## Summary
EPA IPM Summary Run Results
Projections for Continental U.S.
Alternative 1
All costs and prices are in 2022-year dollars | Values in red are rounded to zero, not equal to zero
NATIONWIDE EMISSIONS | 2028 | 2030 | 2035 | 2040 | 2045 | 2050 | 2055
SO2 (million tons) | 0.42439 | 0.31727 | 0.15022 | 0.1388 | 0.013325 | 0.015597 | 0.016525
NOx (million tons) | 0.4416 | 0.37358 | 0.20734 | 0.1658 | 0.082642 | 0.10282 | 0.11261
CO2 (million metric tons) | 1122.734 | 1050.1455 | 600.5983 | 406.0516 | 266.7081 | 382.9929 | 458.1937
Hg (tons) | 2.9584 | 2.8039 | 2.3802 | 2.2771 | 1.2282 | 1.2223 | 1.2405
HCL (Mtons) | 2.3313 | 1.965 | 1.1267 | 1.059 | 0.096744 | 0.09964 | 0.10848
TOTAL COSTS | 2028 | 2030 | 2035 | 2040 | 2045 | 2050 | 2055
Total Costs (billion $) | 133.2139 | 140.825 | 146.2281 | 150.1763 | 165.3955 | 174.3456 | 191.7975
PRICES | 2028 | 2030 | 2035 | 2040 | 2045 | 2050 | 2055
National Wholesale Electricity Price (mills/kWh) | 35.8544 | 40.7738 | 36.3305 | 33.1611 | 27.7632 | 37.4015 | 41.5369
Natural Gas Prices (2022 $/MMBtu)
Henry Hub | 3.0992 | 3.2964 | 3.346 | 3.1881 | 3.3439 | 4.0834 | 4.5443
Delivered | 3.1681 | 3.3697 | 3.3637 | 3.161 | 3.3285 | 4.0749 | 4.5466
Minemouth Coal Prices (2022 $/MMBtu)
Appalachia | 1.4665 | 1.5094 | 1.474 | 1.5392 | 2.2703 | 2.4032 | 2.4083
Imports | 2028: 4.729; 2030: 4.4503; 2035: 4.3028
Interior | 1.5406 | 1.5801 | 1.7367 | 1.8001 | 1.8711 | 1.9951 | 2.0173
Waste Coal | 2028: 0.70593; 2030: 0.89786; 2035: 0.38324; 2040: 1.5618
West | 0.85045 | 0.9116 | 0.99118 | 1.0427 | 1.4792 | 1.2621 | 1.2727
National | 1.0987 | 1.1902 | 1.2455 | 1.3767 | 1.6999 | 1.6404 | 1.6521
TOTAL CAPACITY (Cumulative GW) | 2028 | 2030 | 2035 | 2040 | 2045 | 2050 | 2055
Hydro | 102.4067 | 103.6579 | 107.295 | 111.8108 | 111.9326 | 111.9326 | 111.9326
Non-Hydro Renewables | 405.6445 | 452.8826 | 712.6165 | 950.928 | 1247.753 | 1273.0954 | 1337.8821
Biomass | 0.2029 | 0.2029 | 0.1909 | 0.1444 | 0.1444 | 0.1444 | 0.1444
Geothermal | 3.2112 | 3.2112 | 3.2112 | 3.2112 | 3.2112 | 3.2112 | 3.2112
Landfill Gas | 3.1192 | 3.1192 | 2.9996 | 2.9996 | 2.9996 | 4.4823 | 4.9842
Solar | 181.9769 | 184.2395 | 300.6482 | 349.7577 | 502.8799 | 520.7105 | 550.7079
Wind | 217.1342 | 262.1098 | 405.5665 | 594.815 | 738.5178 | 744.547 | 778.8344
Distributed Solar PV | 81.4385 | 92.2955 | 120.5102 | 151.5308 | 185.3559 | 223.7296 | 273.9191
Coal | 101.0498 | 73.2792 | 20.0256 | 18.6414 | 0.72995 | 0.72995 | 0.68295
Coal without CCS | 100.4548 | 71.9239 | 0.82191 | 0.1756 | 0.1733 | 0.1733 | 0.1263
IGCC without CCS | 0.595 | 0.595 | 0 | 0 | 0 | 0 | 0
Coal with CCS | 0 | 0.76032 | 19.2037 | 18.4658 | 0.55665 | 0.55665 | 0.55665
Energy Storage | 46.6981 | 57.1129 | 122.2455 | 141.3872 | 177.7375 | 179.5194 | 180.6268
Nuclear | 93.5696 | 90.882 | 83.6945 | 79.0619 | 64.844 | 45.3644 | 28.5316
Natural Gas | 472.5479 | 480.7253 | 485.0045 | 525.8632 | 581.9475 | 688.3949 | 764.0242
CC without CCS | 314.6617 | 315.0081 | 312.818 | 312.4348 | 306.5437 | 323.4035 | 357.1071
CC with CCS | 0 | 0 | 0.72755 | 0.72755 | 0.72755 | 0.72755 | 0.72755
CT | 157.8862 | 165.7172 | 171.4589 | 212.7009 | 274.6762 | 364.2639 | 406.1895
Oil/Gas Steam | 63.8933 | 72.7977 | 65.6513 | 64.5813 | 64.3063 | 61.6827 | 61.6405
Other | 6.5003 | 6.5003 | 6.5003 | 6.5003 | 6.5003 | 6.5003 | 6.5003
Grand Total | 1292.3102 | 1337.8379 | 1603.0333 | 1898.774 | 2255.7512 | 2367.2197 | 2491.8211
NEW MODELED CAPACITY (Cumulative GW) | 2028 | 2030 | 2035 | 2040 | 2045 | 2050 | 2055
Hydro | 0 | 1.2512 | 4.8883 | 9.4041 | 9.5259 | 9.5259 | 9.5259
Non-Hydro Renewables | 56.3262 | 103.5643 | 363.4318 | 601.7898 | 898.6148 | 923.9572 | 988.7439
Biomass | 0 | 0 | 0 | 0 | 0 | 0 | 0
Geothermal | 0.60183 | 0.60183 | 0.60183 | 0.60183 | 0.60183 | 0.60183 | 0.60183
Landfill Gas | 1.4663 | 1.4663 | 1.4663 | 1.4663 | 1.4663 | 2.949 | 3.4509
Solar | 11.211 | 13.4736 | 129.8843 | 178.9938 | 332.116 | 349.9466 | 379.944
Wind | 43.047 | 88.0226 | 231.4793 | 420.7278 | 564.4306 | 570.4598 | 604.7472
Coal | 0 | 0 | 0 | 0 | 0 | 0 | 0
Coal without CCS | 0 | 0 | 0 | 0 | 0 | 0 | 0
IGCC without CCS | 0 | 0 | 0 | 0 | 0 | 0 | 0
Coal with CCS | 0 | 0 | 0 | 0 | 0 | 0 | 0
Energy Storage | 3.2648 | 13.6796 | 78.8122 | 97.9539 | 134.3042 | 136.0861 | 137.1935
Nuclear | 0 | 0 | 0 | 0 | 0 | 0 | 0
Natural Gas | 27.7155 | 36.3614 | 43.2857 | 84.9285 | 157.7392 | 276.1537 | 352.436
CC without CCS | 20.9401 | 21.2865 | 20.5294 | 20.7662 | 20.8409 | 45.2002 | 79.5569
CC with CCS | 0 | 0 | 0.65215 | 0.65215 | 0.65215 | 0.65215 | 0.65215
CT | 6.7754 | 15.0749 | 22.1042 | 63.5102 | 136.2462 | 230.3014 | 272.227
Other | 0 | 0 | 0 | 0 | 0 | 0 | 0
Grand Total | 87.3065 | 154.8566 | 490.4181 | 794.0762 | 1200.1842 | 1345.723 | 1487.8994
NEW HARDWIRED CAPACITY (Cumulative GW) | 2028 | 2030 | 2035 | 2040 | 2045 | 2050 | 2055
Hydro | 0 | 0 | 0 | 0 | 0 | 0 | 0
Non-Hydro Renewables | 34.1295 | 34.1295 | 34.1295 | 34.1295 | 34.1295 | 34.1295 | 34.1295
Biomass | 0 | 0 | 0 | 0 | 0 | 0 | 0
Geothermal | 0 | 0 | 0 | 0 | 0 | 0 | 0
Landfill Gas | 0 | 0 | 0 | 0 | 0 | 0 | 0
Solar | 27.4982 | 27.4982 | 27.4982 | 27.4982 | 27.4982 | 27.4982 | 27.4982
Wind | 6.6313 | 6.6313 | 6.6313 | 6.6313 | 6.6313 | 6.6313 | 6.6313
Coal | 0 | 0 | 0 | 0 | 0 | 0 | 0
Coal without CCS | 0 | 0 | 0 | 0 | 0 | 0 | 0
IGCC without CCS | 0 | 0 | 0 | 0 | 0 | 0 | 0
Coal with CCS | 0 | 0 | 0 | 0 | 0 | 0 | 0
Energy Storage | 13.3849 | 13.3849 | 13.3849 | 13.3849 | 13.3849 | 13.3849 | 13.3849
Nuclear | 0 | 0 | 0 | 0 | 0 | 0 | 0
Natural Gas | 7.5348 | 7.5348 | 7.5348 | 7.5348 | 7.5348 | 7.5348 | 7.5348
CC without CCS | 5.7411 | 5.7411 | 5.7411 | 5.7411 | 5.7411 | 5.7411 | 5.7411
CC with CCS | 0 | 0 | 0 | 0 | 0 | 0 | 0
CT | 1.7937 | 1.7937 | 1.7937 | 1.7937 | 1.7937 | 1.7937 | 1.7937
Other | 0 | 0 | 0 | 0 | 0 | 0 | 0
Grand Total | 55.0492 | 55.0492 | 55.0492 | 55.0492 | 55.0492 | 55.0492 | 55.0492
RETIREMENTS (GW) | 2028 | 2030 | 2035 | 2040 | 2045 | 2050 | 2055
CC Retirements | 0.748 | 0.748 | 2.0931 | 2.7132 | 8.6789 | 16.1785 | 16.8315
Coal Retirements | 42.2615 | 60.5629 | 104.3531 | 105.7373 | 123.6488 | 123.6488 | 123.6958
CT Retirements | 0.4801 | 0.9486 | 2.2362 | 2.4002 | 13.1609 | 17.6284 | 17.6284
Nuclear Retirements | 0 | 2.6876 | 9.8751 | 14.5077 | 28.7256 | 48.2052 | 65.038
O/G Retirements | 11.1408 | 11.3368 | 18.4832 | 19.5532 | 19.8282 | 22.4518 | 22.4941
IGCC Retirements | 0.22 | 0.22 | 0.815 | 0.815 | 0.815 | 0.815 | 0.815
Biomass Retirements | 2.9401 | 2.9401 | 2.9521 | 2.9986 | 2.9986 | 2.9986 | 2.9986
Fuel Cell Retirements | 0 | 0 | 0 | 0 | 0 | 0 | 0
Fossil_Other Retirements | 0 | 0 | 0 | 0 | 0 | 0 | 0
Geothermal Retirements | 0 | 0 | 0 | 0 | 0 | 0 | 0
Hydro Retirements | 0.055 | 0.055 | 0.055 | 0.055 | 0.055 | 0.055 | 0.055
Landfill Gas Retirements | 0.0064 | 0.0064 | 0.126 | 0.126 | 0.126 | 0.126 | 0.126
Non Fossil_Other Retirements | 0 | 0 | 0 | 0 | 0 | 0 | 0
Energy Storage Retirements | 0 | 0 | 0 | 0 | 0 | 0 | 0
Grand Total | 57.8519 | 79.5055 | 140.9888 | 148.9062 | 198.037 | 232.1073 | 249.6823
GENERATION MIX (thousand GWh) | 2028 | 2030 | 2035 | 2040 | 2045 | 2050 | 2055
Hydro | 292.9798 | 298.4156 | 317.3722 | 335.5144 | 342.3789 | 342.6234 | 343.3441
Non-Hydro Renewables | 1185.9421 | 1376.8452 | 2281.4813 | 3114.3564 | 4081.0234 | 4147.2785 | 4339.8175
Biomass | 0.28917 | 0.5399 | 0.39632 | 0.029467 | 0.0085634 | 0.17717 | 0.48122
Biomass Co-firing | 0 | 0 | 0 | 0 | 0 | 0 | 0
Geothermal | 21.2702 | 21.2702 | 21.2702 | 21.2702 | 21.2151 | 21.2161 | 21.2702
Landfill Gas | 20.7743 | 20.7967 | 19.781 | 18.5542 | 17.0498 | 27.9825 | 31.5346
Solar | 402.3289 | 407.4311 | 713.2245 | 832.7557 | 1216.8366 | 1252.9287 | 1322.0883
Wind | 741.2795 | 926.8072 | 1526.8092 | 2241.7468 | 2825.9133 | 2844.974 | 2964.4432
Distributed Solar PV | 120.9903 | 137.5139 | 180.1351 | 226.39 | 277.2776 | 334.7376 | 409.6672
Coal | 443.4137 | 364.5804 | 136.8708 | 127.9423 | 3.5997 | 3.9399 | 4.0514
Coal without CCS (Biomass Co-firing is included) | 439.8966 | 355.8325 | 4.1056 | 0.19787 | 0.17011 | 0.37131 | 0.4828
IGCC without CCS | 3.5171 | 3.5887 | 0 | 0 | 0 | 0 | 0
Coal with CCS | 0 | 5.1593 | 132.7652 | 127.7444 | 3.4296 | 3.5686 | 3.5686
Energy Storage | 51.4787 | 65.3728 | 158.3046 | 196.6677 | 285.746 | 290.2964 | 294.5818
Nuclear | 751.0953 | 729.1116 | 666.2115 | 612.9435 | 472.73 | 352.8946 | 222.6381
Natural Gas | 1633.7045 | 1663.643 | 1391.3153 | 929.9718 | 624.1884 | 913.0741 | 1114.5033
CC without CCS | 1592.9747 | 1624.9531 | 1344.681 | 899.1859 | 591.8072 | 860.9216 | 1045.3557
CC with CCS | 0 | 0 | 5.5277 | 5.5277 | 4.6161 | 4.7319 | 4.7322
CT | 40.7298 | 38.6899 | 41.1066 | 25.2582 | 27.7651 | 47.4206 | 64.4154
Oil/Gas Steam | 27.2372 | 27.3022 | 8.9094 | 6.1953 | 5.6176 | 5.3847 | 5.3645
Other | 30.698 | 30.635 | 30.4356 | 28.6155 | 27.4025 | 27.7252 | 28.0184
Grand Total | 4416.5495 | 4555.9059 | 4990.9006 | 5352.2069 | 5842.6866 | 6083.2168 | 6352.3193
FUEL SUPPLY AND CONSUMPTION | 2028 | 2030 | 2035 | 2040 | 2045 | 2050 | 2055
Coal Use by Region (million tons) | 77 | 69.32 | 66.23 | 72.33 | 69.83 | 71.35 | 70.78
Power Sector
Appalachia | 2028: 36.442; 2030: 39.2694; 2035: 19.2023; 2040: 19.1953
Imports | 2028: 0.30881; 2030: 0.3349; 2035: 0.0025662
Interior | 2028: 35.9095; 2030: 35.755; 2035: 25.217; 2040: 25.1923
Waste Coal | 2028: 7.2702; 2030: 7.1457; 2035: 3.1732; 2040: 3.1732
West | 155.508 | 112.9164 | 63.2312 | 55.8865 | 2.9231 | 3.11 | 3.1822
Non-Power Sector | 77 | 69.32 | 66.23 | 72.33 | 69.83 | 71.35 | 70.78
Appalachia | 5.26 | 5.11 | 4.69 | 4.13 | 3.63 | 3.37 | 3.37
Interior | 21.05 | 17.29 | 14.95 | 28.21 | 29.47 | 28.97 | 28.4
West | 50.69 | 46.92 | 46.59 | 39.99 | 36.73 | 39.01 | 39.01
Power Sector Coal Use by Rank (million tons) | 233.8053 | 190.5236 | 108.3183 | 100.9385 | 3.5854 | 3.7752 | 3.8474
Bituminous | 2028: 67.7476; 2030: 63.9875; 2035: 31.0189; 2040: 30.9842
Subbituminous | 134.801 | 97.1979 | 47.3999 | 40.0556 | 2.23 | 2.3933 | 2.4656
Lignite | 31.2567 | 29.3383 | 29.8995 | 29.8987 | 1.3554 | 1.3818 | 1.3818
Natural Gas Use (Trillion cubic feet) | 11.4944 | 11.7027 | 9.6683 | 6.4203 | 4.3141 | 6.2412 | 7.5425
Note: Distributed Solar PV are not included in the Grand Total of "Total Capacity" and "Generation Mix"
Note on A9: ICFI: All tons are SHORT tons, unless otherwise noted as metric Mtons : thousand tons

## Retrofit Summary
EPA IPM Summary Run Results
Projections for Continental U.S.
Alternative 1
All costs and prices are in 2022-year dollars | Values in red are rounded to zero, not equal to zero
TOTAL CONTROLS (Cumulative GW) | 2028 | 2030 | 2035 | 2040 | 2045 | 2050 | 2055
FGD | 89.967 | 79.4681 | 33.3158 | 31.1736 | 13.7501 | 12.1181 | 12.0758
Existing Scrubber | 89.967 | 79.4681 | 32.295 | 30.1528 | 13.7501 | 12.1181 | 12.0758
Existing Wet Scrubber | 67.8511 | 59.2414 | 23.687 | 21.9162 | 8.1832 | 6.5512 | 6.509
Existing Dry Scrubber | 22.1159 | 20.2267 | 8.608 | 8.2367 | 5.5668 | 5.5668 | 5.5668
Retrofit Scrubber | 0 | 0 | 1.0207 | 1.0207 | 0 | 0 | 0
Retrofit Wet Scrubber | 0 | 0 | 1.0207 | 1.0207 | 0 | 0 | 0
Retrofit Dry Scrubber | 0 | 0 | 0 | 0 | 0 | 0 | 0
New Scrubber | 0 | 0 | 0 | 0 | 0 | 0 | 0
New Wet Scrubber | 0 | 0 | 0 | 0 | 0 | 0 | 0
New Dry Scrubber | 0 | 0 | 0 | 0 | 0 | 0 | 0
SCR | 73.2532 | 65.9388 | 30.5591 | 29.8187 | 13.0752 | 11.4432 | 11.401
Existing SCR | 73.1826 | 65.2358 | 26.0028 | 25.3012 | 12.3667 | 10.7347 | 10.6925
Retrofit SCR | 0.070661 | 0.70295 | 4.5563 | 4.5175 | 0.70851 | 0.70851 | 0.70851
New SCR | 0 | 0 | 0 | 0 | 0 | 0 | 0
SNCR | 11.0502 | 9.2813 | 3.3278 | 3.0678 | 1.1938 | 1.1938 | 1.1938
Existing SNCR | 11.0502 | 9.2813 | 3.3278 | 3.0678 | 1.1938 | 1.1938 | 1.1938
Retrofit SNCR | 0 | 0 | 0 | 0 | 0 | 0 | 0
New SNCR | 0 | 0 | 0 | 0 | 0 | 0 | 0
ACI | 68.8746 | 57.5535 | 29.4085 | 27.2663 | 13.902 | 13.104 | 13.104
Existing ACI | 68.8746 | 57.5535 | 29.4085 | 27.2663 | 13.902 | 13.104 | 13.104
Retrofit ACI | 0 | 0 | 0 | 0 | 0 | 0 | 0
New ACI | 0 | 0 | 0 | 0 | 0 | 0 | 0
CCS | 0 | 0.76032 | 19.9313 | 19.1934 | 1.2842 | 1.2842 | 1.2842
Hardwired CCS | 0 | 0 | 0 | 0 | 0 | 0 | 0
Retrofit CCS | 0 | 0.76032 | 19.9313 | 19.1934 | 1.2842 | 1.2842 | 1.2842
New CCS | 0 | 0 | 0 | 0 | 0 | 0 | 0
DSI | 23.9278 | 19.1871 | 11.6028 | 11.2908 | 7.5201 | 6.7221 | 6.7221
Existing DSI | 23.9278 | 19.1871 | 11.6028 | 11.2908 | 7.5201 | 6.7221 | 6.7221
Retrofit DSI | 0 | 0 | 0 | 0 | 0 | 0 | 0
C2G | 10.6215 | 19.5259 | 18.5079 | 17.4379 | 17.4379 | 15.8059 | 15.7636
HRI | 0 | 0 | 0 | 0 | 0 | 0 | 0
NGC | 0 | 0.65051 | 0.64631 | 0 | 0 | 0 | 0
GPM | 0 | 0 | 0 | 0 | 0 | 0 | 0
RETROFITS (Cumulative GW) | 2028 | 2030 | 2035 | 2040 | 2045 | 2050 | 2055
FGD | 0 | 0 | 1.0207 | 1.0207 | 0 | 0 | 0
SCR | 0.070661 | 0.70295 | 4.5563 | 4.5175 | 0.70851 | 0.70851 | 0.70851
SNCR | 0 | 0 | 0 | 0 | 0 | 0 | 0
ACI | 0 | 0 | 0 | 0 | 0 | 0 | 0
CCS | 0 | 0.76032 | 19.9313 | 19.1934 | 1.2842 | 1.2842 | 1.2842
DSI | 0 | 0 | 0 | 0 | 0 | 0 | 0
C2G | 10.6215 | 19.5259 | 18.5079 | 17.4379 | 17.4379 | 15.8059 | 15.7636
HRI | 0 | 0 | 0 | 0 | 0 | 0 | 0
NGC | 0 | 0.65051 | 0.64631 | 0 | 0 | 0 | 0
GPM | 0 | 0 | 0 | 0 | 0 | 0 | 0
TOTAL CONTROLS IN NEEDS (GW)
FGD | 2028: 120.659
SCR | 2028: 92.835
SNCR | 2028: 18.771
ACI | 2028: 91.464
DSI | 2028: 23.526
Note on A9: ICFI: All tons are SHORT tons, unless otherwise noted as metric Mtons : thousand tons

## All Constraints
Constraint Name | Constraint # | Constraint ID | Constraint Type | Neutralized | LimitType | Constraint Time Frame | Data Field | Unit of Measure | 2028-2029(RY 2028) | 2030-2031(RY 2030) | 2032-2037(RY 2035) | 2038-2041(RY 2040) | 2042-2047(RY 2045) | 2048-2052(RY 2050) | 2053-2059(RY 2055)
#1 - SO2 Title IV Annual Constraint v5.14 | 1 | 7117 | Rate Constraint in MTons | FALSE | L | Annual | Seasons Included | Seasons | Winter, Spring, Summer, Fall | Winter, Spring, Summer, Fall | Winter, Spring, Summer, Fall | Winter, Spring, Summer, Fall | Winter, Spring, Summer, Fall | Winter, Spring, Summer, Fall | Winter, Spring, Summer, Fall
#1 - SO2 Title IV Annual Constraint v5.14 | 1 | 7117 | Rate Constraint in MTons | FALSE | L | Annual | Standard SO2 | Thousand Tons | 7973.0011 | 7973.0011 | 7973.0011 | 7973.0011 | 7973.0011 | 7973.0011 | 7973.0011
#1 - SO2 Title IV Annual Constraint v5.14 | 1 | 7117 | Rate Constraint in MTons | FALSE | L | Annual | Emissions at Affected Plants SO2 | Thousand Tons | 409.0388 | 305.1989 | 139.4668 | 130.2769 | 5.1223 | 5.5609 | 5.5933
#1 - SO2 Title IV Annual Constraint v5.14 | 1 | 7117 | Rate Constraint in MTons | FALSE | L | Annual | Allowances Purchased SO2 | Thousand Tons | 0 | 0 | 0 | 0 | 0 | 0 | 0
#1 - SO2 Title IV Annual Constraint v5.14 | 1 | 7117 | Rate Constraint in MTons | FALSE | L | Annual | Allowances Sold SO2 | Thousand Tons | 0 | 0 | 0 | 0 | 0 | 0 | 0
#1 - SO2 Title IV Annual Constraint v5.14 | 1 | 7117 | Rate Constraint in MTons | FALSE | L | Annual | Allowances Banked | Thousand Tons | 0 | 0 | 0 | 0 | 0 | 0 | 0
#1 - SO2 Title IV Annual Constraint v5.14 | 1 | 7117 | Rate Constraint in MTons | FALSE | L | Annual | Allowances Withdrawn (1:1) | Thousand Tons | 0 | 0 | 0 | 0 | 0 | 0 | 0
#1 - SO2 Title IV Annual Constraint v5.14 | 1 | 7117 | Rate Constraint in MTons | FALSE | L | Annual | Allowances Withdrawn (n:1) | Thousand Tons | 0 | 0 | 0 | 0 | 0 | 0 | 0
#1 - SO2 Title IV Annual Constraint v5.14 | 1 | 7117 | Rate Constraint in MTons | FALSE | L | Annual | Net Emissions Allowance Position | Thousand Tons | 409.0388 | 305.1989 | 139.4668 | 130.2769 | 5.1223 | 5.5609 | 5.5933
#1 - SO2 Title IV Annual Constraint v5.14 | 1 | 7117 | Rate Constraint in MTons | FALSE | L | Annual | Fuel Consumed | TBtu | 16288.2167 | 15724.2154 | 11930.3149 | 8512.7761 | 4477.002 | 6470.3662 | 7822.7289
#1 - SO2 Title IV Annual Constraint v5.14 | 1 | 7117 | Rate Constraint in MTons | FALSE | L | Annual | Rate | lb/MMBtu | 0.050225 | 0.038819 | 0.02338 | 0.030607 | 0.0022883 | 0.0017189 | 0.00143
#1 - SO2 Title IV Annual Constraint v5.14 | 1 | 7117 | Rate Constraint in MTons | FALSE | L | Annual | Generation | TWh | 2093.6974 | 2045.1777 | 1528.963 | 1059.8459 | 631.4302 | 919.3378 | 1120.5907
#1 - SO2 Title IV Annual Constraint v5.14 | 1 | 7117 | Rate Constraint in MTons | FALSE | L | Annual | Qualifying Generation | TWh | 2093.6974 | 2045.1777 | 1528.963 | 1059.8459 | 631.4302 | 919.3378 | 1120.5907
#1 - SO2 Title IV Annual Constraint v5.14 | 1 | 7117 | Rate Constraint in MTons | FALSE | L | Annual | Rate | lb/MWh | 0.39073 | 0.29846 | 0.18243 | 0.24584 | 0.016224 | 0.012098 | 0.0099828
#1 - SO2 Title IV Annual Constraint v5.14 | 1 | 7117 | Rate Constraint in MTons | FALSE | L | Annual | Constraint Shadow Price | US2022$/Ton | 0 | 0 | 0 | 0 | 0 | 0 | 0
#4 - NOx SIPCall Constraint v5.16 | 2 | 7116 | Rate Constraint in MTons | FALSE | L | Annual | Seasons Included | Seasons | Summer | Summer | Summer | Summer | Summer | Summer | Summer
#4 - NOx SIPCall Constraint v5.16 | 2 | 7116 | Rate Constraint in MTons | FALSE | L | Annual | Standard NOX | Thousand Tons | 72.845 | 72.845 | 72.845 | 72.845 | 72.845 | 72.845 | 72.845
#4 - NOx SIPCall Constraint v5.16 | 2 | 7116 | Rate Constraint in MTons | FALSE | L | Annual | Emissions at Affected Plants NOX | Thousand Tons | 5.9256 | 7.8714 | 5.541 | 5.2228 | 2.1874 | 2.7361 | 3.1279
#4 - NOx SIPCall Constraint v5.16 | 2 | 7116 | Rate Constraint in MTons | FALSE | L | Annual | Allowances Purchased NOX | Thousand Tons | 0 | 0 | 0 | 0 | 0 | 0 | 0
#4 - NOx SIPCall Constraint v5.16 | 2 | 7116 | Rate Constraint in MTons | FALSE | L | Annual | Allowances Sold NOX | Thousand Tons | 0 | 0 | 0 | 0 | 0 | 0 | 0
#4 - NOx SIPCall Constraint v5.16 | 2 | 7116 | Rate Constraint in MTons | FALSE | L | Annual | Allowances Banked | Thousand Tons | 0 | 0 | 0 | 0 | 0 | 0 | 0
#4 - NOx SIPCall Constraint v5.16 | 2 | 7116 | Rate Constraint in MTons | FALSE | L | Annual | Allowances Withdrawn (1:1) | Thousand Tons | 0 | 0 | 0 | 0 | 0 | 0 | 0
#4 - NOx SIPCall Constraint v5.16 | 2 | 7116 | Rate Constraint in MTons | FALSE | L | Annual | Allowances Withdrawn (n:1) | Thousand Tons | 0 | 0 | 0 | 0 | 0 | 0 | 0
#4 - NOx SIPCall Constraint v5.16 | 2 | 7116 | Rate Constraint in MTons | FALSE | L | Annual | Net Emissions Allowance Position | Thousand Tons | 5.9256 | 7.8714 | 5.541 | 5.2228 | 2.1874 | 2.7361 | 3.1279
#4 - NOx SIPCall Constraint v5.16 | 2 | 7116 | Rate Constraint in MTons | FALSE | L | Annual | Fuel Consumed | TBtu | 520.9928 | 539.4209 | 485.6124 | 411.1067 | 328.3357 | 425.9998 | 520.4391
#4 - NOx SIPCall Constraint v5.16 | 2 | 7116 | Rate Constraint in MTons | FALSE | L | Annual | Rate | lb/MMBtu | 0.022747 | 0.029185 | 0.022821 | 0.025408 | 0.013324 | 0.012846 | 0.01202
#4 - NOx SIPCall Constraint v5.16 | 2 | 7116 | Rate Constraint in MTons | FALSE | L | Annual | Generation | TWh | 78.3351 | 79.0257 | 68.4626 | 58.3182 | 50.5473 | 68.1219 | 92.9397
#4 - NOx SIPCall Constraint v5.16 | 2 | 7116 | Rate Constraint in MTons | FALSE | L | Annual | Qualifying Generation | TWh | 73.1621 | 73.7601 | 64.3345 | 53.9418 | 46.2574 | 61.878 | 76.0553
#4 - NOx SIPCall Constraint v5.16 | 2 | 7116 | Rate Constraint in MTons | FALSE | L | Annual | Rate | lb/MWh | 0.16199 | 0.21343 | 0.17226 | 0.19364 | 0.094574 | 0.088436 | 0.082254
#4 - NOx SIPCall Constraint v5.16 | 2 | 7116 | Rate Constraint in MTons | FALSE | L | Annual | Constraint Shadow Price | US2022$/Ton | 0 | 0 | 0 | 0 | 0 | 0 | 0
#6 - WRAP SO2 Policy Case Constraint | 3 | 7119 | Rate Constraint in MTons | FALSE | L | Annual | Seasons Included | Seasons | Winter, Spring, Summer, Fall | Winter, Spring, Summer, Fall | Winter, Spring, Summer, Fall | Winter, Spring, Summer, Fall | Winter, Spring, Summer, Fall | Winter, Spring, Summer, Fall | Winter, Spring, Summer, Fall
#6 - WRAP SO2 Policy Case Constraint | 3 | 7119 | Rate Constraint in MTons | FALSE | L | Annual | Standard SO2 | Thousand Tons | 89.572 | 89.572 | 89.572 | 89.572 | 89.572 | 89.572 | 89.572
#6 - WRAP SO2 Policy Case Constraint | 3 | 7119 | Rate Constraint in MTons | FALSE | L | Annual | Emissions at Affected Plants SO2 | Thousand Tons | 28.3322 | 17.7642 | 10.0006 | 5.2995 | 1.397 | 1.4506 | 1.4506
#6 - WRAP SO2 Policy Case Constraint | 3 | 7119 | Rate Constraint in MTons | FALSE | L | Annual | Allowances Purchased SO2 | Thousand Tons | 0 | 0 | 0 | 0 | 0 | 0 | 0
#6 - WRAP SO2 Policy Case Constraint | 3 | 7119 | Rate Constraint in MTons | FALSE | L | Annual | Allowances Sold SO2 | Thousand Tons | 0 | 0 | 0 | 0 | 0 | 0 | 0
#6 - WRAP SO2 Policy Case Constraint | 3 | 7119 | Rate Constraint in MTons | FALSE | L | Annual | Allowances Banked | Thousand Tons | 0 | 0 | 79.5714 | 0 | 0 | 0 | 0
#6 - WRAP SO2 Policy Case Constraint | 3 | 7119 | Rate Constraint in MTons | FALSE | L | Annual | Allowances Withdrawn (1:1) | Thousand Tons | 0 | 0 | 0 | -89.572 | 0 | 0 | 0
#6 - WRAP SO2 Policy Case Constraint | 3 | 7119 | Rate Constraint in MTons | FALSE | L | Annual | Allowances Withdrawn (n:1) | Thousand Tons | 0 | 0 | 0 | 0 | 0 | 0 | 0
#6 - WRAP SO2 Policy Case Constraint | 3 | 7119 | Rate Constraint in MTons | FALSE | L | Annual | Net Emissions Allowance Position | Thousand Tons | 28.3322 | 17.7642 | 89.572 | -84.2725 | 1.397 | 1.4506 | 1.4506
#6 - WRAP SO2 Policy Case Constraint | 3 | 7119 | Rate Constraint in MTons | FALSE | L | Annual | Fuel Consumed | TBtu | 688.6794 | 602.4349 | 506.566 | 401.8922 | 227.001 | 299.9349 | 345.943
#6 - WRAP SO2 Policy Case Constraint | 3 | 7119 | Rate Constraint in MTons | FALSE | L | Annual | Rate | lb/MMBtu | 0.08228 | 0.058975 | 0.039484 | 0.026373 | 0.012308 | 0.009673 | 0.0083866
#6 - WRAP SO2 Policy Case Constraint | 3 | 7119 | Rate Constraint in MTons | FALSE | L | Annual | Generation | TWh | 75.222 | 68.2736 | 51.6412 | 44.3922 | 28.0622 | 37.544 | 43.2086
#6 - WRAP SO2 Policy Case Constraint | 3 | 7119 | Rate Constraint in MTons | FALSE | L | Annual | Qualifying Generation | TWh | 75.222 | 68.2736 | 51.6271 | 44.0622 | 27.6071 | 36.8143 | 42.3892
#6 - WRAP SO2 Policy Case Constraint | 3 | 7119 | Rate Constraint in MTons | FALSE | L | Annual | Rate | lb/MWh | 0.7533 | 0.52038 | 0.38742 | 0.24055 | 0.1012 | 0.078809 | 0.068444
#6 - WRAP SO2 Policy Case Constraint | 3 | 7119 | Rate Constraint in MTons | FALSE | L | Annual | Constraint Shadow Price | US2022$/Ton | 0 | 0 | 0 | 0 | 0 | 0 | 0
#CAN - #1 National - SO2 Cap Annual v3.1 | 4 | 7604 | Rate Constraint in MTons | FALSE | L | Annual | Seasons Included | Seasons | Winter, Spring, Summer, Fall | Winter, Spring, Summer, Fall | Winter, Spring, Summer, Fall | Winter, Spring, Summer, Fall | Winter, Spring, Summer, Fall | Winter, Spring, Summer, Fall | Winter, Spring, Summer, Fall
#CAN - #1 National - SO2 Cap Annual v3.1 | 4 | 7604 | Rate Constraint in MTons | FALSE | L | Annual | Standard SO2 | Thousand Tons | 948.21 | 948.21 | 948.21 | 948.21 | 948.21 | 948.21 | 948.21
#CAN - #1 National - SO2 Cap Annual v3.1 | 4 | 7604 | Rate Constraint in MTons | FALSE | L | Annual | Emissions at Affected Plants SO2 | Thousand Tons | 59.2374 | 26.2095 | 6.8714 | 6.8339 | 6.8137 | 6.8423 | 6.8423
#CAN - #1 National - SO2 Cap Annual v3.1 | 4 | 7604 | Rate Constraint in MTons | FALSE | L | Annual | Allowances Purchased SO2 | Thousand Tons | 0 | 0 | 0 | 0 | 0 | 0 | 0
#CAN - #1 National - SO2 Cap Annual v3.1 | 4 | 7604 | Rate Constraint in MTons | FALSE | L | Annual | Allowances Sold SO2 | Thousand Tons | 0 | 0 | 0 | 0 | 0 | 0 | 0
#CAN - #1 National - SO2 Cap Annual v3.1 | 4 | 7604 | Rate Constraint in MTons | FALSE | L | Annual | Allowances Banked | Thousand Tons | 0 | 0 | 0 | 0 | 0 | 0 | 0
#CAN - #1 National - SO2 Cap Annual v3.1 | 4 | 7604 | Rate Constraint in MTons | FALSE | L | Annual | Allowances Withdrawn (1:1) | Thousand Tons | 0 | 0 | 0 | 0 | 0 | 0 | 0
#CAN - #1 National - SO2 Cap Annual v3.1 | 4 | 7604 | Rate Constraint in MTons | FALSE | L | Annual | Allowances Withdrawn (n:1) | Thousand Tons | 0 | 0 | 0 | 0 | 0 | 0 | 0
#CAN - #1 National - SO2 Cap Annual v3.1 | 4 | 7604 | Rate Constraint in MTons | FALSE | L | Annual | Net Emissions Allowance Position | Thousand Tons | 59.2374 | 26.2095 | 6.8714 | 6.8339 | 6.8137 | 6.8423 | 6.8423
#CAN - #1 National - SO2 Cap Annual v3.1 | 4 | 7604 | Rate Constraint in MTons | FALSE | L | Annual | Fuel Consumed | TBtu | 566.3552 | 574.2788 | 713.8608 | 832.9707 | 905.6295 | 743.6825 | 804.0937
#CAN - #1 National - SO2 Cap Annual v3.1 | 4 | 7604 | Rate Constraint in MTons | FALSE | L | Annual | Rate | lb/MMBtu | 0.20919 | 0.091278 | 0.019251 | 0.016409 | 0.015047 | 0.018401 | 0.017019
#CAN - #1 National - SO2 Cap Annual v3.1 | 4 | 7604 | Rate Constraint in MTons | FALSE | L | Annual | Generation | TWh | 79.173 | 82.2447 | 102.2167 | 119.102 | 130.3291 | 109.0757 | 119.1837
#CAN - #1 National - SO2 Cap Annual v3.1 | 4 | 7604 | Rate Constraint in MTons | FALSE | L | Annual | Qualifying Generation | TWh | 79.173 | 82.2447 | 102.2167 | 119.102 | 130.3291 | 109.0757 | 119.1837
#CAN - #1 National - SO2 Cap Annual v3.1 | 4 | 7604 | Rate Constraint in MTons | FALSE | L | Annual | Rate | lb/MWh | 1.4964 | 0.63735 | 0.13445 | 0.11476 | 0.10456 | 0.12546 | 0.11482
#CAN - #1 National - SO2 Cap Annual v3.1 | 4 | 7604 | Rate Constraint in MTons | FALSE | L | Annual | Constraint Shadow Price | US2022$/Ton | 0 | 0 | 0 | 0 | 0 | 0 | 0
#CAN - AB - MER Cap Annual v4.12 | 5 | 7616 | Rate Constraint in MTons | FALSE | L | Annual | Seasons Included | Seasons | Winter, Spring, Summer, Fall | Winter, Spring, Summer, Fall | Winter, Spring, Summer, Fall | Winter, Spring, Summer, Fall | Winter, Spring, Summer, Fall | Winter, Spring, Summer, Fall | Winter, Spring, Summer, Fall
#CAN - AB - MER Cap Annual v4.12 | 5 | 7616 | Rate Constraint in MTons | FALSE | L | Annual | Standard MER | lbs | 1300.7273 | 1300.7273 | 1300.7273 | 1300.7273 | 1300.7273 | 1300.7273 | 1300.7273
#CAN - AB - MER Cap Annual v4.12 | 5 | 7616 | Rate Constraint in MTons | FALSE | L | Annual | Emissions at Affected Plants MER | lbs | 0 | 0 | 0 | 0 | 0 | 0 | 0
#CAN - AB - MER Cap Annual v4.12 | 5 | 7616 | Rate Constraint in MTons | FALSE | L | Annual | Allowances Purchased MER | lbs | 0 | 0 | 0 | 0 | 0 | 0 | 0
#CAN - AB - MER Cap Annual v4.12 | 5 | 7616 | Rate Constraint in MTons | FALSE | L | Annual | Allowances Sold MER | lbs | 0 | 0 | 0 | 0 | 0 | 0 | 0
#CAN - AB - MER Cap Annual v4.12 | 5 | 7616 | Rate Constraint in MTons | FALSE | L | Annual | Allowances Banked | lbs | 0 | 0 | 0 | 0 | 0 | 0 | 0
#CAN - AB - MER Cap Annual v4.12 | 5 | 7616 | Rate Constraint in MTons | FALSE | L | Annual | Allowances Withdrawn (1:1) | lbs | 0 | 0 | 0 | 0 | 0 | 0 | 0
#CAN - AB - MER Cap Annual v4.12 | 5 | 7616 | Rate Constraint in MTons | FALSE | L | Annual | Allowances Withdrawn (n:1) | lbs | 0 | 0 | 0 | 0 | 0 | 0 | 0
#CAN - AB - MER Cap Annual v4.12 | 5 | 7616 | Rate Constraint in MTons | FALSE | L | Annual | Net Emissions Allowance Position | lbs | 0 | 0 | 0 | 0 | 0 | 0 | 0
#CAN - AB - MER Cap Annual v4.12 | 5 | 7616 | Rate Constraint in MTons | FALSE | L | Annual | Fuel Consumed | TBtu | 0 | 0 | 0 | 0 | 0 | 0 | 0
#CAN - AB - MER Cap Annual v4.12 | 5 | 7616 | Rate Constraint in MTons | FALSE | L | Annual | Rate | lb/MMBtu | 0 | 0 | 0 | 0 | 0 | 0 | 0
#CAN - AB - MER Cap Annual v4.12 | 5 | 7616 | Rate Constraint in MTons | FALSE | L | Annual | Generation | TWh | 0 | 0 | 0 | 0 | 0 | 0 | 0
#CAN - AB - MER Cap Annual v4.12 | 5 | 7616 | Rate Constraint in MTons | FALSE | L | Annual | Qualifying Generation | TWh | 0 | 0 | 0 | 0 | 0 | 0 | 0
#CAN - AB - MER Cap Annual v4.12 | 5 | 7616 | Rate Constraint in MTons | FALSE | L | Annual | Rate | lb/MWh | 0 | 0 | 0 | 0 | 0 | 0 | 0
#CAN - AB - MER Cap Annual v4.12 | 5 | 7616 | Rate Constraint in MTons | FALSE | L | Annual | Constraint Shadow Price | US2022$/Lb | 0 | 0 | 0 | 0 | 0 | 0 | 0
#CAN - BC - CO2 Constraint- v.6.17 | 6 | 7617 | Rate Constraint in MTons | FALSE | L | Annual | Seasons Included | Seasons | Winter, Spring, Summer, Fall | Winter, Spring, Summer, Fall | Winter, Spring, Summer, Fall | Winter, Spring, Summer, Fall | Winter, Spring, Summer, Fall | Winter, Spring, Summer, Fall | Winter, Spring, Summer, Fall
#CAN - BC - CO2 Constraint- v.6.17 | 6 | 7617 | Rate Constraint in MTons | FALSE | L | Annual | Standard CO2 | Thousand Tons | 0 | 0 | 0 | 0 | 0 | 0 | 0
#CAN - BC - CO2 Constraint- v.6.17 | 6 | 7617 | Rate Constraint in MTons | FALSE | L | Annual | Emissions at Affected Plants CO2 | Thousand Tons | 0 | 0 | 0 | 204.6164 | 558.0558 | 1497.3123 | 2589.3853
#CAN - BC - CO2 Constraint- v.6.17 | 6 | 7617 | Rate Constraint in MTons | FALSE | L | Annual | Allowances Purchased CO2 | Thousand Tons | 0 | 0 | 0 | -204.6164 | -558.0558 | -1497.3123 | -2589.3853
#CAN - BC - CO2 Constraint- v.6.17 | 6 | 7617 | Rate Constraint in MTons | FALSE | L | Annual | Allowances Sold CO2 | Thousand Tons | 0 | 0 | 0 | 0 | 0 | 0 | 0
#CAN - BC - CO2 Constraint- v.6.17 | 6 | 7617 | Rate Constraint in MTons | FALSE | L | Annual | Allowances Banked | Thousand Tons | 0 | 0 | 0 | 0 | 0 | 0 | 0
#CAN - BC - CO2 Constraint- v.6.17 | 6 | 7617 | Rate Constraint in MTons | FALSE | L | Annual | Allowances Withdrawn (1:1) | Thousand Tons | 0 | 0 | 0 | 0 | 0 | 0 | 0
#CAN - BC - CO2 Constraint- v.6.17 | 6 | 7617 | Rate Constraint in MTons | FALSE | L | Annual | Allowances Withdrawn (n:1) | Thousand Tons | 0 | 0 | 0 | 0 | 0 | 0 | 0
#CAN - BC - CO2 Constraint- v.6.17 | 6 | 7617 | Rate Constraint in MTons | FALSE | L | Annual | Net Emissions Allowance Position | Thousand Tons | 0 | 0 | 0 | -1.8901e-07 | -1.4054e-07 | 5.99e-09 | -1.1521e-07
#CAN - BC - CO2 Constraint- v.6.17 | 6 | 7617 | Rate Constraint in MTons | FALSE | L | Annual | Fuel Consumed | TBtu | 0 | 0 | 0 | 2.787 | 7.6011 | 23.6458 | 42.301
#CAN - BC - CO2 Constraint- v.6.17 | 6 | 7617 | Rate Constraint in MTons | FALSE | L | Annual | Rate | lb/MMBtu | 0 | 0 | 0 | 146.835 | 146.835 | 126.645 | 122.4267
#CAN - BC - CO2 Constraint- v.6.17 | 6 | 7617 | Rate Constraint in MTons | FALSE | L | Annual | Generation | TWh | 0 | 0 | 0 | 0.41267 | 1.1255 | 3.6443 | 6.5729
#CAN - BC - CO2 Constraint- v.6.17 | 6 | 7617 | Rate Constraint in MTons | FALSE | L | Annual | Qualifying Generation | TWh | 0 | 0 | 0 | 0.41267 | 1.1255 | 3.6443 | 6.5729
#CAN - BC - CO2 Constraint- v.6.17 | 6 | 7617 | Rate Constraint in MTons | FALSE | L | Annual | Rate | lb/MWh | 0 | 0 | 0 | 991.6676 | 991.6676 | 821.7328 | 787.9002
#CAN - BC - CO2 Constraint- v.6.17 | 6 | 7617 | Rate Constraint in MTons | FALSE | L | Annual | Constraint Shadow Price | US2022$/Ton | 34.7664 | 33.5748 | 30.7694 | 28.1991 | 25.8436 | 23.6849 | 21.7061
#CAN - MB - Acid Rain - SO2 Cap Annual v3.1 | 7 | 7618 | Rate Constraint in MTons | FALSE | L | Annual | Seasons Included | Seasons | Winter, Spring, Summer, Fall | Winter, Spring, Summer, Fall | Winter, Spring, Summer, Fall | Winter, Spring, Summer, Fall | Winter, Spring, Summer, Fall | Winter, Spring, Summer, Fall | Winter, Spring, Summer, Fall
#CAN - MB - Acid Rain - SO2 Cap Annual v3.1 | 7 | 7618 | Rate Constraint in MTons | FALSE | L | Annual | Standard SO2 | Thousand Tons | 4.41 | 4.41 | 4.41 | 4.41 | 4.41 | 4.41 | 4.41
#CAN - MB - Acid Rain - SO2 Cap Annual v3.1 | 7 | 7618 | Rate Constraint in MTons | FALSE | L | Annual | Emissions at Affected Plants SO2 | Thousand Tons | 0 | 0 | 0 | 0 | 0 | 0 | 0
#CAN - MB - Acid Rain - SO2 Cap Annual v3.1 | 7 | 7618 | Rate Constraint in MTons | FALSE | L | Annual | Allowances Purchased SO2 | Thousand Tons | 0 | 0 | 0 | 0 | 0 | 0 | 0
#CAN - MB - Acid Rain - SO2 Cap Annual v3.1 | 7 | 7618 | Rate Constraint in MTons | FALSE | L | Annual | Allowances Sold SO2 | Thousand Tons | 0 | 0 | 0 | 0 | 0 | 0 | 0
#CAN - MB - Acid Rain - SO2 Cap Annual v3.1 | 7 | 7618 | Rate Constraint in MTons | FALSE | L | Annual | Allowances Banked | Thousand Tons | 0 | 0 | 0 | 0 | 0 | 0 | 0
#CAN - MB - Acid Rain - SO2 Cap Annual v3.1 | 7 | 7618 | Rate Constraint in MTons | FALSE | L | Annual | Allowances Withdrawn (1:1) | Thousand Tons | 0 | 0 | 0 | 0 | 0 | 0 | 0
#CAN - MB - Acid Rain - SO2 Cap Annual v3.1 | 7 | 7618 | Rate Constraint in MTons | FALSE | L | Annual | Allowances Withdrawn (n:1) | Thousand Tons | 0 | 0 | 0 | 0 | 0 | 0 | 0
#CAN - MB - Acid Rain - SO2 Cap Annual v3.1 | 7 | 7618 | Rate Constraint in MTons | FALSE | L | Annual | Net Emissions Allowance Position | Thousand Tons | 0 | 0 | 0 | 0 | 0 | 0 | 0
#CAN - MB - Acid Rain - SO2 Cap Annual v3.1 | 7 | 7618 | Rate Constraint in MTons | FALSE | L | Annual | Fuel Consumed | TBtu | 0 | 0 | 0 | 0 | 0.078812 | 0.3128 | 0.17247
#CAN - MB - Acid Rain - SO2 Cap Annual v3.1 | 7 | 7618 | Rate Constraint in MTons | FALSE | L | Annual | Rate | lb/MMBtu | 0 | 0 | 0 | 0 | 0 | 0 | 0
#CAN - MB - Acid Rain - SO2 Cap Annual v3.1 | 7 | 7618 | Rate Constraint in MTons | FALSE | L | Annual | Generation | TWh | 0 | 0 | 0 | 0 | 0.0074926 | 0.031357 | 0.017412
#CAN - MB - Acid Rain - SO2 Cap Annual v3.1 | 7 | 7618 | Rate Constraint in MTons | FALSE | L | Annual | Qualifying Generation | TWh | 0 | 0 | 0 | 0 | 0.0074926 | 0.031357 | 0.017412
#CAN - MB - Acid Rain - SO2 Cap Annual v3.1 | 7 | 7618 | Rate Constraint in MTons | FALSE | L | Annual | Rate | lb/MWh | 0 | 0 | 0 | 0 | 0 | 0 | 0
#CAN - MB - Acid Rain - SO2 Cap Annual v3.1 | 7 | 7618 | Rate Constraint in MTons | FALSE | L | Annual | Constraint Shadow Price | US2022$/Ton | 0 | 0 | 0 | 0 | 0 | 0 | 0
#CAN - MB - CO2 Constraint- v.6.17 | 8 | 7620 | Rate Constraint in MTons | FALSE | L | Annual | Seasons Included | Seasons | Winter, Spring, Summer, Fall | Winter, Spring, Summer, Fall | Winter, Spring, Summer, Fall | Winter, Spring, Summer, Fall | Winter, Spring, Summer, Fall | Winter, Spring, Summer, Fall | Winter, Spring, Summer, Fall
#CAN - MB - CO2 Constraint- v.6.17 | 8 | 7620 | Rate Constraint in MTons | FALSE | L | Annual | Standard CO2 | Thousand Tons | 0 | 0 | 0 | 0 | 0 | 0 | 0
#CAN - MB - CO2 Constraint- v.6.17 | 8 | 7620 | Rate Constraint in MTons | FALSE | L | Annual | Emissions at Affected Plants CO2 | Thousand Tons | 0 | 0 | 0 | 0 | 0 | 0 | 0
#CAN - MB - CO2 Constraint- v.6.17 | 8 | 7620 | Rate Constraint in MTons | FALSE | L | Annual | Allowances Purchased CO2 | Thousand Tons | 0 | 0 | 0 | 0 | 0 | 0 | 0
#CAN - MB - CO2 Constraint- v.6.17 | 8 | 7620 | Rate Constraint in MTons | FALSE | L | Annual | Allowances Sold CO2 | Thousand Tons | 0 | 0 | 0 | 0 | 0 | 0 | 0
#CAN - MB - CO2 Constraint- v.6.17 | 8 | 7620 | Rate Constraint in MTons | FALSE | L | Annual | Allowances Banked | Thousand Tons | 0 | 0 | 0 | 0 | 0 | 0 | 0
#CAN - MB - CO2 Constraint- v.6.17 | 8 | 7620 | Rate Constraint in MTons | FALSE | L | Annual | Allowances Withdrawn (1:1) | Thousand Tons | 0 | 0 | 0 | 0 | 0 | 0 | 0
#CAN - MB - CO2 Constraint- v.6.17 | 8 | 7620 | Rate Constraint in MTons | FALSE | L | Annual | Allowances Withdrawn (n:1) | Thousand Tons | 0 | 0 | 0 | 0 | 0 | 0 | 0
#CAN - MB - CO2 Constraint- v.6.17 | 8 | 7620 | Rate Constraint in MTons | FALSE | L | Annual | Net Emissions Allowance Position | Thousand Tons | 0 | 0 | 0 | 0 | 0 | 0 | 0
#CAN - MB - CO2 Constraint- v.6.17 | 8 | 7620 | Rate Constraint in MTons | FALSE | L | Annual | Fuel Consumed | TBtu | 0 | 0 | 0 | 0 | 0 | 0 | 0
#CAN - MB - CO2 Constraint- v.6.17 | 8 | 7620 | Rate Constraint in MTons | FALSE | L | Annual | Rate | lb/MMBtu | 0 | 0 | 0 | 0 | 0 | 0 | 0
#CAN - MB - CO2 Constraint- v.6.17 | 8 | 7620 | Rate Constraint in MTons | FALSE | L | Annual | Generation | TWh | 0 | 0 | 0 | 0 | 0 | 0 | 0
#CAN - MB - CO2 Constraint- v.6.17 | 8 | 7620 | Rate Constraint in MTons | FALSE | L | Annual | Qualifying Generation | TWh | 0 | 0 | 0 | 0 | 0 | 0 | 0
#CAN - MB - CO2 Constraint- v.6.17 | 8 | 7620 | Rate Constraint in MTons | FALSE | L | Annual | Rate | lb/MWh | 0 | 0 | 0 | 0 | 0 | 0 | 0
#CAN - MB - CO2 Constraint- v.6.17 | 8 | 7620 | Rate Constraint in MTons | FALSE | L | Annual | Constraint Shadow Price | US2022$/Ton | 0 | 6.7154 | 6.1541 | 5.6402 | 5.1688 | 4.7372 | 4.3414
#CAN - NB - Acid Rain - SO2 Cap Annual v3.1 | 9 | 7622 | Rate Constraint in MTons | FALSE | L | Annual | Seasons Included | Seasons | Winter, Spring, Summer, Fall | Winter, Spring, Summer, Fall | Winter, Spring, Summer, Fall | Winter, Spring, Summer, Fall | Winter, Spring, Summer, Fall | Winter, Spring, Summer, Fall | Winter, Spring, Summer, Fall
#CAN - NB - Acid Rain - SO2 Cap Annual v3.1 | 9 | 7622 | Rate Constraint in MTons | FALSE | L | Annual | Standard SO2 | Thousand Tons | 135.58 | 135.58 | 135.58 | 135.58 | 135.58 | 135.58 | 135.58
#CAN - NB - Acid Rain - SO2 Cap Annual v3.1 | 9 | 7622 | Rate Constraint in MTons | FALSE | L | Annual | Emissions at Affected Plants SO2 | Thousand Tons | 0 | 0 | 0 | 0 | 0 | 0 | 0
#CAN - NB - Acid Rain - SO2 Cap Annual v3.1 | 9 | 7622 | Rate Constraint in MTons | FALSE | L | Annual | Allowances Purchased SO2 | Thousand Tons | 0 | 0 | 0 | 0 | 0 | 0 | 0
#CAN - NB - Acid Rain - SO2 Cap Annual v3.1 | 9 | 7622 | Rate Constraint in MTons | FALSE | L | Annual | Allowances Sold SO2 | Thousand Tons | 0 | 0 | 0 | 0 | 0 | 0 | 0
#CAN - NB - Acid Rain - SO2 Cap Annual v3.1 | 9 | 7622 | Rate Constraint in MTons | FALSE | L | Annual | Allowances Banked | Thousand Tons | 0 | 0 | 0 | 0 | 0 | 0 | 0
#CAN - NB - Acid Rain - SO2 Cap Annual v3.1 | 9 | 7622 | Rate Constraint in MTons | FALSE | L | Annual | Allowances Withdrawn (1:1) | Thousand Tons | 0 | 0 | 0 | 0 | 0 | 0 | 0
#CAN - NB - Acid Rain - SO2 Cap Annual v3.1 | 9 | 7622 | Rate Constraint in MTons | FALSE | L | Annual | Allowances Withdrawn (n:1) | Thousand Tons | 0 | 0 | 0 | 0 | 0 | 0 | 0
#CAN - NB - Acid Rain - SO2 Cap Annual v3.1 | 9 | 7622 | Rate Constraint in MTons | FALSE | L | Annual | Net Emissions Allowance Position | Thousand Tons | 0 | 0 | 0 | 0 | 0 | 0 | 0
#CAN - NB - Acid Rain - SO2 Cap Annual v3.1 | 9 | 7622 | Rate Constraint in MTons | FALSE | L | Annual | Fuel Consumed | TBtu | 0.25422 | 0.13907 | 1.6507 | 0.84717 | 0.11548 | 0.053632 | 0.060306
#CAN - NB - Acid Rain - SO2 Cap Annual v3.1 | 9 | 7622 | Rate Constraint in MTons | FALSE | L | Annual | Rate | lb/MMBtu | 0 | 0 | 0 | 0 | 0 | 0 | 0
#CAN - NB - Acid Rain - SO2 Cap Annual v3.1 | 9 | 7622 | Rate Constraint in MTons | FALSE | L | Annual | Generation | TWh | 0.034219 | 0.01859 | 0.22398 | 0.11495 | 0.015669 | 0.0072771 | 0.0081827
#CAN - NB - Acid Rain - SO2 Cap Annual v3.1 | 9 | 7622 | Rate Constraint in MTons | FALSE | L | Annual | Qualifying Generation | TWh | 0.034219 | 0.01859 | 0.22398 | 0.11495 | 0.015669 | 0.0072771 | 0.0081827
#CAN - NB - Acid Rain - SO2 Cap Annual v3.1 | 9 | 7622 | Rate Constraint in MTons | FALSE | L | Annual | Rate | lb/MWh | 0 | 0 | 0 | 0 | 0 | 0 | 0
#CAN - NB - Acid Rain - SO2 Cap Annual v3.1 | 9 | 7622 | Rate Constraint in MTons | FALSE | L | Annual | Constraint Shadow Price | US2022$/Ton | 0 | 0 | 0 | 0 | 0 | 0 | 0
#CAN - NB - MER Cap Annual v4.12 | 10 | 7623 | Rate Constraint in MTons | FALSE | L | Annual | Seasons Included | Seasons | Winter, Spring, Summer, Fall | Winter, Spring, Summer, Fall | Winter, Spring, Summer, Fall | Winter, Spring, Summer, Fall | Winter, Spring, Summer, Fall | Winter, Spring, Summer, Fall | Winter, Spring, Summer, Fall
#CAN - NB - MER Cap Annual v4.12 | 10 | 7623 | Rate Constraint in MTons | FALSE | L | Annual | Standard MER | lbs | 55.1156 | 55.1156 | 55.1156 | 55.1156 | 55.1156 | 55.1156 | 55.1156
#CAN - NB - MER Cap Annual v4.12 | 10 | 7623 | Rate Constraint in MTons | FALSE | L | Annual | Emissions at Affected Plants MER | lbs | 0 | 0 | 0 | 0 | 0 | 0 | 0
#CAN - NB - MER Cap Annual v4.12 | 10 | 7623 | Rate Constraint in MTons | FALSE | L | Annual | Allowances Purchased MER | lbs | 0 | 0 | 0 | 0 | 0 | 0 | 0
#CAN - NB - MER Cap Annual v4.12 | 10 | 7623 | Rate Constraint in MTons | FALSE | L | Annual | Allowances Sold MER | lbs | 0 | 0 | 0 | 0 | 0 | 0 | 0
#CAN - NB - MER Cap Annual v4.12 | 10 | 7623 | Rate Constraint in MTons | FALSE | L | Annual | Allowances Banked | lbs | 0 | 0 | 0 | 0 | 0 | 0 | 0
#CAN - NB - MER Cap Annual v4.12 | 10 | 7623 | Rate Constraint in MTons | FALSE | L | Annual | Allowances Withdrawn (1:1) | lbs | 0 | 0 | 0 | 0 | 0 | 0 | 0
#CAN - NB - MER Cap Annual v4.12 | 10 | 7623 | Rate Constraint in MTons | FALSE | L | Annual | Allowances Withdrawn (n:1) | lbs | 0 | 0 | 0 | 0 | 0 | 0 | 0
#CAN - NB - MER Cap Annual v4.12 | 10 | 7623 | Rate Constraint in MTons | FALSE | L | Annual | Net Emissions Allowance Position | lbs | 0 | 0 | 0 | 0 | 0 | 0 | 0
#CAN - NB - MER Cap Annual v4.12 | 10 | 7623 | Rate Constraint in MTons | FALSE | L | Annual | Fuel Consumed | TBtu | 0 | 0 | 0 | 0 | 0 | 0 | 0
#CAN - NB - MER Cap Annual v4.12 | 10 | 7623 | Rate Constraint in MTons | FALSE | L | Annual | Rate | lb/MMBtu | 0 | 0 | 0 | 0 | 0 | 0 | 0
#CAN - NB - MER Cap Annual v4.12 | 10 | 7623 | Rate Constraint in MTons | FALSE | L | Annual | Generation | TWh | 0 | 0 | 0 | 0 | 0 | 0 | 0
#CAN - NB - MER Cap Annual v4.12 | 10 | 7623 | Rate Constraint in MTons | FALSE | L | Annual | Qualifying Generation | TWh | 0 | 0 | 0 | 0 | 0 | 0 | 0
#CAN - NB - MER Cap Annual v4.12 | 10 | 7623 | Rate Constraint in MTons | FALSE | L | Annual | Rate | lb/MWh | 0 | 0 | 0 | 0 | 0 | 0 | 0
#CAN - NB - MER Cap Annual v4.12 | 10 | 7623 | Rate Constraint in MTons | FALSE | L | Annual | Constraint Shadow Price | US2022$/Lb | 0 | 0 | 0 | 0 | 0 | 0 | 0
#CAN - NL&NF - SO2 Cap Annual v3.1 | 11 | 7621 | Rate Constraint in MTons | FALSE | L | Annual | Seasons Included | Seasons | Winter, Spring, Summer, Fall | Winter, Spring, Summer, Fall | Winter, Spring, Summer, Fall | Winter, Spring, Summer, Fall | Winter, Spring, Summer, Fall | Winter, Spring, Summer, Fall | Winter, Spring, Summer, Fall
#CAN - NL&NF - SO2 Cap Annual v3.1 | 11 | 7621 | Rate Constraint in MTons | FALSE | L | Annual | Standard SO2 | Thousand Tons | 16.53 | 16.53 | 16.53 | 16.53 | 16.53 | 16.53 | 16.53
#CAN - NL&NF - SO2 Cap Annual v3.1 | 11 | 7621 | Rate Constraint in MTons | FALSE | L | Annual | Emissions at Affected Plants SO2 | Thousand Tons | 0 | 0 | 0 | 0 | 0 | 0 | 0
#CAN - NL&NF - SO2 Cap Annual v3.1 | 11 | 7621 | Rate Constraint in MTons | FALSE | L | Annual | Allowances Purchased SO2 | Thousand Tons | 0 | 0 | 0 | 0 | 0 | 0 | 0
#CAN - NL&NF - SO2 Cap Annual v3.1 | 11 | 7621 | Rate Constraint in MTons | FALSE | L | Annual | Allowances Sold SO2 | Thousand Tons | 0 | 0 | 0 | 0 | 0 | 0 | 0
#CAN - NL&NF - SO2 Cap Annual v3.1 | 11 | 7621 | Rate Constraint in MTons | FALSE | L | Annual | Allowances Banked | Thousand Tons | 0 | 0 | 0 | 0 | 0 | 0 | 0
#CAN - NL&NF - SO2 Cap Annual v3.1 | 11 | 7621 | Rate Constraint in MTons | FALSE | L | Annual | Allowances Withdrawn (1:1) | Thousand Tons | 0 | 0 | 0 | 0 | 0 | 0 | 0
#CAN - NL&NF - SO2 Cap Annual v3.1 | 11 | 7621 | Rate Constraint in MTons | FALSE | L | Annual | Allowances Withdrawn (n:1) | Thousand Tons | 0 | 0 | 0 | 0 | 0 | 0 | 0
#CAN - NL&NF - SO2 Cap Annual v3.1 | 11 | 7621 | Rate Constraint in MTons | FALSE | L | Annual | Net Emissions Allowance Position | Thousand Tons | 0 | 0 | 0 | 0 | 0 | 0 | 0
#CAN - NL&NF - SO2 Cap Annual v3.1 | 11 | 7621 | Rate Constraint in MTons | FALSE | L | Annual | Fuel Consumed | TBtu | 0 | 0 | 0 | 0 | 0 | 0 | 0
#CAN - NL&NF - SO2 Cap Annual v3.1 | 11 | 7621 | Rate Constraint in MTons | FALSE | L | Annual | Rate | lb/MMBtu | 0 | 0 | 0 | 0 | 0 | 0 | 0
#CAN - NL&NF - SO2 Cap Annual v3.1 | 11 | 7621 | Rate Constraint in MTons | FALSE | L | Annual | Generation | TWh | 0 | 0 | 0 | 0 | 0 | 0 | 0
#CAN - NL&NF - SO2 Cap Annual v3.1 | 11 | 7621 | Rate Constraint in MTons | FALSE | L | Annual | Qualifying Generation | TWh | 0 | 0 | 0 | 0 | 0 | 0 | 0
#CAN - NL&NF - SO2 Cap Annual v3.1 | 11 | 7621 | Rate Constraint in MTons | FALSE | L | Annual | Rate | lb/MWh | 0 | 0 | 0 | 0 | 0 | 0 | 0
#CAN - NL&NF - SO2 Cap Annual v3.1 | 11 | 7621 | Rate Constraint in MTons | FALSE | L | Annual | Constraint Shadow Price | US2022$/Ton | 0 | 0 | 0 | 0 | 0 | 0 | 0
#CAN - NS - CO2 Cap Annual v6.20 | 12 | 7675 | Rate Constraint in MTons | FALSE | L | Annual | Seasons Included | Seasons | Winter, Spring, Summer, Fall | Winter, Spring, Summer, Fall | Winter, Spring, Summer, Fall | Winter, Spring, Summer, Fall | Winter, Spring, Summer, Fall | Winter, Spring, Summer, Fall | Winter, Spring, Summer, Fall
#CAN - NS - CO2 Cap Annual v6.20 | 12 | 7675 | Rate Constraint in MTons | FALSE | L | Annual | Standard CO2 | Thousand Tons | 5924.9163 | 5924.9163 | NA | NA | NA | NA | NA
#CAN - NS - CO2 Cap Annual v6.20 | 12 | 7675 | Rate Constraint in MTons | FALSE | L | Annual | Emissions at Affected Plants CO2 | Thousand Tons | 662.0865 | 718.0239 | 0 | 0 | 0 | 0 | 0
#CAN - NS - CO2 Cap Annual v6.20 | 12 | 7675 | Rate Constraint in MTons | FALSE | L | Annual | Allowances Purchased CO2 | Thousand Tons | 0 | 0 | 0 | 0 | 0 | 0 | 0
#CAN - NS - CO2 Cap Annual v6.20 | 12 | 7675 | Rate Constraint in MTons | FALSE | L | Annual | Allowances Sold CO2 | Thousand Tons | 0 | 0 | 0 | 0 | 0 | 0 | 0
#CAN - NS - CO2 Cap Annual v6.20 | 12 | 7675 | Rate Constraint in MTons | FALSE | L | Annual | Allowances Banked | Thousand Tons | 0 | 0 | 0 | 0 | 0 | 0 | 0
#CAN - NS - CO2 Cap Annual v6.20 | 12 | 7675 | Rate Constraint in MTons | FALSE | L | Annual | Allowances Withdrawn (1:1) | Thousand Tons | 0 | 0 | 0 | 0 | 0 | 0 | 0
#CAN - NS - CO2 Cap Annual v6.20 | 12 | 7675 | Rate Constraint in MTons | FALSE | L | Annual | Allowances Withdrawn (n:1) | Thousand Tons | 0 | 0 | 0 | 0 | 0 | 0 | 0
#CAN - NS - CO2 Cap Annual v6.20 | 12 | 7675 | Rate Constraint in MTons | FALSE | L | Annual | Net Emissions Allowance Position | Thousand Tons | 662.0865 | 718.0239 | 0 | 0 | 0 | 0 | 0
#CAN - NS - CO2 Cap Annual v6.20 | 12 | 7675 | Rate Constraint in MTons | FALSE | L | Annual | Fuel Consumed | TBtu | 6.4047 | 6.9458 | 0 | 0 | 0 | 0 | 0
#CAN - NS - CO2 Cap Annual v6.20 | 12 | 7675 | Rate Constraint in MTons | FALSE | L | Annual | Rate | lb/MMBtu | 206.75 | 206.75 | 0 | 0 | 0 | 0 | 0
#CAN - NS - CO2 Cap Annual v6.20 | 12 | 7675 | Rate Constraint in MTons | FALSE | L | Annual | Generation | TWh | 0.6136 | 0.66544 | 0 | 0 | 0 | 0 | 0
#CAN - NS - CO2 Cap Annual v6.20 | 12 | 7675 | Rate Constraint in MTons | FALSE | L | Annual | Qualifying Generation | TWh | 0.6136 | 0.66544 | 0 | 0 | 0 | 0 | 0
#CAN - NS - CO2 Cap Annual v6.20 | 12 | 7675 | Rate Constraint in MTons | FALSE | L | Annual | Rate | lb/MWh | 2158.0565 | 2158.0565 | 0 | 0 | 0 | 0 | 0
#CAN - NS - CO2 Cap Annual v6.20 | 12 | 7675 | Rate Constraint in MTons | FALSE | L | Annual | Constraint Shadow Price | US2022$/Ton | 0 | 0 | 0 | 0 | 0 | 0 | 0
#CAN - NS - MER Cap Annual v4.12 | 13 | 7627 | Rate Constraint in MTons | FALSE | L | Annual | Seasons Included | Seasons | Winter, Spring, Summer, Fall | Winter, Spring, Summer, Fall | Winter, Spring, Summer, Fall | Winter, Spring, Summer, Fall | Winter, Spring, Summer, Fall | Winter, Spring, Summer, Fall | Winter, Spring, Summer, Fall
#CAN - NS - MER Cap Annual v4.12 | 13 | 7627 | Rate Constraint in MTons | FALSE | L | Annual | Standard MER | lbs | 77.1618 | 77.1618 | 77.1618 | 77.1618 | 77.1618 | 77.1618 | 77.1618
#CAN - NS - MER Cap Annual v4.12 | 13 | 7627 | Rate Constraint in MTons | FALSE | L | Annual | Emissions at Affected Plants MER | lbs | 27.6448 | 29.9804 | 0.22973 | 0 | 0 | 0 | 0
#CAN - NS - MER Cap Annual v4.12 | 13 | 7627 | Rate Constraint in MTons | FALSE | L | Annual | Allowances Purchased MER | lbs | 0 | 0 | 0 | 0 | 0 | 0 | 0
#CAN - NS - MER Cap Annual v4.12 | 13 | 7627 | Rate Constraint in MTons | FALSE | L | Annual | Allowances Sold MER | lbs | 0 | 0 | 0 | 0 | 0 | 0 | 0
#CAN - NS - MER Cap Annual v4.12 | 13 | 7627 | Rate Constraint in MTons | FALSE | L | Annual | Allowances Banked | lbs | 0 | 0 | 0 | 0 | 0 | 0 | 0
#CAN - NS - MER Cap Annual v4.12 | 13 | 7627 | Rate Constraint in MTons | FALSE | L | Annual | Allowances Withdrawn (1:1) | lbs | 0 | 0 | 0 | 0 | 0 | 0 | 0
#CAN - NS - MER Cap Annual v4.12 | 13 | 7627 | Rate Constraint in MTons | FALSE | L | Annual | Allowances Withdrawn (n:1) | lbs | 0 | 0 | 0 | 0 | 0 | 0 | 0
#CAN - NS - MER Cap Annual v4.12 | 13 | 7627 | Rate Constraint in MTons | FALSE | L | Annual | Net Emissions Allowance Position | lbs | 27.6448 | 29.9804 | 0.22973 | 0 | 0 | 0 | 0
#CAN - NS - MER Cap Annual v4.12 | 13 | 7627 | Rate Constraint in MTons | FALSE | L | Annual | Fuel Consumed | TBtu | 6.4047 | 6.9458 | 0.053224 | 0 | 0 | 0 | 0
#CAN - NS - MER Cap Annual v4.12 | 13 | 7627 | Rate Constraint in MTons | FALSE | L | Annual | Rate | lb/MMBtu | 4.3163e-06 | 4.3163e-06 | 4.3163e-06 | 0 | 0 | 0 | 0
#CAN - NS - MER Cap Annual v4.12 | 13 | 7627 | Rate Constraint in MTons | FALSE | L | Annual | Generation | TWh | 0.6136 | 0.66544 | 0.005099 | 0 | 0 | 0 | 0
#CAN - NS - MER Cap Annual v4.12 | 13 | 7627 | Rate Constraint in MTons | FALSE | L | Annual | Qualifying Generation | TWh | 0.6136 | 0.66544 | 0.005099 | 0 | 0 | 0 | 0
#CAN - NS - MER Cap Annual v4.12 | 13 | 7627 | Rate Constraint in MTons | FALSE | L | Annual | Rate | lb/MWh | 4.5054e-05 | 4.5054e-05 | 4.5054e-05 | 0 | 0 | 0 | 0
#CAN - NS - MER Cap Annual v4.12 | 13 | 7627 | Rate Constraint in MTons | FALSE | L | Annual | Constraint Shadow Price | US2022$/Lb | 0 | 0 | 0 | 0 | 0 | 0 | 0
#CAN - NS - NS Power - NOX Cap Annual v3.1 | 14 | 7624 | Rate Constraint in MTons | FALSE | L | Annual | Seasons Included | Seasons | Winter, Spring, Summer, Fall | Winter, Spring, Summer, Fall | Winter, Spring, Summer, Fall | Winter, Spring, Summer, Fall | Winter, Spring, Summer, Fall | Winter, Spring, Summer, Fall | Winter, Spring, Summer, Fall
#CAN - NS - NS Power - NOX Cap Annual v3.1 | 14 | 7624 | Rate Constraint in MTons | FALSE | L | Annual | Standard NOX | Thousand Tons | 16.485 | 16.485 | 16.485 | 16.485 | 16.485 | 16.485 | 16.485
#CAN - NS - NS Power - NOX Cap Annual v3.1 | 14 | 7624 | Rate Constraint in MTons | FALSE | L | Annual | Emissions at Affected Plants NOX | Thousand Tons | 1.7631 | 1.9105 | 0.07184 | 0.047564 | 0.033069 | 0.010893 | 0.01047
#CAN - NS - NS Power - NOX Cap Annual v3.1 | 14 | 7624 | Rate Constraint in MTons | FALSE | L | Annual | Allowances Purchased NOX | Thousand Tons | 0 | 0 | 0 | 0 | 0 | 0 | 0
#CAN - NS - NS Power - NOX Cap Annual v3.1 | 14 | 7624 | Rate Constraint in MTons | FALSE | L | Annual | Allowances Sold NOX | Thousand Tons | 0 | 0 | 0 | 0 | 0 | 0 | 0
#CAN - NS - NS Power - NOX Cap Annual v3.1 | 14 | 7624 | Rate Constraint in MTons | FALSE | L | Annual | Allowances Banked | Thousand Tons | 0 | 0 | 0 | 0 | 0 | 0 | 0
#CAN - NS - NS Power - NOX Cap Annual v3.1 | 14 | 7624 | Rate Constraint in MTons | FALSE | L | Annual | Allowances Withdrawn (1:1) | Thousand Tons | 0 | 0 | 0 | 0 | 0 | 0 | 0
#CAN - NS - NS Power - NOX Cap Annual v3.1 | 14 | 7624 | Rate Constraint in MTons | FALSE | L | Annual | Allowances Withdrawn (n:1) | Thousand Tons | 0 | 0 | 0 | 0 | 0 | 0 | 0
#CAN - NS - NS Power - NOX Cap Annual v3.1 | 14 | 7624 | Rate Constraint in MTons | FALSE | L | Annual | Net Emissions Allowance Position | Thousand Tons | 1.7631 | 1.9105 | 0.07184 | 0.047564 | 0.033069 | 0.010893 | 0.01047
#CAN - NS - NS Power - NOX Cap Annual v3.1 | 14 | 7624 | Rate Constraint in MTons | FALSE | L | Annual | Fuel Consumed | TBtu | 15.0319 | 17.0368 | 8.3564 | 7.2032 | 5.728 | 1.7565 | 1.6925
#CAN - NS - NS Power - NOX Cap Annual v3.1 | 14 | 7624 | Rate Constraint in MTons | FALSE | L | Annual | Rate | lb/MMBtu | 0.23458 | 0.22428 | 0.017194 | 0.013206 | 0.011546 | 0.012403 | 0.012372
#CAN - NS - NS Power - NOX Cap Annual v3.1 | 14 | 7624 | Rate Constraint in MTons | FALSE | L | Annual | Generation | TWh | 1.8126 | 2.0621 | 1.2136 | 1.048 | 0.83186 | 0.22999 | 0.22073
#CAN - NS - NS Power - NOX Cap Annual v3.1 | 14 | 7624 | Rate Constraint in MTons | FALSE | L | Annual | Qualifying Generation | TWh | 1.8126 | 2.0621 | 1.2136 | 1.048 | 0.83186 | 0.22999 | 0.22073
#CAN - NS - NS Power - NOX Cap Annual v3.1 | 14 | 7624 | Rate Constraint in MTons | FALSE | L | Annual | Rate | lb/MWh | 1.9454 | 1.853 | 0.11839 | 0.090767 | 0.079507 | 0.094728 | 0.094867
#CAN - NS - NS Power - NOX Cap Annual v3.1 | 14 | 7624 | Rate Constraint in MTons | FALSE | L | Annual | Constraint Shadow Price | US2022$/Ton | 0 | 0 | 0 | 0 | 0 | 0 | 0
#CAN - NS - NS Power - SO2 Cap Annual v3.1 | 15 | 7625 | Rate Constraint in MTons | FALSE | L | Annual | Seasons Included | Seasons | Winter, Spring, Summer, Fall | Winter, Spring, Summer, Fall | Winter, Spring, Summer, Fall | Winter, Spring, Summer, Fall | Winter, Spring, Summer, Fall | Winter, Spring, Summer, Fall | Winter, Spring, Summer, Fall
#CAN - NS - NS Power - SO2 Cap Annual v3.1 | 15 | 7625 | Rate Constraint in MTons | FALSE | L | Annual | Standard SO2 | Thousand Tons | 39.9587 | 39.9587 | 39.9587 | 39.9587 | 39.9587 | 39.9587 | 39.9587
#CAN - NS - NS Power - SO2 Cap Annual v3.1 | 15 | 7625 | Rate Constraint in MTons | FALSE | L | Annual | Emissions at Affected Plants SO2 | Thousand Tons | 3.5082 | 3.8046 | 0.029153 | 0 | 0 | 0 | 0
#CAN - NS - NS Power - SO2 Cap Annual v3.1 | 15 | 7625 | Rate Constraint in MTons | FALSE | L | Annual | Allowances Purchased SO2 | Thousand Tons | 0 | 0 | 0 | 0 | 0 | 0 | 0
#CAN - NS - NS Power - SO2 Cap Annual v3.1 | 15 | 7625 | Rate Constraint in MTons | FALSE | L | Annual | Allowances Sold SO2 | Thousand Tons | 0 | 0 | 0 | 0 | 0 | 0 | 0
#CAN - NS - NS Power - SO2 Cap Annual v3.1 | 15 | 7625 | Rate Constraint in MTons | FALSE | L | Annual | Allowances Banked | Thousand Tons | 0 | 0 | 0 | 0 | 0 | 0 | 0
#CAN - NS - NS Power - SO2 Cap Annual v3.1 | 15 | 7625 | Rate Constraint in MTons | FALSE | L | Annual | Allowances Withdrawn (1:1) | Thousand Tons | 0 | 0 | 0 | 0 | 0 | 0 | 0
#CAN - NS - NS Power - SO2 Cap Annual v3.1 | 15 | 7625 | Rate Constraint in MTons | FALSE | L | Annual | Allowances Withdrawn (n:1) | Thousand Tons | 0 | 0 | 0 | 0 | 0 | 0 | 0
#CAN - NS - NS Power - SO2 Cap Annual v3.1 | 15 | 7625 | Rate Constraint in MTons | FALSE | L | Annual | Net Emissions Allowance Position | Thousand Tons | 3.5082 | 3.8046 | 0.029153 | 0 | 0 | 0 | 0
#CAN - NS - NS Power - SO2 Cap Annual v3.1 | 15 | 7625 | Rate Constraint in MTons | FALSE | L | Annual | Fuel Consumed | TBtu | 15.0319 | 17.0368 | 8.3564 | 7.2032 | 5.728 | 1.7565 | 1.6925
#CAN - NS - NS Power - SO2 Cap Annual v3.1 | 15 | 7625 | Rate Constraint in MTons | FALSE | L | Annual | Rate | lb/MMBtu | 0.46677 | 0.44663 | 0.0069775 | 0 | 0 | 0 | 0
#CAN - NS - NS Power - SO2 Cap Annual v3.1 | 15 | 7625 | Rate Constraint in MTons | FALSE | L | Annual | Generation | TWh | 1.8126 | 2.0621 | 1.2136 | 1.048 | 0.83186 | 0.22999 | 0.22073
#CAN - NS - NS Power - SO2 Cap Annual v3.1 | 15 | 7625 | Rate Constraint in MTons | FALSE | L | Annual | Qualifying Generation | TWh | 1.8126 | 2.0621 | 1.2136 | 1.048 | 0.83186 | 0.22999 | 0.22073
#CAN - NS - NS Power - SO2 Cap Annual v3.1 | 15 | 7625 | Rate Constraint in MTons | FALSE | L | Annual | Rate | lb/MWh | 3.871 | 3.6901 | 0.048045 | 0 | 0 | 0 | 0
#CAN - NS - NS Power - SO2 Cap Annual v3.1 | 15 | 7625 | Rate Constraint in MTons | FALSE | L | Annual | Constraint Shadow Price | US2022$/Ton | 0 | 0 | 0 | 0 | 0 | 0 | 0
#CAN - NS - SO2 Cap Annual v3.1 | 16 | 7626 | Rate Constraint in MTons | FALSE | L | Annual | Seasons Included | Seasons | Winter, Spring, Summer, Fall | Winter, Spring, Summer, Fall | Winter, Spring, Summer, Fall | Winter, Spring, Summer, Fall | Winter, Spring, Summer, Fall | Winter, Spring, Summer, Fall | Winter, Spring, Summer, Fall
#CAN - NS - SO2 Cap Annual v3.1 | 16 | 7626 | Rate Constraint in MTons | FALSE | L | Annual | Standard SO2 | Thousand Tons | 131.2522 | 131.2522 | 131.2522 | 131.2522 | 131.2522 | 131.2522 | 131.2522
#CAN - NS - SO2 Cap Annual v3.1 | 16 | 7626 | Rate Constraint in MTons | FALSE | L | Annual | Emissions at Affected Plants SO2 | Thousand Tons | 3.5082 | 3.8046 | 0.029153 | 0 | 0 | 0 | 0
#CAN - NS - SO2 Cap Annual v3.1 | 16 | 7626 | Rate Constraint in MTons | FALSE | L | Annual | Allowances Purchased SO2 | Thousand Tons | 0 | 0 | 0 | 0 | 0 | 0 | 0
#CAN - NS - SO2 Cap Annual v3.1 | 16 | 7626 | Rate Constraint in MTons | FALSE | L | Annual | Allowances Sold SO2 | Thousand Tons | 0 | 0 | 0 | 0 | 0 | 0 | 0
#CAN - NS - SO2 Cap Annual v3.1 | 16 | 7626 | Rate Constraint in MTons | FALSE | L | Annual | Allowances Banked | Thousand Tons | 0 | 0 | 0 | 0 | 0 | 0 | 0
#CAN - NS - SO2 Cap Annual v3.1 | 16 | 7626 | Rate Constraint in MTons | FALSE | L | Annual | Allowances Withdrawn (1:1) | Thousand Tons | 0 | 0 | 0 | 0 | 0 | 0 | 0
#CAN - NS - SO2 Cap Annual v3.1 | 16 | 7626 | Rate Constraint in MTons | FALSE | L | Annual | Allowances Withdrawn (n:1) | Thousand Tons | 0 | 0 | 0 | 0 | 0 | 0 | 0
#CAN - NS - SO2 Cap Annual v3.1 | 16 | 7626 | Rate Constraint in MTons | FALSE | L | Annual | Net Emissions Allowance Position | Thousand Tons | 3.5082 | 3.8046 | 0.029153 | 0 | 0 | 0 | 0
#CAN - NS - SO2 Cap Annual v3.1 | 16 | 7626 | Rate Constraint in MTons | FALSE | L | Annual | Fuel Consumed | TBtu | 15.0319 | 17.0368 | 8.3564 | 7.2032 | 5.728 | 1.7565 | 1.6925
#CAN - NS - SO2 Cap Annual v3.1 | 16 | 7626 | Rate Constraint in MTons | FALSE | L | Annual | Rate | lb/MMBtu | 0.46677 | 0.44663 | 0.0069775 | 0 | 0 | 0 | 0
#CAN - NS - SO2 Cap Annual v3.1 | 16 | 7626 | Rate Constraint in MTons | FALSE | L | Annual | Generation | TWh | 1.8126 | 2.0621 | 1.2136 | 1.048 | 0.83186 | 0.22999 | 0.22073
#CAN - NS - SO2 Cap Annual v3.1 | 16 | 7626 | Rate Constraint in MTons | FALSE | L | Annual | Qualifying Generation | TWh | 1.8126 | 2.0621 | 1.2136 | 1.048 | 0.83186 | 0.22999 | 0.22073
#CAN - NS - SO2 Cap Annual v3.1 | 16 | 7626 | Rate Constraint in MTons | FALSE | L | Annual | Rate | lb/MWh | 3.871 | 3.6901 | 0.048045 | 0 | 0 | 0 | 0
#CAN - NS - SO2 Cap Annual v3.1 | 16 | 7626 | Rate Constraint in MTons | FALSE | L | Annual | Constraint Shadow Price | US2022$/Ton | 0 | 0 | 0 | 0 | 0 | 0 | 0
#CAN - ON - NOX Cap Annual v3.1 | 17 | 7628 | Rate Constraint in MTons | FALSE | L | Annual | Seasons Included | Seasons | Winter, Spring, Summer, Fall | Winter, Spring, Summer, Fall | Winter, Spring, Summer, Fall | Winter, Spring, Summer, Fall | Winter, Spring, Summer, Fall | Winter, Spring, Summer, Fall | Winter, Spring, Summer, Fall
#CAN - ON - NOX Cap Annual v3.1 | 17 | 7628 | Rate Constraint in MTons | FALSE | L | Annual | Standard NOX | Thousand Tons | 47.2891 | 47.2891 | 47.2891 | 47.2891 | 47.2891 | 47.2891 | 47.2891
#CAN - ON - NOX Cap Annual v3.1 | 17 | 7628 | Rate Constraint in MTons | FALSE | L | Annual | Emissions at Affected Plants NOX | Thousand Tons | 0.37036 | 0.50344 | 0.9134 | 1.26 | 1.5703 | 0.28648 | 0.25676
#CAN - ON - NOX Cap Annual v3.1 | 17 | 7628 | Rate Constraint in MTons | FALSE | L | Annual | Allowances Purchased NOX | Thousand Tons | 0 | 0 | 0 | 0 | 0 | 0 | 0
#CAN - ON - NOX Cap Annual v3.1 | 17 | 7628 | Rate Constraint in MTons | FALSE | L | Annual | Allowances Sold NOX | Thousand Tons | 0 | 0 | 0 | 0 | 0 | 0 | 0
#CAN - ON - NOX Cap Annual v3.1 | 17 | 7628 | Rate Constraint in MTons | FALSE | L | Annual | Allowances Banked | Thousand Tons | 0 | 0 | 0 | 0 | 0 | 0 | 0
#CAN - ON - NOX Cap Annual v3.1 | 17 | 7628 | Rate Constraint in MTons | FALSE | L | Annual | Allowances Withdrawn (1:1) | Thousand Tons | 0 | 0 | 0 | 0 | 0 | 0 | 0
#CAN - ON - NOX Cap Annual v3.1 | 17 | 7628 | Rate Constraint in MTons | FALSE | L | Annual | Allowances Withdrawn (n:1) | Thousand Tons | 0 | 0 | 0 | 0 | 0 | 0 | 0
#CAN - ON - NOX Cap Annual v3.1 | 17 | 7628 | Rate Constraint in MTons | FALSE | L | Annual | Net Emissions Allowance Position | Thousand Tons | 0.37036 | 0.50344 | 0.9134 | 1.26 | 1.5703 | 0.28648 | 0.25676
#CAN - ON - NOX Cap Annual v3.1 | 17 | 7628 | Rate Constraint in MTons | FALSE | L | Annual | Fuel Consumed | TBtu | 32.259 | 54.2995 | 115.6026 | 173.0674 | 227.4215 | 21.8821 | 17.5137
#CAN - ON - NOX Cap Annual v3.1 | 17 | 7628 | Rate Constraint in MTons | FALSE | L | Annual | Rate | lb/MMBtu | 0.022962 | 0.018543 | 0.015802 | 0.014561 | 0.013809 | 0.026184 | 0.029321
#CAN - ON - NOX Cap Annual v3.1 | 17 | 7628 | Rate Constraint in MTons | FALSE | L | Annual | Generation | TWh | 4.6303 | 7.6639 | 16.5685 | 24.4795 | 31.8517 | 3.0262 | 2.3888
#CAN - ON - NOX Cap Annual v3.1 | 17 | 7628 | Rate Constraint in MTons | FALSE | L | Annual | Qualifying Generation | TWh | 4.6303 | 7.6639 | 16.5685 | 24.4795 | 31.8517 | 3.0262 | 2.3888
#CAN - ON - NOX Cap Annual v3.1 | 17 | 7628 | Rate Constraint in MTons | FALSE | L | Annual | Rate | lb/MWh | 0.15998 | 0.13138 | 0.11026 | 0.10294 | 0.098598 | 0.18933 | 0.21497
#CAN - ON - NOX Cap Annual v3.1 | 17 | 7628 | Rate Constraint in MTons | FALSE | L | Annual | Constraint Shadow Price | US2022$/Ton | 0 | 0 | 0 | 0 | 0 | 0 | 0
#CAN - ON - O3 Annex - NOX Cap Annual v3.1 | 18 | 7629 | Rate Constraint in MTons | FALSE | L | Annual | Seasons Included | Seasons | Winter, Spring, Summer, Fall | Winter, Spring, Summer, Fall | Winter, Spring, Summer, Fall | Winter, Spring, Summer, Fall | Winter, Spring, Summer, Fall | Winter, Spring, Summer, Fall | Winter, Spring, Summer, Fall
#CAN - ON - O3 Annex - NOX Cap Annual v3.1 | 18 | 7629 | Rate Constraint in MTons | FALSE | L | Annual | Standard NOX | Thousand Tons | 42.9901 | 42.9901 | 42.9901 | 42.9901 | 42.9901 | 42.9901 | 42.9901
#CAN - ON - O3 Annex - NOX Cap Annual v3.1 | 18 | 7629 | Rate Constraint in MTons | FALSE | L | Annual | Emissions at Affected Plants NOX | Thousand Tons | 0.37036 | 0.50344 | 0.9134 | 1.26 | 1.5699 | 0.28623 | 0.2566
#CAN - ON - O3 Annex - NOX Cap Annual v3.1 | 18 | 7629 | Rate Constraint in MTons | FALSE | L | Annual | Allowances Purchased NOX | Thousand Tons | 0 | 0 | 0 | 0 | 0 | 0 | 0
#CAN - ON - O3 Annex - NOX Cap Annual v3.1 | 18 | 7629 | Rate Constraint in MTons | FALSE | L | Annual | Allowances Sold NOX | Thousand Tons | 0 | 0 | 0 | 0 | 0 | 0 | 0
#CAN - ON - O3 Annex - NOX Cap Annual v3.1 | 18 | 7629 | Rate Constraint in MTons | FALSE | L | Annual | Allowances Banked | Thousand Tons | 0 | 0 | 0 | 0 | 0 | 0 | 0
#CAN - ON - O3 Annex - NOX Cap Annual v3.1 | 18 | 7629 | Rate Constraint in MTons | FALSE | L | Annual | Allowances Withdrawn (1:1) | Thousand Tons | 0 | 0 | 0 | 0 | 0 | 0 | 0
#CAN - ON - O3 Annex - NOX Cap Annual v3.1 | 18 | 7629 | Rate Constraint in MTons | FALSE | L | Annual | Allowances Withdrawn (n:1) | Thousand Tons | 0 | 0 | 0 | 0 | 0 | 0 | 0
#CAN - ON - O3 Annex - NOX Cap Annual v3.1 | 18 | 7629 | Rate Constraint in MTons | FALSE | L | Annual | Net Emissions Allowance Position | Thousand Tons | 0.37036 | 0.50344 | 0.9134 | 1.26 | 1.5699 | 0.28623 | 0.2566
#CAN - ON - O3 Annex - NOX Cap Annual v3.1 | 18 | 7629 | Rate Constraint in MTons | FALSE | L | Annual | Fuel Consumed | TBtu | 32.259 | 54.2995 | 115.6026 | 173.0674 | 227.349 | 21.8376 | 17.4846
#CAN - ON - O3 Annex - NOX Cap Annual v3.1 | 18 | 7629 | Rate Constraint in MTons | FALSE | L | Annual | Rate | lb/MMBtu | 0.022962 | 0.018543 | 0.015802 | 0.014561 | 0.01381 | 0.026215 | 0.029352
#CAN - ON - O3 Annex - NOX Cap Annual v3.1 | 18 | 7629 | Rate Constraint in MTons | FALSE | L | Annual | Generation | TWh | 4.6303 | 7.6639 | 16.5685 | 24.4795 | 31.8444 | 3.0217 | 2.3858
#CAN - ON - O3 Annex - NOX Cap Annual v3.1 | 18 | 7629 | Rate Constraint in MTons | FALSE | L | Annual | Qualifying Generation | TWh | 4.6303 | 7.6639 | 16.5685 | 24.4795 | 31.8444 | 3.0217 | 2.3858
#CAN - ON - O3 Annex - NOX Cap Annual v3.1 | 18 | 7629 | Rate Constraint in MTons | FALSE | L | Annual | Rate | lb/MWh | 0.15998 | 0.13138 | 0.11026 | 0.10294 | 0.098596 | 0.18945 | 0.2151
#CAN - ON - O3 Annex - NOX Cap Annual v3.1 | 18 | 7629 | Rate Constraint in MTons | FALSE | L | Annual | Constraint Shadow Price | US2022$/Ton | 0 | 0 | 0 | 0 | 0 | 0 | 0
#CAN - ON - SO2 Cap Annual v3.1 | 19 | 7630 | Rate Constraint in MTons | FALSE | L | Annual | Seasons Included | Seasons | Winter, Spring, Summer, Fall | Winter, Spring, Summer, Fall | Winter, Spring, Summer, Fall | Winter, Spring, Summer, Fall | Winter, Spring, Summer, Fall | Winter, Spring, Summer, Fall | Winter, Spring, Summer, Fall
#CAN - ON - SO2 Cap Annual v3.1 | 19 | 7630 | Rate Constraint in MTons | FALSE | L | Annual | Standard SO2 | Thousand Tons | 144.4026 | 144.4026 | 144.4026 | 144.4026 | 144.4026 | 144.4026 | 144.4026
#CAN - ON - SO2 Cap Annual v3.1 | 19 | 7630 | Rate Constraint in MTons | FALSE | L | Annual | Emissions at Affected Plants SO2 | Thousand Tons | 0.25581 | 0.25581 | 0.25581 | 0.25581 | 0.25581 | 0.25581 | 0.25581
#CAN - ON - SO2 Cap Annual v3.1 | 19 | 7630 | Rate Constraint in MTons | FALSE | L | Annual | Allowances Purchased SO2 | Thousand Tons | 0 | 0 | 0 | 0 | 0 | 0 | 0
#CAN - ON - SO2 Cap Annual v3.1 | 19 | 7630 | Rate Constraint in MTons | FALSE | L | Annual | Allowances Sold SO2 | Thousand Tons | 0 | 0 | 0 | 0 | 0 | 0 | 0
#CAN - ON - SO2 Cap Annual v3.1 | 19 | 7630 | Rate Constraint in MTons | FALSE | L | Annual | Allowances Banked | Thousand Tons | 0 | 0 | 0 | 0 | 0 | 0 | 0
#CAN - ON - SO2 Cap Annual v3.1 | 19 | 7630 | Rate Constraint in MTons | FALSE | L | Annual | Allowances Withdrawn (1:1) | Thousand Tons | 0 | 0 | 0 | 0 | 0 | 0 | 0
#CAN - ON - SO2 Cap Annual v3.1 | 19 | 7630 | Rate Constraint in MTons | FALSE | L | Annual | Allowances Withdrawn (n:1) | Thousand Tons | 0 | 0 | 0 | 0 | 0 | 0 | 0
#CAN - ON - SO2 Cap Annual v3.1 | 19 | 7630 | Rate Constraint in MTons | FALSE | L | Annual | Net Emissions Allowance Position | Thousand Tons | 0.25581 | 0.25581 | 0.25581 | 0.25581 | 0.25581 | 0.25581 | 0.25581
#CAN - ON - SO2 Cap Annual v3.1 | 19 | 7630 | Rate Constraint in MTons | FALSE | L | Annual | Fuel Consumed | TBtu | 32.259 | 54.2995 | 115.6026 | 173.0674 | 227.4215 | 21.8821 | 17.5137
#CAN - ON - SO2 Cap Annual v3.1 | 19 | 7630 | Rate Constraint in MTons | FALSE | L | Annual | Rate | lb/MMBtu | 0.01586 | 0.0094222 | 0.0044257 | 0.0029562 | 0.0022497 | 0.023381 | 0.029213
#CAN - ON - SO2 Cap Annual v3.1 | 19 | 7630 | Rate Constraint in MTons | FALSE | L | Annual | Generation | TWh | 4.6303 | 7.6639 | 16.5685 | 24.4795 | 31.8517 | 3.0262 | 2.3888
#CAN - ON - SO2 Cap Annual v3.1 | 19 | 7630 | Rate Constraint in MTons | FALSE | L | Annual | Qualifying Generation | TWh | 4.6303 | 7.6639 | 16.5685 | 24.4795 | 31.8517 | 3.0262 | 2.3888
#CAN - ON - SO2 Cap Annual v3.1 | 19 | 7630 | Rate Constraint in MTons | FALSE | L | Annual | Rate | lb/MWh | 0.11049 | 0.066757 | 0.030879 | 0.0209 | 0.016063 | 0.16906 | 0.21418
#CAN - ON - SO2 Cap Annual v3.1 | 19 | 7630 | Rate Constraint in MTons | FALSE | L | Annual | Constraint Shadow Price | US2022$/Ton | 0 | 0 | 0 | 0 | 0 | 0 | 0
#CAN - PE - Acid Rain - SO2 Cap Annual v3.1 | 20 | 7634 | Rate Constraint in MTons | FALSE | L | Annual | Seasons Included | Seasons | Winter, Spring, Summer, Fall | Winter, Spring, Summer, Fall | Winter, Spring, Summer, Fall | Winter, Spring, Summer, Fall | Winter, Spring, Summer, Fall | Winter, Spring, Summer, Fall | Winter, Spring, Summer, Fall
#CAN - PE - Acid Rain - SO2 Cap Annual v3.1 | 20 | 7634 | Rate Constraint in MTons | FALSE | L | Annual | Standard SO2 | Thousand Tons | 3.31 | 3.31 | 3.31 | 3.31 | 3.31 | 3.31 | 3.31
#CAN - PE - Acid Rain - SO2 Cap Annual v3.1 | 20 | 7634 | Rate Constraint in MTons | FALSE | L | Annual | Emissions at Affected Plants SO2 | Thousand Tons | 0 | 0 | 0 | 0 | 0 | 0 | 0
#CAN - PE - Acid Rain - SO2 Cap Annual v3.1 | 20 | 7634 | Rate Constraint in MTons | FALSE | L | Annual | Allowances Purchased SO2 | Thousand Tons | 0 | 0 | 0 | 0 | 0 | 0 | 0
#CAN - PE - Acid Rain - SO2 Cap Annual v3.1 | 20 | 7634 | Rate Constraint in MTons | FALSE | L | Annual | Allowances Sold SO2 | Thousand Tons | 0 | 0 | 0 | 0 | 0 | 0 | 0
#CAN - PE - Acid Rain - SO2 Cap Annual v3.1 | 20 | 7634 | Rate Constraint in MTons | FALSE | L | Annual | Allowances Banked | Thousand Tons | 0 | 0 | 0 | 0 | 0 | 0 | 0
#CAN - PE - Acid Rain - SO2 Cap Annual v3.1 | 20 | 7634 | Rate Constraint in MTons | FALSE | L | Annual | Allowances Withdrawn (1:1) | Thousand Tons | 0 | 0 | 0 | 0 | 0 | 0 | 0
#CAN - PE - Acid Rain - SO2 Cap Annual v3.1 | 20 | 7634 | Rate Constraint in MTons | FALSE | L | Annual | Allowances Withdrawn (n:1) | Thousand Tons | 0 | 0 | 0 | 0 | 0 | 0 | 0
#CAN - PE - Acid Rain - SO2 Cap Annual v3.1 | 20 | 7634 | Rate Constraint in MTons | FALSE | L | Annual | Net Emissions Allowance Position | Thousand Tons | 0 | 0 | 0 | 0 | 0 | 0 | 0
#CAN - PE - Acid Rain - SO2 Cap Annual v3.1 | 20 | 7634 | Rate Constraint in MTons | FALSE | L | Annual | Fuel Consumed | TBtu | 4.9427 | 7.3156 | 8.0242 | 8.2757 | 5.3922 | 1.909 | 1.6327
#CAN - PE - Acid Rain - SO2 Cap Annual v3.1 | 20 | 7634 | Rate Constraint in MTons | FALSE | L | Annual | Rate | lb/MMBtu | 0 | 0 | 0 | 0 | 0 | 0 | 0
#CAN - PE - Acid Rain - SO2 Cap Annual v3.1 | 20 | 7634 | Rate Constraint in MTons | FALSE | L | Annual | Generation | TWh | 0.74284 | 1.1151 | 1.205 | 1.1829 | 0.77632 | 0.29969 | 0.25625
#CAN - PE - Acid Rain - SO2 Cap Annual v3.1 | 20 | 7634 | Rate Constraint in MTons | FALSE | L | Annual | Qualifying Generation | TWh | 0.74284 | 1.1151 | 1.205 | 1.1829 | 0.77632 | 0.29969 | 0.25625
#CAN - PE - Acid Rain - SO2 Cap Annual v3.1 | 20 | 7634 | Rate Constraint in MTons | FALSE | L | Annual | Rate | lb/MWh | 0 | 0 | 0 | 0 | 0 | 0 | 0
#CAN - PE - Acid Rain - SO2 Cap Annual v3.1 | 20 | 7634 | Rate Constraint in MTons | FALSE | L | Annual | Constraint Shadow Price | US2022$/Ton | 0 | 0 | 0 | 0 | 0 | 0 | 0
#CAN - PQ - Acid Rain - SO2 Cap Annual v3.1 | 21 | 7632 | Rate Constraint in MTons | FALSE | L | Annual | Seasons Included | Seasons | Winter, Spring, Summer, Fall | Winter, Spring, Summer, Fall | Winter, Spring, Summer, Fall | Winter, Spring, Summer, Fall | Winter, Spring, Summer, Fall | Winter, Spring, Summer, Fall | Winter, Spring, Summer, Fall
#CAN - PQ - Acid Rain - SO2 Cap Annual v3.1 | 21 | 7632 | Rate Constraint in MTons | FALSE | L | Annual | Standard SO2 | Thousand Tons | 6.61 | 6.61 | 6.61 | 6.61 | 6.61 | 6.61 | 6.61
#CAN - PQ - Acid Rain - SO2 Cap Annual v3.1 | 21 | 7632 | Rate Constraint in MTons | FALSE | L | Annual | Emissions at Affected Plants SO2 | Thousand Tons | 0 | 0 | 0 | 0 | 0 | 0 | 0
#CAN - PQ - Acid Rain - SO2 Cap Annual v3.1 | 21 | 7632 | Rate Constraint in MTons | FALSE | L | Annual | Allowances Purchased SO2 | Thousand Tons | 0 | 0 | 0 | 0 | 0 | 0 | 0
#CAN - PQ - Acid Rain - SO2 Cap Annual v3.1 | 21 | 7632 | Rate Constraint in MTons | FALSE | L | Annual | Allowances Sold SO2 | Thousand Tons | 0 | 0 | 0 | 0 | 0 | 0 | 0
#CAN - PQ - Acid Rain - SO2 Cap Annual v3.1 | 21 | 7632 | Rate Constraint in MTons | FALSE | L | Annual | Allowances Banked | Thousand Tons | 0 | 0 | 0 | 0 | 0 | 0 | 0
#CAN - PQ - Acid Rain - SO2 Cap Annual v3.1 | 21 | 7632 | Rate Constraint in MTons | FALSE | L | Annual | Allowances Withdrawn (1:1) | Thousand Tons | 0 | 0 | 0 | 0 | 0 | 0 | 0
#CAN - PQ - Acid Rain - SO2 Cap Annual v3.1 | 21 | 7632 | Rate Constraint in MTons | FALSE | L | Annual | Allowances Withdrawn (n:1) | Thousand Tons | 0 | 0 | 0 | 0 | 0 | 0 | 0
#CAN - PQ - Acid Rain - SO2 Cap Annual v3.1 | 21 | 7632 | Rate Constraint in MTons | FALSE | L | Annual | Net Emissions Allowance Position | Thousand Tons | 0 | 0 | 0 | 0 | 0 | 0 | 0
#CAN - PQ - Acid Rain - SO2 Cap Annual v3.1 | 21 | 7632 | Rate Constraint in MTons | FALSE | L | Annual | Fuel Consumed | TBtu | 0 | 0 | 0 | 0 | 0 | 0 | 0
#CAN - PQ - Acid Rain - SO2 Cap Annual v3.1 | 21 | 7632 | Rate Constraint in MTons | FALSE | L | Annual | Rate | lb/MMBtu | 0 | 0 | 0 | 0 | 0 | 0 | 0
#CAN - PQ - Acid Rain - SO2 Cap Annual v3.1 | 21 | 7632 | Rate Constraint in MTons | FALSE | L | Annual | Generation | TWh | 0 | 0 | 0 | 0 | 0 | 0 | 0
#CAN - PQ - Acid Rain - SO2 Cap Annual v3.1 | 21 | 7632 | Rate Constraint in MTons | FALSE | L | Annual | Qualifying Generation | TWh | 0 | 0 | 0 | 0 | 0 | 0 | 0
#CAN - PQ - Acid Rain - SO2 Cap Annual v3.1 | 21 | 7632 | Rate Constraint in MTons | FALSE | L | Annual | Rate | lb/MWh | 0 | 0 | 0 | 0 | 0 | 0 | 0
#CAN - PQ - Acid Rain - SO2 Cap Annual v3.1 | 21 | 7632 | Rate Constraint in MTons | FALSE | L | Annual | Constraint Shadow Price | US2022$/Ton | 0 | 0 | 0 | 0 | 0 | 0 | 0
#CAN - PQ - CO2 Constraint- v.6.17 | 22 | 7633 | Rate Constraint in MTons | FALSE | L | Annual | Seasons Included | Seasons | Winter, Spring, Summer, Fall | Winter, Spring, Summer, Fall | Winter, Spring, Summer, Fall | Winter, Spring, Summer, Fall | Winter, Spring, Summer, Fall | Winter, Spring, Summer, Fall | Winter, Spring, Summer, Fall
#CAN - PQ - CO2 Constraint- v.6.17 | 22 | 7633 | Rate Constraint in MTons | FALSE | L | Annual | Standard CO2 | Thousand Tons | 0 | 0 | 0 | 0 | 0 | 0 | 0
#CAN - PQ - CO2 Constraint- v.6.17 | 22 | 7633 | Rate Constraint in MTons | FALSE | L | Annual | Emissions at Affected Plants CO2 | Thousand Tons | 0 | 0 | 0 | 0 | 0 | 0 | 0
#CAN - PQ - CO2 Constraint- v.6.17 | 22 | 7633 | Rate Constraint in MTons | FALSE | L | Annual | Allowances Purchased CO2 | Thousand Tons | 0 | 0 | 0 | 0 | 0 | 0 | 0
#CAN - PQ - CO2 Constraint- v.6.17 | 22 | 7633 | Rate Constraint in MTons | FALSE | L | Annual | Allowances Sold CO2 | Thousand Tons | 0 | 0 | 0 | 0 | 0 | 0 | 0
#CAN - PQ - CO2 Constraint- v.6.17 | 22 | 7633 | Rate Constraint in MTons | FALSE | L | Annual | Allowances Banked | Thousand Tons | 0 | 0 | 0 | 0 | 0 | 0 | 0
#CAN - PQ - CO2 Constraint- v.6.17 | 22 | 7633 | Rate Constraint in MTons | FALSE | L | Annual | Allowances Withdrawn (1:1) | Thousand Tons | 0 | 0 | 0 | 0 | 0 | 0 | 0
#CAN - PQ - CO2 Constraint- v.6.17 | 22 | 7633 | Rate Constraint in MTons | FALSE | L | Annual | Allowances Withdrawn (n:1) | Thousand Tons | 0 | 0 | 0 | 0 | 0 | 0 | 0
#CAN - PQ - CO2 Constraint- v.6.17 | 22 | 7633 | Rate Constraint in MTons | FALSE | L | Annual | Net Emissions Allowance Position | Thousand Tons | 0 | 0 | 0 | 0 | 0 | 0 | 0
#CAN - PQ - CO2 Constraint- v.6.17 | 22 | 7633 | Rate Constraint in MTons | FALSE | L | Annual | Fuel Consumed | TBtu | 0 | 0 | 0 | 0 | 0 | 0 | 0
#CAN - PQ - CO2 Constraint- v.6.17 | 22 | 7633 | Rate Constraint in MTons | FALSE | L | Annual | Rate | lb/MMBtu | 0 | 0 | 0 | 0 | 0 | 0 | 0
#CAN - PQ - CO2 Constraint- v.6.17 | 22 | 7633 | Rate Constraint in MTons | FALSE | L | Annual | Generation | TWh | 0 | 0 | 0 | 0 | 0 | 0 | 0
#CAN - PQ - CO2 Constraint- v.6.17 | 22 | 7633 | Rate Constraint in MTons | FALSE | L | Annual | Qualifying Generation | TWh | 0 | 0 | 0 | 0 | 0 | 0 | 0
#CAN - PQ - CO2 Constraint- v.6.17 | 22 | 7633 | Rate Constraint in MTons | FALSE | L | Annual | Rate | lb/MWh | 0 | 0 | 0 | 0 | 0 | 0 | 0
#CAN - PQ - CO2 Constraint- v.6.17 | 22 | 7633 | Rate Constraint in MTons | FALSE | L | Annual | Constraint Shadow Price | US2022$/Ton | 15.9587 | 73.0525 | 81.1728 | 81.1728 | 81.1729 | 81.1729 | 81.1731
#CAN - PQ - O3 Annex - NOX Cap Annual v3.1 | 23 | 7631 | Rate Constraint in MTons | FALSE | L | Annual | Seasons Included | Seasons | Winter, Spring, Summer, Fall | Winter, Spring, Summer, Fall | Winter, Spring, Summer, Fall | Winter, Spring, Summer, Fall | Winter, Spring, Summer, Fall | Winter, Spring, Summer, Fall | Winter, Spring, Summer, Fall
#CAN - PQ - O3 Annex - NOX Cap Annual v3.1 | 23 | 7631 | Rate Constraint in MTons | FALSE | L | Annual | Standard NOX | Thousand Tons | 5.5115 | 5.5115 | 5.5115 | 5.5115 | 5.5115 | 5.5115 | 5.5115
#CAN - PQ - O3 Annex - NOX Cap Annual v3.1 | 23 | 7631 | Rate Constraint in MTons | FALSE | L | Annual | Emissions at Affected Plants NOX | Thousand Tons | 0 | 0 | 0 | 0 | 0 | 0 | 0
#CAN - PQ - O3 Annex - NOX Cap Annual v3.1 | 23 | 7631 | Rate Constraint in MTons | FALSE | L | Annual | Allowances Purchased NOX | Thousand Tons | 0 | 0 | 0 | 0 | 0 | 0 | 0
#CAN - PQ - O3 Annex - NOX Cap Annual v3.1 | 23 | 7631 | Rate Constraint in MTons | FALSE | L | Annual | Allowances Sold NOX | Thousand Tons | 0 | 0 | 0 | 0 | 0 | 0 | 0
#CAN - PQ - O3 Annex - NOX Cap Annual v3.1 | 23 | 7631 | Rate Constraint in MTons | FALSE | L | Annual | Allowances Banked | Thousand Tons | 0 | 0 | 0 | 0 | 0 | 0 | 0
#CAN - PQ - O3 Annex - NOX Cap Annual v3.1 | 23 | 7631 | Rate Constraint in MTons | FALSE | L | Annual | Allowances Withdrawn (1:1) | Thousand Tons | 0 | 0 | 0 | 0 | 0 | 0 | 0
#CAN - PQ - O3 Annex - NOX Cap Annual v3.1 | 23 | 7631 | Rate Constraint in MTons | FALSE | L | Annual | Allowances Withdrawn (n:1) | Thousand Tons | 0 | 0 | 0 | 0 | 0 | 0 | 0
#CAN - PQ - O3 Annex - NOX Cap Annual v3.1 | 23 | 7631 | Rate Constraint in MTons | FALSE | L | Annual | Net Emissions Allowance Position | Thousand Tons | 0 | 0 | 0 | 0 | 0 | 0 | 0
#CAN - PQ - O3 Annex - NOX Cap Annual v3.1 | 23 | 7631 | Rate Constraint in MTons | FALSE | L | Annual | Fuel Consumed | TBtu | 0 | 0 | 0 | 0 | 0 | 0 | 0
#CAN - PQ - O3 Annex - NOX Cap Annual v3.1 | 23 | 7631 | Rate Constraint in MTons | FALSE | L | Annual | Rate | lb/MMBtu | 0 | 0 | 0 | 0 | 0 | 0 | 0
#CAN - PQ - O3 Annex - NOX Cap Annual v3.1 | 23 | 7631 | Rate Constraint in MTons | FALSE | L | Annual | Generation | TWh | 0 | 0 | 0 | 0 | 0 | 0 | 0
#CAN - PQ - O3 Annex - NOX Cap Annual v3.1 | 23 | 7631 | Rate Constraint in MTons | FALSE | L | Annual | Qualifying Generation | TWh | 0 | 0 | 0 | 0 | 0 | 0 | 0
#CAN - PQ - O3 Annex - NOX Cap Annual v3.1 | 23 | 7631 | Rate Constraint in MTons | FALSE | L | Annual | Rate | lb/MWh | 0 | 0 | 0 | 0 | 0 | 0 | 0
#CAN - PQ - O3 Annex - NOX Cap Annual v3.1 | 23 | 7631 | Rate Constraint in MTons | FALSE | L | Annual | Constraint Shadow Price | US2022$/Ton | 0 | 0 | 0 | 0 | 0 | 0 | 0
#CAN - SK - MER Cap Annual v4.12 | 24 | 7635 | Rate Constraint in MTons | FALSE | L | Annual | Seasons Included | Seasons | Winter, Spring, Summer, Fall | Winter, Spring, Summer, Fall | Winter, Spring, Summer, Fall | Winter, Spring, Summer, Fall | Winter, Spring, Summer, Fall | Winter, Spring, Summer, Fall | Winter, Spring, Summer, Fall
#CAN - SK - MER Cap Annual v4.12 | 24 | 7635 | Rate Constraint in MTons | FALSE | L | Annual | Standard MER | lbs | 947.9877 | 947.9877 | 947.9877 | 947.9877 | 947.9877 | 947.9877 | 947.9877
#CAN - SK - MER Cap Annual v4.12 | 24 | 7635 | Rate Constraint in MTons | FALSE | L | Annual | Emissions at Affected Plants MER | lbs | 550.1999 | 218.4972 | 63.5904 | 63.5075 | 63.3059 | 63.5904 | 63.5904
#CAN - SK - MER Cap Annual v4.12 | 24 | 7635 | Rate Constraint in MTons | FALSE | L | Annual | Allowances Purchased MER | lbs | 0 | 0 | 0 | 0 | 0 | 0 | 0
#CAN - SK - MER Cap Annual v4.12 | 24 | 7635 | Rate Constraint in MTons | FALSE | L | Annual | Allowances Sold MER | lbs | 0 | 0 | 0 | 0 | 0 | 0 | 0
#CAN - SK - MER Cap Annual v4.12 | 24 | 7635 | Rate Constraint in MTons | FALSE | L | Annual | Allowances Banked | lbs | 0 | 0 | 0 | 0 | 0 | 0 | 0
#CAN - SK - MER Cap Annual v4.12 | 24 | 7635 | Rate Constraint in MTons | FALSE | L | Annual | Allowances Withdrawn (1:1) | lbs | 0 | 0 | 0 | 0 | 0 | 0 | 0
#CAN - SK - MER Cap Annual v4.12 | 24 | 7635 | Rate Constraint in MTons | FALSE | L | Annual | Allowances Withdrawn (n:1) | lbs | 0 | 0 | 0 | 0 | 0 | 0 | 0
#CAN - SK - MER Cap Annual v4.12 | 24 | 7635 | Rate Constraint in MTons | FALSE | L | Annual | Net Emissions Allowance Position | lbs | 550.1999 | 218.4972 | 63.5904 | 63.5075 | 63.3059 | 63.5904 | 63.5904
#CAN - SK - MER Cap Annual v4.12 | 24 | 7635 | Rate Constraint in MTons | FALSE | L | Annual | Fuel Consumed | TBtu | 73.2812 | 29.223 | 8.6476 | 8.6366 | 8.6098 | 8.6476 | 8.6476
#CAN - SK - MER Cap Annual v4.12 | 24 | 7635 | Rate Constraint in MTons | FALSE | L | Annual | Rate | lb/MMBtu | 7.5081e-06 | 7.4769e-06 | 7.3535e-06 | 7.3533e-06 | 7.3527e-06 | 7.3535e-06 | 7.3535e-06
#CAN - SK - MER Cap Annual v4.12 | 24 | 7635 | Rate Constraint in MTons | FALSE | L | Annual | Generation | TWh | 7.0206 | 2.7997 | 0.82848 | 0.82742 | 0.82486 | 0.82848 | 0.82848
#CAN - SK - MER Cap Annual v4.12 | 24 | 7635 | Rate Constraint in MTons | FALSE | L | Annual | Qualifying Generation | TWh | 7.0206 | 2.7997 | 0.82848 | 0.82742 | 0.82486 | 0.82848 | 0.82848
#CAN - SK - MER Cap Annual v4.12 | 24 | 7635 | Rate Constraint in MTons | FALSE | L | Annual | Rate | lb/MWh | 7.8369e-05 | 7.8044e-05 | 7.6756e-05 | 7.6754e-05 | 7.6748e-05 | 7.6756e-05 | 7.6756e-05
#CAN - SK - MER Cap Annual v4.12 | 24 | 7635 | Rate Constraint in MTons | FALSE | L | Annual | Constraint Shadow Price | US2022$/Lb | 0 | 0 | 0 | 0 | 0 | 0 | 0
#CAN Aconi 1 - SO2 Rate Annual v3.1 | 25 | 7636 | Rate Constraint in lbs/MMBtu | FALSE | L | Annual | Seasons Included | Seasons | Winter, Spring, Summer, Fall | Winter, Spring, Summer, Fall | Winter, Spring, Summer, Fall | Winter, Spring, Summer, Fall | Winter, Spring, Summer, Fall | Winter, Spring, Summer, Fall | Winter, Spring, Summer, Fall
#CAN Aconi 1 - SO2 Rate Annual v3.1 | 25 | 7636 | Rate Constraint in lbs/MMBtu | FALSE | L | Annual | Standard SO2 | lb/MMBtu | 0.58146 | 0.58146 | 0.58146 | 0.58146 | 0.58146 | 0.58146 | 0.58146
#CAN Aconi 1 - SO2 Rate Annual v3.1 | 25 | 7636 | Rate Constraint in lbs/MMBtu | FALSE | L | Annual | Emissions at Affected Plants SO2 | Thousand Tons | 0 | 0 | 0 | 0 | 0 | 0 | 0
#CAN Aconi 1 - SO2 Rate Annual v3.1 | 25 | 7636 | Rate Constraint in lbs/MMBtu | FALSE | L | Annual | Allowances Purchased SO2 | Thousand Tons | 0 | 0 | 0 | 0 | 0 | 0 | 0
#CAN Aconi 1 - SO2 Rate Annual v3.1 | 25 | 7636 | Rate Constraint in lbs/MMBtu | FALSE | L | Annual | Allowances Sold SO2 | Thousand Tons | 0 | 0 | 0 | 0 | 0 | 0 | 0
#CAN Aconi 1 - SO2 Rate Annual v3.1 | 25 | 7636 | Rate Constraint in lbs/MMBtu | FALSE | L | Annual | Allowances Banked | Thousand Tons | 0 | 0 | 0 | 0 | 0 | 0 | 0
#CAN Aconi 1 - SO2 Rate Annual v3.1 | 25 | 7636 | Rate Constraint in lbs/MMBtu | FALSE | L | Annual | Allowances Withdrawn (1:1) | Thousand Tons | 0 | 0 | 0 | 0 | 0 | 0 | 0
#CAN Aconi 1 - SO2 Rate Annual v3.1 | 25 | 7636 | Rate Constraint in lbs/MMBtu | FALSE | L | Annual | Allowances Withdrawn (n:1) | Thousand Tons | 0 | 0 | 0 | 0 | 0 | 0 | 0
#CAN Aconi 1 - SO2 Rate Annual v3.1 | 25 | 7636 | Rate Constraint in lbs/MMBtu | FALSE | L | Annual | Net Emissions Allowance Position | Thousand Tons | 0 | 0 | 0 | 0 | 0 | 0 | 0
#CAN Aconi 1 - SO2 Rate Annual v3.1 | 25 | 7636 | Rate Constraint in lbs/MMBtu | FALSE | L | Annual | Fuel Consumed | TBtu | 0 | 0 | 0 | 0 | 0 | 0 | 0
#CAN Aconi 1 - SO2 Rate Annual v3.1 | 25 | 7636 | Rate Constraint in lbs/MMBtu | FALSE | L | Annual | Rate | lb/MMBtu | 0 | 0 | 0 | 0 | 0 | 0 | 0
#CAN Aconi 1 - SO2 Rate Annual v3.1 | 25 | 7636 | Rate Constraint in lbs/MMBtu | FALSE | L | Annual | Generation | TWh | 0 | 0 | 0 | 0 | 0 | 0 | 0
#CAN Aconi 1 - SO2 Rate Annual v3.1 | 25 | 7636 | Rate Constraint in lbs/MMBtu | FALSE | L | Annual | Qualifying Generation | TWh | 0 | 0 | 0 | 0 | 0 | 0 | 0
#CAN Aconi 1 - SO2 Rate Annual v3.1 | 25 | 7636 | Rate Constraint in lbs/MMBtu | FALSE | L | Annual | Rate | lb/MWh | 0 | 0 | 0 | 0 | 0 | 0 | 0
#CAN Aconi 1 - SO2 Rate Annual v3.1 | 25 | 7636 | Rate Constraint in lbs/MMBtu | FALSE | L | Annual | Constraint Shadow Price | US2022$/Ton | 1234747.6624 | 895038.0871 | 30700.8278 | 25480.2851 | 23002.3403 | 25732.6743 | 27434.4697
#CAN Lingan 1-4 - SO2 Rate Annual v3.1 | 26 | 7637 | Rate Constraint in lbs/MMBtu | FALSE | L | Annual | Seasons Included | Seasons | Winter, Spring, Summer, Fall | Winter, Spring, Summer, Fall | Winter, Spring, Summer, Fall | Winter, Spring, Summer, Fall | Winter, Spring, Summer, Fall | Winter, Spring, Summer, Fall | Winter, Spring, Summer, Fall
#CAN Lingan 1-4 - SO2 Rate Annual v3.1 | 26 | 7637 | Rate Constraint in lbs/MMBtu | FALSE | L | Annual | Standard SO2 | lb/MMBtu | 3.7214 | 3.7214 | 3.7214 | 3.7214 | 3.7214 | 3.7214 | 3.7214
#CAN Lingan 1-4 - SO2 Rate Annual v3.1 | 26 | 7637 | Rate Constraint in lbs/MMBtu | FALSE | L | Annual | Emissions at Affected Plants SO2 | Thousand Tons | 3.5082 | 3.8046 | 0 | 0 | 0 | 0 | 0
#CAN Lingan 1-4 - SO2 Rate Annual v3.1 | 26 | 7637 | Rate Constraint in lbs/MMBtu | FALSE | L | Annual | Allowances Purchased SO2 | Thousand Tons | 0 | 0 | 0 | 0 | 0 | 0 | 0
#CAN Lingan 1-4 - SO2 Rate Annual v3.1 | 26 | 7637 | Rate Constraint in lbs/MMBtu | FALSE | L | Annual | Allowances Sold SO2 | Thousand Tons | 0 | 0 | 0 | 0 | 0 | 0 | 0
#CAN Lingan 1-4 - SO2 Rate Annual v3.1 | 26 | 7637 | Rate Constraint in lbs/MMBtu | FALSE | L | Annual | Allowances Banked | Thousand Tons | 0 | 0 | 0 | 0 | 0 | 0 | 0
#CAN Lingan 1-4 - SO2 Rate Annual v3.1 | 26 | 7637 | Rate Constraint in lbs/MMBtu | FALSE | L | Annual | Allowances Withdrawn (1:1) | Thousand Tons | 0 | 0 | 0 | 0 | 0 | 0 | 0
#CAN Lingan 1-4 - SO2 Rate Annual v3.1 | 26 | 7637 | Rate Constraint in lbs/MMBtu | FALSE | L | Annual | Allowances Withdrawn (n:1) | Thousand Tons | 0 | 0 | 0 | 0 | 0 | 0 | 0
#CAN Lingan 1-4 - SO2 Rate Annual v3.1 | 26 | 7637 | Rate Constraint in lbs/MMBtu | FALSE | L | Annual | Net Emissions Allowance Position | Thousand Tons | 3.5082 | 3.8046 | 0 | 0 | 0 | 0 | 0
#CAN Lingan 1-4 - SO2 Rate Annual v3.1 | 26 | 7637 | Rate Constraint in lbs/MMBtu | FALSE | L | Annual | Fuel Consumed | TBtu | 6.4047 | 6.9458 | 0 | 0 | 0 | 0 | 0
#CAN Lingan 1-4 - SO2 Rate Annual v3.1 | 26 | 7637 | Rate Constraint in lbs/MMBtu | FALSE | L | Annual | Rate | lb/MMBtu | 1.0955 | 1.0955 | 0 | 0 | 0 | 0 | 0
#CAN Lingan 1-4 - SO2 Rate Annual v3.1 | 26 | 7637 | Rate Constraint in lbs/MMBtu | FALSE | L | Annual | Generation | TWh | 0.6136 | 0.66544 | 0 | 0 | 0 | 0 | 0
#CAN Lingan 1-4 - SO2 Rate Annual v3.1 | 26 | 7637 | Rate Constraint in lbs/MMBtu | FALSE | L | Annual | Qualifying Generation | TWh | 0.6136 | 0.66544 | 0 | 0 | 0 | 0 | 0
#CAN Lingan 1-4 - SO2 Rate Annual v3.1 | 26 | 7637 | Rate Constraint in lbs/MMBtu | FALSE | L | Annual | Rate | lb/MWh | 11.4349 | 11.4349 | 0 | 0 | 0 | 0 | 0
#CAN Lingan 1-4 - SO2 Rate Annual v3.1 | 26 | 7637 | Rate Constraint in lbs/MMBtu | FALSE | L | Annual | Constraint Shadow Price | US2022$/Ton | 0 | 0 | 0 | 0 | 0 | 0 | 0
#CAN -National Coal CO2 Rate Limit- 2030- v6.20 | 27 | 7650 | Rate Constraint in lbs/MWh | FALSE | L | Annual | Seasons Included | Seasons | Winter, Spring, Summer, Fall | Winter, Spring, Summer, Fall | Winter, Spring, Summer, Fall | Winter, Spring, Summer, Fall | Winter, Spring, Summer, Fall | Winter, Spring, Summer, Fall | Winter, Spring, Summer, Fall
#CAN -National Coal CO2 Rate Limit- 2030- v6.20 | 27 | 7650 | Rate Constraint in lbs/MWh | FALSE | L | Annual | Standard CO2 | lb/MWh | 0 | 925.94 | 925.94 | 925.94 | 925.94 | 925.94 | 925.94
#CAN -National Coal CO2 Rate Limit- 2030- v6.20 | 27 | 7650 | Rate Constraint in lbs/MWh | FALSE | L | Annual | Emissions at Affected Plants CO2 | Thousand Tons | 0 | 0 | 0 | 0 | 0 | 0 | 0
#CAN -National Coal CO2 Rate Limit- 2030- v6.20 | 27 | 7650 | Rate Constraint in lbs/MWh | FALSE | L | Annual | Allowances Purchased CO2 | Thousand Tons | 0 | 0 | 0 | 0 | 0 | 0 | 0
#CAN -National Coal CO2 Rate Limit- 2030- v6.20 | 27 | 7650 | Rate Constraint in lbs/MWh | FALSE | L | Annual | Allowances Sold CO2 | Thousand Tons | 0 | 0 | 0 | 0 | 0 | 0 | 0
#CAN -National Coal CO2 Rate Limit- 2030- v6.20 | 27 | 7650 | Rate Constraint in lbs/MWh | FALSE | L | Annual | Allowances Banked | Thousand Tons | 0 | 0 | 0 | 0 | 0 | 0 | 0
#CAN -National Coal CO2 Rate Limit- 2030- v6.20 | 27 | 7650 | Rate Constraint in lbs/MWh | FALSE | L | Annual | Allowances Withdrawn (1:1) | Thousand Tons | 0 | 0 | 0 | 0 | 0 | 0 | 0
#CAN -National Coal CO2 Rate Limit- 2030- v6.20 | 27 | 7650 | Rate Constraint in lbs/MWh | FALSE | L | Annual | Allowances Withdrawn (n:1) | Thousand Tons | 0 | 0 | 0 | 0 | 0 | 0 | 0
#CAN -National Coal CO2 Rate Limit- 2030- v6.20 | 27 | 7650 | Rate Constraint in lbs/MWh | FALSE | L | Annual | Net Emissions Allowance Position | Thousand Tons | 0 | 0 | 0 | 0 | 0 | 0 | 0
#CAN -National Coal CO2 Rate Limit- 2030- v6.20 | 27 | 7650 | Rate Constraint in lbs/MWh | FALSE | L | Annual | Fuel Consumed | TBtu | 0 | 0 | 0 | 0 | 0 | 0 | 0
#CAN -National Coal CO2 Rate Limit- 2030- v6.20 | 27 | 7650 | Rate Constraint in lbs/MWh | FALSE | L | Annual | Rate | lb/MMBtu | 0 | 0 | 0 | 0 | 0 | 0 | 0
#CAN -National Coal CO2 Rate Limit- 2030- v6.20 | 27 | 7650 | Rate Constraint in lbs/MWh | FALSE | L | Annual | Generation | TWh | 0 | 0 | 0 | 0 | 0 | 0 | 0
#CAN -National Coal CO2 Rate Limit- 2030- v6.20 | 27 | 7650 | Rate Constraint in lbs/MWh | FALSE | L | Annual | Qualifying Generation | TWh | 0 | 0 | 0 | 0 | 0 | 0 | 0
#CAN -National Coal CO2 Rate Limit- 2030- v6.20 | 27 | 7650 | Rate Constraint in lbs/MWh | FALSE | L | Annual | Constraint Shadow Price | US2022$/Ton | 506.7492 | 1717.1347 | 31.4265 | 98.4032 | 44.6733 | 619.4763 | 28.749
#CAN -National Coal CO2 Rate Limit- NewUnit- v6.20 | 28 | 7655 | Rate Constraint in lbs/MWh | FALSE | L | Annual | Seasons Included | Seasons | Winter, Spring, Summer, Fall | Winter, Spring, Summer, Fall | Winter, Spring, Summer, Fall | Winter, Spring, Summer, Fall | Winter, Spring, Summer, Fall | Winter, Spring, Summer, Fall | Winter, Spring, Summer, Fall
#CAN -National Coal CO2 Rate Limit- NewUnit- v6.20 | 28 | 7655 | Rate Constraint in lbs/MWh | FALSE | L | Annual | Standard CO2 | lb/MWh | 925.94 | 925.94 | 925.94 | 925.94 | 925.94 | 925.94 | 925.94
#CAN -National Coal CO2 Rate Limit- NewUnit- v6.20 | 28 | 7655 | Rate Constraint in lbs/MWh | FALSE | L | Annual | Emissions at Affected Plants CO2 | Thousand Tons | 0 | 0 | 0 | 0 | 0 | 0 | 0
#CAN -National Coal CO2 Rate Limit- NewUnit- v6.20 | 28 | 7655 | Rate Constraint in lbs/MWh | FALSE | L | Annual | Allowances Purchased CO2 | Thousand Tons | 0 | 0 | 0 | 0 | 0 | 0 | 0
#CAN -National Coal CO2 Rate Limit- NewUnit- v6.20 | 28 | 7655 | Rate Constraint in lbs/MWh | FALSE | L | Annual | Allowances Sold CO2 | Thousand Tons | 0 | 0 | 0 | 0 | 0 | 0 | 0
#CAN -National Coal CO2 Rate Limit- NewUnit- v6.20 | 28 | 7655 | Rate Constraint in lbs/MWh | FALSE | L | Annual | Allowances Banked | Thousand Tons | 0 | 0 | 0 | 0 | 0 | 0 | 0
#CAN -National Coal CO2 Rate Limit- NewUnit- v6.20 | 28 | 7655 | Rate Constraint in lbs/MWh | FALSE | L | Annual | Allowances Withdrawn (1:1) | Thousand Tons | 0 | 0 | 0 | 0 | 0 | 0 | 0
#CAN -National Coal CO2 Rate Limit- NewUnit- v6.20 | 28 | 7655 | Rate Constraint in lbs/MWh | FALSE | L | Annual | Allowances Withdrawn (n:1) | Thousand Tons | 0 | 0 | 0 | 0 | 0 | 0 | 0
#CAN -National Coal CO2 Rate Limit- NewUnit- v6.20 | 28 | 7655 | Rate Constraint in lbs/MWh | FALSE | L | Annual | Net Emissions Allowance Position | Thousand Tons | 0 | 0 | 0 | 0 | 0 | 0 | 0
#CAN -National Coal CO2 Rate Limit- NewUnit- v6.20 | 28 | 7655 | Rate Constraint in lbs/MWh | FALSE | L | Annual | Fuel Consumed | TBtu | 0 | 0 | 0 | 0 | 0 | 0 | 0
#CAN -National Coal CO2 Rate Limit- NewUnit- v6.20 | 28 | 7655 | Rate Constraint in lbs/MWh | FALSE | L | Annual | Rate | lb/MMBtu | 0 | 0 | 0 | 0 | 0 | 0 | 0
#CAN -National Coal CO2 Rate Limit- NewUnit- v6.20 | 28 | 7655 | Rate Constraint in lbs/MWh | FALSE | L | Annual | Generation | TWh | 0 | 0 | 0 | 0 | 0 | 0 | 0
#CAN -National Coal CO2 Rate Limit- NewUnit- v6.20 | 28 | 7655 | Rate Constraint in lbs/MWh | FALSE | L | Annual | Qualifying Generation | TWh | 0 | 0 | 0 | 0 | 0 | 0 | 0
#CAN -National Coal CO2 Rate Limit- NewUnit- v6.20 | 28 | 7655 | Rate Constraint in lbs/MWh | FALSE | L | Annual | Constraint Shadow Price | US2022$/Ton | 802.014 | 792.3777 | 135.8485 | 70.1467 | 97.0834 | 90.351 | 93.2681
#CAN -National Large NGas CO2 Rate Limit- v6.20 | 29 | 7673 | Rate Constraint in lbs/MWh | FALSE | L | Annual | Seasons Included | Seasons | Winter, Spring, Summer, Fall | Winter, Spring, Summer, Fall | Winter, Spring, Summer, Fall | Winter, Spring, Summer, Fall | Winter, Spring, Summer, Fall | Winter, Spring, Summer, Fall | Winter, Spring, Summer, Fall
#CAN -National Large NGas CO2 Rate Limit- v6.20 | 29 | 7673 | Rate Constraint in lbs/MWh | FALSE | L | Annual | Standard CO2 | lb/MWh | 925.9404 | 925.9404 | 925.9404 | 925.9404 | 925.9404 | 925.9404 | 925.9404
#CAN -National Large NGas CO2 Rate Limit- v6.20 | 29 | 7673 | Rate Constraint in lbs/MWh | FALSE | L | Annual | Emissions at Affected Plants CO2 | Thousand Tons | 23902.7568 | 26455.4695 | 34110.6394 | 40354.8709 | 45368.6262 | 37662.9539 | 41383.1095
#CAN -National Large NGas CO2 Rate Limit- v6.20 | 29 | 7673 | Rate Constraint in lbs/MWh | FALSE | L | Annual | Allowances Purchased CO2 | Thousand Tons | 0 | 0 | 0 | 0 | 0 | 0 | 0
#CAN -National Large NGas CO2 Rate Limit- v6.20 | 29 | 7673 | Rate Constraint in lbs/MWh | FALSE | L | Annual | Allowances Sold CO2 | Thousand Tons | 0 | 0 | 0 | 0 | 0 | 0 | 0
#CAN -National Large NGas CO2 Rate Limit- v6.20 | 29 | 7673 | Rate Constraint in lbs/MWh | FALSE | L | Annual | Allowances Banked | Thousand Tons | 0 | 0 | 0 | 0 | 0 | 0 | 0
#CAN -National Large NGas CO2 Rate Limit- v6.20 | 29 | 7673 | Rate Constraint in lbs/MWh | FALSE | L | Annual | Allowances Withdrawn (1:1) | Thousand Tons | 0 | 0 | 0 | 0 | 0 | 0 | 0
#CAN -National Large NGas CO2 Rate Limit- v6.20 | 29 | 7673 | Rate Constraint in lbs/MWh | FALSE | L | Annual | Allowances Withdrawn (n:1) | Thousand Tons | 0 | 0 | 0 | 0 | 0 | 0 | 0
#CAN -National Large NGas CO2 Rate Limit- v6.20 | 29 | 7673 | Rate Constraint in lbs/MWh | FALSE | L | Annual | Net Emissions Allowance Position | Thousand Tons | 23902.7568 | 26455.4695 | 34110.6394 | 40354.8709 | 45368.6262 | 37662.9539 | 41383.1095
#CAN -National Large NGas CO2 Rate Limit- v6.20 | 29 | 7673 | Rate Constraint in lbs/MWh | FALSE | L | Annual | Fuel Consumed | TBtu | 377.2842 | 420.1786 | 541.6065 | 644.4245 | 729.6385 | 609.9434 | 674.6557
#CAN -National Large NGas CO2 Rate Limit- v6.20 | 29 | 7673 | Rate Constraint in lbs/MWh | FALSE | L | Annual | Rate | lb/MMBtu | 126.7096 | 125.9249 | 125.961 | 125.2431 | 124.3592 | 123.4966 | 122.6792
#CAN -National Large NGas CO2 Rate Limit- v6.20 | 29 | 7673 | Rate Constraint in lbs/MWh | FALSE | L | Annual | Generation | TWh | 55.7332 | 61.8281 | 78.1473 | 92.9942 | 105.7989 | 90.6315 | 101.3251
#CAN -National Large NGas CO2 Rate Limit- v6.20 | 29 | 7673 | Rate Constraint in lbs/MWh | FALSE | L | Annual | Qualifying Generation | TWh | 55.7332 | 61.8281 | 78.1473 | 92.9942 | 105.7989 | 90.6315 | 101.3251
#CAN -National Large NGas CO2 Rate Limit- v6.20 | 29 | 7673 | Rate Constraint in lbs/MWh | FALSE | L | Annual | Constraint Shadow Price | US2022$/Ton | 0 | 0 | 0 | 0 | 0 | 0 | 0
#CAN -National NOx Rate Limit v4.12 | 30 | 7606 | Rate Constraint in lbs/MWh | FALSE | L | Annual | Seasons Included | Seasons | Winter, Spring, Summer, Fall | Winter, Spring, Summer, Fall | Winter, Spring, Summer, Fall | Winter, Spring, Summer, Fall | Winter, Spring, Summer, Fall | Winter, Spring, Summer, Fall | Winter, Spring, Summer, Fall
#CAN -National NOx Rate Limit v4.12 | 30 | 7606 | Rate Constraint in lbs/MWh | FALSE | L | Annual | Standard NOX | lb/MWh | 1.5212 | 1.5212 | 1.5212 | 1.5212 | 1.5212 | 1.5212 | 1.5212
#CAN -National NOx Rate Limit v4.12 | 30 | 7606 | Rate Constraint in lbs/MWh | FALSE | L | Annual | Emissions at Affected Plants NOX | Thousand Tons | 2.8842 | 3.1611 | 8.1045 | 9.2649 | 8.1558 | 6.483 | 5.8571
#CAN -National NOx Rate Limit v4.12 | 30 | 7606 | Rate Constraint in lbs/MWh | FALSE | L | Annual | Allowances Purchased NOX | Thousand Tons | 0 | 0 | 0 | 0 | 0 | 0 | 0
#CAN -National NOx Rate Limit v4.12 | 30 | 7606 | Rate Constraint in lbs/MWh | FALSE | L | Annual | Allowances Sold NOX | Thousand Tons | 0 | 0 | 0 | 0 | 0 | 0 | 0
#CAN -National NOx Rate Limit v4.12 | 30 | 7606 | Rate Constraint in lbs/MWh | FALSE | L | Annual | Allowances Banked | Thousand Tons | 0 | 0 | 0 | 0 | 0 | 0 | 0
#CAN -National NOx Rate Limit v4.12 | 30 | 7606 | Rate Constraint in lbs/MWh | FALSE | L | Annual | Allowances Withdrawn (1:1) | Thousand Tons | 0 | 0 | 0 | 0 | 0 | 0 | 0
#CAN -National NOx Rate Limit v4.12 | 30 | 7606 | Rate Constraint in lbs/MWh | FALSE | L | Annual | Allowances Withdrawn (n:1) | Thousand Tons | 0 | 0 | 0 | 0 | 0 | 0 | 0
#CAN -National NOx Rate Limit v4.12 | 30 | 7606 | Rate Constraint in lbs/MWh | FALSE | L | Annual | Net Emissions Allowance Position | Thousand Tons | 2.8842 | 3.1611 | 8.1045 | 9.2649 | 8.1558 | 6.483 | 5.8571
#CAN -National NOx Rate Limit v4.12 | 30 | 7606 | Rate Constraint in lbs/MWh | FALSE | L | Annual | Fuel Consumed | TBtu | 377.9327 | 424.4044 | 565.7735 | 676.6932 | 753.3427 | 625.7283 | 688.9544
#CAN -National NOx Rate Limit v4.12 | 30 | 7606 | Rate Constraint in lbs/MWh | FALSE | L | Annual | Rate | lb/MMBtu | 0.015263 | 0.014897 | 0.028649 | 0.027383 | 0.021652 | 0.020721 | 0.017003
#CAN -National NOx Rate Limit v4.12 | 30 | 7606 | Rate Constraint in lbs/MWh | FALSE | L | Annual | Generation | TWh | 55.5846 | 62.1615 | 81.0074 | 96.7112 | 108.356 | 92.1744 | 102.6925
#CAN -National NOx Rate Limit v4.12 | 30 | 7606 | Rate Constraint in lbs/MWh | FALSE | L | Annual | Qualifying Generation | TWh | 55.5846 | 62.1615 | 81.0074 | 96.7112 | 108.356 | 92.1744 | 102.6925
#CAN -National NOx Rate Limit v4.12 | 30 | 7606 | Rate Constraint in lbs/MWh | FALSE | L | Annual | Constraint Shadow Price | US2022$/Ton | 0 | 0 | 0 | 0 | 0 | 0 | 0
#CAN -National Small NGas CO2 Rate Limit- v6.20 | 31 | 7674 | Rate Constraint in lbs/MWh | FALSE | L | Annual | Seasons Included | Seasons | Winter, Spring, Summer, Fall | Winter, Spring, Summer, Fall | Winter, Spring, Summer, Fall | Winter, Spring, Summer, Fall | Winter, Spring, Summer, Fall | Winter, Spring, Summer, Fall | Winter, Spring, Summer, Fall
#CAN -National Small NGas CO2 Rate Limit- v6.20 | 31 | 7674 | Rate Constraint in lbs/MWh | FALSE | L | Annual | Standard CO2 | lb/MWh | 1212.541 | 1212.541 | 1212.541 | 1212.541 | 1212.541 | 1212.541 | 1212.541
#CAN -National Small NGas CO2 Rate Limit- v6.20 | 31 | 7674 | Rate Constraint in lbs/MWh | FALSE | L | Annual | Emissions at Affected Plants CO2 | Thousand Tons | 8116.3461 | 8677.2434 | 12878.0143 | 14119.4638 | 12797.2468 | 9518.2328 | 9054.6235
#CAN -National Small NGas CO2 Rate Limit- v6.20 | 31 | 7674 | Rate Constraint in lbs/MWh | FALSE | L | Annual | Allowances Purchased CO2 | Thousand Tons | 0 | 0 | 0 | 0 | 0 | 0 | 0
#CAN -National Small NGas CO2 Rate Limit- v6.20 | 31 | 7674 | Rate Constraint in lbs/MWh | FALSE | L | Annual | Allowances Sold CO2 | Thousand Tons | 0 | 0 | 0 | 0 | 0 | 0 | 0
#CAN -National Small NGas CO2 Rate Limit- v6.20 | 31 | 7674 | Rate Constraint in lbs/MWh | FALSE | L | Annual | Allowances Banked | Thousand Tons | 0 | 0 | 0 | 0 | 0 | 0 | 0
#CAN -National Small NGas CO2 Rate Limit- v6.20 | 31 | 7674 | Rate Constraint in lbs/MWh | FALSE | L | Annual | Allowances Withdrawn (1:1) | Thousand Tons | 0 | 0 | 0 | 0 | 0 | 0 | 0
#CAN -National Small NGas CO2 Rate Limit- v6.20 | 31 | 7674 | Rate Constraint in lbs/MWh | FALSE | L | Annual | Allowances Withdrawn (n:1) | Thousand Tons | 0 | 0 | 0 | 0 | 0 | 0 | 0
#CAN -National Small NGas CO2 Rate Limit- v6.20 | 31 | 7674 | Rate Constraint in lbs/MWh | FALSE | L | Annual | Net Emissions Allowance Position | Thousand Tons | 8116.3461 | 8677.2434 | 12878.0143 | 14119.4638 | 12797.2468 | 9518.2328 | 9054.6235
#CAN -National Small NGas CO2 Rate Limit- v6.20 | 31 | 7674 | Rate Constraint in lbs/MWh | FALSE | L | Annual | Fuel Consumed | TBtu | 103.8636 | 112.4463 | 158.0928 | 174.4586 | 161.9409 | 119.6024 | 115.3014
#CAN -National Small NGas CO2 Rate Limit- v6.20 | 31 | 7674 | Rate Constraint in lbs/MWh | FALSE | L | Annual | Rate | lb/MMBtu | 156.2886 | 154.3357 | 162.9172 | 161.8661 | 158.0483 | 159.1646 | 157.0601
#CAN -National Small NGas CO2 Rate Limit- v6.20 | 31 | 7674 | Rate Constraint in lbs/MWh | FALSE | L | Annual | Generation | TWh | 15.1192 | 16.2695 | 22.5538 | 24.5995 | 23.0258 | 16.9303 | 16.3447
#CAN -National Small NGas CO2 Rate Limit- v6.20 | 31 | 7674 | Rate Constraint in lbs/MWh | FALSE | L | Annual | Qualifying Generation | TWh | 15.1192 | 16.2695 | 22.5538 | 24.5995 | 23.0258 | 16.9303 | 16.3447
#CAN -National Small NGas CO2 Rate Limit- v6.20 | 31 | 7674 | Rate Constraint in lbs/MWh | FALSE | L | Annual | Constraint Shadow Price | US2022$/Ton | 0 | 0 | 0 | 0 | 0 | 0 | 0
#CAN -National SO2 Rate Limit v4.12 | 32 | 7605 | Rate Constraint in lbs/MWh | FALSE | L | Annual | Seasons Included | Seasons | Winter, Spring, Summer, Fall | Winter, Spring, Summer, Fall | Winter, Spring, Summer, Fall | Winter, Spring, Summer, Fall | Winter, Spring, Summer, Fall | Winter, Spring, Summer, Fall | Winter, Spring, Summer, Fall
#CAN -National SO2 Rate Limit v4.12 | 32 | 7605 | Rate Constraint in lbs/MWh | FALSE | L | Annual | Standard SO2 | lb/MWh | 9.3476 | 9.3476 | 9.3476 | 9.3476 | 9.3476 | 9.3476 | 9.3476
#CAN -National SO2 Rate Limit v4.12 | 32 | 7605 | Rate Constraint in lbs/MWh | FALSE | L | Annual | Emissions at Affected Plants SO2 | Thousand Tons | 0.25581 | 0.25581 | 0.25581 | 0.25581 | 0.25581 | 0.25581 | 0.25581
#CAN -National SO2 Rate Limit v4.12 | 32 | 7605 | Rate Constraint in lbs/MWh | FALSE | L | Annual | Allowances Purchased SO2 | Thousand Tons | 0 | 0 | 0 | 0 | 0 | 0 | 0
#CAN -National SO2 Rate Limit v4.12 | 32 | 7605 | Rate Constraint in lbs/MWh | FALSE | L | Annual | Allowances Sold SO2 | Thousand Tons | 0 | 0 | 0 | 0 | 0 | 0 | 0
#CAN -National SO2 Rate Limit v4.12 | 32 | 7605 | Rate Constraint in lbs/MWh | FALSE | L | Annual | Allowances Banked | Thousand Tons | 0 | 0 | 0 | 0 | 0 | 0 | 0
#CAN -National SO2 Rate Limit v4.12 | 32 | 7605 | Rate Constraint in lbs/MWh | FALSE | L | Annual | Allowances Withdrawn (1:1) | Thousand Tons | 0 | 0 | 0 | 0 | 0 | 0 | 0
#CAN -National SO2 Rate Limit v4.12 | 32 | 7605 | Rate Constraint in lbs/MWh | FALSE | L | Annual | Allowances Withdrawn (n:1) | Thousand Tons | 0 | 0 | 0 | 0 | 0 | 0 | 0
#CAN -National SO2 Rate Limit v4.12 | 32 | 7605 | Rate Constraint in lbs/MWh | FALSE | L | Annual | Net Emissions Allowance Position | Thousand Tons | 0.25581 | 0.25581 | 0.25581 | 0.25581 | 0.25581 | 0.25581 | 0.25581
#CAN -National SO2 Rate Limit v4.12 | 32 | 7605 | Rate Constraint in lbs/MWh | FALSE | L | Annual | Fuel Consumed | TBtu | 377.9327 | 424.4044 | 565.7735 | 676.6932 | 753.3427 | 625.7283 | 688.9544
#CAN -National SO2 Rate Limit v4.12 | 32 | 7605 | Rate Constraint in lbs/MWh | FALSE | L | Annual | Rate | lb/MMBtu | 0.0013537 | 0.0012055 | 0.00090428 | 0.00075606 | 0.00067913 | 0.00081764 | 0.0007426
#CAN -National SO2 Rate Limit v4.12 | 32 | 7605 | Rate Constraint in lbs/MWh | FALSE | L | Annual | Generation | TWh | 55.5846 | 62.1615 | 81.0074 | 96.7112 | 108.356 | 92.1744 | 102.6925
#CAN -National SO2 Rate Limit v4.12 | 32 | 7605 | Rate Constraint in lbs/MWh | FALSE | L | Annual | Qualifying Generation | TWh | 55.5846 | 62.1615 | 81.0074 | 96.7112 | 108.356 | 92.1744 | 102.6925
#CAN -National SO2 Rate Limit v4.12 | 32 | 7605 | Rate Constraint in lbs/MWh | FALSE | L | Annual | Constraint Shadow Price | US2022$/Ton | 0 | 0 | 0 | 0 | 0 | 0 | 0
#CAN RPS v6.20- CNAB | 33 | 7565 | Generation Constraint in GWh | FALSE | G | Annual | Seasons Included | Seasons | Winter, Spring, Summer, Fall | Winter, Spring, Summer, Fall | Winter, Spring, Summer, Fall | Winter, Spring, Summer, Fall | Winter, Spring, Summer, Fall | Winter, Spring, Summer, Fall | Winter, Spring, Summer, Fall
#CAN RPS v6.20- CNAB | 33 | 7565 | Generation Constraint in GWh | FALSE | G | Annual | Standard GWh | GWh | 0 | 25428.5463 | 26329.738 | 26715.1733 | 27433.762 | 28612.0969 | 29838.2331
#CAN RPS v6.20- CNAB | 33 | 7565 | Generation Constraint in GWh | FALSE | G | Annual | Emissions at Affected Plants | GWh | 29244.314 | 29244.314 | 29244.314 | 29606.6882 | 29606.8538 | 29606.6882 | 29838.2331
#CAN RPS v6.20- CNAB | 33 | 7565 | Generation Constraint in GWh | FALSE | G | Annual | Allowances Purchased | GWh | 0 | 0 | 0 | 0 | 0 | 0 | 0
#CAN RPS v6.20- CNAB | 33 | 7565 | Generation Constraint in GWh | FALSE | G | Annual | Allowances Sold | GWh | 0 | 0 | 0 | 0 | 0 | 0 | 0
#CAN RPS v6.20- CNAB | 33 | 7565 | Generation Constraint in GWh | FALSE | G | Annual | Allowances Banked | GWh | 0 | 0 | 0 | 0 | 0 | 0 | 0
#CAN RPS v6.20- CNAB | 33 | 7565 | Generation Constraint in GWh | FALSE | G | Annual | Allowances Withdrawn (1:1) | GWh | 0 | 0 | 0 | 0 | 0 | 0 | 0
#CAN RPS v6.20- CNAB | 33 | 7565 | Generation Constraint in GWh | FALSE | G | Annual | Allowances Withdrawn (n:1) | GWh | 0 | 0 | 0 | 0 | 0 | 0 | 0
#CAN RPS v6.20- CNAB | 33 | 7565 | Generation Constraint in GWh | FALSE | G | Annual | Net Emissions Allowance Position | GWh | 29244.314 | 29244.314 | 29244.314 | 29606.6882 | 29606.8538 | 29606.6882 | 29838.2331
#CAN RPS v6.20- CNAB | 33 | 7565 | Generation Constraint in GWh | FALSE | G | Annual | Constraint Shadow Price | US2022$/MWh | 0 | 0 | 0 | 0 | 0 | 0 | 7.1138
#CAN RPS v6.20- CNBC | 34 | 7564 | Generation Constraint in GWh | FALSE | G | Annual | Seasons Included | Seasons | Winter, Spring, Summer, Fall | Winter, Spring, Summer, Fall | Winter, Spring, Summer, Fall | Winter, Spring, Summer, Fall | Winter, Spring, Summer, Fall | Winter, Spring, Summer, Fall | Winter, Spring, Summer, Fall
#CAN RPS v6.20- CNBC | 34 | 7564 | Generation Constraint in GWh | FALSE | G | Annual | Standard GWh | GWh | 59884.5412 | 60675.4012 | 64507.8531 | 67783.2878 | 70844.7612 | 73445.6106 | 76134.7712
#CAN RPS v6.20- CNBC | 34 | 7564 | Generation Constraint in GWh | FALSE | G | Annual | Emissions at Affected Plants | GWh | 76028.9453 | 76028.9453 | 76028.9453 | 76494.1013 | 76494.1013 | 80775.297 | 83294.9603
#CAN RPS v6.20- CNBC | 34 | 7564 | Generation Constraint in GWh | FALSE | G | Annual | Allowances Purchased | GWh | 0 | 0 | 0 | 0 | 0 | 0 | 0
#CAN RPS v6.20- CNBC | 34 | 7564 | Generation Constraint in GWh | FALSE | G | Annual | Allowances Sold | GWh | 0 | 0 | 0 | 0 | 0 | 0 | 0
#CAN RPS v6.20- CNBC | 34 | 7564 | Generation Constraint in GWh | FALSE | G | Annual | Allowances Banked | GWh | 0 | 0 | 0 | 0 | 0 | 0 | 0
#CAN RPS v6.20- CNBC | 34 | 7564 | Generation Constraint in GWh | FALSE | G | Annual | Allowances Withdrawn (1:1) | GWh | 0 | 0 | 0 | 0 | 0 | 0 | 0
#CAN RPS v6.20- CNBC | 34 | 7564 | Generation Constraint in GWh | FALSE | G | Annual | Allowances Withdrawn (n:1) | GWh | 0 | 0 | 0 | 0 | 0 | 0 | 0
#CAN RPS v6.20- CNBC | 34 | 7564 | Generation Constraint in GWh | FALSE | G | Annual | Net Emissions Allowance Position | GWh | 76028.9453 | 76028.9453 | 76028.9453 | 76494.1013 | 76494.1013 | 80775.297 | 83294.9603
#CAN RPS v6.20- CNBC | 34 | 7564 | Generation Constraint in GWh | FALSE | G | Annual | Constraint Shadow Price | US2022$/MWh | 0 | 0 | 0 | 0 | 0 | 0 | 0
#CAN RPS v6.20- CNNB | 35 | 7567 | Generation Constraint in GWh | FALSE | G | Annual | Seasons Included | Seasons | Winter, Spring, Summer, Fall | Winter, Spring, Summer, Fall | Winter, Spring, Summer, Fall | Winter, Spring, Summer, Fall | Winter, Spring, Summer, Fall | Winter, Spring, Summer, Fall | Winter, Spring, Summer, Fall
#CAN RPS v6.20- CNNB | 35 | 7567 | Generation Constraint in GWh | FALSE | G | Annual | Standard GWh | GWh | 5349.8881 | 5316.2436 | 3917.3106 | 3996.2795 | 4100.8027 | 4205.9395 | 4203.4708
#CAN RPS v6.20- CNNB | 35 | 7567 | Generation Constraint in GWh | FALSE | G | Annual | Emissions at Affected Plants | GWh | 5349.8881 | 5316.2436 | 4150.1824 | 4150.1824 | 4605.915 | 5247.8114 | 5247.8114
#CAN RPS v6.20- CNNB | 35 | 7567 | Generation Constraint in GWh | FALSE | G | Annual | Allowances Purchased | GWh | 0 | 0 | 0 | 0 | 0 | 0 | 0
#CAN RPS v6.20- CNNB | 35 | 7567 | Generation Constraint in GWh | FALSE | G | Annual | Allowances Sold | GWh | 0 | 0 | 0 | 0 | 0 | 0 | 0
#CAN RPS v6.20- CNNB | 35 | 7567 | Generation Constraint in GWh | FALSE | G | Annual | Allowances Banked | GWh | 0 | 0 | 0 | 0 | 0 | 0 | 0
#CAN RPS v6.20- CNNB | 35 | 7567 | Generation Constraint in GWh | FALSE | G | Annual | Allowances Withdrawn (1:1) | GWh | 0 | 0 | 0 | 0 | 0 | 0 | 0
#CAN RPS v6.20- CNNB | 35 | 7567 | Generation Constraint in GWh | FALSE | G | Annual | Allowances Withdrawn (n:1) | GWh | 0 | 0 | 0 | 0 | 0 | 0 | 0
#CAN RPS v6.20- CNNB | 35 | 7567 | Generation Constraint in GWh | FALSE | G | Annual | Net Emissions Allowance Position | GWh | 5349.8881 | 5316.2436 | 4150.1824 | 4150.1824 | 4605.915 | 5247.8114 | 5247.8114
#CAN RPS v6.20- CNNB | 35 | 7567 | Generation Constraint in GWh | FALSE | G | Annual | Constraint Shadow Price | US2022$/MWh | 11.3756 | 3.0806 | 0 | 0 | 0 | 0 | 0
#CAN RPS v6.20- CNNS | 36 | 7568 | Generation Constraint in GWh | FALSE | G | Annual | Seasons Included | Seasons | Winter, Spring, Summer, Fall | Winter, Spring, Summer, Fall | Winter, Spring, Summer, Fall | Winter, Spring, Summer, Fall | Winter, Spring, Summer, Fall | Winter, Spring, Summer, Fall | Winter, Spring, Summer, Fall
#CAN RPS v6.20- CNNS | 36 | 7568 | Generation Constraint in GWh | FALSE | G | Annual | Standard GWh | GWh | 4401.5942 | 4402.0311 | 4566.0724 | 4649.1405 | 4609.2545 | 4642.704 | 4675.9557
#CAN RPS v6.20- CNNS | 36 | 7568 | Generation Constraint in GWh | FALSE | G | Annual | Emissions at Affected Plants | GWh | 4401.5942 | 4402.0311 | 4566.0724 | 4649.1405 | 4609.2545 | 4642.704 | 4675.9557
#CAN RPS v6.20- CNNS | 36 | 7568 | Generation Constraint in GWh | FALSE | G | Annual | Allowances Purchased | GWh | 0 | 0 | 0 | 0 | 0 | 0 | 0
#CAN RPS v6.20- CNNS | 36 | 7568 | Generation Constraint in GWh | FALSE | G | Annual | Allowances Sold | GWh | 0 | 0 | 0 | 0 | 0 | 0 | 0
#CAN RPS v6.20- CNNS | 36 | 7568 | Generation Constraint in GWh | FALSE | G | Annual | Allowances Banked | GWh | 0 | 0 | 0 | 0 | 0 | 0 | 0
#CAN RPS v6.20- CNNS | 36 | 7568 | Generation Constraint in GWh | FALSE | G | Annual | Allowances Withdrawn (1:1) | GWh | 0 | 0 | 0 | 0 | 0 | 0 | 0
#CAN RPS v6.20- CNNS | 36 | 7568 | Generation Constraint in GWh | FALSE | G | Annual | Allowances Withdrawn (n:1) | GWh | 0 | 0 | 0 | 0 | 0 | 0 | 0
#CAN RPS v6.20- CNNS | 36 | 7568 | Generation Constraint in GWh | FALSE | G | Annual | Net Emissions Allowance Position | GWh | 4401.5942 | 4402.0311 | 4566.0724 | 4649.1405 | 4609.2545 | 4642.704 | 4675.9557
#CAN RPS v6.20- CNNS | 36 | 7568 | Generation Constraint in GWh | FALSE | G | Annual | Constraint Shadow Price | US2022$/MWh | 11.3756 | 2.2204 | 0 | 0 | 0 | 0 | 0
#CAN RPS v6.20- CNPE | 37 | 7569 | Generation Constraint in GWh | FALSE | G | Annual | Seasons Included | Seasons | Winter, Spring, Summer, Fall | Winter, Spring, Summer, Fall | Winter, Spring, Summer, Fall | Winter, Spring, Summer, Fall | Winter, Spring, Summer, Fall | Winter, Spring, Summer, Fall | Winter, Spring, Summer, Fall
#CAN RPS v6.20- CNPE | 37 | 7569 | Generation Constraint in GWh | FALSE | G | Annual | Standard GWh | GWh | 572.7527 | 581.3031 | 627.8733 | 676.6798 | 714.5161 | 759.3255 | 806.869
#CAN RPS v6.20- CNPE | 37 | 7569 | Generation Constraint in GWh | FALSE | G | Annual | Emissions at Affected Plants | GWh | 572.7527 | 581.3031 | 702.4893 | 702.4893 | 1466.0181 | 2294.5935 | 2927.7924
#CAN RPS v6.20- CNPE | 37 | 7569 | Generation Constraint in GWh | FALSE | G | Annual | Allowances Purchased | GWh | 0 | 0 | 0 | 0 | 0 | 0 | 0
#CAN RPS v6.20- CNPE | 37 | 7569 | Generation Constraint in GWh | FALSE | G | Annual | Allowances Sold | GWh | 0 | 0 | 0 | 0 | 0 | 0 | 0
#CAN RPS v6.20- CNPE | 37 | 7569 | Generation Constraint in GWh | FALSE | G | Annual | Allowances Banked | GWh | 0 | 0 | 0 | 0 | 0 | 0 | 0
#CAN RPS v6.20- CNPE | 37 | 7569 | Generation Constraint in GWh | FALSE | G | Annual | Allowances Withdrawn (1:1) | GWh | 0 | 0 | 0 | 0 | 0 | 0 | 0
#CAN RPS v6.20- CNPE | 37 | 7569 | Generation Constraint in GWh | FALSE | G | Annual | Allowances Withdrawn (n:1) | GWh | 0 | 0 | 0 | 0 | 0 | 0 | 0
#CAN RPS v6.20- CNPE | 37 | 7569 | Generation Constraint in GWh | FALSE | G | Annual | Net Emissions Allowance Position | GWh | 572.7527 | 581.3031 | 702.4893 | 702.4893 | 1466.0181 | 2294.5935 | 2927.7924
#CAN RPS v6.20- CNPE | 37 | 7569 | Generation Constraint in GWh | FALSE | G | Annual | Constraint Shadow Price | US2022$/MWh | 11.3756 | 2.2204 | 0 | 0 | 0 | 0 | 0
#CAN RPS v6.20- CNSK | 38 | 7566 | Generation Constraint in GWh | FALSE | G | Annual | Seasons Included | Seasons | Winter, Spring, Summer, Fall | Winter, Spring, Summer, Fall | Winter, Spring, Summer, Fall | Winter, Spring, Summer, Fall | Winter, Spring, Summer, Fall | Winter, Spring, Summer, Fall | Winter, Spring, Summer, Fall
#CAN RPS v6.20- CNSK | 38 | 7566 | Generation Constraint in GWh | FALSE | G | Annual | Standard GWh | GWh | 9340.9993 | 11796.5543 | 12107.253 | 12352.2781 | 12790.3311 | 13395.1774 | 14027.3052
#CAN RPS v6.20- CNSK | 38 | 7566 | Generation Constraint in GWh | FALSE | G | Annual | Emissions at Affected Plants | GWh | 9340.9993 | 11796.5543 | 12107.253 | 12352.2781 | 12790.3311 | 14787.3703 | 14787.3703
#CAN RPS v6.20- CNSK | 38 | 7566 | Generation Constraint in GWh | FALSE | G | Annual | Allowances Purchased | GWh | 0 | 0 | 0 | 0 | 0 | 0 | 0
#CAN RPS v6.20- CNSK | 38 | 7566 | Generation Constraint in GWh | FALSE | G | Annual | Allowances Sold | GWh | 0 | 0 | 0 | 0 | 0 | 0 | 0
#CAN RPS v6.20- CNSK | 38 | 7566 | Generation Constraint in GWh | FALSE | G | Annual | Allowances Banked | GWh | 0 | 0 | 0 | 0 | 0 | 0 | 0
#CAN RPS v6.20- CNSK | 38 | 7566 | Generation Constraint in GWh | FALSE | G | Annual | Allowances Withdrawn (1:1) | GWh | 0 | 0 | 0 | 0 | 0 | 0 | 0
#CAN RPS v6.20- CNSK | 38 | 7566 | Generation Constraint in GWh | FALSE | G | Annual | Allowances Withdrawn (n:1) | GWh | 0 | 0 | 0 | 0 | 0 | 0 | 0
#CAN RPS v6.20- CNSK | 38 | 7566 | Generation Constraint in GWh | FALSE | G | Annual | Net Emissions Allowance Position | GWh | 9340.9993 | 11796.5543 | 12107.253 | 12352.2781 | 12790.3311 | 14787.3703 | 14787.3703
#CAN RPS v6.20- CNSK | 38 | 7566 | Generation Constraint in GWh | FALSE | G | Annual | Constraint Shadow Price | US2022$/MWh | 19.0578 | 27.6083 | 18.0466 | 9.8992 | 5.1578 | 0 | 0
#CAN Trenton 1-2 - SO2 Rate Annual v3.1 | 39 | 7638 | Rate Constraint in lbs/MMBtu | FALSE | L | Annual | Seasons Included | Seasons | Winter, Spring, Summer, Fall | Winter, Spring, Summer, Fall | Winter, Spring, Summer, Fall | Winter, Spring, Summer, Fall | Winter, Spring, Summer, Fall | Winter, Spring, Summer, Fall | Winter, Spring, Summer, Fall
#CAN Trenton 1-2 - SO2 Rate Annual v3.1 | 39 | 7638 | Rate Constraint in lbs/MMBtu | FALSE | L | Annual | Standard SO2 | lb/MMBtu | 3.2097 | 3.2097 | 3.2097 | 3.2097 | 3.2097 | 3.2097 | 3.2097
#CAN Trenton 1-2 - SO2 Rate Annual v3.1 | 39 | 7638 | Rate Constraint in lbs/MMBtu | FALSE | L | Annual | Emissions at Affected Plants SO2 | Thousand Tons | 0 | 0 | 0.029153 | 0 | 0 | 0 | 0
#CAN Trenton 1-2 - SO2 Rate Annual v3.1 | 39 | 7638 | Rate Constraint in lbs/MMBtu | FALSE | L | Annual | Allowances Purchased SO2 | Thousand Tons | 0 | 0 | 0 | 0 | 0 | 0 | 0
#CAN Trenton 1-2 - SO2 Rate Annual v3.1 | 39 | 7638 | Rate Constraint in lbs/MMBtu | FALSE | L | Annual | Allowances Sold SO2 | Thousand Tons | 0 | 0 | 0 | 0 | 0 | 0 | 0
#CAN Trenton 1-2 - SO2 Rate Annual v3.1 | 39 | 7638 | Rate Constraint in lbs/MMBtu | FALSE | L | Annual | Allowances Banked | Thousand Tons | 0 | 0 | 0 | 0 | 0 | 0 | 0
#CAN Trenton 1-2 - SO2 Rate Annual v3.1 | 39 | 7638 | Rate Constraint in lbs/MMBtu | FALSE | L | Annual | Allowances Withdrawn (1:1) | Thousand Tons | 0 | 0 | 0 | 0 | 0 | 0 | 0
#CAN Trenton 1-2 - SO2 Rate Annual v3.1 | 39 | 7638 | Rate Constraint in lbs/MMBtu | FALSE | L | Annual | Allowances Withdrawn (n:1) | Thousand Tons | 0 | 0 | 0 | 0 | 0 | 0 | 0
#CAN Trenton 1-2 - SO2 Rate Annual v3.1 | 39 | 7638 | Rate Constraint in lbs/MMBtu | FALSE | L | Annual | Net Emissions Allowance Position | Thousand Tons | 0 | 0 | 0.029153 | 0 | 0 | 0 | 0
#CAN Trenton 1-2 - SO2 Rate Annual v3.1 | 39 | 7638 | Rate Constraint in lbs/MMBtu | FALSE | L | Annual | Fuel Consumed | TBtu | 0 | 0 | 0.053224 | 0 | 0 | 0 | 0
#CAN Trenton 1-2 - SO2 Rate Annual v3.1 | 39 | 7638 | Rate Constraint in lbs/MMBtu | FALSE | L | Annual | Rate | lb/MMBtu | 0 | 0 | 1.0955 | 0 | 0 | 0 | 0
#CAN Trenton 1-2 - SO2 Rate Annual v3.1 | 39 | 7638 | Rate Constraint in lbs/MMBtu | FALSE | L | Annual | Generation | TWh | 0 | 0 | 0.005099 | 0 | 0 | 0 | 0
#CAN Trenton 1-2 - SO2 Rate Annual v3.1 | 39 | 7638 | Rate Constraint in lbs/MMBtu | FALSE | L | Annual | Qualifying Generation | TWh | 0 | 0 | 0.005099 | 0 | 0 | 0 | 0
#CAN Trenton 1-2 - SO2 Rate Annual v3.1 | 39 | 7638 | Rate Constraint in lbs/MMBtu | FALSE | L | Annual | Rate | lb/MWh | 0 | 0 | 11.4349 | 0 | 0 | 0 | 0
#CAN Trenton 1-2 - SO2 Rate Annual v3.1 | 39 | 7638 | Rate Constraint in lbs/MMBtu | FALSE | L | Annual | Constraint Shadow Price | US2022$/Ton | 0 | 0 | 0 | 0 | 0 | 0 | 0
#MATS - HCL Rate in 2015 | 40 | 7120 | MACT Fuel Choice Floor in lbs/MMBtu | FALSE | L | Annual | Seasons Included | Seasons | Winter, Spring, Summer, Fall | Winter, Spring, Summer, Fall | Winter, Spring, Summer, Fall | Winter, Spring, Summer, Fall | Winter, Spring, Summer, Fall | Winter, Spring, Summer, Fall | Winter, Spring, Summer, Fall
#MATS - HCL Rate in 2015 | 40 | 7120 | MACT Fuel Choice Floor in lbs/MMBtu | FALSE | L | Annual | Emission Floor | lb/MMBtu | 0.002 | 0.002 | 0.002 | 0.002 | 0.002 | 0.002 | 0.002
#MATS - HCL Rate in 2015 | 40 | 7120 | MACT Fuel Choice Floor in lbs/MMBtu | FALSE | L | Annual | Emissions at Affected Plants HCL | Thousand Tons | 2.1967 | 1.8714 | 1.0407 | 0.98587 | 0.025269 | 0.026361 | 0.026392
#MATS - HCL Rate in 2015 | 40 | 7120 | MACT Fuel Choice Floor in lbs/MMBtu | FALSE | L | Annual | Allowances Purchased HCL | Thousand Tons | 0 | 0 | 0 | 0 | 0 | 0 | 0
#MATS - HCL Rate in 2015 | 40 | 7120 | MACT Fuel Choice Floor in lbs/MMBtu | FALSE | L | Annual | Allowances Sold HCL | Thousand Tons | 0 | 0 | 0 | 0 | 0 | 0 | 0
#MATS - HCL Rate in 2015 | 40 | 7120 | MACT Fuel Choice Floor in lbs/MMBtu | FALSE | L | Annual | Allowances Banked | Thousand Tons | 0 | 0 | 0 | 0 | 0 | 0 | 0
#MATS - HCL Rate in 2015 | 40 | 7120 | MACT Fuel Choice Floor in lbs/MMBtu | FALSE | L | Annual | Allowances Withdrawn (1:1) | Thousand Tons | 0 | 0 | 0 | 0 | 0 | 0 | 0
#MATS - HCL Rate in 2015 | 40 | 7120 | MACT Fuel Choice Floor in lbs/MMBtu | FALSE | L | Annual | Allowances Withdrawn (n:1) | Thousand Tons | 0 | 0 | 0 | 0 | 0 | 0 | 0
#MATS - HCL Rate in 2015 | 40 | 7120 | MACT Fuel Choice Floor in lbs/MMBtu | FALSE | L | Annual | Net Emissions Allowance Position | Thousand Tons | 2.1967 | 1.8714 | 1.0407 | 0.98587 | 0.025269 | 0.026361 | 0.026392
#MATS - HCL Rate in 2015 | 40 | 7120 | MACT Fuel Choice Floor in lbs/MMBtu | FALSE | L | Annual | Fuel Consumed | TBtu | 4530.9134 | 3792.6569 | 2073.3057 | 1953.3029 | 63.1772 | 64.5835 | 64.7076
#MATS - HCL Rate in 2015 | 40 | 7120 | MACT Fuel Choice Floor in lbs/MMBtu | FALSE | L | Annual | Rate | lb/MMBtu | 0.00096964 | 0.00098685 | 0.0010039 | 0.0010094 | 0.00079995 | 0.00081635 | 0.00081572
#MATS - HCL Rate in 2015 | 40 | 7120 | MACT Fuel Choice Floor in lbs/MMBtu | FALSE | L | Annual | Generation | TWh | 441.8799 | 366.6491 | 138.0084 | 129.0422 | 4.4143 | 4.476 | 4.4882
#MATS - HCL Rate in 2015 | 40 | 7120 | MACT Fuel Choice Floor in lbs/MMBtu | FALSE | L | Annual | Qualifying Generation | TWh | 441.8799 | 366.6491 | 138.0084 | 129.0422 | 4.4143 | 4.476 | 4.4882
#MATS - HCL Rate in 2015 | 40 | 7120 | MACT Fuel Choice Floor in lbs/MMBtu | FALSE | L | Annual | Constraint Shadow Price | US2022$/Ton | 0 | 0 | 0 | 0 | 0 | 0 | 0
#MATS - HCL Rate in 2015 (IGCC) | 41 | 7121 | MACT Fuel Choice Floor in lbs/MMBtu | FALSE | L | Annual | Seasons Included | Seasons | Winter, Spring, Summer, Fall | Winter, Spring, Summer, Fall | Winter, Spring, Summer, Fall | Winter, Spring, Summer, Fall | Winter, Spring, Summer, Fall | Winter, Spring, Summer, Fall | Winter, Spring, Summer, Fall
#MATS - HCL Rate in 2015 (IGCC) | 41 | 7121 | MACT Fuel Choice Floor in lbs/MMBtu | FALSE | L | Annual | Emission Floor | lb/MMBtu | 0.005 | 0.005 | 0.005 | 0.005 | 0.005 | 0.005 | 0.005
#MATS - HCL Rate in 2015 (IGCC) | 41 | 7121 | MACT Fuel Choice Floor in lbs/MMBtu | FALSE | L | Annual | Emissions at Affected Plants HCL | Thousand Tons | 0.013611 | 0.010904 | 0 | 0 | 0 | 0 | 0
#MATS - HCL Rate in 2015 (IGCC) | 41 | 7121 | MACT Fuel Choice Floor in lbs/MMBtu | FALSE | L | Annual | Allowances Purchased HCL | Thousand Tons | 0 | 0 | 0 | 0 | 0 | 0 | 0
#MATS - HCL Rate in 2015 (IGCC) | 41 | 7121 | MACT Fuel Choice Floor in lbs/MMBtu | FALSE | L | Annual | Allowances Sold HCL | Thousand Tons | 0 | 0 | 0 | 0 | 0 | 0 | 0
#MATS - HCL Rate in 2015 (IGCC) | 41 | 7121 | MACT Fuel Choice Floor in lbs/MMBtu | FALSE | L | Annual | Allowances Banked | Thousand Tons | 0 | 0 | 0 | 0 | 0 | 0 | 0
#MATS - HCL Rate in 2015 (IGCC) | 41 | 7121 | MACT Fuel Choice Floor in lbs/MMBtu | FALSE | L | Annual | Allowances Withdrawn (1:1) | Thousand Tons | 0 | 0 | 0 | 0 | 0 | 0 | 0
#MATS - HCL Rate in 2015 (IGCC) | 41 | 7121 | MACT Fuel Choice Floor in lbs/MMBtu | FALSE | L | Annual | Allowances Withdrawn (n:1) | Thousand Tons | 0 | 0 | 0 | 0 | 0 | 0 | 0
#MATS - HCL Rate in 2015 (IGCC) | 41 | 7121 | MACT Fuel Choice Floor in lbs/MMBtu | FALSE | L | Annual | Net Emissions Allowance Position | Thousand Tons | 0.013611 | 0.010904 | 0 | 0 | 0 | 0 | 0
#MATS - HCL Rate in 2015 (IGCC) | 41 | 7121 | MACT Fuel Choice Floor in lbs/MMBtu | FALSE | L | Annual | Fuel Consumed | TBtu | 39.9926 | 40.8068 | 0 | 0 | 0 | 0 | 0
#MATS - HCL Rate in 2015 (IGCC) | 41 | 7121 | MACT Fuel Choice Floor in lbs/MMBtu | FALSE | L | Annual | Rate | lb/MMBtu | 0.0006807 | 0.00053441 | 0 | 0 | 0 | 0 | 0
#MATS - HCL Rate in 2015 (IGCC) | 41 | 7121 | MACT Fuel Choice Floor in lbs/MMBtu | FALSE | L | Annual | Generation | TWh | 3.5171 | 3.5887 | 0 | 0 | 0 | 0 | 0
#MATS - HCL Rate in 2015 (IGCC) | 41 | 7121 | MACT Fuel Choice Floor in lbs/MMBtu | FALSE | L | Annual | Qualifying Generation | TWh | 3.5171 | 3.5887 | 0 | 0 | 0 | 0 | 0
#MATS - HCL Rate in 2015 (IGCC) | 41 | 7121 | MACT Fuel Choice Floor in lbs/MMBtu | FALSE | L | Annual | Constraint Shadow Price | US2022$/Ton | 0 | 0 | 0 | 0 | 0 | 0 | 0
#MATS - HCL Rate in 2015 (PK) | 42 | 7122 | MACT Fuel Choice Floor in lbs/MMBtu | FALSE | L | Annual | Seasons Included | Seasons | Winter, Spring, Summer, Fall | Winter, Spring, Summer, Fall | Winter, Spring, Summer, Fall | Winter, Spring, Summer, Fall | Winter, Spring, Summer, Fall | Winter, Spring, Summer, Fall | Winter, Spring, Summer, Fall
#MATS - HCL Rate in 2015 (PK) | 42 | 7122 | MACT Fuel Choice Floor in lbs/MMBtu | FALSE | L | Annual | Emission Floor | lb/MMBtu | 0.0005 | 0.0005 | 0.0005 | 0.0005 | 0.0005 | 0.0005 | 0.0005
#MATS - HCL Rate in 2015 (PK) | 42 | 7122 | MACT Fuel Choice Floor in lbs/MMBtu | FALSE | L | Annual | Emissions at Affected Plants HCL | Thousand Tons | 2.1134 | 1.7991 | 0.97889 | 0.93057 | 0.025125 | 0.026217 | 0.026247
#MATS - HCL Rate in 2015 (PK) | 42 | 7122 | MACT Fuel Choice Floor in lbs/MMBtu | FALSE | L | Annual | Allowances Purchased HCL | Thousand Tons | 0 | 0 | 0 | 0 | 0 | 0 | 0
#MATS - HCL Rate in 2015 (PK) | 42 | 7122 | MACT Fuel Choice Floor in lbs/MMBtu | FALSE | L | Annual | Allowances Sold HCL | Thousand Tons | 0 | 0 | 0 | 0 | 0 | 0 | 0
#MATS - HCL Rate in 2015 (PK) | 42 | 7122 | MACT Fuel Choice Floor in lbs/MMBtu | FALSE | L | Annual | Allowances Banked | Thousand Tons | 0 | 0 | 0 | 0 | 0 | 0 | 0
#MATS - HCL Rate in 2015 (PK) | 42 | 7122 | MACT Fuel Choice Floor in lbs/MMBtu | FALSE | L | Annual | Allowances Withdrawn (1:1) | Thousand Tons | 0 | 0 | 0 | 0 | 0 | 0 | 0
#MATS - HCL Rate in 2015 (PK) | 42 | 7122 | MACT Fuel Choice Floor in lbs/MMBtu | FALSE | L | Annual | Allowances Withdrawn (n:1) | Thousand Tons | 0 | 0 | 0 | 0 | 0 | 0 | 0
#MATS - HCL Rate in 2015 (PK) | 42 | 7122 | MACT Fuel Choice Floor in lbs/MMBtu | FALSE | L | Annual | Net Emissions Allowance Position | Thousand Tons | 2.1134 | 1.7991 | 0.97889 | 0.93057 | 0.025125 | 0.026217 | 0.026247
#MATS - HCL Rate in 2015 (PK) | 42 | 7122 | MACT Fuel Choice Floor in lbs/MMBtu | FALSE | L | Annual | Fuel Consumed | TBtu | 4356.3897 | 3646.8208 | 1941.2872 | 1842.7039 | 62.8879 | 64.2942 | 64.4183
#MATS - HCL Rate in 2015 (PK) | 42 | 7122 | MACT Fuel Choice Floor in lbs/MMBtu | FALSE | L | Annual | Rate | lb/MMBtu | 0.00097024 | 0.00098668 | 0.0010085 | 0.00101 | 0.00079903 | 0.00081552 | 0.00081489
#MATS - HCL Rate in 2015 (PK) | 42 | 7122 | MACT Fuel Choice Floor in lbs/MMBtu | FALSE | L | Annual | Generation | TWh | 425.5304 | 352.7148 | 129.4644 | 122.3682 | 4.3969 | 4.4586 | 4.4707
#MATS - HCL Rate in 2015 (PK) | 42 | 7122 | MACT Fuel Choice Floor in lbs/MMBtu | FALSE | L | Annual | Qualifying Generation | TWh | 425.5304 | 352.7148 | 129.4644 | 122.3682 | 4.3969 | 4.4586 | 4.4707
#MATS - HCL Rate in 2015 (PK) | 42 | 7122 | MACT Fuel Choice Floor in lbs/MMBtu | FALSE | L | Annual | Constraint Shadow Price | US2022$/Ton | 0 | 0 | 0 | 0 | 0 | 0 | 0
#MATS - MER Rate in 2015 (Bit and Subbit) | 43 | 7123 | MACT Fuel Choice Floor in lbs/MMBtu | FALSE | L | Annual | Seasons Included | Seasons | Winter, Spring, Summer, Fall | Winter, Spring, Summer, Fall | Winter, Spring, Summer, Fall | Winter, Spring, Summer, Fall | Winter, Spring, Summer, Fall | Winter, Spring, Summer, Fall | Winter, Spring, Summer, Fall
#MATS - MER Rate in 2015 (Bit and Subbit) | 43 | 7123 | MACT Fuel Choice Floor in lbs/MMBtu | FALSE | L | Annual | Emission Floor | lbs/MMBtu | 1.2e-06 | 1.2e-06 | 1.2e-06 | 1.2e-06 | 1.2e-06 | 1.2e-06 | 1.2e-06
#MATS - MER Rate in 2015 (Bit and Subbit) | 43 | 7123 | MACT Fuel Choice Floor in lbs/MMBtu | FALSE | L | Annual | Emissions at Affected Plants MER | lbs | 3317.9755 | 3020.6556 | 2209.1052 | 2122.5159 | 60.4463 | 62.7388 | 62.8084
#MATS - MER Rate in 2015 (Bit and Subbit) | 43 | 7123 | MACT Fuel Choice Floor in lbs/MMBtu | FALSE | L | Annual | Allowances Purchased MER | lbs | 0 | 0 | 0 | 0 | 0 | 0 | 0
#MATS - MER Rate in 2015 (Bit and Subbit) | 43 | 7123 | MACT Fuel Choice Floor in lbs/MMBtu | FALSE | L | Annual | Allowances Sold MER | lbs | 0 | 0 | 0 | 0 | 0 | 0 | 0
#MATS - MER Rate in 2015 (Bit and Subbit) | 43 | 7123 | MACT Fuel Choice Floor in lbs/MMBtu | FALSE | L | Annual | Allowances Banked | lbs | 0 | 0 | 0 | 0 | 0 | 0 | 0
#MATS - MER Rate in 2015 (Bit and Subbit) | 43 | 7123 | MACT Fuel Choice Floor in lbs/MMBtu | FALSE | L | Annual | Allowances Withdrawn (1:1) | lbs | 0 | 0 | 0 | 0 | 0 | 0 | 0
#MATS - MER Rate in 2015 (Bit and Subbit) | 43 | 7123 | MACT Fuel Choice Floor in lbs/MMBtu | FALSE | L | Annual | Allowances Withdrawn (n:1) | lbs | 0 | 0 | 0 | 0 | 0 | 0 | 0
#MATS - MER Rate in 2015 (Bit and Subbit) | 43 | 7123 | MACT Fuel Choice Floor in lbs/MMBtu | FALSE | L | Annual | Net Emissions Allowance Position | lbs | 3317.9755 | 3020.6556 | 2209.1052 | 2122.5159 | 60.4463 | 62.7388 | 62.8084
#MATS - MER Rate in 2015 (Bit and Subbit) | 43 | 7123 | MACT Fuel Choice Floor in lbs/MMBtu | FALSE | L | Annual | Fuel Consumed | TBtu | 4530.9134 | 3792.6569 | 2073.3057 | 1953.3029 | 63.1772 | 64.5835 | 64.7076
#MATS - MER Rate in 2015 (Bit and Subbit) | 43 | 7123 | MACT Fuel Choice Floor in lbs/MMBtu | FALSE | L | Annual | Rate | lb/MMBtu | 7.323e-07 | 7.9645e-07 | 1.0655e-06 | 1.0866e-06 | 9.5677e-07 | 9.7144e-07 | 9.7065e-07
#MATS - MER Rate in 2015 (Bit and Subbit) | 43 | 7123 | MACT Fuel Choice Floor in lbs/MMBtu | FALSE | L | Annual | Generation | TWh | 441.8799 | 366.6491 | 138.0084 | 129.0422 | 4.4143 | 4.476 | 4.4882
#MATS - MER Rate in 2015 (Bit and Subbit) | 43 | 7123 | MACT Fuel Choice Floor in lbs/MMBtu | FALSE | L | Annual | Qualifying Generation | TWh | 441.8799 | 366.6491 | 138.0084 | 129.0422 | 4.4143 | 4.476 | 4.4882
#MATS - MER Rate in 2015 (Bit and Subbit) | 43 | 7123 | MACT Fuel Choice Floor in lbs/MMBtu | FALSE | L | Annual | Constraint Shadow Price | US2022$/Lb | 0 | 0 | 0 | 0 | 0 | 0 | 0
#MATS - MER Rate in 2015 (IGCC) | 44 | 7124 | MACT Fuel Choice Floor in lbs/MMBtu | FALSE | L | Annual | Seasons Included | Seasons | Winter, Spring, Summer, Fall | Winter, Spring, Summer, Fall | Winter, Spring, Summer, Fall | Winter, Spring, Summer, Fall | Winter, Spring, Summer, Fall | Winter, Spring, Summer, Fall | Winter, Spring, Summer, Fall
#MATS - MER Rate in 2015 (IGCC) | 44 | 7124 | MACT Fuel Choice Floor in lbs/MMBtu | FALSE | L | Annual | Emission Floor | lbs/MMBtu | 3e-06 | 3e-06 | 3e-06 | 3e-06 | 3e-06 | 3e-06 | 3e-06
#MATS - MER Rate in 2015 (IGCC) | 44 | 7124 | MACT Fuel Choice Floor in lbs/MMBtu | FALSE | L | Annual | Emissions at Affected Plants MER | lbs | 28.7776 | 31.0857 | 0 | 0 | 0 | 0 | 0
#MATS - MER Rate in 2015 (IGCC) | 44 | 7124 | MACT Fuel Choice Floor in lbs/MMBtu | FALSE | L | Annual | Allowances Purchased MER | lbs | 0 | 0 | 0 | 0 | 0 | 0 | 0
#MATS - MER Rate in 2015 (IGCC) | 44 | 7124 | MACT Fuel Choice Floor in lbs/MMBtu | FALSE | L | Annual | Allowances Sold MER | lbs | 0 | 0 | 0 | 0 | 0 | 0 | 0
#MATS - MER Rate in 2015 (IGCC) | 44 | 7124 | MACT Fuel Choice Floor in lbs/MMBtu | FALSE | L | Annual | Allowances Banked | lbs | 0 | 0 | 0 | 0 | 0 | 0 | 0
#MATS - MER Rate in 2015 (IGCC) | 44 | 7124 | MACT Fuel Choice Floor in lbs/MMBtu | FALSE | L | Annual | Allowances Withdrawn (1:1) | lbs | 0 | 0 | 0 | 0 | 0 | 0 | 0
#MATS - MER Rate in 2015 (IGCC) | 44 | 7124 | MACT Fuel Choice Floor in lbs/MMBtu | FALSE | L | Annual | Allowances Withdrawn (n:1) | lbs | 0 | 0 | 0 | 0 | 0 | 0 | 0
#MATS - MER Rate in 2015 (IGCC) | 44 | 7124 | MACT Fuel Choice Floor in lbs/MMBtu | FALSE | L | Annual | Net Emissions Allowance Position | lbs | 28.7776 | 31.0857 | 0 | 0 | 0 | 0 | 0
#MATS - MER Rate in 2015 (IGCC) | 44 | 7124 | MACT Fuel Choice Floor in lbs/MMBtu | FALSE | L | Annual | Fuel Consumed | TBtu | 39.9926 | 40.8068 | 0 | 0 | 0 | 0 | 0
#MATS - MER Rate in 2015 (IGCC) | 44 | 7124 | MACT Fuel Choice Floor in lbs/MMBtu | FALSE | L | Annual | Rate | lb/MMBtu | 7.1957e-07 | 7.6178e-07 | 0 | 0 | 0 | 0 | 0
#MATS - MER Rate in 2015 (IGCC) | 44 | 7124 | MACT Fuel Choice Floor in lbs/MMBtu | FALSE | L | Annual | Generation | TWh | 3.5171 | 3.5887 | 0 | 0 | 0 | 0 | 0
#MATS - MER Rate in 2015 (IGCC) | 44 | 7124 | MACT Fuel Choice Floor in lbs/MMBtu | FALSE | L | Annual | Qualifying Generation | TWh | 3.5171 | 3.5887 | 0 | 0 | 0 | 0 | 0
#MATS - MER Rate in 2015 (IGCC) | 44 | 7124 | MACT Fuel Choice Floor in lbs/MMBtu | FALSE | L | Annual | Constraint Shadow Price | US2022$/Lb | 0 | 0 | 0 | 0 | 0 | 0 | 0
#MATS - MER Rate in 2015 (Lig) | 45 | 7125 | MACT Fuel Choice Floor in lbs/MMBtu | FALSE | L | Annual | Seasons Included | Seasons | Winter, Spring, Summer, Fall | Winter, Spring, Summer, Fall | Winter, Spring, Summer, Fall | Winter, Spring, Summer, Fall | Winter, Spring, Summer, Fall | Winter, Spring, Summer, Fall | Winter, Spring, Summer, Fall
#MATS - MER Rate in 2015 (Lig) | 45 | 7125 | MACT Fuel Choice Floor in lbs/MMBtu | FALSE | L | Annual | Emission Floor | lbs/MMBtu | 4e-06 | 4e-06 | 4e-06 | 4e-06 | 4e-06 | 4e-06 | 4e-06
#MATS - MER Rate in 2015 (Lig) | 45 | 7125 | MACT Fuel Choice Floor in lbs/MMBtu | FALSE | L | Annual | Emissions at Affected Plants MER | lbs | 3232.8322 | 2956.1473 | 2149.3881 | 2067.843 | 60.3033 | 62.5958 | 62.6654
#MATS - MER Rate in 2015 (Lig) | 45 | 7125 | MACT Fuel Choice Floor in lbs/MMBtu | FALSE | L | Annual | Allowances Purchased MER | lbs | 0 | 0 | 0 | 0 | 0 | 0 | 0
#MATS - MER Rate in 2015 (Lig) | 45 | 7125 | MACT Fuel Choice Floor in lbs/MMBtu | FALSE | L | Annual | Allowances Sold MER | lbs | 0 | 0 | 0 | 0 | 0 | 0 | 0
#MATS - MER Rate in 2015 (Lig) | 45 | 7125 | MACT Fuel Choice Floor in lbs/MMBtu | FALSE | L | Annual | Allowances Banked | lbs | 0 | 0 | 0 | 0 | 0 | 0 | 0
#MATS - MER Rate in 2015 (Lig) | 45 | 7125 | MACT Fuel Choice Floor in lbs/MMBtu | FALSE | L | Annual | Allowances Withdrawn (1:1) | lbs | 0 | 0 | 0 | 0 | 0 | 0 | 0
#MATS - MER Rate in 2015 (Lig) | 45 | 7125 | MACT Fuel Choice Floor in lbs/MMBtu | FALSE | L | Annual | Allowances Withdrawn (n:1) | lbs | 0 | 0 | 0 | 0 | 0 | 0 | 0
#MATS - MER Rate in 2015 (Lig) | 45 | 7125 | MACT Fuel Choice Floor in lbs/MMBtu | FALSE | L | Annual | Net Emissions Allowance Position | lbs | 3232.8322 | 2956.1473 | 2149.3881 | 2067.843 | 60.3033 | 62.5958 | 62.6654
#MATS - MER Rate in 2015 (Lig) | 45 | 7125 | MACT Fuel Choice Floor in lbs/MMBtu | FALSE | L | Annual | Fuel Consumed | TBtu | 4356.3897 | 3646.8208 | 1941.2872 | 1842.7039 | 62.8879 | 64.2942 | 64.4183
#MATS - MER Rate in 2015 (Lig) | 45 | 7125 | MACT Fuel Choice Floor in lbs/MMBtu | FALSE | L | Annual | Rate | lb/MMBtu | 7.4209e-07 | 8.1061e-07 | 1.1072e-06 | 1.1222e-06 | 9.589e-07 | 9.7358e-07 | 9.7279e-07
#MATS - MER Rate in 2015 (Lig) | 45 | 7125 | MACT Fuel Choice Floor in lbs/MMBtu | FALSE | L | Annual | Generation | TWh | 425.5304 | 352.7148 | 129.4644 | 122.3682 | 4.3969 | 4.4586 | 4.4707
#MATS - MER Rate in 2015 (Lig) | 45 | 7125 | MACT Fuel Choice Floor in lbs/MMBtu | FALSE | L | Annual | Qualifying Generation | TWh | 425.5304 | 352.7148 | 129.4644 | 122.3682 | 4.3969 | 4.4586 | 4.4707
#MATS - MER Rate in 2015 (Lig) | 45 | 7125 | MACT Fuel Choice Floor in lbs/MMBtu | FALSE | L | Annual | Constraint Shadow Price | US2022$/Lb | 0 | 0 | 0 | 0 | 0 | 0 | 0
#MATS - MER Rate in 2015 (PK) | 46 | 7126 | MACT Fuel Choice Floor in lbs/MMBtu | FALSE | L | Annual | Seasons Included | Seasons | Winter, Spring, Summer, Fall | Winter, Spring, Summer, Fall | Winter, Spring, Summer, Fall | Winter, Spring, Summer, Fall | Winter, Spring, Summer, Fall | Winter, Spring, Summer, Fall | Winter, Spring, Summer, Fall
#MATS - MER Rate in 2015 (PK) | 46 | 7126 | MACT Fuel Choice Floor in lbs/MMBtu | FALSE | L | Annual | Emission Floor | lbs/MMBtu | 2e-07 | 2e-07 | 2e-07 | 2e-07 | 2e-07 | 2e-07 | 2e-07
#MATS - MER Rate in 2015 (PK) | 46 | 7126 | MACT Fuel Choice Floor in lbs/MMBtu | FALSE | L | Annual | Emissions at Affected Plants MER | lbs | 3232.8322 | 2956.1473 | 2149.3881 | 2067.843 | 60.3033 | 62.5958 | 62.6654
#MATS - MER Rate in 2015 (PK) | 46 | 7126 | MACT Fuel Choice Floor in lbs/MMBtu | FALSE | L | Annual | Allowances Purchased MER | lbs | 0 | 0 | 0 | 0 | 0 | 0 | 0
#MATS - MER Rate in 2015 (PK) | 46 | 7126 | MACT Fuel Choice Floor in lbs/MMBtu | FALSE | L | Annual | Allowances Sold MER | lbs | 0 | 0 | 0 | 0 | 0 | 0 | 0
#MATS - MER Rate in 2015 (PK) | 46 | 7126 | MACT Fuel Choice Floor in lbs/MMBtu | FALSE | L | Annual | Allowances Banked | lbs | 0 | 0 | 0 | 0 | 0 | 0 | 0
#MATS - MER Rate in 2015 (PK) | 46 | 7126 | MACT Fuel Choice Floor in lbs/MMBtu | FALSE | L | Annual | Allowances Withdrawn (1:1) | lbs | 0 | 0 | 0 | 0 | 0 | 0 | 0
#MATS - MER Rate in 2015 (PK) | 46 | 7126 | MACT Fuel Choice Floor in lbs/MMBtu | FALSE | L | Annual | Allowances Withdrawn (n:1) | lbs | 0 | 0 | 0 | 0 | 0 | 0 | 0
#MATS - MER Rate in 2015 (PK) | 46 | 7126 | MACT Fuel Choice Floor in lbs/MMBtu | FALSE | L | Annual | Net Emissions Allowance Position | lbs | 3232.8322 | 2956.1473 | 2149.3881 | 2067.843 | 60.3033 | 62.5958 | 62.6654
#MATS - MER Rate in 2015 (PK) | 46 | 7126 | MACT Fuel Choice Floor in lbs/MMBtu | FALSE | L | Annual | Fuel Consumed | TBtu | 4356.3897 | 3646.8208 | 1941.2872 | 1842.7039 | 62.8879 | 64.2942 | 64.4183
#MATS - MER Rate in 2015 (PK) | 46 | 7126 | MACT Fuel Choice Floor in lbs/MMBtu | FALSE | L | Annual | Rate | lb/MMBtu | 7.4209e-07 | 8.1061e-07 | 1.1072e-06 | 1.1222e-06 | 9.589e-07 | 9.7358e-07 | 9.7279e-07
#MATS - MER Rate in 2015 (PK) | 46 | 7126 | MACT Fuel Choice Floor in lbs/MMBtu | FALSE | L | Annual | Generation | TWh | 425.5304 | 352.7148 | 129.4644 | 122.3682 | 4.3969 | 4.4586 | 4.4707
#MATS - MER Rate in 2015 (PK) | 46 | 7126 | MACT Fuel Choice Floor in lbs/MMBtu | FALSE | L | Annual | Qualifying Generation | TWh | 425.5304 | 352.7148 | 129.4644 | 122.3682 | 4.3969 | 4.4586 | 4.4707
#MATS - MER Rate in 2015 (PK) | 46 | 7126 | MACT Fuel Choice Floor in lbs/MMBtu | FALSE | L | Annual | Constraint Shadow Price | US2022$/Lb | 0 | 0 | 0 | 0 | 0 | 0 | 0
111(b) - 1000lbs/MWh CO2 - New CC | 47 | 7703 | Rate Constraint in lbs/MWh | FALSE | L | Annual | Seasons Included | Seasons | Winter, Spring, Summer, Fall | Winter, Spring, Summer, Fall | Winter, Spring, Summer, Fall | Winter, Spring, Summer, Fall | Winter, Spring, Summer, Fall | Winter, Spring, Summer, Fall | Winter, Spring, Summer, Fall
111(b) - 1000lbs/MWh CO2 - New CC | 47 | 7703 | Rate Constraint in lbs/MWh | FALSE | L | Annual | Standard CO2 | lb/MWh | 1000 | 1000 | 1000 | 1000 | 1000 | 1000 | 1000
111(b) - 1000lbs/MWh CO2 - New CC | 47 | 7703 | Rate Constraint in lbs/MWh | FALSE | L | Annual | Emissions at Affected Plants CO2 | Thousand Tons | 72220.945 | 75788.1937 | 48493.0793 | 44843.4122 | 38278.8772 | 81294.0269 | 136639.9028
111(b) - 1000lbs/MWh CO2 - New CC | 47 | 7703 | Rate Constraint in lbs/MWh | FALSE | L | Annual | Allowances Purchased CO2 | Thousand Tons | 0 | 0 | 0 | 0 | 0 | 0 | 0
111(b) - 1000lbs/MWh CO2 - New CC | 47 | 7703 | Rate Constraint in lbs/MWh | FALSE | L | Annual | Allowances Sold CO2 | Thousand Tons | 0 | 0 | 0 | 0 | 0 | 0 | 0
111(b) - 1000lbs/MWh CO2 - New CC | 47 | 7703 | Rate Constraint in lbs/MWh | FALSE | L | Annual | Allowances Banked | Thousand Tons | 0 | 0 | 0 | 0 | 0 | 0 | 0
111(b) - 1000lbs/MWh CO2 - New CC | 47 | 7703 | Rate Constraint in lbs/MWh | FALSE | L | Annual | Allowances Withdrawn (1:1) | Thousand Tons | 0 | 0 | 0 | 0 | 0 | 0 | 0
111(b) - 1000lbs/MWh CO2 - New CC | 47 | 7703 | Rate Constraint in lbs/MWh | FALSE | L | Annual | Allowances Withdrawn (n:1) | Thousand Tons | 0 | 0 | 0 | 0 | 0 | 0 | 0
111(b) - 1000lbs/MWh CO2 - New CC | 47 | 7703 | Rate Constraint in lbs/MWh | FALSE | L | Annual | Net Emissions Allowance Position | Thousand Tons | 72220.945 | 75788.1937 | 48493.0793 | 44843.4122 | 38278.8772 | 81294.0269 | 136639.9028
111(b) - 1000lbs/MWh CO2 - New CC | 47 | 7703 | Rate Constraint in lbs/MWh | FALSE | L | Annual | Fuel Consumed | TBtu | 1233.7025 | 1294.6395 | 861.4571 | 799.1123 | 682.6601 | 1418.0737 | 2363.5129
111(b) - 1000lbs/MWh CO2 - New CC | 47 | 7703 | Rate Constraint in lbs/MWh | FALSE | L | Annual | Rate | lb/MMBtu | 117.08 | 117.08 | 112.5838 | 112.2331 | 112.1462 | 114.6542 | 115.6244
111(b) - 1000lbs/MWh CO2 - New CC | 47 | 7703 | Rate Constraint in lbs/MWh | FALSE | L | Annual | Generation | TWh | 193.5173 | 203.0834 | 134.3462 | 124.5526 | 106.377 | 221.7826 | 370.154
111(b) - 1000lbs/MWh CO2 - New CC | 47 | 7703 | Rate Constraint in lbs/MWh | FALSE | L | Annual | Qualifying Generation | TWh | 193.5173 | 203.0834 | 134.3462 | 124.5526 | 106.377 | 221.7826 | 370.154
111(b) - 1000lbs/MWh CO2 - New CC | 47 | 7703 | Rate Constraint in lbs/MWh | FALSE | L | Annual | Constraint Shadow Price | US2022$/Ton | 0 | 0 | 0 | 0 | 0 | 0 | 0
111(b) - 1000lbs/MWh CO2 - New CC with CCS | 48 | 7704 | Rate Constraint in lbs/MWh | FALSE | L | Annual | Seasons Included | Seasons | Winter, Spring, Summer, Fall | Winter, Spring, Summer, Fall | Winter, Spring, Summer, Fall | Winter, Spring, Summer, Fall | Winter, Spring, Summer, Fall | Winter, Spring, Summer, Fall | Winter, Spring, Summer, Fall
111(b) - 1000lbs/MWh CO2 - New CC with CCS | 48 | 7704 | Rate Constraint in lbs/MWh | FALSE | L | Annual | Standard CO2 | lb/MWh | 1000 | 1000 | 1000 | 1000 | 1000 | 1000 | 1000
111(b) - 1000lbs/MWh CO2 - New CC with CCS | 48 | 7704 | Rate Constraint in lbs/MWh | FALSE | L | Annual | Emissions at Affected Plants CO2 | Thousand Tons | 0 | 0 | 0 | 0 | 0 | 0 | 0
111(b) - 1000lbs/MWh CO2 - New CC with CCS | 48 | 7704 | Rate Constraint in lbs/MWh | FALSE | L | Annual | Allowances Purchased CO2 | Thousand Tons | 0 | 0 | 0 | 0 | 0 | 0 | 0
111(b) - 1000lbs/MWh CO2 - New CC with CCS | 48 | 7704 | Rate Constraint in lbs/MWh | FALSE | L | Annual | Allowances Sold CO2 | Thousand Tons | 0 | 0 | 0 | 0 | 0 | 0 | 0
111(b) - 1000lbs/MWh CO2 - New CC with CCS | 48 | 7704 | Rate Constraint in lbs/MWh | FALSE | L | Annual | Allowances Banked | Thousand Tons | 0 | 0 | 0 | 0 | 0 | 0 | 0
111(b) - 1000lbs/MWh CO2 - New CC with CCS | 48 | 7704 | Rate Constraint in lbs/MWh | FALSE | L | Annual | Allowances Withdrawn (1:1) | Thousand Tons | 0 | 0 | 0 | 0 | 0 | 0 | 0
111(b) - 1000lbs/MWh CO2 - New CC with CCS | 48 | 7704 | Rate Constraint in lbs/MWh | FALSE | L | Annual | Allowances Withdrawn (n:1) | Thousand Tons | 0 | 0 | 0 | 0 | 0 | 0 | 0
111(b) - 1000lbs/MWh CO2 - New CC with CCS | 48 | 7704 | Rate Constraint in lbs/MWh | FALSE | L | Annual | Net Emissions Allowance Position | Thousand Tons | 0 | 0 | 0 | 0 | 0 | 0 | 0
111(b) - 1000lbs/MWh CO2 - New CC with CCS | 48 | 7704 | Rate Constraint in lbs/MWh | FALSE | L | Annual | Fuel Consumed | TBtu | 0 | 0 | 0 | 0 | 0 | 0 | 0
111(b) - 1000lbs/MWh CO2 - New CC with CCS | 48 | 7704 | Rate Constraint in lbs/MWh | FALSE | L | Annual | Rate | lb/MMBtu | 0 | 0 | 0 | 0 | 0 | 0 | 0
111(b) - 1000lbs/MWh CO2 - New CC with CCS | 48 | 7704 | Rate Constraint in lbs/MWh | FALSE | L | Annual | Generation | TWh | 0 | 0 | 0 | 0 | 0 | 0 | 0
111(b) - 1000lbs/MWh CO2 - New CC with CCS | 48 | 7704 | Rate Constraint in lbs/MWh | FALSE | L | Annual | Qualifying Generation | TWh | 0 | 0 | 0 | 0 | 0 | 0 | 0
111(b) - 1000lbs/MWh CO2 - New CC with CCS | 48 | 7704 | Rate Constraint in lbs/MWh | FALSE | L | Annual | Constraint Shadow Price | US2022$/Ton | 0 | 0 | 0 | 0 | 0 | 0 | 0
111(b) - 1400lbs/MWh CO2 - New UPC with 30% CCS | 49 | 7700 | Rate Constraint in lbs/MWh | FALSE | L | Annual | Seasons Included | Seasons | Winter, Spring, Summer, Fall | Winter, Spring, Summer, Fall | Winter, Spring, Summer, Fall | Winter, Spring, Summer, Fall | Winter, Spring, Summer, Fall | Winter, Spring, Summer, Fall | Winter, Spring, Summer, Fall
111(b) - 1400lbs/MWh CO2 - New UPC with 30% CCS | 49 | 7700 | Rate Constraint in lbs/MWh | FALSE | L | Annual | Standard CO2 | lb/MWh | 1400 | 1400 | 1400 | 1400 | 1400 | 1400 | 1400
111(b) - 1400lbs/MWh CO2 - New UPC with 30% CCS | 49 | 7700 | Rate Constraint in lbs/MWh | FALSE | L | Annual | Emissions at Affected Plants CO2 | Thousand Tons | 0 | 0 | 0 | 0 | 0 | 0 | 0
111(b) - 1400lbs/MWh CO2 - New UPC with 30% CCS | 49 | 7700 | Rate Constraint in lbs/MWh | FALSE | L | Annual | Allowances Purchased CO2 | Thousand Tons | 0 | 0 | 0 | 0 | 0 | 0 | 0
111(b) - 1400lbs/MWh CO2 - New UPC with 30% CCS | 49 | 7700 | Rate Constraint in lbs/MWh | FALSE | L | Annual | Allowances Sold CO2 | Thousand Tons | 0 | 0 | 0 | 0 | 0 | 0 | 0
111(b) - 1400lbs/MWh CO2 - New UPC with 30% CCS | 49 | 7700 | Rate Constraint in lbs/MWh | FALSE | L | Annual | Allowances Banked | Thousand Tons | 0 | 0 | 0 | 0 | 0 | 0 | 0
111(b) - 1400lbs/MWh CO2 - New UPC with 30% CCS | 49 | 7700 | Rate Constraint in lbs/MWh | FALSE | L | Annual | Allowances Withdrawn (1:1) | Thousand Tons | 0 | 0 | 0 | 0 | 0 | 0 | 0
111(b) - 1400lbs/MWh CO2 - New UPC with 30% CCS | 49 | 7700 | Rate Constraint in lbs/MWh | FALSE | L | Annual | Allowances Withdrawn (n:1) | Thousand Tons | 0 | 0 | 0 | 0 | 0 | 0 | 0
111(b) - 1400lbs/MWh CO2 - New UPC with 30% CCS | 49 | 7700 | Rate Constraint in lbs/MWh | FALSE | L | Annual | Net Emissions Allowance Position | Thousand Tons | 0 | 0 | 0 | 0 | 0 | 0 | 0
111(b) - 1400lbs/MWh CO2 - New UPC with 30% CCS | 49 | 7700 | Rate Constraint in lbs/MWh | FALSE | L | Annual | Fuel Consumed | TBtu | 0 | 0 | 0 | 0 | 0 | 0 | 0
111(b) - 1400lbs/MWh CO2 - New UPC with 30% CCS | 49 | 7700 | Rate Constraint in lbs/MWh | FALSE | L | Annual | Rate | lb/MMBtu | 0 | 0 | 0 | 0 | 0 | 0 | 0
111(b) - 1400lbs/MWh CO2 - New UPC with 30% CCS | 49 | 7700 | Rate Constraint in lbs/MWh | FALSE | L | Annual | Generation | TWh | 0 | 0 | 0 | 0 | 0 | 0 | 0
111(b) - 1400lbs/MWh CO2 - New UPC with 30% CCS | 49 | 7700 | Rate Constraint in lbs/MWh | FALSE | L | Annual | Qualifying Generation | TWh | 0 | 0 | 0 | 0 | 0 | 0 | 0
111(b) - 1400lbs/MWh CO2 - New UPC with 30% CCS | 49 | 7700 | Rate Constraint in lbs/MWh | FALSE | L | Annual | Constraint Shadow Price | US2022$/Ton | 0 | 0 | 0 | 0 | 0 | 0 | 0
111(b) - 1400lbs/MWh CO2 - New UPC with 90% CCS | 50 | 7701 | Rate Constraint in lbs/MWh | FALSE | L | Annual | Seasons Included | Seasons | Winter, Spring, Summer, Fall | Winter, Spring, Summer, Fall | Winter, Spring, Summer, Fall | Winter, Spring, Summer, Fall | Winter, Spring, Summer, Fall | Winter, Spring, Summer, Fall | Winter, Spring, Summer, Fall
111(b) - 1400lbs/MWh CO2 - New UPC with 90% CCS | 50 | 7701 | Rate Constraint in lbs/MWh | FALSE | L | Annual | Standard CO2 | lb/MWh | 1400 | 1400 | 1400 | 1400 | 1400 | 1400 | 1400
111(b) - 1400lbs/MWh CO2 - New UPC with 90% CCS | 50 | 7701 | Rate Constraint in lbs/MWh | FALSE | L | Annual | Emissions at Affected Plants CO2 | Thousand Tons | 0 | 0 | 0 | 0 | 0 | 0 | 0
111(b) - 1400lbs/MWh CO2 - New UPC with 90% CCS | 50 | 7701 | Rate Constraint in lbs/MWh | FALSE | L | Annual | Allowances Purchased CO2 | Thousand Tons | 0 | 0 | 0 | 0 | 0 | 0 | 0
111(b) - 1400lbs/MWh CO2 - New UPC with 90% CCS | 50 | 7701 | Rate Constraint in lbs/MWh | FALSE | L | Annual | Allowances Sold CO2 | Thousand Tons | 0 | 0 | 0 | 0 | 0 | 0 | 0
111(b) - 1400lbs/MWh CO2 - New UPC with 90% CCS | 50 | 7701 | Rate Constraint in lbs/MWh | FALSE | L | Annual | Allowances Banked | Thousand Tons | 0 | 0 | 0 | 0 | 0 | 0 | 0
111(b) - 1400lbs/MWh CO2 - New UPC with 90% CCS | 50 | 7701 | Rate Constraint in lbs/MWh | FALSE | L | Annual | Allowances Withdrawn (1:1) | Thousand Tons | 0 | 0 | 0 | 0 | 0 | 0 | 0
111(b) - 1400lbs/MWh CO2 - New UPC with 90% CCS | 50 | 7701 | Rate Constraint in lbs/MWh | FALSE | L | Annual | Allowances Withdrawn (n:1) | Thousand Tons | 0 | 0 | 0 | 0 | 0 | 0 | 0
111(b) - 1400lbs/MWh CO2 - New UPC with 90% CCS | 50 | 7701 | Rate Constraint in lbs/MWh | FALSE | L | Annual | Net Emissions Allowance Position | Thousand Tons | 0 | 0 | 0 | 0 | 0 | 0 | 0
111(b) - 1400lbs/MWh CO2 - New UPC with 90% CCS | 50 | 7701 | Rate Constraint in lbs/MWh | FALSE | L | Annual | Fuel Consumed | TBtu | 0 | 0 | 0 | 0 | 0 | 0 | 0
111(b) - 1400lbs/MWh CO2 - New UPC with 90% CCS | 50 | 7701 | Rate Constraint in lbs/MWh | FALSE | L | Annual | Rate | lb/MMBtu | 0 | 0 | 0 | 0 | 0 | 0 | 0
111(b) - 1400lbs/MWh CO2 - New UPC with 90% CCS | 50 | 7701 | Rate Constraint in lbs/MWh | FALSE | L | Annual | Generation | TWh | 0 | 0 | 0 | 0 | 0 | 0 | 0
111(b) - 1400lbs/MWh CO2 - New UPC with 90% CCS | 50 | 7701 | Rate Constraint in lbs/MWh | FALSE | L | Annual | Qualifying Generation | TWh | 0 | 0 | 0 | 0 | 0 | 0 | 0
111(b) - 1400lbs/MWh CO2 - New UPC with 90% CCS | 50 | 7701 | Rate Constraint in lbs/MWh | FALSE | L | Annual | Constraint Shadow Price | US2022$/Ton | 0 | 0 | 0 | 0 | 0 | 0 | 0
7.23 - NJ Fossil CO2 Rate Limit: Unit 1652 | 51 | 7999 | Rate Constraint in lbs/MWh | FALSE | L | Annual | Seasons Included | Seasons | Winter, Spring, Summer, Fall | Winter, Spring, Summer, Fall | Winter, Spring, Summer, Fall | Winter, Spring, Summer, Fall | Winter, Spring, Summer, Fall | Winter, Spring, Summer, Fall | Winter, Spring, Summer, Fall
7.23 - NJ Fossil CO2 Rate Limit: Unit 1652 | 51 | 7999 | Rate Constraint in lbs/MWh | FALSE | L | Annual | Standard CO2 | lb/MWh | 1700 | 1700 | 1300 | 1300 | 1300 | 1300 | 1300
7.23 - NJ Fossil CO2 Rate Limit: Unit 1652 | 51 | 7999 | Rate Constraint in lbs/MWh | FALSE | L | Annual | Emissions at Affected Plants CO2 | Thousand Tons | 61.0382 | 60.6289 | 52.6406 | 12.1675 | 4.5878 | 54.9966 | 20.9541
7.23 - NJ Fossil CO2 Rate Limit: Unit 1652 | 51 | 7999 | Rate Constraint in lbs/MWh | FALSE | L | Annual | Allowances Purchased CO2 | Thousand Tons | 0 | 0 | 0 | 0 | 0 | 0 | 0
7.23 - NJ Fossil CO2 Rate Limit: Unit 1652 | 51 | 7999 | Rate Constraint in lbs/MWh | FALSE | L | Annual | Allowances Sold CO2 | Thousand Tons | 0 | 0 | 0 | 0 | 0 | 0 | 0
7.23 - NJ Fossil CO2 Rate Limit: Unit 1652 | 51 | 7999 | Rate Constraint in lbs/MWh | FALSE | L | Annual | Allowances Banked | Thousand Tons | 0 | 0 | 0 | 0 | 0 | 0 | 0
7.23 - NJ Fossil CO2 Rate Limit: Unit 1652 | 51 | 7999 | Rate Constraint in lbs/MWh | FALSE | L | Annual | Allowances Withdrawn (1:1) | Thousand Tons | 0 | 0 | 0 | 0 | 0 | 0 | 0
7.23 - NJ Fossil CO2 Rate Limit: Unit 1652 | 51 | 7999 | Rate Constraint in lbs/MWh | FALSE | L | Annual | Allowances Withdrawn (n:1) | Thousand Tons | 0 | 0 | 0 | 0 | 0 | 0 | 0
7.23 - NJ Fossil CO2 Rate Limit: Unit 1652 | 51 | 7999 | Rate Constraint in lbs/MWh | FALSE | L | Annual | Net Emissions Allowance Position | Thousand Tons | 61.0382 | 60.6289 | 52.6406 | 12.1675 | 4.5878 | 54.9966 | 20.9541
7.23 - NJ Fossil CO2 Rate Limit: Unit 1652 | 51 | 7999 | Rate Constraint in lbs/MWh | FALSE | L | Annual | Fuel Consumed | TBtu | 1.0427 | 1.0357 | 0.89922 | 0.20785 | 0.07837 | 0.93947 | 0.35794
7.23 - NJ Fossil CO2 Rate Limit: Unit 1652 | 51 | 7999 | Rate Constraint in lbs/MWh | FALSE | L | Annual | Rate | lb/MMBtu | 117.08 | 117.08 | 117.08 | 117.08 | 117.08 | 117.08 | 117.08
7.23 - NJ Fossil CO2 Rate Limit: Unit 1652 | 51 | 7999 | Rate Constraint in lbs/MWh | FALSE | L | Annual | Generation | TWh | 0.11884 | 0.11804 | 0.10249 | 0.023689 | 0.008932 | 0.10707 | 0.040796
7.23 - NJ Fossil CO2 Rate Limit: Unit 1652 | 51 | 7999 | Rate Constraint in lbs/MWh | FALSE | L | Annual | Qualifying Generation | TWh | 0.11884 | 0.11804 | 0.10249 | 0.023689 | 0.008932 | 0.10707 | 0.040796
7.23 - NJ Fossil CO2 Rate Limit: Unit 1652 | 51 | 7999 | Rate Constraint in lbs/MWh | FALSE | L | Annual | Constraint Shadow Price | US2022$/Ton | 0 | 0 | 0 | 0 | 0 | 0 | 0
7.23 - NJ Fossil CO2 Rate Limit: Unit 1653 | 52 | 8000 | Rate Constraint in lbs/MWh | FALSE | L | Annual | Seasons Included | Seasons | Winter, Spring, Summer, Fall | Winter, Spring, Summer, Fall | Winter, Spring, Summer, Fall | Winter, Spring, Summer, Fall | Winter, Spring, Summer, Fall | Winter, Spring, Summer, Fall | Winter, Spring, Summer, Fall
7.23 - NJ Fossil CO2 Rate Limit: Unit 1653 | 52 | 8000 | Rate Constraint in lbs/MWh | FALSE | L | Annual | Standard CO2 | lb/MWh | 1700 | 1700 | 1300 | 1300 | 1300 | 1300 | 1300
7.23 - NJ Fossil CO2 Rate Limit: Unit 1653 | 52 | 8000 | Rate Constraint in lbs/MWh | FALSE | L | Annual | Emissions at Affected Plants CO2 | Thousand Tons | 1391.5907 | 1447.4538 | 1253.9987 | 736.9513 | 780.8767 | 1212.693 | 1451.7648
7.23 - NJ Fossil CO2 Rate Limit: Unit 1653 | 52 | 8000 | Rate Constraint in lbs/MWh | FALSE | L | Annual | Allowances Purchased CO2 | Thousand Tons | 0 | 0 | 0 | 0 | 0 | 0 | 0
7.23 - NJ Fossil CO2 Rate Limit: Unit 1653 | 52 | 8000 | Rate Constraint in lbs/MWh | FALSE | L | Annual | Allowances Sold CO2 | Thousand Tons | 0 | 0 | 0 | 0 | 0 | 0 | 0
7.23 - NJ Fossil CO2 Rate Limit: Unit 1653 | 52 | 8000 | Rate Constraint in lbs/MWh | FALSE | L | Annual | Allowances Banked | Thousand Tons | 0 | 0 | 0 | 0 | 0 | 0 | 0
7.23 - NJ Fossil CO2 Rate Limit: Unit 1653 | 52 | 8000 | Rate Constraint in lbs/MWh | FALSE | L | Annual | Allowances Withdrawn (1:1) | Thousand Tons | 0 | 0 | 0 | 0 | 0 | 0 | 0
7.23 - NJ Fossil CO2 Rate Limit: Unit 1653 | 52 | 8000 | Rate Constraint in lbs/MWh | FALSE | L | Annual | Allowances Withdrawn (n:1) | Thousand Tons | 0 | 0 | 0 | 0 | 0 | 0 | 0
7.23 - NJ Fossil CO2 Rate Limit: Unit 1653 | 52 | 8000 | Rate Constraint in lbs/MWh | FALSE | L | Annual | Net Emissions Allowance Position | Thousand Tons | 1391.5907 | 1447.4538 | 1253.9987 | 736.9513 | 780.8767 | 1212.693 | 1451.7648
7.23 - NJ Fossil CO2 Rate Limit: Unit 1653 | 52 | 8000 | Rate Constraint in lbs/MWh | FALSE | L | Annual | Fuel Consumed | TBtu | 23.7716 | 24.7259 | 21.4212 | 12.5889 | 13.3392 | 20.7156 | 24.7995
7.23 - NJ Fossil CO2 Rate Limit: Unit 1653 | 52 | 8000 | Rate Constraint in lbs/MWh | FALSE | L | Annual | Rate | lb/MMBtu | 117.08 | 117.08 | 117.08 | 117.08 | 117.08 | 117.08 | 117.08
7.23 - NJ Fossil CO2 Rate Limit: Unit 1653 | 52 | 8000 | Rate Constraint in lbs/MWh | FALSE | L | Annual | Generation | TWh | 3.3719 | 3.5072 | 3.0385 | 1.7857 | 1.8921 | 2.9384 | 3.5177
7.23 - NJ Fossil CO2 Rate Limit: Unit 1653 | 52 | 8000 | Rate Constraint in lbs/MWh | FALSE | L | Annual | Qualifying Generation | TWh | 3.3719 | 3.5072 | 3.0385 | 1.7857 | 1.8921 | 2.9384 | 3.5177
7.23 - NJ Fossil CO2 Rate Limit: Unit 1653 | 52 | 8000 | Rate Constraint in lbs/MWh | FALSE | L | Annual | Constraint Shadow Price | US2022$/Ton | 0 | 0 | 0 | 0 | 0 | 0 | 0
7.23 - NJ Fossil CO2 Rate Limit: Unit 1654 | 53 | 8001 | Rate Constraint in lbs/MWh | FALSE | L | Annual | Seasons Included | Seasons | Winter, Spring, Summer, Fall | Winter, Spring, Summer, Fall | Winter, Spring, Summer, Fall | Winter, Spring, Summer, Fall | Winter, Spring, Summer, Fall | Winter, Spring, Summer, Fall | Winter, Spring, Summer, Fall
7.23 - NJ Fossil CO2 Rate Limit: Unit 1654 | 53 | 8001 | Rate Constraint in lbs/MWh | FALSE | L | Annual | Standard CO2 | lb/MWh | 1700 | 1700 | 1300 | 1300 | 1300 | 1300 | 1300
7.23 - NJ Fossil CO2 Rate Limit: Unit 1654 | 53 | 8001 | Rate Constraint in lbs/MWh | FALSE | L | Annual | Emissions at Affected Plants CO2 | Thousand Tons | 882.1786 | 878.2696 | 737.2208 | 467.5299 | 456.9145 | 849.5764 | 849.4713
7.23 - NJ Fossil CO2 Rate Limit: Unit 1654 | 53 | 8001 | Rate Constraint in lbs/MWh | FALSE | L | Annual | Allowances Purchased CO2 | Thousand Tons | 0 | 0 | 0 | 0 | 0 | 0 | 0
7.23 - NJ Fossil CO2 Rate Limit: Unit 1654 | 53 | 8001 | Rate Constraint in lbs/MWh | FALSE | L | Annual | Allowances Sold CO2 | Thousand Tons | 0 | 0 | 0 | 0 | 0 | 0 | 0
7.23 - NJ Fossil CO2 Rate Limit: Unit 1654 | 53 | 8001 | Rate Constraint in lbs/MWh | FALSE | L | Annual | Allowances Banked | Thousand Tons | 0 | 0 | 0 | 0 | 0 | 0 | 0
7.23 - NJ Fossil CO2 Rate Limit: Unit 1654 | 53 | 8001 | Rate Constraint in lbs/MWh | FALSE | L | Annual | Allowances Withdrawn (1:1) | Thousand Tons | 0 | 0 | 0 | 0 | 0 | 0 | 0
7.23 - NJ Fossil CO2 Rate Limit: Unit 1654 | 53 | 8001 | Rate Constraint in lbs/MWh | FALSE | L | Annual | Allowances Withdrawn (n:1) | Thousand Tons | 0 | 0 | 0 | 0 | 0 | 0 | 0
7.23 - NJ Fossil CO2 Rate Limit: Unit 1654 | 53 | 8001 | Rate Constraint in lbs/MWh | FALSE | L | Annual | Net Emissions Allowance Position | Thousand Tons | 882.1786 | 878.2696 | 737.2208 | 467.5299 | 456.9145 | 849.5764 | 849.4713
7.23 - NJ Fossil CO2 Rate Limit: Unit 1654 | 53 | 8001 | Rate Constraint in lbs/MWh | FALSE | L | Annual | Fuel Consumed | TBtu | 15.0697 | 15.0029 | 12.5935 | 7.9865 | 7.8052 | 14.5127 | 14.511
7.23 - NJ Fossil CO2 Rate Limit: Unit 1654 | 53 | 8001 | Rate Constraint in lbs/MWh | FALSE | L | Annual | Rate | lb/MMBtu | 117.08 | 117.08 | 117.08 | 117.08 | 117.08 | 117.08 | 117.08
7.23 - NJ Fossil CO2 Rate Limit: Unit 1654 | 53 | 8001 | Rate Constraint in lbs/MWh | FALSE | L | Annual | Generation | TWh | 2.1375 | 2.1281 | 1.7863 | 1.1328 | 1.1071 | 2.0585 | 2.0583
7.23 - NJ Fossil CO2 Rate Limit: Unit 1654 | 53 | 8001 | Rate Constraint in lbs/MWh | FALSE | L | Annual | Qualifying Generation | TWh | 2.1375 | 2.1281 | 1.7863 | 1.1328 | 1.1071 | 2.0585 | 2.0583
7.23 - NJ Fossil CO2 Rate Limit: Unit 1654 | 53 | 8001 | Rate Constraint in lbs/MWh | FALSE | L | Annual | Constraint Shadow Price | US2022$/Ton | 0 | 0 | 0 | 0 | 0 | 0 | 0
7.23 - NJ Fossil CO2 Rate Limit: Unit 1655 | 54 | 8002 | Rate Constraint in lbs/MWh | FALSE | L | Annual | Seasons Included | Seasons | Winter, Spring, Summer, Fall | Winter, Spring, Summer, Fall | Winter, Spring, Summer, Fall | Winter, Spring, Summer, Fall | Winter, Spring, Summer, Fall | Winter, Spring, Summer, Fall | Winter, Spring, Summer, Fall
7.23 - NJ Fossil CO2 Rate Limit: Unit 1655 | 54 | 8002 | Rate Constraint in lbs/MWh | FALSE | L | Annual | Standard CO2 | lb/MWh | 1700 | 1700 | 1300 | 1300 | 1300 | 1300 | 1300
7.23 - NJ Fossil CO2 Rate Limit: Unit 1655 | 54 | 8002 | Rate Constraint in lbs/MWh | FALSE | L | Annual | Emissions at Affected Plants CO2 | Thousand Tons | 1438.6912 | 1373.0245 | 1110.6497 | 635.1654 | 683.8565 | 1282.196 | 1208.5793
7.23 - NJ Fossil CO2 Rate Limit: Unit 1655 | 54 | 8002 | Rate Constraint in lbs/MWh | FALSE | L | Annual | Allowances Purchased CO2 | Thousand Tons | 0 | 0 | 0 | 0 | 0 | 0 | 0
7.23 - NJ Fossil CO2 Rate Limit: Unit 1655 | 54 | 8002 | Rate Constraint in lbs/MWh | FALSE | L | Annual | Allowances Sold CO2 | Thousand Tons | 0 | 0 | 0 | 0 | 0 | 0 | 0
7.23 - NJ Fossil CO2 Rate Limit: Unit 1655 | 54 | 8002 | Rate Constraint in lbs/MWh | FALSE | L | Annual | Allowances Banked | Thousand Tons | 0 | 0 | 0 | 0 | 0 | 0 | 0
7.23 - NJ Fossil CO2 Rate Limit: Unit 1655 | 54 | 8002 | Rate Constraint in lbs/MWh | FALSE | L | Annual | Allowances Withdrawn (1:1) | Thousand Tons | 0 | 0 | 0 | 0 | 0 | 0 | 0
7.23 - NJ Fossil CO2 Rate Limit: Unit 1655 | 54 | 8002 | Rate Constraint in lbs/MWh | FALSE | L | Annual | Allowances Withdrawn (n:1) | Thousand Tons | 0 | 0 | 0 | 0 | 0 | 0 | 0
7.23 - NJ Fossil CO2 Rate Limit: Unit 1655 | 54 | 8002 | Rate Constraint in lbs/MWh | FALSE | L | Annual | Net Emissions Allowance Position | Thousand Tons | 1438.6912 | 1373.0245 | 1110.6497 | 635.1654 | 683.8565 | 1282.196 | 1208.5793
7.23 - NJ Fossil CO2 Rate Limit: Unit 1655 | 54 | 8002 | Rate Constraint in lbs/MWh | FALSE | L | Annual | Fuel Consumed | TBtu | 24.5762 | 23.4545 | 18.9725 | 10.8501 | 11.6819 | 21.9029 | 20.6454
7.23 - NJ Fossil CO2 Rate Limit: Unit 1655 | 54 | 8002 | Rate Constraint in lbs/MWh | FALSE | L | Annual | Rate | lb/MMBtu | 117.08 | 117.08 | 117.08 | 117.08 | 117.08 | 117.08 | 117.08
7.23 - NJ Fossil CO2 Rate Limit: Unit 1655 | 54 | 8002 | Rate Constraint in lbs/MWh | FALSE | L | Annual | Generation | TWh | 3.4119 | 3.2562 | 2.634 | 1.5063 | 1.6218 | 3.0408 | 2.8662
7.23 - NJ Fossil CO2 Rate Limit: Unit 1655 | 54 | 8002 | Rate Constraint in lbs/MWh | FALSE | L | Annual | Qualifying Generation | TWh | 3.4119 | 3.2562 | 2.634 | 1.5063 | 1.6218 | 3.0408 | 2.8662
7.23 - NJ Fossil CO2 Rate Limit: Unit 1655 | 54 | 8002 | Rate Constraint in lbs/MWh | FALSE | L | Annual | Constraint Shadow Price | US2022$/Ton | 0 | 0 | 0 | 0 | 0 | 0 | 0
7.23 - NJ Fossil CO2 Rate Limit: Unit 1656 | 55 | 8003 | Rate Constraint in lbs/MWh | FALSE | L | Annual | Seasons Included | Seasons | Winter, Spring, Summer, Fall | Winter, Spring, Summer, Fall | Winter, Spring, Summer, Fall | Winter, Spring, Summer, Fall | Winter, Spring, Summer, Fall | Winter, Spring, Summer, Fall | Winter, Spring, Summer, Fall
7.23 - NJ Fossil CO2 Rate Limit: Unit 1656 | 55 | 8003 | Rate Constraint in lbs/MWh | FALSE | L | Annual | Standard CO2 | lb/MWh | 1700 | 1700 | 1300 | 1300 | 1300 | 1300 | 1300
7.23 - NJ Fossil CO2 Rate Limit: Unit 1656 | 55 | 8003 | Rate Constraint in lbs/MWh | FALSE | L | Annual | Emissions at Affected Plants CO2 | Thousand Tons | 1462.0675 | 1401.5353 | 1509.5036 | 873.3205 | 1066.2919 | 1396.0237 | 1968.8583
7.23 - NJ Fossil CO2 Rate Limit: Unit 1656 | 55 | 8003 | Rate Constraint in lbs/MWh | FALSE | L | Annual | Allowances Purchased CO2 | Thousand Tons | 0 | 0 | 0 | 0 | 0 | 0 | 0
7.23 - NJ Fossil CO2 Rate Limit: Unit 1656 | 55 | 8003 | Rate Constraint in lbs/MWh | FALSE | L | Annual | Allowances Sold CO2 | Thousand Tons | 0 | 0 | 0 | 0 | 0 | 0 | 0
7.23 - NJ Fossil CO2 Rate Limit: Unit 1656 | 55 | 8003 | Rate Constraint in lbs/MWh | FALSE | L | Annual | Allowances Banked | Thousand Tons | 0 | 0 | 0 | 0 | 0 | 0 | 0
7.23 - NJ Fossil CO2 Rate Limit: Unit 1656 | 55 | 8003 | Rate Constraint in lbs/MWh | FALSE | L | Annual | Allowances Withdrawn (1:1) | Thousand Tons | 0 | 0 | 0 | 0 | 0 | 0 | 0
7.23 - NJ Fossil CO2 Rate Limit: Unit 1656 | 55 | 8003 | Rate Constraint in lbs/MWh | FALSE | L | Annual | Allowances Withdrawn (n:1) | Thousand Tons | 0 | 0 | 0 | 0 | 0 | 0 | 0
7.23 - NJ Fossil CO2 Rate Limit: Unit 1656 | 55 | 8003 | Rate Constraint in lbs/MWh | FALSE | L | Annual | Net Emissions Allowance Position | Thousand Tons | 1462.0675 | 1401.5353 | 1509.5036 | 873.3205 | 1066.2919 | 1396.0237 | 1968.8583
7.23 - NJ Fossil CO2 Rate Limit: Unit 1656 | 55 | 8003 | Rate Constraint in lbs/MWh | FALSE | L | Annual | Fuel Consumed | TBtu | 24.9755 | 23.9415 | 25.7858 | 14.9184 | 18.2148 | 23.8473 | 33.6327
7.23 - NJ Fossil CO2 Rate Limit: Unit 1656 | 55 | 8003 | Rate Constraint in lbs/MWh | FALSE | L | Annual | Rate | lb/MMBtu | 117.08 | 117.08 | 117.08 | 117.08 | 117.08 | 117.08 | 117.08
7.23 - NJ Fossil CO2 Rate Limit: Unit 1656 | 55 | 8003 | Rate Constraint in lbs/MWh | FALSE | L | Annual | Generation | TWh | 3.5306 | 3.3844 | 3.6452 | 2.1089 | 2.5749 | 3.3711 | 4.7544
7.23 - NJ Fossil CO2 Rate Limit: Unit 1656 | 55 | 8003 | Rate Constraint in lbs/MWh | FALSE | L | Annual | Qualifying Generation | TWh | 3.5306 | 3.3844 | 3.6452 | 2.1089 | 2.5749 | 3.3711 | 4.7544
7.23 - NJ Fossil CO2 Rate Limit: Unit 1656 | 55 | 8003 | Rate Constraint in lbs/MWh | FALSE | L | Annual | Constraint Shadow Price | US2022$/Ton | 0 | 0 | 0 | 0 | 0 | 0 | 0
7.23 - NJ Fossil CO2 Rate Limit: Unit 1657 | 56 | 8004 | Rate Constraint in lbs/MWh | FALSE | L | Annual | Seasons Included | Seasons | Winter, Spring, Summer, Fall | Winter, Spring, Summer, Fall | Winter, Spring, Summer, Fall | Winter, Spring, Summer, Fall | Winter, Spring, Summer, Fall | Winter, Spring, Summer, Fall | Winter, Spring, Summer, Fall
7.23 - NJ Fossil CO2 Rate Limit: Unit 1657 | 56 | 8004 | Rate Constraint in lbs/MWh | FALSE | L | Annual | Standard CO2 | lb/MWh | 1700 | 1700 | 1300 | 1300 | 1300 | 1300 | 1300
7.23 - NJ Fossil CO2 Rate Limit: Unit 1657 | 56 | 8004 | Rate Constraint in lbs/MWh | FALSE | L | Annual | Emissions at Affected Plants CO2 | Thousand Tons | 1104.5296 | 1144.9868 | 957.6929 | 609.5117 | 595.6725 | 1075.3849 | 1107.4429
7.23 - NJ Fossil CO2 Rate Limit: Unit 1657 | 56 | 8004 | Rate Constraint in lbs/MWh | FALSE | L | Annual | Allowances Purchased CO2 | Thousand Tons | 0 | 0 | 0 | 0 | 0 | 0 | 0
7.23 - NJ Fossil CO2 Rate Limit: Unit 1657 | 56 | 8004 | Rate Constraint in lbs/MWh | FALSE | L | Annual | Allowances Sold CO2 | Thousand Tons | 0 | 0 | 0 | 0 | 0 | 0 | 0
7.23 - NJ Fossil CO2 Rate Limit: Unit 1657 | 56 | 8004 | Rate Constraint in lbs/MWh | FALSE | L | Annual | Allowances Banked | Thousand Tons | 0 | 0 | 0 | 0 | 0 | 0 | 0
7.23 - NJ Fossil CO2 Rate Limit: Unit 1657 | 56 | 8004 | Rate Constraint in lbs/MWh | FALSE | L | Annual | Allowances Withdrawn (1:1) | Thousand Tons | 0 | 0 | 0 | 0 | 0 | 0 | 0
7.23 - NJ Fossil CO2 Rate Limit: Unit 1657 | 56 | 8004 | Rate Constraint in lbs/MWh | FALSE | L | Annual | Allowances Withdrawn (n:1) | Thousand Tons | 0 | 0 | 0 | 0 | 0 | 0 | 0
7.23 - NJ Fossil CO2 Rate Limit: Unit 1657 | 56 | 8004 | Rate Constraint in lbs/MWh | FALSE | L | Annual | Net Emissions Allowance Position | Thousand Tons | 1104.5296 | 1144.9868 | 957.6929 | 609.5117 | 595.6725 | 1075.3849 | 1107.4429
7.23 - NJ Fossil CO2 Rate Limit: Unit 1657 | 56 | 8004 | Rate Constraint in lbs/MWh | FALSE | L | Annual | Fuel Consumed | TBtu | 18.8679 | 19.5591 | 16.3596 | 10.4119 | 10.1755 | 18.3701 | 18.9177
7.23 - NJ Fossil CO2 Rate Limit: Unit 1657 | 56 | 8004 | Rate Constraint in lbs/MWh | FALSE | L | Annual | Rate | lb/MMBtu | 117.08 | 117.08 | 117.08 | 117.08 | 117.08 | 117.08 | 117.08
7.23 - NJ Fossil CO2 Rate Limit: Unit 1657 | 56 | 8004 | Rate Constraint in lbs/MWh | FALSE | L | Annual | Generation | TWh | 2.6763 | 2.7743 | 2.3205 | 1.4769 | 1.4433 | 2.6057 | 2.6834
7.23 - NJ Fossil CO2 Rate Limit: Unit 1657 | 56 | 8004 | Rate Constraint in lbs/MWh | FALSE | L | Annual | Qualifying Generation | TWh | 2.6763 | 2.7743 | 2.3205 | 1.4769 | 1.4433 | 2.6057 | 2.6834
7.23 - NJ Fossil CO2 Rate Limit: Unit 1657 | 56 | 8004 | Rate Constraint in lbs/MWh | FALSE | L | Annual | Constraint Shadow Price | US2022$/Ton | 0 | 0 | 0 | 0 | 0 | 0 | 0
7.23 - NJ Fossil CO2 Rate Limit: Unit 1658 | 57 | 8005 | Rate Constraint in lbs/MWh | FALSE | L | Annual | Seasons Included | Seasons | Winter, Spring, Summer, Fall | Winter, Spring, Summer, Fall | Winter, Spring, Summer, Fall | Winter, Spring, Summer, Fall | Winter, Spring, Summer, Fall | Winter, Spring, Summer, Fall | Winter, Spring, Summer, Fall
7.23 - NJ Fossil CO2 Rate Limit: Unit 1658 | 57 | 8005 | Rate Constraint in lbs/MWh | FALSE | L | Annual | Standard CO2 | lb/MWh | 1700 | 1700 | 1300 | 1300 | 1300 | 1300 | 1300
7.23 - NJ Fossil CO2 Rate Limit: Unit 1658 | 57 | 8005 | Rate Constraint in lbs/MWh | FALSE | L | Annual | Emissions at Affected Plants CO2 | Thousand Tons | 1823.5529 | 1936.5249 | 1643.251 | 997.9902 | 1023.2678 | 1589.1237 | 1902.4055
7.23 - NJ Fossil CO2 Rate Limit: Unit 1658 | 57 | 8005 | Rate Constraint in lbs/MWh | FALSE | L | Annual | Allowances Purchased CO2 | Thousand Tons | 0 | 0 | 0 | 0 | 0 | 0 | 0
7.23 - NJ Fossil CO2 Rate Limit: Unit 1658 | 57 | 8005 | Rate Constraint in lbs/MWh | FALSE | L | Annual | Allowances Sold CO2 | Thousand Tons | 0 | 0 | 0 | 0 | 0 | 0 | 0
7.23 - NJ Fossil CO2 Rate Limit: Unit 1658 | 57 | 8005 | Rate Constraint in lbs/MWh | FALSE | L | Annual | Allowances Banked | Thousand Tons | 0 | 0 | 0 | 0 | 0 | 0 | 0
7.23 - NJ Fossil CO2 Rate Limit: Unit 1658 | 57 | 8005 | Rate Constraint in lbs/MWh | FALSE | L | Annual | Allowances Withdrawn (1:1) | Thousand Tons | 0 | 0 | 0 | 0 | 0 | 0 | 0
7.23 - NJ Fossil CO2 Rate Limit: Unit 1658 | 57 | 8005 | Rate Constraint in lbs/MWh | FALSE | L | Annual | Allowances Withdrawn (n:1) | Thousand Tons | 0 | 0 | 0 | 0 | 0 | 0 | 0
7.23 - NJ Fossil CO2 Rate Limit: Unit 1658 | 57 | 8005 | Rate Constraint in lbs/MWh | FALSE | L | Annual | Net Emissions Allowance Position | Thousand Tons | 1823.5529 | 1936.5249 | 1643.251 | 997.9902 | 1023.2678 | 1589.1237 | 1902.4055
7.23 - NJ Fossil CO2 Rate Limit: Unit 1658 | 57 | 8005 | Rate Constraint in lbs/MWh | FALSE | L | Annual | Fuel Consumed | TBtu | 31.1505 | 33.0804 | 28.0706 | 17.048 | 17.4798 | 27.1459 | 32.4975
7.23 - NJ Fossil CO2 Rate Limit: Unit 1658 | 57 | 8005 | Rate Constraint in lbs/MWh | FALSE | L | Annual | Rate | lb/MMBtu | 117.08 | 117.08 | 117.08 | 117.08 | 117.08 | 117.08 | 117.08
7.23 - NJ Fossil CO2 Rate Limit: Unit 1658 | 57 | 8005 | Rate Constraint in lbs/MWh | FALSE | L | Annual | Generation | TWh | 4.4185 | 4.6923 | 3.9816 | 2.4182 | 2.4794 | 3.8505 | 4.6096
7.23 - NJ Fossil CO2 Rate Limit: Unit 1658 | 57 | 8005 | Rate Constraint in lbs/MWh | FALSE | L | Annual | Qualifying Generation | TWh | 4.4185 | 4.6923 | 3.9816 | 2.4182 | 2.4794 | 3.8505 | 4.6096
7.23 - NJ Fossil CO2 Rate Limit: Unit 1658 | 57 | 8005 | Rate Constraint in lbs/MWh | FALSE | L | Annual | Constraint Shadow Price | US2022$/Ton | 0 | 0 | 0 | 0 | 0 | 0 | 0
7.23 - NJ Fossil CO2 Rate Limit: Unit 1659 | 58 | 8006 | Rate Constraint in lbs/MWh | FALSE | L | Annual | Seasons Included | Seasons | Winter, Spring, Summer, Fall | Winter, Spring, Summer, Fall | Winter, Spring, Summer, Fall | Winter, Spring, Summer, Fall | Winter, Spring, Summer, Fall | Winter, Spring, Summer, Fall | Winter, Spring, Summer, Fall
7.23 - NJ Fossil CO2 Rate Limit: Unit 1659 | 58 | 8006 | Rate Constraint in lbs/MWh | FALSE | L | Annual | Standard CO2 | lb/MWh | 1700 | 1700 | 1300 | 1300 | 1300 | 1300 | 1300
7.23 - NJ Fossil CO2 Rate Limit: Unit 1659 | 58 | 8006 | Rate Constraint in lbs/MWh | FALSE | L | Annual | Emissions at Affected Plants CO2 | Thousand Tons | 11.763 | 11.5683 | 9.3829 | 3.8121 | 3.8049 | 10.2202 | 5.9192
7.23 - NJ Fossil CO2 Rate Limit: Unit 1659 | 58 | 8006 | Rate Constraint in lbs/MWh | FALSE | L | Annual | Allowances Purchased CO2 | Thousand Tons | 0 | 0 | 0 | 0 | 0 | 0 | 0
7.23 - NJ Fossil CO2 Rate Limit: Unit 1659 | 58 | 8006 | Rate Constraint in lbs/MWh | FALSE | L | Annual | Allowances Sold CO2 | Thousand Tons | 0 | 0 | 0 | 0 | 0 | 0 | 0
7.23 - NJ Fossil CO2 Rate Limit: Unit 1659 | 58 | 8006 | Rate Constraint in lbs/MWh | FALSE | L | Annual | Allowances Banked | Thousand Tons | 0 | 0 | 0 | 0 | 0 | 0 | 0
7.23 - NJ Fossil CO2 Rate Limit: Unit 1659 | 58 | 8006 | Rate Constraint in lbs/MWh | FALSE | L | Annual | Allowances Withdrawn (1:1) | Thousand Tons | 0 | 0 | 0 | 0 | 0 | 0 | 0
7.23 - NJ Fossil CO2 Rate Limit: Unit 1659 | 58 | 8006 | Rate Constraint in lbs/MWh | FALSE | L | Annual | Allowances Withdrawn (n:1) | Thousand Tons | 0 | 0 | 0 | 0 | 0 | 0 | 0
7.23 - NJ Fossil CO2 Rate Limit: Unit 1659 | 58 | 8006 | Rate Constraint in lbs/MWh | FALSE | L | Annual | Net Emissions Allowance Position | Thousand Tons | 11.763 | 11.5683 | 9.3829 | 3.8121 | 3.8049 | 10.2202 | 5.9192
7.23 - NJ Fossil CO2 Rate Limit: Unit 1659 | 58 | 8006 | Rate Constraint in lbs/MWh | FALSE | L | Annual | Fuel Consumed | TBtu | 0.15835 | 0.15573 | 0.12631 | 0.051318 | 0.051221 | 0.13758 | 0.079683
7.23 - NJ Fossil CO2 Rate Limit: Unit 1659 | 58 | 8006 | Rate Constraint in lbs/MWh | FALSE | L | Annual | Rate | lb/MMBtu | 148.5679 | 148.5679 | 148.5679 | 148.5679 | 148.5679 | 148.5679 | 148.5679
7.23 - NJ Fossil CO2 Rate Limit: Unit 1659 | 58 | 8006 | Rate Constraint in lbs/MWh | FALSE | L | Annual | Generation | TWh | 0.020032 | 0.0197 | 0.015979 | 0.0064918 | 0.0064796 | 0.017404 | 0.01008
7.23 - NJ Fossil CO2 Rate Limit: Unit 1659 | 58 | 8006 | Rate Constraint in lbs/MWh | FALSE | L | Annual | Qualifying Generation | TWh | 0.020032 | 0.0197 | 0.015979 | 0.0064918 | 0.0064796 | 0.017404 | 0.01008
7.23 - NJ Fossil CO2 Rate Limit: Unit 1659 | 58 | 8006 | Rate Constraint in lbs/MWh | FALSE | L | Annual | Constraint Shadow Price | US2022$/Ton | 0 | 0 | 0 | 0 | 0 | 0 | 0
7.23 - NJ Fossil CO2 Rate Limit: Unit 1660 | 59 | 8007 | Rate Constraint in lbs/MWh | FALSE | L | Annual | Seasons Included | Seasons | Winter, Spring, Summer, Fall | Winter, Spring, Summer, Fall | Winter, Spring, Summer, Fall | Winter, Spring, Summer, Fall | Winter, Spring, Summer, Fall | Winter, Spring, Summer, Fall | Winter, Spring, Summer, Fall
7.23 - NJ Fossil CO2 Rate Limit: Unit 1660 | 59 | 8007 | Rate Constraint in lbs/MWh | FALSE | L | Annual | Standard CO2 | lb/MWh | 1700 | 1700 | 1300 | 1300 | 1300 | 1300 | 1300
7.23 - NJ Fossil CO2 Rate Limit: Unit 1660 | 59 | 8007 | Rate Constraint in lbs/MWh | FALSE | L | Annual | Emissions at Affected Plants CO2 | Thousand Tons | 37.0142 | 47.9475 | 16.0559 | 8.0678 | 0 | 0 | 0
7.23 - NJ Fossil CO2 Rate Limit: Unit 1660 | 59 | 8007 | Rate Constraint in lbs/MWh | FALSE | L | Annual | Allowances Purchased CO2 | Thousand Tons | 0 | 0 | 0 | 0 | 0 | 0 | 0
7.23 - NJ Fossil CO2 Rate Limit: Unit 1660 | 59 | 8007 | Rate Constraint in lbs/MWh | FALSE | L | Annual | Allowances Sold CO2 | Thousand Tons | 0 | 0 | 0 | 0 | 0 | 0 | 0
7.23 - NJ Fossil CO2 Rate Limit: Unit 1660 | 59 | 8007 | Rate Constraint in lbs/MWh | FALSE | L | Annual | Allowances Banked | Thousand Tons | 0 | 0 | 0 | 0 | 0 | 0 | 0
7.23 - NJ Fossil CO2 Rate Limit: Unit 1660 | 59 | 8007 | Rate Constraint in lbs/MWh | FALSE | L | Annual | Allowances Withdrawn (1:1) | Thousand Tons | 0 | 0 | 0 | 0 | 0 | 0 | 0
7.23 - NJ Fossil CO2 Rate Limit: Unit 1660 | 59 | 8007 | Rate Constraint in lbs/MWh | FALSE | L | Annual | Allowances Withdrawn (n:1) | Thousand Tons | 0 | 0 | 0 | 0 | 0 | 0 | 0
7.23 - NJ Fossil CO2 Rate Limit: Unit 1660 | 59 | 8007 | Rate Constraint in lbs/MWh | FALSE | L | Annual | Net Emissions Allowance Position | Thousand Tons | 37.0142 | 47.9475 | 16.0559 | 8.0678 | 0 | 0 | 0
7.23 - NJ Fossil CO2 Rate Limit: Unit 1660 | 59 | 8007 | Rate Constraint in lbs/MWh | FALSE | L | Annual | Fuel Consumed | TBtu | 0.63229 | 0.81905 | 0.27427 | 0.13782 | 0 | 0 | 0
7.23 - NJ Fossil CO2 Rate Limit: Unit 1660 | 59 | 8007 | Rate Constraint in lbs/MWh | FALSE | L | Annual | Rate | lb/MMBtu | 117.08 | 117.08 | 117.08 | 117.08 | 0 | 0 | 0
7.23 - NJ Fossil CO2 Rate Limit: Unit 1660 | 59 | 8007 | Rate Constraint in lbs/MWh | FALSE | L | Annual | Generation | TWh | 0.057807 | 0.074882 | 0.025075 | 0.0126 | 0 | 0 | 0
7.23 - NJ Fossil CO2 Rate Limit: Unit 1660 | 59 | 8007 | Rate Constraint in lbs/MWh | FALSE | L | Annual | Qualifying Generation | TWh | 0.057807 | 0.074882 | 0.025075 | 0.0126 | 0 | 0 | 0
7.23 - NJ Fossil CO2 Rate Limit: Unit 1660 | 59 | 8007 | Rate Constraint in lbs/MWh | FALSE | L | Annual | Constraint Shadow Price | US2022$/Ton | 0 | 0 | 0 | 0 | 0 | 0 | 0
7.23 - NJ Fossil CO2 Rate Limit: Unit 1661 | 60 | 8008 | Rate Constraint in lbs/MWh | FALSE | L | Annual | Seasons Included | Seasons | Winter, Spring, Summer, Fall | Winter, Spring, Summer, Fall | Winter, Spring, Summer, Fall | Winter, Spring, Summer, Fall | Winter, Spring, Summer, Fall | Winter, Spring, Summer, Fall | Winter, Spring, Summer, Fall
7.23 - NJ Fossil CO2 Rate Limit: Unit 1661 | 60 | 8008 | Rate Constraint in lbs/MWh | FALSE | L | Annual | Standard CO2 | lb/MWh | 1700 | 1700 | 1300 | 1300 | 1300 | 1300 | 1300
7.23 - NJ Fossil CO2 Rate Limit: Unit 1661 | 60 | 8008 | Rate Constraint in lbs/MWh | FALSE | L | Annual | Emissions at Affected Plants CO2 | Thousand Tons | 119.0797 | 165.8498 | 102.6967 | 23.7377 | 23.7377 | 107.2931 | 63.0019
7.23 - NJ Fossil CO2 Rate Limit: Unit 1661 | 60 | 8008 | Rate Constraint in lbs/MWh | FALSE | L | Annual | Allowances Purchased CO2 | Thousand Tons | 0 | 0 | 0 | 0 | 0 | 0 | 0
7.23 - NJ Fossil CO2 Rate Limit: Unit 1661 | 60 | 8008 | Rate Constraint in lbs/MWh | FALSE | L | Annual | Allowances Sold CO2 | Thousand Tons | 0 | 0 | 0 | 0 | 0 | 0 | 0
7.23 - NJ Fossil CO2 Rate Limit: Unit 1661 | 60 | 8008 | Rate Constraint in lbs/MWh | FALSE | L | Annual | Allowances Banked | Thousand Tons | 0 | 0 | 0 | 0 | 0 | 0 | 0
7.23 - NJ Fossil CO2 Rate Limit: Unit 1661 | 60 | 8008 | Rate Constraint in lbs/MWh | FALSE | L | Annual | Allowances Withdrawn (1:1) | Thousand Tons | 0 | 0 | 0 | 0 | 0 | 0 | 0
7.23 - NJ Fossil CO2 Rate Limit: Unit 1661 | 60 | 8008 | Rate Constraint in lbs/MWh | FALSE | L | Annual | Allowances Withdrawn (n:1) | Thousand Tons | 0 | 0 | 0 | 0 | 0 | 0 | 0
7.23 - NJ Fossil CO2 Rate Limit: Unit 1661 | 60 | 8008 | Rate Constraint in lbs/MWh | FALSE | L | Annual | Net Emissions Allowance Position | Thousand Tons | 119.0797 | 165.8498 | 102.6967 | 23.7377 | 23.7377 | 107.2931 | 63.0019
7.23 - NJ Fossil CO2 Rate Limit: Unit 1661 | 60 | 8008 | Rate Constraint in lbs/MWh | FALSE | L | Annual | Fuel Consumed | TBtu | 2.0342 | 2.8331 | 1.7543 | 0.4055 | 0.4055 | 1.8328 | 1.0762
7.23 - NJ Fossil CO2 Rate Limit: Unit 1661 | 60 | 8008 | Rate Constraint in lbs/MWh | FALSE | L | Annual | Rate | lb/MMBtu | 117.08 | 117.08 | 117.08 | 117.08 | 117.08 | 117.08 | 117.08
7.23 - NJ Fossil CO2 Rate Limit: Unit 1661 | 60 | 8008 | Rate Constraint in lbs/MWh | FALSE | L | Annual | Generation | TWh | 0.23931 | 0.33331 | 0.20639 | 0.047705 | 0.047705 | 0.21563 | 0.12661
7.23 - NJ Fossil CO2 Rate Limit: Unit 1661 | 60 | 8008 | Rate Constraint in lbs/MWh | FALSE | L | Annual | Qualifying Generation | TWh | 0.23931 | 0.33331 | 0.20639 | 0.047705 | 0.047705 | 0.21563 | 0.12661
7.23 - NJ Fossil CO2 Rate Limit: Unit 1661 | 60 | 8008 | Rate Constraint in lbs/MWh | FALSE | L | Annual | Constraint Shadow Price | US2022$/Ton | 0 | 0 | 0 | 0 | 0 | 0 | 0
7.23 - NJ Fossil CO2 Rate Limit: Unit 1669 | 61 | 8009 | Rate Constraint in lbs/MWh | FALSE | L | Annual | Seasons Included | Seasons | Winter, Spring, Summer, Fall | Winter, Spring, Summer, Fall | Winter, Spring, Summer, Fall | Winter, Spring, Summer, Fall | Winter, Spring, Summer, Fall | Winter, Spring, Summer, Fall | Winter, Spring, Summer, Fall
7.23 - NJ Fossil CO2 Rate Limit: Unit 1669 | 61 | 8009 | Rate Constraint in lbs/MWh | FALSE | L | Annual | Standard CO2 | lb/MWh | 1700 | 1700 | 1300 | 1300 | 1300 | 1300 | 1300
7.23 - NJ Fossil CO2 Rate Limit: Unit 1669 | 61 | 8009 | Rate Constraint in lbs/MWh | FALSE | L | Annual | Emissions at Affected Plants CO2 | Thousand Tons | 8.2942 | 10.7459 | 7.5591 | 3.013 | 0 | 7.0691 | 0
7.23 - NJ Fossil CO2 Rate Limit: Unit 1669 | 61 | 8009 | Rate Constraint in lbs/MWh | FALSE | L | Annual | Allowances Purchased CO2 | Thousand Tons | 0 | 0 | 0 | 0 | 0 | 0 | 0
7.23 - NJ Fossil CO2 Rate Limit: Unit 1669 | 61 | 8009 | Rate Constraint in lbs/MWh | FALSE | L | Annual | Allowances Sold CO2 | Thousand Tons | 0 | 0 | 0 | 0 | 0 | 0 | 0
7.23 - NJ Fossil CO2 Rate Limit: Unit 1669 | 61 | 8009 | Rate Constraint in lbs/MWh | FALSE | L | Annual | Allowances Banked | Thousand Tons | 0 | 0 | 0 | 0 | 0 | 0 | 0
7.23 - NJ Fossil CO2 Rate Limit: Unit 1669 | 61 | 8009 | Rate Constraint in lbs/MWh | FALSE | L | Annual | Allowances Withdrawn (1:1) | Thousand Tons | 0 | 0 | 0 | 0 | 0 | 0 | 0
7.23 - NJ Fossil CO2 Rate Limit: Unit 1669 | 61 | 8009 | Rate Constraint in lbs/MWh | FALSE | L | Annual | Allowances Withdrawn (n:1) | Thousand Tons | 0 | 0 | 0 | 0 | 0 | 0 | 0
7.23 - NJ Fossil CO2 Rate Limit: Unit 1669 | 61 | 8009 | Rate Constraint in lbs/MWh | FALSE | L | Annual | Net Emissions Allowance Position | Thousand Tons | 8.2942 | 10.7459 | 7.5591 | 3.013 | 0 | 7.0691 | 0
7.23 - NJ Fossil CO2 Rate Limit: Unit 1669 | 61 | 8009 | Rate Constraint in lbs/MWh | FALSE | L | Annual | Fuel Consumed | TBtu | 0.14168 | 0.18357 | 0.12913 | 0.05147 | 0 | 0.12076 | 0
7.23 - NJ Fossil CO2 Rate Limit: Unit 1669 | 61 | 8009 | Rate Constraint in lbs/MWh | FALSE | L | Annual | Rate | lb/MMBtu | 117.08 | 117.08 | 117.08 | 117.08 | 0 | 117.08 | 0
7.23 - NJ Fossil CO2 Rate Limit: Unit 1669 | 61 | 8009 | Rate Constraint in lbs/MWh | FALSE | L | Annual | Generation | TWh | 0.01407 | 0.018229 | 0.012823 | 0.0051112 | 0 | 0.011992 | 0
7.23 - NJ Fossil CO2 Rate Limit: Unit 1669 | 61 | 8009 | Rate Constraint in lbs/MWh | FALSE | L | Annual | Qualifying Generation | TWh | 0.01407 | 0.018229 | 0.012823 | 0.0051112 | 0 | 0.011992 | 0
7.23 - NJ Fossil CO2 Rate Limit: Unit 1669 | 61 | 8009 | Rate Constraint in lbs/MWh | FALSE | L | Annual | Constraint Shadow Price | US2022$/Ton | 0 | 0 | 0 | 0 | 0 | 0 | 3.3675
7.23 - NJ Fossil CO2 Rate Limit: Unit 1670 | 62 | 8010 | Rate Constraint in lbs/MWh | FALSE | L | Annual | Seasons Included | Seasons | Winter, Spring, Summer, Fall | Winter, Spring, Summer, Fall | Winter, Spring, Summer, Fall | Winter, Spring, Summer, Fall | Winter, Spring, Summer, Fall | Winter, Spring, Summer, Fall | Winter, Spring, Summer, Fall
7.23 - NJ Fossil CO2 Rate Limit: Unit 1670 | 62 | 8010 | Rate Constraint in lbs/MWh | FALSE | L | Annual | Standard CO2 | lb/MWh | 1700 | 1700 | 1300 | 1300 | 1300 | 1300 | 1300
7.23 - NJ Fossil CO2 Rate Limit: Unit 1670 | 62 | 8010 | Rate Constraint in lbs/MWh | FALSE | L | Annual | Emissions at Affected Plants CO2 | Thousand Tons | 934.0352 | 1061.3048 | 912.6002 | 442.0696 | 205.8066 | 1025.1508 | 1025.8248
7.23 - NJ Fossil CO2 Rate Limit: Unit 1670 | 62 | 8010 | Rate Constraint in lbs/MWh | FALSE | L | Annual | Allowances Purchased CO2 | Thousand Tons | 0 | 0 | 0 | 0 | 0 | 0 | 0
7.23 - NJ Fossil CO2 Rate Limit: Unit 1670 | 62 | 8010 | Rate Constraint in lbs/MWh | FALSE | L | Annual | Allowances Sold CO2 | Thousand Tons | 0 | 0 | 0 | 0 | 0 | 0 | 0
7.23 - NJ Fossil CO2 Rate Limit: Unit 1670 | 62 | 8010 | Rate Constraint in lbs/MWh | FALSE | L | Annual | Allowances Banked | Thousand Tons | 0 | 0 | 0 | 0 | 0 | 0 | 0
7.23 - NJ Fossil CO2 Rate Limit: Unit 1670 | 62 | 8010 | Rate Constraint in lbs/MWh | FALSE | L | Annual | Allowances Withdrawn (1:1) | Thousand Tons | 0 | 0 | 0 | 0 | 0 | 0 | 0
7.23 - NJ Fossil CO2 Rate Limit: Unit 1670 | 62 | 8010 | Rate Constraint in lbs/MWh | FALSE | L | Annual | Allowances Withdrawn (n:1) | Thousand Tons | 0 | 0 | 0 | 0 | 0 | 0 | 0
7.23 - NJ Fossil CO2 Rate Limit: Unit 1670 | 62 | 8010 | Rate Constraint in lbs/MWh | FALSE | L | Annual | Net Emissions Allowance Position | Thousand Tons | 934.0352 | 1061.3048 | 912.6002 | 442.0696 | 205.8066 | 1025.1508 | 1025.8248
7.23 - NJ Fossil CO2 Rate Limit: Unit 1670 | 62 | 8010 | Rate Constraint in lbs/MWh | FALSE | L | Annual | Fuel Consumed | TBtu | 15.9555 | 18.1296 | 15.5893 | 7.5516 | 3.5157 | 17.512 | 17.5235
7.23 - NJ Fossil CO2 Rate Limit: Unit 1670 | 62 | 8010 | Rate Constraint in lbs/MWh | FALSE | L | Annual | Rate | lb/MMBtu | 117.08 | 117.08 | 117.08 | 117.08 | 117.08 | 117.08 | 117.08
7.23 - NJ Fossil CO2 Rate Limit: Unit 1670 | 62 | 8010 | Rate Constraint in lbs/MWh | FALSE | L | Annual | Generation | TWh | 2.1863 | 2.4842 | 2.1361 | 1.0347 | 0.48173 | 2.3996 | 2.4011
7.23 - NJ Fossil CO2 Rate Limit: Unit 1670 | 62 | 8010 | Rate Constraint in lbs/MWh | FALSE | L | Annual | Qualifying Generation | TWh | 2.1863 | 2.4842 | 2.1361 | 1.0347 | 0.48173 | 2.3996 | 2.4011
7.23 - NJ Fossil CO2 Rate Limit: Unit 1670 | 62 | 8010 | Rate Constraint in lbs/MWh | FALSE | L | Annual | Constraint Shadow Price | US2022$/Ton | 0 | 0 | 0 | 0 | 0 | 0 | 0
7.23 - NJ Fossil CO2 Rate Limit: Unit 1671 | 63 | 8011 | Rate Constraint in lbs/MWh | FALSE | L | Annual | Seasons Included | Seasons | Winter, Spring, Summer, Fall | Winter, Spring, Summer, Fall | Winter, Spring, Summer, Fall | Winter, Spring, Summer, Fall | Winter, Spring, Summer, Fall | Winter, Spring, Summer, Fall | Winter, Spring, Summer, Fall
7.23 - NJ Fossil CO2 Rate Limit: Unit 1671 | 63 | 8011 | Rate Constraint in lbs/MWh | FALSE | L | Annual | Standard CO2 | lb/MWh | 1700 | 1700 | 1300 | 1300 | 1300 | 1300 | 1300
7.23 - NJ Fossil CO2 Rate Limit: Unit 1671 | 63 | 8011 | Rate Constraint in lbs/MWh | FALSE | L | Annual | Emissions at Affected Plants CO2 | Thousand Tons | 958.6143 | 1114.6321 | 912.6002 | 438.5415 | 201.1665 | 1025.1508 | 1025.8248
7.23 - NJ Fossil CO2 Rate Limit: Unit 1671 | 63 | 8011 | Rate Constraint in lbs/MWh | FALSE | L | Annual | Allowances Purchased CO2 | Thousand Tons | 0 | 0 | 0 | 0 | 0 | 0 | 0
7.23 - NJ Fossil CO2 Rate Limit: Unit 1671 | 63 | 8011 | Rate Constraint in lbs/MWh | FALSE | L | Annual | Allowances Sold CO2 | Thousand Tons | 0 | 0 | 0 | 0 | 0 | 0 | 0
7.23 - NJ Fossil CO2 Rate Limit: Unit 1671 | 63 | 8011 | Rate Constraint in lbs/MWh | FALSE | L | Annual | Allowances Banked | Thousand Tons | 0 | 0 | 0 | 0 | 0 | 0 | 0
7.23 - NJ Fossil CO2 Rate Limit: Unit 1671 | 63 | 8011 | Rate Constraint in lbs/MWh | FALSE | L | Annual | Allowances Withdrawn (1:1) | Thousand Tons | 0 | 0 | 0 | 0 | 0 | 0 | 0
7.23 - NJ Fossil CO2 Rate Limit: Unit 1671 | 63 | 8011 | Rate Constraint in lbs/MWh | FALSE | L | Annual | Allowances Withdrawn (n:1) | Thousand Tons | 0 | 0 | 0 | 0 | 0 | 0 | 0
7.23 - NJ Fossil CO2 Rate Limit: Unit 1671 | 63 | 8011 | Rate Constraint in lbs/MWh | FALSE | L | Annual | Net Emissions Allowance Position | Thousand Tons | 958.6143 | 1114.6321 | 912.6002 | 438.5415 | 201.1665 | 1025.1508 | 1025.8248
7.23 - NJ Fossil CO2 Rate Limit: Unit 1671 | 63 | 8011 | Rate Constraint in lbs/MWh | FALSE | L | Annual | Fuel Consumed | TBtu | 16.3754 | 19.0405 | 15.5893 | 7.4913 | 3.4364 | 17.512 | 17.5235
7.23 - NJ Fossil CO2 Rate Limit: Unit 1671 | 63 | 8011 | Rate Constraint in lbs/MWh | FALSE | L | Annual | Rate | lb/MMBtu | 117.08 | 117.08 | 117.08 | 117.08 | 117.08 | 117.08 | 117.08
7.23 - NJ Fossil CO2 Rate Limit: Unit 1671 | 63 | 8011 | Rate Constraint in lbs/MWh | FALSE | L | Annual | Generation | TWh | 2.2438 | 2.609 | 2.1361 | 1.0265 | 0.47087 | 2.3996 | 2.4011
7.23 - NJ Fossil CO2 Rate Limit: Unit 1671 | 63 | 8011 | Rate Constraint in lbs/MWh | FALSE | L | Annual | Qualifying Generation | TWh | 2.2438 | 2.609 | 2.1361 | 1.0265 | 0.47087 | 2.3996 | 2.4011
7.23 - NJ Fossil CO2 Rate Limit: Unit 1671 | 63 | 8011 | Rate Constraint in lbs/MWh | FALSE | L | Annual | Constraint Shadow Price | US2022$/Ton | 0 | 0 | 0 | 0 | 0 | 0 | 0
7.23 - NJ Fossil CO2 Rate Limit: Unit 1672 | 64 | 8012 | Rate Constraint in lbs/MWh | FALSE | L | Annual | Seasons Included | Seasons | Winter, Spring, Summer, Fall | Winter, Spring, Summer, Fall | Winter, Spring, Summer, Fall | Winter, Spring, Summer, Fall | Winter, Spring, Summer, Fall | Winter, Spring, Summer, Fall | Winter, Spring, Summer, Fall
7.23 - NJ Fossil CO2 Rate Limit: Unit 1672 | 64 | 8012 | Rate Constraint in lbs/MWh | FALSE | L | Annual | Standard CO2 | lb/MWh | 1700 | 1700 | 1300 | 1300 | 1300 | 1300 | 1300
7.23 - NJ Fossil CO2 Rate Limit: Unit 1672 | 64 | 8012 | Rate Constraint in lbs/MWh | FALSE | L | Annual | Emissions at Affected Plants CO2 | Thousand Tons | 1220.8761 | 1207.8629 | 957.7614 | 389.1188 | 388.3882 | 1242.3581 | 1348.159
7.23 - NJ Fossil CO2 Rate Limit: Unit 1672 | 64 | 8012 | Rate Constraint in lbs/MWh | FALSE | L | Annual | Allowances Purchased CO2 | Thousand Tons | 0 | 0 | 0 | 0 | 0 | 0 | 0
7.23 - NJ Fossil CO2 Rate Limit: Unit 1672 | 64 | 8012 | Rate Constraint in lbs/MWh | FALSE | L | Annual | Allowances Sold CO2 | Thousand Tons | 0 | 0 | 0 | 0 | 0 | 0 | 0
7.23 - NJ Fossil CO2 Rate Limit: Unit 1672 | 64 | 8012 | Rate Constraint in lbs/MWh | FALSE | L | Annual | Allowances Banked | Thousand Tons | 0 | 0 | 0 | 0 | 0 | 0 | 0
7.23 - NJ Fossil CO2 Rate Limit: Unit 1672 | 64 | 8012 | Rate Constraint in lbs/MWh | FALSE | L | Annual | Allowances Withdrawn (1:1) | Thousand Tons | 0 | 0 | 0 | 0 | 0 | 0 | 0
7.23 - NJ Fossil CO2 Rate Limit: Unit 1672 | 64 | 8012 | Rate Constraint in lbs/MWh | FALSE | L | Annual | Allowances Withdrawn (n:1) | Thousand Tons | 0 | 0 | 0 | 0 | 0 | 0 | 0
7.23 - NJ Fossil CO2 Rate Limit: Unit 1672 | 64 | 8012 | Rate Constraint in lbs/MWh | FALSE | L | Annual | Net Emissions Allowance Position | Thousand Tons | 1220.8761 | 1207.8629 | 957.7614 | 389.1188 | 388.3882 | 1242.3581 | 1348.159
7.23 - NJ Fossil CO2 Rate Limit: Unit 1672 | 64 | 8012 | Rate Constraint in lbs/MWh | FALSE | L | Annual | Fuel Consumed | TBtu | 20.8554 | 20.6331 | 16.3608 | 6.6471 | 6.6346 | 21.2224 | 23.0297
7.23 - NJ Fossil CO2 Rate Limit: Unit 1672 | 64 | 8012 | Rate Constraint in lbs/MWh | FALSE | L | Annual | Rate | lb/MMBtu | 117.08 | 117.08 | 117.08 | 117.08 | 117.08 | 117.08 | 117.08
7.23 - NJ Fossil CO2 Rate Limit: Unit 1672 | 64 | 8012 | Rate Constraint in lbs/MWh | FALSE | L | Annual | Generation | TWh | 2.6693 | 2.6409 | 2.094 | 0.85077 | 0.84917 | 2.7163 | 2.9476
7.23 - NJ Fossil CO2 Rate Limit: Unit 1672 | 64 | 8012 | Rate Constraint in lbs/MWh | FALSE | L | Annual | Qualifying Generation | TWh | 2.6693 | 2.6409 | 2.094 | 0.85077 | 0.84917 | 2.7163 | 2.9476
7.23 - NJ Fossil CO2 Rate Limit: Unit 1672 | 64 | 8012 | Rate Constraint in lbs/MWh | FALSE | L | Annual | Constraint Shadow Price | US2022$/Ton | 0 | 0 | 0 | 0 | 0 | 0 | 0
7.23 - NJ Fossil CO2 Rate Limit: Unit 1673 | 65 | 8013 | Rate Constraint in lbs/MWh | FALSE | L | Annual | Seasons Included | Seasons | Winter, Spring, Summer, Fall | Winter, Spring, Summer, Fall | Winter, Spring, Summer, Fall | Winter, Spring, Summer, Fall | Winter, Spring, Summer, Fall | Winter, Spring, Summer, Fall | Winter, Spring, Summer, Fall
7.23 - NJ Fossil CO2 Rate Limit: Unit 1673 | 65 | 8013 | Rate Constraint in lbs/MWh | FALSE | L | Annual | Standard CO2 | lb/MWh | 1700 | 1700 | 1300 | 1300 | 1300 | 1300 | 1300
7.23 - NJ Fossil CO2 Rate Limit: Unit 1673 | 65 | 8013 | Rate Constraint in lbs/MWh | FALSE | L | Annual | Emissions at Affected Plants CO2 | Thousand Tons | 156.491 | 202.4235 | 86.5027 | 80.9075 | 81.3334 | 97.7029 | 105.9792
7.23 - NJ Fossil CO2 Rate Limit: Unit 1673 | 65 | 8013 | Rate Constraint in lbs/MWh | FALSE | L | Annual | Allowances Purchased CO2 | Thousand Tons | 0 | 0 | 0 | 0 | 0 | 0 | 0
7.23 - NJ Fossil CO2 Rate Limit: Unit 1673 | 65 | 8013 | Rate Constraint in lbs/MWh | FALSE | L | Annual | Allowances Sold CO2 | Thousand Tons | 0 | 0 | 0 | 0 | 0 | 0 | 0
7.23 - NJ Fossil CO2 Rate Limit: Unit 1673 | 65 | 8013 | Rate Constraint in lbs/MWh | FALSE | L | Annual | Allowances Banked | Thousand Tons | 0 | 0 | 0 | 0 | 0 | 0 | 0
7.23 - NJ Fossil CO2 Rate Limit: Unit 1673 | 65 | 8013 | Rate Constraint in lbs/MWh | FALSE | L | Annual | Allowances Withdrawn (1:1) | Thousand Tons | 0 | 0 | 0 | 0 | 0 | 0 | 0
7.23 - NJ Fossil CO2 Rate Limit: Unit 1673 | 65 | 8013 | Rate Constraint in lbs/MWh | FALSE | L | Annual | Allowances Withdrawn (n:1) | Thousand Tons | 0 | 0 | 0 | 0 | 0 | 0 | 0
7.23 - NJ Fossil CO2 Rate Limit: Unit 1673 | 65 | 8013 | Rate Constraint in lbs/MWh | FALSE | L | Annual | Net Emissions Allowance Position | Thousand Tons | 156.491 | 202.4235 | 86.5027 | 80.9075 | 81.3334 | 97.7029 | 105.9792
7.23 - NJ Fossil CO2 Rate Limit: Unit 1673 | 65 | 8013 | Rate Constraint in lbs/MWh | FALSE | L | Annual | Fuel Consumed | TBtu | 2.6732 | 3.4579 | 1.4777 | 1.3821 | 1.3894 | 1.669 | 1.8104
7.23 - NJ Fossil CO2 Rate Limit: Unit 1673 | 65 | 8013 | Rate Constraint in lbs/MWh | FALSE | L | Annual | Rate | lb/MMBtu | 117.08 | 117.08 | 117.08 | 117.08 | 117.08 | 117.08 | 117.08
7.23 - NJ Fossil CO2 Rate Limit: Unit 1673 | 65 | 8013 | Rate Constraint in lbs/MWh | FALSE | L | Annual | Generation | TWh | 0.32533 | 0.42082 | 0.17983 | 0.1682 | 0.16908 | 0.20311 | 0.22032
7.23 - NJ Fossil CO2 Rate Limit: Unit 1673 | 65 | 8013 | Rate Constraint in lbs/MWh | FALSE | L | Annual | Qualifying Generation | TWh | 0.32533 | 0.42082 | 0.17983 | 0.1682 | 0.16908 | 0.20311 | 0.22032
7.23 - NJ Fossil CO2 Rate Limit: Unit 1673 | 65 | 8013 | Rate Constraint in lbs/MWh | FALSE | L | Annual | Constraint Shadow Price | US2022$/Ton | 0 | 0 | 0 | 0 | 0 | 0 | 0
7.23 - NJ Fossil CO2 Rate Limit: Unit 1674 | 66 | 8014 | Rate Constraint in lbs/MWh | FALSE | L | Annual | Seasons Included | Seasons | Winter, Spring, Summer, Fall | Winter, Spring, Summer, Fall | Winter, Spring, Summer, Fall | Winter, Spring, Summer, Fall | Winter, Spring, Summer, Fall | Winter, Spring, Summer, Fall | Winter, Spring, Summer, Fall
7.23 - NJ Fossil CO2 Rate Limit: Unit 1674 | 66 | 8014 | Rate Constraint in lbs/MWh | FALSE | L | Annual | Standard CO2 | lb/MWh | 1700 | 1700 | 1300 | 1300 | 1300 | 1300 | 1300
7.23 - NJ Fossil CO2 Rate Limit: Unit 1674 | 66 | 8014 | Rate Constraint in lbs/MWh | FALSE | L | Annual | Emissions at Affected Plants CO2 | Thousand Tons | 4.6556 | 6.0318 | 4.243 | 1.6912 | 0 | 3.9679 | 0
7.23 - NJ Fossil CO2 Rate Limit: Unit 1674 | 66 | 8014 | Rate Constraint in lbs/MWh | FALSE | L | Annual | Allowances Purchased CO2 | Thousand Tons | 0 | 0 | 0 | 0 | 0 | 0 | 0
7.23 - NJ Fossil CO2 Rate Limit: Unit 1674 | 66 | 8014 | Rate Constraint in lbs/MWh | FALSE | L | Annual | Allowances Sold CO2 | Thousand Tons | 0 | 0 | 0 | 0 | 0 | 0 | 0
7.23 - NJ Fossil CO2 Rate Limit: Unit 1674 | 66 | 8014 | Rate Constraint in lbs/MWh | FALSE | L | Annual | Allowances Banked | Thousand Tons | 0 | 0 | 0 | 0 | 0 | 0 | 0
7.23 - NJ Fossil CO2 Rate Limit: Unit 1674 | 66 | 8014 | Rate Constraint in lbs/MWh | FALSE | L | Annual | Allowances Withdrawn (1:1) | Thousand Tons | 0 | 0 | 0 | 0 | 0 | 0 | 0
7.23 - NJ Fossil CO2 Rate Limit: Unit 1674 | 66 | 8014 | Rate Constraint in lbs/MWh | FALSE | L | Annual | Allowances Withdrawn (n:1) | Thousand Tons | 0 | 0 | 0 | 0 | 0 | 0 | 0
7.23 - NJ Fossil CO2 Rate Limit: Unit 1674 | 66 | 8014 | Rate Constraint in lbs/MWh | FALSE | L | Annual | Net Emissions Allowance Position | Thousand Tons | 4.6556 | 6.0318 | 4.243 | 1.6912 | 0 | 3.9679 | 0
7.23 - NJ Fossil CO2 Rate Limit: Unit 1674 | 66 | 8014 | Rate Constraint in lbs/MWh | FALSE | L | Annual | Fuel Consumed | TBtu | 0.079529 | 0.10304 | 0.07248 | 0.02889 | 0 | 0.067781 | 0
7.23 - NJ Fossil CO2 Rate Limit: Unit 1674 | 66 | 8014 | Rate Constraint in lbs/MWh | FALSE | L | Annual | Rate | lb/MMBtu | 117.08 | 117.08 | 117.08 | 117.08 | 0 | 117.08 | 0
7.23 - NJ Fossil CO2 Rate Limit: Unit 1674 | 66 | 8014 | Rate Constraint in lbs/MWh | FALSE | L | Annual | Generation | TWh | 0.0078976 | 0.010232 | 0.0071976 | 0.002869 | 0 | 0.006731 | 0
7.23 - NJ Fossil CO2 Rate Limit: Unit 1674 | 66 | 8014 | Rate Constraint in lbs/MWh | FALSE | L | Annual | Qualifying Generation | TWh | 0.0078976 | 0.010232 | 0.0071976 | 0.002869 | 0 | 0.006731 | 0
7.23 - NJ Fossil CO2 Rate Limit: Unit 1674 | 66 | 8014 | Rate Constraint in lbs/MWh | FALSE | L | Annual | Constraint Shadow Price | US2022$/Ton | 0 | 0 | 0 | 0 | 0 | 0 | 0
7.23 - NJ Fossil CO2 Rate Limit: Unit 1675 | 67 | 8015 | Rate Constraint in lbs/MWh | FALSE | L | Annual | Seasons Included | Seasons | Winter, Spring, Summer, Fall | Winter, Spring, Summer, Fall | Winter, Spring, Summer, Fall | Winter, Spring, Summer, Fall | Winter, Spring, Summer, Fall | Winter, Spring, Summer, Fall | Winter, Spring, Summer, Fall
7.23 - NJ Fossil CO2 Rate Limit: Unit 1675 | 67 | 8015 | Rate Constraint in lbs/MWh | FALSE | L | Annual | Standard CO2 | lb/MWh | 1700 | 1700 | 1300 | 1300 | 1300 | 1300 | 1300
7.23 - NJ Fossil CO2 Rate Limit: Unit 1675 | 67 | 8015 | Rate Constraint in lbs/MWh | FALSE | L | Annual | Emissions at Affected Plants CO2 | Thousand Tons | 32.9204 | 29.8075 | 0 | 0 | 0 | 0 | 0
7.23 - NJ Fossil CO2 Rate Limit: Unit 1675 | 67 | 8015 | Rate Constraint in lbs/MWh | FALSE | L | Annual | Allowances Purchased CO2 | Thousand Tons | 0 | 0 | 0 | 0 | 0 | 0 | 0
7.23 - NJ Fossil CO2 Rate Limit: Unit 1675 | 67 | 8015 | Rate Constraint in lbs/MWh | FALSE | L | Annual | Allowances Sold CO2 | Thousand Tons | 0 | 0 | 0 | 0 | 0 | 0 | 0
7.23 - NJ Fossil CO2 Rate Limit: Unit 1675 | 67 | 8015 | Rate Constraint in lbs/MWh | FALSE | L | Annual | Allowances Banked | Thousand Tons | 0 | 0 | 0 | 0 | 0 | 0 | 0
7.23 - NJ Fossil CO2 Rate Limit: Unit 1675 | 67 | 8015 | Rate Constraint in lbs/MWh | FALSE | L | Annual | Allowances Withdrawn (1:1) | Thousand Tons | 0 | 0 | 0 | 0 | 0 | 0 | 0
7.23 - NJ Fossil CO2 Rate Limit: Unit 1675 | 67 | 8015 | Rate Constraint in lbs/MWh | FALSE | L | Annual | Allowances Withdrawn (n:1) | Thousand Tons | 0 | 0 | 0 | 0 | 0 | 0 | 0
7.23 - NJ Fossil CO2 Rate Limit: Unit 1675 | 67 | 8015 | Rate Constraint in lbs/MWh | FALSE | L | Annual | Net Emissions Allowance Position | Thousand Tons | 32.9204 | 29.8075 | 0 | 0 | 0 | 0 | 0
7.23 - NJ Fossil CO2 Rate Limit: Unit 1675 | 67 | 8015 | Rate Constraint in lbs/MWh | FALSE | L | Annual | Fuel Consumed | TBtu | 0.37573 | 0.3402 | 0 | 0 | 0 | 0 | 0
7.23 - NJ Fossil CO2 Rate Limit: Unit 1675 | 67 | 8015 | Rate Constraint in lbs/MWh | FALSE | L | Annual | Rate | lb/MMBtu | 175.2336 | 175.2336 | 0 | 0 | 0 | 0 | 0
7.23 - NJ Fossil CO2 Rate Limit: Unit 1675 | 67 | 8015 | Rate Constraint in lbs/MWh | FALSE | L | Annual | Generation | TWh | 0.045933 | 0.04159 | 0 | 0 | 0 | 0 | 0
7.23 - NJ Fossil CO2 Rate Limit: Unit 1675 | 67 | 8015 | Rate Constraint in lbs/MWh | FALSE | L | Annual | Qualifying Generation | TWh | 0.045933 | 0.04159 | 0 | 0 | 0 | 0 | 0
7.23 - NJ Fossil CO2 Rate Limit: Unit 1675 | 67 | 8015 | Rate Constraint in lbs/MWh | FALSE | L | Annual | Constraint Shadow Price | US2022$/Ton | 0 | 0 | 530.9756 | 120.2213 | 90.3279 | 132.0756 | 123.5905
7.23 - NJ Fossil CO2 Rate Limit: Unit 1676 | 68 | 8016 | Rate Constraint in lbs/MWh | FALSE | L | Annual | Seasons Included | Seasons | Winter, Spring, Summer, Fall | Winter, Spring, Summer, Fall | Winter, Spring, Summer, Fall | Winter, Spring, Summer, Fall | Winter, Spring, Summer, Fall | Winter, Spring, Summer, Fall | Winter, Spring, Summer, Fall
7.23 - NJ Fossil CO2 Rate Limit: Unit 1676 | 68 | 8016 | Rate Constraint in lbs/MWh | FALSE | L | Annual | Standard CO2 | lb/MWh | 1700 | 1700 | 1300 | 1300 | 1300 | 1300 | 1300
7.23 - NJ Fossil CO2 Rate Limit: Unit 1676 | 68 | 8016 | Rate Constraint in lbs/MWh | FALSE | L | Annual | Emissions at Affected Plants CO2 | Thousand Tons | 104.9016 | 99.5386 | 71.5898 | 20.9114 | 7.8846 | 94.5184 | 36.0122
7.23 - NJ Fossil CO2 Rate Limit: Unit 1676 | 68 | 8016 | Rate Constraint in lbs/MWh | FALSE | L | Annual | Allowances Purchased CO2 | Thousand Tons | 0 | 0 | 0 | 0 | 0 | 0 | 0
7.23 - NJ Fossil CO2 Rate Limit: Unit 1676 | 68 | 8016 | Rate Constraint in lbs/MWh | FALSE | L | Annual | Allowances Sold CO2 | Thousand Tons | 0 | 0 | 0 | 0 | 0 | 0 | 0
7.23 - NJ Fossil CO2 Rate Limit: Unit 1676 | 68 | 8016 | Rate Constraint in lbs/MWh | FALSE | L | Annual | Allowances Banked | Thousand Tons | 0 | 0 | 0 | 0 | 0 | 0 | 0
7.23 - NJ Fossil CO2 Rate Limit: Unit 1676 | 68 | 8016 | Rate Constraint in lbs/MWh | FALSE | L | Annual | Allowances Withdrawn (1:1) | Thousand Tons | 0 | 0 | 0 | 0 | 0 | 0 | 0
7.23 - NJ Fossil CO2 Rate Limit: Unit 1676 | 68 | 8016 | Rate Constraint in lbs/MWh | FALSE | L | Annual | Allowances Withdrawn (n:1) | Thousand Tons | 0 | 0 | 0 | 0 | 0 | 0 | 0
7.23 - NJ Fossil CO2 Rate Limit: Unit 1676 | 68 | 8016 | Rate Constraint in lbs/MWh | FALSE | L | Annual | Net Emissions Allowance Position | Thousand Tons | 104.9016 | 99.5386 | 71.5898 | 20.9114 | 7.8846 | 94.5184 | 36.0122
7.23 - NJ Fossil CO2 Rate Limit: Unit 1676 | 68 | 8016 | Rate Constraint in lbs/MWh | FALSE | L | Annual | Fuel Consumed | TBtu | 1.792 | 1.7004 | 1.2229 | 0.35722 | 0.13469 | 1.6146 | 0.61517
7.23 - NJ Fossil CO2 Rate Limit: Unit 1676 | 68 | 8016 | Rate Constraint in lbs/MWh | FALSE | L | Annual | Rate | lb/MMBtu | 117.08 | 117.08 | 117.08 | 117.08 | 117.08 | 117.08 | 117.08
7.23 - NJ Fossil CO2 Rate Limit: Unit 1676 | 68 | 8016 | Rate Constraint in lbs/MWh | FALSE | L | Annual | Generation | TWh | 0.19997 | 0.18975 | 0.13647 | 0.039863 | 0.01503 | 0.18018 | 0.06865
7.23 - NJ Fossil CO2 Rate Limit: Unit 1676 | 68 | 8016 | Rate Constraint in lbs/MWh | FALSE | L | Annual | Qualifying Generation | TWh | 0.19997 | 0.18975 | 0.13647 | 0.039863 | 0.01503 | 0.18018 | 0.06865
7.23 - NJ Fossil CO2 Rate Limit: Unit 1676 | 68 | 8016 | Rate Constraint in lbs/MWh | FALSE | L | Annual | Constraint Shadow Price | US2022$/Ton | 0 | 0 | 0 | 0 | 0 | 0 | 0
7.23 - NJ Fossil CO2 Rate Limit: Unit 1751 | 69 | 8017 | Rate Constraint in lbs/MWh | FALSE | L | Annual | Seasons Included | Seasons | Winter, Spring, Summer, Fall | Winter, Spring, Summer, Fall | Winter, Spring, Summer, Fall | Winter, Spring, Summer, Fall | Winter, Spring, Summer, Fall | Winter, Spring, Summer, Fall | Winter, Spring, Summer, Fall
7.23 - NJ Fossil CO2 Rate Limit: Unit 1751 | 69 | 8017 | Rate Constraint in lbs/MWh | FALSE | L | Annual | Standard CO2 | lb/MWh | 1700 | 1700 | 1300 | 1300 | 1300 | 1300 | 1300
7.23 - NJ Fossil CO2 Rate Limit: Unit 1751 | 69 | 8017 | Rate Constraint in lbs/MWh | FALSE | L | Annual | Emissions at Affected Plants CO2 | Thousand Tons | 1041.1605 | 1041.1605 | 894.8414 | 705.5845 | 774.3843 | 797.9636 | 774.3843
7.23 - NJ Fossil CO2 Rate Limit: Unit 1751 | 69 | 8017 | Rate Constraint in lbs/MWh | FALSE | L | Annual | Allowances Purchased CO2 | Thousand Tons | 0 | 0 | 0 | 0 | 0 | 0 | 0
7.23 - NJ Fossil CO2 Rate Limit: Unit 1751 | 69 | 8017 | Rate Constraint in lbs/MWh | FALSE | L | Annual | Allowances Sold CO2 | Thousand Tons | 0 | 0 | 0 | 0 | 0 | 0 | 0
7.23 - NJ Fossil CO2 Rate Limit: Unit 1751 | 69 | 8017 | Rate Constraint in lbs/MWh | FALSE | L | Annual | Allowances Banked | Thousand Tons | 0 | 0 | 0 | 0 | 0 | 0 | 0
7.23 - NJ Fossil CO2 Rate Limit: Unit 1751 | 69 | 8017 | Rate Constraint in lbs/MWh | FALSE | L | Annual | Allowances Withdrawn (1:1) | Thousand Tons | 0 | 0 | 0 | 0 | 0 | 0 | 0
7.23 - NJ Fossil CO2 Rate Limit: Unit 1751 | 69 | 8017 | Rate Constraint in lbs/MWh | FALSE | L | Annual | Allowances Withdrawn (n:1) | Thousand Tons | 0 | 0 | 0 | 0 | 0 | 0 | 0
7.23 - NJ Fossil CO2 Rate Limit: Unit 1751 | 69 | 8017 | Rate Constraint in lbs/MWh | FALSE | L | Annual | Net Emissions Allowance Position | Thousand Tons | 1041.1605 | 1041.1605 | 894.8414 | 705.5845 | 774.3843 | 797.9636 | 774.3843
7.23 - NJ Fossil CO2 Rate Limit: Unit 1751 | 69 | 8017 | Rate Constraint in lbs/MWh | FALSE | L | Annual | Fuel Consumed | TBtu | 11.6139 | 11.6139 | 9.9818 | 7.8707 | 8.6381 | 8.9011 | 8.6381
7.23 - NJ Fossil CO2 Rate Limit: Unit 1751 | 69 | 8017 | Rate Constraint in lbs/MWh | FALSE | L | Annual | Rate | lb/MMBtu | 179.295 | 179.295 | 179.295 | 179.295 | 179.295 | 179.295 | 179.295
7.23 - NJ Fossil CO2 Rate Limit: Unit 1751 | 69 | 8017 | Rate Constraint in lbs/MWh | FALSE | L | Annual | Generation | TWh | 1.9136 | 1.9136 | 1.6447 | 1.2969 | 1.4233 | 1.4667 | 1.4233
7.23 - NJ Fossil CO2 Rate Limit: Unit 1751 | 69 | 8017 | Rate Constraint in lbs/MWh | FALSE | L | Annual | Qualifying Generation | TWh | 1.9136 | 1.9136 | 1.6447 | 1.2969 | 1.4233 | 1.4667 | 1.4233
7.23 - NJ Fossil CO2 Rate Limit: Unit 1751 | 69 | 8017 | Rate Constraint in lbs/MWh | FALSE | L | Annual | Constraint Shadow Price | US2022$/Ton | 0 | 0 | 0 | 0 | 0 | 0 | 0
7.23 - NJ Fossil CO2 Rate Limit: Unit 1752 | 70 | 8018 | Rate Constraint in lbs/MWh | FALSE | L | Annual | Seasons Included | Seasons | Winter, Spring, Summer, Fall | Winter, Spring, Summer, Fall | Winter, Spring, Summer, Fall | Winter, Spring, Summer, Fall | Winter, Spring, Summer, Fall | Winter, Spring, Summer, Fall | Winter, Spring, Summer, Fall
7.23 - NJ Fossil CO2 Rate Limit: Unit 1752 | 70 | 8018 | Rate Constraint in lbs/MWh | FALSE | L | Annual | Standard CO2 | lb/MWh | 1700 | 1700 | 1300 | 1300 | 1300 | 1300 | 1300
7.23 - NJ Fossil CO2 Rate Limit: Unit 1752 | 70 | 8018 | Rate Constraint in lbs/MWh | FALSE | L | Annual | Emissions at Affected Plants CO2 | Thousand Tons | 2785.1444 | 2720.7564 | 2128.6657 | 1701.587 | 2071.5079 | 2088.5315 | 2071.5079
7.23 - NJ Fossil CO2 Rate Limit: Unit 1752 | 70 | 8018 | Rate Constraint in lbs/MWh | FALSE | L | Annual | Allowances Purchased CO2 | Thousand Tons | 0 | 0 | 0 | 0 | 0 | 0 | 0
7.23 - NJ Fossil CO2 Rate Limit: Unit 1752 | 70 | 8018 | Rate Constraint in lbs/MWh | FALSE | L | Annual | Allowances Sold CO2 | Thousand Tons | 0 | 0 | 0 | 0 | 0 | 0 | 0
7.23 - NJ Fossil CO2 Rate Limit: Unit 1752 | 70 | 8018 | Rate Constraint in lbs/MWh | FALSE | L | Annual | Allowances Banked | Thousand Tons | 0 | 0 | 0 | 0 | 0 | 0 | 0
7.23 - NJ Fossil CO2 Rate Limit: Unit 1752 | 70 | 8018 | Rate Constraint in lbs/MWh | FALSE | L | Annual | Allowances Withdrawn (1:1) | Thousand Tons | 0 | 0 | 0 | 0 | 0 | 0 | 0
7.23 - NJ Fossil CO2 Rate Limit: Unit 1752 | 70 | 8018 | Rate Constraint in lbs/MWh | FALSE | L | Annual | Allowances Withdrawn (n:1) | Thousand Tons | 0 | 0 | 0 | 0 | 0 | 0 | 0
7.23 - NJ Fossil CO2 Rate Limit: Unit 1752 | 70 | 8018 | Rate Constraint in lbs/MWh | FALSE | L | Annual | Net Emissions Allowance Position | Thousand Tons | 2785.1444 | 2720.7564 | 2128.6657 | 1701.587 | 2071.5079 | 2088.5315 | 2071.5079
7.23 - NJ Fossil CO2 Rate Limit: Unit 1752 | 70 | 8018 | Rate Constraint in lbs/MWh | FALSE | L | Annual | Fuel Consumed | TBtu | 31.0677 | 30.3495 | 23.7448 | 18.9809 | 23.1073 | 23.2971 | 23.1073
7.23 - NJ Fossil CO2 Rate Limit: Unit 1752 | 70 | 8018 | Rate Constraint in lbs/MWh | FALSE | L | Annual | Rate | lb/MMBtu | 179.295 | 179.295 | 179.295 | 179.295 | 179.295 | 179.295 | 179.295
7.23 - NJ Fossil CO2 Rate Limit: Unit 1752 | 70 | 8018 | Rate Constraint in lbs/MWh | FALSE | L | Annual | Generation | TWh | 5.1191 | 5.0007 | 3.9125 | 3.1275 | 3.8074 | 3.8387 | 3.8074
7.23 - NJ Fossil CO2 Rate Limit: Unit 1752 | 70 | 8018 | Rate Constraint in lbs/MWh | FALSE | L | Annual | Qualifying Generation | TWh | 5.1191 | 5.0007 | 3.9125 | 3.1275 | 3.8074 | 3.8387 | 3.8074
7.23 - NJ Fossil CO2 Rate Limit: Unit 1752 | 70 | 8018 | Rate Constraint in lbs/MWh | FALSE | L | Annual | Constraint Shadow Price | US2022$/Ton | 0 | 0 | 0 | 0 | 0 | 0 | 0
7.23 - NJ Fossil CO2 Rate Limit: Unit 2178 | 71 | 8019 | Rate Constraint in lbs/MWh | FALSE | L | Annual | Seasons Included | Seasons | Winter, Spring, Summer, Fall | Winter, Spring, Summer, Fall | Winter, Spring, Summer, Fall | Winter, Spring, Summer, Fall | Winter, Spring, Summer, Fall | Winter, Spring, Summer, Fall | Winter, Spring, Summer, Fall
7.23 - NJ Fossil CO2 Rate Limit: Unit 2178 | 71 | 8019 | Rate Constraint in lbs/MWh | FALSE | L | Annual | Standard CO2 | lb/MWh | 1700 | 1700 | 1300 | 1300 | 1300 | 1300 | 1300
7.23 - NJ Fossil CO2 Rate Limit: Unit 2178 | 71 | 8019 | Rate Constraint in lbs/MWh | FALSE | L | Annual | Emissions at Affected Plants CO2 | Thousand Tons | 0 | 0 | 0 | 0 | 0 | 0 | 0
7.23 - NJ Fossil CO2 Rate Limit: Unit 2178 | 71 | 8019 | Rate Constraint in lbs/MWh | FALSE | L | Annual | Allowances Purchased CO2 | Thousand Tons | 0 | 0 | 0 | 0 | 0 | 0 | 0
7.23 - NJ Fossil CO2 Rate Limit: Unit 2178 | 71 | 8019 | Rate Constraint in lbs/MWh | FALSE | L | Annual | Allowances Sold CO2 | Thousand Tons | 0 | 0 | 0 | 0 | 0 | 0 | 0
7.23 - NJ Fossil CO2 Rate Limit: Unit 2178 | 71 | 8019 | Rate Constraint in lbs/MWh | FALSE | L | Annual | Allowances Banked | Thousand Tons | 0 | 0 | 0 | 0 | 0 | 0 | 0
7.23 - NJ Fossil CO2 Rate Limit: Unit 2178 | 71 | 8019 | Rate Constraint in lbs/MWh | FALSE | L | Annual | Allowances Withdrawn (1:1) | Thousand Tons | 0 | 0 | 0 | 0 | 0 | 0 | 0
7.23 - NJ Fossil CO2 Rate Limit: Unit 2178 | 71 | 8019 | Rate Constraint in lbs/MWh | FALSE | L | Annual | Allowances Withdrawn (n:1) | Thousand Tons | 0 | 0 | 0 | 0 | 0 | 0 | 0
7.23 - NJ Fossil CO2 Rate Limit: Unit 2178 | 71 | 8019 | Rate Constraint in lbs/MWh | FALSE | L | Annual | Net Emissions Allowance Position | Thousand Tons | 0 | 0 | 0 | 0 | 0 | 0 | 0
7.23 - NJ Fossil CO2 Rate Limit: Unit 2178 | 71 | 8019 | Rate Constraint in lbs/MWh | FALSE | L | Annual | Fuel Consumed | TBtu | 0 | 0 | 0 | 0 | 0 | 0 | 0
7.23 - NJ Fossil CO2 Rate Limit: Unit 2178 | 71 | 8019 | Rate Constraint in lbs/MWh | FALSE | L | Annual | Rate | lb/MMBtu | 0 | 0 | 0 | 0 | 0 | 0 | 0
7.23 - NJ Fossil CO2 Rate Limit: Unit 2178 | 71 | 8019 | Rate Constraint in lbs/MWh | FALSE | L | Annual | Generation | TWh | 0 | 0 | 0 | 0 | 0 | 0 | 0
7.23 - NJ Fossil CO2 Rate Limit: Unit 2178 | 71 | 8019 | Rate Constraint in lbs/MWh | FALSE | L | Annual | Qualifying Generation | TWh | 0 | 0 | 0 | 0 | 0 | 0 | 0
7.23 - NJ Fossil CO2 Rate Limit: Unit 2178 | 71 | 8019 | Rate Constraint in lbs/MWh | FALSE | L | Annual | Constraint Shadow Price | US2022$/Ton | 0 | 0 | 0 | 0 | 0 | 0 | 0
7.23 - NJ Fossil CO2 Rate Limit: Unit 2659 | 72 | 8020 | Rate Constraint in lbs/MWh | FALSE | L | Annual | Seasons Included | Seasons | Winter, Spring, Summer, Fall | Winter, Spring, Summer, Fall | Winter, Spring, Summer, Fall | Winter, Spring, Summer, Fall | Winter, Spring, Summer, Fall | Winter, Spring, Summer, Fall | Winter, Spring, Summer, Fall
7.23 - NJ Fossil CO2 Rate Limit: Unit 2659 | 72 | 8020 | Rate Constraint in lbs/MWh | FALSE | L | Annual | Standard CO2 | lb/MWh | 1700 | 1700 | 1300 | 1300 | 1300 | 1300 | 1300
7.23 - NJ Fossil CO2 Rate Limit: Unit 2659 | 72 | 8020 | Rate Constraint in lbs/MWh | FALSE | L | Annual | Emissions at Affected Plants CO2 | Thousand Tons | 0 | 0 | 0 | 0 | 0 | 0 | 0
7.23 - NJ Fossil CO2 Rate Limit: Unit 2659 | 72 | 8020 | Rate Constraint in lbs/MWh | FALSE | L | Annual | Allowances Purchased CO2 | Thousand Tons | 0 | 0 | 0 | 0 | 0 | 0 | 0
7.23 - NJ Fossil CO2 Rate Limit: Unit 2659 | 72 | 8020 | Rate Constraint in lbs/MWh | FALSE | L | Annual | Allowances Sold CO2 | Thousand Tons | 0 | 0 | 0 | 0 | 0 | 0 | 0
7.23 - NJ Fossil CO2 Rate Limit: Unit 2659 | 72 | 8020 | Rate Constraint in lbs/MWh | FALSE | L | Annual | Allowances Banked | Thousand Tons | 0 | 0 | 0 | 0 | 0 | 0 | 0
7.23 - NJ Fossil CO2 Rate Limit: Unit 2659 | 72 | 8020 | Rate Constraint in lbs/MWh | FALSE | L | Annual | Allowances Withdrawn (1:1) | Thousand Tons | 0 | 0 | 0 | 0 | 0 | 0 | 0
7.23 - NJ Fossil CO2 Rate Limit: Unit 2659 | 72 | 8020 | Rate Constraint in lbs/MWh | FALSE | L | Annual | Allowances Withdrawn (n:1) | Thousand Tons | 0 | 0 | 0 | 0 | 0 | 0 | 0
7.23 - NJ Fossil CO2 Rate Limit: Unit 2659 | 72 | 8020 | Rate Constraint in lbs/MWh | FALSE | L | Annual | Net Emissions Allowance Position | Thousand Tons | 0 | 0 | 0 | 0 | 0 | 0 | 0
7.23 - NJ Fossil CO2 Rate Limit: Unit 2659 | 72 | 8020 | Rate Constraint in lbs/MWh | FALSE | L | Annual | Fuel Consumed | TBtu | 0 | 0 | 0 | 0 | 0 | 0 | 0
7.23 - NJ Fossil CO2 Rate Limit: Unit 2659 | 72 | 8020 | Rate Constraint in lbs/MWh | FALSE | L | Annual | Rate | lb/MMBtu | 0 | 0 | 0 | 0 | 0 | 0 | 0
7.23 - NJ Fossil CO2 Rate Limit: Unit 2659 | 72 | 8020 | Rate Constraint in lbs/MWh | FALSE | L | Annual | Generation | TWh | 0 | 0 | 0 | 0 | 0 | 0 | 0
7.23 - NJ Fossil CO2 Rate Limit: Unit 2659 | 72 | 8020 | Rate Constraint in lbs/MWh | FALSE | L | Annual | Qualifying Generation | TWh | 0 | 0 | 0 | 0 | 0 | 0 | 0
7.23 - NJ Fossil CO2 Rate Limit: Unit 2659 | 72 | 8020 | Rate Constraint in lbs/MWh | FALSE | L | Annual | Constraint Shadow Price | US2022$/Ton | 75.1634 | 85.3062 | 51.4422 | 26.3429 | 25.9103 | 33.8455 | 36.801
7.23 - NJ Fossil CO2 Rate Limit: Unit 509 | 73 | 7976 | Rate Constraint in lbs/MWh | FALSE | L | Annual | Seasons Included | Seasons | Winter, Spring, Summer, Fall | Winter, Spring, Summer, Fall | Winter, Spring, Summer, Fall | Winter, Spring, Summer, Fall | Winter, Spring, Summer, Fall | Winter, Spring, Summer, Fall | Winter, Spring, Summer, Fall
7.23 - NJ Fossil CO2 Rate Limit: Unit 509 | 73 | 7976 | Rate Constraint in lbs/MWh | FALSE | L | Annual | Standard CO2 | lb/MWh | 1700 | 1700 | 1300 | 1300 | 1300 | 1300 | 1300
7.23 - NJ Fossil CO2 Rate Limit: Unit 509 | 73 | 7976 | Rate Constraint in lbs/MWh | FALSE | L | Annual | Emissions at Affected Plants CO2 | Thousand Tons | 32.4731 | 31.828 | 6.2691 | 3.7615 | 2.5077 | 1.8807 | 1.8807
7.23 - NJ Fossil CO2 Rate Limit: Unit 509 | 73 | 7976 | Rate Constraint in lbs/MWh | FALSE | L | Annual | Allowances Purchased CO2 | Thousand Tons | 0 | 0 | 0 | 0 | 0 | 0 | 0
7.23 - NJ Fossil CO2 Rate Limit: Unit 509 | 73 | 7976 | Rate Constraint in lbs/MWh | FALSE | L | Annual | Allowances Sold CO2 | Thousand Tons | 0 | 0 | 0 | 0 | 0 | 0 | 0
7.23 - NJ Fossil CO2 Rate Limit: Unit 509 | 73 | 7976 | Rate Constraint in lbs/MWh | FALSE | L | Annual | Allowances Banked | Thousand Tons | 0 | 0 | 0 | 0 | 0 | 0 | 0
7.23 - NJ Fossil CO2 Rate Limit: Unit 509 | 73 | 7976 | Rate Constraint in lbs/MWh | FALSE | L | Annual | Allowances Withdrawn (1:1) | Thousand Tons | 0 | 0 | 0 | 0 | 0 | 0 | 0
7.23 - NJ Fossil CO2 Rate Limit: Unit 509 | 73 | 7976 | Rate Constraint in lbs/MWh | FALSE | L | Annual | Allowances Withdrawn (n:1) | Thousand Tons | 0 | 0 | 0 | 0 | 0 | 0 | 0
7.23 - NJ Fossil CO2 Rate Limit: Unit 509 | 73 | 7976 | Rate Constraint in lbs/MWh | FALSE | L | Annual | Net Emissions Allowance Position | Thousand Tons | 32.4731 | 31.828 | 6.2691 | 3.7615 | 2.5077 | 1.8807 | 1.8807
7.23 - NJ Fossil CO2 Rate Limit: Unit 509 | 73 | 7976 | Rate Constraint in lbs/MWh | FALSE | L | Annual | Fuel Consumed | TBtu | 0.55472 | 0.5437 | 0.10709 | 0.064255 | 0.042837 | 0.032127 | 0.032127
7.23 - NJ Fossil CO2 Rate Limit: Unit 509 | 73 | 7976 | Rate Constraint in lbs/MWh | FALSE | L | Annual | Rate | lb/MMBtu | 117.08 | 117.08 | 117.08 | 117.08 | 117.08 | 117.08 | 117.08
7.23 - NJ Fossil CO2 Rate Limit: Unit 509 | 73 | 7976 | Rate Constraint in lbs/MWh | FALSE | L | Annual | Generation | TWh | 0.051626 | 0.0506 | 0.0099666 | 0.00598 | 0.0039867 | 0.00299 | 0.00299
7.23 - NJ Fossil CO2 Rate Limit: Unit 509 | 73 | 7976 | Rate Constraint in lbs/MWh | FALSE | L | Annual | Qualifying Generation | TWh | 0.051626 | 0.0506 | 0.0099666 | 0.00598 | 0.0039867 | 0.00299 | 0.00299
7.23 - NJ Fossil CO2 Rate Limit: Unit 509 | 73 | 7976 | Rate Constraint in lbs/MWh | FALSE | L | Annual | Constraint Shadow Price | US2022$/Ton | 0 | 0 | 0 | 0 | 0 | 0 | 0
7.23 - NJ Fossil CO2 Rate Limit: Unit 510 | 74 | 7977 | Rate Constraint in lbs/MWh | FALSE | L | Annual | Seasons Included | Seasons | Winter, Spring, Summer, Fall | Winter, Spring, Summer, Fall | Winter, Spring, Summer, Fall | Winter, Spring, Summer, Fall | Winter, Spring, Summer, Fall | Winter, Spring, Summer, Fall | Winter, Spring, Summer, Fall
7.23 - NJ Fossil CO2 Rate Limit: Unit 510 | 74 | 7977 | Rate Constraint in lbs/MWh | FALSE | L | Annual | Standard CO2 | lb/MWh | 1700 | 1700 | 1300 | 1300 | 1300 | 1300 | 1300
7.23 - NJ Fossil CO2 Rate Limit: Unit 510 | 74 | 7977 | Rate Constraint in lbs/MWh | FALSE | L | Annual | Emissions at Affected Plants CO2 | Thousand Tons | 5.9086 | 6.2783 | 1.2396 | 0.74379 | 0.49586 | 0.37189 | 0.37189
7.23 - NJ Fossil CO2 Rate Limit: Unit 510 | 74 | 7977 | Rate Constraint in lbs/MWh | FALSE | L | Annual | Allowances Purchased CO2 | Thousand Tons | 0 | 0 | 0 | 0 | 0 | 0 | 0
7.23 - NJ Fossil CO2 Rate Limit: Unit 510 | 74 | 7977 | Rate Constraint in lbs/MWh | FALSE | L | Annual | Allowances Sold CO2 | Thousand Tons | 0 | 0 | 0 | 0 | 0 | 0 | 0
7.23 - NJ Fossil CO2 Rate Limit: Unit 510 | 74 | 7977 | Rate Constraint in lbs/MWh | FALSE | L | Annual | Allowances Banked | Thousand Tons | 0 | 0 | 0 | 0 | 0 | 0 | 0
7.23 - NJ Fossil CO2 Rate Limit: Unit 510 | 74 | 7977 | Rate Constraint in lbs/MWh | FALSE | L | Annual | Allowances Withdrawn (1:1) | Thousand Tons | 0 | 0 | 0 | 0 | 0 | 0 | 0
7.23 - NJ Fossil CO2 Rate Limit: Unit 510 | 74 | 7977 | Rate Constraint in lbs/MWh | FALSE | L | Annual | Allowances Withdrawn (n:1) | Thousand Tons | 0 | 0 | 0 | 0 | 0 | 0 | 0
7.23 - NJ Fossil CO2 Rate Limit: Unit 510 | 74 | 7977 | Rate Constraint in lbs/MWh | FALSE | L | Annual | Net Emissions Allowance Position | Thousand Tons | 5.9086 | 6.2783 | 1.2396 | 0.74379 | 0.49586 | 0.37189 | 0.37189
7.23 - NJ Fossil CO2 Rate Limit: Unit 510 | 74 | 7977 | Rate Constraint in lbs/MWh | FALSE | L | Annual | Fuel Consumed | TBtu | 0.10093 | 0.10725 | 0.021176 | 0.012706 | 0.0084704 | 0.0063528 | 0.0063528
7.23 - NJ Fossil CO2 Rate Limit: Unit 510 | 74 | 7977 | Rate Constraint in lbs/MWh | FALSE | L | Annual | Rate | lb/MMBtu | 117.08 | 117.08 | 117.08 | 117.08 | 117.08 | 117.08 | 117.08
7.23 - NJ Fossil CO2 Rate Limit: Unit 510 | 74 | 7977 | Rate Constraint in lbs/MWh | FALSE | L | Annual | Generation | TWh | 0.0093934 | 0.0099812 | 0.0019708 | 0.0011825 | 0.00078831 | 0.00059123 | 0.00059123
7.23 - NJ Fossil CO2 Rate Limit: Unit 510 | 74 | 7977 | Rate Constraint in lbs/MWh | FALSE | L | Annual | Qualifying Generation | TWh | 0.0093934 | 0.0099812 | 0.0019708 | 0.0011825 | 0.00078831 | 0.00059123 | 0.00059123
7.23 - NJ Fossil CO2 Rate Limit: Unit 510 | 74 | 7977 | Rate Constraint in lbs/MWh | FALSE | L | Annual | Constraint Shadow Price | US2022$/Ton | 0 | 0 | 0 | 0 | 0 | 0 | 0
7.23 - NJ Fossil CO2 Rate Limit: Unit 511 | 75 | 7978 | Rate Constraint in lbs/MWh | FALSE | L | Annual | Seasons Included | Seasons | Winter, Spring, Summer, Fall | Winter, Spring, Summer, Fall | Winter, Spring, Summer, Fall | Winter, Spring, Summer, Fall | Winter, Spring, Summer, Fall | Winter, Spring, Summer, Fall | Winter, Spring, Summer, Fall
7.23 - NJ Fossil CO2 Rate Limit: Unit 511 | 75 | 7978 | Rate Constraint in lbs/MWh | FALSE | L | Annual | Standard CO2 | lb/MWh | 1700 | 1700 | 1300 | 1300 | 1300 | 1300 | 1300
7.23 - NJ Fossil CO2 Rate Limit: Unit 511 | 75 | 7978 | Rate Constraint in lbs/MWh | FALSE | L | Annual | Emissions at Affected Plants CO2 | Thousand Tons | 0.34753 | 0.41072 | 0 | 0 | 0 | 0 | 0
7.23 - NJ Fossil CO2 Rate Limit: Unit 511 | 75 | 7978 | Rate Constraint in lbs/MWh | FALSE | L | Annual | Allowances Purchased CO2 | Thousand Tons | 0 | 0 | 0 | 0 | 0 | 0 | 0
7.23 - NJ Fossil CO2 Rate Limit: Unit 511 | 75 | 7978 | Rate Constraint in lbs/MWh | FALSE | L | Annual | Allowances Sold CO2 | Thousand Tons | 0 | 0 | 0 | 0 | 0 | 0 | 0
7.23 - NJ Fossil CO2 Rate Limit: Unit 511 | 75 | 7978 | Rate Constraint in lbs/MWh | FALSE | L | Annual | Allowances Banked | Thousand Tons | 0 | 0 | 0 | 0 | 0 | 0 | 0
7.23 - NJ Fossil CO2 Rate Limit: Unit 511 | 75 | 7978 | Rate Constraint in lbs/MWh | FALSE | L | Annual | Allowances Withdrawn (1:1) | Thousand Tons | 0 | 0 | 0 | 0 | 0 | 0 | 0
7.23 - NJ Fossil CO2 Rate Limit: Unit 511 | 75 | 7978 | Rate Constraint in lbs/MWh | FALSE | L | Annual | Allowances Withdrawn (n:1) | Thousand Tons | 0 | 0 | 0 | 0 | 0 | 0 | 0
7.23 - NJ Fossil CO2 Rate Limit: Unit 511 | 75 | 7978 | Rate Constraint in lbs/MWh | FALSE | L | Annual | Net Emissions Allowance Position | Thousand Tons | 0.34753 | 0.41072 | 0 | 0 | 0 | 0 | 0
7.23 - NJ Fossil CO2 Rate Limit: Unit 511 | 75 | 7978 | Rate Constraint in lbs/MWh | FALSE | L | Annual | Fuel Consumed | TBtu | 0.0059366 | 0.007016 | 0 | 0 | 0 | 0 | 0
7.23 - NJ Fossil CO2 Rate Limit: Unit 511 | 75 | 7978 | Rate Constraint in lbs/MWh | FALSE | L | Annual | Rate | lb/MMBtu | 117.08 | 117.08 | 0 | 0 | 0 | 0 | 0
7.23 - NJ Fossil CO2 Rate Limit: Unit 511 | 75 | 7978 | Rate Constraint in lbs/MWh | FALSE | L | Annual | Generation | TWh | 0.00043352 | 0.00051234 | 0 | 0 | 0 | 0 | 0
7.23 - NJ Fossil CO2 Rate Limit: Unit 511 | 75 | 7978 | Rate Constraint in lbs/MWh | FALSE | L | Annual | Qualifying Generation | TWh | 0.00043352 | 0.00051234 | 0 | 0 | 0 | 0 | 0
7.23 - NJ Fossil CO2 Rate Limit: Unit 511 | 75 | 7978 | Rate Constraint in lbs/MWh | FALSE | L | Annual | Constraint Shadow Price | US2022$/Ton | 0 | 0 | 1019.2161 | 0 | 0 | 120.143 | 112.6576
7.23 - NJ Fossil CO2 Rate Limit: Unit 512 | 76 | 7979 | Rate Constraint in lbs/MWh | FALSE | L | Annual | Seasons Included | Seasons | Winter, Spring, Summer, Fall | Winter, Spring, Summer, Fall | Winter, Spring, Summer, Fall | Winter, Spring, Summer, Fall | Winter, Spring, Summer, Fall | Winter, Spring, Summer, Fall | Winter, Spring, Summer, Fall
7.23 - NJ Fossil CO2 Rate Limit: Unit 512 | 76 | 7979 | Rate Constraint in lbs/MWh | FALSE | L | Annual | Standard CO2 | lb/MWh | 1700 | 1700 | 1300 | 1300 | 1300 | 1300 | 1300
7.23 - NJ Fossil CO2 Rate Limit: Unit 512 | 76 | 7979 | Rate Constraint in lbs/MWh | FALSE | L | Annual | Emissions at Affected Plants CO2 | Thousand Tons | 2.1675 | 2.1605 | 0 | 0 | 0 | 0 | 0
7.23 - NJ Fossil CO2 Rate Limit: Unit 512 | 76 | 7979 | Rate Constraint in lbs/MWh | FALSE | L | Annual | Allowances Purchased CO2 | Thousand Tons | 0 | 0 | 0 | 0 | 0 | 0 | 0
7.23 - NJ Fossil CO2 Rate Limit: Unit 512 | 76 | 7979 | Rate Constraint in lbs/MWh | FALSE | L | Annual | Allowances Sold CO2 | Thousand Tons | 0 | 0 | 0 | 0 | 0 | 0 | 0
7.23 - NJ Fossil CO2 Rate Limit: Unit 512 | 76 | 7979 | Rate Constraint in lbs/MWh | FALSE | L | Annual | Allowances Banked | Thousand Tons | 0 | 0 | 0 | 0 | 0 | 0 | 0
7.23 - NJ Fossil CO2 Rate Limit: Unit 512 | 76 | 7979 | Rate Constraint in lbs/MWh | FALSE | L | Annual | Allowances Withdrawn (1:1) | Thousand Tons | 0 | 0 | 0 | 0 | 0 | 0 | 0
7.23 - NJ Fossil CO2 Rate Limit: Unit 512 | 76 | 7979 | Rate Constraint in lbs/MWh | FALSE | L | Annual | Allowances Withdrawn (n:1) | Thousand Tons | 0 | 0 | 0 | 0 | 0 | 0 | 0
7.23 - NJ Fossil CO2 Rate Limit: Unit 512 | 76 | 7979 | Rate Constraint in lbs/MWh | FALSE | L | Annual | Net Emissions Allowance Position | Thousand Tons | 2.1675 | 2.1605 | 0 | 0 | 0 | 0 | 0
7.23 - NJ Fossil CO2 Rate Limit: Unit 512 | 76 | 7979 | Rate Constraint in lbs/MWh | FALSE | L | Annual | Fuel Consumed | TBtu | 0.034995 | 0.034881 | 0 | 0 | 0 | 0 | 0
7.23 - NJ Fossil CO2 Rate Limit: Unit 512 | 76 | 7979 | Rate Constraint in lbs/MWh | FALSE | L | Annual | Rate | lb/MMBtu | 123.8756 | 123.8756 | 0 | 0 | 0 | 0 | 0
7.23 - NJ Fossil CO2 Rate Limit: Unit 512 | 76 | 7979 | Rate Constraint in lbs/MWh | FALSE | L | Annual | Generation | TWh | 0.0029833 | 0.0029736 | 0 | 0 | 0 | 0 | 0
7.23 - NJ Fossil CO2 Rate Limit: Unit 512 | 76 | 7979 | Rate Constraint in lbs/MWh | FALSE | L | Annual | Qualifying Generation | TWh | 0.0029833 | 0.0029736 | 0 | 0 | 0 | 0 | 0
7.23 - NJ Fossil CO2 Rate Limit: Unit 512 | 76 | 7979 | Rate Constraint in lbs/MWh | FALSE | L | Annual | Constraint Shadow Price | US2022$/Ton | 0 | 0 | 2088.1714 | 41.513 | 0 | 329.2738 | 326.2689
7.23 - NJ Fossil CO2 Rate Limit: Unit 513 | 77 | 7980 | Rate Constraint in lbs/MWh | FALSE | L | Annual | Seasons Included | Seasons | Winter, Spring, Summer, Fall | Winter, Spring, Summer, Fall | Winter, Spring, Summer, Fall | Winter, Spring, Summer, Fall | Winter, Spring, Summer, Fall | Winter, Spring, Summer, Fall | Winter, Spring, Summer, Fall
7.23 - NJ Fossil CO2 Rate Limit: Unit 513 | 77 | 7980 | Rate Constraint in lbs/MWh | FALSE | L | Annual | Standard CO2 | lb/MWh | 1700 | 1700 | 1300 | 1300 | 1300 | 1300 | 1300
7.23 - NJ Fossil CO2 Rate Limit: Unit 513 | 77 | 7980 | Rate Constraint in lbs/MWh | FALSE | L | Annual | Emissions at Affected Plants CO2 | Thousand Tons | 38.5566 | 38.8757 | 20.1814 | 4.4032 | 2.9355 | 2.2016 | 2.2016
7.23 - NJ Fossil CO2 Rate Limit: Unit 513 | 77 | 7980 | Rate Constraint in lbs/MWh | FALSE | L | Annual | Allowances Purchased CO2 | Thousand Tons | 0 | 0 | 0 | 0 | 0 | 0 | 0
7.23 - NJ Fossil CO2 Rate Limit: Unit 513 | 77 | 7980 | Rate Constraint in lbs/MWh | FALSE | L | Annual | Allowances Sold CO2 | Thousand Tons | 0 | 0 | 0 | 0 | 0 | 0 | 0
7.23 - NJ Fossil CO2 Rate Limit: Unit 513 | 77 | 7980 | Rate Constraint in lbs/MWh | FALSE | L | Annual | Allowances Banked | Thousand Tons | 0 | 0 | 0 | 0 | 0 | 0 | 0
7.23 - NJ Fossil CO2 Rate Limit: Unit 513 | 77 | 7980 | Rate Constraint in lbs/MWh | FALSE | L | Annual | Allowances Withdrawn (1:1) | Thousand Tons | 0 | 0 | 0 | 0 | 0 | 0 | 0
7.23 - NJ Fossil CO2 Rate Limit: Unit 513 | 77 | 7980 | Rate Constraint in lbs/MWh | FALSE | L | Annual | Allowances Withdrawn (n:1) | Thousand Tons | 0 | 0 | 0 | 0 | 0 | 0 | 0
7.23 - NJ Fossil CO2 Rate Limit: Unit 513 | 77 | 7980 | Rate Constraint in lbs/MWh | FALSE | L | Annual | Net Emissions Allowance Position | Thousand Tons | 38.5566 | 38.8757 | 20.1814 | 4.4032 | 2.9355 | 2.2016 | 2.2016
7.23 - NJ Fossil CO2 Rate Limit: Unit 513 | 77 | 7980 | Rate Constraint in lbs/MWh | FALSE | L | Annual | Fuel Consumed | TBtu | 0.65864 | 0.66409 | 0.34475 | 0.075217 | 0.050145 | 0.037609 | 0.037609
7.23 - NJ Fossil CO2 Rate Limit: Unit 513 | 77 | 7980 | Rate Constraint in lbs/MWh | FALSE | L | Annual | Rate | lb/MMBtu | 117.08 | 117.08 | 117.08 | 117.08 | 117.08 | 117.08 | 117.08
7.23 - NJ Fossil CO2 Rate Limit: Unit 513 | 77 | 7980 | Rate Constraint in lbs/MWh | FALSE | L | Annual | Generation | TWh | 0.061297 | 0.061804 | 0.032084 | 0.0070002 | 0.0046668 | 0.0035001 | 0.0035001
7.23 - NJ Fossil CO2 Rate Limit: Unit 513 | 77 | 7980 | Rate Constraint in lbs/MWh | FALSE | L | Annual | Qualifying Generation | TWh | 0.061297 | 0.061804 | 0.032084 | 0.0070002 | 0.0046668 | 0.0035001 | 0.0035001
7.23 - NJ Fossil CO2 Rate Limit: Unit 513 | 77 | 7980 | Rate Constraint in lbs/MWh | FALSE | L | Annual | Constraint Shadow Price | US2022$/Ton | 0 | 0 | 0 | 0 | 0 | 0 | 0
7.23 - NJ Fossil CO2 Rate Limit: Unit 514 | 78 | 7981 | Rate Constraint in lbs/MWh | FALSE | L | Annual | Seasons Included | Seasons | Winter, Spring, Summer, Fall | Winter, Spring, Summer, Fall | Winter, Spring, Summer, Fall | Winter, Spring, Summer, Fall | Winter, Spring, Summer, Fall | Winter, Spring, Summer, Fall | Winter, Spring, Summer, Fall
7.23 - NJ Fossil CO2 Rate Limit: Unit 514 | 78 | 7981 | Rate Constraint in lbs/MWh | FALSE | L | Annual | Standard CO2 | lb/MWh | 1700 | 1700 | 1300 | 1300 | 1300 | 1300 | 1300
7.23 - NJ Fossil CO2 Rate Limit: Unit 514 | 78 | 7981 | Rate Constraint in lbs/MWh | FALSE | L | Annual | Emissions at Affected Plants CO2 | Thousand Tons | 8.2554 | 8.5571 | 0 | 0 | 0 | 0 | 0
7.23 - NJ Fossil CO2 Rate Limit: Unit 514 | 78 | 7981 | Rate Constraint in lbs/MWh | FALSE | L | Annual | Allowances Purchased CO2 | Thousand Tons | 0 | 0 | 0 | 0 | 0 | 0 | 0
7.23 - NJ Fossil CO2 Rate Limit: Unit 514 | 78 | 7981 | Rate Constraint in lbs/MWh | FALSE | L | Annual | Allowances Sold CO2 | Thousand Tons | 0 | 0 | 0 | 0 | 0 | 0 | 0
7.23 - NJ Fossil CO2 Rate Limit: Unit 514 | 78 | 7981 | Rate Constraint in lbs/MWh | FALSE | L | Annual | Allowances Banked | Thousand Tons | 0 | 0 | 0 | 0 | 0 | 0 | 0
7.23 - NJ Fossil CO2 Rate Limit: Unit 514 | 78 | 7981 | Rate Constraint in lbs/MWh | FALSE | L | Annual | Allowances Withdrawn (1:1) | Thousand Tons | 0 | 0 | 0 | 0 | 0 | 0 | 0
7.23 - NJ Fossil CO2 Rate Limit: Unit 514 | 78 | 7981 | Rate Constraint in lbs/MWh | FALSE | L | Annual | Allowances Withdrawn (n:1) | Thousand Tons | 0 | 0 | 0 | 0 | 0 | 0 | 0
7.23 - NJ Fossil CO2 Rate Limit: Unit 514 | 78 | 7981 | Rate Constraint in lbs/MWh | FALSE | L | Annual | Net Emissions Allowance Position | Thousand Tons | 8.2554 | 8.5571 | 0 | 0 | 0 | 0 | 0
7.23 - NJ Fossil CO2 Rate Limit: Unit 514 | 78 | 7981 | Rate Constraint in lbs/MWh | FALSE | L | Annual | Fuel Consumed | TBtu | 0.095821 | 0.099322 | 0 | 0 | 0 | 0 | 0
7.23 - NJ Fossil CO2 Rate Limit: Unit 514 | 78 | 7981 | Rate Constraint in lbs/MWh | FALSE | L | Annual | Rate | lb/MMBtu | 172.3095 | 172.3095 | 0 | 0 | 0 | 0 | 0
7.23 - NJ Fossil CO2 Rate Limit: Unit 514 | 78 | 7981 | Rate Constraint in lbs/MWh | FALSE | L | Annual | Generation | TWh | 0.011014 | 0.011416 | 0 | 0 | 0 | 0 | 0
7.23 - NJ Fossil CO2 Rate Limit: Unit 514 | 78 | 7981 | Rate Constraint in lbs/MWh | FALSE | L | Annual | Qualifying Generation | TWh | 0.011014 | 0.011416 | 0 | 0 | 0 | 0 | 0
7.23 - NJ Fossil CO2 Rate Limit: Unit 514 | 78 | 7981 | Rate Constraint in lbs/MWh | FALSE | L | Annual | Constraint Shadow Price | US2022$/Ton | 0 | 0 | 1691.5927 | 115.8004 | 64.3241 | 365.24 | 363.321
7.23 - NJ Fossil CO2 Rate Limit: Unit 523 | 79 | 7982 | Rate Constraint in lbs/MWh | FALSE | L | Annual | Seasons Included | Seasons | Winter, Spring, Summer, Fall | Winter, Spring, Summer, Fall | Winter, Spring, Summer, Fall | Winter, Spring, Summer, Fall | Winter, Spring, Summer, Fall | Winter, Spring, Summer, Fall | Winter, Spring, Summer, Fall
7.23 - NJ Fossil CO2 Rate Limit: Unit 523 | 79 | 7982 | Rate Constraint in lbs/MWh | FALSE | L | Annual | Standard CO2 | lb/MWh | 1700 | 1700 | 1300 | 1300 | 1300 | 1300 | 1300
7.23 - NJ Fossil CO2 Rate Limit: Unit 523 | 79 | 7982 | Rate Constraint in lbs/MWh | FALSE | L | Annual | Emissions at Affected Plants CO2 | Thousand Tons | 0 | 0 | 0 | 0 | 0 | 0 | 0
7.23 - NJ Fossil CO2 Rate Limit: Unit 523 | 79 | 7982 | Rate Constraint in lbs/MWh | FALSE | L | Annual | Allowances Purchased CO2 | Thousand Tons | 0 | 0 | 0 | 0 | 0 | 0 | 0
7.23 - NJ Fossil CO2 Rate Limit: Unit 523 | 79 | 7982 | Rate Constraint in lbs/MWh | FALSE | L | Annual | Allowances Sold CO2 | Thousand Tons | 0 | 0 | 0 | 0 | 0 | 0 | 0
7.23 - NJ Fossil CO2 Rate Limit: Unit 523 | 79 | 7982 | Rate Constraint in lbs/MWh | FALSE | L | Annual | Allowances Banked | Thousand Tons | 0 | 0 | 0 | 0 | 0 | 0 | 0
7.23 - NJ Fossil CO2 Rate Limit: Unit 523 | 79 | 7982 | Rate Constraint in lbs/MWh | FALSE | L | Annual | Allowances Withdrawn (1:1) | Thousand Tons | 0 | 0 | 0 | 0 | 0 | 0 | 0
7.23 - NJ Fossil CO2 Rate Limit: Unit 523 | 79 | 7982 | Rate Constraint in lbs/MWh | FALSE | L | Annual | Allowances Withdrawn (n:1) | Thousand Tons | 0 | 0 | 0 | 0 | 0 | 0 | 0
7.23 - NJ Fossil CO2 Rate Limit: Unit 523 | 79 | 7982 | Rate Constraint in lbs/MWh | FALSE | L | Annual | Net Emissions Allowance Position | Thousand Tons | 0 | 0 | 0 | 0 | 0 | 0 | 0
7.23 - NJ Fossil CO2 Rate Limit: Unit 523 | 79 | 7982 | Rate Constraint in lbs/MWh | FALSE | L | Annual | Fuel Consumed | TBtu | 0 | 0 | 0 | 0 | 0 | 0 | 0
7.23 - NJ Fossil CO2 Rate Limit: Unit 523 | 79 | 7982 | Rate Constraint in lbs/MWh | FALSE | L | Annual | Rate | lb/MMBtu | 0 | 0 | 0 | 0 | 0 | 0 | 0
7.23 - NJ Fossil CO2 Rate Limit: Unit 523 | 79 | 7982 | Rate Constraint in lbs/MWh | FALSE | L | Annual | Generation | TWh | 0 | 0 | 0 | 0 | 0 | 0 | 0
7.23 - NJ Fossil CO2 Rate Limit: Unit 523 | 79 | 7982 | Rate Constraint in lbs/MWh | FALSE | L | Annual | Qualifying Generation | TWh | 0 | 0 | 0 | 0 | 0 | 0 | 0
7.23 - NJ Fossil CO2 Rate Limit: Unit 523 | 79 | 7982 | Rate Constraint in lbs/MWh | FALSE | L | Annual | Constraint Shadow Price | US2022$/Ton | 0 | 0 | 0 | 0 | 0 | 0 | 0
7.23 - NJ Fossil CO2 Rate Limit: Unit 524 | 80 | 7983 | Rate Constraint in lbs/MWh | FALSE | L | Annual | Seasons Included | Seasons | Winter, Spring, Summer, Fall | Winter, Spring, Summer, Fall | Winter, Spring, Summer, Fall | Winter, Spring, Summer, Fall | Winter, Spring, Summer, Fall | Winter, Spring, Summer, Fall | Winter, Spring, Summer, Fall
7.23 - NJ Fossil CO2 Rate Limit: Unit 524 | 80 | 7983 | Rate Constraint in lbs/MWh | FALSE | L | Annual | Standard CO2 | lb/MWh | 1700 | 1700 | 1300 | 1300 | 1300 | 1300 | 1300
7.23 - NJ Fossil CO2 Rate Limit: Unit 524 | 80 | 7983 | Rate Constraint in lbs/MWh | FALSE | L | Annual | Emissions at Affected Plants CO2 | Thousand Tons | 0 | 0 | 0 | 0 | 0 | 0 | 0
7.23 - NJ Fossil CO2 Rate Limit: Unit 524 | 80 | 7983 | Rate Constraint in lbs/MWh | FALSE | L | Annual | Allowances Purchased CO2 | Thousand Tons | 0 | 0 | 0 | 0 | 0 | 0 | 0
7.23 - NJ Fossil CO2 Rate Limit: Unit 524 | 80 | 7983 | Rate Constraint in lbs/MWh | FALSE | L | Annual | Allowances Sold CO2 | Thousand Tons | 0 | 0 | 0 | 0 | 0 | 0 | 0
7.23 - NJ Fossil CO2 Rate Limit: Unit 524 | 80 | 7983 | Rate Constraint in lbs/MWh | FALSE | L | Annual | Allowances Banked | Thousand Tons | 0 | 0 | 0 | 0 | 0 | 0 | 0
7.23 - NJ Fossil CO2 Rate Limit: Unit 524 | 80 | 7983 | Rate Constraint in lbs/MWh | FALSE | L | Annual | Allowances Withdrawn (1:1) | Thousand Tons | 0 | 0 | 0 | 0 | 0 | 0 | 0
7.23 - NJ Fossil CO2 Rate Limit: Unit 524 | 80 | 7983 | Rate Constraint in lbs/MWh | FALSE | L | Annual | Allowances Withdrawn (n:1) | Thousand Tons | 0 | 0 | 0 | 0 | 0 | 0 | 0
7.23 - NJ Fossil CO2 Rate Limit: Unit 524 | 80 | 7983 | Rate Constraint in lbs/MWh | FALSE | L | Annual | Net Emissions Allowance Position | Thousand Tons | 0 | 0 | 0 | 0 | 0 | 0 | 0
7.23 - NJ Fossil CO2 Rate Limit: Unit 524 | 80 | 7983 | Rate Constraint in lbs/MWh | FALSE | L | Annual | Fuel Consumed | TBtu | 0 | 0 | 0 | 0 | 0 | 0 | 0
7.23 - NJ Fossil CO2 Rate Limit: Unit 524 | 80 | 7983 | Rate Constraint in lbs/MWh | FALSE | L | Annual | Rate | lb/MMBtu | 0 | 0 | 0 | 0 | 0 | 0 | 0
7.23 - NJ Fossil CO2 Rate Limit: Unit 524 | 80 | 7983 | Rate Constraint in lbs/MWh | FALSE | L | Annual | Generation | TWh | 0 | 0 | 0 | 0 | 0 | 0 | 0
7.23 - NJ Fossil CO2 Rate Limit: Unit 524 | 80 | 7983 | Rate Constraint in lbs/MWh | FALSE | L | Annual | Qualifying Generation | TWh | 0 | 0 | 0 | 0 | 0 | 0 | 0
7.23 - NJ Fossil CO2 Rate Limit: Unit 524 | 80 | 7983 | Rate Constraint in lbs/MWh | FALSE | L | Annual | Constraint Shadow Price | US2022$/Ton | 0 | 0 | 0 | 0 | 0 | 0 | 0
7.23 - NJ Fossil CO2 Rate Limit: Unit 525 | 81 | 7984 | Rate Constraint in lbs/MWh | FALSE | L | Annual | Seasons Included | Seasons | Winter, Spring, Summer, Fall | Winter, Spring, Summer, Fall | Winter, Spring, Summer, Fall | Winter, Spring, Summer, Fall | Winter, Spring, Summer, Fall | Winter, Spring, Summer, Fall | Winter, Spring, Summer, Fall
7.23 - NJ Fossil CO2 Rate Limit: Unit 525 | 81 | 7984 | Rate Constraint in lbs/MWh | FALSE | L | Annual | Standard CO2 | lb/MWh | 1700 | 1700 | 1300 | 1300 | 1300 | 1300 | 1300
7.23 - NJ Fossil CO2 Rate Limit: Unit 525 | 81 | 7984 | Rate Constraint in lbs/MWh | FALSE | L | Annual | Emissions at Affected Plants CO2 | Thousand Tons | 0 | 0 | 0 | 0 | 0 | 0 | 0
7.23 - NJ Fossil CO2 Rate Limit: Unit 525 | 81 | 7984 | Rate Constraint in lbs/MWh | FALSE | L | Annual | Allowances Purchased CO2 | Thousand Tons | 0 | 0 | 0 | 0 | 0 | 0 | 0
7.23 - NJ Fossil CO2 Rate Limit: Unit 525 | 81 | 7984 | Rate Constraint in lbs/MWh | FALSE | L | Annual | Allowances Sold CO2 | Thousand Tons | 0 | 0 | 0 | 0 | 0 | 0 | 0
7.23 - NJ Fossil CO2 Rate Limit: Unit 525 | 81 | 7984 | Rate Constraint in lbs/MWh | FALSE | L | Annual | Allowances Banked | Thousand Tons | 0 | 0 | 0 | 0 | 0 | 0 | 0
7.23 - NJ Fossil CO2 Rate Limit: Unit 525 | 81 | 7984 | Rate Constraint in lbs/MWh | FALSE | L | Annual | Allowances Withdrawn (1:1) | Thousand Tons | 0 | 0 | 0 | 0 | 0 | 0 | 0
7.23 - NJ Fossil CO2 Rate Limit: Unit 525 | 81 | 7984 | Rate Constraint in lbs/MWh | FALSE | L | Annual | Allowances Withdrawn (n:1) | Thousand Tons | 0 | 0 | 0 | 0 | 0 | 0 | 0
7.23 - NJ Fossil CO2 Rate Limit: Unit 525 | 81 | 7984 | Rate Constraint in lbs/MWh | FALSE | L | Annual | Net Emissions Allowance Position | Thousand Tons | 0 | 0 | 0 | 0 | 0 | 0 | 0
7.23 - NJ Fossil CO2 Rate Limit: Unit 525 | 81 | 7984 | Rate Constraint in lbs/MWh | FALSE | L | Annual | Fuel Consumed | TBtu | 0 | 0 | 0 | 0 | 0 | 0 | 0
7.23 - NJ Fossil CO2 Rate Limit: Unit 525 | 81 | 7984 | Rate Constraint in lbs/MWh | FALSE | L | Annual | Rate | lb/MMBtu | 0 | 0 | 0 | 0 | 0 | 0 | 0
7.23 - NJ Fossil CO2 Rate Limit: Unit 525 | 81 | 7984 | Rate Constraint in lbs/MWh | FALSE | L | Annual | Generation | TWh | 0 | 0 | 0 | 0 | 0 | 0 | 0
7.23 - NJ Fossil CO2 Rate Limit: Unit 525 | 81 | 7984 | Rate Constraint in lbs/MWh | FALSE | L | Annual | Qualifying Generation | TWh | 0 | 0 | 0 | 0 | 0 | 0 | 0
7.23 - NJ Fossil CO2 Rate Limit: Unit 525 | 81 | 7984 | Rate Constraint in lbs/MWh | FALSE | L | Annual | Constraint Shadow Price | US2022$/Ton | 0 | 0 | 0 | 0 | 0 | 0 | 0
7.23 - NJ Fossil CO2 Rate Limit: Unit 526 | 82 | 7985 | Rate Constraint in lbs/MWh | FALSE | L | Annual | Seasons Included | Seasons | Winter, Spring, Summer, Fall | Winter, Spring, Summer, Fall | Winter, Spring, Summer, Fall | Winter, Spring, Summer, Fall | Winter, Spring, Summer, Fall | Winter, Spring, Summer, Fall | Winter, Spring, Summer, Fall
7.23 - NJ Fossil CO2 Rate Limit: Unit 526 | 82 | 7985 | Rate Constraint in lbs/MWh | FALSE | L | Annual | Standard CO2 | lb/MWh | 1700 | 1700 | 1300 | 1300 | 1300 | 1300 | 1300
7.23 - NJ Fossil CO2 Rate Limit: Unit 526 | 82 | 7985 | Rate Constraint in lbs/MWh | FALSE | L | Annual | Emissions at Affected Plants CO2 | Thousand Tons | 0 | 0 | 0 | 0 | 0 | 0 | 0
7.23 - NJ Fossil CO2 Rate Limit: Unit 526 | 82 | 7985 | Rate Constraint in lbs/MWh | FALSE | L | Annual | Allowances Purchased CO2 | Thousand Tons | 0 | 0 | 0 | 0 | 0 | 0 | 0
7.23 - NJ Fossil CO2 Rate Limit: Unit 526 | 82 | 7985 | Rate Constraint in lbs/MWh | FALSE | L | Annual | Allowances Sold CO2 | Thousand Tons | 0 | 0 | 0 | 0 | 0 | 0 | 0
7.23 - NJ Fossil CO2 Rate Limit: Unit 526 | 82 | 7985 | Rate Constraint in lbs/MWh | FALSE | L | Annual | Allowances Banked | Thousand Tons | 0 | 0 | 0 | 0 | 0 | 0 | 0
7.23 - NJ Fossil CO2 Rate Limit: Unit 526 | 82 | 7985 | Rate Constraint in lbs/MWh | FALSE | L | Annual | Allowances Withdrawn (1:1) | Thousand Tons | 0 | 0 | 0 | 0 | 0 | 0 | 0
7.23 - NJ Fossil CO2 Rate Limit: Unit 526 | 82 | 7985 | Rate Constraint in lbs/MWh | FALSE | L | Annual | Allowances Withdrawn (n:1) | Thousand Tons | 0 | 0 | 0 | 0 | 0 | 0 | 0
7.23 - NJ Fossil CO2 Rate Limit: Unit 526 | 82 | 7985 | Rate Constraint in lbs/MWh | FALSE | L | Annual | Net Emissions Allowance Position | Thousand Tons | 0 | 0 | 0 | 0 | 0 | 0 | 0
7.23 - NJ Fossil CO2 Rate Limit: Unit 526 | 82 | 7985 | Rate Constraint in lbs/MWh | FALSE | L | Annual | Fuel Consumed | TBtu | 0 | 0 | 0 | 0 | 0 | 0 | 0
7.23 - NJ Fossil CO2 Rate Limit: Unit 526 | 82 | 7985 | Rate Constraint in lbs/MWh | FALSE | L | Annual | Rate | lb/MMBtu | 0 | 0 | 0 | 0 | 0 | 0 | 0
7.23 - NJ Fossil CO2 Rate Limit: Unit 526 | 82 | 7985 | Rate Constraint in lbs/MWh | FALSE | L | Annual | Generation | TWh | 0 | 0 | 0 | 0 | 0 | 0 | 0
7.23 - NJ Fossil CO2 Rate Limit: Unit 526 | 82 | 7985 | Rate Constraint in lbs/MWh | FALSE | L | Annual | Qualifying Generation | TWh | 0 | 0 | 0 | 0 | 0 | 0 | 0
7.23 - NJ Fossil CO2 Rate Limit: Unit 526 | 82 | 7985 | Rate Constraint in lbs/MWh | FALSE | L | Annual | Constraint Shadow Price | US2022$/Ton | 0 | 0 | 0 | 0 | 0 | 0 | 0
7.23 - NJ Fossil CO2 Rate Limit: Unit 537 | 83 | 7986 | Rate Constraint in lbs/MWh | FALSE | L | Annual | Seasons Included | Seasons | Winter, Spring, Summer, Fall | Winter, Spring, Summer, Fall | Winter, Spring, Summer, Fall | Winter, Spring, Summer, Fall | Winter, Spring, Summer, Fall | Winter, Spring, Summer, Fall | Winter, Spring, Summer, Fall
7.23 - NJ Fossil CO2 Rate Limit: Unit 537 | 83 | 7986 | Rate Constraint in lbs/MWh | FALSE | L | Annual | Standard CO2 | lb/MWh | 1700 | 1700 | 1300 | 1300 | 1300 | 1300 | 1300
7.23 - NJ Fossil CO2 Rate Limit: Unit 537 | 83 | 7986 | Rate Constraint in lbs/MWh | FALSE | L | Annual | Emissions at Affected Plants CO2 | Thousand Tons | 5.9086 | 6.2783 | 1.2396 | 0.74379 | 0.49586 | 0.37189 | 0.37189
7.23 - NJ Fossil CO2 Rate Limit: Unit 537 | 83 | 7986 | Rate Constraint in lbs/MWh | FALSE | L | Annual | Allowances Purchased CO2 | Thousand Tons | 0 | 0 | 0 | 0 | 0 | 0 | 0
7.23 - NJ Fossil CO2 Rate Limit: Unit 537 | 83 | 7986 | Rate Constraint in lbs/MWh | FALSE | L | Annual | Allowances Sold CO2 | Thousand Tons | 0 | 0 | 0 | 0 | 0 | 0 | 0
7.23 - NJ Fossil CO2 Rate Limit: Unit 537 | 83 | 7986 | Rate Constraint in lbs/MWh | FALSE | L | Annual | Allowances Banked | Thousand Tons | 0 | 0 | 0 | 0 | 0 | 0 | 0
7.23 - NJ Fossil CO2 Rate Limit: Unit 537 | 83 | 7986 | Rate Constraint in lbs/MWh | FALSE | L | Annual | Allowances Withdrawn (1:1) | Thousand Tons | 0 | 0 | 0 | 0 | 0 | 0 | 0
7.23 - NJ Fossil CO2 Rate Limit: Unit 537 | 83 | 7986 | Rate Constraint in lbs/MWh | FALSE | L | Annual | Allowances Withdrawn (n:1) | Thousand Tons | 0 | 0 | 0 | 0 | 0 | 0 | 0
7.23 - NJ Fossil CO2 Rate Limit: Unit 537 | 83 | 7986 | Rate Constraint in lbs/MWh | FALSE | L | Annual | Net Emissions Allowance Position | Thousand Tons | 5.9086 | 6.2783 | 1.2396 | 0.74379 | 0.49586 | 0.37189 | 0.37189
7.23 - NJ Fossil CO2 Rate Limit: Unit 537 | 83 | 7986 | Rate Constraint in lbs/MWh | FALSE | L | Annual | Fuel Consumed | TBtu | 0.10093 | 0.10725 | 0.021176 | 0.012706 | 0.0084704 | 0.0063528 | 0.0063528
7.23 - NJ Fossil CO2 Rate Limit: Unit 537 | 83 | 7986 | Rate Constraint in lbs/MWh | FALSE | L | Annual | Rate | lb/MMBtu | 117.08 | 117.08 | 117.08 | 117.08 | 117.08 | 117.08 | 117.08
7.23 - NJ Fossil CO2 Rate Limit: Unit 537 | 83 | 7986 | Rate Constraint in lbs/MWh | FALSE | L | Annual | Generation | TWh | 0.0093934 | 0.0099812 | 0.0019708 | 0.0011825 | 0.00078831 | 0.00059123 | 0.00059123
7.23 - NJ Fossil CO2 Rate Limit: Unit 537 | 83 | 7986 | Rate Constraint in lbs/MWh | FALSE | L | Annual | Qualifying Generation | TWh | 0.0093934 | 0.0099812 | 0.0019708 | 0.0011825 | 0.00078831 | 0.00059123 | 0.00059123
7.23 - NJ Fossil CO2 Rate Limit: Unit 537 | 83 | 7986 | Rate Constraint in lbs/MWh | FALSE | L | Annual | Constraint Shadow Price | US2022$/Ton | 0 | 0 | 0 | 0 | 0 | 0 | 0
7.23 - NJ Fossil CO2 Rate Limit: Unit 538 | 84 | 7987 | Rate Constraint in lbs/MWh | FALSE | L | Annual | Seasons Included | Seasons | Winter, Spring, Summer, Fall | Winter, Spring, Summer, Fall | Winter, Spring, Summer, Fall | Winter, Spring, Summer, Fall | Winter, Spring, Summer, Fall | Winter, Spring, Summer, Fall | Winter, Spring, Summer, Fall
7.23 - NJ Fossil CO2 Rate Limit: Unit 538 | 84 | 7987 | Rate Constraint in lbs/MWh | FALSE | L | Annual | Standard CO2 | lb/MWh | 1700 | 1700 | 1300 | 1300 | 1300 | 1300 | 1300
7.23 - NJ Fossil CO2 Rate Limit: Unit 538 | 84 | 7987 | Rate Constraint in lbs/MWh | FALSE | L | Annual | Emissions at Affected Plants CO2 | Thousand Tons | 0 | 0 | 0 | 0 | 0 | 0 | 0
7.23 - NJ Fossil CO2 Rate Limit: Unit 538 | 84 | 7987 | Rate Constraint in lbs/MWh | FALSE | L | Annual | Allowances Purchased CO2 | Thousand Tons | 0 | 0 | 0 | 0 | 0 | 0 | 0
7.23 - NJ Fossil CO2 Rate Limit: Unit 538 | 84 | 7987 | Rate Constraint in lbs/MWh | FALSE | L | Annual | Allowances Sold CO2 | Thousand Tons | 0 | 0 | 0 | 0 | 0 | 0 | 0
7.23 - NJ Fossil CO2 Rate Limit: Unit 538 | 84 | 7987 | Rate Constraint in lbs/MWh | FALSE | L | Annual | Allowances Banked | Thousand Tons | 0 | 0 | 0 | 0 | 0 | 0 | 0
7.23 - NJ Fossil CO2 Rate Limit: Unit 538 | 84 | 7987 | Rate Constraint in lbs/MWh | FALSE | L | Annual | Allowances Withdrawn (1:1) | Thousand Tons | 0 | 0 | 0 | 0 | 0 | 0 | 0
7.23 - NJ Fossil CO2 Rate Limit: Unit 538 | 84 | 7987 | Rate Constraint in lbs/MWh | FALSE | L | Annual | Allowances Withdrawn (n:1) | Thousand Tons | 0 | 0 | 0 | 0 | 0 | 0 | 0
7.23 - NJ Fossil CO2 Rate Limit: Unit 538 | 84 | 7987 | Rate Constraint in lbs/MWh | FALSE | L | Annual | Net Emissions Allowance Position | Thousand Tons | 0 | 0 | 0 | 0 | 0 | 0 | 0
7.23 - NJ Fossil CO2 Rate Limit: Unit 538 | 84 | 7987 | Rate Constraint in lbs/MWh | FALSE | L | Annual | Fuel Consumed | TBtu | 0 | 0 | 0 | 0 | 0 | 0 | 0
7.23 - NJ Fossil CO2 Rate Limit: Unit 538 | 84 | 7987 | Rate Constraint in lbs/MWh | FALSE | L | Annual | Rate | lb/MMBtu | 0 | 0 | 0 | 0 | 0 | 0 | 0
7.23 - NJ Fossil CO2 Rate Limit: Unit 538 | 84 | 7987 | Rate Constraint in lbs/MWh | FALSE | L | Annual | Generation | TWh | 0 | 0 | 0 | 0 | 0 | 0 | 0
7.23 - NJ Fossil CO2 Rate Limit: Unit 538 | 84 | 7987 | Rate Constraint in lbs/MWh | FALSE | L | Annual | Qualifying Generation | TWh | 0 | 0 | 0 | 0 | 0 | 0 | 0
7.23 - NJ Fossil CO2 Rate Limit: Unit 538 | 84 | 7987 | Rate Constraint in lbs/MWh | FALSE | L | Annual | Constraint Shadow Price | US2022$/Ton | 24.6771 | 121.0378 | 190.2273 | 0 | 0 | 0 | 0
7.23 - NJ Fossil CO2 Rate Limit: Unit 539 | 85 | 7988 | Rate Constraint in lbs/MWh | FALSE | L | Annual | Seasons Included | Seasons | Winter, Spring, Summer, Fall | Winter, Spring, Summer, Fall | Winter, Spring, Summer, Fall | Winter, Spring, Summer, Fall | Winter, Spring, Summer, Fall | Winter, Spring, Summer, Fall | Winter, Spring, Summer, Fall
7.23 - NJ Fossil CO2 Rate Limit: Unit 539 | 85 | 7988 | Rate Constraint in lbs/MWh | FALSE | L | Annual | Standard CO2 | lb/MWh | 1700 | 1700 | 1300 | 1300 | 1300 | 1300 | 1300
7.23 - NJ Fossil CO2 Rate Limit: Unit 539 | 85 | 7988 | Rate Constraint in lbs/MWh | FALSE | L | Annual | Emissions at Affected Plants CO2 | Thousand Tons | 9.9112 | 10.965 | 2.175 | 1.305 | 0 | 0.6525 | 0.6525
7.23 - NJ Fossil CO2 Rate Limit: Unit 539 | 85 | 7988 | Rate Constraint in lbs/MWh | FALSE | L | Annual | Allowances Purchased CO2 | Thousand Tons | 0 | 0 | 0 | 0 | 0 | 0 | 0
7.23 - NJ Fossil CO2 Rate Limit: Unit 539 | 85 | 7988 | Rate Constraint in lbs/MWh | FALSE | L | Annual | Allowances Sold CO2 | Thousand Tons | 0 | 0 | 0 | 0 | 0 | 0 | 0
7.23 - NJ Fossil CO2 Rate Limit: Unit 539 | 85 | 7988 | Rate Constraint in lbs/MWh | FALSE | L | Annual | Allowances Banked | Thousand Tons | 0 | 0 | 0 | 0 | 0 | 0 | 0
7.23 - NJ Fossil CO2 Rate Limit: Unit 539 | 85 | 7988 | Rate Constraint in lbs/MWh | FALSE | L | Annual | Allowances Withdrawn (1:1) | Thousand Tons | 0 | 0 | 0 | 0 | 0 | 0 | 0
7.23 - NJ Fossil CO2 Rate Limit: Unit 539 | 85 | 7988 | Rate Constraint in lbs/MWh | FALSE | L | Annual | Allowances Withdrawn (n:1) | Thousand Tons | 0 | 0 | 0 | 0 | 0 | 0 | 0
7.23 - NJ Fossil CO2 Rate Limit: Unit 539 | 85 | 7988 | Rate Constraint in lbs/MWh | FALSE | L | Annual | Net Emissions Allowance Position | Thousand Tons | 9.9112 | 10.965 | 2.175 | 1.305 | 0 | 0.6525 | 0.6525
7.23 - NJ Fossil CO2 Rate Limit: Unit 539 | 85 | 7988 | Rate Constraint in lbs/MWh | FALSE | L | Annual | Fuel Consumed | TBtu | 0.16931 | 0.18731 | 0.037154 | 0.022293 | 0 | 0.011146 | 0.011146
7.23 - NJ Fossil CO2 Rate Limit: Unit 539 | 85 | 7988 | Rate Constraint in lbs/MWh | FALSE | L | Annual | Rate | lb/MMBtu | 117.08 | 117.08 | 117.08 | 117.08 | 0 | 117.08 | 117.08
7.23 - NJ Fossil CO2 Rate Limit: Unit 539 | 85 | 7988 | Rate Constraint in lbs/MWh | FALSE | L | Annual | Generation | TWh | 0.015757 | 0.017432 | 0.0034578 | 0.0020747 | 0 | 0.0010373 | 0.0010373
7.23 - NJ Fossil CO2 Rate Limit: Unit 539 | 85 | 7988 | Rate Constraint in lbs/MWh | FALSE | L | Annual | Qualifying Generation | TWh | 0.015757 | 0.017432 | 0.0034578 | 0.0020747 | 0 | 0.0010373 | 0.0010373
7.23 - NJ Fossil CO2 Rate Limit: Unit 539 | 85 | 7988 | Rate Constraint in lbs/MWh | FALSE | L | Annual | Constraint Shadow Price | US2022$/Ton | 0 | 0 | 0 | 0 | 53.8965 | 0 | 0
7.23 - NJ Fossil CO2 Rate Limit: Unit 540 | 86 | 7989 | Rate Constraint in lbs/MWh | FALSE | L | Annual | Seasons Included | Seasons | Winter, Spring, Summer, Fall | Winter, Spring, Summer, Fall | Winter, Spring, Summer, Fall | Winter, Spring, Summer, Fall | Winter, Spring, Summer, Fall | Winter, Spring, Summer, Fall | Winter, Spring, Summer, Fall
7.23 - NJ Fossil CO2 Rate Limit: Unit 540 | 86 | 7989 | Rate Constraint in lbs/MWh | FALSE | L | Annual | Standard CO2 | lb/MWh | 1700 | 1700 | 1300 | 1300 | 1300 | 1300 | 1300
7.23 - NJ Fossil CO2 Rate Limit: Unit 540 | 86 | 7989 | Rate Constraint in lbs/MWh | FALSE | L | Annual | Emissions at Affected Plants CO2 | Thousand Tons | 0.19994 | 0.56942 | 0 | 0 | 0 | 0 | 0
7.23 - NJ Fossil CO2 Rate Limit: Unit 540 | 86 | 7989 | Rate Constraint in lbs/MWh | FALSE | L | Annual | Allowances Purchased CO2 | Thousand Tons | 0 | 0 | 0 | 0 | 0 | 0 | 0
7.23 - NJ Fossil CO2 Rate Limit: Unit 540 | 86 | 7989 | Rate Constraint in lbs/MWh | FALSE | L | Annual | Allowances Sold CO2 | Thousand Tons | 0 | 0 | 0 | 0 | 0 | 0 | 0
7.23 - NJ Fossil CO2 Rate Limit: Unit 540 | 86 | 7989 | Rate Constraint in lbs/MWh | FALSE | L | Annual | Allowances Banked | Thousand Tons | 0 | 0 | 0 | 0 | 0 | 0 | 0
7.23 - NJ Fossil CO2 Rate Limit: Unit 540 | 86 | 7989 | Rate Constraint in lbs/MWh | FALSE | L | Annual | Allowances Withdrawn (1:1) | Thousand Tons | 0 | 0 | 0 | 0 | 0 | 0 | 0
7.23 - NJ Fossil CO2 Rate Limit: Unit 540 | 86 | 7989 | Rate Constraint in lbs/MWh | FALSE | L | Annual | Allowances Withdrawn (n:1) | Thousand Tons | 0 | 0 | 0 | 0 | 0 | 0 | 0
7.23 - NJ Fossil CO2 Rate Limit: Unit 540 | 86 | 7989 | Rate Constraint in lbs/MWh | FALSE | L | Annual | Net Emissions Allowance Position | Thousand Tons | 0.19994 | 0.56942 | 0 | 0 | 0 | 0 | 0
7.23 - NJ Fossil CO2 Rate Limit: Unit 540 | 86 | 7989 | Rate Constraint in lbs/MWh | FALSE | L | Annual | Fuel Consumed | TBtu | 0.0034155 | 0.0097271 | 0 | 0 | 0 | 0 | 0
7.23 - NJ Fossil CO2 Rate Limit: Unit 540 | 86 | 7989 | Rate Constraint in lbs/MWh | FALSE | L | Annual | Rate | lb/MMBtu | 117.08 | 117.08 | 0 | 0 | 0 | 0 | 0
7.23 - NJ Fossil CO2 Rate Limit: Unit 540 | 86 | 7989 | Rate Constraint in lbs/MWh | FALSE | L | Annual | Generation | TWh | 0.000268 | 0.00076323 | 0 | 0 | 0 | 0 | 0
7.23 - NJ Fossil CO2 Rate Limit: Unit 540 | 86 | 7989 | Rate Constraint in lbs/MWh | FALSE | L | Annual | Qualifying Generation | TWh | 0.000268 | 0.00076323 | 0 | 0 | 0 | 0 | 0
7.23 - NJ Fossil CO2 Rate Limit: Unit 540 | 86 | 7989 | Rate Constraint in lbs/MWh | FALSE | L | Annual | Constraint Shadow Price | US2022$/Ton | 0 | 0 | 1633.8886 | 3.6102 | 0 | 223.1581 | 215.8976
7.23 - NJ Fossil CO2 Rate Limit: Unit 541 | 87 | 7990 | Rate Constraint in lbs/MWh | FALSE | L | Annual | Seasons Included | Seasons | Winter, Spring, Summer, Fall | Winter, Spring, Summer, Fall | Winter, Spring, Summer, Fall | Winter, Spring, Summer, Fall | Winter, Spring, Summer, Fall | Winter, Spring, Summer, Fall | Winter, Spring, Summer, Fall
7.23 - NJ Fossil CO2 Rate Limit: Unit 541 | 87 | 7990 | Rate Constraint in lbs/MWh | FALSE | L | Annual | Standard CO2 | lb/MWh | 1700 | 1700 | 1300 | 1300 | 1300 | 1300 | 1300
7.23 - NJ Fossil CO2 Rate Limit: Unit 541 | 87 | 7990 | Rate Constraint in lbs/MWh | FALSE | L | Annual | Emissions at Affected Plants CO2 | Thousand Tons | 6.1303 | 4.7848 | 2.7246 | 2.5237 | 2.179 | 2.135 | 7.3393
7.23 - NJ Fossil CO2 Rate Limit: Unit 541 | 87 | 7990 | Rate Constraint in lbs/MWh | FALSE | L | Annual | Allowances Purchased CO2 | Thousand Tons | 0 | 0 | 0 | 0 | 0 | 0 | 0
7.23 - NJ Fossil CO2 Rate Limit: Unit 541 | 87 | 7990 | Rate Constraint in lbs/MWh | FALSE | L | Annual | Allowances Sold CO2 | Thousand Tons | 0 | 0 | 0 | 0 | 0 | 0 | 0
7.23 - NJ Fossil CO2 Rate Limit: Unit 541 | 87 | 7990 | Rate Constraint in lbs/MWh | FALSE | L | Annual | Allowances Banked | Thousand Tons | 0 | 0 | 0 | 0 | 0 | 0 | 0
7.23 - NJ Fossil CO2 Rate Limit: Unit 541 | 87 | 7990 | Rate Constraint in lbs/MWh | FALSE | L | Annual | Allowances Withdrawn (1:1) | Thousand Tons | 0 | 0 | 0 | 0 | 0 | 0 | 0
7.23 - NJ Fossil CO2 Rate Limit: Unit 541 | 87 | 7990 | Rate Constraint in lbs/MWh | FALSE | L | Annual | Allowances Withdrawn (n:1) | Thousand Tons | 0 | 0 | 0 | 0 | 0 | 0 | 0
7.23 - NJ Fossil CO2 Rate Limit: Unit 541 | 87 | 7990 | Rate Constraint in lbs/MWh | FALSE | L | Annual | Net Emissions Allowance Position | Thousand Tons | 6.1303 | 4.7848 | 2.7246 | 2.5237 | 2.179 | 2.135 | 7.3393
7.23 - NJ Fossil CO2 Rate Limit: Unit 541 | 87 | 7990 | Rate Constraint in lbs/MWh | FALSE | L | Annual | Fuel Consumed | TBtu | 0.098163 | 0.076617 | 0.043629 | 0.040412 | 0.034891 | 0.034188 | 0.11752
7.23 - NJ Fossil CO2 Rate Limit: Unit 541 | 87 | 7990 | Rate Constraint in lbs/MWh | FALSE | L | Annual | Rate | lb/MMBtu | 124.9013 | 124.9013 | 124.9013 | 124.9013 | 124.9013 | 124.9013 | 124.9013
7.23 - NJ Fossil CO2 Rate Limit: Unit 541 | 87 | 7990 | Rate Constraint in lbs/MWh | FALSE | L | Annual | Generation | TWh | 0.010197 | 0.0079589 | 0.0045321 | 0.0041979 | 0.0036244 | 0.0035514 | 0.012208
7.23 - NJ Fossil CO2 Rate Limit: Unit 541 | 87 | 7990 | Rate Constraint in lbs/MWh | FALSE | L | Annual | Qualifying Generation | TWh | 0.010197 | 0.0079589 | 0.0045321 | 0.0041979 | 0.0036244 | 0.0035514 | 0.012208
7.23 - NJ Fossil CO2 Rate Limit: Unit 541 | 87 | 7990 | Rate Constraint in lbs/MWh | FALSE | L | Annual | Constraint Shadow Price | US2022$/Ton | 0 | 0 | 0 | 0 | 0 | 0 | 0
7.23 - NJ Fossil CO2 Rate Limit: Unit 542 | 88 | 7991 | Rate Constraint in lbs/MWh | FALSE | L | Annual | Seasons Included | Seasons | Winter, Spring, Summer, Fall | Winter, Spring, Summer, Fall | Winter, Spring, Summer, Fall | Winter, Spring, Summer, Fall | Winter, Spring, Summer, Fall | Winter, Spring, Summer, Fall | Winter, Spring, Summer, Fall
7.23 - NJ Fossil CO2 Rate Limit: Unit 542 | 88 | 7991 | Rate Constraint in lbs/MWh | FALSE | L | Annual | Standard CO2 | lb/MWh | 1700 | 1700 | 1300 | 1300 | 1300 | 1300 | 1300
7.23 - NJ Fossil CO2 Rate Limit: Unit 542 | 88 | 7991 | Rate Constraint in lbs/MWh | FALSE | L | Annual | Emissions at Affected Plants CO2 | Thousand Tons | 1.0697 | 1.2641 | 0 | 0 | 0 | 0 | 0
7.23 - NJ Fossil CO2 Rate Limit: Unit 542 | 88 | 7991 | Rate Constraint in lbs/MWh | FALSE | L | Annual | Allowances Purchased CO2 | Thousand Tons | 0 | 0 | 0 | 0 | 0 | 0 | 0
7.23 - NJ Fossil CO2 Rate Limit: Unit 542 | 88 | 7991 | Rate Constraint in lbs/MWh | FALSE | L | Annual | Allowances Sold CO2 | Thousand Tons | 0 | 0 | 0 | 0 | 0 | 0 | 0
7.23 - NJ Fossil CO2 Rate Limit: Unit 542 | 88 | 7991 | Rate Constraint in lbs/MWh | FALSE | L | Annual | Allowances Banked | Thousand Tons | 0 | 0 | 0 | 0 | 0 | 0 | 0
7.23 - NJ Fossil CO2 Rate Limit: Unit 542 | 88 | 7991 | Rate Constraint in lbs/MWh | FALSE | L | Annual | Allowances Withdrawn (1:1) | Thousand Tons | 0 | 0 | 0 | 0 | 0 | 0 | 0
7.23 - NJ Fossil CO2 Rate Limit: Unit 542 | 88 | 7991 | Rate Constraint in lbs/MWh | FALSE | L | Annual | Allowances Withdrawn (n:1) | Thousand Tons | 0 | 0 | 0 | 0 | 0 | 0 | 0
7.23 - NJ Fossil CO2 Rate Limit: Unit 542 | 88 | 7991 | Rate Constraint in lbs/MWh | FALSE | L | Annual | Net Emissions Allowance Position | Thousand Tons | 1.0697 | 1.2641 | 0 | 0 | 0 | 0 | 0
7.23 - NJ Fossil CO2 Rate Limit: Unit 542 | 88 | 7991 | Rate Constraint in lbs/MWh | FALSE | L | Annual | Fuel Consumed | TBtu | 0.018272 | 0.021594 | 0 | 0 | 0 | 0 | 0
7.23 - NJ Fossil CO2 Rate Limit: Unit 542 | 88 | 7991 | Rate Constraint in lbs/MWh | FALSE | L | Annual | Rate | lb/MMBtu | 117.08 | 117.08 | 0 | 0 | 0 | 0 | 0
7.23 - NJ Fossil CO2 Rate Limit: Unit 542 | 88 | 7991 | Rate Constraint in lbs/MWh | FALSE | L | Annual | Generation | TWh | 0.0012662 | 0.0014964 | 0 | 0 | 0 | 0 | 0
7.23 - NJ Fossil CO2 Rate Limit: Unit 542 | 88 | 7991 | Rate Constraint in lbs/MWh | FALSE | L | Annual | Qualifying Generation | TWh | 0.0012662 | 0.0014964 | 0 | 0 | 0 | 0 | 0
7.23 - NJ Fossil CO2 Rate Limit: Unit 542 | 88 | 7991 | Rate Constraint in lbs/MWh | FALSE | L | Annual | Constraint Shadow Price | US2022$/Ton | 0 | 0 | 777.1845 | 0 | 0 | 73.9132 | 48.2009
7.23 - NJ Fossil CO2 Rate Limit: Unit 543 | 89 | 7992 | Rate Constraint in lbs/MWh | FALSE | L | Annual | Seasons Included | Seasons | Winter, Spring, Summer, Fall | Winter, Spring, Summer, Fall | Winter, Spring, Summer, Fall | Winter, Spring, Summer, Fall | Winter, Spring, Summer, Fall | Winter, Spring, Summer, Fall | Winter, Spring, Summer, Fall
7.23 - NJ Fossil CO2 Rate Limit: Unit 543 | 89 | 7992 | Rate Constraint in lbs/MWh | FALSE | L | Annual | Standard CO2 | lb/MWh | 1700 | 1700 | 1300 | 1300 | 1300 | 1300 | 1300
7.23 - NJ Fossil CO2 Rate Limit: Unit 543 | 89 | 7992 | Rate Constraint in lbs/MWh | FALSE | L | Annual | Emissions at Affected Plants CO2 | Thousand Tons | 1.3201 | 1.5601 | 0 | 0 | 0 | 0 | 0
7.23 - NJ Fossil CO2 Rate Limit: Unit 543 | 89 | 7992 | Rate Constraint in lbs/MWh | FALSE | L | Annual | Allowances Purchased CO2 | Thousand Tons | 0 | 0 | 0 | 0 | 0 | 0 | 0
7.23 - NJ Fossil CO2 Rate Limit: Unit 543 | 89 | 7992 | Rate Constraint in lbs/MWh | FALSE | L | Annual | Allowances Sold CO2 | Thousand Tons | 0 | 0 | 0 | 0 | 0 | 0 | 0
7.23 - NJ Fossil CO2 Rate Limit: Unit 543 | 89 | 7992 | Rate Constraint in lbs/MWh | FALSE | L | Annual | Allowances Banked | Thousand Tons | 0 | 0 | 0 | 0 | 0 | 0 | 0
7.23 - NJ Fossil CO2 Rate Limit: Unit 543 | 89 | 7992 | Rate Constraint in lbs/MWh | FALSE | L | Annual | Allowances Withdrawn (1:1) | Thousand Tons | 0 | 0 | 0 | 0 | 0 | 0 | 0
7.23 - NJ Fossil CO2 Rate Limit: Unit 543 | 89 | 7992 | Rate Constraint in lbs/MWh | FALSE | L | Annual | Allowances Withdrawn (n:1) | Thousand Tons | 0 | 0 | 0 | 0 | 0 | 0 | 0
7.23 - NJ Fossil CO2 Rate Limit: Unit 543 | 89 | 7992 | Rate Constraint in lbs/MWh | FALSE | L | Annual | Net Emissions Allowance Position | Thousand Tons | 1.3201 | 1.5601 | 0 | 0 | 0 | 0 | 0
7.23 - NJ Fossil CO2 Rate Limit: Unit 543 | 89 | 7992 | Rate Constraint in lbs/MWh | FALSE | L | Annual | Fuel Consumed | TBtu | 0.02255 | 0.02665 | 0 | 0 | 0 | 0 | 0
7.23 - NJ Fossil CO2 Rate Limit: Unit 543 | 89 | 7992 | Rate Constraint in lbs/MWh | FALSE | L | Annual | Rate | lb/MMBtu | 117.08 | 117.08 | 0 | 0 | 0 | 0 | 0
7.23 - NJ Fossil CO2 Rate Limit: Unit 543 | 89 | 7992 | Rate Constraint in lbs/MWh | FALSE | L | Annual | Generation | TWh | 0.0017126 | 0.002024 | 0 | 0 | 0 | 0 | 0
7.23 - NJ Fossil CO2 Rate Limit: Unit 543 | 89 | 7992 | Rate Constraint in lbs/MWh | FALSE | L | Annual | Qualifying Generation | TWh | 0.0017126 | 0.002024 | 0 | 0 | 0 | 0 | 0
7.23 - NJ Fossil CO2 Rate Limit: Unit 543 | 89 | 7992 | Rate Constraint in lbs/MWh | FALSE | L | Annual | Constraint Shadow Price | US2022$/Ton | 0 | 0 | 1275.3109 | 0 | 0 | 150.3372 | 134.0337
7.23 - NJ Fossil CO2 Rate Limit: Unit 544 | 90 | 7993 | Rate Constraint in lbs/MWh | FALSE | L | Annual | Seasons Included | Seasons | Winter, Spring, Summer, Fall | Winter, Spring, Summer, Fall | Winter, Spring, Summer, Fall | Winter, Spring, Summer, Fall | Winter, Spring, Summer, Fall | Winter, Spring, Summer, Fall | Winter, Spring, Summer, Fall
7.23 - NJ Fossil CO2 Rate Limit: Unit 544 | 90 | 7993 | Rate Constraint in lbs/MWh | FALSE | L | Annual | Standard CO2 | lb/MWh | 1700 | 1700 | 1300 | 1300 | 1300 | 1300 | 1300
7.23 - NJ Fossil CO2 Rate Limit: Unit 544 | 90 | 7993 | Rate Constraint in lbs/MWh | FALSE | L | Annual | Emissions at Affected Plants CO2 | Thousand Tons | 19.5642 | 19.0902 | 10.2926 | 2.2457 | 1.4971 | 1.1228 | 1.1228
7.23 - NJ Fossil CO2 Rate Limit: Unit 544 | 90 | 7993 | Rate Constraint in lbs/MWh | FALSE | L | Annual | Allowances Purchased CO2 | Thousand Tons | 0 | 0 | 0 | 0 | 0 | 0 | 0
7.23 - NJ Fossil CO2 Rate Limit: Unit 544 | 90 | 7993 | Rate Constraint in lbs/MWh | FALSE | L | Annual | Allowances Sold CO2 | Thousand Tons | 0 | 0 | 0 | 0 | 0 | 0 | 0
7.23 - NJ Fossil CO2 Rate Limit: Unit 544 | 90 | 7993 | Rate Constraint in lbs/MWh | FALSE | L | Annual | Allowances Banked | Thousand Tons | 0 | 0 | 0 | 0 | 0 | 0 | 0
7.23 - NJ Fossil CO2 Rate Limit: Unit 544 | 90 | 7993 | Rate Constraint in lbs/MWh | FALSE | L | Annual | Allowances Withdrawn (1:1) | Thousand Tons | 0 | 0 | 0 | 0 | 0 | 0 | 0
7.23 - NJ Fossil CO2 Rate Limit: Unit 544 | 90 | 7993 | Rate Constraint in lbs/MWh | FALSE | L | Annual | Allowances Withdrawn (n:1) | Thousand Tons | 0 | 0 | 0 | 0 | 0 | 0 | 0
7.23 - NJ Fossil CO2 Rate Limit: Unit 544 | 90 | 7993 | Rate Constraint in lbs/MWh | FALSE | L | Annual | Net Emissions Allowance Position | Thousand Tons | 19.5642 | 19.0902 | 10.2926 | 2.2457 | 1.4971 | 1.1228 | 1.1228
7.23 - NJ Fossil CO2 Rate Limit: Unit 544 | 90 | 7993 | Rate Constraint in lbs/MWh | FALSE | L | Annual | Fuel Consumed | TBtu | 0.3342 | 0.32611 | 0.17582 | 0.038361 | 0.025574 | 0.019181 | 0.019181
7.23 - NJ Fossil CO2 Rate Limit: Unit 544 | 90 | 7993 | Rate Constraint in lbs/MWh | FALSE | L | Annual | Rate | lb/MMBtu | 117.08 | 117.08 | 117.08 | 117.08 | 117.08 | 117.08 | 117.08
7.23 - NJ Fossil CO2 Rate Limit: Unit 544 | 90 | 7993 | Rate Constraint in lbs/MWh | FALSE | L | Annual | Generation | TWh | 0.031103 | 0.03035 | 0.016363 | 0.0035701 | 0.0023801 | 0.0017851 | 0.0017851
7.23 - NJ Fossil CO2 Rate Limit: Unit 544 | 90 | 7993 | Rate Constraint in lbs/MWh | FALSE | L | Annual | Qualifying Generation | TWh | 0.031103 | 0.03035 | 0.016363 | 0.0035701 | 0.0023801 | 0.0017851 | 0.0017851
7.23 - NJ Fossil CO2 Rate Limit: Unit 544 | 90 | 7993 | Rate Constraint in lbs/MWh | FALSE | L | Annual | Constraint Shadow Price | US2022$/Ton | 0 | 0 | 0 | 0 | 0 | 0 | 0
7.23 - NJ Fossil CO2 Rate Limit: Unit 545 | 91 | 7994 | Rate Constraint in lbs/MWh | FALSE | L | Annual | Seasons Included | Seasons | Winter, Spring, Summer, Fall | Winter, Spring, Summer, Fall | Winter, Spring, Summer, Fall | Winter, Spring, Summer, Fall | Winter, Spring, Summer, Fall | Winter, Spring, Summer, Fall | Winter, Spring, Summer, Fall
7.23 - NJ Fossil CO2 Rate Limit: Unit 545 | 91 | 7994 | Rate Constraint in lbs/MWh | FALSE | L | Annual | Standard CO2 | lb/MWh | 1700 | 1700 | 1300 | 1300 | 1300 | 1300 | 1300
7.23 - NJ Fossil CO2 Rate Limit: Unit 545 | 91 | 7994 | Rate Constraint in lbs/MWh | FALSE | L | Annual | Emissions at Affected Plants CO2 | Thousand Tons | 20.3794 | 19.8856 | 9.7767 | 2.3392 | 1.5595 | 1.1696 | 1.1696
7.23 - NJ Fossil CO2 Rate Limit: Unit 545 | 91 | 7994 | Rate Constraint in lbs/MWh | FALSE | L | Annual | Allowances Purchased CO2 | Thousand Tons | 0 | 0 | 0 | 0 | 0 | 0 | 0
7.23 - NJ Fossil CO2 Rate Limit: Unit 545 | 91 | 7994 | Rate Constraint in lbs/MWh | FALSE | L | Annual | Allowances Sold CO2 | Thousand Tons | 0 | 0 | 0 | 0 | 0 | 0 | 0
7.23 - NJ Fossil CO2 Rate Limit: Unit 545 | 91 | 7994 | Rate Constraint in lbs/MWh | FALSE | L | Annual | Allowances Banked | Thousand Tons | 0 | 0 | 0 | 0 | 0 | 0 | 0
7.23 - NJ Fossil CO2 Rate Limit: Unit 545 | 91 | 7994 | Rate Constraint in lbs/MWh | FALSE | L | Annual | Allowances Withdrawn (1:1) | Thousand Tons | 0 | 0 | 0 | 0 | 0 | 0 | 0
7.23 - NJ Fossil CO2 Rate Limit: Unit 545 | 91 | 7994 | Rate Constraint in lbs/MWh | FALSE | L | Annual | Allowances Withdrawn (n:1) | Thousand Tons | 0 | 0 | 0 | 0 | 0 | 0 | 0
7.23 - NJ Fossil CO2 Rate Limit: Unit 545 | 91 | 7994 | Rate Constraint in lbs/MWh | FALSE | L | Annual | Net Emissions Allowance Position | Thousand Tons | 20.3794 | 19.8856 | 9.7767 | 2.3392 | 1.5595 | 1.1696 | 1.1696
7.23 - NJ Fossil CO2 Rate Limit: Unit 545 | 91 | 7994 | Rate Constraint in lbs/MWh | FALSE | L | Annual | Fuel Consumed | TBtu | 0.34813 | 0.33969 | 0.16701 | 0.039959 | 0.02664 | 0.01998 | 0.01998
7.23 - NJ Fossil CO2 Rate Limit: Unit 545 | 91 | 7994 | Rate Constraint in lbs/MWh | FALSE | L | Annual | Rate | lb/MMBtu | 117.08 | 117.08 | 117.08 | 117.08 | 117.08 | 117.08 | 117.08
7.23 - NJ Fossil CO2 Rate Limit: Unit 545 | 91 | 7994 | Rate Constraint in lbs/MWh | FALSE | L | Annual | Generation | TWh | 0.032399 | 0.031614 | 0.015543 | 0.0037189 | 0.0024793 | 0.0018594 | 0.0018594
7.23 - NJ Fossil CO2 Rate Limit: Unit 545 | 91 | 7994 | Rate Constraint in lbs/MWh | FALSE | L | Annual | Qualifying Generation | TWh | 0.032399 | 0.031614 | 0.015543 | 0.0037189 | 0.0024793 | 0.0018594 | 0.0018594
7.23 - NJ Fossil CO2 Rate Limit: Unit 545 | 91 | 7994 | Rate Constraint in lbs/MWh | FALSE | L | Annual | Constraint Shadow Price | US2022$/Ton | 0 | 0 | 0 | 0 | 0 | 0 | 0
7.23 - NJ Fossil CO2 Rate Limit: Unit 546 | 92 | 7995 | Rate Constraint in lbs/MWh | FALSE | L | Annual | Seasons Included | Seasons | Winter, Spring, Summer, Fall | Winter, Spring, Summer, Fall | Winter, Spring, Summer, Fall | Winter, Spring, Summer, Fall | Winter, Spring, Summer, Fall | Winter, Spring, Summer, Fall | Winter, Spring, Summer, Fall
7.23 - NJ Fossil CO2 Rate Limit: Unit 546 | 92 | 7995 | Rate Constraint in lbs/MWh | FALSE | L | Annual | Standard CO2 | lb/MWh | 1700 | 1700 | 1300 | 1300 | 1300 | 1300 | 1300
7.23 - NJ Fossil CO2 Rate Limit: Unit 546 | 92 | 7995 | Rate Constraint in lbs/MWh | FALSE | L | Annual | Emissions at Affected Plants CO2 | Thousand Tons | 5.0372 | 5.9531 | 0 | 0 | 0 | 0 | 0
7.23 - NJ Fossil CO2 Rate Limit: Unit 546 | 92 | 7995 | Rate Constraint in lbs/MWh | FALSE | L | Annual | Allowances Purchased CO2 | Thousand Tons | 0 | 0 | 0 | 0 | 0 | 0 | 0
7.23 - NJ Fossil CO2 Rate Limit: Unit 546 | 92 | 7995 | Rate Constraint in lbs/MWh | FALSE | L | Annual | Allowances Sold CO2 | Thousand Tons | 0 | 0 | 0 | 0 | 0 | 0 | 0
7.23 - NJ Fossil CO2 Rate Limit: Unit 546 | 92 | 7995 | Rate Constraint in lbs/MWh | FALSE | L | Annual | Allowances Banked | Thousand Tons | 0 | 0 | 0 | 0 | 0 | 0 | 0
7.23 - NJ Fossil CO2 Rate Limit: Unit 546 | 92 | 7995 | Rate Constraint in lbs/MWh | FALSE | L | Annual | Allowances Withdrawn (1:1) | Thousand Tons | 0 | 0 | 0 | 0 | 0 | 0 | 0
7.23 - NJ Fossil CO2 Rate Limit: Unit 546 | 92 | 7995 | Rate Constraint in lbs/MWh | FALSE | L | Annual | Allowances Withdrawn (n:1) | Thousand Tons | 0 | 0 | 0 | 0 | 0 | 0 | 0
7.23 - NJ Fossil CO2 Rate Limit: Unit 546 | 92 | 7995 | Rate Constraint in lbs/MWh | FALSE | L | Annual | Net Emissions Allowance Position | Thousand Tons | 5.0372 | 5.9531 | 0 | 0 | 0 | 0 | 0
7.23 - NJ Fossil CO2 Rate Limit: Unit 546 | 92 | 7995 | Rate Constraint in lbs/MWh | FALSE | L | Annual | Fuel Consumed | TBtu | 0.086047 | 0.10169 | 0 | 0 | 0 | 0 | 0
7.23 - NJ Fossil CO2 Rate Limit: Unit 546 | 92 | 7995 | Rate Constraint in lbs/MWh | FALSE | L | Annual | Rate | lb/MMBtu | 117.08 | 117.08 | 0 | 0 | 0 | 0 | 0
7.23 - NJ Fossil CO2 Rate Limit: Unit 546 | 92 | 7995 | Rate Constraint in lbs/MWh | FALSE | L | Annual | Generation | TWh | 0.0066258 | 0.0078304 | 0 | 0 | 0 | 0 | 0
7.23 - NJ Fossil CO2 Rate Limit: Unit 546 | 92 | 7995 | Rate Constraint in lbs/MWh | FALSE | L | Annual | Qualifying Generation | TWh | 0.0066258 | 0.0078304 | 0 | 0 | 0 | 0 | 0
7.23 - NJ Fossil CO2 Rate Limit: Unit 546 | 92 | 7995 | Rate Constraint in lbs/MWh | FALSE | L | Annual | Constraint Shadow Price | US2022$/Ton | 0 | 0 | 1402.219 | 0 | 0 | 170.9903 | 152.3999
7.23 - NJ Fossil CO2 Rate Limit: Unit 547 | 93 | 7996 | Rate Constraint in lbs/MWh | FALSE | L | Annual | Seasons Included | Seasons | Winter, Spring, Summer, Fall | Winter, Spring, Summer, Fall | Winter, Spring, Summer, Fall | Winter, Spring, Summer, Fall | Winter, Spring, Summer, Fall | Winter, Spring, Summer, Fall | Winter, Spring, Summer, Fall
7.23 - NJ Fossil CO2 Rate Limit: Unit 547 | 93 | 7996 | Rate Constraint in lbs/MWh | FALSE | L | Annual | Standard CO2 | lb/MWh | 1700 | 1700 | 1300 | 1300 | 1300 | 1300 | 1300
7.23 - NJ Fossil CO2 Rate Limit: Unit 547 | 93 | 7996 | Rate Constraint in lbs/MWh | FALSE | L | Annual | Emissions at Affected Plants CO2 | Thousand Tons | 8.9252 | 9.8742 | 1.9586 | 1.1752 | 0 | 0.58759 | 0.58759
7.23 - NJ Fossil CO2 Rate Limit: Unit 547 | 93 | 7996 | Rate Constraint in lbs/MWh | FALSE | L | Annual | Allowances Purchased CO2 | Thousand Tons | 0 | 0 | 0 | 0 | 0 | 0 | 0
7.23 - NJ Fossil CO2 Rate Limit: Unit 547 | 93 | 7996 | Rate Constraint in lbs/MWh | FALSE | L | Annual | Allowances Sold CO2 | Thousand Tons | 0 | 0 | 0 | 0 | 0 | 0 | 0
7.23 - NJ Fossil CO2 Rate Limit: Unit 547 | 93 | 7996 | Rate Constraint in lbs/MWh | FALSE | L | Annual | Allowances Banked | Thousand Tons | 0 | 0 | 0 | 0 | 0 | 0 | 0
7.23 - NJ Fossil CO2 Rate Limit: Unit 547 | 93 | 7996 | Rate Constraint in lbs/MWh | FALSE | L | Annual | Allowances Withdrawn (1:1) | Thousand Tons | 0 | 0 | 0 | 0 | 0 | 0 | 0
7.23 - NJ Fossil CO2 Rate Limit: Unit 547 | 93 | 7996 | Rate Constraint in lbs/MWh | FALSE | L | Annual | Allowances Withdrawn (n:1) | Thousand Tons | 0 | 0 | 0 | 0 | 0 | 0 | 0
7.23 - NJ Fossil CO2 Rate Limit: Unit 547 | 93 | 7996 | Rate Constraint in lbs/MWh | FALSE | L | Annual | Net Emissions Allowance Position | Thousand Tons | 8.9252 | 9.8742 | 1.9586 | 1.1752 | 0 | 0.58759 | 0.58759
7.23 - NJ Fossil CO2 Rate Limit: Unit 547 | 93 | 7996 | Rate Constraint in lbs/MWh | FALSE | L | Annual | Fuel Consumed | TBtu | 0.15246 | 0.16867 | 0.033458 | 0.020075 | 0 | 0.010037 | 0.010037
7.23 - NJ Fossil CO2 Rate Limit: Unit 547 | 93 | 7996 | Rate Constraint in lbs/MWh | FALSE | L | Annual | Rate | lb/MMBtu | 117.08 | 117.08 | 117.08 | 117.08 | 0 | 117.08 | 117.08
7.23 - NJ Fossil CO2 Rate Limit: Unit 547 | 93 | 7996 | Rate Constraint in lbs/MWh | FALSE | L | Annual | Generation | TWh | 0.014189 | 0.015698 | 0.0031138 | 0.0018683 | 0 | 0.00093415 | 0.00093415
7.23 - NJ Fossil CO2 Rate Limit: Unit 547 | 93 | 7996 | Rate Constraint in lbs/MWh | FALSE | L | Annual | Qualifying Generation | TWh | 0.014189 | 0.015698 | 0.0031138 | 0.0018683 | 0 | 0.00093415 | 0.00093415
7.23 - NJ Fossil CO2 Rate Limit: Unit 547 | 93 | 7996 | Rate Constraint in lbs/MWh | FALSE | L | Annual | Constraint Shadow Price | US2022$/Ton | 0 | 0 | 0 | 0 | 47.7025 | 0 | 0
7.23 - NJ Fossil CO2 Rate Limit: Unit 658 | 94 | 7997 | Rate Constraint in lbs/MWh | FALSE | L | Annual | Seasons Included | Seasons | Winter, Spring, Summer, Fall | Winter, Spring, Summer, Fall | Winter, Spring, Summer, Fall | Winter, Spring, Summer, Fall | Winter, Spring, Summer, Fall | Winter, Spring, Summer, Fall | Winter, Spring, Summer, Fall
7.23 - NJ Fossil CO2 Rate Limit: Unit 658 | 94 | 7997 | Rate Constraint in lbs/MWh | FALSE | L | Annual | Standard CO2 | lb/MWh | 1700 | 1700 | 1300 | 1300 | 1300 | 1300 | 1300
7.23 - NJ Fossil CO2 Rate Limit: Unit 658 | 94 | 7997 | Rate Constraint in lbs/MWh | FALSE | L | Annual | Emissions at Affected Plants CO2 | Thousand Tons | 293.165 | 303.8045 | 48.7296 | 95.7906 | 60.6505 | 201.7473 | 159.5334
7.23 - NJ Fossil CO2 Rate Limit: Unit 658 | 94 | 7997 | Rate Constraint in lbs/MWh | FALSE | L | Annual | Allowances Purchased CO2 | Thousand Tons | 0 | 0 | 0 | 0 | 0 | 0 | 0
7.23 - NJ Fossil CO2 Rate Limit: Unit 658 | 94 | 7997 | Rate Constraint in lbs/MWh | FALSE | L | Annual | Allowances Sold CO2 | Thousand Tons | 0 | 0 | 0 | 0 | 0 | 0 | 0
7.23 - NJ Fossil CO2 Rate Limit: Unit 658 | 94 | 7997 | Rate Constraint in lbs/MWh | FALSE | L | Annual | Allowances Banked | Thousand Tons | 0 | 0 | 0 | 0 | 0 | 0 | 0
7.23 - NJ Fossil CO2 Rate Limit: Unit 658 | 94 | 7997 | Rate Constraint in lbs/MWh | FALSE | L | Annual | Allowances Withdrawn (1:1) | Thousand Tons | 0 | 0 | 0 | 0 | 0 | 0 | 0
7.23 - NJ Fossil CO2 Rate Limit: Unit 658 | 94 | 7997 | Rate Constraint in lbs/MWh | FALSE | L | Annual | Allowances Withdrawn (n:1) | Thousand Tons | 0 | 0 | 0 | 0 | 0 | 0 | 0
7.23 - NJ Fossil CO2 Rate Limit: Unit 658 | 94 | 7997 | Rate Constraint in lbs/MWh | FALSE | L | Annual | Net Emissions Allowance Position | Thousand Tons | 293.165 | 303.8045 | 48.7296 | 95.7906 | 60.6505 | 201.7473 | 159.5334
7.23 - NJ Fossil CO2 Rate Limit: Unit 658 | 94 | 7997 | Rate Constraint in lbs/MWh | FALSE | L | Annual | Fuel Consumed | TBtu | 5.0079 | 5.1897 | 0.83241 | 1.6363 | 1.0361 | 3.4463 | 2.7252
7.23 - NJ Fossil CO2 Rate Limit: Unit 658 | 94 | 7997 | Rate Constraint in lbs/MWh | FALSE | L | Annual | Rate | lb/MMBtu | 117.08 | 117.08 | 117.08 | 117.08 | 117.08 | 117.08 | 117.08
7.23 - NJ Fossil CO2 Rate Limit: Unit 658 | 94 | 7997 | Rate Constraint in lbs/MWh | FALSE | L | Annual | Generation | TWh | 0.46607 | 0.48299 | 0.07747 | 0.15229 | 0.096422 | 0.32074 | 0.25363
7.23 - NJ Fossil CO2 Rate Limit: Unit 658 | 94 | 7997 | Rate Constraint in lbs/MWh | FALSE | L | Annual | Qualifying Generation | TWh | 0.46607 | 0.48299 | 0.07747 | 0.15229 | 0.096422 | 0.32074 | 0.25363
7.23 - NJ Fossil CO2 Rate Limit: Unit 658 | 94 | 7997 | Rate Constraint in lbs/MWh | FALSE | L | Annual | Constraint Shadow Price | US2022$/Ton | 0 | 0 | 0 | 0 | 0 | 0 | 0
7.23 - NJ Fossil CO2 Rate Limit: Unit 663 | 95 | 7998 | Rate Constraint in lbs/MWh | FALSE | L | Annual | Seasons Included | Seasons | Winter, Spring, Summer, Fall | Winter, Spring, Summer, Fall | Winter, Spring, Summer, Fall | Winter, Spring, Summer, Fall | Winter, Spring, Summer, Fall | Winter, Spring, Summer, Fall | Winter, Spring, Summer, Fall
7.23 - NJ Fossil CO2 Rate Limit: Unit 663 | 95 | 7998 | Rate Constraint in lbs/MWh | FALSE | L | Annual | Standard CO2 | lb/MWh | 1700 | 1700 | 1300 | 1300 | 1300 | 1300 | 1300
7.23 - NJ Fossil CO2 Rate Limit: Unit 663 | 95 | 7998 | Rate Constraint in lbs/MWh | FALSE | L | Annual | Emissions at Affected Plants CO2 | Thousand Tons | 74.0306 | 76.7904 | 11.5807 | 24.4226 | 10.7942 | 46.1984 | 36.1349
7.23 - NJ Fossil CO2 Rate Limit: Unit 663 | 95 | 7998 | Rate Constraint in lbs/MWh | FALSE | L | Annual | Allowances Purchased CO2 | Thousand Tons | 0 | 0 | 0 | 0 | 0 | 0 | 0
7.23 - NJ Fossil CO2 Rate Limit: Unit 663 | 95 | 7998 | Rate Constraint in lbs/MWh | FALSE | L | Annual | Allowances Sold CO2 | Thousand Tons | 0 | 0 | 0 | 0 | 0 | 0 | 0
7.23 - NJ Fossil CO2 Rate Limit: Unit 663 | 95 | 7998 | Rate Constraint in lbs/MWh | FALSE | L | Annual | Allowances Banked | Thousand Tons | 0 | 0 | 0 | 0 | 0 | 0 | 0
7.23 - NJ Fossil CO2 Rate Limit: Unit 663 | 95 | 7998 | Rate Constraint in lbs/MWh | FALSE | L | Annual | Allowances Withdrawn (1:1) | Thousand Tons | 0 | 0 | 0 | 0 | 0 | 0 | 0
7.23 - NJ Fossil CO2 Rate Limit: Unit 663 | 95 | 7998 | Rate Constraint in lbs/MWh | FALSE | L | Annual | Allowances Withdrawn (n:1) | Thousand Tons | 0 | 0 | 0 | 0 | 0 | 0 | 0
7.23 - NJ Fossil CO2 Rate Limit: Unit 663 | 95 | 7998 | Rate Constraint in lbs/MWh | FALSE | L | Annual | Net Emissions Allowance Position | Thousand Tons | 74.0306 | 76.7904 | 11.5807 | 24.4226 | 10.7942 | 46.1984 | 36.1349
7.23 - NJ Fossil CO2 Rate Limit: Unit 663 | 95 | 7998 | Rate Constraint in lbs/MWh | FALSE | L | Annual | Fuel Consumed | TBtu | 1.2646 | 1.3118 | 0.19783 | 0.4172 | 0.18439 | 0.78918 | 0.61727
7.23 - NJ Fossil CO2 Rate Limit: Unit 663 | 95 | 7998 | Rate Constraint in lbs/MWh | FALSE | L | Annual | Rate | lb/MMBtu | 117.08 | 117.08 | 117.08 | 117.08 | 117.08 | 117.08 | 117.08
7.23 - NJ Fossil CO2 Rate Limit: Unit 663 | 95 | 7998 | Rate Constraint in lbs/MWh | FALSE | L | Annual | Generation | TWh | 0.11769 | 0.12208 | 0.018411 | 0.038827 | 0.017161 | 0.073446 | 0.057447
7.23 - NJ Fossil CO2 Rate Limit: Unit 663 | 95 | 7998 | Rate Constraint in lbs/MWh | FALSE | L | Annual | Qualifying Generation | TWh | 0.11769 | 0.12208 | 0.018411 | 0.038827 | 0.017161 | 0.073446 | 0.057447
7.23 - NJ Fossil CO2 Rate Limit: Unit 663 | 95 | 7998 | Rate Constraint in lbs/MWh | FALSE | L | Annual | Constraint Shadow Price | US2022$/Ton | 0 | 0 | 0 | 0 | 0 | 0 | 0
AES Warrior Run 1- NOX Rate Annual v7.23 | 96 | 7969 | Rate Constraint in lbs/MMBtu | FALSE | L | Annual | Seasons Included | Seasons | Winter, Spring, Summer, Fall | Winter, Spring, Summer, Fall | Winter, Spring, Summer, Fall | Winter, Spring, Summer, Fall | Winter, Spring, Summer, Fall | Winter, Spring, Summer, Fall | Winter, Spring, Summer, Fall
AES Warrior Run 1- NOX Rate Annual v7.23 | 96 | 7969 | Rate Constraint in lbs/MMBtu | FALSE | L | Annual | Standard NOX | lb/MMBtu | 0.1 | 0.1 | 0.1 | 0.1 | 0.1 | 0.1 | 0.1
AES Warrior Run 1- NOX Rate Annual v7.23 | 96 | 7969 | Rate Constraint in lbs/MMBtu | FALSE | L | Annual | Emissions at Affected Plants NOX | Thousand Tons | 0.49274 | 0.49704 | 0.49704 | 0.49704 | 0 | 0 | 0
AES Warrior Run 1- NOX Rate Annual v7.23 | 96 | 7969 | Rate Constraint in lbs/MMBtu | FALSE | L | Annual | Allowances Purchased NOX | Thousand Tons | 0 | 0 | 0 | 0 | 0 | 0 | 0
AES Warrior Run 1- NOX Rate Annual v7.23 | 96 | 7969 | Rate Constraint in lbs/MMBtu | FALSE | L | Annual | Allowances Sold NOX | Thousand Tons | 0 | 0 | 0 | 0 | 0 | 0 | 0
AES Warrior Run 1- NOX Rate Annual v7.23 | 96 | 7969 | Rate Constraint in lbs/MMBtu | FALSE | L | Annual | Allowances Banked | Thousand Tons | 0 | 0 | 0 | 0 | 0 | 0 | 0
AES Warrior Run 1- NOX Rate Annual v7.23 | 96 | 7969 | Rate Constraint in lbs/MMBtu | FALSE | L | Annual | Allowances Withdrawn (1:1) | Thousand Tons | 0 | 0 | 0 | 0 | 0 | 0 | 0
AES Warrior Run 1- NOX Rate Annual v7.23 | 96 | 7969 | Rate Constraint in lbs/MMBtu | FALSE | L | Annual | Allowances Withdrawn (n:1) | Thousand Tons | 0 | 0 | 0 | 0 | 0 | 0 | 0
AES Warrior Run 1- NOX Rate Annual v7.23 | 96 | 7969 | Rate Constraint in lbs/MMBtu | FALSE | L | Annual | Net Emissions Allowance Position | Thousand Tons | 0.49274 | 0.49704 | 0.49704 | 0.49704 | 0 | 0 | 0
AES Warrior Run 1- NOX Rate Annual v7.23 | 96 | 7969 | Rate Constraint in lbs/MMBtu | FALSE | L | Annual | Fuel Consumed | TBtu | 11.0766 | 11.1731 | 11.1731 | 11.1731 | 0 | 0 | 0
AES Warrior Run 1- NOX Rate Annual v7.23 | 96 | 7969 | Rate Constraint in lbs/MMBtu | FALSE | L | Annual | Rate | lb/MMBtu | 0.08897 | 0.08897 | 0.08897 | 0.08897 | 0 | 0 | 0
AES Warrior Run 1- NOX Rate Annual v7.23 | 96 | 7969 | Rate Constraint in lbs/MMBtu | FALSE | L | Annual | Generation | TWh | 1.2433 | 1.2541 | 0.90898 | 0.90898 | 0 | 0 | 0
AES Warrior Run 1- NOX Rate Annual v7.23 | 96 | 7969 | Rate Constraint in lbs/MMBtu | FALSE | L | Annual | Qualifying Generation | TWh | 1.2433 | 1.2541 | 0.90898 | 0.90898 | 0 | 0 | 0
AES Warrior Run 1- NOX Rate Annual v7.23 | 96 | 7969 | Rate Constraint in lbs/MMBtu | FALSE | L | Annual | Rate | lb/MWh | 0.79263 | 0.79263 | 1.0936 | 1.0936 | 0 | 0 | 0
AES Warrior Run 1- NOX Rate Annual v7.23 | 96 | 7969 | Rate Constraint in lbs/MMBtu | FALSE | L | Annual | Constraint Shadow Price | US2022$/Ton | 0 | 0 | 0 | 0 | 0 | 0 | 0
AZ Hg Rule - MER Removal Annual v3.1 | 97 | 7278 | MACT Fuel Choice Floor in lbs/MMBtu | FALSE | L | Annual | Seasons Included | Seasons | Winter, Spring, Summer, Fall | Winter, Spring, Summer, Fall | Winter, Spring, Summer, Fall | Winter, Spring, Summer, Fall | Winter, Spring, Summer, Fall | Winter, Spring, Summer, Fall | Winter, Spring, Summer, Fall
AZ Hg Rule - MER Removal Annual v3.1 | 97 | 7278 | MACT Fuel Choice Floor in lbs/MMBtu | FALSE | L | Annual | Emission Floor | lbs/MMBtu | 8.44e-07 | 8.44e-07 | 8.44e-07 | 8.44e-07 | 8.44e-07 | 8.44e-07 | 8.44e-07
AZ Hg Rule - MER Removal Annual v3.1 | 97 | 7278 | MACT Fuel Choice Floor in lbs/MMBtu | FALSE | L | Annual | Emissions at Affected Plants MER | lbs | 19.5788 | 55.0196 | 32.8614 | 25.7753 | 0 | 0 | 0
AZ Hg Rule - MER Removal Annual v3.1 | 97 | 7278 | MACT Fuel Choice Floor in lbs/MMBtu | FALSE | L | Annual | Allowances Purchased MER | lbs | 0 | 0 | 0 | 0 | 0 | 0 | 0
AZ Hg Rule - MER Removal Annual v3.1 | 97 | 7278 | MACT Fuel Choice Floor in lbs/MMBtu | FALSE | L | Annual | Allowances Sold MER | lbs | 0 | 0 | 0 | 0 | 0 | 0 | 0
AZ Hg Rule - MER Removal Annual v3.1 | 97 | 7278 | MACT Fuel Choice Floor in lbs/MMBtu | FALSE | L | Annual | Allowances Banked | lbs | 0 | 0 | 0 | 0 | 0 | 0 | 0
AZ Hg Rule - MER Removal Annual v3.1 | 97 | 7278 | MACT Fuel Choice Floor in lbs/MMBtu | FALSE | L | Annual | Allowances Withdrawn (1:1) | lbs | 0 | 0 | 0 | 0 | 0 | 0 | 0
AZ Hg Rule - MER Removal Annual v3.1 | 97 | 7278 | MACT Fuel Choice Floor in lbs/MMBtu | FALSE | L | Annual | Allowances Withdrawn (n:1) | lbs | 0 | 0 | 0 | 0 | 0 | 0 | 0
AZ Hg Rule - MER Removal Annual v3.1 | 97 | 7278 | MACT Fuel Choice Floor in lbs/MMBtu | FALSE | L | Annual | Net Emissions Allowance Position | lbs | 19.5788 | 55.0196 | 32.8614 | 25.7753 | 0 | 0 | 0
AZ Hg Rule - MER Removal Annual v3.1 | 97 | 7278 | MACT Fuel Choice Floor in lbs/MMBtu | FALSE | L | Annual | Fuel Consumed | TBtu | 23.7501 | 64.2634 | 45.9351 | 45.9351 | 0 | 0 | 0
AZ Hg Rule - MER Removal Annual v3.1 | 97 | 7278 | MACT Fuel Choice Floor in lbs/MMBtu | FALSE | L | Annual | Rate | lb/MMBtu | 8.2437e-07 | 8.5616e-07 | 7.1539e-07 | 5.6112e-07 | 0 | 0 | 0
AZ Hg Rule - MER Removal Annual v3.1 | 97 | 7278 | MACT Fuel Choice Floor in lbs/MMBtu | FALSE | L | Annual | Generation | TWh | 2.275 | 6.1698 | 3.0261 | 3.0261 | 0 | 0 | 0
AZ Hg Rule - MER Removal Annual v3.1 | 97 | 7278 | MACT Fuel Choice Floor in lbs/MMBtu | FALSE | L | Annual | Qualifying Generation | TWh | 2.275 | 6.1698 | 3.0261 | 3.0261 | 0 | 0 | 0
AZ Hg Rule - MER Removal Annual v3.1 | 97 | 7278 | MACT Fuel Choice Floor in lbs/MMBtu | FALSE | L | Annual | Constraint Shadow Price | US2022$/Lb | 0 | 0 | 0 | 0 | 0 | 0 | 0
BART NOX Annual- Antelope Valley 1- v5.16 | 98 | 7196 | Rate Constraint in lbs/MMBtu | FALSE | L | Annual | Seasons Included | Seasons | Winter, Spring, Summer, Fall | Winter, Spring, Summer, Fall | Winter, Spring, Summer, Fall | Winter, Spring, Summer, Fall | Winter, Spring, Summer, Fall | Winter, Spring, Summer, Fall | Winter, Spring, Summer, Fall
BART NOX Annual- Antelope Valley 1- v5.16 | 98 | 7196 | Rate Constraint in lbs/MMBtu | FALSE | L | Annual | Standard NOX | lb/MMBtu | 0.17 | 0.17 | 0.17 | 0.17 | 0.17 | 0.17 | 0.17
BART NOX Annual- Antelope Valley 1- v5.16 | 98 | 7196 | Rate Constraint in lbs/MMBtu | FALSE | L | Annual | Emissions at Affected Plants NOX | Thousand Tons | 1.0646 | 1.2556 | 0.1941 | 0.1941 | 0 | 0 | 0
BART NOX Annual- Antelope Valley 1- v5.16 | 98 | 7196 | Rate Constraint in lbs/MMBtu | FALSE | L | Annual | Allowances Purchased NOX | Thousand Tons | 0 | 0 | 0 | 0 | 0 | 0 | 0
BART NOX Annual- Antelope Valley 1- v5.16 | 98 | 7196 | Rate Constraint in lbs/MMBtu | FALSE | L | Annual | Allowances Sold NOX | Thousand Tons | 0 | 0 | 0 | 0 | 0 | 0 | 0
BART NOX Annual- Antelope Valley 1- v5.16 | 98 | 7196 | Rate Constraint in lbs/MMBtu | FALSE | L | Annual | Allowances Banked | Thousand Tons | 0 | 0 | 0 | 0 | 0 | 0 | 0
BART NOX Annual- Antelope Valley 1- v5.16 | 98 | 7196 | Rate Constraint in lbs/MMBtu | FALSE | L | Annual | Allowances Withdrawn (1:1) | Thousand Tons | 0 | 0 | 0 | 0 | 0 | 0 | 0
BART NOX Annual- Antelope Valley 1- v5.16 | 98 | 7196 | Rate Constraint in lbs/MMBtu | FALSE | L | Annual | Allowances Withdrawn (n:1) | Thousand Tons | 0 | 0 | 0 | 0 | 0 | 0 | 0
BART NOX Annual- Antelope Valley 1- v5.16 | 98 | 7196 | Rate Constraint in lbs/MMBtu | FALSE | L | Annual | Net Emissions Allowance Position | Thousand Tons | 1.0646 | 1.2556 | 0.1941 | 0.1941 | 0 | 0 | 0
BART NOX Annual- Antelope Valley 1- v5.16 | 98 | 7196 | Rate Constraint in lbs/MMBtu | FALSE | L | Annual | Fuel Consumed | TBtu | 20.1011 | 23.7078 | 36.6511 | 36.6511 | 0 | 0 | 0
BART NOX Annual- Antelope Valley 1- v5.16 | 98 | 7196 | Rate Constraint in lbs/MMBtu | FALSE | L | Annual | Rate | lb/MMBtu | 0.10592 | 0.10592 | 0.010592 | 0.010592 | 0 | 0 | 0
BART NOX Annual- Antelope Valley 1- v5.16 | 98 | 7196 | Rate Constraint in lbs/MMBtu | FALSE | L | Annual | Generation | TWh | 1.7754 | 2.094 | 2.0549 | 2.0549 | 0 | 0 | 0
BART NOX Annual- Antelope Valley 1- v5.16 | 98 | 7196 | Rate Constraint in lbs/MMBtu | FALSE | L | Annual | Qualifying Generation | TWh | 1.7754 | 2.094 | 2.0549 | 2.0549 | 0 | 0 | 0
BART NOX Annual- Antelope Valley 1- v5.16 | 98 | 7196 | Rate Constraint in lbs/MMBtu | FALSE | L | Annual | Rate | lb/MWh | 1.1992 | 1.1992 | 0.18892 | 0.18892 | 0 | 0 | 0
BART NOX Annual- Antelope Valley 1- v5.16 | 98 | 7196 | Rate Constraint in lbs/MMBtu | FALSE | L | Annual | Constraint Shadow Price | US2022$/Ton | 0 | 0 | 0 | 0 | 0 | 0 | 0
BART NOX Annual- Antelope Valley 2- v5.16 | 99 | 7197 | Rate Constraint in lbs/MMBtu | FALSE | L | Annual | Seasons Included | Seasons | Winter, Spring, Summer, Fall | Winter, Spring, Summer, Fall | Winter, Spring, Summer, Fall | Winter, Spring, Summer, Fall | Winter, Spring, Summer, Fall | Winter, Spring, Summer, Fall | Winter, Spring, Summer, Fall
BART NOX Annual- Antelope Valley 2- v5.16 | 99 | 7197 | Rate Constraint in lbs/MMBtu | FALSE | L | Annual | Standard NOX | lb/MMBtu | 0.17 | 0.17 | 0.17 | 0.17 | 0.17 | 0.17 | 0.17
BART NOX Annual- Antelope Valley 2- v5.16 | 99 | 7197 | Rate Constraint in lbs/MMBtu | FALSE | L | Annual | Emissions at Affected Plants NOX | Thousand Tons | 1.0493 | 1.2376 | 0.19132 | 0.19132 | 0 | 0 | 0
BART NOX Annual- Antelope Valley 2- v5.16 | 99 | 7197 | Rate Constraint in lbs/MMBtu | FALSE | L | Annual | Allowances Purchased NOX | Thousand Tons | 0 | 0 | 0 | 0 | 0 | 0 | 0
BART NOX Annual- Antelope Valley 2- v5.16 | 99 | 7197 | Rate Constraint in lbs/MMBtu | FALSE | L | Annual | Allowances Sold NOX | Thousand Tons | 0 | 0 | 0 | 0 | 0 | 0 | 0
BART NOX Annual- Antelope Valley 2- v5.16 | 99 | 7197 | Rate Constraint in lbs/MMBtu | FALSE | L | Annual | Allowances Banked | Thousand Tons | 0 | 0 | 0 | 0 | 0 | 0 | 0
BART NOX Annual- Antelope Valley 2- v5.16 | 99 | 7197 | Rate Constraint in lbs/MMBtu | FALSE | L | Annual | Allowances Withdrawn (1:1) | Thousand Tons | 0 | 0 | 0 | 0 | 0 | 0 | 0
BART NOX Annual- Antelope Valley 2- v5.16 | 99 | 7197 | Rate Constraint in lbs/MMBtu | FALSE | L | Annual | Allowances Withdrawn (n:1) | Thousand Tons | 0 | 0 | 0 | 0 | 0 | 0 | 0
BART NOX Annual- Antelope Valley 2- v5.16 | 99 | 7197 | Rate Constraint in lbs/MMBtu | FALSE | L | Annual | Net Emissions Allowance Position | Thousand Tons | 1.0493 | 1.2376 | 0.19132 | 0.19132 | 0 | 0 | 0
BART NOX Annual- Antelope Valley 2- v5.16 | 99 | 7197 | Rate Constraint in lbs/MMBtu | FALSE | L | Annual | Fuel Consumed | TBtu | 19.9963 | 23.5842 | 36.4601 | 36.4601 | 0 | 0 | 0
BART NOX Annual- Antelope Valley 2- v5.16 | 99 | 7197 | Rate Constraint in lbs/MMBtu | FALSE | L | Annual | Rate | lb/MMBtu | 0.10495 | 0.10495 | 0.010495 | 0.010495 | 0 | 0 | 0
BART NOX Annual- Antelope Valley 2- v5.16 | 99 | 7197 | Rate Constraint in lbs/MMBtu | FALSE | L | Annual | Generation | TWh | 1.7754 | 2.094 | 2.0609 | 2.0609 | 0 | 0 | 0
BART NOX Annual- Antelope Valley 2- v5.16 | 99 | 7197 | Rate Constraint in lbs/MMBtu | FALSE | L | Annual | Qualifying Generation | TWh | 1.7754 | 2.094 | 2.0609 | 2.0609 | 0 | 0 | 0
BART NOX Annual- Antelope Valley 2- v5.16 | 99 | 7197 | Rate Constraint in lbs/MMBtu | FALSE | L | Annual | Rate | lb/MWh | 1.1821 | 1.1821 | 0.18567 | 0.18567 | 0 | 0 | 0
BART NOX Annual- Antelope Valley 2- v5.16 | 99 | 7197 | Rate Constraint in lbs/MMBtu | FALSE | L | Annual | Constraint Shadow Price | US2022$/Ton | 0 | 0 | 0 | 0 | 0 | 0 | 0
BART NOX Annual- Arthur Kill- v5.16 | 100 | 7182 | Rate Constraint in lbs/MMBtu | FALSE | L | Annual | Seasons Included | Seasons | Winter, Spring, Summer, Fall | Winter, Spring, Summer, Fall | Winter, Spring, Summer, Fall | Winter, Spring, Summer, Fall | Winter, Spring, Summer, Fall | Winter, Spring, Summer, Fall | Winter, Spring, Summer, Fall
BART NOX Annual- Arthur Kill- v5.16 | 100 | 7182 | Rate Constraint in lbs/MMBtu | FALSE | L | Annual | Standard NOX | lb/MMBtu | 0.15 | 0.15 | 0.15 | 0.15 | 0.15 | 0.15 | 0.15
BART NOX Annual- Arthur Kill- v5.16 | 100 | 7182 | Rate Constraint in lbs/MMBtu | FALSE | L | Annual | Emissions at Affected Plants NOX | Thousand Tons | 0.12602 | 0.12602 | 0 | 0 | 0 | 0 | 0
BART NOX Annual- Arthur Kill- v5.16 | 100 | 7182 | Rate Constraint in lbs/MMBtu | FALSE | L | Annual | Allowances Purchased NOX | Thousand Tons | 0 | 0 | 0 | 0 | 0 | 0 | 0
BART NOX Annual- Arthur Kill- v5.16 | 100 | 7182 | Rate Constraint in lbs/MMBtu | FALSE | L | Annual | Allowances Sold NOX | Thousand Tons | 0 | 0 | 0 | 0 | 0 | 0 | 0
BART NOX Annual- Arthur Kill- v5.16 | 100 | 7182 | Rate Constraint in lbs/MMBtu | FALSE | L | Annual | Allowances Banked | Thousand Tons | 0 | 0 | 0 | 0 | 0 | 0 | 0
BART NOX Annual- Arthur Kill- v5.16 | 100 | 7182 | Rate Constraint in lbs/MMBtu | FALSE | L | Annual | Allowances Withdrawn (1:1) | Thousand Tons | 0 | 0 | 0 | 0 | 0 | 0 | 0
BART NOX Annual- Arthur Kill- v5.16 | 100 | 7182 | Rate Constraint in lbs/MMBtu | FALSE | L | Annual | Allowances Withdrawn (n:1) | Thousand Tons | 0 | 0 | 0 | 0 | 0 | 0 | 0
BART NOX Annual- Arthur Kill- v5.16 | 100 | 7182 | Rate Constraint in lbs/MMBtu | FALSE | L | Annual | Net Emissions Allowance Position | Thousand Tons | 0.12602 | 0.12602 | 0 | 0 | 0 | 0 | 0
BART NOX Annual- Arthur Kill- v5.16 | 100 | 7182 | Rate Constraint in lbs/MMBtu | FALSE | L | Annual | Fuel Consumed | TBtu | 3.6906 | 3.6906 | 0 | 0 | 0 | 0 | 0
BART NOX Annual- Arthur Kill- v5.16 | 100 | 7182 | Rate Constraint in lbs/MMBtu | FALSE | L | Annual | Rate | lb/MMBtu | 0.06829 | 0.06829 | 0 | 0 | 0 | 0 | 0
BART NOX Annual- Arthur Kill- v5.16 | 100 | 7182 | Rate Constraint in lbs/MMBtu | FALSE | L | Annual | Generation | TWh | 0.32873 | 0.32873 | 0 | 0 | 0 | 0 | 0
BART NOX Annual- Arthur Kill- v5.16 | 100 | 7182 | Rate Constraint in lbs/MMBtu | FALSE | L | Annual | Qualifying Generation | TWh | 0.32873 | 0.32873 | 0 | 0 | 0 | 0 | 0
BART NOX Annual- Arthur Kill- v5.16 | 100 | 7182 | Rate Constraint in lbs/MMBtu | FALSE | L | Annual | Rate | lb/MWh | 0.76669 | 0.76669 | 0 | 0 | 0 | 0 | 0
BART NOX Annual- Arthur Kill- v5.16 | 100 | 7182 | Rate Constraint in lbs/MMBtu | FALSE | L | Annual | Constraint Shadow Price | US2022$/Ton | 0 | 0 | 0 | 0 | 0 | 0 | 0
BART NOX Annual- Big Stone 1- v5.16 | 101 | 7161 | Rate Constraint in lbs/MMBtu | FALSE | L | Annual | Seasons Included | Seasons | Winter, Spring, Summer, Fall | Winter, Spring, Summer, Fall | Winter, Spring, Summer, Fall | Winter, Spring, Summer, Fall | Winter, Spring, Summer, Fall | Winter, Spring, Summer, Fall | Winter, Spring, Summer, Fall
BART NOX Annual- Big Stone 1- v5.16 | 101 | 7161 | Rate Constraint in lbs/MMBtu | FALSE | L | Annual | Standard NOX | lb/MMBtu | 0.1 | 0.1 | 0.1 | 0.1 | 0.1 | 0.1 | 0.1
BART NOX Annual- Big Stone 1- v5.16 | 101 | 7161 | Rate Constraint in lbs/MMBtu | FALSE | L | Annual | Emissions at Affected Plants NOX | Thousand Tons | 1.0035 | 1.2232 | 0 | 0 | 0 | 0 | 0
BART NOX Annual- Big Stone 1- v5.16 | 101 | 7161 | Rate Constraint in lbs/MMBtu | FALSE | L | Annual | Allowances Purchased NOX | Thousand Tons | 0 | 0 | 0 | 0 | 0 | 0 | 0
BART NOX Annual- Big Stone 1- v5.16 | 101 | 7161 | Rate Constraint in lbs/MMBtu | FALSE | L | Annual | Allowances Sold NOX | Thousand Tons | 0 | 0 | 0 | 0 | 0 | 0 | 0
BART NOX Annual- Big Stone 1- v5.16 | 101 | 7161 | Rate Constraint in lbs/MMBtu | FALSE | L | Annual | Allowances Banked | Thousand Tons | 0 | 0 | 0 | 0 | 0 | 0 | 0
BART NOX Annual- Big Stone 1- v5.16 | 101 | 7161 | Rate Constraint in lbs/MMBtu | FALSE | L | Annual | Allowances Withdrawn (1:1) | Thousand Tons | 0 | 0 | 0 | 0 | 0 | 0 | 0
BART NOX Annual- Big Stone 1- v5.16 | 101 | 7161 | Rate Constraint in lbs/MMBtu | FALSE | L | Annual | Allowances Withdrawn (n:1) | Thousand Tons | 0 | 0 | 0 | 0 | 0 | 0 | 0
BART NOX Annual- Big Stone 1- v5.16 | 101 | 7161 | Rate Constraint in lbs/MMBtu | FALSE | L | Annual | Net Emissions Allowance Position | Thousand Tons | 1.0035 | 1.2232 | 0 | 0 | 0 | 0 | 0
BART NOX Annual- Big Stone 1- v5.16 | 101 | 7161 | Rate Constraint in lbs/MMBtu | FALSE | L | Annual | Fuel Consumed | TBtu | 26.5236 | 32.3302 | 0 | 0 | 0 | 0 | 0
BART NOX Annual- Big Stone 1- v5.16 | 101 | 7161 | Rate Constraint in lbs/MMBtu | FALSE | L | Annual | Rate | lb/MMBtu | 0.07567 | 0.07567 | 0 | 0 | 0 | 0 | 0
BART NOX Annual- Big Stone 1- v5.16 | 101 | 7161 | Rate Constraint in lbs/MMBtu | FALSE | L | Annual | Generation | TWh | 2.5927 | 3.1603 | 0 | 0 | 0 | 0 | 0
BART NOX Annual- Big Stone 1- v5.16 | 101 | 7161 | Rate Constraint in lbs/MMBtu | FALSE | L | Annual | Qualifying Generation | TWh | 2.5927 | 3.1603 | 0 | 0 | 0 | 0 | 0
BART NOX Annual- Big Stone 1- v5.16 | 101 | 7161 | Rate Constraint in lbs/MMBtu | FALSE | L | Annual | Rate | lb/MWh | 0.7741 | 0.7741 | 0 | 0 | 0 | 0 | 0
BART NOX Annual- Big Stone 1- v5.16 | 101 | 7161 | Rate Constraint in lbs/MMBtu | FALSE | L | Annual | Constraint Shadow Price | US2022$/Ton | 0 | 0 | 0 | 0 | 0 | 0 | 0
BART NOX Annual- Bowline Point 1- v6.17 | 102 | 7193 | Rate Constraint in lbs/MMBtu | FALSE | L | Annual | Seasons Included | Seasons | Winter, Spring, Summer, Fall | Winter, Spring, Summer, Fall | Winter, Spring, Summer, Fall | Winter, Spring, Summer, Fall | Winter, Spring, Summer, Fall | Winter, Spring, Summer, Fall | Winter, Spring, Summer, Fall
BART NOX Annual- Bowline Point 1- v6.17 | 102 | 7193 | Rate Constraint in lbs/MMBtu | FALSE | L | Annual | Standard NOX | lb/MMBtu | 0.15 | 0.15 | 0.15 | 0.15 | 0.15 | 0.15 | 0.15
BART NOX Annual- Bowline Point 1- v6.17 | 102 | 7193 | Rate Constraint in lbs/MMBtu | FALSE | L | Annual | Emissions at Affected Plants NOX | Thousand Tons | 0 | 0 | 0 | 0 | 0 | 0 | 0
BART NOX Annual- Bowline Point 1- v6.17 | 102 | 7193 | Rate Constraint in lbs/MMBtu | FALSE | L | Annual | Allowances Purchased NOX | Thousand Tons | 0 | 0 | 0 | 0 | 0 | 0 | 0
BART NOX Annual- Bowline Point 1- v6.17 | 102 | 7193 | Rate Constraint in lbs/MMBtu | FALSE | L | Annual | Allowances Sold NOX | Thousand Tons | 0 | 0 | 0 | 0 | 0 | 0 | 0
BART NOX Annual- Bowline Point 1- v6.17 | 102 | 7193 | Rate Constraint in lbs/MMBtu | FALSE | L | Annual | Allowances Banked | Thousand Tons | 0 | 0 | 0 | 0 | 0 | 0 | 0
BART NOX Annual- Bowline Point 1- v6.17 | 102 | 7193 | Rate Constraint in lbs/MMBtu | FALSE | L | Annual | Allowances Withdrawn (1:1) | Thousand Tons | 0 | 0 | 0 | 0 | 0 | 0 | 0
BART NOX Annual- Bowline Point 1- v6.17 | 102 | 7193 | Rate Constraint in lbs/MMBtu | FALSE | L | Annual | Allowances Withdrawn (n:1) | Thousand Tons | 0 | 0 | 0 | 0 | 0 | 0 | 0
BART NOX Annual- Bowline Point 1- v6.17 | 102 | 7193 | Rate Constraint in lbs/MMBtu | FALSE | L | Annual | Net Emissions Allowance Position | Thousand Tons | 0 | 0 | 0 | 0 | 0 | 0 | 0
BART NOX Annual- Bowline Point 1- v6.17 | 102 | 7193 | Rate Constraint in lbs/MMBtu | FALSE | L | Annual | Fuel Consumed | TBtu | 0 | 0 | 0 | 0 | 0 | 0 | 0
BART NOX Annual- Bowline Point 1- v6.17 | 102 | 7193 | Rate Constraint in lbs/MMBtu | FALSE | L | Annual | Rate | lb/MMBtu | 0 | 0 | 0 | 0 | 0 | 0 | 0
BART NOX Annual- Bowline Point 1- v6.17 | 102 | 7193 | Rate Constraint in lbs/MMBtu | FALSE | L | Annual | Generation | TWh | 0 | 0 | 0 | 0 | 0 | 0 | 0
BART NOX Annual- Bowline Point 1- v6.17 | 102 | 7193 | Rate Constraint in lbs/MMBtu | FALSE | L | Annual | Qualifying Generation | TWh | 0 | 0 | 0 | 0 | 0 | 0 | 0
BART NOX Annual- Bowline Point 1- v6.17 | 102 | 7193 | Rate Constraint in lbs/MMBtu | FALSE | L | Annual | Rate | lb/MWh | 0 | 0 | 0 | 0 | 0 | 0 | 0
BART NOX Annual- Bowline Point 1- v6.17 | 102 | 7193 | Rate Constraint in lbs/MMBtu | FALSE | L | Annual | Constraint Shadow Price | US2022$/Ton | 0 | 0 | 0 | 0 | 0 | 0 | 0
BART NOX Annual- Bowline Point 2- v6.17 | 103 | 7194 | Rate Constraint in lbs/MMBtu | FALSE | L | Annual | Seasons Included | Seasons | Winter, Spring, Summer, Fall | Winter, Spring, Summer, Fall | Winter, Spring, Summer, Fall | Winter, Spring, Summer, Fall | Winter, Spring, Summer, Fall | Winter, Spring, Summer, Fall | Winter, Spring, Summer, Fall
BART NOX Annual- Bowline Point 2- v6.17 | 103 | 7194 | Rate Constraint in lbs/MMBtu | FALSE | L | Annual | Standard NOX | lb/MMBtu | 0.15 | 0.15 | 0.15 | 0.15 | 0.15 | 0.15 | 0.15
BART NOX Annual- Bowline Point 2- v6.17 | 103 | 7194 | Rate Constraint in lbs/MMBtu | FALSE | L | Annual | Emissions at Affected Plants NOX | Thousand Tons | 0 | 0 | 0 | 0 | 0 | 0 | 0
BART NOX Annual- Bowline Point 2- v6.17 | 103 | 7194 | Rate Constraint in lbs/MMBtu | FALSE | L | Annual | Allowances Purchased NOX | Thousand Tons | 0 | 0 | 0 | 0 | 0 | 0 | 0
BART NOX Annual- Bowline Point 2- v6.17 | 103 | 7194 | Rate Constraint in lbs/MMBtu | FALSE | L | Annual | Allowances Sold NOX | Thousand Tons | 0 | 0 | 0 | 0 | 0 | 0 | 0
BART NOX Annual- Bowline Point 2- v6.17 | 103 | 7194 | Rate Constraint in lbs/MMBtu | FALSE | L | Annual | Allowances Banked | Thousand Tons | 0 | 0 | 0 | 0 | 0 | 0 | 0
BART NOX Annual- Bowline Point 2- v6.17 | 103 | 7194 | Rate Constraint in lbs/MMBtu | FALSE | L | Annual | Allowances Withdrawn (1:1) | Thousand Tons | 0 | 0 | 0 | 0 | 0 | 0 | 0
BART NOX Annual- Bowline Point 2- v6.17 | 103 | 7194 | Rate Constraint in lbs/MMBtu | FALSE | L | Annual | Allowances Withdrawn (n:1) | Thousand Tons | 0 | 0 | 0 | 0 | 0 | 0 | 0
BART NOX Annual- Bowline Point 2- v6.17 | 103 | 7194 | Rate Constraint in lbs/MMBtu | FALSE | L | Annual | Net Emissions Allowance Position | Thousand Tons | 0 | 0 | 0 | 0 | 0 | 0 | 0
BART NOX Annual- Bowline Point 2- v6.17 | 103 | 7194 | Rate Constraint in lbs/MMBtu | FALSE | L | Annual | Fuel Consumed | TBtu | 0 | 0 | 0 | 0 | 0 | 0 | 0
BART NOX Annual- Bowline Point 2- v6.17 | 103 | 7194 | Rate Constraint in lbs/MMBtu | FALSE | L | Annual | Rate | lb/MMBtu | 0 | 0 | 0 | 0 | 0 | 0 | 0
BART NOX Annual- Bowline Point 2- v6.17 | 103 | 7194 | Rate Constraint in lbs/MMBtu | FALSE | L | Annual | Generation | TWh | 0 | 0 | 0 | 0 | 0 | 0 | 0
BART NOX Annual- Bowline Point 2- v6.17 | 103 | 7194 | Rate Constraint in lbs/MMBtu | FALSE | L | Annual | Qualifying Generation | TWh | 0 | 0 | 0 | 0 | 0 | 0 | 0
BART NOX Annual- Bowline Point 2- v6.17 | 103 | 7194 | Rate Constraint in lbs/MMBtu | FALSE | L | Annual | Rate | lb/MWh | 0 | 0 | 0 | 0 | 0 | 0 | 0
BART NOX Annual- Bowline Point 2- v6.17 | 103 | 7194 | Rate Constraint in lbs/MMBtu | FALSE | L | Annual | Constraint Shadow Price | US2022$/Ton | 0 | 0 | 0 | 0 | 0 | 0 | 0
BART NOX Annual- E F Barrett- v5.16 | 105 | 7186 | Rate Constraint in lbs/MMBtu | FALSE | L | Annual | Seasons Included | Seasons | Winter, Spring, Summer, Fall | Winter, Spring, Summer, Fall | Winter, Spring, Summer, Fall | Winter, Spring, Summer, Fall | Winter, Spring, Summer, Fall | Winter, Spring, Summer, Fall | Winter, Spring, Summer, Fall
BART NOX Annual- E F Barrett- v5.16 | 105 | 7186 | Rate Constraint in lbs/MMBtu | FALSE | L | Annual | Standard NOX | lb/MMBtu | 0.1 | 0.1 | 0.1 | 0.1 | 0.1 | 0.1 | 0.1
BART NOX Annual- E F Barrett- v5.16 | 105 | 7186 | Rate Constraint in lbs/MMBtu | FALSE | L | Annual | Emissions at Affected Plants NOX | Thousand Tons | 0 | 0 | 0 | 0 | 0 | 0 | 0
BART NOX Annual- E F Barrett- v5.16 | 105 | 7186 | Rate Constraint in lbs/MMBtu | FALSE | L | Annual | Allowances Purchased NOX | Thousand Tons | 0 | 0 | 0 | 0 | 0 | 0 | 0
BART NOX Annual- E F Barrett- v5.16 | 105 | 7186 | Rate Constraint in lbs/MMBtu | FALSE | L | Annual | Allowances Sold NOX | Thousand Tons | 0 | 0 | 0 | 0 | 0 | 0 | 0
BART NOX Annual- E F Barrett- v5.16 | 105 | 7186 | Rate Constraint in lbs/MMBtu | FALSE | L | Annual | Allowances Banked | Thousand Tons | 0 | 0 | 0 | 0 | 0 | 0 | 0
BART NOX Annual- E F Barrett- v5.16 | 105 | 7186 | Rate Constraint in lbs/MMBtu | FALSE | L | Annual | Allowances Withdrawn (1:1) | Thousand Tons | 0 | 0 | 0 | 0 | 0 | 0 | 0
BART NOX Annual- E F Barrett- v5.16 | 105 | 7186 | Rate Constraint in lbs/MMBtu | FALSE | L | Annual | Allowances Withdrawn (n:1) | Thousand Tons | 0 | 0 | 0 | 0 | 0 | 0 | 0
BART NOX Annual- E F Barrett- v5.16 | 105 | 7186 | Rate Constraint in lbs/MMBtu | FALSE | L | Annual | Net Emissions Allowance Position | Thousand Tons | 0 | 0 | 0 | 0 | 0 | 0 | 0
BART NOX Annual- E F Barrett- v5.16 | 105 | 7186 | Rate Constraint in lbs/MMBtu | FALSE | L | Annual | Fuel Consumed | TBtu | 0 | 0 | 0 | 0 | 0 | 0 | 0
BART NOX Annual- E F Barrett- v5.16 | 105 | 7186 | Rate Constraint in lbs/MMBtu | FALSE | L | Annual | Rate | lb/MMBtu | 0 | 0 | 0 | 0 | 0 | 0 | 0
BART NOX Annual- E F Barrett- v5.16 | 105 | 7186 | Rate Constraint in lbs/MMBtu | FALSE | L | Annual | Generation | TWh | 0 | 0 | 0 | 0 | 0 | 0 | 0
BART NOX Annual- E F Barrett- v5.16 | 105 | 7186 | Rate Constraint in lbs/MMBtu | FALSE | L | Annual | Qualifying Generation | TWh | 0 | 0 | 0 | 0 | 0 | 0 | 0
BART NOX Annual- E F Barrett- v5.16 | 105 | 7186 | Rate Constraint in lbs/MMBtu | FALSE | L | Annual | Rate | lb/MWh | 0 | 0 | 0 | 0 | 0 | 0 | 0
BART NOX Annual- E F Barrett- v5.16 | 105 | 7186 | Rate Constraint in lbs/MMBtu | FALSE | L | Annual | Constraint Shadow Price | US2022$/Ton | 0 | 0 | 0 | 0 | 0 | 0 | 0
BART NOX Annual- Hunter 1- v5.16 | 106 | 7175 | Rate Constraint in lbs/MMBtu | FALSE | L | Annual | Seasons Included | Seasons | Winter, Spring, Summer, Fall | Winter, Spring, Summer, Fall | Winter, Spring, Summer, Fall | Winter, Spring, Summer, Fall | Winter, Spring, Summer, Fall | Winter, Spring, Summer, Fall | Winter, Spring, Summer, Fall
BART NOX Annual- Hunter 1- v5.16 | 106 | 7175 | Rate Constraint in lbs/MMBtu | FALSE | L | Annual | Standard NOX | lb/MMBtu | 0.26 | 0.26 | 0.26 | 0.26 | 0.26 | 0.26 | 0.26
BART NOX Annual- Hunter 1- v5.16 | 106 | 7175 | Rate Constraint in lbs/MMBtu | FALSE | L | Annual | Emissions at Affected Plants NOX | Thousand Tons | 2.3079 | 0 | 0 | 0 | 0 | 0 | 0
BART NOX Annual- Hunter 1- v5.16 | 106 | 7175 | Rate Constraint in lbs/MMBtu | FALSE | L | Annual | Allowances Purchased NOX | Thousand Tons | 0 | 0 | 0 | 0 | 0 | 0 | 0
BART NOX Annual- Hunter 1- v5.16 | 106 | 7175 | Rate Constraint in lbs/MMBtu | FALSE | L | Annual | Allowances Sold NOX | Thousand Tons | 0 | 0 | 0 | 0 | 0 | 0 | 0
BART NOX Annual- Hunter 1- v5.16 | 106 | 7175 | Rate Constraint in lbs/MMBtu | FALSE | L | Annual | Allowances Banked | Thousand Tons | 0 | 0 | 0 | 0 | 0 | 0 | 0
BART NOX Annual- Hunter 1- v5.16 | 106 | 7175 | Rate Constraint in lbs/MMBtu | FALSE | L | Annual | Allowances Withdrawn (1:1) | Thousand Tons | 0 | 0 | 0 | 0 | 0 | 0 | 0
BART NOX Annual- Hunter 1- v5.16 | 106 | 7175 | Rate Constraint in lbs/MMBtu | FALSE | L | Annual | Allowances Withdrawn (n:1) | Thousand Tons | 0 | 0 | 0 | 0 | 0 | 0 | 0
BART NOX Annual- Hunter 1- v5.16 | 106 | 7175 | Rate Constraint in lbs/MMBtu | FALSE | L | Annual | Net Emissions Allowance Position | Thousand Tons | 2.3079 | 0 | 0 | 0 | 0 | 0 | 0
BART NOX Annual- Hunter 1- v5.16 | 106 | 7175 | Rate Constraint in lbs/MMBtu | FALSE | L | Annual | Fuel Consumed | TBtu | 22.4312 | 0 | 0 | 0 | 0 | 0 | 0
BART NOX Annual- Hunter 1- v5.16 | 106 | 7175 | Rate Constraint in lbs/MMBtu | FALSE | L | Annual | Rate | lb/MMBtu | 0.20578 | 0 | 0 | 0 | 0 | 0 | 0
BART NOX Annual- Hunter 1- v5.16 | 106 | 7175 | Rate Constraint in lbs/MMBtu | FALSE | L | Annual | Generation | TWh | 2.1822 | 0 | 0 | 0 | 0 | 0 | 0
BART NOX Annual- Hunter 1- v5.16 | 106 | 7175 | Rate Constraint in lbs/MMBtu | FALSE | L | Annual | Qualifying Generation | TWh | 2.1822 | 0 | 0 | 0 | 0 | 0 | 0
BART NOX Annual- Hunter 1- v5.16 | 106 | 7175 | Rate Constraint in lbs/MMBtu | FALSE | L | Annual | Rate | lb/MWh | 2.1152 | 0 | 0 | 0 | 0 | 0 | 0
BART NOX Annual- Hunter 1- v5.16 | 106 | 7175 | Rate Constraint in lbs/MMBtu | FALSE | L | Annual | Constraint Shadow Price | US2022$/Ton | 0 | 0 | 0 | 0 | 0 | 0 | 0
BART NOX Annual- Hunter 2- v5.16 | 107 | 7176 | Rate Constraint in lbs/MMBtu | FALSE | L | Annual | Seasons Included | Seasons | Winter, Spring, Summer, Fall | Winter, Spring, Summer, Fall | Winter, Spring, Summer, Fall | Winter, Spring, Summer, Fall | Winter, Spring, Summer, Fall | Winter, Spring, Summer, Fall | Winter, Spring, Summer, Fall
BART NOX Annual- Hunter 2- v5.16 | 107 | 7176 | Rate Constraint in lbs/MMBtu | FALSE | L | Annual | Standard NOX | lb/MMBtu | 0.26 | 0.26 | 0.26 | 0.26 | 0.26 | 0.26 | 0.26
BART NOX Annual- Hunter 2- v5.16 | 107 | 7176 | Rate Constraint in lbs/MMBtu | FALSE | L | Annual | Emissions at Affected Plants NOX | Thousand Tons | 2.6519 | 0 | 0 | 0 | 0 | 0 | 0
BART NOX Annual- Hunter 2- v5.16 | 107 | 7176 | Rate Constraint in lbs/MMBtu | FALSE | L | Annual | Allowances Purchased NOX | Thousand Tons | 0 | 0 | 0 | 0 | 0 | 0 | 0
BART NOX Annual- Hunter 2- v5.16 | 107 | 7176 | Rate Constraint in lbs/MMBtu | FALSE | L | Annual | Allowances Sold NOX | Thousand Tons | 0 | 0 | 0 | 0 | 0 | 0 | 0
BART NOX Annual- Hunter 2- v5.16 | 107 | 7176 | Rate Constraint in lbs/MMBtu | FALSE | L | Annual | Allowances Banked | Thousand Tons | 0 | 0 | 0 | 0 | 0 | 0 | 0
BART NOX Annual- Hunter 2- v5.16 | 107 | 7176 | Rate Constraint in lbs/MMBtu | FALSE | L | Annual | Allowances Withdrawn (1:1) | Thousand Tons | 0 | 0 | 0 | 0 | 0 | 0 | 0
BART NOX Annual- Hunter 2- v5.16 | 107 | 7176 | Rate Constraint in lbs/MMBtu | FALSE | L | Annual | Allowances Withdrawn (n:1) | Thousand Tons | 0 | 0 | 0 | 0 | 0 | 0 | 0
BART NOX Annual- Hunter 2- v5.16 | 107 | 7176 | Rate Constraint in lbs/MMBtu | FALSE | L | Annual | Net Emissions Allowance Position | Thousand Tons | 2.6519 | 0 | 0 | 0 | 0 | 0 | 0
BART NOX Annual- Hunter 2- v5.16 | 107 | 7176 | Rate Constraint in lbs/MMBtu | FALSE | L | Annual | Fuel Consumed | TBtu | 26.4064 | 0 | 0 | 0 | 0 | 0 | 0
BART NOX Annual- Hunter 2- v5.16 | 107 | 7176 | Rate Constraint in lbs/MMBtu | FALSE | L | Annual | Rate | lb/MMBtu | 0.20085 | 0 | 0 | 0 | 0 | 0 | 0
BART NOX Annual- Hunter 2- v5.16 | 107 | 7176 | Rate Constraint in lbs/MMBtu | FALSE | L | Annual | Generation | TWh | 2.5777 | 0 | 0 | 0 | 0 | 0 | 0
BART NOX Annual- Hunter 2- v5.16 | 107 | 7176 | Rate Constraint in lbs/MMBtu | FALSE | L | Annual | Qualifying Generation | TWh | 2.5777 | 0 | 0 | 0 | 0 | 0 | 0
BART NOX Annual- Hunter 2- v5.16 | 107 | 7176 | Rate Constraint in lbs/MMBtu | FALSE | L | Annual | Rate | lb/MWh | 2.0575 | 0 | 0 | 0 | 0 | 0 | 0
BART NOX Annual- Hunter 2- v5.16 | 107 | 7176 | Rate Constraint in lbs/MMBtu | FALSE | L | Annual | Constraint Shadow Price | US2022$/Ton | 0 | 0 | 0 | 0 | 0 | 0 | 0
BART NOX Annual- Hunter 3- v6.17 | 108 | 7177 | Rate Constraint in lbs/MMBtu | FALSE | L | Annual | Seasons Included | Seasons | Winter, Spring, Summer, Fall | Winter, Spring, Summer, Fall | Winter, Spring, Summer, Fall | Winter, Spring, Summer, Fall | Winter, Spring, Summer, Fall | Winter, Spring, Summer, Fall | Winter, Spring, Summer, Fall
BART NOX Annual- Hunter 3- v6.17 | 108 | 7177 | Rate Constraint in lbs/MMBtu | FALSE | L | Annual | Standard NOX | lb/MMBtu | 0.34 | 0.34 | 0.34 | 0.34 | 0.34 | 0.34 | 0.34
BART NOX Annual- Hunter 3- v6.17 | 108 | 7177 | Rate Constraint in lbs/MMBtu | FALSE | L | Annual | Emissions at Affected Plants NOX | Thousand Tons | 2.5931 | 0 | 0 | 0 | 0 | 0 | 0
BART NOX Annual- Hunter 3- v6.17 | 108 | 7177 | Rate Constraint in lbs/MMBtu | FALSE | L | Annual | Allowances Purchased NOX | Thousand Tons | 0 | 0 | 0 | 0 | 0 | 0 | 0
BART NOX Annual- Hunter 3- v6.17 | 108 | 7177 | Rate Constraint in lbs/MMBtu | FALSE | L | Annual | Allowances Sold NOX | Thousand Tons | 0 | 0 | 0 | 0 | 0 | 0 | 0
BART NOX Annual- Hunter 3- v6.17 | 108 | 7177 | Rate Constraint in lbs/MMBtu | FALSE | L | Annual | Allowances Banked | Thousand Tons | 0 | 0 | 0 | 0 | 0 | 0 | 0
BART NOX Annual- Hunter 3- v6.17 | 108 | 7177 | Rate Constraint in lbs/MMBtu | FALSE | L | Annual | Allowances Withdrawn (1:1) | Thousand Tons | 0 | 0 | 0 | 0 | 0 | 0 | 0
BART NOX Annual- Hunter 3- v6.17 | 108 | 7177 | Rate Constraint in lbs/MMBtu | FALSE | L | Annual | Allowances Withdrawn (n:1) | Thousand Tons | 0 | 0 | 0 | 0 | 0 | 0 | 0
BART NOX Annual- Hunter 3- v6.17 | 108 | 7177 | Rate Constraint in lbs/MMBtu | FALSE | L | Annual | Net Emissions Allowance Position | Thousand Tons | 2.5931 | 0 | 0 | 0 | 0 | 0 | 0
BART NOX Annual- Hunter 3- v6.17 | 108 | 7177 | Rate Constraint in lbs/MMBtu | FALSE | L | Annual | Fuel Consumed | TBtu | 18.1062 | 0 | 0 | 0 | 0 | 0 | 0
BART NOX Annual- Hunter 3- v6.17 | 108 | 7177 | Rate Constraint in lbs/MMBtu | FALSE | L | Annual | Rate | lb/MMBtu | 0.28643 | 0 | 0 | 0 | 0 | 0 | 0
BART NOX Annual- Hunter 3- v6.17 | 108 | 7177 | Rate Constraint in lbs/MMBtu | FALSE | L | Annual | Generation | TWh | 1.7828 | 0 | 0 | 0 | 0 | 0 | 0
BART NOX Annual- Hunter 3- v6.17 | 108 | 7177 | Rate Constraint in lbs/MMBtu | FALSE | L | Annual | Qualifying Generation | TWh | 1.7828 | 0 | 0 | 0 | 0 | 0 | 0
BART NOX Annual- Hunter 3- v6.17 | 108 | 7177 | Rate Constraint in lbs/MMBtu | FALSE | L | Annual | Rate | lb/MWh | 2.909 | 0 | 0 | 0 | 0 | 0 | 0
BART NOX Annual- Hunter 3- v6.17 | 108 | 7177 | Rate Constraint in lbs/MMBtu | FALSE | L | Annual | Constraint Shadow Price | US2022$/Ton | 0 | 0 | 0 | 0 | 0 | 0 | 0
BART NOX Annual- Huntington 1- v5.16 | 109 | 7178 | Rate Constraint in lbs/MMBtu | FALSE | L | Annual | Seasons Included | Seasons | Winter, Spring, Summer, Fall | Winter, Spring, Summer, Fall | Winter, Spring, Summer, Fall | Winter, Spring, Summer, Fall | Winter, Spring, Summer, Fall | Winter, Spring, Summer, Fall | Winter, Spring, Summer, Fall
BART NOX Annual- Huntington 1- v5.16 | 109 | 7178 | Rate Constraint in lbs/MMBtu | FALSE | L | Annual | Standard NOX | lb/MMBtu | 0.26 | 0.26 | 0.26 | 0.26 | 0.26 | 0.26 | 0.26
BART NOX Annual- Huntington 1- v5.16 | 109 | 7178 | Rate Constraint in lbs/MMBtu | FALSE | L | Annual | Emissions at Affected Plants NOX | Thousand Tons | 2.3246 | 0 | 0 | 0 | 0 | 0 | 0
BART NOX Annual- Huntington 1- v5.16 | 109 | 7178 | Rate Constraint in lbs/MMBtu | FALSE | L | Annual | Allowances Purchased NOX | Thousand Tons | 0 | 0 | 0 | 0 | 0 | 0 | 0
BART NOX Annual- Huntington 1- v5.16 | 109 | 7178 | Rate Constraint in lbs/MMBtu | FALSE | L | Annual | Allowances Sold NOX | Thousand Tons | 0 | 0 | 0 | 0 | 0 | 0 | 0
BART NOX Annual- Huntington 1- v5.16 | 109 | 7178 | Rate Constraint in lbs/MMBtu | FALSE | L | Annual | Allowances Banked | Thousand Tons | 0 | 0 | 0 | 0 | 0 | 0 | 0
BART NOX Annual- Huntington 1- v5.16 | 109 | 7178 | Rate Constraint in lbs/MMBtu | FALSE | L | Annual | Allowances Withdrawn (1:1) | Thousand Tons | 0 | 0 | 0 | 0 | 0 | 0 | 0
BART NOX Annual- Huntington 1- v5.16 | 109 | 7178 | Rate Constraint in lbs/MMBtu | FALSE | L | Annual | Allowances Withdrawn (n:1) | Thousand Tons | 0 | 0 | 0 | 0 | 0 | 0 | 0
BART NOX Annual- Huntington 1- v5.16 | 109 | 7178 | Rate Constraint in lbs/MMBtu | FALSE | L | Annual | Net Emissions Allowance Position | Thousand Tons | 2.3246 | 0 | 0 | 0 | 0 | 0 | 0
BART NOX Annual- Huntington 1- v5.16 | 109 | 7178 | Rate Constraint in lbs/MMBtu | FALSE | L | Annual | Fuel Consumed | TBtu | 23.094 | 0 | 0 | 0 | 0 | 0 | 0
BART NOX Annual- Huntington 1- v5.16 | 109 | 7178 | Rate Constraint in lbs/MMBtu | FALSE | L | Annual | Rate | lb/MMBtu | 0.20132 | 0 | 0 | 0 | 0 | 0 | 0
BART NOX Annual- Huntington 1- v5.16 | 109 | 7178 | Rate Constraint in lbs/MMBtu | FALSE | L | Annual | Generation | TWh | 2.2458 | 0 | 0 | 0 | 0 | 0 | 0
BART NOX Annual- Huntington 1- v5.16 | 109 | 7178 | Rate Constraint in lbs/MMBtu | FALSE | L | Annual | Qualifying Generation | TWh | 2.2458 | 0 | 0 | 0 | 0 | 0 | 0
BART NOX Annual- Huntington 1- v5.16 | 109 | 7178 | Rate Constraint in lbs/MMBtu | FALSE | L | Annual | Rate | lb/MWh | 2.0702 | 0 | 0 | 0 | 0 | 0 | 0
BART NOX Annual- Huntington 1- v5.16 | 109 | 7178 | Rate Constraint in lbs/MMBtu | FALSE | L | Annual | Constraint Shadow Price | US2022$/Ton | 0 | 0 | 0 | 0 | 0 | 0 | 0
BART NOX Annual- Huntington 2- v5.16 | 110 | 7179 | Rate Constraint in lbs/MMBtu | FALSE | L | Annual | Seasons Included | Seasons | Winter, Spring, Summer, Fall | Winter, Spring, Summer, Fall | Winter, Spring, Summer, Fall | Winter, Spring, Summer, Fall | Winter, Spring, Summer, Fall | Winter, Spring, Summer, Fall | Winter, Spring, Summer, Fall
BART NOX Annual- Huntington 2- v5.16 | 110 | 7179 | Rate Constraint in lbs/MMBtu | FALSE | L | Annual | Standard NOX | lb/MMBtu | 0.26 | 0.26 | 0.26 | 0.26 | 0.26 | 0.26 | 0.26
BART NOX Annual- Huntington 2- v5.16 | 110 | 7179 | Rate Constraint in lbs/MMBtu | FALSE | L | Annual | Emissions at Affected Plants NOX | Thousand Tons | 2.2385 | 0 | 0 | 0 | 0 | 0 | 0
BART NOX Annual- Huntington 2- v5.16 | 110 | 7179 | Rate Constraint in lbs/MMBtu | FALSE | L | Annual | Allowances Purchased NOX | Thousand Tons | 0 | 0 | 0 | 0 | 0 | 0 | 0
BART NOX Annual- Huntington 2- v5.16 | 110 | 7179 | Rate Constraint in lbs/MMBtu | FALSE | L | Annual | Allowances Sold NOX | Thousand Tons | 0 | 0 | 0 | 0 | 0 | 0 | 0
BART NOX Annual- Huntington 2- v5.16 | 110 | 7179 | Rate Constraint in lbs/MMBtu | FALSE | L | Annual | Allowances Banked | Thousand Tons | 0 | 0 | 0 | 0 | 0 | 0 | 0
BART NOX Annual- Huntington 2- v5.16 | 110 | 7179 | Rate Constraint in lbs/MMBtu | FALSE | L | Annual | Allowances Withdrawn (1:1) | Thousand Tons | 0 | 0 | 0 | 0 | 0 | 0 | 0
BART NOX Annual- Huntington 2- v5.16 | 110 | 7179 | Rate Constraint in lbs/MMBtu | FALSE | L | Annual | Allowances Withdrawn (n:1) | Thousand Tons | 0 | 0 | 0 | 0 | 0 | 0 | 0
BART NOX Annual- Huntington 2- v5.16 | 110 | 7179 | Rate Constraint in lbs/MMBtu | FALSE | L | Annual | Net Emissions Allowance Position | Thousand Tons | 2.2385 | 0 | 0 | 0 | 0 | 0 | 0
BART NOX Annual- Huntington 2- v5.16 | 110 | 7179 | Rate Constraint in lbs/MMBtu | FALSE | L | Annual | Fuel Consumed | TBtu | 22.7337 | 0 | 0 | 0 | 0 | 0 | 0
BART NOX Annual- Huntington 2- v5.16 | 110 | 7179 | Rate Constraint in lbs/MMBtu | FALSE | L | Annual | Rate | lb/MMBtu | 0.19693 | 0 | 0 | 0 | 0 | 0 | 0
BART NOX Annual- Huntington 2- v5.16 | 110 | 7179 | Rate Constraint in lbs/MMBtu | FALSE | L | Annual | Generation | TWh | 2.2018 | 0 | 0 | 0 | 0 | 0 | 0
BART NOX Annual- Huntington 2- v5.16 | 110 | 7179 | Rate Constraint in lbs/MMBtu | FALSE | L | Annual | Qualifying Generation | TWh | 2.2018 | 0 | 0 | 0 | 0 | 0 | 0
BART NOX Annual- Huntington 2- v5.16 | 110 | 7179 | Rate Constraint in lbs/MMBtu | FALSE | L | Annual | Rate | lb/MWh | 2.0333 | 0 | 0 | 0 | 0 | 0 | 0
BART NOX Annual- Huntington 2- v5.16 | 110 | 7179 | Rate Constraint in lbs/MMBtu | FALSE | L | Annual | Constraint Shadow Price | US2022$/Ton | 0 | 0 | 0 | 0 | 0 | 0 | 0
BART NOX Annual- Merrimack 2- v7.23 | 111 | 7944 | Rate Constraint in lbs/MMBtu | FALSE | L | Annual | Seasons Included | Seasons | Winter, Spring, Summer, Fall | Winter, Spring, Summer, Fall | Winter, Spring, Summer, Fall | Winter, Spring, Summer, Fall | Winter, Spring, Summer, Fall | Winter, Spring, Summer, Fall | Winter, Spring, Summer, Fall
BART NOX Annual- Merrimack 2- v7.23 | 111 | 7944 | Rate Constraint in lbs/MMBtu | FALSE | L | Annual | Standard NOX | lb/MMBtu | 0.22 | 0.22 | 0.22 | 0.22 | 0.22 | 0.22 | 0.22
BART NOX Annual- Merrimack 2- v7.23 | 111 | 7944 | Rate Constraint in lbs/MMBtu | FALSE | L | Annual | Emissions at Affected Plants NOX | Thousand Tons | 0 | 0 | 0 | 0 | 0 | 0 | 0
BART NOX Annual- Merrimack 2- v7.23 | 111 | 7944 | Rate Constraint in lbs/MMBtu | FALSE | L | Annual | Allowances Purchased NOX | Thousand Tons | 0 | 0 | 0 | 0 | 0 | 0 | 0
BART NOX Annual- Merrimack 2- v7.23 | 111 | 7944 | Rate Constraint in lbs/MMBtu | FALSE | L | Annual | Allowances Sold NOX | Thousand Tons | 0 | 0 | 0 | 0 | 0 | 0 | 0
BART NOX Annual- Merrimack 2- v7.23 | 111 | 7944 | Rate Constraint in lbs/MMBtu | FALSE | L | Annual | Allowances Banked | Thousand Tons | 0 | 0 | 0 | 0 | 0 | 0 | 0
BART NOX Annual- Merrimack 2- v7.23 | 111 | 7944 | Rate Constraint in lbs/MMBtu | FALSE | L | Annual | Allowances Withdrawn (1:1) | Thousand Tons | 0 | 0 | 0 | 0 | 0 | 0 | 0
BART NOX Annual- Merrimack 2- v7.23 | 111 | 7944 | Rate Constraint in lbs/MMBtu | FALSE | L | Annual | Allowances Withdrawn (n:1) | Thousand Tons | 0 | 0 | 0 | 0 | 0 | 0 | 0
BART NOX Annual- Merrimack 2- v7.23 | 111 | 7944 | Rate Constraint in lbs/MMBtu | FALSE | L | Annual | Net Emissions Allowance Position | Thousand Tons | 0 | 0 | 0 | 0 | 0 | 0 | 0
BART NOX Annual- Merrimack 2- v7.23 | 111 | 7944 | Rate Constraint in lbs/MMBtu | FALSE | L | Annual | Fuel Consumed | TBtu | 0 | 0 | 0 | 0 | 0 | 0 | 0
BART NOX Annual- Merrimack 2- v7.23 | 111 | 7944 | Rate Constraint in lbs/MMBtu | FALSE | L | Annual | Rate | lb/MMBtu | 0 | 0 | 0 | 0 | 0 | 0 | 0
BART NOX Annual- Merrimack 2- v7.23 | 111 | 7944 | Rate Constraint in lbs/MMBtu | FALSE | L | Annual | Generation | TWh | 0 | 0 | 0 | 0 | 0 | 0 | 0
BART NOX Annual- Merrimack 2- v7.23 | 111 | 7944 | Rate Constraint in lbs/MMBtu | FALSE | L | Annual | Qualifying Generation | TWh | 0 | 0 | 0 | 0 | 0 | 0 | 0
BART NOX Annual- Merrimack 2- v7.23 | 111 | 7944 | Rate Constraint in lbs/MMBtu | FALSE | L | Annual | Rate | lb/MWh | 0 | 0 | 0 | 0 | 0 | 0 | 0
BART NOX Annual- Merrimack 2- v7.23 | 111 | 7944 | Rate Constraint in lbs/MMBtu | FALSE | L | Annual | Constraint Shadow Price | US2022$/Ton | 0 | 0 | 0 | 0 | 0 | 0 | 0
BART NOX Annual- Northport 1- v5.16 | 112 | 7187 | Rate Constraint in lbs/MMBtu | FALSE | L | Annual | Seasons Included | Seasons | Winter, Spring, Summer, Fall | Winter, Spring, Summer, Fall | Winter, Spring, Summer, Fall | Winter, Spring, Summer, Fall | Winter, Spring, Summer, Fall | Winter, Spring, Summer, Fall | Winter, Spring, Summer, Fall
BART NOX Annual- Northport 1- v5.16 | 112 | 7187 | Rate Constraint in lbs/MMBtu | FALSE | L | Annual | Standard NOX | lb/MMBtu | 0.1 | 0.1 | 0.1 | 0.1 | 0.1 | 0.1 | 0.1
BART NOX Annual- Northport 1- v5.16 | 112 | 7187 | Rate Constraint in lbs/MMBtu | FALSE | L | Annual | Emissions at Affected Plants NOX | Thousand Tons | 0.17201 | 0.17235 | 0 | 0 | 0 | 0 | 0
BART NOX Annual- Northport 1- v5.16 | 112 | 7187 | Rate Constraint in lbs/MMBtu | FALSE | L | Annual | Allowances Purchased NOX | Thousand Tons | 0 | 0 | 0 | 0 | 0 | 0 | 0
BART NOX Annual- Northport 1- v5.16 | 112 | 7187 | Rate Constraint in lbs/MMBtu | FALSE | L | Annual | Allowances Sold NOX | Thousand Tons | 0 | 0 | 0 | 0 | 0 | 0 | 0
BART NOX Annual- Northport 1- v5.16 | 112 | 7187 | Rate Constraint in lbs/MMBtu | FALSE | L | Annual | Allowances Banked | Thousand Tons | 0 | 0 | 0 | 0 | 0 | 0 | 0
BART NOX Annual- Northport 1- v5.16 | 112 | 7187 | Rate Constraint in lbs/MMBtu | FALSE | L | Annual | Allowances Withdrawn (1:1) | Thousand Tons | 0 | 0 | 0 | 0 | 0 | 0 | 0
BART NOX Annual- Northport 1- v5.16 | 112 | 7187 | Rate Constraint in lbs/MMBtu | FALSE | L | Annual | Allowances Withdrawn (n:1) | Thousand Tons | 0 | 0 | 0 | 0 | 0 | 0 | 0
BART NOX Annual- Northport 1- v5.16 | 112 | 7187 | Rate Constraint in lbs/MMBtu | FALSE | L | Annual | Net Emissions Allowance Position | Thousand Tons | 0.17201 | 0.17235 | 0 | 0 | 0 | 0 | 0
BART NOX Annual- Northport 1- v5.16 | 112 | 7187 | Rate Constraint in lbs/MMBtu | FALSE | L | Annual | Fuel Consumed | TBtu | 5.3319 | 5.3427 | 0 | 0 | 0 | 0 | 0
BART NOX Annual- Northport 1- v5.16 | 112 | 7187 | Rate Constraint in lbs/MMBtu | FALSE | L | Annual | Rate | lb/MMBtu | 0.06452 | 0.06452 | 0 | 0 | 0 | 0 | 0
BART NOX Annual- Northport 1- v5.16 | 112 | 7187 | Rate Constraint in lbs/MMBtu | FALSE | L | Annual | Generation | TWh | 0.49678 | 0.49778 | 0 | 0 | 0 | 0 | 0
BART NOX Annual- Northport 1- v5.16 | 112 | 7187 | Rate Constraint in lbs/MMBtu | FALSE | L | Annual | Qualifying Generation | TWh | 0.49678 | 0.49778 | 0 | 0 | 0 | 0 | 0
BART NOX Annual- Northport 1- v5.16 | 112 | 7187 | Rate Constraint in lbs/MMBtu | FALSE | L | Annual | Rate | lb/MWh | 0.69249 | 0.69249 | 0 | 0 | 0 | 0 | 0
BART NOX Annual- Northport 1- v5.16 | 112 | 7187 | Rate Constraint in lbs/MMBtu | FALSE | L | Annual | Constraint Shadow Price | US2022$/Ton | 0 | 0 | 0 | 0 | 0 | 0 | 0
BART NOX Annual- Northport 2- v5.16 | 113 | 7188 | Rate Constraint in lbs/MMBtu | FALSE | L | Annual | Seasons Included | Seasons | Winter, Spring, Summer, Fall | Winter, Spring, Summer, Fall | Winter, Spring, Summer, Fall | Winter, Spring, Summer, Fall | Winter, Spring, Summer, Fall | Winter, Spring, Summer, Fall | Winter, Spring, Summer, Fall
BART NOX Annual- Northport 2- v5.16 | 113 | 7188 | Rate Constraint in lbs/MMBtu | FALSE | L | Annual | Standard NOX | lb/MMBtu | 0.1 | 0.1 | 0.1 | 0.1 | 0.1 | 0.1 | 0.1
BART NOX Annual- Northport 2- v5.16 | 113 | 7188 | Rate Constraint in lbs/MMBtu | FALSE | L | Annual | Emissions at Affected Plants NOX | Thousand Tons | 0.19341 | 0.12553 | 0 | 0 | 0 | 0 | 0
BART NOX Annual- Northport 2- v5.16 | 113 | 7188 | Rate Constraint in lbs/MMBtu | FALSE | L | Annual | Allowances Purchased NOX | Thousand Tons | 0 | 0 | 0 | 0 | 0 | 0 | 0
BART NOX Annual- Northport 2- v5.16 | 113 | 7188 | Rate Constraint in lbs/MMBtu | FALSE | L | Annual | Allowances Sold NOX | Thousand Tons | 0 | 0 | 0 | 0 | 0 | 0 | 0
BART NOX Annual- Northport 2- v5.16 | 113 | 7188 | Rate Constraint in lbs/MMBtu | FALSE | L | Annual | Allowances Banked | Thousand Tons | 0 | 0 | 0 | 0 | 0 | 0 | 0
BART NOX Annual- Northport 2- v5.16 | 113 | 7188 | Rate Constraint in lbs/MMBtu | FALSE | L | Annual | Allowances Withdrawn (1:1) | Thousand Tons | 0 | 0 | 0 | 0 | 0 | 0 | 0
BART NOX Annual- Northport 2- v5.16 | 113 | 7188 | Rate Constraint in lbs/MMBtu | FALSE | L | Annual | Allowances Withdrawn (n:1) | Thousand Tons | 0 | 0 | 0 | 0 | 0 | 0 | 0
BART NOX Annual- Northport 2- v5.16 | 113 | 7188 | Rate Constraint in lbs/MMBtu | FALSE | L | Annual | Net Emissions Allowance Position | Thousand Tons | 0.19341 | 0.12553 | 0 | 0 | 0 | 0 | 0
BART NOX Annual- Northport 2- v5.16 | 113 | 7188 | Rate Constraint in lbs/MMBtu | FALSE | L | Annual | Fuel Consumed | TBtu | 6.3041 | 4.0917 | 0 | 0 | 0 | 0 | 0
BART NOX Annual- Northport 2- v5.16 | 113 | 7188 | Rate Constraint in lbs/MMBtu | FALSE | L | Annual | Rate | lb/MMBtu | 0.06136 | 0.06136 | 0 | 0 | 0 | 0 | 0
BART NOX Annual- Northport 2- v5.16 | 113 | 7188 | Rate Constraint in lbs/MMBtu | FALSE | L | Annual | Generation | TWh | 0.58403 | 0.37907 | 0 | 0 | 0 | 0 | 0
BART NOX Annual- Northport 2- v5.16 | 113 | 7188 | Rate Constraint in lbs/MMBtu | FALSE | L | Annual | Qualifying Generation | TWh | 0.58403 | 0.37907 | 0 | 0 | 0 | 0 | 0
BART NOX Annual- Northport 2- v5.16 | 113 | 7188 | Rate Constraint in lbs/MMBtu | FALSE | L | Annual | Rate | lb/MWh | 0.66232 | 0.66232 | 0 | 0 | 0 | 0 | 0
BART NOX Annual- Northport 2- v5.16 | 113 | 7188 | Rate Constraint in lbs/MMBtu | FALSE | L | Annual | Constraint Shadow Price | US2022$/Ton | 0 | 0 | 0 | 0 | 0 | 0 | 0
BART NOX Annual- Northport 3- v5.16 | 114 | 7189 | Rate Constraint in lbs/MMBtu | FALSE | L | Annual | Seasons Included | Seasons | Winter, Spring, Summer, Fall | Winter, Spring, Summer, Fall | Winter, Spring, Summer, Fall | Winter, Spring, Summer, Fall | Winter, Spring, Summer, Fall | Winter, Spring, Summer, Fall | Winter, Spring, Summer, Fall
BART NOX Annual- Northport 3- v5.16 | 114 | 7189 | Rate Constraint in lbs/MMBtu | FALSE | L | Annual | Standard NOX | lb/MMBtu | 0.1 | 0.1 | 0.1 | 0.1 | 0.1 | 0.1 | 0.1
BART NOX Annual- Northport 3- v5.16 | 114 | 7189 | Rate Constraint in lbs/MMBtu | FALSE | L | Annual | Emissions at Affected Plants NOX | Thousand Tons | 0.20664 | 0.17242 | 0 | 0 | 0 | 0 | 0
BART NOX Annual- Northport 3- v5.16 | 114 | 7189 | Rate Constraint in lbs/MMBtu | FALSE | L | Annual | Allowances Purchased NOX | Thousand Tons | 0 | 0 | 0 | 0 | 0 | 0 | 0
BART NOX Annual- Northport 3- v5.16 | 114 | 7189 | Rate Constraint in lbs/MMBtu | FALSE | L | Annual | Allowances Sold NOX | Thousand Tons | 0 | 0 | 0 | 0 | 0 | 0 | 0
BART NOX Annual- Northport 3- v5.16 | 114 | 7189 | Rate Constraint in lbs/MMBtu | FALSE | L | Annual | Allowances Banked | Thousand Tons | 0 | 0 | 0 | 0 | 0 | 0 | 0
BART NOX Annual- Northport 3- v5.16 | 114 | 7189 | Rate Constraint in lbs/MMBtu | FALSE | L | Annual | Allowances Withdrawn (1:1) | Thousand Tons | 0 | 0 | 0 | 0 | 0 | 0 | 0
BART NOX Annual- Northport 3- v5.16 | 114 | 7189 | Rate Constraint in lbs/MMBtu | FALSE | L | Annual | Allowances Withdrawn (n:1) | Thousand Tons | 0 | 0 | 0 | 0 | 0 | 0 | 0
BART NOX Annual- Northport 3- v5.16 | 114 | 7189 | Rate Constraint in lbs/MMBtu | FALSE | L | Annual | Net Emissions Allowance Position | Thousand Tons | 0.20664 | 0.17242 | 0 | 0 | 0 | 0 | 0
BART NOX Annual- Northport 3- v5.16 | 114 | 7189 | Rate Constraint in lbs/MMBtu | FALSE | L | Annual | Fuel Consumed | TBtu | 6.4344 | 5.3687 | 0 | 0 | 0 | 0 | 0
BART NOX Annual- Northport 3- v5.16 | 114 | 7189 | Rate Constraint in lbs/MMBtu | FALSE | L | Annual | Rate | lb/MMBtu | 0.06423 | 0.06423 | 0 | 0 | 0 | 0 | 0
BART NOX Annual- Northport 3- v5.16 | 114 | 7189 | Rate Constraint in lbs/MMBtu | FALSE | L | Annual | Generation | TWh | 0.60095 | 0.50142 | 0 | 0 | 0 | 0 | 0
BART NOX Annual- Northport 3- v5.16 | 114 | 7189 | Rate Constraint in lbs/MMBtu | FALSE | L | Annual | Qualifying Generation | TWh | 0.60095 | 0.50142 | 0 | 0 | 0 | 0 | 0
BART NOX Annual- Northport 3- v5.16 | 114 | 7189 | Rate Constraint in lbs/MMBtu | FALSE | L | Annual | Rate | lb/MWh | 0.68771 | 0.68771 | 0 | 0 | 0 | 0 | 0
BART NOX Annual- Northport 3- v5.16 | 114 | 7189 | Rate Constraint in lbs/MMBtu | FALSE | L | Annual | Constraint Shadow Price | US2022$/Ton | 0 | 0 | 0 | 0 | 0 | 0 | 0
BART NOX Annual- Northport 4- v5.16 | 115 | 7190 | Rate Constraint in lbs/MMBtu | FALSE | L | Annual | Seasons Included | Seasons | Winter, Spring, Summer, Fall | Winter, Spring, Summer, Fall | Winter, Spring, Summer, Fall | Winter, Spring, Summer, Fall | Winter, Spring, Summer, Fall | Winter, Spring, Summer, Fall | Winter, Spring, Summer, Fall
BART NOX Annual- Northport 4- v5.16 | 115 | 7190 | Rate Constraint in lbs/MMBtu | FALSE | L | Annual | Standard NOX | lb/MMBtu | 0.1 | 0.1 | 0.1 | 0.1 | 0.1 | 0.1 | 0.1
BART NOX Annual- Northport 4- v5.16 | 115 | 7190 | Rate Constraint in lbs/MMBtu | FALSE | L | Annual | Emissions at Affected Plants NOX | Thousand Tons | 0.15859 | 0.13233 | 0.10158 | 0 | 0 | 0 | 0
BART NOX Annual- Northport 4- v5.16 | 115 | 7190 | Rate Constraint in lbs/MMBtu | FALSE | L | Annual | Allowances Purchased NOX | Thousand Tons | 0 | 0 | 0 | 0 | 0 | 0 | 0
BART NOX Annual- Northport 4- v5.16 | 115 | 7190 | Rate Constraint in lbs/MMBtu | FALSE | L | Annual | Allowances Sold NOX | Thousand Tons | 0 | 0 | 0 | 0 | 0 | 0 | 0
BART NOX Annual- Northport 4- v5.16 | 115 | 7190 | Rate Constraint in lbs/MMBtu | FALSE | L | Annual | Allowances Banked | Thousand Tons | 0 | 0 | 0 | 0 | 0 | 0 | 0
BART NOX Annual- Northport 4- v5.16 | 115 | 7190 | Rate Constraint in lbs/MMBtu | FALSE | L | Annual | Allowances Withdrawn (1:1) | Thousand Tons | 0 | 0 | 0 | 0 | 0 | 0 | 0
BART NOX Annual- Northport 4- v5.16 | 115 | 7190 | Rate Constraint in lbs/MMBtu | FALSE | L | Annual | Allowances Withdrawn (n:1) | Thousand Tons | 0 | 0 | 0 | 0 | 0 | 0 | 0
BART NOX Annual- Northport 4- v5.16 | 115 | 7190 | Rate Constraint in lbs/MMBtu | FALSE | L | Annual | Net Emissions Allowance Position | Thousand Tons | 0.15859 | 0.13233 | 0.10158 | 0 | 0 | 0 | 0
BART NOX Annual- Northport 4- v5.16 | 115 | 7190 | Rate Constraint in lbs/MMBtu | FALSE | L | Annual | Fuel Consumed | TBtu | 6.3731 | 5.3175 | 4.082 | 0 | 0 | 0 | 0
BART NOX Annual- Northport 4- v5.16 | 115 | 7190 | Rate Constraint in lbs/MMBtu | FALSE | L | Annual | Rate | lb/MMBtu | 0.04977 | 0.04977 | 0.04977 | 0 | 0 | 0 | 0
BART NOX Annual- Northport 4- v5.16 | 115 | 7190 | Rate Constraint in lbs/MMBtu | FALSE | L | Annual | Generation | TWh | 0.60095 | 0.50142 | 0.38491 | 0 | 0 | 0 | 0
BART NOX Annual- Northport 4- v5.16 | 115 | 7190 | Rate Constraint in lbs/MMBtu | FALSE | L | Annual | Qualifying Generation | TWh | 0.60095 | 0.50142 | 0.38491 | 0 | 0 | 0 | 0
BART NOX Annual- Northport 4- v5.16 | 115 | 7190 | Rate Constraint in lbs/MMBtu | FALSE | L | Annual | Rate | lb/MWh | 0.52781 | 0.52781 | 0.52781 | 0 | 0 | 0 | 0
BART NOX Annual- Northport 4- v5.16 | 115 | 7190 | Rate Constraint in lbs/MMBtu | FALSE | L | Annual | Constraint Shadow Price | US2022$/Ton | 0 | 0 | 0 | 0 | 0 | 0 | 0
BART NOX Annual- Ravenswood 1- v5.16 | 116 | 7183 | Rate Constraint in lbs/MMBtu | FALSE | L | Annual | Seasons Included | Seasons | Winter, Spring, Summer, Fall | Winter, Spring, Summer, Fall | Winter, Spring, Summer, Fall | Winter, Spring, Summer, Fall | Winter, Spring, Summer, Fall | Winter, Spring, Summer, Fall | Winter, Spring, Summer, Fall
BART NOX Annual- Ravenswood 1- v5.16 | 116 | 7183 | Rate Constraint in lbs/MMBtu | FALSE | L | Annual | Standard NOX | lb/MMBtu | 0.15 | 0.15 | 0.15 | 0.15 | 0.15 | 0.15 | 0.15
BART NOX Annual- Ravenswood 1- v5.16 | 116 | 7183 | Rate Constraint in lbs/MMBtu | FALSE | L | Annual | Emissions at Affected Plants NOX | Thousand Tons | 0.16039 | 0.07235 | 0 | 0 | 0 | 0 | 0
BART NOX Annual- Ravenswood 1- v5.16 | 116 | 7183 | Rate Constraint in lbs/MMBtu | FALSE | L | Annual | Allowances Purchased NOX | Thousand Tons | 0 | 0 | 0 | 0 | 0 | 0 | 0
BART NOX Annual- Ravenswood 1- v5.16 | 116 | 7183 | Rate Constraint in lbs/MMBtu | FALSE | L | Annual | Allowances Sold NOX | Thousand Tons | 0 | 0 | 0 | 0 | 0 | 0 | 0
BART NOX Annual- Ravenswood 1- v5.16 | 116 | 7183 | Rate Constraint in lbs/MMBtu | FALSE | L | Annual | Allowances Banked | Thousand Tons | 0 | 0 | 0 | 0 | 0 | 0 | 0
BART NOX Annual- Ravenswood 1- v5.16 | 116 | 7183 | Rate Constraint in lbs/MMBtu | FALSE | L | Annual | Allowances Withdrawn (1:1) | Thousand Tons | 0 | 0 | 0 | 0 | 0 | 0 | 0
BART NOX Annual- Ravenswood 1- v5.16 | 116 | 7183 | Rate Constraint in lbs/MMBtu | FALSE | L | Annual | Allowances Withdrawn (n:1) | Thousand Tons | 0 | 0 | 0 | 0 | 0 | 0 | 0
BART NOX Annual- Ravenswood 1- v5.16 | 116 | 7183 | Rate Constraint in lbs/MMBtu | FALSE | L | Annual | Net Emissions Allowance Position | Thousand Tons | 0.16039 | 0.07235 | 0 | 0 | 0 | 0 | 0
BART NOX Annual- Ravenswood 1- v5.16 | 116 | 7183 | Rate Constraint in lbs/MMBtu | FALSE | L | Annual | Fuel Consumed | TBtu | 4.9959 | 2.2535 | 0 | 0 | 0 | 0 | 0
BART NOX Annual- Ravenswood 1- v5.16 | 116 | 7183 | Rate Constraint in lbs/MMBtu | FALSE | L | Annual | Rate | lb/MMBtu | 0.06421 | 0.06421 | 0 | 0 | 0 | 0 | 0
BART NOX Annual- Ravenswood 1- v5.16 | 116 | 7183 | Rate Constraint in lbs/MMBtu | FALSE | L | Annual | Generation | TWh | 0.45356 | 0.20459 | 0 | 0 | 0 | 0 | 0
BART NOX Annual- Ravenswood 1- v5.16 | 116 | 7183 | Rate Constraint in lbs/MMBtu | FALSE | L | Annual | Qualifying Generation | TWh | 0.45356 | 0.20459 | 0 | 0 | 0 | 0 | 0
BART NOX Annual- Ravenswood 1- v5.16 | 116 | 7183 | Rate Constraint in lbs/MMBtu | FALSE | L | Annual | Rate | lb/MWh | 0.70727 | 0.70727 | 0 | 0 | 0 | 0 | 0
BART NOX Annual- Ravenswood 1- v5.16 | 116 | 7183 | Rate Constraint in lbs/MMBtu | FALSE | L | Annual | Constraint Shadow Price | US2022$/Ton | 0 | 0 | 0 | 0 | 0 | 0 | 0
BART NOX Annual- Ravenswood 2- v5.16 | 117 | 7184 | Rate Constraint in lbs/MMBtu | FALSE | L | Annual | Seasons Included | Seasons | Winter, Spring, Summer, Fall | Winter, Spring, Summer, Fall | Winter, Spring, Summer, Fall | Winter, Spring, Summer, Fall | Winter, Spring, Summer, Fall | Winter, Spring, Summer, Fall | Winter, Spring, Summer, Fall
BART NOX Annual- Ravenswood 2- v5.16 | 117 | 7184 | Rate Constraint in lbs/MMBtu | FALSE | L | Annual | Standard NOX | lb/MMBtu | 0.15 | 0.15 | 0.15 | 0.15 | 0.15 | 0.15 | 0.15
BART NOX Annual- Ravenswood 2- v5.16 | 117 | 7184 | Rate Constraint in lbs/MMBtu | FALSE | L | Annual | Emissions at Affected Plants NOX | Thousand Tons | 0 | 0 | 0 | 0 | 0 | 0 | 0
BART NOX Annual- Ravenswood 2- v5.16 | 117 | 7184 | Rate Constraint in lbs/MMBtu | FALSE | L | Annual | Allowances Purchased NOX | Thousand Tons | 0 | 0 | 0 | 0 | 0 | 0 | 0
BART NOX Annual- Ravenswood 2- v5.16 | 117 | 7184 | Rate Constraint in lbs/MMBtu | FALSE | L | Annual | Allowances Sold NOX | Thousand Tons | 0 | 0 | 0 | 0 | 0 | 0 | 0
BART NOX Annual- Ravenswood 2- v5.16 | 117 | 7184 | Rate Constraint in lbs/MMBtu | FALSE | L | Annual | Allowances Banked | Thousand Tons | 0 | 0 | 0 | 0 | 0 | 0 | 0
BART NOX Annual- Ravenswood 2- v5.16 | 117 | 7184 | Rate Constraint in lbs/MMBtu | FALSE | L | Annual | Allowances Withdrawn (1:1) | Thousand Tons | 0 | 0 | 0 | 0 | 0 | 0 | 0
BART NOX Annual- Ravenswood 2- v5.16 | 117 | 7184 | Rate Constraint in lbs/MMBtu | FALSE | L | Annual | Allowances Withdrawn (n:1) | Thousand Tons | 0 | 0 | 0 | 0 | 0 | 0 | 0
BART NOX Annual- Ravenswood 2- v5.16 | 117 | 7184 | Rate Constraint in lbs/MMBtu | FALSE | L | Annual | Net Emissions Allowance Position | Thousand Tons | 0 | 0 | 0 | 0 | 0 | 0 | 0
BART NOX Annual- Ravenswood 2- v5.16 | 117 | 7184 | Rate Constraint in lbs/MMBtu | FALSE | L | Annual | Fuel Consumed | TBtu | 0 | 0 | 0 | 0 | 0 | 0 | 0
BART NOX Annual- Ravenswood 2- v5.16 | 117 | 7184 | Rate Constraint in lbs/MMBtu | FALSE | L | Annual | Rate | lb/MMBtu | 0 | 0 | 0 | 0 | 0 | 0 | 0
BART NOX Annual- Ravenswood 2- v5.16 | 117 | 7184 | Rate Constraint in lbs/MMBtu | FALSE | L | Annual | Generation | TWh | 0 | 0 | 0 | 0 | 0 | 0 | 0
BART NOX Annual- Ravenswood 2- v5.16 | 117 | 7184 | Rate Constraint in lbs/MMBtu | FALSE | L | Annual | Qualifying Generation | TWh | 0 | 0 | 0 | 0 | 0 | 0 | 0
BART NOX Annual- Ravenswood 2- v5.16 | 117 | 7184 | Rate Constraint in lbs/MMBtu | FALSE | L | Annual | Rate | lb/MWh | 0 | 0 | 0 | 0 | 0 | 0 | 0
BART NOX Annual- Ravenswood 2- v5.16 | 117 | 7184 | Rate Constraint in lbs/MMBtu | FALSE | L | Annual | Constraint Shadow Price | US2022$/Ton | 0 | 0 | 0 | 0 | 0 | 0 | 0
BART NOX Annual- Ravenswood 3- v5.16 | 118 | 7185 | Rate Constraint in lbs/MMBtu | FALSE | L | Annual | Seasons Included | Seasons | Winter, Spring, Summer, Fall | Winter, Spring, Summer, Fall | Winter, Spring, Summer, Fall | Winter, Spring, Summer, Fall | Winter, Spring, Summer, Fall | Winter, Spring, Summer, Fall | Winter, Spring, Summer, Fall
BART NOX Annual- Ravenswood 3- v5.16 | 118 | 7185 | Rate Constraint in lbs/MMBtu | FALSE | L | Annual | Standard NOX | lb/MMBtu | 0.15 | 0.15 | 0.15 | 0.15 | 0.15 | 0.15 | 0.15
BART NOX Annual- Ravenswood 3- v5.16 | 118 | 7185 | Rate Constraint in lbs/MMBtu | FALSE | L | Annual | Emissions at Affected Plants NOX | Thousand Tons | 0.19646 | 0 | 0 | 0 | 0 | 0 | 0
BART NOX Annual- Ravenswood 3- v5.16 | 118 | 7185 | Rate Constraint in lbs/MMBtu | FALSE | L | Annual | Allowances Purchased NOX | Thousand Tons | 0 | 0 | 0 | 0 | 0 | 0 | 0
BART NOX Annual- Ravenswood 3- v5.16 | 118 | 7185 | Rate Constraint in lbs/MMBtu | FALSE | L | Annual | Allowances Sold NOX | Thousand Tons | 0 | 0 | 0 | 0 | 0 | 0 | 0
BART NOX Annual- Ravenswood 3- v5.16 | 118 | 7185 | Rate Constraint in lbs/MMBtu | FALSE | L | Annual | Allowances Banked | Thousand Tons | 0 | 0 | 0 | 0 | 0 | 0 | 0
BART NOX Annual- Ravenswood 3- v5.16 | 118 | 7185 | Rate Constraint in lbs/MMBtu | FALSE | L | Annual | Allowances Withdrawn (1:1) | Thousand Tons | 0 | 0 | 0 | 0 | 0 | 0 | 0
BART NOX Annual- Ravenswood 3- v5.16 | 118 | 7185 | Rate Constraint in lbs/MMBtu | FALSE | L | Annual | Allowances Withdrawn (n:1) | Thousand Tons | 0 | 0 | 0 | 0 | 0 | 0 | 0
BART NOX Annual- Ravenswood 3- v5.16 | 118 | 7185 | Rate Constraint in lbs/MMBtu | FALSE | L | Annual | Net Emissions Allowance Position | Thousand Tons | 0.19646 | 0 | 0 | 0 | 0 | 0 | 0
BART NOX Annual- Ravenswood 3- v5.16 | 118 | 7185 | Rate Constraint in lbs/MMBtu | FALSE | L | Annual | Fuel Consumed | TBtu | 5.6045 | 0 | 0 | 0 | 0 | 0 | 0
BART NOX Annual- Ravenswood 3- v5.16 | 118 | 7185 | Rate Constraint in lbs/MMBtu | FALSE | L | Annual | Rate | lb/MMBtu | 0.07011 | 0 | 0 | 0 | 0 | 0 | 0
BART NOX Annual- Ravenswood 3- v5.16 | 118 | 7185 | Rate Constraint in lbs/MMBtu | FALSE | L | Annual | Generation | TWh | 0.50807 | 0 | 0 | 0 | 0 | 0 | 0
BART NOX Annual- Ravenswood 3- v5.16 | 118 | 7185 | Rate Constraint in lbs/MMBtu | FALSE | L | Annual | Qualifying Generation | TWh | 0.50807 | 0 | 0 | 0 | 0 | 0 | 0
BART NOX Annual- Ravenswood 3- v5.16 | 118 | 7185 | Rate Constraint in lbs/MMBtu | FALSE | L | Annual | Rate | lb/MWh | 0.77338 | 0 | 0 | 0 | 0 | 0 | 0
BART NOX Annual- Ravenswood 3- v5.16 | 118 | 7185 | Rate Constraint in lbs/MMBtu | FALSE | L | Annual | Constraint Shadow Price | US2022$/Ton | 0 | 0 | 0 | 0 | 0 | 0 | 0
BART NOX Annual- Seminole 1- v7.23 | 119 | 7947 | Rate Constraint in lbs/MMBtu | FALSE | L | Annual | Seasons Included | Seasons | Winter, Spring, Summer, Fall | Winter, Spring, Summer, Fall | Winter, Spring, Summer, Fall | Winter, Spring, Summer, Fall | Winter, Spring, Summer, Fall | Winter, Spring, Summer, Fall | Winter, Spring, Summer, Fall
BART NOX Annual- Seminole 1- v7.23 | 119 | 7947 | Rate Constraint in lbs/MMBtu | FALSE | L | Annual | Standard NOX | lb/MMBtu | 0.203 | 0.203 | 0.203 | 0.203 | 0.203 | 0.203 | 0.203
BART NOX Annual- Seminole 1- v7.23 | 119 | 7947 | Rate Constraint in lbs/MMBtu | FALSE | L | Annual | Emissions at Affected Plants NOX | Thousand Tons | 0.11779 | 0.11779 | 0 | 0 | 0 | 0 | 0
BART NOX Annual- Seminole 1- v7.23 | 119 | 7947 | Rate Constraint in lbs/MMBtu | FALSE | L | Annual | Allowances Purchased NOX | Thousand Tons | 0 | 0 | 0 | 0 | 0 | 0 | 0
BART NOX Annual- Seminole 1- v7.23 | 119 | 7947 | Rate Constraint in lbs/MMBtu | FALSE | L | Annual | Allowances Sold NOX | Thousand Tons | 0 | 0 | 0 | 0 | 0 | 0 | 0
BART NOX Annual- Seminole 1- v7.23 | 119 | 7947 | Rate Constraint in lbs/MMBtu | FALSE | L | Annual | Allowances Banked | Thousand Tons | 0 | 0 | 0 | 0 | 0 | 0 | 0
BART NOX Annual- Seminole 1- v7.23 | 119 | 7947 | Rate Constraint in lbs/MMBtu | FALSE | L | Annual | Allowances Withdrawn (1:1) | Thousand Tons | 0 | 0 | 0 | 0 | 0 | 0 | 0
BART NOX Annual- Seminole 1- v7.23 | 119 | 7947 | Rate Constraint in lbs/MMBtu | FALSE | L | Annual | Allowances Withdrawn (n:1) | Thousand Tons | 0 | 0 | 0 | 0 | 0 | 0 | 0
BART NOX Annual- Seminole 1- v7.23 | 119 | 7947 | Rate Constraint in lbs/MMBtu | FALSE | L | Annual | Net Emissions Allowance Position | Thousand Tons | 0.11779 | 0.11779 | 0 | 0 | 0 | 0 | 0
BART NOX Annual- Seminole 1- v7.23 | 119 | 7947 | Rate Constraint in lbs/MMBtu | FALSE | L | Annual | Fuel Consumed | TBtu | 2.0058 | 2.0058 | 0 | 0 | 0 | 0 | 0
BART NOX Annual- Seminole 1- v7.23 | 119 | 7947 | Rate Constraint in lbs/MMBtu | FALSE | L | Annual | Rate | lb/MMBtu | 0.11745 | 0.11745 | 0 | 0 | 0 | 0 | 0
BART NOX Annual- Seminole 1- v7.23 | 119 | 7947 | Rate Constraint in lbs/MMBtu | FALSE | L | Annual | Generation | TWh | 0.17257 | 0.17257 | 0 | 0 | 0 | 0 | 0
BART NOX Annual- Seminole 1- v7.23 | 119 | 7947 | Rate Constraint in lbs/MMBtu | FALSE | L | Annual | Qualifying Generation | TWh | 0.17257 | 0.17257 | 0 | 0 | 0 | 0 | 0
BART NOX Annual- Seminole 1- v7.23 | 119 | 7947 | Rate Constraint in lbs/MMBtu | FALSE | L | Annual | Rate | lb/MWh | 1.3652 | 1.3652 | 0 | 0 | 0 | 0 | 0
BART NOX Annual- Seminole 1- v7.23 | 119 | 7947 | Rate Constraint in lbs/MMBtu | FALSE | L | Annual | Constraint Shadow Price | US2022$/Ton | 0 | 0 | 0 | 0 | 0 | 0 | 0
BART NOX Annual- Seminole 2- v7.23 | 120 | 7948 | Rate Constraint in lbs/MMBtu | FALSE | L | Annual | Seasons Included | Seasons | Winter, Spring, Summer, Fall | Winter, Spring, Summer, Fall | Winter, Spring, Summer, Fall | Winter, Spring, Summer, Fall | Winter, Spring, Summer, Fall | Winter, Spring, Summer, Fall | Winter, Spring, Summer, Fall
BART NOX Annual- Seminole 2- v7.23 | 120 | 7948 | Rate Constraint in lbs/MMBtu | FALSE | L | Annual | Standard NOX | lb/MMBtu | 0.212 | 0.212 | 0.212 | 0.212 | 0.212 | 0.212 | 0.212
BART NOX Annual- Seminole 2- v7.23 | 120 | 7948 | Rate Constraint in lbs/MMBtu | FALSE | L | Annual | Emissions at Affected Plants NOX | Thousand Tons | 0.11779 | 0.11779 | 0 | 0 | 0 | 0 | 0
BART NOX Annual- Seminole 2- v7.23 | 120 | 7948 | Rate Constraint in lbs/MMBtu | FALSE | L | Annual | Allowances Purchased NOX | Thousand Tons | 0 | 0 | 0 | 0 | 0 | 0 | 0
BART NOX Annual- Seminole 2- v7.23 | 120 | 7948 | Rate Constraint in lbs/MMBtu | FALSE | L | Annual | Allowances Sold NOX | Thousand Tons | 0 | 0 | 0 | 0 | 0 | 0 | 0
BART NOX Annual- Seminole 2- v7.23 | 120 | 7948 | Rate Constraint in lbs/MMBtu | FALSE | L | Annual | Allowances Banked | Thousand Tons | 0 | 0 | 0 | 0 | 0 | 0 | 0
BART NOX Annual- Seminole 2- v7.23 | 120 | 7948 | Rate Constraint in lbs/MMBtu | FALSE | L | Annual | Allowances Withdrawn (1:1) | Thousand Tons | 0 | 0 | 0 | 0 | 0 | 0 | 0
BART NOX Annual- Seminole 2- v7.23 | 120 | 7948 | Rate Constraint in lbs/MMBtu | FALSE | L | Annual | Allowances Withdrawn (n:1) | Thousand Tons | 0 | 0 | 0 | 0 | 0 | 0 | 0
BART NOX Annual- Seminole 2- v7.23 | 120 | 7948 | Rate Constraint in lbs/MMBtu | FALSE | L | Annual | Net Emissions Allowance Position | Thousand Tons | 0.11779 | 0.11779 | 0 | 0 | 0 | 0 | 0
BART NOX Annual- Seminole 2- v7.23 | 120 | 7948 | Rate Constraint in lbs/MMBtu | FALSE | L | Annual | Fuel Consumed | TBtu | 2.0058 | 2.0058 | 0 | 0 | 0 | 0 | 0
BART NOX Annual- Seminole 2- v7.23 | 120 | 7948 | Rate Constraint in lbs/MMBtu | FALSE | L | Annual | Rate | lb/MMBtu | 0.11745 | 0.11745 | 0 | 0 | 0 | 0 | 0
BART NOX Annual- Seminole 2- v7.23 | 120 | 7948 | Rate Constraint in lbs/MMBtu | FALSE | L | Annual | Generation | TWh | 0.17257 | 0.17257 | 0 | 0 | 0 | 0 | 0
BART NOX Annual- Seminole 2- v7.23 | 120 | 7948 | Rate Constraint in lbs/MMBtu | FALSE | L | Annual | Qualifying Generation | TWh | 0.17257 | 0.17257 | 0 | 0 | 0 | 0 | 0
BART NOX Annual- Seminole 2- v7.23 | 120 | 7948 | Rate Constraint in lbs/MMBtu | FALSE | L | Annual | Rate | lb/MWh | 1.3652 | 1.3652 | 0 | 0 | 0 | 0 | 0
BART NOX Annual- Seminole 2- v7.23 | 120 | 7948 | Rate Constraint in lbs/MMBtu | FALSE | L | Annual | Constraint Shadow Price | US2022$/Ton | 0 | 0 | 0 | 0 | 0 | 0 | 0
BART NOX Annual- Seminole 3- v7.23 | 121 | 7949 | Rate Constraint in lbs/MMBtu | FALSE | L | Annual | Seasons Included | Seasons | Winter, Spring, Summer, Fall | Winter, Spring, Summer, Fall | Winter, Spring, Summer, Fall | Winter, Spring, Summer, Fall | Winter, Spring, Summer, Fall | Winter, Spring, Summer, Fall | Winter, Spring, Summer, Fall
BART NOX Annual- Seminole 3- v7.23 | 121 | 7949 | Rate Constraint in lbs/MMBtu | FALSE | L | Annual | Standard NOX | lb/MMBtu | 0.164 | 0.164 | 0.164 | 0.164 | 0.164 | 0.164 | 0.164
BART NOX Annual- Seminole 3- v7.23 | 121 | 7949 | Rate Constraint in lbs/MMBtu | FALSE | L | Annual | Emissions at Affected Plants NOX | Thousand Tons | 0.053128 | 0.053128 | 0 | 0 | 0 | 0 | 0
BART NOX Annual- Seminole 3- v7.23 | 121 | 7949 | Rate Constraint in lbs/MMBtu | FALSE | L | Annual | Allowances Purchased NOX | Thousand Tons | 0 | 0 | 0 | 0 | 0 | 0 | 0
BART NOX Annual- Seminole 3- v7.23 | 121 | 7949 | Rate Constraint in lbs/MMBtu | FALSE | L | Annual | Allowances Sold NOX | Thousand Tons | 0 | 0 | 0 | 0 | 0 | 0 | 0
BART NOX Annual- Seminole 3- v7.23 | 121 | 7949 | Rate Constraint in lbs/MMBtu | FALSE | L | Annual | Allowances Banked | Thousand Tons | 0 | 0 | 0 | 0 | 0 | 0 | 0
BART NOX Annual- Seminole 3- v7.23 | 121 | 7949 | Rate Constraint in lbs/MMBtu | FALSE | L | Annual | Allowances Withdrawn (1:1) | Thousand Tons | 0 | 0 | 0 | 0 | 0 | 0 | 0
BART NOX Annual- Seminole 3- v7.23 | 121 | 7949 | Rate Constraint in lbs/MMBtu | FALSE | L | Annual | Allowances Withdrawn (n:1) | Thousand Tons | 0 | 0 | 0 | 0 | 0 | 0 | 0
BART NOX Annual- Seminole 3- v7.23 | 121 | 7949 | Rate Constraint in lbs/MMBtu | FALSE | L | Annual | Net Emissions Allowance Position | Thousand Tons | 0.053128 | 0.053128 | 0 | 0 | 0 | 0 | 0
BART NOX Annual- Seminole 3- v7.23 | 121 | 7949 | Rate Constraint in lbs/MMBtu | FALSE | L | Annual | Fuel Consumed | TBtu | 1.0023 | 1.0023 | 0 | 0 | 0 | 0 | 0
BART NOX Annual- Seminole 3- v7.23 | 121 | 7949 | Rate Constraint in lbs/MMBtu | FALSE | L | Annual | Rate | lb/MMBtu | 0.10601 | 0.10601 | 0 | 0 | 0 | 0 | 0
BART NOX Annual- Seminole 3- v7.23 | 121 | 7949 | Rate Constraint in lbs/MMBtu | FALSE | L | Annual | Generation | TWh | 0.08725 | 0.08725 | 0 | 0 | 0 | 0 | 0
BART NOX Annual- Seminole 3- v7.23 | 121 | 7949 | Rate Constraint in lbs/MMBtu | FALSE | L | Annual | Qualifying Generation | TWh | 0.08725 | 0.08725 | 0 | 0 | 0 | 0 | 0
BART NOX Annual- Seminole 3- v7.23 | 121 | 7949 | Rate Constraint in lbs/MMBtu | FALSE | L | Annual | Rate | lb/MWh | 1.2178 | 1.2178 | 0 | 0 | 0 | 0 | 0
BART NOX Annual- Seminole 3- v7.23 | 121 | 7949 | Rate Constraint in lbs/MMBtu | FALSE | L | Annual | Constraint Shadow Price | US2022$/Ton | 0 | 0 | 0 | 0 | 0 | 0 | 0
BART NOX Annual- Southwestern 3- v7.23 | 122 | 7950 | Rate Constraint in lbs/MMBtu | FALSE | L | Annual | Seasons Included | Seasons | Winter, Spring, Summer, Fall | Winter, Spring, Summer, Fall | Winter, Spring, Summer, Fall | Winter, Spring, Summer, Fall | Winter, Spring, Summer, Fall | Winter, Spring, Summer, Fall | Winter, Spring, Summer, Fall
BART NOX Annual- Southwestern 3- v7.23 | 122 | 7950 | Rate Constraint in lbs/MMBtu | FALSE | L | Annual | Standard NOX | lb/MMBtu | 0.45 | 0.45 | 0.45 | 0.45 | 0.45 | 0.45 | 0.45
BART NOX Annual- Southwestern 3- v7.23 | 122 | 7950 | Rate Constraint in lbs/MMBtu | FALSE | L | Annual | Emissions at Affected Plants NOX | Thousand Tons | 0.097785 | 0.097785 | 0.097785 | 0.097785 | 0.097785 | 0.097785 | 0.097785
BART NOX Annual- Southwestern 3- v7.23 | 122 | 7950 | Rate Constraint in lbs/MMBtu | FALSE | L | Annual | Allowances Purchased NOX | Thousand Tons | 0 | 0 | 0 | 0 | 0 | 0 | 0
BART NOX Annual- Southwestern 3- v7.23 | 122 | 7950 | Rate Constraint in lbs/MMBtu | FALSE | L | Annual | Allowances Sold NOX | Thousand Tons | 0 | 0 | 0 | 0 | 0 | 0 | 0
BART NOX Annual- Southwestern 3- v7.23 | 122 | 7950 | Rate Constraint in lbs/MMBtu | FALSE | L | Annual | Allowances Banked | Thousand Tons | 0 | 0 | 0 | 0 | 0 | 0 | 0
BART NOX Annual- Southwestern 3- v7.23 | 122 | 7950 | Rate Constraint in lbs/MMBtu | FALSE | L | Annual | Allowances Withdrawn (1:1) | Thousand Tons | 0 | 0 | 0 | 0 | 0 | 0 | 0
BART NOX Annual- Southwestern 3- v7.23 | 122 | 7950 | Rate Constraint in lbs/MMBtu | FALSE | L | Annual | Allowances Withdrawn (n:1) | Thousand Tons | 0 | 0 | 0 | 0 | 0 | 0 | 0
BART NOX Annual- Southwestern 3- v7.23 | 122 | 7950 | Rate Constraint in lbs/MMBtu | FALSE | L | Annual | Net Emissions Allowance Position | Thousand Tons | 0.097785 | 0.097785 | 0.097785 | 0.097785 | 0.097785 | 0.097785 | 0.097785
BART NOX Annual- Southwestern 3- v7.23 | 122 | 7950 | Rate Constraint in lbs/MMBtu | FALSE | L | Annual | Fuel Consumed | TBtu | 0.67153 | 0.67153 | 0.67153 | 0.67153 | 0.67153 | 0.67153 | 0.67153
BART NOX Annual- Southwestern 3- v7.23 | 122 | 7950 | Rate Constraint in lbs/MMBtu | FALSE | L | Annual | Rate | lb/MMBtu | 0.29123 | 0.29123 | 0.29123 | 0.29123 | 0.29123 | 0.29123 | 0.29123
BART NOX Annual- Southwestern 3- v7.23 | 122 | 7950 | Rate Constraint in lbs/MMBtu | FALSE | L | Annual | Generation | TWh | 0.051684 | 0.051684 | 0.051684 | 0.051684 | 0.051684 | 0.051684 | 0.051684
BART NOX Annual- Southwestern 3- v7.23 | 122 | 7950 | Rate Constraint in lbs/MMBtu | FALSE | L | Annual | Qualifying Generation | TWh | 0.051684 | 0.051684 | 0.051684 | 0.051684 | 0.051684 | 0.051684 | 0.051684
BART NOX Annual- Southwestern 3- v7.23 | 122 | 7950 | Rate Constraint in lbs/MMBtu | FALSE | L | Annual | Rate | lb/MWh | 3.784 | 3.784 | 3.784 | 3.784 | 3.784 | 3.784 | 3.784
BART NOX Annual- Southwestern 3- v7.23 | 122 | 7950 | Rate Constraint in lbs/MMBtu | FALSE | L | Annual | Constraint Shadow Price | US2022$/Ton | 0 | 0 | 0 | 0 | 0 | 0 | 0
BART NOX Annual- Wyodak 1- v7.23 | 123 | 7945 | Rate Constraint in lbs/MMBtu | FALSE | L | Annual | Seasons Included | Seasons | Winter, Spring, Summer, Fall | Winter, Spring, Summer, Fall | Winter, Spring, Summer, Fall | Winter, Spring, Summer, Fall | Winter, Spring, Summer, Fall | Winter, Spring, Summer, Fall | Winter, Spring, Summer, Fall
BART NOX Annual- Wyodak 1- v7.23 | 123 | 7945 | Rate Constraint in lbs/MMBtu | FALSE | L | Annual | Standard NOX | lb/MMBtu | 0.23 | 0.23 | 0.23 | 0.23 | 0.23 | 0.23 | 0.23
BART NOX Annual- Wyodak 1- v7.23 | 123 | 7945 | Rate Constraint in lbs/MMBtu | FALSE | L | Annual | Emissions at Affected Plants NOX | Thousand Tons | 3.0968 | 3.0968 | 0.069059 | 0.0093277 | 0.0093277 | 0.0093277 | 0.0093277
BART NOX Annual- Wyodak 1- v7.23 | 123 | 7945 | Rate Constraint in lbs/MMBtu | FALSE | L | Annual | Allowances Purchased NOX | Thousand Tons | 0 | 0 | 0 | 0 | 0 | 0 | 0
BART NOX Annual- Wyodak 1- v7.23 | 123 | 7945 | Rate Constraint in lbs/MMBtu | FALSE | L | Annual | Allowances Sold NOX | Thousand Tons | 0 | 0 | 0 | 0 | 0 | 0 | 0
BART NOX Annual- Wyodak 1- v7.23 | 123 | 7945 | Rate Constraint in lbs/MMBtu | FALSE | L | Annual | Allowances Banked | Thousand Tons | 0 | 0 | 0 | 0 | 0 | 0 | 0
BART NOX Annual- Wyodak 1- v7.23 | 123 | 7945 | Rate Constraint in lbs/MMBtu | FALSE | L | Annual | Allowances Withdrawn (1:1) | Thousand Tons | 0 | 0 | 0 | 0 | 0 | 0 | 0
BART NOX Annual- Wyodak 1- v7.23 | 123 | 7945 | Rate Constraint in lbs/MMBtu | FALSE | L | Annual | Allowances Withdrawn (n:1) | Thousand Tons | 0 | 0 | 0 | 0 | 0 | 0 | 0
BART NOX Annual- Wyodak 1- v7.23 | 123 | 7945 | Rate Constraint in lbs/MMBtu | FALSE | L | Annual | Net Emissions Allowance Position | Thousand Tons | 3.0968 | 3.0968 | 0.069059 | 0.0093277 | 0.0093277 | 0.0093277 | 0.0093277
BART NOX Annual- Wyodak 1- v7.23 | 123 | 7945 | Rate Constraint in lbs/MMBtu | FALSE | L | Annual | Fuel Consumed | TBtu | 27.3713 | 27.3713 | 6.1039 | 0.82444 | 0.82444 | 0.82444 | 0.82444
BART NOX Annual- Wyodak 1- v7.23 | 123 | 7945 | Rate Constraint in lbs/MMBtu | FALSE | L | Annual | Rate | lb/MMBtu | 0.22628 | 0.22628 | 0.022628 | 0.022628 | 0.022628 | 0.022628 | 0.022628
BART NOX Annual- Wyodak 1- v7.23 | 123 | 7945 | Rate Constraint in lbs/MMBtu | FALSE | L | Annual | Generation | TWh | 2.2397 | 2.2397 | 0.30278 | 0.040895 | 0.040895 | 0.040895 | 0.040895
BART NOX Annual- Wyodak 1- v7.23 | 123 | 7945 | Rate Constraint in lbs/MMBtu | FALSE | L | Annual | Qualifying Generation | TWh | 2.2397 | 2.2397 | 0.30278 | 0.040895 | 0.040895 | 0.040895 | 0.040895
BART NOX Annual- Wyodak 1- v7.23 | 123 | 7945 | Rate Constraint in lbs/MMBtu | FALSE | L | Annual | Rate | lb/MWh | 2.7654 | 2.7654 | 0.45617 | 0.45617 | 0.45617 | 0.45617 | 0.45617
BART NOX Annual- Wyodak 1- v7.23 | 123 | 7945 | Rate Constraint in lbs/MMBtu | FALSE | L | Annual | Constraint Shadow Price | US2022$/Ton | 0 | 0 | 0 | 0 | 0 | 0 | 0
BART NOX Annual-Apache Station 2 -v5.13 | 124 | 7138 | Rate Constraint in lbs/MMBtu | FALSE | L | Annual | Seasons Included | Seasons | Winter, Spring, Summer, Fall | Winter, Spring, Summer, Fall | Winter, Spring, Summer, Fall | Winter, Spring, Summer, Fall | Winter, Spring, Summer, Fall | Winter, Spring, Summer, Fall | Winter, Spring, Summer, Fall
BART NOX Annual-Apache Station 2 -v5.13 | 124 | 7138 | Rate Constraint in lbs/MMBtu | FALSE | L | Annual | Standard NOX | lb/MMBtu | 0.085 | 0.085 | 0.085 | 0.085 | 0.085 | 0.085 | 0.085
BART NOX Annual-Apache Station 2 -v5.13 | 124 | 7138 | Rate Constraint in lbs/MMBtu | FALSE | L | Annual | Emissions at Affected Plants NOX | Thousand Tons | 0.011317 | 0.011317 | 0.011317 | 0.011317 | 0.011317 | 0.011317 | 0.011317
BART NOX Annual-Apache Station 2 -v5.13 | 124 | 7138 | Rate Constraint in lbs/MMBtu | FALSE | L | Annual | Allowances Purchased NOX | Thousand Tons | 0 | 0 | 0 | 0 | 0 | 0 | 0
BART NOX Annual-Apache Station 2 -v5.13 | 124 | 7138 | Rate Constraint in lbs/MMBtu | FALSE | L | Annual | Allowances Sold NOX | Thousand Tons | 0 | 0 | 0 | 0 | 0 | 0 | 0
BART NOX Annual-Apache Station 2 -v5.13 | 124 | 7138 | Rate Constraint in lbs/MMBtu | FALSE | L | Annual | Allowances Banked | Thousand Tons | 0 | 0 | 0 | 0 | 0 | 0 | 0
BART NOX Annual-Apache Station 2 -v5.13 | 124 | 7138 | Rate Constraint in lbs/MMBtu | FALSE | L | Annual | Allowances Withdrawn (1:1) | Thousand Tons | 0 | 0 | 0 | 0 | 0 | 0 | 0
BART NOX Annual-Apache Station 2 -v5.13 | 124 | 7138 | Rate Constraint in lbs/MMBtu | FALSE | L | Annual | Allowances Withdrawn (n:1) | Thousand Tons | 0 | 0 | 0 | 0 | 0 | 0 | 0
BART NOX Annual-Apache Station 2 -v5.13 | 124 | 7138 | Rate Constraint in lbs/MMBtu | FALSE | L | Annual | Net Emissions Allowance Position | Thousand Tons | 0.011317 | 0.011317 | 0.011317 | 0.011317 | 0.011317 | 0.011317 | 0.011317
BART NOX Annual-Apache Station 2 -v5.13 | 124 | 7138 | Rate Constraint in lbs/MMBtu | FALSE | L | Annual | Fuel Consumed | TBtu | 0.33913 | 0.33913 | 0.33913 | 0.33913 | 0.33913 | 0.33913 | 0.33913
BART NOX Annual-Apache Station 2 -v5.13 | 124 | 7138 | Rate Constraint in lbs/MMBtu | FALSE | L | Annual | Rate | lb/MMBtu | 0.06674 | 0.06674 | 0.06674 | 0.06674 | 0.06674 | 0.06674 | 0.06674
BART NOX Annual-Apache Station 2 -v5.13 | 124 | 7138 | Rate Constraint in lbs/MMBtu | FALSE | L | Annual | Generation | TWh | 0.03066 | 0.03066 | 0.03066 | 0.03066 | 0.03066 | 0.03066 | 0.03066
BART NOX Annual-Apache Station 2 -v5.13 | 124 | 7138 | Rate Constraint in lbs/MMBtu | FALSE | L | Annual | Qualifying Generation | TWh | 0.03066 | 0.03066 | 0.03066 | 0.03066 | 0.03066 | 0.03066 | 0.03066
BART NOX Annual-Apache Station 2 -v5.13 | 124 | 7138 | Rate Constraint in lbs/MMBtu | FALSE | L | Annual | Rate | lb/MWh | 0.73821 | 0.73821 | 0.73821 | 0.73821 | 0.73821 | 0.73821 | 0.73821
BART NOX Annual-Apache Station 2 -v5.13 | 124 | 7138 | Rate Constraint in lbs/MMBtu | FALSE | L | Annual | Constraint Shadow Price | US2022$/Ton | 0 | 0 | 0 | 0 | 0 | 0 | 0
BART NOX Annual-Apache Station 3 -v5.13 | 125 | 7139 | Rate Constraint in lbs/MMBtu | FALSE | L | Annual | Seasons Included | Seasons | Winter, Spring, Summer, Fall | Winter, Spring, Summer, Fall | Winter, Spring, Summer, Fall | Winter, Spring, Summer, Fall | Winter, Spring, Summer, Fall | Winter, Spring, Summer, Fall | Winter, Spring, Summer, Fall
BART NOX Annual-Apache Station 3 -v5.13 | 125 | 7139 | Rate Constraint in lbs/MMBtu | FALSE | L | Annual | Standard NOX | lb/MMBtu | 0.23 | 0.23 | 0.23 | 0.23 | 0.23 | 0.23 | 0.23
BART NOX Annual-Apache Station 3 -v5.13 | 125 | 7139 | Rate Constraint in lbs/MMBtu | FALSE | L | Annual | Emissions at Affected Plants NOX | Thousand Tons | 0.16469 | 0.16469 | 0 | 0 | 0 | 0 | 0
BART NOX Annual-Apache Station 3 -v5.13 | 125 | 7139 | Rate Constraint in lbs/MMBtu | FALSE | L | Annual | Allowances Purchased NOX | Thousand Tons | 0 | 0 | 0 | 0 | 0 | 0 | 0
BART NOX Annual-Apache Station 3 -v5.13 | 125 | 7139 | Rate Constraint in lbs/MMBtu | FALSE | L | Annual | Allowances Sold NOX | Thousand Tons | 0 | 0 | 0 | 0 | 0 | 0 | 0
BART NOX Annual-Apache Station 3 -v5.13 | 125 | 7139 | Rate Constraint in lbs/MMBtu | FALSE | L | Annual | Allowances Banked | Thousand Tons | 0 | 0 | 0 | 0 | 0 | 0 | 0
BART NOX Annual-Apache Station 3 -v5.13 | 125 | 7139 | Rate Constraint in lbs/MMBtu | FALSE | L | Annual | Allowances Withdrawn (1:1) | Thousand Tons | 0 | 0 | 0 | 0 | 0 | 0 | 0
BART NOX Annual-Apache Station 3 -v5.13 | 125 | 7139 | Rate Constraint in lbs/MMBtu | FALSE | L | Annual | Allowances Withdrawn (n:1) | Thousand Tons | 0 | 0 | 0 | 0 | 0 | 0 | 0
BART NOX Annual-Apache Station 3 -v5.13 | 125 | 7139 | Rate Constraint in lbs/MMBtu | FALSE | L | Annual | Net Emissions Allowance Position | Thousand Tons | 0.16469 | 0.16469 | 0 | 0 | 0 | 0 | 0
BART NOX Annual-Apache Station 3 -v5.13 | 125 | 7139 | Rate Constraint in lbs/MMBtu | FALSE | L | Annual | Fuel Consumed | TBtu | 1.7771 | 1.7771 | 0 | 0 | 0 | 0 | 0
BART NOX Annual-Apache Station 3 -v5.13 | 125 | 7139 | Rate Constraint in lbs/MMBtu | FALSE | L | Annual | Rate | lb/MMBtu | 0.18535 | 0.18535 | 0 | 0 | 0 | 0 | 0
BART NOX Annual-Apache Station 3 -v5.13 | 125 | 7139 | Rate Constraint in lbs/MMBtu | FALSE | L | Annual | Generation | TWh | 0.1533 | 0.1533 | 0 | 0 | 0 | 0 | 0
BART NOX Annual-Apache Station 3 -v5.13 | 125 | 7139 | Rate Constraint in lbs/MMBtu | FALSE | L | Annual | Qualifying Generation | TWh | 0.1533 | 0.1533 | 0 | 0 | 0 | 0 | 0
BART NOX Annual-Apache Station 3 -v5.13 | 125 | 7139 | Rate Constraint in lbs/MMBtu | FALSE | L | Annual | Rate | lb/MWh | 2.1486 | 2.1486 | 0 | 0 | 0 | 0 | 0
BART NOX Annual-Apache Station 3 -v5.13 | 125 | 7139 | Rate Constraint in lbs/MMBtu | FALSE | L | Annual | Constraint Shadow Price | US2022$/Ton | 0 | 0 | 0 | 0 | 0 | 0 | 0
BART NOX Annual-Big Cajun 2 -v5.14 | 126 | 7160 | Rate Constraint in lbs/MMBtu | FALSE | L | Annual | Seasons Included | Seasons | Winter, Spring, Summer, Fall | Winter, Spring, Summer, Fall | Winter, Spring, Summer, Fall | Winter, Spring, Summer, Fall | Winter, Spring, Summer, Fall | Winter, Spring, Summer, Fall | Winter, Spring, Summer, Fall
BART NOX Annual-Big Cajun 2 -v5.14 | 126 | 7160 | Rate Constraint in lbs/MMBtu | FALSE | L | Annual | Standard NOX | lb/MMBtu | 0.15 | 0.15 | 0.15 | 0.15 | 0.15 | 0.15 | 0.15
BART NOX Annual-Big Cajun 2 -v5.14 | 126 | 7160 | Rate Constraint in lbs/MMBtu | FALSE | L | Annual | Emissions at Affected Plants NOX | Thousand Tons | 0 | 0 | 0 | 0 | 0 | 0 | 0
BART NOX Annual-Big Cajun 2 -v5.14 | 126 | 7160 | Rate Constraint in lbs/MMBtu | FALSE | L | Annual | Allowances Purchased NOX | Thousand Tons | 0 | 0 | 0 | 0 | 0 | 0 | 0
BART NOX Annual-Big Cajun 2 -v5.14 | 126 | 7160 | Rate Constraint in lbs/MMBtu | FALSE | L | Annual | Allowances Sold NOX | Thousand Tons | 0 | 0 | 0 | 0 | 0 | 0 | 0
BART NOX Annual-Big Cajun 2 -v5.14 | 126 | 7160 | Rate Constraint in lbs/MMBtu | FALSE | L | Annual | Allowances Banked | Thousand Tons | 0 | 0 | 0 | 0 | 0 | 0 | 0
BART NOX Annual-Big Cajun 2 -v5.14 | 126 | 7160 | Rate Constraint in lbs/MMBtu | FALSE | L | Annual | Allowances Withdrawn (1:1) | Thousand Tons | 0 | 0 | 0 | 0 | 0 | 0 | 0
BART NOX Annual-Big Cajun 2 -v5.14 | 126 | 7160 | Rate Constraint in lbs/MMBtu | FALSE | L | Annual | Allowances Withdrawn (n:1) | Thousand Tons | 0 | 0 | 0 | 0 | 0 | 0 | 0
BART NOX Annual-Big Cajun 2 -v5.14 | 126 | 7160 | Rate Constraint in lbs/MMBtu | FALSE | L | Annual | Net Emissions Allowance Position | Thousand Tons | 0 | 0 | 0 | 0 | 0 | 0 | 0
BART NOX Annual-Big Cajun 2 -v5.14 | 126 | 7160 | Rate Constraint in lbs/MMBtu | FALSE | L | Annual | Fuel Consumed | TBtu | 0 | 0 | 0 | 0 | 0 | 0 | 0
BART NOX Annual-Big Cajun 2 -v5.14 | 126 | 7160 | Rate Constraint in lbs/MMBtu | FALSE | L | Annual | Rate | lb/MMBtu | 0 | 0 | 0 | 0 | 0 | 0 | 0
BART NOX Annual-Big Cajun 2 -v5.14 | 126 | 7160 | Rate Constraint in lbs/MMBtu | FALSE | L | Annual | Generation | TWh | 0 | 0 | 0 | 0 | 0 | 0 | 0
BART NOX Annual-Big Cajun 2 -v5.14 | 126 | 7160 | Rate Constraint in lbs/MMBtu | FALSE | L | Annual | Qualifying Generation | TWh | 0 | 0 | 0 | 0 | 0 | 0 | 0
BART NOX Annual-Big Cajun 2 -v5.14 | 126 | 7160 | Rate Constraint in lbs/MMBtu | FALSE | L | Annual | Rate | lb/MWh | 0 | 0 | 0 | 0 | 0 | 0 | 0
BART NOX Annual-Big Cajun 2 -v5.14 | 126 | 7160 | Rate Constraint in lbs/MMBtu | FALSE | L | Annual | Constraint Shadow Price | US2022$/Ton | 0 | 0 | 0 | 0 | 0 | 0 | 0
BART NOX AnnualCap- Oswego Harbor 5- v5.16 | 127 | 7191 | Rate Constraint in MTons | FALSE | L | Annual | Seasons Included | Seasons | Winter, Spring, Summer, Fall | Winter, Spring, Summer, Fall | Winter, Spring, Summer, Fall | Winter, Spring, Summer, Fall | Winter, Spring, Summer, Fall | Winter, Spring, Summer, Fall | Winter, Spring, Summer, Fall
BART NOX AnnualCap- Oswego Harbor 5- v5.16 | 127 | 7191 | Rate Constraint in MTons | FALSE | L | Annual | Standard NOX | Thousand Tons | 0.383 | 0.383 | 0.383 | 0.383 | 0.383 | 0.383 | 0.383
BART NOX AnnualCap- Oswego Harbor 5- v5.16 | 127 | 7191 | Rate Constraint in MTons | FALSE | L | Annual | Emissions at Affected Plants NOX | Thousand Tons | 0 | 0 | 0 | 0 | 0 | 0 | 0
BART NOX AnnualCap- Oswego Harbor 5- v5.16 | 127 | 7191 | Rate Constraint in MTons | FALSE | L | Annual | Allowances Purchased NOX | Thousand Tons | 0 | 0 | 0 | 0 | 0 | 0 | 0
BART NOX AnnualCap- Oswego Harbor 5- v5.16 | 127 | 7191 | Rate Constraint in MTons | FALSE | L | Annual | Allowances Sold NOX | Thousand Tons | 0 | 0 | 0 | 0 | 0 | 0 | 0
BART NOX AnnualCap- Oswego Harbor 5- v5.16 | 127 | 7191 | Rate Constraint in MTons | FALSE | L | Annual | Allowances Banked | Thousand Tons | 0 | 0 | 0 | 0 | 0 | 0 | 0
BART NOX AnnualCap- Oswego Harbor 5- v5.16 | 127 | 7191 | Rate Constraint in MTons | FALSE | L | Annual | Allowances Withdrawn (1:1) | Thousand Tons | 0 | 0 | 0 | 0 | 0 | 0 | 0
BART NOX AnnualCap- Oswego Harbor 5- v5.16 | 127 | 7191 | Rate Constraint in MTons | FALSE | L | Annual | Allowances Withdrawn (n:1) | Thousand Tons | 0 | 0 | 0 | 0 | 0 | 0 | 0
BART NOX AnnualCap- Oswego Harbor 5- v5.16 | 127 | 7191 | Rate Constraint in MTons | FALSE | L | Annual | Net Emissions Allowance Position | Thousand Tons | 0 | 0 | 0 | 0 | 0 | 0 | 0
BART NOX AnnualCap- Oswego Harbor 5- v5.16 | 127 | 7191 | Rate Constraint in MTons | FALSE | L | Annual | Fuel Consumed | TBtu | 0 | 0 | 0 | 0 | 0 | 0 | 0
BART NOX AnnualCap- Oswego Harbor 5- v5.16 | 127 | 7191 | Rate Constraint in MTons | FALSE | L | Annual | Rate | lb/MMBtu | 0 | 0 | 0 | 0 | 0 | 0 | 0
BART NOX AnnualCap- Oswego Harbor 5- v5.16 | 127 | 7191 | Rate Constraint in MTons | FALSE | L | Annual | Generation | TWh | 0 | 0 | 0 | 0 | 0 | 0 | 0
BART NOX AnnualCap- Oswego Harbor 5- v5.16 | 127 | 7191 | Rate Constraint in MTons | FALSE | L | Annual | Qualifying Generation | TWh | 0 | 0 | 0 | 0 | 0 | 0 | 0
BART NOX AnnualCap- Oswego Harbor 5- v5.16 | 127 | 7191 | Rate Constraint in MTons | FALSE | L | Annual | Rate | lb/MWh | 0 | 0 | 0 | 0 | 0 | 0 | 0
BART NOX AnnualCap- Oswego Harbor 5- v5.16 | 127 | 7191 | Rate Constraint in MTons | FALSE | L | Annual | Constraint Shadow Price | US2022$/Ton | 0 | 0 | 0 | 0 | 0 | 0 | 0
BART NOX AnnualCap- Oswego Harbor 6- v5.16 | 128 | 7192 | Rate Constraint in MTons | FALSE | L | Annual | Seasons Included | Seasons | Winter, Spring, Summer, Fall | Winter, Spring, Summer, Fall | Winter, Spring, Summer, Fall | Winter, Spring, Summer, Fall | Winter, Spring, Summer, Fall | Winter, Spring, Summer, Fall | Winter, Spring, Summer, Fall
BART NOX AnnualCap- Oswego Harbor 6- v5.16 | 128 | 7192 | Rate Constraint in MTons | FALSE | L | Annual | Standard NOX | Thousand Tons | 0.665 | 0.665 | 0.665 | 0.665 | 0.665 | 0.665 | 0.665
BART NOX AnnualCap- Oswego Harbor 6- v5.16 | 128 | 7192 | Rate Constraint in MTons | FALSE | L | Annual | Emissions at Affected Plants NOX | Thousand Tons | 0 | 0 | 0 | 0 | 0 | 0 | 0
BART NOX AnnualCap- Oswego Harbor 6- v5.16 | 128 | 7192 | Rate Constraint in MTons | FALSE | L | Annual | Allowances Purchased NOX | Thousand Tons | 0 | 0 | 0 | 0 | 0 | 0 | 0
BART NOX AnnualCap- Oswego Harbor 6- v5.16 | 128 | 7192 | Rate Constraint in MTons | FALSE | L | Annual | Allowances Sold NOX | Thousand Tons | 0 | 0 | 0 | 0 | 0 | 0 | 0
BART NOX AnnualCap- Oswego Harbor 6- v5.16 | 128 | 7192 | Rate Constraint in MTons | FALSE | L | Annual | Allowances Banked | Thousand Tons | 0 | 0 | 0 | 0 | 0 | 0 | 0
BART NOX AnnualCap- Oswego Harbor 6- v5.16 | 128 | 7192 | Rate Constraint in MTons | FALSE | L | Annual | Allowances Withdrawn (1:1) | Thousand Tons | 0 | 0 | 0 | 0 | 0 | 0 | 0
BART NOX AnnualCap- Oswego Harbor 6- v5.16 | 128 | 7192 | Rate Constraint in MTons | FALSE | L | Annual | Allowances Withdrawn (n:1) | Thousand Tons | 0 | 0 | 0 | 0 | 0 | 0 | 0
BART NOX AnnualCap- Oswego Harbor 6- v5.16 | 128 | 7192 | Rate Constraint in MTons | FALSE | L | Annual | Net Emissions Allowance Position | Thousand Tons | 0 | 0 | 0 | 0 | 0 | 0 | 0
BART NOX AnnualCap- Oswego Harbor 6- v5.16 | 128 | 7192 | Rate Constraint in MTons | FALSE | L | Annual | Fuel Consumed | TBtu | 0 | 0 | 0 | 0 | 0 | 0 | 0
BART NOX AnnualCap- Oswego Harbor 6- v5.16 | 128 | 7192 | Rate Constraint in MTons | FALSE | L | Annual | Rate | lb/MMBtu | 0 | 0 | 0 | 0 | 0 | 0 | 0
BART NOX AnnualCap- Oswego Harbor 6- v5.16 | 128 | 7192 | Rate Constraint in MTons | FALSE | L | Annual | Generation | TWh | 0 | 0 | 0 | 0 | 0 | 0 | 0
BART NOX AnnualCap- Oswego Harbor 6- v5.16 | 128 | 7192 | Rate Constraint in MTons | FALSE | L | Annual | Qualifying Generation | TWh | 0 | 0 | 0 | 0 | 0 | 0 | 0
BART NOX AnnualCap- Oswego Harbor 6- v5.16 | 128 | 7192 | Rate Constraint in MTons | FALSE | L | Annual | Rate | lb/MWh | 0 | 0 | 0 | 0 | 0 | 0 | 0
BART NOX AnnualCap- Oswego Harbor 6- v5.16 | 128 | 7192 | Rate Constraint in MTons | FALSE | L | Annual | Constraint Shadow Price | US2022$/Ton | 0 | 0 | 0 | 0 | 0 | 0 | 0
BART NOX Annual-Craig C2 -v5.13 | 130 | 7128 | Rate Constraint in lbs/MMBtu | FALSE | L | Annual | Seasons Included | Seasons | Winter, Spring, Summer, Fall | Winter, Spring, Summer, Fall | Winter, Spring, Summer, Fall | Winter, Spring, Summer, Fall | Winter, Spring, Summer, Fall | Winter, Spring, Summer, Fall | Winter, Spring, Summer, Fall
BART NOX Annual-Craig C2 -v5.13 | 130 | 7128 | Rate Constraint in lbs/MMBtu | FALSE | L | Annual | Standard NOX | lb/MMBtu | 0.08 | 0.08 | 0.08 | 0.08 | 0.08 | 0.08 | 0.08
BART NOX Annual-Craig C2 -v5.13 | 130 | 7128 | Rate Constraint in lbs/MMBtu | FALSE | L | Annual | Emissions at Affected Plants NOX | Thousand Tons | 0.6687 | 0 | 0 | 0 | 0 | 0 | 0
BART NOX Annual-Craig C2 -v5.13 | 130 | 7128 | Rate Constraint in lbs/MMBtu | FALSE | L | Annual | Allowances Purchased NOX | Thousand Tons | 0 | 0 | 0 | 0 | 0 | 0 | 0
BART NOX Annual-Craig C2 -v5.13 | 130 | 7128 | Rate Constraint in lbs/MMBtu | FALSE | L | Annual | Allowances Sold NOX | Thousand Tons | 0 | 0 | 0 | 0 | 0 | 0 | 0
BART NOX Annual-Craig C2 -v5.13 | 130 | 7128 | Rate Constraint in lbs/MMBtu | FALSE | L | Annual | Allowances Banked | Thousand Tons | 0 | 0 | 0 | 0 | 0 | 0 | 0
BART NOX Annual-Craig C2 -v5.13 | 130 | 7128 | Rate Constraint in lbs/MMBtu | FALSE | L | Annual | Allowances Withdrawn (1:1) | Thousand Tons | 0 | 0 | 0 | 0 | 0 | 0 | 0
BART NOX Annual-Craig C2 -v5.13 | 130 | 7128 | Rate Constraint in lbs/MMBtu | FALSE | L | Annual | Allowances Withdrawn (n:1) | Thousand Tons | 0 | 0 | 0 | 0 | 0 | 0 | 0
BART NOX Annual-Craig C2 -v5.13 | 130 | 7128 | Rate Constraint in lbs/MMBtu | FALSE | L | Annual | Net Emissions Allowance Position | Thousand Tons | 0.6687 | 0 | 0 | 0 | 0 | 0 | 0
BART NOX Annual-Craig C2 -v5.13 | 130 | 7128 | Rate Constraint in lbs/MMBtu | FALSE | L | Annual | Fuel Consumed | TBtu | 21.2691 | 0 | 0 | 0 | 0 | 0 | 0
BART NOX Annual-Craig C2 -v5.13 | 130 | 7128 | Rate Constraint in lbs/MMBtu | FALSE | L | Annual | Rate | lb/MMBtu | 0.06288 | 0 | 0 | 0 | 0 | 0 | 0
BART NOX Annual-Craig C2 -v5.13 | 130 | 7128 | Rate Constraint in lbs/MMBtu | FALSE | L | Annual | Generation | TWh | 2.0771 | 0 | 0 | 0 | 0 | 0 | 0
BART NOX Annual-Craig C2 -v5.13 | 130 | 7128 | Rate Constraint in lbs/MMBtu | FALSE | L | Annual | Qualifying Generation | TWh | 2.0771 | 0 | 0 | 0 | 0 | 0 | 0
BART NOX Annual-Craig C2 -v5.13 | 130 | 7128 | Rate Constraint in lbs/MMBtu | FALSE | L | Annual | Rate | lb/MWh | 0.64389 | 0 | 0 | 0 | 0 | 0 | 0
BART NOX Annual-Craig C2 -v5.13 | 130 | 7128 | Rate Constraint in lbs/MMBtu | FALSE | L | Annual | Constraint Shadow Price | US2022$/Ton | 0 | 0 | 0 | 0 | 0 | 0 | 0
BART NOX Annual-Four Corners 4 -v5.14 | 131 | 7129 | Rate Constraint in lbs/MMBtu | FALSE | L | Annual | Seasons Included | Seasons | Winter, Spring, Summer, Fall | Winter, Spring, Summer, Fall | Winter, Spring, Summer, Fall | Winter, Spring, Summer, Fall | Winter, Spring, Summer, Fall | Winter, Spring, Summer, Fall | Winter, Spring, Summer, Fall
BART NOX Annual-Four Corners 4 -v5.14 | 131 | 7129 | Rate Constraint in lbs/MMBtu | FALSE | L | Annual | Standard NOX | lb/MMBtu | 0.098 | 0.098 | 0.098 | 0.098 | 0.098 | 0.098 | 0.098
BART NOX Annual-Four Corners 4 -v5.14 | 131 | 7129 | Rate Constraint in lbs/MMBtu | FALSE | L | Annual | Emissions at Affected Plants NOX | Thousand Tons | 1.392 | 1.3078 | 0.023612 | 0.023612 | 0.022693 | 0.023612 | 0.023612
BART NOX Annual-Four Corners 4 -v5.14 | 131 | 7129 | Rate Constraint in lbs/MMBtu | FALSE | L | Annual | Allowances Purchased NOX | Thousand Tons | 0 | 0 | 0 | 0 | 0 | 0 | 0
BART NOX Annual-Four Corners 4 -v5.14 | 131 | 7129 | Rate Constraint in lbs/MMBtu | FALSE | L | Annual | Allowances Sold NOX | Thousand Tons | 0 | 0 | 0 | 0 | 0 | 0 | 0
BART NOX Annual-Four Corners 4 -v5.14 | 131 | 7129 | Rate Constraint in lbs/MMBtu | FALSE | L | Annual | Allowances Banked | Thousand Tons | 0 | 0 | 0 | 0 | 0 | 0 | 0
BART NOX Annual-Four Corners 4 -v5.14 | 131 | 7129 | Rate Constraint in lbs/MMBtu | FALSE | L | Annual | Allowances Withdrawn (1:1) | Thousand Tons | 0 | 0 | 0 | 0 | 0 | 0 | 0
BART NOX Annual-Four Corners 4 -v5.14 | 131 | 7129 | Rate Constraint in lbs/MMBtu | FALSE | L | Annual | Allowances Withdrawn (n:1) | Thousand Tons | 0 | 0 | 0 | 0 | 0 | 0 | 0
BART NOX Annual-Four Corners 4 -v5.14 | 131 | 7129 | Rate Constraint in lbs/MMBtu | FALSE | L | Annual | Net Emissions Allowance Position | Thousand Tons | 1.392 | 1.3078 | 0.023612 | 0.023612 | 0.022693 | 0.023612 | 0.023612
BART NOX Annual-Four Corners 4 -v5.14 | 131 | 7129 | Rate Constraint in lbs/MMBtu | FALSE | L | Annual | Fuel Consumed | TBtu | 47.843 | 44.9495 | 0.81153 | 0.81153 | 0.77997 | 0.81153 | 0.81153
BART NOX Annual-Four Corners 4 -v5.14 | 131 | 7129 | Rate Constraint in lbs/MMBtu | FALSE | L | Annual | Rate | lb/MMBtu | 0.05819 | 0.05819 | 0.05819 | 0.05819 | 0.05819 | 0.05819 | 0.05819
BART NOX Annual-Four Corners 4 -v5.14 | 131 | 7129 | Rate Constraint in lbs/MMBtu | FALSE | L | Annual | Generation | TWh | 4.8964 | 4.5746 | 0.057312 | 0.057312 | 0.055082 | 0.057312 | 0.057312
BART NOX Annual-Four Corners 4 -v5.14 | 131 | 7129 | Rate Constraint in lbs/MMBtu | FALSE | L | Annual | Qualifying Generation | TWh | 4.8964 | 4.5746 | 0.057312 | 0.057312 | 0.055082 | 0.057312 | 0.057312
BART NOX Annual-Four Corners 4 -v5.14 | 131 | 7129 | Rate Constraint in lbs/MMBtu | FALSE | L | Annual | Rate | lb/MWh | 0.56857 | 0.57177 | 0.82397 | 0.82397 | 0.82397 | 0.82397 | 0.82397
BART NOX Annual-Four Corners 4 -v5.14 | 131 | 7129 | Rate Constraint in lbs/MMBtu | FALSE | L | Annual | Constraint Shadow Price | US2022$/Ton | 0 | 0 | 0 | 0 | 0 | 0 | 0
BART NOX Annual-Four Corners 5 -v5.14 | 132 | 7130 | Rate Constraint in lbs/MMBtu | FALSE | L | Annual | Seasons Included | Seasons | Winter, Spring, Summer, Fall | Winter, Spring, Summer, Fall | Winter, Spring, Summer, Fall | Winter, Spring, Summer, Fall | Winter, Spring, Summer, Fall | Winter, Spring, Summer, Fall | Winter, Spring, Summer, Fall
BART NOX Annual-Four Corners 5 -v5.14 | 132 | 7130 | Rate Constraint in lbs/MMBtu | FALSE | L | Annual | Standard NOX | lb/MMBtu | 0.098 | 0.098 | 0.098 | 0.098 | 0.098 | 0.098 | 0.098
BART NOX Annual-Four Corners 5 -v5.14 | 132 | 7130 | Rate Constraint in lbs/MMBtu | FALSE | L | Annual | Emissions at Affected Plants NOX | Thousand Tons | 1.343 | 1.4365 | 0 | 0 | 0 | 0 | 0
BART NOX Annual-Four Corners 5 -v5.14 | 132 | 7130 | Rate Constraint in lbs/MMBtu | FALSE | L | Annual | Allowances Purchased NOX | Thousand Tons | 0 | 0 | 0 | 0 | 0 | 0 | 0
BART NOX Annual-Four Corners 5 -v5.14 | 132 | 7130 | Rate Constraint in lbs/MMBtu | FALSE | L | Annual | Allowances Sold NOX | Thousand Tons | 0 | 0 | 0 | 0 | 0 | 0 | 0
BART NOX Annual-Four Corners 5 -v5.14 | 132 | 7130 | Rate Constraint in lbs/MMBtu | FALSE | L | Annual | Allowances Banked | Thousand Tons | 0 | 0 | 0 | 0 | 0 | 0 | 0
BART NOX Annual-Four Corners 5 -v5.14 | 132 | 7130 | Rate Constraint in lbs/MMBtu | FALSE | L | Annual | Allowances Withdrawn (1:1) | Thousand Tons | 0 | 0 | 0 | 0 | 0 | 0 | 0
BART NOX Annual-Four Corners 5 -v5.14 | 132 | 7130 | Rate Constraint in lbs/MMBtu | FALSE | L | Annual | Allowances Withdrawn (n:1) | Thousand Tons | 0 | 0 | 0 | 0 | 0 | 0 | 0
BART NOX Annual-Four Corners 5 -v5.14 | 132 | 7130 | Rate Constraint in lbs/MMBtu | FALSE | L | Annual | Net Emissions Allowance Position | Thousand Tons | 1.343 | 1.4365 | 0 | 0 | 0 | 0 | 0
BART NOX Annual-Four Corners 5 -v5.14 | 132 | 7130 | Rate Constraint in lbs/MMBtu | FALSE | L | Annual | Fuel Consumed | TBtu | 41.5857 | 44.4791 | 0 | 0 | 0 | 0 | 0
BART NOX Annual-Four Corners 5 -v5.14 | 132 | 7130 | Rate Constraint in lbs/MMBtu | FALSE | L | Annual | Rate | lb/MMBtu | 0.06459 | 0.06459 | 0 | 0 | 0 | 0 | 0
BART NOX Annual-Four Corners 5 -v5.14 | 132 | 7130 | Rate Constraint in lbs/MMBtu | FALSE | L | Annual | Generation | TWh | 4.2582 | 4.5545 | 0 | 0 | 0 | 0 | 0
BART NOX Annual-Four Corners 5 -v5.14 | 132 | 7130 | Rate Constraint in lbs/MMBtu | FALSE | L | Annual | Qualifying Generation | TWh | 4.2582 | 4.5545 | 0 | 0 | 0 | 0 | 0
BART NOX Annual-Four Corners 5 -v5.14 | 132 | 7130 | Rate Constraint in lbs/MMBtu | FALSE | L | Annual | Rate | lb/MWh | 0.63079 | 0.63079 | 0 | 0 | 0 | 0 | 0
BART NOX Annual-Four Corners 5 -v5.14 | 132 | 7130 | Rate Constraint in lbs/MMBtu | FALSE | L | Annual | Constraint Shadow Price | US2022$/Ton | 0 | 0 | 0 | 0 | 0 | 0 | 0
BART NOX Annual-Gerald Gentleman 1 -v5.14 | 133 | 7131 | Rate Constraint in lbs/MMBtu | FALSE | L | Annual | Seasons Included | Seasons | Winter, Spring, Summer, Fall | Winter, Spring, Summer, Fall | Winter, Spring, Summer, Fall | Winter, Spring, Summer, Fall | Winter, Spring, Summer, Fall | Winter, Spring, Summer, Fall | Winter, Spring, Summer, Fall
BART NOX Annual-Gerald Gentleman 1 -v5.14 | 133 | 7131 | Rate Constraint in lbs/MMBtu | FALSE | L | Annual | Standard NOX | lb/MMBtu | 0.23 | 0.23 | 0.23 | 0.23 | 0.23 | 0.23 | 0.23
BART NOX Annual-Gerald Gentleman 1 -v5.14 | 133 | 7131 | Rate Constraint in lbs/MMBtu | FALSE | L | Annual | Emissions at Affected Plants NOX | Thousand Tons | 4.7599 | 4.7599 | 0 | 0 | 0 | 0 | 0
BART NOX Annual-Gerald Gentleman 1 -v5.14 | 133 | 7131 | Rate Constraint in lbs/MMBtu | FALSE | L | Annual | Allowances Purchased NOX | Thousand Tons | 0 | 0 | 0 | 0 | 0 | 0 | 0
BART NOX Annual-Gerald Gentleman 1 -v5.14 | 133 | 7131 | Rate Constraint in lbs/MMBtu | FALSE | L | Annual | Allowances Sold NOX | Thousand Tons | 0 | 0 | 0 | 0 | 0 | 0 | 0
BART NOX Annual-Gerald Gentleman 1 -v5.14 | 133 | 7131 | Rate Constraint in lbs/MMBtu | FALSE | L | Annual | Allowances Banked | Thousand Tons | 0 | 0 | 0 | 0 | 0 | 0 | 0
BART NOX Annual-Gerald Gentleman 1 -v5.14 | 133 | 7131 | Rate Constraint in lbs/MMBtu | FALSE | L | Annual | Allowances Withdrawn (1:1) | Thousand Tons | 0 | 0 | 0 | 0 | 0 | 0 | 0
BART NOX Annual-Gerald Gentleman 1 -v5.14 | 133 | 7131 | Rate Constraint in lbs/MMBtu | FALSE | L | Annual | Allowances Withdrawn (n:1) | Thousand Tons | 0 | 0 | 0 | 0 | 0 | 0 | 0
BART NOX Annual-Gerald Gentleman 1 -v5.14 | 133 | 7131 | Rate Constraint in lbs/MMBtu | FALSE | L | Annual | Net Emissions Allowance Position | Thousand Tons | 4.7599 | 4.7599 | 0 | 0 | 0 | 0 | 0
BART NOX Annual-Gerald Gentleman 1 -v5.14 | 133 | 7131 | Rate Constraint in lbs/MMBtu | FALSE | L | Annual | Fuel Consumed | TBtu | 46.2152 | 46.2152 | 0 | 0 | 0 | 0 | 0
BART NOX Annual-Gerald Gentleman 1 -v5.14 | 133 | 7131 | Rate Constraint in lbs/MMBtu | FALSE | L | Annual | Rate | lb/MMBtu | 0.20599 | 0.20599 | 0 | 0 | 0 | 0 | 0
BART NOX Annual-Gerald Gentleman 1 -v5.14 | 133 | 7131 | Rate Constraint in lbs/MMBtu | FALSE | L | Annual | Generation | TWh | 4.6026 | 4.6026 | 0 | 0 | 0 | 0 | 0
BART NOX Annual-Gerald Gentleman 1 -v5.14 | 133 | 7131 | Rate Constraint in lbs/MMBtu | FALSE | L | Annual | Qualifying Generation | TWh | 4.6026 | 4.6026 | 0 | 0 | 0 | 0 | 0
BART NOX Annual-Gerald Gentleman 1 -v5.14 | 133 | 7131 | Rate Constraint in lbs/MMBtu | FALSE | L | Annual | Rate | lb/MWh | 2.0683 | 2.0683 | 0 | 0 | 0 | 0 | 0
BART NOX Annual-Gerald Gentleman 1 -v5.14 | 133 | 7131 | Rate Constraint in lbs/MMBtu | FALSE | L | Annual | Constraint Shadow Price | US2022$/Ton | 0 | 0 | 0 | 0 | 0 | 0 | 0
BART NOX Annual-Gerald Gentleman 2 -v5.14 | 134 | 7132 | Rate Constraint in lbs/MMBtu | FALSE | L | Annual | Seasons Included | Seasons | Winter, Spring, Summer, Fall | Winter, Spring, Summer, Fall | Winter, Spring, Summer, Fall | Winter, Spring, Summer, Fall | Winter, Spring, Summer, Fall | Winter, Spring, Summer, Fall | Winter, Spring, Summer, Fall
BART NOX Annual-Gerald Gentleman 2 -v5.14 | 134 | 7132 | Rate Constraint in lbs/MMBtu | FALSE | L | Annual | Standard NOX | lb/MMBtu | 0.23 | 0.23 | 0.23 | 0.23 | 0.23 | 0.23 | 0.23
BART NOX Annual-Gerald Gentleman 2 -v5.14 | 134 | 7132 | Rate Constraint in lbs/MMBtu | FALSE | L | Annual | Emissions at Affected Plants NOX | Thousand Tons | 3.8462 | 3.8462 | 0.20279 | 0.20279 | 0 | 0 | 0
BART NOX Annual-Gerald Gentleman 2 -v5.14 | 134 | 7132 | Rate Constraint in lbs/MMBtu | FALSE | L | Annual | Allowances Purchased NOX | Thousand Tons | 0 | 0 | 0 | 0 | 0 | 0 | 0
BART NOX Annual-Gerald Gentleman 2 -v5.14 | 134 | 7132 | Rate Constraint in lbs/MMBtu | FALSE | L | Annual | Allowances Sold NOX | Thousand Tons | 0 | 0 | 0 | 0 | 0 | 0 | 0
BART NOX Annual-Gerald Gentleman 2 -v5.14 | 134 | 7132 | Rate Constraint in lbs/MMBtu | FALSE | L | Annual | Allowances Banked | Thousand Tons | 0 | 0 | 0 | 0 | 0 | 0 | 0
BART NOX Annual-Gerald Gentleman 2 -v5.14 | 134 | 7132 | Rate Constraint in lbs/MMBtu | FALSE | L | Annual | Allowances Withdrawn (1:1) | Thousand Tons | 0 | 0 | 0 | 0 | 0 | 0 | 0
BART NOX Annual-Gerald Gentleman 2 -v5.14 | 134 | 7132 | Rate Constraint in lbs/MMBtu | FALSE | L | Annual | Allowances Withdrawn (n:1) | Thousand Tons | 0 | 0 | 0 | 0 | 0 | 0 | 0
BART NOX Annual-Gerald Gentleman 2 -v5.14 | 134 | 7132 | Rate Constraint in lbs/MMBtu | FALSE | L | Annual | Net Emissions Allowance Position | Thousand Tons | 3.8462 | 3.8462 | 0.20279 | 0.20279 | 0 | 0 | 0
BART NOX Annual-Gerald Gentleman 2 -v5.14 | 134 | 7132 | Rate Constraint in lbs/MMBtu | FALSE | L | Annual | Fuel Consumed | TBtu | 48.7784 | 48.7784 | 25.7185 | 25.7185 | 0 | 0 | 0
BART NOX Annual-Gerald Gentleman 2 -v5.14 | 134 | 7132 | Rate Constraint in lbs/MMBtu | FALSE | L | Annual | Rate | lb/MMBtu | 0.1577 | 0.1577 | 0.01577 | 0.01577 | 0 | 0 | 0
BART NOX Annual-Gerald Gentleman 2 -v5.14 | 134 | 7132 | Rate Constraint in lbs/MMBtu | FALSE | L | Annual | Generation | TWh | 4.8449 | 4.8449 | 1.699 | 1.699 | 0 | 0 | 0
BART NOX Annual-Gerald Gentleman 2 -v5.14 | 134 | 7132 | Rate Constraint in lbs/MMBtu | FALSE | L | Annual | Qualifying Generation | TWh | 4.8449 | 4.8449 | 1.699 | 1.699 | 0 | 0 | 0
BART NOX Annual-Gerald Gentleman 2 -v5.14 | 134 | 7132 | Rate Constraint in lbs/MMBtu | FALSE | L | Annual | Rate | lb/MWh | 1.5877 | 1.5877 | 0.23872 | 0.23872 | 0 | 0 | 0
BART NOX Annual-Gerald Gentleman 2 -v5.14 | 134 | 7132 | Rate Constraint in lbs/MMBtu | FALSE | L | Annual | Constraint Shadow Price | US2022$/Ton | 0 | 0 | 0 | 0 | 0 | 0 | 0
BART NOX Annual-Hayden H1 -v5.13 | 135 | 7133 | Rate Constraint in lbs/MMBtu | FALSE | L | Annual | Seasons Included | Seasons | Winter, Spring, Summer, Fall | Winter, Spring, Summer, Fall | Winter, Spring, Summer, Fall | Winter, Spring, Summer, Fall | Winter, Spring, Summer, Fall | Winter, Spring, Summer, Fall | Winter, Spring, Summer, Fall
BART NOX Annual-Hayden H1 -v5.13 | 135 | 7133 | Rate Constraint in lbs/MMBtu | FALSE | L | Annual | Standard NOX | lb/MMBtu | 0.08 | 0.08 | 0.08 | 0.08 | 0.08 | 0.08 | 0.08
BART NOX Annual-Hayden H1 -v5.13 | 135 | 7133 | Rate Constraint in lbs/MMBtu | FALSE | L | Annual | Emissions at Affected Plants NOX | Thousand Tons | 0.056682 | 0 | 0 | 0 | 0 | 0 | 0
BART NOX Annual-Hayden H1 -v5.13 | 135 | 7133 | Rate Constraint in lbs/MMBtu | FALSE | L | Annual | Allowances Purchased NOX | Thousand Tons | 0 | 0 | 0 | 0 | 0 | 0 | 0
BART NOX Annual-Hayden H1 -v5.13 | 135 | 7133 | Rate Constraint in lbs/MMBtu | FALSE | L | Annual | Allowances Sold NOX | Thousand Tons | 0 | 0 | 0 | 0 | 0 | 0 | 0
BART NOX Annual-Hayden H1 -v5.13 | 135 | 7133 | Rate Constraint in lbs/MMBtu | FALSE | L | Annual | Allowances Banked | Thousand Tons | 0 | 0 | 0 | 0 | 0 | 0 | 0
BART NOX Annual-Hayden H1 -v5.13 | 135 | 7133 | Rate Constraint in lbs/MMBtu | FALSE | L | Annual | Allowances Withdrawn (1:1) | Thousand Tons | 0 | 0 | 0 | 0 | 0 | 0 | 0
BART NOX Annual-Hayden H1 -v5.13 | 135 | 7133 | Rate Constraint in lbs/MMBtu | FALSE | L | Annual | Allowances Withdrawn (n:1) | Thousand Tons | 0 | 0 | 0 | 0 | 0 | 0 | 0
BART NOX Annual-Hayden H1 -v5.13 | 135 | 7133 | Rate Constraint in lbs/MMBtu | FALSE | L | Annual | Net Emissions Allowance Position | Thousand Tons | 0.056682 | 0 | 0 | 0 | 0 | 0 | 0
BART NOX Annual-Hayden H1 -v5.13 | 135 | 7133 | Rate Constraint in lbs/MMBtu | FALSE | L | Annual | Fuel Consumed | TBtu | 2.3711 | 0 | 0 | 0 | 0 | 0 | 0
BART NOX Annual-Hayden H1 -v5.13 | 135 | 7133 | Rate Constraint in lbs/MMBtu | FALSE | L | Annual | Rate | lb/MMBtu | 0.04781 | 0 | 0 | 0 | 0 | 0 | 0
BART NOX Annual-Hayden H1 -v5.13 | 135 | 7133 | Rate Constraint in lbs/MMBtu | FALSE | L | Annual | Generation | TWh | 0.21734 | 0 | 0 | 0 | 0 | 0 | 0
BART NOX Annual-Hayden H1 -v5.13 | 135 | 7133 | Rate Constraint in lbs/MMBtu | FALSE | L | Annual | Qualifying Generation | TWh | 0.21734 | 0 | 0 | 0 | 0 | 0 | 0
BART NOX Annual-Hayden H1 -v5.13 | 135 | 7133 | Rate Constraint in lbs/MMBtu | FALSE | L | Annual | Rate | lb/MWh | 0.52161 | 0 | 0 | 0 | 0 | 0 | 0
BART NOX Annual-Hayden H1 -v5.13 | 135 | 7133 | Rate Constraint in lbs/MMBtu | FALSE | L | Annual | Constraint Shadow Price | US2022$/Ton | 0 | 0 | 0 | 0 | 0 | 0 | 0
BART NOX Annual-Jeffrey Energy Center 1 -v5.13 | 136 | 7145 | Rate Constraint in lbs/MMBtu | FALSE | L | Annual | Seasons Included | Seasons | Winter, Spring, Summer, Fall | Winter, Spring, Summer, Fall | Winter, Spring, Summer, Fall | Winter, Spring, Summer, Fall | Winter, Spring, Summer, Fall | Winter, Spring, Summer, Fall | Winter, Spring, Summer, Fall
BART NOX Annual-Jeffrey Energy Center 1 -v5.13 | 136 | 7145 | Rate Constraint in lbs/MMBtu | FALSE | L | Annual | Standard NOX | lb/MMBtu | 0.15 | 0.15 | 0.15 | 0.15 | 0.15 | 0.15 | 0.15
BART NOX Annual-Jeffrey Energy Center 1 -v5.13 | 136 | 7145 | Rate Constraint in lbs/MMBtu | FALSE | L | Annual | Emissions at Affected Plants NOX | Thousand Tons | 0.82166 | 0.87586 | 0 | 0 | 0 | 0 | 0
BART NOX Annual-Jeffrey Energy Center 1 -v5.13 | 136 | 7145 | Rate Constraint in lbs/MMBtu | FALSE | L | Annual | Allowances Purchased NOX | Thousand Tons | 0 | 0 | 0 | 0 | 0 | 0 | 0
BART NOX Annual-Jeffrey Energy Center 1 -v5.13 | 136 | 7145 | Rate Constraint in lbs/MMBtu | FALSE | L | Annual | Allowances Sold NOX | Thousand Tons | 0 | 0 | 0 | 0 | 0 | 0 | 0
BART NOX Annual-Jeffrey Energy Center 1 -v5.13 | 136 | 7145 | Rate Constraint in lbs/MMBtu | FALSE | L | Annual | Allowances Banked | Thousand Tons | 0 | 0 | 0 | 0 | 0 | 0 | 0
BART NOX Annual-Jeffrey Energy Center 1 -v5.13 | 136 | 7145 | Rate Constraint in lbs/MMBtu | FALSE | L | Annual | Allowances Withdrawn (1:1) | Thousand Tons | 0 | 0 | 0 | 0 | 0 | 0 | 0
BART NOX Annual-Jeffrey Energy Center 1 -v5.13 | 136 | 7145 | Rate Constraint in lbs/MMBtu | FALSE | L | Annual | Allowances Withdrawn (n:1) | Thousand Tons | 0 | 0 | 0 | 0 | 0 | 0 | 0
BART NOX Annual-Jeffrey Energy Center 1 -v5.13 | 136 | 7145 | Rate Constraint in lbs/MMBtu | FALSE | L | Annual | Net Emissions Allowance Position | Thousand Tons | 0.82166 | 0.87586 | 0 | 0 | 0 | 0 | 0
BART NOX Annual-Jeffrey Energy Center 1 -v5.13 | 136 | 7145 | Rate Constraint in lbs/MMBtu | FALSE | L | Annual | Fuel Consumed | TBtu | 41.1651 | 43.881 | 0 | 0 | 0 | 0 | 0
BART NOX Annual-Jeffrey Energy Center 1 -v5.13 | 136 | 7145 | Rate Constraint in lbs/MMBtu | FALSE | L | Annual | Rate | lb/MMBtu | 0.03992 | 0.03992 | 0 | 0 | 0 | 0 | 0
BART NOX Annual-Jeffrey Energy Center 1 -v5.13 | 136 | 7145 | Rate Constraint in lbs/MMBtu | FALSE | L | Annual | Generation | TWh | 3.7457 | 3.9928 | 0 | 0 | 0 | 0 | 0
BART NOX Annual-Jeffrey Energy Center 1 -v5.13 | 136 | 7145 | Rate Constraint in lbs/MMBtu | FALSE | L | Annual | Qualifying Generation | TWh | 3.7457 | 3.9928 | 0 | 0 | 0 | 0 | 0
BART NOX Annual-Jeffrey Energy Center 1 -v5.13 | 136 | 7145 | Rate Constraint in lbs/MMBtu | FALSE | L | Annual | Rate | lb/MWh | 0.43872 | 0.43872 | 0 | 0 | 0 | 0 | 0
BART NOX Annual-Jeffrey Energy Center 1 -v5.13 | 136 | 7145 | Rate Constraint in lbs/MMBtu | FALSE | L | Annual | Constraint Shadow Price | US2022$/Ton | 0 | 0 | 0 | 0 | 0 | 0 | 0
BART NOX Annual-Jeffrey Energy Center 2 -v5.13 | 137 | 7146 | Rate Constraint in lbs/MMBtu | FALSE | L | Annual | Seasons Included | Seasons | Winter, Spring, Summer, Fall | Winter, Spring, Summer, Fall | Winter, Spring, Summer, Fall | Winter, Spring, Summer, Fall | Winter, Spring, Summer, Fall | Winter, Spring, Summer, Fall | Winter, Spring, Summer, Fall
BART NOX Annual-Jeffrey Energy Center 2 -v5.13 | 137 | 7146 | Rate Constraint in lbs/MMBtu | FALSE | L | Annual | Standard NOX | lb/MMBtu | 0.15 | 0.15 | 0.15 | 0.15 | 0.15 | 0.15 | 0.15
BART NOX Annual-Jeffrey Energy Center 2 -v5.13 | 137 | 7146 | Rate Constraint in lbs/MMBtu | FALSE | L | Annual | Emissions at Affected Plants NOX | Thousand Tons | 1.4276 | 1.4276 | 0 | 0 | 0 | 0 | 0
BART NOX Annual-Jeffrey Energy Center 2 -v5.13 | 137 | 7146 | Rate Constraint in lbs/MMBtu | FALSE | L | Annual | Allowances Purchased NOX | Thousand Tons | 0 | 0 | 0 | 0 | 0 | 0 | 0
BART NOX Annual-Jeffrey Energy Center 2 -v5.13 | 137 | 7146 | Rate Constraint in lbs/MMBtu | FALSE | L | Annual | Allowances Sold NOX | Thousand Tons | 0 | 0 | 0 | 0 | 0 | 0 | 0
BART NOX Annual-Jeffrey Energy Center 2 -v5.13 | 137 | 7146 | Rate Constraint in lbs/MMBtu | FALSE | L | Annual | Allowances Banked | Thousand Tons | 0 | 0 | 0 | 0 | 0 | 0 | 0
BART NOX Annual-Jeffrey Energy Center 2 -v5.13 | 137 | 7146 | Rate Constraint in lbs/MMBtu | FALSE | L | Annual | Allowances Withdrawn (1:1) | Thousand Tons | 0 | 0 | 0 | 0 | 0 | 0 | 0
BART NOX Annual-Jeffrey Energy Center 2 -v5.13 | 137 | 7146 | Rate Constraint in lbs/MMBtu | FALSE | L | Annual | Allowances Withdrawn (n:1) | Thousand Tons | 0 | 0 | 0 | 0 | 0 | 0 | 0
BART NOX Annual-Jeffrey Energy Center 2 -v5.13 | 137 | 7146 | Rate Constraint in lbs/MMBtu | FALSE | L | Annual | Net Emissions Allowance Position | Thousand Tons | 1.4276 | 1.4276 | 0 | 0 | 0 | 0 | 0
BART NOX Annual-Jeffrey Energy Center 2 -v5.13 | 137 | 7146 | Rate Constraint in lbs/MMBtu | FALSE | L | Annual | Fuel Consumed | TBtu | 28.5511 | 28.5511 | 0 | 0 | 0 | 0 | 0
BART NOX Annual-Jeffrey Energy Center 2 -v5.13 | 137 | 7146 | Rate Constraint in lbs/MMBtu | FALSE | L | Annual | Rate | lb/MMBtu | 0.1 | 0.1 | 0 | 0 | 0 | 0 | 0
BART NOX Annual-Jeffrey Energy Center 2 -v5.13 | 137 | 7146 | Rate Constraint in lbs/MMBtu | FALSE | L | Annual | Generation | TWh | 2.5618 | 2.5618 | 0 | 0 | 0 | 0 | 0
BART NOX Annual-Jeffrey Energy Center 2 -v5.13 | 137 | 7146 | Rate Constraint in lbs/MMBtu | FALSE | L | Annual | Qualifying Generation | TWh | 2.5618 | 2.5618 | 0 | 0 | 0 | 0 | 0
BART NOX Annual-Jeffrey Energy Center 2 -v5.13 | 137 | 7146 | Rate Constraint in lbs/MMBtu | FALSE | L | Annual | Rate | lb/MWh | 1.1145 | 1.1145 | 0 | 0 | 0 | 0 | 0
BART NOX Annual-Jeffrey Energy Center 2 -v5.13 | 137 | 7146 | Rate Constraint in lbs/MMBtu | FALSE | L | Annual | Constraint Shadow Price | US2022$/Ton | 0 | 0 | 0 | 0 | 0 | 0 | 0
BART NOX Annual-Jim Bridger 1 -v5.14 | 138 | 7165 | Rate Constraint in lbs/MMBtu | FALSE | L | Annual | Seasons Included | Seasons | Winter, Spring, Summer, Fall | Winter, Spring, Summer, Fall | Winter, Spring, Summer, Fall | Winter, Spring, Summer, Fall | Winter, Spring, Summer, Fall | Winter, Spring, Summer, Fall | Winter, Spring, Summer, Fall
BART NOX Annual-Jim Bridger 1 -v5.14 | 138 | 7165 | Rate Constraint in lbs/MMBtu | FALSE | L | Annual | Standard NOX | lb/MMBtu | 0.12 | 0.12 | 0.12 | 0.12 | 0.12 | 0.12 | 0.12
BART NOX Annual-Jim Bridger 1 -v5.14 | 138 | 7165 | Rate Constraint in lbs/MMBtu | FALSE | L | Annual | Emissions at Affected Plants NOX | Thousand Tons | 0.037212 | 0.037212 | 0.037212 | 0 | 0 | 0 | 0
BART NOX Annual-Jim Bridger 1 -v5.14 | 138 | 7165 | Rate Constraint in lbs/MMBtu | FALSE | L | Annual | Allowances Purchased NOX | Thousand Tons | 0 | 0 | 0 | 0 | 0 | 0 | 0
BART NOX Annual-Jim Bridger 1 -v5.14 | 138 | 7165 | Rate Constraint in lbs/MMBtu | FALSE | L | Annual | Allowances Sold NOX | Thousand Tons | 0 | 0 | 0 | 0 | 0 | 0 | 0
BART NOX Annual-Jim Bridger 1 -v5.14 | 138 | 7165 | Rate Constraint in lbs/MMBtu | FALSE | L | Annual | Allowances Banked | Thousand Tons | 0 | 0 | 0 | 0 | 0 | 0 | 0
BART NOX Annual-Jim Bridger 1 -v5.14 | 138 | 7165 | Rate Constraint in lbs/MMBtu | FALSE | L | Annual | Allowances Withdrawn (1:1) | Thousand Tons | 0 | 0 | 0 | 0 | 0 | 0 | 0
BART NOX Annual-Jim Bridger 1 -v5.14 | 138 | 7165 | Rate Constraint in lbs/MMBtu | FALSE | L | Annual | Allowances Withdrawn (n:1) | Thousand Tons | 0 | 0 | 0 | 0 | 0 | 0 | 0
BART NOX Annual-Jim Bridger 1 -v5.14 | 138 | 7165 | Rate Constraint in lbs/MMBtu | FALSE | L | Annual | Net Emissions Allowance Position | Thousand Tons | 0.037212 | 0.037212 | 0.037212 | 0 | 0 | 0 | 0
BART NOX Annual-Jim Bridger 1 -v5.14 | 138 | 7165 | Rate Constraint in lbs/MMBtu | FALSE | L | Annual | Fuel Consumed | TBtu | 1.0133 | 1.0133 | 1.0133 | 0 | 0 | 0 | 0
BART NOX Annual-Jim Bridger 1 -v5.14 | 138 | 7165 | Rate Constraint in lbs/MMBtu | FALSE | L | Annual | Rate | lb/MMBtu | 0.07345 | 0.07345 | 0.07345 | 0 | 0 | 0 | 0
BART NOX Annual-Jim Bridger 1 -v5.14 | 138 | 7165 | Rate Constraint in lbs/MMBtu | FALSE | L | Annual | Generation | TWh | 0.093031 | 0.093031 | 0.093031 | 0 | 0 | 0 | 0
BART NOX Annual-Jim Bridger 1 -v5.14 | 138 | 7165 | Rate Constraint in lbs/MMBtu | FALSE | L | Annual | Qualifying Generation | TWh | 0.093031 | 0.093031 | 0.093031 | 0 | 0 | 0 | 0
BART NOX Annual-Jim Bridger 1 -v5.14 | 138 | 7165 | Rate Constraint in lbs/MMBtu | FALSE | L | Annual | Rate | lb/MWh | 0.79999 | 0.79999 | 0.79999 | 0 | 0 | 0 | 0
BART NOX Annual-Jim Bridger 1 -v5.14 | 138 | 7165 | Rate Constraint in lbs/MMBtu | FALSE | L | Annual | Constraint Shadow Price | US2022$/Ton | 0 | 0 | 0 | 7804.3776 | 0 | 0 | 0
BART NOX Annual-Jim Bridger 2 -v5.14 | 139 | 7166 | Rate Constraint in lbs/MMBtu | FALSE | L | Annual | Seasons Included | Seasons | Winter, Spring, Summer, Fall | Winter, Spring, Summer, Fall | Winter, Spring, Summer, Fall | Winter, Spring, Summer, Fall | Winter, Spring, Summer, Fall | Winter, Spring, Summer, Fall | Winter, Spring, Summer, Fall
BART NOX Annual-Jim Bridger 2 -v5.14 | 139 | 7166 | Rate Constraint in lbs/MMBtu | FALSE | L | Annual | Standard NOX | lb/MMBtu | 0.12 | 0.12 | 0.12 | 0.12 | 0.12 | 0.12 | 0.12
BART NOX Annual-Jim Bridger 2 -v5.14 | 139 | 7166 | Rate Constraint in lbs/MMBtu | FALSE | L | Annual | Emissions at Affected Plants NOX | Thousand Tons | 0.037856 | 0.037856 | 0.037856 | 0 | 0 | 0 | 0
BART NOX Annual-Jim Bridger 2 -v5.14 | 139 | 7166 | Rate Constraint in lbs/MMBtu | FALSE | L | Annual | Allowances Purchased NOX | Thousand Tons | 0 | 0 | 0 | 0 | 0 | 0 | 0
BART NOX Annual-Jim Bridger 2 -v5.14 | 139 | 7166 | Rate Constraint in lbs/MMBtu | FALSE | L | Annual | Allowances Sold NOX | Thousand Tons | 0 | 0 | 0 | 0 | 0 | 0 | 0
BART NOX Annual-Jim Bridger 2 -v5.14 | 139 | 7166 | Rate Constraint in lbs/MMBtu | FALSE | L | Annual | Allowances Banked | Thousand Tons | 0 | 0 | 0 | 0 | 0 | 0 | 0
BART NOX Annual-Jim Bridger 2 -v5.14 | 139 | 7166 | Rate Constraint in lbs/MMBtu | FALSE | L | Annual | Allowances Withdrawn (1:1) | Thousand Tons | 0 | 0 | 0 | 0 | 0 | 0 | 0
BART NOX Annual-Jim Bridger 2 -v5.14 | 139 | 7166 | Rate Constraint in lbs/MMBtu | FALSE | L | Annual | Allowances Withdrawn (n:1) | Thousand Tons | 0 | 0 | 0 | 0 | 0 | 0 | 0
BART NOX Annual-Jim Bridger 2 -v5.14 | 139 | 7166 | Rate Constraint in lbs/MMBtu | FALSE | L | Annual | Net Emissions Allowance Position | Thousand Tons | 0.037856 | 0.037856 | 0.037856 | 0 | 0 | 0 | 0
BART NOX Annual-Jim Bridger 2 -v5.14 | 139 | 7166 | Rate Constraint in lbs/MMBtu | FALSE | L | Annual | Fuel Consumed | TBtu | 1.0308 | 1.0308 | 1.0308 | 0 | 0 | 0 | 0
BART NOX Annual-Jim Bridger 2 -v5.14 | 139 | 7166 | Rate Constraint in lbs/MMBtu | FALSE | L | Annual | Rate | lb/MMBtu | 0.07345 | 0.07345 | 0.07345 | 0 | 0 | 0 | 0
BART NOX Annual-Jim Bridger 2 -v5.14 | 139 | 7166 | Rate Constraint in lbs/MMBtu | FALSE | L | Annual | Generation | TWh | 0.094433 | 0.094433 | 0.094433 | 0 | 0 | 0 | 0
BART NOX Annual-Jim Bridger 2 -v5.14 | 139 | 7166 | Rate Constraint in lbs/MMBtu | FALSE | L | Annual | Qualifying Generation | TWh | 0.094433 | 0.094433 | 0.094433 | 0 | 0 | 0 | 0
BART NOX Annual-Jim Bridger 2 -v5.14 | 139 | 7166 | Rate Constraint in lbs/MMBtu | FALSE | L | Annual | Rate | lb/MWh | 0.80177 | 0.80177 | 0.80177 | 0 | 0 | 0 | 0
BART NOX Annual-Jim Bridger 2 -v5.14 | 139 | 7166 | Rate Constraint in lbs/MMBtu | FALSE | L | Annual | Constraint Shadow Price | US2022$/Ton | 0 | 0 | 0 | 13599.1683 | 0 | 0 | 0
BART NOX Annual-Jim Bridger 3 -v5.14 | 140 | 7167 | Rate Constraint in lbs/MMBtu | FALSE | L | Annual | Seasons Included | Seasons | Winter, Spring, Summer, Fall | Winter, Spring, Summer, Fall | Winter, Spring, Summer, Fall | Winter, Spring, Summer, Fall | Winter, Spring, Summer, Fall | Winter, Spring, Summer, Fall | Winter, Spring, Summer, Fall
BART NOX Annual-Jim Bridger 3 -v5.14 | 140 | 7167 | Rate Constraint in lbs/MMBtu | FALSE | L | Annual | Standard NOX | lb/MMBtu | 0.07 | 0.07 | 0.07 | 0.07 | 0.07 | 0.07 | 0.07
BART NOX Annual-Jim Bridger 3 -v5.14 | 140 | 7167 | Rate Constraint in lbs/MMBtu | FALSE | L | Annual | Emissions at Affected Plants NOX | Thousand Tons | 0.59564 | 0.96129 | 0.96129 | 0 | 0 | 0 | 0
BART NOX Annual-Jim Bridger 3 -v5.14 | 140 | 7167 | Rate Constraint in lbs/MMBtu | FALSE | L | Annual | Allowances Purchased NOX | Thousand Tons | 0 | 0 | 0 | 0 | 0 | 0 | 0
BART NOX Annual-Jim Bridger 3 -v5.14 | 140 | 7167 | Rate Constraint in lbs/MMBtu | FALSE | L | Annual | Allowances Sold NOX | Thousand Tons | 0 | 0 | 0 | 0 | 0 | 0 | 0
BART NOX Annual-Jim Bridger 3 -v5.14 | 140 | 7167 | Rate Constraint in lbs/MMBtu | FALSE | L | Annual | Allowances Banked | Thousand Tons | 0 | 0 | 0 | 0 | 0 | 0 | 0
BART NOX Annual-Jim Bridger 3 -v5.14 | 140 | 7167 | Rate Constraint in lbs/MMBtu | FALSE | L | Annual | Allowances Withdrawn (1:1) | Thousand Tons | 0 | 0 | 0 | 0 | 0 | 0 | 0
BART NOX Annual-Jim Bridger 3 -v5.14 | 140 | 7167 | Rate Constraint in lbs/MMBtu | FALSE | L | Annual | Allowances Withdrawn (n:1) | Thousand Tons | 0 | 0 | 0 | 0 | 0 | 0 | 0
BART NOX Annual-Jim Bridger 3 -v5.14 | 140 | 7167 | Rate Constraint in lbs/MMBtu | FALSE | L | Annual | Net Emissions Allowance Position | Thousand Tons | 0.59564 | 0.96129 | 0.96129 | 0 | 0 | 0 | 0
BART NOX Annual-Jim Bridger 3 -v5.14 | 140 | 7167 | Rate Constraint in lbs/MMBtu | FALSE | L | Annual | Fuel Consumed | TBtu | 23.0333 | 37.1728 | 37.1728 | 0 | 0 | 0 | 0
BART NOX Annual-Jim Bridger 3 -v5.14 | 140 | 7167 | Rate Constraint in lbs/MMBtu | FALSE | L | Annual | Rate | lb/MMBtu | 0.05172 | 0.05172 | 0.05172 | 0 | 0 | 0 | 0
BART NOX Annual-Jim Bridger 3 -v5.14 | 140 | 7167 | Rate Constraint in lbs/MMBtu | FALSE | L | Annual | Generation | TWh | 2.206 | 3.5603 | 2.374 | 0 | 0 | 0 | 0
BART NOX Annual-Jim Bridger 3 -v5.14 | 140 | 7167 | Rate Constraint in lbs/MMBtu | FALSE | L | Annual | Qualifying Generation | TWh | 2.206 | 3.5603 | 2.374 | 0 | 0 | 0 | 0
BART NOX Annual-Jim Bridger 3 -v5.14 | 140 | 7167 | Rate Constraint in lbs/MMBtu | FALSE | L | Annual | Rate | lb/MWh | 0.54001 | 0.54001 | 0.80985 | 0 | 0 | 0 | 0
BART NOX Annual-Jim Bridger 3 -v5.14 | 140 | 7167 | Rate Constraint in lbs/MMBtu | FALSE | L | Annual | Constraint Shadow Price | US2022$/Ton | 0 | 0 | 0 | 0 | 0 | 0 | 0
BART NOX Annual-Jim Bridger 4 -v5.14 | 141 | 7168 | Rate Constraint in lbs/MMBtu | FALSE | L | Annual | Seasons Included | Seasons | Winter, Spring, Summer, Fall | Winter, Spring, Summer, Fall | Winter, Spring, Summer, Fall | Winter, Spring, Summer, Fall | Winter, Spring, Summer, Fall | Winter, Spring, Summer, Fall | Winter, Spring, Summer, Fall
BART NOX Annual-Jim Bridger 4 -v5.14 | 141 | 7168 | Rate Constraint in lbs/MMBtu | FALSE | L | Annual | Standard NOX | lb/MMBtu | 0.07 | 0.07 | 0.07 | 0.07 | 0.07 | 0.07 | 0.07
BART NOX Annual-Jim Bridger 4 -v5.14 | 141 | 7168 | Rate Constraint in lbs/MMBtu | FALSE | L | Annual | Emissions at Affected Plants NOX | Thousand Tons | 0.33633 | 0.99646 | 1.0217 | 0 | 0 | 0 | 0
BART NOX Annual-Jim Bridger 4 -v5.14 | 141 | 7168 | Rate Constraint in lbs/MMBtu | FALSE | L | Annual | Allowances Purchased NOX | Thousand Tons | 0 | 0 | 0 | 0 | 0 | 0 | 0
BART NOX Annual-Jim Bridger 4 -v5.14 | 141 | 7168 | Rate Constraint in lbs/MMBtu | FALSE | L | Annual | Allowances Sold NOX | Thousand Tons | 0 | 0 | 0 | 0 | 0 | 0 | 0
BART NOX Annual-Jim Bridger 4 -v5.14 | 141 | 7168 | Rate Constraint in lbs/MMBtu | FALSE | L | Annual | Allowances Banked | Thousand Tons | 0 | 0 | 0 | 0 | 0 | 0 | 0
BART NOX Annual-Jim Bridger 4 -v5.14 | 141 | 7168 | Rate Constraint in lbs/MMBtu | FALSE | L | Annual | Allowances Withdrawn (1:1) | Thousand Tons | 0 | 0 | 0 | 0 | 0 | 0 | 0
BART NOX Annual-Jim Bridger 4 -v5.14 | 141 | 7168 | Rate Constraint in lbs/MMBtu | FALSE | L | Annual | Allowances Withdrawn (n:1) | Thousand Tons | 0 | 0 | 0 | 0 | 0 | 0 | 0
BART NOX Annual-Jim Bridger 4 -v5.14 | 141 | 7168 | Rate Constraint in lbs/MMBtu | FALSE | L | Annual | Net Emissions Allowance Position | Thousand Tons | 0.33633 | 0.99646 | 1.0217 | 0 | 0 | 0 | 0
BART NOX Annual-Jim Bridger 4 -v5.14 | 141 | 7168 | Rate Constraint in lbs/MMBtu | FALSE | L | Annual | Fuel Consumed | TBtu | 12.3355 | 36.5474 | 37.4719 | 0 | 0 | 0 | 0
BART NOX Annual-Jim Bridger 4 -v5.14 | 141 | 7168 | Rate Constraint in lbs/MMBtu | FALSE | L | Annual | Rate | lb/MMBtu | 0.05453 | 0.05453 | 0.05453 | 0 | 0 | 0 | 0
BART NOX Annual-Jim Bridger 4 -v5.14 | 141 | 7168 | Rate Constraint in lbs/MMBtu | FALSE | L | Annual | Generation | TWh | 1.1787 | 3.4923 | 2.3849 | 0 | 0 | 0 | 0
BART NOX Annual-Jim Bridger 4 -v5.14 | 141 | 7168 | Rate Constraint in lbs/MMBtu | FALSE | L | Annual | Qualifying Generation | TWh | 1.1787 | 3.4923 | 2.3849 | 0 | 0 | 0 | 0
BART NOX Annual-Jim Bridger 4 -v5.14 | 141 | 7168 | Rate Constraint in lbs/MMBtu | FALSE | L | Annual | Rate | lb/MWh | 0.57066 | 0.57066 | 0.85679 | 0 | 0 | 0 | 0
BART NOX Annual-Jim Bridger 4 -v5.14 | 141 | 7168 | Rate Constraint in lbs/MMBtu | FALSE | L | Annual | Constraint Shadow Price | US2022$/Ton | 0 | 0 | 0 | 0 | 0 | 0 | 0
BART NOX Annual-La Cygne 1 & 2 -v5.13 | 142 | 7147 | Rate Constraint in lbs/MMBtu | FALSE | L | Annual | Seasons Included | Seasons | Winter, Spring, Summer, Fall | Winter, Spring, Summer, Fall | Winter, Spring, Summer, Fall | Winter, Spring, Summer, Fall | Winter, Spring, Summer, Fall | Winter, Spring, Summer, Fall | Winter, Spring, Summer, Fall
BART NOX Annual-La Cygne 1 & 2 -v5.13 | 142 | 7147 | Rate Constraint in lbs/MMBtu | FALSE | L | Annual | Standard NOX | lb/MMBtu | 0.13 | 0.13 | 0.13 | 0.13 | 0.13 | 0.13 | 0.13
BART NOX Annual-La Cygne 1 & 2 -v5.13 | 142 | 7147 | Rate Constraint in lbs/MMBtu | FALSE | L | Annual | Emissions at Affected Plants NOX | Thousand Tons | 1.8883 | 2.0959 | 0 | 0 | 0 | 0 | 0
BART NOX Annual-La Cygne 1 & 2 -v5.13 | 142 | 7147 | Rate Constraint in lbs/MMBtu | FALSE | L | Annual | Allowances Purchased NOX | Thousand Tons | 0 | 0 | 0 | 0 | 0 | 0 | 0
BART NOX Annual-La Cygne 1 & 2 -v5.13 | 142 | 7147 | Rate Constraint in lbs/MMBtu | FALSE | L | Annual | Allowances Sold NOX | Thousand Tons | 0 | 0 | 0 | 0 | 0 | 0 | 0
BART NOX Annual-La Cygne 1 & 2 -v5.13 | 142 | 7147 | Rate Constraint in lbs/MMBtu | FALSE | L | Annual | Allowances Banked | Thousand Tons | 0 | 0 | 0 | 0 | 0 | 0 | 0
BART NOX Annual-La Cygne 1 & 2 -v5.13 | 142 | 7147 | Rate Constraint in lbs/MMBtu | FALSE | L | Annual | Allowances Withdrawn (1:1) | Thousand Tons | 0 | 0 | 0 | 0 | 0 | 0 | 0
BART NOX Annual-La Cygne 1 & 2 -v5.13 | 142 | 7147 | Rate Constraint in lbs/MMBtu | FALSE | L | Annual | Allowances Withdrawn (n:1) | Thousand Tons | 0 | 0 | 0 | 0 | 0 | 0 | 0
BART NOX Annual-La Cygne 1 & 2 -v5.13 | 142 | 7147 | Rate Constraint in lbs/MMBtu | FALSE | L | Annual | Net Emissions Allowance Position | Thousand Tons | 1.8883 | 2.0959 | 0 | 0 | 0 | 0 | 0
BART NOX Annual-La Cygne 1 & 2 -v5.13 | 142 | 7147 | Rate Constraint in lbs/MMBtu | FALSE | L | Annual | Fuel Consumed | TBtu | 39.316 | 43.6369 | 0 | 0 | 0 | 0 | 0
BART NOX Annual-La Cygne 1 & 2 -v5.13 | 142 | 7147 | Rate Constraint in lbs/MMBtu | FALSE | L | Annual | Rate | lb/MMBtu | 0.09606 | 0.09606 | 0 | 0 | 0 | 0 | 0
BART NOX Annual-La Cygne 1 & 2 -v5.13 | 142 | 7147 | Rate Constraint in lbs/MMBtu | FALSE | L | Annual | Generation | TWh | 3.5921 | 3.9869 | 0 | 0 | 0 | 0 | 0
BART NOX Annual-La Cygne 1 & 2 -v5.13 | 142 | 7147 | Rate Constraint in lbs/MMBtu | FALSE | L | Annual | Qualifying Generation | TWh | 3.5921 | 3.9869 | 0 | 0 | 0 | 0 | 0
BART NOX Annual-La Cygne 1 & 2 -v5.13 | 142 | 7147 | Rate Constraint in lbs/MMBtu | FALSE | L | Annual | Rate | lb/MWh | 1.0514 | 1.0514 | 0 | 0 | 0 | 0 | 0
BART NOX Annual-La Cygne 1 & 2 -v5.13 | 142 | 7147 | Rate Constraint in lbs/MMBtu | FALSE | L | Annual | Constraint Shadow Price | US2022$/Ton | 0 | 0 | 0 | 0 | 0 | 0 | 0
BART NOX Annual-Laramie 1 -v5.14 | 143 | 7169 | Rate Constraint in lbs/MMBtu | FALSE | L | Annual | Seasons Included | Seasons | Winter, Spring, Summer, Fall | Winter, Spring, Summer, Fall | Winter, Spring, Summer, Fall | Winter, Spring, Summer, Fall | Winter, Spring, Summer, Fall | Winter, Spring, Summer, Fall | Winter, Spring, Summer, Fall
BART NOX Annual-Laramie 1 -v5.14 | 143 | 7169 | Rate Constraint in lbs/MMBtu | FALSE | L | Annual | Standard NOX | lb/MMBtu | 0.06 | 0.06 | 0.06 | 0.06 | 0.06 | 0.06 | 0.06
BART NOX Annual-Laramie 1 -v5.14 | 143 | 7169 | Rate Constraint in lbs/MMBtu | FALSE | L | Annual | Emissions at Affected Plants NOX | Thousand Tons | 1.1684 | 1.1684 | 1.1684 | 1.1684 | 0 | 0 | 0
BART NOX Annual-Laramie 1 -v5.14 | 143 | 7169 | Rate Constraint in lbs/MMBtu | FALSE | L | Annual | Allowances Purchased NOX | Thousand Tons | 0 | 0 | 0 | 0 | 0 | 0 | 0
BART NOX Annual-Laramie 1 -v5.14 | 143 | 7169 | Rate Constraint in lbs/MMBtu | FALSE | L | Annual | Allowances Sold NOX | Thousand Tons | 0 | 0 | 0 | 0 | 0 | 0 | 0
BART NOX Annual-Laramie 1 -v5.14 | 143 | 7169 | Rate Constraint in lbs/MMBtu | FALSE | L | Annual | Allowances Banked | Thousand Tons | 0 | 0 | 0 | 0 | 0 | 0 | 0
BART NOX Annual-Laramie 1 -v5.14 | 143 | 7169 | Rate Constraint in lbs/MMBtu | FALSE | L | Annual | Allowances Withdrawn (1:1) | Thousand Tons | 0 | 0 | 0 | 0 | 0 | 0 | 0
BART NOX Annual-Laramie 1 -v5.14 | 143 | 7169 | Rate Constraint in lbs/MMBtu | FALSE | L | Annual | Allowances Withdrawn (n:1) | Thousand Tons | 0 | 0 | 0 | 0 | 0 | 0 | 0
BART NOX Annual-Laramie 1 -v5.14 | 143 | 7169 | Rate Constraint in lbs/MMBtu | FALSE | L | Annual | Net Emissions Allowance Position | Thousand Tons | 1.1684 | 1.1684 | 1.1684 | 1.1684 | 0 | 0 | 0
BART NOX Annual-Laramie 1 -v5.14 | 143 | 7169 | Rate Constraint in lbs/MMBtu | FALSE | L | Annual | Fuel Consumed | TBtu | 38.9525 | 38.9525 | 38.9525 | 38.9525 | 0 | 0 | 0
BART NOX Annual-Laramie 1 -v5.14 | 143 | 7169 | Rate Constraint in lbs/MMBtu | FALSE | L | Annual | Rate | lb/MMBtu | 0.05999 | 0.05999 | 0.05999 | 0.05999 | 0 | 0 | 0
BART NOX Annual-Laramie 1 -v5.14 | 143 | 7169 | Rate Constraint in lbs/MMBtu | FALSE | L | Annual | Generation | TWh | 3.8121 | 3.8121 | 2.5693 | 2.5693 | 0 | 0 | 0
BART NOX Annual-Laramie 1 -v5.14 | 143 | 7169 | Rate Constraint in lbs/MMBtu | FALSE | L | Annual | Qualifying Generation | TWh | 3.8121 | 3.8121 | 2.5693 | 2.5693 | 0 | 0 | 0
BART NOX Annual-Laramie 1 -v5.14 | 143 | 7169 | Rate Constraint in lbs/MMBtu | FALSE | L | Annual | Rate | lb/MWh | 0.61298 | 0.61298 | 0.90949 | 0.90949 | 0 | 0 | 0
BART NOX Annual-Laramie 1 -v5.14 | 143 | 7169 | Rate Constraint in lbs/MMBtu | FALSE | L | Annual | Constraint Shadow Price | US2022$/Ton | 0 | 0 | 0 | 0 | 0 | 0 | 0
BART NOX Annual-Laramie 2 -v5.14 | 144 | 7170 | Rate Constraint in lbs/MMBtu | FALSE | L | Annual | Seasons Included | Seasons | Winter, Spring, Summer, Fall | Winter, Spring, Summer, Fall | Winter, Spring, Summer, Fall | Winter, Spring, Summer, Fall | Winter, Spring, Summer, Fall | Winter, Spring, Summer, Fall | Winter, Spring, Summer, Fall
BART NOX Annual-Laramie 2 -v5.14 | 144 | 7170 | Rate Constraint in lbs/MMBtu | FALSE | L | Annual | Standard NOX | lb/MMBtu | 0.15 | 0.15 | 0.15 | 0.15 | 0.15 | 0.15 | 0.15
BART NOX Annual-Laramie 2 -v5.14 | 144 | 7170 | Rate Constraint in lbs/MMBtu | FALSE | L | Annual | Emissions at Affected Plants NOX | Thousand Tons | 2.7822 | 2.7822 | 0.37003 | 0.37003 | 0 | 0 | 0
BART NOX Annual-Laramie 2 -v5.14 | 144 | 7170 | Rate Constraint in lbs/MMBtu | FALSE | L | Annual | Allowances Purchased NOX | Thousand Tons | 0 | 0 | 0 | 0 | 0 | 0 | 0
BART NOX Annual-Laramie 2 -v5.14 | 144 | 7170 | Rate Constraint in lbs/MMBtu | FALSE | L | Annual | Allowances Sold NOX | Thousand Tons | 0 | 0 | 0 | 0 | 0 | 0 | 0
BART NOX Annual-Laramie 2 -v5.14 | 144 | 7170 | Rate Constraint in lbs/MMBtu | FALSE | L | Annual | Allowances Banked | Thousand Tons | 0 | 0 | 0 | 0 | 0 | 0 | 0
BART NOX Annual-Laramie 2 -v5.14 | 144 | 7170 | Rate Constraint in lbs/MMBtu | FALSE | L | Annual | Allowances Withdrawn (1:1) | Thousand Tons | 0 | 0 | 0 | 0 | 0 | 0 | 0
BART NOX Annual-Laramie 2 -v5.14 | 144 | 7170 | Rate Constraint in lbs/MMBtu | FALSE | L | Annual | Allowances Withdrawn (n:1) | Thousand Tons | 0 | 0 | 0 | 0 | 0 | 0 | 0
BART NOX Annual-Laramie 2 -v5.14 | 144 | 7170 | Rate Constraint in lbs/MMBtu | FALSE | L | Annual | Net Emissions Allowance Position | Thousand Tons | 2.7822 | 2.7822 | 0.37003 | 0.37003 | 0 | 0 | 0
BART NOX Annual-Laramie 2 -v5.14 | 144 | 7170 | Rate Constraint in lbs/MMBtu | FALSE | L | Annual | Fuel Consumed | TBtu | 39.4385 | 39.4385 | 39.4385 | 39.4385 | 0 | 0 | 0
BART NOX Annual-Laramie 2 -v5.14 | 144 | 7170 | Rate Constraint in lbs/MMBtu | FALSE | L | Annual | Rate | lb/MMBtu | 0.14109 | 0.14109 | 0.018765 | 0.018765 | 0 | 0 | 0
BART NOX Annual-Laramie 2 -v5.14 | 144 | 7170 | Rate Constraint in lbs/MMBtu | FALSE | L | Annual | Generation | TWh | 3.8802 | 3.8802 | 2.6063 | 2.6063 | 0 | 0 | 0
BART NOX Annual-Laramie 2 -v5.14 | 144 | 7170 | Rate Constraint in lbs/MMBtu | FALSE | L | Annual | Qualifying Generation | TWh | 3.8802 | 3.8802 | 2.6063 | 2.6063 | 0 | 0 | 0
BART NOX Annual-Laramie 2 -v5.14 | 144 | 7170 | Rate Constraint in lbs/MMBtu | FALSE | L | Annual | Rate | lb/MWh | 1.434 | 1.434 | 0.28395 | 0.28395 | 0 | 0 | 0
BART NOX Annual-Laramie 2 -v5.14 | 144 | 7170 | Rate Constraint in lbs/MMBtu | FALSE | L | Annual | Constraint Shadow Price | US2022$/Ton | 0 | 0 | 0 | 0 | 0 | 0 | 0
BART NOX Annual-Laramie 3 -v5.14 | 145 | 7195 | Rate Constraint in lbs/MMBtu | FALSE | L | Annual | Seasons Included | Seasons | Winter, Spring, Summer, Fall | Winter, Spring, Summer, Fall | Winter, Spring, Summer, Fall | Winter, Spring, Summer, Fall | Winter, Spring, Summer, Fall | Winter, Spring, Summer, Fall | Winter, Spring, Summer, Fall
BART NOX Annual-Laramie 3 -v5.14 | 145 | 7195 | Rate Constraint in lbs/MMBtu | FALSE | L | Annual | Standard NOX | lb/MMBtu | 0.15 | 0.15 | 0.15 | 0.15 | 0.15 | 0.15 | 0.15
BART NOX Annual-Laramie 3 -v5.14 | 145 | 7195 | Rate Constraint in lbs/MMBtu | FALSE | L | Annual | Emissions at Affected Plants NOX | Thousand Tons | 2.8163 | 2.8163 | 0.37457 | 0.37457 | 0.047635 | 0.056708 | 0.056708
BART NOX Annual-Laramie 3 -v5.14 | 145 | 7195 | Rate Constraint in lbs/MMBtu | FALSE | L | Annual | Allowances Purchased NOX | Thousand Tons | 0 | 0 | 0 | 0 | 0 | 0 | 0
BART NOX Annual-Laramie 3 -v5.14 | 145 | 7195 | Rate Constraint in lbs/MMBtu | FALSE | L | Annual | Allowances Sold NOX | Thousand Tons | 0 | 0 | 0 | 0 | 0 | 0 | 0
BART NOX Annual-Laramie 3 -v5.14 | 145 | 7195 | Rate Constraint in lbs/MMBtu | FALSE | L | Annual | Allowances Banked | Thousand Tons | 0 | 0 | 0 | 0 | 0 | 0 | 0
BART NOX Annual-Laramie 3 -v5.14 | 145 | 7195 | Rate Constraint in lbs/MMBtu | FALSE | L | Annual | Allowances Withdrawn (1:1) | Thousand Tons | 0 | 0 | 0 | 0 | 0 | 0 | 0
BART NOX Annual-Laramie 3 -v5.14 | 145 | 7195 | Rate Constraint in lbs/MMBtu | FALSE | L | Annual | Allowances Withdrawn (n:1) | Thousand Tons | 0 | 0 | 0 | 0 | 0 | 0 | 0
BART NOX Annual-Laramie 3 -v5.14 | 145 | 7195 | Rate Constraint in lbs/MMBtu | FALSE | L | Annual | Net Emissions Allowance Position | Thousand Tons | 2.8163 | 2.8163 | 0.37457 | 0.37457 | 0.047635 | 0.056708 | 0.056708
BART NOX Annual-Laramie 3 -v5.14 | 145 | 7195 | Rate Constraint in lbs/MMBtu | FALSE | L | Annual | Fuel Consumed | TBtu | 39.3337 | 39.3337 | 39.3337 | 39.3337 | 5.0023 | 5.955 | 5.955
BART NOX Annual-Laramie 3 -v5.14 | 145 | 7195 | Rate Constraint in lbs/MMBtu | FALSE | L | Annual | Rate | lb/MMBtu | 0.1432 | 0.1432 | 0.019046 | 0.019046 | 0.019046 | 0.019046 | 0.019046
BART NOX Annual-Laramie 3 -v5.14 | 145 | 7195 | Rate Constraint in lbs/MMBtu | FALSE | L | Annual | Generation | TWh | 3.8802 | 3.8802 | 2.6099 | 2.6099 | 0.33192 | 0.39513 | 0.39513
BART NOX Annual-Laramie 3 -v5.14 | 145 | 7195 | Rate Constraint in lbs/MMBtu | FALSE | L | Annual | Qualifying Generation | TWh | 3.8802 | 3.8802 | 2.6099 | 2.6099 | 0.33192 | 0.39513 | 0.39513
BART NOX Annual-Laramie 3 -v5.14 | 145 | 7195 | Rate Constraint in lbs/MMBtu | FALSE | L | Annual | Rate | lb/MWh | 1.4516 | 1.4516 | 0.28703 | 0.28703 | 0.28703 | 0.28703 | 0.28703
BART NOX Annual-Laramie 3 -v5.14 | 145 | 7195 | Rate Constraint in lbs/MMBtu | FALSE | L | Annual | Constraint Shadow Price | US2022$/Ton | 0 | 0 | 0 | 0 | 0 | 0 | 0
BART NOX Annual-Leland Olds 1 -v5.13 | 146 | 7148 | Rate Constraint in lbs/MMBtu | FALSE | L | Annual | Seasons Included | Seasons | Winter, Spring, Summer, Fall | Winter, Spring, Summer, Fall | Winter, Spring, Summer, Fall | Winter, Spring, Summer, Fall | Winter, Spring, Summer, Fall | Winter, Spring, Summer, Fall | Winter, Spring, Summer, Fall
BART NOX Annual-Leland Olds 1 -v5.13 | 146 | 7148 | Rate Constraint in lbs/MMBtu | FALSE | L | Annual | Standard NOX | lb/MMBtu | 0.19 | 0.19 | 0.19 | 0.19 | 0.19 | 0.19 | 0.19
BART NOX Annual-Leland Olds 1 -v5.13 | 146 | 7148 | Rate Constraint in lbs/MMBtu | FALSE | L | Annual | Emissions at Affected Plants NOX | Thousand Tons | 0 | 0 | 0 | 0 | 0 | 0 | 0
BART NOX Annual-Leland Olds 1 -v5.13 | 146 | 7148 | Rate Constraint in lbs/MMBtu | FALSE | L | Annual | Allowances Purchased NOX | Thousand Tons | 0 | 0 | 0 | 0 | 0 | 0 | 0
BART NOX Annual-Leland Olds 1 -v5.13 | 146 | 7148 | Rate Constraint in lbs/MMBtu | FALSE | L | Annual | Allowances Sold NOX | Thousand Tons | 0 | 0 | 0 | 0 | 0 | 0 | 0
BART NOX Annual-Leland Olds 1 -v5.13 | 146 | 7148 | Rate Constraint in lbs/MMBtu | FALSE | L | Annual | Allowances Banked | Thousand Tons | 0 | 0 | 0 | 0 | 0 | 0 | 0
BART NOX Annual-Leland Olds 1 -v5.13 | 146 | 7148 | Rate Constraint in lbs/MMBtu | FALSE | L | Annual | Allowances Withdrawn (1:1) | Thousand Tons | 0 | 0 | 0 | 0 | 0 | 0 | 0
BART NOX Annual-Leland Olds 1 -v5.13 | 146 | 7148 | Rate Constraint in lbs/MMBtu | FALSE | L | Annual | Allowances Withdrawn (n:1) | Thousand Tons | 0 | 0 | 0 | 0 | 0 | 0 | 0
BART NOX Annual-Leland Olds 1 -v5.13 | 146 | 7148 | Rate Constraint in lbs/MMBtu | FALSE | L | Annual | Net Emissions Allowance Position | Thousand Tons | 0 | 0 | 0 | 0 | 0 | 0 | 0
BART NOX Annual-Leland Olds 1 -v5.13 | 146 | 7148 | Rate Constraint in lbs/MMBtu | FALSE | L | Annual | Fuel Consumed | TBtu | 0 | 0 | 0 | 0 | 0 | 0 | 0
BART NOX Annual-Leland Olds 1 -v5.13 | 146 | 7148 | Rate Constraint in lbs/MMBtu | FALSE | L | Annual | Rate | lb/MMBtu | 0 | 0 | 0 | 0 | 0 | 0 | 0
BART NOX Annual-Leland Olds 1 -v5.13 | 146 | 7148 | Rate Constraint in lbs/MMBtu | FALSE | L | Annual | Generation | TWh | 0 | 0 | 0 | 0 | 0 | 0 | 0
BART NOX Annual-Leland Olds 1 -v5.13 | 146 | 7148 | Rate Constraint in lbs/MMBtu | FALSE | L | Annual | Qualifying Generation | TWh | 0 | 0 | 0 | 0 | 0 | 0 | 0
BART NOX Annual-Leland Olds 1 -v5.13 | 146 | 7148 | Rate Constraint in lbs/MMBtu | FALSE | L | Annual | Rate | lb/MWh | 0 | 0 | 0 | 0 | 0 | 0 | 0
BART NOX Annual-Leland Olds 1 -v5.13 | 146 | 7148 | Rate Constraint in lbs/MMBtu | FALSE | L | Annual | Constraint Shadow Price | US2022$/Ton | 0 | 0 | 0 | 0 | 0 | 0 | 0
BART NOX Annual-Leland Olds 2 -v5.13 | 147 | 7149 | Rate Constraint in lbs/MMBtu | FALSE | L | Annual | Seasons Included | Seasons | Winter, Spring, Summer, Fall | Winter, Spring, Summer, Fall | Winter, Spring, Summer, Fall | Winter, Spring, Summer, Fall | Winter, Spring, Summer, Fall | Winter, Spring, Summer, Fall | Winter, Spring, Summer, Fall
BART NOX Annual-Leland Olds 2 -v5.13 | 147 | 7149 | Rate Constraint in lbs/MMBtu | FALSE | L | Annual | Standard NOX | lb/MMBtu | 0.35 | 0.35 | 0.35 | 0.35 | 0.35 | 0.35 | 0.35
BART NOX Annual-Leland Olds 2 -v5.13 | 147 | 7149 | Rate Constraint in lbs/MMBtu | FALSE | L | Annual | Emissions at Affected Plants NOX | Thousand Tons | 0 | 0 | 0 | 0 | 0 | 0 | 0
BART NOX Annual-Leland Olds 2 -v5.13 | 147 | 7149 | Rate Constraint in lbs/MMBtu | FALSE | L | Annual | Allowances Purchased NOX | Thousand Tons | 0 | 0 | 0 | 0 | 0 | 0 | 0
BART NOX Annual-Leland Olds 2 -v5.13 | 147 | 7149 | Rate Constraint in lbs/MMBtu | FALSE | L | Annual | Allowances Sold NOX | Thousand Tons | 0 | 0 | 0 | 0 | 0 | 0 | 0
BART NOX Annual-Leland Olds 2 -v5.13 | 147 | 7149 | Rate Constraint in lbs/MMBtu | FALSE | L | Annual | Allowances Banked | Thousand Tons | 0 | 0 | 0 | 0 | 0 | 0 | 0
BART NOX Annual-Leland Olds 2 -v5.13 | 147 | 7149 | Rate Constraint in lbs/MMBtu | FALSE | L | Annual | Allowances Withdrawn (1:1) | Thousand Tons | 0 | 0 | 0 | 0 | 0 | 0 | 0
BART NOX Annual-Leland Olds 2 -v5.13 | 147 | 7149 | Rate Constraint in lbs/MMBtu | FALSE | L | Annual | Allowances Withdrawn (n:1) | Thousand Tons | 0 | 0 | 0 | 0 | 0 | 0 | 0
BART NOX Annual-Leland Olds 2 -v5.13 | 147 | 7149 | Rate Constraint in lbs/MMBtu | FALSE | L | Annual | Net Emissions Allowance Position | Thousand Tons | 0 | 0 | 0 | 0 | 0 | 0 | 0
BART NOX Annual-Leland Olds 2 -v5.13 | 147 | 7149 | Rate Constraint in lbs/MMBtu | FALSE | L | Annual | Fuel Consumed | TBtu | 0 | 0 | 0 | 0 | 0 | 0 | 0
BART NOX Annual-Leland Olds 2 -v5.13 | 147 | 7149 | Rate Constraint in lbs/MMBtu | FALSE | L | Annual | Rate | lb/MMBtu | 0 | 0 | 0 | 0 | 0 | 0 | 0
BART NOX Annual-Leland Olds 2 -v5.13 | 147 | 7149 | Rate Constraint in lbs/MMBtu | FALSE | L | Annual | Generation | TWh | 0 | 0 | 0 | 0 | 0 | 0 | 0
BART NOX Annual-Leland Olds 2 -v5.13 | 147 | 7149 | Rate Constraint in lbs/MMBtu | FALSE | L | Annual | Qualifying Generation | TWh | 0 | 0 | 0 | 0 | 0 | 0 | 0
BART NOX Annual-Leland Olds 2 -v5.13 | 147 | 7149 | Rate Constraint in lbs/MMBtu | FALSE | L | Annual | Rate | lb/MWh | 0 | 0 | 0 | 0 | 0 | 0 | 0
BART NOX Annual-Leland Olds 2 -v5.13 | 147 | 7149 | Rate Constraint in lbs/MMBtu | FALSE | L | Annual | Constraint Shadow Price | US2022$/Ton | 0 | 0 | 0 | 0 | 0 | 0 | 0
BART NOX Annual-Milton R Young B1 -v5.13 | 148 | 7151 | Rate Constraint in lbs/MMBtu | FALSE | L | Annual | Seasons Included | Seasons | Winter, Spring, Summer, Fall | Winter, Spring, Summer, Fall | Winter, Spring, Summer, Fall | Winter, Spring, Summer, Fall | Winter, Spring, Summer, Fall | Winter, Spring, Summer, Fall | Winter, Spring, Summer, Fall
BART NOX Annual-Milton R Young B1 -v5.13 | 148 | 7151 | Rate Constraint in lbs/MMBtu | FALSE | L | Annual | Standard NOX | lb/MMBtu | 0.36 | 0.36 | 0.36 | 0.36 | 0.36 | 0.36 | 0.36
BART NOX Annual-Milton R Young B1 -v5.13 | 148 | 7151 | Rate Constraint in lbs/MMBtu | FALSE | L | Annual | Emissions at Affected Plants NOX | Thousand Tons | 2.4026 | 2.4797 | 0 | 0 | 0 | 0 | 0
BART NOX Annual-Milton R Young B1 -v5.13 | 148 | 7151 | Rate Constraint in lbs/MMBtu | FALSE | L | Annual | Allowances Purchased NOX | Thousand Tons | 0 | 0 | 0 | 0 | 0 | 0 | 0
BART NOX Annual-Milton R Young B1 -v5.13 | 148 | 7151 | Rate Constraint in lbs/MMBtu | FALSE | L | Annual | Allowances Sold NOX | Thousand Tons | 0 | 0 | 0 | 0 | 0 | 0 | 0
BART NOX Annual-Milton R Young B1 -v5.13 | 148 | 7151 | Rate Constraint in lbs/MMBtu | FALSE | L | Annual | Allowances Banked | Thousand Tons | 0 | 0 | 0 | 0 | 0 | 0 | 0
BART NOX Annual-Milton R Young B1 -v5.13 | 148 | 7151 | Rate Constraint in lbs/MMBtu | FALSE | L | Annual | Allowances Withdrawn (1:1) | Thousand Tons | 0 | 0 | 0 | 0 | 0 | 0 | 0
BART NOX Annual-Milton R Young B1 -v5.13 | 148 | 7151 | Rate Constraint in lbs/MMBtu | FALSE | L | Annual | Allowances Withdrawn (n:1) | Thousand Tons | 0 | 0 | 0 | 0 | 0 | 0 | 0
BART NOX Annual-Milton R Young B1 -v5.13 | 148 | 7151 | Rate Constraint in lbs/MMBtu | FALSE | L | Annual | Net Emissions Allowance Position | Thousand Tons | 2.4026 | 2.4797 | 0 | 0 | 0 | 0 | 0
BART NOX Annual-Milton R Young B1 -v5.13 | 148 | 7151 | Rate Constraint in lbs/MMBtu | FALSE | L | Annual | Fuel Consumed | TBtu | 17.9812 | 18.5585 | 0 | 0 | 0 | 0 | 0
BART NOX Annual-Milton R Young B1 -v5.13 | 148 | 7151 | Rate Constraint in lbs/MMBtu | FALSE | L | Annual | Rate | lb/MMBtu | 0.26723 | 0.26723 | 0 | 0 | 0 | 0 | 0
BART NOX Annual-Milton R Young B1 -v5.13 | 148 | 7151 | Rate Constraint in lbs/MMBtu | FALSE | L | Annual | Generation | TWh | 1.546 | 1.5956 | 0 | 0 | 0 | 0 | 0
BART NOX Annual-Milton R Young B1 -v5.13 | 148 | 7151 | Rate Constraint in lbs/MMBtu | FALSE | L | Annual | Qualifying Generation | TWh | 1.546 | 1.5956 | 0 | 0 | 0 | 0 | 0
BART NOX Annual-Milton R Young B1 -v5.13 | 148 | 7151 | Rate Constraint in lbs/MMBtu | FALSE | L | Annual | Rate | lb/MWh | 3.1082 | 3.1082 | 0 | 0 | 0 | 0 | 0
BART NOX Annual-Milton R Young B1 -v5.13 | 148 | 7151 | Rate Constraint in lbs/MMBtu | FALSE | L | Annual | Constraint Shadow Price | US2022$/Ton | 0 | 0 | 0 | 0 | 0 | 0 | 0
BART NOX Annual-Milton R Young B2 -v5.13 | 149 | 7152 | Rate Constraint in lbs/MMBtu | FALSE | L | Annual | Seasons Included | Seasons | Winter, Spring, Summer, Fall | Winter, Spring, Summer, Fall | Winter, Spring, Summer, Fall | Winter, Spring, Summer, Fall | Winter, Spring, Summer, Fall | Winter, Spring, Summer, Fall | Winter, Spring, Summer, Fall
BART NOX Annual-Milton R Young B2 -v5.13 | 149 | 7152 | Rate Constraint in lbs/MMBtu | FALSE | L | Annual | Standard NOX | lb/MMBtu | 0.35 | 0.35 | 0.35 | 0.35 | 0.35 | 0.35 | 0.35
BART NOX Annual-Milton R Young B2 -v5.13 | 149 | 7152 | Rate Constraint in lbs/MMBtu | FALSE | L | Annual | Emissions at Affected Plants NOX | Thousand Tons | 4.5535 | 3.7941 | 0.68566 | 0.68566 | 0 | 0 | 0
BART NOX Annual-Milton R Young B2 -v5.13 | 149 | 7152 | Rate Constraint in lbs/MMBtu | FALSE | L | Annual | Allowances Purchased NOX | Thousand Tons | 0 | 0 | 0 | 0 | 0 | 0 | 0
BART NOX Annual-Milton R Young B2 -v5.13 | 149 | 7152 | Rate Constraint in lbs/MMBtu | FALSE | L | Annual | Allowances Sold NOX | Thousand Tons | 0 | 0 | 0 | 0 | 0 | 0 | 0
BART NOX Annual-Milton R Young B2 -v5.13 | 149 | 7152 | Rate Constraint in lbs/MMBtu | FALSE | L | Annual | Allowances Banked | Thousand Tons | 0 | 0 | 0 | 0 | 0 | 0 | 0
BART NOX Annual-Milton R Young B2 -v5.13 | 149 | 7152 | Rate Constraint in lbs/MMBtu | FALSE | L | Annual | Allowances Withdrawn (1:1) | Thousand Tons | 0 | 0 | 0 | 0 | 0 | 0 | 0
BART NOX Annual-Milton R Young B2 -v5.13 | 149 | 7152 | Rate Constraint in lbs/MMBtu | FALSE | L | Annual | Allowances Withdrawn (n:1) | Thousand Tons | 0 | 0 | 0 | 0 | 0 | 0 | 0
BART NOX Annual-Milton R Young B2 -v5.13 | 149 | 7152 | Rate Constraint in lbs/MMBtu | FALSE | L | Annual | Net Emissions Allowance Position | Thousand Tons | 4.5535 | 3.7941 | 0.68566 | 0.68566 | 0 | 0 | 0
BART NOX Annual-Milton R Young B2 -v5.13 | 149 | 7152 | Rate Constraint in lbs/MMBtu | FALSE | L | Annual | Fuel Consumed | TBtu | 32.1203 | 34.8471 | 36.3656 | 36.3656 | 0 | 0 | 0
BART NOX Annual-Milton R Young B2 -v5.13 | 149 | 7152 | Rate Constraint in lbs/MMBtu | FALSE | L | Annual | Rate | lb/MMBtu | 0.28353 | 0.21776 | 0.037709 | 0.037709 | 0 | 0 | 0
BART NOX Annual-Milton R Young B2 -v5.13 | 149 | 7152 | Rate Constraint in lbs/MMBtu | FALSE | L | Annual | Generation | TWh | 2.8198 | 2.7584 | 2.0196 | 2.0196 | 0 | 0 | 0
BART NOX Annual-Milton R Young B2 -v5.13 | 149 | 7152 | Rate Constraint in lbs/MMBtu | FALSE | L | Annual | Qualifying Generation | TWh | 2.8198 | 2.7584 | 2.0196 | 2.0196 | 0 | 0 | 0
BART NOX Annual-Milton R Young B2 -v5.13 | 149 | 7152 | Rate Constraint in lbs/MMBtu | FALSE | L | Annual | Rate | lb/MWh | 3.2297 | 2.7509 | 0.679 | 0.679 | 0 | 0 | 0
BART NOX Annual-Milton R Young B2 -v5.13 | 149 | 7152 | Rate Constraint in lbs/MMBtu | FALSE | L | Annual | Constraint Shadow Price | US2022$/Ton | 0 | 0 | 0 | 0 | 0 | 0 | 0
BART NOX Annual-Muskogee 4 -v6.17 | 150 | 7153 | Rate Constraint in lbs/MMBtu | FALSE | L | Annual | Seasons Included | Seasons | Winter, Spring, Summer, Fall | Winter, Spring, Summer, Fall | Winter, Spring, Summer, Fall | Winter, Spring, Summer, Fall | Winter, Spring, Summer, Fall | Winter, Spring, Summer, Fall | Winter, Spring, Summer, Fall
BART NOX Annual-Muskogee 4 -v6.17 | 150 | 7153 | Rate Constraint in lbs/MMBtu | FALSE | L | Annual | Standard NOX | lb/MMBtu | 0.15 | 0.15 | 0.15 | 0.15 | 0.15 | 0.15 | 0.15
BART NOX Annual-Muskogee 4 -v6.17 | 150 | 7153 | Rate Constraint in lbs/MMBtu | FALSE | L | Annual | Emissions at Affected Plants NOX | Thousand Tons | 0.05096 | 0.05096 | 0.05096 | 0.05096 | 0.05096 | 0.05096 | 0.05096
BART NOX Annual-Muskogee 4 -v6.17 | 150 | 7153 | Rate Constraint in lbs/MMBtu | FALSE | L | Annual | Allowances Purchased NOX | Thousand Tons | 0 | 0 | 0 | 0 | 0 | 0 | 0
BART NOX Annual-Muskogee 4 -v6.17 | 150 | 7153 | Rate Constraint in lbs/MMBtu | FALSE | L | Annual | Allowances Sold NOX | Thousand Tons | 0 | 0 | 0 | 0 | 0 | 0 | 0
BART NOX Annual-Muskogee 4 -v6.17 | 150 | 7153 | Rate Constraint in lbs/MMBtu | FALSE | L | Annual | Allowances Banked | Thousand Tons | 0 | 0 | 0 | 0 | 0 | 0 | 0
BART NOX Annual-Muskogee 4 -v6.17 | 150 | 7153 | Rate Constraint in lbs/MMBtu | FALSE | L | Annual | Allowances Withdrawn (1:1) | Thousand Tons | 0 | 0 | 0 | 0 | 0 | 0 | 0
BART NOX Annual-Muskogee 4 -v6.17 | 150 | 7153 | Rate Constraint in lbs/MMBtu | FALSE | L | Annual | Allowances Withdrawn (n:1) | Thousand Tons | 0 | 0 | 0 | 0 | 0 | 0 | 0
BART NOX Annual-Muskogee 4 -v6.17 | 150 | 7153 | Rate Constraint in lbs/MMBtu | FALSE | L | Annual | Net Emissions Allowance Position | Thousand Tons | 0.05096 | 0.05096 | 0.05096 | 0.05096 | 0.05096 | 0.05096 | 0.05096
BART NOX Annual-Muskogee 4 -v6.17 | 150 | 7153 | Rate Constraint in lbs/MMBtu | FALSE | L | Annual | Fuel Consumed | TBtu | 0.95574 | 0.95574 | 0.95574 | 0.95574 | 0.95574 | 0.95574 | 0.95574
BART NOX Annual-Muskogee 4 -v6.17 | 150 | 7153 | Rate Constraint in lbs/MMBtu | FALSE | L | Annual | Rate | lb/MMBtu | 0.10664 | 0.10664 | 0.10664 | 0.10664 | 0.10664 | 0.10664 | 0.10664
BART NOX Annual-Muskogee 4 -v6.17 | 150 | 7153 | Rate Constraint in lbs/MMBtu | FALSE | L | Annual | Generation | TWh | 0.084797 | 0.084797 | 0.084797 | 0.084797 | 0.084797 | 0.084797 | 0.084797
BART NOX Annual-Muskogee 4 -v6.17 | 150 | 7153 | Rate Constraint in lbs/MMBtu | FALSE | L | Annual | Qualifying Generation | TWh | 0.084797 | 0.084797 | 0.084797 | 0.084797 | 0.084797 | 0.084797 | 0.084797
BART NOX Annual-Muskogee 4 -v6.17 | 150 | 7153 | Rate Constraint in lbs/MMBtu | FALSE | L | Annual | Rate | lb/MWh | 1.2019 | 1.2019 | 1.2019 | 1.2019 | 1.2019 | 1.2019 | 1.2019
BART NOX Annual-Muskogee 4 -v6.17 | 150 | 7153 | Rate Constraint in lbs/MMBtu | FALSE | L | Annual | Constraint Shadow Price | US2022$/Ton | 0 | 0 | 0 | 0 | 0 | 0 | 0
BART NOX Annual-Muskogee 5 -v6.17 | 151 | 7154 | Rate Constraint in lbs/MMBtu | FALSE | L | Annual | Seasons Included | Seasons | Winter, Spring, Summer, Fall | Winter, Spring, Summer, Fall | Winter, Spring, Summer, Fall | Winter, Spring, Summer, Fall | Winter, Spring, Summer, Fall | Winter, Spring, Summer, Fall | Winter, Spring, Summer, Fall
BART NOX Annual-Muskogee 5 -v6.17 | 151 | 7154 | Rate Constraint in lbs/MMBtu | FALSE | L | Annual | Standard NOX | lb/MMBtu | 0.15 | 0.15 | 0.15 | 0.15 | 0.15 | 0.15 | 0.15
BART NOX Annual-Muskogee 5 -v6.17 | 151 | 7154 | Rate Constraint in lbs/MMBtu | FALSE | L | Annual | Emissions at Affected Plants NOX | Thousand Tons | 0.047778 | 0.047778 | 0.047778 | 0.047778 | 0.047778 | 0.047778 | 0.047778
BART NOX Annual-Muskogee 5 -v6.17 | 151 | 7154 | Rate Constraint in lbs/MMBtu | FALSE | L | Annual | Allowances Purchased NOX | Thousand Tons | 0 | 0 | 0 | 0 | 0 | 0 | 0
BART NOX Annual-Muskogee 5 -v6.17 | 151 | 7154 | Rate Constraint in lbs/MMBtu | FALSE | L | Annual | Allowances Sold NOX | Thousand Tons | 0 | 0 | 0 | 0 | 0 | 0 | 0
BART NOX Annual-Muskogee 5 -v6.17 | 151 | 7154 | Rate Constraint in lbs/MMBtu | FALSE | L | Annual | Allowances Banked | Thousand Tons | 0 | 0 | 0 | 0 | 0 | 0 | 0
BART NOX Annual-Muskogee 5 -v6.17 | 151 | 7154 | Rate Constraint in lbs/MMBtu | FALSE | L | Annual | Allowances Withdrawn (1:1) | Thousand Tons | 0 | 0 | 0 | 0 | 0 | 0 | 0
BART NOX Annual-Muskogee 5 -v6.17 | 151 | 7154 | Rate Constraint in lbs/MMBtu | FALSE | L | Annual | Allowances Withdrawn (n:1) | Thousand Tons | 0 | 0 | 0 | 0 | 0 | 0 | 0
BART NOX Annual-Muskogee 5 -v6.17 | 151 | 7154 | Rate Constraint in lbs/MMBtu | FALSE | L | Annual | Net Emissions Allowance Position | Thousand Tons | 0.047778 | 0.047778 | 0.047778 | 0.047778 | 0.047778 | 0.047778 | 0.047778
BART NOX Annual-Muskogee 5 -v6.17 | 151 | 7154 | Rate Constraint in lbs/MMBtu | FALSE | L | Annual | Fuel Consumed | TBtu | 0.96279 | 0.96279 | 0.96279 | 0.96279 | 0.96279 | 0.96279 | 0.96279
BART NOX Annual-Muskogee 5 -v6.17 | 151 | 7154 | Rate Constraint in lbs/MMBtu | FALSE | L | Annual | Rate | lb/MMBtu | 0.09925 | 0.09925 | 0.09925 | 0.09925 | 0.09925 | 0.09925 | 0.09925
BART NOX Annual-Muskogee 5 -v6.17 | 151 | 7154 | Rate Constraint in lbs/MMBtu | FALSE | L | Annual | Generation | TWh | 0.085498 | 0.085498 | 0.085498 | 0.085498 | 0.085498 | 0.085498 | 0.085498
BART NOX Annual-Muskogee 5 -v6.17 | 151 | 7154 | Rate Constraint in lbs/MMBtu | FALSE | L | Annual | Qualifying Generation | TWh | 0.085498 | 0.085498 | 0.085498 | 0.085498 | 0.085498 | 0.085498 | 0.085498
BART NOX Annual-Muskogee 5 -v6.17 | 151 | 7154 | Rate Constraint in lbs/MMBtu | FALSE | L | Annual | Rate | lb/MWh | 1.1177 | 1.1177 | 1.1177 | 1.1177 | 1.1177 | 1.1177 | 1.1177
BART NOX Annual-Muskogee 5 -v6.17 | 151 | 7154 | Rate Constraint in lbs/MMBtu | FALSE | L | Annual | Constraint Shadow Price | US2022$/Ton | 0 | 0 | 0 | 0 | 0 | 0 | 0
BART NOX Annual-Naughton 3 -v5.14 | 152 | 7173 | Rate Constraint in lbs/MMBtu | FALSE | L | Annual | Seasons Included | Seasons | Winter, Spring, Summer, Fall | Winter, Spring, Summer, Fall | Winter, Spring, Summer, Fall | Winter, Spring, Summer, Fall | Winter, Spring, Summer, Fall | Winter, Spring, Summer, Fall | Winter, Spring, Summer, Fall
BART NOX Annual-Naughton 3 -v5.14 | 152 | 7173 | Rate Constraint in lbs/MMBtu | FALSE | L | Annual | Standard NOX | lb/MMBtu | 0.12 | 0.12 | 0.12 | 0.12 | 0.12 | 0.12 | 0.12
BART NOX Annual-Naughton 3 -v5.14 | 152 | 7173 | Rate Constraint in lbs/MMBtu | FALSE | L | Annual | Emissions at Affected Plants NOX | Thousand Tons | 0 | 0 | 0 | 0 | 0 | 0 | 0
BART NOX Annual-Naughton 3 -v5.14 | 152 | 7173 | Rate Constraint in lbs/MMBtu | FALSE | L | Annual | Allowances Purchased NOX | Thousand Tons | 0 | 0 | 0 | 0 | 0 | 0 | 0
BART NOX Annual-Naughton 3 -v5.14 | 152 | 7173 | Rate Constraint in lbs/MMBtu | FALSE | L | Annual | Allowances Sold NOX | Thousand Tons | 0 | 0 | 0 | 0 | 0 | 0 | 0
BART NOX Annual-Naughton 3 -v5.14 | 152 | 7173 | Rate Constraint in lbs/MMBtu | FALSE | L | Annual | Allowances Banked | Thousand Tons | 0 | 0 | 0 | 0 | 0 | 0 | 0
BART NOX Annual-Naughton 3 -v5.14 | 152 | 7173 | Rate Constraint in lbs/MMBtu | FALSE | L | Annual | Allowances Withdrawn (1:1) | Thousand Tons | 0 | 0 | 0 | 0 | 0 | 0 | 0
BART NOX Annual-Naughton 3 -v5.14 | 152 | 7173 | Rate Constraint in lbs/MMBtu | FALSE | L | Annual | Allowances Withdrawn (n:1) | Thousand Tons | 0 | 0 | 0 | 0 | 0 | 0 | 0
BART NOX Annual-Naughton 3 -v5.14 | 152 | 7173 | Rate Constraint in lbs/MMBtu | FALSE | L | Annual | Net Emissions Allowance Position | Thousand Tons | 0 | 0 | 0 | 0 | 0 | 0 | 0
BART NOX Annual-Naughton 3 -v5.14 | 152 | 7173 | Rate Constraint in lbs/MMBtu | FALSE | L | Annual | Fuel Consumed | TBtu | 0 | 0 | 0 | 0 | 0 | 0 | 0
BART NOX Annual-Naughton 3 -v5.14 | 152 | 7173 | Rate Constraint in lbs/MMBtu | FALSE | L | Annual | Rate | lb/MMBtu | 0 | 0 | 0 | 0 | 0 | 0 | 0
BART NOX Annual-Naughton 3 -v5.14 | 152 | 7173 | Rate Constraint in lbs/MMBtu | FALSE | L | Annual | Generation | TWh | 0 | 0 | 0 | 0 | 0 | 0 | 0
BART NOX Annual-Naughton 3 -v5.14 | 152 | 7173 | Rate Constraint in lbs/MMBtu | FALSE | L | Annual | Qualifying Generation | TWh | 0 | 0 | 0 | 0 | 0 | 0 | 0
BART NOX Annual-Naughton 3 -v5.14 | 152 | 7173 | Rate Constraint in lbs/MMBtu | FALSE | L | Annual | Rate | lb/MWh | 0 | 0 | 0 | 0 | 0 | 0 | 0
BART NOX Annual-Naughton 3 -v5.14 | 152 | 7173 | Rate Constraint in lbs/MMBtu | FALSE | L | Annual | Constraint Shadow Price | US2022$/Ton | 0 | 0 | 0 | 0 | 0 | 0 | 0
BART NOX Annual-Nebraska City 1 -v5.14 | 153 | 7137 | Rate Constraint in lbs/MMBtu | FALSE | L | Annual | Seasons Included | Seasons | Winter, Spring, Summer, Fall | Winter, Spring, Summer, Fall | Winter, Spring, Summer, Fall | Winter, Spring, Summer, Fall | Winter, Spring, Summer, Fall | Winter, Spring, Summer, Fall | Winter, Spring, Summer, Fall
BART NOX Annual-Nebraska City 1 -v5.14 | 153 | 7137 | Rate Constraint in lbs/MMBtu | FALSE | L | Annual | Standard NOX | lb/MMBtu | 0.23 | 0.23 | 0.23 | 0.23 | 0.23 | 0.23 | 0.23
BART NOX Annual-Nebraska City 1 -v5.14 | 153 | 7137 | Rate Constraint in lbs/MMBtu | FALSE | L | Annual | Emissions at Affected Plants NOX | Thousand Tons | 3.8584 | 3.8412 | 0 | 0 | 0 | 0 | 0
BART NOX Annual-Nebraska City 1 -v5.14 | 153 | 7137 | Rate Constraint in lbs/MMBtu | FALSE | L | Annual | Allowances Purchased NOX | Thousand Tons | 0 | 0 | 0 | 0 | 0 | 0 | 0
BART NOX Annual-Nebraska City 1 -v5.14 | 153 | 7137 | Rate Constraint in lbs/MMBtu | FALSE | L | Annual | Allowances Sold NOX | Thousand Tons | 0 | 0 | 0 | 0 | 0 | 0 | 0
BART NOX Annual-Nebraska City 1 -v5.14 | 153 | 7137 | Rate Constraint in lbs/MMBtu | FALSE | L | Annual | Allowances Banked | Thousand Tons | 0 | 0 | 0 | 0 | 0 | 0 | 0
BART NOX Annual-Nebraska City 1 -v5.14 | 153 | 7137 | Rate Constraint in lbs/MMBtu | FALSE | L | Annual | Allowances Withdrawn (1:1) | Thousand Tons | 0 | 0 | 0 | 0 | 0 | 0 | 0
BART NOX Annual-Nebraska City 1 -v5.14 | 153 | 7137 | Rate Constraint in lbs/MMBtu | FALSE | L | Annual | Allowances Withdrawn (n:1) | Thousand Tons | 0 | 0 | 0 | 0 | 0 | 0 | 0
BART NOX Annual-Nebraska City 1 -v5.14 | 153 | 7137 | Rate Constraint in lbs/MMBtu | FALSE | L | Annual | Net Emissions Allowance Position | Thousand Tons | 3.8584 | 3.8412 | 0 | 0 | 0 | 0 | 0
BART NOX Annual-Nebraska City 1 -v5.14 | 153 | 7137 | Rate Constraint in lbs/MMBtu | FALSE | L | Annual | Fuel Consumed | TBtu | 41.1787 | 40.9946 | 0 | 0 | 0 | 0 | 0
BART NOX Annual-Nebraska City 1 -v5.14 | 153 | 7137 | Rate Constraint in lbs/MMBtu | FALSE | L | Annual | Rate | lb/MMBtu | 0.1874 | 0.1874 | 0 | 0 | 0 | 0 | 0
BART NOX Annual-Nebraska City 1 -v5.14 | 153 | 7137 | Rate Constraint in lbs/MMBtu | FALSE | L | Annual | Generation | TWh | 4.1942 | 4.1755 | 0 | 0 | 0 | 0 | 0
BART NOX Annual-Nebraska City 1 -v5.14 | 153 | 7137 | Rate Constraint in lbs/MMBtu | FALSE | L | Annual | Qualifying Generation | TWh | 4.1942 | 4.1755 | 0 | 0 | 0 | 0 | 0
BART NOX Annual-Nebraska City 1 -v5.14 | 153 | 7137 | Rate Constraint in lbs/MMBtu | FALSE | L | Annual | Rate | lb/MWh | 1.8399 | 1.8399 | 0 | 0 | 0 | 0 | 0
BART NOX Annual-Nebraska City 1 -v5.14 | 153 | 7137 | Rate Constraint in lbs/MMBtu | FALSE | L | Annual | Constraint Shadow Price | US2022$/Ton | 0 | 0 | 0 | 0 | 0 | 0 | 0
BART NOX Annual-Pawnee 1 -v5.13 | 154 | 7155 | Rate Constraint in lbs/MMBtu | FALSE | L | Annual | Seasons Included | Seasons | Winter, Spring, Summer, Fall | Winter, Spring, Summer, Fall | Winter, Spring, Summer, Fall | Winter, Spring, Summer, Fall | Winter, Spring, Summer, Fall | Winter, Spring, Summer, Fall | Winter, Spring, Summer, Fall
BART NOX Annual-Pawnee 1 -v5.13 | 154 | 7155 | Rate Constraint in lbs/MMBtu | FALSE | L | Annual | Standard NOX | lb/MMBtu | 0.07 | 0.07 | 0.07 | 0.07 | 0.07 | 0.07 | 0.07
BART NOX Annual-Pawnee 1 -v5.13 | 154 | 7155 | Rate Constraint in lbs/MMBtu | FALSE | L | Annual | Emissions at Affected Plants NOX | Thousand Tons | 0.037163 | 0.026607 | 0.040029 | 0.040029 | 0.040029 | 0.040029 | 0.040029
BART NOX Annual-Pawnee 1 -v5.13 | 154 | 7155 | Rate Constraint in lbs/MMBtu | FALSE | L | Annual | Allowances Purchased NOX | Thousand Tons | 0 | 0 | 0 | 0 | 0 | 0 | 0
BART NOX Annual-Pawnee 1 -v5.13 | 154 | 7155 | Rate Constraint in lbs/MMBtu | FALSE | L | Annual | Allowances Sold NOX | Thousand Tons | 0 | 0 | 0 | 0 | 0 | 0 | 0
BART NOX Annual-Pawnee 1 -v5.13 | 154 | 7155 | Rate Constraint in lbs/MMBtu | FALSE | L | Annual | Allowances Banked | Thousand Tons | 0 | 0 | 0 | 0 | 0 | 0 | 0
BART NOX Annual-Pawnee 1 -v5.13 | 154 | 7155 | Rate Constraint in lbs/MMBtu | FALSE | L | Annual | Allowances Withdrawn (1:1) | Thousand Tons | 0 | 0 | 0 | 0 | 0 | 0 | 0
BART NOX Annual-Pawnee 1 -v5.13 | 154 | 7155 | Rate Constraint in lbs/MMBtu | FALSE | L | Annual | Allowances Withdrawn (n:1) | Thousand Tons | 0 | 0 | 0 | 0 | 0 | 0 | 0
BART NOX Annual-Pawnee 1 -v5.13 | 154 | 7155 | Rate Constraint in lbs/MMBtu | FALSE | L | Annual | Net Emissions Allowance Position | Thousand Tons | 0.037163 | 0.026607 | 0.040029 | 0.040029 | 0.040029 | 0.040029 | 0.040029
BART NOX Annual-Pawnee 1 -v5.13 | 154 | 7155 | Rate Constraint in lbs/MMBtu | FALSE | L | Annual | Fuel Consumed | TBtu | 1.4504 | 1.0586 | 1.5568 | 1.5568 | 1.5568 | 1.5568 | 1.5568
BART NOX Annual-Pawnee 1 -v5.13 | 154 | 7155 | Rate Constraint in lbs/MMBtu | FALSE | L | Annual | Rate | lb/MMBtu | 0.051245 | 0.05027 | 0.051425 | 0.051425 | 0.051425 | 0.051425 | 0.051425
BART NOX Annual-Pawnee 1 -v5.13 | 154 | 7155 | Rate Constraint in lbs/MMBtu | FALSE | L | Annual | Generation | TWh | 0.13033 | 0.093942 | 0.12207 | 0.12207 | 0.12207 | 0.12207 | 0.12207
BART NOX Annual-Pawnee 1 -v5.13 | 154 | 7155 | Rate Constraint in lbs/MMBtu | FALSE | L | Annual | Qualifying Generation | TWh | 0.13033 | 0.093942 | 0.12207 | 0.12207 | 0.12207 | 0.12207 | 0.12207
BART NOX Annual-Pawnee 1 -v5.13 | 154 | 7155 | Rate Constraint in lbs/MMBtu | FALSE | L | Annual | Rate | lb/MWh | 0.5703 | 0.56645 | 0.65585 | 0.65585 | 0.65585 | 0.65585 | 0.65585
BART NOX Annual-Pawnee 1 -v5.13 | 154 | 7155 | Rate Constraint in lbs/MMBtu | FALSE | L | Annual | Constraint Shadow Price | US2022$/Ton | 0 | 0 | 0 | 0 | 0 | 0 | 0
BART NOX Annual-Ray D Nixon 1 -v5.13 | 155 | 7156 | Rate Constraint in lbs/MMBtu | FALSE | L | Annual | Seasons Included | Seasons | Winter, Spring, Summer, Fall | Winter, Spring, Summer, Fall | Winter, Spring, Summer, Fall | Winter, Spring, Summer, Fall | Winter, Spring, Summer, Fall | Winter, Spring, Summer, Fall | Winter, Spring, Summer, Fall
BART NOX Annual-Ray D Nixon 1 -v5.13 | 155 | 7156 | Rate Constraint in lbs/MMBtu | FALSE | L | Annual | Standard NOX | lb/MMBtu | 0.21 | 0.21 | 0.21 | 0.21 | 0.21 | 0.21 | 0.21
BART NOX Annual-Ray D Nixon 1 -v5.13 | 155 | 7156 | Rate Constraint in lbs/MMBtu | FALSE | L | Annual | Emissions at Affected Plants NOX | Thousand Tons | 1.236 | 0.0089489 | 0.059808 | 0.071305 | 0.059808 | 0.071305 | 0.071305
BART NOX Annual-Ray D Nixon 1 -v5.13 | 155 | 7156 | Rate Constraint in lbs/MMBtu | FALSE | L | Annual | Allowances Purchased NOX | Thousand Tons | 0 | 0 | 0 | 0 | 0 | 0 | 0
BART NOX Annual-Ray D Nixon 1 -v5.13 | 155 | 7156 | Rate Constraint in lbs/MMBtu | FALSE | L | Annual | Allowances Sold NOX | Thousand Tons | 0 | 0 | 0 | 0 | 0 | 0 | 0
BART NOX Annual-Ray D Nixon 1 -v5.13 | 155 | 7156 | Rate Constraint in lbs/MMBtu | FALSE | L | Annual | Allowances Banked | Thousand Tons | 0 | 0 | 0 | 0 | 0 | 0 | 0
BART NOX Annual-Ray D Nixon 1 -v5.13 | 155 | 7156 | Rate Constraint in lbs/MMBtu | FALSE | L | Annual | Allowances Withdrawn (1:1) | Thousand Tons | 0 | 0 | 0 | 0 | 0 | 0 | 0
BART NOX Annual-Ray D Nixon 1 -v5.13 | 155 | 7156 | Rate Constraint in lbs/MMBtu | FALSE | L | Annual | Allowances Withdrawn (n:1) | Thousand Tons | 0 | 0 | 0 | 0 | 0 | 0 | 0
BART NOX Annual-Ray D Nixon 1 -v5.13 | 155 | 7156 | Rate Constraint in lbs/MMBtu | FALSE | L | Annual | Net Emissions Allowance Position | Thousand Tons | 1.236 | 0.0089489 | 0.059808 | 0.071305 | 0.059808 | 0.071305 | 0.071305
BART NOX Annual-Ray D Nixon 1 -v5.13 | 155 | 7156 | Rate Constraint in lbs/MMBtu | FALSE | L | Annual | Fuel Consumed | TBtu | 15.1818 | 0.10992 | 0.73465 | 0.87587 | 0.73465 | 0.87587 | 0.87587
BART NOX Annual-Ray D Nixon 1 -v5.13 | 155 | 7156 | Rate Constraint in lbs/MMBtu | FALSE | L | Annual | Rate | lb/MMBtu | 0.16282 | 0.16282 | 0.16282 | 0.16282 | 0.16282 | 0.16282 | 0.16282
BART NOX Annual-Ray D Nixon 1 -v5.13 | 155 | 7156 | Rate Constraint in lbs/MMBtu | FALSE | L | Annual | Generation | TWh | 1.4518 | 0.010512 | 0.070255 | 0.08376 | 0.070255 | 0.08376 | 0.08376
BART NOX Annual-Ray D Nixon 1 -v5.13 | 155 | 7156 | Rate Constraint in lbs/MMBtu | FALSE | L | Annual | Qualifying Generation | TWh | 1.4518 | 0.010512 | 0.070255 | 0.08376 | 0.070255 | 0.08376 | 0.08376
BART NOX Annual-Ray D Nixon 1 -v5.13 | 155 | 7156 | Rate Constraint in lbs/MMBtu | FALSE | L | Annual | Rate | lb/MWh | 1.7026 | 1.7026 | 1.7026 | 1.7026 | 1.7026 | 1.7026 | 1.7026
BART NOX Annual-Ray D Nixon 1 -v5.13 | 155 | 7156 | Rate Constraint in lbs/MMBtu | FALSE | L | Annual | Constraint Shadow Price | US2022$/Ton | 0 | 0 | 0 | 0 | 0 | 0 | 0
BART NOX Annual-Sooner 1 -v5.13 | 156 | 7157 | Rate Constraint in lbs/MMBtu | FALSE | L | Annual | Seasons Included | Seasons | Winter, Spring, Summer, Fall | Winter, Spring, Summer, Fall | Winter, Spring, Summer, Fall | Winter, Spring, Summer, Fall | Winter, Spring, Summer, Fall | Winter, Spring, Summer, Fall | Winter, Spring, Summer, Fall
BART NOX Annual-Sooner 1 -v5.13 | 156 | 7157 | Rate Constraint in lbs/MMBtu | FALSE | L | Annual | Standard NOX | lb/MMBtu | 0.15 | 0.15 | 0.15 | 0.15 | 0.15 | 0.15 | 0.15
BART NOX Annual-Sooner 1 -v5.13 | 156 | 7157 | Rate Constraint in lbs/MMBtu | FALSE | L | Annual | Emissions at Affected Plants NOX | Thousand Tons | 0.049529 | 0.019889 | 0.0075559 | 0.0075559 | 0 | 0 | 0
BART NOX Annual-Sooner 1 -v5.13 | 156 | 7157 | Rate Constraint in lbs/MMBtu | FALSE | L | Annual | Allowances Purchased NOX | Thousand Tons | 0 | 0 | 0 | 0 | 0 | 0 | 0
BART NOX Annual-Sooner 1 -v5.13 | 156 | 7157 | Rate Constraint in lbs/MMBtu | FALSE | L | Annual | Allowances Sold NOX | Thousand Tons | 0 | 0 | 0 | 0 | 0 | 0 | 0
BART NOX Annual-Sooner 1 -v5.13 | 156 | 7157 | Rate Constraint in lbs/MMBtu | FALSE | L | Annual | Allowances Banked | Thousand Tons | 0 | 0 | 0 | 0 | 0 | 0 | 0
BART NOX Annual-Sooner 1 -v5.13 | 156 | 7157 | Rate Constraint in lbs/MMBtu | FALSE | L | Annual | Allowances Withdrawn (1:1) | Thousand Tons | 0 | 0 | 0 | 0 | 0 | 0 | 0
BART NOX Annual-Sooner 1 -v5.13 | 156 | 7157 | Rate Constraint in lbs/MMBtu | FALSE | L | Annual | Allowances Withdrawn (n:1) | Thousand Tons | 0 | 0 | 0 | 0 | 0 | 0 | 0
BART NOX Annual-Sooner 1 -v5.13 | 156 | 7157 | Rate Constraint in lbs/MMBtu | FALSE | L | Annual | Net Emissions Allowance Position | Thousand Tons | 0.049529 | 0.019889 | 0.0075559 | 0.0075559 | 0 | 0 | 0
BART NOX Annual-Sooner 1 -v5.13 | 156 | 7157 | Rate Constraint in lbs/MMBtu | FALSE | L | Annual | Fuel Consumed | TBtu | 0.80392 | 0.46485 | 1.2264 | 1.2264 | 0 | 0 | 0
BART NOX Annual-Sooner 1 -v5.13 | 156 | 7157 | Rate Constraint in lbs/MMBtu | FALSE | L | Annual | Rate | lb/MMBtu | 0.12322 | 0.08557 | 0.012322 | 0.012322 | 0 | 0 | 0
BART NOX Annual-Sooner 1 -v5.13 | 156 | 7157 | Rate Constraint in lbs/MMBtu | FALSE | L | Annual | Generation | TWh | 0.075691 | 0.043394 | 0.075881 | 0.075881 | 0 | 0 | 0
BART NOX Annual-Sooner 1 -v5.13 | 156 | 7157 | Rate Constraint in lbs/MMBtu | FALSE | L | Annual | Qualifying Generation | TWh | 0.075691 | 0.043394 | 0.075881 | 0.075881 | 0 | 0 | 0
BART NOX Annual-Sooner 1 -v5.13 | 156 | 7157 | Rate Constraint in lbs/MMBtu | FALSE | L | Annual | Rate | lb/MWh | 1.3087 | 0.91666 | 0.19915 | 0.19915 | 0 | 0 | 0
BART NOX Annual-Sooner 1 -v5.13 | 156 | 7157 | Rate Constraint in lbs/MMBtu | FALSE | L | Annual | Constraint Shadow Price | US2022$/Ton | 0 | 0 | 0 | 0 | 0 | 0 | 0
BART NOX Annual-Sooner 2 -v5.13 | 157 | 7158 | Rate Constraint in lbs/MMBtu | FALSE | L | Annual | Seasons Included | Seasons | Winter, Spring, Summer, Fall | Winter, Spring, Summer, Fall | Winter, Spring, Summer, Fall | Winter, Spring, Summer, Fall | Winter, Spring, Summer, Fall | Winter, Spring, Summer, Fall | Winter, Spring, Summer, Fall
BART NOX Annual-Sooner 2 -v5.13 | 157 | 7158 | Rate Constraint in lbs/MMBtu | FALSE | L | Annual | Standard NOX | lb/MMBtu | 0.15 | 0.15 | 0.15 | 0.15 | 0.15 | 0.15 | 0.15
BART NOX Annual-Sooner 2 -v5.13 | 157 | 7158 | Rate Constraint in lbs/MMBtu | FALSE | L | Annual | Emissions at Affected Plants NOX | Thousand Tons | 0 | 0 | 0 | 0 | 0 | 0 | 0
BART NOX Annual-Sooner 2 -v5.13 | 157 | 7158 | Rate Constraint in lbs/MMBtu | FALSE | L | Annual | Allowances Purchased NOX | Thousand Tons | 0 | 0 | 0 | 0 | 0 | 0 | 0
BART NOX Annual-Sooner 2 -v5.13 | 157 | 7158 | Rate Constraint in lbs/MMBtu | FALSE | L | Annual | Allowances Sold NOX | Thousand Tons | 0 | 0 | 0 | 0 | 0 | 0 | 0
BART NOX Annual-Sooner 2 -v5.13 | 157 | 7158 | Rate Constraint in lbs/MMBtu | FALSE | L | Annual | Allowances Banked | Thousand Tons | 0 | 0 | 0 | 0 | 0 | 0 | 0
BART NOX Annual-Sooner 2 -v5.13 | 157 | 7158 | Rate Constraint in lbs/MMBtu | FALSE | L | Annual | Allowances Withdrawn (1:1) | Thousand Tons | 0 | 0 | 0 | 0 | 0 | 0 | 0
BART NOX Annual-Sooner 2 -v5.13 | 157 | 7158 | Rate Constraint in lbs/MMBtu | FALSE | L | Annual | Allowances Withdrawn (n:1) | Thousand Tons | 0 | 0 | 0 | 0 | 0 | 0 | 0
BART NOX Annual-Sooner 2 -v5.13 | 157 | 7158 | Rate Constraint in lbs/MMBtu | FALSE | L | Annual | Net Emissions Allowance Position | Thousand Tons | 0 | 0 | 0 | 0 | 0 | 0 | 0
BART NOX Annual-Sooner 2 -v5.13 | 157 | 7158 | Rate Constraint in lbs/MMBtu | FALSE | L | Annual | Fuel Consumed | TBtu | 0 | 0 | 0 | 0 | 0 | 0 | 0
BART NOX Annual-Sooner 2 -v5.13 | 157 | 7158 | Rate Constraint in lbs/MMBtu | FALSE | L | Annual | Rate | lb/MMBtu | 0 | 0 | 0 | 0 | 0 | 0 | 0
BART NOX Annual-Sooner 2 -v5.13 | 157 | 7158 | Rate Constraint in lbs/MMBtu | FALSE | L | Annual | Generation | TWh | 0 | 0 | 0 | 0 | 0 | 0 | 0
BART NOX Annual-Sooner 2 -v5.13 | 157 | 7158 | Rate Constraint in lbs/MMBtu | FALSE | L | Annual | Qualifying Generation | TWh | 0 | 0 | 0 | 0 | 0 | 0 | 0
BART NOX Annual-Sooner 2 -v5.13 | 157 | 7158 | Rate Constraint in lbs/MMBtu | FALSE | L | Annual | Rate | lb/MWh | 0 | 0 | 0 | 0 | 0 | 0 | 0
BART NOX Annual-Sooner 2 -v5.13 | 157 | 7158 | Rate Constraint in lbs/MMBtu | FALSE | L | Annual | Constraint Shadow Price | US2022$/Ton | 0 | 0 | 0 | 0 | 0 | 0 | 0
BART NOX Annual-Wyodak - v6.20 | 158 | 7659 | Rate Constraint in lbs/MMBtu | FALSE | L | Annual | Seasons Included | Seasons | Winter, Spring, Summer, Fall | Winter, Spring, Summer, Fall | Winter, Spring, Summer, Fall | Winter, Spring, Summer, Fall | Winter, Spring, Summer, Fall | Winter, Spring, Summer, Fall | Winter, Spring, Summer, Fall
BART NOX Annual-Wyodak - v6.20 | 158 | 7659 | Rate Constraint in lbs/MMBtu | FALSE | L | Annual | Standard NOX | lb/MMBtu | 0.23 | 0.23 | 0.23 | 0.23 | 0.23 | 0.23 | 0.23
BART NOX Annual-Wyodak - v6.20 | 158 | 7659 | Rate Constraint in lbs/MMBtu | FALSE | L | Annual | Emissions at Affected Plants NOX | Thousand Tons | 3.0968 | 3.0968 | 0.069059 | 0.0093277 | 0.0093277 | 0.0093277 | 0.0093277
BART NOX Annual-Wyodak - v6.20 | 158 | 7659 | Rate Constraint in lbs/MMBtu | FALSE | L | Annual | Allowances Purchased NOX | Thousand Tons | 0 | 0 | 0 | 0 | 0 | 0 | 0
BART NOX Annual-Wyodak - v6.20 | 158 | 7659 | Rate Constraint in lbs/MMBtu | FALSE | L | Annual | Allowances Sold NOX | Thousand Tons | 0 | 0 | 0 | 0 | 0 | 0 | 0
BART NOX Annual-Wyodak - v6.20 | 158 | 7659 | Rate Constraint in lbs/MMBtu | FALSE | L | Annual | Allowances Banked | Thousand Tons | 0 | 0 | 0 | 0 | 0 | 0 | 0
BART NOX Annual-Wyodak - v6.20 | 158 | 7659 | Rate Constraint in lbs/MMBtu | FALSE | L | Annual | Allowances Withdrawn (1:1) | Thousand Tons | 0 | 0 | 0 | 0 | 0 | 0 | 0
BART NOX Annual-Wyodak - v6.20 | 158 | 7659 | Rate Constraint in lbs/MMBtu | FALSE | L | Annual | Allowances Withdrawn (n:1) | Thousand Tons | 0 | 0 | 0 | 0 | 0 | 0 | 0
BART NOX Annual-Wyodak - v6.20 | 158 | 7659 | Rate Constraint in lbs/MMBtu | FALSE | L | Annual | Net Emissions Allowance Position | Thousand Tons | 3.0968 | 3.0968 | 0.069059 | 0.0093277 | 0.0093277 | 0.0093277 | 0.0093277
BART NOX Annual-Wyodak - v6.20 | 158 | 7659 | Rate Constraint in lbs/MMBtu | FALSE | L | Annual | Fuel Consumed | TBtu | 27.3713 | 27.3713 | 6.1039 | 0.82444 | 0.82444 | 0.82444 | 0.82444
BART NOX Annual-Wyodak - v6.20 | 158 | 7659 | Rate Constraint in lbs/MMBtu | FALSE | L | Annual | Rate | lb/MMBtu | 0.22628 | 0.22628 | 0.022628 | 0.022628 | 0.022628 | 0.022628 | 0.022628
BART NOX Annual-Wyodak - v6.20 | 158 | 7659 | Rate Constraint in lbs/MMBtu | FALSE | L | Annual | Generation | TWh | 2.2397 | 2.2397 | 0.30278 | 0.040895 | 0.040895 | 0.040895 | 0.040895
BART NOX Annual-Wyodak - v6.20 | 158 | 7659 | Rate Constraint in lbs/MMBtu | FALSE | L | Annual | Qualifying Generation | TWh | 2.2397 | 2.2397 | 0.30278 | 0.040895 | 0.040895 | 0.040895 | 0.040895
BART NOX Annual-Wyodak - v6.20 | 158 | 7659 | Rate Constraint in lbs/MMBtu | FALSE | L | Annual | Rate | lb/MWh | 2.7654 | 2.7654 | 0.45617 | 0.45617 | 0.45617 | 0.45617 | 0.45617
BART NOX Annual-Wyodak - v6.20 | 158 | 7659 | Rate Constraint in lbs/MMBtu | FALSE | L | Annual | Constraint Shadow Price | US2022$/Ton | 0 | 0 | 0 | 0 | 0 | 0 | 0
BART SO2 Annual- Arthur Kill- v5.16 | 159 | 7243 | Rate Constraint in lbs/MMBtu | FALSE | L | Annual | Seasons Included | Seasons | Winter, Spring, Summer, Fall | Winter, Spring, Summer, Fall | Winter, Spring, Summer, Fall | Winter, Spring, Summer, Fall | Winter, Spring, Summer, Fall | Winter, Spring, Summer, Fall | Winter, Spring, Summer, Fall
BART SO2 Annual- Arthur Kill- v5.16 | 159 | 7243 | Rate Constraint in lbs/MMBtu | FALSE | L | Annual | Standard SO2 | lb/MMBtu | 0.15 | 0.15 | 0.15 | 0.15 | 0.15 | 0.15 | 0.15
BART SO2 Annual- Arthur Kill- v5.16 | 159 | 7243 | Rate Constraint in lbs/MMBtu | FALSE | L | Annual | Emissions at Affected Plants SO2 | Thousand Tons | 0 | 0 | 0 | 0 | 0 | 0 | 0
BART SO2 Annual- Arthur Kill- v5.16 | 159 | 7243 | Rate Constraint in lbs/MMBtu | FALSE | L | Annual | Allowances Purchased SO2 | Thousand Tons | 0 | 0 | 0 | 0 | 0 | 0 | 0
BART SO2 Annual- Arthur Kill- v5.16 | 159 | 7243 | Rate Constraint in lbs/MMBtu | FALSE | L | Annual | Allowances Sold SO2 | Thousand Tons | 0 | 0 | 0 | 0 | 0 | 0 | 0
BART SO2 Annual- Arthur Kill- v5.16 | 159 | 7243 | Rate Constraint in lbs/MMBtu | FALSE | L | Annual | Allowances Banked | Thousand Tons | 0 | 0 | 0 | 0 | 0 | 0 | 0
BART SO2 Annual- Arthur Kill- v5.16 | 159 | 7243 | Rate Constraint in lbs/MMBtu | FALSE | L | Annual | Allowances Withdrawn (1:1) | Thousand Tons | 0 | 0 | 0 | 0 | 0 | 0 | 0
BART SO2 Annual- Arthur Kill- v5.16 | 159 | 7243 | Rate Constraint in lbs/MMBtu | FALSE | L | Annual | Allowances Withdrawn (n:1) | Thousand Tons | 0 | 0 | 0 | 0 | 0 | 0 | 0
BART SO2 Annual- Arthur Kill- v5.16 | 159 | 7243 | Rate Constraint in lbs/MMBtu | FALSE | L | Annual | Net Emissions Allowance Position | Thousand Tons | 0 | 0 | 0 | 0 | 0 | 0 | 0
BART SO2 Annual- Arthur Kill- v5.16 | 159 | 7243 | Rate Constraint in lbs/MMBtu | FALSE | L | Annual | Fuel Consumed | TBtu | 3.6906 | 3.6906 | 0 | 0 | 0 | 0 | 0
BART SO2 Annual- Arthur Kill- v5.16 | 159 | 7243 | Rate Constraint in lbs/MMBtu | FALSE | L | Annual | Rate | lb/MMBtu | 0 | 0 | 0 | 0 | 0 | 0 | 0
BART SO2 Annual- Arthur Kill- v5.16 | 159 | 7243 | Rate Constraint in lbs/MMBtu | FALSE | L | Annual | Generation | TWh | 0.32873 | 0.32873 | 0 | 0 | 0 | 0 | 0
BART SO2 Annual- Arthur Kill- v5.16 | 159 | 7243 | Rate Constraint in lbs/MMBtu | FALSE | L | Annual | Qualifying Generation | TWh | 0.32873 | 0.32873 | 0 | 0 | 0 | 0 | 0
BART SO2 Annual- Arthur Kill- v5.16 | 159 | 7243 | Rate Constraint in lbs/MMBtu | FALSE | L | Annual | Rate | lb/MWh | 0 | 0 | 0 | 0 | 0 | 0 | 0
BART SO2 Annual- Arthur Kill- v5.16 | 159 | 7243 | Rate Constraint in lbs/MMBtu | FALSE | L | Annual | Constraint Shadow Price | US2022$/Ton | 0 | 0 | 0 | 0 | 0 | 0 | 0
BART SO2 Annual- Big Stone 1- v5.16 | 160 | 7234 | Rate Constraint in lbs/MMBtu | FALSE | L | Annual | Seasons Included | Seasons | Winter, Spring, Summer, Fall | Winter, Spring, Summer, Fall | Winter, Spring, Summer, Fall | Winter, Spring, Summer, Fall | Winter, Spring, Summer, Fall | Winter, Spring, Summer, Fall | Winter, Spring, Summer, Fall
BART SO2 Annual- Big Stone 1- v5.16 | 160 | 7234 | Rate Constraint in lbs/MMBtu | FALSE | L | Annual | Standard SO2 | lb/MMBtu | 0.09 | 0.09 | 0.09 | 0.09 | 0.09 | 0.09 | 0.09
BART SO2 Annual- Big Stone 1- v5.16 | 160 | 7234 | Rate Constraint in lbs/MMBtu | FALSE | L | Annual | Emissions at Affected Plants SO2 | Thousand Tons | 1.1037 | 1.2932 | 0 | 0 | 0 | 0 | 0
BART SO2 Annual- Big Stone 1- v5.16 | 160 | 7234 | Rate Constraint in lbs/MMBtu | FALSE | L | Annual | Allowances Purchased SO2 | Thousand Tons | 0 | 0 | 0 | 0 | 0 | 0 | 0
BART SO2 Annual- Big Stone 1- v5.16 | 160 | 7234 | Rate Constraint in lbs/MMBtu | FALSE | L | Annual | Allowances Sold SO2 | Thousand Tons | 0 | 0 | 0 | 0 | 0 | 0 | 0
BART SO2 Annual- Big Stone 1- v5.16 | 160 | 7234 | Rate Constraint in lbs/MMBtu | FALSE | L | Annual | Allowances Banked | Thousand Tons | 0 | 0 | 0 | 0 | 0 | 0 | 0
BART SO2 Annual- Big Stone 1- v5.16 | 160 | 7234 | Rate Constraint in lbs/MMBtu | FALSE | L | Annual | Allowances Withdrawn (1:1) | Thousand Tons | 0 | 0 | 0 | 0 | 0 | 0 | 0
BART SO2 Annual- Big Stone 1- v5.16 | 160 | 7234 | Rate Constraint in lbs/MMBtu | FALSE | L | Annual | Allowances Withdrawn (n:1) | Thousand Tons | 0 | 0 | 0 | 0 | 0 | 0 | 0
BART SO2 Annual- Big Stone 1- v5.16 | 160 | 7234 | Rate Constraint in lbs/MMBtu | FALSE | L | Annual | Net Emissions Allowance Position | Thousand Tons | 1.1037 | 1.2932 | 0 | 0 | 0 | 0 | 0
BART SO2 Annual- Big Stone 1- v5.16 | 160 | 7234 | Rate Constraint in lbs/MMBtu | FALSE | L | Annual | Fuel Consumed | TBtu | 26.5236 | 32.3302 | 0 | 0 | 0 | 0 | 0
BART SO2 Annual- Big Stone 1- v5.16 | 160 | 7234 | Rate Constraint in lbs/MMBtu | FALSE | L | Annual | Rate | lb/MMBtu | 0.083225 | 0.08 | 0 | 0 | 0 | 0 | 0
BART SO2 Annual- Big Stone 1- v5.16 | 160 | 7234 | Rate Constraint in lbs/MMBtu | FALSE | L | Annual | Generation | TWh | 2.5927 | 3.1603 | 0 | 0 | 0 | 0 | 0
BART SO2 Annual- Big Stone 1- v5.16 | 160 | 7234 | Rate Constraint in lbs/MMBtu | FALSE | L | Annual | Qualifying Generation | TWh | 2.5927 | 3.1603 | 0 | 0 | 0 | 0 | 0
BART SO2 Annual- Big Stone 1- v5.16 | 160 | 7234 | Rate Constraint in lbs/MMBtu | FALSE | L | Annual | Rate | lb/MWh | 0.85139 | 0.8184 | 0 | 0 | 0 | 0 | 0
BART SO2 Annual- Big Stone 1- v5.16 | 160 | 7234 | Rate Constraint in lbs/MMBtu | FALSE | L | Annual | Constraint Shadow Price | US2022$/Ton | 0 | 0 | 0 | 0 | 0 | 0 | 0
BART SO2 Annual Cap-Deerhaven B2 -v5.13 | 161 | 7233 | Rate Constraint in MTons | FALSE | L | Annual | Seasons Included | Seasons | Winter, Spring, Summer, Fall | Winter, Spring, Summer, Fall | Winter, Spring, Summer, Fall | Winter, Spring, Summer, Fall | Winter, Spring, Summer, Fall | Winter, Spring, Summer, Fall | Winter, Spring, Summer, Fall
BART SO2 Annual Cap-Deerhaven B2 -v5.13 | 161 | 7233 | Rate Constraint in MTons | FALSE | L | Annual | Standard SO2 | Thousand Tons | 5.5 | 5.5 | 5.5 | 5.5 | 5.5 | 5.5 | 5.5
BART SO2 Annual Cap-Deerhaven B2 -v5.13 | 161 | 7233 | Rate Constraint in MTons | FALSE | L | Annual | Emissions at Affected Plants SO2 | Thousand Tons | 0 | 0 | 0 | 0 | 0 | 0 | 0
BART SO2 Annual Cap-Deerhaven B2 -v5.13 | 161 | 7233 | Rate Constraint in MTons | FALSE | L | Annual | Allowances Purchased SO2 | Thousand Tons | 0 | 0 | 0 | 0 | 0 | 0 | 0
BART SO2 Annual Cap-Deerhaven B2 -v5.13 | 161 | 7233 | Rate Constraint in MTons | FALSE | L | Annual | Allowances Sold SO2 | Thousand Tons | 0 | 0 | 0 | 0 | 0 | 0 | 0
BART SO2 Annual Cap-Deerhaven B2 -v5.13 | 161 | 7233 | Rate Constraint in MTons | FALSE | L | Annual | Allowances Banked | Thousand Tons | 0 | 0 | 0 | 0 | 0 | 0 | 0
BART SO2 Annual Cap-Deerhaven B2 -v5.13 | 161 | 7233 | Rate Constraint in MTons | FALSE | L | Annual | Allowances Withdrawn (1:1) | Thousand Tons | 0 | 0 | 0 | 0 | 0 | 0 | 0
BART SO2 Annual Cap-Deerhaven B2 -v5.13 | 161 | 7233 | Rate Constraint in MTons | FALSE | L | Annual | Allowances Withdrawn (n:1) | Thousand Tons | 0 | 0 | 0 | 0 | 0 | 0 | 0
BART SO2 Annual Cap-Deerhaven B2 -v5.13 | 161 | 7233 | Rate Constraint in MTons | FALSE | L | Annual | Net Emissions Allowance Position | Thousand Tons | 0 | 0 | 0 | 0 | 0 | 0 | 0
BART SO2 Annual Cap-Deerhaven B2 -v5.13 | 161 | 7233 | Rate Constraint in MTons | FALSE | L | Annual | Fuel Consumed | TBtu | 0.50003 | 0.50003 | 0 | 0 | 0 | 0 | 0
BART SO2 Annual Cap-Deerhaven B2 -v5.13 | 161 | 7233 | Rate Constraint in MTons | FALSE | L | Annual | Rate | lb/MMBtu | 0 | 0 | 0 | 0 | 0 | 0 | 0
BART SO2 Annual Cap-Deerhaven B2 -v5.13 | 161 | 7233 | Rate Constraint in MTons | FALSE | L | Annual | Generation | TWh | 0.040646 | 0.040646 | 0 | 0 | 0 | 0 | 0
BART SO2 Annual Cap-Deerhaven B2 -v5.13 | 161 | 7233 | Rate Constraint in MTons | FALSE | L | Annual | Qualifying Generation | TWh | 0.040646 | 0.040646 | 0 | 0 | 0 | 0 | 0
BART SO2 Annual Cap-Deerhaven B2 -v5.13 | 161 | 7233 | Rate Constraint in MTons | FALSE | L | Annual | Rate | lb/MWh | 0 | 0 | 0 | 0 | 0 | 0 | 0
BART SO2 Annual Cap-Deerhaven B2 -v5.13 | 161 | 7233 | Rate Constraint in MTons | FALSE | L | Annual | Constraint Shadow Price | US2022$/Ton | 0 | 0 | 0 | 0 | 0 | 0 | 0
BART SO2 Annual Cap-Northside 1-3 -v5.13 | 162 | 7232 | Rate Constraint in MTons | FALSE | L | Annual | Seasons Included | Seasons | Winter, Spring, Summer, Fall | Winter, Spring, Summer, Fall | Winter, Spring, Summer, Fall | Winter, Spring, Summer, Fall | Winter, Spring, Summer, Fall | Winter, Spring, Summer, Fall | Winter, Spring, Summer, Fall
BART SO2 Annual Cap-Northside 1-3 -v5.13 | 162 | 7232 | Rate Constraint in MTons | FALSE | L | Annual | Standard SO2 | Thousand Tons | 3.6 | 3.6 | 3.6 | 3.6 | 3.6 | 3.6 | 3.6
BART SO2 Annual Cap-Northside 1-3 -v5.13 | 162 | 7232 | Rate Constraint in MTons | FALSE | L | Annual | Emissions at Affected Plants SO2 | Thousand Tons | 3.6 | 3.6 | 3.6 | 3.6 | 0 | 0 | 0
BART SO2 Annual Cap-Northside 1-3 -v5.13 | 162 | 7232 | Rate Constraint in MTons | FALSE | L | Annual | Allowances Purchased SO2 | Thousand Tons | 0 | 0 | 0 | 0 | 0 | 0 | 0
BART SO2 Annual Cap-Northside 1-3 -v5.13 | 162 | 7232 | Rate Constraint in MTons | FALSE | L | Annual | Allowances Sold SO2 | Thousand Tons | 0 | 0 | 0 | 0 | 0 | 0 | 0
BART SO2 Annual Cap-Northside 1-3 -v5.13 | 162 | 7232 | Rate Constraint in MTons | FALSE | L | Annual | Allowances Banked | Thousand Tons | 0 | 0 | 0 | 0 | 0 | 0 | 0
BART SO2 Annual Cap-Northside 1-3 -v5.13 | 162 | 7232 | Rate Constraint in MTons | FALSE | L | Annual | Allowances Withdrawn (1:1) | Thousand Tons | 0 | 0 | 0 | 0 | 0 | 0 | 0
BART SO2 Annual Cap-Northside 1-3 -v5.13 | 162 | 7232 | Rate Constraint in MTons | FALSE | L | Annual | Allowances Withdrawn (n:1) | Thousand Tons | 0 | 0 | 0 | 0 | 0 | 0 | 0
BART SO2 Annual Cap-Northside 1-3 -v5.13 | 162 | 7232 | Rate Constraint in MTons | FALSE | L | Annual | Net Emissions Allowance Position | Thousand Tons | 3.6 | 3.6 | 3.6 | 3.6 | 0 | 0 | 0
BART SO2 Annual Cap-Northside 1-3 -v5.13 | 162 | 7232 | Rate Constraint in MTons | FALSE | L | Annual | Fuel Consumed | TBtu | 6.2338 | 6.2338 | 6.2338 | 6.2338 | 0 | 0 | 0
BART SO2 Annual Cap-Northside 1-3 -v5.13 | 162 | 7232 | Rate Constraint in MTons | FALSE | L | Annual | Rate | lb/MMBtu | 1.155 | 1.155 | 1.155 | 1.155 | 0 | 0 | 0
BART SO2 Annual Cap-Northside 1-3 -v5.13 | 162 | 7232 | Rate Constraint in MTons | FALSE | L | Annual | Generation | TWh | 0.60073 | 0.60073 | 0.40828 | 0.40828 | 0 | 0 | 0
BART SO2 Annual Cap-Northside 1-3 -v5.13 | 162 | 7232 | Rate Constraint in MTons | FALSE | L | Annual | Qualifying Generation | TWh | 0.60073 | 0.60073 | 0.40828 | 0.40828 | 0 | 0 | 0
BART SO2 Annual Cap-Northside 1-3 -v5.13 | 162 | 7232 | Rate Constraint in MTons | FALSE | L | Annual | Rate | lb/MWh | 11.9854 | 11.9854 | 17.6348 | 17.6348 | 0 | 0 | 0
BART SO2 Annual Cap-Northside 1-3 -v5.13 | 162 | 7232 | Rate Constraint in MTons | FALSE | L | Annual | Constraint Shadow Price | US2022$/Ton | 286.9802 | 1041.9011 | 2550.4298 | 1845.0601 | 0 | 0 | 0
BART SO2 Annual- Coal Creek 1- v6.17 | 163 | 7212 | Rate Constraint in lbs/MMBtu | FALSE | L | Annual | Seasons Included | Seasons | Winter, Spring, Summer, Fall | Winter, Spring, Summer, Fall | Winter, Spring, Summer, Fall | Winter, Spring, Summer, Fall | Winter, Spring, Summer, Fall | Winter, Spring, Summer, Fall | Winter, Spring, Summer, Fall
BART SO2 Annual- Coal Creek 1- v6.17 | 163 | 7212 | Rate Constraint in lbs/MMBtu | FALSE | L | Annual | Standard SO2 | lb/MMBtu | 0.15 | 0.15 | 0.15 | 0.15 | 0.15 | 0.15 | 0.15
BART SO2 Annual- Coal Creek 1- v6.17 | 163 | 7212 | Rate Constraint in lbs/MMBtu | FALSE | L | Annual | Emissions at Affected Plants SO2 | Thousand Tons | 2.9577 | 2.9577 | 2.9577 | 2.9577 | 0 | 0 | 0
BART SO2 Annual- Coal Creek 1- v6.17 | 163 | 7212 | Rate Constraint in lbs/MMBtu | FALSE | L | Annual | Allowances Purchased SO2 | Thousand Tons | 0 | 0 | 0 | 0 | 0 | 0 | 0
BART SO2 Annual- Coal Creek 1- v6.17 | 163 | 7212 | Rate Constraint in lbs/MMBtu | FALSE | L | Annual | Allowances Sold SO2 | Thousand Tons | 0 | 0 | 0 | 0 | 0 | 0 | 0
BART SO2 Annual- Coal Creek 1- v6.17 | 163 | 7212 | Rate Constraint in lbs/MMBtu | FALSE | L | Annual | Allowances Banked | Thousand Tons | 0 | 0 | 0 | 0 | 0 | 0 | 0
BART SO2 Annual- Coal Creek 1- v6.17 | 163 | 7212 | Rate Constraint in lbs/MMBtu | FALSE | L | Annual | Allowances Withdrawn (1:1) | Thousand Tons | 0 | 0 | 0 | 0 | 0 | 0 | 0
BART SO2 Annual- Coal Creek 1- v6.17 | 163 | 7212 | Rate Constraint in lbs/MMBtu | FALSE | L | Annual | Allowances Withdrawn (n:1) | Thousand Tons | 0 | 0 | 0 | 0 | 0 | 0 | 0
BART SO2 Annual- Coal Creek 1- v6.17 | 163 | 7212 | Rate Constraint in lbs/MMBtu | FALSE | L | Annual | Net Emissions Allowance Position | Thousand Tons | 2.9577 | 2.9577 | 2.9577 | 2.9577 | 0 | 0 | 0
BART SO2 Annual- Coal Creek 1- v6.17 | 163 | 7212 | Rate Constraint in lbs/MMBtu | FALSE | L | Annual | Fuel Consumed | TBtu | 40.3639 | 40.3639 | 40.3639 | 40.3639 | 0 | 0 | 0
BART SO2 Annual- Coal Creek 1- v6.17 | 163 | 7212 | Rate Constraint in lbs/MMBtu | FALSE | L | Annual | Rate | lb/MMBtu | 0.14655 | 0.14655 | 0.14655 | 0.14655 | 0 | 0 | 0
BART SO2 Annual- Coal Creek 1- v6.17 | 163 | 7212 | Rate Constraint in lbs/MMBtu | FALSE | L | Annual | Generation | TWh | 4.0567 | 4.0567 | 2.7528 | 2.7528 | 0 | 0 | 0
BART SO2 Annual- Coal Creek 1- v6.17 | 163 | 7212 | Rate Constraint in lbs/MMBtu | FALSE | L | Annual | Qualifying Generation | TWh | 4.0567 | 4.0567 | 2.7528 | 2.7528 | 0 | 0 | 0
BART SO2 Annual- Coal Creek 1- v6.17 | 163 | 7212 | Rate Constraint in lbs/MMBtu | FALSE | L | Annual | Rate | lb/MWh | 1.4582 | 1.4582 | 2.1488 | 2.1488 | 0 | 0 | 0
BART SO2 Annual- Coal Creek 1- v6.17 | 163 | 7212 | Rate Constraint in lbs/MMBtu | FALSE | L | Annual | Constraint Shadow Price | US2022$/Ton | 0 | 0 | 0 | 0 | 0 | 0 | 0
BART SO2 Annual- Coal Creek 2- v6.17 | 164 | 7213 | Rate Constraint in lbs/MMBtu | FALSE | L | Annual | Seasons Included | Seasons | Winter, Spring, Summer, Fall | Winter, Spring, Summer, Fall | Winter, Spring, Summer, Fall | Winter, Spring, Summer, Fall | Winter, Spring, Summer, Fall | Winter, Spring, Summer, Fall | Winter, Spring, Summer, Fall
BART SO2 Annual- Coal Creek 2- v6.17 | 164 | 7213 | Rate Constraint in lbs/MMBtu | FALSE | L | Annual | Standard SO2 | lb/MMBtu | 0.15 | 0.15 | 0.15 | 0.15 | 0.15 | 0.15 | 0.15
BART SO2 Annual- Coal Creek 2- v6.17 | 164 | 7213 | Rate Constraint in lbs/MMBtu | FALSE | L | Annual | Emissions at Affected Plants SO2 | Thousand Tons | 2.9722 | 2.9722 | 2.9722 | 2.9722 | 0.65864 | 0.68097 | 0.68097
BART SO2 Annual- Coal Creek 2- v6.17 | 164 | 7213 | Rate Constraint in lbs/MMBtu | FALSE | L | Annual | Allowances Purchased SO2 | Thousand Tons | 0 | 0 | 0 | 0 | 0 | 0 | 0
BART SO2 Annual- Coal Creek 2- v6.17 | 164 | 7213 | Rate Constraint in lbs/MMBtu | FALSE | L | Annual | Allowances Sold SO2 | Thousand Tons | 0 | 0 | 0 | 0 | 0 | 0 | 0
BART SO2 Annual- Coal Creek 2- v6.17 | 164 | 7213 | Rate Constraint in lbs/MMBtu | FALSE | L | Annual | Allowances Banked | Thousand Tons | 0 | 0 | 0 | 0 | 0 | 0 | 0
BART SO2 Annual- Coal Creek 2- v6.17 | 164 | 7213 | Rate Constraint in lbs/MMBtu | FALSE | L | Annual | Allowances Withdrawn (1:1) | Thousand Tons | 0 | 0 | 0 | 0 | 0 | 0 | 0
BART SO2 Annual- Coal Creek 2- v6.17 | 164 | 7213 | Rate Constraint in lbs/MMBtu | FALSE | L | Annual | Allowances Withdrawn (n:1) | Thousand Tons | 0 | 0 | 0 | 0 | 0 | 0 | 0
BART SO2 Annual- Coal Creek 2- v6.17 | 164 | 7213 | Rate Constraint in lbs/MMBtu | FALSE | L | Annual | Net Emissions Allowance Position | Thousand Tons | 2.9722 | 2.9722 | 2.9722 | 2.9722 | 0.65864 | 0.68097 | 0.68097
BART SO2 Annual- Coal Creek 2- v6.17 | 164 | 7213 | Rate Constraint in lbs/MMBtu | FALSE | L | Annual | Fuel Consumed | TBtu | 40.7903 | 40.7903 | 40.7903 | 40.7903 | 9.039 | 9.3454 | 9.3454
BART SO2 Annual- Coal Creek 2- v6.17 | 164 | 7213 | Rate Constraint in lbs/MMBtu | FALSE | L | Annual | Rate | lb/MMBtu | 0.14573 | 0.14573 | 0.14573 | 0.14573 | 0.14573 | 0.14573 | 0.14573
BART SO2 Annual- Coal Creek 2- v6.17 | 164 | 7213 | Rate Constraint in lbs/MMBtu | FALSE | L | Annual | Generation | TWh | 4.0995 | 4.0995 | 2.7817 | 2.7817 | 0.61641 | 0.6373 | 0.6373
BART SO2 Annual- Coal Creek 2- v6.17 | 164 | 7213 | Rate Constraint in lbs/MMBtu | FALSE | L | Annual | Qualifying Generation | TWh | 4.0995 | 4.0995 | 2.7817 | 2.7817 | 0.61641 | 0.6373 | 0.6373
BART SO2 Annual- Coal Creek 2- v6.17 | 164 | 7213 | Rate Constraint in lbs/MMBtu | FALSE | L | Annual | Rate | lb/MWh | 1.45 | 1.45 | 2.137 | 2.137 | 2.137 | 2.137 | 2.137
BART SO2 Annual- Coal Creek 2- v6.17 | 164 | 7213 | Rate Constraint in lbs/MMBtu | FALSE | L | Annual | Constraint Shadow Price | US2022$/Ton | 0 | 0 | 0 | 0 | 0 | 0 | 0
BART SO2 Annual- Flint Creek- v6.20 | 165 | 7643 | Rate Constraint in lbs/MMBtu | FALSE | L | Annual | Seasons Included | Seasons | Winter, Spring, Summer, Fall | Winter, Spring, Summer, Fall | Winter, Spring, Summer, Fall | Winter, Spring, Summer, Fall | Winter, Spring, Summer, Fall | Winter, Spring, Summer, Fall | Winter, Spring, Summer, Fall
BART SO2 Annual- Flint Creek- v6.20 | 165 | 7643 | Rate Constraint in lbs/MMBtu | FALSE | L | Annual | Standard SO2 | lb/MMBtu | 0.06 | 0.06 | 0.06 | 0.06 | 0.06 | 0.06 | 0.06
BART SO2 Annual- Flint Creek- v6.20 | 165 | 7643 | Rate Constraint in lbs/MMBtu | FALSE | L | Annual | Emissions at Affected Plants SO2 | Thousand Tons | 0 | 0 | 0 | 0 | 0 | 0 | 0
BART SO2 Annual- Flint Creek- v6.20 | 165 | 7643 | Rate Constraint in lbs/MMBtu | FALSE | L | Annual | Allowances Purchased SO2 | Thousand Tons | 0 | 0 | 0 | 0 | 0 | 0 | 0
BART SO2 Annual- Flint Creek- v6.20 | 165 | 7643 | Rate Constraint in lbs/MMBtu | FALSE | L | Annual | Allowances Sold SO2 | Thousand Tons | 0 | 0 | 0 | 0 | 0 | 0 | 0
BART SO2 Annual- Flint Creek- v6.20 | 165 | 7643 | Rate Constraint in lbs/MMBtu | FALSE | L | Annual | Allowances Banked | Thousand Tons | 0 | 0 | 0 | 0 | 0 | 0 | 0
BART SO2 Annual- Flint Creek- v6.20 | 165 | 7643 | Rate Constraint in lbs/MMBtu | FALSE | L | Annual | Allowances Withdrawn (1:1) | Thousand Tons | 0 | 0 | 0 | 0 | 0 | 0 | 0
BART SO2 Annual- Flint Creek- v6.20 | 165 | 7643 | Rate Constraint in lbs/MMBtu | FALSE | L | Annual | Allowances Withdrawn (n:1) | Thousand Tons | 0 | 0 | 0 | 0 | 0 | 0 | 0
BART SO2 Annual- Flint Creek- v6.20 | 165 | 7643 | Rate Constraint in lbs/MMBtu | FALSE | L | Annual | Net Emissions Allowance Position | Thousand Tons | 0 | 0 | 0 | 0 | 0 | 0 | 0
BART SO2 Annual- Flint Creek- v6.20 | 165 | 7643 | Rate Constraint in lbs/MMBtu | FALSE | L | Annual | Fuel Consumed | TBtu | 0 | 0 | 0 | 0 | 0 | 0 | 0
BART SO2 Annual- Flint Creek- v6.20 | 165 | 7643 | Rate Constraint in lbs/MMBtu | FALSE | L | Annual | Rate | lb/MMBtu | 0 | 0 | 0 | 0 | 0 | 0 | 0
BART SO2 Annual- Flint Creek- v6.20 | 165 | 7643 | Rate Constraint in lbs/MMBtu | FALSE | L | Annual | Generation | TWh | 0 | 0 | 0 | 0 | 0 | 0 | 0
BART SO2 Annual- Flint Creek- v6.20 | 165 | 7643 | Rate Constraint in lbs/MMBtu | FALSE | L | Annual | Qualifying Generation | TWh | 0 | 0 | 0 | 0 | 0 | 0 | 0
BART SO2 Annual- Flint Creek- v6.20 | 165 | 7643 | Rate Constraint in lbs/MMBtu | FALSE | L | Annual | Rate | lb/MWh | 0 | 0 | 0 | 0 | 0 | 0 | 0
BART SO2 Annual- Flint Creek- v6.20 | 165 | 7643 | Rate Constraint in lbs/MMBtu | FALSE | L | Annual | Constraint Shadow Price | US2022$/Ton | 53426.578 | 58775.2862 | 11538.087 | 63350.0953 | 45869.3014 | 38655.889 | 58950.624
BART SO2 Annual- Hayden 1- v5.16 | 166 | 7202 | Rate Constraint in lbs/MMBtu | FALSE | L | Annual | Seasons Included | Seasons | Winter, Spring, Summer, Fall | Winter, Spring, Summer, Fall | Winter, Spring, Summer, Fall | Winter, Spring, Summer, Fall | Winter, Spring, Summer, Fall | Winter, Spring, Summer, Fall | Winter, Spring, Summer, Fall
BART SO2 Annual- Hayden 1- v5.16 | 166 | 7202 | Rate Constraint in lbs/MMBtu | FALSE | L | Annual | Standard SO2 | lb/MMBtu | 0.13 | 0.13 | 0.13 | 0.13 | 0.13 | 0.13 | 0.13
BART SO2 Annual- Hayden 1- v5.16 | 166 | 7202 | Rate Constraint in lbs/MMBtu | FALSE | L | Annual | Emissions at Affected Plants SO2 | Thousand Tons | 0.1461 | 0 | 0 | 0 | 0 | 0 | 0
BART SO2 Annual- Hayden 1- v5.16 | 166 | 7202 | Rate Constraint in lbs/MMBtu | FALSE | L | Annual | Allowances Purchased SO2 | Thousand Tons | 0 | 0 | 0 | 0 | 0 | 0 | 0
BART SO2 Annual- Hayden 1- v5.16 | 166 | 7202 | Rate Constraint in lbs/MMBtu | FALSE | L | Annual | Allowances Sold SO2 | Thousand Tons | 0 | 0 | 0 | 0 | 0 | 0 | 0
BART SO2 Annual- Hayden 1- v5.16 | 166 | 7202 | Rate Constraint in lbs/MMBtu | FALSE | L | Annual | Allowances Banked | Thousand Tons | 0 | 0 | 0 | 0 | 0 | 0 | 0
BART SO2 Annual- Hayden 1- v5.16 | 166 | 7202 | Rate Constraint in lbs/MMBtu | FALSE | L | Annual | Allowances Withdrawn (1:1) | Thousand Tons | 0 | 0 | 0 | 0 | 0 | 0 | 0
BART SO2 Annual- Hayden 1- v5.16 | 166 | 7202 | Rate Constraint in lbs/MMBtu | FALSE | L | Annual | Allowances Withdrawn (n:1) | Thousand Tons | 0 | 0 | 0 | 0 | 0 | 0 | 0
BART SO2 Annual- Hayden 1- v5.16 | 166 | 7202 | Rate Constraint in lbs/MMBtu | FALSE | L | Annual | Net Emissions Allowance Position | Thousand Tons | 0.1461 | 0 | 0 | 0 | 0 | 0 | 0
BART SO2 Annual- Hayden 1- v5.16 | 166 | 7202 | Rate Constraint in lbs/MMBtu | FALSE | L | Annual | Fuel Consumed | TBtu | 2.3711 | 0 | 0 | 0 | 0 | 0 | 0
BART SO2 Annual- Hayden 1- v5.16 | 166 | 7202 | Rate Constraint in lbs/MMBtu | FALSE | L | Annual | Rate | lb/MMBtu | 0.12323 | 0 | 0 | 0 | 0 | 0 | 0
BART SO2 Annual- Hayden 1- v5.16 | 166 | 7202 | Rate Constraint in lbs/MMBtu | FALSE | L | Annual | Generation | TWh | 0.21734 | 0 | 0 | 0 | 0 | 0 | 0
BART SO2 Annual- Hayden 1- v5.16 | 166 | 7202 | Rate Constraint in lbs/MMBtu | FALSE | L | Annual | Qualifying Generation | TWh | 0.21734 | 0 | 0 | 0 | 0 | 0 | 0
BART SO2 Annual- Hayden 1- v5.16 | 166 | 7202 | Rate Constraint in lbs/MMBtu | FALSE | L | Annual | Rate | lb/MWh | 1.3444 | 0 | 0 | 0 | 0 | 0 | 0
BART SO2 Annual- Hayden 1- v5.16 | 166 | 7202 | Rate Constraint in lbs/MMBtu | FALSE | L | Annual | Constraint Shadow Price | US2022$/Ton | 0 | 0 | 0 | 0 | 0 | 0 | 0
BART SO2 Annual- Nebraska City- v6.17 | 167 | 7206 | Rate Constraint in lbs/MMBtu | FALSE | L | Annual | Seasons Included | Seasons | Winter, Spring, Summer, Fall | Winter, Spring, Summer, Fall | Winter, Spring, Summer, Fall | Winter, Spring, Summer, Fall | Winter, Spring, Summer, Fall | Winter, Spring, Summer, Fall | Winter, Spring, Summer, Fall
BART SO2 Annual- Nebraska City- v6.17 | 167 | 7206 | Rate Constraint in lbs/MMBtu | FALSE | L | Annual | Standard SO2 | lb/MMBtu | 1.2 | 1.2 | 1.2 | 1.2 | 1.2 | 1.2 | 1.2
BART SO2 Annual- Nebraska City- v6.17 | 167 | 7206 | Rate Constraint in lbs/MMBtu | FALSE | L | Annual | Emissions at Affected Plants SO2 | Thousand Tons | 10.7542 | 10.7061 | 0 | 0 | 0 | 0 | 0
BART SO2 Annual- Nebraska City- v6.17 | 167 | 7206 | Rate Constraint in lbs/MMBtu | FALSE | L | Annual | Allowances Purchased SO2 | Thousand Tons | 0 | 0 | 0 | 0 | 0 | 0 | 0
BART SO2 Annual- Nebraska City- v6.17 | 167 | 7206 | Rate Constraint in lbs/MMBtu | FALSE | L | Annual | Allowances Sold SO2 | Thousand Tons | 0 | 0 | 0 | 0 | 0 | 0 | 0
BART SO2 Annual- Nebraska City- v6.17 | 167 | 7206 | Rate Constraint in lbs/MMBtu | FALSE | L | Annual | Allowances Banked | Thousand Tons | 0 | 0 | 0 | 0 | 0 | 0 | 0
BART SO2 Annual- Nebraska City- v6.17 | 167 | 7206 | Rate Constraint in lbs/MMBtu | FALSE | L | Annual | Allowances Withdrawn (1:1) | Thousand Tons | 0 | 0 | 0 | 0 | 0 | 0 | 0
BART SO2 Annual- Nebraska City- v6.17 | 167 | 7206 | Rate Constraint in lbs/MMBtu | FALSE | L | Annual | Allowances Withdrawn (n:1) | Thousand Tons | 0 | 0 | 0 | 0 | 0 | 0 | 0
BART SO2 Annual- Nebraska City- v6.17 | 167 | 7206 | Rate Constraint in lbs/MMBtu | FALSE | L | Annual | Net Emissions Allowance Position | Thousand Tons | 10.7542 | 10.7061 | 0 | 0 | 0 | 0 | 0
BART SO2 Annual- Nebraska City- v6.17 | 167 | 7206 | Rate Constraint in lbs/MMBtu | FALSE | L | Annual | Fuel Consumed | TBtu | 41.1787 | 40.9946 | 0 | 0 | 0 | 0 | 0
BART SO2 Annual- Nebraska City- v6.17 | 167 | 7206 | Rate Constraint in lbs/MMBtu | FALSE | L | Annual | Rate | lb/MMBtu | 0.52232 | 0.52232 | 0 | 0 | 0 | 0 | 0
BART SO2 Annual- Nebraska City- v6.17 | 167 | 7206 | Rate Constraint in lbs/MMBtu | FALSE | L | Annual | Generation | TWh | 4.1942 | 4.1755 | 0 | 0 | 0 | 0 | 0
BART SO2 Annual- Nebraska City- v6.17 | 167 | 7206 | Rate Constraint in lbs/MMBtu | FALSE | L | Annual | Qualifying Generation | TWh | 4.1942 | 4.1755 | 0 | 0 | 0 | 0 | 0
BART SO2 Annual- Nebraska City- v6.17 | 167 | 7206 | Rate Constraint in lbs/MMBtu | FALSE | L | Annual | Rate | lb/MWh | 5.1281 | 5.1281 | 0 | 0 | 0 | 0 | 0
BART SO2 Annual- Nebraska City- v6.17 | 167 | 7206 | Rate Constraint in lbs/MMBtu | FALSE | L | Annual | Constraint Shadow Price | US2022$/Ton | 0 | 0 | 0 | 0 | 0 | 0 | 0
BART SO2 Annual- Oswego Harbor 5- v5.16 | 168 | 7244 | Rate Constraint in lbs/MMBtu | FALSE | L | Annual | Seasons Included | Seasons | Winter, Spring, Summer, Fall | Winter, Spring, Summer, Fall | Winter, Spring, Summer, Fall | Winter, Spring, Summer, Fall | Winter, Spring, Summer, Fall | Winter, Spring, Summer, Fall | Winter, Spring, Summer, Fall
BART SO2 Annual- Oswego Harbor 5- v5.16 | 168 | 7244 | Rate Constraint in lbs/MMBtu | FALSE | L | Annual | Standard SO2 | lb/MMBtu | 0.8 | 0.8 | 0.8 | 0.8 | 0.8 | 0.8 | 0.8
BART SO2 Annual- Oswego Harbor 5- v5.16 | 168 | 7244 | Rate Constraint in lbs/MMBtu | FALSE | L | Annual | Emissions at Affected Plants SO2 | Thousand Tons | 0 | 0 | 0 | 0 | 0 | 0 | 0
BART SO2 Annual- Oswego Harbor 5- v5.16 | 168 | 7244 | Rate Constraint in lbs/MMBtu | FALSE | L | Annual | Allowances Purchased SO2 | Thousand Tons | 0 | 0 | 0 | 0 | 0 | 0 | 0
BART SO2 Annual- Oswego Harbor 5- v5.16 | 168 | 7244 | Rate Constraint in lbs/MMBtu | FALSE | L | Annual | Allowances Sold SO2 | Thousand Tons | 0 | 0 | 0 | 0 | 0 | 0 | 0
BART SO2 Annual- Oswego Harbor 5- v5.16 | 168 | 7244 | Rate Constraint in lbs/MMBtu | FALSE | L | Annual | Allowances Banked | Thousand Tons | 0 | 0 | 0 | 0 | 0 | 0 | 0
BART SO2 Annual- Oswego Harbor 5- v5.16 | 168 | 7244 | Rate Constraint in lbs/MMBtu | FALSE | L | Annual | Allowances Withdrawn (1:1) | Thousand Tons | 0 | 0 | 0 | 0 | 0 | 0 | 0
BART SO2 Annual- Oswego Harbor 5- v5.16 | 168 | 7244 | Rate Constraint in lbs/MMBtu | FALSE | L | Annual | Allowances Withdrawn (n:1) | Thousand Tons | 0 | 0 | 0 | 0 | 0 | 0 | 0
BART SO2 Annual- Oswego Harbor 5- v5.16 | 168 | 7244 | Rate Constraint in lbs/MMBtu | FALSE | L | Annual | Net Emissions Allowance Position | Thousand Tons | 0 | 0 | 0 | 0 | 0 | 0 | 0
BART SO2 Annual- Oswego Harbor 5- v5.16 | 168 | 7244 | Rate Constraint in lbs/MMBtu | FALSE | L | Annual | Fuel Consumed | TBtu | 0 | 0 | 0 | 0 | 0 | 0 | 0
BART SO2 Annual- Oswego Harbor 5- v5.16 | 168 | 7244 | Rate Constraint in lbs/MMBtu | FALSE | L | Annual | Rate | lb/MMBtu | 0 | 0 | 0 | 0 | 0 | 0 | 0
BART SO2 Annual- Oswego Harbor 5- v5.16 | 168 | 7244 | Rate Constraint in lbs/MMBtu | FALSE | L | Annual | Generation | TWh | 0 | 0 | 0 | 0 | 0 | 0 | 0
BART SO2 Annual- Oswego Harbor 5- v5.16 | 168 | 7244 | Rate Constraint in lbs/MMBtu | FALSE | L | Annual | Qualifying Generation | TWh | 0 | 0 | 0 | 0 | 0 | 0 | 0
BART SO2 Annual- Oswego Harbor 5- v5.16 | 168 | 7244 | Rate Constraint in lbs/MMBtu | FALSE | L | Annual | Rate | lb/MWh | 0 | 0 | 0 | 0 | 0 | 0 | 0
BART SO2 Annual- Oswego Harbor 5- v5.16 | 168 | 7244 | Rate Constraint in lbs/MMBtu | FALSE | L | Annual | Constraint Shadow Price | US2022$/Ton | 0 | 0 | 0 | 0 | 0 | 0 | 0
BART SO2 Annual- Oswego Harbor 6- v6.17 | 169 | 7245 | Rate Constraint in lbs/MMBtu | FALSE | L | Annual | Seasons Included | Seasons | Winter, Spring, Summer, Fall | Winter, Spring, Summer, Fall | Winter, Spring, Summer, Fall | Winter, Spring, Summer, Fall | Winter, Spring, Summer, Fall | Winter, Spring, Summer, Fall | Winter, Spring, Summer, Fall
BART SO2 Annual- Oswego Harbor 6- v6.17 | 169 | 7245 | Rate Constraint in lbs/MMBtu | FALSE | L | Annual | Standard SO2 | lb/MMBtu | 0.8 | 0.8 | 0.8 | 0.8 | 0.8 | 0.8 | 0.8
BART SO2 Annual- Oswego Harbor 6- v6.17 | 169 | 7245 | Rate Constraint in lbs/MMBtu | FALSE | L | Annual | Emissions at Affected Plants SO2 | Thousand Tons | 0 | 0 | 0 | 0 | 0 | 0 | 0
BART SO2 Annual- Oswego Harbor 6- v6.17 | 169 | 7245 | Rate Constraint in lbs/MMBtu | FALSE | L | Annual | Allowances Purchased SO2 | Thousand Tons | 0 | 0 | 0 | 0 | 0 | 0 | 0
BART SO2 Annual- Oswego Harbor 6- v6.17 | 169 | 7245 | Rate Constraint in lbs/MMBtu | FALSE | L | Annual | Allowances Sold SO2 | Thousand Tons | 0 | 0 | 0 | 0 | 0 | 0 | 0
BART SO2 Annual- Oswego Harbor 6- v6.17 | 169 | 7245 | Rate Constraint in lbs/MMBtu | FALSE | L | Annual | Allowances Banked | Thousand Tons | 0 | 0 | 0 | 0 | 0 | 0 | 0
BART SO2 Annual- Oswego Harbor 6- v6.17 | 169 | 7245 | Rate Constraint in lbs/MMBtu | FALSE | L | Annual | Allowances Withdrawn (1:1) | Thousand Tons | 0 | 0 | 0 | 0 | 0 | 0 | 0
BART SO2 Annual- Oswego Harbor 6- v6.17 | 169 | 7245 | Rate Constraint in lbs/MMBtu | FALSE | L | Annual | Allowances Withdrawn (n:1) | Thousand Tons | 0 | 0 | 0 | 0 | 0 | 0 | 0
BART SO2 Annual- Oswego Harbor 6- v6.17 | 169 | 7245 | Rate Constraint in lbs/MMBtu | FALSE | L | Annual | Net Emissions Allowance Position | Thousand Tons | 0 | 0 | 0 | 0 | 0 | 0 | 0
BART SO2 Annual- Oswego Harbor 6- v6.17 | 169 | 7245 | Rate Constraint in lbs/MMBtu | FALSE | L | Annual | Fuel Consumed | TBtu | 0 | 0 | 0 | 0 | 0 | 0 | 0
BART SO2 Annual- Oswego Harbor 6- v6.17 | 169 | 7245 | Rate Constraint in lbs/MMBtu | FALSE | L | Annual | Rate | lb/MMBtu | 0 | 0 | 0 | 0 | 0 | 0 | 0
BART SO2 Annual- Oswego Harbor 6- v6.17 | 169 | 7245 | Rate Constraint in lbs/MMBtu | FALSE | L | Annual | Generation | TWh | 0 | 0 | 0 | 0 | 0 | 0 | 0
BART SO2 Annual- Oswego Harbor 6- v6.17 | 169 | 7245 | Rate Constraint in lbs/MMBtu | FALSE | L | Annual | Qualifying Generation | TWh | 0 | 0 | 0 | 0 | 0 | 0 | 0
BART SO2 Annual- Oswego Harbor 6- v6.17 | 169 | 7245 | Rate Constraint in lbs/MMBtu | FALSE | L | Annual | Rate | lb/MWh | 0 | 0 | 0 | 0 | 0 | 0 | 0
BART SO2 Annual- Oswego Harbor 6- v6.17 | 169 | 7245 | Rate Constraint in lbs/MMBtu | FALSE | L | Annual | Constraint Shadow Price | US2022$/Ton | 0 | 0 | 0 | 0 | 0 | 0 | 0
BART SO2 Annual- R S Nelson 3- v7.23 | 170 | 7952 | Rate Constraint in lbs/MMBtu | FALSE | L | Annual | Seasons Included | Seasons | Winter, Spring, Summer, Fall | Winter, Spring, Summer, Fall | Winter, Spring, Summer, Fall | Winter, Spring, Summer, Fall | Winter, Spring, Summer, Fall | Winter, Spring, Summer, Fall | Winter, Spring, Summer, Fall
BART SO2 Annual- R S Nelson 3- v7.23 | 170 | 7952 | Rate Constraint in lbs/MMBtu | FALSE | L | Annual | Standard SO2 | lb/MMBtu | 0.6 | 0.6 | 0.6 | 0.6 | 0.6 | 0.6 | 0.6
BART SO2 Annual- R S Nelson 3- v7.23 | 170 | 7952 | Rate Constraint in lbs/MMBtu | FALSE | L | Annual | Emissions at Affected Plants SO2 | Thousand Tons | 0 | 0 | 0 | 0 | 0 | 0 | 0
BART SO2 Annual- R S Nelson 3- v7.23 | 170 | 7952 | Rate Constraint in lbs/MMBtu | FALSE | L | Annual | Allowances Purchased SO2 | Thousand Tons | 0 | 0 | 0 | 0 | 0 | 0 | 0
BART SO2 Annual- R S Nelson 3- v7.23 | 170 | 7952 | Rate Constraint in lbs/MMBtu | FALSE | L | Annual | Allowances Sold SO2 | Thousand Tons | 0 | 0 | 0 | 0 | 0 | 0 | 0
BART SO2 Annual- R S Nelson 3- v7.23 | 170 | 7952 | Rate Constraint in lbs/MMBtu | FALSE | L | Annual | Allowances Banked | Thousand Tons | 0 | 0 | 0 | 0 | 0 | 0 | 0
BART SO2 Annual- R S Nelson 3- v7.23 | 170 | 7952 | Rate Constraint in lbs/MMBtu | FALSE | L | Annual | Allowances Withdrawn (1:1) | Thousand Tons | 0 | 0 | 0 | 0 | 0 | 0 | 0
BART SO2 Annual- R S Nelson 3- v7.23 | 170 | 7952 | Rate Constraint in lbs/MMBtu | FALSE | L | Annual | Allowances Withdrawn (n:1) | Thousand Tons | 0 | 0 | 0 | 0 | 0 | 0 | 0
BART SO2 Annual- R S Nelson 3- v7.23 | 170 | 7952 | Rate Constraint in lbs/MMBtu | FALSE | L | Annual | Net Emissions Allowance Position | Thousand Tons | 0 | 0 | 0 | 0 | 0 | 0 | 0
BART SO2 Annual- R S Nelson 3- v7.23 | 170 | 7952 | Rate Constraint in lbs/MMBtu | FALSE | L | Annual | Fuel Consumed | TBtu | 0 | 0 | 0 | 0 | 0 | 0 | 0
BART SO2 Annual- R S Nelson 3- v7.23 | 170 | 7952 | Rate Constraint in lbs/MMBtu | FALSE | L | Annual | Rate | lb/MMBtu | 0 | 0 | 0 | 0 | 0 | 0 | 0
BART SO2 Annual- R S Nelson 3- v7.23 | 170 | 7952 | Rate Constraint in lbs/MMBtu | FALSE | L | Annual | Generation | TWh | 0 | 0 | 0 | 0 | 0 | 0 | 0
BART SO2 Annual- R S Nelson 3- v7.23 | 170 | 7952 | Rate Constraint in lbs/MMBtu | FALSE | L | Annual | Qualifying Generation | TWh | 0 | 0 | 0 | 0 | 0 | 0 | 0
BART SO2 Annual- R S Nelson 3- v7.23 | 170 | 7952 | Rate Constraint in lbs/MMBtu | FALSE | L | Annual | Rate | lb/MWh | 0 | 0 | 0 | 0 | 0 | 0 | 0
BART SO2 Annual- R S Nelson 3- v7.23 | 170 | 7952 | Rate Constraint in lbs/MMBtu | FALSE | L | Annual | Constraint Shadow Price | US2022$/Ton | 0 | 0 | 0 | 1454.172 | 1222.4035 | 0 | 0
BART SO2 Annual Rate-Seminole 1&2 -v5.13 | 171 | 7231 | Rate Constraint in lbs/MMBtu | FALSE | L | Annual | Seasons Included | Seasons | Winter, Spring, Summer, Fall | Winter, Spring, Summer, Fall | Winter, Spring, Summer, Fall | Winter, Spring, Summer, Fall | Winter, Spring, Summer, Fall | Winter, Spring, Summer, Fall | Winter, Spring, Summer, Fall
BART SO2 Annual Rate-Seminole 1&2 -v5.13 | 171 | 7231 | Rate Constraint in lbs/MMBtu | FALSE | L | Annual | Standard SO2 | lb/MMBtu | 0.25 | 0.25 | 0.25 | 0.25 | 0.25 | 0.25 | 0.25
BART SO2 Annual Rate-Seminole 1&2 -v5.13 | 171 | 7231 | Rate Constraint in lbs/MMBtu | FALSE | L | Annual | Emissions at Affected Plants SO2 | Thousand Tons | 0.29988 | 0.84679 | 0 | 0 | 0 | 0 | 0
BART SO2 Annual Rate-Seminole 1&2 -v5.13 | 171 | 7231 | Rate Constraint in lbs/MMBtu | FALSE | L | Annual | Allowances Purchased SO2 | Thousand Tons | 0 | 0 | 0 | 0 | 0 | 0 | 0
BART SO2 Annual Rate-Seminole 1&2 -v5.13 | 171 | 7231 | Rate Constraint in lbs/MMBtu | FALSE | L | Annual | Allowances Sold SO2 | Thousand Tons | 0 | 0 | 0 | 0 | 0 | 0 | 0
BART SO2 Annual Rate-Seminole 1&2 -v5.13 | 171 | 7231 | Rate Constraint in lbs/MMBtu | FALSE | L | Annual | Allowances Banked | Thousand Tons | 0 | 0 | 0 | 0 | 0 | 0 | 0
BART SO2 Annual Rate-Seminole 1&2 -v5.13 | 171 | 7231 | Rate Constraint in lbs/MMBtu | FALSE | L | Annual | Allowances Withdrawn (1:1) | Thousand Tons | 0 | 0 | 0 | 0 | 0 | 0 | 0
BART SO2 Annual Rate-Seminole 1&2 -v5.13 | 171 | 7231 | Rate Constraint in lbs/MMBtu | FALSE | L | Annual | Allowances Withdrawn (n:1) | Thousand Tons | 0 | 0 | 0 | 0 | 0 | 0 | 0
BART SO2 Annual Rate-Seminole 1&2 -v5.13 | 171 | 7231 | Rate Constraint in lbs/MMBtu | FALSE | L | Annual | Net Emissions Allowance Position | Thousand Tons | 0.29988 | 0.84679 | 0 | 0 | 0 | 0 | 0
BART SO2 Annual Rate-Seminole 1&2 -v5.13 | 171 | 7231 | Rate Constraint in lbs/MMBtu | FALSE | L | Annual | Fuel Consumed | TBtu | 5.4822 | 15.4806 | 0 | 0 | 0 | 0 | 0
BART SO2 Annual Rate-Seminole 1&2 -v5.13 | 171 | 7231 | Rate Constraint in lbs/MMBtu | FALSE | L | Annual | Rate | lb/MMBtu | 0.1094 | 0.1094 | 0 | 0 | 0 | 0 | 0
BART SO2 Annual Rate-Seminole 1&2 -v5.13 | 171 | 7231 | Rate Constraint in lbs/MMBtu | FALSE | L | Annual | Generation | TWh | 0.55538 | 1.5683 | 0 | 0 | 0 | 0 | 0
BART SO2 Annual Rate-Seminole 1&2 -v5.13 | 171 | 7231 | Rate Constraint in lbs/MMBtu | FALSE | L | Annual | Qualifying Generation | TWh | 0.55538 | 1.5683 | 0 | 0 | 0 | 0 | 0
BART SO2 Annual Rate-Seminole 1&2 -v5.13 | 171 | 7231 | Rate Constraint in lbs/MMBtu | FALSE | L | Annual | Rate | lb/MWh | 1.0799 | 1.0799 | 0 | 0 | 0 | 0 | 0
BART SO2 Annual Rate-Seminole 1&2 -v5.13 | 171 | 7231 | Rate Constraint in lbs/MMBtu | FALSE | L | Annual | Constraint Shadow Price | US2022$/Ton | 0 | 0 | 0 | 0 | 0 | 0 | 0
BART SO2 Annual- Roseton 1- v5.16 | 172 | 7247 | Rate Constraint in lbs/MMBtu | FALSE | L | Annual | Seasons Included | Seasons | Winter, Spring, Summer, Fall | Winter, Spring, Summer, Fall | Winter, Spring, Summer, Fall | Winter, Spring, Summer, Fall | Winter, Spring, Summer, Fall | Winter, Spring, Summer, Fall | Winter, Spring, Summer, Fall
BART SO2 Annual- Roseton 1- v5.16 | 172 | 7247 | Rate Constraint in lbs/MMBtu | FALSE | L | Annual | Standard SO2 | lb/MMBtu | 0.55 | 0.55 | 0.55 | 0.55 | 0.55 | 0.55 | 0.55
BART SO2 Annual- Roseton 1- v5.16 | 172 | 7247 | Rate Constraint in lbs/MMBtu | FALSE | L | Annual | Emissions at Affected Plants SO2 | Thousand Tons | 0 | 0 | 0 | 0 | 0 | 0 | 0
BART SO2 Annual- Roseton 1- v5.16 | 172 | 7247 | Rate Constraint in lbs/MMBtu | FALSE | L | Annual | Allowances Purchased SO2 | Thousand Tons | 0 | 0 | 0 | 0 | 0 | 0 | 0
BART SO2 Annual- Roseton 1- v5.16 | 172 | 7247 | Rate Constraint in lbs/MMBtu | FALSE | L | Annual | Allowances Sold SO2 | Thousand Tons | 0 | 0 | 0 | 0 | 0 | 0 | 0
BART SO2 Annual- Roseton 1- v5.16 | 172 | 7247 | Rate Constraint in lbs/MMBtu | FALSE | L | Annual | Allowances Banked | Thousand Tons | 0 | 0 | 0 | 0 | 0 | 0 | 0
BART SO2 Annual- Roseton 1- v5.16 | 172 | 7247 | Rate Constraint in lbs/MMBtu | FALSE | L | Annual | Allowances Withdrawn (1:1) | Thousand Tons | 0 | 0 | 0 | 0 | 0 | 0 | 0
BART SO2 Annual- Roseton 1- v5.16 | 172 | 7247 | Rate Constraint in lbs/MMBtu | FALSE | L | Annual | Allowances Withdrawn (n:1) | Thousand Tons | 0 | 0 | 0 | 0 | 0 | 0 | 0
BART SO2 Annual- Roseton 1- v5.16 | 172 | 7247 | Rate Constraint in lbs/MMBtu | FALSE | L | Annual | Net Emissions Allowance Position | Thousand Tons | 0 | 0 | 0 | 0 | 0 | 0 | 0
BART SO2 Annual- Roseton 1- v5.16 | 172 | 7247 | Rate Constraint in lbs/MMBtu | FALSE | L | Annual | Fuel Consumed | TBtu | 0 | 0 | 0 | 0 | 0 | 0 | 0
BART SO2 Annual- Roseton 1- v5.16 | 172 | 7247 | Rate Constraint in lbs/MMBtu | FALSE | L | Annual | Rate | lb/MMBtu | 0 | 0 | 0 | 0 | 0 | 0 | 0
BART SO2 Annual- Roseton 1- v5.16 | 172 | 7247 | Rate Constraint in lbs/MMBtu | FALSE | L | Annual | Generation | TWh | 0 | 0 | 0 | 0 | 0 | 0 | 0
BART SO2 Annual- Roseton 1- v5.16 | 172 | 7247 | Rate Constraint in lbs/MMBtu | FALSE | L | Annual | Qualifying Generation | TWh | 0 | 0 | 0 | 0 | 0 | 0 | 0
BART SO2 Annual- Roseton 1- v5.16 | 172 | 7247 | Rate Constraint in lbs/MMBtu | FALSE | L | Annual | Rate | lb/MWh | 0 | 0 | 0 | 0 | 0 | 0 | 0
BART SO2 Annual- Roseton 1- v5.16 | 172 | 7247 | Rate Constraint in lbs/MMBtu | FALSE | L | Annual | Constraint Shadow Price | US2022$/Ton | 0 | 0 | 0 | 0 | 0 | 0 | 0
BART SO2 Annual- Roseton 2- v5.16 | 173 | 7248 | Rate Constraint in lbs/MMBtu | FALSE | L | Annual | Seasons Included | Seasons | Winter, Spring, Summer, Fall | Winter, Spring, Summer, Fall | Winter, Spring, Summer, Fall | Winter, Spring, Summer, Fall | Winter, Spring, Summer, Fall | Winter, Spring, Summer, Fall | Winter, Spring, Summer, Fall
BART SO2 Annual- Roseton 2- v5.16 | 173 | 7248 | Rate Constraint in lbs/MMBtu | FALSE | L | Annual | Standard SO2 | lb/MMBtu | 0.55 | 0.55 | 0.55 | 0.55 | 0.55 | 0.55 | 0.55
BART SO2 Annual- Roseton 2- v5.16 | 173 | 7248 | Rate Constraint in lbs/MMBtu | FALSE | L | Annual | Emissions at Affected Plants SO2 | Thousand Tons | 0 | 0 | 0 | 0 | 0 | 0 | 0
BART SO2 Annual- Roseton 2- v5.16 | 173 | 7248 | Rate Constraint in lbs/MMBtu | FALSE | L | Annual | Allowances Purchased SO2 | Thousand Tons | 0 | 0 | 0 | 0 | 0 | 0 | 0
BART SO2 Annual- Roseton 2- v5.16 | 173 | 7248 | Rate Constraint in lbs/MMBtu | FALSE | L | Annual | Allowances Sold SO2 | Thousand Tons | 0 | 0 | 0 | 0 | 0 | 0 | 0
BART SO2 Annual- Roseton 2- v5.16 | 173 | 7248 | Rate Constraint in lbs/MMBtu | FALSE | L | Annual | Allowances Banked | Thousand Tons | 0 | 0 | 0 | 0 | 0 | 0 | 0
BART SO2 Annual- Roseton 2- v5.16 | 173 | 7248 | Rate Constraint in lbs/MMBtu | FALSE | L | Annual | Allowances Withdrawn (1:1) | Thousand Tons | 0 | 0 | 0 | 0 | 0 | 0 | 0
BART SO2 Annual- Roseton 2- v5.16 | 173 | 7248 | Rate Constraint in lbs/MMBtu | FALSE | L | Annual | Allowances Withdrawn (n:1) | Thousand Tons | 0 | 0 | 0 | 0 | 0 | 0 | 0
BART SO2 Annual- Roseton 2- v5.16 | 173 | 7248 | Rate Constraint in lbs/MMBtu | FALSE | L | Annual | Net Emissions Allowance Position | Thousand Tons | 0 | 0 | 0 | 0 | 0 | 0 | 0
BART SO2 Annual- Roseton 2- v5.16 | 173 | 7248 | Rate Constraint in lbs/MMBtu | FALSE | L | Annual | Fuel Consumed | TBtu | 0 | 0 | 0 | 0 | 0 | 0 | 0
BART SO2 Annual- Roseton 2- v5.16 | 173 | 7248 | Rate Constraint in lbs/MMBtu | FALSE | L | Annual | Rate | lb/MMBtu | 0 | 0 | 0 | 0 | 0 | 0 | 0
BART SO2 Annual- Roseton 2- v5.16 | 173 | 7248 | Rate Constraint in lbs/MMBtu | FALSE | L | Annual | Generation | TWh | 0 | 0 | 0 | 0 | 0 | 0 | 0
BART SO2 Annual- Roseton 2- v5.16 | 173 | 7248 | Rate Constraint in lbs/MMBtu | FALSE | L | Annual | Qualifying Generation | TWh | 0 | 0 | 0 | 0 | 0 | 0 | 0
BART SO2 Annual- Roseton 2- v5.16 | 173 | 7248 | Rate Constraint in lbs/MMBtu | FALSE | L | Annual | Rate | lb/MWh | 0 | 0 | 0 | 0 | 0 | 0 | 0
BART SO2 Annual- Roseton 2- v5.16 | 173 | 7248 | Rate Constraint in lbs/MMBtu | FALSE | L | Annual | Constraint Shadow Price | US2022$/Ton | 0 | 0 | 0 | 0 | 0 | 0 | 0
BART SO2 Annual- Sherburne County 3- v5.16 | 174 | 7246 | Rate Constraint in lbs/MMBtu | FALSE | L | Annual | Seasons Included | Seasons | Winter, Spring, Summer, Fall | Winter, Spring, Summer, Fall | Winter, Spring, Summer, Fall | Winter, Spring, Summer, Fall | Winter, Spring, Summer, Fall | Winter, Spring, Summer, Fall | Winter, Spring, Summer, Fall
BART SO2 Annual- Sherburne County 3- v5.16 | 174 | 7246 | Rate Constraint in lbs/MMBtu | FALSE | L | Annual | Standard SO2 | lb/MMBtu | 0.29 | 0.29 | 0.29 | 0.29 | 0.29 | 0.29 | 0.29
BART SO2 Annual- Sherburne County 3- v5.16 | 174 | 7246 | Rate Constraint in lbs/MMBtu | FALSE | L | Annual | Emissions at Affected Plants SO2 | Thousand Tons | 4.093 | 4.8998 | 0 | 0 | 0 | 0 | 0
BART SO2 Annual- Sherburne County 3- v5.16 | 174 | 7246 | Rate Constraint in lbs/MMBtu | FALSE | L | Annual | Allowances Purchased SO2 | Thousand Tons | 0 | 0 | 0 | 0 | 0 | 0 | 0
BART SO2 Annual- Sherburne County 3- v5.16 | 174 | 7246 | Rate Constraint in lbs/MMBtu | FALSE | L | Annual | Allowances Sold SO2 | Thousand Tons | 0 | 0 | 0 | 0 | 0 | 0 | 0
BART SO2 Annual- Sherburne County 3- v5.16 | 174 | 7246 | Rate Constraint in lbs/MMBtu | FALSE | L | Annual | Allowances Banked | Thousand Tons | 0 | 0 | 0 | 0 | 0 | 0 | 0
BART SO2 Annual- Sherburne County 3- v5.16 | 174 | 7246 | Rate Constraint in lbs/MMBtu | FALSE | L | Annual | Allowances Withdrawn (1:1) | Thousand Tons | 0 | 0 | 0 | 0 | 0 | 0 | 0
BART SO2 Annual- Sherburne County 3- v5.16 | 174 | 7246 | Rate Constraint in lbs/MMBtu | FALSE | L | Annual | Allowances Withdrawn (n:1) | Thousand Tons | 0 | 0 | 0 | 0 | 0 | 0 | 0
BART SO2 Annual- Sherburne County 3- v5.16 | 174 | 7246 | Rate Constraint in lbs/MMBtu | FALSE | L | Annual | Net Emissions Allowance Position | Thousand Tons | 4.093 | 4.8998 | 0 | 0 | 0 | 0 | 0
BART SO2 Annual- Sherburne County 3- v5.16 | 174 | 7246 | Rate Constraint in lbs/MMBtu | FALSE | L | Annual | Fuel Consumed | TBtu | 49.4142 | 59.1552 | 0 | 0 | 0 | 0 | 0
BART SO2 Annual- Sherburne County 3- v5.16 | 174 | 7246 | Rate Constraint in lbs/MMBtu | FALSE | L | Annual | Rate | lb/MMBtu | 0.16566 | 0.16566 | 0 | 0 | 0 | 0 | 0
BART SO2 Annual- Sherburne County 3- v5.16 | 174 | 7246 | Rate Constraint in lbs/MMBtu | FALSE | L | Annual | Generation | TWh | 4.9325 | 5.9049 | 0 | 0 | 0 | 0 | 0
BART SO2 Annual- Sherburne County 3- v5.16 | 174 | 7246 | Rate Constraint in lbs/MMBtu | FALSE | L | Annual | Qualifying Generation | TWh | 4.9325 | 5.9049 | 0 | 0 | 0 | 0 | 0
BART SO2 Annual- Sherburne County 3- v5.16 | 174 | 7246 | Rate Constraint in lbs/MMBtu | FALSE | L | Annual | Rate | lb/MWh | 1.6596 | 1.6596 | 0 | 0 | 0 | 0 | 0
BART SO2 Annual- Sherburne County 3- v5.16 | 174 | 7246 | Rate Constraint in lbs/MMBtu | FALSE | L | Annual | Constraint Shadow Price | US2022$/Ton | 0 | 0 | 0 | 0 | 0 | 0 | 0
BART SO2 Annual- White Bluff 1- v6.20 | 175 | 7641 | Rate Constraint in lbs/MMBtu | FALSE | L | Annual | Seasons Included | Seasons | Winter, Spring, Summer, Fall | Winter, Spring, Summer, Fall | Winter, Spring, Summer, Fall | Winter, Spring, Summer, Fall | Winter, Spring, Summer, Fall | Winter, Spring, Summer, Fall | Winter, Spring, Summer, Fall
BART SO2 Annual- White Bluff 1- v6.20 | 175 | 7641 | Rate Constraint in lbs/MMBtu | FALSE | L | Annual | Standard SO2 | lb/MMBtu | 0.6 | 0.6 | 0.6 | 0.6 | 0.6 | 0.6 | 0.6
BART SO2 Annual- White Bluff 1- v6.20 | 175 | 7641 | Rate Constraint in lbs/MMBtu | FALSE | L | Annual | Emissions at Affected Plants SO2 | Thousand Tons | 10.3647 | 0 | 0 | 0 | 0 | 0 | 0
BART SO2 Annual- White Bluff 1- v6.20 | 175 | 7641 | Rate Constraint in lbs/MMBtu | FALSE | L | Annual | Allowances Purchased SO2 | Thousand Tons | 0 | 0 | 0 | 0 | 0 | 0 | 0
BART SO2 Annual- White Bluff 1- v6.20 | 175 | 7641 | Rate Constraint in lbs/MMBtu | FALSE | L | Annual | Allowances Sold SO2 | Thousand Tons | 0 | 0 | 0 | 0 | 0 | 0 | 0
BART SO2 Annual- White Bluff 1- v6.20 | 175 | 7641 | Rate Constraint in lbs/MMBtu | FALSE | L | Annual | Allowances Banked | Thousand Tons | 0 | 0 | 0 | 0 | 0 | 0 | 0
BART SO2 Annual- White Bluff 1- v6.20 | 175 | 7641 | Rate Constraint in lbs/MMBtu | FALSE | L | Annual | Allowances Withdrawn (1:1) | Thousand Tons | 0 | 0 | 0 | 0 | 0 | 0 | 0
BART SO2 Annual- White Bluff 1- v6.20 | 175 | 7641 | Rate Constraint in lbs/MMBtu | FALSE | L | Annual | Allowances Withdrawn (n:1) | Thousand Tons | 0 | 0 | 0 | 0 | 0 | 0 | 0
BART SO2 Annual- White Bluff 1- v6.20 | 175 | 7641 | Rate Constraint in lbs/MMBtu | FALSE | L | Annual | Net Emissions Allowance Position | Thousand Tons | 10.3647 | 0 | 0 | 0 | 0 | 0 | 0
BART SO2 Annual- White Bluff 1- v6.20 | 175 | 7641 | Rate Constraint in lbs/MMBtu | FALSE | L | Annual | Fuel Consumed | TBtu | 39.6873 | 9.7456 | 0 | 0 | 0 | 0 | 0
BART SO2 Annual- White Bluff 1- v6.20 | 175 | 7641 | Rate Constraint in lbs/MMBtu | FALSE | L | Annual | Rate | lb/MMBtu | 0.52232 | 0 | 0 | 0 | 0 | 0 | 0
BART SO2 Annual- White Bluff 1- v6.20 | 175 | 7641 | Rate Constraint in lbs/MMBtu | FALSE | L | Annual | Generation | TWh | 3.839 | 0.89781 | 0 | 0 | 0 | 0 | 0
BART SO2 Annual- White Bluff 1- v6.20 | 175 | 7641 | Rate Constraint in lbs/MMBtu | FALSE | L | Annual | Qualifying Generation | TWh | 3.839 | 0.89781 | 0 | 0 | 0 | 0 | 0
BART SO2 Annual- White Bluff 1- v6.20 | 175 | 7641 | Rate Constraint in lbs/MMBtu | FALSE | L | Annual | Rate | lb/MWh | 5.3997 | 0 | 0 | 0 | 0 | 0 | 0
BART SO2 Annual- White Bluff 1- v6.20 | 175 | 7641 | Rate Constraint in lbs/MMBtu | FALSE | L | Annual | Constraint Shadow Price | US2022$/Ton | 0 | 0 | 0 | 0 | 0 | 0 | 0
BART SO2 Annual- White Bluff 2- v6.20 | 176 | 7642 | Rate Constraint in lbs/MMBtu | FALSE | L | Annual | Seasons Included | Seasons | Winter, Spring, Summer, Fall | Winter, Spring, Summer, Fall | Winter, Spring, Summer, Fall | Winter, Spring, Summer, Fall | Winter, Spring, Summer, Fall | Winter, Spring, Summer, Fall | Winter, Spring, Summer, Fall
BART SO2 Annual- White Bluff 2- v6.20 | 176 | 7642 | Rate Constraint in lbs/MMBtu | FALSE | L | Annual | Standard SO2 | lb/MMBtu | 0.6 | 0.6 | 0.6 | 0.6 | 0.6 | 0.6 | 0.6
BART SO2 Annual- White Bluff 2- v6.20 | 176 | 7642 | Rate Constraint in lbs/MMBtu | FALSE | L | Annual | Emissions at Affected Plants SO2 | Thousand Tons | 10.9553 | 0.1694 | 0.1261 | 0 | 0 | 0.11589 | 0.1483
BART SO2 Annual- White Bluff 2- v6.20 | 176 | 7642 | Rate Constraint in lbs/MMBtu | FALSE | L | Annual | Allowances Purchased SO2 | Thousand Tons | 0 | 0 | 0 | 0 | 0 | 0 | 0
BART SO2 Annual- White Bluff 2- v6.20 | 176 | 7642 | Rate Constraint in lbs/MMBtu | FALSE | L | Annual | Allowances Sold SO2 | Thousand Tons | 0 | 0 | 0 | 0 | 0 | 0 | 0
BART SO2 Annual- White Bluff 2- v6.20 | 176 | 7642 | Rate Constraint in lbs/MMBtu | FALSE | L | Annual | Allowances Banked | Thousand Tons | 0 | 0 | 0 | 0 | 0 | 0 | 0
BART SO2 Annual- White Bluff 2- v6.20 | 176 | 7642 | Rate Constraint in lbs/MMBtu | FALSE | L | Annual | Allowances Withdrawn (1:1) | Thousand Tons | 0 | 0 | 0 | 0 | 0 | 0 | 0
BART SO2 Annual- White Bluff 2- v6.20 | 176 | 7642 | Rate Constraint in lbs/MMBtu | FALSE | L | Annual | Allowances Withdrawn (n:1) | Thousand Tons | 0 | 0 | 0 | 0 | 0 | 0 | 0
BART SO2 Annual- White Bluff 2- v6.20 | 176 | 7642 | Rate Constraint in lbs/MMBtu | FALSE | L | Annual | Net Emissions Allowance Position | Thousand Tons | 10.9553 | 0.1694 | 0.1261 | 0 | 0 | 0.11589 | 0.1483
BART SO2 Annual- White Bluff 2- v6.20 | 176 | 7642 | Rate Constraint in lbs/MMBtu | FALSE | L | Annual | Fuel Consumed | TBtu | 41.9489 | 11.564 | 0.48283 | 0 | 0 | 0.44373 | 0.56784
BART SO2 Annual- White Bluff 2- v6.20 | 176 | 7642 | Rate Constraint in lbs/MMBtu | FALSE | L | Annual | Rate | lb/MMBtu | 0.52232 | 0.029297 | 0.52232 | 0 | 0 | 0.52232 | 0.52232
BART SO2 Annual- White Bluff 2- v6.20 | 176 | 7642 | Rate Constraint in lbs/MMBtu | FALSE | L | Annual | Generation | TWh | 4.1102 | 1.0821 | 0.047309 | 0 | 0 | 0.043478 | 0.055638
BART SO2 Annual- White Bluff 2- v6.20 | 176 | 7642 | Rate Constraint in lbs/MMBtu | FALSE | L | Annual | Qualifying Generation | TWh | 4.1102 | 1.0821 | 0.047309 | 0 | 0 | 0.043478 | 0.055638
BART SO2 Annual- White Bluff 2- v6.20 | 176 | 7642 | Rate Constraint in lbs/MMBtu | FALSE | L | Annual | Rate | lb/MWh | 5.3308 | 0.31308 | 5.3308 | 0 | 0 | 5.3308 | 5.3308
BART SO2 Annual- White Bluff 2- v6.20 | 176 | 7642 | Rate Constraint in lbs/MMBtu | FALSE | L | Annual | Constraint Shadow Price | US2022$/Ton | 0 | 0 | 0 | 0 | 0 | 0 | 0
BART SO2 Annual-Apache Station 2 -v5.13 | 177 | 7207 | Rate Constraint in lbs/MMBtu | FALSE | L | Annual | Seasons Included | Seasons | Winter, Spring, Summer, Fall | Winter, Spring, Summer, Fall | Winter, Spring, Summer, Fall | Winter, Spring, Summer, Fall | Winter, Spring, Summer, Fall | Winter, Spring, Summer, Fall | Winter, Spring, Summer, Fall
BART SO2 Annual-Apache Station 2 -v5.13 | 177 | 7207 | Rate Constraint in lbs/MMBtu | FALSE | L | Annual | Standard SO2 | lb/MMBtu | 0.00064 | 0.00064 | 0.00064 | 0.00064 | 0.00064 | 0.00064 | 0.00064
BART SO2 Annual-Apache Station 2 -v5.13 | 177 | 7207 | Rate Constraint in lbs/MMBtu | FALSE | L | Annual | Emissions at Affected Plants SO2 | Thousand Tons | 0 | 0 | 0 | 0 | 0 | 0 | 0
BART SO2 Annual-Apache Station 2 -v5.13 | 177 | 7207 | Rate Constraint in lbs/MMBtu | FALSE | L | Annual | Allowances Purchased SO2 | Thousand Tons | 0 | 0 | 0 | 0 | 0 | 0 | 0
BART SO2 Annual-Apache Station 2 -v5.13 | 177 | 7207 | Rate Constraint in lbs/MMBtu | FALSE | L | Annual | Allowances Sold SO2 | Thousand Tons | 0 | 0 | 0 | 0 | 0 | 0 | 0
BART SO2 Annual-Apache Station 2 -v5.13 | 177 | 7207 | Rate Constraint in lbs/MMBtu | FALSE | L | Annual | Allowances Banked | Thousand Tons | 0 | 0 | 0 | 0 | 0 | 0 | 0
BART SO2 Annual-Apache Station 2 -v5.13 | 177 | 7207 | Rate Constraint in lbs/MMBtu | FALSE | L | Annual | Allowances Withdrawn (1:1) | Thousand Tons | 0 | 0 | 0 | 0 | 0 | 0 | 0
BART SO2 Annual-Apache Station 2 -v5.13 | 177 | 7207 | Rate Constraint in lbs/MMBtu | FALSE | L | Annual | Allowances Withdrawn (n:1) | Thousand Tons | 0 | 0 | 0 | 0 | 0 | 0 | 0
BART SO2 Annual-Apache Station 2 -v5.13 | 177 | 7207 | Rate Constraint in lbs/MMBtu | FALSE | L | Annual | Net Emissions Allowance Position | Thousand Tons | 0 | 0 | 0 | 0 | 0 | 0 | 0
BART SO2 Annual-Apache Station 2 -v5.13 | 177 | 7207 | Rate Constraint in lbs/MMBtu | FALSE | L | Annual | Fuel Consumed | TBtu | 0.33913 | 0.33913 | 0.33913 | 0.33913 | 0.33913 | 0.33913 | 0.33913
BART SO2 Annual-Apache Station 2 -v5.13 | 177 | 7207 | Rate Constraint in lbs/MMBtu | FALSE | L | Annual | Rate | lb/MMBtu | 0 | 0 | 0 | 0 | 0 | 0 | 0
BART SO2 Annual-Apache Station 2 -v5.13 | 177 | 7207 | Rate Constraint in lbs/MMBtu | FALSE | L | Annual | Generation | TWh | 0.03066 | 0.03066 | 0.03066 | 0.03066 | 0.03066 | 0.03066 | 0.03066
BART SO2 Annual-Apache Station 2 -v5.13 | 177 | 7207 | Rate Constraint in lbs/MMBtu | FALSE | L | Annual | Qualifying Generation | TWh | 0.03066 | 0.03066 | 0.03066 | 0.03066 | 0.03066 | 0.03066 | 0.03066
BART SO2 Annual-Apache Station 2 -v5.13 | 177 | 7207 | Rate Constraint in lbs/MMBtu | FALSE | L | Annual | Rate | lb/MWh | 0 | 0 | 0 | 0 | 0 | 0 | 0
BART SO2 Annual-Apache Station 2 -v5.13 | 177 | 7207 | Rate Constraint in lbs/MMBtu | FALSE | L | Annual | Constraint Shadow Price | US2022$/Ton | 0 | 0 | 0 | 0 | 0 | 0 | 0
BART SO2 Annual-Apache Station 3 -v5.13 | 178 | 7208 | Rate Constraint in lbs/MMBtu | FALSE | L | Annual | Seasons Included | Seasons | Winter, Spring, Summer, Fall | Winter, Spring, Summer, Fall | Winter, Spring, Summer, Fall | Winter, Spring, Summer, Fall | Winter, Spring, Summer, Fall | Winter, Spring, Summer, Fall | Winter, Spring, Summer, Fall
BART SO2 Annual-Apache Station 3 -v5.13 | 178 | 7208 | Rate Constraint in lbs/MMBtu | FALSE | L | Annual | Standard SO2 | lb/MMBtu | 0.15 | 0.15 | 0.15 | 0.15 | 0.15 | 0.15 | 0.15
BART SO2 Annual-Apache Station 3 -v5.13 | 178 | 7208 | Rate Constraint in lbs/MMBtu | FALSE | L | Annual | Emissions at Affected Plants SO2 | Thousand Tons | 0.069614 | 0.069614 | 0 | 0 | 0 | 0 | 0
BART SO2 Annual-Apache Station 3 -v5.13 | 178 | 7208 | Rate Constraint in lbs/MMBtu | FALSE | L | Annual | Allowances Purchased SO2 | Thousand Tons | 0 | 0 | 0 | 0 | 0 | 0 | 0
BART SO2 Annual-Apache Station 3 -v5.13 | 178 | 7208 | Rate Constraint in lbs/MMBtu | FALSE | L | Annual | Allowances Sold SO2 | Thousand Tons | 0 | 0 | 0 | 0 | 0 | 0 | 0
BART SO2 Annual-Apache Station 3 -v5.13 | 178 | 7208 | Rate Constraint in lbs/MMBtu | FALSE | L | Annual | Allowances Banked | Thousand Tons | 0 | 0 | 0 | 0 | 0 | 0 | 0
BART SO2 Annual-Apache Station 3 -v5.13 | 178 | 7208 | Rate Constraint in lbs/MMBtu | FALSE | L | Annual | Allowances Withdrawn (1:1) | Thousand Tons | 0 | 0 | 0 | 0 | 0 | 0 | 0
BART SO2 Annual-Apache Station 3 -v5.13 | 178 | 7208 | Rate Constraint in lbs/MMBtu | FALSE | L | Annual | Allowances Withdrawn (n:1) | Thousand Tons | 0 | 0 | 0 | 0 | 0 | 0 | 0
BART SO2 Annual-Apache Station 3 -v5.13 | 178 | 7208 | Rate Constraint in lbs/MMBtu | FALSE | L | Annual | Net Emissions Allowance Position | Thousand Tons | 0.069614 | 0.069614 | 0 | 0 | 0 | 0 | 0
BART SO2 Annual-Apache Station 3 -v5.13 | 178 | 7208 | Rate Constraint in lbs/MMBtu | FALSE | L | Annual | Fuel Consumed | TBtu | 1.7771 | 1.7771 | 0 | 0 | 0 | 0 | 0
BART SO2 Annual-Apache Station 3 -v5.13 | 178 | 7208 | Rate Constraint in lbs/MMBtu | FALSE | L | Annual | Rate | lb/MMBtu | 0.078348 | 0.078348 | 0 | 0 | 0 | 0 | 0
BART SO2 Annual-Apache Station 3 -v5.13 | 178 | 7208 | Rate Constraint in lbs/MMBtu | FALSE | L | Annual | Generation | TWh | 0.1533 | 0.1533 | 0 | 0 | 0 | 0 | 0
BART SO2 Annual-Apache Station 3 -v5.13 | 178 | 7208 | Rate Constraint in lbs/MMBtu | FALSE | L | Annual | Qualifying Generation | TWh | 0.1533 | 0.1533 | 0 | 0 | 0 | 0 | 0
BART SO2 Annual-Apache Station 3 -v5.13 | 178 | 7208 | Rate Constraint in lbs/MMBtu | FALSE | L | Annual | Rate | lb/MWh | 0.90821 | 0.90821 | 0 | 0 | 0 | 0 | 0
BART SO2 Annual-Apache Station 3 -v5.13 | 178 | 7208 | Rate Constraint in lbs/MMBtu | FALSE | L | Annual | Constraint Shadow Price | US2022$/Ton | 0 | 0 | 0 | 0 | 0 | 0 | 0
BART SO2 Annual-Coronado U1B -v5.13 | 179 | 7214 | Rate Constraint in lbs/MMBtu | FALSE | L | Annual | Seasons Included | Seasons | Winter, Spring, Summer, Fall | Winter, Spring, Summer, Fall | Winter, Spring, Summer, Fall | Winter, Spring, Summer, Fall | Winter, Spring, Summer, Fall | Winter, Spring, Summer, Fall | Winter, Spring, Summer, Fall
BART SO2 Annual-Coronado U1B -v5.13 | 179 | 7214 | Rate Constraint in lbs/MMBtu | FALSE | L | Annual | Standard SO2 | lb/MMBtu | 0.06 | 0.06 | 0.06 | 0.06 | 0.06 | 0.06 | 0.06
BART SO2 Annual-Coronado U1B -v5.13 | 179 | 7214 | Rate Constraint in lbs/MMBtu | FALSE | L | Annual | Emissions at Affected Plants SO2 | Thousand Tons | 0.0042267 | 0.0055545 | 0 | 0 | 0 | 0 | 0
BART SO2 Annual-Coronado U1B -v5.13 | 179 | 7214 | Rate Constraint in lbs/MMBtu | FALSE | L | Annual | Allowances Purchased SO2 | Thousand Tons | 0 | 0 | 0 | 0 | 0 | 0 | 0
BART SO2 Annual-Coronado U1B -v5.13 | 179 | 7214 | Rate Constraint in lbs/MMBtu | FALSE | L | Annual | Allowances Sold SO2 | Thousand Tons | 0 | 0 | 0 | 0 | 0 | 0 | 0
BART SO2 Annual-Coronado U1B -v5.13 | 179 | 7214 | Rate Constraint in lbs/MMBtu | FALSE | L | Annual | Allowances Banked | Thousand Tons | 0 | 0 | 0 | 0 | 0 | 0 | 0
BART SO2 Annual-Coronado U1B -v5.13 | 179 | 7214 | Rate Constraint in lbs/MMBtu | FALSE | L | Annual | Allowances Withdrawn (1:1) | Thousand Tons | 0 | 0 | 0 | 0 | 0 | 0 | 0
BART SO2 Annual-Coronado U1B -v5.13 | 179 | 7214 | Rate Constraint in lbs/MMBtu | FALSE | L | Annual | Allowances Withdrawn (n:1) | Thousand Tons | 0 | 0 | 0 | 0 | 0 | 0 | 0
BART SO2 Annual-Coronado U1B -v5.13 | 179 | 7214 | Rate Constraint in lbs/MMBtu | FALSE | L | Annual | Net Emissions Allowance Position | Thousand Tons | 0.0042267 | 0.0055545 | 0 | 0 | 0 | 0 | 0
BART SO2 Annual-Coronado U1B -v5.13 | 179 | 7214 | Rate Constraint in lbs/MMBtu | FALSE | L | Annual | Fuel Consumed | TBtu | 0.14089 | 0.18515 | 0 | 0 | 0 | 0 | 0
BART SO2 Annual-Coronado U1B -v5.13 | 179 | 7214 | Rate Constraint in lbs/MMBtu | FALSE | L | Annual | Rate | lb/MMBtu | 0.06 | 0.06 | 0 | 0 | 0 | 0 | 0
BART SO2 Annual-Coronado U1B -v5.13 | 179 | 7214 | Rate Constraint in lbs/MMBtu | FALSE | L | Annual | Generation | TWh | 0.01327 | 0.017439 | 0 | 0 | 0 | 0 | 0
BART SO2 Annual-Coronado U1B -v5.13 | 179 | 7214 | Rate Constraint in lbs/MMBtu | FALSE | L | Annual | Qualifying Generation | TWh | 0.01327 | 0.017439 | 0 | 0 | 0 | 0 | 0
BART SO2 Annual-Coronado U1B -v5.13 | 179 | 7214 | Rate Constraint in lbs/MMBtu | FALSE | L | Annual | Rate | lb/MWh | 0.63702 | 0.63702 | 0 | 0 | 0 | 0 | 0
BART SO2 Annual-Coronado U1B -v5.13 | 179 | 7214 | Rate Constraint in lbs/MMBtu | FALSE | L | Annual | Constraint Shadow Price | US2022$/Ton | 0 | 0 | 0 | 0 | 0 | 0 | 0
BART SO2 Annual-Coronado U2B -v5.13 | 180 | 7215 | Rate Constraint in lbs/MMBtu | FALSE | L | Annual | Seasons Included | Seasons | Winter, Spring, Summer, Fall | Winter, Spring, Summer, Fall | Winter, Spring, Summer, Fall | Winter, Spring, Summer, Fall | Winter, Spring, Summer, Fall | Winter, Spring, Summer, Fall | Winter, Spring, Summer, Fall
BART SO2 Annual-Coronado U2B -v5.13 | 180 | 7215 | Rate Constraint in lbs/MMBtu | FALSE | L | Annual | Standard SO2 | lb/MMBtu | 0.06 | 0.06 | 0.06 | 0.06 | 0.06 | 0.06 | 0.06
BART SO2 Annual-Coronado U2B -v5.13 | 180 | 7215 | Rate Constraint in lbs/MMBtu | FALSE | L | Annual | Emissions at Affected Plants SO2 | Thousand Tons | 0.16326 | 0.64358 | 0 | 0 | 0 | 0 | 0
BART SO2 Annual-Coronado U2B -v5.13 | 180 | 7215 | Rate Constraint in lbs/MMBtu | FALSE | L | Annual | Allowances Purchased SO2 | Thousand Tons | 0 | 0 | 0 | 0 | 0 | 0 | 0
BART SO2 Annual-Coronado U2B -v5.13 | 180 | 7215 | Rate Constraint in lbs/MMBtu | FALSE | L | Annual | Allowances Sold SO2 | Thousand Tons | 0 | 0 | 0 | 0 | 0 | 0 | 0
BART SO2 Annual-Coronado U2B -v5.13 | 180 | 7215 | Rate Constraint in lbs/MMBtu | FALSE | L | Annual | Allowances Banked | Thousand Tons | 0 | 0 | 0 | 0 | 0 | 0 | 0
BART SO2 Annual-Coronado U2B -v5.13 | 180 | 7215 | Rate Constraint in lbs/MMBtu | FALSE | L | Annual | Allowances Withdrawn (1:1) | Thousand Tons | 0 | 0 | 0 | 0 | 0 | 0 | 0
BART SO2 Annual-Coronado U2B -v5.13 | 180 | 7215 | Rate Constraint in lbs/MMBtu | FALSE | L | Annual | Allowances Withdrawn (n:1) | Thousand Tons | 0 | 0 | 0 | 0 | 0 | 0 | 0
BART SO2 Annual-Coronado U2B -v5.13 | 180 | 7215 | Rate Constraint in lbs/MMBtu | FALSE | L | Annual | Net Emissions Allowance Position | Thousand Tons | 0.16326 | 0.64358 | 0 | 0 | 0 | 0 | 0
BART SO2 Annual-Coronado U2B -v5.13 | 180 | 7215 | Rate Constraint in lbs/MMBtu | FALSE | L | Annual | Fuel Consumed | TBtu | 5.442 | 21.4527 | 0 | 0 | 0 | 0 | 0
BART SO2 Annual-Coronado U2B -v5.13 | 180 | 7215 | Rate Constraint in lbs/MMBtu | FALSE | L | Annual | Rate | lb/MMBtu | 0.06 | 0.06 | 0 | 0 | 0 | 0 | 0
BART SO2 Annual-Coronado U2B -v5.13 | 180 | 7215 | Rate Constraint in lbs/MMBtu | FALSE | L | Annual | Generation | TWh | 0.50903 | 2.0066 | 0 | 0 | 0 | 0 | 0
BART SO2 Annual-Coronado U2B -v5.13 | 180 | 7215 | Rate Constraint in lbs/MMBtu | FALSE | L | Annual | Qualifying Generation | TWh | 0.50903 | 2.0066 | 0 | 0 | 0 | 0 | 0
BART SO2 Annual-Coronado U2B -v5.13 | 180 | 7215 | Rate Constraint in lbs/MMBtu | FALSE | L | Annual | Rate | lb/MWh | 0.64146 | 0.64146 | 0 | 0 | 0 | 0 | 0
BART SO2 Annual-Coronado U2B -v5.13 | 180 | 7215 | Rate Constraint in lbs/MMBtu | FALSE | L | Annual | Constraint Shadow Price | US2022$/Ton | 0 | 0 | 0 | 0 | 0 | 0 | 0
BART SO2 Annual-Craig C2 -v5.14 | 181 | 7201 | Rate Constraint in lbs/MMBtu | FALSE | L | Annual | Seasons Included | Seasons | Winter, Spring, Summer, Fall | Winter, Spring, Summer, Fall | Winter, Spring, Summer, Fall | Winter, Spring, Summer, Fall | Winter, Spring, Summer, Fall | Winter, Spring, Summer, Fall | Winter, Spring, Summer, Fall
BART SO2 Annual-Craig C2 -v5.14 | 181 | 7201 | Rate Constraint in lbs/MMBtu | FALSE | L | Annual | Standard SO2 | lb/MMBtu | 0.11 | 0.11 | 0.11 | 0.11 | 0.11 | 0.11 | 0.11
BART SO2 Annual-Craig C2 -v5.14 | 181 | 7201 | Rate Constraint in lbs/MMBtu | FALSE | L | Annual | Emissions at Affected Plants SO2 | Thousand Tons | 0.63807 | 0 | 0 | 0 | 0 | 0 | 0
BART SO2 Annual-Craig C2 -v5.14 | 181 | 7201 | Rate Constraint in lbs/MMBtu | FALSE | L | Annual | Allowances Purchased SO2 | Thousand Tons | 0 | 0 | 0 | 0 | 0 | 0 | 0
BART SO2 Annual-Craig C2 -v5.14 | 181 | 7201 | Rate Constraint in lbs/MMBtu | FALSE | L | Annual | Allowances Sold SO2 | Thousand Tons | 0 | 0 | 0 | 0 | 0 | 0 | 0
BART SO2 Annual-Craig C2 -v5.14 | 181 | 7201 | Rate Constraint in lbs/MMBtu | FALSE | L | Annual | Allowances Banked | Thousand Tons | 0 | 0 | 0 | 0 | 0 | 0 | 0
BART SO2 Annual-Craig C2 -v5.14 | 181 | 7201 | Rate Constraint in lbs/MMBtu | FALSE | L | Annual | Allowances Withdrawn (1:1) | Thousand Tons | 0 | 0 | 0 | 0 | 0 | 0 | 0
BART SO2 Annual-Craig C2 -v5.14 | 181 | 7201 | Rate Constraint in lbs/MMBtu | FALSE | L | Annual | Allowances Withdrawn (n:1) | Thousand Tons | 0 | 0 | 0 | 0 | 0 | 0 | 0
BART SO2 Annual-Craig C2 -v5.14 | 181 | 7201 | Rate Constraint in lbs/MMBtu | FALSE | L | Annual | Net Emissions Allowance Position | Thousand Tons | 0.63807 | 0 | 0 | 0 | 0 | 0 | 0
BART SO2 Annual-Craig C2 -v5.14 | 181 | 7201 | Rate Constraint in lbs/MMBtu | FALSE | L | Annual | Fuel Consumed | TBtu | 21.2691 | 0 | 0 | 0 | 0 | 0 | 0
BART SO2 Annual-Craig C2 -v5.14 | 181 | 7201 | Rate Constraint in lbs/MMBtu | FALSE | L | Annual | Rate | lb/MMBtu | 0.06 | 0 | 0 | 0 | 0 | 0 | 0
BART SO2 Annual-Craig C2 -v5.14 | 181 | 7201 | Rate Constraint in lbs/MMBtu | FALSE | L | Annual | Generation | TWh | 2.0771 | 0 | 0 | 0 | 0 | 0 | 0
BART SO2 Annual-Craig C2 -v5.14 | 181 | 7201 | Rate Constraint in lbs/MMBtu | FALSE | L | Annual | Qualifying Generation | TWh | 2.0771 | 0 | 0 | 0 | 0 | 0 | 0
BART SO2 Annual-Craig C2 -v5.14 | 181 | 7201 | Rate Constraint in lbs/MMBtu | FALSE | L | Annual | Rate | lb/MWh | 0.6144 | 0 | 0 | 0 | 0 | 0 | 0
BART SO2 Annual-Craig C2 -v5.14 | 181 | 7201 | Rate Constraint in lbs/MMBtu | FALSE | L | Annual | Constraint Shadow Price | US2022$/Ton | 0 | 0 | 0 | 0 | 0 | 0 | 0
BART SO2 Annual-Jeffrey Energy Center 1 -v5.13 | 182 | 7216 | Rate Constraint in lbs/MMBtu | FALSE | L | Annual | Seasons Included | Seasons | Winter, Spring, Summer, Fall | Winter, Spring, Summer, Fall | Winter, Spring, Summer, Fall | Winter, Spring, Summer, Fall | Winter, Spring, Summer, Fall | Winter, Spring, Summer, Fall | Winter, Spring, Summer, Fall
BART SO2 Annual-Jeffrey Energy Center 1 -v5.13 | 182 | 7216 | Rate Constraint in lbs/MMBtu | FALSE | L | Annual | Standard SO2 | lb/MMBtu | 0.15 | 0.15 | 0.15 | 0.15 | 0.15 | 0.15 | 0.15
BART SO2 Annual-Jeffrey Energy Center 1 -v5.13 | 182 | 7216 | Rate Constraint in lbs/MMBtu | FALSE | L | Annual | Emissions at Affected Plants SO2 | Thousand Tons | 1.235 | 1.3164 | 0 | 0 | 0 | 0 | 0
BART SO2 Annual-Jeffrey Energy Center 1 -v5.13 | 182 | 7216 | Rate Constraint in lbs/MMBtu | FALSE | L | Annual | Allowances Purchased SO2 | Thousand Tons | 0 | 0 | 0 | 0 | 0 | 0 | 0
BART SO2 Annual-Jeffrey Energy Center 1 -v5.13 | 182 | 7216 | Rate Constraint in lbs/MMBtu | FALSE | L | Annual | Allowances Sold SO2 | Thousand Tons | 0 | 0 | 0 | 0 | 0 | 0 | 0
BART SO2 Annual-Jeffrey Energy Center 1 -v5.13 | 182 | 7216 | Rate Constraint in lbs/MMBtu | FALSE | L | Annual | Allowances Banked | Thousand Tons | 0 | 0 | 0 | 0 | 0 | 0 | 0
BART SO2 Annual-Jeffrey Energy Center 1 -v5.13 | 182 | 7216 | Rate Constraint in lbs/MMBtu | FALSE | L | Annual | Allowances Withdrawn (1:1) | Thousand Tons | 0 | 0 | 0 | 0 | 0 | 0 | 0
BART SO2 Annual-Jeffrey Energy Center 1 -v5.13 | 182 | 7216 | Rate Constraint in lbs/MMBtu | FALSE | L | Annual | Allowances Withdrawn (n:1) | Thousand Tons | 0 | 0 | 0 | 0 | 0 | 0 | 0
BART SO2 Annual-Jeffrey Energy Center 1 -v5.13 | 182 | 7216 | Rate Constraint in lbs/MMBtu | FALSE | L | Annual | Net Emissions Allowance Position | Thousand Tons | 1.235 | 1.3164 | 0 | 0 | 0 | 0 | 0
BART SO2 Annual-Jeffrey Energy Center 1 -v5.13 | 182 | 7216 | Rate Constraint in lbs/MMBtu | FALSE | L | Annual | Fuel Consumed | TBtu | 41.1651 | 43.881 | 0 | 0 | 0 | 0 | 0
BART SO2 Annual-Jeffrey Energy Center 1 -v5.13 | 182 | 7216 | Rate Constraint in lbs/MMBtu | FALSE | L | Annual | Rate | lb/MMBtu | 0.06 | 0.06 | 0 | 0 | 0 | 0 | 0
BART SO2 Annual-Jeffrey Energy Center 1 -v5.13 | 182 | 7216 | Rate Constraint in lbs/MMBtu | FALSE | L | Annual | Generation | TWh | 3.7457 | 3.9928 | 0 | 0 | 0 | 0 | 0
BART SO2 Annual-Jeffrey Energy Center 1 -v5.13 | 182 | 7216 | Rate Constraint in lbs/MMBtu | FALSE | L | Annual | Qualifying Generation | TWh | 3.7457 | 3.9928 | 0 | 0 | 0 | 0 | 0
BART SO2 Annual-Jeffrey Energy Center 1 -v5.13 | 182 | 7216 | Rate Constraint in lbs/MMBtu | FALSE | L | Annual | Rate | lb/MWh | 0.6594 | 0.6594 | 0 | 0 | 0 | 0 | 0
BART SO2 Annual-Jeffrey Energy Center 1 -v5.13 | 182 | 7216 | Rate Constraint in lbs/MMBtu | FALSE | L | Annual | Constraint Shadow Price | US2022$/Ton | 0 | 0 | 0 | 0 | 0 | 0 | 0
BART SO2 Annual-Jeffrey Energy Center 2 -v5.13 | 183 | 7217 | Rate Constraint in lbs/MMBtu | FALSE | L | Annual | Seasons Included | Seasons | Winter, Spring, Summer, Fall | Winter, Spring, Summer, Fall | Winter, Spring, Summer, Fall | Winter, Spring, Summer, Fall | Winter, Spring, Summer, Fall | Winter, Spring, Summer, Fall | Winter, Spring, Summer, Fall
BART SO2 Annual-Jeffrey Energy Center 2 -v5.13 | 183 | 7217 | Rate Constraint in lbs/MMBtu | FALSE | L | Annual | Standard SO2 | lb/MMBtu | 0.15 | 0.15 | 0.15 | 0.15 | 0.15 | 0.15 | 0.15
BART SO2 Annual-Jeffrey Energy Center 2 -v5.13 | 183 | 7217 | Rate Constraint in lbs/MMBtu | FALSE | L | Annual | Emissions at Affected Plants SO2 | Thousand Tons | 0.85653 | 0.85653 | 0 | 0 | 0 | 0 | 0
BART SO2 Annual-Jeffrey Energy Center 2 -v5.13 | 183 | 7217 | Rate Constraint in lbs/MMBtu | FALSE | L | Annual | Allowances Purchased SO2 | Thousand Tons | 0 | 0 | 0 | 0 | 0 | 0 | 0
BART SO2 Annual-Jeffrey Energy Center 2 -v5.13 | 183 | 7217 | Rate Constraint in lbs/MMBtu | FALSE | L | Annual | Allowances Sold SO2 | Thousand Tons | 0 | 0 | 0 | 0 | 0 | 0 | 0
BART SO2 Annual-Jeffrey Energy Center 2 -v5.13 | 183 | 7217 | Rate Constraint in lbs/MMBtu | FALSE | L | Annual | Allowances Banked | Thousand Tons | 0 | 0 | 0 | 0 | 0 | 0 | 0
BART SO2 Annual-Jeffrey Energy Center 2 -v5.13 | 183 | 7217 | Rate Constraint in lbs/MMBtu | FALSE | L | Annual | Allowances Withdrawn (1:1) | Thousand Tons | 0 | 0 | 0 | 0 | 0 | 0 | 0
BART SO2 Annual-Jeffrey Energy Center 2 -v5.13 | 183 | 7217 | Rate Constraint in lbs/MMBtu | FALSE | L | Annual | Allowances Withdrawn (n:1) | Thousand Tons | 0 | 0 | 0 | 0 | 0 | 0 | 0
BART SO2 Annual-Jeffrey Energy Center 2 -v5.13 | 183 | 7217 | Rate Constraint in lbs/MMBtu | FALSE | L | Annual | Net Emissions Allowance Position | Thousand Tons | 0.85653 | 0.85653 | 0 | 0 | 0 | 0 | 0
BART SO2 Annual-Jeffrey Energy Center 2 -v5.13 | 183 | 7217 | Rate Constraint in lbs/MMBtu | FALSE | L | Annual | Fuel Consumed | TBtu | 28.5511 | 28.5511 | 0 | 0 | 0 | 0 | 0
BART SO2 Annual-Jeffrey Energy Center 2 -v5.13 | 183 | 7217 | Rate Constraint in lbs/MMBtu | FALSE | L | Annual | Rate | lb/MMBtu | 0.06 | 0.06 | 0 | 0 | 0 | 0 | 0
BART SO2 Annual-Jeffrey Energy Center 2 -v5.13 | 183 | 7217 | Rate Constraint in lbs/MMBtu | FALSE | L | Annual | Generation | TWh | 2.5618 | 2.5618 | 0 | 0 | 0 | 0 | 0
BART SO2 Annual-Jeffrey Energy Center 2 -v5.13 | 183 | 7217 | Rate Constraint in lbs/MMBtu | FALSE | L | Annual | Qualifying Generation | TWh | 2.5618 | 2.5618 | 0 | 0 | 0 | 0 | 0
BART SO2 Annual-Jeffrey Energy Center 2 -v5.13 | 183 | 7217 | Rate Constraint in lbs/MMBtu | FALSE | L | Annual | Rate | lb/MWh | 0.66869 | 0.66869 | 0 | 0 | 0 | 0 | 0
BART SO2 Annual-Jeffrey Energy Center 2 -v5.13 | 183 | 7217 | Rate Constraint in lbs/MMBtu | FALSE | L | Annual | Constraint Shadow Price | US2022$/Ton | 0 | 0 | 0 | 0 | 0 | 0 | 0
BART SO2 Annual-La Cygne 1 -v5.13 | 184 | 7218 | Rate Constraint in lbs/MMBtu | FALSE | L | Annual | Seasons Included | Seasons | Winter, Spring, Summer, Fall | Winter, Spring, Summer, Fall | Winter, Spring, Summer, Fall | Winter, Spring, Summer, Fall | Winter, Spring, Summer, Fall | Winter, Spring, Summer, Fall | Winter, Spring, Summer, Fall
BART SO2 Annual-La Cygne 1 -v5.13 | 184 | 7218 | Rate Constraint in lbs/MMBtu | FALSE | L | Annual | Standard SO2 | lb/MMBtu | 0.15 | 0.15 | 0.15 | 0.15 | 0.15 | 0.15 | 0.15
BART SO2 Annual-La Cygne 1 -v5.13 | 184 | 7218 | Rate Constraint in lbs/MMBtu | FALSE | L | Annual | Emissions at Affected Plants SO2 | Thousand Tons | 0 | 0 | 0 | 0 | 0 | 0 | 0
BART SO2 Annual-La Cygne 1 -v5.13 | 184 | 7218 | Rate Constraint in lbs/MMBtu | FALSE | L | Annual | Allowances Purchased SO2 | Thousand Tons | 0 | 0 | 0 | 0 | 0 | 0 | 0
BART SO2 Annual-La Cygne 1 -v5.13 | 184 | 7218 | Rate Constraint in lbs/MMBtu | FALSE | L | Annual | Allowances Sold SO2 | Thousand Tons | 0 | 0 | 0 | 0 | 0 | 0 | 0
BART SO2 Annual-La Cygne 1 -v5.13 | 184 | 7218 | Rate Constraint in lbs/MMBtu | FALSE | L | Annual | Allowances Banked | Thousand Tons | 0 | 0 | 0 | 0 | 0 | 0 | 0
BART SO2 Annual-La Cygne 1 -v5.13 | 184 | 7218 | Rate Constraint in lbs/MMBtu | FALSE | L | Annual | Allowances Withdrawn (1:1) | Thousand Tons | 0 | 0 | 0 | 0 | 0 | 0 | 0
BART SO2 Annual-La Cygne 1 -v5.13 | 184 | 7218 | Rate Constraint in lbs/MMBtu | FALSE | L | Annual | Allowances Withdrawn (n:1) | Thousand Tons | 0 | 0 | 0 | 0 | 0 | 0 | 0
BART SO2 Annual-La Cygne 1 -v5.13 | 184 | 7218 | Rate Constraint in lbs/MMBtu | FALSE | L | Annual | Net Emissions Allowance Position | Thousand Tons | 0 | 0 | 0 | 0 | 0 | 0 | 0
BART SO2 Annual-La Cygne 1 -v5.13 | 184 | 7218 | Rate Constraint in lbs/MMBtu | FALSE | L | Annual | Fuel Consumed | TBtu | 0 | 0 | 0 | 0 | 0 | 0 | 0
BART SO2 Annual-La Cygne 1 -v5.13 | 184 | 7218 | Rate Constraint in lbs/MMBtu | FALSE | L | Annual | Rate | lb/MMBtu | 0 | 0 | 0 | 0 | 0 | 0 | 0
BART SO2 Annual-La Cygne 1 -v5.13 | 184 | 7218 | Rate Constraint in lbs/MMBtu | FALSE | L | Annual | Generation | TWh | 0 | 0 | 0 | 0 | 0 | 0 | 0
BART SO2 Annual-La Cygne 1 -v5.13 | 184 | 7218 | Rate Constraint in lbs/MMBtu | FALSE | L | Annual | Qualifying Generation | TWh | 0 | 0 | 0 | 0 | 0 | 0 | 0
BART SO2 Annual-La Cygne 1 -v5.13 | 184 | 7218 | Rate Constraint in lbs/MMBtu | FALSE | L | Annual | Rate | lb/MWh | 0 | 0 | 0 | 0 | 0 | 0 | 0
BART SO2 Annual-La Cygne 1 -v5.13 | 184 | 7218 | Rate Constraint in lbs/MMBtu | FALSE | L | Annual | Constraint Shadow Price | US2022$/Ton | 0 | 0 | 0 | 0 | 0 | 0 | 0
BART SO2 Annual-La Cygne 2 -v5.13 | 185 | 7219 | Rate Constraint in lbs/MMBtu | FALSE | L | Annual | Seasons Included | Seasons | Winter, Spring, Summer, Fall | Winter, Spring, Summer, Fall | Winter, Spring, Summer, Fall | Winter, Spring, Summer, Fall | Winter, Spring, Summer, Fall | Winter, Spring, Summer, Fall | Winter, Spring, Summer, Fall
BART SO2 Annual-La Cygne 2 -v5.13 | 185 | 7219 | Rate Constraint in lbs/MMBtu | FALSE | L | Annual | Standard SO2 | lb/MMBtu | 0.15 | 0.15 | 0.15 | 0.15 | 0.15 | 0.15 | 0.15
BART SO2 Annual-La Cygne 2 -v5.13 | 185 | 7219 | Rate Constraint in lbs/MMBtu | FALSE | L | Annual | Emissions at Affected Plants SO2 | Thousand Tons | 1.1233 | 1.2468 | 0 | 0 | 0 | 0 | 0
BART SO2 Annual-La Cygne 2 -v5.13 | 185 | 7219 | Rate Constraint in lbs/MMBtu | FALSE | L | Annual | Allowances Purchased SO2 | Thousand Tons | 0 | 0 | 0 | 0 | 0 | 0 | 0
BART SO2 Annual-La Cygne 2 -v5.13 | 185 | 7219 | Rate Constraint in lbs/MMBtu | FALSE | L | Annual | Allowances Sold SO2 | Thousand Tons | 0 | 0 | 0 | 0 | 0 | 0 | 0
BART SO2 Annual-La Cygne 2 -v5.13 | 185 | 7219 | Rate Constraint in lbs/MMBtu | FALSE | L | Annual | Allowances Banked | Thousand Tons | 0 | 0 | 0 | 0 | 0 | 0 | 0
BART SO2 Annual-La Cygne 2 -v5.13 | 185 | 7219 | Rate Constraint in lbs/MMBtu | FALSE | L | Annual | Allowances Withdrawn (1:1) | Thousand Tons | 0 | 0 | 0 | 0 | 0 | 0 | 0
BART SO2 Annual-La Cygne 2 -v5.13 | 185 | 7219 | Rate Constraint in lbs/MMBtu | FALSE | L | Annual | Allowances Withdrawn (n:1) | Thousand Tons | 0 | 0 | 0 | 0 | 0 | 0 | 0
BART SO2 Annual-La Cygne 2 -v5.13 | 185 | 7219 | Rate Constraint in lbs/MMBtu | FALSE | L | Annual | Net Emissions Allowance Position | Thousand Tons | 1.1233 | 1.2468 | 0 | 0 | 0 | 0 | 0
BART SO2 Annual-La Cygne 2 -v5.13 | 185 | 7219 | Rate Constraint in lbs/MMBtu | FALSE | L | Annual | Fuel Consumed | TBtu | 39.316 | 43.6369 | 0 | 0 | 0 | 0 | 0
BART SO2 Annual-La Cygne 2 -v5.13 | 185 | 7219 | Rate Constraint in lbs/MMBtu | FALSE | L | Annual | Rate | lb/MMBtu | 0.057143 | 0.057143 | 0 | 0 | 0 | 0 | 0
BART SO2 Annual-La Cygne 2 -v5.13 | 185 | 7219 | Rate Constraint in lbs/MMBtu | FALSE | L | Annual | Generation | TWh | 3.5921 | 3.9869 | 0 | 0 | 0 | 0 | 0
BART SO2 Annual-La Cygne 2 -v5.13 | 185 | 7219 | Rate Constraint in lbs/MMBtu | FALSE | L | Annual | Qualifying Generation | TWh | 3.5921 | 3.9869 | 0 | 0 | 0 | 0 | 0
BART SO2 Annual-La Cygne 2 -v5.13 | 185 | 7219 | Rate Constraint in lbs/MMBtu | FALSE | L | Annual | Rate | lb/MWh | 0.62544 | 0.62544 | 0 | 0 | 0 | 0 | 0
BART SO2 Annual-La Cygne 2 -v5.13 | 185 | 7219 | Rate Constraint in lbs/MMBtu | FALSE | L | Annual | Constraint Shadow Price | US2022$/Ton | 0 | 0 | 0 | 0 | 0 | 0 | 0
BART SO2 Annual-Leland Olds 1 -v5.13 | 186 | 7220 | Rate Constraint in lbs/MMBtu | FALSE | L | Annual | Seasons Included | Seasons | Winter, Spring, Summer, Fall | Winter, Spring, Summer, Fall | Winter, Spring, Summer, Fall | Winter, Spring, Summer, Fall | Winter, Spring, Summer, Fall | Winter, Spring, Summer, Fall | Winter, Spring, Summer, Fall
BART SO2 Annual-Leland Olds 1 -v5.13 | 186 | 7220 | Rate Constraint in lbs/MMBtu | FALSE | L | Annual | Standard SO2 | lb/MMBtu | 0.15 | 0.15 | 0.15 | 0.15 | 0.15 | 0.15 | 0.15
BART SO2 Annual-Leland Olds 1 -v5.13 | 186 | 7220 | Rate Constraint in lbs/MMBtu | FALSE | L | Annual | Emissions at Affected Plants SO2 | Thousand Tons | 0 | 0 | 0 | 0 | 0 | 0 | 0
BART SO2 Annual-Leland Olds 1 -v5.13 | 186 | 7220 | Rate Constraint in lbs/MMBtu | FALSE | L | Annual | Allowances Purchased SO2 | Thousand Tons | 0 | 0 | 0 | 0 | 0 | 0 | 0
BART SO2 Annual-Leland Olds 1 -v5.13 | 186 | 7220 | Rate Constraint in lbs/MMBtu | FALSE | L | Annual | Allowances Sold SO2 | Thousand Tons | 0 | 0 | 0 | 0 | 0 | 0 | 0
BART SO2 Annual-Leland Olds 1 -v5.13 | 186 | 7220 | Rate Constraint in lbs/MMBtu | FALSE | L | Annual | Allowances Banked | Thousand Tons | 0 | 0 | 0 | 0 | 0 | 0 | 0
BART SO2 Annual-Leland Olds 1 -v5.13 | 186 | 7220 | Rate Constraint in lbs/MMBtu | FALSE | L | Annual | Allowances Withdrawn (1:1) | Thousand Tons | 0 | 0 | 0 | 0 | 0 | 0 | 0
BART SO2 Annual-Leland Olds 1 -v5.13 | 186 | 7220 | Rate Constraint in lbs/MMBtu | FALSE | L | Annual | Allowances Withdrawn (n:1) | Thousand Tons | 0 | 0 | 0 | 0 | 0 | 0 | 0
BART SO2 Annual-Leland Olds 1 -v5.13 | 186 | 7220 | Rate Constraint in lbs/MMBtu | FALSE | L | Annual | Net Emissions Allowance Position | Thousand Tons | 0 | 0 | 0 | 0 | 0 | 0 | 0
BART SO2 Annual-Leland Olds 1 -v5.13 | 186 | 7220 | Rate Constraint in lbs/MMBtu | FALSE | L | Annual | Fuel Consumed | TBtu | 0 | 0 | 0 | 0 | 0 | 0 | 0
BART SO2 Annual-Leland Olds 1 -v5.13 | 186 | 7220 | Rate Constraint in lbs/MMBtu | FALSE | L | Annual | Rate | lb/MMBtu | 0 | 0 | 0 | 0 | 0 | 0 | 0
BART SO2 Annual-Leland Olds 1 -v5.13 | 186 | 7220 | Rate Constraint in lbs/MMBtu | FALSE | L | Annual | Generation | TWh | 0 | 0 | 0 | 0 | 0 | 0 | 0
BART SO2 Annual-Leland Olds 1 -v5.13 | 186 | 7220 | Rate Constraint in lbs/MMBtu | FALSE | L | Annual | Qualifying Generation | TWh | 0 | 0 | 0 | 0 | 0 | 0 | 0
BART SO2 Annual-Leland Olds 1 -v5.13 | 186 | 7220 | Rate Constraint in lbs/MMBtu | FALSE | L | Annual | Rate | lb/MWh | 0 | 0 | 0 | 0 | 0 | 0 | 0
BART SO2 Annual-Leland Olds 1 -v5.13 | 186 | 7220 | Rate Constraint in lbs/MMBtu | FALSE | L | Annual | Constraint Shadow Price | US2022$/Ton | 0 | 0 | 0 | 0 | 0 | 0 | 0
BART SO2 Annual-Leland Olds 2 -v5.13 | 187 | 7221 | Rate Constraint in lbs/MMBtu | FALSE | L | Annual | Seasons Included | Seasons | Winter, Spring, Summer, Fall | Winter, Spring, Summer, Fall | Winter, Spring, Summer, Fall | Winter, Spring, Summer, Fall | Winter, Spring, Summer, Fall | Winter, Spring, Summer, Fall | Winter, Spring, Summer, Fall
BART SO2 Annual-Leland Olds 2 -v5.13 | 187 | 7221 | Rate Constraint in lbs/MMBtu | FALSE | L | Annual | Standard SO2 | lb/MMBtu | 0.15 | 0.15 | 0.15 | 0.15 | 0.15 | 0.15 | 0.15
BART SO2 Annual-Leland Olds 2 -v5.13 | 187 | 7221 | Rate Constraint in lbs/MMBtu | FALSE | L | Annual | Emissions at Affected Plants SO2 | Thousand Tons | 0 | 0 | 0 | 0 | 0 | 0 | 0
BART SO2 Annual-Leland Olds 2 -v5.13 | 187 | 7221 | Rate Constraint in lbs/MMBtu | FALSE | L | Annual | Allowances Purchased SO2 | Thousand Tons | 0 | 0 | 0 | 0 | 0 | 0 | 0
BART SO2 Annual-Leland Olds 2 -v5.13 | 187 | 7221 | Rate Constraint in lbs/MMBtu | FALSE | L | Annual | Allowances Sold SO2 | Thousand Tons | 0 | 0 | 0 | 0 | 0 | 0 | 0
BART SO2 Annual-Leland Olds 2 -v5.13 | 187 | 7221 | Rate Constraint in lbs/MMBtu | FALSE | L | Annual | Allowances Banked | Thousand Tons | 0 | 0 | 0 | 0 | 0 | 0 | 0
BART SO2 Annual-Leland Olds 2 -v5.13 | 187 | 7221 | Rate Constraint in lbs/MMBtu | FALSE | L | Annual | Allowances Withdrawn (1:1) | Thousand Tons | 0 | 0 | 0 | 0 | 0 | 0 | 0
BART SO2 Annual-Leland Olds 2 -v5.13 | 187 | 7221 | Rate Constraint in lbs/MMBtu | FALSE | L | Annual | Allowances Withdrawn (n:1) | Thousand Tons | 0 | 0 | 0 | 0 | 0 | 0 | 0
BART SO2 Annual-Leland Olds 2 -v5.13 | 187 | 7221 | Rate Constraint in lbs/MMBtu | FALSE | L | Annual | Net Emissions Allowance Position | Thousand Tons | 0 | 0 | 0 | 0 | 0 | 0 | 0
BART SO2 Annual-Leland Olds 2 -v5.13 | 187 | 7221 | Rate Constraint in lbs/MMBtu | FALSE | L | Annual | Fuel Consumed | TBtu | 0 | 0 | 0 | 0 | 0 | 0 | 0
BART SO2 Annual-Leland Olds 2 -v5.13 | 187 | 7221 | Rate Constraint in lbs/MMBtu | FALSE | L | Annual | Rate | lb/MMBtu | 0 | 0 | 0 | 0 | 0 | 0 | 0
BART SO2 Annual-Leland Olds 2 -v5.13 | 187 | 7221 | Rate Constraint in lbs/MMBtu | FALSE | L | Annual | Generation | TWh | 0 | 0 | 0 | 0 | 0 | 0 | 0
BART SO2 Annual-Leland Olds 2 -v5.13 | 187 | 7221 | Rate Constraint in lbs/MMBtu | FALSE | L | Annual | Qualifying Generation | TWh | 0 | 0 | 0 | 0 | 0 | 0 | 0
BART SO2 Annual-Leland Olds 2 -v5.13 | 187 | 7221 | Rate Constraint in lbs/MMBtu | FALSE | L | Annual | Rate | lb/MWh | 0 | 0 | 0 | 0 | 0 | 0 | 0
BART SO2 Annual-Leland Olds 2 -v5.13 | 187 | 7221 | Rate Constraint in lbs/MMBtu | FALSE | L | Annual | Constraint Shadow Price | US2022$/Ton | 0 | 0 | 0 | 0 | 0 | 0 | 0
BART SO2 Annual-Milton R Young B1 -v5.13 | 188 | 7222 | Rate Constraint in lbs/MMBtu | FALSE | L | Annual | Seasons Included | Seasons | Winter, Spring, Summer, Fall | Winter, Spring, Summer, Fall | Winter, Spring, Summer, Fall | Winter, Spring, Summer, Fall | Winter, Spring, Summer, Fall | Winter, Spring, Summer, Fall | Winter, Spring, Summer, Fall
BART SO2 Annual-Milton R Young B1 -v5.13 | 188 | 7222 | Rate Constraint in lbs/MMBtu | FALSE | L | Annual | Standard SO2 | lb/MMBtu | 0.15 | 0.15 | 0.15 | 0.15 | 0.15 | 0.15 | 0.15
BART SO2 Annual-Milton R Young B1 -v5.13 | 188 | 7222 | Rate Constraint in lbs/MMBtu | FALSE | L | Annual | Emissions at Affected Plants SO2 | Thousand Tons | 0.62067 | 0.6406 | 0 | 0 | 0 | 0 | 0
BART SO2 Annual-Milton R Young B1 -v5.13 | 188 | 7222 | Rate Constraint in lbs/MMBtu | FALSE | L | Annual | Allowances Purchased SO2 | Thousand Tons | 0 | 0 | 0 | 0 | 0 | 0 | 0
BART SO2 Annual-Milton R Young B1 -v5.13 | 188 | 7222 | Rate Constraint in lbs/MMBtu | FALSE | L | Annual | Allowances Sold SO2 | Thousand Tons | 0 | 0 | 0 | 0 | 0 | 0 | 0
BART SO2 Annual-Milton R Young B1 -v5.13 | 188 | 7222 | Rate Constraint in lbs/MMBtu | FALSE | L | Annual | Allowances Banked | Thousand Tons | 0 | 0 | 0 | 0 | 0 | 0 | 0
BART SO2 Annual-Milton R Young B1 -v5.13 | 188 | 7222 | Rate Constraint in lbs/MMBtu | FALSE | L | Annual | Allowances Withdrawn (1:1) | Thousand Tons | 0 | 0 | 0 | 0 | 0 | 0 | 0
BART SO2 Annual-Milton R Young B1 -v5.13 | 188 | 7222 | Rate Constraint in lbs/MMBtu | FALSE | L | Annual | Allowances Withdrawn (n:1) | Thousand Tons | 0 | 0 | 0 | 0 | 0 | 0 | 0
BART SO2 Annual-Milton R Young B1 -v5.13 | 188 | 7222 | Rate Constraint in lbs/MMBtu | FALSE | L | Annual | Net Emissions Allowance Position | Thousand Tons | 0.62067 | 0.6406 | 0 | 0 | 0 | 0 | 0
BART SO2 Annual-Milton R Young B1 -v5.13 | 188 | 7222 | Rate Constraint in lbs/MMBtu | FALSE | L | Annual | Fuel Consumed | TBtu | 17.9812 | 18.5585 | 0 | 0 | 0 | 0 | 0
BART SO2 Annual-Milton R Young B1 -v5.13 | 188 | 7222 | Rate Constraint in lbs/MMBtu | FALSE | L | Annual | Rate | lb/MMBtu | 0.069036 | 0.069036 | 0 | 0 | 0 | 0 | 0
BART SO2 Annual-Milton R Young B1 -v5.13 | 188 | 7222 | Rate Constraint in lbs/MMBtu | FALSE | L | Annual | Generation | TWh | 1.546 | 1.5956 | 0 | 0 | 0 | 0 | 0
BART SO2 Annual-Milton R Young B1 -v5.13 | 188 | 7222 | Rate Constraint in lbs/MMBtu | FALSE | L | Annual | Qualifying Generation | TWh | 1.546 | 1.5956 | 0 | 0 | 0 | 0 | 0
BART SO2 Annual-Milton R Young B1 -v5.13 | 188 | 7222 | Rate Constraint in lbs/MMBtu | FALSE | L | Annual | Rate | lb/MWh | 0.80296 | 0.80296 | 0 | 0 | 0 | 0 | 0
BART SO2 Annual-Milton R Young B1 -v5.13 | 188 | 7222 | Rate Constraint in lbs/MMBtu | FALSE | L | Annual | Constraint Shadow Price | US2022$/Ton | 0 | 0 | 0 | 0 | 0 | 0 | 0
BART SO2 Annual-Milton R Young B2 -v5.13 | 189 | 7223 | Rate Constraint in lbs/MMBtu | FALSE | L | Annual | Seasons Included | Seasons | Winter, Spring, Summer, Fall | Winter, Spring, Summer, Fall | Winter, Spring, Summer, Fall | Winter, Spring, Summer, Fall | Winter, Spring, Summer, Fall | Winter, Spring, Summer, Fall | Winter, Spring, Summer, Fall
BART SO2 Annual-Milton R Young B2 -v5.13 | 189 | 7223 | Rate Constraint in lbs/MMBtu | FALSE | L | Annual | Standard SO2 | lb/MMBtu | 0.15 | 0.15 | 0.15 | 0.15 | 0.15 | 0.15 | 0.15
BART SO2 Annual-Milton R Young B2 -v5.13 | 189 | 7223 | Rate Constraint in lbs/MMBtu | FALSE | L | Annual | Emissions at Affected Plants SO2 | Thousand Tons | 1.1852 | 1.2858 | 1.3418 | 1.3418 | 0 | 0 | 0
BART SO2 Annual-Milton R Young B2 -v5.13 | 189 | 7223 | Rate Constraint in lbs/MMBtu | FALSE | L | Annual | Allowances Purchased SO2 | Thousand Tons | 0 | 0 | 0 | 0 | 0 | 0 | 0
BART SO2 Annual-Milton R Young B2 -v5.13 | 189 | 7223 | Rate Constraint in lbs/MMBtu | FALSE | L | Annual | Allowances Sold SO2 | Thousand Tons | 0 | 0 | 0 | 0 | 0 | 0 | 0
BART SO2 Annual-Milton R Young B2 -v5.13 | 189 | 7223 | Rate Constraint in lbs/MMBtu | FALSE | L | Annual | Allowances Banked | Thousand Tons | 0 | 0 | 0 | 0 | 0 | 0 | 0
BART SO2 Annual-Milton R Young B2 -v5.13 | 189 | 7223 | Rate Constraint in lbs/MMBtu | FALSE | L | Annual | Allowances Withdrawn (1:1) | Thousand Tons | 0 | 0 | 0 | 0 | 0 | 0 | 0
BART SO2 Annual-Milton R Young B2 -v5.13 | 189 | 7223 | Rate Constraint in lbs/MMBtu | FALSE | L | Annual | Allowances Withdrawn (n:1) | Thousand Tons | 0 | 0 | 0 | 0 | 0 | 0 | 0
BART SO2 Annual-Milton R Young B2 -v5.13 | 189 | 7223 | Rate Constraint in lbs/MMBtu | FALSE | L | Annual | Net Emissions Allowance Position | Thousand Tons | 1.1852 | 1.2858 | 1.3418 | 1.3418 | 0 | 0 | 0
BART SO2 Annual-Milton R Young B2 -v5.13 | 189 | 7223 | Rate Constraint in lbs/MMBtu | FALSE | L | Annual | Fuel Consumed | TBtu | 32.1203 | 34.8471 | 36.3656 | 36.3656 | 0 | 0 | 0
BART SO2 Annual-Milton R Young B2 -v5.13 | 189 | 7223 | Rate Constraint in lbs/MMBtu | FALSE | L | Annual | Rate | lb/MMBtu | 0.073797 | 0.073797 | 0.073797 | 0.073797 | 0 | 0 | 0
BART SO2 Annual-Milton R Young B2 -v5.13 | 189 | 7223 | Rate Constraint in lbs/MMBtu | FALSE | L | Annual | Generation | TWh | 2.8198 | 2.7584 | 2.0196 | 2.0196 | 0 | 0 | 0
BART SO2 Annual-Milton R Young B2 -v5.13 | 189 | 7223 | Rate Constraint in lbs/MMBtu | FALSE | L | Annual | Qualifying Generation | TWh | 2.8198 | 2.7584 | 2.0196 | 2.0196 | 0 | 0 | 0
BART SO2 Annual-Milton R Young B2 -v5.13 | 189 | 7223 | Rate Constraint in lbs/MMBtu | FALSE | L | Annual | Rate | lb/MWh | 0.84062 | 0.93227 | 1.3288 | 1.3288 | 0 | 0 | 0
BART SO2 Annual-Milton R Young B2 -v5.13 | 189 | 7223 | Rate Constraint in lbs/MMBtu | FALSE | L | Annual | Constraint Shadow Price | US2022$/Ton | 0 | 0 | 0 | 0 | 0 | 0 | 0
BART SO2 Annual-Muskogee 4 -v5.13 | 190 | 7224 | Rate Constraint in lbs/MMBtu | FALSE | L | Annual | Seasons Included | Seasons | Winter, Spring, Summer, Fall | Winter, Spring, Summer, Fall | Winter, Spring, Summer, Fall | Winter, Spring, Summer, Fall | Winter, Spring, Summer, Fall | Winter, Spring, Summer, Fall | Winter, Spring, Summer, Fall
BART SO2 Annual-Muskogee 4 -v5.13 | 190 | 7224 | Rate Constraint in lbs/MMBtu | FALSE | L | Annual | Standard SO2 | lb/MMBtu | 0.06 | 0.06 | 0.06 | 0.06 | 0.06 | 0.06 | 0.06
BART SO2 Annual-Muskogee 4 -v5.13 | 190 | 7224 | Rate Constraint in lbs/MMBtu | FALSE | L | Annual | Emissions at Affected Plants SO2 | Thousand Tons | 0 | 0 | 0 | 0 | 0 | 0 | 0
BART SO2 Annual-Muskogee 4 -v5.13 | 190 | 7224 | Rate Constraint in lbs/MMBtu | FALSE | L | Annual | Allowances Purchased SO2 | Thousand Tons | 0 | 0 | 0 | 0 | 0 | 0 | 0
BART SO2 Annual-Muskogee 4 -v5.13 | 190 | 7224 | Rate Constraint in lbs/MMBtu | FALSE | L | Annual | Allowances Sold SO2 | Thousand Tons | 0 | 0 | 0 | 0 | 0 | 0 | 0
BART SO2 Annual-Muskogee 4 -v5.13 | 190 | 7224 | Rate Constraint in lbs/MMBtu | FALSE | L | Annual | Allowances Banked | Thousand Tons | 0 | 0 | 0 | 0 | 0 | 0 | 0
BART SO2 Annual-Muskogee 4 -v5.13 | 190 | 7224 | Rate Constraint in lbs/MMBtu | FALSE | L | Annual | Allowances Withdrawn (1:1) | Thousand Tons | 0 | 0 | 0 | 0 | 0 | 0 | 0
BART SO2 Annual-Muskogee 4 -v5.13 | 190 | 7224 | Rate Constraint in lbs/MMBtu | FALSE | L | Annual | Allowances Withdrawn (n:1) | Thousand Tons | 0 | 0 | 0 | 0 | 0 | 0 | 0
BART SO2 Annual-Muskogee 4 -v5.13 | 190 | 7224 | Rate Constraint in lbs/MMBtu | FALSE | L | Annual | Net Emissions Allowance Position | Thousand Tons | 0 | 0 | 0 | 0 | 0 | 0 | 0
BART SO2 Annual-Muskogee 4 -v5.13 | 190 | 7224 | Rate Constraint in lbs/MMBtu | FALSE | L | Annual | Fuel Consumed | TBtu | 0.95574 | 0.95574 | 0.95574 | 0.95574 | 0.95574 | 0.95574 | 0.95574
BART SO2 Annual-Muskogee 4 -v5.13 | 190 | 7224 | Rate Constraint in lbs/MMBtu | FALSE | L | Annual | Rate | lb/MMBtu | 0 | 0 | 0 | 0 | 0 | 0 | 0
BART SO2 Annual-Muskogee 4 -v5.13 | 190 | 7224 | Rate Constraint in lbs/MMBtu | FALSE | L | Annual | Generation | TWh | 0.084797 | 0.084797 | 0.084797 | 0.084797 | 0.084797 | 0.084797 | 0.084797
BART SO2 Annual-Muskogee 4 -v5.13 | 190 | 7224 | Rate Constraint in lbs/MMBtu | FALSE | L | Annual | Qualifying Generation | TWh | 0.084797 | 0.084797 | 0.084797 | 0.084797 | 0.084797 | 0.084797 | 0.084797
BART SO2 Annual-Muskogee 4 -v5.13 | 190 | 7224 | Rate Constraint in lbs/MMBtu | FALSE | L | Annual | Rate | lb/MWh | 0 | 0 | 0 | 0 | 0 | 0 | 0
BART SO2 Annual-Muskogee 4 -v5.13 | 190 | 7224 | Rate Constraint in lbs/MMBtu | FALSE | L | Annual | Constraint Shadow Price | US2022$/Ton | 0 | 0 | 0 | 0 | 0 | 0 | 0
BART SO2 Annual-Muskogee 5 -v5.13 | 191 | 7225 | Rate Constraint in lbs/MMBtu | FALSE | L | Annual | Seasons Included | Seasons | Winter, Spring, Summer, Fall | Winter, Spring, Summer, Fall | Winter, Spring, Summer, Fall | Winter, Spring, Summer, Fall | Winter, Spring, Summer, Fall | Winter, Spring, Summer, Fall | Winter, Spring, Summer, Fall
BART SO2 Annual-Muskogee 5 -v5.13 | 191 | 7225 | Rate Constraint in lbs/MMBtu | FALSE | L | Annual | Standard SO2 | lb/MMBtu | 0.06 | 0.06 | 0.06 | 0.06 | 0.06 | 0.06 | 0.06
BART SO2 Annual-Muskogee 5 -v5.13 | 191 | 7225 | Rate Constraint in lbs/MMBtu | FALSE | L | Annual | Emissions at Affected Plants SO2 | Thousand Tons | 0 | 0 | 0 | 0 | 0 | 0 | 0
BART SO2 Annual-Muskogee 5 -v5.13 | 191 | 7225 | Rate Constraint in lbs/MMBtu | FALSE | L | Annual | Allowances Purchased SO2 | Thousand Tons | 0 | 0 | 0 | 0 | 0 | 0 | 0
BART SO2 Annual-Muskogee 5 -v5.13 | 191 | 7225 | Rate Constraint in lbs/MMBtu | FALSE | L | Annual | Allowances Sold SO2 | Thousand Tons | 0 | 0 | 0 | 0 | 0 | 0 | 0
BART SO2 Annual-Muskogee 5 -v5.13 | 191 | 7225 | Rate Constraint in lbs/MMBtu | FALSE | L | Annual | Allowances Banked | Thousand Tons | 0 | 0 | 0 | 0 | 0 | 0 | 0
BART SO2 Annual-Muskogee 5 -v5.13 | 191 | 7225 | Rate Constraint in lbs/MMBtu | FALSE | L | Annual | Allowances Withdrawn (1:1) | Thousand Tons | 0 | 0 | 0 | 0 | 0 | 0 | 0
BART SO2 Annual-Muskogee 5 -v5.13 | 191 | 7225 | Rate Constraint in lbs/MMBtu | FALSE | L | Annual | Allowances Withdrawn (n:1) | Thousand Tons | 0 | 0 | 0 | 0 | 0 | 0 | 0
BART SO2 Annual-Muskogee 5 -v5.13 | 191 | 7225 | Rate Constraint in lbs/MMBtu | FALSE | L | Annual | Net Emissions Allowance Position | Thousand Tons | 0 | 0 | 0 | 0 | 0 | 0 | 0
BART SO2 Annual-Muskogee 5 -v5.13 | 191 | 7225 | Rate Constraint in lbs/MMBtu | FALSE | L | Annual | Fuel Consumed | TBtu | 0.96279 | 0.96279 | 0.96279 | 0.96279 | 0.96279 | 0.96279 | 0.96279
BART SO2 Annual-Muskogee 5 -v5.13 | 191 | 7225 | Rate Constraint in lbs/MMBtu | FALSE | L | Annual | Rate | lb/MMBtu | 0 | 0 | 0 | 0 | 0 | 0 | 0
BART SO2 Annual-Muskogee 5 -v5.13 | 191 | 7225 | Rate Constraint in lbs/MMBtu | FALSE | L | Annual | Generation | TWh | 0.085498 | 0.085498 | 0.085498 | 0.085498 | 0.085498 | 0.085498 | 0.085498
BART SO2 Annual-Muskogee 5 -v5.13 | 191 | 7225 | Rate Constraint in lbs/MMBtu | FALSE | L | Annual | Qualifying Generation | TWh | 0.085498 | 0.085498 | 0.085498 | 0.085498 | 0.085498 | 0.085498 | 0.085498
BART SO2 Annual-Muskogee 5 -v5.13 | 191 | 7225 | Rate Constraint in lbs/MMBtu | FALSE | L | Annual | Rate | lb/MWh | 0 | 0 | 0 | 0 | 0 | 0 | 0
BART SO2 Annual-Muskogee 5 -v5.13 | 191 | 7225 | Rate Constraint in lbs/MMBtu | FALSE | L | Annual | Constraint Shadow Price | US2022$/Ton | 0 | 0 | 0 | 0 | 0 | 0 | 0
BART SO2 Annual-Nelson -v6.20 | 192 | 7238 | Rate Constraint in lbs/MMBtu | FALSE | L | Annual | Seasons Included | Seasons | Winter, Spring, Summer, Fall | Winter, Spring, Summer, Fall | Winter, Spring, Summer, Fall | Winter, Spring, Summer, Fall | Winter, Spring, Summer, Fall | Winter, Spring, Summer, Fall | Winter, Spring, Summer, Fall
BART SO2 Annual-Nelson -v6.20 | 192 | 7238 | Rate Constraint in lbs/MMBtu | FALSE | L | Annual | Standard SO2 | lb/MMBtu | 0.6 | 0.6 | 0.6 | 0.6 | 0.6 | 0.6 | 0.6
BART SO2 Annual-Nelson -v6.20 | 192 | 7238 | Rate Constraint in lbs/MMBtu | FALSE | L | Annual | Emissions at Affected Plants SO2 | Thousand Tons | 0 | 0 | 0 | 0 | 0 | 0 | 0
BART SO2 Annual-Nelson -v6.20 | 192 | 7238 | Rate Constraint in lbs/MMBtu | FALSE | L | Annual | Allowances Purchased SO2 | Thousand Tons | 0 | 0 | 0 | 0 | 0 | 0 | 0
BART SO2 Annual-Nelson -v6.20 | 192 | 7238 | Rate Constraint in lbs/MMBtu | FALSE | L | Annual | Allowances Sold SO2 | Thousand Tons | 0 | 0 | 0 | 0 | 0 | 0 | 0
BART SO2 Annual-Nelson -v6.20 | 192 | 7238 | Rate Constraint in lbs/MMBtu | FALSE | L | Annual | Allowances Banked | Thousand Tons | 0 | 0 | 0 | 0 | 0 | 0 | 0
BART SO2 Annual-Nelson -v6.20 | 192 | 7238 | Rate Constraint in lbs/MMBtu | FALSE | L | Annual | Allowances Withdrawn (1:1) | Thousand Tons | 0 | 0 | 0 | 0 | 0 | 0 | 0
BART SO2 Annual-Nelson -v6.20 | 192 | 7238 | Rate Constraint in lbs/MMBtu | FALSE | L | Annual | Allowances Withdrawn (n:1) | Thousand Tons | 0 | 0 | 0 | 0 | 0 | 0 | 0
BART SO2 Annual-Nelson -v6.20 | 192 | 7238 | Rate Constraint in lbs/MMBtu | FALSE | L | Annual | Net Emissions Allowance Position | Thousand Tons | 0 | 0 | 0 | 0 | 0 | 0 | 0
BART SO2 Annual-Nelson -v6.20 | 192 | 7238 | Rate Constraint in lbs/MMBtu | FALSE | L | Annual | Fuel Consumed | TBtu | 0 | 0 | 0 | 0 | 0 | 0 | 0
BART SO2 Annual-Nelson -v6.20 | 192 | 7238 | Rate Constraint in lbs/MMBtu | FALSE | L | Annual | Rate | lb/MMBtu | 0 | 0 | 0 | 0 | 0 | 0 | 0
BART SO2 Annual-Nelson -v6.20 | 192 | 7238 | Rate Constraint in lbs/MMBtu | FALSE | L | Annual | Generation | TWh | 0 | 0 | 0 | 0 | 0 | 0 | 0
BART SO2 Annual-Nelson -v6.20 | 192 | 7238 | Rate Constraint in lbs/MMBtu | FALSE | L | Annual | Qualifying Generation | TWh | 0 | 0 | 0 | 0 | 0 | 0 | 0
BART SO2 Annual-Nelson -v6.20 | 192 | 7238 | Rate Constraint in lbs/MMBtu | FALSE | L | Annual | Rate | lb/MWh | 0 | 0 | 0 | 0 | 0 | 0 | 0
BART SO2 Annual-Nelson -v6.20 | 192 | 7238 | Rate Constraint in lbs/MMBtu | FALSE | L | Annual | Constraint Shadow Price | US2022$/Ton | 0 | 0 | 0 | 0 | 0 | 4355.454 | 86.9305
BART SO2 Annual-Pawnee 1 -v5.13 | 193 | 7226 | Rate Constraint in lbs/MMBtu | FALSE | L | Annual | Seasons Included | Seasons | Winter, Spring, Summer, Fall | Winter, Spring, Summer, Fall | Winter, Spring, Summer, Fall | Winter, Spring, Summer, Fall | Winter, Spring, Summer, Fall | Winter, Spring, Summer, Fall | Winter, Spring, Summer, Fall
BART SO2 Annual-Pawnee 1 -v5.13 | 193 | 7226 | Rate Constraint in lbs/MMBtu | FALSE | L | Annual | Standard SO2 | lb/MMBtu | 0.12 | 0.12 | 0.12 | 0.12 | 0.12 | 0.12 | 0.12
BART SO2 Annual-Pawnee 1 -v5.13 | 193 | 7226 | Rate Constraint in lbs/MMBtu | FALSE | L | Annual | Emissions at Affected Plants SO2 | Thousand Tons | 0.018617 | 0.0029433 | 0.026774 | 0.026774 | 0.026774 | 0.026774 | 0.026774
BART SO2 Annual-Pawnee 1 -v5.13 | 193 | 7226 | Rate Constraint in lbs/MMBtu | FALSE | L | Annual | Allowances Purchased SO2 | Thousand Tons | 0 | 0 | 0 | 0 | 0 | 0 | 0
BART SO2 Annual-Pawnee 1 -v5.13 | 193 | 7226 | Rate Constraint in lbs/MMBtu | FALSE | L | Annual | Allowances Sold SO2 | Thousand Tons | 0 | 0 | 0 | 0 | 0 | 0 | 0
BART SO2 Annual-Pawnee 1 -v5.13 | 193 | 7226 | Rate Constraint in lbs/MMBtu | FALSE | L | Annual | Allowances Banked | Thousand Tons | 0 | 0 | 0 | 0 | 0 | 0 | 0
BART SO2 Annual-Pawnee 1 -v5.13 | 193 | 7226 | Rate Constraint in lbs/MMBtu | FALSE | L | Annual | Allowances Withdrawn (1:1) | Thousand Tons | 0 | 0 | 0 | 0 | 0 | 0 | 0
BART SO2 Annual-Pawnee 1 -v5.13 | 193 | 7226 | Rate Constraint in lbs/MMBtu | FALSE | L | Annual | Allowances Withdrawn (n:1) | Thousand Tons | 0 | 0 | 0 | 0 | 0 | 0 | 0
BART SO2 Annual-Pawnee 1 -v5.13 | 193 | 7226 | Rate Constraint in lbs/MMBtu | FALSE | L | Annual | Net Emissions Allowance Position | Thousand Tons | 0.018617 | 0.0029433 | 0.026774 | 0.026774 | 0.026774 | 0.026774 | 0.026774
BART SO2 Annual-Pawnee 1 -v5.13 | 193 | 7226 | Rate Constraint in lbs/MMBtu | FALSE | L | Annual | Fuel Consumed | TBtu | 1.4504 | 1.0586 | 1.5568 | 1.5568 | 1.5568 | 1.5568 | 1.5568
BART SO2 Annual-Pawnee 1 -v5.13 | 193 | 7226 | Rate Constraint in lbs/MMBtu | FALSE | L | Annual | Rate | lb/MMBtu | 0.025671 | 0.0055609 | 0.034396 | 0.034396 | 0.034396 | 0.034396 | 0.034396
BART SO2 Annual-Pawnee 1 -v5.13 | 193 | 7226 | Rate Constraint in lbs/MMBtu | FALSE | L | Annual | Generation | TWh | 0.13033 | 0.093942 | 0.12207 | 0.12207 | 0.12207 | 0.12207 | 0.12207
BART SO2 Annual-Pawnee 1 -v5.13 | 193 | 7226 | Rate Constraint in lbs/MMBtu | FALSE | L | Annual | Qualifying Generation | TWh | 0.13033 | 0.093942 | 0.12207 | 0.12207 | 0.12207 | 0.12207 | 0.12207
BART SO2 Annual-Pawnee 1 -v5.13 | 193 | 7226 | Rate Constraint in lbs/MMBtu | FALSE | L | Annual | Rate | lb/MWh | 0.2857 | 0.062662 | 0.43867 | 0.43867 | 0.43867 | 0.43867 | 0.43867
BART SO2 Annual-Pawnee 1 -v5.13 | 193 | 7226 | Rate Constraint in lbs/MMBtu | FALSE | L | Annual | Constraint Shadow Price | US2022$/Ton | 0 | 0 | 0 | 0 | 0 | 0 | 0
BART SO2 Annual-Ray D Nixon 1 -v5.13 | 194 | 7227 | Rate Constraint in lbs/MMBtu | FALSE | L | Annual | Seasons Included | Seasons | Winter, Spring, Summer, Fall | Winter, Spring, Summer, Fall | Winter, Spring, Summer, Fall | Winter, Spring, Summer, Fall | Winter, Spring, Summer, Fall | Winter, Spring, Summer, Fall | Winter, Spring, Summer, Fall
BART SO2 Annual-Ray D Nixon 1 -v5.13 | 194 | 7227 | Rate Constraint in lbs/MMBtu | FALSE | L | Annual | Standard SO2 | lb/MMBtu | 0.11 | 0.11 | 0.11 | 0.11 | 0.11 | 0.11 | 0.11
BART SO2 Annual-Ray D Nixon 1 -v5.13 | 194 | 7227 | Rate Constraint in lbs/MMBtu | FALSE | L | Annual | Emissions at Affected Plants SO2 | Thousand Tons | 0.60727 | 0.004397 | 0.029386 | 0.035035 | 0.034399 | 0.041011 | 0.041011
BART SO2 Annual-Ray D Nixon 1 -v5.13 | 194 | 7227 | Rate Constraint in lbs/MMBtu | FALSE | L | Annual | Allowances Purchased SO2 | Thousand Tons | 0 | 0 | 0 | 0 | 0 | 0 | 0
BART SO2 Annual-Ray D Nixon 1 -v5.13 | 194 | 7227 | Rate Constraint in lbs/MMBtu | FALSE | L | Annual | Allowances Sold SO2 | Thousand Tons | 0 | 0 | 0 | 0 | 0 | 0 | 0
BART SO2 Annual-Ray D Nixon 1 -v5.13 | 194 | 7227 | Rate Constraint in lbs/MMBtu | FALSE | L | Annual | Allowances Banked | Thousand Tons | 0 | 0 | 0 | 0 | 0 | 0 | 0
BART SO2 Annual-Ray D Nixon 1 -v5.13 | 194 | 7227 | Rate Constraint in lbs/MMBtu | FALSE | L | Annual | Allowances Withdrawn (1:1) | Thousand Tons | 0 | 0 | 0 | 0 | 0 | 0 | 0
BART SO2 Annual-Ray D Nixon 1 -v5.13 | 194 | 7227 | Rate Constraint in lbs/MMBtu | FALSE | L | Annual | Allowances Withdrawn (n:1) | Thousand Tons | 0 | 0 | 0 | 0 | 0 | 0 | 0
BART SO2 Annual-Ray D Nixon 1 -v5.13 | 194 | 7227 | Rate Constraint in lbs/MMBtu | FALSE | L | Annual | Net Emissions Allowance Position | Thousand Tons | 0.60727 | 0.004397 | 0.029386 | 0.035035 | 0.034399 | 0.041011 | 0.041011
BART SO2 Annual-Ray D Nixon 1 -v5.13 | 194 | 7227 | Rate Constraint in lbs/MMBtu | FALSE | L | Annual | Fuel Consumed | TBtu | 15.1818 | 0.10992 | 0.73465 | 0.87587 | 0.73465 | 0.87587 | 0.87587
BART SO2 Annual-Ray D Nixon 1 -v5.13 | 194 | 7227 | Rate Constraint in lbs/MMBtu | FALSE | L | Annual | Rate | lb/MMBtu | 0.08 | 0.08 | 0.08 | 0.08 | 0.093647 | 0.093647 | 0.093647
BART SO2 Annual-Ray D Nixon 1 -v5.13 | 194 | 7227 | Rate Constraint in lbs/MMBtu | FALSE | L | Annual | Generation | TWh | 1.4518 | 0.010512 | 0.070255 | 0.08376 | 0.070255 | 0.08376 | 0.08376
BART SO2 Annual-Ray D Nixon 1 -v5.13 | 194 | 7227 | Rate Constraint in lbs/MMBtu | FALSE | L | Annual | Qualifying Generation | TWh | 1.4518 | 0.010512 | 0.070255 | 0.08376 | 0.070255 | 0.08376 | 0.08376
BART SO2 Annual-Ray D Nixon 1 -v5.13 | 194 | 7227 | Rate Constraint in lbs/MMBtu | FALSE | L | Annual | Rate | lb/MWh | 0.83656 | 0.83656 | 0.83656 | 0.83656 | 0.97926 | 0.97926 | 0.97926
BART SO2 Annual-Ray D Nixon 1 -v5.13 | 194 | 7227 | Rate Constraint in lbs/MMBtu | FALSE | L | Annual | Constraint Shadow Price | US2022$/Ton | 0 | 0 | 0 | 0 | 0 | 0 | 0
BART SO2 Annual-Sooner 1 -v5.13 | 195 | 7228 | Rate Constraint in lbs/MMBtu | FALSE | L | Annual | Seasons Included | Seasons | Winter, Spring, Summer, Fall | Winter, Spring, Summer, Fall | Winter, Spring, Summer, Fall | Winter, Spring, Summer, Fall | Winter, Spring, Summer, Fall | Winter, Spring, Summer, Fall | Winter, Spring, Summer, Fall
BART SO2 Annual-Sooner 1 -v5.13 | 195 | 7228 | Rate Constraint in lbs/MMBtu | FALSE | L | Annual | Standard SO2 | lb/MMBtu | 0.06 | 0.06 | 0.06 | 0.06 | 0.06 | 0.06 | 0.06
BART SO2 Annual-Sooner 1 -v5.13 | 195 | 7228 | Rate Constraint in lbs/MMBtu | FALSE | L | Annual | Emissions at Affected Plants SO2 | Thousand Tons | 0.010497 | 0.0036645 | 0.016014 | 0.016014 | 0 | 0 | 0
BART SO2 Annual-Sooner 1 -v5.13 | 195 | 7228 | Rate Constraint in lbs/MMBtu | FALSE | L | Annual | Allowances Purchased SO2 | Thousand Tons | 0 | 0 | 0 | 0 | 0 | 0 | 0
BART SO2 Annual-Sooner 1 -v5.13 | 195 | 7228 | Rate Constraint in lbs/MMBtu | FALSE | L | Annual | Allowances Sold SO2 | Thousand Tons | 0 | 0 | 0 | 0 | 0 | 0 | 0
BART SO2 Annual-Sooner 1 -v5.13 | 195 | 7228 | Rate Constraint in lbs/MMBtu | FALSE | L | Annual | Allowances Banked | Thousand Tons | 0 | 0 | 0 | 0 | 0 | 0 | 0
BART SO2 Annual-Sooner 1 -v5.13 | 195 | 7228 | Rate Constraint in lbs/MMBtu | FALSE | L | Annual | Allowances Withdrawn (1:1) | Thousand Tons | 0 | 0 | 0 | 0 | 0 | 0 | 0
BART SO2 Annual-Sooner 1 -v5.13 | 195 | 7228 | Rate Constraint in lbs/MMBtu | FALSE | L | Annual | Allowances Withdrawn (n:1) | Thousand Tons | 0 | 0 | 0 | 0 | 0 | 0 | 0
BART SO2 Annual-Sooner 1 -v5.13 | 195 | 7228 | Rate Constraint in lbs/MMBtu | FALSE | L | Annual | Net Emissions Allowance Position | Thousand Tons | 0.010497 | 0.0036645 | 0.016014 | 0.016014 | 0 | 0 | 0
BART SO2 Annual-Sooner 1 -v5.13 | 195 | 7228 | Rate Constraint in lbs/MMBtu | FALSE | L | Annual | Fuel Consumed | TBtu | 0.80392 | 0.46485 | 1.2264 | 1.2264 | 0 | 0 | 0
BART SO2 Annual-Sooner 1 -v5.13 | 195 | 7228 | Rate Constraint in lbs/MMBtu | FALSE | L | Annual | Rate | lb/MMBtu | 0.026116 | 0.015766 | 0.026116 | 0.026116 | 0 | 0 | 0
BART SO2 Annual-Sooner 1 -v5.13 | 195 | 7228 | Rate Constraint in lbs/MMBtu | FALSE | L | Annual | Generation | TWh | 0.075691 | 0.043394 | 0.075881 | 0.075881 | 0 | 0 | 0
BART SO2 Annual-Sooner 1 -v5.13 | 195 | 7228 | Rate Constraint in lbs/MMBtu | FALSE | L | Annual | Qualifying Generation | TWh | 0.075691 | 0.043394 | 0.075881 | 0.075881 | 0 | 0 | 0
BART SO2 Annual-Sooner 1 -v5.13 | 195 | 7228 | Rate Constraint in lbs/MMBtu | FALSE | L | Annual | Rate | lb/MWh | 0.27738 | 0.16889 | 0.42209 | 0.42209 | 0 | 0 | 0
BART SO2 Annual-Sooner 1 -v5.13 | 195 | 7228 | Rate Constraint in lbs/MMBtu | FALSE | L | Annual | Constraint Shadow Price | US2022$/Ton | 0 | 0 | 0 | 0 | 0 | 0 | 0
BART SO2 Annual-Sooner 2 -v5.13 | 196 | 7229 | Rate Constraint in lbs/MMBtu | FALSE | L | Annual | Seasons Included | Seasons | Winter, Spring, Summer, Fall | Winter, Spring, Summer, Fall | Winter, Spring, Summer, Fall | Winter, Spring, Summer, Fall | Winter, Spring, Summer, Fall | Winter, Spring, Summer, Fall | Winter, Spring, Summer, Fall
BART SO2 Annual-Sooner 2 -v5.13 | 196 | 7229 | Rate Constraint in lbs/MMBtu | FALSE | L | Annual | Standard SO2 | lb/MMBtu | 0.06 | 0.06 | 0.06 | 0.06 | 0.06 | 0.06 | 0.06
BART SO2 Annual-Sooner 2 -v5.13 | 196 | 7229 | Rate Constraint in lbs/MMBtu | FALSE | L | Annual | Emissions at Affected Plants SO2 | Thousand Tons | 0 | 0 | 0 | 0 | 0 | 0 | 0
BART SO2 Annual-Sooner 2 -v5.13 | 196 | 7229 | Rate Constraint in lbs/MMBtu | FALSE | L | Annual | Allowances Purchased SO2 | Thousand Tons | 0 | 0 | 0 | 0 | 0 | 0 | 0
BART SO2 Annual-Sooner 2 -v5.13 | 196 | 7229 | Rate Constraint in lbs/MMBtu | FALSE | L | Annual | Allowances Sold SO2 | Thousand Tons | 0 | 0 | 0 | 0 | 0 | 0 | 0
BART SO2 Annual-Sooner 2 -v5.13 | 196 | 7229 | Rate Constraint in lbs/MMBtu | FALSE | L | Annual | Allowances Banked | Thousand Tons | 0 | 0 | 0 | 0 | 0 | 0 | 0
BART SO2 Annual-Sooner 2 -v5.13 | 196 | 7229 | Rate Constraint in lbs/MMBtu | FALSE | L | Annual | Allowances Withdrawn (1:1) | Thousand Tons | 0 | 0 | 0 | 0 | 0 | 0 | 0
BART SO2 Annual-Sooner 2 -v5.13 | 196 | 7229 | Rate Constraint in lbs/MMBtu | FALSE | L | Annual | Allowances Withdrawn (n:1) | Thousand Tons | 0 | 0 | 0 | 0 | 0 | 0 | 0
BART SO2 Annual-Sooner 2 -v5.13 | 196 | 7229 | Rate Constraint in lbs/MMBtu | FALSE | L | Annual | Net Emissions Allowance Position | Thousand Tons | 0 | 0 | 0 | 0 | 0 | 0 | 0
BART SO2 Annual-Sooner 2 -v5.13 | 196 | 7229 | Rate Constraint in lbs/MMBtu | FALSE | L | Annual | Fuel Consumed | TBtu | 0 | 0 | 0 | 0 | 0 | 0 | 0
BART SO2 Annual-Sooner 2 -v5.13 | 196 | 7229 | Rate Constraint in lbs/MMBtu | FALSE | L | Annual | Rate | lb/MMBtu | 0 | 0 | 0 | 0 | 0 | 0 | 0
BART SO2 Annual-Sooner 2 -v5.13 | 196 | 7229 | Rate Constraint in lbs/MMBtu | FALSE | L | Annual | Generation | TWh | 0 | 0 | 0 | 0 | 0 | 0 | 0
BART SO2 Annual-Sooner 2 -v5.13 | 196 | 7229 | Rate Constraint in lbs/MMBtu | FALSE | L | Annual | Qualifying Generation | TWh | 0 | 0 | 0 | 0 | 0 | 0 | 0
BART SO2 Annual-Sooner 2 -v5.13 | 196 | 7229 | Rate Constraint in lbs/MMBtu | FALSE | L | Annual | Rate | lb/MWh | 0 | 0 | 0 | 0 | 0 | 0 | 0
BART SO2 Annual-Sooner 2 -v5.13 | 196 | 7229 | Rate Constraint in lbs/MMBtu | FALSE | L | Annual | Constraint Shadow Price | US2022$/Ton | 0 | 0 | 0 | 0 | 0 | 0 | 0
BART SO2 Cap-Coronado U1B&U2B -v6.20 | 197 | 7668 | Rate Constraint in MTons | FALSE | L | Annual | Seasons Included | Seasons | Winter, Spring, Summer, Fall | Winter, Spring, Summer, Fall | Winter, Spring, Summer, Fall | Winter, Spring, Summer, Fall | Winter, Spring, Summer, Fall | Winter, Spring, Summer, Fall | Winter, Spring, Summer, Fall
BART SO2 Cap-Coronado U1B&U2B -v6.20 | 197 | 7668 | Rate Constraint in MTons | FALSE | L | Annual | Standard SO2 | Thousand Tons | 1.97 | 1.97 | 1.97 | 1.97 | 1.97 | 1.97 | 1.97
BART SO2 Cap-Coronado U1B&U2B -v6.20 | 197 | 7668 | Rate Constraint in MTons | FALSE | L | Annual | Emissions at Affected Plants SO2 | Thousand Tons | 0.16749 | 0.64914 | 0 | 0 | 0 | 0 | 0
BART SO2 Cap-Coronado U1B&U2B -v6.20 | 197 | 7668 | Rate Constraint in MTons | FALSE | L | Annual | Allowances Purchased SO2 | Thousand Tons | 0 | 0 | 0 | 0 | 0 | 0 | 0
BART SO2 Cap-Coronado U1B&U2B -v6.20 | 197 | 7668 | Rate Constraint in MTons | FALSE | L | Annual | Allowances Sold SO2 | Thousand Tons | 0 | 0 | 0 | 0 | 0 | 0 | 0
BART SO2 Cap-Coronado U1B&U2B -v6.20 | 197 | 7668 | Rate Constraint in MTons | FALSE | L | Annual | Allowances Banked | Thousand Tons | 0 | 0 | 0 | 0 | 0 | 0 | 0
BART SO2 Cap-Coronado U1B&U2B -v6.20 | 197 | 7668 | Rate Constraint in MTons | FALSE | L | Annual | Allowances Withdrawn (1:1) | Thousand Tons | 0 | 0 | 0 | 0 | 0 | 0 | 0
BART SO2 Cap-Coronado U1B&U2B -v6.20 | 197 | 7668 | Rate Constraint in MTons | FALSE | L | Annual | Allowances Withdrawn (n:1) | Thousand Tons | 0 | 0 | 0 | 0 | 0 | 0 | 0
BART SO2 Cap-Coronado U1B&U2B -v6.20 | 197 | 7668 | Rate Constraint in MTons | FALSE | L | Annual | Net Emissions Allowance Position | Thousand Tons | 0.16749 | 0.64914 | 0 | 0 | 0 | 0 | 0
BART SO2 Cap-Coronado U1B&U2B -v6.20 | 197 | 7668 | Rate Constraint in MTons | FALSE | L | Annual | Fuel Consumed | TBtu | 5.5829 | 21.6379 | 0 | 0 | 0 | 0 | 0
BART SO2 Cap-Coronado U1B&U2B -v6.20 | 197 | 7668 | Rate Constraint in MTons | FALSE | L | Annual | Rate | lb/MMBtu | 0.06 | 0.06 | 0 | 0 | 0 | 0 | 0
BART SO2 Cap-Coronado U1B&U2B -v6.20 | 197 | 7668 | Rate Constraint in MTons | FALSE | L | Annual | Generation | TWh | 0.5223 | 2.0241 | 0 | 0 | 0 | 0 | 0
BART SO2 Cap-Coronado U1B&U2B -v6.20 | 197 | 7668 | Rate Constraint in MTons | FALSE | L | Annual | Qualifying Generation | TWh | 0.5223 | 2.0241 | 0 | 0 | 0 | 0 | 0
BART SO2 Cap-Coronado U1B&U2B -v6.20 | 197 | 7668 | Rate Constraint in MTons | FALSE | L | Annual | Rate | lb/MWh | 0.64135 | 0.64142 | 0 | 0 | 0 | 0 | 0
BART SO2 Cap-Coronado U1B&U2B -v6.20 | 197 | 7668 | Rate Constraint in MTons | FALSE | L | Annual | Constraint Shadow Price | US2022$/Ton | 0 | 0 | 0 | 0 | 0 | 0 | 0
CA AB 32- CO2 Constraint- v.5.13 | 198 | 7281 | Rate Constraint in MTons | FALSE | L | Annual | Seasons Included | Seasons | Winter, Spring, Summer, Fall | Winter, Spring, Summer, Fall | Winter, Spring, Summer, Fall | Winter, Spring, Summer, Fall | Winter, Spring, Summer, Fall | Winter, Spring, Summer, Fall | Winter, Spring, Summer, Fall
CA AB 32- CO2 Constraint- v.5.13 | 198 | 7281 | Rate Constraint in MTons | FALSE | L | Annual | Standard CO2 | Thousand Tons | 0 | 0 | 0 | 0 | 0 | 0 | 0
CA AB 32- CO2 Constraint- v.5.13 | 198 | 7281 | Rate Constraint in MTons | FALSE | L | Annual | Emissions at Affected Plants CO2 | Thousand Tons | 56579.5998 | 62883.3481 | 53099.4267 | 44927.4626 | 13681.8857 | 14394.3949 | 18209.0298
CA AB 32- CO2 Constraint- v.5.13 | 198 | 7281 | Rate Constraint in MTons | FALSE | L | Annual | Allowances Purchased CO2 | Thousand Tons | -56579.5998 | -62883.3481 | -53099.4267 | -44927.4626 | -13681.8857 | -14394.3949 | -18209.0298
CA AB 32- CO2 Constraint- v.5.13 | 198 | 7281 | Rate Constraint in MTons | FALSE | L | Annual | Allowances Sold CO2 | Thousand Tons | 0 | 0 | 0 | 0 | 0 | 0 | 0
CA AB 32- CO2 Constraint- v.5.13 | 198 | 7281 | Rate Constraint in MTons | FALSE | L | Annual | Allowances Banked | Thousand Tons | 0 | 0 | 0 | 0 | 0 | 0 | 0
CA AB 32- CO2 Constraint- v.5.13 | 198 | 7281 | Rate Constraint in MTons | FALSE | L | Annual | Allowances Withdrawn (1:1) | Thousand Tons | 0 | 0 | 0 | 0 | 0 | 0 | 0
CA AB 32- CO2 Constraint- v.5.13 | 198 | 7281 | Rate Constraint in MTons | FALSE | L | Annual | Allowances Withdrawn (n:1) | Thousand Tons | 0 | 0 | 0 | 0 | 0 | 0 | 0
CA AB 32- CO2 Constraint- v.5.13 | 198 | 7281 | Rate Constraint in MTons | FALSE | L | Annual | Net Emissions Allowance Position | Thousand Tons | -2.8564e-05 | -2.702e-05 | -4.5055e-06 | -4.9162e-06 | -3.6992e-06 | -4.5925e-06 | -5.2221e-06
CA AB 32- CO2 Constraint- v.5.13 | 198 | 7281 | Rate Constraint in MTons | FALSE | L | Annual | Fuel Consumed | TBtu | 1051.4411 | 1157.4139 | 988.9671 | 869.7938 | 352.6236 | 382.8054 | 461.7445
CA AB 32- CO2 Constraint- v.5.13 | 198 | 7281 | Rate Constraint in MTons | FALSE | L | Annual | Rate | lb/MMBtu | 107.623 | 108.6618 | 107.3836 | 103.306 | 77.6005 | 75.2048 | 78.8706
CA AB 32- CO2 Constraint- v.5.13 | 198 | 7281 | Rate Constraint in MTons | FALSE | L | Annual | Generation | TWh | 142.8495 | 156.0696 | 129.4361 | 115.5908 | 46.0066 | 57.6861 | 71.27
CA AB 32- CO2 Constraint- v.5.13 | 198 | 7281 | Rate Constraint in MTons | FALSE | L | Annual | Qualifying Generation | TWh | 142.8438 | 156.0696 | 129.4361 | 115.5908 | 46.0066 | 50.8466 | 62.1967
CA AB 32- CO2 Constraint- v.5.13 | 198 | 7281 | Rate Constraint in MTons | FALSE | L | Annual | Rate | lb/MWh | 792.1886 | 805.8373 | 820.473 | 777.3537 | 594.7789 | 566.189 | 585.5302
CA AB 32- CO2 Constraint- v.5.13 | 198 | 7281 | Rate Constraint in MTons | FALSE | L | Annual | Constraint Shadow Price | US2022$/Ton | 15.9205 | 15.9204 | 15.9201 | 15.9205 | 18.7303 | 72.9104 | 72.9104
CA NOx Annual v5.14 | 199 | 7279 | Rate Constraint in MTons | FALSE | L | Annual | Seasons Included | Seasons | Winter, Spring, Summer, Fall | Winter, Spring, Summer, Fall | Winter, Spring, Summer, Fall | Winter, Spring, Summer, Fall | Winter, Spring, Summer, Fall | Winter, Spring, Summer, Fall | Winter, Spring, Summer, Fall
CA NOx Annual v5.14 | 199 | 7279 | Rate Constraint in MTons | FALSE | L | Annual | Standard NOX | Thousand Tons | 5.286 | 5.286 | 5.286 | 5.286 | 5.286 | 5.286 | 5.286
CA NOx Annual v5.14 | 199 | 7279 | Rate Constraint in MTons | FALSE | L | Annual | Emissions at Affected Plants NOX | Thousand Tons | 0.57969 | 0.77123 | 0.55876 | 0.53165 | 0.16336 | 0.17738 | 0.21476
CA NOx Annual v5.14 | 199 | 7279 | Rate Constraint in MTons | FALSE | L | Annual | Allowances Purchased NOX | Thousand Tons | 0 | 0 | 0 | 0 | 0 | 0 | 0
CA NOx Annual v5.14 | 199 | 7279 | Rate Constraint in MTons | FALSE | L | Annual | Allowances Sold NOX | Thousand Tons | 0 | 0 | 0 | 0 | 0 | 0 | 0
CA NOx Annual v5.14 | 199 | 7279 | Rate Constraint in MTons | FALSE | L | Annual | Allowances Banked | Thousand Tons | 0 | 0 | 0 | 0 | 0 | 0 | 0
CA NOx Annual v5.14 | 199 | 7279 | Rate Constraint in MTons | FALSE | L | Annual | Allowances Withdrawn (1:1) | Thousand Tons | 0 | 0 | 0 | 0 | 0 | 0 | 0
CA NOx Annual v5.14 | 199 | 7279 | Rate Constraint in MTons | FALSE | L | Annual | Allowances Withdrawn (n:1) | Thousand Tons | 0 | 0 | 0 | 0 | 0 | 0 | 0
CA NOx Annual v5.14 | 199 | 7279 | Rate Constraint in MTons | FALSE | L | Annual | Net Emissions Allowance Position | Thousand Tons | 0.57969 | 0.77123 | 0.55876 | 0.53165 | 0.16336 | 0.17738 | 0.21476
CA NOx Annual v5.14 | 199 | 7279 | Rate Constraint in MTons | FALSE | L | Annual | Fuel Consumed | TBtu | 119.9036 | 166.6727 | 108.9191 | 108.821 | 39.3323 | 42.4618 | 51.7405
CA NOx Annual v5.14 | 199 | 7279 | Rate Constraint in MTons | FALSE | L | Annual | Rate | lb/MMBtu | 0.0096692 | 0.0092544 | 0.01026 | 0.0097711 | 0.0083065 | 0.008355 | 0.0083013
CA NOx Annual v5.14 | 199 | 7279 | Rate Constraint in MTons | FALSE | L | Annual | Generation | TWh | 16.4048 | 22.8933 | 14.6932 | 14.9409 | 5.4528 | 5.8818 | 7.1193
CA NOx Annual v5.14 | 199 | 7279 | Rate Constraint in MTons | FALSE | L | Annual | Qualifying Generation | TWh | 16.4048 | 22.8933 | 14.6932 | 14.9409 | 5.4528 | 5.8818 | 7.1193
CA NOx Annual v5.14 | 199 | 7279 | Rate Constraint in MTons | FALSE | L | Annual | Rate | lb/MWh | 0.070673 | 0.067376 | 0.076057 | 0.071167 | 0.059917 | 0.060317 | 0.060331
CA NOx Annual v5.14 | 199 | 7279 | Rate Constraint in MTons | FALSE | L | Annual | Constraint Shadow Price | US2022$/Ton | 0 | 0 | 0 | 0 | 0 | 0 | 0
CA SO2 Annual v5.14 | 200 | 7280 | Rate Constraint in MTons | FALSE | L | Annual | Seasons Included | Seasons | Winter, Spring, Summer, Fall | Winter, Spring, Summer, Fall | Winter, Spring, Summer, Fall | Winter, Spring, Summer, Fall | Winter, Spring, Summer, Fall | Winter, Spring, Summer, Fall | Winter, Spring, Summer, Fall
CA SO2 Annual v5.14 | 200 | 7280 | Rate Constraint in MTons | FALSE | L | Annual | Standard SO2 | Thousand Tons | 2.219 | 2.219 | 2.219 | 2.219 | 2.219 | 2.219 | 2.219
CA SO2 Annual v5.14 | 200 | 7280 | Rate Constraint in MTons | FALSE | L | Annual | Emissions at Affected Plants SO2 | Thousand Tons | 0 | 0 | 0 | 0 | 0 | 0 | 0
CA SO2 Annual v5.14 | 200 | 7280 | Rate Constraint in MTons | FALSE | L | Annual | Allowances Purchased SO2 | Thousand Tons | 0 | 0 | 0 | 0 | 0 | 0 | 0
CA SO2 Annual v5.14 | 200 | 7280 | Rate Constraint in MTons | FALSE | L | Annual | Allowances Sold SO2 | Thousand Tons | 0 | 0 | 0 | 0 | 0 | 0 | 0
CA SO2 Annual v5.14 | 200 | 7280 | Rate Constraint in MTons | FALSE | L | Annual | Allowances Banked | Thousand Tons | 0 | 0 | 0 | 0 | 0 | 0 | 0
CA SO2 Annual v5.14 | 200 | 7280 | Rate Constraint in MTons | FALSE | L | Annual | Allowances Withdrawn (1:1) | Thousand Tons | 0 | 0 | 0 | 0 | 0 | 0 | 0
CA SO2 Annual v5.14 | 200 | 7280 | Rate Constraint in MTons | FALSE | L | Annual | Allowances Withdrawn (n:1) | Thousand Tons | 0 | 0 | 0 | 0 | 0 | 0 | 0
CA SO2 Annual v5.14 | 200 | 7280 | Rate Constraint in MTons | FALSE | L | Annual | Net Emissions Allowance Position | Thousand Tons | 0 | 0 | 0 | 0 | 0 | 0 | 0
CA SO2 Annual v5.14 | 200 | 7280 | Rate Constraint in MTons | FALSE | L | Annual | Fuel Consumed | TBtu | 0 | 0.013177 | 3.1387 | 0 | 0 | 0 | 0
CA SO2 Annual v5.14 | 200 | 7280 | Rate Constraint in MTons | FALSE | L | Annual | Rate | lb/MMBtu | 0 | 0 | 0 | 0 | 0 | 0 | 0
CA SO2 Annual v5.14 | 200 | 7280 | Rate Constraint in MTons | FALSE | L | Annual | Generation | TWh | 0 | 0.0012263 | 0.29211 | 0 | 0 | 0 | 0
CA SO2 Annual v5.14 | 200 | 7280 | Rate Constraint in MTons | FALSE | L | Annual | Qualifying Generation | TWh | 0 | 0.0012263 | 0.29211 | 0 | 0 | 0 | 0
CA SO2 Annual v5.14 | 200 | 7280 | Rate Constraint in MTons | FALSE | L | Annual | Rate | lb/MWh | 0 | 0 | 0 | 0 | 0 | 0 | 0
CA SO2 Annual v5.14 | 200 | 7280 | Rate Constraint in MTons | FALSE | L | Annual | Constraint Shadow Price | US2022$/Ton | 0 | 0 | 0 | 0 | 0 | 0 | 0
CO - CO2 Cap Annual v6.21 | 201 | 7790 | Rate Constraint in MTons | FALSE | L | Annual | Seasons Included | Seasons | Winter, Spring, Summer, Fall | Winter, Spring, Summer, Fall | Winter, Spring, Summer, Fall | Winter, Spring, Summer, Fall | Winter, Spring, Summer, Fall | Winter, Spring, Summer, Fall | Winter, Spring, Summer, Fall
CO - CO2 Cap Annual v6.21 | 201 | 7790 | Rate Constraint in MTons | FALSE | L | Annual | Standard CO2 | Thousand Tons | 19040.0934 | 9066.7111 | 9066.7111 | 9066.7111 | 9066.7111 | 9066.7111 | 9066.7111
CO - CO2 Cap Annual v6.21 | 201 | 7790 | Rate Constraint in MTons | FALSE | L | Annual | Emissions at Affected Plants CO2 | Thousand Tons | 19040.0934 | 9066.7111 | 9066.7111 | 6949.7517 | 3859.8272 | 5915.911 | 7674.333
CO - CO2 Cap Annual v6.21 | 201 | 7790 | Rate Constraint in MTons | FALSE | L | Annual | Allowances Purchased CO2 | Thousand Tons | 0 | 0 | 0 | 0 | 0 | 0 | 0
CO - CO2 Cap Annual v6.21 | 201 | 7790 | Rate Constraint in MTons | FALSE | L | Annual | Allowances Sold CO2 | Thousand Tons | 0 | 0 | 0 | 0 | 0 | 0 | 0
CO - CO2 Cap Annual v6.21 | 201 | 7790 | Rate Constraint in MTons | FALSE | L | Annual | Allowances Banked | Thousand Tons | 0 | 0 | 0 | 0 | 0 | 0 | 0
CO - CO2 Cap Annual v6.21 | 201 | 7790 | Rate Constraint in MTons | FALSE | L | Annual | Allowances Withdrawn (1:1) | Thousand Tons | 0 | 0 | 0 | 0 | 0 | 0 | 0
CO - CO2 Cap Annual v6.21 | 201 | 7790 | Rate Constraint in MTons | FALSE | L | Annual | Allowances Withdrawn (n:1) | Thousand Tons | 0 | 0 | 0 | 0 | 0 | 0 | 0
CO - CO2 Cap Annual v6.21 | 201 | 7790 | Rate Constraint in MTons | FALSE | L | Annual | Net Emissions Allowance Position | Thousand Tons | 19040.0934 | 9066.7111 | 9066.7111 | 6949.7517 | 3859.8272 | 5915.911 | 7674.333
CO - CO2 Cap Annual v6.21 | 201 | 7790 | Rate Constraint in MTons | FALSE | L | Annual | Fuel Consumed | TBtu | 232.6149 | 148.1739 | 166.4509 | 128.7778 | 75.0234 | 110.6137 | 140.6502
CO - CO2 Cap Annual v6.21 | 201 | 7790 | Rate Constraint in MTons | FALSE | L | Annual | Rate | lb/MMBtu | 163.7049 | 122.3793 | 108.9416 | 107.934 | 102.8967 | 106.9653 | 109.1265
CO - CO2 Cap Annual v6.21 | 201 | 7790 | Rate Constraint in MTons | FALSE | L | Annual | Generation | TWh | 27.6029 | 20.7893 | 22.177 | 17.6151 | 10.459 | 15.6689 | 20.0527
CO - CO2 Cap Annual v6.21 | 201 | 7790 | Rate Constraint in MTons | FALSE | L | Annual | Qualifying Generation | TWh | 27.6029 | 20.7893 | 22.177 | 17.6151 | 10.459 | 15.6689 | 20.0527
CO - CO2 Cap Annual v6.21 | 201 | 7790 | Rate Constraint in MTons | FALSE | L | Annual | Rate | lb/MWh | 1379.572 | 872.2488 | 817.6695 | 789.0678 | 738.0903 | 755.1138 | 765.4167
CO - CO2 Cap Annual v6.21 | 201 | 7790 | Rate Constraint in MTons | FALSE | L | Annual | Constraint Shadow Price | US2022$/Ton | 8.8835 | 30.3062 | 13.1987 | 0 | 0 | 0 | 0
CO Hg Rate Annual - Comanche 1,2 & 3 v5.14 | 202 | 7283 | Rate Constraint in lbs/MWh | FALSE | L | Annual | Seasons Included | Seasons | Winter, Spring, Summer, Fall | Winter, Spring, Summer, Fall | Winter, Spring, Summer, Fall | Winter, Spring, Summer, Fall | Winter, Spring, Summer, Fall | Winter, Spring, Summer, Fall | Winter, Spring, Summer, Fall
CO Hg Rate Annual - Comanche 1,2 & 3 v5.14 | 202 | 7283 | Rate Constraint in lbs/MWh | FALSE | L | Annual | Standard MER | lb/MWh | 1.3e-05 | 1.3e-05 | 1.3e-05 | 1.3e-05 | 1.3e-05 | 1.3e-05 | 1.3e-05
CO Hg Rate Annual - Comanche 1,2 & 3 v5.14 | 202 | 7283 | Rate Constraint in lbs/MWh | FALSE | L | Annual | Emissions at Affected Plants MER | lbs | 14.2438 | 3.8558 | 0 | 0 | 0 | 0 | 0
CO Hg Rate Annual - Comanche 1,2 & 3 v5.14 | 202 | 7283 | Rate Constraint in lbs/MWh | FALSE | L | Annual | Allowances Purchased MER | lbs | 0 | 0 | 0 | 0 | 0 | 0 | 0
CO Hg Rate Annual - Comanche 1,2 & 3 v5.14 | 202 | 7283 | Rate Constraint in lbs/MWh | FALSE | L | Annual | Allowances Sold MER | lbs | 0 | 0 | 0 | 0 | 0 | 0 | 0
CO Hg Rate Annual - Comanche 1,2 & 3 v5.14 | 202 | 7283 | Rate Constraint in lbs/MWh | FALSE | L | Annual | Allowances Banked | lbs | 0 | 0 | 0 | 0 | 0 | 0 | 0
CO Hg Rate Annual - Comanche 1,2 & 3 v5.14 | 202 | 7283 | Rate Constraint in lbs/MWh | FALSE | L | Annual | Allowances Withdrawn (1:1) | lbs | 0 | 0 | 0 | 0 | 0 | 0 | 0
CO Hg Rate Annual - Comanche 1,2 & 3 v5.14 | 202 | 7283 | Rate Constraint in lbs/MWh | FALSE | L | Annual | Allowances Withdrawn (n:1) | lbs | 0 | 0 | 0 | 0 | 0 | 0 | 0
CO Hg Rate Annual - Comanche 1,2 & 3 v5.14 | 202 | 7283 | Rate Constraint in lbs/MWh | FALSE | L | Annual | Net Emissions Allowance Position | lbs | 14.2438 | 3.8558 | 0 | 0 | 0 | 0 | 0
CO Hg Rate Annual - Comanche 1,2 & 3 v5.14 | 202 | 7283 | Rate Constraint in lbs/MWh | FALSE | L | Annual | Fuel Consumed | TBtu | 25.3844 | 6.8716 | 0 | 0 | 0 | 0 | 0
CO Hg Rate Annual - Comanche 1,2 & 3 v5.14 | 202 | 7283 | Rate Constraint in lbs/MWh | FALSE | L | Annual | Rate | lb/MMBtu | 5.6112e-07 | 5.6112e-07 | 0 | 0 | 0 | 0 | 0
CO Hg Rate Annual - Comanche 1,2 & 3 v5.14 | 202 | 7283 | Rate Constraint in lbs/MWh | FALSE | L | Annual | Generation | TWh | 2.427 | 0.657 | 0 | 0 | 0 | 0 | 0
CO Hg Rate Annual - Comanche 1,2 & 3 v5.14 | 202 | 7283 | Rate Constraint in lbs/MWh | FALSE | L | Annual | Qualifying Generation | TWh | 2.427 | 0.657 | 0 | 0 | 0 | 0 | 0
CO Hg Rate Annual - Comanche 1,2 & 3 v5.14 | 202 | 7283 | Rate Constraint in lbs/MWh | FALSE | L | Annual | Constraint Shadow Price | US2022$/Lb | 0 | 0 | 0 | 0 | 0 | 0 | 0
CO Hg Rule - MER Removal Annual v3.1 | 203 | 7282 | MACT Fuel Choice Floor in lbs/MMBtu | FALSE | L | Annual | Seasons Included | Seasons | Winter, Spring, Summer, Fall | Winter, Spring, Summer, Fall | Winter, Spring, Summer, Fall | Winter, Spring, Summer, Fall | Winter, Spring, Summer, Fall | Winter, Spring, Summer, Fall | Winter, Spring, Summer, Fall
CO Hg Rule - MER Removal Annual v3.1 | 203 | 7282 | MACT Fuel Choice Floor in lbs/MMBtu | FALSE | L | Annual | Emission Floor | lbs/MMBtu | 8.248e-07 | 8.248e-07 | 8.248e-07 | 8.248e-07 | 8.248e-07 | 8.248e-07 | 8.248e-07
CO Hg Rule - MER Removal Annual v3.1 | 203 | 7282 | MACT Fuel Choice Floor in lbs/MMBtu | FALSE | L | Annual | Emissions at Affected Plants MER | lbs | 59.7816 | 3.9588 | 0.76984 | 0.84908 | 0.81704 | 0.90536 | 0.90536
CO Hg Rule - MER Removal Annual v3.1 | 203 | 7282 | MACT Fuel Choice Floor in lbs/MMBtu | FALSE | L | Annual | Allowances Purchased MER | lbs | 0 | 0 | 0 | 0 | 0 | 0 | 0
CO Hg Rule - MER Removal Annual v3.1 | 203 | 7282 | MACT Fuel Choice Floor in lbs/MMBtu | FALSE | L | Annual | Allowances Sold MER | lbs | 0 | 0 | 0 | 0 | 0 | 0 | 0
CO Hg Rule - MER Removal Annual v3.1 | 203 | 7282 | MACT Fuel Choice Floor in lbs/MMBtu | FALSE | L | Annual | Allowances Banked | lbs | 0 | 0 | 0 | 0 | 0 | 0 | 0
CO Hg Rule - MER Removal Annual v3.1 | 203 | 7282 | MACT Fuel Choice Floor in lbs/MMBtu | FALSE | L | Annual | Allowances Withdrawn (1:1) | lbs | 0 | 0 | 0 | 0 | 0 | 0 | 0
CO Hg Rule - MER Removal Annual v3.1 | 203 | 7282 | MACT Fuel Choice Floor in lbs/MMBtu | FALSE | L | Annual | Allowances Withdrawn (n:1) | lbs | 0 | 0 | 0 | 0 | 0 | 0 | 0
CO Hg Rule - MER Removal Annual v3.1 | 203 | 7282 | MACT Fuel Choice Floor in lbs/MMBtu | FALSE | L | Annual | Net Emissions Allowance Position | lbs | 59.7816 | 3.9588 | 0.76984 | 0.84908 | 0.81704 | 0.90536 | 0.90536
CO Hg Rule - MER Removal Annual v3.1 | 203 | 7282 | MACT Fuel Choice Floor in lbs/MMBtu | FALSE | L | Annual | Fuel Consumed | TBtu | 111.0275 | 8.0401 | 2.2914 | 2.4327 | 2.2914 | 2.4327 | 2.4327
CO Hg Rule - MER Removal Annual v3.1 | 203 | 7282 | MACT Fuel Choice Floor in lbs/MMBtu | FALSE | L | Annual | Rate | lb/MMBtu | 5.3844e-07 | 4.9238e-07 | 3.3596e-07 | 3.4903e-07 | 3.5656e-07 | 3.7217e-07 | 3.7217e-07
CO Hg Rule - MER Removal Annual v3.1 | 203 | 7282 | MACT Fuel Choice Floor in lbs/MMBtu | FALSE | L | Annual | Generation | TWh | 10.8216 | 0.76145 | 0.19232 | 0.20583 | 0.19232 | 0.20583 | 0.20583
CO Hg Rule - MER Removal Annual v3.1 | 203 | 7282 | MACT Fuel Choice Floor in lbs/MMBtu | FALSE | L | Annual | Qualifying Generation | TWh | 10.8216 | 0.76145 | 0.19232 | 0.20583 | 0.19232 | 0.20583 | 0.20583
CO Hg Rule - MER Removal Annual v3.1 | 203 | 7282 | MACT Fuel Choice Floor in lbs/MMBtu | FALSE | L | Annual | Constraint Shadow Price | US2022$/Lb | 0 | 0 | 0 | 0 | 0 | 0 | 0
CO NOX Rate Annual - Craig 1,3 v5.14 | 204 | 7284 | Rate Constraint in lbs/MMBtu | FALSE | L | Annual | Seasons Included | Seasons | Winter, Spring, Summer, Fall | Winter, Spring, Summer, Fall | Winter, Spring, Summer, Fall | Winter, Spring, Summer, Fall | Winter, Spring, Summer, Fall | Winter, Spring, Summer, Fall | Winter, Spring, Summer, Fall
CO NOX Rate Annual - Craig 1,3 v5.14 | 204 | 7284 | Rate Constraint in lbs/MMBtu | FALSE | L | Annual | Standard NOX | lb/MMBtu | 0.28 | 0.28 | 0.28 | 0.28 | 0.28 | 0.28 | 0.28
CO NOX Rate Annual - Craig 1,3 v5.14 | 204 | 7284 | Rate Constraint in lbs/MMBtu | FALSE | L | Annual | Emissions at Affected Plants NOX | Thousand Tons | 3.3281 | 0 | 0 | 0 | 0 | 0 | 0
CO NOX Rate Annual - Craig 1,3 v5.14 | 204 | 7284 | Rate Constraint in lbs/MMBtu | FALSE | L | Annual | Allowances Purchased NOX | Thousand Tons | 0 | 0 | 0 | 0 | 0 | 0 | 0
CO NOX Rate Annual - Craig 1,3 v5.14 | 204 | 7284 | Rate Constraint in lbs/MMBtu | FALSE | L | Annual | Allowances Sold NOX | Thousand Tons | 0 | 0 | 0 | 0 | 0 | 0 | 0
CO NOX Rate Annual - Craig 1,3 v5.14 | 204 | 7284 | Rate Constraint in lbs/MMBtu | FALSE | L | Annual | Allowances Banked | Thousand Tons | 0 | 0 | 0 | 0 | 0 | 0 | 0
CO NOX Rate Annual - Craig 1,3 v5.14 | 204 | 7284 | Rate Constraint in lbs/MMBtu | FALSE | L | Annual | Allowances Withdrawn (1:1) | Thousand Tons | 0 | 0 | 0 | 0 | 0 | 0 | 0
CO NOX Rate Annual - Craig 1,3 v5.14 | 204 | 7284 | Rate Constraint in lbs/MMBtu | FALSE | L | Annual | Allowances Withdrawn (n:1) | Thousand Tons | 0 | 0 | 0 | 0 | 0 | 0 | 0
CO NOX Rate Annual - Craig 1,3 v5.14 | 204 | 7284 | Rate Constraint in lbs/MMBtu | FALSE | L | Annual | Net Emissions Allowance Position | Thousand Tons | 3.3281 | 0 | 0 | 0 | 0 | 0 | 0
CO NOX Rate Annual - Craig 1,3 v5.14 | 204 | 7284 | Rate Constraint in lbs/MMBtu | FALSE | L | Annual | Fuel Consumed | TBtu | 28.6656 | 0 | 0 | 0 | 0 | 0 | 0
CO NOX Rate Annual - Craig 1,3 v5.14 | 204 | 7284 | Rate Constraint in lbs/MMBtu | FALSE | L | Annual | Rate | lb/MMBtu | 0.2322 | 0 | 0 | 0 | 0 | 0 | 0
CO NOX Rate Annual - Craig 1,3 v5.14 | 204 | 7284 | Rate Constraint in lbs/MMBtu | FALSE | L | Annual | Generation | TWh | 2.8626 | 0 | 0 | 0 | 0 | 0 | 0
CO NOX Rate Annual - Craig 1,3 v5.14 | 204 | 7284 | Rate Constraint in lbs/MMBtu | FALSE | L | Annual | Qualifying Generation | TWh | 2.8626 | 0 | 0 | 0 | 0 | 0 | 0
CO NOX Rate Annual - Craig 1,3 v5.14 | 204 | 7284 | Rate Constraint in lbs/MMBtu | FALSE | L | Annual | Rate | lb/MWh | 2.3253 | 0 | 0 | 0 | 0 | 0 | 0
CO NOX Rate Annual - Craig 1,3 v5.14 | 204 | 7284 | Rate Constraint in lbs/MMBtu | FALSE | L | Annual | Constraint Shadow Price | US2022$/Ton | 0 | 0 | 0 | 0 | 0 | 0 | 0
CO NOX Rate Annual - Craig 2 v5.14 | 205 | 7285 | Rate Constraint in lbs/MMBtu | FALSE | L | Annual | Seasons Included | Seasons | Winter, Spring, Summer, Fall | Winter, Spring, Summer, Fall | Winter, Spring, Summer, Fall | Winter, Spring, Summer, Fall | Winter, Spring, Summer, Fall | Winter, Spring, Summer, Fall | Winter, Spring, Summer, Fall
CO NOX Rate Annual - Craig 2 v5.14 | 205 | 7285 | Rate Constraint in lbs/MMBtu | FALSE | L | Annual | Standard NOX | lb/MMBtu | 0.08 | 0.08 | 0.08 | 0.08 | 0.08 | 0.08 | 0.08
CO NOX Rate Annual - Craig 2 v5.14 | 205 | 7285 | Rate Constraint in lbs/MMBtu | FALSE | L | Annual | Emissions at Affected Plants NOX | Thousand Tons | 0.6687 | 0 | 0 | 0 | 0 | 0 | 0
CO NOX Rate Annual - Craig 2 v5.14 | 205 | 7285 | Rate Constraint in lbs/MMBtu | FALSE | L | Annual | Allowances Purchased NOX | Thousand Tons | 0 | 0 | 0 | 0 | 0 | 0 | 0
CO NOX Rate Annual - Craig 2 v5.14 | 205 | 7285 | Rate Constraint in lbs/MMBtu | FALSE | L | Annual | Allowances Sold NOX | Thousand Tons | 0 | 0 | 0 | 0 | 0 | 0 | 0
CO NOX Rate Annual - Craig 2 v5.14 | 205 | 7285 | Rate Constraint in lbs/MMBtu | FALSE | L | Annual | Allowances Banked | Thousand Tons | 0 | 0 | 0 | 0 | 0 | 0 | 0
CO NOX Rate Annual - Craig 2 v5.14 | 205 | 7285 | Rate Constraint in lbs/MMBtu | FALSE | L | Annual | Allowances Withdrawn (1:1) | Thousand Tons | 0 | 0 | 0 | 0 | 0 | 0 | 0
CO NOX Rate Annual - Craig 2 v5.14 | 205 | 7285 | Rate Constraint in lbs/MMBtu | FALSE | L | Annual | Allowances Withdrawn (n:1) | Thousand Tons | 0 | 0 | 0 | 0 | 0 | 0 | 0
CO NOX Rate Annual - Craig 2 v5.14 | 205 | 7285 | Rate Constraint in lbs/MMBtu | FALSE | L | Annual | Net Emissions Allowance Position | Thousand Tons | 0.6687 | 0 | 0 | 0 | 0 | 0 | 0
CO NOX Rate Annual - Craig 2 v5.14 | 205 | 7285 | Rate Constraint in lbs/MMBtu | FALSE | L | Annual | Fuel Consumed | TBtu | 21.2691 | 0 | 0 | 0 | 0 | 0 | 0
CO NOX Rate Annual - Craig 2 v5.14 | 205 | 7285 | Rate Constraint in lbs/MMBtu | FALSE | L | Annual | Rate | lb/MMBtu | 0.06288 | 0 | 0 | 0 | 0 | 0 | 0
CO NOX Rate Annual - Craig 2 v5.14 | 205 | 7285 | Rate Constraint in lbs/MMBtu | FALSE | L | Annual | Generation | TWh | 2.0771 | 0 | 0 | 0 | 0 | 0 | 0
CO NOX Rate Annual - Craig 2 v5.14 | 205 | 7285 | Rate Constraint in lbs/MMBtu | FALSE | L | Annual | Qualifying Generation | TWh | 2.0771 | 0 | 0 | 0 | 0 | 0 | 0
CO NOX Rate Annual - Craig 2 v5.14 | 205 | 7285 | Rate Constraint in lbs/MMBtu | FALSE | L | Annual | Rate | lb/MWh | 0.64389 | 0 | 0 | 0 | 0 | 0 | 0
CO NOX Rate Annual - Craig 2 v5.14 | 205 | 7285 | Rate Constraint in lbs/MMBtu | FALSE | L | Annual | Constraint Shadow Price | US2022$/Ton | 0 | 0 | 0 | 0 | 0 | 0 | 0
CT - CO2 Cap Annual v6.21 | 206 | 7789 | Rate Constraint in MTons | FALSE | L | Annual | Seasons Included | Seasons | Winter, Spring, Summer, Fall | Winter, Spring, Summer, Fall | Winter, Spring, Summer, Fall | Winter, Spring, Summer, Fall | Winter, Spring, Summer, Fall | Winter, Spring, Summer, Fall | Winter, Spring, Summer, Fall
CT - CO2 Cap Annual v6.21 | 206 | 7789 | Rate Constraint in MTons | FALSE | L | Annual | Standard CO2 | Thousand Tons | NA | NA | NA | 0 | 0 | 0 | 0
CT - CO2 Cap Annual v6.21 | 206 | 7789 | Rate Constraint in MTons | FALSE | L | Annual | Emissions at Affected Plants CO2 | Thousand Tons | 0 | 0 | 0 | 0 | 0 | 0 | 0
CT - CO2 Cap Annual v6.21 | 206 | 7789 | Rate Constraint in MTons | FALSE | L | Annual | Allowances Purchased CO2 | Thousand Tons | 0 | 0 | 0 | 0 | 0 | 0 | 0
CT - CO2 Cap Annual v6.21 | 206 | 7789 | Rate Constraint in MTons | FALSE | L | Annual | Allowances Sold CO2 | Thousand Tons | 0 | 0 | 0 | 0 | 0 | 0 | 0
CT - CO2 Cap Annual v6.21 | 206 | 7789 | Rate Constraint in MTons | FALSE | L | Annual | Allowances Banked | Thousand Tons | 0 | 0 | 0 | 0 | 0 | 0 | 0
CT - CO2 Cap Annual v6.21 | 206 | 7789 | Rate Constraint in MTons | FALSE | L | Annual | Allowances Withdrawn (1:1) | Thousand Tons | 0 | 0 | 0 | 0 | 0 | 0 | 0
CT - CO2 Cap Annual v6.21 | 206 | 7789 | Rate Constraint in MTons | FALSE | L | Annual | Allowances Withdrawn (n:1) | Thousand Tons | 0 | 0 | 0 | 0 | 0 | 0 | 0
CT - CO2 Cap Annual v6.21 | 206 | 7789 | Rate Constraint in MTons | FALSE | L | Annual | Net Emissions Allowance Position | Thousand Tons | 0 | 0 | 0 | 0 | 0 | 0 | 0
CT - CO2 Cap Annual v6.21 | 206 | 7789 | Rate Constraint in MTons | FALSE | L | Annual | Fuel Consumed | TBtu | 0 | 0 | 0 | 0 | 0.44748 | 1.1361 | 1.0497
CT - CO2 Cap Annual v6.21 | 206 | 7789 | Rate Constraint in MTons | FALSE | L | Annual | Rate | lb/MMBtu | 0 | 0 | 0 | 0 | 0 | 0 | 0
CT - CO2 Cap Annual v6.21 | 206 | 7789 | Rate Constraint in MTons | FALSE | L | Annual | Generation | TWh | 0 | 0 | 0 | 0 | 0.06459 | 0.1147 | 0.10598
CT - CO2 Cap Annual v6.21 | 206 | 7789 | Rate Constraint in MTons | FALSE | L | Annual | Qualifying Generation | TWh | 0 | 0 | 0 | 0 | 0.06459 | 0.1147 | 0.10598
CT - CO2 Cap Annual v6.21 | 206 | 7789 | Rate Constraint in MTons | FALSE | L | Annual | Rate | lb/MWh | 0 | 0 | 0 | 0 | 0 | 0 | 0
CT - CO2 Cap Annual v6.21 | 206 | 7789 | Rate Constraint in MTons | FALSE | L | Annual | Constraint Shadow Price | US2022$/Ton | 0 | 0 | 0 | 1379.6758 | 1664.9098 | 1246.0535 | 1154.3424
CT Fac. Spec. - MER Rate Annual v3.1 | 207 | 7562 | MACT Fuel Choice Floor in lbs/MMBtu | FALSE | L | Annual | Seasons Included | Seasons | Winter, Spring, Summer, Fall | Winter, Spring, Summer, Fall | Winter, Spring, Summer, Fall | Winter, Spring, Summer, Fall | Winter, Spring, Summer, Fall | Winter, Spring, Summer, Fall | Winter, Spring, Summer, Fall
CT Fac. Spec. - MER Rate Annual v3.1 | 207 | 7562 | MACT Fuel Choice Floor in lbs/MMBtu | FALSE | L | Annual | Emission Floor | lbs/MMBtu | 6e-07 | 6e-07 | 6e-07 | 6e-07 | 6e-07 | 6e-07 | 6e-07
CT Fac. Spec. - MER Rate Annual v3.1 | 207 | 7562 | MACT Fuel Choice Floor in lbs/MMBtu | FALSE | L | Annual | Emissions at Affected Plants MER | lbs | 0 | 0 | 0 | 0 | 0 | 0 | 0
CT Fac. Spec. - MER Rate Annual v3.1 | 207 | 7562 | MACT Fuel Choice Floor in lbs/MMBtu | FALSE | L | Annual | Allowances Purchased MER | lbs | 0 | 0 | 0 | 0 | 0 | 0 | 0
CT Fac. Spec. - MER Rate Annual v3.1 | 207 | 7562 | MACT Fuel Choice Floor in lbs/MMBtu | FALSE | L | Annual | Allowances Sold MER | lbs | 0 | 0 | 0 | 0 | 0 | 0 | 0
CT Fac. Spec. - MER Rate Annual v3.1 | 207 | 7562 | MACT Fuel Choice Floor in lbs/MMBtu | FALSE | L | Annual | Allowances Banked | lbs | 0 | 0 | 0 | 0 | 0 | 0 | 0
CT Fac. Spec. - MER Rate Annual v3.1 | 207 | 7562 | MACT Fuel Choice Floor in lbs/MMBtu | FALSE | L | Annual | Allowances Withdrawn (1:1) | lbs | 0 | 0 | 0 | 0 | 0 | 0 | 0
CT Fac. Spec. - MER Rate Annual v3.1 | 207 | 7562 | MACT Fuel Choice Floor in lbs/MMBtu | FALSE | L | Annual | Allowances Withdrawn (n:1) | lbs | 0 | 0 | 0 | 0 | 0 | 0 | 0
CT Fac. Spec. - MER Rate Annual v3.1 | 207 | 7562 | MACT Fuel Choice Floor in lbs/MMBtu | FALSE | L | Annual | Net Emissions Allowance Position | lbs | 0 | 0 | 0 | 0 | 0 | 0 | 0
CT Fac. Spec. - MER Rate Annual v3.1 | 207 | 7562 | MACT Fuel Choice Floor in lbs/MMBtu | FALSE | L | Annual | Fuel Consumed | TBtu | 0 | 0 | 0 | 0 | 0 | 0 | 0
CT Fac. Spec. - MER Rate Annual v3.1 | 207 | 7562 | MACT Fuel Choice Floor in lbs/MMBtu | FALSE | L | Annual | Rate | lb/MMBtu | 0 | 0 | 0 | 0 | 0 | 0 | 0
CT Fac. Spec. - MER Rate Annual v3.1 | 207 | 7562 | MACT Fuel Choice Floor in lbs/MMBtu | FALSE | L | Annual | Generation | TWh | 0 | 0 | 0 | 0 | 0 | 0 | 0
CT Fac. Spec. - MER Rate Annual v3.1 | 207 | 7562 | MACT Fuel Choice Floor in lbs/MMBtu | FALSE | L | Annual | Qualifying Generation | TWh | 0 | 0 | 0 | 0 | 0 | 0 | 0
CT Fac. Spec. - MER Rate Annual v3.1 | 207 | 7562 | MACT Fuel Choice Floor in lbs/MMBtu | FALSE | L | Annual | Constraint Shadow Price | US2022$/Lb | 0 | 0 | 0 | 0 | 0 | 0 | 0
CT Fac. Spec. - NOX Rate Winter v.4.10 Final, Unit 608 and retrofits | 208 | 7286 | Rate Constraint in lbs/MMBtu | FALSE | L | Annual | Seasons Included | Seasons | Winter, Spring, Fall | Winter, Spring, Fall | Winter, Spring, Fall | Winter, Spring, Fall | Winter, Spring, Fall | Winter, Spring, Fall | Winter, Spring, Fall
CT Fac. Spec. - NOX Rate Winter v.4.10 Final, Unit 608 and retrofits | 208 | 7286 | Rate Constraint in lbs/MMBtu | FALSE | L | Annual | Standard NOX | lb/MMBtu | 0.15 | 0.15 | 0.15 | 0.15 | 0.15 | 0.15 | 0.15
CT Fac. Spec. - NOX Rate Winter v.4.10 Final, Unit 608 and retrofits | 208 | 7286 | Rate Constraint in lbs/MMBtu | FALSE | L | Annual | Emissions at Affected Plants NOX | Thousand Tons | 0 | 0 | 0 | 0 | 0 | 0 | 0
CT Fac. Spec. - NOX Rate Winter v.4.10 Final, Unit 608 and retrofits | 208 | 7286 | Rate Constraint in lbs/MMBtu | FALSE | L | Annual | Allowances Purchased NOX | Thousand Tons | 0 | 0 | 0 | 0 | 0 | 0 | 0
CT Fac. Spec. - NOX Rate Winter v.4.10 Final, Unit 608 and retrofits | 208 | 7286 | Rate Constraint in lbs/MMBtu | FALSE | L | Annual | Allowances Sold NOX | Thousand Tons | 0 | 0 | 0 | 0 | 0 | 0 | 0
CT Fac. Spec. - NOX Rate Winter v.4.10 Final, Unit 608 and retrofits | 208 | 7286 | Rate Constraint in lbs/MMBtu | FALSE | L | Annual | Allowances Banked | Thousand Tons | 0 | 0 | 0 | 0 | 0 | 0 | 0
CT Fac. Spec. - NOX Rate Winter v.4.10 Final, Unit 608 and retrofits | 208 | 7286 | Rate Constraint in lbs/MMBtu | FALSE | L | Annual | Allowances Withdrawn (1:1) | Thousand Tons | 0 | 0 | 0 | 0 | 0 | 0 | 0
CT Fac. Spec. - NOX Rate Winter v.4.10 Final, Unit 608 and retrofits | 208 | 7286 | Rate Constraint in lbs/MMBtu | FALSE | L | Annual | Allowances Withdrawn (n:1) | Thousand Tons | 0 | 0 | 0 | 0 | 0 | 0 | 0
CT Fac. Spec. - NOX Rate Winter v.4.10 Final, Unit 608 and retrofits | 208 | 7286 | Rate Constraint in lbs/MMBtu | FALSE | L | Annual | Net Emissions Allowance Position | Thousand Tons | 0 | 0 | 0 | 0 | 0 | 0 | 0
CT Fac. Spec. - NOX Rate Winter v.4.10 Final, Unit 608 and retrofits | 208 | 7286 | Rate Constraint in lbs/MMBtu | FALSE | L | Annual | Fuel Consumed | TBtu | 0 | 0 | 0 | 0 | 0 | 0 | 0
CT Fac. Spec. - NOX Rate Winter v.4.10 Final, Unit 608 and retrofits | 208 | 7286 | Rate Constraint in lbs/MMBtu | FALSE | L | Annual | Rate | lb/MMBtu | 0 | 0 | 0 | 0 | 0 | 0 | 0
CT Fac. Spec. - NOX Rate Winter v.4.10 Final, Unit 608 and retrofits | 208 | 7286 | Rate Constraint in lbs/MMBtu | FALSE | L | Annual | Generation | TWh | 0 | 0 | 0 | 0 | 0 | 0 | 0
CT Fac. Spec. - NOX Rate Winter v.4.10 Final, Unit 608 and retrofits | 208 | 7286 | Rate Constraint in lbs/MMBtu | FALSE | L | Annual | Qualifying Generation | TWh | 0 | 0 | 0 | 0 | 0 | 0 | 0
CT Fac. Spec. - NOX Rate Winter v.4.10 Final, Unit 608 and retrofits | 208 | 7286 | Rate Constraint in lbs/MMBtu | FALSE | L | Annual | Rate | lb/MWh | 0 | 0 | 0 | 0 | 0 | 0 | 0
CT Fac. Spec. - NOX Rate Winter v.4.10 Final, Unit 608 and retrofits | 208 | 7286 | Rate Constraint in lbs/MMBtu | FALSE | L | Annual | Constraint Shadow Price | US2022$/Ton | 0 | 0 | 0 | 0 | 0 | 0 | 0
CT Fac. Spec. - NOX Rate Winter v.4.10 Final, Unit 609 and retrofits | 209 | 7286 | Rate Constraint in lbs/MMBtu | FALSE | L | Annual | Seasons Included | Seasons | Winter, Spring, Fall | Winter, Spring, Fall | Winter, Spring, Fall | Winter, Spring, Fall | Winter, Spring, Fall | Winter, Spring, Fall | Winter, Spring, Fall
CT Fac. Spec. - NOX Rate Winter v.4.10 Final, Unit 609 and retrofits | 209 | 7286 | Rate Constraint in lbs/MMBtu | FALSE | L | Annual | Standard NOX | lb/MMBtu | 0.15 | 0.15 | 0.15 | 0.15 | 0.15 | 0.15 | 0.15
CT Fac. Spec. - NOX Rate Winter v.4.10 Final, Unit 609 and retrofits | 209 | 7286 | Rate Constraint in lbs/MMBtu | FALSE | L | Annual | Emissions at Affected Plants NOX | Thousand Tons | 0 | 0 | 0 | 0 | 0 | 0 | 0
CT Fac. Spec. - NOX Rate Winter v.4.10 Final, Unit 609 and retrofits | 209 | 7286 | Rate Constraint in lbs/MMBtu | FALSE | L | Annual | Allowances Purchased NOX | Thousand Tons | 0 | 0 | 0 | 0 | 0 | 0 | 0
CT Fac. Spec. - NOX Rate Winter v.4.10 Final, Unit 609 and retrofits | 209 | 7286 | Rate Constraint in lbs/MMBtu | FALSE | L | Annual | Allowances Sold NOX | Thousand Tons | 0 | 0 | 0 | 0 | 0 | 0 | 0
CT Fac. Spec. - NOX Rate Winter v.4.10 Final, Unit 609 and retrofits | 209 | 7286 | Rate Constraint in lbs/MMBtu | FALSE | L | Annual | Allowances Banked | Thousand Tons | 0 | 0 | 0 | 0 | 0 | 0 | 0
CT Fac. Spec. - NOX Rate Winter v.4.10 Final, Unit 609 and retrofits | 209 | 7286 | Rate Constraint in lbs/MMBtu | FALSE | L | Annual | Allowances Withdrawn (1:1) | Thousand Tons | 0 | 0 | 0 | 0 | 0 | 0 | 0
CT Fac. Spec. - NOX Rate Winter v.4.10 Final, Unit 609 and retrofits | 209 | 7286 | Rate Constraint in lbs/MMBtu | FALSE | L | Annual | Allowances Withdrawn (n:1) | Thousand Tons | 0 | 0 | 0 | 0 | 0 | 0 | 0
CT Fac. Spec. - NOX Rate Winter v.4.10 Final, Unit 609 and retrofits | 209 | 7286 | Rate Constraint in lbs/MMBtu | FALSE | L | Annual | Net Emissions Allowance Position | Thousand Tons | 0 | 0 | 0 | 0 | 0 | 0 | 0
CT Fac. Spec. - NOX Rate Winter v.4.10 Final, Unit 609 and retrofits | 209 | 7286 | Rate Constraint in lbs/MMBtu | FALSE | L | Annual | Fuel Consumed | TBtu | 0 | 0 | 0 | 0 | 0 | 0 | 0
CT Fac. Spec. - NOX Rate Winter v.4.10 Final, Unit 609 and retrofits | 209 | 7286 | Rate Constraint in lbs/MMBtu | FALSE | L | Annual | Rate | lb/MMBtu | 0 | 0 | 0 | 0 | 0 | 0 | 0
CT Fac. Spec. - NOX Rate Winter v.4.10 Final, Unit 609 and retrofits | 209 | 7286 | Rate Constraint in lbs/MMBtu | FALSE | L | Annual | Generation | TWh | 0 | 0 | 0 | 0 | 0 | 0 | 0
CT Fac. Spec. - NOX Rate Winter v.4.10 Final, Unit 609 and retrofits | 209 | 7286 | Rate Constraint in lbs/MMBtu | FALSE | L | Annual | Qualifying Generation | TWh | 0 | 0 | 0 | 0 | 0 | 0 | 0
CT Fac. Spec. - NOX Rate Winter v.4.10 Final, Unit 609 and retrofits | 209 | 7286 | Rate Constraint in lbs/MMBtu | FALSE | L | Annual | Rate | lb/MWh | 0 | 0 | 0 | 0 | 0 | 0 | 0
CT Fac. Spec. - NOX Rate Winter v.4.10 Final, Unit 609 and retrofits | 209 | 7286 | Rate Constraint in lbs/MMBtu | FALSE | L | Annual | Constraint Shadow Price | US2022$/Ton | 0 | 0 | 0 | 0 | 0 | 0 | 0
CT Fac. Spec. - NOX Rate Winter v.4.10 Final, Unit 610 and retrofits | 210 | 7286 | Rate Constraint in lbs/MMBtu | FALSE | L | Annual | Seasons Included | Seasons | Winter, Spring, Fall | Winter, Spring, Fall | Winter, Spring, Fall | Winter, Spring, Fall | Winter, Spring, Fall | Winter, Spring, Fall | Winter, Spring, Fall
CT Fac. Spec. - NOX Rate Winter v.4.10 Final, Unit 610 and retrofits | 210 | 7286 | Rate Constraint in lbs/MMBtu | FALSE | L | Annual | Standard NOX | lb/MMBtu | 0.15 | 0.15 | 0.15 | 0.15 | 0.15 | 0.15 | 0.15
CT Fac. Spec. - NOX Rate Winter v.4.10 Final, Unit 610 and retrofits | 210 | 7286 | Rate Constraint in lbs/MMBtu | FALSE | L | Annual | Emissions at Affected Plants NOX | Thousand Tons | 0 | 0 | 0 | 0 | 0 | 0 | 0
CT Fac. Spec. - NOX Rate Winter v.4.10 Final, Unit 610 and retrofits | 210 | 7286 | Rate Constraint in lbs/MMBtu | FALSE | L | Annual | Allowances Purchased NOX | Thousand Tons | 0 | 0 | 0 | 0 | 0 | 0 | 0
CT Fac. Spec. - NOX Rate Winter v.4.10 Final, Unit 610 and retrofits | 210 | 7286 | Rate Constraint in lbs/MMBtu | FALSE | L | Annual | Allowances Sold NOX | Thousand Tons | 0 | 0 | 0 | 0 | 0 | 0 | 0
CT Fac. Spec. - NOX Rate Winter v.4.10 Final, Unit 610 and retrofits | 210 | 7286 | Rate Constraint in lbs/MMBtu | FALSE | L | Annual | Allowances Banked | Thousand Tons | 0 | 0 | 0 | 0 | 0 | 0 | 0
CT Fac. Spec. - NOX Rate Winter v.4.10 Final, Unit 610 and retrofits | 210 | 7286 | Rate Constraint in lbs/MMBtu | FALSE | L | Annual | Allowances Withdrawn (1:1) | Thousand Tons | 0 | 0 | 0 | 0 | 0 | 0 | 0
CT Fac. Spec. - NOX Rate Winter v.4.10 Final, Unit 610 and retrofits | 210 | 7286 | Rate Constraint in lbs/MMBtu | FALSE | L | Annual | Allowances Withdrawn (n:1) | Thousand Tons | 0 | 0 | 0 | 0 | 0 | 0 | 0
CT Fac. Spec. - NOX Rate Winter v.4.10 Final, Unit 610 and retrofits | 210 | 7286 | Rate Constraint in lbs/MMBtu | FALSE | L | Annual | Net Emissions Allowance Position | Thousand Tons | 0 | 0 | 0 | 0 | 0 | 0 | 0
CT Fac. Spec. - NOX Rate Winter v.4.10 Final, Unit 610 and retrofits | 210 | 7286 | Rate Constraint in lbs/MMBtu | FALSE | L | Annual | Fuel Consumed | TBtu | 0 | 0 | 0 | 0 | 0 | 0 | 0
CT Fac. Spec. - NOX Rate Winter v.4.10 Final, Unit 610 and retrofits | 210 | 7286 | Rate Constraint in lbs/MMBtu | FALSE | L | Annual | Rate | lb/MMBtu | 0 | 0 | 0 | 0 | 0 | 0 | 0
CT Fac. Spec. - NOX Rate Winter v.4.10 Final, Unit 610 and retrofits | 210 | 7286 | Rate Constraint in lbs/MMBtu | FALSE | L | Annual | Generation | TWh | 0 | 0 | 0 | 0 | 0 | 0 | 0
CT Fac. Spec. - NOX Rate Winter v.4.10 Final, Unit 610 and retrofits | 210 | 7286 | Rate Constraint in lbs/MMBtu | FALSE | L | Annual | Qualifying Generation | TWh | 0 | 0 | 0 | 0 | 0 | 0 | 0
CT Fac. Spec. - NOX Rate Winter v.4.10 Final, Unit 610 and retrofits | 210 | 7286 | Rate Constraint in lbs/MMBtu | FALSE | L | Annual | Rate | lb/MWh | 0 | 0 | 0 | 0 | 0 | 0 | 0
CT Fac. Spec. - NOX Rate Winter v.4.10 Final, Unit 610 and retrofits | 210 | 7286 | Rate Constraint in lbs/MMBtu | FALSE | L | Annual | Constraint Shadow Price | US2022$/Ton | 0 | 0 | 0 | 0 | 0 | 0 | 0
CT Fac. Spec. - NOX Rate Winter v.4.10 Final, Unit 611 and retrofits | 211 | 7286 | Rate Constraint in lbs/MMBtu | FALSE | L | Annual | Seasons Included | Seasons | Winter, Spring, Fall | Winter, Spring, Fall | Winter, Spring, Fall | Winter, Spring, Fall | Winter, Spring, Fall | Winter, Spring, Fall | Winter, Spring, Fall
CT Fac. Spec. - NOX Rate Winter v.4.10 Final, Unit 611 and retrofits | 211 | 7286 | Rate Constraint in lbs/MMBtu | FALSE | L | Annual | Standard NOX | lb/MMBtu | 0.15 | 0.15 | 0.15 | 0.15 | 0.15 | 0.15 | 0.15
CT Fac. Spec. - NOX Rate Winter v.4.10 Final, Unit 611 and retrofits | 211 | 7286 | Rate Constraint in lbs/MMBtu | FALSE | L | Annual | Emissions at Affected Plants NOX | Thousand Tons | 0 | 0 | 0 | 0 | 0 | 0 | 0
CT Fac. Spec. - NOX Rate Winter v.4.10 Final, Unit 611 and retrofits | 211 | 7286 | Rate Constraint in lbs/MMBtu | FALSE | L | Annual | Allowances Purchased NOX | Thousand Tons | 0 | 0 | 0 | 0 | 0 | 0 | 0
CT Fac. Spec. - NOX Rate Winter v.4.10 Final, Unit 611 and retrofits | 211 | 7286 | Rate Constraint in lbs/MMBtu | FALSE | L | Annual | Allowances Sold NOX | Thousand Tons | 0 | 0 | 0 | 0 | 0 | 0 | 0
CT Fac. Spec. - NOX Rate Winter v.4.10 Final, Unit 611 and retrofits | 211 | 7286 | Rate Constraint in lbs/MMBtu | FALSE | L | Annual | Allowances Banked | Thousand Tons | 0 | 0 | 0 | 0 | 0 | 0 | 0
CT Fac. Spec. - NOX Rate Winter v.4.10 Final, Unit 611 and retrofits | 211 | 7286 | Rate Constraint in lbs/MMBtu | FALSE | L | Annual | Allowances Withdrawn (1:1) | Thousand Tons | 0 | 0 | 0 | 0 | 0 | 0 | 0
CT Fac. Spec. - NOX Rate Winter v.4.10 Final, Unit 611 and retrofits | 211 | 7286 | Rate Constraint in lbs/MMBtu | FALSE | L | Annual | Allowances Withdrawn (n:1) | Thousand Tons | 0 | 0 | 0 | 0 | 0 | 0 | 0
CT Fac. Spec. - NOX Rate Winter v.4.10 Final, Unit 611 and retrofits | 211 | 7286 | Rate Constraint in lbs/MMBtu | FALSE | L | Annual | Net Emissions Allowance Position | Thousand Tons | 0 | 0 | 0 | 0 | 0 | 0 | 0
CT Fac. Spec. - NOX Rate Winter v.4.10 Final, Unit 611 and retrofits | 211 | 7286 | Rate Constraint in lbs/MMBtu | FALSE | L | Annual | Fuel Consumed | TBtu | 0 | 0 | 0 | 0 | 0 | 0 | 0
CT Fac. Spec. - NOX Rate Winter v.4.10 Final, Unit 611 and retrofits | 211 | 7286 | Rate Constraint in lbs/MMBtu | FALSE | L | Annual | Rate | lb/MMBtu | 0 | 0 | 0 | 0 | 0 | 0 | 0
CT Fac. Spec. - NOX Rate Winter v.4.10 Final, Unit 611 and retrofits | 211 | 7286 | Rate Constraint in lbs/MMBtu | FALSE | L | Annual | Generation | TWh | 0 | 0 | 0 | 0 | 0 | 0 | 0
CT Fac. Spec. - NOX Rate Winter v.4.10 Final, Unit 611 and retrofits | 211 | 7286 | Rate Constraint in lbs/MMBtu | FALSE | L | Annual | Qualifying Generation | TWh | 0 | 0 | 0 | 0 | 0 | 0 | 0
CT Fac. Spec. - NOX Rate Winter v.4.10 Final, Unit 611 and retrofits | 211 | 7286 | Rate Constraint in lbs/MMBtu | FALSE | L | Annual | Rate | lb/MWh | 0 | 0 | 0 | 0 | 0 | 0 | 0
CT Fac. Spec. - NOX Rate Winter v.4.10 Final, Unit 611 and retrofits | 211 | 7286 | Rate Constraint in lbs/MMBtu | FALSE | L | Annual | Constraint Shadow Price | US2022$/Ton | 0 | 0 | 0 | 0 | 0 | 0 | 0
CT Fac. Spec. - NOX Rate Winter v.4.10 Final, Unit 612 and retrofits | 212 | 7286 | Rate Constraint in lbs/MMBtu | FALSE | L | Annual | Seasons Included | Seasons | Winter, Spring, Fall | Winter, Spring, Fall | Winter, Spring, Fall | Winter, Spring, Fall | Winter, Spring, Fall | Winter, Spring, Fall | Winter, Spring, Fall
CT Fac. Spec. - NOX Rate Winter v.4.10 Final, Unit 612 and retrofits | 212 | 7286 | Rate Constraint in lbs/MMBtu | FALSE | L | Annual | Standard NOX | lb/MMBtu | 0.15 | 0.15 | 0.15 | 0.15 | 0.15 | 0.15 | 0.15
CT Fac. Spec. - NOX Rate Winter v.4.10 Final, Unit 612 and retrofits | 212 | 7286 | Rate Constraint in lbs/MMBtu | FALSE | L | Annual | Emissions at Affected Plants NOX | Thousand Tons | 0 | 0 | 0 | 0 | 0 | 0 | 0
CT Fac. Spec. - NOX Rate Winter v.4.10 Final, Unit 612 and retrofits | 212 | 7286 | Rate Constraint in lbs/MMBtu | FALSE | L | Annual | Allowances Purchased NOX | Thousand Tons | 0 | 0 | 0 | 0 | 0 | 0 | 0
CT Fac. Spec. - NOX Rate Winter v.4.10 Final, Unit 612 and retrofits | 212 | 7286 | Rate Constraint in lbs/MMBtu | FALSE | L | Annual | Allowances Sold NOX | Thousand Tons | 0 | 0 | 0 | 0 | 0 | 0 | 0
CT Fac. Spec. - NOX Rate Winter v.4.10 Final, Unit 612 and retrofits | 212 | 7286 | Rate Constraint in lbs/MMBtu | FALSE | L | Annual | Allowances Banked | Thousand Tons | 0 | 0 | 0 | 0 | 0 | 0 | 0
CT Fac. Spec. - NOX Rate Winter v.4.10 Final, Unit 612 and retrofits | 212 | 7286 | Rate Constraint in lbs/MMBtu | FALSE | L | Annual | Allowances Withdrawn (1:1) | Thousand Tons | 0 | 0 | 0 | 0 | 0 | 0 | 0
CT Fac. Spec. - NOX Rate Winter v.4.10 Final, Unit 612 and retrofits | 212 | 7286 | Rate Constraint in lbs/MMBtu | FALSE | L | Annual | Allowances Withdrawn (n:1) | Thousand Tons | 0 | 0 | 0 | 0 | 0 | 0 | 0
CT Fac. Spec. - NOX Rate Winter v.4.10 Final, Unit 612 and retrofits | 212 | 7286 | Rate Constraint in lbs/MMBtu | FALSE | L | Annual | Net Emissions Allowance Position | Thousand Tons | 0 | 0 | 0 | 0 | 0 | 0 | 0
CT Fac. Spec. - NOX Rate Winter v.4.10 Final, Unit 612 and retrofits | 212 | 7286 | Rate Constraint in lbs/MMBtu | FALSE | L | Annual | Fuel Consumed | TBtu | 0 | 0 | 0 | 0 | 0 | 0 | 0
CT Fac. Spec. - NOX Rate Winter v.4.10 Final, Unit 612 and retrofits | 212 | 7286 | Rate Constraint in lbs/MMBtu | FALSE | L | Annual | Rate | lb/MMBtu | 0 | 0 | 0 | 0 | 0 | 0 | 0
CT Fac. Spec. - NOX Rate Winter v.4.10 Final, Unit 612 and retrofits | 212 | 7286 | Rate Constraint in lbs/MMBtu | FALSE | L | Annual | Generation | TWh | 0 | 0 | 0 | 0 | 0 | 0 | 0
CT Fac. Spec. - NOX Rate Winter v.4.10 Final, Unit 612 and retrofits | 212 | 7286 | Rate Constraint in lbs/MMBtu | FALSE | L | Annual | Qualifying Generation | TWh | 0 | 0 | 0 | 0 | 0 | 0 | 0
CT Fac. Spec. - NOX Rate Winter v.4.10 Final, Unit 612 and retrofits | 212 | 7286 | Rate Constraint in lbs/MMBtu | FALSE | L | Annual | Rate | lb/MWh | 0 | 0 | 0 | 0 | 0 | 0 | 0
CT Fac. Spec. - NOX Rate Winter v.4.10 Final, Unit 612 and retrofits | 212 | 7286 | Rate Constraint in lbs/MMBtu | FALSE | L | Annual | Constraint Shadow Price | US2022$/Ton | 0 | 0 | 0 | 0 | 0 | 0 | 0
CT Fac. Spec. - NOX Rate Winter v.4.10 Final, Unit 613 and retrofits | 213 | 7286 | Rate Constraint in lbs/MMBtu | FALSE | L | Annual | Seasons Included | Seasons | Winter, Spring, Fall | Winter, Spring, Fall | Winter, Spring, Fall | Winter, Spring, Fall | Winter, Spring, Fall | Winter, Spring, Fall | Winter, Spring, Fall
CT Fac. Spec. - NOX Rate Winter v.4.10 Final, Unit 613 and retrofits | 213 | 7286 | Rate Constraint in lbs/MMBtu | FALSE | L | Annual | Standard NOX | lb/MMBtu | 0.15 | 0.15 | 0.15 | 0.15 | 0.15 | 0.15 | 0.15
CT Fac. Spec. - NOX Rate Winter v.4.10 Final, Unit 613 and retrofits | 213 | 7286 | Rate Constraint in lbs/MMBtu | FALSE | L | Annual | Emissions at Affected Plants NOX | Thousand Tons | 0 | 0 | 0 | 0 | 0 | 0 | 0
CT Fac. Spec. - NOX Rate Winter v.4.10 Final, Unit 613 and retrofits | 213 | 7286 | Rate Constraint in lbs/MMBtu | FALSE | L | Annual | Allowances Purchased NOX | Thousand Tons | 0 | 0 | 0 | 0 | 0 | 0 | 0
CT Fac. Spec. - NOX Rate Winter v.4.10 Final, Unit 613 and retrofits | 213 | 7286 | Rate Constraint in lbs/MMBtu | FALSE | L | Annual | Allowances Sold NOX | Thousand Tons | 0 | 0 | 0 | 0 | 0 | 0 | 0
CT Fac. Spec. - NOX Rate Winter v.4.10 Final, Unit 613 and retrofits | 213 | 7286 | Rate Constraint in lbs/MMBtu | FALSE | L | Annual | Allowances Banked | Thousand Tons | 0 | 0 | 0 | 0 | 0 | 0 | 0
CT Fac. Spec. - NOX Rate Winter v.4.10 Final, Unit 613 and retrofits | 213 | 7286 | Rate Constraint in lbs/MMBtu | FALSE | L | Annual | Allowances Withdrawn (1:1) | Thousand Tons | 0 | 0 | 0 | 0 | 0 | 0 | 0
CT Fac. Spec. - NOX Rate Winter v.4.10 Final, Unit 613 and retrofits | 213 | 7286 | Rate Constraint in lbs/MMBtu | FALSE | L | Annual | Allowances Withdrawn (n:1) | Thousand Tons | 0 | 0 | 0 | 0 | 0 | 0 | 0
CT Fac. Spec. - NOX Rate Winter v.4.10 Final, Unit 613 and retrofits | 213 | 7286 | Rate Constraint in lbs/MMBtu | FALSE | L | Annual | Net Emissions Allowance Position | Thousand Tons | 0 | 0 | 0 | 0 | 0 | 0 | 0
CT Fac. Spec. - NOX Rate Winter v.4.10 Final, Unit 613 and retrofits | 213 | 7286 | Rate Constraint in lbs/MMBtu | FALSE | L | Annual | Fuel Consumed | TBtu | 0 | 0 | 0 | 0 | 0 | 0 | 0
CT Fac. Spec. - NOX Rate Winter v.4.10 Final, Unit 613 and retrofits | 213 | 7286 | Rate Constraint in lbs/MMBtu | FALSE | L | Annual | Rate | lb/MMBtu | 0 | 0 | 0 | 0 | 0 | 0 | 0
CT Fac. Spec. - NOX Rate Winter v.4.10 Final, Unit 613 and retrofits | 213 | 7286 | Rate Constraint in lbs/MMBtu | FALSE | L | Annual | Generation | TWh | 0 | 0 | 0 | 0 | 0 | 0 | 0
CT Fac. Spec. - NOX Rate Winter v.4.10 Final, Unit 613 and retrofits | 213 | 7286 | Rate Constraint in lbs/MMBtu | FALSE | L | Annual | Qualifying Generation | TWh | 0 | 0 | 0 | 0 | 0 | 0 | 0
CT Fac. Spec. - NOX Rate Winter v.4.10 Final, Unit 613 and retrofits | 213 | 7286 | Rate Constraint in lbs/MMBtu | FALSE | L | Annual | Rate | lb/MWh | 0 | 0 | 0 | 0 | 0 | 0 | 0
CT Fac. Spec. - NOX Rate Winter v.4.10 Final, Unit 613 and retrofits | 213 | 7286 | Rate Constraint in lbs/MMBtu | FALSE | L | Annual | Constraint Shadow Price | US2022$/Ton | 0 | 0 | 0 | 0 | 0 | 0 | 0
CT Fac. Spec. - NOX Rate Winter v.4.10 Final, Unit 614 and retrofits | 214 | 7286 | Rate Constraint in lbs/MMBtu | FALSE | L | Annual | Seasons Included | Seasons | Winter, Spring, Fall | Winter, Spring, Fall | Winter, Spring, Fall | Winter, Spring, Fall | Winter, Spring, Fall | Winter, Spring, Fall | Winter, Spring, Fall
CT Fac. Spec. - NOX Rate Winter v.4.10 Final, Unit 614 and retrofits | 214 | 7286 | Rate Constraint in lbs/MMBtu | FALSE | L | Annual | Standard NOX | lb/MMBtu | 0.15 | 0.15 | 0.15 | 0.15 | 0.15 | 0.15 | 0.15
CT Fac. Spec. - NOX Rate Winter v.4.10 Final, Unit 614 and retrofits | 214 | 7286 | Rate Constraint in lbs/MMBtu | FALSE | L | Annual | Emissions at Affected Plants NOX | Thousand Tons | 0 | 0 | 0 | 0 | 0 | 0 | 0
CT Fac. Spec. - NOX Rate Winter v.4.10 Final, Unit 614 and retrofits | 214 | 7286 | Rate Constraint in lbs/MMBtu | FALSE | L | Annual | Allowances Purchased NOX | Thousand Tons | 0 | 0 | 0 | 0 | 0 | 0 | 0
CT Fac. Spec. - NOX Rate Winter v.4.10 Final, Unit 614 and retrofits | 214 | 7286 | Rate Constraint in lbs/MMBtu | FALSE | L | Annual | Allowances Sold NOX | Thousand Tons | 0 | 0 | 0 | 0 | 0 | 0 | 0
CT Fac. Spec. - NOX Rate Winter v.4.10 Final, Unit 614 and retrofits | 214 | 7286 | Rate Constraint in lbs/MMBtu | FALSE | L | Annual | Allowances Banked | Thousand Tons | 0 | 0 | 0 | 0 | 0 | 0 | 0
CT Fac. Spec. - NOX Rate Winter v.4.10 Final, Unit 614 and retrofits | 214 | 7286 | Rate Constraint in lbs/MMBtu | FALSE | L | Annual | Allowances Withdrawn (1:1) | Thousand Tons | 0 | 0 | 0 | 0 | 0 | 0 | 0
CT Fac. Spec. - NOX Rate Winter v.4.10 Final, Unit 614 and retrofits | 214 | 7286 | Rate Constraint in lbs/MMBtu | FALSE | L | Annual | Allowances Withdrawn (n:1) | Thousand Tons | 0 | 0 | 0 | 0 | 0 | 0 | 0
CT Fac. Spec. - NOX Rate Winter v.4.10 Final, Unit 614 and retrofits | 214 | 7286 | Rate Constraint in lbs/MMBtu | FALSE | L | Annual | Net Emissions Allowance Position | Thousand Tons | 0 | 0 | 0 | 0 | 0 | 0 | 0
CT Fac. Spec. - NOX Rate Winter v.4.10 Final, Unit 614 and retrofits | 214 | 7286 | Rate Constraint in lbs/MMBtu | FALSE | L | Annual | Fuel Consumed | TBtu | 0 | 0 | 0 | 0 | 0 | 0 | 0
CT Fac. Spec. - NOX Rate Winter v.4.10 Final, Unit 614 and retrofits | 214 | 7286 | Rate Constraint in lbs/MMBtu | FALSE | L | Annual | Rate | lb/MMBtu | 0 | 0 | 0 | 0 | 0 | 0 | 0
CT Fac. Spec. - NOX Rate Winter v.4.10 Final, Unit 614 and retrofits | 214 | 7286 | Rate Constraint in lbs/MMBtu | FALSE | L | Annual | Generation | TWh | 0 | 0 | 0 | 0 | 0 | 0 | 0
CT Fac. Spec. - NOX Rate Winter v.4.10 Final, Unit 614 and retrofits | 214 | 7286 | Rate Constraint in lbs/MMBtu | FALSE | L | Annual | Qualifying Generation | TWh | 0 | 0 | 0 | 0 | 0 | 0 | 0
CT Fac. Spec. - NOX Rate Winter v.4.10 Final, Unit 614 and retrofits | 214 | 7286 | Rate Constraint in lbs/MMBtu | FALSE | L | Annual | Rate | lb/MWh | 0 | 0 | 0 | 0 | 0 | 0 | 0
CT Fac. Spec. - NOX Rate Winter v.4.10 Final, Unit 614 and retrofits | 214 | 7286 | Rate Constraint in lbs/MMBtu | FALSE | L | Annual | Constraint Shadow Price | US2022$/Ton | 0 | 0 | 0 | 0 | 0 | 0 | 0
CT Fac. Spec. - NOX Rate Winter v.4.10 Final, Unit 616 and retrofits | 215 | 7286 | Rate Constraint in lbs/MMBtu | FALSE | L | Annual | Seasons Included | Seasons | Winter, Spring, Fall | Winter, Spring, Fall | Winter, Spring, Fall | Winter, Spring, Fall | Winter, Spring, Fall | Winter, Spring, Fall | Winter, Spring, Fall
CT Fac. Spec. - NOX Rate Winter v.4.10 Final, Unit 616 and retrofits | 215 | 7286 | Rate Constraint in lbs/MMBtu | FALSE | L | Annual | Standard NOX | lb/MMBtu | 0.15 | 0.15 | 0.15 | 0.15 | 0.15 | 0.15 | 0.15
CT Fac. Spec. - NOX Rate Winter v.4.10 Final, Unit 616 and retrofits | 215 | 7286 | Rate Constraint in lbs/MMBtu | FALSE | L | Annual | Emissions at Affected Plants NOX | Thousand Tons | 0 | 0 | 0 | 0 | 0 | 0 | 0
CT Fac. Spec. - NOX Rate Winter v.4.10 Final, Unit 616 and retrofits | 215 | 7286 | Rate Constraint in lbs/MMBtu | FALSE | L | Annual | Allowances Purchased NOX | Thousand Tons | 0 | 0 | 0 | 0 | 0 | 0 | 0
CT Fac. Spec. - NOX Rate Winter v.4.10 Final, Unit 616 and retrofits | 215 | 7286 | Rate Constraint in lbs/MMBtu | FALSE | L | Annual | Allowances Sold NOX | Thousand Tons | 0 | 0 | 0 | 0 | 0 | 0 | 0
CT Fac. Spec. - NOX Rate Winter v.4.10 Final, Unit 616 and retrofits | 215 | 7286 | Rate Constraint in lbs/MMBtu | FALSE | L | Annual | Allowances Banked | Thousand Tons | 0 | 0 | 0 | 0 | 0 | 0 | 0
CT Fac. Spec. - NOX Rate Winter v.4.10 Final, Unit 616 and retrofits | 215 | 7286 | Rate Constraint in lbs/MMBtu | FALSE | L | Annual | Allowances Withdrawn (1:1) | Thousand Tons | 0 | 0 | 0 | 0 | 0 | 0 | 0
CT Fac. Spec. - NOX Rate Winter v.4.10 Final, Unit 616 and retrofits | 215 | 7286 | Rate Constraint in lbs/MMBtu | FALSE | L | Annual | Allowances Withdrawn (n:1) | Thousand Tons | 0 | 0 | 0 | 0 | 0 | 0 | 0
CT Fac. Spec. - NOX Rate Winter v.4.10 Final, Unit 616 and retrofits | 215 | 7286 | Rate Constraint in lbs/MMBtu | FALSE | L | Annual | Net Emissions Allowance Position | Thousand Tons | 0 | 0 | 0 | 0 | 0 | 0 | 0
CT Fac. Spec. - NOX Rate Winter v.4.10 Final, Unit 616 and retrofits | 215 | 7286 | Rate Constraint in lbs/MMBtu | FALSE | L | Annual | Fuel Consumed | TBtu | 0 | 0 | 0 | 0 | 0 | 0 | 0
CT Fac. Spec. - NOX Rate Winter v.4.10 Final, Unit 616 and retrofits | 215 | 7286 | Rate Constraint in lbs/MMBtu | FALSE | L | Annual | Rate | lb/MMBtu | 0 | 0 | 0 | 0 | 0 | 0 | 0
CT Fac. Spec. - NOX Rate Winter v.4.10 Final, Unit 616 and retrofits | 215 | 7286 | Rate Constraint in lbs/MMBtu | FALSE | L | Annual | Generation | TWh | 0 | 0 | 0 | 0 | 0 | 0 | 0
CT Fac. Spec. - NOX Rate Winter v.4.10 Final, Unit 616 and retrofits | 215 | 7286 | Rate Constraint in lbs/MMBtu | FALSE | L | Annual | Qualifying Generation | TWh | 0 | 0 | 0 | 0 | 0 | 0 | 0
CT Fac. Spec. - NOX Rate Winter v.4.10 Final, Unit 616 and retrofits | 215 | 7286 | Rate Constraint in lbs/MMBtu | FALSE | L | Annual | Rate | lb/MWh | 0 | 0 | 0 | 0 | 0 | 0 | 0
CT Fac. Spec. - NOX Rate Winter v.4.10 Final, Unit 616 and retrofits | 215 | 7286 | Rate Constraint in lbs/MMBtu | FALSE | L | Annual | Constraint Shadow Price | US2022$/Ton | 0 | 0 | 0 | 0 | 0 | 0 | 0
CT Fac. Spec. - NOX Rate Winter v.4.10 Final, Unit 617 and retrofits | 216 | 7286 | Rate Constraint in lbs/MMBtu | FALSE | L | Annual | Seasons Included | Seasons | Winter, Spring, Fall | Winter, Spring, Fall | Winter, Spring, Fall | Winter, Spring, Fall | Winter, Spring, Fall | Winter, Spring, Fall | Winter, Spring, Fall
CT Fac. Spec. - NOX Rate Winter v.4.10 Final, Unit 617 and retrofits | 216 | 7286 | Rate Constraint in lbs/MMBtu | FALSE | L | Annual | Standard NOX | lb/MMBtu | 0.15 | 0.15 | 0.15 | 0.15 | 0.15 | 0.15 | 0.15
CT Fac. Spec. - NOX Rate Winter v.4.10 Final, Unit 617 and retrofits | 216 | 7286 | Rate Constraint in lbs/MMBtu | FALSE | L | Annual | Emissions at Affected Plants NOX | Thousand Tons | 0 | 0 | 0 | 0 | 0 | 0 | 0
CT Fac. Spec. - NOX Rate Winter v.4.10 Final, Unit 617 and retrofits | 216 | 7286 | Rate Constraint in lbs/MMBtu | FALSE | L | Annual | Allowances Purchased NOX | Thousand Tons | 0 | 0 | 0 | 0 | 0 | 0 | 0
CT Fac. Spec. - NOX Rate Winter v.4.10 Final, Unit 617 and retrofits | 216 | 7286 | Rate Constraint in lbs/MMBtu | FALSE | L | Annual | Allowances Sold NOX | Thousand Tons | 0 | 0 | 0 | 0 | 0 | 0 | 0
CT Fac. Spec. - NOX Rate Winter v.4.10 Final, Unit 617 and retrofits | 216 | 7286 | Rate Constraint in lbs/MMBtu | FALSE | L | Annual | Allowances Banked | Thousand Tons | 0 | 0 | 0 | 0 | 0 | 0 | 0
CT Fac. Spec. - NOX Rate Winter v.4.10 Final, Unit 617 and retrofits | 216 | 7286 | Rate Constraint in lbs/MMBtu | FALSE | L | Annual | Allowances Withdrawn (1:1) | Thousand Tons | 0 | 0 | 0 | 0 | 0 | 0 | 0
CT Fac. Spec. - NOX Rate Winter v.4.10 Final, Unit 617 and retrofits | 216 | 7286 | Rate Constraint in lbs/MMBtu | FALSE | L | Annual | Allowances Withdrawn (n:1) | Thousand Tons | 0 | 0 | 0 | 0 | 0 | 0 | 0
CT Fac. Spec. - NOX Rate Winter v.4.10 Final, Unit 617 and retrofits | 216 | 7286 | Rate Constraint in lbs/MMBtu | FALSE | L | Annual | Net Emissions Allowance Position | Thousand Tons | 0 | 0 | 0 | 0 | 0 | 0 | 0
CT Fac. Spec. - NOX Rate Winter v.4.10 Final, Unit 617 and retrofits | 216 | 7286 | Rate Constraint in lbs/MMBtu | FALSE | L | Annual | Fuel Consumed | TBtu | 0 | 0 | 0 | 0 | 0 | 0 | 0
CT Fac. Spec. - NOX Rate Winter v.4.10 Final, Unit 617 and retrofits | 216 | 7286 | Rate Constraint in lbs/MMBtu | FALSE | L | Annual | Rate | lb/MMBtu | 0 | 0 | 0 | 0 | 0 | 0 | 0
CT Fac. Spec. - NOX Rate Winter v.4.10 Final, Unit 617 and retrofits | 216 | 7286 | Rate Constraint in lbs/MMBtu | FALSE | L | Annual | Generation | TWh | 0 | 0 | 0 | 0 | 0 | 0 | 0
CT Fac. Spec. - NOX Rate Winter v.4.10 Final, Unit 617 and retrofits | 216 | 7286 | Rate Constraint in lbs/MMBtu | FALSE | L | Annual | Qualifying Generation | TWh | 0 | 0 | 0 | 0 | 0 | 0 | 0
CT Fac. Spec. - NOX Rate Winter v.4.10 Final, Unit 617 and retrofits | 216 | 7286 | Rate Constraint in lbs/MMBtu | FALSE | L | Annual | Rate | lb/MWh | 0 | 0 | 0 | 0 | 0 | 0 | 0
CT Fac. Spec. - NOX Rate Winter v.4.10 Final, Unit 617 and retrofits | 216 | 7286 | Rate Constraint in lbs/MMBtu | FALSE | L | Annual | Constraint Shadow Price | US2022$/Ton | 0 | 0 | 0 | 0 | 0 | 0 | 0
CT Fac. Spec. - NOX Rate Winter v.4.10 Final, Unit 618 and retrofits | 217 | 7286 | Rate Constraint in lbs/MMBtu | FALSE | L | Annual | Seasons Included | Seasons | Winter, Spring, Fall | Winter, Spring, Fall | Winter, Spring, Fall | Winter, Spring, Fall | Winter, Spring, Fall | Winter, Spring, Fall | Winter, Spring, Fall
CT Fac. Spec. - NOX Rate Winter v.4.10 Final, Unit 618 and retrofits | 217 | 7286 | Rate Constraint in lbs/MMBtu | FALSE | L | Annual | Standard NOX | lb/MMBtu | 0.15 | 0.15 | 0.15 | 0.15 | 0.15 | 0.15 | 0.15
CT Fac. Spec. - NOX Rate Winter v.4.10 Final, Unit 618 and retrofits | 217 | 7286 | Rate Constraint in lbs/MMBtu | FALSE | L | Annual | Emissions at Affected Plants NOX | Thousand Tons | 0 | 0 | 0 | 0 | 0 | 0 | 0
CT Fac. Spec. - NOX Rate Winter v.4.10 Final, Unit 618 and retrofits | 217 | 7286 | Rate Constraint in lbs/MMBtu | FALSE | L | Annual | Allowances Purchased NOX | Thousand Tons | 0 | 0 | 0 | 0 | 0 | 0 | 0
CT Fac. Spec. - NOX Rate Winter v.4.10 Final, Unit 618 and retrofits | 217 | 7286 | Rate Constraint in lbs/MMBtu | FALSE | L | Annual | Allowances Sold NOX | Thousand Tons | 0 | 0 | 0 | 0 | 0 | 0 | 0
CT Fac. Spec. - NOX Rate Winter v.4.10 Final, Unit 618 and retrofits | 217 | 7286 | Rate Constraint in lbs/MMBtu | FALSE | L | Annual | Allowances Banked | Thousand Tons | 0 | 0 | 0 | 0 | 0 | 0 | 0
CT Fac. Spec. - NOX Rate Winter v.4.10 Final, Unit 618 and retrofits | 217 | 7286 | Rate Constraint in lbs/MMBtu | FALSE | L | Annual | Allowances Withdrawn (1:1) | Thousand Tons | 0 | 0 | 0 | 0 | 0 | 0 | 0
CT Fac. Spec. - NOX Rate Winter v.4.10 Final, Unit 618 and retrofits | 217 | 7286 | Rate Constraint in lbs/MMBtu | FALSE | L | Annual | Allowances Withdrawn (n:1) | Thousand Tons | 0 | 0 | 0 | 0 | 0 | 0 | 0
CT Fac. Spec. - NOX Rate Winter v.4.10 Final, Unit 618 and retrofits | 217 | 7286 | Rate Constraint in lbs/MMBtu | FALSE | L | Annual | Net Emissions Allowance Position | Thousand Tons | 0 | 0 | 0 | 0 | 0 | 0 | 0
CT Fac. Spec. - NOX Rate Winter v.4.10 Final, Unit 618 and retrofits | 217 | 7286 | Rate Constraint in lbs/MMBtu | FALSE | L | Annual | Fuel Consumed | TBtu | 0 | 0 | 0 | 0 | 0 | 0 | 0
CT Fac. Spec. - NOX Rate Winter v.4.10 Final, Unit 618 and retrofits | 217 | 7286 | Rate Constraint in lbs/MMBtu | FALSE | L | Annual | Rate | lb/MMBtu | 0 | 0 | 0 | 0 | 0 | 0 | 0
CT Fac. Spec. - NOX Rate Winter v.4.10 Final, Unit 618 and retrofits | 217 | 7286 | Rate Constraint in lbs/MMBtu | FALSE | L | Annual | Generation | TWh | 0 | 0 | 0 | 0 | 0 | 0 | 0
CT Fac. Spec. - NOX Rate Winter v.4.10 Final, Unit 618 and retrofits | 217 | 7286 | Rate Constraint in lbs/MMBtu | FALSE | L | Annual | Qualifying Generation | TWh | 0 | 0 | 0 | 0 | 0 | 0 | 0
CT Fac. Spec. - NOX Rate Winter v.4.10 Final, Unit 618 and retrofits | 217 | 7286 | Rate Constraint in lbs/MMBtu | FALSE | L | Annual | Rate | lb/MWh | 0 | 0 | 0 | 0 | 0 | 0 | 0
CT Fac. Spec. - NOX Rate Winter v.4.10 Final, Unit 618 and retrofits | 217 | 7286 | Rate Constraint in lbs/MMBtu | FALSE | L | Annual | Constraint Shadow Price | US2022$/Ton | 0 | 0 | 0 | 0 | 0 | 0 | 0
CT Fac. Spec. - NOX Rate Winter v.4.10 Final, Unit 619 and retrofits | 218 | 7286 | Rate Constraint in lbs/MMBtu | FALSE | L | Annual | Seasons Included | Seasons | Winter, Spring, Fall | Winter, Spring, Fall | Winter, Spring, Fall | Winter, Spring, Fall | Winter, Spring, Fall | Winter, Spring, Fall | Winter, Spring, Fall
CT Fac. Spec. - NOX Rate Winter v.4.10 Final, Unit 619 and retrofits | 218 | 7286 | Rate Constraint in lbs/MMBtu | FALSE | L | Annual | Standard NOX | lb/MMBtu | 0.15 | 0.15 | 0.15 | 0.15 | 0.15 | 0.15 | 0.15
CT Fac. Spec. - NOX Rate Winter v.4.10 Final, Unit 619 and retrofits | 218 | 7286 | Rate Constraint in lbs/MMBtu | FALSE | L | Annual | Emissions at Affected Plants NOX | Thousand Tons | 0 | 0 | 0 | 0 | 0 | 0 | 0
CT Fac. Spec. - NOX Rate Winter v.4.10 Final, Unit 619 and retrofits | 218 | 7286 | Rate Constraint in lbs/MMBtu | FALSE | L | Annual | Allowances Purchased NOX | Thousand Tons | 0 | 0 | 0 | 0 | 0 | 0 | 0
CT Fac. Spec. - NOX Rate Winter v.4.10 Final, Unit 619 and retrofits | 218 | 7286 | Rate Constraint in lbs/MMBtu | FALSE | L | Annual | Allowances Sold NOX | Thousand Tons | 0 | 0 | 0 | 0 | 0 | 0 | 0
CT Fac. Spec. - NOX Rate Winter v.4.10 Final, Unit 619 and retrofits | 218 | 7286 | Rate Constraint in lbs/MMBtu | FALSE | L | Annual | Allowances Banked | Thousand Tons | 0 | 0 | 0 | 0 | 0 | 0 | 0
CT Fac. Spec. - NOX Rate Winter v.4.10 Final, Unit 619 and retrofits | 218 | 7286 | Rate Constraint in lbs/MMBtu | FALSE | L | Annual | Allowances Withdrawn (1:1) | Thousand Tons | 0 | 0 | 0 | 0 | 0 | 0 | 0
CT Fac. Spec. - NOX Rate Winter v.4.10 Final, Unit 619 and retrofits | 218 | 7286 | Rate Constraint in lbs/MMBtu | FALSE | L | Annual | Allowances Withdrawn (n:1) | Thousand Tons | 0 | 0 | 0 | 0 | 0 | 0 | 0
CT Fac. Spec. - NOX Rate Winter v.4.10 Final, Unit 619 and retrofits | 218 | 7286 | Rate Constraint in lbs/MMBtu | FALSE | L | Annual | Net Emissions Allowance Position | Thousand Tons | 0 | 0 | 0 | 0 | 0 | 0 | 0
CT Fac. Spec. - NOX Rate Winter v.4.10 Final, Unit 619 and retrofits | 218 | 7286 | Rate Constraint in lbs/MMBtu | FALSE | L | Annual | Fuel Consumed | TBtu | 0 | 0 | 0 | 0 | 0 | 0 | 0
CT Fac. Spec. - NOX Rate Winter v.4.10 Final, Unit 619 and retrofits | 218 | 7286 | Rate Constraint in lbs/MMBtu | FALSE | L | Annual | Rate | lb/MMBtu | 0 | 0 | 0 | 0 | 0 | 0 | 0
CT Fac. Spec. - NOX Rate Winter v.4.10 Final, Unit 619 and retrofits | 218 | 7286 | Rate Constraint in lbs/MMBtu | FALSE | L | Annual | Generation | TWh | 0 | 0 | 0 | 0 | 0 | 0 | 0
CT Fac. Spec. - NOX Rate Winter v.4.10 Final, Unit 619 and retrofits | 218 | 7286 | Rate Constraint in lbs/MMBtu | FALSE | L | Annual | Qualifying Generation | TWh | 0 | 0 | 0 | 0 | 0 | 0 | 0
CT Fac. Spec. - NOX Rate Winter v.4.10 Final, Unit 619 and retrofits | 218 | 7286 | Rate Constraint in lbs/MMBtu | FALSE | L | Annual | Rate | lb/MWh | 0 | 0 | 0 | 0 | 0 | 0 | 0
CT Fac. Spec. - NOX Rate Winter v.4.10 Final, Unit 619 and retrofits | 218 | 7286 | Rate Constraint in lbs/MMBtu | FALSE | L | Annual | Constraint Shadow Price | US2022$/Ton | 0 | 0 | 0 | 0 | 0 | 0 | 0
CT Fac. Spec. - NOX Rate Winter v.4.10 Final, Unit 620 and retrofits | 219 | 7286 | Rate Constraint in lbs/MMBtu | FALSE | L | Annual | Seasons Included | Seasons | Winter, Spring, Fall | Winter, Spring, Fall | Winter, Spring, Fall | Winter, Spring, Fall | Winter, Spring, Fall | Winter, Spring, Fall | Winter, Spring, Fall
CT Fac. Spec. - NOX Rate Winter v.4.10 Final, Unit 620 and retrofits | 219 | 7286 | Rate Constraint in lbs/MMBtu | FALSE | L | Annual | Standard NOX | lb/MMBtu | 0.15 | 0.15 | 0.15 | 0.15 | 0.15 | 0.15 | 0.15
CT Fac. Spec. - NOX Rate Winter v.4.10 Final, Unit 620 and retrofits | 219 | 7286 | Rate Constraint in lbs/MMBtu | FALSE | L | Annual | Emissions at Affected Plants NOX | Thousand Tons | 0 | 0 | 0 | 0 | 0 | 0 | 0
CT Fac. Spec. - NOX Rate Winter v.4.10 Final, Unit 620 and retrofits | 219 | 7286 | Rate Constraint in lbs/MMBtu | FALSE | L | Annual | Allowances Purchased NOX | Thousand Tons | 0 | 0 | 0 | 0 | 0 | 0 | 0
CT Fac. Spec. - NOX Rate Winter v.4.10 Final, Unit 620 and retrofits | 219 | 7286 | Rate Constraint in lbs/MMBtu | FALSE | L | Annual | Allowances Sold NOX | Thousand Tons | 0 | 0 | 0 | 0 | 0 | 0 | 0
CT Fac. Spec. - NOX Rate Winter v.4.10 Final, Unit 620 and retrofits | 219 | 7286 | Rate Constraint in lbs/MMBtu | FALSE | L | Annual | Allowances Banked | Thousand Tons | 0 | 0 | 0 | 0 | 0 | 0 | 0
CT Fac. Spec. - NOX Rate Winter v.4.10 Final, Unit 620 and retrofits | 219 | 7286 | Rate Constraint in lbs/MMBtu | FALSE | L | Annual | Allowances Withdrawn (1:1) | Thousand Tons | 0 | 0 | 0 | 0 | 0 | 0 | 0
CT Fac. Spec. - NOX Rate Winter v.4.10 Final, Unit 620 and retrofits | 219 | 7286 | Rate Constraint in lbs/MMBtu | FALSE | L | Annual | Allowances Withdrawn (n:1) | Thousand Tons | 0 | 0 | 0 | 0 | 0 | 0 | 0
CT Fac. Spec. - NOX Rate Winter v.4.10 Final, Unit 620 and retrofits | 219 | 7286 | Rate Constraint in lbs/MMBtu | FALSE | L | Annual | Net Emissions Allowance Position | Thousand Tons | 0 | 0 | 0 | 0 | 0 | 0 | 0
CT Fac. Spec. - NOX Rate Winter v.4.10 Final, Unit 620 and retrofits | 219 | 7286 | Rate Constraint in lbs/MMBtu | FALSE | L | Annual | Fuel Consumed | TBtu | 0 | 0 | 0 | 0 | 0 | 0 | 0
CT Fac. Spec. - NOX Rate Winter v.4.10 Final, Unit 620 and retrofits | 219 | 7286 | Rate Constraint in lbs/MMBtu | FALSE | L | Annual | Rate | lb/MMBtu | 0 | 0 | 0 | 0 | 0 | 0 | 0
CT Fac. Spec. - NOX Rate Winter v.4.10 Final, Unit 620 and retrofits | 219 | 7286 | Rate Constraint in lbs/MMBtu | FALSE | L | Annual | Generation | TWh | 0 | 0 | 0 | 0 | 0 | 0 | 0
CT Fac. Spec. - NOX Rate Winter v.4.10 Final, Unit 620 and retrofits | 219 | 7286 | Rate Constraint in lbs/MMBtu | FALSE | L | Annual | Qualifying Generation | TWh | 0 | 0 | 0 | 0 | 0 | 0 | 0
CT Fac. Spec. - NOX Rate Winter v.4.10 Final, Unit 620 and retrofits | 219 | 7286 | Rate Constraint in lbs/MMBtu | FALSE | L | Annual | Rate | lb/MWh | 0 | 0 | 0 | 0 | 0 | 0 | 0
CT Fac. Spec. - NOX Rate Winter v.4.10 Final, Unit 620 and retrofits | 219 | 7286 | Rate Constraint in lbs/MMBtu | FALSE | L | Annual | Constraint Shadow Price | US2022$/Ton | 0 | 0 | 0 | 0 | 0 | 0 | 0
CT Fac. Spec. - NOX Rate Winter v.4.10 Final, Unit 621 and retrofits | 220 | 7286 | Rate Constraint in lbs/MMBtu | FALSE | L | Annual | Seasons Included | Seasons | Winter, Spring, Fall | Winter, Spring, Fall | Winter, Spring, Fall | Winter, Spring, Fall | Winter, Spring, Fall | Winter, Spring, Fall | Winter, Spring, Fall
CT Fac. Spec. - NOX Rate Winter v.4.10 Final, Unit 621 and retrofits | 220 | 7286 | Rate Constraint in lbs/MMBtu | FALSE | L | Annual | Standard NOX | lb/MMBtu | 0.15 | 0.15 | 0.15 | 0.15 | 0.15 | 0.15 | 0.15
CT Fac. Spec. - NOX Rate Winter v.4.10 Final, Unit 621 and retrofits | 220 | 7286 | Rate Constraint in lbs/MMBtu | FALSE | L | Annual | Emissions at Affected Plants NOX | Thousand Tons | 0 | 0 | 0 | 0 | 0 | 0 | 0
CT Fac. Spec. - NOX Rate Winter v.4.10 Final, Unit 621 and retrofits | 220 | 7286 | Rate Constraint in lbs/MMBtu | FALSE | L | Annual | Allowances Purchased NOX | Thousand Tons | 0 | 0 | 0 | 0 | 0 | 0 | 0
CT Fac. Spec. - NOX Rate Winter v.4.10 Final, Unit 621 and retrofits | 220 | 7286 | Rate Constraint in lbs/MMBtu | FALSE | L | Annual | Allowances Sold NOX | Thousand Tons | 0 | 0 | 0 | 0 | 0 | 0 | 0
CT Fac. Spec. - NOX Rate Winter v.4.10 Final, Unit 621 and retrofits | 220 | 7286 | Rate Constraint in lbs/MMBtu | FALSE | L | Annual | Allowances Banked | Thousand Tons | 0 | 0 | 0 | 0 | 0 | 0 | 0
CT Fac. Spec. - NOX Rate Winter v.4.10 Final, Unit 621 and retrofits | 220 | 7286 | Rate Constraint in lbs/MMBtu | FALSE | L | Annual | Allowances Withdrawn (1:1) | Thousand Tons | 0 | 0 | 0 | 0 | 0 | 0 | 0
CT Fac. Spec. - NOX Rate Winter v.4.10 Final, Unit 621 and retrofits | 220 | 7286 | Rate Constraint in lbs/MMBtu | FALSE | L | Annual | Allowances Withdrawn (n:1) | Thousand Tons | 0 | 0 | 0 | 0 | 0 | 0 | 0
CT Fac. Spec. - NOX Rate Winter v.4.10 Final, Unit 621 and retrofits | 220 | 7286 | Rate Constraint in lbs/MMBtu | FALSE | L | Annual | Net Emissions Allowance Position | Thousand Tons | 0 | 0 | 0 | 0 | 0 | 0 | 0
CT Fac. Spec. - NOX Rate Winter v.4.10 Final, Unit 621 and retrofits | 220 | 7286 | Rate Constraint in lbs/MMBtu | FALSE | L | Annual | Fuel Consumed | TBtu | 0 | 0 | 0 | 0 | 0 | 0 | 0
CT Fac. Spec. - NOX Rate Winter v.4.10 Final, Unit 621 and retrofits | 220 | 7286 | Rate Constraint in lbs/MMBtu | FALSE | L | Annual | Rate | lb/MMBtu | 0 | 0 | 0 | 0 | 0 | 0 | 0
CT Fac. Spec. - NOX Rate Winter v.4.10 Final, Unit 621 and retrofits | 220 | 7286 | Rate Constraint in lbs/MMBtu | FALSE | L | Annual | Generation | TWh | 0 | 0 | 0 | 0 | 0 | 0 | 0
CT Fac. Spec. - NOX Rate Winter v.4.10 Final, Unit 621 and retrofits | 220 | 7286 | Rate Constraint in lbs/MMBtu | FALSE | L | Annual | Qualifying Generation | TWh | 0 | 0 | 0 | 0 | 0 | 0 | 0
CT Fac. Spec. - NOX Rate Winter v.4.10 Final, Unit 621 and retrofits | 220 | 7286 | Rate Constraint in lbs/MMBtu | FALSE | L | Annual | Rate | lb/MWh | 0 | 0 | 0 | 0 | 0 | 0 | 0
CT Fac. Spec. - NOX Rate Winter v.4.10 Final, Unit 621 and retrofits | 220 | 7286 | Rate Constraint in lbs/MMBtu | FALSE | L | Annual | Constraint Shadow Price | US2022$/Ton | 0 | 0 | 0 | 0 | 0 | 0 | 0
CT Fac. Spec. - NOX Rate Winter v.4.10 Final, Unit 622 and retrofits | 221 | 7286 | Rate Constraint in lbs/MMBtu | FALSE | L | Annual | Seasons Included | Seasons | Winter, Spring, Fall | Winter, Spring, Fall | Winter, Spring, Fall | Winter, Spring, Fall | Winter, Spring, Fall | Winter, Spring, Fall | Winter, Spring, Fall
CT Fac. Spec. - NOX Rate Winter v.4.10 Final, Unit 622 and retrofits | 221 | 7286 | Rate Constraint in lbs/MMBtu | FALSE | L | Annual | Standard NOX | lb/MMBtu | 0.15 | 0.15 | 0.15 | 0.15 | 0.15 | 0.15 | 0.15
CT Fac. Spec. - NOX Rate Winter v.4.10 Final, Unit 622 and retrofits | 221 | 7286 | Rate Constraint in lbs/MMBtu | FALSE | L | Annual | Emissions at Affected Plants NOX | Thousand Tons | 0 | 0 | 0 | 0 | 0 | 0 | 0
CT Fac. Spec. - NOX Rate Winter v.4.10 Final, Unit 622 and retrofits | 221 | 7286 | Rate Constraint in lbs/MMBtu | FALSE | L | Annual | Allowances Purchased NOX | Thousand Tons | 0 | 0 | 0 | 0 | 0 | 0 | 0
CT Fac. Spec. - NOX Rate Winter v.4.10 Final, Unit 622 and retrofits | 221 | 7286 | Rate Constraint in lbs/MMBtu | FALSE | L | Annual | Allowances Sold NOX | Thousand Tons | 0 | 0 | 0 | 0 | 0 | 0 | 0
CT Fac. Spec. - NOX Rate Winter v.4.10 Final, Unit 622 and retrofits | 221 | 7286 | Rate Constraint in lbs/MMBtu | FALSE | L | Annual | Allowances Banked | Thousand Tons | 0 | 0 | 0 | 0 | 0 | 0 | 0
CT Fac. Spec. - NOX Rate Winter v.4.10 Final, Unit 622 and retrofits | 221 | 7286 | Rate Constraint in lbs/MMBtu | FALSE | L | Annual | Allowances Withdrawn (1:1) | Thousand Tons | 0 | 0 | 0 | 0 | 0 | 0 | 0
CT Fac. Spec. - NOX Rate Winter v.4.10 Final, Unit 622 and retrofits | 221 | 7286 | Rate Constraint in lbs/MMBtu | FALSE | L | Annual | Allowances Withdrawn (n:1) | Thousand Tons | 0 | 0 | 0 | 0 | 0 | 0 | 0
CT Fac. Spec. - NOX Rate Winter v.4.10 Final, Unit 622 and retrofits | 221 | 7286 | Rate Constraint in lbs/MMBtu | FALSE | L | Annual | Net Emissions Allowance Position | Thousand Tons | 0 | 0 | 0 | 0 | 0 | 0 | 0
CT Fac. Spec. - NOX Rate Winter v.4.10 Final, Unit 622 and retrofits | 221 | 7286 | Rate Constraint in lbs/MMBtu | FALSE | L | Annual | Fuel Consumed | TBtu | 0 | 0 | 0 | 0 | 0 | 0 | 0
CT Fac. Spec. - NOX Rate Winter v.4.10 Final, Unit 622 and retrofits | 221 | 7286 | Rate Constraint in lbs/MMBtu | FALSE | L | Annual | Rate | lb/MMBtu | 0 | 0 | 0 | 0 | 0 | 0 | 0
CT Fac. Spec. - NOX Rate Winter v.4.10 Final, Unit 622 and retrofits | 221 | 7286 | Rate Constraint in lbs/MMBtu | FALSE | L | Annual | Generation | TWh | 0 | 0 | 0 | 0 | 0 | 0 | 0
CT Fac. Spec. - NOX Rate Winter v.4.10 Final, Unit 622 and retrofits | 221 | 7286 | Rate Constraint in lbs/MMBtu | FALSE | L | Annual | Qualifying Generation | TWh | 0 | 0 | 0 | 0 | 0 | 0 | 0
CT Fac. Spec. - NOX Rate Winter v.4.10 Final, Unit 622 and retrofits | 221 | 7286 | Rate Constraint in lbs/MMBtu | FALSE | L | Annual | Rate | lb/MWh | 0 | 0 | 0 | 0 | 0 | 0 | 0
CT Fac. Spec. - NOX Rate Winter v.4.10 Final, Unit 622 and retrofits | 221 | 7286 | Rate Constraint in lbs/MMBtu | FALSE | L | Annual | Constraint Shadow Price | US2022$/Ton | 0 | 0 | 0 | 0 | 0 | 0 | 0
CT Fac. Spec. - NOX Rate Winter v.4.10 Final, Unit 623 and retrofits | 222 | 7286 | Rate Constraint in lbs/MMBtu | FALSE | L | Annual | Seasons Included | Seasons | Winter, Spring, Fall | Winter, Spring, Fall | Winter, Spring, Fall | Winter, Spring, Fall | Winter, Spring, Fall | Winter, Spring, Fall | Winter, Spring, Fall
CT Fac. Spec. - NOX Rate Winter v.4.10 Final, Unit 623 and retrofits | 222 | 7286 | Rate Constraint in lbs/MMBtu | FALSE | L | Annual | Standard NOX | lb/MMBtu | 0.15 | 0.15 | 0.15 | 0.15 | 0.15 | 0.15 | 0.15
CT Fac. Spec. - NOX Rate Winter v.4.10 Final, Unit 623 and retrofits | 222 | 7286 | Rate Constraint in lbs/MMBtu | FALSE | L | Annual | Emissions at Affected Plants NOX | Thousand Tons | 0 | 0 | 0 | 0 | 0 | 0 | 0
CT Fac. Spec. - NOX Rate Winter v.4.10 Final, Unit 623 and retrofits | 222 | 7286 | Rate Constraint in lbs/MMBtu | FALSE | L | Annual | Allowances Purchased NOX | Thousand Tons | 0 | 0 | 0 | 0 | 0 | 0 | 0
CT Fac. Spec. - NOX Rate Winter v.4.10 Final, Unit 623 and retrofits | 222 | 7286 | Rate Constraint in lbs/MMBtu | FALSE | L | Annual | Allowances Sold NOX | Thousand Tons | 0 | 0 | 0 | 0 | 0 | 0 | 0
CT Fac. Spec. - NOX Rate Winter v.4.10 Final, Unit 623 and retrofits | 222 | 7286 | Rate Constraint in lbs/MMBtu | FALSE | L | Annual | Allowances Banked | Thousand Tons | 0 | 0 | 0 | 0 | 0 | 0 | 0
CT Fac. Spec. - NOX Rate Winter v.4.10 Final, Unit 623 and retrofits | 222 | 7286 | Rate Constraint in lbs/MMBtu | FALSE | L | Annual | Allowances Withdrawn (1:1) | Thousand Tons | 0 | 0 | 0 | 0 | 0 | 0 | 0
CT Fac. Spec. - NOX Rate Winter v.4.10 Final, Unit 623 and retrofits | 222 | 7286 | Rate Constraint in lbs/MMBtu | FALSE | L | Annual | Allowances Withdrawn (n:1) | Thousand Tons | 0 | 0 | 0 | 0 | 0 | 0 | 0
CT Fac. Spec. - NOX Rate Winter v.4.10 Final, Unit 623 and retrofits | 222 | 7286 | Rate Constraint in lbs/MMBtu | FALSE | L | Annual | Net Emissions Allowance Position | Thousand Tons | 0 | 0 | 0 | 0 | 0 | 0 | 0
CT Fac. Spec. - NOX Rate Winter v.4.10 Final, Unit 623 and retrofits | 222 | 7286 | Rate Constraint in lbs/MMBtu | FALSE | L | Annual | Fuel Consumed | TBtu | 0 | 0 | 0 | 0 | 0 | 0 | 0
CT Fac. Spec. - NOX Rate Winter v.4.10 Final, Unit 623 and retrofits | 222 | 7286 | Rate Constraint in lbs/MMBtu | FALSE | L | Annual | Rate | lb/MMBtu | 0 | 0 | 0 | 0 | 0 | 0 | 0
CT Fac. Spec. - NOX Rate Winter v.4.10 Final, Unit 623 and retrofits | 222 | 7286 | Rate Constraint in lbs/MMBtu | FALSE | L | Annual | Generation | TWh | 0 | 0 | 0 | 0 | 0 | 0 | 0
CT Fac. Spec. - NOX Rate Winter v.4.10 Final, Unit 623 and retrofits | 222 | 7286 | Rate Constraint in lbs/MMBtu | FALSE | L | Annual | Qualifying Generation | TWh | 0 | 0 | 0 | 0 | 0 | 0 | 0
CT Fac. Spec. - NOX Rate Winter v.4.10 Final, Unit 623 and retrofits | 222 | 7286 | Rate Constraint in lbs/MMBtu | FALSE | L | Annual | Rate | lb/MWh | 0 | 0 | 0 | 0 | 0 | 0 | 0
CT Fac. Spec. - NOX Rate Winter v.4.10 Final, Unit 623 and retrofits | 222 | 7286 | Rate Constraint in lbs/MMBtu | FALSE | L | Annual | Constraint Shadow Price | US2022$/Ton | 0 | 0 | 0 | 0 | 0 | 0 | 0
CT Fac. Spec. - NOX Rate Winter v.4.10 Final, Unit 624 and retrofits | 223 | 7286 | Rate Constraint in lbs/MMBtu | FALSE | L | Annual | Seasons Included | Seasons | Winter, Spring, Fall | Winter, Spring, Fall | Winter, Spring, Fall | Winter, Spring, Fall | Winter, Spring, Fall | Winter, Spring, Fall | Winter, Spring, Fall
CT Fac. Spec. - NOX Rate Winter v.4.10 Final, Unit 624 and retrofits | 223 | 7286 | Rate Constraint in lbs/MMBtu | FALSE | L | Annual | Standard NOX | lb/MMBtu | 0.15 | 0.15 | 0.15 | 0.15 | 0.15 | 0.15 | 0.15
CT Fac. Spec. - NOX Rate Winter v.4.10 Final, Unit 624 and retrofits | 223 | 7286 | Rate Constraint in lbs/MMBtu | FALSE | L | Annual | Emissions at Affected Plants NOX | Thousand Tons | 0 | 0 | 0 | 0 | 0 | 0 | 0
CT Fac. Spec. - NOX Rate Winter v.4.10 Final, Unit 624 and retrofits | 223 | 7286 | Rate Constraint in lbs/MMBtu | FALSE | L | Annual | Allowances Purchased NOX | Thousand Tons | 0 | 0 | 0 | 0 | 0 | 0 | 0
CT Fac. Spec. - NOX Rate Winter v.4.10 Final, Unit 624 and retrofits | 223 | 7286 | Rate Constraint in lbs/MMBtu | FALSE | L | Annual | Allowances Sold NOX | Thousand Tons | 0 | 0 | 0 | 0 | 0 | 0 | 0
CT Fac. Spec. - NOX Rate Winter v.4.10 Final, Unit 624 and retrofits | 223 | 7286 | Rate Constraint in lbs/MMBtu | FALSE | L | Annual | Allowances Banked | Thousand Tons | 0 | 0 | 0 | 0 | 0 | 0 | 0
CT Fac. Spec. - NOX Rate Winter v.4.10 Final, Unit 624 and retrofits | 223 | 7286 | Rate Constraint in lbs/MMBtu | FALSE | L | Annual | Allowances Withdrawn (1:1) | Thousand Tons | 0 | 0 | 0 | 0 | 0 | 0 | 0
CT Fac. Spec. - NOX Rate Winter v.4.10 Final, Unit 624 and retrofits | 223 | 7286 | Rate Constraint in lbs/MMBtu | FALSE | L | Annual | Allowances Withdrawn (n:1) | Thousand Tons | 0 | 0 | 0 | 0 | 0 | 0 | 0
CT Fac. Spec. - NOX Rate Winter v.4.10 Final, Unit 624 and retrofits | 223 | 7286 | Rate Constraint in lbs/MMBtu | FALSE | L | Annual | Net Emissions Allowance Position | Thousand Tons | 0 | 0 | 0 | 0 | 0 | 0 | 0
CT Fac. Spec. - NOX Rate Winter v.4.10 Final, Unit 624 and retrofits | 223 | 7286 | Rate Constraint in lbs/MMBtu | FALSE | L | Annual | Fuel Consumed | TBtu | 0 | 0 | 0 | 0 | 0 | 0 | 0
CT Fac. Spec. - NOX Rate Winter v.4.10 Final, Unit 624 and retrofits | 223 | 7286 | Rate Constraint in lbs/MMBtu | FALSE | L | Annual | Rate | lb/MMBtu | 0 | 0 | 0 | 0 | 0 | 0 | 0
CT Fac. Spec. - NOX Rate Winter v.4.10 Final, Unit 624 and retrofits | 223 | 7286 | Rate Constraint in lbs/MMBtu | FALSE | L | Annual | Generation | TWh | 0 | 0 | 0 | 0 | 0 | 0 | 0
CT Fac. Spec. - NOX Rate Winter v.4.10 Final, Unit 624 and retrofits | 223 | 7286 | Rate Constraint in lbs/MMBtu | FALSE | L | Annual | Qualifying Generation | TWh | 0 | 0 | 0 | 0 | 0 | 0 | 0
CT Fac. Spec. - NOX Rate Winter v.4.10 Final, Unit 624 and retrofits | 223 | 7286 | Rate Constraint in lbs/MMBtu | FALSE | L | Annual | Rate | lb/MWh | 0 | 0 | 0 | 0 | 0 | 0 | 0
CT Fac. Spec. - NOX Rate Winter v.4.10 Final, Unit 624 and retrofits | 223 | 7286 | Rate Constraint in lbs/MMBtu | FALSE | L | Annual | Constraint Shadow Price | US2022$/Ton | 0 | 0 | 0 | 0 | 0 | 0 | 0
CT Fac. Spec. - NOX Rate Winter v.4.10 Final, Unit 625 and retrofits | 224 | 7286 | Rate Constraint in lbs/MMBtu | FALSE | L | Annual | Seasons Included | Seasons | Winter, Spring, Fall | Winter, Spring, Fall | Winter, Spring, Fall | Winter, Spring, Fall | Winter, Spring, Fall | Winter, Spring, Fall | Winter, Spring, Fall
CT Fac. Spec. - NOX Rate Winter v.4.10 Final, Unit 625 and retrofits | 224 | 7286 | Rate Constraint in lbs/MMBtu | FALSE | L | Annual | Standard NOX | lb/MMBtu | 0.15 | 0.15 | 0.15 | 0.15 | 0.15 | 0.15 | 0.15
CT Fac. Spec. - NOX Rate Winter v.4.10 Final, Unit 625 and retrofits | 224 | 7286 | Rate Constraint in lbs/MMBtu | FALSE | L | Annual | Emissions at Affected Plants NOX | Thousand Tons | 0 | 0 | 0 | 0 | 0 | 0 | 0
CT Fac. Spec. - NOX Rate Winter v.4.10 Final, Unit 625 and retrofits | 224 | 7286 | Rate Constraint in lbs/MMBtu | FALSE | L | Annual | Allowances Purchased NOX | Thousand Tons | 0 | 0 | 0 | 0 | 0 | 0 | 0
CT Fac. Spec. - NOX Rate Winter v.4.10 Final, Unit 625 and retrofits | 224 | 7286 | Rate Constraint in lbs/MMBtu | FALSE | L | Annual | Allowances Sold NOX | Thousand Tons | 0 | 0 | 0 | 0 | 0 | 0 | 0
CT Fac. Spec. - NOX Rate Winter v.4.10 Final, Unit 625 and retrofits | 224 | 7286 | Rate Constraint in lbs/MMBtu | FALSE | L | Annual | Allowances Banked | Thousand Tons | 0 | 0 | 0 | 0 | 0 | 0 | 0
CT Fac. Spec. - NOX Rate Winter v.4.10 Final, Unit 625 and retrofits | 224 | 7286 | Rate Constraint in lbs/MMBtu | FALSE | L | Annual | Allowances Withdrawn (1:1) | Thousand Tons | 0 | 0 | 0 | 0 | 0 | 0 | 0
CT Fac. Spec. - NOX Rate Winter v.4.10 Final, Unit 625 and retrofits | 224 | 7286 | Rate Constraint in lbs/MMBtu | FALSE | L | Annual | Allowances Withdrawn (n:1) | Thousand Tons | 0 | 0 | 0 | 0 | 0 | 0 | 0
CT Fac. Spec. - NOX Rate Winter v.4.10 Final, Unit 625 and retrofits | 224 | 7286 | Rate Constraint in lbs/MMBtu | FALSE | L | Annual | Net Emissions Allowance Position | Thousand Tons | 0 | 0 | 0 | 0 | 0 | 0 | 0
CT Fac. Spec. - NOX Rate Winter v.4.10 Final, Unit 625 and retrofits | 224 | 7286 | Rate Constraint in lbs/MMBtu | FALSE | L | Annual | Fuel Consumed | TBtu | 0 | 0 | 0 | 0 | 0 | 0 | 0
CT Fac. Spec. - NOX Rate Winter v.4.10 Final, Unit 625 and retrofits | 224 | 7286 | Rate Constraint in lbs/MMBtu | FALSE | L | Annual | Rate | lb/MMBtu | 0 | 0 | 0 | 0 | 0 | 0 | 0
CT Fac. Spec. - NOX Rate Winter v.4.10 Final, Unit 625 and retrofits | 224 | 7286 | Rate Constraint in lbs/MMBtu | FALSE | L | Annual | Generation | TWh | 0 | 0 | 0 | 0 | 0 | 0 | 0
CT Fac. Spec. - NOX Rate Winter v.4.10 Final, Unit 625 and retrofits | 224 | 7286 | Rate Constraint in lbs/MMBtu | FALSE | L | Annual | Qualifying Generation | TWh | 0 | 0 | 0 | 0 | 0 | 0 | 0
CT Fac. Spec. - NOX Rate Winter v.4.10 Final, Unit 625 and retrofits | 224 | 7286 | Rate Constraint in lbs/MMBtu | FALSE | L | Annual | Rate | lb/MWh | 0 | 0 | 0 | 0 | 0 | 0 | 0
CT Fac. Spec. - NOX Rate Winter v.4.10 Final, Unit 625 and retrofits | 224 | 7286 | Rate Constraint in lbs/MMBtu | FALSE | L | Annual | Constraint Shadow Price | US2022$/Ton | 0 | 0 | 0 | 0 | 0 | 0 | 0
CT Fac. Spec. - NOX Rate Winter v.4.10 Final, Unit 626 and retrofits | 225 | 7286 | Rate Constraint in lbs/MMBtu | FALSE | L | Annual | Seasons Included | Seasons | Winter, Spring, Fall | Winter, Spring, Fall | Winter, Spring, Fall | Winter, Spring, Fall | Winter, Spring, Fall | Winter, Spring, Fall | Winter, Spring, Fall
CT Fac. Spec. - NOX Rate Winter v.4.10 Final, Unit 626 and retrofits | 225 | 7286 | Rate Constraint in lbs/MMBtu | FALSE | L | Annual | Standard NOX | lb/MMBtu | 0.15 | 0.15 | 0.15 | 0.15 | 0.15 | 0.15 | 0.15
CT Fac. Spec. - NOX Rate Winter v.4.10 Final, Unit 626 and retrofits | 225 | 7286 | Rate Constraint in lbs/MMBtu | FALSE | L | Annual | Emissions at Affected Plants NOX | Thousand Tons | 0 | 0 | 0 | 0 | 0 | 0 | 0
CT Fac. Spec. - NOX Rate Winter v.4.10 Final, Unit 626 and retrofits | 225 | 7286 | Rate Constraint in lbs/MMBtu | FALSE | L | Annual | Allowances Purchased NOX | Thousand Tons | 0 | 0 | 0 | 0 | 0 | 0 | 0
CT Fac. Spec. - NOX Rate Winter v.4.10 Final, Unit 626 and retrofits | 225 | 7286 | Rate Constraint in lbs/MMBtu | FALSE | L | Annual | Allowances Sold NOX | Thousand Tons | 0 | 0 | 0 | 0 | 0 | 0 | 0
CT Fac. Spec. - NOX Rate Winter v.4.10 Final, Unit 626 and retrofits | 225 | 7286 | Rate Constraint in lbs/MMBtu | FALSE | L | Annual | Allowances Banked | Thousand Tons | 0 | 0 | 0 | 0 | 0 | 0 | 0
CT Fac. Spec. - NOX Rate Winter v.4.10 Final, Unit 626 and retrofits | 225 | 7286 | Rate Constraint in lbs/MMBtu | FALSE | L | Annual | Allowances Withdrawn (1:1) | Thousand Tons | 0 | 0 | 0 | 0 | 0 | 0 | 0
CT Fac. Spec. - NOX Rate Winter v.4.10 Final, Unit 626 and retrofits | 225 | 7286 | Rate Constraint in lbs/MMBtu | FALSE | L | Annual | Allowances Withdrawn (n:1) | Thousand Tons | 0 | 0 | 0 | 0 | 0 | 0 | 0
CT Fac. Spec. - NOX Rate Winter v.4.10 Final, Unit 626 and retrofits | 225 | 7286 | Rate Constraint in lbs/MMBtu | FALSE | L | Annual | Net Emissions Allowance Position | Thousand Tons | 0 | 0 | 0 | 0 | 0 | 0 | 0
CT Fac. Spec. - NOX Rate Winter v.4.10 Final, Unit 626 and retrofits | 225 | 7286 | Rate Constraint in lbs/MMBtu | FALSE | L | Annual | Fuel Consumed | TBtu | 0 | 0 | 0 | 0 | 0 | 0 | 0
CT Fac. Spec. - NOX Rate Winter v.4.10 Final, Unit 626 and retrofits | 225 | 7286 | Rate Constraint in lbs/MMBtu | FALSE | L | Annual | Rate | lb/MMBtu | 0 | 0 | 0 | 0 | 0 | 0 | 0
CT Fac. Spec. - NOX Rate Winter v.4.10 Final, Unit 626 and retrofits | 225 | 7286 | Rate Constraint in lbs/MMBtu | FALSE | L | Annual | Generation | TWh | 0 | 0 | 0 | 0 | 0 | 0 | 0
CT Fac. Spec. - NOX Rate Winter v.4.10 Final, Unit 626 and retrofits | 225 | 7286 | Rate Constraint in lbs/MMBtu | FALSE | L | Annual | Qualifying Generation | TWh | 0 | 0 | 0 | 0 | 0 | 0 | 0
CT Fac. Spec. - NOX Rate Winter v.4.10 Final, Unit 626 and retrofits | 225 | 7286 | Rate Constraint in lbs/MMBtu | FALSE | L | Annual | Rate | lb/MWh | 0 | 0 | 0 | 0 | 0 | 0 | 0
CT Fac. Spec. - NOX Rate Winter v.4.10 Final, Unit 626 and retrofits | 225 | 7286 | Rate Constraint in lbs/MMBtu | FALSE | L | Annual | Constraint Shadow Price | US2022$/Ton | 0 | 0 | 0 | 0 | 0 | 0 | 0
CT Fac. Spec. - NOX Rate Winter v.4.10 Final, Unit 627 and retrofits | 226 | 7286 | Rate Constraint in lbs/MMBtu | FALSE | L | Annual | Seasons Included | Seasons | Winter, Spring, Fall | Winter, Spring, Fall | Winter, Spring, Fall | Winter, Spring, Fall | Winter, Spring, Fall | Winter, Spring, Fall | Winter, Spring, Fall
CT Fac. Spec. - NOX Rate Winter v.4.10 Final, Unit 627 and retrofits | 226 | 7286 | Rate Constraint in lbs/MMBtu | FALSE | L | Annual | Standard NOX | lb/MMBtu | 0.15 | 0.15 | 0.15 | 0.15 | 0.15 | 0.15 | 0.15
CT Fac. Spec. - NOX Rate Winter v.4.10 Final, Unit 627 and retrofits | 226 | 7286 | Rate Constraint in lbs/MMBtu | FALSE | L | Annual | Emissions at Affected Plants NOX | Thousand Tons | 0 | 0 | 0 | 0 | 0 | 0 | 0
CT Fac. Spec. - NOX Rate Winter v.4.10 Final, Unit 627 and retrofits | 226 | 7286 | Rate Constraint in lbs/MMBtu | FALSE | L | Annual | Allowances Purchased NOX | Thousand Tons | 0 | 0 | 0 | 0 | 0 | 0 | 0
CT Fac. Spec. - NOX Rate Winter v.4.10 Final, Unit 627 and retrofits | 226 | 7286 | Rate Constraint in lbs/MMBtu | FALSE | L | Annual | Allowances Sold NOX | Thousand Tons | 0 | 0 | 0 | 0 | 0 | 0 | 0
CT Fac. Spec. - NOX Rate Winter v.4.10 Final, Unit 627 and retrofits | 226 | 7286 | Rate Constraint in lbs/MMBtu | FALSE | L | Annual | Allowances Banked | Thousand Tons | 0 | 0 | 0 | 0 | 0 | 0 | 0
CT Fac. Spec. - NOX Rate Winter v.4.10 Final, Unit 627 and retrofits | 226 | 7286 | Rate Constraint in lbs/MMBtu | FALSE | L | Annual | Allowances Withdrawn (1:1) | Thousand Tons | 0 | 0 | 0 | 0 | 0 | 0 | 0
CT Fac. Spec. - NOX Rate Winter v.4.10 Final, Unit 627 and retrofits | 226 | 7286 | Rate Constraint in lbs/MMBtu | FALSE | L | Annual | Allowances Withdrawn (n:1) | Thousand Tons | 0 | 0 | 0 | 0 | 0 | 0 | 0
CT Fac. Spec. - NOX Rate Winter v.4.10 Final, Unit 627 and retrofits | 226 | 7286 | Rate Constraint in lbs/MMBtu | FALSE | L | Annual | Net Emissions Allowance Position | Thousand Tons | 0 | 0 | 0 | 0 | 0 | 0 | 0
CT Fac. Spec. - NOX Rate Winter v.4.10 Final, Unit 627 and retrofits | 226 | 7286 | Rate Constraint in lbs/MMBtu | FALSE | L | Annual | Fuel Consumed | TBtu | 0 | 0 | 0 | 0 | 0 | 0 | 0
CT Fac. Spec. - NOX Rate Winter v.4.10 Final, Unit 627 and retrofits | 226 | 7286 | Rate Constraint in lbs/MMBtu | FALSE | L | Annual | Rate | lb/MMBtu | 0 | 0 | 0 | 0 | 0 | 0 | 0
CT Fac. Spec. - NOX Rate Winter v.4.10 Final, Unit 627 and retrofits | 226 | 7286 | Rate Constraint in lbs/MMBtu | FALSE | L | Annual | Generation | TWh | 0 | 0 | 0 | 0 | 0 | 0 | 0
CT Fac. Spec. - NOX Rate Winter v.4.10 Final, Unit 627 and retrofits | 226 | 7286 | Rate Constraint in lbs/MMBtu | FALSE | L | Annual | Qualifying Generation | TWh | 0 | 0 | 0 | 0 | 0 | 0 | 0
CT Fac. Spec. - NOX Rate Winter v.4.10 Final, Unit 627 and retrofits | 226 | 7286 | Rate Constraint in lbs/MMBtu | FALSE | L | Annual | Rate | lb/MWh | 0 | 0 | 0 | 0 | 0 | 0 | 0
CT Fac. Spec. - NOX Rate Winter v.4.10 Final, Unit 627 and retrofits | 226 | 7286 | Rate Constraint in lbs/MMBtu | FALSE | L | Annual | Constraint Shadow Price | US2022$/Ton | 0 | 0 | 0 | 0 | 0 | 0 | 0
CT Fac. Spec. - NOX Rate Winter v.4.10 Final, Unit 628 and retrofits | 227 | 7286 | Rate Constraint in lbs/MMBtu | FALSE | L | Annual | Seasons Included | Seasons | Winter, Spring, Fall | Winter, Spring, Fall | Winter, Spring, Fall | Winter, Spring, Fall | Winter, Spring, Fall | Winter, Spring, Fall | Winter, Spring, Fall
CT Fac. Spec. - NOX Rate Winter v.4.10 Final, Unit 628 and retrofits | 227 | 7286 | Rate Constraint in lbs/MMBtu | FALSE | L | Annual | Standard NOX | lb/MMBtu | 0.15 | 0.15 | 0.15 | 0.15 | 0.15 | 0.15 | 0.15
CT Fac. Spec. - NOX Rate Winter v.4.10 Final, Unit 628 and retrofits | 227 | 7286 | Rate Constraint in lbs/MMBtu | FALSE | L | Annual | Emissions at Affected Plants NOX | Thousand Tons | 0 | 0 | 0 | 0 | 0 | 0 | 0
CT Fac. Spec. - NOX Rate Winter v.4.10 Final, Unit 628 and retrofits | 227 | 7286 | Rate Constraint in lbs/MMBtu | FALSE | L | Annual | Allowances Purchased NOX | Thousand Tons | 0 | 0 | 0 | 0 | 0 | 0 | 0
CT Fac. Spec. - NOX Rate Winter v.4.10 Final, Unit 628 and retrofits | 227 | 7286 | Rate Constraint in lbs/MMBtu | FALSE | L | Annual | Allowances Sold NOX | Thousand Tons | 0 | 0 | 0 | 0 | 0 | 0 | 0
CT Fac. Spec. - NOX Rate Winter v.4.10 Final, Unit 628 and retrofits | 227 | 7286 | Rate Constraint in lbs/MMBtu | FALSE | L | Annual | Allowances Banked | Thousand Tons | 0 | 0 | 0 | 0 | 0 | 0 | 0
CT Fac. Spec. - NOX Rate Winter v.4.10 Final, Unit 628 and retrofits | 227 | 7286 | Rate Constraint in lbs/MMBtu | FALSE | L | Annual | Allowances Withdrawn (1:1) | Thousand Tons | 0 | 0 | 0 | 0 | 0 | 0 | 0
CT Fac. Spec. - NOX Rate Winter v.4.10 Final, Unit 628 and retrofits | 227 | 7286 | Rate Constraint in lbs/MMBtu | FALSE | L | Annual | Allowances Withdrawn (n:1) | Thousand Tons | 0 | 0 | 0 | 0 | 0 | 0 | 0
CT Fac. Spec. - NOX Rate Winter v.4.10 Final, Unit 628 and retrofits | 227 | 7286 | Rate Constraint in lbs/MMBtu | FALSE | L | Annual | Net Emissions Allowance Position | Thousand Tons | 0 | 0 | 0 | 0 | 0 | 0 | 0
CT Fac. Spec. - NOX Rate Winter v.4.10 Final, Unit 628 and retrofits | 227 | 7286 | Rate Constraint in lbs/MMBtu | FALSE | L | Annual | Fuel Consumed | TBtu | 0 | 0 | 0 | 0 | 0 | 0 | 0
CT Fac. Spec. - NOX Rate Winter v.4.10 Final, Unit 628 and retrofits | 227 | 7286 | Rate Constraint in lbs/MMBtu | FALSE | L | Annual | Rate | lb/MMBtu | 0 | 0 | 0 | 0 | 0 | 0 | 0
CT Fac. Spec. - NOX Rate Winter v.4.10 Final, Unit 628 and retrofits | 227 | 7286 | Rate Constraint in lbs/MMBtu | FALSE | L | Annual | Generation | TWh | 0 | 0 | 0 | 0 | 0 | 0 | 0
CT Fac. Spec. - NOX Rate Winter v.4.10 Final, Unit 628 and retrofits | 227 | 7286 | Rate Constraint in lbs/MMBtu | FALSE | L | Annual | Qualifying Generation | TWh | 0 | 0 | 0 | 0 | 0 | 0 | 0
CT Fac. Spec. - NOX Rate Winter v.4.10 Final, Unit 628 and retrofits | 227 | 7286 | Rate Constraint in lbs/MMBtu | FALSE | L | Annual | Rate | lb/MWh | 0 | 0 | 0 | 0 | 0 | 0 | 0
CT Fac. Spec. - NOX Rate Winter v.4.10 Final, Unit 628 and retrofits | 227 | 7286 | Rate Constraint in lbs/MMBtu | FALSE | L | Annual | Constraint Shadow Price | US2022$/Ton | 0 | 0 | 0 | 0 | 0 | 0 | 0
CT Fac. Spec. - NOX Rate Winter v.4.10 Final, Unit 629 and retrofits | 228 | 7286 | Rate Constraint in lbs/MMBtu | FALSE | L | Annual | Seasons Included | Seasons | Winter, Spring, Fall | Winter, Spring, Fall | Winter, Spring, Fall | Winter, Spring, Fall | Winter, Spring, Fall | Winter, Spring, Fall | Winter, Spring, Fall
CT Fac. Spec. - NOX Rate Winter v.4.10 Final, Unit 629 and retrofits | 228 | 7286 | Rate Constraint in lbs/MMBtu | FALSE | L | Annual | Standard NOX | lb/MMBtu | 0.15 | 0.15 | 0.15 | 0.15 | 0.15 | 0.15 | 0.15
CT Fac. Spec. - NOX Rate Winter v.4.10 Final, Unit 629 and retrofits | 228 | 7286 | Rate Constraint in lbs/MMBtu | FALSE | L | Annual | Emissions at Affected Plants NOX | Thousand Tons | 0 | 0 | 0 | 0 | 0 | 0 | 0
CT Fac. Spec. - NOX Rate Winter v.4.10 Final, Unit 629 and retrofits | 228 | 7286 | Rate Constraint in lbs/MMBtu | FALSE | L | Annual | Allowances Purchased NOX | Thousand Tons | 0 | 0 | 0 | 0 | 0 | 0 | 0
CT Fac. Spec. - NOX Rate Winter v.4.10 Final, Unit 629 and retrofits | 228 | 7286 | Rate Constraint in lbs/MMBtu | FALSE | L | Annual | Allowances Sold NOX | Thousand Tons | 0 | 0 | 0 | 0 | 0 | 0 | 0
CT Fac. Spec. - NOX Rate Winter v.4.10 Final, Unit 629 and retrofits | 228 | 7286 | Rate Constraint in lbs/MMBtu | FALSE | L | Annual | Allowances Banked | Thousand Tons | 0 | 0 | 0 | 0 | 0 | 0 | 0
CT Fac. Spec. - NOX Rate Winter v.4.10 Final, Unit 629 and retrofits | 228 | 7286 | Rate Constraint in lbs/MMBtu | FALSE | L | Annual | Allowances Withdrawn (1:1) | Thousand Tons | 0 | 0 | 0 | 0 | 0 | 0 | 0
CT Fac. Spec. - NOX Rate Winter v.4.10 Final, Unit 629 and retrofits | 228 | 7286 | Rate Constraint in lbs/MMBtu | FALSE | L | Annual | Allowances Withdrawn (n:1) | Thousand Tons | 0 | 0 | 0 | 0 | 0 | 0 | 0
CT Fac. Spec. - NOX Rate Winter v.4.10 Final, Unit 629 and retrofits | 228 | 7286 | Rate Constraint in lbs/MMBtu | FALSE | L | Annual | Net Emissions Allowance Position | Thousand Tons | 0 | 0 | 0 | 0 | 0 | 0 | 0
CT Fac. Spec. - NOX Rate Winter v.4.10 Final, Unit 629 and retrofits | 228 | 7286 | Rate Constraint in lbs/MMBtu | FALSE | L | Annual | Fuel Consumed | TBtu | 0 | 0 | 0 | 0 | 0 | 0 | 0
CT Fac. Spec. - NOX Rate Winter v.4.10 Final, Unit 629 and retrofits | 228 | 7286 | Rate Constraint in lbs/MMBtu | FALSE | L | Annual | Rate | lb/MMBtu | 0 | 0 | 0 | 0 | 0 | 0 | 0
CT Fac. Spec. - NOX Rate Winter v.4.10 Final, Unit 629 and retrofits | 228 | 7286 | Rate Constraint in lbs/MMBtu | FALSE | L | Annual | Generation | TWh | 0 | 0 | 0 | 0 | 0 | 0 | 0
CT Fac. Spec. - NOX Rate Winter v.4.10 Final, Unit 629 and retrofits | 228 | 7286 | Rate Constraint in lbs/MMBtu | FALSE | L | Annual | Qualifying Generation | TWh | 0 | 0 | 0 | 0 | 0 | 0 | 0
CT Fac. Spec. - NOX Rate Winter v.4.10 Final, Unit 629 and retrofits | 228 | 7286 | Rate Constraint in lbs/MMBtu | FALSE | L | Annual | Rate | lb/MWh | 0 | 0 | 0 | 0 | 0 | 0 | 0
CT Fac. Spec. - NOX Rate Winter v.4.10 Final, Unit 629 and retrofits | 228 | 7286 | Rate Constraint in lbs/MMBtu | FALSE | L | Annual | Constraint Shadow Price | US2022$/Ton | 0 | 0 | 0 | 0 | 0 | 0 | 0
CT Fac. Spec. - NOX Rate Winter v.4.10 Final, Unit 630 and retrofits | 229 | 7286 | Rate Constraint in lbs/MMBtu | FALSE | L | Annual | Seasons Included | Seasons | Winter, Spring, Fall | Winter, Spring, Fall | Winter, Spring, Fall | Winter, Spring, Fall | Winter, Spring, Fall | Winter, Spring, Fall | Winter, Spring, Fall
CT Fac. Spec. - NOX Rate Winter v.4.10 Final, Unit 630 and retrofits | 229 | 7286 | Rate Constraint in lbs/MMBtu | FALSE | L | Annual | Standard NOX | lb/MMBtu | 0.15 | 0.15 | 0.15 | 0.15 | 0.15 | 0.15 | 0.15
CT Fac. Spec. - NOX Rate Winter v.4.10 Final, Unit 630 and retrofits | 229 | 7286 | Rate Constraint in lbs/MMBtu | FALSE | L | Annual | Emissions at Affected Plants NOX | Thousand Tons | 0 | 0 | 0 | 0 | 0 | 0 | 0
CT Fac. Spec. - NOX Rate Winter v.4.10 Final, Unit 630 and retrofits | 229 | 7286 | Rate Constraint in lbs/MMBtu | FALSE | L | Annual | Allowances Purchased NOX | Thousand Tons | 0 | 0 | 0 | 0 | 0 | 0 | 0
CT Fac. Spec. - NOX Rate Winter v.4.10 Final, Unit 630 and retrofits | 229 | 7286 | Rate Constraint in lbs/MMBtu | FALSE | L | Annual | Allowances Sold NOX | Thousand Tons | 0 | 0 | 0 | 0 | 0 | 0 | 0
CT Fac. Spec. - NOX Rate Winter v.4.10 Final, Unit 630 and retrofits | 229 | 7286 | Rate Constraint in lbs/MMBtu | FALSE | L | Annual | Allowances Banked | Thousand Tons | 0 | 0 | 0 | 0 | 0 | 0 | 0
CT Fac. Spec. - NOX Rate Winter v.4.10 Final, Unit 630 and retrofits | 229 | 7286 | Rate Constraint in lbs/MMBtu | FALSE | L | Annual | Allowances Withdrawn (1:1) | Thousand Tons | 0 | 0 | 0 | 0 | 0 | 0 | 0
CT Fac. Spec. - NOX Rate Winter v.4.10 Final, Unit 630 and retrofits | 229 | 7286 | Rate Constraint in lbs/MMBtu | FALSE | L | Annual | Allowances Withdrawn (n:1) | Thousand Tons | 0 | 0 | 0 | 0 | 0 | 0 | 0
CT Fac. Spec. - NOX Rate Winter v.4.10 Final, Unit 630 and retrofits | 229 | 7286 | Rate Constraint in lbs/MMBtu | FALSE | L | Annual | Net Emissions Allowance Position | Thousand Tons | 0 | 0 | 0 | 0 | 0 | 0 | 0
CT Fac. Spec. - NOX Rate Winter v.4.10 Final, Unit 630 and retrofits | 229 | 7286 | Rate Constraint in lbs/MMBtu | FALSE | L | Annual | Fuel Consumed | TBtu | 0 | 0 | 0 | 0 | 0 | 0 | 0
CT Fac. Spec. - NOX Rate Winter v.4.10 Final, Unit 630 and retrofits | 229 | 7286 | Rate Constraint in lbs/MMBtu | FALSE | L | Annual | Rate | lb/MMBtu | 0 | 0 | 0 | 0 | 0 | 0 | 0
CT Fac. Spec. - NOX Rate Winter v.4.10 Final, Unit 630 and retrofits | 229 | 7286 | Rate Constraint in lbs/MMBtu | FALSE | L | Annual | Generation | TWh | 0 | 0 | 0 | 0 | 0 | 0 | 0
CT Fac. Spec. - NOX Rate Winter v.4.10 Final, Unit 630 and retrofits | 229 | 7286 | Rate Constraint in lbs/MMBtu | FALSE | L | Annual | Qualifying Generation | TWh | 0 | 0 | 0 | 0 | 0 | 0 | 0
CT Fac. Spec. - NOX Rate Winter v.4.10 Final, Unit 630 and retrofits | 229 | 7286 | Rate Constraint in lbs/MMBtu | FALSE | L | Annual | Rate | lb/MWh | 0 | 0 | 0 | 0 | 0 | 0 | 0
CT Fac. Spec. - NOX Rate Winter v.4.10 Final, Unit 630 and retrofits | 229 | 7286 | Rate Constraint in lbs/MMBtu | FALSE | L | Annual | Constraint Shadow Price | US2022$/Ton | 0 | 0 | 0 | 0 | 0 | 0 | 0
CT Fac. Spec. - NOX Rate Winter v.4.10 Final, Unit 631 and retrofits | 230 | 7286 | Rate Constraint in lbs/MMBtu | FALSE | L | Annual | Seasons Included | Seasons | Winter, Spring, Fall | Winter, Spring, Fall | Winter, Spring, Fall | Winter, Spring, Fall | Winter, Spring, Fall | Winter, Spring, Fall | Winter, Spring, Fall
CT Fac. Spec. - NOX Rate Winter v.4.10 Final, Unit 631 and retrofits | 230 | 7286 | Rate Constraint in lbs/MMBtu | FALSE | L | Annual | Standard NOX | lb/MMBtu | 0.15 | 0.15 | 0.15 | 0.15 | 0.15 | 0.15 | 0.15
CT Fac. Spec. - NOX Rate Winter v.4.10 Final, Unit 631 and retrofits | 230 | 7286 | Rate Constraint in lbs/MMBtu | FALSE | L | Annual | Emissions at Affected Plants NOX | Thousand Tons | 0 | 0 | 0 | 0 | 0 | 0 | 0
CT Fac. Spec. - NOX Rate Winter v.4.10 Final, Unit 631 and retrofits | 230 | 7286 | Rate Constraint in lbs/MMBtu | FALSE | L | Annual | Allowances Purchased NOX | Thousand Tons | 0 | 0 | 0 | 0 | 0 | 0 | 0
CT Fac. Spec. - NOX Rate Winter v.4.10 Final, Unit 631 and retrofits | 230 | 7286 | Rate Constraint in lbs/MMBtu | FALSE | L | Annual | Allowances Sold NOX | Thousand Tons | 0 | 0 | 0 | 0 | 0 | 0 | 0
CT Fac. Spec. - NOX Rate Winter v.4.10 Final, Unit 631 and retrofits | 230 | 7286 | Rate Constraint in lbs/MMBtu | FALSE | L | Annual | Allowances Banked | Thousand Tons | 0 | 0 | 0 | 0 | 0 | 0 | 0
CT Fac. Spec. - NOX Rate Winter v.4.10 Final, Unit 631 and retrofits | 230 | 7286 | Rate Constraint in lbs/MMBtu | FALSE | L | Annual | Allowances Withdrawn (1:1) | Thousand Tons | 0 | 0 | 0 | 0 | 0 | 0 | 0
CT Fac. Spec. - NOX Rate Winter v.4.10 Final, Unit 631 and retrofits | 230 | 7286 | Rate Constraint in lbs/MMBtu | FALSE | L | Annual | Allowances Withdrawn (n:1) | Thousand Tons | 0 | 0 | 0 | 0 | 0 | 0 | 0
CT Fac. Spec. - NOX Rate Winter v.4.10 Final, Unit 631 and retrofits | 230 | 7286 | Rate Constraint in lbs/MMBtu | FALSE | L | Annual | Net Emissions Allowance Position | Thousand Tons | 0 | 0 | 0 | 0 | 0 | 0 | 0
CT Fac. Spec. - NOX Rate Winter v.4.10 Final, Unit 631 and retrofits | 230 | 7286 | Rate Constraint in lbs/MMBtu | FALSE | L | Annual | Fuel Consumed | TBtu | 0 | 0 | 0 | 0 | 0 | 0 | 0
CT Fac. Spec. - NOX Rate Winter v.4.10 Final, Unit 631 and retrofits | 230 | 7286 | Rate Constraint in lbs/MMBtu | FALSE | L | Annual | Rate | lb/MMBtu | 0 | 0 | 0 | 0 | 0 | 0 | 0
CT Fac. Spec. - NOX Rate Winter v.4.10 Final, Unit 631 and retrofits | 230 | 7286 | Rate Constraint in lbs/MMBtu | FALSE | L | Annual | Generation | TWh | 0 | 0 | 0 | 0 | 0 | 0 | 0
CT Fac. Spec. - NOX Rate Winter v.4.10 Final, Unit 631 and retrofits | 230 | 7286 | Rate Constraint in lbs/MMBtu | FALSE | L | Annual | Qualifying Generation | TWh | 0 | 0 | 0 | 0 | 0 | 0 | 0
CT Fac. Spec. - NOX Rate Winter v.4.10 Final, Unit 631 and retrofits | 230 | 7286 | Rate Constraint in lbs/MMBtu | FALSE | L | Annual | Rate | lb/MWh | 0 | 0 | 0 | 0 | 0 | 0 | 0
CT Fac. Spec. - NOX Rate Winter v.4.10 Final, Unit 631 and retrofits | 230 | 7286 | Rate Constraint in lbs/MMBtu | FALSE | L | Annual | Constraint Shadow Price | US2022$/Ton | 0 | 0 | 0 | 0 | 0 | 0 | 0
CT Fac. Spec. - NOX Rate Winter v.4.10 Final, Unit 632 and retrofits | 231 | 7286 | Rate Constraint in lbs/MMBtu | FALSE | L | Annual | Seasons Included | Seasons | Winter, Spring, Fall | Winter, Spring, Fall | Winter, Spring, Fall | Winter, Spring, Fall | Winter, Spring, Fall | Winter, Spring, Fall | Winter, Spring, Fall
CT Fac. Spec. - NOX Rate Winter v.4.10 Final, Unit 632 and retrofits | 231 | 7286 | Rate Constraint in lbs/MMBtu | FALSE | L | Annual | Standard NOX | lb/MMBtu | 0.15 | 0.15 | 0.15 | 0.15 | 0.15 | 0.15 | 0.15
CT Fac. Spec. - NOX Rate Winter v.4.10 Final, Unit 632 and retrofits | 231 | 7286 | Rate Constraint in lbs/MMBtu | FALSE | L | Annual | Emissions at Affected Plants NOX | Thousand Tons | 0 | 0 | 0 | 0 | 0 | 0 | 0
CT Fac. Spec. - NOX Rate Winter v.4.10 Final, Unit 632 and retrofits | 231 | 7286 | Rate Constraint in lbs/MMBtu | FALSE | L | Annual | Allowances Purchased NOX | Thousand Tons | 0 | 0 | 0 | 0 | 0 | 0 | 0
CT Fac. Spec. - NOX Rate Winter v.4.10 Final, Unit 632 and retrofits | 231 | 7286 | Rate Constraint in lbs/MMBtu | FALSE | L | Annual | Allowances Sold NOX | Thousand Tons | 0 | 0 | 0 | 0 | 0 | 0 | 0
CT Fac. Spec. - NOX Rate Winter v.4.10 Final, Unit 632 and retrofits | 231 | 7286 | Rate Constraint in lbs/MMBtu | FALSE | L | Annual | Allowances Banked | Thousand Tons | 0 | 0 | 0 | 0 | 0 | 0 | 0
CT Fac. Spec. - NOX Rate Winter v.4.10 Final, Unit 632 and retrofits | 231 | 7286 | Rate Constraint in lbs/MMBtu | FALSE | L | Annual | Allowances Withdrawn (1:1) | Thousand Tons | 0 | 0 | 0 | 0 | 0 | 0 | 0
CT Fac. Spec. - NOX Rate Winter v.4.10 Final, Unit 632 and retrofits | 231 | 7286 | Rate Constraint in lbs/MMBtu | FALSE | L | Annual | Allowances Withdrawn (n:1) | Thousand Tons | 0 | 0 | 0 | 0 | 0 | 0 | 0
CT Fac. Spec. - NOX Rate Winter v.4.10 Final, Unit 632 and retrofits | 231 | 7286 | Rate Constraint in lbs/MMBtu | FALSE | L | Annual | Net Emissions Allowance Position | Thousand Tons | 0 | 0 | 0 | 0 | 0 | 0 | 0
CT Fac. Spec. - NOX Rate Winter v.4.10 Final, Unit 632 and retrofits | 231 | 7286 | Rate Constraint in lbs/MMBtu | FALSE | L | Annual | Fuel Consumed | TBtu | 0 | 0 | 0 | 0 | 0 | 0 | 0
CT Fac. Spec. - NOX Rate Winter v.4.10 Final, Unit 632 and retrofits | 231 | 7286 | Rate Constraint in lbs/MMBtu | FALSE | L | Annual | Rate | lb/MMBtu | 0 | 0 | 0 | 0 | 0 | 0 | 0
CT Fac. Spec. - NOX Rate Winter v.4.10 Final, Unit 632 and retrofits | 231 | 7286 | Rate Constraint in lbs/MMBtu | FALSE | L | Annual | Generation | TWh | 0 | 0 | 0 | 0 | 0 | 0 | 0
CT Fac. Spec. - NOX Rate Winter v.4.10 Final, Unit 632 and retrofits | 231 | 7286 | Rate Constraint in lbs/MMBtu | FALSE | L | Annual | Qualifying Generation | TWh | 0 | 0 | 0 | 0 | 0 | 0 | 0
CT Fac. Spec. - NOX Rate Winter v.4.10 Final, Unit 632 and retrofits | 231 | 7286 | Rate Constraint in lbs/MMBtu | FALSE | L | Annual | Rate | lb/MWh | 0 | 0 | 0 | 0 | 0 | 0 | 0
CT Fac. Spec. - NOX Rate Winter v.4.10 Final, Unit 632 and retrofits | 231 | 7286 | Rate Constraint in lbs/MMBtu | FALSE | L | Annual | Constraint Shadow Price | US2022$/Ton | 0 | 0 | 0 | 0 | 0 | 0 | 0
CT Fac. Spec. - NOX Rate Winter v.4.10 Final, Unit 636 and retrofits | 232 | 7286 | Rate Constraint in lbs/MMBtu | FALSE | L | Annual | Seasons Included | Seasons | Winter, Spring, Fall | Winter, Spring, Fall | Winter, Spring, Fall | Winter, Spring, Fall | Winter, Spring, Fall | Winter, Spring, Fall | Winter, Spring, Fall
CT Fac. Spec. - NOX Rate Winter v.4.10 Final, Unit 636 and retrofits | 232 | 7286 | Rate Constraint in lbs/MMBtu | FALSE | L | Annual | Standard NOX | lb/MMBtu | 0.15 | 0.15 | 0.15 | 0.15 | 0.15 | 0.15 | 0.15
CT Fac. Spec. - NOX Rate Winter v.4.10 Final, Unit 636 and retrofits | 232 | 7286 | Rate Constraint in lbs/MMBtu | FALSE | L | Annual | Emissions at Affected Plants NOX | Thousand Tons | 0 | 0 | 0 | 0 | 0 | 0 | 0
CT Fac. Spec. - NOX Rate Winter v.4.10 Final, Unit 636 and retrofits | 232 | 7286 | Rate Constraint in lbs/MMBtu | FALSE | L | Annual | Allowances Purchased NOX | Thousand Tons | 0 | 0 | 0 | 0 | 0 | 0 | 0
CT Fac. Spec. - NOX Rate Winter v.4.10 Final, Unit 636 and retrofits | 232 | 7286 | Rate Constraint in lbs/MMBtu | FALSE | L | Annual | Allowances Sold NOX | Thousand Tons | 0 | 0 | 0 | 0 | 0 | 0 | 0
CT Fac. Spec. - NOX Rate Winter v.4.10 Final, Unit 636 and retrofits | 232 | 7286 | Rate Constraint in lbs/MMBtu | FALSE | L | Annual | Allowances Banked | Thousand Tons | 0 | 0 | 0 | 0 | 0 | 0 | 0
CT Fac. Spec. - NOX Rate Winter v.4.10 Final, Unit 636 and retrofits | 232 | 7286 | Rate Constraint in lbs/MMBtu | FALSE | L | Annual | Allowances Withdrawn (1:1) | Thousand Tons | 0 | 0 | 0 | 0 | 0 | 0 | 0
CT Fac. Spec. - NOX Rate Winter v.4.10 Final, Unit 636 and retrofits | 232 | 7286 | Rate Constraint in lbs/MMBtu | FALSE | L | Annual | Allowances Withdrawn (n:1) | Thousand Tons | 0 | 0 | 0 | 0 | 0 | 0 | 0
CT Fac. Spec. - NOX Rate Winter v.4.10 Final, Unit 636 and retrofits | 232 | 7286 | Rate Constraint in lbs/MMBtu | FALSE | L | Annual | Net Emissions Allowance Position | Thousand Tons | 0 | 0 | 0 | 0 | 0 | 0 | 0
CT Fac. Spec. - NOX Rate Winter v.4.10 Final, Unit 636 and retrofits | 232 | 7286 | Rate Constraint in lbs/MMBtu | FALSE | L | Annual | Fuel Consumed | TBtu | 0 | 0 | 0 | 0 | 0 | 0 | 0
CT Fac. Spec. - NOX Rate Winter v.4.10 Final, Unit 636 and retrofits | 232 | 7286 | Rate Constraint in lbs/MMBtu | FALSE | L | Annual | Rate | lb/MMBtu | 0 | 0 | 0 | 0 | 0 | 0 | 0
CT Fac. Spec. - NOX Rate Winter v.4.10 Final, Unit 636 and retrofits | 232 | 7286 | Rate Constraint in lbs/MMBtu | FALSE | L | Annual | Generation | TWh | 0 | 0 | 0 | 0 | 0 | 0 | 0
CT Fac. Spec. - NOX Rate Winter v.4.10 Final, Unit 636 and retrofits | 232 | 7286 | Rate Constraint in lbs/MMBtu | FALSE | L | Annual | Qualifying Generation | TWh | 0 | 0 | 0 | 0 | 0 | 0 | 0
CT Fac. Spec. - NOX Rate Winter v.4.10 Final, Unit 636 and retrofits | 232 | 7286 | Rate Constraint in lbs/MMBtu | FALSE | L | Annual | Rate | lb/MWh | 0 | 0 | 0 | 0 | 0 | 0 | 0
CT Fac. Spec. - NOX Rate Winter v.4.10 Final, Unit 636 and retrofits | 232 | 7286 | Rate Constraint in lbs/MMBtu | FALSE | L | Annual | Constraint Shadow Price | US2022$/Ton | 0 | 0 | 0 | 0 | 0 | 0 | 0
CT Fac. Spec. - NOX Rate Winter v.4.10 Final, Unit 637 and retrofits | 233 | 7286 | Rate Constraint in lbs/MMBtu | FALSE | L | Annual | Seasons Included | Seasons | Winter, Spring, Fall | Winter, Spring, Fall | Winter, Spring, Fall | Winter, Spring, Fall | Winter, Spring, Fall | Winter, Spring, Fall | Winter, Spring, Fall
CT Fac. Spec. - NOX Rate Winter v.4.10 Final, Unit 637 and retrofits | 233 | 7286 | Rate Constraint in lbs/MMBtu | FALSE | L | Annual | Standard NOX | lb/MMBtu | 0.15 | 0.15 | 0.15 | 0.15 | 0.15 | 0.15 | 0.15
CT Fac. Spec. - NOX Rate Winter v.4.10 Final, Unit 637 and retrofits | 233 | 7286 | Rate Constraint in lbs/MMBtu | FALSE | L | Annual | Emissions at Affected Plants NOX | Thousand Tons | 0 | 0 | 0 | 0 | 0 | 0 | 0
CT Fac. Spec. - NOX Rate Winter v.4.10 Final, Unit 637 and retrofits | 233 | 7286 | Rate Constraint in lbs/MMBtu | FALSE | L | Annual | Allowances Purchased NOX | Thousand Tons | 0 | 0 | 0 | 0 | 0 | 0 | 0
CT Fac. Spec. - NOX Rate Winter v.4.10 Final, Unit 637 and retrofits | 233 | 7286 | Rate Constraint in lbs/MMBtu | FALSE | L | Annual | Allowances Sold NOX | Thousand Tons | 0 | 0 | 0 | 0 | 0 | 0 | 0
CT Fac. Spec. - NOX Rate Winter v.4.10 Final, Unit 637 and retrofits | 233 | 7286 | Rate Constraint in lbs/MMBtu | FALSE | L | Annual | Allowances Banked | Thousand Tons | 0 | 0 | 0 | 0 | 0 | 0 | 0
CT Fac. Spec. - NOX Rate Winter v.4.10 Final, Unit 637 and retrofits | 233 | 7286 | Rate Constraint in lbs/MMBtu | FALSE | L | Annual | Allowances Withdrawn (1:1) | Thousand Tons | 0 | 0 | 0 | 0 | 0 | 0 | 0
CT Fac. Spec. - NOX Rate Winter v.4.10 Final, Unit 637 and retrofits | 233 | 7286 | Rate Constraint in lbs/MMBtu | FALSE | L | Annual | Allowances Withdrawn (n:1) | Thousand Tons | 0 | 0 | 0 | 0 | 0 | 0 | 0
CT Fac. Spec. - NOX Rate Winter v.4.10 Final, Unit 637 and retrofits | 233 | 7286 | Rate Constraint in lbs/MMBtu | FALSE | L | Annual | Net Emissions Allowance Position | Thousand Tons | 0 | 0 | 0 | 0 | 0 | 0 | 0
CT Fac. Spec. - NOX Rate Winter v.4.10 Final, Unit 637 and retrofits | 233 | 7286 | Rate Constraint in lbs/MMBtu | FALSE | L | Annual | Fuel Consumed | TBtu | 0 | 0 | 0 | 0 | 0 | 0 | 0
CT Fac. Spec. - NOX Rate Winter v.4.10 Final, Unit 637 and retrofits | 233 | 7286 | Rate Constraint in lbs/MMBtu | FALSE | L | Annual | Rate | lb/MMBtu | 0 | 0 | 0 | 0 | 0 | 0 | 0
CT Fac. Spec. - NOX Rate Winter v.4.10 Final, Unit 637 and retrofits | 233 | 7286 | Rate Constraint in lbs/MMBtu | FALSE | L | Annual | Generation | TWh | 0 | 0 | 0 | 0 | 0 | 0 | 0
CT Fac. Spec. - NOX Rate Winter v.4.10 Final, Unit 637 and retrofits | 233 | 7286 | Rate Constraint in lbs/MMBtu | FALSE | L | Annual | Qualifying Generation | TWh | 0 | 0 | 0 | 0 | 0 | 0 | 0
CT Fac. Spec. - NOX Rate Winter v.4.10 Final, Unit 637 and retrofits | 233 | 7286 | Rate Constraint in lbs/MMBtu | FALSE | L | Annual | Rate | lb/MWh | 0 | 0 | 0 | 0 | 0 | 0 | 0
CT Fac. Spec. - NOX Rate Winter v.4.10 Final, Unit 637 and retrofits | 233 | 7286 | Rate Constraint in lbs/MMBtu | FALSE | L | Annual | Constraint Shadow Price | US2022$/Ton | 0 | 0 | 0 | 0 | 0 | 0 | 0
CT Fac. Spec. - NOX Rate Winter v.4.10 Final, Unit 638 and retrofits | 234 | 7286 | Rate Constraint in lbs/MMBtu | FALSE | L | Annual | Seasons Included | Seasons | Winter, Spring, Fall | Winter, Spring, Fall | Winter, Spring, Fall | Winter, Spring, Fall | Winter, Spring, Fall | Winter, Spring, Fall | Winter, Spring, Fall
CT Fac. Spec. - NOX Rate Winter v.4.10 Final, Unit 638 and retrofits | 234 | 7286 | Rate Constraint in lbs/MMBtu | FALSE | L | Annual | Standard NOX | lb/MMBtu | 0.15 | 0.15 | 0.15 | 0.15 | 0.15 | 0.15 | 0.15
CT Fac. Spec. - NOX Rate Winter v.4.10 Final, Unit 638 and retrofits | 234 | 7286 | Rate Constraint in lbs/MMBtu | FALSE | L | Annual | Emissions at Affected Plants NOX | Thousand Tons | 0 | 0 | 0 | 0 | 0 | 0 | 0
CT Fac. Spec. - NOX Rate Winter v.4.10 Final, Unit 638 and retrofits | 234 | 7286 | Rate Constraint in lbs/MMBtu | FALSE | L | Annual | Allowances Purchased NOX | Thousand Tons | 0 | 0 | 0 | 0 | 0 | 0 | 0
CT Fac. Spec. - NOX Rate Winter v.4.10 Final, Unit 638 and retrofits | 234 | 7286 | Rate Constraint in lbs/MMBtu | FALSE | L | Annual | Allowances Sold NOX | Thousand Tons | 0 | 0 | 0 | 0 | 0 | 0 | 0
CT Fac. Spec. - NOX Rate Winter v.4.10 Final, Unit 638 and retrofits | 234 | 7286 | Rate Constraint in lbs/MMBtu | FALSE | L | Annual | Allowances Banked | Thousand Tons | 0 | 0 | 0 | 0 | 0 | 0 | 0
CT Fac. Spec. - NOX Rate Winter v.4.10 Final, Unit 638 and retrofits | 234 | 7286 | Rate Constraint in lbs/MMBtu | FALSE | L | Annual | Allowances Withdrawn (1:1) | Thousand Tons | 0 | 0 | 0 | 0 | 0 | 0 | 0
CT Fac. Spec. - NOX Rate Winter v.4.10 Final, Unit 638 and retrofits | 234 | 7286 | Rate Constraint in lbs/MMBtu | FALSE | L | Annual | Allowances Withdrawn (n:1) | Thousand Tons | 0 | 0 | 0 | 0 | 0 | 0 | 0
CT Fac. Spec. - NOX Rate Winter v.4.10 Final, Unit 638 and retrofits | 234 | 7286 | Rate Constraint in lbs/MMBtu | FALSE | L | Annual | Net Emissions Allowance Position | Thousand Tons | 0 | 0 | 0 | 0 | 0 | 0 | 0
CT Fac. Spec. - NOX Rate Winter v.4.10 Final, Unit 638 and retrofits | 234 | 7286 | Rate Constraint in lbs/MMBtu | FALSE | L | Annual | Fuel Consumed | TBtu | 0 | 0 | 0 | 0 | 0 | 0 | 0
CT Fac. Spec. - NOX Rate Winter v.4.10 Final, Unit 638 and retrofits | 234 | 7286 | Rate Constraint in lbs/MMBtu | FALSE | L | Annual | Rate | lb/MMBtu | 0 | 0 | 0 | 0 | 0 | 0 | 0
CT Fac. Spec. - NOX Rate Winter v.4.10 Final, Unit 638 and retrofits | 234 | 7286 | Rate Constraint in lbs/MMBtu | FALSE | L | Annual | Generation | TWh | 0 | 0 | 0 | 0 | 0 | 0 | 0
CT Fac. Spec. - NOX Rate Winter v.4.10 Final, Unit 638 and retrofits | 234 | 7286 | Rate Constraint in lbs/MMBtu | FALSE | L | Annual | Qualifying Generation | TWh | 0 | 0 | 0 | 0 | 0 | 0 | 0
CT Fac. Spec. - NOX Rate Winter v.4.10 Final, Unit 638 and retrofits | 234 | 7286 | Rate Constraint in lbs/MMBtu | FALSE | L | Annual | Rate | lb/MWh | 0 | 0 | 0 | 0 | 0 | 0 | 0
CT Fac. Spec. - NOX Rate Winter v.4.10 Final, Unit 638 and retrofits | 234 | 7286 | Rate Constraint in lbs/MMBtu | FALSE | L | Annual | Constraint Shadow Price | US2022$/Ton | 0 | 0 | 0 | 0 | 0 | 0 | 0
CT Fac. Spec. - NOX Rate Winter v.4.10 Final, Unit 639 and retrofits | 235 | 7286 | Rate Constraint in lbs/MMBtu | FALSE | L | Annual | Seasons Included | Seasons | Winter, Spring, Fall | Winter, Spring, Fall | Winter, Spring, Fall | Winter, Spring, Fall | Winter, Spring, Fall | Winter, Spring, Fall | Winter, Spring, Fall
CT Fac. Spec. - NOX Rate Winter v.4.10 Final, Unit 639 and retrofits | 235 | 7286 | Rate Constraint in lbs/MMBtu | FALSE | L | Annual | Standard NOX | lb/MMBtu | 0.15 | 0.15 | 0.15 | 0.15 | 0.15 | 0.15 | 0.15
CT Fac. Spec. - NOX Rate Winter v.4.10 Final, Unit 639 and retrofits | 235 | 7286 | Rate Constraint in lbs/MMBtu | FALSE | L | Annual | Emissions at Affected Plants NOX | Thousand Tons | 0 | 0 | 0 | 0 | 0 | 0 | 0
CT Fac. Spec. - NOX Rate Winter v.4.10 Final, Unit 639 and retrofits | 235 | 7286 | Rate Constraint in lbs/MMBtu | FALSE | L | Annual | Allowances Purchased NOX | Thousand Tons | 0 | 0 | 0 | 0 | 0 | 0 | 0
CT Fac. Spec. - NOX Rate Winter v.4.10 Final, Unit 639 and retrofits | 235 | 7286 | Rate Constraint in lbs/MMBtu | FALSE | L | Annual | Allowances Sold NOX | Thousand Tons | 0 | 0 | 0 | 0 | 0 | 0 | 0
CT Fac. Spec. - NOX Rate Winter v.4.10 Final, Unit 639 and retrofits | 235 | 7286 | Rate Constraint in lbs/MMBtu | FALSE | L | Annual | Allowances Banked | Thousand Tons | 0 | 0 | 0 | 0 | 0 | 0 | 0
CT Fac. Spec. - NOX Rate Winter v.4.10 Final, Unit 639 and retrofits | 235 | 7286 | Rate Constraint in lbs/MMBtu | FALSE | L | Annual | Allowances Withdrawn (1:1) | Thousand Tons | 0 | 0 | 0 | 0 | 0 | 0 | 0
CT Fac. Spec. - NOX Rate Winter v.4.10 Final, Unit 639 and retrofits | 235 | 7286 | Rate Constraint in lbs/MMBtu | FALSE | L | Annual | Allowances Withdrawn (n:1) | Thousand Tons | 0 | 0 | 0 | 0 | 0 | 0 | 0
CT Fac. Spec. - NOX Rate Winter v.4.10 Final, Unit 639 and retrofits | 235 | 7286 | Rate Constraint in lbs/MMBtu | FALSE | L | Annual | Net Emissions Allowance Position | Thousand Tons | 0 | 0 | 0 | 0 | 0 | 0 | 0
CT Fac. Spec. - NOX Rate Winter v.4.10 Final, Unit 639 and retrofits | 235 | 7286 | Rate Constraint in lbs/MMBtu | FALSE | L | Annual | Fuel Consumed | TBtu | 0 | 0 | 0 | 0 | 0 | 0 | 0
CT Fac. Spec. - NOX Rate Winter v.4.10 Final, Unit 639 and retrofits | 235 | 7286 | Rate Constraint in lbs/MMBtu | FALSE | L | Annual | Rate | lb/MMBtu | 0 | 0 | 0 | 0 | 0 | 0 | 0
CT Fac. Spec. - NOX Rate Winter v.4.10 Final, Unit 639 and retrofits | 235 | 7286 | Rate Constraint in lbs/MMBtu | FALSE | L | Annual | Generation | TWh | 0 | 0 | 0 | 0 | 0 | 0 | 0
CT Fac. Spec. - NOX Rate Winter v.4.10 Final, Unit 639 and retrofits | 235 | 7286 | Rate Constraint in lbs/MMBtu | FALSE | L | Annual | Qualifying Generation | TWh | 0 | 0 | 0 | 0 | 0 | 0 | 0
CT Fac. Spec. - NOX Rate Winter v.4.10 Final, Unit 639 and retrofits | 235 | 7286 | Rate Constraint in lbs/MMBtu | FALSE | L | Annual | Rate | lb/MWh | 0 | 0 | 0 | 0 | 0 | 0 | 0
CT Fac. Spec. - NOX Rate Winter v.4.10 Final, Unit 639 and retrofits | 235 | 7286 | Rate Constraint in lbs/MMBtu | FALSE | L | Annual | Constraint Shadow Price | US2022$/Ton | 0 | 0 | 0 | 0 | 0 | 0 | 0
CT Fac. Spec. - NOX Rate Winter v.4.10 Final, Unit 640 and retrofits | 236 | 7286 | Rate Constraint in lbs/MMBtu | FALSE | L | Annual | Seasons Included | Seasons | Winter, Spring, Fall | Winter, Spring, Fall | Winter, Spring, Fall | Winter, Spring, Fall | Winter, Spring, Fall | Winter, Spring, Fall | Winter, Spring, Fall
CT Fac. Spec. - NOX Rate Winter v.4.10 Final, Unit 640 and retrofits | 236 | 7286 | Rate Constraint in lbs/MMBtu | FALSE | L | Annual | Standard NOX | lb/MMBtu | 0.15 | 0.15 | 0.15 | 0.15 | 0.15 | 0.15 | 0.15
CT Fac. Spec. - NOX Rate Winter v.4.10 Final, Unit 640 and retrofits | 236 | 7286 | Rate Constraint in lbs/MMBtu | FALSE | L | Annual | Emissions at Affected Plants NOX | Thousand Tons | 0 | 0 | 0 | 0 | 0 | 0 | 0
CT Fac. Spec. - NOX Rate Winter v.4.10 Final, Unit 640 and retrofits | 236 | 7286 | Rate Constraint in lbs/MMBtu | FALSE | L | Annual | Allowances Purchased NOX | Thousand Tons | 0 | 0 | 0 | 0 | 0 | 0 | 0
CT Fac. Spec. - NOX Rate Winter v.4.10 Final, Unit 640 and retrofits | 236 | 7286 | Rate Constraint in lbs/MMBtu | FALSE | L | Annual | Allowances Sold NOX | Thousand Tons | 0 | 0 | 0 | 0 | 0 | 0 | 0
CT Fac. Spec. - NOX Rate Winter v.4.10 Final, Unit 640 and retrofits | 236 | 7286 | Rate Constraint in lbs/MMBtu | FALSE | L | Annual | Allowances Banked | Thousand Tons | 0 | 0 | 0 | 0 | 0 | 0 | 0
CT Fac. Spec. - NOX Rate Winter v.4.10 Final, Unit 640 and retrofits | 236 | 7286 | Rate Constraint in lbs/MMBtu | FALSE | L | Annual | Allowances Withdrawn (1:1) | Thousand Tons | 0 | 0 | 0 | 0 | 0 | 0 | 0
CT Fac. Spec. - NOX Rate Winter v.4.10 Final, Unit 640 and retrofits | 236 | 7286 | Rate Constraint in lbs/MMBtu | FALSE | L | Annual | Allowances Withdrawn (n:1) | Thousand Tons | 0 | 0 | 0 | 0 | 0 | 0 | 0
CT Fac. Spec. - NOX Rate Winter v.4.10 Final, Unit 640 and retrofits | 236 | 7286 | Rate Constraint in lbs/MMBtu | FALSE | L | Annual | Net Emissions Allowance Position | Thousand Tons | 0 | 0 | 0 | 0 | 0 | 0 | 0
CT Fac. Spec. - NOX Rate Winter v.4.10 Final, Unit 640 and retrofits | 236 | 7286 | Rate Constraint in lbs/MMBtu | FALSE | L | Annual | Fuel Consumed | TBtu | 0 | 0 | 0 | 0 | 0 | 0 | 0
CT Fac. Spec. - NOX Rate Winter v.4.10 Final, Unit 640 and retrofits | 236 | 7286 | Rate Constraint in lbs/MMBtu | FALSE | L | Annual | Rate | lb/MMBtu | 0 | 0 | 0 | 0 | 0 | 0 | 0
CT Fac. Spec. - NOX Rate Winter v.4.10 Final, Unit 640 and retrofits | 236 | 7286 | Rate Constraint in lbs/MMBtu | FALSE | L | Annual | Generation | TWh | 0 | 0 | 0 | 0 | 0 | 0 | 0
CT Fac. Spec. - NOX Rate Winter v.4.10 Final, Unit 640 and retrofits | 236 | 7286 | Rate Constraint in lbs/MMBtu | FALSE | L | Annual | Qualifying Generation | TWh | 0 | 0 | 0 | 0 | 0 | 0 | 0
CT Fac. Spec. - NOX Rate Winter v.4.10 Final, Unit 640 and retrofits | 236 | 7286 | Rate Constraint in lbs/MMBtu | FALSE | L | Annual | Rate | lb/MWh | 0 | 0 | 0 | 0 | 0 | 0 | 0
CT Fac. Spec. - NOX Rate Winter v.4.10 Final, Unit 640 and retrofits | 236 | 7286 | Rate Constraint in lbs/MMBtu | FALSE | L | Annual | Constraint Shadow Price | US2022$/Ton | 0 | 0 | 0 | 0 | 0 | 0 | 0
CT Fac. Spec. - NOX Rate Winter v.4.10 Final, Unit 641 and retrofits | 237 | 7286 | Rate Constraint in lbs/MMBtu | FALSE | L | Annual | Seasons Included | Seasons | Winter, Spring, Fall | Winter, Spring, Fall | Winter, Spring, Fall | Winter, Spring, Fall | Winter, Spring, Fall | Winter, Spring, Fall | Winter, Spring, Fall
CT Fac. Spec. - NOX Rate Winter v.4.10 Final, Unit 641 and retrofits | 237 | 7286 | Rate Constraint in lbs/MMBtu | FALSE | L | Annual | Standard NOX | lb/MMBtu | 0.15 | 0.15 | 0.15 | 0.15 | 0.15 | 0.15 | 0.15
CT Fac. Spec. - NOX Rate Winter v.4.10 Final, Unit 641 and retrofits | 237 | 7286 | Rate Constraint in lbs/MMBtu | FALSE | L | Annual | Emissions at Affected Plants NOX | Thousand Tons | 0 | 0 | 0 | 0 | 0 | 0 | 0
CT Fac. Spec. - NOX Rate Winter v.4.10 Final, Unit 641 and retrofits | 237 | 7286 | Rate Constraint in lbs/MMBtu | FALSE | L | Annual | Allowances Purchased NOX | Thousand Tons | 0 | 0 | 0 | 0 | 0 | 0 | 0
CT Fac. Spec. - NOX Rate Winter v.4.10 Final, Unit 641 and retrofits | 237 | 7286 | Rate Constraint in lbs/MMBtu | FALSE | L | Annual | Allowances Sold NOX | Thousand Tons | 0 | 0 | 0 | 0 | 0 | 0 | 0
CT Fac. Spec. - NOX Rate Winter v.4.10 Final, Unit 641 and retrofits | 237 | 7286 | Rate Constraint in lbs/MMBtu | FALSE | L | Annual | Allowances Banked | Thousand Tons | 0 | 0 | 0 | 0 | 0 | 0 | 0
CT Fac. Spec. - NOX Rate Winter v.4.10 Final, Unit 641 and retrofits | 237 | 7286 | Rate Constraint in lbs/MMBtu | FALSE | L | Annual | Allowances Withdrawn (1:1) | Thousand Tons | 0 | 0 | 0 | 0 | 0 | 0 | 0
CT Fac. Spec. - NOX Rate Winter v.4.10 Final, Unit 641 and retrofits | 237 | 7286 | Rate Constraint in lbs/MMBtu | FALSE | L | Annual | Allowances Withdrawn (n:1) | Thousand Tons | 0 | 0 | 0 | 0 | 0 | 0 | 0
CT Fac. Spec. - NOX Rate Winter v.4.10 Final, Unit 641 and retrofits | 237 | 7286 | Rate Constraint in lbs/MMBtu | FALSE | L | Annual | Net Emissions Allowance Position | Thousand Tons | 0 | 0 | 0 | 0 | 0 | 0 | 0
CT Fac. Spec. - NOX Rate Winter v.4.10 Final, Unit 641 and retrofits | 237 | 7286 | Rate Constraint in lbs/MMBtu | FALSE | L | Annual | Fuel Consumed | TBtu | 0 | 0 | 0 | 0 | 0 | 0 | 0
CT Fac. Spec. - NOX Rate Winter v.4.10 Final, Unit 641 and retrofits | 237 | 7286 | Rate Constraint in lbs/MMBtu | FALSE | L | Annual | Rate | lb/MMBtu | 0 | 0 | 0 | 0 | 0 | 0 | 0
CT Fac. Spec. - NOX Rate Winter v.4.10 Final, Unit 641 and retrofits | 237 | 7286 | Rate Constraint in lbs/MMBtu | FALSE | L | Annual | Generation | TWh | 0 | 0 | 0 | 0 | 0 | 0 | 0
CT Fac. Spec. - NOX Rate Winter v.4.10 Final, Unit 641 and retrofits | 237 | 7286 | Rate Constraint in lbs/MMBtu | FALSE | L | Annual | Qualifying Generation | TWh | 0 | 0 | 0 | 0 | 0 | 0 | 0
CT Fac. Spec. - NOX Rate Winter v.4.10 Final, Unit 641 and retrofits | 237 | 7286 | Rate Constraint in lbs/MMBtu | FALSE | L | Annual | Rate | lb/MWh | 0 | 0 | 0 | 0 | 0 | 0 | 0
CT Fac. Spec. - NOX Rate Winter v.4.10 Final, Unit 641 and retrofits | 237 | 7286 | Rate Constraint in lbs/MMBtu | FALSE | L | Annual | Constraint Shadow Price | US2022$/Ton | 0 | 0 | 0 | 0 | 0 | 0 | 0
CT Fac. Spec. - NOX Rate Winter v.4.10 Final, Unit 642 and retrofits | 238 | 7286 | Rate Constraint in lbs/MMBtu | FALSE | L | Annual | Seasons Included | Seasons | Winter, Spring, Fall | Winter, Spring, Fall | Winter, Spring, Fall | Winter, Spring, Fall | Winter, Spring, Fall | Winter, Spring, Fall | Winter, Spring, Fall
CT Fac. Spec. - NOX Rate Winter v.4.10 Final, Unit 642 and retrofits | 238 | 7286 | Rate Constraint in lbs/MMBtu | FALSE | L | Annual | Standard NOX | lb/MMBtu | 0.15 | 0.15 | 0.15 | 0.15 | 0.15 | 0.15 | 0.15
CT Fac. Spec. - NOX Rate Winter v.4.10 Final, Unit 642 and retrofits | 238 | 7286 | Rate Constraint in lbs/MMBtu | FALSE | L | Annual | Emissions at Affected Plants NOX | Thousand Tons | 0 | 0 | 0 | 0 | 0 | 0 | 0
CT Fac. Spec. - NOX Rate Winter v.4.10 Final, Unit 642 and retrofits | 238 | 7286 | Rate Constraint in lbs/MMBtu | FALSE | L | Annual | Allowances Purchased NOX | Thousand Tons | 0 | 0 | 0 | 0 | 0 | 0 | 0
CT Fac. Spec. - NOX Rate Winter v.4.10 Final, Unit 642 and retrofits | 238 | 7286 | Rate Constraint in lbs/MMBtu | FALSE | L | Annual | Allowances Sold NOX | Thousand Tons | 0 | 0 | 0 | 0 | 0 | 0 | 0
CT Fac. Spec. - NOX Rate Winter v.4.10 Final, Unit 642 and retrofits | 238 | 7286 | Rate Constraint in lbs/MMBtu | FALSE | L | Annual | Allowances Banked | Thousand Tons | 0 | 0 | 0 | 0 | 0 | 0 | 0
CT Fac. Spec. - NOX Rate Winter v.4.10 Final, Unit 642 and retrofits | 238 | 7286 | Rate Constraint in lbs/MMBtu | FALSE | L | Annual | Allowances Withdrawn (1:1) | Thousand Tons | 0 | 0 | 0 | 0 | 0 | 0 | 0
CT Fac. Spec. - NOX Rate Winter v.4.10 Final, Unit 642 and retrofits | 238 | 7286 | Rate Constraint in lbs/MMBtu | FALSE | L | Annual | Allowances Withdrawn (n:1) | Thousand Tons | 0 | 0 | 0 | 0 | 0 | 0 | 0
CT Fac. Spec. - NOX Rate Winter v.4.10 Final, Unit 642 and retrofits | 238 | 7286 | Rate Constraint in lbs/MMBtu | FALSE | L | Annual | Net Emissions Allowance Position | Thousand Tons | 0 | 0 | 0 | 0 | 0 | 0 | 0
CT Fac. Spec. - NOX Rate Winter v.4.10 Final, Unit 642 and retrofits | 238 | 7286 | Rate Constraint in lbs/MMBtu | FALSE | L | Annual | Fuel Consumed | TBtu | 0 | 0 | 0 | 0 | 0 | 0 | 0
CT Fac. Spec. - NOX Rate Winter v.4.10 Final, Unit 642 and retrofits | 238 | 7286 | Rate Constraint in lbs/MMBtu | FALSE | L | Annual | Rate | lb/MMBtu | 0 | 0 | 0 | 0 | 0 | 0 | 0
CT Fac. Spec. - NOX Rate Winter v.4.10 Final, Unit 642 and retrofits | 238 | 7286 | Rate Constraint in lbs/MMBtu | FALSE | L | Annual | Generation | TWh | 0 | 0 | 0 | 0 | 0 | 0 | 0
CT Fac. Spec. - NOX Rate Winter v.4.10 Final, Unit 642 and retrofits | 238 | 7286 | Rate Constraint in lbs/MMBtu | FALSE | L | Annual | Qualifying Generation | TWh | 0 | 0 | 0 | 0 | 0 | 0 | 0
CT Fac. Spec. - NOX Rate Winter v.4.10 Final, Unit 642 and retrofits | 238 | 7286 | Rate Constraint in lbs/MMBtu | FALSE | L | Annual | Rate | lb/MWh | 0 | 0 | 0 | 0 | 0 | 0 | 0
CT Fac. Spec. - NOX Rate Winter v.4.10 Final, Unit 642 and retrofits | 238 | 7286 | Rate Constraint in lbs/MMBtu | FALSE | L | Annual | Constraint Shadow Price | US2022$/Ton | 0 | 0 | 0 | 0 | 0 | 0 | 0
CT Fac. Spec. - NOX Rate Winter v.4.10 Final, Unit 643 and retrofits | 239 | 7286 | Rate Constraint in lbs/MMBtu | FALSE | L | Annual | Seasons Included | Seasons | Winter, Spring, Fall | Winter, Spring, Fall | Winter, Spring, Fall | Winter, Spring, Fall | Winter, Spring, Fall | Winter, Spring, Fall | Winter, Spring, Fall
CT Fac. Spec. - NOX Rate Winter v.4.10 Final, Unit 643 and retrofits | 239 | 7286 | Rate Constraint in lbs/MMBtu | FALSE | L | Annual | Standard NOX | lb/MMBtu | 0.15 | 0.15 | 0.15 | 0.15 | 0.15 | 0.15 | 0.15
CT Fac. Spec. - NOX Rate Winter v.4.10 Final, Unit 643 and retrofits | 239 | 7286 | Rate Constraint in lbs/MMBtu | FALSE | L | Annual | Emissions at Affected Plants NOX | Thousand Tons | 0 | 0 | 0 | 0 | 0 | 0 | 0
CT Fac. Spec. - NOX Rate Winter v.4.10 Final, Unit 643 and retrofits | 239 | 7286 | Rate Constraint in lbs/MMBtu | FALSE | L | Annual | Allowances Purchased NOX | Thousand Tons | 0 | 0 | 0 | 0 | 0 | 0 | 0
CT Fac. Spec. - NOX Rate Winter v.4.10 Final, Unit 643 and retrofits | 239 | 7286 | Rate Constraint in lbs/MMBtu | FALSE | L | Annual | Allowances Sold NOX | Thousand Tons | 0 | 0 | 0 | 0 | 0 | 0 | 0
CT Fac. Spec. - NOX Rate Winter v.4.10 Final, Unit 643 and retrofits | 239 | 7286 | Rate Constraint in lbs/MMBtu | FALSE | L | Annual | Allowances Banked | Thousand Tons | 0 | 0 | 0 | 0 | 0 | 0 | 0
CT Fac. Spec. - NOX Rate Winter v.4.10 Final, Unit 643 and retrofits | 239 | 7286 | Rate Constraint in lbs/MMBtu | FALSE | L | Annual | Allowances Withdrawn (1:1) | Thousand Tons | 0 | 0 | 0 | 0 | 0 | 0 | 0
CT Fac. Spec. - NOX Rate Winter v.4.10 Final, Unit 643 and retrofits | 239 | 7286 | Rate Constraint in lbs/MMBtu | FALSE | L | Annual | Allowances Withdrawn (n:1) | Thousand Tons | 0 | 0 | 0 | 0 | 0 | 0 | 0
CT Fac. Spec. - NOX Rate Winter v.4.10 Final, Unit 643 and retrofits | 239 | 7286 | Rate Constraint in lbs/MMBtu | FALSE | L | Annual | Net Emissions Allowance Position | Thousand Tons | 0 | 0 | 0 | 0 | 0 | 0 | 0
CT Fac. Spec. - NOX Rate Winter v.4.10 Final, Unit 643 and retrofits | 239 | 7286 | Rate Constraint in lbs/MMBtu | FALSE | L | Annual | Fuel Consumed | TBtu | 0 | 0 | 0 | 0 | 0 | 0 | 0
CT Fac. Spec. - NOX Rate Winter v.4.10 Final, Unit 643 and retrofits | 239 | 7286 | Rate Constraint in lbs/MMBtu | FALSE | L | Annual | Rate | lb/MMBtu | 0 | 0 | 0 | 0 | 0 | 0 | 0
CT Fac. Spec. - NOX Rate Winter v.4.10 Final, Unit 643 and retrofits | 239 | 7286 | Rate Constraint in lbs/MMBtu | FALSE | L | Annual | Generation | TWh | 0 | 0 | 0 | 0 | 0 | 0 | 0
CT Fac. Spec. - NOX Rate Winter v.4.10 Final, Unit 643 and retrofits | 239 | 7286 | Rate Constraint in lbs/MMBtu | FALSE | L | Annual | Qualifying Generation | TWh | 0 | 0 | 0 | 0 | 0 | 0 | 0
CT Fac. Spec. - NOX Rate Winter v.4.10 Final, Unit 643 and retrofits | 239 | 7286 | Rate Constraint in lbs/MMBtu | FALSE | L | Annual | Rate | lb/MWh | 0 | 0 | 0 | 0 | 0 | 0 | 0
CT Fac. Spec. - NOX Rate Winter v.4.10 Final, Unit 643 and retrofits | 239 | 7286 | Rate Constraint in lbs/MMBtu | FALSE | L | Annual | Constraint Shadow Price | US2022$/Ton | 0 | 0 | 0 | 0 | 0 | 0 | 0
CT Fac. Spec. - NOX Rate Winter v.4.10 Final, Unit 644 and retrofits | 240 | 7286 | Rate Constraint in lbs/MMBtu | FALSE | L | Annual | Seasons Included | Seasons | Winter, Spring, Fall | Winter, Spring, Fall | Winter, Spring, Fall | Winter, Spring, Fall | Winter, Spring, Fall | Winter, Spring, Fall | Winter, Spring, Fall
CT Fac. Spec. - NOX Rate Winter v.4.10 Final, Unit 644 and retrofits | 240 | 7286 | Rate Constraint in lbs/MMBtu | FALSE | L | Annual | Standard NOX | lb/MMBtu | 0.15 | 0.15 | 0.15 | 0.15 | 0.15 | 0.15 | 0.15
CT Fac. Spec. - NOX Rate Winter v.4.10 Final, Unit 644 and retrofits | 240 | 7286 | Rate Constraint in lbs/MMBtu | FALSE | L | Annual | Emissions at Affected Plants NOX | Thousand Tons | 0 | 0 | 0 | 0 | 0 | 0 | 0
CT Fac. Spec. - NOX Rate Winter v.4.10 Final, Unit 644 and retrofits | 240 | 7286 | Rate Constraint in lbs/MMBtu | FALSE | L | Annual | Allowances Purchased NOX | Thousand Tons | 0 | 0 | 0 | 0 | 0 | 0 | 0
CT Fac. Spec. - NOX Rate Winter v.4.10 Final, Unit 644 and retrofits | 240 | 7286 | Rate Constraint in lbs/MMBtu | FALSE | L | Annual | Allowances Sold NOX | Thousand Tons | 0 | 0 | 0 | 0 | 0 | 0 | 0
CT Fac. Spec. - NOX Rate Winter v.4.10 Final, Unit 644 and retrofits | 240 | 7286 | Rate Constraint in lbs/MMBtu | FALSE | L | Annual | Allowances Banked | Thousand Tons | 0 | 0 | 0 | 0 | 0 | 0 | 0
CT Fac. Spec. - NOX Rate Winter v.4.10 Final, Unit 644 and retrofits | 240 | 7286 | Rate Constraint in lbs/MMBtu | FALSE | L | Annual | Allowances Withdrawn (1:1) | Thousand Tons | 0 | 0 | 0 | 0 | 0 | 0 | 0
CT Fac. Spec. - NOX Rate Winter v.4.10 Final, Unit 644 and retrofits | 240 | 7286 | Rate Constraint in lbs/MMBtu | FALSE | L | Annual | Allowances Withdrawn (n:1) | Thousand Tons | 0 | 0 | 0 | 0 | 0 | 0 | 0
CT Fac. Spec. - NOX Rate Winter v.4.10 Final, Unit 644 and retrofits | 240 | 7286 | Rate Constraint in lbs/MMBtu | FALSE | L | Annual | Net Emissions Allowance Position | Thousand Tons | 0 | 0 | 0 | 0 | 0 | 0 | 0
CT Fac. Spec. - NOX Rate Winter v.4.10 Final, Unit 644 and retrofits | 240 | 7286 | Rate Constraint in lbs/MMBtu | FALSE | L | Annual | Fuel Consumed | TBtu | 0 | 0 | 0 | 0 | 0 | 0 | 0
CT Fac. Spec. - NOX Rate Winter v.4.10 Final, Unit 644 and retrofits | 240 | 7286 | Rate Constraint in lbs/MMBtu | FALSE | L | Annual | Rate | lb/MMBtu | 0 | 0 | 0 | 0 | 0 | 0 | 0
CT Fac. Spec. - NOX Rate Winter v.4.10 Final, Unit 644 and retrofits | 240 | 7286 | Rate Constraint in lbs/MMBtu | FALSE | L | Annual | Generation | TWh | 0 | 0 | 0 | 0 | 0 | 0 | 0
CT Fac. Spec. - NOX Rate Winter v.4.10 Final, Unit 644 and retrofits | 240 | 7286 | Rate Constraint in lbs/MMBtu | FALSE | L | Annual | Qualifying Generation | TWh | 0 | 0 | 0 | 0 | 0 | 0 | 0
CT Fac. Spec. - NOX Rate Winter v.4.10 Final, Unit 644 and retrofits | 240 | 7286 | Rate Constraint in lbs/MMBtu | FALSE | L | Annual | Rate | lb/MWh | 0 | 0 | 0 | 0 | 0 | 0 | 0
CT Fac. Spec. - NOX Rate Winter v.4.10 Final, Unit 644 and retrofits | 240 | 7286 | Rate Constraint in lbs/MMBtu | FALSE | L | Annual | Constraint Shadow Price | US2022$/Ton | 0 | 0 | 0 | 0 | 0 | 0 | 0
CT Fac. Spec. - NOX Rate Winter v.4.10 Final, Unit 645 and retrofits | 241 | 7286 | Rate Constraint in lbs/MMBtu | FALSE | L | Annual | Seasons Included | Seasons | Winter, Spring, Fall | Winter, Spring, Fall | Winter, Spring, Fall | Winter, Spring, Fall | Winter, Spring, Fall | Winter, Spring, Fall | Winter, Spring, Fall
CT Fac. Spec. - NOX Rate Winter v.4.10 Final, Unit 645 and retrofits | 241 | 7286 | Rate Constraint in lbs/MMBtu | FALSE | L | Annual | Standard NOX | lb/MMBtu | 0.15 | 0.15 | 0.15 | 0.15 | 0.15 | 0.15 | 0.15
CT Fac. Spec. - NOX Rate Winter v.4.10 Final, Unit 645 and retrofits | 241 | 7286 | Rate Constraint in lbs/MMBtu | FALSE | L | Annual | Emissions at Affected Plants NOX | Thousand Tons | 0 | 0 | 0 | 0 | 0 | 0 | 0
CT Fac. Spec. - NOX Rate Winter v.4.10 Final, Unit 645 and retrofits | 241 | 7286 | Rate Constraint in lbs/MMBtu | FALSE | L | Annual | Allowances Purchased NOX | Thousand Tons | 0 | 0 | 0 | 0 | 0 | 0 | 0
CT Fac. Spec. - NOX Rate Winter v.4.10 Final, Unit 645 and retrofits | 241 | 7286 | Rate Constraint in lbs/MMBtu | FALSE | L | Annual | Allowances Sold NOX | Thousand Tons | 0 | 0 | 0 | 0 | 0 | 0 | 0
CT Fac. Spec. - NOX Rate Winter v.4.10 Final, Unit 645 and retrofits | 241 | 7286 | Rate Constraint in lbs/MMBtu | FALSE | L | Annual | Allowances Banked | Thousand Tons | 0 | 0 | 0 | 0 | 0 | 0 | 0
CT Fac. Spec. - NOX Rate Winter v.4.10 Final, Unit 645 and retrofits | 241 | 7286 | Rate Constraint in lbs/MMBtu | FALSE | L | Annual | Allowances Withdrawn (1:1) | Thousand Tons | 0 | 0 | 0 | 0 | 0 | 0 | 0
CT Fac. Spec. - NOX Rate Winter v.4.10 Final, Unit 645 and retrofits | 241 | 7286 | Rate Constraint in lbs/MMBtu | FALSE | L | Annual | Allowances Withdrawn (n:1) | Thousand Tons | 0 | 0 | 0 | 0 | 0 | 0 | 0
CT Fac. Spec. - NOX Rate Winter v.4.10 Final, Unit 645 and retrofits | 241 | 7286 | Rate Constraint in lbs/MMBtu | FALSE | L | Annual | Net Emissions Allowance Position | Thousand Tons | 0 | 0 | 0 | 0 | 0 | 0 | 0
CT Fac. Spec. - NOX Rate Winter v.4.10 Final, Unit 645 and retrofits | 241 | 7286 | Rate Constraint in lbs/MMBtu | FALSE | L | Annual | Fuel Consumed | TBtu | 0 | 0 | 0 | 0 | 0 | 0 | 0
CT Fac. Spec. - NOX Rate Winter v.4.10 Final, Unit 645 and retrofits | 241 | 7286 | Rate Constraint in lbs/MMBtu | FALSE | L | Annual | Rate | lb/MMBtu | 0 | 0 | 0 | 0 | 0 | 0 | 0
CT Fac. Spec. - NOX Rate Winter v.4.10 Final, Unit 645 and retrofits | 241 | 7286 | Rate Constraint in lbs/MMBtu | FALSE | L | Annual | Generation | TWh | 0 | 0 | 0 | 0 | 0 | 0 | 0
CT Fac. Spec. - NOX Rate Winter v.4.10 Final, Unit 645 and retrofits | 241 | 7286 | Rate Constraint in lbs/MMBtu | FALSE | L | Annual | Qualifying Generation | TWh | 0 | 0 | 0 | 0 | 0 | 0 | 0
CT Fac. Spec. - NOX Rate Winter v.4.10 Final, Unit 645 and retrofits | 241 | 7286 | Rate Constraint in lbs/MMBtu | FALSE | L | Annual | Rate | lb/MWh | 0 | 0 | 0 | 0 | 0 | 0 | 0
CT Fac. Spec. - NOX Rate Winter v.4.10 Final, Unit 645 and retrofits | 241 | 7286 | Rate Constraint in lbs/MMBtu | FALSE | L | Annual | Constraint Shadow Price | US2022$/Ton | 0 | 0 | 0 | 0 | 0 | 0 | 0
CT Fac. Spec. - NOX Rate Winter v.4.10 Final, Unit 646 and retrofits | 242 | 7286 | Rate Constraint in lbs/MMBtu | FALSE | L | Annual | Seasons Included | Seasons | Winter, Spring, Fall | Winter, Spring, Fall | Winter, Spring, Fall | Winter, Spring, Fall | Winter, Spring, Fall | Winter, Spring, Fall | Winter, Spring, Fall
CT Fac. Spec. - NOX Rate Winter v.4.10 Final, Unit 646 and retrofits | 242 | 7286 | Rate Constraint in lbs/MMBtu | FALSE | L | Annual | Standard NOX | lb/MMBtu | 0.15 | 0.15 | 0.15 | 0.15 | 0.15 | 0.15 | 0.15
CT Fac. Spec. - NOX Rate Winter v.4.10 Final, Unit 646 and retrofits | 242 | 7286 | Rate Constraint in lbs/MMBtu | FALSE | L | Annual | Emissions at Affected Plants NOX | Thousand Tons | 0 | 0 | 0 | 0 | 0 | 0 | 0
CT Fac. Spec. - NOX Rate Winter v.4.10 Final, Unit 646 and retrofits | 242 | 7286 | Rate Constraint in lbs/MMBtu | FALSE | L | Annual | Allowances Purchased NOX | Thousand Tons | 0 | 0 | 0 | 0 | 0 | 0 | 0
CT Fac. Spec. - NOX Rate Winter v.4.10 Final, Unit 646 and retrofits | 242 | 7286 | Rate Constraint in lbs/MMBtu | FALSE | L | Annual | Allowances Sold NOX | Thousand Tons | 0 | 0 | 0 | 0 | 0 | 0 | 0
CT Fac. Spec. - NOX Rate Winter v.4.10 Final, Unit 646 and retrofits | 242 | 7286 | Rate Constraint in lbs/MMBtu | FALSE | L | Annual | Allowances Banked | Thousand Tons | 0 | 0 | 0 | 0 | 0 | 0 | 0
CT Fac. Spec. - NOX Rate Winter v.4.10 Final, Unit 646 and retrofits | 242 | 7286 | Rate Constraint in lbs/MMBtu | FALSE | L | Annual | Allowances Withdrawn (1:1) | Thousand Tons | 0 | 0 | 0 | 0 | 0 | 0 | 0
CT Fac. Spec. - NOX Rate Winter v.4.10 Final, Unit 646 and retrofits | 242 | 7286 | Rate Constraint in lbs/MMBtu | FALSE | L | Annual | Allowances Withdrawn (n:1) | Thousand Tons | 0 | 0 | 0 | 0 | 0 | 0 | 0
CT Fac. Spec. - NOX Rate Winter v.4.10 Final, Unit 646 and retrofits | 242 | 7286 | Rate Constraint in lbs/MMBtu | FALSE | L | Annual | Net Emissions Allowance Position | Thousand Tons | 0 | 0 | 0 | 0 | 0 | 0 | 0
CT Fac. Spec. - NOX Rate Winter v.4.10 Final, Unit 646 and retrofits | 242 | 7286 | Rate Constraint in lbs/MMBtu | FALSE | L | Annual | Fuel Consumed | TBtu | 0 | 0 | 0 | 0 | 0 | 0 | 0
CT Fac. Spec. - NOX Rate Winter v.4.10 Final, Unit 646 and retrofits | 242 | 7286 | Rate Constraint in lbs/MMBtu | FALSE | L | Annual | Rate | lb/MMBtu | 0 | 0 | 0 | 0 | 0 | 0 | 0
CT Fac. Spec. - NOX Rate Winter v.4.10 Final, Unit 646 and retrofits | 242 | 7286 | Rate Constraint in lbs/MMBtu | FALSE | L | Annual | Generation | TWh | 0 | 0 | 0 | 0 | 0 | 0 | 0
CT Fac. Spec. - NOX Rate Winter v.4.10 Final, Unit 646 and retrofits | 242 | 7286 | Rate Constraint in lbs/MMBtu | FALSE | L | Annual | Qualifying Generation | TWh | 0 | 0 | 0 | 0 | 0 | 0 | 0
CT Fac. Spec. - NOX Rate Winter v.4.10 Final, Unit 646 and retrofits | 242 | 7286 | Rate Constraint in lbs/MMBtu | FALSE | L | Annual | Rate | lb/MWh | 0 | 0 | 0 | 0 | 0 | 0 | 0
CT Fac. Spec. - NOX Rate Winter v.4.10 Final, Unit 646 and retrofits | 242 | 7286 | Rate Constraint in lbs/MMBtu | FALSE | L | Annual | Constraint Shadow Price | US2022$/Ton | 0 | 0 | 0 | 0 | 0 | 0 | 0
CT Fac. Spec. - NOX Rate Winter v.4.10 Final, Unit 647 and retrofits | 243 | 7286 | Rate Constraint in lbs/MMBtu | FALSE | L | Annual | Seasons Included | Seasons | Winter, Spring, Fall | Winter, Spring, Fall | Winter, Spring, Fall | Winter, Spring, Fall | Winter, Spring, Fall | Winter, Spring, Fall | Winter, Spring, Fall
CT Fac. Spec. - NOX Rate Winter v.4.10 Final, Unit 647 and retrofits | 243 | 7286 | Rate Constraint in lbs/MMBtu | FALSE | L | Annual | Standard NOX | lb/MMBtu | 0.15 | 0.15 | 0.15 | 0.15 | 0.15 | 0.15 | 0.15
CT Fac. Spec. - NOX Rate Winter v.4.10 Final, Unit 647 and retrofits | 243 | 7286 | Rate Constraint in lbs/MMBtu | FALSE | L | Annual | Emissions at Affected Plants NOX | Thousand Tons | 0 | 0 | 0 | 0 | 0 | 0 | 0
CT Fac. Spec. - NOX Rate Winter v.4.10 Final, Unit 647 and retrofits | 243 | 7286 | Rate Constraint in lbs/MMBtu | FALSE | L | Annual | Allowances Purchased NOX | Thousand Tons | 0 | 0 | 0 | 0 | 0 | 0 | 0
CT Fac. Spec. - NOX Rate Winter v.4.10 Final, Unit 647 and retrofits | 243 | 7286 | Rate Constraint in lbs/MMBtu | FALSE | L | Annual | Allowances Sold NOX | Thousand Tons | 0 | 0 | 0 | 0 | 0 | 0 | 0
CT Fac. Spec. - NOX Rate Winter v.4.10 Final, Unit 647 and retrofits | 243 | 7286 | Rate Constraint in lbs/MMBtu | FALSE | L | Annual | Allowances Banked | Thousand Tons | 0 | 0 | 0 | 0 | 0 | 0 | 0
CT Fac. Spec. - NOX Rate Winter v.4.10 Final, Unit 647 and retrofits | 243 | 7286 | Rate Constraint in lbs/MMBtu | FALSE | L | Annual | Allowances Withdrawn (1:1) | Thousand Tons | 0 | 0 | 0 | 0 | 0 | 0 | 0
CT Fac. Spec. - NOX Rate Winter v.4.10 Final, Unit 647 and retrofits | 243 | 7286 | Rate Constraint in lbs/MMBtu | FALSE | L | Annual | Allowances Withdrawn (n:1) | Thousand Tons | 0 | 0 | 0 | 0 | 0 | 0 | 0
CT Fac. Spec. - NOX Rate Winter v.4.10 Final, Unit 647 and retrofits | 243 | 7286 | Rate Constraint in lbs/MMBtu | FALSE | L | Annual | Net Emissions Allowance Position | Thousand Tons | 0 | 0 | 0 | 0 | 0 | 0 | 0
CT Fac. Spec. - NOX Rate Winter v.4.10 Final, Unit 647 and retrofits | 243 | 7286 | Rate Constraint in lbs/MMBtu | FALSE | L | Annual | Fuel Consumed | TBtu | 0 | 0 | 0 | 0 | 0 | 0 | 0
CT Fac. Spec. - NOX Rate Winter v.4.10 Final, Unit 647 and retrofits | 243 | 7286 | Rate Constraint in lbs/MMBtu | FALSE | L | Annual | Rate | lb/MMBtu | 0 | 0 | 0 | 0 | 0 | 0 | 0
CT Fac. Spec. - NOX Rate Winter v.4.10 Final, Unit 647 and retrofits | 243 | 7286 | Rate Constraint in lbs/MMBtu | FALSE | L | Annual | Generation | TWh | 0 | 0 | 0 | 0 | 0 | 0 | 0
CT Fac. Spec. - NOX Rate Winter v.4.10 Final, Unit 647 and retrofits | 243 | 7286 | Rate Constraint in lbs/MMBtu | FALSE | L | Annual | Qualifying Generation | TWh | 0 | 0 | 0 | 0 | 0 | 0 | 0
CT Fac. Spec. - NOX Rate Winter v.4.10 Final, Unit 647 and retrofits | 243 | 7286 | Rate Constraint in lbs/MMBtu | FALSE | L | Annual | Rate | lb/MWh | 0 | 0 | 0 | 0 | 0 | 0 | 0
CT Fac. Spec. - NOX Rate Winter v.4.10 Final, Unit 647 and retrofits | 243 | 7286 | Rate Constraint in lbs/MMBtu | FALSE | L | Annual | Constraint Shadow Price | US2022$/Ton | 0 | 0 | 0 | 0 | 0 | 0 | 0
CT Fac. Spec. - NOX Rate Winter v.4.10 Final, Unit 648 and retrofits | 244 | 7286 | Rate Constraint in lbs/MMBtu | FALSE | L | Annual | Seasons Included | Seasons | Winter, Spring, Fall | Winter, Spring, Fall | Winter, Spring, Fall | Winter, Spring, Fall | Winter, Spring, Fall | Winter, Spring, Fall | Winter, Spring, Fall
CT Fac. Spec. - NOX Rate Winter v.4.10 Final, Unit 648 and retrofits | 244 | 7286 | Rate Constraint in lbs/MMBtu | FALSE | L | Annual | Standard NOX | lb/MMBtu | 0.15 | 0.15 | 0.15 | 0.15 | 0.15 | 0.15 | 0.15
CT Fac. Spec. - NOX Rate Winter v.4.10 Final, Unit 648 and retrofits | 244 | 7286 | Rate Constraint in lbs/MMBtu | FALSE | L | Annual | Emissions at Affected Plants NOX | Thousand Tons | 0 | 0 | 0 | 0 | 0 | 0 | 0
CT Fac. Spec. - NOX Rate Winter v.4.10 Final, Unit 648 and retrofits | 244 | 7286 | Rate Constraint in lbs/MMBtu | FALSE | L | Annual | Allowances Purchased NOX | Thousand Tons | 0 | 0 | 0 | 0 | 0 | 0 | 0
CT Fac. Spec. - NOX Rate Winter v.4.10 Final, Unit 648 and retrofits | 244 | 7286 | Rate Constraint in lbs/MMBtu | FALSE | L | Annual | Allowances Sold NOX | Thousand Tons | 0 | 0 | 0 | 0 | 0 | 0 | 0
CT Fac. Spec. - NOX Rate Winter v.4.10 Final, Unit 648 and retrofits | 244 | 7286 | Rate Constraint in lbs/MMBtu | FALSE | L | Annual | Allowances Banked | Thousand Tons | 0 | 0 | 0 | 0 | 0 | 0 | 0
CT Fac. Spec. - NOX Rate Winter v.4.10 Final, Unit 648 and retrofits | 244 | 7286 | Rate Constraint in lbs/MMBtu | FALSE | L | Annual | Allowances Withdrawn (1:1) | Thousand Tons | 0 | 0 | 0 | 0 | 0 | 0 | 0
CT Fac. Spec. - NOX Rate Winter v.4.10 Final, Unit 648 and retrofits | 244 | 7286 | Rate Constraint in lbs/MMBtu | FALSE | L | Annual | Allowances Withdrawn (n:1) | Thousand Tons | 0 | 0 | 0 | 0 | 0 | 0 | 0
CT Fac. Spec. - NOX Rate Winter v.4.10 Final, Unit 648 and retrofits | 244 | 7286 | Rate Constraint in lbs/MMBtu | FALSE | L | Annual | Net Emissions Allowance Position | Thousand Tons | 0 | 0 | 0 | 0 | 0 | 0 | 0
CT Fac. Spec. - NOX Rate Winter v.4.10 Final, Unit 648 and retrofits | 244 | 7286 | Rate Constraint in lbs/MMBtu | FALSE | L | Annual | Fuel Consumed | TBtu | 0 | 0 | 0 | 0 | 0 | 0 | 0
CT Fac. Spec. - NOX Rate Winter v.4.10 Final, Unit 648 and retrofits | 244 | 7286 | Rate Constraint in lbs/MMBtu | FALSE | L | Annual | Rate | lb/MMBtu | 0 | 0 | 0 | 0 | 0 | 0 | 0
CT Fac. Spec. - NOX Rate Winter v.4.10 Final, Unit 648 and retrofits | 244 | 7286 | Rate Constraint in lbs/MMBtu | FALSE | L | Annual | Generation | TWh | 0 | 0 | 0 | 0 | 0 | 0 | 0
CT Fac. Spec. - NOX Rate Winter v.4.10 Final, Unit 648 and retrofits | 244 | 7286 | Rate Constraint in lbs/MMBtu | FALSE | L | Annual | Qualifying Generation | TWh | 0 | 0 | 0 | 0 | 0 | 0 | 0
CT Fac. Spec. - NOX Rate Winter v.4.10 Final, Unit 648 and retrofits | 244 | 7286 | Rate Constraint in lbs/MMBtu | FALSE | L | Annual | Rate | lb/MWh | 0 | 0 | 0 | 0 | 0 | 0 | 0
CT Fac. Spec. - NOX Rate Winter v.4.10 Final, Unit 648 and retrofits | 244 | 7286 | Rate Constraint in lbs/MMBtu | FALSE | L | Annual | Constraint Shadow Price | US2022$/Ton | 0 | 0 | 0 | 0 | 0 | 0 | 0
CT Fac. Spec. - NOX Rate Winter v.4.10 Final, Unit 649 and retrofits | 245 | 7286 | Rate Constraint in lbs/MMBtu | FALSE | L | Annual | Seasons Included | Seasons | Winter, Spring, Fall | Winter, Spring, Fall | Winter, Spring, Fall | Winter, Spring, Fall | Winter, Spring, Fall | Winter, Spring, Fall | Winter, Spring, Fall
CT Fac. Spec. - NOX Rate Winter v.4.10 Final, Unit 649 and retrofits | 245 | 7286 | Rate Constraint in lbs/MMBtu | FALSE | L | Annual | Standard NOX | lb/MMBtu | 0.15 | 0.15 | 0.15 | 0.15 | 0.15 | 0.15 | 0.15
CT Fac. Spec. - NOX Rate Winter v.4.10 Final, Unit 649 and retrofits | 245 | 7286 | Rate Constraint in lbs/MMBtu | FALSE | L | Annual | Emissions at Affected Plants NOX | Thousand Tons | 0 | 0 | 0 | 0 | 0 | 0 | 0
CT Fac. Spec. - NOX Rate Winter v.4.10 Final, Unit 649 and retrofits | 245 | 7286 | Rate Constraint in lbs/MMBtu | FALSE | L | Annual | Allowances Purchased NOX | Thousand Tons | 0 | 0 | 0 | 0 | 0 | 0 | 0
CT Fac. Spec. - NOX Rate Winter v.4.10 Final, Unit 649 and retrofits | 245 | 7286 | Rate Constraint in lbs/MMBtu | FALSE | L | Annual | Allowances Sold NOX | Thousand Tons | 0 | 0 | 0 | 0 | 0 | 0 | 0
CT Fac. Spec. - NOX Rate Winter v.4.10 Final, Unit 649 and retrofits | 245 | 7286 | Rate Constraint in lbs/MMBtu | FALSE | L | Annual | Allowances Banked | Thousand Tons | 0 | 0 | 0 | 0 | 0 | 0 | 0
CT Fac. Spec. - NOX Rate Winter v.4.10 Final, Unit 649 and retrofits | 245 | 7286 | Rate Constraint in lbs/MMBtu | FALSE | L | Annual | Allowances Withdrawn (1:1) | Thousand Tons | 0 | 0 | 0 | 0 | 0 | 0 | 0
CT Fac. Spec. - NOX Rate Winter v.4.10 Final, Unit 649 and retrofits | 245 | 7286 | Rate Constraint in lbs/MMBtu | FALSE | L | Annual | Allowances Withdrawn (n:1) | Thousand Tons | 0 | 0 | 0 | 0 | 0 | 0 | 0
CT Fac. Spec. - NOX Rate Winter v.4.10 Final, Unit 649 and retrofits | 245 | 7286 | Rate Constraint in lbs/MMBtu | FALSE | L | Annual | Net Emissions Allowance Position | Thousand Tons | 0 | 0 | 0 | 0 | 0 | 0 | 0
CT Fac. Spec. - NOX Rate Winter v.4.10 Final, Unit 649 and retrofits | 245 | 7286 | Rate Constraint in lbs/MMBtu | FALSE | L | Annual | Fuel Consumed | TBtu | 0 | 0 | 0 | 0 | 0 | 0 | 0
CT Fac. Spec. - NOX Rate Winter v.4.10 Final, Unit 649 and retrofits | 245 | 7286 | Rate Constraint in lbs/MMBtu | FALSE | L | Annual | Rate | lb/MMBtu | 0 | 0 | 0 | 0 | 0 | 0 | 0
CT Fac. Spec. - NOX Rate Winter v.4.10 Final, Unit 649 and retrofits | 245 | 7286 | Rate Constraint in lbs/MMBtu | FALSE | L | Annual | Generation | TWh | 0 | 0 | 0 | 0 | 0 | 0 | 0
CT Fac. Spec. - NOX Rate Winter v.4.10 Final, Unit 649 and retrofits | 245 | 7286 | Rate Constraint in lbs/MMBtu | FALSE | L | Annual | Qualifying Generation | TWh | 0 | 0 | 0 | 0 | 0 | 0 | 0
CT Fac. Spec. - NOX Rate Winter v.4.10 Final, Unit 649 and retrofits | 245 | 7286 | Rate Constraint in lbs/MMBtu | FALSE | L | Annual | Rate | lb/MWh | 0 | 0 | 0 | 0 | 0 | 0 | 0
CT Fac. Spec. - NOX Rate Winter v.4.10 Final, Unit 649 and retrofits | 245 | 7286 | Rate Constraint in lbs/MMBtu | FALSE | L | Annual | Constraint Shadow Price | US2022$/Ton | 0 | 0 | 0 | 0 | 0 | 0 | 0
CT Fac. Spec. - NOX Rate Winter v.4.10 Final, Unit 1717 and retrofits | 246 | 7286 | Rate Constraint in lbs/MMBtu | FALSE | L | Annual | Seasons Included | Seasons | Winter, Spring, Fall | Winter, Spring, Fall | Winter, Spring, Fall | Winter, Spring, Fall | Winter, Spring, Fall | Winter, Spring, Fall | Winter, Spring, Fall
CT Fac. Spec. - NOX Rate Winter v.4.10 Final, Unit 1717 and retrofits | 246 | 7286 | Rate Constraint in lbs/MMBtu | FALSE | L | Annual | Standard NOX | lb/MMBtu | 0.15 | 0.15 | 0.15 | 0.15 | 0.15 | 0.15 | 0.15
CT Fac. Spec. - NOX Rate Winter v.4.10 Final, Unit 1717 and retrofits | 246 | 7286 | Rate Constraint in lbs/MMBtu | FALSE | L | Annual | Emissions at Affected Plants NOX | Thousand Tons | 0.026058 | 0.022008 | 0.0044878 | 0 | 0 | 0 | 0
CT Fac. Spec. - NOX Rate Winter v.4.10 Final, Unit 1717 and retrofits | 246 | 7286 | Rate Constraint in lbs/MMBtu | FALSE | L | Annual | Allowances Purchased NOX | Thousand Tons | 0 | 0 | 0 | 0 | 0 | 0 | 0
CT Fac. Spec. - NOX Rate Winter v.4.10 Final, Unit 1717 and retrofits | 246 | 7286 | Rate Constraint in lbs/MMBtu | FALSE | L | Annual | Allowances Sold NOX | Thousand Tons | 0 | 0 | 0 | 0 | 0 | 0 | 0
CT Fac. Spec. - NOX Rate Winter v.4.10 Final, Unit 1717 and retrofits | 246 | 7286 | Rate Constraint in lbs/MMBtu | FALSE | L | Annual | Allowances Banked | Thousand Tons | 0 | 0 | 0 | 0 | 0 | 0 | 0
CT Fac. Spec. - NOX Rate Winter v.4.10 Final, Unit 1717 and retrofits | 246 | 7286 | Rate Constraint in lbs/MMBtu | FALSE | L | Annual | Allowances Withdrawn (1:1) | Thousand Tons | 0 | 0 | 0 | 0 | 0 | 0 | 0
CT Fac. Spec. - NOX Rate Winter v.4.10 Final, Unit 1717 and retrofits | 246 | 7286 | Rate Constraint in lbs/MMBtu | FALSE | L | Annual | Allowances Withdrawn (n:1) | Thousand Tons | 0 | 0 | 0 | 0 | 0 | 0 | 0
CT Fac. Spec. - NOX Rate Winter v.4.10 Final, Unit 1717 and retrofits | 246 | 7286 | Rate Constraint in lbs/MMBtu | FALSE | L | Annual | Net Emissions Allowance Position | Thousand Tons | 0.026058 | 0.022008 | 0.0044878 | 0 | 0 | 0 | 0
CT Fac. Spec. - NOX Rate Winter v.4.10 Final, Unit 1717 and retrofits | 246 | 7286 | Rate Constraint in lbs/MMBtu | FALSE | L | Annual | Fuel Consumed | TBtu | 2.6361 | 2.2264 | 0.45401 | 0 | 0 | 0 | 0
CT Fac. Spec. - NOX Rate Winter v.4.10 Final, Unit 1717 and retrofits | 246 | 7286 | Rate Constraint in lbs/MMBtu | FALSE | L | Annual | Rate | lb/MMBtu | 0.01977 | 0.01977 | 0.01977 | 0 | 0 | 0 | 0
CT Fac. Spec. - NOX Rate Winter v.4.10 Final, Unit 1717 and retrofits | 246 | 7286 | Rate Constraint in lbs/MMBtu | FALSE | L | Annual | Generation | TWh | 0.37144 | 0.31371 | 0.063972 | 0 | 0 | 0 | 0
CT Fac. Spec. - NOX Rate Winter v.4.10 Final, Unit 1717 and retrofits | 246 | 7286 | Rate Constraint in lbs/MMBtu | FALSE | L | Annual | Qualifying Generation | TWh | 0.37144 | 0.31371 | 0.063972 | 0 | 0 | 0 | 0
CT Fac. Spec. - NOX Rate Winter v.4.10 Final, Unit 1717 and retrofits | 246 | 7286 | Rate Constraint in lbs/MMBtu | FALSE | L | Annual | Rate | lb/MWh | 0.14031 | 0.14031 | 0.14031 | 0 | 0 | 0 | 0
CT Fac. Spec. - NOX Rate Winter v.4.10 Final, Unit 1717 and retrofits | 246 | 7286 | Rate Constraint in lbs/MMBtu | FALSE | L | Annual | Constraint Shadow Price | US2022$/Ton | 0 | 0 | 0 | 0 | 0 | 0 | 0
CT Fac. Spec. - NOX Rate Winter v.4.10 Final, Unit 1718 and retrofits | 247 | 7286 | Rate Constraint in lbs/MMBtu | FALSE | L | Annual | Seasons Included | Seasons | Winter, Spring, Fall | Winter, Spring, Fall | Winter, Spring, Fall | Winter, Spring, Fall | Winter, Spring, Fall | Winter, Spring, Fall | Winter, Spring, Fall
CT Fac. Spec. - NOX Rate Winter v.4.10 Final, Unit 1718 and retrofits | 247 | 7286 | Rate Constraint in lbs/MMBtu | FALSE | L | Annual | Standard NOX | lb/MMBtu | 0.15 | 0.15 | 0.15 | 0.15 | 0.15 | 0.15 | 0.15
CT Fac. Spec. - NOX Rate Winter v.4.10 Final, Unit 1718 and retrofits | 247 | 7286 | Rate Constraint in lbs/MMBtu | FALSE | L | Annual | Emissions at Affected Plants NOX | Thousand Tons | 0.024919 | 0.016947 | 0.0041515 | 0 | 0 | 0 | 0
CT Fac. Spec. - NOX Rate Winter v.4.10 Final, Unit 1718 and retrofits | 247 | 7286 | Rate Constraint in lbs/MMBtu | FALSE | L | Annual | Allowances Purchased NOX | Thousand Tons | 0 | 0 | 0 | 0 | 0 | 0 | 0
CT Fac. Spec. - NOX Rate Winter v.4.10 Final, Unit 1718 and retrofits | 247 | 7286 | Rate Constraint in lbs/MMBtu | FALSE | L | Annual | Allowances Sold NOX | Thousand Tons | 0 | 0 | 0 | 0 | 0 | 0 | 0
CT Fac. Spec. - NOX Rate Winter v.4.10 Final, Unit 1718 and retrofits | 247 | 7286 | Rate Constraint in lbs/MMBtu | FALSE | L | Annual | Allowances Banked | Thousand Tons | 0 | 0 | 0 | 0 | 0 | 0 | 0
CT Fac. Spec. - NOX Rate Winter v.4.10 Final, Unit 1718 and retrofits | 247 | 7286 | Rate Constraint in lbs/MMBtu | FALSE | L | Annual | Allowances Withdrawn (1:1) | Thousand Tons | 0 | 0 | 0 | 0 | 0 | 0 | 0
CT Fac. Spec. - NOX Rate Winter v.4.10 Final, Unit 1718 and retrofits | 247 | 7286 | Rate Constraint in lbs/MMBtu | FALSE | L | Annual | Allowances Withdrawn (n:1) | Thousand Tons | 0 | 0 | 0 | 0 | 0 | 0 | 0
CT Fac. Spec. - NOX Rate Winter v.4.10 Final, Unit 1718 and retrofits | 247 | 7286 | Rate Constraint in lbs/MMBtu | FALSE | L | Annual | Net Emissions Allowance Position | Thousand Tons | 0.024919 | 0.016947 | 0.0041515 | 0 | 0 | 0 | 0
CT Fac. Spec. - NOX Rate Winter v.4.10 Final, Unit 1718 and retrofits | 247 | 7286 | Rate Constraint in lbs/MMBtu | FALSE | L | Annual | Fuel Consumed | TBtu | 2.5209 | 1.7144 | 0.41998 | 0 | 0 | 0 | 0
CT Fac. Spec. - NOX Rate Winter v.4.10 Final, Unit 1718 and retrofits | 247 | 7286 | Rate Constraint in lbs/MMBtu | FALSE | L | Annual | Rate | lb/MMBtu | 0.01977 | 0.01977 | 0.01977 | 0 | 0 | 0 | 0
CT Fac. Spec. - NOX Rate Winter v.4.10 Final, Unit 1718 and retrofits | 247 | 7286 | Rate Constraint in lbs/MMBtu | FALSE | L | Annual | Generation | TWh | 0.35521 | 0.24157 | 0.059177 | 0 | 0 | 0 | 0
CT Fac. Spec. - NOX Rate Winter v.4.10 Final, Unit 1718 and retrofits | 247 | 7286 | Rate Constraint in lbs/MMBtu | FALSE | L | Annual | Qualifying Generation | TWh | 0.35521 | 0.24157 | 0.059177 | 0 | 0 | 0 | 0
CT Fac. Spec. - NOX Rate Winter v.4.10 Final, Unit 1718 and retrofits | 247 | 7286 | Rate Constraint in lbs/MMBtu | FALSE | L | Annual | Rate | lb/MWh | 0.14031 | 0.14031 | 0.14031 | 0 | 0 | 0 | 0
CT Fac. Spec. - NOX Rate Winter v.4.10 Final, Unit 1718 and retrofits | 247 | 7286 | Rate Constraint in lbs/MMBtu | FALSE | L | Annual | Constraint Shadow Price | US2022$/Ton | 0 | 0 | 0 | 0 | 0 | 0 | 0
CT Fac. Spec. - NOX Rate Winter v.4.10 Final, Unit 1719 and retrofits | 248 | 7286 | Rate Constraint in lbs/MMBtu | FALSE | L | Annual | Seasons Included | Seasons | Winter, Spring, Fall | Winter, Spring, Fall | Winter, Spring, Fall | Winter, Spring, Fall | Winter, Spring, Fall | Winter, Spring, Fall | Winter, Spring, Fall
CT Fac. Spec. - NOX Rate Winter v.4.10 Final, Unit 1719 and retrofits | 248 | 7286 | Rate Constraint in lbs/MMBtu | FALSE | L | Annual | Standard NOX | lb/MMBtu | 0.15 | 0.15 | 0.15 | 0.15 | 0.15 | 0.15 | 0.15
CT Fac. Spec. - NOX Rate Winter v.4.10 Final, Unit 1719 and retrofits | 248 | 7286 | Rate Constraint in lbs/MMBtu | FALSE | L | Annual | Emissions at Affected Plants NOX | Thousand Tons | 0.024777 | 0.015071 | 0.0041278 | 0 | 0 | 0 | 0
CT Fac. Spec. - NOX Rate Winter v.4.10 Final, Unit 1719 and retrofits | 248 | 7286 | Rate Constraint in lbs/MMBtu | FALSE | L | Annual | Allowances Purchased NOX | Thousand Tons | 0 | 0 | 0 | 0 | 0 | 0 | 0
CT Fac. Spec. - NOX Rate Winter v.4.10 Final, Unit 1719 and retrofits | 248 | 7286 | Rate Constraint in lbs/MMBtu | FALSE | L | Annual | Allowances Sold NOX | Thousand Tons | 0 | 0 | 0 | 0 | 0 | 0 | 0
CT Fac. Spec. - NOX Rate Winter v.4.10 Final, Unit 1719 and retrofits | 248 | 7286 | Rate Constraint in lbs/MMBtu | FALSE | L | Annual | Allowances Banked | Thousand Tons | 0 | 0 | 0 | 0 | 0 | 0 | 0
CT Fac. Spec. - NOX Rate Winter v.4.10 Final, Unit 1719 and retrofits | 248 | 7286 | Rate Constraint in lbs/MMBtu | FALSE | L | Annual | Allowances Withdrawn (1:1) | Thousand Tons | 0 | 0 | 0 | 0 | 0 | 0 | 0
CT Fac. Spec. - NOX Rate Winter v.4.10 Final, Unit 1719 and retrofits | 248 | 7286 | Rate Constraint in lbs/MMBtu | FALSE | L | Annual | Allowances Withdrawn (n:1) | Thousand Tons | 0 | 0 | 0 | 0 | 0 | 0 | 0
CT Fac. Spec. - NOX Rate Winter v.4.10 Final, Unit 1719 and retrofits | 248 | 7286 | Rate Constraint in lbs/MMBtu | FALSE | L | Annual | Net Emissions Allowance Position | Thousand Tons | 0.024777 | 0.015071 | 0.0041278 | 0 | 0 | 0 | 0
CT Fac. Spec. - NOX Rate Winter v.4.10 Final, Unit 1719 and retrofits | 248 | 7286 | Rate Constraint in lbs/MMBtu | FALSE | L | Annual | Fuel Consumed | TBtu | 2.5065 | 1.5247 | 0.41758 | 0 | 0 | 0 | 0
CT Fac. Spec. - NOX Rate Winter v.4.10 Final, Unit 1719 and retrofits | 248 | 7286 | Rate Constraint in lbs/MMBtu | FALSE | L | Annual | Rate | lb/MMBtu | 0.01977 | 0.01977 | 0.01977 | 0 | 0 | 0 | 0
CT Fac. Spec. - NOX Rate Winter v.4.10 Final, Unit 1719 and retrofits | 248 | 7286 | Rate Constraint in lbs/MMBtu | FALSE | L | Annual | Generation | TWh | 0.35318 | 0.21483 | 0.058839 | 0 | 0 | 0 | 0
CT Fac. Spec. - NOX Rate Winter v.4.10 Final, Unit 1719 and retrofits | 248 | 7286 | Rate Constraint in lbs/MMBtu | FALSE | L | Annual | Qualifying Generation | TWh | 0.35318 | 0.21483 | 0.058839 | 0 | 0 | 0 | 0
CT Fac. Spec. - NOX Rate Winter v.4.10 Final, Unit 1719 and retrofits | 248 | 7286 | Rate Constraint in lbs/MMBtu | FALSE | L | Annual | Rate | lb/MWh | 0.14031 | 0.14031 | 0.14031 | 0 | 0 | 0 | 0
CT Fac. Spec. - NOX Rate Winter v.4.10 Final, Unit 1719 and retrofits | 248 | 7286 | Rate Constraint in lbs/MMBtu | FALSE | L | Annual | Constraint Shadow Price | US2022$/Ton | 0 | 0 | 0 | 0 | 0 | 0 | 0
CT Fac. Spec. - NOX Rate Winter v.4.10 Final, Unit 1720 and retrofits | 249 | 7286 | Rate Constraint in lbs/MMBtu | FALSE | L | Annual | Seasons Included | Seasons | Winter, Spring, Fall | Winter, Spring, Fall | Winter, Spring, Fall | Winter, Spring, Fall | Winter, Spring, Fall | Winter, Spring, Fall | Winter, Spring, Fall
CT Fac. Spec. - NOX Rate Winter v.4.10 Final, Unit 1720 and retrofits | 249 | 7286 | Rate Constraint in lbs/MMBtu | FALSE | L | Annual | Standard NOX | lb/MMBtu | 0.15 | 0.15 | 0.15 | 0.15 | 0.15 | 0.15 | 0.15
CT Fac. Spec. - NOX Rate Winter v.4.10 Final, Unit 1720 and retrofits | 249 | 7286 | Rate Constraint in lbs/MMBtu | FALSE | L | Annual | Emissions at Affected Plants NOX | Thousand Tons | 0.0021236 | 0.00036163 | 0.00037358 | 0 | 0 | 0 | 0
CT Fac. Spec. - NOX Rate Winter v.4.10 Final, Unit 1720 and retrofits | 249 | 7286 | Rate Constraint in lbs/MMBtu | FALSE | L | Annual | Allowances Purchased NOX | Thousand Tons | 0 | 0 | 0 | 0 | 0 | 0 | 0
CT Fac. Spec. - NOX Rate Winter v.4.10 Final, Unit 1720 and retrofits | 249 | 7286 | Rate Constraint in lbs/MMBtu | FALSE | L | Annual | Allowances Sold NOX | Thousand Tons | 0 | 0 | 0 | 0 | 0 | 0 | 0
CT Fac. Spec. - NOX Rate Winter v.4.10 Final, Unit 1720 and retrofits | 249 | 7286 | Rate Constraint in lbs/MMBtu | FALSE | L | Annual | Allowances Banked | Thousand Tons | 0 | 0 | 0 | 0 | 0 | 0 | 0
CT Fac. Spec. - NOX Rate Winter v.4.10 Final, Unit 1720 and retrofits | 249 | 7286 | Rate Constraint in lbs/MMBtu | FALSE | L | Annual | Allowances Withdrawn (1:1) | Thousand Tons | 0 | 0 | 0 | 0 | 0 | 0 | 0
CT Fac. Spec. - NOX Rate Winter v.4.10 Final, Unit 1720 and retrofits | 249 | 7286 | Rate Constraint in lbs/MMBtu | FALSE | L | Annual | Allowances Withdrawn (n:1) | Thousand Tons | 0 | 0 | 0 | 0 | 0 | 0 | 0
CT Fac. Spec. - NOX Rate Winter v.4.10 Final, Unit 1720 and retrofits | 249 | 7286 | Rate Constraint in lbs/MMBtu | FALSE | L | Annual | Net Emissions Allowance Position | Thousand Tons | 0.0021236 | 0.00036163 | 0.00037358 | 0 | 0 | 0 | 0
CT Fac. Spec. - NOX Rate Winter v.4.10 Final, Unit 1720 and retrofits | 249 | 7286 | Rate Constraint in lbs/MMBtu | FALSE | L | Annual | Fuel Consumed | TBtu | 0.69172 | 0.1178 | 0.12169 | 0 | 0 | 0 | 0
CT Fac. Spec. - NOX Rate Winter v.4.10 Final, Unit 1720 and retrofits | 249 | 7286 | Rate Constraint in lbs/MMBtu | FALSE | L | Annual | Rate | lb/MMBtu | 0.00614 | 0.00614 | 0.00614 | 0 | 0 | 0 | 0
CT Fac. Spec. - NOX Rate Winter v.4.10 Final, Unit 1720 and retrofits | 249 | 7286 | Rate Constraint in lbs/MMBtu | FALSE | L | Annual | Generation | TWh | 0.093325 | 0.015893 | 0.016418 | 0 | 0 | 0 | 0
CT Fac. Spec. - NOX Rate Winter v.4.10 Final, Unit 1720 and retrofits | 249 | 7286 | Rate Constraint in lbs/MMBtu | FALSE | L | Annual | Qualifying Generation | TWh | 0.093325 | 0.015893 | 0.016418 | 0 | 0 | 0 | 0
CT Fac. Spec. - NOX Rate Winter v.4.10 Final, Unit 1720 and retrofits | 249 | 7286 | Rate Constraint in lbs/MMBtu | FALSE | L | Annual | Rate | lb/MWh | 0.04551 | 0.04551 | 0.04551 | 0 | 0 | 0 | 0
CT Fac. Spec. - NOX Rate Winter v.4.10 Final, Unit 1720 and retrofits | 249 | 7286 | Rate Constraint in lbs/MMBtu | FALSE | L | Annual | Constraint Shadow Price | US2022$/Ton | 0 | 0 | 0 | 0 | 0 | 0 | 0
CT Fac. Spec. - NOX Rate Winter v.4.10 Final, Unit 1721 and retrofits | 250 | 7286 | Rate Constraint in lbs/MMBtu | FALSE | L | Annual | Seasons Included | Seasons | Winter, Spring, Fall | Winter, Spring, Fall | Winter, Spring, Fall | Winter, Spring, Fall | Winter, Spring, Fall | Winter, Spring, Fall | Winter, Spring, Fall
CT Fac. Spec. - NOX Rate Winter v.4.10 Final, Unit 1721 and retrofits | 250 | 7286 | Rate Constraint in lbs/MMBtu | FALSE | L | Annual | Standard NOX | lb/MMBtu | 0.15 | 0.15 | 0.15 | 0.15 | 0.15 | 0.15 | 0.15
CT Fac. Spec. - NOX Rate Winter v.4.10 Final, Unit 1721 and retrofits | 250 | 7286 | Rate Constraint in lbs/MMBtu | FALSE | L | Annual | Emissions at Affected Plants NOX | Thousand Tons | 0.0019609 | 0.00035115 | 7.1247e-05 | 0 | 0 | 0 | 0
CT Fac. Spec. - NOX Rate Winter v.4.10 Final, Unit 1721 and retrofits | 250 | 7286 | Rate Constraint in lbs/MMBtu | FALSE | L | Annual | Allowances Purchased NOX | Thousand Tons | 0 | 0 | 0 | 0 | 0 | 0 | 0
CT Fac. Spec. - NOX Rate Winter v.4.10 Final, Unit 1721 and retrofits | 250 | 7286 | Rate Constraint in lbs/MMBtu | FALSE | L | Annual | Allowances Sold NOX | Thousand Tons | 0 | 0 | 0 | 0 | 0 | 0 | 0
CT Fac. Spec. - NOX Rate Winter v.4.10 Final, Unit 1721 and retrofits | 250 | 7286 | Rate Constraint in lbs/MMBtu | FALSE | L | Annual | Allowances Banked | Thousand Tons | 0 | 0 | 0 | 0 | 0 | 0 | 0
CT Fac. Spec. - NOX Rate Winter v.4.10 Final, Unit 1721 and retrofits | 250 | 7286 | Rate Constraint in lbs/MMBtu | FALSE | L | Annual | Allowances Withdrawn (1:1) | Thousand Tons | 0 | 0 | 0 | 0 | 0 | 0 | 0
CT Fac. Spec. - NOX Rate Winter v.4.10 Final, Unit 1721 and retrofits | 250 | 7286 | Rate Constraint in lbs/MMBtu | FALSE | L | Annual | Allowances Withdrawn (n:1) | Thousand Tons | 0 | 0 | 0 | 0 | 0 | 0 | 0
CT Fac. Spec. - NOX Rate Winter v.4.10 Final, Unit 1721 and retrofits | 250 | 7286 | Rate Constraint in lbs/MMBtu | FALSE | L | Annual | Net Emissions Allowance Position | Thousand Tons | 0.0019609 | 0.00035115 | 7.1247e-05 | 0 | 0 | 0 | 0
CT Fac. Spec. - NOX Rate Winter v.4.10 Final, Unit 1721 and retrofits | 250 | 7286 | Rate Constraint in lbs/MMBtu | FALSE | L | Annual | Fuel Consumed | TBtu | 0.64396 | 0.11532 | 0.023398 | 0 | 0 | 0 | 0
CT Fac. Spec. - NOX Rate Winter v.4.10 Final, Unit 1721 and retrofits | 250 | 7286 | Rate Constraint in lbs/MMBtu | FALSE | L | Annual | Rate | lb/MMBtu | 0.00609 | 0.00609 | 0.00609 | 0 | 0 | 0 | 0
CT Fac. Spec. - NOX Rate Winter v.4.10 Final, Unit 1721 and retrofits | 250 | 7286 | Rate Constraint in lbs/MMBtu | FALSE | L | Annual | Generation | TWh | 0.086624 | 0.015512 | 0.0031474 | 0 | 0 | 0 | 0
CT Fac. Spec. - NOX Rate Winter v.4.10 Final, Unit 1721 and retrofits | 250 | 7286 | Rate Constraint in lbs/MMBtu | FALSE | L | Annual | Qualifying Generation | TWh | 0.086624 | 0.015512 | 0.0031474 | 0 | 0 | 0 | 0
CT Fac. Spec. - NOX Rate Winter v.4.10 Final, Unit 1721 and retrofits | 250 | 7286 | Rate Constraint in lbs/MMBtu | FALSE | L | Annual | Rate | lb/MWh | 0.045273 | 0.045273 | 0.045273 | 0 | 0 | 0 | 0
CT Fac. Spec. - NOX Rate Winter v.4.10 Final, Unit 1721 and retrofits | 250 | 7286 | Rate Constraint in lbs/MMBtu | FALSE | L | Annual | Constraint Shadow Price | US2022$/Ton | 0 | 0 | 0 | 0 | 0 | 0 | 0
CT Fac. Spec. - NOX Rate Winter v.4.10 Final, Unit 1722 and retrofits | 251 | 7286 | Rate Constraint in lbs/MMBtu | FALSE | L | Annual | Seasons Included | Seasons | Winter, Spring, Fall | Winter, Spring, Fall | Winter, Spring, Fall | Winter, Spring, Fall | Winter, Spring, Fall | Winter, Spring, Fall | Winter, Spring, Fall
CT Fac. Spec. - NOX Rate Winter v.4.10 Final, Unit 1722 and retrofits | 251 | 7286 | Rate Constraint in lbs/MMBtu | FALSE | L | Annual | Standard NOX | lb/MMBtu | 0.15 | 0.15 | 0.15 | 0.15 | 0.15 | 0.15 | 0.15
CT Fac. Spec. - NOX Rate Winter v.4.10 Final, Unit 1722 and retrofits | 251 | 7286 | Rate Constraint in lbs/MMBtu | FALSE | L | Annual | Emissions at Affected Plants NOX | Thousand Tons | 0.0017634 | 0.00036606 | 0.00030504 | 0 | 0 | 0 | 0
CT Fac. Spec. - NOX Rate Winter v.4.10 Final, Unit 1722 and retrofits | 251 | 7286 | Rate Constraint in lbs/MMBtu | FALSE | L | Annual | Allowances Purchased NOX | Thousand Tons | 0 | 0 | 0 | 0 | 0 | 0 | 0
CT Fac. Spec. - NOX Rate Winter v.4.10 Final, Unit 1722 and retrofits | 251 | 7286 | Rate Constraint in lbs/MMBtu | FALSE | L | Annual | Allowances Sold NOX | Thousand Tons | 0 | 0 | 0 | 0 | 0 | 0 | 0
CT Fac. Spec. - NOX Rate Winter v.4.10 Final, Unit 1722 and retrofits | 251 | 7286 | Rate Constraint in lbs/MMBtu | FALSE | L | Annual | Allowances Banked | Thousand Tons | 0 | 0 | 0 | 0 | 0 | 0 | 0
CT Fac. Spec. - NOX Rate Winter v.4.10 Final, Unit 1722 and retrofits | 251 | 7286 | Rate Constraint in lbs/MMBtu | FALSE | L | Annual | Allowances Withdrawn (1:1) | Thousand Tons | 0 | 0 | 0 | 0 | 0 | 0 | 0
CT Fac. Spec. - NOX Rate Winter v.4.10 Final, Unit 1722 and retrofits | 251 | 7286 | Rate Constraint in lbs/MMBtu | FALSE | L | Annual | Allowances Withdrawn (n:1) | Thousand Tons | 0 | 0 | 0 | 0 | 0 | 0 | 0
CT Fac. Spec. - NOX Rate Winter v.4.10 Final, Unit 1722 and retrofits | 251 | 7286 | Rate Constraint in lbs/MMBtu | FALSE | L | Annual | Net Emissions Allowance Position | Thousand Tons | 0.0017634 | 0.00036606 | 0.00030504 | 0 | 0 | 0 | 0
CT Fac. Spec. - NOX Rate Winter v.4.10 Final, Unit 1722 and retrofits | 251 | 7286 | Rate Constraint in lbs/MMBtu | FALSE | L | Annual | Fuel Consumed | TBtu | 0.69017 | 0.14327 | 0.11939 | 0 | 0 | 0 | 0
CT Fac. Spec. - NOX Rate Winter v.4.10 Final, Unit 1722 and retrofits | 251 | 7286 | Rate Constraint in lbs/MMBtu | FALSE | L | Annual | Rate | lb/MMBtu | 0.00511 | 0.00511 | 0.00511 | 0 | 0 | 0 | 0
CT Fac. Spec. - NOX Rate Winter v.4.10 Final, Unit 1722 and retrofits | 251 | 7286 | Rate Constraint in lbs/MMBtu | FALSE | L | Annual | Generation | TWh | 0.093166 | 0.01934 | 0.016116 | 0 | 0 | 0 | 0
CT Fac. Spec. - NOX Rate Winter v.4.10 Final, Unit 1722 and retrofits | 251 | 7286 | Rate Constraint in lbs/MMBtu | FALSE | L | Annual | Qualifying Generation | TWh | 0.093166 | 0.01934 | 0.016116 | 0 | 0 | 0 | 0
CT Fac. Spec. - NOX Rate Winter v.4.10 Final, Unit 1722 and retrofits | 251 | 7286 | Rate Constraint in lbs/MMBtu | FALSE | L | Annual | Rate | lb/MWh | 0.037855 | 0.037855 | 0.037855 | 0 | 0 | 0 | 0
CT Fac. Spec. - NOX Rate Winter v.4.10 Final, Unit 1722 and retrofits | 251 | 7286 | Rate Constraint in lbs/MMBtu | FALSE | L | Annual | Constraint Shadow Price | US2022$/Ton | 0 | 0 | 0 | 0 | 0 | 0 | 0
CT Fac. Spec. - NOX Rate Winter v.4.10 Final, Unit 1723 and retrofits | 252 | 7286 | Rate Constraint in lbs/MMBtu | FALSE | L | Annual | Seasons Included | Seasons | Winter, Spring, Fall | Winter, Spring, Fall | Winter, Spring, Fall | Winter, Spring, Fall | Winter, Spring, Fall | Winter, Spring, Fall | Winter, Spring, Fall
CT Fac. Spec. - NOX Rate Winter v.4.10 Final, Unit 1723 and retrofits | 252 | 7286 | Rate Constraint in lbs/MMBtu | FALSE | L | Annual | Standard NOX | lb/MMBtu | 0.15 | 0.15 | 0.15 | 0.15 | 0.15 | 0.15 | 0.15
CT Fac. Spec. - NOX Rate Winter v.4.10 Final, Unit 1723 and retrofits | 252 | 7286 | Rate Constraint in lbs/MMBtu | FALSE | L | Annual | Emissions at Affected Plants NOX | Thousand Tons | 0.0028253 | 0.0019522 | 0.00087316 | 0 | 0 | 0 | 0
CT Fac. Spec. - NOX Rate Winter v.4.10 Final, Unit 1723 and retrofits | 252 | 7286 | Rate Constraint in lbs/MMBtu | FALSE | L | Annual | Allowances Purchased NOX | Thousand Tons | 0 | 0 | 0 | 0 | 0 | 0 | 0
CT Fac. Spec. - NOX Rate Winter v.4.10 Final, Unit 1723 and retrofits | 252 | 7286 | Rate Constraint in lbs/MMBtu | FALSE | L | Annual | Allowances Sold NOX | Thousand Tons | 0 | 0 | 0 | 0 | 0 | 0 | 0
CT Fac. Spec. - NOX Rate Winter v.4.10 Final, Unit 1723 and retrofits | 252 | 7286 | Rate Constraint in lbs/MMBtu | FALSE | L | Annual | Allowances Banked | Thousand Tons | 0 | 0 | 0 | 0 | 0 | 0 | 0
CT Fac. Spec. - NOX Rate Winter v.4.10 Final, Unit 1723 and retrofits | 252 | 7286 | Rate Constraint in lbs/MMBtu | FALSE | L | Annual | Allowances Withdrawn (1:1) | Thousand Tons | 0 | 0 | 0 | 0 | 0 | 0 | 0
CT Fac. Spec. - NOX Rate Winter v.4.10 Final, Unit 1723 and retrofits | 252 | 7286 | Rate Constraint in lbs/MMBtu | FALSE | L | Annual | Allowances Withdrawn (n:1) | Thousand Tons | 0 | 0 | 0 | 0 | 0 | 0 | 0
CT Fac. Spec. - NOX Rate Winter v.4.10 Final, Unit 1723 and retrofits | 252 | 7286 | Rate Constraint in lbs/MMBtu | FALSE | L | Annual | Net Emissions Allowance Position | Thousand Tons | 0.0028253 | 0.0019522 | 0.00087316 | 0 | 0 | 0 | 0
CT Fac. Spec. - NOX Rate Winter v.4.10 Final, Unit 1723 and retrofits | 252 | 7286 | Rate Constraint in lbs/MMBtu | FALSE | L | Annual | Fuel Consumed | TBtu | 0.90121 | 0.62271 | 0.27852 | 0 | 0 | 0 | 0
CT Fac. Spec. - NOX Rate Winter v.4.10 Final, Unit 1723 and retrofits | 252 | 7286 | Rate Constraint in lbs/MMBtu | FALSE | L | Annual | Rate | lb/MMBtu | 0.00627 | 0.00627 | 0.00627 | 0 | 0 | 0 | 0
CT Fac. Spec. - NOX Rate Winter v.4.10 Final, Unit 1723 and retrofits | 252 | 7286 | Rate Constraint in lbs/MMBtu | FALSE | L | Annual | Generation | TWh | 0.12283 | 0.084873 | 0.037961 | 0 | 0 | 0 | 0
CT Fac. Spec. - NOX Rate Winter v.4.10 Final, Unit 1723 and retrofits | 252 | 7286 | Rate Constraint in lbs/MMBtu | FALSE | L | Annual | Qualifying Generation | TWh | 0.12283 | 0.084873 | 0.037961 | 0 | 0 | 0 | 0
CT Fac. Spec. - NOX Rate Winter v.4.10 Final, Unit 1723 and retrofits | 252 | 7286 | Rate Constraint in lbs/MMBtu | FALSE | L | Annual | Rate | lb/MWh | 0.046003 | 0.046003 | 0.046003 | 0 | 0 | 0 | 0
CT Fac. Spec. - NOX Rate Winter v.4.10 Final, Unit 1723 and retrofits | 252 | 7286 | Rate Constraint in lbs/MMBtu | FALSE | L | Annual | Constraint Shadow Price | US2022$/Ton | 0 | 0 | 0 | 0 | 0 | 0 | 0
CT Fac. Spec. - NOX Rate Winter v.4.10 Final, Unit 1724 and retrofits | 253 | 7286 | Rate Constraint in lbs/MMBtu | FALSE | L | Annual | Seasons Included | Seasons | Winter, Spring, Fall | Winter, Spring, Fall | Winter, Spring, Fall | Winter, Spring, Fall | Winter, Spring, Fall | Winter, Spring, Fall | Winter, Spring, Fall
CT Fac. Spec. - NOX Rate Winter v.4.10 Final, Unit 1724 and retrofits | 253 | 7286 | Rate Constraint in lbs/MMBtu | FALSE | L | Annual | Standard NOX | lb/MMBtu | 0.15 | 0.15 | 0.15 | 0.15 | 0.15 | 0.15 | 0.15
CT Fac. Spec. - NOX Rate Winter v.4.10 Final, Unit 1724 and retrofits | 253 | 7286 | Rate Constraint in lbs/MMBtu | FALSE | L | Annual | Emissions at Affected Plants NOX | Thousand Tons | 0.0038818 | 0.0021269 | 0.0014803 | 0 | 0 | 0 | 0
CT Fac. Spec. - NOX Rate Winter v.4.10 Final, Unit 1724 and retrofits | 253 | 7286 | Rate Constraint in lbs/MMBtu | FALSE | L | Annual | Allowances Purchased NOX | Thousand Tons | 0 | 0 | 0 | 0 | 0 | 0 | 0
CT Fac. Spec. - NOX Rate Winter v.4.10 Final, Unit 1724 and retrofits | 253 | 7286 | Rate Constraint in lbs/MMBtu | FALSE | L | Annual | Allowances Sold NOX | Thousand Tons | 0 | 0 | 0 | 0 | 0 | 0 | 0
CT Fac. Spec. - NOX Rate Winter v.4.10 Final, Unit 1724 and retrofits | 253 | 7286 | Rate Constraint in lbs/MMBtu | FALSE | L | Annual | Allowances Banked | Thousand Tons | 0 | 0 | 0 | 0 | 0 | 0 | 0
CT Fac. Spec. - NOX Rate Winter v.4.10 Final, Unit 1724 and retrofits | 253 | 7286 | Rate Constraint in lbs/MMBtu | FALSE | L | Annual | Allowances Withdrawn (1:1) | Thousand Tons | 0 | 0 | 0 | 0 | 0 | 0 | 0
CT Fac. Spec. - NOX Rate Winter v.4.10 Final, Unit 1724 and retrofits | 253 | 7286 | Rate Constraint in lbs/MMBtu | FALSE | L | Annual | Allowances Withdrawn (n:1) | Thousand Tons | 0 | 0 | 0 | 0 | 0 | 0 | 0
CT Fac. Spec. - NOX Rate Winter v.4.10 Final, Unit 1724 and retrofits | 253 | 7286 | Rate Constraint in lbs/MMBtu | FALSE | L | Annual | Net Emissions Allowance Position | Thousand Tons | 0.0038818 | 0.0021269 | 0.0014803 | 0 | 0 | 0 | 0
CT Fac. Spec. - NOX Rate Winter v.4.10 Final, Unit 1724 and retrofits | 253 | 7286 | Rate Constraint in lbs/MMBtu | FALSE | L | Annual | Fuel Consumed | TBtu | 1.1657 | 0.6387 | 0.44452 | 0 | 0 | 0 | 0
CT Fac. Spec. - NOX Rate Winter v.4.10 Final, Unit 1724 and retrofits | 253 | 7286 | Rate Constraint in lbs/MMBtu | FALSE | L | Annual | Rate | lb/MMBtu | 0.00666 | 0.00666 | 0.00666 | 0 | 0 | 0 | 0
CT Fac. Spec. - NOX Rate Winter v.4.10 Final, Unit 1724 and retrofits | 253 | 7286 | Rate Constraint in lbs/MMBtu | FALSE | L | Annual | Generation | TWh | 0.15908 | 0.087159 | 0.060661 | 0 | 0 | 0 | 0
CT Fac. Spec. - NOX Rate Winter v.4.10 Final, Unit 1724 and retrofits | 253 | 7286 | Rate Constraint in lbs/MMBtu | FALSE | L | Annual | Qualifying Generation | TWh | 0.15908 | 0.087159 | 0.060661 | 0 | 0 | 0 | 0
CT Fac. Spec. - NOX Rate Winter v.4.10 Final, Unit 1724 and retrofits | 253 | 7286 | Rate Constraint in lbs/MMBtu | FALSE | L | Annual | Rate | lb/MWh | 0.048804 | 0.048804 | 0.048804 | 0 | 0 | 0 | 0
CT Fac. Spec. - NOX Rate Winter v.4.10 Final, Unit 1724 and retrofits | 253 | 7286 | Rate Constraint in lbs/MMBtu | FALSE | L | Annual | Constraint Shadow Price | US2022$/Ton | 0 | 0 | 0 | 0 | 0 | 0 | 0
CT Fac. Spec. - NOX Rate Winter v.4.10 Final, Unit 1725 and retrofits | 254 | 7286 | Rate Constraint in lbs/MMBtu | FALSE | L | Annual | Seasons Included | Seasons | Winter, Spring, Fall | Winter, Spring, Fall | Winter, Spring, Fall | Winter, Spring, Fall | Winter, Spring, Fall | Winter, Spring, Fall | Winter, Spring, Fall
CT Fac. Spec. - NOX Rate Winter v.4.10 Final, Unit 1725 and retrofits | 254 | 7286 | Rate Constraint in lbs/MMBtu | FALSE | L | Annual | Standard NOX | lb/MMBtu | 0.15 | 0.15 | 0.15 | 0.15 | 0.15 | 0.15 | 0.15
CT Fac. Spec. - NOX Rate Winter v.4.10 Final, Unit 1725 and retrofits | 254 | 7286 | Rate Constraint in lbs/MMBtu | FALSE | L | Annual | Emissions at Affected Plants NOX | Thousand Tons | 0.015049 | 0.014983 | 0.0097696 | 0 | 0 | 0 | 0
CT Fac. Spec. - NOX Rate Winter v.4.10 Final, Unit 1725 and retrofits | 254 | 7286 | Rate Constraint in lbs/MMBtu | FALSE | L | Annual | Allowances Purchased NOX | Thousand Tons | 0 | 0 | 0 | 0 | 0 | 0 | 0
CT Fac. Spec. - NOX Rate Winter v.4.10 Final, Unit 1725 and retrofits | 254 | 7286 | Rate Constraint in lbs/MMBtu | FALSE | L | Annual | Allowances Sold NOX | Thousand Tons | 0 | 0 | 0 | 0 | 0 | 0 | 0
CT Fac. Spec. - NOX Rate Winter v.4.10 Final, Unit 1725 and retrofits | 254 | 7286 | Rate Constraint in lbs/MMBtu | FALSE | L | Annual | Allowances Banked | Thousand Tons | 0 | 0 | 0 | 0 | 0 | 0 | 0
CT Fac. Spec. - NOX Rate Winter v.4.10 Final, Unit 1725 and retrofits | 254 | 7286 | Rate Constraint in lbs/MMBtu | FALSE | L | Annual | Allowances Withdrawn (1:1) | Thousand Tons | 0 | 0 | 0 | 0 | 0 | 0 | 0
CT Fac. Spec. - NOX Rate Winter v.4.10 Final, Unit 1725 and retrofits | 254 | 7286 | Rate Constraint in lbs/MMBtu | FALSE | L | Annual | Allowances Withdrawn (n:1) | Thousand Tons | 0 | 0 | 0 | 0 | 0 | 0 | 0
CT Fac. Spec. - NOX Rate Winter v.4.10 Final, Unit 1725 and retrofits | 254 | 7286 | Rate Constraint in lbs/MMBtu | FALSE | L | Annual | Net Emissions Allowance Position | Thousand Tons | 0.015049 | 0.014983 | 0.0097696 | 0 | 0 | 0 | 0
CT Fac. Spec. - NOX Rate Winter v.4.10 Final, Unit 1725 and retrofits | 254 | 7286 | Rate Constraint in lbs/MMBtu | FALSE | L | Annual | Fuel Consumed | TBtu | 4.8939 | 4.8725 | 3.1771 | 0 | 0 | 0 | 0
CT Fac. Spec. - NOX Rate Winter v.4.10 Final, Unit 1725 and retrofits | 254 | 7286 | Rate Constraint in lbs/MMBtu | FALSE | L | Annual | Rate | lb/MMBtu | 0.00615 | 0.00615 | 0.00615 | 0 | 0 | 0 | 0
CT Fac. Spec. - NOX Rate Winter v.4.10 Final, Unit 1725 and retrofits | 254 | 7286 | Rate Constraint in lbs/MMBtu | FALSE | L | Annual | Generation | TWh | 0.69417 | 0.69113 | 0.45065 | 0 | 0 | 0 | 0
CT Fac. Spec. - NOX Rate Winter v.4.10 Final, Unit 1725 and retrofits | 254 | 7286 | Rate Constraint in lbs/MMBtu | FALSE | L | Annual | Qualifying Generation | TWh | 0.69417 | 0.69113 | 0.45065 | 0 | 0 | 0 | 0
CT Fac. Spec. - NOX Rate Winter v.4.10 Final, Unit 1725 and retrofits | 254 | 7286 | Rate Constraint in lbs/MMBtu | FALSE | L | Annual | Rate | lb/MWh | 0.043357 | 0.043357 | 0.043357 | 0 | 0 | 0 | 0
CT Fac. Spec. - NOX Rate Winter v.4.10 Final, Unit 1725 and retrofits | 254 | 7286 | Rate Constraint in lbs/MMBtu | FALSE | L | Annual | Constraint Shadow Price | US2022$/Ton | 0 | 0 | 0 | 0 | 0 | 0 | 0
CT Fac. Spec. - NOX Rate Winter v.4.10 Final, Unit 1726 and retrofits | 255 | 7286 | Rate Constraint in lbs/MMBtu | FALSE | L | Annual | Seasons Included | Seasons | Winter, Spring, Fall | Winter, Spring, Fall | Winter, Spring, Fall | Winter, Spring, Fall | Winter, Spring, Fall | Winter, Spring, Fall | Winter, Spring, Fall
CT Fac. Spec. - NOX Rate Winter v.4.10 Final, Unit 1726 and retrofits | 255 | 7286 | Rate Constraint in lbs/MMBtu | FALSE | L | Annual | Standard NOX | lb/MMBtu | 0.15 | 0.15 | 0.15 | 0.15 | 0.15 | 0.15 | 0.15
CT Fac. Spec. - NOX Rate Winter v.4.10 Final, Unit 1726 and retrofits | 255 | 7286 | Rate Constraint in lbs/MMBtu | FALSE | L | Annual | Emissions at Affected Plants NOX | Thousand Tons | 0.0068028 | 0.0065723 | 0.0013584 | 0 | 0 | 0 | 0
CT Fac. Spec. - NOX Rate Winter v.4.10 Final, Unit 1726 and retrofits | 255 | 7286 | Rate Constraint in lbs/MMBtu | FALSE | L | Annual | Allowances Purchased NOX | Thousand Tons | 0 | 0 | 0 | 0 | 0 | 0 | 0
CT Fac. Spec. - NOX Rate Winter v.4.10 Final, Unit 1726 and retrofits | 255 | 7286 | Rate Constraint in lbs/MMBtu | FALSE | L | Annual | Allowances Sold NOX | Thousand Tons | 0 | 0 | 0 | 0 | 0 | 0 | 0
CT Fac. Spec. - NOX Rate Winter v.4.10 Final, Unit 1726 and retrofits | 255 | 7286 | Rate Constraint in lbs/MMBtu | FALSE | L | Annual | Allowances Banked | Thousand Tons | 0 | 0 | 0 | 0 | 0 | 0 | 0
CT Fac. Spec. - NOX Rate Winter v.4.10 Final, Unit 1726 and retrofits | 255 | 7286 | Rate Constraint in lbs/MMBtu | FALSE | L | Annual | Allowances Withdrawn (1:1) | Thousand Tons | 0 | 0 | 0 | 0 | 0 | 0 | 0
CT Fac. Spec. - NOX Rate Winter v.4.10 Final, Unit 1726 and retrofits | 255 | 7286 | Rate Constraint in lbs/MMBtu | FALSE | L | Annual | Allowances Withdrawn (n:1) | Thousand Tons | 0 | 0 | 0 | 0 | 0 | 0 | 0
CT Fac. Spec. - NOX Rate Winter v.4.10 Final, Unit 1726 and retrofits | 255 | 7286 | Rate Constraint in lbs/MMBtu | FALSE | L | Annual | Net Emissions Allowance Position | Thousand Tons | 0.0068028 | 0.0065723 | 0.0013584 | 0 | 0 | 0 | 0
CT Fac. Spec. - NOX Rate Winter v.4.10 Final, Unit 1726 and retrofits | 255 | 7286 | Rate Constraint in lbs/MMBtu | FALSE | L | Annual | Fuel Consumed | TBtu | 2.2123 | 2.1373 | 0.44175 | 0 | 0 | 0 | 0
CT Fac. Spec. - NOX Rate Winter v.4.10 Final, Unit 1726 and retrofits | 255 | 7286 | Rate Constraint in lbs/MMBtu | FALSE | L | Annual | Rate | lb/MMBtu | 0.00615 | 0.00615 | 0.00615 | 0 | 0 | 0 | 0
CT Fac. Spec. - NOX Rate Winter v.4.10 Final, Unit 1726 and retrofits | 255 | 7286 | Rate Constraint in lbs/MMBtu | FALSE | L | Annual | Generation | TWh | 0.3138 | 0.30317 | 0.06266 | 0 | 0 | 0 | 0
CT Fac. Spec. - NOX Rate Winter v.4.10 Final, Unit 1726 and retrofits | 255 | 7286 | Rate Constraint in lbs/MMBtu | FALSE | L | Annual | Qualifying Generation | TWh | 0.3138 | 0.30317 | 0.06266 | 0 | 0 | 0 | 0
CT Fac. Spec. - NOX Rate Winter v.4.10 Final, Unit 1726 and retrofits | 255 | 7286 | Rate Constraint in lbs/MMBtu | FALSE | L | Annual | Rate | lb/MWh | 0.043357 | 0.043357 | 0.043357 | 0 | 0 | 0 | 0
CT Fac. Spec. - NOX Rate Winter v.4.10 Final, Unit 1726 and retrofits | 255 | 7286 | Rate Constraint in lbs/MMBtu | FALSE | L | Annual | Constraint Shadow Price | US2022$/Ton | 0 | 0 | 0 | 0 | 0 | 0 | 0
CT Fac. Spec. - NOX Rate Winter v.4.10 Final, Unit 1730 and retrofits | 256 | 7286 | Rate Constraint in lbs/MMBtu | FALSE | L | Annual | Seasons Included | Seasons | Winter, Spring, Fall | Winter, Spring, Fall | Winter, Spring, Fall | Winter, Spring, Fall | Winter, Spring, Fall | Winter, Spring, Fall | Winter, Spring, Fall
CT Fac. Spec. - NOX Rate Winter v.4.10 Final, Unit 1730 and retrofits | 256 | 7286 | Rate Constraint in lbs/MMBtu | FALSE | L | Annual | Standard NOX | lb/MMBtu | 0.15 | 0.15 | 0.15 | 0.15 | 0.15 | 0.15 | 0.15
CT Fac. Spec. - NOX Rate Winter v.4.10 Final, Unit 1730 and retrofits | 256 | 7286 | Rate Constraint in lbs/MMBtu | FALSE | L | Annual | Emissions at Affected Plants NOX | Thousand Tons | 0.010142 | 0.0058034 | 0.0017564 | 0 | 0 | 0 | 0
CT Fac. Spec. - NOX Rate Winter v.4.10 Final, Unit 1730 and retrofits | 256 | 7286 | Rate Constraint in lbs/MMBtu | FALSE | L | Annual | Allowances Purchased NOX | Thousand Tons | 0 | 0 | 0 | 0 | 0 | 0 | 0
CT Fac. Spec. - NOX Rate Winter v.4.10 Final, Unit 1730 and retrofits | 256 | 7286 | Rate Constraint in lbs/MMBtu | FALSE | L | Annual | Allowances Sold NOX | Thousand Tons | 0 | 0 | 0 | 0 | 0 | 0 | 0
CT Fac. Spec. - NOX Rate Winter v.4.10 Final, Unit 1730 and retrofits | 256 | 7286 | Rate Constraint in lbs/MMBtu | FALSE | L | Annual | Allowances Banked | Thousand Tons | 0 | 0 | 0 | 0 | 0 | 0 | 0
CT Fac. Spec. - NOX Rate Winter v.4.10 Final, Unit 1730 and retrofits | 256 | 7286 | Rate Constraint in lbs/MMBtu | FALSE | L | Annual | Allowances Withdrawn (1:1) | Thousand Tons | 0 | 0 | 0 | 0 | 0 | 0 | 0
CT Fac. Spec. - NOX Rate Winter v.4.10 Final, Unit 1730 and retrofits | 256 | 7286 | Rate Constraint in lbs/MMBtu | FALSE | L | Annual | Allowances Withdrawn (n:1) | Thousand Tons | 0 | 0 | 0 | 0 | 0 | 0 | 0
CT Fac. Spec. - NOX Rate Winter v.4.10 Final, Unit 1730 and retrofits | 256 | 7286 | Rate Constraint in lbs/MMBtu | FALSE | L | Annual | Net Emissions Allowance Position | Thousand Tons | 0.010142 | 0.0058034 | 0.0017564 | 0 | 0 | 0 | 0
CT Fac. Spec. - NOX Rate Winter v.4.10 Final, Unit 1730 and retrofits | 256 | 7286 | Rate Constraint in lbs/MMBtu | FALSE | L | Annual | Fuel Consumed | TBtu | 2.4527 | 1.4035 | 0.42478 | 0 | 0 | 0 | 0
CT Fac. Spec. - NOX Rate Winter v.4.10 Final, Unit 1730 and retrofits | 256 | 7286 | Rate Constraint in lbs/MMBtu | FALSE | L | Annual | Rate | lb/MMBtu | 0.00827 | 0.00827 | 0.00827 | 0 | 0 | 0 | 0
CT Fac. Spec. - NOX Rate Winter v.4.10 Final, Unit 1730 and retrofits | 256 | 7286 | Rate Constraint in lbs/MMBtu | FALSE | L | Annual | Generation | TWh | 0.34457 | 0.19717 | 0.059676 | 0 | 0 | 0 | 0
CT Fac. Spec. - NOX Rate Winter v.4.10 Final, Unit 1730 and retrofits | 256 | 7286 | Rate Constraint in lbs/MMBtu | FALSE | L | Annual | Qualifying Generation | TWh | 0.34457 | 0.19717 | 0.059676 | 0 | 0 | 0 | 0
CT Fac. Spec. - NOX Rate Winter v.4.10 Final, Unit 1730 and retrofits | 256 | 7286 | Rate Constraint in lbs/MMBtu | FALSE | L | Annual | Rate | lb/MWh | 0.058866 | 0.058866 | 0.058866 | 0 | 0 | 0 | 0
CT Fac. Spec. - NOX Rate Winter v.4.10 Final, Unit 1730 and retrofits | 256 | 7286 | Rate Constraint in lbs/MMBtu | FALSE | L | Annual | Constraint Shadow Price | US2022$/Ton | 0 | 0 | 0 | 0 | 0 | 0 | 0
CT Fac. Spec. - NOX Rate Winter v.4.10 Final, Unit 1731 and retrofits | 257 | 7286 | Rate Constraint in lbs/MMBtu | FALSE | L | Annual | Seasons Included | Seasons | Winter, Spring, Fall | Winter, Spring, Fall | Winter, Spring, Fall | Winter, Spring, Fall | Winter, Spring, Fall | Winter, Spring, Fall | Winter, Spring, Fall
CT Fac. Spec. - NOX Rate Winter v.4.10 Final, Unit 1731 and retrofits | 257 | 7286 | Rate Constraint in lbs/MMBtu | FALSE | L | Annual | Standard NOX | lb/MMBtu | 0.15 | 0.15 | 0.15 | 0.15 | 0.15 | 0.15 | 0.15
CT Fac. Spec. - NOX Rate Winter v.4.10 Final, Unit 1731 and retrofits | 257 | 7286 | Rate Constraint in lbs/MMBtu | FALSE | L | Annual | Emissions at Affected Plants NOX | Thousand Tons | 0.0084555 | 0.0058034 | 0.0017617 | 0 | 0 | 0 | 0
CT Fac. Spec. - NOX Rate Winter v.4.10 Final, Unit 1731 and retrofits | 257 | 7286 | Rate Constraint in lbs/MMBtu | FALSE | L | Annual | Allowances Purchased NOX | Thousand Tons | 0 | 0 | 0 | 0 | 0 | 0 | 0
CT Fac. Spec. - NOX Rate Winter v.4.10 Final, Unit 1731 and retrofits | 257 | 7286 | Rate Constraint in lbs/MMBtu | FALSE | L | Annual | Allowances Sold NOX | Thousand Tons | 0 | 0 | 0 | 0 | 0 | 0 | 0
CT Fac. Spec. - NOX Rate Winter v.4.10 Final, Unit 1731 and retrofits | 257 | 7286 | Rate Constraint in lbs/MMBtu | FALSE | L | Annual | Allowances Banked | Thousand Tons | 0 | 0 | 0 | 0 | 0 | 0 | 0
CT Fac. Spec. - NOX Rate Winter v.4.10 Final, Unit 1731 and retrofits | 257 | 7286 | Rate Constraint in lbs/MMBtu | FALSE | L | Annual | Allowances Withdrawn (1:1) | Thousand Tons | 0 | 0 | 0 | 0 | 0 | 0 | 0
CT Fac. Spec. - NOX Rate Winter v.4.10 Final, Unit 1731 and retrofits | 257 | 7286 | Rate Constraint in lbs/MMBtu | FALSE | L | Annual | Allowances Withdrawn (n:1) | Thousand Tons | 0 | 0 | 0 | 0 | 0 | 0 | 0
CT Fac. Spec. - NOX Rate Winter v.4.10 Final, Unit 1731 and retrofits | 257 | 7286 | Rate Constraint in lbs/MMBtu | FALSE | L | Annual | Net Emissions Allowance Position | Thousand Tons | 0.0084555 | 0.0058034 | 0.0017617 | 0 | 0 | 0 | 0
CT Fac. Spec. - NOX Rate Winter v.4.10 Final, Unit 1731 and retrofits | 257 | 7286 | Rate Constraint in lbs/MMBtu | FALSE | L | Annual | Fuel Consumed | TBtu | 2.0449 | 1.4035 | 0.42604 | 0 | 0 | 0 | 0
CT Fac. Spec. - NOX Rate Winter v.4.10 Final, Unit 1731 and retrofits | 257 | 7286 | Rate Constraint in lbs/MMBtu | FALSE | L | Annual | Rate | lb/MMBtu | 0.00827 | 0.00827 | 0.00827 | 0 | 0 | 0 | 0
CT Fac. Spec. - NOX Rate Winter v.4.10 Final, Unit 1731 and retrofits | 257 | 7286 | Rate Constraint in lbs/MMBtu | FALSE | L | Annual | Generation | TWh | 0.28728 | 0.19717 | 0.059854 | 0 | 0 | 0 | 0
CT Fac. Spec. - NOX Rate Winter v.4.10 Final, Unit 1731 and retrofits | 257 | 7286 | Rate Constraint in lbs/MMBtu | FALSE | L | Annual | Qualifying Generation | TWh | 0.28728 | 0.19717 | 0.059854 | 0 | 0 | 0 | 0
CT Fac. Spec. - NOX Rate Winter v.4.10 Final, Unit 1731 and retrofits | 257 | 7286 | Rate Constraint in lbs/MMBtu | FALSE | L | Annual | Rate | lb/MWh | 0.058866 | 0.058866 | 0.058866 | 0 | 0 | 0 | 0
CT Fac. Spec. - NOX Rate Winter v.4.10 Final, Unit 1731 and retrofits | 257 | 7286 | Rate Constraint in lbs/MMBtu | FALSE | L | Annual | Constraint Shadow Price | US2022$/Ton | 0 | 0 | 0 | 0 | 0 | 0 | 0
CT Fac. Spec. - NOX Rate Winter v.4.10 Final, Unit 1732 and retrofits | 258 | 7286 | Rate Constraint in lbs/MMBtu | FALSE | L | Annual | Seasons Included | Seasons | Winter, Spring, Fall | Winter, Spring, Fall | Winter, Spring, Fall | Winter, Spring, Fall | Winter, Spring, Fall | Winter, Spring, Fall | Winter, Spring, Fall
CT Fac. Spec. - NOX Rate Winter v.4.10 Final, Unit 1732 and retrofits | 258 | 7286 | Rate Constraint in lbs/MMBtu | FALSE | L | Annual | Standard NOX | lb/MMBtu | 0.15 | 0.15 | 0.15 | 0.15 | 0.15 | 0.15 | 0.15
CT Fac. Spec. - NOX Rate Winter v.4.10 Final, Unit 1732 and retrofits | 258 | 7286 | Rate Constraint in lbs/MMBtu | FALSE | L | Annual | Emissions at Affected Plants NOX | Thousand Tons | 0.012507 | 0.0072784 | 0.0025334 | 0 | 0 | 0 | 0
CT Fac. Spec. - NOX Rate Winter v.4.10 Final, Unit 1732 and retrofits | 258 | 7286 | Rate Constraint in lbs/MMBtu | FALSE | L | Annual | Allowances Purchased NOX | Thousand Tons | 0 | 0 | 0 | 0 | 0 | 0 | 0
CT Fac. Spec. - NOX Rate Winter v.4.10 Final, Unit 1732 and retrofits | 258 | 7286 | Rate Constraint in lbs/MMBtu | FALSE | L | Annual | Allowances Sold NOX | Thousand Tons | 0 | 0 | 0 | 0 | 0 | 0 | 0
CT Fac. Spec. - NOX Rate Winter v.4.10 Final, Unit 1732 and retrofits | 258 | 7286 | Rate Constraint in lbs/MMBtu | FALSE | L | Annual | Allowances Banked | Thousand Tons | 0 | 0 | 0 | 0 | 0 | 0 | 0
CT Fac. Spec. - NOX Rate Winter v.4.10 Final, Unit 1732 and retrofits | 258 | 7286 | Rate Constraint in lbs/MMBtu | FALSE | L | Annual | Allowances Withdrawn (1:1) | Thousand Tons | 0 | 0 | 0 | 0 | 0 | 0 | 0
CT Fac. Spec. - NOX Rate Winter v.4.10 Final, Unit 1732 and retrofits | 258 | 7286 | Rate Constraint in lbs/MMBtu | FALSE | L | Annual | Allowances Withdrawn (n:1) | Thousand Tons | 0 | 0 | 0 | 0 | 0 | 0 | 0
CT Fac. Spec. - NOX Rate Winter v.4.10 Final, Unit 1732 and retrofits | 258 | 7286 | Rate Constraint in lbs/MMBtu | FALSE | L | Annual | Net Emissions Allowance Position | Thousand Tons | 0.012507 | 0.0072784 | 0.0025334 | 0 | 0 | 0 | 0
CT Fac. Spec. - NOX Rate Winter v.4.10 Final, Unit 1732 and retrofits | 258 | 7286 | Rate Constraint in lbs/MMBtu | FALSE | L | Annual | Fuel Consumed | TBtu | 3.0247 | 1.7602 | 0.61267 | 0 | 0 | 0 | 0
CT Fac. Spec. - NOX Rate Winter v.4.10 Final, Unit 1732 and retrofits | 258 | 7286 | Rate Constraint in lbs/MMBtu | FALSE | L | Annual | Rate | lb/MMBtu | 0.00827 | 0.00827 | 0.00827 | 0 | 0 | 0 | 0
CT Fac. Spec. - NOX Rate Winter v.4.10 Final, Unit 1732 and retrofits | 258 | 7286 | Rate Constraint in lbs/MMBtu | FALSE | L | Annual | Generation | TWh | 0.42494 | 0.24729 | 0.086073 | 0 | 0 | 0 | 0
CT Fac. Spec. - NOX Rate Winter v.4.10 Final, Unit 1732 and retrofits | 258 | 7286 | Rate Constraint in lbs/MMBtu | FALSE | L | Annual | Qualifying Generation | TWh | 0.42494 | 0.24729 | 0.086073 | 0 | 0 | 0 | 0
CT Fac. Spec. - NOX Rate Winter v.4.10 Final, Unit 1732 and retrofits | 258 | 7286 | Rate Constraint in lbs/MMBtu | FALSE | L | Annual | Rate | lb/MWh | 0.058866 | 0.058866 | 0.058866 | 0 | 0 | 0 | 0
CT Fac. Spec. - NOX Rate Winter v.4.10 Final, Unit 1732 and retrofits | 258 | 7286 | Rate Constraint in lbs/MMBtu | FALSE | L | Annual | Constraint Shadow Price | US2022$/Ton | 0 | 0 | 0 | 0 | 0 | 0 | 0
CT Fac. Spec. - NOX Rate Winter v.4.10 Final, Unit 1733 and retrofits | 259 | 7286 | Rate Constraint in lbs/MMBtu | FALSE | L | Annual | Seasons Included | Seasons | Winter, Spring, Fall | Winter, Spring, Fall | Winter, Spring, Fall | Winter, Spring, Fall | Winter, Spring, Fall | Winter, Spring, Fall | Winter, Spring, Fall
CT Fac. Spec. - NOX Rate Winter v.4.10 Final, Unit 1733 and retrofits | 259 | 7286 | Rate Constraint in lbs/MMBtu | FALSE | L | Annual | Standard NOX | lb/MMBtu | 0.15 | 0.15 | 0.15 | 0.15 | 0.15 | 0.15 | 0.15
CT Fac. Spec. - NOX Rate Winter v.4.10 Final, Unit 1733 and retrofits | 259 | 7286 | Rate Constraint in lbs/MMBtu | FALSE | L | Annual | Emissions at Affected Plants NOX | Thousand Tons | 0.011505 | 0.010342 | 0.0101 | 0 | 0 | 0 | 0
CT Fac. Spec. - NOX Rate Winter v.4.10 Final, Unit 1733 and retrofits | 259 | 7286 | Rate Constraint in lbs/MMBtu | FALSE | L | Annual | Allowances Purchased NOX | Thousand Tons | 0 | 0 | 0 | 0 | 0 | 0 | 0
CT Fac. Spec. - NOX Rate Winter v.4.10 Final, Unit 1733 and retrofits | 259 | 7286 | Rate Constraint in lbs/MMBtu | FALSE | L | Annual | Allowances Sold NOX | Thousand Tons | 0 | 0 | 0 | 0 | 0 | 0 | 0
CT Fac. Spec. - NOX Rate Winter v.4.10 Final, Unit 1733 and retrofits | 259 | 7286 | Rate Constraint in lbs/MMBtu | FALSE | L | Annual | Allowances Banked | Thousand Tons | 0 | 0 | 0 | 0 | 0 | 0 | 0
CT Fac. Spec. - NOX Rate Winter v.4.10 Final, Unit 1733 and retrofits | 259 | 7286 | Rate Constraint in lbs/MMBtu | FALSE | L | Annual | Allowances Withdrawn (1:1) | Thousand Tons | 0 | 0 | 0 | 0 | 0 | 0 | 0
CT Fac. Spec. - NOX Rate Winter v.4.10 Final, Unit 1733 and retrofits | 259 | 7286 | Rate Constraint in lbs/MMBtu | FALSE | L | Annual | Allowances Withdrawn (n:1) | Thousand Tons | 0 | 0 | 0 | 0 | 0 | 0 | 0
CT Fac. Spec. - NOX Rate Winter v.4.10 Final, Unit 1733 and retrofits | 259 | 7286 | Rate Constraint in lbs/MMBtu | FALSE | L | Annual | Net Emissions Allowance Position | Thousand Tons | 0.011505 | 0.010342 | 0.0101 | 0 | 0 | 0 | 0
CT Fac. Spec. - NOX Rate Winter v.4.10 Final, Unit 1733 and retrofits | 259 | 7286 | Rate Constraint in lbs/MMBtu | FALSE | L | Annual | Fuel Consumed | TBtu | 3.9878 | 3.5848 | 3.5009 | 0 | 0 | 0 | 0
CT Fac. Spec. - NOX Rate Winter v.4.10 Final, Unit 1733 and retrofits | 259 | 7286 | Rate Constraint in lbs/MMBtu | FALSE | L | Annual | Rate | lb/MMBtu | 0.00577 | 0.00577 | 0.00577 | 0 | 0 | 0 | 0
CT Fac. Spec. - NOX Rate Winter v.4.10 Final, Unit 1733 and retrofits | 259 | 7286 | Rate Constraint in lbs/MMBtu | FALSE | L | Annual | Generation | TWh | 0.56564 | 0.50848 | 0.49658 | 0 | 0 | 0 | 0
CT Fac. Spec. - NOX Rate Winter v.4.10 Final, Unit 1733 and retrofits | 259 | 7286 | Rate Constraint in lbs/MMBtu | FALSE | L | Annual | Qualifying Generation | TWh | 0.56564 | 0.50848 | 0.49658 | 0 | 0 | 0 | 0
CT Fac. Spec. - NOX Rate Winter v.4.10 Final, Unit 1733 and retrofits | 259 | 7286 | Rate Constraint in lbs/MMBtu | FALSE | L | Annual | Rate | lb/MWh | 0.040679 | 0.040679 | 0.040679 | 0 | 0 | 0 | 0
CT Fac. Spec. - NOX Rate Winter v.4.10 Final, Unit 1733 and retrofits | 259 | 7286 | Rate Constraint in lbs/MMBtu | FALSE | L | Annual | Constraint Shadow Price | US2022$/Ton | 0 | 0 | 0 | 0 | 0 | 0 | 0
CT Fac. Spec. - NOX Rate Winter v.4.10 Final, Unit 1734 and retrofits | 260 | 7286 | Rate Constraint in lbs/MMBtu | FALSE | L | Annual | Seasons Included | Seasons | Winter, Spring, Fall | Winter, Spring, Fall | Winter, Spring, Fall | Winter, Spring, Fall | Winter, Spring, Fall | Winter, Spring, Fall | Winter, Spring, Fall
CT Fac. Spec. - NOX Rate Winter v.4.10 Final, Unit 1734 and retrofits | 260 | 7286 | Rate Constraint in lbs/MMBtu | FALSE | L | Annual | Standard NOX | lb/MMBtu | 0.15 | 0.15 | 0.15 | 0.15 | 0.15 | 0.15 | 0.15
CT Fac. Spec. - NOX Rate Winter v.4.10 Final, Unit 1734 and retrofits | 260 | 7286 | Rate Constraint in lbs/MMBtu | FALSE | L | Annual | Emissions at Affected Plants NOX | Thousand Tons | 0.010395 | 0.010248 | 0.010126 | 0 | 0 | 0 | 0
CT Fac. Spec. - NOX Rate Winter v.4.10 Final, Unit 1734 and retrofits | 260 | 7286 | Rate Constraint in lbs/MMBtu | FALSE | L | Annual | Allowances Purchased NOX | Thousand Tons | 0 | 0 | 0 | 0 | 0 | 0 | 0
CT Fac. Spec. - NOX Rate Winter v.4.10 Final, Unit 1734 and retrofits | 260 | 7286 | Rate Constraint in lbs/MMBtu | FALSE | L | Annual | Allowances Sold NOX | Thousand Tons | 0 | 0 | 0 | 0 | 0 | 0 | 0
CT Fac. Spec. - NOX Rate Winter v.4.10 Final, Unit 1734 and retrofits | 260 | 7286 | Rate Constraint in lbs/MMBtu | FALSE | L | Annual | Allowances Banked | Thousand Tons | 0 | 0 | 0 | 0 | 0 | 0 | 0
CT Fac. Spec. - NOX Rate Winter v.4.10 Final, Unit 1734 and retrofits | 260 | 7286 | Rate Constraint in lbs/MMBtu | FALSE | L | Annual | Allowances Withdrawn (1:1) | Thousand Tons | 0 | 0 | 0 | 0 | 0 | 0 | 0
CT Fac. Spec. - NOX Rate Winter v.4.10 Final, Unit 1734 and retrofits | 260 | 7286 | Rate Constraint in lbs/MMBtu | FALSE | L | Annual | Allowances Withdrawn (n:1) | Thousand Tons | 0 | 0 | 0 | 0 | 0 | 0 | 0
CT Fac. Spec. - NOX Rate Winter v.4.10 Final, Unit 1734 and retrofits | 260 | 7286 | Rate Constraint in lbs/MMBtu | FALSE | L | Annual | Net Emissions Allowance Position | Thousand Tons | 0.010395 | 0.010248 | 0.010126 | 0 | 0 | 0 | 0
CT Fac. Spec. - NOX Rate Winter v.4.10 Final, Unit 1734 and retrofits | 260 | 7286 | Rate Constraint in lbs/MMBtu | FALSE | L | Annual | Fuel Consumed | TBtu | 3.6032 | 3.5523 | 3.5098 | 0 | 0 | 0 | 0
CT Fac. Spec. - NOX Rate Winter v.4.10 Final, Unit 1734 and retrofits | 260 | 7286 | Rate Constraint in lbs/MMBtu | FALSE | L | Annual | Rate | lb/MMBtu | 0.00577 | 0.00577 | 0.00577 | 0 | 0 | 0 | 0
CT Fac. Spec. - NOX Rate Winter v.4.10 Final, Unit 1734 and retrofits | 260 | 7286 | Rate Constraint in lbs/MMBtu | FALSE | L | Annual | Generation | TWh | 0.51109 | 0.50387 | 0.49785 | 0 | 0 | 0 | 0
CT Fac. Spec. - NOX Rate Winter v.4.10 Final, Unit 1734 and retrofits | 260 | 7286 | Rate Constraint in lbs/MMBtu | FALSE | L | Annual | Qualifying Generation | TWh | 0.51109 | 0.50387 | 0.49785 | 0 | 0 | 0 | 0
CT Fac. Spec. - NOX Rate Winter v.4.10 Final, Unit 1734 and retrofits | 260 | 7286 | Rate Constraint in lbs/MMBtu | FALSE | L | Annual | Rate | lb/MWh | 0.040679 | 0.040679 | 0.040679 | 0 | 0 | 0 | 0
CT Fac. Spec. - NOX Rate Winter v.4.10 Final, Unit 1734 and retrofits | 260 | 7286 | Rate Constraint in lbs/MMBtu | FALSE | L | Annual | Constraint Shadow Price | US2022$/Ton | 0 | 0 | 0 | 0 | 0 | 0 | 0
CT Fac. Spec. - NOX Rate Winter v.4.10 Final, Unit 1735 and retrofits | 261 | 7286 | Rate Constraint in lbs/MMBtu | FALSE | L | Annual | Seasons Included | Seasons | Winter, Spring, Fall | Winter, Spring, Fall | Winter, Spring, Fall | Winter, Spring, Fall | Winter, Spring, Fall | Winter, Spring, Fall | Winter, Spring, Fall
CT Fac. Spec. - NOX Rate Winter v.4.10 Final, Unit 1735 and retrofits | 261 | 7286 | Rate Constraint in lbs/MMBtu | FALSE | L | Annual | Standard NOX | lb/MMBtu | 0.15 | 0.15 | 0.15 | 0.15 | 0.15 | 0.15 | 0.15
CT Fac. Spec. - NOX Rate Winter v.4.10 Final, Unit 1735 and retrofits | 261 | 7286 | Rate Constraint in lbs/MMBtu | FALSE | L | Annual | Emissions at Affected Plants NOX | Thousand Tons | 0.011477 | 0.011088 | 0.0097391 | 0 | 0 | 0 | 0
CT Fac. Spec. - NOX Rate Winter v.4.10 Final, Unit 1735 and retrofits | 261 | 7286 | Rate Constraint in lbs/MMBtu | FALSE | L | Annual | Allowances Purchased NOX | Thousand Tons | 0 | 0 | 0 | 0 | 0 | 0 | 0
CT Fac. Spec. - NOX Rate Winter v.4.10 Final, Unit 1735 and retrofits | 261 | 7286 | Rate Constraint in lbs/MMBtu | FALSE | L | Annual | Allowances Sold NOX | Thousand Tons | 0 | 0 | 0 | 0 | 0 | 0 | 0
CT Fac. Spec. - NOX Rate Winter v.4.10 Final, Unit 1735 and retrofits | 261 | 7286 | Rate Constraint in lbs/MMBtu | FALSE | L | Annual | Allowances Banked | Thousand Tons | 0 | 0 | 0 | 0 | 0 | 0 | 0
CT Fac. Spec. - NOX Rate Winter v.4.10 Final, Unit 1735 and retrofits | 261 | 7286 | Rate Constraint in lbs/MMBtu | FALSE | L | Annual | Allowances Withdrawn (1:1) | Thousand Tons | 0 | 0 | 0 | 0 | 0 | 0 | 0
CT Fac. Spec. - NOX Rate Winter v.4.10 Final, Unit 1735 and retrofits | 261 | 7286 | Rate Constraint in lbs/MMBtu | FALSE | L | Annual | Allowances Withdrawn (n:1) | Thousand Tons | 0 | 0 | 0 | 0 | 0 | 0 | 0
CT Fac. Spec. - NOX Rate Winter v.4.10 Final, Unit 1735 and retrofits | 261 | 7286 | Rate Constraint in lbs/MMBtu | FALSE | L | Annual | Net Emissions Allowance Position | Thousand Tons | 0.011477 | 0.011088 | 0.0097391 | 0 | 0 | 0 | 0
CT Fac. Spec. - NOX Rate Winter v.4.10 Final, Unit 1735 and retrofits | 261 | 7286 | Rate Constraint in lbs/MMBtu | FALSE | L | Annual | Fuel Consumed | TBtu | 3.9781 | 3.8433 | 3.3758 | 0 | 0 | 0 | 0
CT Fac. Spec. - NOX Rate Winter v.4.10 Final, Unit 1735 and retrofits | 261 | 7286 | Rate Constraint in lbs/MMBtu | FALSE | L | Annual | Rate | lb/MMBtu | 0.00577 | 0.00577 | 0.00577 | 0 | 0 | 0 | 0
CT Fac. Spec. - NOX Rate Winter v.4.10 Final, Unit 1735 and retrofits | 261 | 7286 | Rate Constraint in lbs/MMBtu | FALSE | L | Annual | Generation | TWh | 0.56427 | 0.54515 | 0.47883 | 0 | 0 | 0 | 0
CT Fac. Spec. - NOX Rate Winter v.4.10 Final, Unit 1735 and retrofits | 261 | 7286 | Rate Constraint in lbs/MMBtu | FALSE | L | Annual | Qualifying Generation | TWh | 0.56427 | 0.54515 | 0.47883 | 0 | 0 | 0 | 0
CT Fac. Spec. - NOX Rate Winter v.4.10 Final, Unit 1735 and retrofits | 261 | 7286 | Rate Constraint in lbs/MMBtu | FALSE | L | Annual | Rate | lb/MWh | 0.040679 | 0.040679 | 0.040679 | 0 | 0 | 0 | 0
CT Fac. Spec. - NOX Rate Winter v.4.10 Final, Unit 1735 and retrofits | 261 | 7286 | Rate Constraint in lbs/MMBtu | FALSE | L | Annual | Constraint Shadow Price | US2022$/Ton | 0 | 0 | 0 | 0 | 0 | 0 | 0
CT Fac. Spec. - NOX Rate Winter v.4.10 Final, Unit 1736 and retrofits | 262 | 7286 | Rate Constraint in lbs/MMBtu | FALSE | L | Annual | Seasons Included | Seasons | Winter, Spring, Fall | Winter, Spring, Fall | Winter, Spring, Fall | Winter, Spring, Fall | Winter, Spring, Fall | Winter, Spring, Fall | Winter, Spring, Fall
CT Fac. Spec. - NOX Rate Winter v.4.10 Final, Unit 1736 and retrofits | 262 | 7286 | Rate Constraint in lbs/MMBtu | FALSE | L | Annual | Standard NOX | lb/MMBtu | 0.15 | 0.15 | 0.15 | 0.15 | 0.15 | 0.15 | 0.15
CT Fac. Spec. - NOX Rate Winter v.4.10 Final, Unit 1736 and retrofits | 262 | 7286 | Rate Constraint in lbs/MMBtu | FALSE | L | Annual | Emissions at Affected Plants NOX | Thousand Tons | 0 | 0 | 0 | 0 | 0 | 0 | 0
CT Fac. Spec. - NOX Rate Winter v.4.10 Final, Unit 1736 and retrofits | 262 | 7286 | Rate Constraint in lbs/MMBtu | FALSE | L | Annual | Allowances Purchased NOX | Thousand Tons | 0 | 0 | 0 | 0 | 0 | 0 | 0
CT Fac. Spec. - NOX Rate Winter v.4.10 Final, Unit 1736 and retrofits | 262 | 7286 | Rate Constraint in lbs/MMBtu | FALSE | L | Annual | Allowances Sold NOX | Thousand Tons | 0 | 0 | 0 | 0 | 0 | 0 | 0
CT Fac. Spec. - NOX Rate Winter v.4.10 Final, Unit 1736 and retrofits | 262 | 7286 | Rate Constraint in lbs/MMBtu | FALSE | L | Annual | Allowances Banked | Thousand Tons | 0 | 0 | 0 | 0 | 0 | 0 | 0
CT Fac. Spec. - NOX Rate Winter v.4.10 Final, Unit 1736 and retrofits | 262 | 7286 | Rate Constraint in lbs/MMBtu | FALSE | L | Annual | Allowances Withdrawn (1:1) | Thousand Tons | 0 | 0 | 0 | 0 | 0 | 0 | 0
CT Fac. Spec. - NOX Rate Winter v.4.10 Final, Unit 1736 and retrofits | 262 | 7286 | Rate Constraint in lbs/MMBtu | FALSE | L | Annual | Allowances Withdrawn (n:1) | Thousand Tons | 0 | 0 | 0 | 0 | 0 | 0 | 0
CT Fac. Spec. - NOX Rate Winter v.4.10 Final, Unit 1736 and retrofits | 262 | 7286 | Rate Constraint in lbs/MMBtu | FALSE | L | Annual | Net Emissions Allowance Position | Thousand Tons | 0 | 0 | 0 | 0 | 0 | 0 | 0
CT Fac. Spec. - NOX Rate Winter v.4.10 Final, Unit 1736 and retrofits | 262 | 7286 | Rate Constraint in lbs/MMBtu | FALSE | L | Annual | Fuel Consumed | TBtu | 0 | 0 | 0 | 0 | 0 | 0 | 0
CT Fac. Spec. - NOX Rate Winter v.4.10 Final, Unit 1736 and retrofits | 262 | 7286 | Rate Constraint in lbs/MMBtu | FALSE | L | Annual | Rate | lb/MMBtu | 0 | 0 | 0 | 0 | 0 | 0 | 0
CT Fac. Spec. - NOX Rate Winter v.4.10 Final, Unit 1736 and retrofits | 262 | 7286 | Rate Constraint in lbs/MMBtu | FALSE | L | Annual | Generation | TWh | 0 | 0 | 0 | 0 | 0 | 0 | 0
CT Fac. Spec. - NOX Rate Winter v.4.10 Final, Unit 1736 and retrofits | 262 | 7286 | Rate Constraint in lbs/MMBtu | FALSE | L | Annual | Qualifying Generation | TWh | 0 | 0 | 0 | 0 | 0 | 0 | 0
CT Fac. Spec. - NOX Rate Winter v.4.10 Final, Unit 1736 and retrofits | 262 | 7286 | Rate Constraint in lbs/MMBtu | FALSE | L | Annual | Rate | lb/MWh | 0 | 0 | 0 | 0 | 0 | 0 | 0
CT Fac. Spec. - NOX Rate Winter v.4.10 Final, Unit 1736 and retrofits | 262 | 7286 | Rate Constraint in lbs/MMBtu | FALSE | L | Annual | Constraint Shadow Price | US2022$/Ton | 36546.4551 | 32298.1952 | 29099.8724 | 0 | 0 | 0 | 0
CT Fac. Spec. - NOX Rate Winter v.4.10 Final, Unit 1737 and retrofits | 263 | 7286 | Rate Constraint in lbs/MMBtu | FALSE | L | Annual | Seasons Included | Seasons | Winter, Spring, Fall | Winter, Spring, Fall | Winter, Spring, Fall | Winter, Spring, Fall | Winter, Spring, Fall | Winter, Spring, Fall | Winter, Spring, Fall
CT Fac. Spec. - NOX Rate Winter v.4.10 Final, Unit 1737 and retrofits | 263 | 7286 | Rate Constraint in lbs/MMBtu | FALSE | L | Annual | Standard NOX | lb/MMBtu | 0.15 | 0.15 | 0.15 | 0.15 | 0.15 | 0.15 | 0.15
CT Fac. Spec. - NOX Rate Winter v.4.10 Final, Unit 1737 and retrofits | 263 | 7286 | Rate Constraint in lbs/MMBtu | FALSE | L | Annual | Emissions at Affected Plants NOX | Thousand Tons | 0 | 0 | 0 | 0 | 0 | 0 | 0
CT Fac. Spec. - NOX Rate Winter v.4.10 Final, Unit 1737 and retrofits | 263 | 7286 | Rate Constraint in lbs/MMBtu | FALSE | L | Annual | Allowances Purchased NOX | Thousand Tons | 0 | 0 | 0 | 0 | 0 | 0 | 0
CT Fac. Spec. - NOX Rate Winter v.4.10 Final, Unit 1737 and retrofits | 263 | 7286 | Rate Constraint in lbs/MMBtu | FALSE | L | Annual | Allowances Sold NOX | Thousand Tons | 0 | 0 | 0 | 0 | 0 | 0 | 0
CT Fac. Spec. - NOX Rate Winter v.4.10 Final, Unit 1737 and retrofits | 263 | 7286 | Rate Constraint in lbs/MMBtu | FALSE | L | Annual | Allowances Banked | Thousand Tons | 0 | 0 | 0 | 0 | 0 | 0 | 0
CT Fac. Spec. - NOX Rate Winter v.4.10 Final, Unit 1737 and retrofits | 263 | 7286 | Rate Constraint in lbs/MMBtu | FALSE | L | Annual | Allowances Withdrawn (1:1) | Thousand Tons | 0 | 0 | 0 | 0 | 0 | 0 | 0
CT Fac. Spec. - NOX Rate Winter v.4.10 Final, Unit 1737 and retrofits | 263 | 7286 | Rate Constraint in lbs/MMBtu | FALSE | L | Annual | Allowances Withdrawn (n:1) | Thousand Tons | 0 | 0 | 0 | 0 | 0 | 0 | 0
CT Fac. Spec. - NOX Rate Winter v.4.10 Final, Unit 1737 and retrofits | 263 | 7286 | Rate Constraint in lbs/MMBtu | FALSE | L | Annual | Net Emissions Allowance Position | Thousand Tons | 0 | 0 | 0 | 0 | 0 | 0 | 0
CT Fac. Spec. - NOX Rate Winter v.4.10 Final, Unit 1737 and retrofits | 263 | 7286 | Rate Constraint in lbs/MMBtu | FALSE | L | Annual | Fuel Consumed | TBtu | 0 | 0 | 0 | 0 | 0 | 0 | 0
CT Fac. Spec. - NOX Rate Winter v.4.10 Final, Unit 1737 and retrofits | 263 | 7286 | Rate Constraint in lbs/MMBtu | FALSE | L | Annual | Rate | lb/MMBtu | 0 | 0 | 0 | 0 | 0 | 0 | 0
CT Fac. Spec. - NOX Rate Winter v.4.10 Final, Unit 1737 and retrofits | 263 | 7286 | Rate Constraint in lbs/MMBtu | FALSE | L | Annual | Generation | TWh | 0 | 0 | 0 | 0 | 0 | 0 | 0
CT Fac. Spec. - NOX Rate Winter v.4.10 Final, Unit 1737 and retrofits | 263 | 7286 | Rate Constraint in lbs/MMBtu | FALSE | L | Annual | Qualifying Generation | TWh | 0 | 0 | 0 | 0 | 0 | 0 | 0
CT Fac. Spec. - NOX Rate Winter v.4.10 Final, Unit 1737 and retrofits | 263 | 7286 | Rate Constraint in lbs/MMBtu | FALSE | L | Annual | Rate | lb/MWh | 0 | 0 | 0 | 0 | 0 | 0 | 0
CT Fac. Spec. - NOX Rate Winter v.4.10 Final, Unit 1737 and retrofits | 263 | 7286 | Rate Constraint in lbs/MMBtu | FALSE | L | Annual | Constraint Shadow Price | US2022$/Ton | 36546.4551 | 32298.1952 | 29099.8724 | 0 | 0 | 24911.4119 | 10017.5753
CT Fac. Spec. - NOX Rate Winter v.4.10 Final, Unit 2198 and retrofits | 264 | 7286 | Rate Constraint in lbs/MMBtu | FALSE | L | Annual | Seasons Included | Seasons | Winter, Spring, Fall | Winter, Spring, Fall | Winter, Spring, Fall | Winter, Spring, Fall | Winter, Spring, Fall | Winter, Spring, Fall | Winter, Spring, Fall
CT Fac. Spec. - NOX Rate Winter v.4.10 Final, Unit 2198 and retrofits | 264 | 7286 | Rate Constraint in lbs/MMBtu | FALSE | L | Annual | Standard NOX | lb/MMBtu | 0.15 | 0.15 | 0.15 | 0.15 | 0.15 | 0.15 | 0.15
CT Fac. Spec. - NOX Rate Winter v.4.10 Final, Unit 2198 and retrofits | 264 | 7286 | Rate Constraint in lbs/MMBtu | FALSE | L | Annual | Emissions at Affected Plants NOX | Thousand Tons | 0 | 0 | 0 | 0 | 0 | 0 | 0
CT Fac. Spec. - NOX Rate Winter v.4.10 Final, Unit 2198 and retrofits | 264 | 7286 | Rate Constraint in lbs/MMBtu | FALSE | L | Annual | Allowances Purchased NOX | Thousand Tons | 0 | 0 | 0 | 0 | 0 | 0 | 0
CT Fac. Spec. - NOX Rate Winter v.4.10 Final, Unit 2198 and retrofits | 264 | 7286 | Rate Constraint in lbs/MMBtu | FALSE | L | Annual | Allowances Sold NOX | Thousand Tons | 0 | 0 | 0 | 0 | 0 | 0 | 0
CT Fac. Spec. - NOX Rate Winter v.4.10 Final, Unit 2198 and retrofits | 264 | 7286 | Rate Constraint in lbs/MMBtu | FALSE | L | Annual | Allowances Banked | Thousand Tons | 0 | 0 | 0 | 0 | 0 | 0 | 0
CT Fac. Spec. - NOX Rate Winter v.4.10 Final, Unit 2198 and retrofits | 264 | 7286 | Rate Constraint in lbs/MMBtu | FALSE | L | Annual | Allowances Withdrawn (1:1) | Thousand Tons | 0 | 0 | 0 | 0 | 0 | 0 | 0
CT Fac. Spec. - NOX Rate Winter v.4.10 Final, Unit 2198 and retrofits | 264 | 7286 | Rate Constraint in lbs/MMBtu | FALSE | L | Annual | Allowances Withdrawn (n:1) | Thousand Tons | 0 | 0 | 0 | 0 | 0 | 0 | 0
CT Fac. Spec. - NOX Rate Winter v.4.10 Final, Unit 2198 and retrofits | 264 | 7286 | Rate Constraint in lbs/MMBtu | FALSE | L | Annual | Net Emissions Allowance Position | Thousand Tons | 0 | 0 | 0 | 0 | 0 | 0 | 0
CT Fac. Spec. - NOX Rate Winter v.4.10 Final, Unit 2198 and retrofits | 264 | 7286 | Rate Constraint in lbs/MMBtu | FALSE | L | Annual | Fuel Consumed | TBtu | 0 | 0 | 0 | 0 | 0 | 0 | 0
CT Fac. Spec. - NOX Rate Winter v.4.10 Final, Unit 2198 and retrofits | 264 | 7286 | Rate Constraint in lbs/MMBtu | FALSE | L | Annual | Rate | lb/MMBtu | 0 | 0 | 0 | 0 | 0 | 0 | 0
CT Fac. Spec. - NOX Rate Winter v.4.10 Final, Unit 2198 and retrofits | 264 | 7286 | Rate Constraint in lbs/MMBtu | FALSE | L | Annual | Generation | TWh | 0 | 0 | 0 | 0 | 0 | 0 | 0
CT Fac. Spec. - NOX Rate Winter v.4.10 Final, Unit 2198 and retrofits | 264 | 7286 | Rate Constraint in lbs/MMBtu | FALSE | L | Annual | Qualifying Generation | TWh | 0 | 0 | 0 | 0 | 0 | 0 | 0
CT Fac. Spec. - NOX Rate Winter v.4.10 Final, Unit 2198 and retrofits | 264 | 7286 | Rate Constraint in lbs/MMBtu | FALSE | L | Annual | Rate | lb/MWh | 0 | 0 | 0 | 0 | 0 | 0 | 0
CT Fac. Spec. - NOX Rate Winter v.4.10 Final, Unit 2198 and retrofits | 264 | 7286 | Rate Constraint in lbs/MMBtu | FALSE | L | Annual | Constraint Shadow Price | US2022$/Ton | 0 | 0 | 0 | 0 | 0 | 0 | 0
CT Fac. Spec. - NOX Rate Winter v.4.10 Final, Unit 2199 and retrofits | 265 | 7286 | Rate Constraint in lbs/MMBtu | FALSE | L | Annual | Seasons Included | Seasons | Winter, Spring, Fall | Winter, Spring, Fall | Winter, Spring, Fall | Winter, Spring, Fall | Winter, Spring, Fall | Winter, Spring, Fall | Winter, Spring, Fall
CT Fac. Spec. - NOX Rate Winter v.4.10 Final, Unit 2199 and retrofits | 265 | 7286 | Rate Constraint in lbs/MMBtu | FALSE | L | Annual | Standard NOX | lb/MMBtu | 0.15 | 0.15 | 0.15 | 0.15 | 0.15 | 0.15 | 0.15
CT Fac. Spec. - NOX Rate Winter v.4.10 Final, Unit 2199 and retrofits | 265 | 7286 | Rate Constraint in lbs/MMBtu | FALSE | L | Annual | Emissions at Affected Plants NOX | Thousand Tons | 0 | 0 | 0 | 0 | 0 | 0 | 0
CT Fac. Spec. - NOX Rate Winter v.4.10 Final, Unit 2199 and retrofits | 265 | 7286 | Rate Constraint in lbs/MMBtu | FALSE | L | Annual | Allowances Purchased NOX | Thousand Tons | 0 | 0 | 0 | 0 | 0 | 0 | 0
CT Fac. Spec. - NOX Rate Winter v.4.10 Final, Unit 2199 and retrofits | 265 | 7286 | Rate Constraint in lbs/MMBtu | FALSE | L | Annual | Allowances Sold NOX | Thousand Tons | 0 | 0 | 0 | 0 | 0 | 0 | 0
CT Fac. Spec. - NOX Rate Winter v.4.10 Final, Unit 2199 and retrofits | 265 | 7286 | Rate Constraint in lbs/MMBtu | FALSE | L | Annual | Allowances Banked | Thousand Tons | 0 | 0 | 0 | 0 | 0 | 0 | 0
CT Fac. Spec. - NOX Rate Winter v.4.10 Final, Unit 2199 and retrofits | 265 | 7286 | Rate Constraint in lbs/MMBtu | FALSE | L | Annual | Allowances Withdrawn (1:1) | Thousand Tons | 0 | 0 | 0 | 0 | 0 | 0 | 0
CT Fac. Spec. - NOX Rate Winter v.4.10 Final, Unit 2199 and retrofits | 265 | 7286 | Rate Constraint in lbs/MMBtu | FALSE | L | Annual | Allowances Withdrawn (n:1) | Thousand Tons | 0 | 0 | 0 | 0 | 0 | 0 | 0
CT Fac. Spec. - NOX Rate Winter v.4.10 Final, Unit 2199 and retrofits | 265 | 7286 | Rate Constraint in lbs/MMBtu | FALSE | L | Annual | Net Emissions Allowance Position | Thousand Tons | 0 | 0 | 0 | 0 | 0 | 0 | 0
CT Fac. Spec. - NOX Rate Winter v.4.10 Final, Unit 2199 and retrofits | 265 | 7286 | Rate Constraint in lbs/MMBtu | FALSE | L | Annual | Fuel Consumed | TBtu | 0 | 0 | 0 | 0 | 0 | 0 | 0
CT Fac. Spec. - NOX Rate Winter v.4.10 Final, Unit 2199 and retrofits | 265 | 7286 | Rate Constraint in lbs/MMBtu | FALSE | L | Annual | Rate | lb/MMBtu | 0 | 0 | 0 | 0 | 0 | 0 | 0
CT Fac. Spec. - NOX Rate Winter v.4.10 Final, Unit 2199 and retrofits | 265 | 7286 | Rate Constraint in lbs/MMBtu | FALSE | L | Annual | Generation | TWh | 0 | 0 | 0 | 0 | 0 | 0 | 0
CT Fac. Spec. - NOX Rate Winter v.4.10 Final, Unit 2199 and retrofits | 265 | 7286 | Rate Constraint in lbs/MMBtu | FALSE | L | Annual | Qualifying Generation | TWh | 0 | 0 | 0 | 0 | 0 | 0 | 0
CT Fac. Spec. - NOX Rate Winter v.4.10 Final, Unit 2199 and retrofits | 265 | 7286 | Rate Constraint in lbs/MMBtu | FALSE | L | Annual | Rate | lb/MWh | 0 | 0 | 0 | 0 | 0 | 0 | 0
CT Fac. Spec. - NOX Rate Winter v.4.10 Final, Unit 2199 and retrofits | 265 | 7286 | Rate Constraint in lbs/MMBtu | FALSE | L | Annual | Constraint Shadow Price | US2022$/Ton | 0 | 0 | 0 | 0 | 0 | 0 | 0
CT Fac. Spec. - NOX Rate Winter v.4.10 Final, Unit 2299 and retrofits | 266 | 7286 | Rate Constraint in lbs/MMBtu | FALSE | L | Annual | Seasons Included | Seasons | Winter, Spring, Fall | Winter, Spring, Fall | Winter, Spring, Fall | Winter, Spring, Fall | Winter, Spring, Fall | Winter, Spring, Fall | Winter, Spring, Fall
CT Fac. Spec. - NOX Rate Winter v.4.10 Final, Unit 2299 and retrofits | 266 | 7286 | Rate Constraint in lbs/MMBtu | FALSE | L | Annual | Standard NOX | lb/MMBtu | 0.15 | 0.15 | 0.15 | 0.15 | 0.15 | 0.15 | 0.15
CT Fac. Spec. - NOX Rate Winter v.4.10 Final, Unit 2299 and retrofits | 266 | 7286 | Rate Constraint in lbs/MMBtu | FALSE | L | Annual | Emissions at Affected Plants NOX | Thousand Tons | 0 | 0 | 0 | 0 | 0 | 0 | 0
CT Fac. Spec. - NOX Rate Winter v.4.10 Final, Unit 2299 and retrofits | 266 | 7286 | Rate Constraint in lbs/MMBtu | FALSE | L | Annual | Allowances Purchased NOX | Thousand Tons | 0 | 0 | 0 | 0 | 0 | 0 | 0
CT Fac. Spec. - NOX Rate Winter v.4.10 Final, Unit 2299 and retrofits | 266 | 7286 | Rate Constraint in lbs/MMBtu | FALSE | L | Annual | Allowances Sold NOX | Thousand Tons | 0 | 0 | 0 | 0 | 0 | 0 | 0
CT Fac. Spec. - NOX Rate Winter v.4.10 Final, Unit 2299 and retrofits | 266 | 7286 | Rate Constraint in lbs/MMBtu | FALSE | L | Annual | Allowances Banked | Thousand Tons | 0 | 0 | 0 | 0 | 0 | 0 | 0
CT Fac. Spec. - NOX Rate Winter v.4.10 Final, Unit 2299 and retrofits | 266 | 7286 | Rate Constraint in lbs/MMBtu | FALSE | L | Annual | Allowances Withdrawn (1:1) | Thousand Tons | 0 | 0 | 0 | 0 | 0 | 0 | 0
CT Fac. Spec. - NOX Rate Winter v.4.10 Final, Unit 2299 and retrofits | 266 | 7286 | Rate Constraint in lbs/MMBtu | FALSE | L | Annual | Allowances Withdrawn (n:1) | Thousand Tons | 0 | 0 | 0 | 0 | 0 | 0 | 0
CT Fac. Spec. - NOX Rate Winter v.4.10 Final, Unit 2299 and retrofits | 266 | 7286 | Rate Constraint in lbs/MMBtu | FALSE | L | Annual | Net Emissions Allowance Position | Thousand Tons | 0 | 0 | 0 | 0 | 0 | 0 | 0
CT Fac. Spec. - NOX Rate Winter v.4.10 Final, Unit 2299 and retrofits | 266 | 7286 | Rate Constraint in lbs/MMBtu | FALSE | L | Annual | Fuel Consumed | TBtu | 0 | 0 | 0 | 0 | 0 | 0 | 0
CT Fac. Spec. - NOX Rate Winter v.4.10 Final, Unit 2299 and retrofits | 266 | 7286 | Rate Constraint in lbs/MMBtu | FALSE | L | Annual | Rate | lb/MMBtu | 0 | 0 | 0 | 0 | 0 | 0 | 0
CT Fac. Spec. - NOX Rate Winter v.4.10 Final, Unit 2299 and retrofits | 266 | 7286 | Rate Constraint in lbs/MMBtu | FALSE | L | Annual | Generation | TWh | 0 | 0 | 0 | 0 | 0 | 0 | 0
CT Fac. Spec. - NOX Rate Winter v.4.10 Final, Unit 2299 and retrofits | 266 | 7286 | Rate Constraint in lbs/MMBtu | FALSE | L | Annual | Qualifying Generation | TWh | 0 | 0 | 0 | 0 | 0 | 0 | 0
CT Fac. Spec. - NOX Rate Winter v.4.10 Final, Unit 2299 and retrofits | 266 | 7286 | Rate Constraint in lbs/MMBtu | FALSE | L | Annual | Rate | lb/MWh | 0 | 0 | 0 | 0 | 0 | 0 | 0
CT Fac. Spec. - NOX Rate Winter v.4.10 Final, Unit 2299 and retrofits | 266 | 7286 | Rate Constraint in lbs/MMBtu | FALSE | L | Annual | Constraint Shadow Price | US2022$/Ton | 0 | 0 | 0 | 0 | 0 | 0 | 0
CT Fac. Spec. - NOX Rate Winter v.4.10 Final, Unit 2300 and retrofits | 267 | 7286 | Rate Constraint in lbs/MMBtu | FALSE | L | Annual | Seasons Included | Seasons | Winter, Spring, Fall | Winter, Spring, Fall | Winter, Spring, Fall | Winter, Spring, Fall | Winter, Spring, Fall | Winter, Spring, Fall | Winter, Spring, Fall
CT Fac. Spec. - NOX Rate Winter v.4.10 Final, Unit 2300 and retrofits | 267 | 7286 | Rate Constraint in lbs/MMBtu | FALSE | L | Annual | Standard NOX | lb/MMBtu | 0.15 | 0.15 | 0.15 | 0.15 | 0.15 | 0.15 | 0.15
CT Fac. Spec. - NOX Rate Winter v.4.10 Final, Unit 2300 and retrofits | 267 | 7286 | Rate Constraint in lbs/MMBtu | FALSE | L | Annual | Emissions at Affected Plants NOX | Thousand Tons | 0 | 0 | 0 | 0 | 0 | 0 | 0
CT Fac. Spec. - NOX Rate Winter v.4.10 Final, Unit 2300 and retrofits | 267 | 7286 | Rate Constraint in lbs/MMBtu | FALSE | L | Annual | Allowances Purchased NOX | Thousand Tons | 0 | 0 | 0 | 0 | 0 | 0 | 0
CT Fac. Spec. - NOX Rate Winter v.4.10 Final, Unit 2300 and retrofits | 267 | 7286 | Rate Constraint in lbs/MMBtu | FALSE | L | Annual | Allowances Sold NOX | Thousand Tons | 0 | 0 | 0 | 0 | 0 | 0 | 0
CT Fac. Spec. - NOX Rate Winter v.4.10 Final, Unit 2300 and retrofits | 267 | 7286 | Rate Constraint in lbs/MMBtu | FALSE | L | Annual | Allowances Banked | Thousand Tons | 0 | 0 | 0 | 0 | 0 | 0 | 0
CT Fac. Spec. - NOX Rate Winter v.4.10 Final, Unit 2300 and retrofits | 267 | 7286 | Rate Constraint in lbs/MMBtu | FALSE | L | Annual | Allowances Withdrawn (1:1) | Thousand Tons | 0 | 0 | 0 | 0 | 0 | 0 | 0
CT Fac. Spec. - NOX Rate Winter v.4.10 Final, Unit 2300 and retrofits | 267 | 7286 | Rate Constraint in lbs/MMBtu | FALSE | L | Annual | Allowances Withdrawn (n:1) | Thousand Tons | 0 | 0 | 0 | 0 | 0 | 0 | 0
CT Fac. Spec. - NOX Rate Winter v.4.10 Final, Unit 2300 and retrofits | 267 | 7286 | Rate Constraint in lbs/MMBtu | FALSE | L | Annual | Net Emissions Allowance Position | Thousand Tons | 0 | 0 | 0 | 0 | 0 | 0 | 0
CT Fac. Spec. - NOX Rate Winter v.4.10 Final, Unit 2300 and retrofits | 267 | 7286 | Rate Constraint in lbs/MMBtu | FALSE | L | Annual | Fuel Consumed | TBtu | 0 | 0 | 0 | 0 | 0 | 0 | 0
CT Fac. Spec. - NOX Rate Winter v.4.10 Final, Unit 2300 and retrofits | 267 | 7286 | Rate Constraint in lbs/MMBtu | FALSE | L | Annual | Rate | lb/MMBtu | 0 | 0 | 0 | 0 | 0 | 0 | 0
CT Fac. Spec. - NOX Rate Winter v.4.10 Final, Unit 2300 and retrofits | 267 | 7286 | Rate Constraint in lbs/MMBtu | FALSE | L | Annual | Generation | TWh | 0 | 0 | 0 | 0 | 0 | 0 | 0
CT Fac. Spec. - NOX Rate Winter v.4.10 Final, Unit 2300 and retrofits | 267 | 7286 | Rate Constraint in lbs/MMBtu | FALSE | L | Annual | Qualifying Generation | TWh | 0 | 0 | 0 | 0 | 0 | 0 | 0
CT Fac. Spec. - NOX Rate Winter v.4.10 Final, Unit 2300 and retrofits | 267 | 7286 | Rate Constraint in lbs/MMBtu | FALSE | L | Annual | Rate | lb/MWh | 0 | 0 | 0 | 0 | 0 | 0 | 0
CT Fac. Spec. - NOX Rate Winter v.4.10 Final, Unit 2300 and retrofits | 267 | 7286 | Rate Constraint in lbs/MMBtu | FALSE | L | Annual | Constraint Shadow Price | US2022$/Ton | 0 | 0 | 0 | 0 | 0 | 0 | 0
CT Fac. Spec. - NOX Rate Winter v.4.10 Final, Unit 2301 and retrofits | 268 | 7286 | Rate Constraint in lbs/MMBtu | FALSE | L | Annual | Seasons Included | Seasons | Winter, Spring, Fall | Winter, Spring, Fall | Winter, Spring, Fall | Winter, Spring, Fall | Winter, Spring, Fall | Winter, Spring, Fall | Winter, Spring, Fall
CT Fac. Spec. - NOX Rate Winter v.4.10 Final, Unit 2301 and retrofits | 268 | 7286 | Rate Constraint in lbs/MMBtu | FALSE | L | Annual | Standard NOX | lb/MMBtu | 0.15 | 0.15 | 0.15 | 0.15 | 0.15 | 0.15 | 0.15
CT Fac. Spec. - NOX Rate Winter v.4.10 Final, Unit 2301 and retrofits | 268 | 7286 | Rate Constraint in lbs/MMBtu | FALSE | L | Annual | Emissions at Affected Plants NOX | Thousand Tons | 0 | 0 | 0 | 0 | 0 | 0 | 0
CT Fac. Spec. - NOX Rate Winter v.4.10 Final, Unit 2301 and retrofits | 268 | 7286 | Rate Constraint in lbs/MMBtu | FALSE | L | Annual | Allowances Purchased NOX | Thousand Tons | 0 | 0 | 0 | 0 | 0 | 0 | 0
CT Fac. Spec. - NOX Rate Winter v.4.10 Final, Unit 2301 and retrofits | 268 | 7286 | Rate Constraint in lbs/MMBtu | FALSE | L | Annual | Allowances Sold NOX | Thousand Tons | 0 | 0 | 0 | 0 | 0 | 0 | 0
CT Fac. Spec. - NOX Rate Winter v.4.10 Final, Unit 2301 and retrofits | 268 | 7286 | Rate Constraint in lbs/MMBtu | FALSE | L | Annual | Allowances Banked | Thousand Tons | 0 | 0 | 0 | 0 | 0 | 0 | 0
CT Fac. Spec. - NOX Rate Winter v.4.10 Final, Unit 2301 and retrofits | 268 | 7286 | Rate Constraint in lbs/MMBtu | FALSE | L | Annual | Allowances Withdrawn (1:1) | Thousand Tons | 0 | 0 | 0 | 0 | 0 | 0 | 0
CT Fac. Spec. - NOX Rate Winter v.4.10 Final, Unit 2301 and retrofits | 268 | 7286 | Rate Constraint in lbs/MMBtu | FALSE | L | Annual | Allowances Withdrawn (n:1) | Thousand Tons | 0 | 0 | 0 | 0 | 0 | 0 | 0
CT Fac. Spec. - NOX Rate Winter v.4.10 Final, Unit 2301 and retrofits | 268 | 7286 | Rate Constraint in lbs/MMBtu | FALSE | L | Annual | Net Emissions Allowance Position | Thousand Tons | 0 | 0 | 0 | 0 | 0 | 0 | 0
CT Fac. Spec. - NOX Rate Winter v.4.10 Final, Unit 2301 and retrofits | 268 | 7286 | Rate Constraint in lbs/MMBtu | FALSE | L | Annual | Fuel Consumed | TBtu | 0 | 0 | 0 | 0 | 0 | 0 | 0
CT Fac. Spec. - NOX Rate Winter v.4.10 Final, Unit 2301 and retrofits | 268 | 7286 | Rate Constraint in lbs/MMBtu | FALSE | L | Annual | Rate | lb/MMBtu | 0 | 0 | 0 | 0 | 0 | 0 | 0
CT Fac. Spec. - NOX Rate Winter v.4.10 Final, Unit 2301 and retrofits | 268 | 7286 | Rate Constraint in lbs/MMBtu | FALSE | L | Annual | Generation | TWh | 0 | 0 | 0 | 0 | 0 | 0 | 0
CT Fac. Spec. - NOX Rate Winter v.4.10 Final, Unit 2301 and retrofits | 268 | 7286 | Rate Constraint in lbs/MMBtu | FALSE | L | Annual | Qualifying Generation | TWh | 0 | 0 | 0 | 0 | 0 | 0 | 0
CT Fac. Spec. - NOX Rate Winter v.4.10 Final, Unit 2301 and retrofits | 268 | 7286 | Rate Constraint in lbs/MMBtu | FALSE | L | Annual | Rate | lb/MWh | 0 | 0 | 0 | 0 | 0 | 0 | 0
CT Fac. Spec. - NOX Rate Winter v.4.10 Final, Unit 2301 and retrofits | 268 | 7286 | Rate Constraint in lbs/MMBtu | FALSE | L | Annual | Constraint Shadow Price | US2022$/Ton | 0 | 0 | 0 | 0 | 0 | 0 | 0
CT Fac. Spec. - NOX Rate Winter v.4.10 Final, Unit 2302 and retrofits | 269 | 7286 | Rate Constraint in lbs/MMBtu | FALSE | L | Annual | Seasons Included | Seasons | Winter, Spring, Fall | Winter, Spring, Fall | Winter, Spring, Fall | Winter, Spring, Fall | Winter, Spring, Fall | Winter, Spring, Fall | Winter, Spring, Fall
CT Fac. Spec. - NOX Rate Winter v.4.10 Final, Unit 2302 and retrofits | 269 | 7286 | Rate Constraint in lbs/MMBtu | FALSE | L | Annual | Standard NOX | lb/MMBtu | 0.15 | 0.15 | 0.15 | 0.15 | 0.15 | 0.15 | 0.15
CT Fac. Spec. - NOX Rate Winter v.4.10 Final, Unit 2302 and retrofits | 269 | 7286 | Rate Constraint in lbs/MMBtu | FALSE | L | Annual | Emissions at Affected Plants NOX | Thousand Tons | 0 | 0 | 0 | 0 | 0 | 0 | 0
CT Fac. Spec. - NOX Rate Winter v.4.10 Final, Unit 2302 and retrofits | 269 | 7286 | Rate Constraint in lbs/MMBtu | FALSE | L | Annual | Allowances Purchased NOX | Thousand Tons | 0 | 0 | 0 | 0 | 0 | 0 | 0
CT Fac. Spec. - NOX Rate Winter v.4.10 Final, Unit 2302 and retrofits | 269 | 7286 | Rate Constraint in lbs/MMBtu | FALSE | L | Annual | Allowances Sold NOX | Thousand Tons | 0 | 0 | 0 | 0 | 0 | 0 | 0
CT Fac. Spec. - NOX Rate Winter v.4.10 Final, Unit 2302 and retrofits | 269 | 7286 | Rate Constraint in lbs/MMBtu | FALSE | L | Annual | Allowances Banked | Thousand Tons | 0 | 0 | 0 | 0 | 0 | 0 | 0
CT Fac. Spec. - NOX Rate Winter v.4.10 Final, Unit 2302 and retrofits | 269 | 7286 | Rate Constraint in lbs/MMBtu | FALSE | L | Annual | Allowances Withdrawn (1:1) | Thousand Tons | 0 | 0 | 0 | 0 | 0 | 0 | 0
CT Fac. Spec. - NOX Rate Winter v.4.10 Final, Unit 2302 and retrofits | 269 | 7286 | Rate Constraint in lbs/MMBtu | FALSE | L | Annual | Allowances Withdrawn (n:1) | Thousand Tons | 0 | 0 | 0 | 0 | 0 | 0 | 0
CT Fac. Spec. - NOX Rate Winter v.4.10 Final, Unit 2302 and retrofits | 269 | 7286 | Rate Constraint in lbs/MMBtu | FALSE | L | Annual | Net Emissions Allowance Position | Thousand Tons | 0 | 0 | 0 | 0 | 0 | 0 | 0
CT Fac. Spec. - NOX Rate Winter v.4.10 Final, Unit 2302 and retrofits | 269 | 7286 | Rate Constraint in lbs/MMBtu | FALSE | L | Annual | Fuel Consumed | TBtu | 0 | 0 | 0 | 0 | 0 | 0 | 0
CT Fac. Spec. - NOX Rate Winter v.4.10 Final, Unit 2302 and retrofits | 269 | 7286 | Rate Constraint in lbs/MMBtu | FALSE | L | Annual | Rate | lb/MMBtu | 0 | 0 | 0 | 0 | 0 | 0 | 0
CT Fac. Spec. - NOX Rate Winter v.4.10 Final, Unit 2302 and retrofits | 269 | 7286 | Rate Constraint in lbs/MMBtu | FALSE | L | Annual | Generation | TWh | 0 | 0 | 0 | 0 | 0 | 0 | 0
CT Fac. Spec. - NOX Rate Winter v.4.10 Final, Unit 2302 and retrofits | 269 | 7286 | Rate Constraint in lbs/MMBtu | FALSE | L | Annual | Qualifying Generation | TWh | 0 | 0 | 0 | 0 | 0 | 0 | 0
CT Fac. Spec. - NOX Rate Winter v.4.10 Final, Unit 2302 and retrofits | 269 | 7286 | Rate Constraint in lbs/MMBtu | FALSE | L | Annual | Rate | lb/MWh | 0 | 0 | 0 | 0 | 0 | 0 | 0
CT Fac. Spec. - NOX Rate Winter v.4.10 Final, Unit 2302 and retrofits | 269 | 7286 | Rate Constraint in lbs/MMBtu | FALSE | L | Annual | Constraint Shadow Price | US2022$/Ton | 0 | 0 | 0 | 0 | 0 | 0 | 0
CT Fac. Spec. - SO2 Rate Annual Non-Title IV v3.1, Unit 636 and retrofits | 270 | 7288 | Rate Constraint in lbs/MMBtu | FALSE | L | Annual | Seasons Included | Seasons | Winter, Spring, Summer, Fall | Winter, Spring, Summer, Fall | Winter, Spring, Summer, Fall | Winter, Spring, Summer, Fall | Winter, Spring, Summer, Fall | Winter, Spring, Summer, Fall | Winter, Spring, Summer, Fall
CT Fac. Spec. - SO2 Rate Annual Non-Title IV v3.1, Unit 636 and retrofits | 270 | 7288 | Rate Constraint in lbs/MMBtu | FALSE | L | Annual | Standard SO2 | lb/MMBtu | 0.55 | 0.55 | 0.55 | 0.55 | 0.55 | 0.55 | 0.55
CT Fac. Spec. - SO2 Rate Annual Non-Title IV v3.1, Unit 636 and retrofits | 270 | 7288 | Rate Constraint in lbs/MMBtu | FALSE | L | Annual | Emissions at Affected Plants SO2 | Thousand Tons | 0 | 0 | 0 | 0 | 0 | 0 | 0
CT Fac. Spec. - SO2 Rate Annual Non-Title IV v3.1, Unit 636 and retrofits | 270 | 7288 | Rate Constraint in lbs/MMBtu | FALSE | L | Annual | Allowances Purchased SO2 | Thousand Tons | 0 | 0 | 0 | 0 | 0 | 0 | 0
CT Fac. Spec. - SO2 Rate Annual Non-Title IV v3.1, Unit 636 and retrofits | 270 | 7288 | Rate Constraint in lbs/MMBtu | FALSE | L | Annual | Allowances Sold SO2 | Thousand Tons | 0 | 0 | 0 | 0 | 0 | 0 | 0
CT Fac. Spec. - SO2 Rate Annual Non-Title IV v3.1, Unit 636 and retrofits | 270 | 7288 | Rate Constraint in lbs/MMBtu | FALSE | L | Annual | Allowances Banked | Thousand Tons | 0 | 0 | 0 | 0 | 0 | 0 | 0
CT Fac. Spec. - SO2 Rate Annual Non-Title IV v3.1, Unit 636 and retrofits | 270 | 7288 | Rate Constraint in lbs/MMBtu | FALSE | L | Annual | Allowances Withdrawn (1:1) | Thousand Tons | 0 | 0 | 0 | 0 | 0 | 0 | 0
CT Fac. Spec. - SO2 Rate Annual Non-Title IV v3.1, Unit 636 and retrofits | 270 | 7288 | Rate Constraint in lbs/MMBtu | FALSE | L | Annual | Allowances Withdrawn (n:1) | Thousand Tons | 0 | 0 | 0 | 0 | 0 | 0 | 0
CT Fac. Spec. - SO2 Rate Annual Non-Title IV v3.1, Unit 636 and retrofits | 270 | 7288 | Rate Constraint in lbs/MMBtu | FALSE | L | Annual | Net Emissions Allowance Position | Thousand Tons | 0 | 0 | 0 | 0 | 0 | 0 | 0
CT Fac. Spec. - SO2 Rate Annual Non-Title IV v3.1, Unit 636 and retrofits | 270 | 7288 | Rate Constraint in lbs/MMBtu | FALSE | L | Annual | Fuel Consumed | TBtu | 0 | 0 | 0 | 0 | 0 | 0 | 0
CT Fac. Spec. - SO2 Rate Annual Non-Title IV v3.1, Unit 636 and retrofits | 270 | 7288 | Rate Constraint in lbs/MMBtu | FALSE | L | Annual | Rate | lb/MMBtu | 0 | 0 | 0 | 0 | 0 | 0 | 0
CT Fac. Spec. - SO2 Rate Annual Non-Title IV v3.1, Unit 636 and retrofits | 270 | 7288 | Rate Constraint in lbs/MMBtu | FALSE | L | Annual | Generation | TWh | 0 | 0 | 0 | 0 | 0 | 0 | 0
CT Fac. Spec. - SO2 Rate Annual Non-Title IV v3.1, Unit 636 and retrofits | 270 | 7288 | Rate Constraint in lbs/MMBtu | FALSE | L | Annual | Qualifying Generation | TWh | 0 | 0 | 0 | 0 | 0 | 0 | 0
CT Fac. Spec. - SO2 Rate Annual Non-Title IV v3.1, Unit 636 and retrofits | 270 | 7288 | Rate Constraint in lbs/MMBtu | FALSE | L | Annual | Rate | lb/MWh | 0 | 0 | 0 | 0 | 0 | 0 | 0
CT Fac. Spec. - SO2 Rate Annual Non-Title IV v3.1, Unit 636 and retrofits | 270 | 7288 | Rate Constraint in lbs/MMBtu | FALSE | L | Annual | Constraint Shadow Price | US2022$/Ton | 0 | 0 | 0 | 0 | 0 | 0 | 0
CT Fac. Spec. - SO2 Rate Annual Non-Title IV v3.1, Unit 637 and retrofits | 271 | 7288 | Rate Constraint in lbs/MMBtu | FALSE | L | Annual | Seasons Included | Seasons | Winter, Spring, Summer, Fall | Winter, Spring, Summer, Fall | Winter, Spring, Summer, Fall | Winter, Spring, Summer, Fall | Winter, Spring, Summer, Fall | Winter, Spring, Summer, Fall | Winter, Spring, Summer, Fall
CT Fac. Spec. - SO2 Rate Annual Non-Title IV v3.1, Unit 637 and retrofits | 271 | 7288 | Rate Constraint in lbs/MMBtu | FALSE | L | Annual | Standard SO2 | lb/MMBtu | 0.55 | 0.55 | 0.55 | 0.55 | 0.55 | 0.55 | 0.55
CT Fac. Spec. - SO2 Rate Annual Non-Title IV v3.1, Unit 637 and retrofits | 271 | 7288 | Rate Constraint in lbs/MMBtu | FALSE | L | Annual | Emissions at Affected Plants SO2 | Thousand Tons | 0 | 0 | 0 | 0 | 0 | 0 | 0
CT Fac. Spec. - SO2 Rate Annual Non-Title IV v3.1, Unit 637 and retrofits | 271 | 7288 | Rate Constraint in lbs/MMBtu | FALSE | L | Annual | Allowances Purchased SO2 | Thousand Tons | 0 | 0 | 0 | 0 | 0 | 0 | 0
CT Fac. Spec. - SO2 Rate Annual Non-Title IV v3.1, Unit 637 and retrofits | 271 | 7288 | Rate Constraint in lbs/MMBtu | FALSE | L | Annual | Allowances Sold SO2 | Thousand Tons | 0 | 0 | 0 | 0 | 0 | 0 | 0
CT Fac. Spec. - SO2 Rate Annual Non-Title IV v3.1, Unit 637 and retrofits | 271 | 7288 | Rate Constraint in lbs/MMBtu | FALSE | L | Annual | Allowances Banked | Thousand Tons | 0 | 0 | 0 | 0 | 0 | 0 | 0
CT Fac. Spec. - SO2 Rate Annual Non-Title IV v3.1, Unit 637 and retrofits | 271 | 7288 | Rate Constraint in lbs/MMBtu | FALSE | L | Annual | Allowances Withdrawn (1:1) | Thousand Tons | 0 | 0 | 0 | 0 | 0 | 0 | 0
CT Fac. Spec. - SO2 Rate Annual Non-Title IV v3.1, Unit 637 and retrofits | 271 | 7288 | Rate Constraint in lbs/MMBtu | FALSE | L | Annual | Allowances Withdrawn (n:1) | Thousand Tons | 0 | 0 | 0 | 0 | 0 | 0 | 0
CT Fac. Spec. - SO2 Rate Annual Non-Title IV v3.1, Unit 637 and retrofits | 271 | 7288 | Rate Constraint in lbs/MMBtu | FALSE | L | Annual | Net Emissions Allowance Position | Thousand Tons | 0 | 0 | 0 | 0 | 0 | 0 | 0
CT Fac. Spec. - SO2 Rate Annual Non-Title IV v3.1, Unit 637 and retrofits | 271 | 7288 | Rate Constraint in lbs/MMBtu | FALSE | L | Annual | Fuel Consumed | TBtu | 0 | 0 | 0 | 0 | 0 | 0 | 0
CT Fac. Spec. - SO2 Rate Annual Non-Title IV v3.1, Unit 637 and retrofits | 271 | 7288 | Rate Constraint in lbs/MMBtu | FALSE | L | Annual | Rate | lb/MMBtu | 0 | 0 | 0 | 0 | 0 | 0 | 0
CT Fac. Spec. - SO2 Rate Annual Non-Title IV v3.1, Unit 637 and retrofits | 271 | 7288 | Rate Constraint in lbs/MMBtu | FALSE | L | Annual | Generation | TWh | 0 | 0 | 0 | 0 | 0 | 0 | 0
CT Fac. Spec. - SO2 Rate Annual Non-Title IV v3.1, Unit 637 and retrofits | 271 | 7288 | Rate Constraint in lbs/MMBtu | FALSE | L | Annual | Qualifying Generation | TWh | 0 | 0 | 0 | 0 | 0 | 0 | 0
CT Fac. Spec. - SO2 Rate Annual Non-Title IV v3.1, Unit 637 and retrofits | 271 | 7288 | Rate Constraint in lbs/MMBtu | FALSE | L | Annual | Rate | lb/MWh | 0 | 0 | 0 | 0 | 0 | 0 | 0
CT Fac. Spec. - SO2 Rate Annual Non-Title IV v3.1, Unit 637 and retrofits | 271 | 7288 | Rate Constraint in lbs/MMBtu | FALSE | L | Annual | Constraint Shadow Price | US2022$/Ton | 0 | 0 | 0 | 0 | 0 | 0 | 0
CT Fac. Spec. - SO2 Rate Annual Non-Title IV v3.1, Unit 638 and retrofits | 272 | 7288 | Rate Constraint in lbs/MMBtu | FALSE | L | Annual | Seasons Included | Seasons | Winter, Spring, Summer, Fall | Winter, Spring, Summer, Fall | Winter, Spring, Summer, Fall | Winter, Spring, Summer, Fall | Winter, Spring, Summer, Fall | Winter, Spring, Summer, Fall | Winter, Spring, Summer, Fall
CT Fac. Spec. - SO2 Rate Annual Non-Title IV v3.1, Unit 638 and retrofits | 272 | 7288 | Rate Constraint in lbs/MMBtu | FALSE | L | Annual | Standard SO2 | lb/MMBtu | 0.55 | 0.55 | 0.55 | 0.55 | 0.55 | 0.55 | 0.55
CT Fac. Spec. - SO2 Rate Annual Non-Title IV v3.1, Unit 638 and retrofits | 272 | 7288 | Rate Constraint in lbs/MMBtu | FALSE | L | Annual | Emissions at Affected Plants SO2 | Thousand Tons | 0 | 0 | 0 | 0 | 0 | 0 | 0
CT Fac. Spec. - SO2 Rate Annual Non-Title IV v3.1, Unit 638 and retrofits | 272 | 7288 | Rate Constraint in lbs/MMBtu | FALSE | L | Annual | Allowances Purchased SO2 | Thousand Tons | 0 | 0 | 0 | 0 | 0 | 0 | 0
CT Fac. Spec. - SO2 Rate Annual Non-Title IV v3.1, Unit 638 and retrofits | 272 | 7288 | Rate Constraint in lbs/MMBtu | FALSE | L | Annual | Allowances Sold SO2 | Thousand Tons | 0 | 0 | 0 | 0 | 0 | 0 | 0
CT Fac. Spec. - SO2 Rate Annual Non-Title IV v3.1, Unit 638 and retrofits | 272 | 7288 | Rate Constraint in lbs/MMBtu | FALSE | L | Annual | Allowances Banked | Thousand Tons | 0 | 0 | 0 | 0 | 0 | 0 | 0
CT Fac. Spec. - SO2 Rate Annual Non-Title IV v3.1, Unit 638 and retrofits | 272 | 7288 | Rate Constraint in lbs/MMBtu | FALSE | L | Annual | Allowances Withdrawn (1:1) | Thousand Tons | 0 | 0 | 0 | 0 | 0 | 0 | 0
CT Fac. Spec. - SO2 Rate Annual Non-Title IV v3.1, Unit 638 and retrofits | 272 | 7288 | Rate Constraint in lbs/MMBtu | FALSE | L | Annual | Allowances Withdrawn (n:1) | Thousand Tons | 0 | 0 | 0 | 0 | 0 | 0 | 0
CT Fac. Spec. - SO2 Rate Annual Non-Title IV v3.1, Unit 638 and retrofits | 272 | 7288 | Rate Constraint in lbs/MMBtu | FALSE | L | Annual | Net Emissions Allowance Position | Thousand Tons | 0 | 0 | 0 | 0 | 0 | 0 | 0
CT Fac. Spec. - SO2 Rate Annual Non-Title IV v3.1, Unit 638 and retrofits | 272 | 7288 | Rate Constraint in lbs/MMBtu | FALSE | L | Annual | Fuel Consumed | TBtu | 0 | 0 | 0 | 0 | 0 | 0 | 0
CT Fac. Spec. - SO2 Rate Annual Non-Title IV v3.1, Unit 638 and retrofits | 272 | 7288 | Rate Constraint in lbs/MMBtu | FALSE | L | Annual | Rate | lb/MMBtu | 0 | 0 | 0 | 0 | 0 | 0 | 0
CT Fac. Spec. - SO2 Rate Annual Non-Title IV v3.1, Unit 638 and retrofits | 272 | 7288 | Rate Constraint in lbs/MMBtu | FALSE | L | Annual | Generation | TWh | 0 | 0 | 0 | 0 | 0 | 0 | 0
CT Fac. Spec. - SO2 Rate Annual Non-Title IV v3.1, Unit 638 and retrofits | 272 | 7288 | Rate Constraint in lbs/MMBtu | FALSE | L | Annual | Qualifying Generation | TWh | 0 | 0 | 0 | 0 | 0 | 0 | 0
CT Fac. Spec. - SO2 Rate Annual Non-Title IV v3.1, Unit 638 and retrofits | 272 | 7288 | Rate Constraint in lbs/MMBtu | FALSE | L | Annual | Rate | lb/MWh | 0 | 0 | 0 | 0 | 0 | 0 | 0
CT Fac. Spec. - SO2 Rate Annual Non-Title IV v3.1, Unit 638 and retrofits | 272 | 7288 | Rate Constraint in lbs/MMBtu | FALSE | L | Annual | Constraint Shadow Price | US2022$/Ton | 0 | 0 | 0 | 0 | 0 | 0 | 0
CT Fac. Spec. - SO2 Rate Annual Non-Title IV v3.1, Unit 639 and retrofits | 273 | 7288 | Rate Constraint in lbs/MMBtu | FALSE | L | Annual | Seasons Included | Seasons | Winter, Spring, Summer, Fall | Winter, Spring, Summer, Fall | Winter, Spring, Summer, Fall | Winter, Spring, Summer, Fall | Winter, Spring, Summer, Fall | Winter, Spring, Summer, Fall | Winter, Spring, Summer, Fall
CT Fac. Spec. - SO2 Rate Annual Non-Title IV v3.1, Unit 639 and retrofits | 273 | 7288 | Rate Constraint in lbs/MMBtu | FALSE | L | Annual | Standard SO2 | lb/MMBtu | 0.55 | 0.55 | 0.55 | 0.55 | 0.55 | 0.55 | 0.55
CT Fac. Spec. - SO2 Rate Annual Non-Title IV v3.1, Unit 639 and retrofits | 273 | 7288 | Rate Constraint in lbs/MMBtu | FALSE | L | Annual | Emissions at Affected Plants SO2 | Thousand Tons | 0 | 0 | 0 | 0 | 0 | 0 | 0
CT Fac. Spec. - SO2 Rate Annual Non-Title IV v3.1, Unit 639 and retrofits | 273 | 7288 | Rate Constraint in lbs/MMBtu | FALSE | L | Annual | Allowances Purchased SO2 | Thousand Tons | 0 | 0 | 0 | 0 | 0 | 0 | 0
CT Fac. Spec. - SO2 Rate Annual Non-Title IV v3.1, Unit 639 and retrofits | 273 | 7288 | Rate Constraint in lbs/MMBtu | FALSE | L | Annual | Allowances Sold SO2 | Thousand Tons | 0 | 0 | 0 | 0 | 0 | 0 | 0
CT Fac. Spec. - SO2 Rate Annual Non-Title IV v3.1, Unit 639 and retrofits | 273 | 7288 | Rate Constraint in lbs/MMBtu | FALSE | L | Annual | Allowances Banked | Thousand Tons | 0 | 0 | 0 | 0 | 0 | 0 | 0
CT Fac. Spec. - SO2 Rate Annual Non-Title IV v3.1, Unit 639 and retrofits | 273 | 7288 | Rate Constraint in lbs/MMBtu | FALSE | L | Annual | Allowances Withdrawn (1:1) | Thousand Tons | 0 | 0 | 0 | 0 | 0 | 0 | 0
CT Fac. Spec. - SO2 Rate Annual Non-Title IV v3.1, Unit 639 and retrofits | 273 | 7288 | Rate Constraint in lbs/MMBtu | FALSE | L | Annual | Allowances Withdrawn (n:1) | Thousand Tons | 0 | 0 | 0 | 0 | 0 | 0 | 0
CT Fac. Spec. - SO2 Rate Annual Non-Title IV v3.1, Unit 639 and retrofits | 273 | 7288 | Rate Constraint in lbs/MMBtu | FALSE | L | Annual | Net Emissions Allowance Position | Thousand Tons | 0 | 0 | 0 | 0 | 0 | 0 | 0
CT Fac. Spec. - SO2 Rate Annual Non-Title IV v3.1, Unit 639 and retrofits | 273 | 7288 | Rate Constraint in lbs/MMBtu | FALSE | L | Annual | Fuel Consumed | TBtu | 0 | 0 | 0 | 0 | 0 | 0 | 0
CT Fac. Spec. - SO2 Rate Annual Non-Title IV v3.1, Unit 639 and retrofits | 273 | 7288 | Rate Constraint in lbs/MMBtu | FALSE | L | Annual | Rate | lb/MMBtu | 0 | 0 | 0 | 0 | 0 | 0 | 0
CT Fac. Spec. - SO2 Rate Annual Non-Title IV v3.1, Unit 639 and retrofits | 273 | 7288 | Rate Constraint in lbs/MMBtu | FALSE | L | Annual | Generation | TWh | 0 | 0 | 0 | 0 | 0 | 0 | 0
CT Fac. Spec. - SO2 Rate Annual Non-Title IV v3.1, Unit 639 and retrofits | 273 | 7288 | Rate Constraint in lbs/MMBtu | FALSE | L | Annual | Qualifying Generation | TWh | 0 | 0 | 0 | 0 | 0 | 0 | 0
CT Fac. Spec. - SO2 Rate Annual Non-Title IV v3.1, Unit 639 and retrofits | 273 | 7288 | Rate Constraint in lbs/MMBtu | FALSE | L | Annual | Rate | lb/MWh | 0 | 0 | 0 | 0 | 0 | 0 | 0
CT Fac. Spec. - SO2 Rate Annual Non-Title IV v3.1, Unit 639 and retrofits | 273 | 7288 | Rate Constraint in lbs/MMBtu | FALSE | L | Annual | Constraint Shadow Price | US2022$/Ton | 0 | 0 | 0 | 0 | 0 | 0 | 0
CT Fac. Spec. - SO2 Rate Annual Non-Title IV v3.1, Unit 640 and retrofits | 274 | 7288 | Rate Constraint in lbs/MMBtu | FALSE | L | Annual | Seasons Included | Seasons | Winter, Spring, Summer, Fall | Winter, Spring, Summer, Fall | Winter, Spring, Summer, Fall | Winter, Spring, Summer, Fall | Winter, Spring, Summer, Fall | Winter, Spring, Summer, Fall | Winter, Spring, Summer, Fall
CT Fac. Spec. - SO2 Rate Annual Non-Title IV v3.1, Unit 640 and retrofits | 274 | 7288 | Rate Constraint in lbs/MMBtu | FALSE | L | Annual | Standard SO2 | lb/MMBtu | 0.55 | 0.55 | 0.55 | 0.55 | 0.55 | 0.55 | 0.55
CT Fac. Spec. - SO2 Rate Annual Non-Title IV v3.1, Unit 640 and retrofits | 274 | 7288 | Rate Constraint in lbs/MMBtu | FALSE | L | Annual | Emissions at Affected Plants SO2 | Thousand Tons | 0 | 0 | 0 | 0 | 0 | 0 | 0
CT Fac. Spec. - SO2 Rate Annual Non-Title IV v3.1, Unit 640 and retrofits | 274 | 7288 | Rate Constraint in lbs/MMBtu | FALSE | L | Annual | Allowances Purchased SO2 | Thousand Tons | 0 | 0 | 0 | 0 | 0 | 0 | 0
CT Fac. Spec. - SO2 Rate Annual Non-Title IV v3.1, Unit 640 and retrofits | 274 | 7288 | Rate Constraint in lbs/MMBtu | FALSE | L | Annual | Allowances Sold SO2 | Thousand Tons | 0 | 0 | 0 | 0 | 0 | 0 | 0
CT Fac. Spec. - SO2 Rate Annual Non-Title IV v3.1, Unit 640 and retrofits | 274 | 7288 | Rate Constraint in lbs/MMBtu | FALSE | L | Annual | Allowances Banked | Thousand Tons | 0 | 0 | 0 | 0 | 0 | 0 | 0
CT Fac. Spec. - SO2 Rate Annual Non-Title IV v3.1, Unit 640 and retrofits | 274 | 7288 | Rate Constraint in lbs/MMBtu | FALSE | L | Annual | Allowances Withdrawn (1:1) | Thousand Tons | 0 | 0 | 0 | 0 | 0 | 0 | 0
CT Fac. Spec. - SO2 Rate Annual Non-Title IV v3.1, Unit 640 and retrofits | 274 | 7288 | Rate Constraint in lbs/MMBtu | FALSE | L | Annual | Allowances Withdrawn (n:1) | Thousand Tons | 0 | 0 | 0 | 0 | 0 | 0 | 0
CT Fac. Spec. - SO2 Rate Annual Non-Title IV v3.1, Unit 640 and retrofits | 274 | 7288 | Rate Constraint in lbs/MMBtu | FALSE | L | Annual | Net Emissions Allowance Position | Thousand Tons | 0 | 0 | 0 | 0 | 0 | 0 | 0
CT Fac. Spec. - SO2 Rate Annual Non-Title IV v3.1, Unit 640 and retrofits | 274 | 7288 | Rate Constraint in lbs/MMBtu | FALSE | L | Annual | Fuel Consumed | TBtu | 0 | 0 | 0 | 0 | 0 | 0 | 0
CT Fac. Spec. - SO2 Rate Annual Non-Title IV v3.1, Unit 640 and retrofits | 274 | 7288 | Rate Constraint in lbs/MMBtu | FALSE | L | Annual | Rate | lb/MMBtu | 0 | 0 | 0 | 0 | 0 | 0 | 0
CT Fac. Spec. - SO2 Rate Annual Non-Title IV v3.1, Unit 640 and retrofits | 274 | 7288 | Rate Constraint in lbs/MMBtu | FALSE | L | Annual | Generation | TWh | 0 | 0 | 0 | 0 | 0 | 0 | 0
CT Fac. Spec. - SO2 Rate Annual Non-Title IV v3.1, Unit 640 and retrofits | 274 | 7288 | Rate Constraint in lbs/MMBtu | FALSE | L | Annual | Qualifying Generation | TWh | 0 | 0 | 0 | 0 | 0 | 0 | 0
CT Fac. Spec. - SO2 Rate Annual Non-Title IV v3.1, Unit 640 and retrofits | 274 | 7288 | Rate Constraint in lbs/MMBtu | FALSE | L | Annual | Rate | lb/MWh | 0 | 0 | 0 | 0 | 0 | 0 | 0
CT Fac. Spec. - SO2 Rate Annual Non-Title IV v3.1, Unit 640 and retrofits | 274 | 7288 | Rate Constraint in lbs/MMBtu | FALSE | L | Annual | Constraint Shadow Price | US2022$/Ton | 0 | 0 | 0 | 0 | 0 | 0 | 0
CT Fac. Spec. - SO2 Rate Annual Non-Title IV v3.1, Unit 641 and retrofits | 275 | 7288 | Rate Constraint in lbs/MMBtu | FALSE | L | Annual | Seasons Included | Seasons | Winter, Spring, Summer, Fall | Winter, Spring, Summer, Fall | Winter, Spring, Summer, Fall | Winter, Spring, Summer, Fall | Winter, Spring, Summer, Fall | Winter, Spring, Summer, Fall | Winter, Spring, Summer, Fall
CT Fac. Spec. - SO2 Rate Annual Non-Title IV v3.1, Unit 641 and retrofits | 275 | 7288 | Rate Constraint in lbs/MMBtu | FALSE | L | Annual | Standard SO2 | lb/MMBtu | 0.55 | 0.55 | 0.55 | 0.55 | 0.55 | 0.55 | 0.55
CT Fac. Spec. - SO2 Rate Annual Non-Title IV v3.1, Unit 641 and retrofits | 275 | 7288 | Rate Constraint in lbs/MMBtu | FALSE | L | Annual | Emissions at Affected Plants SO2 | Thousand Tons | 0 | 0 | 0 | 0 | 0 | 0 | 0
CT Fac. Spec. - SO2 Rate Annual Non-Title IV v3.1, Unit 641 and retrofits | 275 | 7288 | Rate Constraint in lbs/MMBtu | FALSE | L | Annual | Allowances Purchased SO2 | Thousand Tons | 0 | 0 | 0 | 0 | 0 | 0 | 0
CT Fac. Spec. - SO2 Rate Annual Non-Title IV v3.1, Unit 641 and retrofits | 275 | 7288 | Rate Constraint in lbs/MMBtu | FALSE | L | Annual | Allowances Sold SO2 | Thousand Tons | 0 | 0 | 0 | 0 | 0 | 0 | 0
CT Fac. Spec. - SO2 Rate Annual Non-Title IV v3.1, Unit 641 and retrofits | 275 | 7288 | Rate Constraint in lbs/MMBtu | FALSE | L | Annual | Allowances Banked | Thousand Tons | 0 | 0 | 0 | 0 | 0 | 0 | 0
CT Fac. Spec. - SO2 Rate Annual Non-Title IV v3.1, Unit 641 and retrofits | 275 | 7288 | Rate Constraint in lbs/MMBtu | FALSE | L | Annual | Allowances Withdrawn (1:1) | Thousand Tons | 0 | 0 | 0 | 0 | 0 | 0 | 0
CT Fac. Spec. - SO2 Rate Annual Non-Title IV v3.1, Unit 641 and retrofits | 275 | 7288 | Rate Constraint in lbs/MMBtu | FALSE | L | Annual | Allowances Withdrawn (n:1) | Thousand Tons | 0 | 0 | 0 | 0 | 0 | 0 | 0
CT Fac. Spec. - SO2 Rate Annual Non-Title IV v3.1, Unit 641 and retrofits | 275 | 7288 | Rate Constraint in lbs/MMBtu | FALSE | L | Annual | Net Emissions Allowance Position | Thousand Tons | 0 | 0 | 0 | 0 | 0 | 0 | 0
CT Fac. Spec. - SO2 Rate Annual Non-Title IV v3.1, Unit 641 and retrofits | 275 | 7288 | Rate Constraint in lbs/MMBtu | FALSE | L | Annual | Fuel Consumed | TBtu | 0 | 0 | 0 | 0 | 0 | 0 | 0
CT Fac. Spec. - SO2 Rate Annual Non-Title IV v3.1, Unit 641 and retrofits | 275 | 7288 | Rate Constraint in lbs/MMBtu | FALSE | L | Annual | Rate | lb/MMBtu | 0 | 0 | 0 | 0 | 0 | 0 | 0
CT Fac. Spec. - SO2 Rate Annual Non-Title IV v3.1, Unit 641 and retrofits | 275 | 7288 | Rate Constraint in lbs/MMBtu | FALSE | L | Annual | Generation | TWh | 0 | 0 | 0 | 0 | 0 | 0 | 0
CT Fac. Spec. - SO2 Rate Annual Non-Title IV v3.1, Unit 641 and retrofits | 275 | 7288 | Rate Constraint in lbs/MMBtu | FALSE | L | Annual | Qualifying Generation | TWh | 0 | 0 | 0 | 0 | 0 | 0 | 0
CT Fac. Spec. - SO2 Rate Annual Non-Title IV v3.1, Unit 641 and retrofits | 275 | 7288 | Rate Constraint in lbs/MMBtu | FALSE | L | Annual | Rate | lb/MWh | 0 | 0 | 0 | 0 | 0 | 0 | 0
CT Fac. Spec. - SO2 Rate Annual Non-Title IV v3.1, Unit 641 and retrofits | 275 | 7288 | Rate Constraint in lbs/MMBtu | FALSE | L | Annual | Constraint Shadow Price | US2022$/Ton | 0 | 0 | 0 | 0 | 0 | 0 | 0
CT Fac. Spec. - SO2 Rate Annual Non-Title IV v3.1, Unit 642 and retrofits | 276 | 7288 | Rate Constraint in lbs/MMBtu | FALSE | L | Annual | Seasons Included | Seasons | Winter, Spring, Summer, Fall | Winter, Spring, Summer, Fall | Winter, Spring, Summer, Fall | Winter, Spring, Summer, Fall | Winter, Spring, Summer, Fall | Winter, Spring, Summer, Fall | Winter, Spring, Summer, Fall
CT Fac. Spec. - SO2 Rate Annual Non-Title IV v3.1, Unit 642 and retrofits | 276 | 7288 | Rate Constraint in lbs/MMBtu | FALSE | L | Annual | Standard SO2 | lb/MMBtu | 0.55 | 0.55 | 0.55 | 0.55 | 0.55 | 0.55 | 0.55
CT Fac. Spec. - SO2 Rate Annual Non-Title IV v3.1, Unit 642 and retrofits | 276 | 7288 | Rate Constraint in lbs/MMBtu | FALSE | L | Annual | Emissions at Affected Plants SO2 | Thousand Tons | 0 | 0 | 0 | 0 | 0 | 0 | 0
CT Fac. Spec. - SO2 Rate Annual Non-Title IV v3.1, Unit 642 and retrofits | 276 | 7288 | Rate Constraint in lbs/MMBtu | FALSE | L | Annual | Allowances Purchased SO2 | Thousand Tons | 0 | 0 | 0 | 0 | 0 | 0 | 0
CT Fac. Spec. - SO2 Rate Annual Non-Title IV v3.1, Unit 642 and retrofits | 276 | 7288 | Rate Constraint in lbs/MMBtu | FALSE | L | Annual | Allowances Sold SO2 | Thousand Tons | 0 | 0 | 0 | 0 | 0 | 0 | 0
CT Fac. Spec. - SO2 Rate Annual Non-Title IV v3.1, Unit 642 and retrofits | 276 | 7288 | Rate Constraint in lbs/MMBtu | FALSE | L | Annual | Allowances Banked | Thousand Tons | 0 | 0 | 0 | 0 | 0 | 0 | 0
CT Fac. Spec. - SO2 Rate Annual Non-Title IV v3.1, Unit 642 and retrofits | 276 | 7288 | Rate Constraint in lbs/MMBtu | FALSE | L | Annual | Allowances Withdrawn (1:1) | Thousand Tons | 0 | 0 | 0 | 0 | 0 | 0 | 0
CT Fac. Spec. - SO2 Rate Annual Non-Title IV v3.1, Unit 642 and retrofits | 276 | 7288 | Rate Constraint in lbs/MMBtu | FALSE | L | Annual | Allowances Withdrawn (n:1) | Thousand Tons | 0 | 0 | 0 | 0 | 0 | 0 | 0
CT Fac. Spec. - SO2 Rate Annual Non-Title IV v3.1, Unit 642 and retrofits | 276 | 7288 | Rate Constraint in lbs/MMBtu | FALSE | L | Annual | Net Emissions Allowance Position | Thousand Tons | 0 | 0 | 0 | 0 | 0 | 0 | 0
CT Fac. Spec. - SO2 Rate Annual Non-Title IV v3.1, Unit 642 and retrofits | 276 | 7288 | Rate Constraint in lbs/MMBtu | FALSE | L | Annual | Fuel Consumed | TBtu | 0 | 0 | 0 | 0 | 0 | 0 | 0
CT Fac. Spec. - SO2 Rate Annual Non-Title IV v3.1, Unit 642 and retrofits | 276 | 7288 | Rate Constraint in lbs/MMBtu | FALSE | L | Annual | Rate | lb/MMBtu | 0 | 0 | 0 | 0 | 0 | 0 | 0
CT Fac. Spec. - SO2 Rate Annual Non-Title IV v3.1, Unit 642 and retrofits | 276 | 7288 | Rate Constraint in lbs/MMBtu | FALSE | L | Annual | Generation | TWh | 0 | 0 | 0 | 0 | 0 | 0 | 0
CT Fac. Spec. - SO2 Rate Annual Non-Title IV v3.1, Unit 642 and retrofits | 276 | 7288 | Rate Constraint in lbs/MMBtu | FALSE | L | Annual | Qualifying Generation | TWh | 0 | 0 | 0 | 0 | 0 | 0 | 0
CT Fac. Spec. - SO2 Rate Annual Non-Title IV v3.1, Unit 642 and retrofits | 276 | 7288 | Rate Constraint in lbs/MMBtu | FALSE | L | Annual | Rate | lb/MWh | 0 | 0 | 0 | 0 | 0 | 0 | 0
CT Fac. Spec. - SO2 Rate Annual Non-Title IV v3.1, Unit 642 and retrofits | 276 | 7288 | Rate Constraint in lbs/MMBtu | FALSE | L | Annual | Constraint Shadow Price | US2022$/Ton | 0 | 0 | 0 | 0 | 0 | 0 | 0
CT Fac. Spec. - SO2 Rate Annual Non-Title IV v3.1, Unit 643 and retrofits | 277 | 7288 | Rate Constraint in lbs/MMBtu | FALSE | L | Annual | Seasons Included | Seasons | Winter, Spring, Summer, Fall | Winter, Spring, Summer, Fall | Winter, Spring, Summer, Fall | Winter, Spring, Summer, Fall | Winter, Spring, Summer, Fall | Winter, Spring, Summer, Fall | Winter, Spring, Summer, Fall
CT Fac. Spec. - SO2 Rate Annual Non-Title IV v3.1, Unit 643 and retrofits | 277 | 7288 | Rate Constraint in lbs/MMBtu | FALSE | L | Annual | Standard SO2 | lb/MMBtu | 0.55 | 0.55 | 0.55 | 0.55 | 0.55 | 0.55 | 0.55
CT Fac. Spec. - SO2 Rate Annual Non-Title IV v3.1, Unit 643 and retrofits | 277 | 7288 | Rate Constraint in lbs/MMBtu | FALSE | L | Annual | Emissions at Affected Plants SO2 | Thousand Tons | 0 | 0 | 0 | 0 | 0 | 0 | 0
CT Fac. Spec. - SO2 Rate Annual Non-Title IV v3.1, Unit 643 and retrofits | 277 | 7288 | Rate Constraint in lbs/MMBtu | FALSE | L | Annual | Allowances Purchased SO2 | Thousand Tons | 0 | 0 | 0 | 0 | 0 | 0 | 0
CT Fac. Spec. - SO2 Rate Annual Non-Title IV v3.1, Unit 643 and retrofits | 277 | 7288 | Rate Constraint in lbs/MMBtu | FALSE | L | Annual | Allowances Sold SO2 | Thousand Tons | 0 | 0 | 0 | 0 | 0 | 0 | 0
CT Fac. Spec. - SO2 Rate Annual Non-Title IV v3.1, Unit 643 and retrofits | 277 | 7288 | Rate Constraint in lbs/MMBtu | FALSE | L | Annual | Allowances Banked | Thousand Tons | 0 | 0 | 0 | 0 | 0 | 0 | 0
CT Fac. Spec. - SO2 Rate Annual Non-Title IV v3.1, Unit 643 and retrofits | 277 | 7288 | Rate Constraint in lbs/MMBtu | FALSE | L | Annual | Allowances Withdrawn (1:1) | Thousand Tons | 0 | 0 | 0 | 0 | 0 | 0 | 0
CT Fac. Spec. - SO2 Rate Annual Non-Title IV v3.1, Unit 643 and retrofits | 277 | 7288 | Rate Constraint in lbs/MMBtu | FALSE | L | Annual | Allowances Withdrawn (n:1) | Thousand Tons | 0 | 0 | 0 | 0 | 0 | 0 | 0
CT Fac. Spec. - SO2 Rate Annual Non-Title IV v3.1, Unit 643 and retrofits | 277 | 7288 | Rate Constraint in lbs/MMBtu | FALSE | L | Annual | Net Emissions Allowance Position | Thousand Tons | 0 | 0 | 0 | 0 | 0 | 0 | 0
CT Fac. Spec. - SO2 Rate Annual Non-Title IV v3.1, Unit 643 and retrofits | 277 | 7288 | Rate Constraint in lbs/MMBtu | FALSE | L | Annual | Fuel Consumed | TBtu | 0 | 0 | 0 | 0 | 0 | 0 | 0
CT Fac. Spec. - SO2 Rate Annual Non-Title IV v3.1, Unit 643 and retrofits | 277 | 7288 | Rate Constraint in lbs/MMBtu | FALSE | L | Annual | Rate | lb/MMBtu | 0 | 0 | 0 | 0 | 0 | 0 | 0
CT Fac. Spec. - SO2 Rate Annual Non-Title IV v3.1, Unit 643 and retrofits | 277 | 7288 | Rate Constraint in lbs/MMBtu | FALSE | L | Annual | Generation | TWh | 0 | 0 | 0 | 0 | 0 | 0 | 0
CT Fac. Spec. - SO2 Rate Annual Non-Title IV v3.1, Unit 643 and retrofits | 277 | 7288 | Rate Constraint in lbs/MMBtu | FALSE | L | Annual | Qualifying Generation | TWh | 0 | 0 | 0 | 0 | 0 | 0 | 0
CT Fac. Spec. - SO2 Rate Annual Non-Title IV v3.1, Unit 643 and retrofits | 277 | 7288 | Rate Constraint in lbs/MMBtu | FALSE | L | Annual | Rate | lb/MWh | 0 | 0 | 0 | 0 | 0 | 0 | 0
CT Fac. Spec. - SO2 Rate Annual Non-Title IV v3.1, Unit 643 and retrofits | 277 | 7288 | Rate Constraint in lbs/MMBtu | FALSE | L | Annual | Constraint Shadow Price | US2022$/Ton | 0 | 0 | 0 | 0 | 0 | 0 | 0
CT Fac. Spec. - SO2 Rate Annual Non-Title IV v3.1, Unit 644 and retrofits | 278 | 7288 | Rate Constraint in lbs/MMBtu | FALSE | L | Annual | Seasons Included | Seasons | Winter, Spring, Summer, Fall | Winter, Spring, Summer, Fall | Winter, Spring, Summer, Fall | Winter, Spring, Summer, Fall | Winter, Spring, Summer, Fall | Winter, Spring, Summer, Fall | Winter, Spring, Summer, Fall
CT Fac. Spec. - SO2 Rate Annual Non-Title IV v3.1, Unit 644 and retrofits | 278 | 7288 | Rate Constraint in lbs/MMBtu | FALSE | L | Annual | Standard SO2 | lb/MMBtu | 0.55 | 0.55 | 0.55 | 0.55 | 0.55 | 0.55 | 0.55
CT Fac. Spec. - SO2 Rate Annual Non-Title IV v3.1, Unit 644 and retrofits | 278 | 7288 | Rate Constraint in lbs/MMBtu | FALSE | L | Annual | Emissions at Affected Plants SO2 | Thousand Tons | 0 | 0 | 0 | 0 | 0 | 0 | 0
CT Fac. Spec. - SO2 Rate Annual Non-Title IV v3.1, Unit 644 and retrofits | 278 | 7288 | Rate Constraint in lbs/MMBtu | FALSE | L | Annual | Allowances Purchased SO2 | Thousand Tons | 0 | 0 | 0 | 0 | 0 | 0 | 0
CT Fac. Spec. - SO2 Rate Annual Non-Title IV v3.1, Unit 644 and retrofits | 278 | 7288 | Rate Constraint in lbs/MMBtu | FALSE | L | Annual | Allowances Sold SO2 | Thousand Tons | 0 | 0 | 0 | 0 | 0 | 0 | 0
CT Fac. Spec. - SO2 Rate Annual Non-Title IV v3.1, Unit 644 and retrofits | 278 | 7288 | Rate Constraint in lbs/MMBtu | FALSE | L | Annual | Allowances Banked | Thousand Tons | 0 | 0 | 0 | 0 | 0 | 0 | 0
CT Fac. Spec. - SO2 Rate Annual Non-Title IV v3.1, Unit 644 and retrofits | 278 | 7288 | Rate Constraint in lbs/MMBtu | FALSE | L | Annual | Allowances Withdrawn (1:1) | Thousand Tons | 0 | 0 | 0 | 0 | 0 | 0 | 0
CT Fac. Spec. - SO2 Rate Annual Non-Title IV v3.1, Unit 644 and retrofits | 278 | 7288 | Rate Constraint in lbs/MMBtu | FALSE | L | Annual | Allowances Withdrawn (n:1) | Thousand Tons | 0 | 0 | 0 | 0 | 0 | 0 | 0
CT Fac. Spec. - SO2 Rate Annual Non-Title IV v3.1, Unit 644 and retrofits | 278 | 7288 | Rate Constraint in lbs/MMBtu | FALSE | L | Annual | Net Emissions Allowance Position | Thousand Tons | 0 | 0 | 0 | 0 | 0 | 0 | 0
CT Fac. Spec. - SO2 Rate Annual Non-Title IV v3.1, Unit 644 and retrofits | 278 | 7288 | Rate Constraint in lbs/MMBtu | FALSE | L | Annual | Fuel Consumed | TBtu | 0 | 0 | 0 | 0 | 0 | 0 | 0
CT Fac. Spec. - SO2 Rate Annual Non-Title IV v3.1, Unit 644 and retrofits | 278 | 7288 | Rate Constraint in lbs/MMBtu | FALSE | L | Annual | Rate | lb/MMBtu | 0 | 0 | 0 | 0 | 0 | 0 | 0
CT Fac. Spec. - SO2 Rate Annual Non-Title IV v3.1, Unit 644 and retrofits | 278 | 7288 | Rate Constraint in lbs/MMBtu | FALSE | L | Annual | Generation | TWh | 0 | 0 | 0 | 0 | 0 | 0 | 0
CT Fac. Spec. - SO2 Rate Annual Non-Title IV v3.1, Unit 644 and retrofits | 278 | 7288 | Rate Constraint in lbs/MMBtu | FALSE | L | Annual | Qualifying Generation | TWh | 0 | 0 | 0 | 0 | 0 | 0 | 0
CT Fac. Spec. - SO2 Rate Annual Non-Title IV v3.1, Unit 644 and retrofits | 278 | 7288 | Rate Constraint in lbs/MMBtu | FALSE | L | Annual | Rate | lb/MWh | 0 | 0 | 0 | 0 | 0 | 0 | 0
CT Fac. Spec. - SO2 Rate Annual Non-Title IV v3.1, Unit 644 and retrofits | 278 | 7288 | Rate Constraint in lbs/MMBtu | FALSE | L | Annual | Constraint Shadow Price | US2022$/Ton | 0 | 0 | 0 | 0 | 0 | 0 | 0
CT Fac. Spec. - SO2 Rate Annual Non-Title IV v3.1, Unit 645 and retrofits | 279 | 7288 | Rate Constraint in lbs/MMBtu | FALSE | L | Annual | Seasons Included | Seasons | Winter, Spring, Summer, Fall | Winter, Spring, Summer, Fall | Winter, Spring, Summer, Fall | Winter, Spring, Summer, Fall | Winter, Spring, Summer, Fall | Winter, Spring, Summer, Fall | Winter, Spring, Summer, Fall
CT Fac. Spec. - SO2 Rate Annual Non-Title IV v3.1, Unit 645 and retrofits | 279 | 7288 | Rate Constraint in lbs/MMBtu | FALSE | L | Annual | Standard SO2 | lb/MMBtu | 0.55 | 0.55 | 0.55 | 0.55 | 0.55 | 0.55 | 0.55
CT Fac. Spec. - SO2 Rate Annual Non-Title IV v3.1, Unit 645 and retrofits | 279 | 7288 | Rate Constraint in lbs/MMBtu | FALSE | L | Annual | Emissions at Affected Plants SO2 | Thousand Tons | 0 | 0 | 0 | 0 | 0 | 0 | 0
CT Fac. Spec. - SO2 Rate Annual Non-Title IV v3.1, Unit 645 and retrofits | 279 | 7288 | Rate Constraint in lbs/MMBtu | FALSE | L | Annual | Allowances Purchased SO2 | Thousand Tons | 0 | 0 | 0 | 0 | 0 | 0 | 0
CT Fac. Spec. - SO2 Rate Annual Non-Title IV v3.1, Unit 645 and retrofits | 279 | 7288 | Rate Constraint in lbs/MMBtu | FALSE | L | Annual | Allowances Sold SO2 | Thousand Tons | 0 | 0 | 0 | 0 | 0 | 0 | 0
CT Fac. Spec. - SO2 Rate Annual Non-Title IV v3.1, Unit 645 and retrofits | 279 | 7288 | Rate Constraint in lbs/MMBtu | FALSE | L | Annual | Allowances Banked | Thousand Tons | 0 | 0 | 0 | 0 | 0 | 0 | 0
CT Fac. Spec. - SO2 Rate Annual Non-Title IV v3.1, Unit 645 and retrofits | 279 | 7288 | Rate Constraint in lbs/MMBtu | FALSE | L | Annual | Allowances Withdrawn (1:1) | Thousand Tons | 0 | 0 | 0 | 0 | 0 | 0 | 0
CT Fac. Spec. - SO2 Rate Annual Non-Title IV v3.1, Unit 645 and retrofits | 279 | 7288 | Rate Constraint in lbs/MMBtu | FALSE | L | Annual | Allowances Withdrawn (n:1) | Thousand Tons | 0 | 0 | 0 | 0 | 0 | 0 | 0
CT Fac. Spec. - SO2 Rate Annual Non-Title IV v3.1, Unit 645 and retrofits | 279 | 7288 | Rate Constraint in lbs/MMBtu | FALSE | L | Annual | Net Emissions Allowance Position | Thousand Tons | 0 | 0 | 0 | 0 | 0 | 0 | 0
CT Fac. Spec. - SO2 Rate Annual Non-Title IV v3.1, Unit 645 and retrofits | 279 | 7288 | Rate Constraint in lbs/MMBtu | FALSE | L | Annual | Fuel Consumed | TBtu | 0 | 0 | 0 | 0 | 0 | 0 | 0
CT Fac. Spec. - SO2 Rate Annual Non-Title IV v3.1, Unit 645 and retrofits | 279 | 7288 | Rate Constraint in lbs/MMBtu | FALSE | L | Annual | Rate | lb/MMBtu | 0 | 0 | 0 | 0 | 0 | 0 | 0
CT Fac. Spec. - SO2 Rate Annual Non-Title IV v3.1, Unit 645 and retrofits | 279 | 7288 | Rate Constraint in lbs/MMBtu | FALSE | L | Annual | Generation | TWh | 0 | 0 | 0 | 0 | 0 | 0 | 0
CT Fac. Spec. - SO2 Rate Annual Non-Title IV v3.1, Unit 645 and retrofits | 279 | 7288 | Rate Constraint in lbs/MMBtu | FALSE | L | Annual | Qualifying Generation | TWh | 0 | 0 | 0 | 0 | 0 | 0 | 0
CT Fac. Spec. - SO2 Rate Annual Non-Title IV v3.1, Unit 645 and retrofits | 279 | 7288 | Rate Constraint in lbs/MMBtu | FALSE | L | Annual | Rate | lb/MWh | 0 | 0 | 0 | 0 | 0 | 0 | 0
CT Fac. Spec. - SO2 Rate Annual Non-Title IV v3.1, Unit 645 and retrofits | 279 | 7288 | Rate Constraint in lbs/MMBtu | FALSE | L | Annual | Constraint Shadow Price | US2022$/Ton | 0 | 0 | 0 | 0 | 0 | 0 | 0
CT Fac. Spec. - SO2 Rate Annual Non-Title IV v3.1, Unit 646 and retrofits | 280 | 7288 | Rate Constraint in lbs/MMBtu | FALSE | L | Annual | Seasons Included | Seasons | Winter, Spring, Summer, Fall | Winter, Spring, Summer, Fall | Winter, Spring, Summer, Fall | Winter, Spring, Summer, Fall | Winter, Spring, Summer, Fall | Winter, Spring, Summer, Fall | Winter, Spring, Summer, Fall
CT Fac. Spec. - SO2 Rate Annual Non-Title IV v3.1, Unit 646 and retrofits | 280 | 7288 | Rate Constraint in lbs/MMBtu | FALSE | L | Annual | Standard SO2 | lb/MMBtu | 0.55 | 0.55 | 0.55 | 0.55 | 0.55 | 0.55 | 0.55
CT Fac. Spec. - SO2 Rate Annual Non-Title IV v3.1, Unit 646 and retrofits | 280 | 7288 | Rate Constraint in lbs/MMBtu | FALSE | L | Annual | Emissions at Affected Plants SO2 | Thousand Tons | 0 | 0 | 0 | 0 | 0 | 0 | 0
CT Fac. Spec. - SO2 Rate Annual Non-Title IV v3.1, Unit 646 and retrofits | 280 | 7288 | Rate Constraint in lbs/MMBtu | FALSE | L | Annual | Allowances Purchased SO2 | Thousand Tons | 0 | 0 | 0 | 0 | 0 | 0 | 0
CT Fac. Spec. - SO2 Rate Annual Non-Title IV v3.1, Unit 646 and retrofits | 280 | 7288 | Rate Constraint in lbs/MMBtu | FALSE | L | Annual | Allowances Sold SO2 | Thousand Tons | 0 | 0 | 0 | 0 | 0 | 0 | 0
CT Fac. Spec. - SO2 Rate Annual Non-Title IV v3.1, Unit 646 and retrofits | 280 | 7288 | Rate Constraint in lbs/MMBtu | FALSE | L | Annual | Allowances Banked | Thousand Tons | 0 | 0 | 0 | 0 | 0 | 0 | 0
CT Fac. Spec. - SO2 Rate Annual Non-Title IV v3.1, Unit 646 and retrofits | 280 | 7288 | Rate Constraint in lbs/MMBtu | FALSE | L | Annual | Allowances Withdrawn (1:1) | Thousand Tons | 0 | 0 | 0 | 0 | 0 | 0 | 0
CT Fac. Spec. - SO2 Rate Annual Non-Title IV v3.1, Unit 646 and retrofits | 280 | 7288 | Rate Constraint in lbs/MMBtu | FALSE | L | Annual | Allowances Withdrawn (n:1) | Thousand Tons | 0 | 0 | 0 | 0 | 0 | 0 | 0
CT Fac. Spec. - SO2 Rate Annual Non-Title IV v3.1, Unit 646 and retrofits | 280 | 7288 | Rate Constraint in lbs/MMBtu | FALSE | L | Annual | Net Emissions Allowance Position | Thousand Tons | 0 | 0 | 0 | 0 | 0 | 0 | 0
CT Fac. Spec. - SO2 Rate Annual Non-Title IV v3.1, Unit 646 and retrofits | 280 | 7288 | Rate Constraint in lbs/MMBtu | FALSE | L | Annual | Fuel Consumed | TBtu | 0 | 0 | 0 | 0 | 0 | 0 | 0
CT Fac. Spec. - SO2 Rate Annual Non-Title IV v3.1, Unit 646 and retrofits | 280 | 7288 | Rate Constraint in lbs/MMBtu | FALSE | L | Annual | Rate | lb/MMBtu | 0 | 0 | 0 | 0 | 0 | 0 | 0
CT Fac. Spec. - SO2 Rate Annual Non-Title IV v3.1, Unit 646 and retrofits | 280 | 7288 | Rate Constraint in lbs/MMBtu | FALSE | L | Annual | Generation | TWh | 0 | 0 | 0 | 0 | 0 | 0 | 0
CT Fac. Spec. - SO2 Rate Annual Non-Title IV v3.1, Unit 646 and retrofits | 280 | 7288 | Rate Constraint in lbs/MMBtu | FALSE | L | Annual | Qualifying Generation | TWh | 0 | 0 | 0 | 0 | 0 | 0 | 0
CT Fac. Spec. - SO2 Rate Annual Non-Title IV v3.1, Unit 646 and retrofits | 280 | 7288 | Rate Constraint in lbs/MMBtu | FALSE | L | Annual | Rate | lb/MWh | 0 | 0 | 0 | 0 | 0 | 0 | 0
CT Fac. Spec. - SO2 Rate Annual Non-Title IV v3.1, Unit 646 and retrofits | 280 | 7288 | Rate Constraint in lbs/MMBtu | FALSE | L | Annual | Constraint Shadow Price | US2022$/Ton | 0 | 0 | 0 | 0 | 0 | 0 | 0
CT Fac. Spec. - SO2 Rate Annual Non-Title IV v3.1, Unit 647 and retrofits | 281 | 7288 | Rate Constraint in lbs/MMBtu | FALSE | L | Annual | Seasons Included | Seasons | Winter, Spring, Summer, Fall | Winter, Spring, Summer, Fall | Winter, Spring, Summer, Fall | Winter, Spring, Summer, Fall | Winter, Spring, Summer, Fall | Winter, Spring, Summer, Fall | Winter, Spring, Summer, Fall
CT Fac. Spec. - SO2 Rate Annual Non-Title IV v3.1, Unit 647 and retrofits | 281 | 7288 | Rate Constraint in lbs/MMBtu | FALSE | L | Annual | Standard SO2 | lb/MMBtu | 0.55 | 0.55 | 0.55 | 0.55 | 0.55 | 0.55 | 0.55
CT Fac. Spec. - SO2 Rate Annual Non-Title IV v3.1, Unit 647 and retrofits | 281 | 7288 | Rate Constraint in lbs/MMBtu | FALSE | L | Annual | Emissions at Affected Plants SO2 | Thousand Tons | 0 | 0 | 0 | 0 | 0 | 0 | 0
CT Fac. Spec. - SO2 Rate Annual Non-Title IV v3.1, Unit 647 and retrofits | 281 | 7288 | Rate Constraint in lbs/MMBtu | FALSE | L | Annual | Allowances Purchased SO2 | Thousand Tons | 0 | 0 | 0 | 0 | 0 | 0 | 0
CT Fac. Spec. - SO2 Rate Annual Non-Title IV v3.1, Unit 647 and retrofits | 281 | 7288 | Rate Constraint in lbs/MMBtu | FALSE | L | Annual | Allowances Sold SO2 | Thousand Tons | 0 | 0 | 0 | 0 | 0 | 0 | 0
CT Fac. Spec. - SO2 Rate Annual Non-Title IV v3.1, Unit 647 and retrofits | 281 | 7288 | Rate Constraint in lbs/MMBtu | FALSE | L | Annual | Allowances Banked | Thousand Tons | 0 | 0 | 0 | 0 | 0 | 0 | 0
CT Fac. Spec. - SO2 Rate Annual Non-Title IV v3.1, Unit 647 and retrofits | 281 | 7288 | Rate Constraint in lbs/MMBtu | FALSE | L | Annual | Allowances Withdrawn (1:1) | Thousand Tons | 0 | 0 | 0 | 0 | 0 | 0 | 0
CT Fac. Spec. - SO2 Rate Annual Non-Title IV v3.1, Unit 647 and retrofits | 281 | 7288 | Rate Constraint in lbs/MMBtu | FALSE | L | Annual | Allowances Withdrawn (n:1) | Thousand Tons | 0 | 0 | 0 | 0 | 0 | 0 | 0
CT Fac. Spec. - SO2 Rate Annual Non-Title IV v3.1, Unit 647 and retrofits | 281 | 7288 | Rate Constraint in lbs/MMBtu | FALSE | L | Annual | Net Emissions Allowance Position | Thousand Tons | 0 | 0 | 0 | 0 | 0 | 0 | 0
CT Fac. Spec. - SO2 Rate Annual Non-Title IV v3.1, Unit 647 and retrofits | 281 | 7288 | Rate Constraint in lbs/MMBtu | FALSE | L | Annual | Fuel Consumed | TBtu | 0 | 0 | 0 | 0 | 0 | 0 | 0
CT Fac. Spec. - SO2 Rate Annual Non-Title IV v3.1, Unit 647 and retrofits | 281 | 7288 | Rate Constraint in lbs/MMBtu | FALSE | L | Annual | Rate | lb/MMBtu | 0 | 0 | 0 | 0 | 0 | 0 | 0
CT Fac. Spec. - SO2 Rate Annual Non-Title IV v3.1, Unit 647 and retrofits | 281 | 7288 | Rate Constraint in lbs/MMBtu | FALSE | L | Annual | Generation | TWh | 0 | 0 | 0 | 0 | 0 | 0 | 0
CT Fac. Spec. - SO2 Rate Annual Non-Title IV v3.1, Unit 647 and retrofits | 281 | 7288 | Rate Constraint in lbs/MMBtu | FALSE | L | Annual | Qualifying Generation | TWh | 0 | 0 | 0 | 0 | 0 | 0 | 0
CT Fac. Spec. - SO2 Rate Annual Non-Title IV v3.1, Unit 647 and retrofits | 281 | 7288 | Rate Constraint in lbs/MMBtu | FALSE | L | Annual | Rate | lb/MWh | 0 | 0 | 0 | 0 | 0 | 0 | 0
CT Fac. Spec. - SO2 Rate Annual Non-Title IV v3.1, Unit 647 and retrofits | 281 | 7288 | Rate Constraint in lbs/MMBtu | FALSE | L | Annual | Constraint Shadow Price | US2022$/Ton | 0 | 0 | 0 | 0 | 0 | 0 | 0
CT Fac. Spec. - SO2 Rate Annual Non-Title IV v3.1, Unit 648 and retrofits | 282 | 7288 | Rate Constraint in lbs/MMBtu | FALSE | L | Annual | Seasons Included | Seasons | Winter, Spring, Summer, Fall | Winter, Spring, Summer, Fall | Winter, Spring, Summer, Fall | Winter, Spring, Summer, Fall | Winter, Spring, Summer, Fall | Winter, Spring, Summer, Fall | Winter, Spring, Summer, Fall
CT Fac. Spec. - SO2 Rate Annual Non-Title IV v3.1, Unit 648 and retrofits | 282 | 7288 | Rate Constraint in lbs/MMBtu | FALSE | L | Annual | Standard SO2 | lb/MMBtu | 0.55 | 0.55 | 0.55 | 0.55 | 0.55 | 0.55 | 0.55
CT Fac. Spec. - SO2 Rate Annual Non-Title IV v3.1, Unit 648 and retrofits | 282 | 7288 | Rate Constraint in lbs/MMBtu | FALSE | L | Annual | Emissions at Affected Plants SO2 | Thousand Tons | 0 | 0 | 0 | 0 | 0 | 0 | 0
CT Fac. Spec. - SO2 Rate Annual Non-Title IV v3.1, Unit 648 and retrofits | 282 | 7288 | Rate Constraint in lbs/MMBtu | FALSE | L | Annual | Allowances Purchased SO2 | Thousand Tons | 0 | 0 | 0 | 0 | 0 | 0 | 0
CT Fac. Spec. - SO2 Rate Annual Non-Title IV v3.1, Unit 648 and retrofits | 282 | 7288 | Rate Constraint in lbs/MMBtu | FALSE | L | Annual | Allowances Sold SO2 | Thousand Tons | 0 | 0 | 0 | 0 | 0 | 0 | 0
CT Fac. Spec. - SO2 Rate Annual Non-Title IV v3.1, Unit 648 and retrofits | 282 | 7288 | Rate Constraint in lbs/MMBtu | FALSE | L | Annual | Allowances Banked | Thousand Tons | 0 | 0 | 0 | 0 | 0 | 0 | 0
CT Fac. Spec. - SO2 Rate Annual Non-Title IV v3.1, Unit 648 and retrofits | 282 | 7288 | Rate Constraint in lbs/MMBtu | FALSE | L | Annual | Allowances Withdrawn (1:1) | Thousand Tons | 0 | 0 | 0 | 0 | 0 | 0 | 0
CT Fac. Spec. - SO2 Rate Annual Non-Title IV v3.1, Unit 648 and retrofits | 282 | 7288 | Rate Constraint in lbs/MMBtu | FALSE | L | Annual | Allowances Withdrawn (n:1) | Thousand Tons | 0 | 0 | 0 | 0 | 0 | 0 | 0
CT Fac. Spec. - SO2 Rate Annual Non-Title IV v3.1, Unit 648 and retrofits | 282 | 7288 | Rate Constraint in lbs/MMBtu | FALSE | L | Annual | Net Emissions Allowance Position | Thousand Tons | 0 | 0 | 0 | 0 | 0 | 0 | 0
CT Fac. Spec. - SO2 Rate Annual Non-Title IV v3.1, Unit 648 and retrofits | 282 | 7288 | Rate Constraint in lbs/MMBtu | FALSE | L | Annual | Fuel Consumed | TBtu | 0 | 0 | 0 | 0 | 0 | 0 | 0
CT Fac. Spec. - SO2 Rate Annual Non-Title IV v3.1, Unit 648 and retrofits | 282 | 7288 | Rate Constraint in lbs/MMBtu | FALSE | L | Annual | Rate | lb/MMBtu | 0 | 0 | 0 | 0 | 0 | 0 | 0
CT Fac. Spec. - SO2 Rate Annual Non-Title IV v3.1, Unit 648 and retrofits | 282 | 7288 | Rate Constraint in lbs/MMBtu | FALSE | L | Annual | Generation | TWh | 0 | 0 | 0 | 0 | 0 | 0 | 0
CT Fac. Spec. - SO2 Rate Annual Non-Title IV v3.1, Unit 648 and retrofits | 282 | 7288 | Rate Constraint in lbs/MMBtu | FALSE | L | Annual | Qualifying Generation | TWh | 0 | 0 | 0 | 0 | 0 | 0 | 0
CT Fac. Spec. - SO2 Rate Annual Non-Title IV v3.1, Unit 648 and retrofits | 282 | 7288 | Rate Constraint in lbs/MMBtu | FALSE | L | Annual | Rate | lb/MWh | 0 | 0 | 0 | 0 | 0 | 0 | 0
CT Fac. Spec. - SO2 Rate Annual Non-Title IV v3.1, Unit 648 and retrofits | 282 | 7288 | Rate Constraint in lbs/MMBtu | FALSE | L | Annual | Constraint Shadow Price | US2022$/Ton | 0 | 0 | 0 | 0 | 0 | 0 | 0
CT Fac. Spec. - SO2 Rate Annual Non-Title IV v3.1, Unit 649 and retrofits | 283 | 7288 | Rate Constraint in lbs/MMBtu | FALSE | L | Annual | Seasons Included | Seasons | Winter, Spring, Summer, Fall | Winter, Spring, Summer, Fall | Winter, Spring, Summer, Fall | Winter, Spring, Summer, Fall | Winter, Spring, Summer, Fall | Winter, Spring, Summer, Fall | Winter, Spring, Summer, Fall
CT Fac. Spec. - SO2 Rate Annual Non-Title IV v3.1, Unit 649 and retrofits | 283 | 7288 | Rate Constraint in lbs/MMBtu | FALSE | L | Annual | Standard SO2 | lb/MMBtu | 0.55 | 0.55 | 0.55 | 0.55 | 0.55 | 0.55 | 0.55
CT Fac. Spec. - SO2 Rate Annual Non-Title IV v3.1, Unit 649 and retrofits | 283 | 7288 | Rate Constraint in lbs/MMBtu | FALSE | L | Annual | Emissions at Affected Plants SO2 | Thousand Tons | 0 | 0 | 0 | 0 | 0 | 0 | 0
CT Fac. Spec. - SO2 Rate Annual Non-Title IV v3.1, Unit 649 and retrofits | 283 | 7288 | Rate Constraint in lbs/MMBtu | FALSE | L | Annual | Allowances Purchased SO2 | Thousand Tons | 0 | 0 | 0 | 0 | 0 | 0 | 0
CT Fac. Spec. - SO2 Rate Annual Non-Title IV v3.1, Unit 649 and retrofits | 283 | 7288 | Rate Constraint in lbs/MMBtu | FALSE | L | Annual | Allowances Sold SO2 | Thousand Tons | 0 | 0 | 0 | 0 | 0 | 0 | 0
CT Fac. Spec. - SO2 Rate Annual Non-Title IV v3.1, Unit 649 and retrofits | 283 | 7288 | Rate Constraint in lbs/MMBtu | FALSE | L | Annual | Allowances Banked | Thousand Tons | 0 | 0 | 0 | 0 | 0 | 0 | 0
CT Fac. Spec. - SO2 Rate Annual Non-Title IV v3.1, Unit 649 and retrofits | 283 | 7288 | Rate Constraint in lbs/MMBtu | FALSE | L | Annual | Allowances Withdrawn (1:1) | Thousand Tons | 0 | 0 | 0 | 0 | 0 | 0 | 0
CT Fac. Spec. - SO2 Rate Annual Non-Title IV v3.1, Unit 649 and retrofits | 283 | 7288 | Rate Constraint in lbs/MMBtu | FALSE | L | Annual | Allowances Withdrawn (n:1) | Thousand Tons | 0 | 0 | 0 | 0 | 0 | 0 | 0
CT Fac. Spec. - SO2 Rate Annual Non-Title IV v3.1, Unit 649 and retrofits | 283 | 7288 | Rate Constraint in lbs/MMBtu | FALSE | L | Annual | Net Emissions Allowance Position | Thousand Tons | 0 | 0 | 0 | 0 | 0 | 0 | 0
CT Fac. Spec. - SO2 Rate Annual Non-Title IV v3.1, Unit 649 and retrofits | 283 | 7288 | Rate Constraint in lbs/MMBtu | FALSE | L | Annual | Fuel Consumed | TBtu | 0 | 0 | 0 | 0 | 0 | 0 | 0
CT Fac. Spec. - SO2 Rate Annual Non-Title IV v3.1, Unit 649 and retrofits | 283 | 7288 | Rate Constraint in lbs/MMBtu | FALSE | L | Annual | Rate | lb/MMBtu | 0 | 0 | 0 | 0 | 0 | 0 | 0
CT Fac. Spec. - SO2 Rate Annual Non-Title IV v3.1, Unit 649 and retrofits | 283 | 7288 | Rate Constraint in lbs/MMBtu | FALSE | L | Annual | Generation | TWh | 0 | 0 | 0 | 0 | 0 | 0 | 0
CT Fac. Spec. - SO2 Rate Annual Non-Title IV v3.1, Unit 649 and retrofits | 283 | 7288 | Rate Constraint in lbs/MMBtu | FALSE | L | Annual | Qualifying Generation | TWh | 0 | 0 | 0 | 0 | 0 | 0 | 0
CT Fac. Spec. - SO2 Rate Annual Non-Title IV v3.1, Unit 649 and retrofits | 283 | 7288 | Rate Constraint in lbs/MMBtu | FALSE | L | Annual | Rate | lb/MWh | 0 | 0 | 0 | 0 | 0 | 0 | 0
CT Fac. Spec. - SO2 Rate Annual Non-Title IV v3.1, Unit 649 and retrofits | 283 | 7288 | Rate Constraint in lbs/MMBtu | FALSE | L | Annual | Constraint Shadow Price | US2022$/Ton | 0 | 0 | 0 | 0 | 0 | 0 | 0
CT Fac. Spec. - SO2 Rate Annual Non-Title IV v3.1, Unit 1736 and retrofits | 284 | 7288 | Rate Constraint in lbs/MMBtu | FALSE | L | Annual | Seasons Included | Seasons | Winter, Spring, Summer, Fall | Winter, Spring, Summer, Fall | Winter, Spring, Summer, Fall | Winter, Spring, Summer, Fall | Winter, Spring, Summer, Fall | Winter, Spring, Summer, Fall | Winter, Spring, Summer, Fall
CT Fac. Spec. - SO2 Rate Annual Non-Title IV v3.1, Unit 1736 and retrofits | 284 | 7288 | Rate Constraint in lbs/MMBtu | FALSE | L | Annual | Standard SO2 | lb/MMBtu | 0.55 | 0.55 | 0.55 | 0.55 | 0.55 | 0.55 | 0.55
CT Fac. Spec. - SO2 Rate Annual Non-Title IV v3.1, Unit 1736 and retrofits | 284 | 7288 | Rate Constraint in lbs/MMBtu | FALSE | L | Annual | Emissions at Affected Plants SO2 | Thousand Tons | 0 | 0 | 0 | 0 | 0 | 0 | 0
CT Fac. Spec. - SO2 Rate Annual Non-Title IV v3.1, Unit 1736 and retrofits | 284 | 7288 | Rate Constraint in lbs/MMBtu | FALSE | L | Annual | Allowances Purchased SO2 | Thousand Tons | 0 | 0 | 0 | 0 | 0 | 0 | 0
CT Fac. Spec. - SO2 Rate Annual Non-Title IV v3.1, Unit 1736 and retrofits | 284 | 7288 | Rate Constraint in lbs/MMBtu | FALSE | L | Annual | Allowances Sold SO2 | Thousand Tons | 0 | 0 | 0 | 0 | 0 | 0 | 0
CT Fac. Spec. - SO2 Rate Annual Non-Title IV v3.1, Unit 1736 and retrofits | 284 | 7288 | Rate Constraint in lbs/MMBtu | FALSE | L | Annual | Allowances Banked | Thousand Tons | 0 | 0 | 0 | 0 | 0 | 0 | 0
CT Fac. Spec. - SO2 Rate Annual Non-Title IV v3.1, Unit 1736 and retrofits | 284 | 7288 | Rate Constraint in lbs/MMBtu | FALSE | L | Annual | Allowances Withdrawn (1:1) | Thousand Tons | 0 | 0 | 0 | 0 | 0 | 0 | 0
CT Fac. Spec. - SO2 Rate Annual Non-Title IV v3.1, Unit 1736 and retrofits | 284 | 7288 | Rate Constraint in lbs/MMBtu | FALSE | L | Annual | Allowances Withdrawn (n:1) | Thousand Tons | 0 | 0 | 0 | 0 | 0 | 0 | 0
CT Fac. Spec. - SO2 Rate Annual Non-Title IV v3.1, Unit 1736 and retrofits | 284 | 7288 | Rate Constraint in lbs/MMBtu | FALSE | L | Annual | Net Emissions Allowance Position | Thousand Tons | 0 | 0 | 0 | 0 | 0 | 0 | 0
CT Fac. Spec. - SO2 Rate Annual Non-Title IV v3.1, Unit 1736 and retrofits | 284 | 7288 | Rate Constraint in lbs/MMBtu | FALSE | L | Annual | Fuel Consumed | TBtu | 0.29756 | 0.29756 | 0.29756 | 0 | 0 | 0 | 0
CT Fac. Spec. - SO2 Rate Annual Non-Title IV v3.1, Unit 1736 and retrofits | 284 | 7288 | Rate Constraint in lbs/MMBtu | FALSE | L | Annual | Rate | lb/MMBtu | 0 | 0 | 0 | 0 | 0 | 0 | 0
CT Fac. Spec. - SO2 Rate Annual Non-Title IV v3.1, Unit 1736 and retrofits | 284 | 7288 | Rate Constraint in lbs/MMBtu | FALSE | L | Annual | Generation | TWh | 0.052451 | 0.052451 | 0.052451 | 0 | 0 | 0 | 0
CT Fac. Spec. - SO2 Rate Annual Non-Title IV v3.1, Unit 1736 and retrofits | 284 | 7288 | Rate Constraint in lbs/MMBtu | FALSE | L | Annual | Qualifying Generation | TWh | 0.052451 | 0.052451 | 0.052451 | 0 | 0 | 0 | 0
CT Fac. Spec. - SO2 Rate Annual Non-Title IV v3.1, Unit 1736 and retrofits | 284 | 7288 | Rate Constraint in lbs/MMBtu | FALSE | L | Annual | Rate | lb/MWh | 0 | 0 | 0 | 0 | 0 | 0 | 0
CT Fac. Spec. - SO2 Rate Annual Non-Title IV v3.1, Unit 1736 and retrofits | 284 | 7288 | Rate Constraint in lbs/MMBtu | FALSE | L | Annual | Constraint Shadow Price | US2022$/Ton | 0 | 0 | 0 | 0 | 0 | 0 | 0
CT Fac. Spec. - SO2 Rate Annual v3.1, Unit 608 and retrofits | 285 | 7287 | Rate Constraint in lbs/MMBtu | FALSE | L | Annual | Seasons Included | Seasons | Winter, Spring, Summer, Fall | Winter, Spring, Summer, Fall | Winter, Spring, Summer, Fall | Winter, Spring, Summer, Fall | Winter, Spring, Summer, Fall | Winter, Spring, Summer, Fall | Winter, Spring, Summer, Fall
CT Fac. Spec. - SO2 Rate Annual v3.1, Unit 608 and retrofits | 285 | 7287 | Rate Constraint in lbs/MMBtu | FALSE | L | Annual | Standard SO2 | lb/MMBtu | 0.33 | 0.33 | 0.33 | 0.33 | 0.33 | 0.33 | 0.33
CT Fac. Spec. - SO2 Rate Annual v3.1, Unit 608 and retrofits | 285 | 7287 | Rate Constraint in lbs/MMBtu | FALSE | L | Annual | Emissions at Affected Plants SO2 | Thousand Tons | 0 | 0 | 0 | 0 | 0 | 0 | 0
CT Fac. Spec. - SO2 Rate Annual v3.1, Unit 608 and retrofits | 285 | 7287 | Rate Constraint in lbs/MMBtu | FALSE | L | Annual | Allowances Purchased SO2 | Thousand Tons | 0 | 0 | 0 | 0 | 0 | 0 | 0
CT Fac. Spec. - SO2 Rate Annual v3.1, Unit 608 and retrofits | 285 | 7287 | Rate Constraint in lbs/MMBtu | FALSE | L | Annual | Allowances Sold SO2 | Thousand Tons | 0 | 0 | 0 | 0 | 0 | 0 | 0
CT Fac. Spec. - SO2 Rate Annual v3.1, Unit 608 and retrofits | 285 | 7287 | Rate Constraint in lbs/MMBtu | FALSE | L | Annual | Allowances Banked | Thousand Tons | 0 | 0 | 0 | 0 | 0 | 0 | 0
CT Fac. Spec. - SO2 Rate Annual v3.1, Unit 608 and retrofits | 285 | 7287 | Rate Constraint in lbs/MMBtu | FALSE | L | Annual | Allowances Withdrawn (1:1) | Thousand Tons | 0 | 0 | 0 | 0 | 0 | 0 | 0
CT Fac. Spec. - SO2 Rate Annual v3.1, Unit 608 and retrofits | 285 | 7287 | Rate Constraint in lbs/MMBtu | FALSE | L | Annual | Allowances Withdrawn (n:1) | Thousand Tons | 0 | 0 | 0 | 0 | 0 | 0 | 0
CT Fac. Spec. - SO2 Rate Annual v3.1, Unit 608 and retrofits | 285 | 7287 | Rate Constraint in lbs/MMBtu | FALSE | L | Annual | Net Emissions Allowance Position | Thousand Tons | 0 | 0 | 0 | 0 | 0 | 0 | 0
CT Fac. Spec. - SO2 Rate Annual v3.1, Unit 608 and retrofits | 285 | 7287 | Rate Constraint in lbs/MMBtu | FALSE | L | Annual | Fuel Consumed | TBtu | 0 | 0.0019175 | 0.02674 | 0 | 0 | 0 | 0
CT Fac. Spec. - SO2 Rate Annual v3.1, Unit 608 and retrofits | 285 | 7287 | Rate Constraint in lbs/MMBtu | FALSE | L | Annual | Rate | lb/MMBtu | 0 | 0 | 0 | 0 | 0 | 0 | 0
CT Fac. Spec. - SO2 Rate Annual v3.1, Unit 608 and retrofits | 285 | 7287 | Rate Constraint in lbs/MMBtu | FALSE | L | Annual | Generation | TWh | 0 | 0.00017715 | 0.0024704 | 0 | 0 | 0 | 0
CT Fac. Spec. - SO2 Rate Annual v3.1, Unit 608 and retrofits | 285 | 7287 | Rate Constraint in lbs/MMBtu | FALSE | L | Annual | Qualifying Generation | TWh | 0 | 0.00017715 | 0.0024704 | 0 | 0 | 0 | 0
CT Fac. Spec. - SO2 Rate Annual v3.1, Unit 608 and retrofits | 285 | 7287 | Rate Constraint in lbs/MMBtu | FALSE | L | Annual | Rate | lb/MWh | 0 | 0 | 0 | 0 | 0 | 0 | 0
CT Fac. Spec. - SO2 Rate Annual v3.1, Unit 608 and retrofits | 285 | 7287 | Rate Constraint in lbs/MMBtu | FALSE | L | Annual | Constraint Shadow Price | US2022$/Ton | 0 | 0 | 0 | 0 | 0 | 0 | 0
CT Fac. Spec. - SO2 Rate Annual v3.1, Unit 609 and retrofits | 286 | 7287 | Rate Constraint in lbs/MMBtu | FALSE | L | Annual | Seasons Included | Seasons | Winter, Spring, Summer, Fall | Winter, Spring, Summer, Fall | Winter, Spring, Summer, Fall | Winter, Spring, Summer, Fall | Winter, Spring, Summer, Fall | Winter, Spring, Summer, Fall | Winter, Spring, Summer, Fall
CT Fac. Spec. - SO2 Rate Annual v3.1, Unit 609 and retrofits | 286 | 7287 | Rate Constraint in lbs/MMBtu | FALSE | L | Annual | Standard SO2 | lb/MMBtu | 0.33 | 0.33 | 0.33 | 0.33 | 0.33 | 0.33 | 0.33
CT Fac. Spec. - SO2 Rate Annual v3.1, Unit 609 and retrofits | 286 | 7287 | Rate Constraint in lbs/MMBtu | FALSE | L | Annual | Emissions at Affected Plants SO2 | Thousand Tons | 0 | 0 | 0 | 0 | 0 | 0 | 0
CT Fac. Spec. - SO2 Rate Annual v3.1, Unit 609 and retrofits | 286 | 7287 | Rate Constraint in lbs/MMBtu | FALSE | L | Annual | Allowances Purchased SO2 | Thousand Tons | 0 | 0 | 0 | 0 | 0 | 0 | 0
CT Fac. Spec. - SO2 Rate Annual v3.1, Unit 609 and retrofits | 286 | 7287 | Rate Constraint in lbs/MMBtu | FALSE | L | Annual | Allowances Sold SO2 | Thousand Tons | 0 | 0 | 0 | 0 | 0 | 0 | 0
CT Fac. Spec. - SO2 Rate Annual v3.1, Unit 609 and retrofits | 286 | 7287 | Rate Constraint in lbs/MMBtu | FALSE | L | Annual | Allowances Banked | Thousand Tons | 0 | 0 | 0 | 0 | 0 | 0 | 0
CT Fac. Spec. - SO2 Rate Annual v3.1, Unit 609 and retrofits | 286 | 7287 | Rate Constraint in lbs/MMBtu | FALSE | L | Annual | Allowances Withdrawn (1:1) | Thousand Tons | 0 | 0 | 0 | 0 | 0 | 0 | 0
CT Fac. Spec. - SO2 Rate Annual v3.1, Unit 609 and retrofits | 286 | 7287 | Rate Constraint in lbs/MMBtu | FALSE | L | Annual | Allowances Withdrawn (n:1) | Thousand Tons | 0 | 0 | 0 | 0 | 0 | 0 | 0
CT Fac. Spec. - SO2 Rate Annual v3.1, Unit 609 and retrofits | 286 | 7287 | Rate Constraint in lbs/MMBtu | FALSE | L | Annual | Net Emissions Allowance Position | Thousand Tons | 0 | 0 | 0 | 0 | 0 | 0 | 0
CT Fac. Spec. - SO2 Rate Annual v3.1, Unit 609 and retrofits | 286 | 7287 | Rate Constraint in lbs/MMBtu | FALSE | L | Annual | Fuel Consumed | TBtu | 0 | 0 | 0.02605 | 0 | 0 | 0 | 0
CT Fac. Spec. - SO2 Rate Annual v3.1, Unit 609 and retrofits | 286 | 7287 | Rate Constraint in lbs/MMBtu | FALSE | L | Annual | Rate | lb/MMBtu | 0 | 0 | 0 | 0 | 0 | 0 | 0
CT Fac. Spec. - SO2 Rate Annual v3.1, Unit 609 and retrofits | 286 | 7287 | Rate Constraint in lbs/MMBtu | FALSE | L | Annual | Generation | TWh | 0 | 0 | 0.0024067 | 0 | 0 | 0 | 0
CT Fac. Spec. - SO2 Rate Annual v3.1, Unit 609 and retrofits | 286 | 7287 | Rate Constraint in lbs/MMBtu | FALSE | L | Annual | Qualifying Generation | TWh | 0 | 0 | 0.0024067 | 0 | 0 | 0 | 0
CT Fac. Spec. - SO2 Rate Annual v3.1, Unit 609 and retrofits | 286 | 7287 | Rate Constraint in lbs/MMBtu | FALSE | L | Annual | Rate | lb/MWh | 0 | 0 | 0 | 0 | 0 | 0 | 0
CT Fac. Spec. - SO2 Rate Annual v3.1, Unit 609 and retrofits | 286 | 7287 | Rate Constraint in lbs/MMBtu | FALSE | L | Annual | Constraint Shadow Price | US2022$/Ton | 0 | 0 | 0 | 0 | 0 | 0 | 0
CT Fac. Spec. - SO2 Rate Annual v3.1, Unit 610 and retrofits | 287 | 7287 | Rate Constraint in lbs/MMBtu | FALSE | L | Annual | Seasons Included | Seasons | Winter, Spring, Summer, Fall | Winter, Spring, Summer, Fall | Winter, Spring, Summer, Fall | Winter, Spring, Summer, Fall | Winter, Spring, Summer, Fall | Winter, Spring, Summer, Fall | Winter, Spring, Summer, Fall
CT Fac. Spec. - SO2 Rate Annual v3.1, Unit 610 and retrofits | 287 | 7287 | Rate Constraint in lbs/MMBtu | FALSE | L | Annual | Standard SO2 | lb/MMBtu | 0.33 | 0.33 | 0.33 | 0.33 | 0.33 | 0.33 | 0.33
CT Fac. Spec. - SO2 Rate Annual v3.1, Unit 610 and retrofits | 287 | 7287 | Rate Constraint in lbs/MMBtu | FALSE | L | Annual | Emissions at Affected Plants SO2 | Thousand Tons | 0 | 0 | 0 | 0 | 0 | 0 | 0
CT Fac. Spec. - SO2 Rate Annual v3.1, Unit 610 and retrofits | 287 | 7287 | Rate Constraint in lbs/MMBtu | FALSE | L | Annual | Allowances Purchased SO2 | Thousand Tons | 0 | 0 | 0 | 0 | 0 | 0 | 0
CT Fac. Spec. - SO2 Rate Annual v3.1, Unit 610 and retrofits | 287 | 7287 | Rate Constraint in lbs/MMBtu | FALSE | L | Annual | Allowances Sold SO2 | Thousand Tons | 0 | 0 | 0 | 0 | 0 | 0 | 0
CT Fac. Spec. - SO2 Rate Annual v3.1, Unit 610 and retrofits | 287 | 7287 | Rate Constraint in lbs/MMBtu | FALSE | L | Annual | Allowances Banked | Thousand Tons | 0 | 0 | 0 | 0 | 0 | 0 | 0
CT Fac. Spec. - SO2 Rate Annual v3.1, Unit 610 and retrofits | 287 | 7287 | Rate Constraint in lbs/MMBtu | FALSE | L | Annual | Allowances Withdrawn (1:1) | Thousand Tons | 0 | 0 | 0 | 0 | 0 | 0 | 0
CT Fac. Spec. - SO2 Rate Annual v3.1, Unit 610 and retrofits | 287 | 7287 | Rate Constraint in lbs/MMBtu | FALSE | L | Annual | Allowances Withdrawn (n:1) | Thousand Tons | 0 | 0 | 0 | 0 | 0 | 0 | 0
CT Fac. Spec. - SO2 Rate Annual v3.1, Unit 610 and retrofits | 287 | 7287 | Rate Constraint in lbs/MMBtu | FALSE | L | Annual | Net Emissions Allowance Position | Thousand Tons | 0 | 0 | 0 | 0 | 0 | 0 | 0
CT Fac. Spec. - SO2 Rate Annual v3.1, Unit 610 and retrofits | 287 | 7287 | Rate Constraint in lbs/MMBtu | FALSE | L | Annual | Fuel Consumed | TBtu | 0 | 0 | 0.02651 | 0 | 0 | 0 | 0
CT Fac. Spec. - SO2 Rate Annual v3.1, Unit 610 and retrofits | 287 | 7287 | Rate Constraint in lbs/MMBtu | FALSE | L | Annual | Rate | lb/MMBtu | 0 | 0 | 0 | 0 | 0 | 0 | 0
CT Fac. Spec. - SO2 Rate Annual v3.1, Unit 610 and retrofits | 287 | 7287 | Rate Constraint in lbs/MMBtu | FALSE | L | Annual | Generation | TWh | 0 | 0 | 0.0024492 | 0 | 0 | 0 | 0
CT Fac. Spec. - SO2 Rate Annual v3.1, Unit 610 and retrofits | 287 | 7287 | Rate Constraint in lbs/MMBtu | FALSE | L | Annual | Qualifying Generation | TWh | 0 | 0 | 0.0024492 | 0 | 0 | 0 | 0
CT Fac. Spec. - SO2 Rate Annual v3.1, Unit 610 and retrofits | 287 | 7287 | Rate Constraint in lbs/MMBtu | FALSE | L | Annual | Rate | lb/MWh | 0 | 0 | 0 | 0 | 0 | 0 | 0
CT Fac. Spec. - SO2 Rate Annual v3.1, Unit 610 and retrofits | 287 | 7287 | Rate Constraint in lbs/MMBtu | FALSE | L | Annual | Constraint Shadow Price | US2022$/Ton | 0 | 0 | 0 | 0 | 0 | 0 | 0
CT Fac. Spec. - SO2 Rate Annual v3.1, Unit 611 and retrofits | 288 | 7287 | Rate Constraint in lbs/MMBtu | FALSE | L | Annual | Seasons Included | Seasons | Winter, Spring, Summer, Fall | Winter, Spring, Summer, Fall | Winter, Spring, Summer, Fall | Winter, Spring, Summer, Fall | Winter, Spring, Summer, Fall | Winter, Spring, Summer, Fall | Winter, Spring, Summer, Fall
CT Fac. Spec. - SO2 Rate Annual v3.1, Unit 611 and retrofits | 288 | 7287 | Rate Constraint in lbs/MMBtu | FALSE | L | Annual | Standard SO2 | lb/MMBtu | 0.33 | 0.33 | 0.33 | 0.33 | 0.33 | 0.33 | 0.33
CT Fac. Spec. - SO2 Rate Annual v3.1, Unit 611 and retrofits | 288 | 7287 | Rate Constraint in lbs/MMBtu | FALSE | L | Annual | Emissions at Affected Plants SO2 | Thousand Tons | 0 | 0 | 0 | 0 | 0 | 0 | 0
CT Fac. Spec. - SO2 Rate Annual v3.1, Unit 611 and retrofits | 288 | 7287 | Rate Constraint in lbs/MMBtu | FALSE | L | Annual | Allowances Purchased SO2 | Thousand Tons | 0 | 0 | 0 | 0 | 0 | 0 | 0
CT Fac. Spec. - SO2 Rate Annual v3.1, Unit 611 and retrofits | 288 | 7287 | Rate Constraint in lbs/MMBtu | FALSE | L | Annual | Allowances Sold SO2 | Thousand Tons | 0 | 0 | 0 | 0 | 0 | 0 | 0
CT Fac. Spec. - SO2 Rate Annual v3.1, Unit 611 and retrofits | 288 | 7287 | Rate Constraint in lbs/MMBtu | FALSE | L | Annual | Allowances Banked | Thousand Tons | 0 | 0 | 0 | 0 | 0 | 0 | 0
CT Fac. Spec. - SO2 Rate Annual v3.1, Unit 611 and retrofits | 288 | 7287 | Rate Constraint in lbs/MMBtu | FALSE | L | Annual | Allowances Withdrawn (1:1) | Thousand Tons | 0 | 0 | 0 | 0 | 0 | 0 | 0
CT Fac. Spec. - SO2 Rate Annual v3.1, Unit 611 and retrofits | 288 | 7287 | Rate Constraint in lbs/MMBtu | FALSE | L | Annual | Allowances Withdrawn (n:1) | Thousand Tons | 0 | 0 | 0 | 0 | 0 | 0 | 0
CT Fac. Spec. - SO2 Rate Annual v3.1, Unit 611 and retrofits | 288 | 7287 | Rate Constraint in lbs/MMBtu | FALSE | L | Annual | Net Emissions Allowance Position | Thousand Tons | 0 | 0 | 0 | 0 | 0 | 0 | 0
CT Fac. Spec. - SO2 Rate Annual v3.1, Unit 611 and retrofits | 288 | 7287 | Rate Constraint in lbs/MMBtu | FALSE | L | Annual | Fuel Consumed | TBtu | 0 | 0 | 0.02628 | 0 | 0 | 0 | 0
CT Fac. Spec. - SO2 Rate Annual v3.1, Unit 611 and retrofits | 288 | 7287 | Rate Constraint in lbs/MMBtu | FALSE | L | Annual | Rate | lb/MMBtu | 0 | 0 | 0 | 0 | 0 | 0 | 0
CT Fac. Spec. - SO2 Rate Annual v3.1, Unit 611 and retrofits | 288 | 7287 | Rate Constraint in lbs/MMBtu | FALSE | L | Annual | Generation | TWh | 0 | 0 | 0.0024279 | 0 | 0 | 0 | 0
CT Fac. Spec. - SO2 Rate Annual v3.1, Unit 611 and retrofits | 288 | 7287 | Rate Constraint in lbs/MMBtu | FALSE | L | Annual | Qualifying Generation | TWh | 0 | 0 | 0.0024279 | 0 | 0 | 0 | 0
CT Fac. Spec. - SO2 Rate Annual v3.1, Unit 611 and retrofits | 288 | 7287 | Rate Constraint in lbs/MMBtu | FALSE | L | Annual | Rate | lb/MWh | 0 | 0 | 0 | 0 | 0 | 0 | 0
CT Fac. Spec. - SO2 Rate Annual v3.1, Unit 611 and retrofits | 288 | 7287 | Rate Constraint in lbs/MMBtu | FALSE | L | Annual | Constraint Shadow Price | US2022$/Ton | 0 | 0 | 0 | 0 | 0 | 0 | 0
CT Fac. Spec. - SO2 Rate Annual v3.1, Unit 612 and retrofits | 289 | 7287 | Rate Constraint in lbs/MMBtu | FALSE | L | Annual | Seasons Included | Seasons | Winter, Spring, Summer, Fall | Winter, Spring, Summer, Fall | Winter, Spring, Summer, Fall | Winter, Spring, Summer, Fall | Winter, Spring, Summer, Fall | Winter, Spring, Summer, Fall | Winter, Spring, Summer, Fall
CT Fac. Spec. - SO2 Rate Annual v3.1, Unit 612 and retrofits | 289 | 7287 | Rate Constraint in lbs/MMBtu | FALSE | L | Annual | Standard SO2 | lb/MMBtu | 0.33 | 0.33 | 0.33 | 0.33 | 0.33 | 0.33 | 0.33
CT Fac. Spec. - SO2 Rate Annual v3.1, Unit 612 and retrofits | 289 | 7287 | Rate Constraint in lbs/MMBtu | FALSE | L | Annual | Emissions at Affected Plants SO2 | Thousand Tons | 0 | 0 | 0 | 0 | 0 | 0 | 0
CT Fac. Spec. - SO2 Rate Annual v3.1, Unit 612 and retrofits | 289 | 7287 | Rate Constraint in lbs/MMBtu | FALSE | L | Annual | Allowances Purchased SO2 | Thousand Tons | 0 | 0 | 0 | 0 | 0 | 0 | 0
CT Fac. Spec. - SO2 Rate Annual v3.1, Unit 612 and retrofits | 289 | 7287 | Rate Constraint in lbs/MMBtu | FALSE | L | Annual | Allowances Sold SO2 | Thousand Tons | 0 | 0 | 0 | 0 | 0 | 0 | 0
CT Fac. Spec. - SO2 Rate Annual v3.1, Unit 612 and retrofits | 289 | 7287 | Rate Constraint in lbs/MMBtu | FALSE | L | Annual | Allowances Banked | Thousand Tons | 0 | 0 | 0 | 0 | 0 | 0 | 0
CT Fac. Spec. - SO2 Rate Annual v3.1, Unit 612 and retrofits | 289 | 7287 | Rate Constraint in lbs/MMBtu | FALSE | L | Annual | Allowances Withdrawn (1:1) | Thousand Tons | 0 | 0 | 0 | 0 | 0 | 0 | 0
CT Fac. Spec. - SO2 Rate Annual v3.1, Unit 612 and retrofits | 289 | 7287 | Rate Constraint in lbs/MMBtu | FALSE | L | Annual | Allowances Withdrawn (n:1) | Thousand Tons | 0 | 0 | 0 | 0 | 0 | 0 | 0
CT Fac. Spec. - SO2 Rate Annual v3.1, Unit 612 and retrofits | 289 | 7287 | Rate Constraint in lbs/MMBtu | FALSE | L | Annual | Net Emissions Allowance Position | Thousand Tons | 0 | 0 | 0 | 0 | 0 | 0 | 0
CT Fac. Spec. - SO2 Rate Annual v3.1, Unit 612 and retrofits | 289 | 7287 | Rate Constraint in lbs/MMBtu | FALSE | L | Annual | Fuel Consumed | TBtu | 0 | 0 | 0.02651 | 0 | 0 | 0 | 0
CT Fac. Spec. - SO2 Rate Annual v3.1, Unit 612 and retrofits | 289 | 7287 | Rate Constraint in lbs/MMBtu | FALSE | L | Annual | Rate | lb/MMBtu | 0 | 0 | 0 | 0 | 0 | 0 | 0
CT Fac. Spec. - SO2 Rate Annual v3.1, Unit 612 and retrofits | 289 | 7287 | Rate Constraint in lbs/MMBtu | FALSE | L | Annual | Generation | TWh | 0 | 0 | 0.0024492 | 0 | 0 | 0 | 0
CT Fac. Spec. - SO2 Rate Annual v3.1, Unit 612 and retrofits | 289 | 7287 | Rate Constraint in lbs/MMBtu | FALSE | L | Annual | Qualifying Generation | TWh | 0 | 0 | 0.0024492 | 0 | 0 | 0 | 0
CT Fac. Spec. - SO2 Rate Annual v3.1, Unit 612 and retrofits | 289 | 7287 | Rate Constraint in lbs/MMBtu | FALSE | L | Annual | Rate | lb/MWh | 0 | 0 | 0 | 0 | 0 | 0 | 0
CT Fac. Spec. - SO2 Rate Annual v3.1, Unit 612 and retrofits | 289 | 7287 | Rate Constraint in lbs/MMBtu | FALSE | L | Annual | Constraint Shadow Price | US2022$/Ton | 0 | 0 | 0 | 0 | 0 | 0 | 0
CT Fac. Spec. - SO2 Rate Annual v3.1, Unit 613 and retrofits | 290 | 7287 | Rate Constraint in lbs/MMBtu | FALSE | L | Annual | Seasons Included | Seasons | Winter, Spring, Summer, Fall | Winter, Spring, Summer, Fall | Winter, Spring, Summer, Fall | Winter, Spring, Summer, Fall | Winter, Spring, Summer, Fall | Winter, Spring, Summer, Fall | Winter, Spring, Summer, Fall
CT Fac. Spec. - SO2 Rate Annual v3.1, Unit 613 and retrofits | 290 | 7287 | Rate Constraint in lbs/MMBtu | FALSE | L | Annual | Standard SO2 | lb/MMBtu | 0.33 | 0.33 | 0.33 | 0.33 | 0.33 | 0.33 | 0.33
CT Fac. Spec. - SO2 Rate Annual v3.1, Unit 613 and retrofits | 290 | 7287 | Rate Constraint in lbs/MMBtu | FALSE | L | Annual | Emissions at Affected Plants SO2 | Thousand Tons | 0 | 0 | 0 | 0 | 0 | 0 | 0
CT Fac. Spec. - SO2 Rate Annual v3.1, Unit 613 and retrofits | 290 | 7287 | Rate Constraint in lbs/MMBtu | FALSE | L | Annual | Allowances Purchased SO2 | Thousand Tons | 0 | 0 | 0 | 0 | 0 | 0 | 0
CT Fac. Spec. - SO2 Rate Annual v3.1, Unit 613 and retrofits | 290 | 7287 | Rate Constraint in lbs/MMBtu | FALSE | L | Annual | Allowances Sold SO2 | Thousand Tons | 0 | 0 | 0 | 0 | 0 | 0 | 0
CT Fac. Spec. - SO2 Rate Annual v3.1, Unit 613 and retrofits | 290 | 7287 | Rate Constraint in lbs/MMBtu | FALSE | L | Annual | Allowances Banked | Thousand Tons | 0 | 0 | 0 | 0 | 0 | 0 | 0
CT Fac. Spec. - SO2 Rate Annual v3.1, Unit 613 and retrofits | 290 | 7287 | Rate Constraint in lbs/MMBtu | FALSE | L | Annual | Allowances Withdrawn (1:1) | Thousand Tons | 0 | 0 | 0 | 0 | 0 | 0 | 0
CT Fac. Spec. - SO2 Rate Annual v3.1, Unit 613 and retrofits | 290 | 7287 | Rate Constraint in lbs/MMBtu | FALSE | L | Annual | Allowances Withdrawn (n:1) | Thousand Tons | 0 | 0 | 0 | 0 | 0 | 0 | 0
CT Fac. Spec. - SO2 Rate Annual v3.1, Unit 613 and retrofits | 290 | 7287 | Rate Constraint in lbs/MMBtu | FALSE | L | Annual | Net Emissions Allowance Position | Thousand Tons | 0 | 0 | 0 | 0 | 0 | 0 | 0
CT Fac. Spec. - SO2 Rate Annual v3.1, Unit 613 and retrofits | 290 | 7287 | Rate Constraint in lbs/MMBtu | FALSE | L | Annual | Fuel Consumed | TBtu | 0.0090194 | 0.020745 | 0.027058 | 0 | 0 | 0 | 0
CT Fac. Spec. - SO2 Rate Annual v3.1, Unit 613 and retrofits | 290 | 7287 | Rate Constraint in lbs/MMBtu | FALSE | L | Annual | Rate | lb/MMBtu | 0 | 0 | 0 | 0 | 0 | 0 | 0
CT Fac. Spec. - SO2 Rate Annual v3.1, Unit 613 and retrofits | 290 | 7287 | Rate Constraint in lbs/MMBtu | FALSE | L | Annual | Generation | TWh | 0.00083941 | 0.0019306 | 0.0025182 | 0 | 0 | 0 | 0
CT Fac. Spec. - SO2 Rate Annual v3.1, Unit 613 and retrofits | 290 | 7287 | Rate Constraint in lbs/MMBtu | FALSE | L | Annual | Qualifying Generation | TWh | 0.00083941 | 0.0019306 | 0.0025182 | 0 | 0 | 0 | 0
CT Fac. Spec. - SO2 Rate Annual v3.1, Unit 613 and retrofits | 290 | 7287 | Rate Constraint in lbs/MMBtu | FALSE | L | Annual | Rate | lb/MWh | 0 | 0 | 0 | 0 | 0 | 0 | 0
CT Fac. Spec. - SO2 Rate Annual v3.1, Unit 613 and retrofits | 290 | 7287 | Rate Constraint in lbs/MMBtu | FALSE | L | Annual | Constraint Shadow Price | US2022$/Ton | 0 | 0 | 0 | 0 | 0 | 0 | 0
CT Fac. Spec. - SO2 Rate Annual v3.1, Unit 614 and retrofits | 291 | 7287 | Rate Constraint in lbs/MMBtu | FALSE | L | Annual | Seasons Included | Seasons | Winter, Spring, Summer, Fall | Winter, Spring, Summer, Fall | Winter, Spring, Summer, Fall | Winter, Spring, Summer, Fall | Winter, Spring, Summer, Fall | Winter, Spring, Summer, Fall | Winter, Spring, Summer, Fall
CT Fac. Spec. - SO2 Rate Annual v3.1, Unit 614 and retrofits | 291 | 7287 | Rate Constraint in lbs/MMBtu | FALSE | L | Annual | Standard SO2 | lb/MMBtu | 0.33 | 0.33 | 0.33 | 0.33 | 0.33 | 0.33 | 0.33
CT Fac. Spec. - SO2 Rate Annual v3.1, Unit 614 and retrofits | 291 | 7287 | Rate Constraint in lbs/MMBtu | FALSE | L | Annual | Emissions at Affected Plants SO2 | Thousand Tons | 0 | 0 | 0 | 0 | 0 | 0 | 0
CT Fac. Spec. - SO2 Rate Annual v3.1, Unit 614 and retrofits | 291 | 7287 | Rate Constraint in lbs/MMBtu | FALSE | L | Annual | Allowances Purchased SO2 | Thousand Tons | 0 | 0 | 0 | 0 | 0 | 0 | 0
CT Fac. Spec. - SO2 Rate Annual v3.1, Unit 614 and retrofits | 291 | 7287 | Rate Constraint in lbs/MMBtu | FALSE | L | Annual | Allowances Sold SO2 | Thousand Tons | 0 | 0 | 0 | 0 | 0 | 0 | 0
CT Fac. Spec. - SO2 Rate Annual v3.1, Unit 614 and retrofits | 291 | 7287 | Rate Constraint in lbs/MMBtu | FALSE | L | Annual | Allowances Banked | Thousand Tons | 0 | 0 | 0 | 0 | 0 | 0 | 0
CT Fac. Spec. - SO2 Rate Annual v3.1, Unit 614 and retrofits | 291 | 7287 | Rate Constraint in lbs/MMBtu | FALSE | L | Annual | Allowances Withdrawn (1:1) | Thousand Tons | 0 | 0 | 0 | 0 | 0 | 0 | 0
CT Fac. Spec. - SO2 Rate Annual v3.1, Unit 614 and retrofits | 291 | 7287 | Rate Constraint in lbs/MMBtu | FALSE | L | Annual | Allowances Withdrawn (n:1) | Thousand Tons | 0 | 0 | 0 | 0 | 0 | 0 | 0
CT Fac. Spec. - SO2 Rate Annual v3.1, Unit 614 and retrofits | 291 | 7287 | Rate Constraint in lbs/MMBtu | FALSE | L | Annual | Net Emissions Allowance Position | Thousand Tons | 0 | 0 | 0 | 0 | 0 | 0 | 0
CT Fac. Spec. - SO2 Rate Annual v3.1, Unit 614 and retrofits | 291 | 7287 | Rate Constraint in lbs/MMBtu | FALSE | L | Annual | Fuel Consumed | TBtu | 0.0087911 | 0.0097329 | 0.026373 | 0 | 0 | 0 | 0
CT Fac. Spec. - SO2 Rate Annual v3.1, Unit 614 and retrofits | 291 | 7287 | Rate Constraint in lbs/MMBtu | FALSE | L | Annual | Rate | lb/MMBtu | 0 | 0 | 0 | 0 | 0 | 0 | 0
CT Fac. Spec. - SO2 Rate Annual v3.1, Unit 614 and retrofits | 291 | 7287 | Rate Constraint in lbs/MMBtu | FALSE | L | Annual | Generation | TWh | 0.00081816 | 0.0009058 | 0.0024545 | 0 | 0 | 0 | 0
CT Fac. Spec. - SO2 Rate Annual v3.1, Unit 614 and retrofits | 291 | 7287 | Rate Constraint in lbs/MMBtu | FALSE | L | Annual | Qualifying Generation | TWh | 0.00081816 | 0.0009058 | 0.0024545 | 0 | 0 | 0 | 0
CT Fac. Spec. - SO2 Rate Annual v3.1, Unit 614 and retrofits | 291 | 7287 | Rate Constraint in lbs/MMBtu | FALSE | L | Annual | Rate | lb/MWh | 0 | 0 | 0 | 0 | 0 | 0 | 0
CT Fac. Spec. - SO2 Rate Annual v3.1, Unit 614 and retrofits | 291 | 7287 | Rate Constraint in lbs/MMBtu | FALSE | L | Annual | Constraint Shadow Price | US2022$/Ton | 0 | 0 | 0 | 0 | 0 | 0 | 0
CT Fac. Spec. - SO2 Rate Annual v3.1, Unit 616 and retrofits | 292 | 7287 | Rate Constraint in lbs/MMBtu | FALSE | L | Annual | Seasons Included | Seasons | Winter, Spring, Summer, Fall | Winter, Spring, Summer, Fall | Winter, Spring, Summer, Fall | Winter, Spring, Summer, Fall | Winter, Spring, Summer, Fall | Winter, Spring, Summer, Fall | Winter, Spring, Summer, Fall
CT Fac. Spec. - SO2 Rate Annual v3.1, Unit 616 and retrofits | 292 | 7287 | Rate Constraint in lbs/MMBtu | FALSE | L | Annual | Standard SO2 | lb/MMBtu | 0.33 | 0.33 | 0.33 | 0.33 | 0.33 | 0.33 | 0.33
CT Fac. Spec. - SO2 Rate Annual v3.1, Unit 616 and retrofits | 292 | 7287 | Rate Constraint in lbs/MMBtu | FALSE | L | Annual | Emissions at Affected Plants SO2 | Thousand Tons | 0 | 0 | 0 | 0 | 0 | 0 | 0
CT Fac. Spec. - SO2 Rate Annual v3.1, Unit 616 and retrofits | 292 | 7287 | Rate Constraint in lbs/MMBtu | FALSE | L | Annual | Allowances Purchased SO2 | Thousand Tons | 0 | 0 | 0 | 0 | 0 | 0 | 0
CT Fac. Spec. - SO2 Rate Annual v3.1, Unit 616 and retrofits | 292 | 7287 | Rate Constraint in lbs/MMBtu | FALSE | L | Annual | Allowances Sold SO2 | Thousand Tons | 0 | 0 | 0 | 0 | 0 | 0 | 0
CT Fac. Spec. - SO2 Rate Annual v3.1, Unit 616 and retrofits | 292 | 7287 | Rate Constraint in lbs/MMBtu | FALSE | L | Annual | Allowances Banked | Thousand Tons | 0 | 0 | 0 | 0 | 0 | 0 | 0
CT Fac. Spec. - SO2 Rate Annual v3.1, Unit 616 and retrofits | 292 | 7287 | Rate Constraint in lbs/MMBtu | FALSE | L | Annual | Allowances Withdrawn (1:1) | Thousand Tons | 0 | 0 | 0 | 0 | 0 | 0 | 0
CT Fac. Spec. - SO2 Rate Annual v3.1, Unit 616 and retrofits | 292 | 7287 | Rate Constraint in lbs/MMBtu | FALSE | L | Annual | Allowances Withdrawn (n:1) | Thousand Tons | 0 | 0 | 0 | 0 | 0 | 0 | 0
CT Fac. Spec. - SO2 Rate Annual v3.1, Unit 616 and retrofits | 292 | 7287 | Rate Constraint in lbs/MMBtu | FALSE | L | Annual | Net Emissions Allowance Position | Thousand Tons | 0 | 0 | 0 | 0 | 0 | 0 | 0
CT Fac. Spec. - SO2 Rate Annual v3.1, Unit 616 and retrofits | 292 | 7287 | Rate Constraint in lbs/MMBtu | FALSE | L | Annual | Fuel Consumed | TBtu | 0.016566 | 0.019405 | 0.055443 | 0 | 0 | 0 | 0
CT Fac. Spec. - SO2 Rate Annual v3.1, Unit 616 and retrofits | 292 | 7287 | Rate Constraint in lbs/MMBtu | FALSE | L | Annual | Rate | lb/MMBtu | 0 | 0 | 0 | 0 | 0 | 0 | 0
CT Fac. Spec. - SO2 Rate Annual v3.1, Unit 616 and retrofits | 292 | 7287 | Rate Constraint in lbs/MMBtu | FALSE | L | Annual | Generation | TWh | 0.0015417 | 0.0018059 | 0.0051599 | 0 | 0 | 0 | 0
CT Fac. Spec. - SO2 Rate Annual v3.1, Unit 616 and retrofits | 292 | 7287 | Rate Constraint in lbs/MMBtu | FALSE | L | Annual | Qualifying Generation | TWh | 0.0015417 | 0.0018059 | 0.0051599 | 0 | 0 | 0 | 0
CT Fac. Spec. - SO2 Rate Annual v3.1, Unit 616 and retrofits | 292 | 7287 | Rate Constraint in lbs/MMBtu | FALSE | L | Annual | Rate | lb/MWh | 0 | 0 | 0 | 0 | 0 | 0 | 0
CT Fac. Spec. - SO2 Rate Annual v3.1, Unit 616 and retrofits | 292 | 7287 | Rate Constraint in lbs/MMBtu | FALSE | L | Annual | Constraint Shadow Price | US2022$/Ton | 0 | 0 | 0 | 0 | 0 | 0 | 0
CT Fac. Spec. - SO2 Rate Annual v3.1, Unit 617 and retrofits | 293 | 7287 | Rate Constraint in lbs/MMBtu | FALSE | L | Annual | Seasons Included | Seasons | Winter, Spring, Summer, Fall | Winter, Spring, Summer, Fall | Winter, Spring, Summer, Fall | Winter, Spring, Summer, Fall | Winter, Spring, Summer, Fall | Winter, Spring, Summer, Fall | Winter, Spring, Summer, Fall
CT Fac. Spec. - SO2 Rate Annual v3.1, Unit 617 and retrofits | 293 | 7287 | Rate Constraint in lbs/MMBtu | FALSE | L | Annual | Standard SO2 | lb/MMBtu | 0.33 | 0.33 | 0.33 | 0.33 | 0.33 | 0.33 | 0.33
CT Fac. Spec. - SO2 Rate Annual v3.1, Unit 617 and retrofits | 293 | 7287 | Rate Constraint in lbs/MMBtu | FALSE | L | Annual | Emissions at Affected Plants SO2 | Thousand Tons | 0 | 0 | 0 | 0 | 0 | 0 | 0
CT Fac. Spec. - SO2 Rate Annual v3.1, Unit 617 and retrofits | 293 | 7287 | Rate Constraint in lbs/MMBtu | FALSE | L | Annual | Allowances Purchased SO2 | Thousand Tons | 0 | 0 | 0 | 0 | 0 | 0 | 0
CT Fac. Spec. - SO2 Rate Annual v3.1, Unit 617 and retrofits | 293 | 7287 | Rate Constraint in lbs/MMBtu | FALSE | L | Annual | Allowances Sold SO2 | Thousand Tons | 0 | 0 | 0 | 0 | 0 | 0 | 0
CT Fac. Spec. - SO2 Rate Annual v3.1, Unit 617 and retrofits | 293 | 7287 | Rate Constraint in lbs/MMBtu | FALSE | L | Annual | Allowances Banked | Thousand Tons | 0 | 0 | 0 | 0 | 0 | 0 | 0
CT Fac. Spec. - SO2 Rate Annual v3.1, Unit 617 and retrofits | 293 | 7287 | Rate Constraint in lbs/MMBtu | FALSE | L | Annual | Allowances Withdrawn (1:1) | Thousand Tons | 0 | 0 | 0 | 0 | 0 | 0 | 0
CT Fac. Spec. - SO2 Rate Annual v3.1, Unit 617 and retrofits | 293 | 7287 | Rate Constraint in lbs/MMBtu | FALSE | L | Annual | Allowances Withdrawn (n:1) | Thousand Tons | 0 | 0 | 0 | 0 | 0 | 0 | 0
CT Fac. Spec. - SO2 Rate Annual v3.1, Unit 617 and retrofits | 293 | 7287 | Rate Constraint in lbs/MMBtu | FALSE | L | Annual | Net Emissions Allowance Position | Thousand Tons | 0 | 0 | 0 | 0 | 0 | 0 | 0
CT Fac. Spec. - SO2 Rate Annual v3.1, Unit 617 and retrofits | 293 | 7287 | Rate Constraint in lbs/MMBtu | FALSE | L | Annual | Fuel Consumed | TBtu | 0 | 0 | 0.0015507 | 0 | 0 | 0 | 0
CT Fac. Spec. - SO2 Rate Annual v3.1, Unit 617 and retrofits | 293 | 7287 | Rate Constraint in lbs/MMBtu | FALSE | L | Annual | Rate | lb/MMBtu | 0 | 0 | 0 | 0 | 0 | 0 | 0
CT Fac. Spec. - SO2 Rate Annual v3.1, Unit 617 and retrofits | 293 | 7287 | Rate Constraint in lbs/MMBtu | FALSE | L | Annual | Generation | TWh | 0 | 0 | 0.00011475 | 0 | 0 | 0 | 0
CT Fac. Spec. - SO2 Rate Annual v3.1, Unit 617 and retrofits | 293 | 7287 | Rate Constraint in lbs/MMBtu | FALSE | L | Annual | Qualifying Generation | TWh | 0 | 0 | 0.00011475 | 0 | 0 | 0 | 0
CT Fac. Spec. - SO2 Rate Annual v3.1, Unit 617 and retrofits | 293 | 7287 | Rate Constraint in lbs/MMBtu | FALSE | L | Annual | Rate | lb/MWh | 0 | 0 | 0 | 0 | 0 | 0 | 0
CT Fac. Spec. - SO2 Rate Annual v3.1, Unit 617 and retrofits | 293 | 7287 | Rate Constraint in lbs/MMBtu | FALSE | L | Annual | Constraint Shadow Price | US2022$/Ton | 0 | 0 | 0 | 0 | 0 | 0 | 0
CT Fac. Spec. - SO2 Rate Annual v3.1, Unit 618 and retrofits | 294 | 7287 | Rate Constraint in lbs/MMBtu | FALSE | L | Annual | Seasons Included | Seasons | Winter, Spring, Summer, Fall | Winter, Spring, Summer, Fall | Winter, Spring, Summer, Fall | Winter, Spring, Summer, Fall | Winter, Spring, Summer, Fall | Winter, Spring, Summer, Fall | Winter, Spring, Summer, Fall
CT Fac. Spec. - SO2 Rate Annual v3.1, Unit 618 and retrofits | 294 | 7287 | Rate Constraint in lbs/MMBtu | FALSE | L | Annual | Standard SO2 | lb/MMBtu | 0.33 | 0.33 | 0.33 | 0.33 | 0.33 | 0.33 | 0.33
CT Fac. Spec. - SO2 Rate Annual v3.1, Unit 618 and retrofits | 294 | 7287 | Rate Constraint in lbs/MMBtu | FALSE | L | Annual | Emissions at Affected Plants SO2 | Thousand Tons | 0 | 0 | 0 | 0 | 0 | 0 | 0
CT Fac. Spec. - SO2 Rate Annual v3.1, Unit 618 and retrofits | 294 | 7287 | Rate Constraint in lbs/MMBtu | FALSE | L | Annual | Allowances Purchased SO2 | Thousand Tons | 0 | 0 | 0 | 0 | 0 | 0 | 0
CT Fac. Spec. - SO2 Rate Annual v3.1, Unit 618 and retrofits | 294 | 7287 | Rate Constraint in lbs/MMBtu | FALSE | L | Annual | Allowances Sold SO2 | Thousand Tons | 0 | 0 | 0 | 0 | 0 | 0 | 0
CT Fac. Spec. - SO2 Rate Annual v3.1, Unit 618 and retrofits | 294 | 7287 | Rate Constraint in lbs/MMBtu | FALSE | L | Annual | Allowances Banked | Thousand Tons | 0 | 0 | 0 | 0 | 0 | 0 | 0
CT Fac. Spec. - SO2 Rate Annual v3.1, Unit 618 and retrofits | 294 | 7287 | Rate Constraint in lbs/MMBtu | FALSE | L | Annual | Allowances Withdrawn (1:1) | Thousand Tons | 0 | 0 | 0 | 0 | 0 | 0 | 0
CT Fac. Spec. - SO2 Rate Annual v3.1, Unit 618 and retrofits | 294 | 7287 | Rate Constraint in lbs/MMBtu | FALSE | L | Annual | Allowances Withdrawn (n:1) | Thousand Tons | 0 | 0 | 0 | 0 | 0 | 0 | 0
CT Fac. Spec. - SO2 Rate Annual v3.1, Unit 618 and retrofits | 294 | 7287 | Rate Constraint in lbs/MMBtu | FALSE | L | Annual | Net Emissions Allowance Position | Thousand Tons | 0 | 0 | 0 | 0 | 0 | 0 | 0
CT Fac. Spec. - SO2 Rate Annual v3.1, Unit 618 and retrofits | 294 | 7287 | Rate Constraint in lbs/MMBtu | FALSE | L | Annual | Fuel Consumed | TBtu | 0 | 0 | 0.0021307 | 0 | 0 | 0 | 0
CT Fac. Spec. - SO2 Rate Annual v3.1, Unit 618 and retrofits | 294 | 7287 | Rate Constraint in lbs/MMBtu | FALSE | L | Annual | Rate | lb/MMBtu | 0 | 0 | 0 | 0 | 0 | 0 | 0
CT Fac. Spec. - SO2 Rate Annual v3.1, Unit 618 and retrofits | 294 | 7287 | Rate Constraint in lbs/MMBtu | FALSE | L | Annual | Generation | TWh | 0 | 0 | 0.00015769 | 0 | 0 | 0 | 0
CT Fac. Spec. - SO2 Rate Annual v3.1, Unit 618 and retrofits | 294 | 7287 | Rate Constraint in lbs/MMBtu | FALSE | L | Annual | Qualifying Generation | TWh | 0 | 0 | 0.00015769 | 0 | 0 | 0 | 0
CT Fac. Spec. - SO2 Rate Annual v3.1, Unit 618 and retrofits | 294 | 7287 | Rate Constraint in lbs/MMBtu | FALSE | L | Annual | Rate | lb/MWh | 0 | 0 | 0 | 0 | 0 | 0 | 0
CT Fac. Spec. - SO2 Rate Annual v3.1, Unit 618 and retrofits | 294 | 7287 | Rate Constraint in lbs/MMBtu | FALSE | L | Annual | Constraint Shadow Price | US2022$/Ton | 0 | 0 | 0 | 0 | 0 | 0 | 0
CT Fac. Spec. - SO2 Rate Annual v3.1, Unit 619 and retrofits | 295 | 7287 | Rate Constraint in lbs/MMBtu | FALSE | L | Annual | Seasons Included | Seasons | Winter, Spring, Summer, Fall | Winter, Spring, Summer, Fall | Winter, Spring, Summer, Fall | Winter, Spring, Summer, Fall | Winter, Spring, Summer, Fall | Winter, Spring, Summer, Fall | Winter, Spring, Summer, Fall
CT Fac. Spec. - SO2 Rate Annual v3.1, Unit 619 and retrofits | 295 | 7287 | Rate Constraint in lbs/MMBtu | FALSE | L | Annual | Standard SO2 | lb/MMBtu | 0.33 | 0.33 | 0.33 | 0.33 | 0.33 | 0.33 | 0.33
CT Fac. Spec. - SO2 Rate Annual v3.1, Unit 619 and retrofits | 295 | 7287 | Rate Constraint in lbs/MMBtu | FALSE | L | Annual | Emissions at Affected Plants SO2 | Thousand Tons | 0 | 0 | 0 | 0 | 0 | 0 | 0
CT Fac. Spec. - SO2 Rate Annual v3.1, Unit 619 and retrofits | 295 | 7287 | Rate Constraint in lbs/MMBtu | FALSE | L | Annual | Allowances Purchased SO2 | Thousand Tons | 0 | 0 | 0 | 0 | 0 | 0 | 0
CT Fac. Spec. - SO2 Rate Annual v3.1, Unit 619 and retrofits | 295 | 7287 | Rate Constraint in lbs/MMBtu | FALSE | L | Annual | Allowances Sold SO2 | Thousand Tons | 0 | 0 | 0 | 0 | 0 | 0 | 0
CT Fac. Spec. - SO2 Rate Annual v3.1, Unit 619 and retrofits | 295 | 7287 | Rate Constraint in lbs/MMBtu | FALSE | L | Annual | Allowances Banked | Thousand Tons | 0 | 0 | 0 | 0 | 0 | 0 | 0
CT Fac. Spec. - SO2 Rate Annual v3.1, Unit 619 and retrofits | 295 | 7287 | Rate Constraint in lbs/MMBtu | FALSE | L | Annual | Allowances Withdrawn (1:1) | Thousand Tons | 0 | 0 | 0 | 0 | 0 | 0 | 0
CT Fac. Spec. - SO2 Rate Annual v3.1, Unit 619 and retrofits | 295 | 7287 | Rate Constraint in lbs/MMBtu | FALSE | L | Annual | Allowances Withdrawn (n:1) | Thousand Tons | 0 | 0 | 0 | 0 | 0 | 0 | 0
CT Fac. Spec. - SO2 Rate Annual v3.1, Unit 619 and retrofits | 295 | 7287 | Rate Constraint in lbs/MMBtu | FALSE | L | Annual | Net Emissions Allowance Position | Thousand Tons | 0 | 0 | 0 | 0 | 0 | 0 | 0
CT Fac. Spec. - SO2 Rate Annual v3.1, Unit 619 and retrofits | 295 | 7287 | Rate Constraint in lbs/MMBtu | FALSE | L | Annual | Fuel Consumed | TBtu | 0 | 0 | 0.0015506 | 0 | 0 | 0 | 0
CT Fac. Spec. - SO2 Rate Annual v3.1, Unit 619 and retrofits | 295 | 7287 | Rate Constraint in lbs/MMBtu | FALSE | L | Annual | Rate | lb/MMBtu | 0 | 0 | 0 | 0 | 0 | 0 | 0
CT Fac. Spec. - SO2 Rate Annual v3.1, Unit 619 and retrofits | 295 | 7287 | Rate Constraint in lbs/MMBtu | FALSE | L | Annual | Generation | TWh | 0 | 0 | 0.00011475 | 0 | 0 | 0 | 0
CT Fac. Spec. - SO2 Rate Annual v3.1, Unit 619 and retrofits | 295 | 7287 | Rate Constraint in lbs/MMBtu | FALSE | L | Annual | Qualifying Generation | TWh | 0 | 0 | 0.00011475 | 0 | 0 | 0 | 0
CT Fac. Spec. - SO2 Rate Annual v3.1, Unit 619 and retrofits | 295 | 7287 | Rate Constraint in lbs/MMBtu | FALSE | L | Annual | Rate | lb/MWh | 0 | 0 | 0 | 0 | 0 | 0 | 0
CT Fac. Spec. - SO2 Rate Annual v3.1, Unit 619 and retrofits | 295 | 7287 | Rate Constraint in lbs/MMBtu | FALSE | L | Annual | Constraint Shadow Price | US2022$/Ton | 0 | 0 | 0 | 0 | 0 | 0 | 0
CT Fac. Spec. - SO2 Rate Annual v3.1, Unit 620 and retrofits | 296 | 7287 | Rate Constraint in lbs/MMBtu | FALSE | L | Annual | Seasons Included | Seasons | Winter, Spring, Summer, Fall | Winter, Spring, Summer, Fall | Winter, Spring, Summer, Fall | Winter, Spring, Summer, Fall | Winter, Spring, Summer, Fall | Winter, Spring, Summer, Fall | Winter, Spring, Summer, Fall
CT Fac. Spec. - SO2 Rate Annual v3.1, Unit 620 and retrofits | 296 | 7287 | Rate Constraint in lbs/MMBtu | FALSE | L | Annual | Standard SO2 | lb/MMBtu | 0.33 | 0.33 | 0.33 | 0.33 | 0.33 | 0.33 | 0.33
CT Fac. Spec. - SO2 Rate Annual v3.1, Unit 620 and retrofits | 296 | 7287 | Rate Constraint in lbs/MMBtu | FALSE | L | Annual | Emissions at Affected Plants SO2 | Thousand Tons | 0 | 0 | 0 | 0 | 0 | 0 | 0
CT Fac. Spec. - SO2 Rate Annual v3.1, Unit 620 and retrofits | 296 | 7287 | Rate Constraint in lbs/MMBtu | FALSE | L | Annual | Allowances Purchased SO2 | Thousand Tons | 0 | 0 | 0 | 0 | 0 | 0 | 0
CT Fac. Spec. - SO2 Rate Annual v3.1, Unit 620 and retrofits | 296 | 7287 | Rate Constraint in lbs/MMBtu | FALSE | L | Annual | Allowances Sold SO2 | Thousand Tons | 0 | 0 | 0 | 0 | 0 | 0 | 0
CT Fac. Spec. - SO2 Rate Annual v3.1, Unit 620 and retrofits | 296 | 7287 | Rate Constraint in lbs/MMBtu | FALSE | L | Annual | Allowances Banked | Thousand Tons | 0 | 0 | 0 | 0 | 0 | 0 | 0
CT Fac. Spec. - SO2 Rate Annual v3.1, Unit 620 and retrofits | 296 | 7287 | Rate Constraint in lbs/MMBtu | FALSE | L | Annual | Allowances Withdrawn (1:1) | Thousand Tons | 0 | 0 | 0 | 0 | 0 | 0 | 0
CT Fac. Spec. - SO2 Rate Annual v3.1, Unit 620 and retrofits | 296 | 7287 | Rate Constraint in lbs/MMBtu | FALSE | L | Annual | Allowances Withdrawn (n:1) | Thousand Tons | 0 | 0 | 0 | 0 | 0 | 0 | 0
CT Fac. Spec. - SO2 Rate Annual v3.1, Unit 620 and retrofits | 296 | 7287 | Rate Constraint in lbs/MMBtu | FALSE | L | Annual | Net Emissions Allowance Position | Thousand Tons | 0 | 0 | 0 | 0 | 0 | 0 | 0
CT Fac. Spec. - SO2 Rate Annual v3.1, Unit 620 and retrofits | 296 | 7287 | Rate Constraint in lbs/MMBtu | FALSE | L | Annual | Fuel Consumed | TBtu | 0 | 0 | 0.028116 | 0 | 0 | 0 | 0
CT Fac. Spec. - SO2 Rate Annual v3.1, Unit 620 and retrofits | 296 | 7287 | Rate Constraint in lbs/MMBtu | FALSE | L | Annual | Rate | lb/MMBtu | 0 | 0 | 0 | 0 | 0 | 0 | 0
CT Fac. Spec. - SO2 Rate Annual v3.1, Unit 620 and retrofits | 296 | 7287 | Rate Constraint in lbs/MMBtu | FALSE | L | Annual | Generation | TWh | 0 | 0 | 0.0024917 | 0 | 0 | 0 | 0
CT Fac. Spec. - SO2 Rate Annual v3.1, Unit 620 and retrofits | 296 | 7287 | Rate Constraint in lbs/MMBtu | FALSE | L | Annual | Qualifying Generation | TWh | 0 | 0 | 0.0024917 | 0 | 0 | 0 | 0
CT Fac. Spec. - SO2 Rate Annual v3.1, Unit 620 and retrofits | 296 | 7287 | Rate Constraint in lbs/MMBtu | FALSE | L | Annual | Rate | lb/MWh | 0 | 0 | 0 | 0 | 0 | 0 | 0
CT Fac. Spec. - SO2 Rate Annual v3.1, Unit 620 and retrofits | 296 | 7287 | Rate Constraint in lbs/MMBtu | FALSE | L | Annual | Constraint Shadow Price | US2022$/Ton | 0 | 0 | 0 | 0 | 0 | 0 | 0
CT Fac. Spec. - SO2 Rate Annual v3.1, Unit 621 and retrofits | 297 | 7287 | Rate Constraint in lbs/MMBtu | FALSE | L | Annual | Seasons Included | Seasons | Winter, Spring, Summer, Fall | Winter, Spring, Summer, Fall | Winter, Spring, Summer, Fall | Winter, Spring, Summer, Fall | Winter, Spring, Summer, Fall | Winter, Spring, Summer, Fall | Winter, Spring, Summer, Fall
CT Fac. Spec. - SO2 Rate Annual v3.1, Unit 621 and retrofits | 297 | 7287 | Rate Constraint in lbs/MMBtu | FALSE | L | Annual | Standard SO2 | lb/MMBtu | 0.33 | 0.33 | 0.33 | 0.33 | 0.33 | 0.33 | 0.33
CT Fac. Spec. - SO2 Rate Annual v3.1, Unit 621 and retrofits | 297 | 7287 | Rate Constraint in lbs/MMBtu | FALSE | L | Annual | Emissions at Affected Plants SO2 | Thousand Tons | 0 | 0 | 0 | 0 | 0 | 0 | 0
CT Fac. Spec. - SO2 Rate Annual v3.1, Unit 621 and retrofits | 297 | 7287 | Rate Constraint in lbs/MMBtu | FALSE | L | Annual | Allowances Purchased SO2 | Thousand Tons | 0 | 0 | 0 | 0 | 0 | 0 | 0
CT Fac. Spec. - SO2 Rate Annual v3.1, Unit 621 and retrofits | 297 | 7287 | Rate Constraint in lbs/MMBtu | FALSE | L | Annual | Allowances Sold SO2 | Thousand Tons | 0 | 0 | 0 | 0 | 0 | 0 | 0
CT Fac. Spec. - SO2 Rate Annual v3.1, Unit 621 and retrofits | 297 | 7287 | Rate Constraint in lbs/MMBtu | FALSE | L | Annual | Allowances Banked | Thousand Tons | 0 | 0 | 0 | 0 | 0 | 0 | 0
CT Fac. Spec. - SO2 Rate Annual v3.1, Unit 621 and retrofits | 297 | 7287 | Rate Constraint in lbs/MMBtu | FALSE | L | Annual | Allowances Withdrawn (1:1) | Thousand Tons | 0 | 0 | 0 | 0 | 0 | 0 | 0
CT Fac. Spec. - SO2 Rate Annual v3.1, Unit 621 and retrofits | 297 | 7287 | Rate Constraint in lbs/MMBtu | FALSE | L | Annual | Allowances Withdrawn (n:1) | Thousand Tons | 0 | 0 | 0 | 0 | 0 | 0 | 0
CT Fac. Spec. - SO2 Rate Annual v3.1, Unit 621 and retrofits | 297 | 7287 | Rate Constraint in lbs/MMBtu | FALSE | L | Annual | Net Emissions Allowance Position | Thousand Tons | 0 | 0 | 0 | 0 | 0 | 0 | 0
CT Fac. Spec. - SO2 Rate Annual v3.1, Unit 621 and retrofits | 297 | 7287 | Rate Constraint in lbs/MMBtu | FALSE | L | Annual | Fuel Consumed | TBtu | 0 | 0 | 0.028121 | 0 | 0 | 0 | 0
CT Fac. Spec. - SO2 Rate Annual v3.1, Unit 621 and retrofits | 297 | 7287 | Rate Constraint in lbs/MMBtu | FALSE | L | Annual | Rate | lb/MMBtu | 0 | 0 | 0 | 0 | 0 | 0 | 0
CT Fac. Spec. - SO2 Rate Annual v3.1, Unit 621 and retrofits | 297 | 7287 | Rate Constraint in lbs/MMBtu | FALSE | L | Annual | Generation | TWh | 0 | 0 | 0.0024917 | 0 | 0 | 0 | 0
CT Fac. Spec. - SO2 Rate Annual v3.1, Unit 621 and retrofits | 297 | 7287 | Rate Constraint in lbs/MMBtu | FALSE | L | Annual | Qualifying Generation | TWh | 0 | 0 | 0.0024917 | 0 | 0 | 0 | 0
CT Fac. Spec. - SO2 Rate Annual v3.1, Unit 621 and retrofits | 297 | 7287 | Rate Constraint in lbs/MMBtu | FALSE | L | Annual | Rate | lb/MWh | 0 | 0 | 0 | 0 | 0 | 0 | 0
CT Fac. Spec. - SO2 Rate Annual v3.1, Unit 621 and retrofits | 297 | 7287 | Rate Constraint in lbs/MMBtu | FALSE | L | Annual | Constraint Shadow Price | US2022$/Ton | 0 | 0 | 0 | 0 | 0 | 0 | 0
CT Fac. Spec. - SO2 Rate Annual v3.1, Unit 622 and retrofits | 298 | 7287 | Rate Constraint in lbs/MMBtu | FALSE | L | Annual | Seasons Included | Seasons | Winter, Spring, Summer, Fall | Winter, Spring, Summer, Fall | Winter, Spring, Summer, Fall | Winter, Spring, Summer, Fall | Winter, Spring, Summer, Fall | Winter, Spring, Summer, Fall | Winter, Spring, Summer, Fall
CT Fac. Spec. - SO2 Rate Annual v3.1, Unit 622 and retrofits | 298 | 7287 | Rate Constraint in lbs/MMBtu | FALSE | L | Annual | Standard SO2 | lb/MMBtu | 0.33 | 0.33 | 0.33 | 0.33 | 0.33 | 0.33 | 0.33
CT Fac. Spec. - SO2 Rate Annual v3.1, Unit 622 and retrofits | 298 | 7287 | Rate Constraint in lbs/MMBtu | FALSE | L | Annual | Emissions at Affected Plants SO2 | Thousand Tons | 0 | 0 | 0 | 0 | 0 | 0 | 0
CT Fac. Spec. - SO2 Rate Annual v3.1, Unit 622 and retrofits | 298 | 7287 | Rate Constraint in lbs/MMBtu | FALSE | L | Annual | Allowances Purchased SO2 | Thousand Tons | 0 | 0 | 0 | 0 | 0 | 0 | 0
CT Fac. Spec. - SO2 Rate Annual v3.1, Unit 622 and retrofits | 298 | 7287 | Rate Constraint in lbs/MMBtu | FALSE | L | Annual | Allowances Sold SO2 | Thousand Tons | 0 | 0 | 0 | 0 | 0 | 0 | 0
CT Fac. Spec. - SO2 Rate Annual v3.1, Unit 622 and retrofits | 298 | 7287 | Rate Constraint in lbs/MMBtu | FALSE | L | Annual | Allowances Banked | Thousand Tons | 0 | 0 | 0 | 0 | 0 | 0 | 0
CT Fac. Spec. - SO2 Rate Annual v3.1, Unit 622 and retrofits | 298 | 7287 | Rate Constraint in lbs/MMBtu | FALSE | L | Annual | Allowances Withdrawn (1:1) | Thousand Tons | 0 | 0 | 0 | 0 | 0 | 0 | 0
CT Fac. Spec. - SO2 Rate Annual v3.1, Unit 622 and retrofits | 298 | 7287 | Rate Constraint in lbs/MMBtu | FALSE | L | Annual | Allowances Withdrawn (n:1) | Thousand Tons | 0 | 0 | 0 | 0 | 0 | 0 | 0
CT Fac. Spec. - SO2 Rate Annual v3.1, Unit 622 and retrofits | 298 | 7287 | Rate Constraint in lbs/MMBtu | FALSE | L | Annual | Net Emissions Allowance Position | Thousand Tons | 0 | 0 | 0 | 0 | 0 | 0 | 0
CT Fac. Spec. - SO2 Rate Annual v3.1, Unit 622 and retrofits | 298 | 7287 | Rate Constraint in lbs/MMBtu | FALSE | L | Annual | Fuel Consumed | TBtu | 0 | 0 | 0.028121 | 0 | 0 | 0 | 0
CT Fac. Spec. - SO2 Rate Annual v3.1, Unit 622 and retrofits | 298 | 7287 | Rate Constraint in lbs/MMBtu | FALSE | L | Annual | Rate | lb/MMBtu | 0 | 0 | 0 | 0 | 0 | 0 | 0
CT Fac. Spec. - SO2 Rate Annual v3.1, Unit 622 and retrofits | 298 | 7287 | Rate Constraint in lbs/MMBtu | FALSE | L | Annual | Generation | TWh | 0 | 0 | 0.0024917 | 0 | 0 | 0 | 0
CT Fac. Spec. - SO2 Rate Annual v3.1, Unit 622 and retrofits | 298 | 7287 | Rate Constraint in lbs/MMBtu | FALSE | L | Annual | Qualifying Generation | TWh | 0 | 0 | 0.0024917 | 0 | 0 | 0 | 0
CT Fac. Spec. - SO2 Rate Annual v3.1, Unit 622 and retrofits | 298 | 7287 | Rate Constraint in lbs/MMBtu | FALSE | L | Annual | Rate | lb/MWh | 0 | 0 | 0 | 0 | 0 | 0 | 0
CT Fac. Spec. - SO2 Rate Annual v3.1, Unit 622 and retrofits | 298 | 7287 | Rate Constraint in lbs/MMBtu | FALSE | L | Annual | Constraint Shadow Price | US2022$/Ton | 0 | 0 | 0 | 0 | 0 | 0 | 0
CT Fac. Spec. - SO2 Rate Annual v3.1, Unit 623 and retrofits | 299 | 7287 | Rate Constraint in lbs/MMBtu | FALSE | L | Annual | Seasons Included | Seasons | Winter, Spring, Summer, Fall | Winter, Spring, Summer, Fall | Winter, Spring, Summer, Fall | Winter, Spring, Summer, Fall | Winter, Spring, Summer, Fall | Winter, Spring, Summer, Fall | Winter, Spring, Summer, Fall
CT Fac. Spec. - SO2 Rate Annual v3.1, Unit 623 and retrofits | 299 | 7287 | Rate Constraint in lbs/MMBtu | FALSE | L | Annual | Standard SO2 | lb/MMBtu | 0.33 | 0.33 | 0.33 | 0.33 | 0.33 | 0.33 | 0.33
CT Fac. Spec. - SO2 Rate Annual v3.1, Unit 623 and retrofits | 299 | 7287 | Rate Constraint in lbs/MMBtu | FALSE | L | Annual | Emissions at Affected Plants SO2 | Thousand Tons | 0 | 0 | 0 | 0 | 0 | 0 | 0
CT Fac. Spec. - SO2 Rate Annual v3.1, Unit 623 and retrofits | 299 | 7287 | Rate Constraint in lbs/MMBtu | FALSE | L | Annual | Allowances Purchased SO2 | Thousand Tons | 0 | 0 | 0 | 0 | 0 | 0 | 0
CT Fac. Spec. - SO2 Rate Annual v3.1, Unit 623 and retrofits | 299 | 7287 | Rate Constraint in lbs/MMBtu | FALSE | L | Annual | Allowances Sold SO2 | Thousand Tons | 0 | 0 | 0 | 0 | 0 | 0 | 0
CT Fac. Spec. - SO2 Rate Annual v3.1, Unit 623 and retrofits | 299 | 7287 | Rate Constraint in lbs/MMBtu | FALSE | L | Annual | Allowances Banked | Thousand Tons | 0 | 0 | 0 | 0 | 0 | 0 | 0
CT Fac. Spec. - SO2 Rate Annual v3.1, Unit 623 and retrofits | 299 | 7287 | Rate Constraint in lbs/MMBtu | FALSE | L | Annual | Allowances Withdrawn (1:1) | Thousand Tons | 0 | 0 | 0 | 0 | 0 | 0 | 0
CT Fac. Spec. - SO2 Rate Annual v3.1, Unit 623 and retrofits | 299 | 7287 | Rate Constraint in lbs/MMBtu | FALSE | L | Annual | Allowances Withdrawn (n:1) | Thousand Tons | 0 | 0 | 0 | 0 | 0 | 0 | 0
CT Fac. Spec. - SO2 Rate Annual v3.1, Unit 623 and retrofits | 299 | 7287 | Rate Constraint in lbs/MMBtu | FALSE | L | Annual | Net Emissions Allowance Position | Thousand Tons | 0 | 0 | 0 | 0 | 0 | 0 | 0
CT Fac. Spec. - SO2 Rate Annual v3.1, Unit 623 and retrofits | 299 | 7287 | Rate Constraint in lbs/MMBtu | FALSE | L | Annual | Fuel Consumed | TBtu | 0 | 0 | 0.028121 | 0 | 0 | 0 | 0
CT Fac. Spec. - SO2 Rate Annual v3.1, Unit 623 and retrofits | 299 | 7287 | Rate Constraint in lbs/MMBtu | FALSE | L | Annual | Rate | lb/MMBtu | 0 | 0 | 0 | 0 | 0 | 0 | 0
CT Fac. Spec. - SO2 Rate Annual v3.1, Unit 623 and retrofits | 299 | 7287 | Rate Constraint in lbs/MMBtu | FALSE | L | Annual | Generation | TWh | 0 | 0 | 0.0024917 | 0 | 0 | 0 | 0
CT Fac. Spec. - SO2 Rate Annual v3.1, Unit 623 and retrofits | 299 | 7287 | Rate Constraint in lbs/MMBtu | FALSE | L | Annual | Qualifying Generation | TWh | 0 | 0 | 0.0024917 | 0 | 0 | 0 | 0
CT Fac. Spec. - SO2 Rate Annual v3.1, Unit 623 and retrofits | 299 | 7287 | Rate Constraint in lbs/MMBtu | FALSE | L | Annual | Rate | lb/MWh | 0 | 0 | 0 | 0 | 0 | 0 | 0
CT Fac. Spec. - SO2 Rate Annual v3.1, Unit 623 and retrofits | 299 | 7287 | Rate Constraint in lbs/MMBtu | FALSE | L | Annual | Constraint Shadow Price | US2022$/Ton | 0 | 0 | 0 | 0 | 0 | 0 | 0
CT Fac. Spec. - SO2 Rate Annual v3.1, Unit 624 and retrofits | 300 | 7287 | Rate Constraint in lbs/MMBtu | FALSE | L | Annual | Seasons Included | Seasons | Winter, Spring, Summer, Fall | Winter, Spring, Summer, Fall | Winter, Spring, Summer, Fall | Winter, Spring, Summer, Fall | Winter, Spring, Summer, Fall | Winter, Spring, Summer, Fall | Winter, Spring, Summer, Fall
CT Fac. Spec. - SO2 Rate Annual v3.1, Unit 624 and retrofits | 300 | 7287 | Rate Constraint in lbs/MMBtu | FALSE | L | Annual | Standard SO2 | lb/MMBtu | 0.33 | 0.33 | 0.33 | 0.33 | 0.33 | 0.33 | 0.33
CT Fac. Spec. - SO2 Rate Annual v3.1, Unit 624 and retrofits | 300 | 7287 | Rate Constraint in lbs/MMBtu | FALSE | L | Annual | Emissions at Affected Plants SO2 | Thousand Tons | 0 | 0 | 0 | 0 | 0 | 0 | 0
CT Fac. Spec. - SO2 Rate Annual v3.1, Unit 624 and retrofits | 300 | 7287 | Rate Constraint in lbs/MMBtu | FALSE | L | Annual | Allowances Purchased SO2 | Thousand Tons | 0 | 0 | 0 | 0 | 0 | 0 | 0
CT Fac. Spec. - SO2 Rate Annual v3.1, Unit 624 and retrofits | 300 | 7287 | Rate Constraint in lbs/MMBtu | FALSE | L | Annual | Allowances Sold SO2 | Thousand Tons | 0 | 0 | 0 | 0 | 0 | 0 | 0
CT Fac. Spec. - SO2 Rate Annual v3.1, Unit 624 and retrofits | 300 | 7287 | Rate Constraint in lbs/MMBtu | FALSE | L | Annual | Allowances Banked | Thousand Tons | 0 | 0 | 0 | 0 | 0 | 0 | 0
CT Fac. Spec. - SO2 Rate Annual v3.1, Unit 624 and retrofits | 300 | 7287 | Rate Constraint in lbs/MMBtu | FALSE | L | Annual | Allowances Withdrawn (1:1) | Thousand Tons | 0 | 0 | 0 | 0 | 0 | 0 | 0
CT Fac. Spec. - SO2 Rate Annual v3.1, Unit 624 and retrofits | 300 | 7287 | Rate Constraint in lbs/MMBtu | FALSE | L | Annual | Allowances Withdrawn (n:1) | Thousand Tons | 0 | 0 | 0 | 0 | 0 | 0 | 0
CT Fac. Spec. - SO2 Rate Annual v3.1, Unit 624 and retrofits | 300 | 7287 | Rate Constraint in lbs/MMBtu | FALSE | L | Annual | Net Emissions Allowance Position | Thousand Tons | 0 | 0 | 0 | 0 | 0 | 0 | 0
CT Fac. Spec. - SO2 Rate Annual v3.1, Unit 624 and retrofits | 300 | 7287 | Rate Constraint in lbs/MMBtu | FALSE | L | Annual | Fuel Consumed | TBtu | 0 | 0.0097901 | 0.027972 | 0 | 0 | 0 | 0
CT Fac. Spec. - SO2 Rate Annual v3.1, Unit 624 and retrofits | 300 | 7287 | Rate Constraint in lbs/MMBtu | FALSE | L | Annual | Rate | lb/MMBtu | 0 | 0 | 0 | 0 | 0 | 0 | 0
CT Fac. Spec. - SO2 Rate Annual v3.1, Unit 624 and retrofits | 300 | 7287 | Rate Constraint in lbs/MMBtu | FALSE | L | Annual | Generation | TWh | 0 | 0.00091113 | 0.0026032 | 0 | 0 | 0 | 0
CT Fac. Spec. - SO2 Rate Annual v3.1, Unit 624 and retrofits | 300 | 7287 | Rate Constraint in lbs/MMBtu | FALSE | L | Annual | Qualifying Generation | TWh | 0 | 0.00091113 | 0.0026032 | 0 | 0 | 0 | 0
CT Fac. Spec. - SO2 Rate Annual v3.1, Unit 624 and retrofits | 300 | 7287 | Rate Constraint in lbs/MMBtu | FALSE | L | Annual | Rate | lb/MWh | 0 | 0 | 0 | 0 | 0 | 0 | 0
CT Fac. Spec. - SO2 Rate Annual v3.1, Unit 624 and retrofits | 300 | 7287 | Rate Constraint in lbs/MMBtu | FALSE | L | Annual | Constraint Shadow Price | US2022$/Ton | 0 | 0 | 0 | 0 | 0 | 0 | 0
CT Fac. Spec. - SO2 Rate Annual v3.1, Unit 625 and retrofits | 301 | 7287 | Rate Constraint in lbs/MMBtu | FALSE | L | Annual | Seasons Included | Seasons | Winter, Spring, Summer, Fall | Winter, Spring, Summer, Fall | Winter, Spring, Summer, Fall | Winter, Spring, Summer, Fall | Winter, Spring, Summer, Fall | Winter, Spring, Summer, Fall | Winter, Spring, Summer, Fall
CT Fac. Spec. - SO2 Rate Annual v3.1, Unit 625 and retrofits | 301 | 7287 | Rate Constraint in lbs/MMBtu | FALSE | L | Annual | Standard SO2 | lb/MMBtu | 0.33 | 0.33 | 0.33 | 0.33 | 0.33 | 0.33 | 0.33
CT Fac. Spec. - SO2 Rate Annual v3.1, Unit 625 and retrofits | 301 | 7287 | Rate Constraint in lbs/MMBtu | FALSE | L | Annual | Emissions at Affected Plants SO2 | Thousand Tons | 0 | 0 | 0 | 0 | 0 | 0 | 0
CT Fac. Spec. - SO2 Rate Annual v3.1, Unit 625 and retrofits | 301 | 7287 | Rate Constraint in lbs/MMBtu | FALSE | L | Annual | Allowances Purchased SO2 | Thousand Tons | 0 | 0 | 0 | 0 | 0 | 0 | 0
CT Fac. Spec. - SO2 Rate Annual v3.1, Unit 625 and retrofits | 301 | 7287 | Rate Constraint in lbs/MMBtu | FALSE | L | Annual | Allowances Sold SO2 | Thousand Tons | 0 | 0 | 0 | 0 | 0 | 0 | 0
CT Fac. Spec. - SO2 Rate Annual v3.1, Unit 625 and retrofits | 301 | 7287 | Rate Constraint in lbs/MMBtu | FALSE | L | Annual | Allowances Banked | Thousand Tons | 0 | 0 | 0 | 0 | 0 | 0 | 0
CT Fac. Spec. - SO2 Rate Annual v3.1, Unit 625 and retrofits | 301 | 7287 | Rate Constraint in lbs/MMBtu | FALSE | L | Annual | Allowances Withdrawn (1:1) | Thousand Tons | 0 | 0 | 0 | 0 | 0 | 0 | 0
CT Fac. Spec. - SO2 Rate Annual v3.1, Unit 625 and retrofits | 301 | 7287 | Rate Constraint in lbs/MMBtu | FALSE | L | Annual | Allowances Withdrawn (n:1) | Thousand Tons | 0 | 0 | 0 | 0 | 0 | 0 | 0
CT Fac. Spec. - SO2 Rate Annual v3.1, Unit 625 and retrofits | 301 | 7287 | Rate Constraint in lbs/MMBtu | FALSE | L | Annual | Net Emissions Allowance Position | Thousand Tons | 0 | 0 | 0 | 0 | 0 | 0 | 0
CT Fac. Spec. - SO2 Rate Annual v3.1, Unit 625 and retrofits | 301 | 7287 | Rate Constraint in lbs/MMBtu | FALSE | L | Annual | Fuel Consumed | TBtu | 0.0093239 | 0.016913 | 0.027972 | 0 | 0 | 0 | 0
CT Fac. Spec. - SO2 Rate Annual v3.1, Unit 625 and retrofits | 301 | 7287 | Rate Constraint in lbs/MMBtu | FALSE | L | Annual | Rate | lb/MMBtu | 0 | 0 | 0 | 0 | 0 | 0 | 0
CT Fac. Spec. - SO2 Rate Annual v3.1, Unit 625 and retrofits | 301 | 7287 | Rate Constraint in lbs/MMBtu | FALSE | L | Annual | Generation | TWh | 0.00086774 | 0.001574 | 0.0026032 | 0 | 0 | 0 | 0
CT Fac. Spec. - SO2 Rate Annual v3.1, Unit 625 and retrofits | 301 | 7287 | Rate Constraint in lbs/MMBtu | FALSE | L | Annual | Qualifying Generation | TWh | 0.00086774 | 0.001574 | 0.0026032 | 0 | 0 | 0 | 0
CT Fac. Spec. - SO2 Rate Annual v3.1, Unit 625 and retrofits | 301 | 7287 | Rate Constraint in lbs/MMBtu | FALSE | L | Annual | Rate | lb/MWh | 0 | 0 | 0 | 0 | 0 | 0 | 0
CT Fac. Spec. - SO2 Rate Annual v3.1, Unit 625 and retrofits | 301 | 7287 | Rate Constraint in lbs/MMBtu | FALSE | L | Annual | Constraint Shadow Price | US2022$/Ton | 0 | 0 | 0 | 0 | 0 | 0 | 0
CT Fac. Spec. - SO2 Rate Annual v3.1, Unit 626 and retrofits | 302 | 7287 | Rate Constraint in lbs/MMBtu | FALSE | L | Annual | Seasons Included | Seasons | Winter, Spring, Summer, Fall | Winter, Spring, Summer, Fall | Winter, Spring, Summer, Fall | Winter, Spring, Summer, Fall | Winter, Spring, Summer, Fall | Winter, Spring, Summer, Fall | Winter, Spring, Summer, Fall
CT Fac. Spec. - SO2 Rate Annual v3.1, Unit 626 and retrofits | 302 | 7287 | Rate Constraint in lbs/MMBtu | FALSE | L | Annual | Standard SO2 | lb/MMBtu | 0.33 | 0.33 | 0.33 | 0.33 | 0.33 | 0.33 | 0.33
CT Fac. Spec. - SO2 Rate Annual v3.1, Unit 626 and retrofits | 302 | 7287 | Rate Constraint in lbs/MMBtu | FALSE | L | Annual | Emissions at Affected Plants SO2 | Thousand Tons | 0 | 0 | 0 | 0 | 0 | 0 | 0
CT Fac. Spec. - SO2 Rate Annual v3.1, Unit 626 and retrofits | 302 | 7287 | Rate Constraint in lbs/MMBtu | FALSE | L | Annual | Allowances Purchased SO2 | Thousand Tons | 0 | 0 | 0 | 0 | 0 | 0 | 0
CT Fac. Spec. - SO2 Rate Annual v3.1, Unit 626 and retrofits | 302 | 7287 | Rate Constraint in lbs/MMBtu | FALSE | L | Annual | Allowances Sold SO2 | Thousand Tons | 0 | 0 | 0 | 0 | 0 | 0 | 0
CT Fac. Spec. - SO2 Rate Annual v3.1, Unit 626 and retrofits | 302 | 7287 | Rate Constraint in lbs/MMBtu | FALSE | L | Annual | Allowances Banked | Thousand Tons | 0 | 0 | 0 | 0 | 0 | 0 | 0
CT Fac. Spec. - SO2 Rate Annual v3.1, Unit 626 and retrofits | 302 | 7287 | Rate Constraint in lbs/MMBtu | FALSE | L | Annual | Allowances Withdrawn (1:1) | Thousand Tons | 0 | 0 | 0 | 0 | 0 | 0 | 0
CT Fac. Spec. - SO2 Rate Annual v3.1, Unit 626 and retrofits | 302 | 7287 | Rate Constraint in lbs/MMBtu | FALSE | L | Annual | Allowances Withdrawn (n:1) | Thousand Tons | 0 | 0 | 0 | 0 | 0 | 0 | 0
CT Fac. Spec. - SO2 Rate Annual v3.1, Unit 626 and retrofits | 302 | 7287 | Rate Constraint in lbs/MMBtu | FALSE | L | Annual | Net Emissions Allowance Position | Thousand Tons | 0 | 0 | 0 | 0 | 0 | 0 | 0
CT Fac. Spec. - SO2 Rate Annual v3.1, Unit 626 and retrofits | 302 | 7287 | Rate Constraint in lbs/MMBtu | FALSE | L | Annual | Fuel Consumed | TBtu | 0.0093239 | 0.010722 | 0.027972 | 0 | 0 | 0 | 0
CT Fac. Spec. - SO2 Rate Annual v3.1, Unit 626 and retrofits | 302 | 7287 | Rate Constraint in lbs/MMBtu | FALSE | L | Annual | Rate | lb/MMBtu | 0 | 0 | 0 | 0 | 0 | 0 | 0
CT Fac. Spec. - SO2 Rate Annual v3.1, Unit 626 and retrofits | 302 | 7287 | Rate Constraint in lbs/MMBtu | FALSE | L | Annual | Generation | TWh | 0.00086774 | 0.0009979 | 0.0026032 | 0 | 0 | 0 | 0
CT Fac. Spec. - SO2 Rate Annual v3.1, Unit 626 and retrofits | 302 | 7287 | Rate Constraint in lbs/MMBtu | FALSE | L | Annual | Qualifying Generation | TWh | 0.00086774 | 0.0009979 | 0.0026032 | 0 | 0 | 0 | 0
CT Fac. Spec. - SO2 Rate Annual v3.1, Unit 626 and retrofits | 302 | 7287 | Rate Constraint in lbs/MMBtu | FALSE | L | Annual | Rate | lb/MWh | 0 | 0 | 0 | 0 | 0 | 0 | 0
CT Fac. Spec. - SO2 Rate Annual v3.1, Unit 626 and retrofits | 302 | 7287 | Rate Constraint in lbs/MMBtu | FALSE | L | Annual | Constraint Shadow Price | US2022$/Ton | 0 | 0 | 0 | 0 | 0 | 0 | 0
CT Fac. Spec. - SO2 Rate Annual v3.1, Unit 627 and retrofits | 303 | 7287 | Rate Constraint in lbs/MMBtu | FALSE | L | Annual | Seasons Included | Seasons | Winter, Spring, Summer, Fall | Winter, Spring, Summer, Fall | Winter, Spring, Summer, Fall | Winter, Spring, Summer, Fall | Winter, Spring, Summer, Fall | Winter, Spring, Summer, Fall | Winter, Spring, Summer, Fall
CT Fac. Spec. - SO2 Rate Annual v3.1, Unit 627 and retrofits | 303 | 7287 | Rate Constraint in lbs/MMBtu | FALSE | L | Annual | Standard SO2 | lb/MMBtu | 0.33 | 0.33 | 0.33 | 0.33 | 0.33 | 0.33 | 0.33
CT Fac. Spec. - SO2 Rate Annual v3.1, Unit 627 and retrofits | 303 | 7287 | Rate Constraint in lbs/MMBtu | FALSE | L | Annual | Emissions at Affected Plants SO2 | Thousand Tons | 0 | 0 | 0 | 0 | 0 | 0 | 0
CT Fac. Spec. - SO2 Rate Annual v3.1, Unit 627 and retrofits | 303 | 7287 | Rate Constraint in lbs/MMBtu | FALSE | L | Annual | Allowances Purchased SO2 | Thousand Tons | 0 | 0 | 0 | 0 | 0 | 0 | 0
CT Fac. Spec. - SO2 Rate Annual v3.1, Unit 627 and retrofits | 303 | 7287 | Rate Constraint in lbs/MMBtu | FALSE | L | Annual | Allowances Sold SO2 | Thousand Tons | 0 | 0 | 0 | 0 | 0 | 0 | 0
CT Fac. Spec. - SO2 Rate Annual v3.1, Unit 627 and retrofits | 303 | 7287 | Rate Constraint in lbs/MMBtu | FALSE | L | Annual | Allowances Banked | Thousand Tons | 0 | 0 | 0 | 0 | 0 | 0 | 0
CT Fac. Spec. - SO2 Rate Annual v3.1, Unit 627 and retrofits | 303 | 7287 | Rate Constraint in lbs/MMBtu | FALSE | L | Annual | Allowances Withdrawn (1:1) | Thousand Tons | 0 | 0 | 0 | 0 | 0 | 0 | 0
CT Fac. Spec. - SO2 Rate Annual v3.1, Unit 627 and retrofits | 303 | 7287 | Rate Constraint in lbs/MMBtu | FALSE | L | Annual | Allowances Withdrawn (n:1) | Thousand Tons | 0 | 0 | 0 | 0 | 0 | 0 | 0
CT Fac. Spec. - SO2 Rate Annual v3.1, Unit 627 and retrofits | 303 | 7287 | Rate Constraint in lbs/MMBtu | FALSE | L | Annual | Net Emissions Allowance Position | Thousand Tons | 0 | 0 | 0 | 0 | 0 | 0 | 0
CT Fac. Spec. - SO2 Rate Annual v3.1, Unit 627 and retrofits | 303 | 7287 | Rate Constraint in lbs/MMBtu | FALSE | L | Annual | Fuel Consumed | TBtu | 0 | 0.010722 | 0.027972 | 0 | 0 | 0 | 0
CT Fac. Spec. - SO2 Rate Annual v3.1, Unit 627 and retrofits | 303 | 7287 | Rate Constraint in lbs/MMBtu | FALSE | L | Annual | Rate | lb/MMBtu | 0 | 0 | 0 | 0 | 0 | 0 | 0
CT Fac. Spec. - SO2 Rate Annual v3.1, Unit 627 and retrofits | 303 | 7287 | Rate Constraint in lbs/MMBtu | FALSE | L | Annual | Generation | TWh | 0 | 0.0009979 | 0.0026032 | 0 | 0 | 0 | 0
CT Fac. Spec. - SO2 Rate Annual v3.1, Unit 627 and retrofits | 303 | 7287 | Rate Constraint in lbs/MMBtu | FALSE | L | Annual | Qualifying Generation | TWh | 0 | 0.0009979 | 0.0026032 | 0 | 0 | 0 | 0
CT Fac. Spec. - SO2 Rate Annual v3.1, Unit 627 and retrofits | 303 | 7287 | Rate Constraint in lbs/MMBtu | FALSE | L | Annual | Rate | lb/MWh | 0 | 0 | 0 | 0 | 0 | 0 | 0
CT Fac. Spec. - SO2 Rate Annual v3.1, Unit 627 and retrofits | 303 | 7287 | Rate Constraint in lbs/MMBtu | FALSE | L | Annual | Constraint Shadow Price | US2022$/Ton | 0 | 0 | 0 | 0 | 0 | 0 | 0
CT Fac. Spec. - SO2 Rate Annual v3.1, Unit 628 and retrofits | 304 | 7287 | Rate Constraint in lbs/MMBtu | FALSE | L | Annual | Seasons Included | Seasons | Winter, Spring, Summer, Fall | Winter, Spring, Summer, Fall | Winter, Spring, Summer, Fall | Winter, Spring, Summer, Fall | Winter, Spring, Summer, Fall | Winter, Spring, Summer, Fall | Winter, Spring, Summer, Fall
CT Fac. Spec. - SO2 Rate Annual v3.1, Unit 628 and retrofits | 304 | 7287 | Rate Constraint in lbs/MMBtu | FALSE | L | Annual | Standard SO2 | lb/MMBtu | 0.33 | 0.33 | 0.33 | 0.33 | 0.33 | 0.33 | 0.33
CT Fac. Spec. - SO2 Rate Annual v3.1, Unit 628 and retrofits | 304 | 7287 | Rate Constraint in lbs/MMBtu | FALSE | L | Annual | Emissions at Affected Plants SO2 | Thousand Tons | 0 | 0 | 0 | 0 | 0 | 0 | 0
CT Fac. Spec. - SO2 Rate Annual v3.1, Unit 628 and retrofits | 304 | 7287 | Rate Constraint in lbs/MMBtu | FALSE | L | Annual | Allowances Purchased SO2 | Thousand Tons | 0 | 0 | 0 | 0 | 0 | 0 | 0
CT Fac. Spec. - SO2 Rate Annual v3.1, Unit 628 and retrofits | 304 | 7287 | Rate Constraint in lbs/MMBtu | FALSE | L | Annual | Allowances Sold SO2 | Thousand Tons | 0 | 0 | 0 | 0 | 0 | 0 | 0
CT Fac. Spec. - SO2 Rate Annual v3.1, Unit 628 and retrofits | 304 | 7287 | Rate Constraint in lbs/MMBtu | FALSE | L | Annual | Allowances Banked | Thousand Tons | 0 | 0 | 0 | 0 | 0 | 0 | 0
CT Fac. Spec. - SO2 Rate Annual v3.1, Unit 628 and retrofits | 304 | 7287 | Rate Constraint in lbs/MMBtu | FALSE | L | Annual | Allowances Withdrawn (1:1) | Thousand Tons | 0 | 0 | 0 | 0 | 0 | 0 | 0
CT Fac. Spec. - SO2 Rate Annual v3.1, Unit 628 and retrofits | 304 | 7287 | Rate Constraint in lbs/MMBtu | FALSE | L | Annual | Allowances Withdrawn (n:1) | Thousand Tons | 0 | 0 | 0 | 0 | 0 | 0 | 0
CT Fac. Spec. - SO2 Rate Annual v3.1, Unit 628 and retrofits | 304 | 7287 | Rate Constraint in lbs/MMBtu | FALSE | L | Annual | Net Emissions Allowance Position | Thousand Tons | 0 | 0 | 0 | 0 | 0 | 0 | 0
CT Fac. Spec. - SO2 Rate Annual v3.1, Unit 628 and retrofits | 304 | 7287 | Rate Constraint in lbs/MMBtu | FALSE | L | Annual | Fuel Consumed | TBtu | 0 | 0 | 0.017127 | 0 | 0 | 0 | 0
CT Fac. Spec. - SO2 Rate Annual v3.1, Unit 628 and retrofits | 304 | 7287 | Rate Constraint in lbs/MMBtu | FALSE | L | Annual | Rate | lb/MMBtu | 0 | 0 | 0 | 0 | 0 | 0 | 0
CT Fac. Spec. - SO2 Rate Annual v3.1, Unit 628 and retrofits | 304 | 7287 | Rate Constraint in lbs/MMBtu | FALSE | L | Annual | Generation | TWh | 0 | 0 | 0.0015885 | 0 | 0 | 0 | 0
CT Fac. Spec. - SO2 Rate Annual v3.1, Unit 628 and retrofits | 304 | 7287 | Rate Constraint in lbs/MMBtu | FALSE | L | Annual | Qualifying Generation | TWh | 0 | 0 | 0.0015885 | 0 | 0 | 0 | 0
CT Fac. Spec. - SO2 Rate Annual v3.1, Unit 628 and retrofits | 304 | 7287 | Rate Constraint in lbs/MMBtu | FALSE | L | Annual | Rate | lb/MWh | 0 | 0 | 0 | 0 | 0 | 0 | 0
CT Fac. Spec. - SO2 Rate Annual v3.1, Unit 628 and retrofits | 304 | 7287 | Rate Constraint in lbs/MMBtu | FALSE | L | Annual | Constraint Shadow Price | US2022$/Ton | 0 | 0 | 0 | 0 | 0 | 0 | 0
CT Fac. Spec. - SO2 Rate Annual v3.1, Unit 629 and retrofits | 305 | 7287 | Rate Constraint in lbs/MMBtu | FALSE | L | Annual | Seasons Included | Seasons | Winter, Spring, Summer, Fall | Winter, Spring, Summer, Fall | Winter, Spring, Summer, Fall | Winter, Spring, Summer, Fall | Winter, Spring, Summer, Fall | Winter, Spring, Summer, Fall | Winter, Spring, Summer, Fall
CT Fac. Spec. - SO2 Rate Annual v3.1, Unit 629 and retrofits | 305 | 7287 | Rate Constraint in lbs/MMBtu | FALSE | L | Annual | Standard SO2 | lb/MMBtu | 0.33 | 0.33 | 0.33 | 0.33 | 0.33 | 0.33 | 0.33
CT Fac. Spec. - SO2 Rate Annual v3.1, Unit 629 and retrofits | 305 | 7287 | Rate Constraint in lbs/MMBtu | FALSE | L | Annual | Emissions at Affected Plants SO2 | Thousand Tons | 0 | 0 | 0 | 0 | 0 | 0 | 0
CT Fac. Spec. - SO2 Rate Annual v3.1, Unit 629 and retrofits | 305 | 7287 | Rate Constraint in lbs/MMBtu | FALSE | L | Annual | Allowances Purchased SO2 | Thousand Tons | 0 | 0 | 0 | 0 | 0 | 0 | 0
CT Fac. Spec. - SO2 Rate Annual v3.1, Unit 629 and retrofits | 305 | 7287 | Rate Constraint in lbs/MMBtu | FALSE | L | Annual | Allowances Sold SO2 | Thousand Tons | 0 | 0 | 0 | 0 | 0 | 0 | 0
CT Fac. Spec. - SO2 Rate Annual v3.1, Unit 629 and retrofits | 305 | 7287 | Rate Constraint in lbs/MMBtu | FALSE | L | Annual | Allowances Banked | Thousand Tons | 0 | 0 | 0 | 0 | 0 | 0 | 0
CT Fac. Spec. - SO2 Rate Annual v3.1, Unit 629 and retrofits | 305 | 7287 | Rate Constraint in lbs/MMBtu | FALSE | L | Annual | Allowances Withdrawn (1:1) | Thousand Tons | 0 | 0 | 0 | 0 | 0 | 0 | 0
CT Fac. Spec. - SO2 Rate Annual v3.1, Unit 629 and retrofits | 305 | 7287 | Rate Constraint in lbs/MMBtu | FALSE | L | Annual | Allowances Withdrawn (n:1) | Thousand Tons | 0 | 0 | 0 | 0 | 0 | 0 | 0
CT Fac. Spec. - SO2 Rate Annual v3.1, Unit 629 and retrofits | 305 | 7287 | Rate Constraint in lbs/MMBtu | FALSE | L | Annual | Net Emissions Allowance Position | Thousand Tons | 0 | 0 | 0 | 0 | 0 | 0 | 0
CT Fac. Spec. - SO2 Rate Annual v3.1, Unit 629 and retrofits | 305 | 7287 | Rate Constraint in lbs/MMBtu | FALSE | L | Annual | Fuel Consumed | TBtu | 0 | 0 | 0.016728 | 0 | 0 | 0 | 0
CT Fac. Spec. - SO2 Rate Annual v3.1, Unit 629 and retrofits | 305 | 7287 | Rate Constraint in lbs/MMBtu | FALSE | L | Annual | Rate | lb/MMBtu | 0 | 0 | 0 | 0 | 0 | 0 | 0
CT Fac. Spec. - SO2 Rate Annual v3.1, Unit 629 and retrofits | 305 | 7287 | Rate Constraint in lbs/MMBtu | FALSE | L | Annual | Generation | TWh | 0 | 0 | 0.0015513 | 0 | 0 | 0 | 0
CT Fac. Spec. - SO2 Rate Annual v3.1, Unit 629 and retrofits | 305 | 7287 | Rate Constraint in lbs/MMBtu | FALSE | L | Annual | Qualifying Generation | TWh | 0 | 0 | 0.0015513 | 0 | 0 | 0 | 0
CT Fac. Spec. - SO2 Rate Annual v3.1, Unit 629 and retrofits | 305 | 7287 | Rate Constraint in lbs/MMBtu | FALSE | L | Annual | Rate | lb/MWh | 0 | 0 | 0 | 0 | 0 | 0 | 0
CT Fac. Spec. - SO2 Rate Annual v3.1, Unit 629 and retrofits | 305 | 7287 | Rate Constraint in lbs/MMBtu | FALSE | L | Annual | Constraint Shadow Price | US2022$/Ton | 0 | 0 | 0 | 0 | 0 | 0 | 0
CT Fac. Spec. - SO2 Rate Annual v3.1, Unit 630 and retrofits | 306 | 7287 | Rate Constraint in lbs/MMBtu | FALSE | L | Annual | Seasons Included | Seasons | Winter, Spring, Summer, Fall | Winter, Spring, Summer, Fall | Winter, Spring, Summer, Fall | Winter, Spring, Summer, Fall | Winter, Spring, Summer, Fall | Winter, Spring, Summer, Fall | Winter, Spring, Summer, Fall
CT Fac. Spec. - SO2 Rate Annual v3.1, Unit 630 and retrofits | 306 | 7287 | Rate Constraint in lbs/MMBtu | FALSE | L | Annual | Standard SO2 | lb/MMBtu | 0.33 | 0.33 | 0.33 | 0.33 | 0.33 | 0.33 | 0.33
CT Fac. Spec. - SO2 Rate Annual v3.1, Unit 630 and retrofits | 306 | 7287 | Rate Constraint in lbs/MMBtu | FALSE | L | Annual | Emissions at Affected Plants SO2 | Thousand Tons | 0 | 0 | 0 | 0 | 0 | 0 | 0
CT Fac. Spec. - SO2 Rate Annual v3.1, Unit 630 and retrofits | 306 | 7287 | Rate Constraint in lbs/MMBtu | FALSE | L | Annual | Allowances Purchased SO2 | Thousand Tons | 0 | 0 | 0 | 0 | 0 | 0 | 0
CT Fac. Spec. - SO2 Rate Annual v3.1, Unit 630 and retrofits | 306 | 7287 | Rate Constraint in lbs/MMBtu | FALSE | L | Annual | Allowances Sold SO2 | Thousand Tons | 0 | 0 | 0 | 0 | 0 | 0 | 0
CT Fac. Spec. - SO2 Rate Annual v3.1, Unit 630 and retrofits | 306 | 7287 | Rate Constraint in lbs/MMBtu | FALSE | L | Annual | Allowances Banked | Thousand Tons | 0 | 0 | 0 | 0 | 0 | 0 | 0
CT Fac. Spec. - SO2 Rate Annual v3.1, Unit 630 and retrofits | 306 | 7287 | Rate Constraint in lbs/MMBtu | FALSE | L | Annual | Allowances Withdrawn (1:1) | Thousand Tons | 0 | 0 | 0 | 0 | 0 | 0 | 0
CT Fac. Spec. - SO2 Rate Annual v3.1, Unit 630 and retrofits | 306 | 7287 | Rate Constraint in lbs/MMBtu | FALSE | L | Annual | Allowances Withdrawn (n:1) | Thousand Tons | 0 | 0 | 0 | 0 | 0 | 0 | 0
CT Fac. Spec. - SO2 Rate Annual v3.1, Unit 630 and retrofits | 306 | 7287 | Rate Constraint in lbs/MMBtu | FALSE | L | Annual | Net Emissions Allowance Position | Thousand Tons | 0 | 0 | 0 | 0 | 0 | 0 | 0
CT Fac. Spec. - SO2 Rate Annual v3.1, Unit 630 and retrofits | 306 | 7287 | Rate Constraint in lbs/MMBtu | FALSE | L | Annual | Fuel Consumed | TBtu | 0 | 0 | 0.016726 | 0 | 0 | 0 | 0
CT Fac. Spec. - SO2 Rate Annual v3.1, Unit 630 and retrofits | 306 | 7287 | Rate Constraint in lbs/MMBtu | FALSE | L | Annual | Rate | lb/MMBtu | 0 | 0 | 0 | 0 | 0 | 0 | 0
CT Fac. Spec. - SO2 Rate Annual v3.1, Unit 630 and retrofits | 306 | 7287 | Rate Constraint in lbs/MMBtu | FALSE | L | Annual | Generation | TWh | 0 | 0 | 0.0015513 | 0 | 0 | 0 | 0
CT Fac. Spec. - SO2 Rate Annual v3.1, Unit 630 and retrofits | 306 | 7287 | Rate Constraint in lbs/MMBtu | FALSE | L | Annual | Qualifying Generation | TWh | 0 | 0 | 0.0015513 | 0 | 0 | 0 | 0
CT Fac. Spec. - SO2 Rate Annual v3.1, Unit 630 and retrofits | 306 | 7287 | Rate Constraint in lbs/MMBtu | FALSE | L | Annual | Rate | lb/MWh | 0 | 0 | 0 | 0 | 0 | 0 | 0
CT Fac. Spec. - SO2 Rate Annual v3.1, Unit 630 and retrofits | 306 | 7287 | Rate Constraint in lbs/MMBtu | FALSE | L | Annual | Constraint Shadow Price | US2022$/Ton | 0 | 0 | 0 | 0 | 0 | 0 | 0
CT Fac. Spec. - SO2 Rate Annual v3.1, Unit 631 and retrofits | 307 | 7287 | Rate Constraint in lbs/MMBtu | FALSE | L | Annual | Seasons Included | Seasons | Winter, Spring, Summer, Fall | Winter, Spring, Summer, Fall | Winter, Spring, Summer, Fall | Winter, Spring, Summer, Fall | Winter, Spring, Summer, Fall | Winter, Spring, Summer, Fall | Winter, Spring, Summer, Fall
CT Fac. Spec. - SO2 Rate Annual v3.1, Unit 631 and retrofits | 307 | 7287 | Rate Constraint in lbs/MMBtu | FALSE | L | Annual | Standard SO2 | lb/MMBtu | 0.33 | 0.33 | 0.33 | 0.33 | 0.33 | 0.33 | 0.33
CT Fac. Spec. - SO2 Rate Annual v3.1, Unit 631 and retrofits | 307 | 7287 | Rate Constraint in lbs/MMBtu | FALSE | L | Annual | Emissions at Affected Plants SO2 | Thousand Tons | 0 | 0 | 0 | 0 | 0 | 0 | 0
CT Fac. Spec. - SO2 Rate Annual v3.1, Unit 631 and retrofits | 307 | 7287 | Rate Constraint in lbs/MMBtu | FALSE | L | Annual | Allowances Purchased SO2 | Thousand Tons | 0 | 0 | 0 | 0 | 0 | 0 | 0
CT Fac. Spec. - SO2 Rate Annual v3.1, Unit 631 and retrofits | 307 | 7287 | Rate Constraint in lbs/MMBtu | FALSE | L | Annual | Allowances Sold SO2 | Thousand Tons | 0 | 0 | 0 | 0 | 0 | 0 | 0
CT Fac. Spec. - SO2 Rate Annual v3.1, Unit 631 and retrofits | 307 | 7287 | Rate Constraint in lbs/MMBtu | FALSE | L | Annual | Allowances Banked | Thousand Tons | 0 | 0 | 0 | 0 | 0 | 0 | 0
CT Fac. Spec. - SO2 Rate Annual v3.1, Unit 631 and retrofits | 307 | 7287 | Rate Constraint in lbs/MMBtu | FALSE | L | Annual | Allowances Withdrawn (1:1) | Thousand Tons | 0 | 0 | 0 | 0 | 0 | 0 | 0
CT Fac. Spec. - SO2 Rate Annual v3.1, Unit 631 and retrofits | 307 | 7287 | Rate Constraint in lbs/MMBtu | FALSE | L | Annual | Allowances Withdrawn (n:1) | Thousand Tons | 0 | 0 | 0 | 0 | 0 | 0 | 0
CT Fac. Spec. - SO2 Rate Annual v3.1, Unit 631 and retrofits | 307 | 7287 | Rate Constraint in lbs/MMBtu | FALSE | L | Annual | Net Emissions Allowance Position | Thousand Tons | 0 | 0 | 0 | 0 | 0 | 0 | 0
CT Fac. Spec. - SO2 Rate Annual v3.1, Unit 631 and retrofits | 307 | 7287 | Rate Constraint in lbs/MMBtu | FALSE | L | Annual | Fuel Consumed | TBtu | 0 | 0 | 0.017013 | 0 | 0 | 0 | 0
CT Fac. Spec. - SO2 Rate Annual v3.1, Unit 631 and retrofits | 307 | 7287 | Rate Constraint in lbs/MMBtu | FALSE | L | Annual | Rate | lb/MMBtu | 0 | 0 | 0 | 0 | 0 | 0 | 0
CT Fac. Spec. - SO2 Rate Annual v3.1, Unit 631 and retrofits | 307 | 7287 | Rate Constraint in lbs/MMBtu | FALSE | L | Annual | Generation | TWh | 0 | 0 | 0.0015779 | 0 | 0 | 0 | 0
CT Fac. Spec. - SO2 Rate Annual v3.1, Unit 631 and retrofits | 307 | 7287 | Rate Constraint in lbs/MMBtu | FALSE | L | Annual | Qualifying Generation | TWh | 0 | 0 | 0.0015779 | 0 | 0 | 0 | 0
CT Fac. Spec. - SO2 Rate Annual v3.1, Unit 631 and retrofits | 307 | 7287 | Rate Constraint in lbs/MMBtu | FALSE | L | Annual | Rate | lb/MWh | 0 | 0 | 0 | 0 | 0 | 0 | 0
CT Fac. Spec. - SO2 Rate Annual v3.1, Unit 631 and retrofits | 307 | 7287 | Rate Constraint in lbs/MMBtu | FALSE | L | Annual | Constraint Shadow Price | US2022$/Ton | 0 | 0 | 0 | 0 | 0 | 0 | 0
CT Fac. Spec. - SO2 Rate Annual v3.1, Unit 632 and retrofits | 308 | 7287 | Rate Constraint in lbs/MMBtu | FALSE | L | Annual | Seasons Included | Seasons | Winter, Spring, Summer, Fall | Winter, Spring, Summer, Fall | Winter, Spring, Summer, Fall | Winter, Spring, Summer, Fall | Winter, Spring, Summer, Fall | Winter, Spring, Summer, Fall | Winter, Spring, Summer, Fall
CT Fac. Spec. - SO2 Rate Annual v3.1, Unit 632 and retrofits | 308 | 7287 | Rate Constraint in lbs/MMBtu | FALSE | L | Annual | Standard SO2 | lb/MMBtu | 0.33 | 0.33 | 0.33 | 0.33 | 0.33 | 0.33 | 0.33
CT Fac. Spec. - SO2 Rate Annual v3.1, Unit 632 and retrofits | 308 | 7287 | Rate Constraint in lbs/MMBtu | FALSE | L | Annual | Emissions at Affected Plants SO2 | Thousand Tons | 0 | 0 | 0 | 0 | 0 | 0 | 0
CT Fac. Spec. - SO2 Rate Annual v3.1, Unit 632 and retrofits | 308 | 7287 | Rate Constraint in lbs/MMBtu | FALSE | L | Annual | Allowances Purchased SO2 | Thousand Tons | 0 | 0 | 0 | 0 | 0 | 0 | 0
CT Fac. Spec. - SO2 Rate Annual v3.1, Unit 632 and retrofits | 308 | 7287 | Rate Constraint in lbs/MMBtu | FALSE | L | Annual | Allowances Sold SO2 | Thousand Tons | 0 | 0 | 0 | 0 | 0 | 0 | 0
CT Fac. Spec. - SO2 Rate Annual v3.1, Unit 632 and retrofits | 308 | 7287 | Rate Constraint in lbs/MMBtu | FALSE | L | Annual | Allowances Banked | Thousand Tons | 0 | 0 | 0 | 0 | 0 | 0 | 0
CT Fac. Spec. - SO2 Rate Annual v3.1, Unit 632 and retrofits | 308 | 7287 | Rate Constraint in lbs/MMBtu | FALSE | L | Annual | Allowances Withdrawn (1:1) | Thousand Tons | 0 | 0 | 0 | 0 | 0 | 0 | 0
CT Fac. Spec. - SO2 Rate Annual v3.1, Unit 632 and retrofits | 308 | 7287 | Rate Constraint in lbs/MMBtu | FALSE | L | Annual | Allowances Withdrawn (n:1) | Thousand Tons | 0 | 0 | 0 | 0 | 0 | 0 | 0
CT Fac. Spec. - SO2 Rate Annual v3.1, Unit 632 and retrofits | 308 | 7287 | Rate Constraint in lbs/MMBtu | FALSE | L | Annual | Net Emissions Allowance Position | Thousand Tons | 0 | 0 | 0 | 0 | 0 | 0 | 0
CT Fac. Spec. - SO2 Rate Annual v3.1, Unit 632 and retrofits | 308 | 7287 | Rate Constraint in lbs/MMBtu | FALSE | L | Annual | Fuel Consumed | TBtu | 0 | 0 | 0.022798 | 0 | 0 | 0 | 0
CT Fac. Spec. - SO2 Rate Annual v3.1, Unit 632 and retrofits | 308 | 7287 | Rate Constraint in lbs/MMBtu | FALSE | L | Annual | Rate | lb/MMBtu | 0 | 0 | 0 | 0 | 0 | 0 | 0
CT Fac. Spec. - SO2 Rate Annual v3.1, Unit 632 and retrofits | 308 | 7287 | Rate Constraint in lbs/MMBtu | FALSE | L | Annual | Generation | TWh | 0 | 0 | 0.001925 | 0 | 0 | 0 | 0
CT Fac. Spec. - SO2 Rate Annual v3.1, Unit 632 and retrofits | 308 | 7287 | Rate Constraint in lbs/MMBtu | FALSE | L | Annual | Qualifying Generation | TWh | 0 | 0 | 0.001925 | 0 | 0 | 0 | 0
CT Fac. Spec. - SO2 Rate Annual v3.1, Unit 632 and retrofits | 308 | 7287 | Rate Constraint in lbs/MMBtu | FALSE | L | Annual | Rate | lb/MWh | 0 | 0 | 0 | 0 | 0 | 0 | 0
CT Fac. Spec. - SO2 Rate Annual v3.1, Unit 632 and retrofits | 308 | 7287 | Rate Constraint in lbs/MMBtu | FALSE | L | Annual | Constraint Shadow Price | US2022$/Ton | 0 | 0 | 0 | 0 | 0 | 0 | 0
CT Fac. Spec. - SO2 Rate Annual v3.1, Unit 1717 and retrofits | 309 | 7287 | Rate Constraint in lbs/MMBtu | FALSE | L | Annual | Seasons Included | Seasons | Winter, Spring, Summer, Fall | Winter, Spring, Summer, Fall | Winter, Spring, Summer, Fall | Winter, Spring, Summer, Fall | Winter, Spring, Summer, Fall | Winter, Spring, Summer, Fall | Winter, Spring, Summer, Fall
CT Fac. Spec. - SO2 Rate Annual v3.1, Unit 1717 and retrofits | 309 | 7287 | Rate Constraint in lbs/MMBtu | FALSE | L | Annual | Standard SO2 | lb/MMBtu | 0.33 | 0.33 | 0.33 | 0.33 | 0.33 | 0.33 | 0.33
CT Fac. Spec. - SO2 Rate Annual v3.1, Unit 1717 and retrofits | 309 | 7287 | Rate Constraint in lbs/MMBtu | FALSE | L | Annual | Emissions at Affected Plants SO2 | Thousand Tons | 0 | 0 | 0 | 0 | 0 | 0 | 0
CT Fac. Spec. - SO2 Rate Annual v3.1, Unit 1717 and retrofits | 309 | 7287 | Rate Constraint in lbs/MMBtu | FALSE | L | Annual | Allowances Purchased SO2 | Thousand Tons | 0 | 0 | 0 | 0 | 0 | 0 | 0
CT Fac. Spec. - SO2 Rate Annual v3.1, Unit 1717 and retrofits | 309 | 7287 | Rate Constraint in lbs/MMBtu | FALSE | L | Annual | Allowances Sold SO2 | Thousand Tons | 0 | 0 | 0 | 0 | 0 | 0 | 0
CT Fac. Spec. - SO2 Rate Annual v3.1, Unit 1717 and retrofits | 309 | 7287 | Rate Constraint in lbs/MMBtu | FALSE | L | Annual | Allowances Banked | Thousand Tons | 0 | 0 | 0 | 0 | 0 | 0 | 0
CT Fac. Spec. - SO2 Rate Annual v3.1, Unit 1717 and retrofits | 309 | 7287 | Rate Constraint in lbs/MMBtu | FALSE | L | Annual | Allowances Withdrawn (1:1) | Thousand Tons | 0 | 0 | 0 | 0 | 0 | 0 | 0
CT Fac. Spec. - SO2 Rate Annual v3.1, Unit 1717 and retrofits | 309 | 7287 | Rate Constraint in lbs/MMBtu | FALSE | L | Annual | Allowances Withdrawn (n:1) | Thousand Tons | 0 | 0 | 0 | 0 | 0 | 0 | 0
CT Fac. Spec. - SO2 Rate Annual v3.1, Unit 1717 and retrofits | 309 | 7287 | Rate Constraint in lbs/MMBtu | FALSE | L | Annual | Net Emissions Allowance Position | Thousand Tons | 0 | 0 | 0 | 0 | 0 | 0 | 0
CT Fac. Spec. - SO2 Rate Annual v3.1, Unit 1717 and retrofits | 309 | 7287 | Rate Constraint in lbs/MMBtu | FALSE | L | Annual | Fuel Consumed | TBtu | 6.8937 | 6.332 | 3.7156 | 0 | 0 | 0 | 0
CT Fac. Spec. - SO2 Rate Annual v3.1, Unit 1717 and retrofits | 309 | 7287 | Rate Constraint in lbs/MMBtu | FALSE | L | Annual | Rate | lb/MMBtu | 0 | 0 | 0 | 0 | 0 | 0 | 0
CT Fac. Spec. - SO2 Rate Annual v3.1, Unit 1717 and retrofits | 309 | 7287 | Rate Constraint in lbs/MMBtu | FALSE | L | Annual | Generation | TWh | 0.97135 | 0.89221 | 0.52354 | 0 | 0 | 0 | 0
CT Fac. Spec. - SO2 Rate Annual v3.1, Unit 1717 and retrofits | 309 | 7287 | Rate Constraint in lbs/MMBtu | FALSE | L | Annual | Qualifying Generation | TWh | 0.97135 | 0.89221 | 0.52354 | 0 | 0 | 0 | 0
CT Fac. Spec. - SO2 Rate Annual v3.1, Unit 1717 and retrofits | 309 | 7287 | Rate Constraint in lbs/MMBtu | FALSE | L | Annual | Rate | lb/MWh | 0 | 0 | 0 | 0 | 0 | 0 | 0
CT Fac. Spec. - SO2 Rate Annual v3.1, Unit 1717 and retrofits | 309 | 7287 | Rate Constraint in lbs/MMBtu | FALSE | L | Annual | Constraint Shadow Price | US2022$/Ton | 0 | 0 | 0 | 0 | 0 | 0 | 0
CT Fac. Spec. - SO2 Rate Annual v3.1, Unit 1718 and retrofits | 310 | 7287 | Rate Constraint in lbs/MMBtu | FALSE | L | Annual | Seasons Included | Seasons | Winter, Spring, Summer, Fall | Winter, Spring, Summer, Fall | Winter, Spring, Summer, Fall | Winter, Spring, Summer, Fall | Winter, Spring, Summer, Fall | Winter, Spring, Summer, Fall | Winter, Spring, Summer, Fall
CT Fac. Spec. - SO2 Rate Annual v3.1, Unit 1718 and retrofits | 310 | 7287 | Rate Constraint in lbs/MMBtu | FALSE | L | Annual | Standard SO2 | lb/MMBtu | 0.33 | 0.33 | 0.33 | 0.33 | 0.33 | 0.33 | 0.33
CT Fac. Spec. - SO2 Rate Annual v3.1, Unit 1718 and retrofits | 310 | 7287 | Rate Constraint in lbs/MMBtu | FALSE | L | Annual | Emissions at Affected Plants SO2 | Thousand Tons | 0 | 0 | 0 | 0 | 0 | 0 | 0
CT Fac. Spec. - SO2 Rate Annual v3.1, Unit 1718 and retrofits | 310 | 7287 | Rate Constraint in lbs/MMBtu | FALSE | L | Annual | Allowances Purchased SO2 | Thousand Tons | 0 | 0 | 0 | 0 | 0 | 0 | 0
CT Fac. Spec. - SO2 Rate Annual v3.1, Unit 1718 and retrofits | 310 | 7287 | Rate Constraint in lbs/MMBtu | FALSE | L | Annual | Allowances Sold SO2 | Thousand Tons | 0 | 0 | 0 | 0 | 0 | 0 | 0
CT Fac. Spec. - SO2 Rate Annual v3.1, Unit 1718 and retrofits | 310 | 7287 | Rate Constraint in lbs/MMBtu | FALSE | L | Annual | Allowances Banked | Thousand Tons | 0 | 0 | 0 | 0 | 0 | 0 | 0
CT Fac. Spec. - SO2 Rate Annual v3.1, Unit 1718 and retrofits | 310 | 7287 | Rate Constraint in lbs/MMBtu | FALSE | L | Annual | Allowances Withdrawn (1:1) | Thousand Tons | 0 | 0 | 0 | 0 | 0 | 0 | 0
CT Fac. Spec. - SO2 Rate Annual v3.1, Unit 1718 and retrofits | 310 | 7287 | Rate Constraint in lbs/MMBtu | FALSE | L | Annual | Allowances Withdrawn (n:1) | Thousand Tons | 0 | 0 | 0 | 0 | 0 | 0 | 0
CT Fac. Spec. - SO2 Rate Annual v3.1, Unit 1718 and retrofits | 310 | 7287 | Rate Constraint in lbs/MMBtu | FALSE | L | Annual | Net Emissions Allowance Position | Thousand Tons | 0 | 0 | 0 | 0 | 0 | 0 | 0
CT Fac. Spec. - SO2 Rate Annual v3.1, Unit 1718 and retrofits | 310 | 7287 | Rate Constraint in lbs/MMBtu | FALSE | L | Annual | Fuel Consumed | TBtu | 6.5923 | 5.7859 | 3.539 | 0 | 0 | 0 | 0
CT Fac. Spec. - SO2 Rate Annual v3.1, Unit 1718 and retrofits | 310 | 7287 | Rate Constraint in lbs/MMBtu | FALSE | L | Annual | Rate | lb/MMBtu | 0 | 0 | 0 | 0 | 0 | 0 | 0
CT Fac. Spec. - SO2 Rate Annual v3.1, Unit 1718 and retrofits | 310 | 7287 | Rate Constraint in lbs/MMBtu | FALSE | L | Annual | Generation | TWh | 0.92889 | 0.81526 | 0.49866 | 0 | 0 | 0 | 0
CT Fac. Spec. - SO2 Rate Annual v3.1, Unit 1718 and retrofits | 310 | 7287 | Rate Constraint in lbs/MMBtu | FALSE | L | Annual | Qualifying Generation | TWh | 0.92889 | 0.81526 | 0.49866 | 0 | 0 | 0 | 0
CT Fac. Spec. - SO2 Rate Annual v3.1, Unit 1718 and retrofits | 310 | 7287 | Rate Constraint in lbs/MMBtu | FALSE | L | Annual | Rate | lb/MWh | 0 | 0 | 0 | 0 | 0 | 0 | 0
CT Fac. Spec. - SO2 Rate Annual v3.1, Unit 1718 and retrofits | 310 | 7287 | Rate Constraint in lbs/MMBtu | FALSE | L | Annual | Constraint Shadow Price | US2022$/Ton | 0 | 0 | 0 | 0 | 0 | 0 | 0
CT Fac. Spec. - SO2 Rate Annual v3.1, Unit 1719 and retrofits | 311 | 7287 | Rate Constraint in lbs/MMBtu | FALSE | L | Annual | Seasons Included | Seasons | Winter, Spring, Summer, Fall | Winter, Spring, Summer, Fall | Winter, Spring, Summer, Fall | Winter, Spring, Summer, Fall | Winter, Spring, Summer, Fall | Winter, Spring, Summer, Fall | Winter, Spring, Summer, Fall
CT Fac. Spec. - SO2 Rate Annual v3.1, Unit 1719 and retrofits | 311 | 7287 | Rate Constraint in lbs/MMBtu | FALSE | L | Annual | Standard SO2 | lb/MMBtu | 0.33 | 0.33 | 0.33 | 0.33 | 0.33 | 0.33 | 0.33
CT Fac. Spec. - SO2 Rate Annual v3.1, Unit 1719 and retrofits | 311 | 7287 | Rate Constraint in lbs/MMBtu | FALSE | L | Annual | Emissions at Affected Plants SO2 | Thousand Tons | 0 | 0 | 0 | 0 | 0 | 0 | 0
CT Fac. Spec. - SO2 Rate Annual v3.1, Unit 1719 and retrofits | 311 | 7287 | Rate Constraint in lbs/MMBtu | FALSE | L | Annual | Allowances Purchased SO2 | Thousand Tons | 0 | 0 | 0 | 0 | 0 | 0 | 0
CT Fac. Spec. - SO2 Rate Annual v3.1, Unit 1719 and retrofits | 311 | 7287 | Rate Constraint in lbs/MMBtu | FALSE | L | Annual | Allowances Sold SO2 | Thousand Tons | 0 | 0 | 0 | 0 | 0 | 0 | 0
CT Fac. Spec. - SO2 Rate Annual v3.1, Unit 1719 and retrofits | 311 | 7287 | Rate Constraint in lbs/MMBtu | FALSE | L | Annual | Allowances Banked | Thousand Tons | 0 | 0 | 0 | 0 | 0 | 0 | 0
CT Fac. Spec. - SO2 Rate Annual v3.1, Unit 1719 and retrofits | 311 | 7287 | Rate Constraint in lbs/MMBtu | FALSE | L | Annual | Allowances Withdrawn (1:1) | Thousand Tons | 0 | 0 | 0 | 0 | 0 | 0 | 0
CT Fac. Spec. - SO2 Rate Annual v3.1, Unit 1719 and retrofits | 311 | 7287 | Rate Constraint in lbs/MMBtu | FALSE | L | Annual | Allowances Withdrawn (n:1) | Thousand Tons | 0 | 0 | 0 | 0 | 0 | 0 | 0
CT Fac. Spec. - SO2 Rate Annual v3.1, Unit 1719 and retrofits | 311 | 7287 | Rate Constraint in lbs/MMBtu | FALSE | L | Annual | Net Emissions Allowance Position | Thousand Tons | 0 | 0 | 0 | 0 | 0 | 0 | 0
CT Fac. Spec. - SO2 Rate Annual v3.1, Unit 1719 and retrofits | 311 | 7287 | Rate Constraint in lbs/MMBtu | FALSE | L | Annual | Fuel Consumed | TBtu | 6.5547 | 5.5728 | 3.5188 | 0 | 0 | 0 | 0
CT Fac. Spec. - SO2 Rate Annual v3.1, Unit 1719 and retrofits | 311 | 7287 | Rate Constraint in lbs/MMBtu | FALSE | L | Annual | Rate | lb/MMBtu | 0 | 0 | 0 | 0 | 0 | 0 | 0
CT Fac. Spec. - SO2 Rate Annual v3.1, Unit 1719 and retrofits | 311 | 7287 | Rate Constraint in lbs/MMBtu | FALSE | L | Annual | Generation | TWh | 0.92358 | 0.78524 | 0.49581 | 0 | 0 | 0 | 0
CT Fac. Spec. - SO2 Rate Annual v3.1, Unit 1719 and retrofits | 311 | 7287 | Rate Constraint in lbs/MMBtu | FALSE | L | Annual | Qualifying Generation | TWh | 0.92358 | 0.78524 | 0.49581 | 0 | 0 | 0 | 0
CT Fac. Spec. - SO2 Rate Annual v3.1, Unit 1719 and retrofits | 311 | 7287 | Rate Constraint in lbs/MMBtu | FALSE | L | Annual | Rate | lb/MWh | 0 | 0 | 0 | 0 | 0 | 0 | 0
CT Fac. Spec. - SO2 Rate Annual v3.1, Unit 1719 and retrofits | 311 | 7287 | Rate Constraint in lbs/MMBtu | FALSE | L | Annual | Constraint Shadow Price | US2022$/Ton | 0 | 0 | 0 | 0 | 0 | 0 | 0
CT Fac. Spec. - SO2 Rate Annual v3.1, Unit 1720 and retrofits | 312 | 7287 | Rate Constraint in lbs/MMBtu | FALSE | L | Annual | Seasons Included | Seasons | Winter, Spring, Summer, Fall | Winter, Spring, Summer, Fall | Winter, Spring, Summer, Fall | Winter, Spring, Summer, Fall | Winter, Spring, Summer, Fall | Winter, Spring, Summer, Fall | Winter, Spring, Summer, Fall
CT Fac. Spec. - SO2 Rate Annual v3.1, Unit 1720 and retrofits | 312 | 7287 | Rate Constraint in lbs/MMBtu | FALSE | L | Annual | Standard SO2 | lb/MMBtu | 0.33 | 0.33 | 0.33 | 0.33 | 0.33 | 0.33 | 0.33
CT Fac. Spec. - SO2 Rate Annual v3.1, Unit 1720 and retrofits | 312 | 7287 | Rate Constraint in lbs/MMBtu | FALSE | L | Annual | Emissions at Affected Plants SO2 | Thousand Tons | 0 | 0 | 0 | 0 | 0 | 0 | 0
CT Fac. Spec. - SO2 Rate Annual v3.1, Unit 1720 and retrofits | 312 | 7287 | Rate Constraint in lbs/MMBtu | FALSE | L | Annual | Allowances Purchased SO2 | Thousand Tons | 0 | 0 | 0 | 0 | 0 | 0 | 0
CT Fac. Spec. - SO2 Rate Annual v3.1, Unit 1720 and retrofits | 312 | 7287 | Rate Constraint in lbs/MMBtu | FALSE | L | Annual | Allowances Sold SO2 | Thousand Tons | 0 | 0 | 0 | 0 | 0 | 0 | 0
CT Fac. Spec. - SO2 Rate Annual v3.1, Unit 1720 and retrofits | 312 | 7287 | Rate Constraint in lbs/MMBtu | FALSE | L | Annual | Allowances Banked | Thousand Tons | 0 | 0 | 0 | 0 | 0 | 0 | 0
CT Fac. Spec. - SO2 Rate Annual v3.1, Unit 1720 and retrofits | 312 | 7287 | Rate Constraint in lbs/MMBtu | FALSE | L | Annual | Allowances Withdrawn (1:1) | Thousand Tons | 0 | 0 | 0 | 0 | 0 | 0 | 0
CT Fac. Spec. - SO2 Rate Annual v3.1, Unit 1720 and retrofits | 312 | 7287 | Rate Constraint in lbs/MMBtu | FALSE | L | Annual | Allowances Withdrawn (n:1) | Thousand Tons | 0 | 0 | 0 | 0 | 0 | 0 | 0
CT Fac. Spec. - SO2 Rate Annual v3.1, Unit 1720 and retrofits | 312 | 7287 | Rate Constraint in lbs/MMBtu | FALSE | L | Annual | Net Emissions Allowance Position | Thousand Tons | 0 | 0 | 0 | 0 | 0 | 0 | 0
CT Fac. Spec. - SO2 Rate Annual v3.1, Unit 1720 and retrofits | 312 | 7287 | Rate Constraint in lbs/MMBtu | FALSE | L | Annual | Fuel Consumed | TBtu | 2.1174 | 0.63839 | 2.1893 | 0 | 0 | 0 | 0
CT Fac. Spec. - SO2 Rate Annual v3.1, Unit 1720 and retrofits | 312 | 7287 | Rate Constraint in lbs/MMBtu | FALSE | L | Annual | Rate | lb/MMBtu | 0 | 0 | 0 | 0 | 0 | 0 | 0
CT Fac. Spec. - SO2 Rate Annual v3.1, Unit 1720 and retrofits | 312 | 7287 | Rate Constraint in lbs/MMBtu | FALSE | L | Annual | Generation | TWh | 0.28567 | 0.086129 | 0.29538 | 0 | 0 | 0 | 0
CT Fac. Spec. - SO2 Rate Annual v3.1, Unit 1720 and retrofits | 312 | 7287 | Rate Constraint in lbs/MMBtu | FALSE | L | Annual | Qualifying Generation | TWh | 0.28567 | 0.086129 | 0.29538 | 0 | 0 | 0 | 0
CT Fac. Spec. - SO2 Rate Annual v3.1, Unit 1720 and retrofits | 312 | 7287 | Rate Constraint in lbs/MMBtu | FALSE | L | Annual | Rate | lb/MWh | 0 | 0 | 0 | 0 | 0 | 0 | 0
CT Fac. Spec. - SO2 Rate Annual v3.1, Unit 1720 and retrofits | 312 | 7287 | Rate Constraint in lbs/MMBtu | FALSE | L | Annual | Constraint Shadow Price | US2022$/Ton | 0 | 0 | 0 | 0 | 0 | 0 | 0
CT Fac. Spec. - SO2 Rate Annual v3.1, Unit 1721 and retrofits | 313 | 7287 | Rate Constraint in lbs/MMBtu | FALSE | L | Annual | Seasons Included | Seasons | Winter, Spring, Summer, Fall | Winter, Spring, Summer, Fall | Winter, Spring, Summer, Fall | Winter, Spring, Summer, Fall | Winter, Spring, Summer, Fall | Winter, Spring, Summer, Fall | Winter, Spring, Summer, Fall
CT Fac. Spec. - SO2 Rate Annual v3.1, Unit 1721 and retrofits | 313 | 7287 | Rate Constraint in lbs/MMBtu | FALSE | L | Annual | Standard SO2 | lb/MMBtu | 0.33 | 0.33 | 0.33 | 0.33 | 0.33 | 0.33 | 0.33
CT Fac. Spec. - SO2 Rate Annual v3.1, Unit 1721 and retrofits | 313 | 7287 | Rate Constraint in lbs/MMBtu | FALSE | L | Annual | Emissions at Affected Plants SO2 | Thousand Tons | 0 | 0 | 0 | 0 | 0 | 0 | 0
CT Fac. Spec. - SO2 Rate Annual v3.1, Unit 1721 and retrofits | 313 | 7287 | Rate Constraint in lbs/MMBtu | FALSE | L | Annual | Allowances Purchased SO2 | Thousand Tons | 0 | 0 | 0 | 0 | 0 | 0 | 0
CT Fac. Spec. - SO2 Rate Annual v3.1, Unit 1721 and retrofits | 313 | 7287 | Rate Constraint in lbs/MMBtu | FALSE | L | Annual | Allowances Sold SO2 | Thousand Tons | 0 | 0 | 0 | 0 | 0 | 0 | 0
CT Fac. Spec. - SO2 Rate Annual v3.1, Unit 1721 and retrofits | 313 | 7287 | Rate Constraint in lbs/MMBtu | FALSE | L | Annual | Allowances Banked | Thousand Tons | 0 | 0 | 0 | 0 | 0 | 0 | 0
CT Fac. Spec. - SO2 Rate Annual v3.1, Unit 1721 and retrofits | 313 | 7287 | Rate Constraint in lbs/MMBtu | FALSE | L | Annual | Allowances Withdrawn (1:1) | Thousand Tons | 0 | 0 | 0 | 0 | 0 | 0 | 0
CT Fac. Spec. - SO2 Rate Annual v3.1, Unit 1721 and retrofits | 313 | 7287 | Rate Constraint in lbs/MMBtu | FALSE | L | Annual | Allowances Withdrawn (n:1) | Thousand Tons | 0 | 0 | 0 | 0 | 0 | 0 | 0
CT Fac. Spec. - SO2 Rate Annual v3.1, Unit 1721 and retrofits | 313 | 7287 | Rate Constraint in lbs/MMBtu | FALSE | L | Annual | Net Emissions Allowance Position | Thousand Tons | 0 | 0 | 0 | 0 | 0 | 0 | 0
CT Fac. Spec. - SO2 Rate Annual v3.1, Unit 1721 and retrofits | 313 | 7287 | Rate Constraint in lbs/MMBtu | FALSE | L | Annual | Fuel Consumed | TBtu | 1.4902 | 0.63727 | 2.0965 | 0 | 0 | 0 | 0
CT Fac. Spec. - SO2 Rate Annual v3.1, Unit 1721 and retrofits | 313 | 7287 | Rate Constraint in lbs/MMBtu | FALSE | L | Annual | Rate | lb/MMBtu | 0 | 0 | 0 | 0 | 0 | 0 | 0
CT Fac. Spec. - SO2 Rate Annual v3.1, Unit 1721 and retrofits | 313 | 7287 | Rate Constraint in lbs/MMBtu | FALSE | L | Annual | Generation | TWh | 0.20046 | 0.085724 | 0.28201 | 0 | 0 | 0 | 0
CT Fac. Spec. - SO2 Rate Annual v3.1, Unit 1721 and retrofits | 313 | 7287 | Rate Constraint in lbs/MMBtu | FALSE | L | Annual | Qualifying Generation | TWh | 0.20046 | 0.085724 | 0.28201 | 0 | 0 | 0 | 0
CT Fac. Spec. - SO2 Rate Annual v3.1, Unit 1721 and retrofits | 313 | 7287 | Rate Constraint in lbs/MMBtu | FALSE | L | Annual | Rate | lb/MWh | 0 | 0 | 0 | 0 | 0 | 0 | 0
CT Fac. Spec. - SO2 Rate Annual v3.1, Unit 1721 and retrofits | 313 | 7287 | Rate Constraint in lbs/MMBtu | FALSE | L | Annual | Constraint Shadow Price | US2022$/Ton | 0 | 0 | 0 | 0 | 0 | 0 | 0
CT Fac. Spec. - SO2 Rate Annual v3.1, Unit 1722 and retrofits | 314 | 7287 | Rate Constraint in lbs/MMBtu | FALSE | L | Annual | Seasons Included | Seasons | Winter, Spring, Summer, Fall | Winter, Spring, Summer, Fall | Winter, Spring, Summer, Fall | Winter, Spring, Summer, Fall | Winter, Spring, Summer, Fall | Winter, Spring, Summer, Fall | Winter, Spring, Summer, Fall
CT Fac. Spec. - SO2 Rate Annual v3.1, Unit 1722 and retrofits | 314 | 7287 | Rate Constraint in lbs/MMBtu | FALSE | L | Annual | Standard SO2 | lb/MMBtu | 0.33 | 0.33 | 0.33 | 0.33 | 0.33 | 0.33 | 0.33
CT Fac. Spec. - SO2 Rate Annual v3.1, Unit 1722 and retrofits | 314 | 7287 | Rate Constraint in lbs/MMBtu | FALSE | L | Annual | Emissions at Affected Plants SO2 | Thousand Tons | 0 | 0 | 0 | 0 | 0 | 0 | 0
CT Fac. Spec. - SO2 Rate Annual v3.1, Unit 1722 and retrofits | 314 | 7287 | Rate Constraint in lbs/MMBtu | FALSE | L | Annual | Allowances Purchased SO2 | Thousand Tons | 0 | 0 | 0 | 0 | 0 | 0 | 0
CT Fac. Spec. - SO2 Rate Annual v3.1, Unit 1722 and retrofits | 314 | 7287 | Rate Constraint in lbs/MMBtu | FALSE | L | Annual | Allowances Sold SO2 | Thousand Tons | 0 | 0 | 0 | 0 | 0 | 0 | 0
CT Fac. Spec. - SO2 Rate Annual v3.1, Unit 1722 and retrofits | 314 | 7287 | Rate Constraint in lbs/MMBtu | FALSE | L | Annual | Allowances Banked | Thousand Tons | 0 | 0 | 0 | 0 | 0 | 0 | 0
CT Fac. Spec. - SO2 Rate Annual v3.1, Unit 1722 and retrofits | 314 | 7287 | Rate Constraint in lbs/MMBtu | FALSE | L | Annual | Allowances Withdrawn (1:1) | Thousand Tons | 0 | 0 | 0 | 0 | 0 | 0 | 0
CT Fac. Spec. - SO2 Rate Annual v3.1, Unit 1722 and retrofits | 314 | 7287 | Rate Constraint in lbs/MMBtu | FALSE | L | Annual | Allowances Withdrawn (n:1) | Thousand Tons | 0 | 0 | 0 | 0 | 0 | 0 | 0
CT Fac. Spec. - SO2 Rate Annual v3.1, Unit 1722 and retrofits | 314 | 7287 | Rate Constraint in lbs/MMBtu | FALSE | L | Annual | Net Emissions Allowance Position | Thousand Tons | 0 | 0 | 0 | 0 | 0 | 0 | 0
CT Fac. Spec. - SO2 Rate Annual v3.1, Unit 1722 and retrofits | 314 | 7287 | Rate Constraint in lbs/MMBtu | FALSE | L | Annual | Fuel Consumed | TBtu | 2.0889 | 0.92924 | 2.148 | 0 | 0 | 0 | 0
CT Fac. Spec. - SO2 Rate Annual v3.1, Unit 1722 and retrofits | 314 | 7287 | Rate Constraint in lbs/MMBtu | FALSE | L | Annual | Rate | lb/MMBtu | 0 | 0 | 0 | 0 | 0 | 0 | 0
CT Fac. Spec. - SO2 Rate Annual v3.1, Unit 1722 and retrofits | 314 | 7287 | Rate Constraint in lbs/MMBtu | FALSE | L | Annual | Generation | TWh | 0.28198 | 0.12544 | 0.28996 | 0 | 0 | 0 | 0
CT Fac. Spec. - SO2 Rate Annual v3.1, Unit 1722 and retrofits | 314 | 7287 | Rate Constraint in lbs/MMBtu | FALSE | L | Annual | Qualifying Generation | TWh | 0.28198 | 0.12544 | 0.28996 | 0 | 0 | 0 | 0
CT Fac. Spec. - SO2 Rate Annual v3.1, Unit 1722 and retrofits | 314 | 7287 | Rate Constraint in lbs/MMBtu | FALSE | L | Annual | Rate | lb/MWh | 0 | 0 | 0 | 0 | 0 | 0 | 0
CT Fac. Spec. - SO2 Rate Annual v3.1, Unit 1722 and retrofits | 314 | 7287 | Rate Constraint in lbs/MMBtu | FALSE | L | Annual | Constraint Shadow Price | US2022$/Ton | 0 | 0 | 0 | 0 | 0 | 0 | 0
CT Fac. Spec. - SO2 Rate Annual v3.1, Unit 1723 and retrofits | 315 | 7287 | Rate Constraint in lbs/MMBtu | FALSE | L | Annual | Seasons Included | Seasons | Winter, Spring, Summer, Fall | Winter, Spring, Summer, Fall | Winter, Spring, Summer, Fall | Winter, Spring, Summer, Fall | Winter, Spring, Summer, Fall | Winter, Spring, Summer, Fall | Winter, Spring, Summer, Fall
CT Fac. Spec. - SO2 Rate Annual v3.1, Unit 1723 and retrofits | 315 | 7287 | Rate Constraint in lbs/MMBtu | FALSE | L | Annual | Standard SO2 | lb/MMBtu | 0.33 | 0.33 | 0.33 | 0.33 | 0.33 | 0.33 | 0.33
CT Fac. Spec. - SO2 Rate Annual v3.1, Unit 1723 and retrofits | 315 | 7287 | Rate Constraint in lbs/MMBtu | FALSE | L | Annual | Emissions at Affected Plants SO2 | Thousand Tons | 0 | 0 | 0 | 0 | 0 | 0 | 0
CT Fac. Spec. - SO2 Rate Annual v3.1, Unit 1723 and retrofits | 315 | 7287 | Rate Constraint in lbs/MMBtu | FALSE | L | Annual | Allowances Purchased SO2 | Thousand Tons | 0 | 0 | 0 | 0 | 0 | 0 | 0
CT Fac. Spec. - SO2 Rate Annual v3.1, Unit 1723 and retrofits | 315 | 7287 | Rate Constraint in lbs/MMBtu | FALSE | L | Annual | Allowances Sold SO2 | Thousand Tons | 0 | 0 | 0 | 0 | 0 | 0 | 0
CT Fac. Spec. - SO2 Rate Annual v3.1, Unit 1723 and retrofits | 315 | 7287 | Rate Constraint in lbs/MMBtu | FALSE | L | Annual | Allowances Banked | Thousand Tons | 0 | 0 | 0 | 0 | 0 | 0 | 0
CT Fac. Spec. - SO2 Rate Annual v3.1, Unit 1723 and retrofits | 315 | 7287 | Rate Constraint in lbs/MMBtu | FALSE | L | Annual | Allowances Withdrawn (1:1) | Thousand Tons | 0 | 0 | 0 | 0 | 0 | 0 | 0
CT Fac. Spec. - SO2 Rate Annual v3.1, Unit 1723 and retrofits | 315 | 7287 | Rate Constraint in lbs/MMBtu | FALSE | L | Annual | Allowances Withdrawn (n:1) | Thousand Tons | 0 | 0 | 0 | 0 | 0 | 0 | 0
CT Fac. Spec. - SO2 Rate Annual v3.1, Unit 1723 and retrofits | 315 | 7287 | Rate Constraint in lbs/MMBtu | FALSE | L | Annual | Net Emissions Allowance Position | Thousand Tons | 0 | 0 | 0 | 0 | 0 | 0 | 0
CT Fac. Spec. - SO2 Rate Annual v3.1, Unit 1723 and retrofits | 315 | 7287 | Rate Constraint in lbs/MMBtu | FALSE | L | Annual | Fuel Consumed | TBtu | 3.8641 | 3.0211 | 2.2192 | 0 | 0 | 0 | 0
CT Fac. Spec. - SO2 Rate Annual v3.1, Unit 1723 and retrofits | 315 | 7287 | Rate Constraint in lbs/MMBtu | FALSE | L | Annual | Rate | lb/MMBtu | 0 | 0 | 0 | 0 | 0 | 0 | 0
CT Fac. Spec. - SO2 Rate Annual v3.1, Unit 1723 and retrofits | 315 | 7287 | Rate Constraint in lbs/MMBtu | FALSE | L | Annual | Generation | TWh | 0.52666 | 0.41176 | 0.30247 | 0 | 0 | 0 | 0
CT Fac. Spec. - SO2 Rate Annual v3.1, Unit 1723 and retrofits | 315 | 7287 | Rate Constraint in lbs/MMBtu | FALSE | L | Annual | Qualifying Generation | TWh | 0.52666 | 0.41176 | 0.30247 | 0 | 0 | 0 | 0
CT Fac. Spec. - SO2 Rate Annual v3.1, Unit 1723 and retrofits | 315 | 7287 | Rate Constraint in lbs/MMBtu | FALSE | L | Annual | Rate | lb/MWh | 0 | 0 | 0 | 0 | 0 | 0 | 0
CT Fac. Spec. - SO2 Rate Annual v3.1, Unit 1723 and retrofits | 315 | 7287 | Rate Constraint in lbs/MMBtu | FALSE | L | Annual | Constraint Shadow Price | US2022$/Ton | 0 | 0 | 0 | 0 | 0 | 0 | 0
CT Fac. Spec. - SO2 Rate Annual v3.1, Unit 1724 and retrofits | 316 | 7287 | Rate Constraint in lbs/MMBtu | FALSE | L | Annual | Seasons Included | Seasons | Winter, Spring, Summer, Fall | Winter, Spring, Summer, Fall | Winter, Spring, Summer, Fall | Winter, Spring, Summer, Fall | Winter, Spring, Summer, Fall | Winter, Spring, Summer, Fall | Winter, Spring, Summer, Fall
CT Fac. Spec. - SO2 Rate Annual v3.1, Unit 1724 and retrofits | 316 | 7287 | Rate Constraint in lbs/MMBtu | FALSE | L | Annual | Standard SO2 | lb/MMBtu | 0.33 | 0.33 | 0.33 | 0.33 | 0.33 | 0.33 | 0.33
CT Fac. Spec. - SO2 Rate Annual v3.1, Unit 1724 and retrofits | 316 | 7287 | Rate Constraint in lbs/MMBtu | FALSE | L | Annual | Emissions at Affected Plants SO2 | Thousand Tons | 0 | 0 | 0 | 0 | 0 | 0 | 0
CT Fac. Spec. - SO2 Rate Annual v3.1, Unit 1724 and retrofits | 316 | 7287 | Rate Constraint in lbs/MMBtu | FALSE | L | Annual | Allowances Purchased SO2 | Thousand Tons | 0 | 0 | 0 | 0 | 0 | 0 | 0
CT Fac. Spec. - SO2 Rate Annual v3.1, Unit 1724 and retrofits | 316 | 7287 | Rate Constraint in lbs/MMBtu | FALSE | L | Annual | Allowances Sold SO2 | Thousand Tons | 0 | 0 | 0 | 0 | 0 | 0 | 0
CT Fac. Spec. - SO2 Rate Annual v3.1, Unit 1724 and retrofits | 316 | 7287 | Rate Constraint in lbs/MMBtu | FALSE | L | Annual | Allowances Banked | Thousand Tons | 0 | 0 | 0 | 0 | 0 | 0 | 0
CT Fac. Spec. - SO2 Rate Annual v3.1, Unit 1724 and retrofits | 316 | 7287 | Rate Constraint in lbs/MMBtu | FALSE | L | Annual | Allowances Withdrawn (1:1) | Thousand Tons | 0 | 0 | 0 | 0 | 0 | 0 | 0
CT Fac. Spec. - SO2 Rate Annual v3.1, Unit 1724 and retrofits | 316 | 7287 | Rate Constraint in lbs/MMBtu | FALSE | L | Annual | Allowances Withdrawn (n:1) | Thousand Tons | 0 | 0 | 0 | 0 | 0 | 0 | 0
CT Fac. Spec. - SO2 Rate Annual v3.1, Unit 1724 and retrofits | 316 | 7287 | Rate Constraint in lbs/MMBtu | FALSE | L | Annual | Net Emissions Allowance Position | Thousand Tons | 0 | 0 | 0 | 0 | 0 | 0 | 0
CT Fac. Spec. - SO2 Rate Annual v3.1, Unit 1724 and retrofits | 316 | 7287 | Rate Constraint in lbs/MMBtu | FALSE | L | Annual | Fuel Consumed | TBtu | 5.2311 | 3.667 | 2.4351 | 0 | 0 | 0 | 0
CT Fac. Spec. - SO2 Rate Annual v3.1, Unit 1724 and retrofits | 316 | 7287 | Rate Constraint in lbs/MMBtu | FALSE | L | Annual | Rate | lb/MMBtu | 0 | 0 | 0 | 0 | 0 | 0 | 0
CT Fac. Spec. - SO2 Rate Annual v3.1, Unit 1724 and retrofits | 316 | 7287 | Rate Constraint in lbs/MMBtu | FALSE | L | Annual | Generation | TWh | 0.71384 | 0.50041 | 0.3323 | 0 | 0 | 0 | 0
CT Fac. Spec. - SO2 Rate Annual v3.1, Unit 1724 and retrofits | 316 | 7287 | Rate Constraint in lbs/MMBtu | FALSE | L | Annual | Qualifying Generation | TWh | 0.71384 | 0.50041 | 0.3323 | 0 | 0 | 0 | 0
CT Fac. Spec. - SO2 Rate Annual v3.1, Unit 1724 and retrofits | 316 | 7287 | Rate Constraint in lbs/MMBtu | FALSE | L | Annual | Rate | lb/MWh | 0 | 0 | 0 | 0 | 0 | 0 | 0
CT Fac. Spec. - SO2 Rate Annual v3.1, Unit 1724 and retrofits | 316 | 7287 | Rate Constraint in lbs/MMBtu | FALSE | L | Annual | Constraint Shadow Price | US2022$/Ton | 0 | 0 | 0 | 0 | 0 | 0 | 0
CT Fac. Spec. - SO2 Rate Annual v3.1, Unit 1725 and retrofits | 317 | 7287 | Rate Constraint in lbs/MMBtu | FALSE | L | Annual | Seasons Included | Seasons | Winter, Spring, Summer, Fall | Winter, Spring, Summer, Fall | Winter, Spring, Summer, Fall | Winter, Spring, Summer, Fall | Winter, Spring, Summer, Fall | Winter, Spring, Summer, Fall | Winter, Spring, Summer, Fall
CT Fac. Spec. - SO2 Rate Annual v3.1, Unit 1725 and retrofits | 317 | 7287 | Rate Constraint in lbs/MMBtu | FALSE | L | Annual | Standard SO2 | lb/MMBtu | 0.33 | 0.33 | 0.33 | 0.33 | 0.33 | 0.33 | 0.33
CT Fac. Spec. - SO2 Rate Annual v3.1, Unit 1725 and retrofits | 317 | 7287 | Rate Constraint in lbs/MMBtu | FALSE | L | Annual | Emissions at Affected Plants SO2 | Thousand Tons | 0 | 0 | 0 | 0 | 0 | 0 | 0
CT Fac. Spec. - SO2 Rate Annual v3.1, Unit 1725 and retrofits | 317 | 7287 | Rate Constraint in lbs/MMBtu | FALSE | L | Annual | Allowances Purchased SO2 | Thousand Tons | 0 | 0 | 0 | 0 | 0 | 0 | 0
CT Fac. Spec. - SO2 Rate Annual v3.1, Unit 1725 and retrofits | 317 | 7287 | Rate Constraint in lbs/MMBtu | FALSE | L | Annual | Allowances Sold SO2 | Thousand Tons | 0 | 0 | 0 | 0 | 0 | 0 | 0
CT Fac. Spec. - SO2 Rate Annual v3.1, Unit 1725 and retrofits | 317 | 7287 | Rate Constraint in lbs/MMBtu | FALSE | L | Annual | Allowances Banked | Thousand Tons | 0 | 0 | 0 | 0 | 0 | 0 | 0
CT Fac. Spec. - SO2 Rate Annual v3.1, Unit 1725 and retrofits | 317 | 7287 | Rate Constraint in lbs/MMBtu | FALSE | L | Annual | Allowances Withdrawn (1:1) | Thousand Tons | 0 | 0 | 0 | 0 | 0 | 0 | 0
CT Fac. Spec. - SO2 Rate Annual v3.1, Unit 1725 and retrofits | 317 | 7287 | Rate Constraint in lbs/MMBtu | FALSE | L | Annual | Allowances Withdrawn (n:1) | Thousand Tons | 0 | 0 | 0 | 0 | 0 | 0 | 0
CT Fac. Spec. - SO2 Rate Annual v3.1, Unit 1725 and retrofits | 317 | 7287 | Rate Constraint in lbs/MMBtu | FALSE | L | Annual | Net Emissions Allowance Position | Thousand Tons | 0 | 0 | 0 | 0 | 0 | 0 | 0
CT Fac. Spec. - SO2 Rate Annual v3.1, Unit 1725 and retrofits | 317 | 7287 | Rate Constraint in lbs/MMBtu | FALSE | L | Annual | Fuel Consumed | TBtu | 12.798 | 12.7765 | 9.2322 | 0 | 0 | 0 | 0
CT Fac. Spec. - SO2 Rate Annual v3.1, Unit 1725 and retrofits | 317 | 7287 | Rate Constraint in lbs/MMBtu | FALSE | L | Annual | Rate | lb/MMBtu | 0 | 0 | 0 | 0 | 0 | 0 | 0
CT Fac. Spec. - SO2 Rate Annual v3.1, Unit 1725 and retrofits | 317 | 7287 | Rate Constraint in lbs/MMBtu | FALSE | L | Annual | Generation | TWh | 1.8153 | 1.8123 | 1.3095 | 0 | 0 | 0 | 0
CT Fac. Spec. - SO2 Rate Annual v3.1, Unit 1725 and retrofits | 317 | 7287 | Rate Constraint in lbs/MMBtu | FALSE | L | Annual | Qualifying Generation | TWh | 1.8153 | 1.8123 | 1.3095 | 0 | 0 | 0 | 0
CT Fac. Spec. - SO2 Rate Annual v3.1, Unit 1725 and retrofits | 317 | 7287 | Rate Constraint in lbs/MMBtu | FALSE | L | Annual | Rate | lb/MWh | 0 | 0 | 0 | 0 | 0 | 0 | 0
CT Fac. Spec. - SO2 Rate Annual v3.1, Unit 1725 and retrofits | 317 | 7287 | Rate Constraint in lbs/MMBtu | FALSE | L | Annual | Constraint Shadow Price | US2022$/Ton | 0 | 0 | 0 | 0 | 0 | 0 | 0
CT Fac. Spec. - SO2 Rate Annual v3.1, Unit 1726 and retrofits | 318 | 7287 | Rate Constraint in lbs/MMBtu | FALSE | L | Annual | Seasons Included | Seasons | Winter, Spring, Summer, Fall | Winter, Spring, Summer, Fall | Winter, Spring, Summer, Fall | Winter, Spring, Summer, Fall | Winter, Spring, Summer, Fall | Winter, Spring, Summer, Fall | Winter, Spring, Summer, Fall
CT Fac. Spec. - SO2 Rate Annual v3.1, Unit 1726 and retrofits | 318 | 7287 | Rate Constraint in lbs/MMBtu | FALSE | L | Annual | Standard SO2 | lb/MMBtu | 0.33 | 0.33 | 0.33 | 0.33 | 0.33 | 0.33 | 0.33
CT Fac. Spec. - SO2 Rate Annual v3.1, Unit 1726 and retrofits | 318 | 7287 | Rate Constraint in lbs/MMBtu | FALSE | L | Annual | Emissions at Affected Plants SO2 | Thousand Tons | 0 | 0 | 0 | 0 | 0 | 0 | 0
CT Fac. Spec. - SO2 Rate Annual v3.1, Unit 1726 and retrofits | 318 | 7287 | Rate Constraint in lbs/MMBtu | FALSE | L | Annual | Allowances Purchased SO2 | Thousand Tons | 0 | 0 | 0 | 0 | 0 | 0 | 0
CT Fac. Spec. - SO2 Rate Annual v3.1, Unit 1726 and retrofits | 318 | 7287 | Rate Constraint in lbs/MMBtu | FALSE | L | Annual | Allowances Sold SO2 | Thousand Tons | 0 | 0 | 0 | 0 | 0 | 0 | 0
CT Fac. Spec. - SO2 Rate Annual v3.1, Unit 1726 and retrofits | 318 | 7287 | Rate Constraint in lbs/MMBtu | FALSE | L | Annual | Allowances Banked | Thousand Tons | 0 | 0 | 0 | 0 | 0 | 0 | 0
CT Fac. Spec. - SO2 Rate Annual v3.1, Unit 1726 and retrofits | 318 | 7287 | Rate Constraint in lbs/MMBtu | FALSE | L | Annual | Allowances Withdrawn (1:1) | Thousand Tons | 0 | 0 | 0 | 0 | 0 | 0 | 0
CT Fac. Spec. - SO2 Rate Annual v3.1, Unit 1726 and retrofits | 318 | 7287 | Rate Constraint in lbs/MMBtu | FALSE | L | Annual | Allowances Withdrawn (n:1) | Thousand Tons | 0 | 0 | 0 | 0 | 0 | 0 | 0
CT Fac. Spec. - SO2 Rate Annual v3.1, Unit 1726 and retrofits | 318 | 7287 | Rate Constraint in lbs/MMBtu | FALSE | L | Annual | Net Emissions Allowance Position | Thousand Tons | 0 | 0 | 0 | 0 | 0 | 0 | 0
CT Fac. Spec. - SO2 Rate Annual v3.1, Unit 1726 and retrofits | 318 | 7287 | Rate Constraint in lbs/MMBtu | FALSE | L | Annual | Fuel Consumed | TBtu | 5.7853 | 5.7103 | 3.9578 | 0 | 0 | 0 | 0
CT Fac. Spec. - SO2 Rate Annual v3.1, Unit 1726 and retrofits | 318 | 7287 | Rate Constraint in lbs/MMBtu | FALSE | L | Annual | Rate | lb/MMBtu | 0 | 0 | 0 | 0 | 0 | 0 | 0
CT Fac. Spec. - SO2 Rate Annual v3.1, Unit 1726 and retrofits | 318 | 7287 | Rate Constraint in lbs/MMBtu | FALSE | L | Annual | Generation | TWh | 0.82061 | 0.80998 | 0.56139 | 0 | 0 | 0 | 0
CT Fac. Spec. - SO2 Rate Annual v3.1, Unit 1726 and retrofits | 318 | 7287 | Rate Constraint in lbs/MMBtu | FALSE | L | Annual | Qualifying Generation | TWh | 0.82061 | 0.80998 | 0.56139 | 0 | 0 | 0 | 0
CT Fac. Spec. - SO2 Rate Annual v3.1, Unit 1726 and retrofits | 318 | 7287 | Rate Constraint in lbs/MMBtu | FALSE | L | Annual | Rate | lb/MWh | 0 | 0 | 0 | 0 | 0 | 0 | 0
CT Fac. Spec. - SO2 Rate Annual v3.1, Unit 1726 and retrofits | 318 | 7287 | Rate Constraint in lbs/MMBtu | FALSE | L | Annual | Constraint Shadow Price | US2022$/Ton | 0 | 0 | 0 | 0 | 0 | 0 | 0
CT Fac. Spec. - SO2 Rate Annual v3.1, Unit 1730 and retrofits | 319 | 7287 | Rate Constraint in lbs/MMBtu | FALSE | L | Annual | Seasons Included | Seasons | Winter, Spring, Summer, Fall | Winter, Spring, Summer, Fall | Winter, Spring, Summer, Fall | Winter, Spring, Summer, Fall | Winter, Spring, Summer, Fall | Winter, Spring, Summer, Fall | Winter, Spring, Summer, Fall
CT Fac. Spec. - SO2 Rate Annual v3.1, Unit 1730 and retrofits | 319 | 7287 | Rate Constraint in lbs/MMBtu | FALSE | L | Annual | Standard SO2 | lb/MMBtu | 0.33 | 0.33 | 0.33 | 0.33 | 0.33 | 0.33 | 0.33
CT Fac. Spec. - SO2 Rate Annual v3.1, Unit 1730 and retrofits | 319 | 7287 | Rate Constraint in lbs/MMBtu | FALSE | L | Annual | Emissions at Affected Plants SO2 | Thousand Tons | 0 | 0 | 0 | 0 | 0 | 0 | 0
CT Fac. Spec. - SO2 Rate Annual v3.1, Unit 1730 and retrofits | 319 | 7287 | Rate Constraint in lbs/MMBtu | FALSE | L | Annual | Allowances Purchased SO2 | Thousand Tons | 0 | 0 | 0 | 0 | 0 | 0 | 0
CT Fac. Spec. - SO2 Rate Annual v3.1, Unit 1730 and retrofits | 319 | 7287 | Rate Constraint in lbs/MMBtu | FALSE | L | Annual | Allowances Sold SO2 | Thousand Tons | 0 | 0 | 0 | 0 | 0 | 0 | 0
CT Fac. Spec. - SO2 Rate Annual v3.1, Unit 1730 and retrofits | 319 | 7287 | Rate Constraint in lbs/MMBtu | FALSE | L | Annual | Allowances Banked | Thousand Tons | 0 | 0 | 0 | 0 | 0 | 0 | 0
CT Fac. Spec. - SO2 Rate Annual v3.1, Unit 1730 and retrofits | 319 | 7287 | Rate Constraint in lbs/MMBtu | FALSE | L | Annual | Allowances Withdrawn (1:1) | Thousand Tons | 0 | 0 | 0 | 0 | 0 | 0 | 0
CT Fac. Spec. - SO2 Rate Annual v3.1, Unit 1730 and retrofits | 319 | 7287 | Rate Constraint in lbs/MMBtu | FALSE | L | Annual | Allowances Withdrawn (n:1) | Thousand Tons | 0 | 0 | 0 | 0 | 0 | 0 | 0
CT Fac. Spec. - SO2 Rate Annual v3.1, Unit 1730 and retrofits | 319 | 7287 | Rate Constraint in lbs/MMBtu | FALSE | L | Annual | Net Emissions Allowance Position | Thousand Tons | 0 | 0 | 0 | 0 | 0 | 0 | 0
CT Fac. Spec. - SO2 Rate Annual v3.1, Unit 1730 and retrofits | 319 | 7287 | Rate Constraint in lbs/MMBtu | FALSE | L | Annual | Fuel Consumed | TBtu | 6.5732 | 4.5663 | 1.689 | 0 | 0 | 0 | 0
CT Fac. Spec. - SO2 Rate Annual v3.1, Unit 1730 and retrofits | 319 | 7287 | Rate Constraint in lbs/MMBtu | FALSE | L | Annual | Rate | lb/MMBtu | 0 | 0 | 0 | 0 | 0 | 0 | 0
CT Fac. Spec. - SO2 Rate Annual v3.1, Unit 1730 and retrofits | 319 | 7287 | Rate Constraint in lbs/MMBtu | FALSE | L | Annual | Generation | TWh | 0.92346 | 0.64152 | 0.23729 | 0 | 0 | 0 | 0
CT Fac. Spec. - SO2 Rate Annual v3.1, Unit 1730 and retrofits | 319 | 7287 | Rate Constraint in lbs/MMBtu | FALSE | L | Annual | Qualifying Generation | TWh | 0.92346 | 0.64152 | 0.23729 | 0 | 0 | 0 | 0
CT Fac. Spec. - SO2 Rate Annual v3.1, Unit 1730 and retrofits | 319 | 7287 | Rate Constraint in lbs/MMBtu | FALSE | L | Annual | Rate | lb/MWh | 0 | 0 | 0 | 0 | 0 | 0 | 0
CT Fac. Spec. - SO2 Rate Annual v3.1, Unit 1730 and retrofits | 319 | 7287 | Rate Constraint in lbs/MMBtu | FALSE | L | Annual | Constraint Shadow Price | US2022$/Ton | 0 | 0 | 0 | 0 | 0 | 0 | 0
CT Fac. Spec. - SO2 Rate Annual v3.1, Unit 1731 and retrofits | 320 | 7287 | Rate Constraint in lbs/MMBtu | FALSE | L | Annual | Seasons Included | Seasons | Winter, Spring, Summer, Fall | Winter, Spring, Summer, Fall | Winter, Spring, Summer, Fall | Winter, Spring, Summer, Fall | Winter, Spring, Summer, Fall | Winter, Spring, Summer, Fall | Winter, Spring, Summer, Fall
CT Fac. Spec. - SO2 Rate Annual v3.1, Unit 1731 and retrofits | 320 | 7287 | Rate Constraint in lbs/MMBtu | FALSE | L | Annual | Standard SO2 | lb/MMBtu | 0.33 | 0.33 | 0.33 | 0.33 | 0.33 | 0.33 | 0.33
CT Fac. Spec. - SO2 Rate Annual v3.1, Unit 1731 and retrofits | 320 | 7287 | Rate Constraint in lbs/MMBtu | FALSE | L | Annual | Emissions at Affected Plants SO2 | Thousand Tons | 0 | 0 | 0 | 0 | 0 | 0 | 0
CT Fac. Spec. - SO2 Rate Annual v3.1, Unit 1731 and retrofits | 320 | 7287 | Rate Constraint in lbs/MMBtu | FALSE | L | Annual | Allowances Purchased SO2 | Thousand Tons | 0 | 0 | 0 | 0 | 0 | 0 | 0
CT Fac. Spec. - SO2 Rate Annual v3.1, Unit 1731 and retrofits | 320 | 7287 | Rate Constraint in lbs/MMBtu | FALSE | L | Annual | Allowances Sold SO2 | Thousand Tons | 0 | 0 | 0 | 0 | 0 | 0 | 0
CT Fac. Spec. - SO2 Rate Annual v3.1, Unit 1731 and retrofits | 320 | 7287 | Rate Constraint in lbs/MMBtu | FALSE | L | Annual | Allowances Banked | Thousand Tons | 0 | 0 | 0 | 0 | 0 | 0 | 0
CT Fac. Spec. - SO2 Rate Annual v3.1, Unit 1731 and retrofits | 320 | 7287 | Rate Constraint in lbs/MMBtu | FALSE | L | Annual | Allowances Withdrawn (1:1) | Thousand Tons | 0 | 0 | 0 | 0 | 0 | 0 | 0
CT Fac. Spec. - SO2 Rate Annual v3.1, Unit 1731 and retrofits | 320 | 7287 | Rate Constraint in lbs/MMBtu | FALSE | L | Annual | Allowances Withdrawn (n:1) | Thousand Tons | 0 | 0 | 0 | 0 | 0 | 0 | 0
CT Fac. Spec. - SO2 Rate Annual v3.1, Unit 1731 and retrofits | 320 | 7287 | Rate Constraint in lbs/MMBtu | FALSE | L | Annual | Net Emissions Allowance Position | Thousand Tons | 0 | 0 | 0 | 0 | 0 | 0 | 0
CT Fac. Spec. - SO2 Rate Annual v3.1, Unit 1731 and retrofits | 320 | 7287 | Rate Constraint in lbs/MMBtu | FALSE | L | Annual | Fuel Consumed | TBtu | 6.175 | 4.5663 | 2.1004 | 0 | 0 | 0 | 0
CT Fac. Spec. - SO2 Rate Annual v3.1, Unit 1731 and retrofits | 320 | 7287 | Rate Constraint in lbs/MMBtu | FALSE | L | Annual | Rate | lb/MMBtu | 0 | 0 | 0 | 0 | 0 | 0 | 0
CT Fac. Spec. - SO2 Rate Annual v3.1, Unit 1731 and retrofits | 320 | 7287 | Rate Constraint in lbs/MMBtu | FALSE | L | Annual | Generation | TWh | 0.86752 | 0.64152 | 0.29509 | 0 | 0 | 0 | 0
CT Fac. Spec. - SO2 Rate Annual v3.1, Unit 1731 and retrofits | 320 | 7287 | Rate Constraint in lbs/MMBtu | FALSE | L | Annual | Qualifying Generation | TWh | 0.86752 | 0.64152 | 0.29509 | 0 | 0 | 0 | 0
CT Fac. Spec. - SO2 Rate Annual v3.1, Unit 1731 and retrofits | 320 | 7287 | Rate Constraint in lbs/MMBtu | FALSE | L | Annual | Rate | lb/MWh | 0 | 0 | 0 | 0 | 0 | 0 | 0
CT Fac. Spec. - SO2 Rate Annual v3.1, Unit 1731 and retrofits | 320 | 7287 | Rate Constraint in lbs/MMBtu | FALSE | L | Annual | Constraint Shadow Price | US2022$/Ton | 0 | 0 | 0 | 0 | 0 | 0 | 0
CT Fac. Spec. - SO2 Rate Annual v3.1, Unit 1732 and retrofits | 321 | 7287 | Rate Constraint in lbs/MMBtu | FALSE | L | Annual | Seasons Included | Seasons | Winter, Spring, Summer, Fall | Winter, Spring, Summer, Fall | Winter, Spring, Summer, Fall | Winter, Spring, Summer, Fall | Winter, Spring, Summer, Fall | Winter, Spring, Summer, Fall | Winter, Spring, Summer, Fall
CT Fac. Spec. - SO2 Rate Annual v3.1, Unit 1732 and retrofits | 321 | 7287 | Rate Constraint in lbs/MMBtu | FALSE | L | Annual | Standard SO2 | lb/MMBtu | 0.33 | 0.33 | 0.33 | 0.33 | 0.33 | 0.33 | 0.33
CT Fac. Spec. - SO2 Rate Annual v3.1, Unit 1732 and retrofits | 321 | 7287 | Rate Constraint in lbs/MMBtu | FALSE | L | Annual | Emissions at Affected Plants SO2 | Thousand Tons | 0 | 0 | 0 | 0 | 0 | 0 | 0
CT Fac. Spec. - SO2 Rate Annual v3.1, Unit 1732 and retrofits | 321 | 7287 | Rate Constraint in lbs/MMBtu | FALSE | L | Annual | Allowances Purchased SO2 | Thousand Tons | 0 | 0 | 0 | 0 | 0 | 0 | 0
CT Fac. Spec. - SO2 Rate Annual v3.1, Unit 1732 and retrofits | 321 | 7287 | Rate Constraint in lbs/MMBtu | FALSE | L | Annual | Allowances Sold SO2 | Thousand Tons | 0 | 0 | 0 | 0 | 0 | 0 | 0
CT Fac. Spec. - SO2 Rate Annual v3.1, Unit 1732 and retrofits | 321 | 7287 | Rate Constraint in lbs/MMBtu | FALSE | L | Annual | Allowances Banked | Thousand Tons | 0 | 0 | 0 | 0 | 0 | 0 | 0
CT Fac. Spec. - SO2 Rate Annual v3.1, Unit 1732 and retrofits | 321 | 7287 | Rate Constraint in lbs/MMBtu | FALSE | L | Annual | Allowances Withdrawn (1:1) | Thousand Tons | 0 | 0 | 0 | 0 | 0 | 0 | 0
CT Fac. Spec. - SO2 Rate Annual v3.1, Unit 1732 and retrofits | 321 | 7287 | Rate Constraint in lbs/MMBtu | FALSE | L | Annual | Allowances Withdrawn (n:1) | Thousand Tons | 0 | 0 | 0 | 0 | 0 | 0 | 0
CT Fac. Spec. - SO2 Rate Annual v3.1, Unit 1732 and retrofits | 321 | 7287 | Rate Constraint in lbs/MMBtu | FALSE | L | Annual | Net Emissions Allowance Position | Thousand Tons | 0 | 0 | 0 | 0 | 0 | 0 | 0
CT Fac. Spec. - SO2 Rate Annual v3.1, Unit 1732 and retrofits | 321 | 7287 | Rate Constraint in lbs/MMBtu | FALSE | L | Annual | Fuel Consumed | TBtu | 9.2783 | 6.5491 | 2.5269 | 0 | 0 | 0 | 0
CT Fac. Spec. - SO2 Rate Annual v3.1, Unit 1732 and retrofits | 321 | 7287 | Rate Constraint in lbs/MMBtu | FALSE | L | Annual | Rate | lb/MMBtu | 0 | 0 | 0 | 0 | 0 | 0 | 0
CT Fac. Spec. - SO2 Rate Annual v3.1, Unit 1732 and retrofits | 321 | 7287 | Rate Constraint in lbs/MMBtu | FALSE | L | Annual | Generation | TWh | 1.3035 | 0.92008 | 0.355 | 0 | 0 | 0 | 0
CT Fac. Spec. - SO2 Rate Annual v3.1, Unit 1732 and retrofits | 321 | 7287 | Rate Constraint in lbs/MMBtu | FALSE | L | Annual | Qualifying Generation | TWh | 1.3035 | 0.92008 | 0.355 | 0 | 0 | 0 | 0
CT Fac. Spec. - SO2 Rate Annual v3.1, Unit 1732 and retrofits | 321 | 7287 | Rate Constraint in lbs/MMBtu | FALSE | L | Annual | Rate | lb/MWh | 0 | 0 | 0 | 0 | 0 | 0 | 0
CT Fac. Spec. - SO2 Rate Annual v3.1, Unit 1732 and retrofits | 321 | 7287 | Rate Constraint in lbs/MMBtu | FALSE | L | Annual | Constraint Shadow Price | US2022$/Ton | 0 | 0 | 0 | 0 | 0 | 0 | 0
CT Fac. Spec. - SO2 Rate Annual v3.1, Unit 1733 and retrofits | 322 | 7287 | Rate Constraint in lbs/MMBtu | FALSE | L | Annual | Seasons Included | Seasons | Winter, Spring, Summer, Fall | Winter, Spring, Summer, Fall | Winter, Spring, Summer, Fall | Winter, Spring, Summer, Fall | Winter, Spring, Summer, Fall | Winter, Spring, Summer, Fall | Winter, Spring, Summer, Fall
CT Fac. Spec. - SO2 Rate Annual v3.1, Unit 1733 and retrofits | 322 | 7287 | Rate Constraint in lbs/MMBtu | FALSE | L | Annual | Standard SO2 | lb/MMBtu | 0.33 | 0.33 | 0.33 | 0.33 | 0.33 | 0.33 | 0.33
CT Fac. Spec. - SO2 Rate Annual v3.1, Unit 1733 and retrofits | 322 | 7287 | Rate Constraint in lbs/MMBtu | FALSE | L | Annual | Emissions at Affected Plants SO2 | Thousand Tons | 0 | 0 | 0 | 0 | 0 | 0 | 0
CT Fac. Spec. - SO2 Rate Annual v3.1, Unit 1733 and retrofits | 322 | 7287 | Rate Constraint in lbs/MMBtu | FALSE | L | Annual | Allowances Purchased SO2 | Thousand Tons | 0 | 0 | 0 | 0 | 0 | 0 | 0
CT Fac. Spec. - SO2 Rate Annual v3.1, Unit 1733 and retrofits | 322 | 7287 | Rate Constraint in lbs/MMBtu | FALSE | L | Annual | Allowances Sold SO2 | Thousand Tons | 0 | 0 | 0 | 0 | 0 | 0 | 0
CT Fac. Spec. - SO2 Rate Annual v3.1, Unit 1733 and retrofits | 322 | 7287 | Rate Constraint in lbs/MMBtu | FALSE | L | Annual | Allowances Banked | Thousand Tons | 0 | 0 | 0 | 0 | 0 | 0 | 0
CT Fac. Spec. - SO2 Rate Annual v3.1, Unit 1733 and retrofits | 322 | 7287 | Rate Constraint in lbs/MMBtu | FALSE | L | Annual | Allowances Withdrawn (1:1) | Thousand Tons | 0 | 0 | 0 | 0 | 0 | 0 | 0
CT Fac. Spec. - SO2 Rate Annual v3.1, Unit 1733 and retrofits | 322 | 7287 | Rate Constraint in lbs/MMBtu | FALSE | L | Annual | Allowances Withdrawn (n:1) | Thousand Tons | 0 | 0 | 0 | 0 | 0 | 0 | 0
CT Fac. Spec. - SO2 Rate Annual v3.1, Unit 1733 and retrofits | 322 | 7287 | Rate Constraint in lbs/MMBtu | FALSE | L | Annual | Net Emissions Allowance Position | Thousand Tons | 0 | 0 | 0 | 0 | 0 | 0 | 0
CT Fac. Spec. - SO2 Rate Annual v3.1, Unit 1733 and retrofits | 322 | 7287 | Rate Constraint in lbs/MMBtu | FALSE | L | Annual | Fuel Consumed | TBtu | 9.9805 | 9.5776 | 9.4936 | 0 | 0.29866 | 0 | 0
CT Fac. Spec. - SO2 Rate Annual v3.1, Unit 1733 and retrofits | 322 | 7287 | Rate Constraint in lbs/MMBtu | FALSE | L | Annual | Rate | lb/MMBtu | 0 | 0 | 0 | 0 | 0 | 0 | 0
CT Fac. Spec. - SO2 Rate Annual v3.1, Unit 1733 and retrofits | 322 | 7287 | Rate Constraint in lbs/MMBtu | FALSE | L | Annual | Generation | TWh | 1.4157 | 1.3585 | 1.3466 | 0 | 0.042363 | 0 | 0
CT Fac. Spec. - SO2 Rate Annual v3.1, Unit 1733 and retrofits | 322 | 7287 | Rate Constraint in lbs/MMBtu | FALSE | L | Annual | Qualifying Generation | TWh | 1.4157 | 1.3585 | 1.3466 | 0 | 0.042363 | 0 | 0
CT Fac. Spec. - SO2 Rate Annual v3.1, Unit 1733 and retrofits | 322 | 7287 | Rate Constraint in lbs/MMBtu | FALSE | L | Annual | Rate | lb/MWh | 0 | 0 | 0 | 0 | 0 | 0 | 0
CT Fac. Spec. - SO2 Rate Annual v3.1, Unit 1733 and retrofits | 322 | 7287 | Rate Constraint in lbs/MMBtu | FALSE | L | Annual | Constraint Shadow Price | US2022$/Ton | 0 | 0 | 0 | 0 | 0 | 0 | 0
CT Fac. Spec. - SO2 Rate Annual v3.1, Unit 1734 and retrofits | 323 | 7287 | Rate Constraint in lbs/MMBtu | FALSE | L | Annual | Seasons Included | Seasons | Winter, Spring, Summer, Fall | Winter, Spring, Summer, Fall | Winter, Spring, Summer, Fall | Winter, Spring, Summer, Fall | Winter, Spring, Summer, Fall | Winter, Spring, Summer, Fall | Winter, Spring, Summer, Fall
CT Fac. Spec. - SO2 Rate Annual v3.1, Unit 1734 and retrofits | 323 | 7287 | Rate Constraint in lbs/MMBtu | FALSE | L | Annual | Standard SO2 | lb/MMBtu | 0.33 | 0.33 | 0.33 | 0.33 | 0.33 | 0.33 | 0.33
CT Fac. Spec. - SO2 Rate Annual v3.1, Unit 1734 and retrofits | 323 | 7287 | Rate Constraint in lbs/MMBtu | FALSE | L | Annual | Emissions at Affected Plants SO2 | Thousand Tons | 0 | 0 | 0 | 0 | 0 | 0 | 0
CT Fac. Spec. - SO2 Rate Annual v3.1, Unit 1734 and retrofits | 323 | 7287 | Rate Constraint in lbs/MMBtu | FALSE | L | Annual | Allowances Purchased SO2 | Thousand Tons | 0 | 0 | 0 | 0 | 0 | 0 | 0
CT Fac. Spec. - SO2 Rate Annual v3.1, Unit 1734 and retrofits | 323 | 7287 | Rate Constraint in lbs/MMBtu | FALSE | L | Annual | Allowances Sold SO2 | Thousand Tons | 0 | 0 | 0 | 0 | 0 | 0 | 0
CT Fac. Spec. - SO2 Rate Annual v3.1, Unit 1734 and retrofits | 323 | 7287 | Rate Constraint in lbs/MMBtu | FALSE | L | Annual | Allowances Banked | Thousand Tons | 0 | 0 | 0 | 0 | 0 | 0 | 0
CT Fac. Spec. - SO2 Rate Annual v3.1, Unit 1734 and retrofits | 323 | 7287 | Rate Constraint in lbs/MMBtu | FALSE | L | Annual | Allowances Withdrawn (1:1) | Thousand Tons | 0 | 0 | 0 | 0 | 0 | 0 | 0
CT Fac. Spec. - SO2 Rate Annual v3.1, Unit 1734 and retrofits | 323 | 7287 | Rate Constraint in lbs/MMBtu | FALSE | L | Annual | Allowances Withdrawn (n:1) | Thousand Tons | 0 | 0 | 0 | 0 | 0 | 0 | 0
CT Fac. Spec. - SO2 Rate Annual v3.1, Unit 1734 and retrofits | 323 | 7287 | Rate Constraint in lbs/MMBtu | FALSE | L | Annual | Net Emissions Allowance Position | Thousand Tons | 0 | 0 | 0 | 0 | 0 | 0 | 0
CT Fac. Spec. - SO2 Rate Annual v3.1, Unit 1734 and retrofits | 323 | 7287 | Rate Constraint in lbs/MMBtu | FALSE | L | Annual | Fuel Consumed | TBtu | 9.4226 | 9.3717 | 9.3293 | 0 | 0 | 0 | 0
CT Fac. Spec. - SO2 Rate Annual v3.1, Unit 1734 and retrofits | 323 | 7287 | Rate Constraint in lbs/MMBtu | FALSE | L | Annual | Rate | lb/MMBtu | 0 | 0 | 0 | 0 | 0 | 0 | 0
CT Fac. Spec. - SO2 Rate Annual v3.1, Unit 1734 and retrofits | 323 | 7287 | Rate Constraint in lbs/MMBtu | FALSE | L | Annual | Generation | TWh | 1.3365 | 1.3293 | 1.3233 | 0 | 0 | 0 | 0
CT Fac. Spec. - SO2 Rate Annual v3.1, Unit 1734 and retrofits | 323 | 7287 | Rate Constraint in lbs/MMBtu | FALSE | L | Annual | Qualifying Generation | TWh | 1.3365 | 1.3293 | 1.3233 | 0 | 0 | 0 | 0
CT Fac. Spec. - SO2 Rate Annual v3.1, Unit 1734 and retrofits | 323 | 7287 | Rate Constraint in lbs/MMBtu | FALSE | L | Annual | Rate | lb/MWh | 0 | 0 | 0 | 0 | 0 | 0 | 0
CT Fac. Spec. - SO2 Rate Annual v3.1, Unit 1734 and retrofits | 323 | 7287 | Rate Constraint in lbs/MMBtu | FALSE | L | Annual | Constraint Shadow Price | US2022$/Ton | 0 | 0 | 0 | 0 | 0 | 0 | 0
CT Fac. Spec. - SO2 Rate Annual v3.1, Unit 1735 and retrofits | 324 | 7287 | Rate Constraint in lbs/MMBtu | FALSE | L | Annual | Seasons Included | Seasons | Winter, Spring, Summer, Fall | Winter, Spring, Summer, Fall | Winter, Spring, Summer, Fall | Winter, Spring, Summer, Fall | Winter, Spring, Summer, Fall | Winter, Spring, Summer, Fall | Winter, Spring, Summer, Fall
CT Fac. Spec. - SO2 Rate Annual v3.1, Unit 1735 and retrofits | 324 | 7287 | Rate Constraint in lbs/MMBtu | FALSE | L | Annual | Standard SO2 | lb/MMBtu | 0.33 | 0.33 | 0.33 | 0.33 | 0.33 | 0.33 | 0.33
CT Fac. Spec. - SO2 Rate Annual v3.1, Unit 1735 and retrofits | 324 | 7287 | Rate Constraint in lbs/MMBtu | FALSE | L | Annual | Emissions at Affected Plants SO2 | Thousand Tons | 0 | 0 | 0 | 0 | 0 | 0 | 0
CT Fac. Spec. - SO2 Rate Annual v3.1, Unit 1735 and retrofits | 324 | 7287 | Rate Constraint in lbs/MMBtu | FALSE | L | Annual | Allowances Purchased SO2 | Thousand Tons | 0 | 0 | 0 | 0 | 0 | 0 | 0
CT Fac. Spec. - SO2 Rate Annual v3.1, Unit 1735 and retrofits | 324 | 7287 | Rate Constraint in lbs/MMBtu | FALSE | L | Annual | Allowances Sold SO2 | Thousand Tons | 0 | 0 | 0 | 0 | 0 | 0 | 0
CT Fac. Spec. - SO2 Rate Annual v3.1, Unit 1735 and retrofits | 324 | 7287 | Rate Constraint in lbs/MMBtu | FALSE | L | Annual | Allowances Banked | Thousand Tons | 0 | 0 | 0 | 0 | 0 | 0 | 0
CT Fac. Spec. - SO2 Rate Annual v3.1, Unit 1735 and retrofits | 324 | 7287 | Rate Constraint in lbs/MMBtu | FALSE | L | Annual | Allowances Withdrawn (1:1) | Thousand Tons | 0 | 0 | 0 | 0 | 0 | 0 | 0
CT Fac. Spec. - SO2 Rate Annual v3.1, Unit 1735 and retrofits | 324 | 7287 | Rate Constraint in lbs/MMBtu | FALSE | L | Annual | Allowances Withdrawn (n:1) | Thousand Tons | 0 | 0 | 0 | 0 | 0 | 0 | 0
CT Fac. Spec. - SO2 Rate Annual v3.1, Unit 1735 and retrofits | 324 | 7287 | Rate Constraint in lbs/MMBtu | FALSE | L | Annual | Net Emissions Allowance Position | Thousand Tons | 0 | 0 | 0 | 0 | 0 | 0 | 0
CT Fac. Spec. - SO2 Rate Annual v3.1, Unit 1735 and retrofits | 324 | 7287 | Rate Constraint in lbs/MMBtu | FALSE | L | Annual | Fuel Consumed | TBtu | 10.403 | 10.2683 | 9.8007 | 0 | 0.11639 | 0 | 0
CT Fac. Spec. - SO2 Rate Annual v3.1, Unit 1735 and retrofits | 324 | 7287 | Rate Constraint in lbs/MMBtu | FALSE | L | Annual | Rate | lb/MMBtu | 0 | 0 | 0 | 0 | 0 | 0 | 0
CT Fac. Spec. - SO2 Rate Annual v3.1, Unit 1735 and retrofits | 324 | 7287 | Rate Constraint in lbs/MMBtu | FALSE | L | Annual | Generation | TWh | 1.4756 | 1.4565 | 1.3902 | 0 | 0.016509 | 0 | 0
CT Fac. Spec. - SO2 Rate Annual v3.1, Unit 1735 and retrofits | 324 | 7287 | Rate Constraint in lbs/MMBtu | FALSE | L | Annual | Qualifying Generation | TWh | 1.4756 | 1.4565 | 1.3902 | 0 | 0.016509 | 0 | 0
CT Fac. Spec. - SO2 Rate Annual v3.1, Unit 1735 and retrofits | 324 | 7287 | Rate Constraint in lbs/MMBtu | FALSE | L | Annual | Rate | lb/MWh | 0 | 0 | 0 | 0 | 0 | 0 | 0
CT Fac. Spec. - SO2 Rate Annual v3.1, Unit 1735 and retrofits | 324 | 7287 | Rate Constraint in lbs/MMBtu | FALSE | L | Annual | Constraint Shadow Price | US2022$/Ton | 0 | 0 | 0 | 0 | 0 | 0 | 0
CT Fac. Spec. - SO2 Rate Annual v3.1, Unit 1737 and retrofits | 325 | 7287 | Rate Constraint in lbs/MMBtu | FALSE | L | Annual | Seasons Included | Seasons | Winter, Spring, Summer, Fall | Winter, Spring, Summer, Fall | Winter, Spring, Summer, Fall | Winter, Spring, Summer, Fall | Winter, Spring, Summer, Fall | Winter, Spring, Summer, Fall | Winter, Spring, Summer, Fall
CT Fac. Spec. - SO2 Rate Annual v3.1, Unit 1737 and retrofits | 325 | 7287 | Rate Constraint in lbs/MMBtu | FALSE | L | Annual | Standard SO2 | lb/MMBtu | 0.33 | 0.33 | 0.33 | 0.33 | 0.33 | 0.33 | 0.33
CT Fac. Spec. - SO2 Rate Annual v3.1, Unit 1737 and retrofits | 325 | 7287 | Rate Constraint in lbs/MMBtu | FALSE | L | Annual | Emissions at Affected Plants SO2 | Thousand Tons | 0 | 0 | 0 | 0 | 0 | 0 | 0
CT Fac. Spec. - SO2 Rate Annual v3.1, Unit 1737 and retrofits | 325 | 7287 | Rate Constraint in lbs/MMBtu | FALSE | L | Annual | Allowances Purchased SO2 | Thousand Tons | 0 | 0 | 0 | 0 | 0 | 0 | 0
CT Fac. Spec. - SO2 Rate Annual v3.1, Unit 1737 and retrofits | 325 | 7287 | Rate Constraint in lbs/MMBtu | FALSE | L | Annual | Allowances Sold SO2 | Thousand Tons | 0 | 0 | 0 | 0 | 0 | 0 | 0
CT Fac. Spec. - SO2 Rate Annual v3.1, Unit 1737 and retrofits | 325 | 7287 | Rate Constraint in lbs/MMBtu | FALSE | L | Annual | Allowances Banked | Thousand Tons | 0 | 0 | 0 | 0 | 0 | 0 | 0
CT Fac. Spec. - SO2 Rate Annual v3.1, Unit 1737 and retrofits | 325 | 7287 | Rate Constraint in lbs/MMBtu | FALSE | L | Annual | Allowances Withdrawn (1:1) | Thousand Tons | 0 | 0 | 0 | 0 | 0 | 0 | 0
CT Fac. Spec. - SO2 Rate Annual v3.1, Unit 1737 and retrofits | 325 | 7287 | Rate Constraint in lbs/MMBtu | FALSE | L | Annual | Allowances Withdrawn (n:1) | Thousand Tons | 0 | 0 | 0 | 0 | 0 | 0 | 0
CT Fac. Spec. - SO2 Rate Annual v3.1, Unit 1737 and retrofits | 325 | 7287 | Rate Constraint in lbs/MMBtu | FALSE | L | Annual | Net Emissions Allowance Position | Thousand Tons | 0 | 0 | 0 | 0 | 0 | 0 | 0
CT Fac. Spec. - SO2 Rate Annual v3.1, Unit 1737 and retrofits | 325 | 7287 | Rate Constraint in lbs/MMBtu | FALSE | L | Annual | Fuel Consumed | TBtu | 0.6509 | 0.6509 | 0.6509 | 0 | 0.032439 | 0 | 0
CT Fac. Spec. - SO2 Rate Annual v3.1, Unit 1737 and retrofits | 325 | 7287 | Rate Constraint in lbs/MMBtu | FALSE | L | Annual | Rate | lb/MMBtu | 0 | 0 | 0 | 0 | 0 | 0 | 0
CT Fac. Spec. - SO2 Rate Annual v3.1, Unit 1737 and retrofits | 325 | 7287 | Rate Constraint in lbs/MMBtu | FALSE | L | Annual | Generation | TWh | 0.11474 | 0.11474 | 0.11474 | 0 | 0.0057181 | 0 | 0
CT Fac. Spec. - SO2 Rate Annual v3.1, Unit 1737 and retrofits | 325 | 7287 | Rate Constraint in lbs/MMBtu | FALSE | L | Annual | Qualifying Generation | TWh | 0.11474 | 0.11474 | 0.11474 | 0 | 0.0057181 | 0 | 0
CT Fac. Spec. - SO2 Rate Annual v3.1, Unit 1737 and retrofits | 325 | 7287 | Rate Constraint in lbs/MMBtu | FALSE | L | Annual | Rate | lb/MWh | 0 | 0 | 0 | 0 | 0 | 0 | 0
CT Fac. Spec. - SO2 Rate Annual v3.1, Unit 1737 and retrofits | 325 | 7287 | Rate Constraint in lbs/MMBtu | FALSE | L | Annual | Constraint Shadow Price | US2022$/Ton | 0 | 0 | 0 | 0 | 0 | 0 | 0
CT Fac. Spec. - SO2 Rate Annual v3.1, Unit 2198 and retrofits | 326 | 7287 | Rate Constraint in lbs/MMBtu | FALSE | L | Annual | Seasons Included | Seasons | Winter, Spring, Summer, Fall | Winter, Spring, Summer, Fall | Winter, Spring, Summer, Fall | Winter, Spring, Summer, Fall | Winter, Spring, Summer, Fall | Winter, Spring, Summer, Fall | Winter, Spring, Summer, Fall
CT Fac. Spec. - SO2 Rate Annual v3.1, Unit 2198 and retrofits | 326 | 7287 | Rate Constraint in lbs/MMBtu | FALSE | L | Annual | Standard SO2 | lb/MMBtu | 0.33 | 0.33 | 0.33 | 0.33 | 0.33 | 0.33 | 0.33
CT Fac. Spec. - SO2 Rate Annual v3.1, Unit 2198 and retrofits | 326 | 7287 | Rate Constraint in lbs/MMBtu | FALSE | L | Annual | Emissions at Affected Plants SO2 | Thousand Tons | 0 | 0 | 0 | 0 | 0 | 0 | 0
CT Fac. Spec. - SO2 Rate Annual v3.1, Unit 2198 and retrofits | 326 | 7287 | Rate Constraint in lbs/MMBtu | FALSE | L | Annual | Allowances Purchased SO2 | Thousand Tons | 0 | 0 | 0 | 0 | 0 | 0 | 0
CT Fac. Spec. - SO2 Rate Annual v3.1, Unit 2198 and retrofits | 326 | 7287 | Rate Constraint in lbs/MMBtu | FALSE | L | Annual | Allowances Sold SO2 | Thousand Tons | 0 | 0 | 0 | 0 | 0 | 0 | 0
CT Fac. Spec. - SO2 Rate Annual v3.1, Unit 2198 and retrofits | 326 | 7287 | Rate Constraint in lbs/MMBtu | FALSE | L | Annual | Allowances Banked | Thousand Tons | 0 | 0 | 0 | 0 | 0 | 0 | 0
CT Fac. Spec. - SO2 Rate Annual v3.1, Unit 2198 and retrofits | 326 | 7287 | Rate Constraint in lbs/MMBtu | FALSE | L | Annual | Allowances Withdrawn (1:1) | Thousand Tons | 0 | 0 | 0 | 0 | 0 | 0 | 0
CT Fac. Spec. - SO2 Rate Annual v3.1, Unit 2198 and retrofits | 326 | 7287 | Rate Constraint in lbs/MMBtu | FALSE | L | Annual | Allowances Withdrawn (n:1) | Thousand Tons | 0 | 0 | 0 | 0 | 0 | 0 | 0
CT Fac. Spec. - SO2 Rate Annual v3.1, Unit 2198 and retrofits | 326 | 7287 | Rate Constraint in lbs/MMBtu | FALSE | L | Annual | Net Emissions Allowance Position | Thousand Tons | 0 | 0 | 0 | 0 | 0 | 0 | 0
CT Fac. Spec. - SO2 Rate Annual v3.1, Unit 2198 and retrofits | 326 | 7287 | Rate Constraint in lbs/MMBtu | FALSE | L | Annual | Fuel Consumed | TBtu | 0 | 0 | 0 | 0 | 0 | 0 | 0
CT Fac. Spec. - SO2 Rate Annual v3.1, Unit 2198 and retrofits | 326 | 7287 | Rate Constraint in lbs/MMBtu | FALSE | L | Annual | Rate | lb/MMBtu | 0 | 0 | 0 | 0 | 0 | 0 | 0
CT Fac. Spec. - SO2 Rate Annual v3.1, Unit 2198 and retrofits | 326 | 7287 | Rate Constraint in lbs/MMBtu | FALSE | L | Annual | Generation | TWh | 0 | 0 | 0 | 0 | 0 | 0 | 0
CT Fac. Spec. - SO2 Rate Annual v3.1, Unit 2198 and retrofits | 326 | 7287 | Rate Constraint in lbs/MMBtu | FALSE | L | Annual | Qualifying Generation | TWh | 0 | 0 | 0 | 0 | 0 | 0 | 0
CT Fac. Spec. - SO2 Rate Annual v3.1, Unit 2198 and retrofits | 326 | 7287 | Rate Constraint in lbs/MMBtu | FALSE | L | Annual | Rate | lb/MWh | 0 | 0 | 0 | 0 | 0 | 0 | 0
CT Fac. Spec. - SO2 Rate Annual v3.1, Unit 2198 and retrofits | 326 | 7287 | Rate Constraint in lbs/MMBtu | FALSE | L | Annual | Constraint Shadow Price | US2022$/Ton | 0 | 0 | 0 | 0 | 0 | 0 | 0
CT Fac. Spec. - SO2 Rate Annual v3.1, Unit 2199 and retrofits | 327 | 7287 | Rate Constraint in lbs/MMBtu | FALSE | L | Annual | Seasons Included | Seasons | Winter, Spring, Summer, Fall | Winter, Spring, Summer, Fall | Winter, Spring, Summer, Fall | Winter, Spring, Summer, Fall | Winter, Spring, Summer, Fall | Winter, Spring, Summer, Fall | Winter, Spring, Summer, Fall
CT Fac. Spec. - SO2 Rate Annual v3.1, Unit 2199 and retrofits | 327 | 7287 | Rate Constraint in lbs/MMBtu | FALSE | L | Annual | Standard SO2 | lb/MMBtu | 0.33 | 0.33 | 0.33 | 0.33 | 0.33 | 0.33 | 0.33
CT Fac. Spec. - SO2 Rate Annual v3.1, Unit 2199 and retrofits | 327 | 7287 | Rate Constraint in lbs/MMBtu | FALSE | L | Annual | Emissions at Affected Plants SO2 | Thousand Tons | 0 | 0 | 0 | 0 | 0 | 0 | 0
CT Fac. Spec. - SO2 Rate Annual v3.1, Unit 2199 and retrofits | 327 | 7287 | Rate Constraint in lbs/MMBtu | FALSE | L | Annual | Allowances Purchased SO2 | Thousand Tons | 0 | 0 | 0 | 0 | 0 | 0 | 0
CT Fac. Spec. - SO2 Rate Annual v3.1, Unit 2199 and retrofits | 327 | 7287 | Rate Constraint in lbs/MMBtu | FALSE | L | Annual | Allowances Sold SO2 | Thousand Tons | 0 | 0 | 0 | 0 | 0 | 0 | 0
CT Fac. Spec. - SO2 Rate Annual v3.1, Unit 2199 and retrofits | 327 | 7287 | Rate Constraint in lbs/MMBtu | FALSE | L | Annual | Allowances Banked | Thousand Tons | 0 | 0 | 0 | 0 | 0 | 0 | 0
CT Fac. Spec. - SO2 Rate Annual v3.1, Unit 2199 and retrofits | 327 | 7287 | Rate Constraint in lbs/MMBtu | FALSE | L | Annual | Allowances Withdrawn (1:1) | Thousand Tons | 0 | 0 | 0 | 0 | 0 | 0 | 0
CT Fac. Spec. - SO2 Rate Annual v3.1, Unit 2199 and retrofits | 327 | 7287 | Rate Constraint in lbs/MMBtu | FALSE | L | Annual | Allowances Withdrawn (n:1) | Thousand Tons | 0 | 0 | 0 | 0 | 0 | 0 | 0
CT Fac. Spec. - SO2 Rate Annual v3.1, Unit 2199 and retrofits | 327 | 7287 | Rate Constraint in lbs/MMBtu | FALSE | L | Annual | Net Emissions Allowance Position | Thousand Tons | 0 | 0 | 0 | 0 | 0 | 0 | 0
CT Fac. Spec. - SO2 Rate Annual v3.1, Unit 2199 and retrofits | 327 | 7287 | Rate Constraint in lbs/MMBtu | FALSE | L | Annual | Fuel Consumed | TBtu | 0 | 0 | 0 | 0 | 0 | 0 | 0
CT Fac. Spec. - SO2 Rate Annual v3.1, Unit 2199 and retrofits | 327 | 7287 | Rate Constraint in lbs/MMBtu | FALSE | L | Annual | Rate | lb/MMBtu | 0 | 0 | 0 | 0 | 0 | 0 | 0
CT Fac. Spec. - SO2 Rate Annual v3.1, Unit 2199 and retrofits | 327 | 7287 | Rate Constraint in lbs/MMBtu | FALSE | L | Annual | Generation | TWh | 0 | 0 | 0 | 0 | 0 | 0 | 0
CT Fac. Spec. - SO2 Rate Annual v3.1, Unit 2199 and retrofits | 327 | 7287 | Rate Constraint in lbs/MMBtu | FALSE | L | Annual | Qualifying Generation | TWh | 0 | 0 | 0 | 0 | 0 | 0 | 0
CT Fac. Spec. - SO2 Rate Annual v3.1, Unit 2199 and retrofits | 327 | 7287 | Rate Constraint in lbs/MMBtu | FALSE | L | Annual | Rate | lb/MWh | 0 | 0 | 0 | 0 | 0 | 0 | 0
CT Fac. Spec. - SO2 Rate Annual v3.1, Unit 2199 and retrofits | 327 | 7287 | Rate Constraint in lbs/MMBtu | FALSE | L | Annual | Constraint Shadow Price | US2022$/Ton | 0 | 0 | 0 | 0 | 0 | 0 | 0
CT Fac. Spec. - SO2 Rate Annual v3.1, Unit 2299 and retrofits | 328 | 7287 | Rate Constraint in lbs/MMBtu | FALSE | L | Annual | Seasons Included | Seasons | Winter, Spring, Summer, Fall | Winter, Spring, Summer, Fall | Winter, Spring, Summer, Fall | Winter, Spring, Summer, Fall | Winter, Spring, Summer, Fall | Winter, Spring, Summer, Fall | Winter, Spring, Summer, Fall
CT Fac. Spec. - SO2 Rate Annual v3.1, Unit 2299 and retrofits | 328 | 7287 | Rate Constraint in lbs/MMBtu | FALSE | L | Annual | Standard SO2 | lb/MMBtu | 0.33 | 0.33 | 0.33 | 0.33 | 0.33 | 0.33 | 0.33
CT Fac. Spec. - SO2 Rate Annual v3.1, Unit 2299 and retrofits | 328 | 7287 | Rate Constraint in lbs/MMBtu | FALSE | L | Annual | Emissions at Affected Plants SO2 | Thousand Tons | 0 | 0 | 0 | 0 | 0 | 0 | 0
CT Fac. Spec. - SO2 Rate Annual v3.1, Unit 2299 and retrofits | 328 | 7287 | Rate Constraint in lbs/MMBtu | FALSE | L | Annual | Allowances Purchased SO2 | Thousand Tons | 0 | 0 | 0 | 0 | 0 | 0 | 0
CT Fac. Spec. - SO2 Rate Annual v3.1, Unit 2299 and retrofits | 328 | 7287 | Rate Constraint in lbs/MMBtu | FALSE | L | Annual | Allowances Sold SO2 | Thousand Tons | 0 | 0 | 0 | 0 | 0 | 0 | 0
CT Fac. Spec. - SO2 Rate Annual v3.1, Unit 2299 and retrofits | 328 | 7287 | Rate Constraint in lbs/MMBtu | FALSE | L | Annual | Allowances Banked | Thousand Tons | 0 | 0 | 0 | 0 | 0 | 0 | 0
CT Fac. Spec. - SO2 Rate Annual v3.1, Unit 2299 and retrofits | 328 | 7287 | Rate Constraint in lbs/MMBtu | FALSE | L | Annual | Allowances Withdrawn (1:1) | Thousand Tons | 0 | 0 | 0 | 0 | 0 | 0 | 0
CT Fac. Spec. - SO2 Rate Annual v3.1, Unit 2299 and retrofits | 328 | 7287 | Rate Constraint in lbs/MMBtu | FALSE | L | Annual | Allowances Withdrawn (n:1) | Thousand Tons | 0 | 0 | 0 | 0 | 0 | 0 | 0
CT Fac. Spec. - SO2 Rate Annual v3.1, Unit 2299 and retrofits | 328 | 7287 | Rate Constraint in lbs/MMBtu | FALSE | L | Annual | Net Emissions Allowance Position | Thousand Tons | 0 | 0 | 0 | 0 | 0 | 0 | 0
CT Fac. Spec. - SO2 Rate Annual v3.1, Unit 2299 and retrofits | 328 | 7287 | Rate Constraint in lbs/MMBtu | FALSE | L | Annual | Fuel Consumed | TBtu | 0 | 0 | 0 | 0 | 0 | 0 | 0
CT Fac. Spec. - SO2 Rate Annual v3.1, Unit 2299 and retrofits | 328 | 7287 | Rate Constraint in lbs/MMBtu | FALSE | L | Annual | Rate | lb/MMBtu | 0 | 0 | 0 | 0 | 0 | 0 | 0
CT Fac. Spec. - SO2 Rate Annual v3.1, Unit 2299 and retrofits | 328 | 7287 | Rate Constraint in lbs/MMBtu | FALSE | L | Annual | Generation | TWh | 0 | 0 | 0 | 0 | 0 | 0 | 0
CT Fac. Spec. - SO2 Rate Annual v3.1, Unit 2299 and retrofits | 328 | 7287 | Rate Constraint in lbs/MMBtu | FALSE | L | Annual | Qualifying Generation | TWh | 0 | 0 | 0 | 0 | 0 | 0 | 0
CT Fac. Spec. - SO2 Rate Annual v3.1, Unit 2299 and retrofits | 328 | 7287 | Rate Constraint in lbs/MMBtu | FALSE | L | Annual | Rate | lb/MWh | 0 | 0 | 0 | 0 | 0 | 0 | 0
CT Fac. Spec. - SO2 Rate Annual v3.1, Unit 2299 and retrofits | 328 | 7287 | Rate Constraint in lbs/MMBtu | FALSE | L | Annual | Constraint Shadow Price | US2022$/Ton | 0 | 0 | 0 | 0 | 0 | 0 | 0
CT Fac. Spec. - SO2 Rate Annual v3.1, Unit 2300 and retrofits | 329 | 7287 | Rate Constraint in lbs/MMBtu | FALSE | L | Annual | Seasons Included | Seasons | Winter, Spring, Summer, Fall | Winter, Spring, Summer, Fall | Winter, Spring, Summer, Fall | Winter, Spring, Summer, Fall | Winter, Spring, Summer, Fall | Winter, Spring, Summer, Fall | Winter, Spring, Summer, Fall
CT Fac. Spec. - SO2 Rate Annual v3.1, Unit 2300 and retrofits | 329 | 7287 | Rate Constraint in lbs/MMBtu | FALSE | L | Annual | Standard SO2 | lb/MMBtu | 0.33 | 0.33 | 0.33 | 0.33 | 0.33 | 0.33 | 0.33
CT Fac. Spec. - SO2 Rate Annual v3.1, Unit 2300 and retrofits | 329 | 7287 | Rate Constraint in lbs/MMBtu | FALSE | L | Annual | Emissions at Affected Plants SO2 | Thousand Tons | 0 | 0 | 0 | 0 | 0 | 0 | 0
CT Fac. Spec. - SO2 Rate Annual v3.1, Unit 2300 and retrofits | 329 | 7287 | Rate Constraint in lbs/MMBtu | FALSE | L | Annual | Allowances Purchased SO2 | Thousand Tons | 0 | 0 | 0 | 0 | 0 | 0 | 0
CT Fac. Spec. - SO2 Rate Annual v3.1, Unit 2300 and retrofits | 329 | 7287 | Rate Constraint in lbs/MMBtu | FALSE | L | Annual | Allowances Sold SO2 | Thousand Tons | 0 | 0 | 0 | 0 | 0 | 0 | 0
CT Fac. Spec. - SO2 Rate Annual v3.1, Unit 2300 and retrofits | 329 | 7287 | Rate Constraint in lbs/MMBtu | FALSE | L | Annual | Allowances Banked | Thousand Tons | 0 | 0 | 0 | 0 | 0 | 0 | 0
CT Fac. Spec. - SO2 Rate Annual v3.1, Unit 2300 and retrofits | 329 | 7287 | Rate Constraint in lbs/MMBtu | FALSE | L | Annual | Allowances Withdrawn (1:1) | Thousand Tons | 0 | 0 | 0 | 0 | 0 | 0 | 0
CT Fac. Spec. - SO2 Rate Annual v3.1, Unit 2300 and retrofits | 329 | 7287 | Rate Constraint in lbs/MMBtu | FALSE | L | Annual | Allowances Withdrawn (n:1) | Thousand Tons | 0 | 0 | 0 | 0 | 0 | 0 | 0
CT Fac. Spec. - SO2 Rate Annual v3.1, Unit 2300 and retrofits | 329 | 7287 | Rate Constraint in lbs/MMBtu | FALSE | L | Annual | Net Emissions Allowance Position | Thousand Tons | 0 | 0 | 0 | 0 | 0 | 0 | 0
CT Fac. Spec. - SO2 Rate Annual v3.1, Unit 2300 and retrofits | 329 | 7287 | Rate Constraint in lbs/MMBtu | FALSE | L | Annual | Fuel Consumed | TBtu | 0 | 0 | 0 | 0 | 0 | 0 | 0
CT Fac. Spec. - SO2 Rate Annual v3.1, Unit 2300 and retrofits | 329 | 7287 | Rate Constraint in lbs/MMBtu | FALSE | L | Annual | Rate | lb/MMBtu | 0 | 0 | 0 | 0 | 0 | 0 | 0
CT Fac. Spec. - SO2 Rate Annual v3.1, Unit 2300 and retrofits | 329 | 7287 | Rate Constraint in lbs/MMBtu | FALSE | L | Annual | Generation | TWh | 0 | 0 | 0 | 0 | 0 | 0 | 0
CT Fac. Spec. - SO2 Rate Annual v3.1, Unit 2300 and retrofits | 329 | 7287 | Rate Constraint in lbs/MMBtu | FALSE | L | Annual | Qualifying Generation | TWh | 0 | 0 | 0 | 0 | 0 | 0 | 0
CT Fac. Spec. - SO2 Rate Annual v3.1, Unit 2300 and retrofits | 329 | 7287 | Rate Constraint in lbs/MMBtu | FALSE | L | Annual | Rate | lb/MWh | 0 | 0 | 0 | 0 | 0 | 0 | 0
CT Fac. Spec. - SO2 Rate Annual v3.1, Unit 2300 and retrofits | 329 | 7287 | Rate Constraint in lbs/MMBtu | FALSE | L | Annual | Constraint Shadow Price | US2022$/Ton | 0 | 0 | 0 | 0 | 0 | 0 | 0
CT Fac. Spec. - SO2 Rate Annual v3.1, Unit 2301 and retrofits | 330 | 7287 | Rate Constraint in lbs/MMBtu | FALSE | L | Annual | Seasons Included | Seasons | Winter, Spring, Summer, Fall | Winter, Spring, Summer, Fall | Winter, Spring, Summer, Fall | Winter, Spring, Summer, Fall | Winter, Spring, Summer, Fall | Winter, Spring, Summer, Fall | Winter, Spring, Summer, Fall
CT Fac. Spec. - SO2 Rate Annual v3.1, Unit 2301 and retrofits | 330 | 7287 | Rate Constraint in lbs/MMBtu | FALSE | L | Annual | Standard SO2 | lb/MMBtu | 0.33 | 0.33 | 0.33 | 0.33 | 0.33 | 0.33 | 0.33
CT Fac. Spec. - SO2 Rate Annual v3.1, Unit 2301 and retrofits | 330 | 7287 | Rate Constraint in lbs/MMBtu | FALSE | L | Annual | Emissions at Affected Plants SO2 | Thousand Tons | 0 | 0 | 0 | 0 | 0 | 0 | 0
CT Fac. Spec. - SO2 Rate Annual v3.1, Unit 2301 and retrofits | 330 | 7287 | Rate Constraint in lbs/MMBtu | FALSE | L | Annual | Allowances Purchased SO2 | Thousand Tons | 0 | 0 | 0 | 0 | 0 | 0 | 0
CT Fac. Spec. - SO2 Rate Annual v3.1, Unit 2301 and retrofits | 330 | 7287 | Rate Constraint in lbs/MMBtu | FALSE | L | Annual | Allowances Sold SO2 | Thousand Tons | 0 | 0 | 0 | 0 | 0 | 0 | 0
CT Fac. Spec. - SO2 Rate Annual v3.1, Unit 2301 and retrofits | 330 | 7287 | Rate Constraint in lbs/MMBtu | FALSE | L | Annual | Allowances Banked | Thousand Tons | 0 | 0 | 0 | 0 | 0 | 0 | 0
CT Fac. Spec. - SO2 Rate Annual v3.1, Unit 2301 and retrofits | 330 | 7287 | Rate Constraint in lbs/MMBtu | FALSE | L | Annual | Allowances Withdrawn (1:1) | Thousand Tons | 0 | 0 | 0 | 0 | 0 | 0 | 0
CT Fac. Spec. - SO2 Rate Annual v3.1, Unit 2301 and retrofits | 330 | 7287 | Rate Constraint in lbs/MMBtu | FALSE | L | Annual | Allowances Withdrawn (n:1) | Thousand Tons | 0 | 0 | 0 | 0 | 0 | 0 | 0
CT Fac. Spec. - SO2 Rate Annual v3.1, Unit 2301 and retrofits | 330 | 7287 | Rate Constraint in lbs/MMBtu | FALSE | L | Annual | Net Emissions Allowance Position | Thousand Tons | 0 | 0 | 0 | 0 | 0 | 0 | 0
CT Fac. Spec. - SO2 Rate Annual v3.1, Unit 2301 and retrofits | 330 | 7287 | Rate Constraint in lbs/MMBtu | FALSE | L | Annual | Fuel Consumed | TBtu | 0 | 0 | 0 | 0 | 0 | 0 | 0
CT Fac. Spec. - SO2 Rate Annual v3.1, Unit 2301 and retrofits | 330 | 7287 | Rate Constraint in lbs/MMBtu | FALSE | L | Annual | Rate | lb/MMBtu | 0 | 0 | 0 | 0 | 0 | 0 | 0
CT Fac. Spec. - SO2 Rate Annual v3.1, Unit 2301 and retrofits | 330 | 7287 | Rate Constraint in lbs/MMBtu | FALSE | L | Annual | Generation | TWh | 0 | 0 | 0 | 0 | 0 | 0 | 0
CT Fac. Spec. - SO2 Rate Annual v3.1, Unit 2301 and retrofits | 330 | 7287 | Rate Constraint in lbs/MMBtu | FALSE | L | Annual | Qualifying Generation | TWh | 0 | 0 | 0 | 0 | 0 | 0 | 0
CT Fac. Spec. - SO2 Rate Annual v3.1, Unit 2301 and retrofits | 330 | 7287 | Rate Constraint in lbs/MMBtu | FALSE | L | Annual | Rate | lb/MWh | 0 | 0 | 0 | 0 | 0 | 0 | 0
CT Fac. Spec. - SO2 Rate Annual v3.1, Unit 2301 and retrofits | 330 | 7287 | Rate Constraint in lbs/MMBtu | FALSE | L | Annual | Constraint Shadow Price | US2022$/Ton | 1557.6843 | 1630.283 | 3617.0452 | 0 | 0 | 0 | 0
CT Fac. Spec. - SO2 Rate Annual v3.1, Unit 2302 and retrofits | 331 | 7287 | Rate Constraint in lbs/MMBtu | FALSE | L | Annual | Seasons Included | Seasons | Winter, Spring, Summer, Fall | Winter, Spring, Summer, Fall | Winter, Spring, Summer, Fall | Winter, Spring, Summer, Fall | Winter, Spring, Summer, Fall | Winter, Spring, Summer, Fall | Winter, Spring, Summer, Fall
CT Fac. Spec. - SO2 Rate Annual v3.1, Unit 2302 and retrofits | 331 | 7287 | Rate Constraint in lbs/MMBtu | FALSE | L | Annual | Standard SO2 | lb/MMBtu | 0.33 | 0.33 | 0.33 | 0.33 | 0.33 | 0.33 | 0.33
CT Fac. Spec. - SO2 Rate Annual v3.1, Unit 2302 and retrofits | 331 | 7287 | Rate Constraint in lbs/MMBtu | FALSE | L | Annual | Emissions at Affected Plants SO2 | Thousand Tons | 0 | 0 | 0 | 0 | 0 | 0 | 0
CT Fac. Spec. - SO2 Rate Annual v3.1, Unit 2302 and retrofits | 331 | 7287 | Rate Constraint in lbs/MMBtu | FALSE | L | Annual | Allowances Purchased SO2 | Thousand Tons | 0 | 0 | 0 | 0 | 0 | 0 | 0
CT Fac. Spec. - SO2 Rate Annual v3.1, Unit 2302 and retrofits | 331 | 7287 | Rate Constraint in lbs/MMBtu | FALSE | L | Annual | Allowances Sold SO2 | Thousand Tons | 0 | 0 | 0 | 0 | 0 | 0 | 0
CT Fac. Spec. - SO2 Rate Annual v3.1, Unit 2302 and retrofits | 331 | 7287 | Rate Constraint in lbs/MMBtu | FALSE | L | Annual | Allowances Banked | Thousand Tons | 0 | 0 | 0 | 0 | 0 | 0 | 0
CT Fac. Spec. - SO2 Rate Annual v3.1, Unit 2302 and retrofits | 331 | 7287 | Rate Constraint in lbs/MMBtu | FALSE | L | Annual | Allowances Withdrawn (1:1) | Thousand Tons | 0 | 0 | 0 | 0 | 0 | 0 | 0
CT Fac. Spec. - SO2 Rate Annual v3.1, Unit 2302 and retrofits | 331 | 7287 | Rate Constraint in lbs/MMBtu | FALSE | L | Annual | Allowances Withdrawn (n:1) | Thousand Tons | 0 | 0 | 0 | 0 | 0 | 0 | 0
CT Fac. Spec. - SO2 Rate Annual v3.1, Unit 2302 and retrofits | 331 | 7287 | Rate Constraint in lbs/MMBtu | FALSE | L | Annual | Net Emissions Allowance Position | Thousand Tons | 0 | 0 | 0 | 0 | 0 | 0 | 0
CT Fac. Spec. - SO2 Rate Annual v3.1, Unit 2302 and retrofits | 331 | 7287 | Rate Constraint in lbs/MMBtu | FALSE | L | Annual | Fuel Consumed | TBtu | 0 | 0 | 0 | 0 | 0 | 0 | 0
CT Fac. Spec. - SO2 Rate Annual v3.1, Unit 2302 and retrofits | 331 | 7287 | Rate Constraint in lbs/MMBtu | FALSE | L | Annual | Rate | lb/MMBtu | 0 | 0 | 0 | 0 | 0 | 0 | 0
CT Fac. Spec. - SO2 Rate Annual v3.1, Unit 2302 and retrofits | 331 | 7287 | Rate Constraint in lbs/MMBtu | FALSE | L | Annual | Generation | TWh | 0 | 0 | 0 | 0 | 0 | 0 | 0
CT Fac. Spec. - SO2 Rate Annual v3.1, Unit 2302 and retrofits | 331 | 7287 | Rate Constraint in lbs/MMBtu | FALSE | L | Annual | Qualifying Generation | TWh | 0 | 0 | 0 | 0 | 0 | 0 | 0
CT Fac. Spec. - SO2 Rate Annual v3.1, Unit 2302 and retrofits | 331 | 7287 | Rate Constraint in lbs/MMBtu | FALSE | L | Annual | Rate | lb/MWh | 0 | 0 | 0 | 0 | 0 | 0 | 0
CT Fac. Spec. - SO2 Rate Annual v3.1, Unit 2302 and retrofits | 331 | 7287 | Rate Constraint in lbs/MMBtu | FALSE | L | Annual | Constraint Shadow Price | US2022$/Ton | 0 | 0 | 0 | 0 | 0 | 0 | 0
DE Facility Specific - NOx Annual Rate v3.1, Unit 2192 and retrofits | 332 | 7289 | Rate Constraint in lbs/MMBtu | FALSE | L | Annual | Seasons Included | Seasons | Winter, Spring, Summer, Fall | Winter, Spring, Summer, Fall | Winter, Spring, Summer, Fall | Winter, Spring, Summer, Fall | Winter, Spring, Summer, Fall | Winter, Spring, Summer, Fall | Winter, Spring, Summer, Fall
DE Facility Specific - NOx Annual Rate v3.1, Unit 2192 and retrofits | 332 | 7289 | Rate Constraint in lbs/MMBtu | FALSE | L | Annual | Standard NOX | lb/MMBtu | 0.125 | 0.125 | 0.125 | 0.125 | 0.125 | 0.125 | 0.125
DE Facility Specific - NOx Annual Rate v3.1, Unit 2192 and retrofits | 332 | 7289 | Rate Constraint in lbs/MMBtu | FALSE | L | Annual | Emissions at Affected Plants NOX | Thousand Tons | 0 | 0 | 0 | 0 | 0 | 0 | 0
DE Facility Specific - NOx Annual Rate v3.1, Unit 2192 and retrofits | 332 | 7289 | Rate Constraint in lbs/MMBtu | FALSE | L | Annual | Allowances Purchased NOX | Thousand Tons | 0 | 0 | 0 | 0 | 0 | 0 | 0
DE Facility Specific - NOx Annual Rate v3.1, Unit 2192 and retrofits | 332 | 7289 | Rate Constraint in lbs/MMBtu | FALSE | L | Annual | Allowances Sold NOX | Thousand Tons | 0 | 0 | 0 | 0 | 0 | 0 | 0
DE Facility Specific - NOx Annual Rate v3.1, Unit 2192 and retrofits | 332 | 7289 | Rate Constraint in lbs/MMBtu | FALSE | L | Annual | Allowances Banked | Thousand Tons | 0 | 0 | 0 | 0 | 0 | 0 | 0
DE Facility Specific - NOx Annual Rate v3.1, Unit 2192 and retrofits | 332 | 7289 | Rate Constraint in lbs/MMBtu | FALSE | L | Annual | Allowances Withdrawn (1:1) | Thousand Tons | 0 | 0 | 0 | 0 | 0 | 0 | 0
DE Facility Specific - NOx Annual Rate v3.1, Unit 2192 and retrofits | 332 | 7289 | Rate Constraint in lbs/MMBtu | FALSE | L | Annual | Allowances Withdrawn (n:1) | Thousand Tons | 0 | 0 | 0 | 0 | 0 | 0 | 0
DE Facility Specific - NOx Annual Rate v3.1, Unit 2192 and retrofits | 332 | 7289 | Rate Constraint in lbs/MMBtu | FALSE | L | Annual | Net Emissions Allowance Position | Thousand Tons | 0 | 0 | 0 | 0 | 0 | 0 | 0
DE Facility Specific - NOx Annual Rate v3.1, Unit 2192 and retrofits | 332 | 7289 | Rate Constraint in lbs/MMBtu | FALSE | L | Annual | Fuel Consumed | TBtu | 0 | 0 | 0 | 0 | 0 | 0 | 0
DE Facility Specific - NOx Annual Rate v3.1, Unit 2192 and retrofits | 332 | 7289 | Rate Constraint in lbs/MMBtu | FALSE | L | Annual | Rate | lb/MMBtu | 0 | 0 | 0 | 0 | 0 | 0 | 0
DE Facility Specific - NOx Annual Rate v3.1, Unit 2192 and retrofits | 332 | 7289 | Rate Constraint in lbs/MMBtu | FALSE | L | Annual | Generation | TWh | 0 | 0 | 0 | 0 | 0 | 0 | 0
DE Facility Specific - NOx Annual Rate v3.1, Unit 2192 and retrofits | 332 | 7289 | Rate Constraint in lbs/MMBtu | FALSE | L | Annual | Qualifying Generation | TWh | 0 | 0 | 0 | 0 | 0 | 0 | 0
DE Facility Specific - NOx Annual Rate v3.1, Unit 2192 and retrofits | 332 | 7289 | Rate Constraint in lbs/MMBtu | FALSE | L | Annual | Rate | lb/MWh | 0 | 0 | 0 | 0 | 0 | 0 | 0
DE Facility Specific - NOx Annual Rate v3.1, Unit 2192 and retrofits | 332 | 7289 | Rate Constraint in lbs/MMBtu | FALSE | L | Annual | Constraint Shadow Price | US2022$/Ton | 0 | 0 | 0 | 0 | 0 | 0 | 0
DE Facility Specific - NOx Annual Rate v3.1, Unit 2193 and retrofits | 333 | 7289 | Rate Constraint in lbs/MMBtu | FALSE | L | Annual | Seasons Included | Seasons | Winter, Spring, Summer, Fall | Winter, Spring, Summer, Fall | Winter, Spring, Summer, Fall | Winter, Spring, Summer, Fall | Winter, Spring, Summer, Fall | Winter, Spring, Summer, Fall | Winter, Spring, Summer, Fall
DE Facility Specific - NOx Annual Rate v3.1, Unit 2193 and retrofits | 333 | 7289 | Rate Constraint in lbs/MMBtu | FALSE | L | Annual | Standard NOX | lb/MMBtu | 0.125 | 0.125 | 0.125 | 0.125 | 0.125 | 0.125 | 0.125
DE Facility Specific - NOx Annual Rate v3.1, Unit 2193 and retrofits | 333 | 7289 | Rate Constraint in lbs/MMBtu | FALSE | L | Annual | Emissions at Affected Plants NOX | Thousand Tons | 0 | 0 | 0 | 0 | 0 | 0 | 0
DE Facility Specific - NOx Annual Rate v3.1, Unit 2193 and retrofits | 333 | 7289 | Rate Constraint in lbs/MMBtu | FALSE | L | Annual | Allowances Purchased NOX | Thousand Tons | 0 | 0 | 0 | 0 | 0 | 0 | 0
DE Facility Specific - NOx Annual Rate v3.1, Unit 2193 and retrofits | 333 | 7289 | Rate Constraint in lbs/MMBtu | FALSE | L | Annual | Allowances Sold NOX | Thousand Tons | 0 | 0 | 0 | 0 | 0 | 0 | 0
DE Facility Specific - NOx Annual Rate v3.1, Unit 2193 and retrofits | 333 | 7289 | Rate Constraint in lbs/MMBtu | FALSE | L | Annual | Allowances Banked | Thousand Tons | 0 | 0 | 0 | 0 | 0 | 0 | 0
DE Facility Specific - NOx Annual Rate v3.1, Unit 2193 and retrofits | 333 | 7289 | Rate Constraint in lbs/MMBtu | FALSE | L | Annual | Allowances Withdrawn (1:1) | Thousand Tons | 0 | 0 | 0 | 0 | 0 | 0 | 0
DE Facility Specific - NOx Annual Rate v3.1, Unit 2193 and retrofits | 333 | 7289 | Rate Constraint in lbs/MMBtu | FALSE | L | Annual | Allowances Withdrawn (n:1) | Thousand Tons | 0 | 0 | 0 | 0 | 0 | 0 | 0
DE Facility Specific - NOx Annual Rate v3.1, Unit 2193 and retrofits | 333 | 7289 | Rate Constraint in lbs/MMBtu | FALSE | L | Annual | Net Emissions Allowance Position | Thousand Tons | 0 | 0 | 0 | 0 | 0 | 0 | 0
DE Facility Specific - NOx Annual Rate v3.1, Unit 2193 and retrofits | 333 | 7289 | Rate Constraint in lbs/MMBtu | FALSE | L | Annual | Fuel Consumed | TBtu | 0 | 0 | 0 | 0 | 0 | 0 | 0
DE Facility Specific - NOx Annual Rate v3.1, Unit 2193 and retrofits | 333 | 7289 | Rate Constraint in lbs/MMBtu | FALSE | L | Annual | Rate | lb/MMBtu | 0 | 0 | 0 | 0 | 0 | 0 | 0
DE Facility Specific - NOx Annual Rate v3.1, Unit 2193 and retrofits | 333 | 7289 | Rate Constraint in lbs/MMBtu | FALSE | L | Annual | Generation | TWh | 0 | 0 | 0 | 0 | 0 | 0 | 0
DE Facility Specific - NOx Annual Rate v3.1, Unit 2193 and retrofits | 333 | 7289 | Rate Constraint in lbs/MMBtu | FALSE | L | Annual | Qualifying Generation | TWh | 0 | 0 | 0 | 0 | 0 | 0 | 0
DE Facility Specific - NOx Annual Rate v3.1, Unit 2193 and retrofits | 333 | 7289 | Rate Constraint in lbs/MMBtu | FALSE | L | Annual | Rate | lb/MWh | 0 | 0 | 0 | 0 | 0 | 0 | 0
DE Facility Specific - NOx Annual Rate v3.1, Unit 2193 and retrofits | 333 | 7289 | Rate Constraint in lbs/MMBtu | FALSE | L | Annual | Constraint Shadow Price | US2022$/Ton | 0 | 0 | 0 | 0 | 0 | 0 | 0
DE Facility Specific - NOx Annual Rate v3.1, Unit 2194 and retrofits | 334 | 7289 | Rate Constraint in lbs/MMBtu | FALSE | L | Annual | Seasons Included | Seasons | Winter, Spring, Summer, Fall | Winter, Spring, Summer, Fall | Winter, Spring, Summer, Fall | Winter, Spring, Summer, Fall | Winter, Spring, Summer, Fall | Winter, Spring, Summer, Fall | Winter, Spring, Summer, Fall
DE Facility Specific - NOx Annual Rate v3.1, Unit 2194 and retrofits | 334 | 7289 | Rate Constraint in lbs/MMBtu | FALSE | L | Annual | Standard NOX | lb/MMBtu | 0.125 | 0.125 | 0.125 | 0.125 | 0.125 | 0.125 | 0.125
DE Facility Specific - NOx Annual Rate v3.1, Unit 2194 and retrofits | 334 | 7289 | Rate Constraint in lbs/MMBtu | FALSE | L | Annual | Emissions at Affected Plants NOX | Thousand Tons | 0 | 0 | 0 | 0 | 0 | 0 | 0
DE Facility Specific - NOx Annual Rate v3.1, Unit 2194 and retrofits | 334 | 7289 | Rate Constraint in lbs/MMBtu | FALSE | L | Annual | Allowances Purchased NOX | Thousand Tons | 0 | 0 | 0 | 0 | 0 | 0 | 0
DE Facility Specific - NOx Annual Rate v3.1, Unit 2194 and retrofits | 334 | 7289 | Rate Constraint in lbs/MMBtu | FALSE | L | Annual | Allowances Sold NOX | Thousand Tons | 0 | 0 | 0 | 0 | 0 | 0 | 0
DE Facility Specific - NOx Annual Rate v3.1, Unit 2194 and retrofits | 334 | 7289 | Rate Constraint in lbs/MMBtu | FALSE | L | Annual | Allowances Banked | Thousand Tons | 0 | 0 | 0 | 0 | 0 | 0 | 0
DE Facility Specific - NOx Annual Rate v3.1, Unit 2194 and retrofits | 334 | 7289 | Rate Constraint in lbs/MMBtu | FALSE | L | Annual | Allowances Withdrawn (1:1) | Thousand Tons | 0 | 0 | 0 | 0 | 0 | 0 | 0
DE Facility Specific - NOx Annual Rate v3.1, Unit 2194 and retrofits | 334 | 7289 | Rate Constraint in lbs/MMBtu | FALSE | L | Annual | Allowances Withdrawn (n:1) | Thousand Tons | 0 | 0 | 0 | 0 | 0 | 0 | 0
DE Facility Specific - NOx Annual Rate v3.1, Unit 2194 and retrofits | 334 | 7289 | Rate Constraint in lbs/MMBtu | FALSE | L | Annual | Net Emissions Allowance Position | Thousand Tons | 0 | 0 | 0 | 0 | 0 | 0 | 0
DE Facility Specific - NOx Annual Rate v3.1, Unit 2194 and retrofits | 334 | 7289 | Rate Constraint in lbs/MMBtu | FALSE | L | Annual | Fuel Consumed | TBtu | 0 | 0 | 0 | 0 | 0 | 0 | 0
DE Facility Specific - NOx Annual Rate v3.1, Unit 2194 and retrofits | 334 | 7289 | Rate Constraint in lbs/MMBtu | FALSE | L | Annual | Rate | lb/MMBtu | 0 | 0 | 0 | 0 | 0 | 0 | 0
DE Facility Specific - NOx Annual Rate v3.1, Unit 2194 and retrofits | 334 | 7289 | Rate Constraint in lbs/MMBtu | FALSE | L | Annual | Generation | TWh | 0 | 0 | 0 | 0 | 0 | 0 | 0
DE Facility Specific - NOx Annual Rate v3.1, Unit 2194 and retrofits | 334 | 7289 | Rate Constraint in lbs/MMBtu | FALSE | L | Annual | Qualifying Generation | TWh | 0 | 0 | 0 | 0 | 0 | 0 | 0
DE Facility Specific - NOx Annual Rate v3.1, Unit 2194 and retrofits | 334 | 7289 | Rate Constraint in lbs/MMBtu | FALSE | L | Annual | Rate | lb/MWh | 0 | 0 | 0 | 0 | 0 | 0 | 0
DE Facility Specific - NOx Annual Rate v3.1, Unit 2194 and retrofits | 334 | 7289 | Rate Constraint in lbs/MMBtu | FALSE | L | Annual | Constraint Shadow Price | US2022$/Ton | 0 | 0 | 0 | 0 | 0 | 0 | 0
DE Facility Specific - SO2 Annual Rate v3.1, Unit 2192 and retrofits | 335 | 7295 | Rate Constraint in lbs/MMBtu | FALSE | L | Annual | Seasons Included | Seasons | Winter, Spring, Summer, Fall | Winter, Spring, Summer, Fall | Winter, Spring, Summer, Fall | Winter, Spring, Summer, Fall | Winter, Spring, Summer, Fall | Winter, Spring, Summer, Fall | Winter, Spring, Summer, Fall
DE Facility Specific - SO2 Annual Rate v3.1, Unit 2192 and retrofits | 335 | 7295 | Rate Constraint in lbs/MMBtu | FALSE | L | Annual | Standard SO2 | lb/MMBtu | 0.26 | 0.26 | 0.26 | 0.26 | 0.26 | 0.26 | 0.26
DE Facility Specific - SO2 Annual Rate v3.1, Unit 2192 and retrofits | 335 | 7295 | Rate Constraint in lbs/MMBtu | FALSE | L | Annual | Emissions at Affected Plants SO2 | Thousand Tons | 0 | 0 | 0 | 0 | 0 | 0 | 0
DE Facility Specific - SO2 Annual Rate v3.1, Unit 2192 and retrofits | 335 | 7295 | Rate Constraint in lbs/MMBtu | FALSE | L | Annual | Allowances Purchased SO2 | Thousand Tons | 0 | 0 | 0 | 0 | 0 | 0 | 0
DE Facility Specific - SO2 Annual Rate v3.1, Unit 2192 and retrofits | 335 | 7295 | Rate Constraint in lbs/MMBtu | FALSE | L | Annual | Allowances Sold SO2 | Thousand Tons | 0 | 0 | 0 | 0 | 0 | 0 | 0
DE Facility Specific - SO2 Annual Rate v3.1, Unit 2192 and retrofits | 335 | 7295 | Rate Constraint in lbs/MMBtu | FALSE | L | Annual | Allowances Banked | Thousand Tons | 0 | 0 | 0 | 0 | 0 | 0 | 0
DE Facility Specific - SO2 Annual Rate v3.1, Unit 2192 and retrofits | 335 | 7295 | Rate Constraint in lbs/MMBtu | FALSE | L | Annual | Allowances Withdrawn (1:1) | Thousand Tons | 0 | 0 | 0 | 0 | 0 | 0 | 0
DE Facility Specific - SO2 Annual Rate v3.1, Unit 2192 and retrofits | 335 | 7295 | Rate Constraint in lbs/MMBtu | FALSE | L | Annual | Allowances Withdrawn (n:1) | Thousand Tons | 0 | 0 | 0 | 0 | 0 | 0 | 0
DE Facility Specific - SO2 Annual Rate v3.1, Unit 2192 and retrofits | 335 | 7295 | Rate Constraint in lbs/MMBtu | FALSE | L | Annual | Net Emissions Allowance Position | Thousand Tons | 0 | 0 | 0 | 0 | 0 | 0 | 0
DE Facility Specific - SO2 Annual Rate v3.1, Unit 2192 and retrofits | 335 | 7295 | Rate Constraint in lbs/MMBtu | FALSE | L | Annual | Fuel Consumed | TBtu | 0 | 0 | 0 | 0 | 0 | 0 | 0
DE Facility Specific - SO2 Annual Rate v3.1, Unit 2192 and retrofits | 335 | 7295 | Rate Constraint in lbs/MMBtu | FALSE | L | Annual | Rate | lb/MMBtu | 0 | 0 | 0 | 0 | 0 | 0 | 0
DE Facility Specific - SO2 Annual Rate v3.1, Unit 2192 and retrofits | 335 | 7295 | Rate Constraint in lbs/MMBtu | FALSE | L | Annual | Generation | TWh | 0 | 0 | 0 | 0 | 0 | 0 | 0
DE Facility Specific - SO2 Annual Rate v3.1, Unit 2192 and retrofits | 335 | 7295 | Rate Constraint in lbs/MMBtu | FALSE | L | Annual | Qualifying Generation | TWh | 0 | 0 | 0 | 0 | 0 | 0 | 0
DE Facility Specific - SO2 Annual Rate v3.1, Unit 2192 and retrofits | 335 | 7295 | Rate Constraint in lbs/MMBtu | FALSE | L | Annual | Rate | lb/MWh | 0 | 0 | 0 | 0 | 0 | 0 | 0
DE Facility Specific - SO2 Annual Rate v3.1, Unit 2192 and retrofits | 335 | 7295 | Rate Constraint in lbs/MMBtu | FALSE | L | Annual | Constraint Shadow Price | US2022$/Ton | 0 | 0 | 0 | 0 | 0 | 0 | 0
DE Facility Specific - SO2 Annual Rate v3.1, Unit 2193 and retrofits | 336 | 7295 | Rate Constraint in lbs/MMBtu | FALSE | L | Annual | Seasons Included | Seasons | Winter, Spring, Summer, Fall | Winter, Spring, Summer, Fall | Winter, Spring, Summer, Fall | Winter, Spring, Summer, Fall | Winter, Spring, Summer, Fall | Winter, Spring, Summer, Fall | Winter, Spring, Summer, Fall
DE Facility Specific - SO2 Annual Rate v3.1, Unit 2193 and retrofits | 336 | 7295 | Rate Constraint in lbs/MMBtu | FALSE | L | Annual | Standard SO2 | lb/MMBtu | 0.26 | 0.26 | 0.26 | 0.26 | 0.26 | 0.26 | 0.26
DE Facility Specific - SO2 Annual Rate v3.1, Unit 2193 and retrofits | 336 | 7295 | Rate Constraint in lbs/MMBtu | FALSE | L | Annual | Emissions at Affected Plants SO2 | Thousand Tons | 0 | 0 | 0 | 0 | 0 | 0 | 0
DE Facility Specific - SO2 Annual Rate v3.1, Unit 2193 and retrofits | 336 | 7295 | Rate Constraint in lbs/MMBtu | FALSE | L | Annual | Allowances Purchased SO2 | Thousand Tons | 0 | 0 | 0 | 0 | 0 | 0 | 0
DE Facility Specific - SO2 Annual Rate v3.1, Unit 2193 and retrofits | 336 | 7295 | Rate Constraint in lbs/MMBtu | FALSE | L | Annual | Allowances Sold SO2 | Thousand Tons | 0 | 0 | 0 | 0 | 0 | 0 | 0
DE Facility Specific - SO2 Annual Rate v3.1, Unit 2193 and retrofits | 336 | 7295 | Rate Constraint in lbs/MMBtu | FALSE | L | Annual | Allowances Banked | Thousand Tons | 0 | 0 | 0 | 0 | 0 | 0 | 0
DE Facility Specific - SO2 Annual Rate v3.1, Unit 2193 and retrofits | 336 | 7295 | Rate Constraint in lbs/MMBtu | FALSE | L | Annual | Allowances Withdrawn (1:1) | Thousand Tons | 0 | 0 | 0 | 0 | 0 | 0 | 0
DE Facility Specific - SO2 Annual Rate v3.1, Unit 2193 and retrofits | 336 | 7295 | Rate Constraint in lbs/MMBtu | FALSE | L | Annual | Allowances Withdrawn (n:1) | Thousand Tons | 0 | 0 | 0 | 0 | 0 | 0 | 0
DE Facility Specific - SO2 Annual Rate v3.1, Unit 2193 and retrofits | 336 | 7295 | Rate Constraint in lbs/MMBtu | FALSE | L | Annual | Net Emissions Allowance Position | Thousand Tons | 0 | 0 | 0 | 0 | 0 | 0 | 0
DE Facility Specific - SO2 Annual Rate v3.1, Unit 2193 and retrofits | 336 | 7295 | Rate Constraint in lbs/MMBtu | FALSE | L | Annual | Fuel Consumed | TBtu | 0 | 0 | 0 | 0 | 0 | 0 | 0
DE Facility Specific - SO2 Annual Rate v3.1, Unit 2193 and retrofits | 336 | 7295 | Rate Constraint in lbs/MMBtu | FALSE | L | Annual | Rate | lb/MMBtu | 0 | 0 | 0 | 0 | 0 | 0 | 0
DE Facility Specific - SO2 Annual Rate v3.1, Unit 2193 and retrofits | 336 | 7295 | Rate Constraint in lbs/MMBtu | FALSE | L | Annual | Generation | TWh | 0 | 0 | 0 | 0 | 0 | 0 | 0
DE Facility Specific - SO2 Annual Rate v3.1, Unit 2193 and retrofits | 336 | 7295 | Rate Constraint in lbs/MMBtu | FALSE | L | Annual | Qualifying Generation | TWh | 0 | 0 | 0 | 0 | 0 | 0 | 0
DE Facility Specific - SO2 Annual Rate v3.1, Unit 2193 and retrofits | 336 | 7295 | Rate Constraint in lbs/MMBtu | FALSE | L | Annual | Rate | lb/MWh | 0 | 0 | 0 | 0 | 0 | 0 | 0
DE Facility Specific - SO2 Annual Rate v3.1, Unit 2193 and retrofits | 336 | 7295 | Rate Constraint in lbs/MMBtu | FALSE | L | Annual | Constraint Shadow Price | US2022$/Ton | 0 | 0 | 0 | 0 | 0 | 0 | 0
DE Facility Specific - SO2 Annual Rate v3.1, Unit 2194 and retrofits | 337 | 7295 | Rate Constraint in lbs/MMBtu | FALSE | L | Annual | Seasons Included | Seasons | Winter, Spring, Summer, Fall | Winter, Spring, Summer, Fall | Winter, Spring, Summer, Fall | Winter, Spring, Summer, Fall | Winter, Spring, Summer, Fall | Winter, Spring, Summer, Fall | Winter, Spring, Summer, Fall
DE Facility Specific - SO2 Annual Rate v3.1, Unit 2194 and retrofits | 337 | 7295 | Rate Constraint in lbs/MMBtu | FALSE | L | Annual | Standard SO2 | lb/MMBtu | 0.26 | 0.26 | 0.26 | 0.26 | 0.26 | 0.26 | 0.26
DE Facility Specific - SO2 Annual Rate v3.1, Unit 2194 and retrofits | 337 | 7295 | Rate Constraint in lbs/MMBtu | FALSE | L | Annual | Emissions at Affected Plants SO2 | Thousand Tons | 0 | 0 | 0 | 0 | 0 | 0 | 0
DE Facility Specific - SO2 Annual Rate v3.1, Unit 2194 and retrofits | 337 | 7295 | Rate Constraint in lbs/MMBtu | FALSE | L | Annual | Allowances Purchased SO2 | Thousand Tons | 0 | 0 | 0 | 0 | 0 | 0 | 0
DE Facility Specific - SO2 Annual Rate v3.1, Unit 2194 and retrofits | 337 | 7295 | Rate Constraint in lbs/MMBtu | FALSE | L | Annual | Allowances Sold SO2 | Thousand Tons | 0 | 0 | 0 | 0 | 0 | 0 | 0
DE Facility Specific - SO2 Annual Rate v3.1, Unit 2194 and retrofits | 337 | 7295 | Rate Constraint in lbs/MMBtu | FALSE | L | Annual | Allowances Banked | Thousand Tons | 0 | 0 | 0 | 0 | 0 | 0 | 0
DE Facility Specific - SO2 Annual Rate v3.1, Unit 2194 and retrofits | 337 | 7295 | Rate Constraint in lbs/MMBtu | FALSE | L | Annual | Allowances Withdrawn (1:1) | Thousand Tons | 0 | 0 | 0 | 0 | 0 | 0 | 0
DE Facility Specific - SO2 Annual Rate v3.1, Unit 2194 and retrofits | 337 | 7295 | Rate Constraint in lbs/MMBtu | FALSE | L | Annual | Allowances Withdrawn (n:1) | Thousand Tons | 0 | 0 | 0 | 0 | 0 | 0 | 0
DE Facility Specific - SO2 Annual Rate v3.1, Unit 2194 and retrofits | 337 | 7295 | Rate Constraint in lbs/MMBtu | FALSE | L | Annual | Net Emissions Allowance Position | Thousand Tons | 0 | 0 | 0 | 0 | 0 | 0 | 0
DE Facility Specific - SO2 Annual Rate v3.1, Unit 2194 and retrofits | 337 | 7295 | Rate Constraint in lbs/MMBtu | FALSE | L | Annual | Fuel Consumed | TBtu | 0 | 0 | 0 | 0 | 0 | 0 | 0
DE Facility Specific - SO2 Annual Rate v3.1, Unit 2194 and retrofits | 337 | 7295 | Rate Constraint in lbs/MMBtu | FALSE | L | Annual | Rate | lb/MMBtu | 0 | 0 | 0 | 0 | 0 | 0 | 0
DE Facility Specific - SO2 Annual Rate v3.1, Unit 2194 and retrofits | 337 | 7295 | Rate Constraint in lbs/MMBtu | FALSE | L | Annual | Generation | TWh | 0 | 0 | 0 | 0 | 0 | 0 | 0
DE Facility Specific - SO2 Annual Rate v3.1, Unit 2194 and retrofits | 337 | 7295 | Rate Constraint in lbs/MMBtu | FALSE | L | Annual | Qualifying Generation | TWh | 0 | 0 | 0 | 0 | 0 | 0 | 0
DE Facility Specific - SO2 Annual Rate v3.1, Unit 2194 and retrofits | 337 | 7295 | Rate Constraint in lbs/MMBtu | FALSE | L | Annual | Rate | lb/MWh | 0 | 0 | 0 | 0 | 0 | 0 | 0
DE Facility Specific - SO2 Annual Rate v3.1, Unit 2194 and retrofits | 337 | 7295 | Rate Constraint in lbs/MMBtu | FALSE | L | Annual | Constraint Shadow Price | US2022$/Ton | 0 | 0 | 0 | 0 | 0 | 0 | 0
DE Unit Level EdMoore3 - MER Cap Annual v3.1 | 338 | 7302 | Rate Constraint in MTons | FALSE | L | Annual | Seasons Included | Seasons | Winter, Spring, Summer, Fall | Winter, Spring, Summer, Fall | Winter, Spring, Summer, Fall | Winter, Spring, Summer, Fall | Winter, Spring, Summer, Fall | Winter, Spring, Summer, Fall | Winter, Spring, Summer, Fall
DE Unit Level EdMoore3 - MER Cap Annual v3.1 | 338 | 7302 | Rate Constraint in MTons | FALSE | L | Annual | Standard MER | lbs | 6.6 | 6.6 | 6.6 | 6.6 | 6.6 | 6.6 | 6.6
DE Unit Level EdMoore3 - MER Cap Annual v3.1 | 338 | 7302 | Rate Constraint in MTons | FALSE | L | Annual | Emissions at Affected Plants MER | lbs | 0 | 0 | 0 | 0 | 0 | 0 | 0
DE Unit Level EdMoore3 - MER Cap Annual v3.1 | 338 | 7302 | Rate Constraint in MTons | FALSE | L | Annual | Allowances Purchased MER | lbs | 0 | 0 | 0 | 0 | 0 | 0 | 0
DE Unit Level EdMoore3 - MER Cap Annual v3.1 | 338 | 7302 | Rate Constraint in MTons | FALSE | L | Annual | Allowances Sold MER | lbs | 0 | 0 | 0 | 0 | 0 | 0 | 0
DE Unit Level EdMoore3 - MER Cap Annual v3.1 | 338 | 7302 | Rate Constraint in MTons | FALSE | L | Annual | Allowances Banked | lbs | 0 | 0 | 0 | 0 | 0 | 0 | 0
DE Unit Level EdMoore3 - MER Cap Annual v3.1 | 338 | 7302 | Rate Constraint in MTons | FALSE | L | Annual | Allowances Withdrawn (1:1) | lbs | 0 | 0 | 0 | 0 | 0 | 0 | 0
DE Unit Level EdMoore3 - MER Cap Annual v3.1 | 338 | 7302 | Rate Constraint in MTons | FALSE | L | Annual | Allowances Withdrawn (n:1) | lbs | 0 | 0 | 0 | 0 | 0 | 0 | 0
DE Unit Level EdMoore3 - MER Cap Annual v3.1 | 338 | 7302 | Rate Constraint in MTons | FALSE | L | Annual | Net Emissions Allowance Position | lbs | 0 | 0 | 0 | 0 | 0 | 0 | 0
DE Unit Level EdMoore3 - MER Cap Annual v3.1 | 338 | 7302 | Rate Constraint in MTons | FALSE | L | Annual | Fuel Consumed | TBtu | 0 | 0 | 0 | 0 | 0 | 0 | 0
DE Unit Level EdMoore3 - MER Cap Annual v3.1 | 338 | 7302 | Rate Constraint in MTons | FALSE | L | Annual | Rate | lb/MMBtu | 0 | 0 | 0 | 0 | 0 | 0 | 0
DE Unit Level EdMoore3 - MER Cap Annual v3.1 | 338 | 7302 | Rate Constraint in MTons | FALSE | L | Annual | Generation | TWh | 0 | 0 | 0 | 0 | 0 | 0 | 0
DE Unit Level EdMoore3 - MER Cap Annual v3.1 | 338 | 7302 | Rate Constraint in MTons | FALSE | L | Annual | Qualifying Generation | TWh | 0 | 0 | 0 | 0 | 0 | 0 | 0
DE Unit Level EdMoore3 - MER Cap Annual v3.1 | 338 | 7302 | Rate Constraint in MTons | FALSE | L | Annual | Rate | lb/MWh | 0 | 0 | 0 | 0 | 0 | 0 | 0
DE Unit Level EdMoore3 - MER Cap Annual v3.1 | 338 | 7302 | Rate Constraint in MTons | FALSE | L | Annual | Constraint Shadow Price | US2022$/Lb | 0 | 0 | 0 | 0 | 0 | 0 | 0
DE Unit Level EdMoore3 - NOX Cap Annual v3.1 | 339 | 7290 | Rate Constraint in MTons | FALSE | L | Annual | Seasons Included | Seasons | Winter, Spring, Summer, Fall | Winter, Spring, Summer, Fall | Winter, Spring, Summer, Fall | Winter, Spring, Summer, Fall | Winter, Spring, Summer, Fall | Winter, Spring, Summer, Fall | Winter, Spring, Summer, Fall
DE Unit Level EdMoore3 - NOX Cap Annual v3.1 | 339 | 7290 | Rate Constraint in MTons | FALSE | L | Annual | Standard NOX | Thousand Tons | 0.773 | 0.773 | 0.773 | 0.773 | 0.773 | 0.773 | 0.773
DE Unit Level EdMoore3 - NOX Cap Annual v3.1 | 339 | 7290 | Rate Constraint in MTons | FALSE | L | Annual | Emissions at Affected Plants NOX | Thousand Tons | 0 | 0 | 0 | 0 | 0 | 0 | 0
DE Unit Level EdMoore3 - NOX Cap Annual v3.1 | 339 | 7290 | Rate Constraint in MTons | FALSE | L | Annual | Allowances Purchased NOX | Thousand Tons | 0 | 0 | 0 | 0 | 0 | 0 | 0
DE Unit Level EdMoore3 - NOX Cap Annual v3.1 | 339 | 7290 | Rate Constraint in MTons | FALSE | L | Annual | Allowances Sold NOX | Thousand Tons | 0 | 0 | 0 | 0 | 0 | 0 | 0
DE Unit Level EdMoore3 - NOX Cap Annual v3.1 | 339 | 7290 | Rate Constraint in MTons | FALSE | L | Annual | Allowances Banked | Thousand Tons | 0 | 0 | 0 | 0 | 0 | 0 | 0
DE Unit Level EdMoore3 - NOX Cap Annual v3.1 | 339 | 7290 | Rate Constraint in MTons | FALSE | L | Annual | Allowances Withdrawn (1:1) | Thousand Tons | 0 | 0 | 0 | 0 | 0 | 0 | 0
DE Unit Level EdMoore3 - NOX Cap Annual v3.1 | 339 | 7290 | Rate Constraint in MTons | FALSE | L | Annual | Allowances Withdrawn (n:1) | Thousand Tons | 0 | 0 | 0 | 0 | 0 | 0 | 0
DE Unit Level EdMoore3 - NOX Cap Annual v3.1 | 339 | 7290 | Rate Constraint in MTons | FALSE | L | Annual | Net Emissions Allowance Position | Thousand Tons | 0 | 0 | 0 | 0 | 0 | 0 | 0
DE Unit Level EdMoore3 - NOX Cap Annual v3.1 | 339 | 7290 | Rate Constraint in MTons | FALSE | L | Annual | Fuel Consumed | TBtu | 0 | 0 | 0 | 0 | 0 | 0 | 0
DE Unit Level EdMoore3 - NOX Cap Annual v3.1 | 339 | 7290 | Rate Constraint in MTons | FALSE | L | Annual | Rate | lb/MMBtu | 0 | 0 | 0 | 0 | 0 | 0 | 0
DE Unit Level EdMoore3 - NOX Cap Annual v3.1 | 339 | 7290 | Rate Constraint in MTons | FALSE | L | Annual | Generation | TWh | 0 | 0 | 0 | 0 | 0 | 0 | 0
DE Unit Level EdMoore3 - NOX Cap Annual v3.1 | 339 | 7290 | Rate Constraint in MTons | FALSE | L | Annual | Qualifying Generation | TWh | 0 | 0 | 0 | 0 | 0 | 0 | 0
DE Unit Level EdMoore3 - NOX Cap Annual v3.1 | 339 | 7290 | Rate Constraint in MTons | FALSE | L | Annual | Rate | lb/MWh | 0 | 0 | 0 | 0 | 0 | 0 | 0
DE Unit Level EdMoore3 - NOX Cap Annual v3.1 | 339 | 7290 | Rate Constraint in MTons | FALSE | L | Annual | Constraint Shadow Price | US2022$/Ton | 0 | 0 | 0 | 0 | 0 | 0 | 0
DE Unit Level EdMoore3 - SO2 Cap Annual v3.1 | 340 | 7296 | Rate Constraint in MTons | FALSE | L | Annual | Seasons Included | Seasons | Winter, Spring, Summer, Fall | Winter, Spring, Summer, Fall | Winter, Spring, Summer, Fall | Winter, Spring, Summer, Fall | Winter, Spring, Summer, Fall | Winter, Spring, Summer, Fall | Winter, Spring, Summer, Fall
DE Unit Level EdMoore3 - SO2 Cap Annual v3.1 | 340 | 7296 | Rate Constraint in MTons | FALSE | L | Annual | Standard SO2 | Thousand Tons | 1.391 | 1.391 | 1.391 | 1.391 | 1.391 | 1.391 | 1.391
DE Unit Level EdMoore3 - SO2 Cap Annual v3.1 | 340 | 7296 | Rate Constraint in MTons | FALSE | L | Annual | Emissions at Affected Plants SO2 | Thousand Tons | 0 | 0 | 0 | 0 | 0 | 0 | 0
DE Unit Level EdMoore3 - SO2 Cap Annual v3.1 | 340 | 7296 | Rate Constraint in MTons | FALSE | L | Annual | Allowances Purchased SO2 | Thousand Tons | 0 | 0 | 0 | 0 | 0 | 0 | 0
DE Unit Level EdMoore3 - SO2 Cap Annual v3.1 | 340 | 7296 | Rate Constraint in MTons | FALSE | L | Annual | Allowances Sold SO2 | Thousand Tons | 0 | 0 | 0 | 0 | 0 | 0 | 0
DE Unit Level EdMoore3 - SO2 Cap Annual v3.1 | 340 | 7296 | Rate Constraint in MTons | FALSE | L | Annual | Allowances Banked | Thousand Tons | 0 | 0 | 0 | 0 | 0 | 0 | 0
DE Unit Level EdMoore3 - SO2 Cap Annual v3.1 | 340 | 7296 | Rate Constraint in MTons | FALSE | L | Annual | Allowances Withdrawn (1:1) | Thousand Tons | 0 | 0 | 0 | 0 | 0 | 0 | 0
DE Unit Level EdMoore3 - SO2 Cap Annual v3.1 | 340 | 7296 | Rate Constraint in MTons | FALSE | L | Annual | Allowances Withdrawn (n:1) | Thousand Tons | 0 | 0 | 0 | 0 | 0 | 0 | 0
DE Unit Level EdMoore3 - SO2 Cap Annual v3.1 | 340 | 7296 | Rate Constraint in MTons | FALSE | L | Annual | Net Emissions Allowance Position | Thousand Tons | 0 | 0 | 0 | 0 | 0 | 0 | 0
DE Unit Level EdMoore3 - SO2 Cap Annual v3.1 | 340 | 7296 | Rate Constraint in MTons | FALSE | L | Annual | Fuel Consumed | TBtu | 0 | 0 | 0 | 0 | 0 | 0 | 0
DE Unit Level EdMoore3 - SO2 Cap Annual v3.1 | 340 | 7296 | Rate Constraint in MTons | FALSE | L | Annual | Rate | lb/MMBtu | 0 | 0 | 0 | 0 | 0 | 0 | 0
DE Unit Level EdMoore3 - SO2 Cap Annual v3.1 | 340 | 7296 | Rate Constraint in MTons | FALSE | L | Annual | Generation | TWh | 0 | 0 | 0 | 0 | 0 | 0 | 0
DE Unit Level EdMoore3 - SO2 Cap Annual v3.1 | 340 | 7296 | Rate Constraint in MTons | FALSE | L | Annual | Qualifying Generation | TWh | 0 | 0 | 0 | 0 | 0 | 0 | 0
DE Unit Level EdMoore3 - SO2 Cap Annual v3.1 | 340 | 7296 | Rate Constraint in MTons | FALSE | L | Annual | Rate | lb/MWh | 0 | 0 | 0 | 0 | 0 | 0 | 0
DE Unit Level EdMoore3 - SO2 Cap Annual v3.1 | 340 | 7296 | Rate Constraint in MTons | FALSE | L | Annual | Constraint Shadow Price | US2022$/Ton | 0 | 0 | 0 | 0 | 0 | 0 | 0
DE Unit Level EdMoore4 - MER Cap Annual v3.1 | 341 | 7303 | Rate Constraint in MTons | FALSE | L | Annual | Seasons Included | Seasons | Winter, Spring, Summer, Fall | Winter, Spring, Summer, Fall | Winter, Spring, Summer, Fall | Winter, Spring, Summer, Fall | Winter, Spring, Summer, Fall | Winter, Spring, Summer, Fall | Winter, Spring, Summer, Fall
DE Unit Level EdMoore4 - MER Cap Annual v3.1 | 341 | 7303 | Rate Constraint in MTons | FALSE | L | Annual | Standard MER | lbs | 11.4 | 11.4 | 11.4 | 11.4 | 11.4 | 11.4 | 11.4
DE Unit Level EdMoore4 - MER Cap Annual v3.1 | 341 | 7303 | Rate Constraint in MTons | FALSE | L | Annual | Emissions at Affected Plants MER | lbs | 0 | 0 | 0 | 0 | 0 | 0 | 0
DE Unit Level EdMoore4 - MER Cap Annual v3.1 | 341 | 7303 | Rate Constraint in MTons | FALSE | L | Annual | Allowances Purchased MER | lbs | 0 | 0 | 0 | 0 | 0 | 0 | 0
DE Unit Level EdMoore4 - MER Cap Annual v3.1 | 341 | 7303 | Rate Constraint in MTons | FALSE | L | Annual | Allowances Sold MER | lbs | 0 | 0 | 0 | 0 | 0 | 0 | 0
DE Unit Level EdMoore4 - MER Cap Annual v3.1 | 341 | 7303 | Rate Constraint in MTons | FALSE | L | Annual | Allowances Banked | lbs | 0 | 0 | 0 | 0 | 0 | 0 | 0
DE Unit Level EdMoore4 - MER Cap Annual v3.1 | 341 | 7303 | Rate Constraint in MTons | FALSE | L | Annual | Allowances Withdrawn (1:1) | lbs | 0 | 0 | 0 | 0 | 0 | 0 | 0
DE Unit Level EdMoore4 - MER Cap Annual v3.1 | 341 | 7303 | Rate Constraint in MTons | FALSE | L | Annual | Allowances Withdrawn (n:1) | lbs | 0 | 0 | 0 | 0 | 0 | 0 | 0
DE Unit Level EdMoore4 - MER Cap Annual v3.1 | 341 | 7303 | Rate Constraint in MTons | FALSE | L | Annual | Net Emissions Allowance Position | lbs | 0 | 0 | 0 | 0 | 0 | 0 | 0
DE Unit Level EdMoore4 - MER Cap Annual v3.1 | 341 | 7303 | Rate Constraint in MTons | FALSE | L | Annual | Fuel Consumed | TBtu | 0 | 0 | 0 | 0 | 0 | 0 | 0
DE Unit Level EdMoore4 - MER Cap Annual v3.1 | 341 | 7303 | Rate Constraint in MTons | FALSE | L | Annual | Rate | lb/MMBtu | 0 | 0 | 0 | 0 | 0 | 0 | 0
DE Unit Level EdMoore4 - MER Cap Annual v3.1 | 341 | 7303 | Rate Constraint in MTons | FALSE | L | Annual | Generation | TWh | 0 | 0 | 0 | 0 | 0 | 0 | 0
DE Unit Level EdMoore4 - MER Cap Annual v3.1 | 341 | 7303 | Rate Constraint in MTons | FALSE | L | Annual | Qualifying Generation | TWh | 0 | 0 | 0 | 0 | 0 | 0 | 0
DE Unit Level EdMoore4 - MER Cap Annual v3.1 | 341 | 7303 | Rate Constraint in MTons | FALSE | L | Annual | Rate | lb/MWh | 0 | 0 | 0 | 0 | 0 | 0 | 0
DE Unit Level EdMoore4 - MER Cap Annual v3.1 | 341 | 7303 | Rate Constraint in MTons | FALSE | L | Annual | Constraint Shadow Price | US2022$/Lb | 0 | 0 | 0 | 0 | 0 | 0 | 0
DE Unit Level EdMoore4 - NOX Cap Annual v3.1 | 342 | 7291 | Rate Constraint in MTons | FALSE | L | Annual | Seasons Included | Seasons | Winter, Spring, Summer, Fall | Winter, Spring, Summer, Fall | Winter, Spring, Summer, Fall | Winter, Spring, Summer, Fall | Winter, Spring, Summer, Fall | Winter, Spring, Summer, Fall | Winter, Spring, Summer, Fall
DE Unit Level EdMoore4 - NOX Cap Annual v3.1 | 342 | 7291 | Rate Constraint in MTons | FALSE | L | Annual | Standard NOX | Thousand Tons | 1.339 | 1.339 | 1.339 | 1.339 | 1.339 | 1.339 | 1.339
DE Unit Level EdMoore4 - NOX Cap Annual v3.1 | 342 | 7291 | Rate Constraint in MTons | FALSE | L | Annual | Emissions at Affected Plants NOX | Thousand Tons | 0 | 0 | 0 | 0 | 0 | 0 | 0
DE Unit Level EdMoore4 - NOX Cap Annual v3.1 | 342 | 7291 | Rate Constraint in MTons | FALSE | L | Annual | Allowances Purchased NOX | Thousand Tons | 0 | 0 | 0 | 0 | 0 | 0 | 0
DE Unit Level EdMoore4 - NOX Cap Annual v3.1 | 342 | 7291 | Rate Constraint in MTons | FALSE | L | Annual | Allowances Sold NOX | Thousand Tons | 0 | 0 | 0 | 0 | 0 | 0 | 0
DE Unit Level EdMoore4 - NOX Cap Annual v3.1 | 342 | 7291 | Rate Constraint in MTons | FALSE | L | Annual | Allowances Banked | Thousand Tons | 0 | 0 | 0 | 0 | 0 | 0 | 0
DE Unit Level EdMoore4 - NOX Cap Annual v3.1 | 342 | 7291 | Rate Constraint in MTons | FALSE | L | Annual | Allowances Withdrawn (1:1) | Thousand Tons | 0 | 0 | 0 | 0 | 0 | 0 | 0
DE Unit Level EdMoore4 - NOX Cap Annual v3.1 | 342 | 7291 | Rate Constraint in MTons | FALSE | L | Annual | Allowances Withdrawn (n:1) | Thousand Tons | 0 | 0 | 0 | 0 | 0 | 0 | 0
DE Unit Level EdMoore4 - NOX Cap Annual v3.1 | 342 | 7291 | Rate Constraint in MTons | FALSE | L | Annual | Net Emissions Allowance Position | Thousand Tons | 0 | 0 | 0 | 0 | 0 | 0 | 0
DE Unit Level EdMoore4 - NOX Cap Annual v3.1 | 342 | 7291 | Rate Constraint in MTons | FALSE | L | Annual | Fuel Consumed | TBtu | 0 | 0 | 0 | 0 | 0 | 0 | 0
DE Unit Level EdMoore4 - NOX Cap Annual v3.1 | 342 | 7291 | Rate Constraint in MTons | FALSE | L | Annual | Rate | lb/MMBtu | 0 | 0 | 0 | 0 | 0 | 0 | 0
DE Unit Level EdMoore4 - NOX Cap Annual v3.1 | 342 | 7291 | Rate Constraint in MTons | FALSE | L | Annual | Generation | TWh | 0 | 0 | 0 | 0 | 0 | 0 | 0
DE Unit Level EdMoore4 - NOX Cap Annual v3.1 | 342 | 7291 | Rate Constraint in MTons | FALSE | L | Annual | Qualifying Generation | TWh | 0 | 0 | 0 | 0 | 0 | 0 | 0
DE Unit Level EdMoore4 - NOX Cap Annual v3.1 | 342 | 7291 | Rate Constraint in MTons | FALSE | L | Annual | Rate | lb/MWh | 0 | 0 | 0 | 0 | 0 | 0 | 0
DE Unit Level EdMoore4 - NOX Cap Annual v3.1 | 342 | 7291 | Rate Constraint in MTons | FALSE | L | Annual | Constraint Shadow Price | US2022$/Ton | 0 | 0 | 0 | 0 | 0 | 0 | 0
DE Unit Level EdMoore4 - SO2 Cap Annual v3.1 | 343 | 7297 | Rate Constraint in MTons | FALSE | L | Annual | Seasons Included | Seasons | Winter, Spring, Summer, Fall | Winter, Spring, Summer, Fall | Winter, Spring, Summer, Fall | Winter, Spring, Summer, Fall | Winter, Spring, Summer, Fall | Winter, Spring, Summer, Fall | Winter, Spring, Summer, Fall
DE Unit Level EdMoore4 - SO2 Cap Annual v3.1 | 343 | 7297 | Rate Constraint in MTons | FALSE | L | Annual | Standard SO2 | Thousand Tons | 2.41 | 2.41 | 2.41 | 2.41 | 2.41 | 2.41 | 2.41
DE Unit Level EdMoore4 - SO2 Cap Annual v3.1 | 343 | 7297 | Rate Constraint in MTons | FALSE | L | Annual | Emissions at Affected Plants SO2 | Thousand Tons | 0 | 0 | 0 | 0 | 0 | 0 | 0
DE Unit Level EdMoore4 - SO2 Cap Annual v3.1 | 343 | 7297 | Rate Constraint in MTons | FALSE | L | Annual | Allowances Purchased SO2 | Thousand Tons | 0 | 0 | 0 | 0 | 0 | 0 | 0
DE Unit Level EdMoore4 - SO2 Cap Annual v3.1 | 343 | 7297 | Rate Constraint in MTons | FALSE | L | Annual | Allowances Sold SO2 | Thousand Tons | 0 | 0 | 0 | 0 | 0 | 0 | 0
DE Unit Level EdMoore4 - SO2 Cap Annual v3.1 | 343 | 7297 | Rate Constraint in MTons | FALSE | L | Annual | Allowances Banked | Thousand Tons | 0 | 0 | 0 | 0 | 0 | 0 | 0
DE Unit Level EdMoore4 - SO2 Cap Annual v3.1 | 343 | 7297 | Rate Constraint in MTons | FALSE | L | Annual | Allowances Withdrawn (1:1) | Thousand Tons | 0 | 0 | 0 | 0 | 0 | 0 | 0
DE Unit Level EdMoore4 - SO2 Cap Annual v3.1 | 343 | 7297 | Rate Constraint in MTons | FALSE | L | Annual | Allowances Withdrawn (n:1) | Thousand Tons | 0 | 0 | 0 | 0 | 0 | 0 | 0
DE Unit Level EdMoore4 - SO2 Cap Annual v3.1 | 343 | 7297 | Rate Constraint in MTons | FALSE | L | Annual | Net Emissions Allowance Position | Thousand Tons | 0 | 0 | 0 | 0 | 0 | 0 | 0
DE Unit Level EdMoore4 - SO2 Cap Annual v3.1 | 343 | 7297 | Rate Constraint in MTons | FALSE | L | Annual | Fuel Consumed | TBtu | 0 | 0 | 0 | 0 | 0 | 0 | 0
DE Unit Level EdMoore4 - SO2 Cap Annual v3.1 | 343 | 7297 | Rate Constraint in MTons | FALSE | L | Annual | Rate | lb/MMBtu | 0 | 0 | 0 | 0 | 0 | 0 | 0
DE Unit Level EdMoore4 - SO2 Cap Annual v3.1 | 343 | 7297 | Rate Constraint in MTons | FALSE | L | Annual | Generation | TWh | 0 | 0 | 0 | 0 | 0 | 0 | 0
DE Unit Level EdMoore4 - SO2 Cap Annual v3.1 | 343 | 7297 | Rate Constraint in MTons | FALSE | L | Annual | Qualifying Generation | TWh | 0 | 0 | 0 | 0 | 0 | 0 | 0
DE Unit Level EdMoore4 - SO2 Cap Annual v3.1 | 343 | 7297 | Rate Constraint in MTons | FALSE | L | Annual | Rate | lb/MWh | 0 | 0 | 0 | 0 | 0 | 0 | 0
DE Unit Level EdMoore4 - SO2 Cap Annual v3.1 | 343 | 7297 | Rate Constraint in MTons | FALSE | L | Annual | Constraint Shadow Price | US2022$/Ton | 0 | 0 | 0 | 0 | 0 | 0 | 0
DE Unit Level EdMoore5 - NOX Cap Annual v3.1 | 344 | 7292 | Rate Constraint in MTons | FALSE | L | Annual | Seasons Included | Seasons | Winter, Spring, Summer, Fall | Winter, Spring, Summer, Fall | Winter, Spring, Summer, Fall | Winter, Spring, Summer, Fall | Winter, Spring, Summer, Fall | Winter, Spring, Summer, Fall | Winter, Spring, Summer, Fall
DE Unit Level EdMoore5 - NOX Cap Annual v3.1 | 344 | 7292 | Rate Constraint in MTons | FALSE | L | Annual | Standard NOX | Thousand Tons | 1.348 | 1.348 | 1.348 | 1.348 | 1.348 | 1.348 | 1.348
DE Unit Level EdMoore5 - NOX Cap Annual v3.1 | 344 | 7292 | Rate Constraint in MTons | FALSE | L | Annual | Emissions at Affected Plants NOX | Thousand Tons | 0 | 0 | 0 | 0 | 0 | 0 | 0
DE Unit Level EdMoore5 - NOX Cap Annual v3.1 | 344 | 7292 | Rate Constraint in MTons | FALSE | L | Annual | Allowances Purchased NOX | Thousand Tons | 0 | 0 | 0 | 0 | 0 | 0 | 0
DE Unit Level EdMoore5 - NOX Cap Annual v3.1 | 344 | 7292 | Rate Constraint in MTons | FALSE | L | Annual | Allowances Sold NOX | Thousand Tons | 0 | 0 | 0 | 0 | 0 | 0 | 0
DE Unit Level EdMoore5 - NOX Cap Annual v3.1 | 344 | 7292 | Rate Constraint in MTons | FALSE | L | Annual | Allowances Banked | Thousand Tons | 0 | 0 | 0 | 0 | 0 | 0 | 0
DE Unit Level EdMoore5 - NOX Cap Annual v3.1 | 344 | 7292 | Rate Constraint in MTons | FALSE | L | Annual | Allowances Withdrawn (1:1) | Thousand Tons | 0 | 0 | 0 | 0 | 0 | 0 | 0
DE Unit Level EdMoore5 - NOX Cap Annual v3.1 | 344 | 7292 | Rate Constraint in MTons | FALSE | L | Annual | Allowances Withdrawn (n:1) | Thousand Tons | 0 | 0 | 0 | 0 | 0 | 0 | 0
DE Unit Level EdMoore5 - NOX Cap Annual v3.1 | 344 | 7292 | Rate Constraint in MTons | FALSE | L | Annual | Net Emissions Allowance Position | Thousand Tons | 0 | 0 | 0 | 0 | 0 | 0 | 0
DE Unit Level EdMoore5 - NOX Cap Annual v3.1 | 344 | 7292 | Rate Constraint in MTons | FALSE | L | Annual | Fuel Consumed | TBtu | 0 | 0 | 0 | 0 | 0 | 0 | 0
DE Unit Level EdMoore5 - NOX Cap Annual v3.1 | 344 | 7292 | Rate Constraint in MTons | FALSE | L | Annual | Rate | lb/MMBtu | 0 | 0 | 0 | 0 | 0 | 0 | 0
DE Unit Level EdMoore5 - NOX Cap Annual v3.1 | 344 | 7292 | Rate Constraint in MTons | FALSE | L | Annual | Generation | TWh | 0 | 0 | 0 | 0 | 0 | 0 | 0
DE Unit Level EdMoore5 - NOX Cap Annual v3.1 | 344 | 7292 | Rate Constraint in MTons | FALSE | L | Annual | Qualifying Generation | TWh | 0 | 0 | 0 | 0 | 0 | 0 | 0
DE Unit Level EdMoore5 - NOX Cap Annual v3.1 | 344 | 7292 | Rate Constraint in MTons | FALSE | L | Annual | Rate | lb/MWh | 0 | 0 | 0 | 0 | 0 | 0 | 0
DE Unit Level EdMoore5 - NOX Cap Annual v3.1 | 344 | 7292 | Rate Constraint in MTons | FALSE | L | Annual | Constraint Shadow Price | US2022$/Ton | 0 | 0 | 0 | 0 | 0 | 0 | 0
DE Unit Level EdMoore5 - SO2 Cap Annual v3.1 | 345 | 7298 | Rate Constraint in MTons | FALSE | L | Annual | Seasons Included | Seasons | Winter, Spring, Summer, Fall | Winter, Spring, Summer, Fall | Winter, Spring, Summer, Fall | Winter, Spring, Summer, Fall | Winter, Spring, Summer, Fall | Winter, Spring, Summer, Fall | Winter, Spring, Summer, Fall
DE Unit Level EdMoore5 - SO2 Cap Annual v3.1 | 345 | 7298 | Rate Constraint in MTons | FALSE | L | Annual | Standard SO2 | Thousand Tons | 2.427 | 2.427 | 2.427 | 2.427 | 2.427 | 2.427 | 2.427
DE Unit Level EdMoore5 - SO2 Cap Annual v3.1 | 345 | 7298 | Rate Constraint in MTons | FALSE | L | Annual | Emissions at Affected Plants SO2 | Thousand Tons | 0 | 0 | 0 | 0 | 0 | 0 | 0
DE Unit Level EdMoore5 - SO2 Cap Annual v3.1 | 345 | 7298 | Rate Constraint in MTons | FALSE | L | Annual | Allowances Purchased SO2 | Thousand Tons | 0 | 0 | 0 | 0 | 0 | 0 | 0
DE Unit Level EdMoore5 - SO2 Cap Annual v3.1 | 345 | 7298 | Rate Constraint in MTons | FALSE | L | Annual | Allowances Sold SO2 | Thousand Tons | 0 | 0 | 0 | 0 | 0 | 0 | 0
DE Unit Level EdMoore5 - SO2 Cap Annual v3.1 | 345 | 7298 | Rate Constraint in MTons | FALSE | L | Annual | Allowances Banked | Thousand Tons | 0 | 0 | 0 | 0 | 0 | 0 | 0
DE Unit Level EdMoore5 - SO2 Cap Annual v3.1 | 345 | 7298 | Rate Constraint in MTons | FALSE | L | Annual | Allowances Withdrawn (1:1) | Thousand Tons | 0 | 0 | 0 | 0 | 0 | 0 | 0
DE Unit Level EdMoore5 - SO2 Cap Annual v3.1 | 345 | 7298 | Rate Constraint in MTons | FALSE | L | Annual | Allowances Withdrawn (n:1) | Thousand Tons | 0 | 0 | 0 | 0 | 0 | 0 | 0
DE Unit Level EdMoore5 - SO2 Cap Annual v3.1 | 345 | 7298 | Rate Constraint in MTons | FALSE | L | Annual | Net Emissions Allowance Position | Thousand Tons | 0 | 0 | 0 | 0 | 0 | 0 | 0
DE Unit Level EdMoore5 - SO2 Cap Annual v3.1 | 345 | 7298 | Rate Constraint in MTons | FALSE | L | Annual | Fuel Consumed | TBtu | 0 | 0 | 0 | 0 | 0 | 0 | 0
DE Unit Level EdMoore5 - SO2 Cap Annual v3.1 | 345 | 7298 | Rate Constraint in MTons | FALSE | L | Annual | Rate | lb/MMBtu | 0 | 0 | 0 | 0 | 0 | 0 | 0
DE Unit Level EdMoore5 - SO2 Cap Annual v3.1 | 345 | 7298 | Rate Constraint in MTons | FALSE | L | Annual | Generation | TWh | 0 | 0 | 0 | 0 | 0 | 0 | 0
DE Unit Level EdMoore5 - SO2 Cap Annual v3.1 | 345 | 7298 | Rate Constraint in MTons | FALSE | L | Annual | Qualifying Generation | TWh | 0 | 0 | 0 | 0 | 0 | 0 | 0
DE Unit Level EdMoore5 - SO2 Cap Annual v3.1 | 345 | 7298 | Rate Constraint in MTons | FALSE | L | Annual | Rate | lb/MWh | 0 | 0 | 0 | 0 | 0 | 0 | 0
DE Unit Level EdMoore5 - SO2 Cap Annual v3.1 | 345 | 7298 | Rate Constraint in MTons | FALSE | L | Annual | Constraint Shadow Price | US2022$/Ton | 0 | 0 | 0 | 0 | 0 | 0 | 0
Env-A 1300, NOx RACT - Merrimack 1 Rate | 348 | 7975 | Rate Constraint in lbs/MMBtu | FALSE | L | Annual | Seasons Included | Seasons | Winter, Spring, Summer, Fall | Winter, Spring, Summer, Fall | Winter, Spring, Summer, Fall | Winter, Spring, Summer, Fall | Winter, Spring, Summer, Fall | Winter, Spring, Summer, Fall | Winter, Spring, Summer, Fall
Env-A 1300, NOx RACT - Merrimack 1 Rate | 348 | 7975 | Rate Constraint in lbs/MMBtu | FALSE | L | Annual | Standard NOX | lb/MMBtu | 0.22 | 0.22 | 0.22 | 0.22 | 0.22 | 0.22 | 0.22
Env-A 1300, NOx RACT - Merrimack 1 Rate | 348 | 7975 | Rate Constraint in lbs/MMBtu | FALSE | L | Annual | Emissions at Affected Plants NOX | Thousand Tons | 0 | 0 | 0 | 0 | 0 | 0 | 0
Env-A 1300, NOx RACT - Merrimack 1 Rate | 348 | 7975 | Rate Constraint in lbs/MMBtu | FALSE | L | Annual | Allowances Purchased NOX | Thousand Tons | 0 | 0 | 0 | 0 | 0 | 0 | 0
Env-A 1300, NOx RACT - Merrimack 1 Rate | 348 | 7975 | Rate Constraint in lbs/MMBtu | FALSE | L | Annual | Allowances Sold NOX | Thousand Tons | 0 | 0 | 0 | 0 | 0 | 0 | 0
Env-A 1300, NOx RACT - Merrimack 1 Rate | 348 | 7975 | Rate Constraint in lbs/MMBtu | FALSE | L | Annual | Allowances Banked | Thousand Tons | 0 | 0 | 0 | 0 | 0 | 0 | 0
Env-A 1300, NOx RACT - Merrimack 1 Rate | 348 | 7975 | Rate Constraint in lbs/MMBtu | FALSE | L | Annual | Allowances Withdrawn (1:1) | Thousand Tons | 0 | 0 | 0 | 0 | 0 | 0 | 0
Env-A 1300, NOx RACT - Merrimack 1 Rate | 348 | 7975 | Rate Constraint in lbs/MMBtu | FALSE | L | Annual | Allowances Withdrawn (n:1) | Thousand Tons | 0 | 0 | 0 | 0 | 0 | 0 | 0
Env-A 1300, NOx RACT - Merrimack 1 Rate | 348 | 7975 | Rate Constraint in lbs/MMBtu | FALSE | L | Annual | Net Emissions Allowance Position | Thousand Tons | 0 | 0 | 0 | 0 | 0 | 0 | 0
Env-A 1300, NOx RACT - Merrimack 1 Rate | 348 | 7975 | Rate Constraint in lbs/MMBtu | FALSE | L | Annual | Fuel Consumed | TBtu | 0 | 0 | 0 | 0 | 0 | 0 | 0
Env-A 1300, NOx RACT - Merrimack 1 Rate | 348 | 7975 | Rate Constraint in lbs/MMBtu | FALSE | L | Annual | Rate | lb/MMBtu | 0 | 0 | 0 | 0 | 0 | 0 | 0
Env-A 1300, NOx RACT - Merrimack 1 Rate | 348 | 7975 | Rate Constraint in lbs/MMBtu | FALSE | L | Annual | Generation | TWh | 0 | 0 | 0 | 0 | 0 | 0 | 0
Env-A 1300, NOx RACT - Merrimack 1 Rate | 348 | 7975 | Rate Constraint in lbs/MMBtu | FALSE | L | Annual | Qualifying Generation | TWh | 0 | 0 | 0 | 0 | 0 | 0 | 0
Env-A 1300, NOx RACT - Merrimack 1 Rate | 348 | 7975 | Rate Constraint in lbs/MMBtu | FALSE | L | Annual | Rate | lb/MWh | 0 | 0 | 0 | 0 | 0 | 0 | 0
Env-A 1300, NOx RACT - Merrimack 1 Rate | 348 | 7975 | Rate Constraint in lbs/MMBtu | FALSE | L | Annual | Constraint Shadow Price | US2022$/Ton | 0 | 0 | 0 | 0 | 0 | 0 | 0
EPA723 CO2 Rate Limit for NG Cofire - ORIS:10113 | 349 | 8125 | Rate Constraint in lbs/MMBtu | FALSE | L | Annual | Seasons Included | Seasons |  | Winter, Spring, Summer, Fall | Winter, Spring, Summer, Fall | Winter, Spring, Summer, Fall | Winter, Spring, Summer, Fall | Winter, Spring, Summer, Fall | Winter, Spring, Summer, Fall
EPA723 CO2 Rate Limit for NG Cofire - ORIS:10113 | 349 | 8125 | Rate Constraint in lbs/MMBtu | FALSE | L | Annual | Standard CO2 | lb/MMBtu | 169.652 | 169.652 | 169.652 | 169.652 | 169.652 | 169.652 | 169.652
EPA723 CO2 Rate Limit for NG Cofire - ORIS:10113 | 349 | 8125 | Rate Constraint in lbs/MMBtu | FALSE | L | Annual | Emissions at Affected Plants CO2 | Thousand Tons | 0 | 0 | 0 | 0 | 0 | 0 | 0
EPA723 CO2 Rate Limit for NG Cofire - ORIS:10113 | 349 | 8125 | Rate Constraint in lbs/MMBtu | FALSE | L | Annual | Allowances Purchased CO2 | Thousand Tons | 0 | 0 | 0 | 0 | 0 | 0 | 0
EPA723 CO2 Rate Limit for NG Cofire - ORIS:10113 | 349 | 8125 | Rate Constraint in lbs/MMBtu | FALSE | L | Annual | Allowances Sold CO2 | Thousand Tons | 0 | 0 | 0 | 0 | 0 | 0 | 0
EPA723 CO2 Rate Limit for NG Cofire - ORIS:10113 | 349 | 8125 | Rate Constraint in lbs/MMBtu | FALSE | L | Annual | Allowances Banked | Thousand Tons | 0 | 0 | 0 | 0 | 0 | 0 | 0
EPA723 CO2 Rate Limit for NG Cofire - ORIS:10113 | 349 | 8125 | Rate Constraint in lbs/MMBtu | FALSE | L | Annual | Allowances Withdrawn (1:1) | Thousand Tons | 0 | 0 | 0 | 0 | 0 | 0 | 0
EPA723 CO2 Rate Limit for NG Cofire - ORIS:10113 | 349 | 8125 | Rate Constraint in lbs/MMBtu | FALSE | L | Annual | Allowances Withdrawn (n:1) | Thousand Tons | 0 | 0 | 0 | 0 | 0 | 0 | 0
EPA723 CO2 Rate Limit for NG Cofire - ORIS:10113 | 349 | 8125 | Rate Constraint in lbs/MMBtu | FALSE | L | Annual | Net Emissions Allowance Position | Thousand Tons | 0 | 0 | 0 | 0 | 0 | 0 | 0
EPA723 CO2 Rate Limit for NG Cofire - ORIS:10113 | 349 | 8125 | Rate Constraint in lbs/MMBtu | FALSE | L | Annual | Fuel Consumed | TBtu | 0 | 0 | 0 | 0 | 0 | 0 | 0
EPA723 CO2 Rate Limit for NG Cofire - ORIS:10113 | 349 | 8125 | Rate Constraint in lbs/MMBtu | FALSE | L | Annual | Rate | lb/MMBtu | 0 | 0 | 0 | 0 | 0 | 0 | 0
EPA723 CO2 Rate Limit for NG Cofire - ORIS:10113 | 349 | 8125 | Rate Constraint in lbs/MMBtu | FALSE | L | Annual | Generation | TWh | 0 | 0 | 0 | 0 | 0 | 0 | 0
EPA723 CO2 Rate Limit for NG Cofire - ORIS:10113 | 349 | 8125 | Rate Constraint in lbs/MMBtu | FALSE | L | Annual | Qualifying Generation | TWh | 0 | 0 | 0 | 0 | 0 | 0 | 0
EPA723 CO2 Rate Limit for NG Cofire - ORIS:10113 | 349 | 8125 | Rate Constraint in lbs/MMBtu | FALSE | L | Annual | Rate | lb/MWh | 0 | 0 | 0 | 0 | 0 | 0 | 0
EPA723 CO2 Rate Limit for NG Cofire - ORIS:10113 | 349 | 8125 | Rate Constraint in lbs/MMBtu | FALSE | L | Annual | Constraint Shadow Price | US2022$/Ton | 0 | 38.6339 | 91.7444 | 123.188 | 121.3807 | 175.405 | 194.5803
EPA723 CO2 Rate Limit for NG Cofire - ORIS:10143 | 350 | 8126 | Rate Constraint in lbs/MMBtu | FALSE | L | Annual | Seasons Included | Seasons |  | Winter, Spring, Summer, Fall | Winter, Spring, Summer, Fall | Winter, Spring, Summer, Fall | Winter, Spring, Summer, Fall | Winter, Spring, Summer, Fall | Winter, Spring, Summer, Fall
EPA723 CO2 Rate Limit for NG Cofire - ORIS:10143 | 350 | 8126 | Rate Constraint in lbs/MMBtu | FALSE | L | Annual | Standard CO2 | lb/MMBtu | 169.652 | 169.652 | 169.652 | 169.652 | 169.652 | 169.652 | 169.652
EPA723 CO2 Rate Limit for NG Cofire - ORIS:10143 | 350 | 8126 | Rate Constraint in lbs/MMBtu | FALSE | L | Annual | Emissions at Affected Plants CO2 | Thousand Tons | 0 | 0 | 0 | 0 | 0 | 0 | 0
EPA723 CO2 Rate Limit for NG Cofire - ORIS:10143 | 350 | 8126 | Rate Constraint in lbs/MMBtu | FALSE | L | Annual | Allowances Purchased CO2 | Thousand Tons | 0 | 0 | 0 | 0 | 0 | 0 | 0
EPA723 CO2 Rate Limit for NG Cofire - ORIS:10143 | 350 | 8126 | Rate Constraint in lbs/MMBtu | FALSE | L | Annual | Allowances Sold CO2 | Thousand Tons | 0 | 0 | 0 | 0 | 0 | 0 | 0
EPA723 CO2 Rate Limit for NG Cofire - ORIS:10143 | 350 | 8126 | Rate Constraint in lbs/MMBtu | FALSE | L | Annual | Allowances Banked | Thousand Tons | 0 | 0 | 0 | 0 | 0 | 0 | 0
EPA723 CO2 Rate Limit for NG Cofire - ORIS:10143 | 350 | 8126 | Rate Constraint in lbs/MMBtu | FALSE | L | Annual | Allowances Withdrawn (1:1) | Thousand Tons | 0 | 0 | 0 | 0 | 0 | 0 | 0
EPA723 CO2 Rate Limit for NG Cofire - ORIS:10143 | 350 | 8126 | Rate Constraint in lbs/MMBtu | FALSE | L | Annual | Allowances Withdrawn (n:1) | Thousand Tons | 0 | 0 | 0 | 0 | 0 | 0 | 0
EPA723 CO2 Rate Limit for NG Cofire - ORIS:10143 | 350 | 8126 | Rate Constraint in lbs/MMBtu | FALSE | L | Annual | Net Emissions Allowance Position | Thousand Tons | 0 | 0 | 0 | 0 | 0 | 0 | 0
EPA723 CO2 Rate Limit for NG Cofire - ORIS:10143 | 350 | 8126 | Rate Constraint in lbs/MMBtu | FALSE | L | Annual | Fuel Consumed | TBtu | 0 | 0 | 0 | 0 | 0 | 0 | 0
EPA723 CO2 Rate Limit for NG Cofire - ORIS:10143 | 350 | 8126 | Rate Constraint in lbs/MMBtu | FALSE | L | Annual | Rate | lb/MMBtu | 0 | 0 | 0 | 0 | 0 | 0 | 0
EPA723 CO2 Rate Limit for NG Cofire - ORIS:10143 | 350 | 8126 | Rate Constraint in lbs/MMBtu | FALSE | L | Annual | Generation | TWh | 0 | 0 | 0 | 0 | 0 | 0 | 0
EPA723 CO2 Rate Limit for NG Cofire - ORIS:10143 | 350 | 8126 | Rate Constraint in lbs/MMBtu | FALSE | L | Annual | Qualifying Generation | TWh | 0 | 0 | 0 | 0 | 0 | 0 | 0
EPA723 CO2 Rate Limit for NG Cofire - ORIS:10143 | 350 | 8126 | Rate Constraint in lbs/MMBtu | FALSE | L | Annual | Rate | lb/MWh | 0 | 0 | 0 | 0 | 0 | 0 | 0
EPA723 CO2 Rate Limit for NG Cofire - ORIS:10143 | 350 | 8126 | Rate Constraint in lbs/MMBtu | FALSE | L | Annual | Constraint Shadow Price | US2022$/Ton | 0 | 148.4816 | 141.5192 | 16.748 | 84.1336 | 146.2599 | 163.7598
EPA723 CO2 Rate Limit for NG Cofire - ORIS:10151 | 351 | 8127 | Rate Constraint in lbs/MMBtu | FALSE | L | Annual | Seasons Included | Seasons |  | Winter, Spring, Summer, Fall | Winter, Spring, Summer, Fall | Winter, Spring, Summer, Fall | Winter, Spring, Summer, Fall | Winter, Spring, Summer, Fall | Winter, Spring, Summer, Fall
EPA723 CO2 Rate Limit for NG Cofire - ORIS:10151 | 351 | 8127 | Rate Constraint in lbs/MMBtu | FALSE | L | Annual | Standard CO2 | lb/MMBtu | 169.652 | 169.652 | 169.652 | 169.652 | 169.652 | 169.652 | 169.652
EPA723 CO2 Rate Limit for NG Cofire - ORIS:10151 | 351 | 8127 | Rate Constraint in lbs/MMBtu | FALSE | L | Annual | Emissions at Affected Plants CO2 | Thousand Tons | 0 | 0 | 0 | 0 | 0 | 0 | 0
EPA723 CO2 Rate Limit for NG Cofire - ORIS:10151 | 351 | 8127 | Rate Constraint in lbs/MMBtu | FALSE | L | Annual | Allowances Purchased CO2 | Thousand Tons | 0 | 0 | 0 | 0 | 0 | 0 | 0
EPA723 CO2 Rate Limit for NG Cofire - ORIS:10151 | 351 | 8127 | Rate Constraint in lbs/MMBtu | FALSE | L | Annual | Allowances Sold CO2 | Thousand Tons | 0 | 0 | 0 | 0 | 0 | 0 | 0
EPA723 CO2 Rate Limit for NG Cofire - ORIS:10151 | 351 | 8127 | Rate Constraint in lbs/MMBtu | FALSE | L | Annual | Allowances Banked | Thousand Tons | 0 | 0 | 0 | 0 | 0 | 0 | 0
EPA723 CO2 Rate Limit for NG Cofire - ORIS:10151 | 351 | 8127 | Rate Constraint in lbs/MMBtu | FALSE | L | Annual | Allowances Withdrawn (1:1) | Thousand Tons | 0 | 0 | 0 | 0 | 0 | 0 | 0
EPA723 CO2 Rate Limit for NG Cofire - ORIS:10151 | 351 | 8127 | Rate Constraint in lbs/MMBtu | FALSE | L | Annual | Allowances Withdrawn (n:1) | Thousand Tons | 0 | 0 | 0 | 0 | 0 | 0 | 0
EPA723 CO2 Rate Limit for NG Cofire - ORIS:10151 | 351 | 8127 | Rate Constraint in lbs/MMBtu | FALSE | L | Annual | Net Emissions Allowance Position | Thousand Tons | 0 | 0 | 0 | 0 | 0 | 0 | 0
EPA723 CO2 Rate Limit for NG Cofire - ORIS:10151 | 351 | 8127 | Rate Constraint in lbs/MMBtu | FALSE | L | Annual | Fuel Consumed | TBtu | 0 | 0 | 0 | 0 | 0 | 0 | 0
EPA723 CO2 Rate Limit for NG Cofire - ORIS:10151 | 351 | 8127 | Rate Constraint in lbs/MMBtu | FALSE | L | Annual | Rate | lb/MMBtu | 0 | 0 | 0 | 0 | 0 | 0 | 0
EPA723 CO2 Rate Limit for NG Cofire - ORIS:10151 | 351 | 8127 | Rate Constraint in lbs/MMBtu | FALSE | L | Annual | Generation | TWh | 0 | 0 | 0 | 0 | 0 | 0 | 0
EPA723 CO2 Rate Limit for NG Cofire - ORIS:10151 | 351 | 8127 | Rate Constraint in lbs/MMBtu | FALSE | L | Annual | Qualifying Generation | TWh | 0 | 0 | 0 | 0 | 0 | 0 | 0
EPA723 CO2 Rate Limit for NG Cofire - ORIS:10151 | 351 | 8127 | Rate Constraint in lbs/MMBtu | FALSE | L | Annual | Rate | lb/MWh | 0 | 0 | 0 | 0 | 0 | 0 | 0
EPA723 CO2 Rate Limit for NG Cofire - ORIS:10151 | 351 | 8127 | Rate Constraint in lbs/MMBtu | FALSE | L | Annual | Constraint Shadow Price | US2022$/Ton | 0 | 41.3883 | 58.9114 | 148.8374 | 118.3551 | 166.0191 | 185.5307
EPA723 CO2 Rate Limit for NG Cofire - ORIS:10343 | 352 | 8128 | Rate Constraint in lbs/MMBtu | FALSE | L | Annual | Seasons Included | Seasons |  | Winter, Spring, Summer, Fall | Winter, Spring, Summer, Fall | Winter, Spring, Summer, Fall | Winter, Spring, Summer, Fall | Winter, Spring, Summer, Fall | Winter, Spring, Summer, Fall
EPA723 CO2 Rate Limit for NG Cofire - ORIS:10343 | 352 | 8128 | Rate Constraint in lbs/MMBtu | FALSE | L | Annual | Standard CO2 | lb/MMBtu | 181.6095 | 181.6095 | 181.6095 | 181.6095 | 181.6095 | 181.6095 | 181.6095
EPA723 CO2 Rate Limit for NG Cofire - ORIS:10343 | 352 | 8128 | Rate Constraint in lbs/MMBtu | FALSE | L | Annual | Emissions at Affected Plants CO2 | Thousand Tons | 0 | 0 | 0 | 0 | 0 | 0 | 0
EPA723 CO2 Rate Limit for NG Cofire - ORIS:10343 | 352 | 8128 | Rate Constraint in lbs/MMBtu | FALSE | L | Annual | Allowances Purchased CO2 | Thousand Tons | 0 | 0 | 0 | 0 | 0 | 0 | 0
EPA723 CO2 Rate Limit for NG Cofire - ORIS:10343 | 352 | 8128 | Rate Constraint in lbs/MMBtu | FALSE | L | Annual | Allowances Sold CO2 | Thousand Tons | 0 | 0 | 0 | 0 | 0 | 0 | 0
EPA723 CO2 Rate Limit for NG Cofire - ORIS:10343 | 352 | 8128 | Rate Constraint in lbs/MMBtu | FALSE | L | Annual | Allowances Banked | Thousand Tons | 0 | 0 | 0 | 0 | 0 | 0 | 0
EPA723 CO2 Rate Limit for NG Cofire - ORIS:10343 | 352 | 8128 | Rate Constraint in lbs/MMBtu | FALSE | L | Annual | Allowances Withdrawn (1:1) | Thousand Tons | 0 | 0 | 0 | 0 | 0 | 0 | 0
EPA723 CO2 Rate Limit for NG Cofire - ORIS:10343 | 352 | 8128 | Rate Constraint in lbs/MMBtu | FALSE | L | Annual | Allowances Withdrawn (n:1) | Thousand Tons | 0 | 0 | 0 | 0 | 0 | 0 | 0
EPA723 CO2 Rate Limit for NG Cofire - ORIS:10343 | 352 | 8128 | Rate Constraint in lbs/MMBtu | FALSE | L | Annual | Net Emissions Allowance Position | Thousand Tons | 0 | 0 | 0 | 0 | 0 | 0 | 0
EPA723 CO2 Rate Limit for NG Cofire - ORIS:10343 | 352 | 8128 | Rate Constraint in lbs/MMBtu | FALSE | L | Annual | Fuel Consumed | TBtu | 0 | 0 | 0 | 0 | 0 | 0 | 0
EPA723 CO2 Rate Limit for NG Cofire - ORIS:10343 | 352 | 8128 | Rate Constraint in lbs/MMBtu | FALSE | L | Annual | Rate | lb/MMBtu | 0 | 0 | 0 | 0 | 0 | 0 | 0
EPA723 CO2 Rate Limit for NG Cofire - ORIS:10343 | 352 | 8128 | Rate Constraint in lbs/MMBtu | FALSE | L | Annual | Generation | TWh | 0 | 0 | 0 | 0 | 0 | 0 | 0
EPA723 CO2 Rate Limit for NG Cofire - ORIS:10343 | 352 | 8128 | Rate Constraint in lbs/MMBtu | FALSE | L | Annual | Qualifying Generation | TWh | 0 | 0 | 0 | 0 | 0 | 0 | 0
EPA723 CO2 Rate Limit for NG Cofire - ORIS:10343 | 352 | 8128 | Rate Constraint in lbs/MMBtu | FALSE | L | Annual | Rate | lb/MWh | 0 | 0 | 0 | 0 | 0 | 0 | 0
EPA723 CO2 Rate Limit for NG Cofire - ORIS:10343 | 352 | 8128 | Rate Constraint in lbs/MMBtu | FALSE | L | Annual | Constraint Shadow Price | US2022$/Ton | 0 | 53.119 | 74.8813 | 84.0991 | 82.517 | 129.8069 | 146.5917
EPA723 CO2 Rate Limit for NG Cofire - ORIS:1040 | 353 | 8036 | Rate Constraint in lbs/MMBtu | FALSE | L | Annual | Seasons Included | Seasons |  | Winter, Spring, Summer, Fall | Winter, Spring, Summer, Fall | Winter, Spring, Summer, Fall | Winter, Spring, Summer, Fall | Winter, Spring, Summer, Fall | Winter, Spring, Summer, Fall
EPA723 CO2 Rate Limit for NG Cofire - ORIS:1040 | 353 | 8036 | Rate Constraint in lbs/MMBtu | FALSE | L | Annual | Standard CO2 | lb/MMBtu | 174.542 | 174.542 | 174.542 | 174.542 | 174.542 | 174.542 | 174.542
EPA723 CO2 Rate Limit for NG Cofire - ORIS:1040 | 353 | 8036 | Rate Constraint in lbs/MMBtu | FALSE | L | Annual | Emissions at Affected Plants CO2 | Thousand Tons | 0 | 0 | 0 | 0 | 0 | 0 | 0
EPA723 CO2 Rate Limit for NG Cofire - ORIS:1040 | 353 | 8036 | Rate Constraint in lbs/MMBtu | FALSE | L | Annual | Allowances Purchased CO2 | Thousand Tons | 0 | 0 | 0 | 0 | 0 | 0 | 0
EPA723 CO2 Rate Limit for NG Cofire - ORIS:1040 | 353 | 8036 | Rate Constraint in lbs/MMBtu | FALSE | L | Annual | Allowances Sold CO2 | Thousand Tons | 0 | 0 | 0 | 0 | 0 | 0 | 0
EPA723 CO2 Rate Limit for NG Cofire - ORIS:1040 | 353 | 8036 | Rate Constraint in lbs/MMBtu | FALSE | L | Annual | Allowances Banked | Thousand Tons | 0 | 0 | 0 | 0 | 0 | 0 | 0
EPA723 CO2 Rate Limit for NG Cofire - ORIS:1040 | 353 | 8036 | Rate Constraint in lbs/MMBtu | FALSE | L | Annual | Allowances Withdrawn (1:1) | Thousand Tons | 0 | 0 | 0 | 0 | 0 | 0 | 0
EPA723 CO2 Rate Limit for NG Cofire - ORIS:1040 | 353 | 8036 | Rate Constraint in lbs/MMBtu | FALSE | L | Annual | Allowances Withdrawn (n:1) | Thousand Tons | 0 | 0 | 0 | 0 | 0 | 0 | 0
EPA723 CO2 Rate Limit for NG Cofire - ORIS:1040 | 353 | 8036 | Rate Constraint in lbs/MMBtu | FALSE | L | Annual | Net Emissions Allowance Position | Thousand Tons | 0 | 0 | 0 | 0 | 0 | 0 | 0
EPA723 CO2 Rate Limit for NG Cofire - ORIS:1040 | 353 | 8036 | Rate Constraint in lbs/MMBtu | FALSE | L | Annual | Fuel Consumed | TBtu | 0 | 0 | 0 | 0 | 0 | 0 | 0
EPA723 CO2 Rate Limit for NG Cofire - ORIS:1040 | 353 | 8036 | Rate Constraint in lbs/MMBtu | FALSE | L | Annual | Rate | lb/MMBtu | 0 | 0 | 0 | 0 | 0 | 0 | 0
EPA723 CO2 Rate Limit for NG Cofire - ORIS:1040 | 353 | 8036 | Rate Constraint in lbs/MMBtu | FALSE | L | Annual | Generation | TWh | 0 | 0 | 0 | 0 | 0 | 0 | 0
EPA723 CO2 Rate Limit for NG Cofire - ORIS:1040 | 353 | 8036 | Rate Constraint in lbs/MMBtu | FALSE | L | Annual | Qualifying Generation | TWh | 0 | 0 | 0 | 0 | 0 | 0 | 0
EPA723 CO2 Rate Limit for NG Cofire - ORIS:1040 | 353 | 8036 | Rate Constraint in lbs/MMBtu | FALSE | L | Annual | Rate | lb/MWh | 0 | 0 | 0 | 0 | 0 | 0 | 0
EPA723 CO2 Rate Limit for NG Cofire - ORIS:1040 | 353 | 8036 | Rate Constraint in lbs/MMBtu | FALSE | L | Annual | Constraint Shadow Price | US2022$/Ton | 0 | 61.2313 | 68.5071 | 101.2469 | 100.8078 | 367.7512 | 205.86
EPA723 CO2 Rate Limit for NG Cofire - ORIS:10603 | 354 | 8129 | Rate Constraint in lbs/MMBtu | FALSE | L | Annual | Seasons Included | Seasons |  | Winter, Spring, Summer, Fall | Winter, Spring, Summer, Fall | Winter, Spring, Summer, Fall | Winter, Spring, Summer, Fall | Winter, Spring, Summer, Fall | Winter, Spring, Summer, Fall
EPA723 CO2 Rate Limit for NG Cofire - ORIS:10603 | 354 | 8129 | Rate Constraint in lbs/MMBtu | FALSE | L | Annual | Standard CO2 | lb/MMBtu | 169.652 | 169.652 | 169.652 | 169.652 | 169.652 | 169.652 | 169.652
EPA723 CO2 Rate Limit for NG Cofire - ORIS:10603 | 354 | 8129 | Rate Constraint in lbs/MMBtu | FALSE | L | Annual | Emissions at Affected Plants CO2 | Thousand Tons | 0 | 0 | 0 | 0 | 0 | 0 | 0
EPA723 CO2 Rate Limit for NG Cofire - ORIS:10603 | 354 | 8129 | Rate Constraint in lbs/MMBtu | FALSE | L | Annual | Allowances Purchased CO2 | Thousand Tons | 0 | 0 | 0 | 0 | 0 | 0 | 0
EPA723 CO2 Rate Limit for NG Cofire - ORIS:10603 | 354 | 8129 | Rate Constraint in lbs/MMBtu | FALSE | L | Annual | Allowances Sold CO2 | Thousand Tons | 0 | 0 | 0 | 0 | 0 | 0 | 0
EPA723 CO2 Rate Limit for NG Cofire - ORIS:10603 | 354 | 8129 | Rate Constraint in lbs/MMBtu | FALSE | L | Annual | Allowances Banked | Thousand Tons | 0 | 0 | 0 | 0 | 0 | 0 | 0
EPA723 CO2 Rate Limit for NG Cofire - ORIS:10603 | 354 | 8129 | Rate Constraint in lbs/MMBtu | FALSE | L | Annual | Allowances Withdrawn (1:1) | Thousand Tons | 0 | 0 | 0 | 0 | 0 | 0 | 0
EPA723 CO2 Rate Limit for NG Cofire - ORIS:10603 | 354 | 8129 | Rate Constraint in lbs/MMBtu | FALSE | L | Annual | Allowances Withdrawn (n:1) | Thousand Tons | 0 | 0 | 0 | 0 | 0 | 0 | 0
EPA723 CO2 Rate Limit for NG Cofire - ORIS:10603 | 354 | 8129 | Rate Constraint in lbs/MMBtu | FALSE | L | Annual | Net Emissions Allowance Position | Thousand Tons | 0 | 0 | 0 | 0 | 0 | 0 | 0
EPA723 CO2 Rate Limit for NG Cofire - ORIS:10603 | 354 | 8129 | Rate Constraint in lbs/MMBtu | FALSE | L | Annual | Fuel Consumed | TBtu | 0 | 0 | 0 | 0 | 0 | 0 | 0
EPA723 CO2 Rate Limit for NG Cofire - ORIS:10603 | 354 | 8129 | Rate Constraint in lbs/MMBtu | FALSE | L | Annual | Rate | lb/MMBtu | 0 | 0 | 0 | 0 | 0 | 0 | 0
EPA723 CO2 Rate Limit for NG Cofire - ORIS:10603 | 354 | 8129 | Rate Constraint in lbs/MMBtu | FALSE | L | Annual | Generation | TWh | 0 | 0 | 0 | 0 | 0 | 0 | 0
EPA723 CO2 Rate Limit for NG Cofire - ORIS:10603 | 354 | 8129 | Rate Constraint in lbs/MMBtu | FALSE | L | Annual | Qualifying Generation | TWh | 0 | 0 | 0 | 0 | 0 | 0 | 0
EPA723 CO2 Rate Limit for NG Cofire - ORIS:10603 | 354 | 8129 | Rate Constraint in lbs/MMBtu | FALSE | L | Annual | Rate | lb/MWh | 0 | 0 | 0 | 0 | 0 | 0 | 0
EPA723 CO2 Rate Limit for NG Cofire - ORIS:10603 | 354 | 8129 | Rate Constraint in lbs/MMBtu | FALSE | L | Annual | Constraint Shadow Price | US2022$/Ton | 0 | 40.2946 | 62.2997 | 109.4632 | 108.9178 | 156.241 | 169.5556
EPA723 CO2 Rate Limit for NG Cofire - ORIS:10671 | 355 | 8130 | Rate Constraint in lbs/MMBtu | FALSE | L | Annual | Seasons Included | Seasons |  | Winter, Spring, Summer, Fall | Winter, Spring, Summer, Fall | Winter, Spring, Summer, Fall | Winter, Spring, Summer, Fall | Winter, Spring, Summer, Fall | Winter, Spring, Summer, Fall
EPA723 CO2 Rate Limit for NG Cofire - ORIS:10671 | 355 | 8130 | Rate Constraint in lbs/MMBtu | FALSE | L | Annual | Standard CO2 | lb/MMBtu | 184.5606 | 184.5606 | 184.5606 | 184.5606 | 184.5606 | 184.5606 | 184.5606
EPA723 CO2 Rate Limit for NG Cofire - ORIS:10671 | 355 | 8130 | Rate Constraint in lbs/MMBtu | FALSE | L | Annual | Emissions at Affected Plants CO2 | Thousand Tons | 0 | 0 | 0 | 0 | 0 | 0 | 0
EPA723 CO2 Rate Limit for NG Cofire - ORIS:10671 | 355 | 8130 | Rate Constraint in lbs/MMBtu | FALSE | L | Annual | Allowances Purchased CO2 | Thousand Tons | 0 | 0 | 0 | 0 | 0 | 0 | 0
EPA723 CO2 Rate Limit for NG Cofire - ORIS:10671 | 355 | 8130 | Rate Constraint in lbs/MMBtu | FALSE | L | Annual | Allowances Sold CO2 | Thousand Tons | 0 | 0 | 0 | 0 | 0 | 0 | 0
EPA723 CO2 Rate Limit for NG Cofire - ORIS:10671 | 355 | 8130 | Rate Constraint in lbs/MMBtu | FALSE | L | Annual | Allowances Banked | Thousand Tons | 0 | 0 | 0 | 0 | 0 | 0 | 0
EPA723 CO2 Rate Limit for NG Cofire - ORIS:10671 | 355 | 8130 | Rate Constraint in lbs/MMBtu | FALSE | L | Annual | Allowances Withdrawn (1:1) | Thousand Tons | 0 | 0 | 0 | 0 | 0 | 0 | 0
EPA723 CO2 Rate Limit for NG Cofire - ORIS:10671 | 355 | 8130 | Rate Constraint in lbs/MMBtu | FALSE | L | Annual | Allowances Withdrawn (n:1) | Thousand Tons | 0 | 0 | 0 | 0 | 0 | 0 | 0
EPA723 CO2 Rate Limit for NG Cofire - ORIS:10671 | 355 | 8130 | Rate Constraint in lbs/MMBtu | FALSE | L | Annual | Net Emissions Allowance Position | Thousand Tons | 0 | 0 | 0 | 0 | 0 | 0 | 0
EPA723 CO2 Rate Limit for NG Cofire - ORIS:10671 | 355 | 8130 | Rate Constraint in lbs/MMBtu | FALSE | L | Annual | Fuel Consumed | TBtu | 0 | 0 | 0 | 0 | 0 | 0 | 0
EPA723 CO2 Rate Limit for NG Cofire - ORIS:10671 | 355 | 8130 | Rate Constraint in lbs/MMBtu | FALSE | L | Annual | Rate | lb/MMBtu | 0 | 0 | 0 | 0 | 0 | 0 | 0
EPA723 CO2 Rate Limit for NG Cofire - ORIS:10671 | 355 | 8130 | Rate Constraint in lbs/MMBtu | FALSE | L | Annual | Generation | TWh | 0 | 0 | 0 | 0 | 0 | 0 | 0
EPA723 CO2 Rate Limit for NG Cofire - ORIS:10671 | 355 | 8130 | Rate Constraint in lbs/MMBtu | FALSE | L | Annual | Qualifying Generation | TWh | 0 | 0 | 0 | 0 | 0 | 0 | 0
EPA723 CO2 Rate Limit for NG Cofire - ORIS:10671 | 355 | 8130 | Rate Constraint in lbs/MMBtu | FALSE | L | Annual | Rate | lb/MWh | 0 | 0 | 0 | 0 | 0 | 0 | 0
EPA723 CO2 Rate Limit for NG Cofire - ORIS:10671 | 355 | 8130 | Rate Constraint in lbs/MMBtu | FALSE | L | Annual | Constraint Shadow Price | US2022$/Ton | 0 | 36.4212 | 29.368 | 1502.4083 | 255.8311 | 396.508 | 409.1283
EPA723 CO2 Rate Limit for NG Cofire - ORIS:10678 | 356 | 8131 | Rate Constraint in lbs/MMBtu | FALSE | L | Annual | Seasons Included | Seasons |  | Winter, Spring, Summer, Fall | Winter, Spring, Summer, Fall | Winter, Spring, Summer, Fall | Winter, Spring, Summer, Fall | Winter, Spring, Summer, Fall | Winter, Spring, Summer, Fall
EPA723 CO2 Rate Limit for NG Cofire - ORIS:10678 | 356 | 8131 | Rate Constraint in lbs/MMBtu | FALSE | L | Annual | Standard CO2 | lb/MMBtu | 216.6861 | 216.6861 | 216.6861 | 216.6861 | 216.6861 | 216.6861 | 216.6861
EPA723 CO2 Rate Limit for NG Cofire - ORIS:10678 | 356 | 8131 | Rate Constraint in lbs/MMBtu | FALSE | L | Annual | Emissions at Affected Plants CO2 | Thousand Tons | 0 | 0 | 0 | 0 | 0 | 0 | 0
EPA723 CO2 Rate Limit for NG Cofire - ORIS:10678 | 356 | 8131 | Rate Constraint in lbs/MMBtu | FALSE | L | Annual | Allowances Purchased CO2 | Thousand Tons | 0 | 0 | 0 | 0 | 0 | 0 | 0
EPA723 CO2 Rate Limit for NG Cofire - ORIS:10678 | 356 | 8131 | Rate Constraint in lbs/MMBtu | FALSE | L | Annual | Allowances Sold CO2 | Thousand Tons | 0 | 0 | 0 | 0 | 0 | 0 | 0
EPA723 CO2 Rate Limit for NG Cofire - ORIS:10678 | 356 | 8131 | Rate Constraint in lbs/MMBtu | FALSE | L | Annual | Allowances Banked | Thousand Tons | 0 | 0 | 0 | 0 | 0 | 0 | 0
EPA723 CO2 Rate Limit for NG Cofire - ORIS:10678 | 356 | 8131 | Rate Constraint in lbs/MMBtu | FALSE | L | Annual | Allowances Withdrawn (1:1) | Thousand Tons | 0 | 0 | 0 | 0 | 0 | 0 | 0
EPA723 CO2 Rate Limit for NG Cofire - ORIS:10678 | 356 | 8131 | Rate Constraint in lbs/MMBtu | FALSE | L | Annual | Allowances Withdrawn (n:1) | Thousand Tons | 0 | 0 | 0 | 0 | 0 | 0 | 0
EPA723 CO2 Rate Limit for NG Cofire - ORIS:10678 | 356 | 8131 | Rate Constraint in lbs/MMBtu | FALSE | L | Annual | Net Emissions Allowance Position | Thousand Tons | 0 | 0 | 0 | 0 | 0 | 0 | 0
EPA723 CO2 Rate Limit for NG Cofire - ORIS:10678 | 356 | 8131 | Rate Constraint in lbs/MMBtu | FALSE | L | Annual | Fuel Consumed | TBtu | 0 | 0 | 0 | 0 | 0 | 0 | 0
EPA723 CO2 Rate Limit for NG Cofire - ORIS:10678 | 356 | 8131 | Rate Constraint in lbs/MMBtu | FALSE | L | Annual | Rate | lb/MMBtu | 0 | 0 | 0 | 0 | 0 | 0 | 0
EPA723 CO2 Rate Limit for NG Cofire - ORIS:10678 | 356 | 8131 | Rate Constraint in lbs/MMBtu | FALSE | L | Annual | Generation | TWh | 0 | 0 | 0 | 0 | 0 | 0 | 0
EPA723 CO2 Rate Limit for NG Cofire - ORIS:10678 | 356 | 8131 | Rate Constraint in lbs/MMBtu | FALSE | L | Annual | Qualifying Generation | TWh | 0 | 0 | 0 | 0 | 0 | 0 | 0
EPA723 CO2 Rate Limit for NG Cofire - ORIS:10678 | 356 | 8131 | Rate Constraint in lbs/MMBtu | FALSE | L | Annual | Rate | lb/MWh | 0 | 0 | 0 | 0 | 0 | 0 | 0
EPA723 CO2 Rate Limit for NG Cofire - ORIS:10678 | 356 | 8131 | Rate Constraint in lbs/MMBtu | FALSE | L | Annual | Constraint Shadow Price | US2022$/Ton | 0 | 59.7576 | 19.5926 | 113.6386 | 68.1112 | 128.4325 | 154.8628
EPA723 CO2 Rate Limit for NG Cofire - ORIS:10684 | 357 | 8132 | Rate Constraint in lbs/MMBtu | FALSE | L | Annual | Seasons Included | Seasons |  | Winter, Spring, Summer, Fall | Winter, Spring, Summer, Fall | Winter, Spring, Summer, Fall | Winter, Spring, Summer, Fall | Winter, Spring, Summer, Fall | Winter, Spring, Summer, Fall
EPA723 CO2 Rate Limit for NG Cofire - ORIS:10684 | 357 | 8132 | Rate Constraint in lbs/MMBtu | FALSE | L | Annual | Standard CO2 | lb/MMBtu | 233.0771 | 233.0771 | 233.0771 | 233.0771 | 233.0771 | 233.0771 | 233.0771
EPA723 CO2 Rate Limit for NG Cofire - ORIS:10684 | 357 | 8132 | Rate Constraint in lbs/MMBtu | FALSE | L | Annual | Emissions at Affected Plants CO2 | Thousand Tons | 0 | 0 | 0 | 0 | 0 | 0 | 0
EPA723 CO2 Rate Limit for NG Cofire - ORIS:10684 | 357 | 8132 | Rate Constraint in lbs/MMBtu | FALSE | L | Annual | Allowances Purchased CO2 | Thousand Tons | 0 | 0 | 0 | 0 | 0 | 0 | 0
EPA723 CO2 Rate Limit for NG Cofire - ORIS:10684 | 357 | 8132 | Rate Constraint in lbs/MMBtu | FALSE | L | Annual | Allowances Sold CO2 | Thousand Tons | 0 | 0 | 0 | 0 | 0 | 0 | 0
EPA723 CO2 Rate Limit for NG Cofire - ORIS:10684 | 357 | 8132 | Rate Constraint in lbs/MMBtu | FALSE | L | Annual | Allowances Banked | Thousand Tons | 0 | 0 | 0 | 0 | 0 | 0 | 0
EPA723 CO2 Rate Limit for NG Cofire - ORIS:10684 | 357 | 8132 | Rate Constraint in lbs/MMBtu | FALSE | L | Annual | Allowances Withdrawn (1:1) | Thousand Tons | 0 | 0 | 0 | 0 | 0 | 0 | 0
EPA723 CO2 Rate Limit for NG Cofire - ORIS:10684 | 357 | 8132 | Rate Constraint in lbs/MMBtu | FALSE | L | Annual | Allowances Withdrawn (n:1) | Thousand Tons | 0 | 0 | 0 | 0 | 0 | 0 | 0
EPA723 CO2 Rate Limit for NG Cofire - ORIS:10684 | 357 | 8132 | Rate Constraint in lbs/MMBtu | FALSE | L | Annual | Net Emissions Allowance Position | Thousand Tons | 0 | 0 | 0 | 0 | 0 | 0 | 0
EPA723 CO2 Rate Limit for NG Cofire - ORIS:10684 | 357 | 8132 | Rate Constraint in lbs/MMBtu | FALSE | L | Annual | Fuel Consumed | TBtu | 0 | 0 | 0 | 0 | 0 | 0 | 0
EPA723 CO2 Rate Limit for NG Cofire - ORIS:10684 | 357 | 8132 | Rate Constraint in lbs/MMBtu | FALSE | L | Annual | Rate | lb/MMBtu | 0 | 0 | 0 | 0 | 0 | 0 | 0
EPA723 CO2 Rate Limit for NG Cofire - ORIS:10684 | 357 | 8132 | Rate Constraint in lbs/MMBtu | FALSE | L | Annual | Generation | TWh | 0 | 0 | 0 | 0 | 0 | 0 | 0
EPA723 CO2 Rate Limit for NG Cofire - ORIS:10684 | 357 | 8132 | Rate Constraint in lbs/MMBtu | FALSE | L | Annual | Qualifying Generation | TWh | 0 | 0 | 0 | 0 | 0 | 0 | 0
EPA723 CO2 Rate Limit for NG Cofire - ORIS:10684 | 357 | 8132 | Rate Constraint in lbs/MMBtu | FALSE | L | Annual | Rate | lb/MWh | 0 | 0 | 0 | 0 | 0 | 0 | 0
EPA723 CO2 Rate Limit for NG Cofire - ORIS:10684 | 357 | 8132 | Rate Constraint in lbs/MMBtu | FALSE | L | Annual | Constraint Shadow Price | US2022$/Ton | 0 | 4.1781 | 5.3775 | 1283.3798 | 93.963 | 487.8996 | 28.298
EPA723 CO2 Rate Limit for NG Cofire - ORIS:10784 | 358 | 8133 | Rate Constraint in lbs/MMBtu | FALSE | L | Annual | Seasons Included | Seasons |  | Winter, Spring, Summer, Fall | Winter, Spring, Summer, Fall | Winter, Spring, Summer, Fall | Winter, Spring, Summer, Fall | Winter, Spring, Summer, Fall | Winter, Spring, Summer, Fall
EPA723 CO2 Rate Limit for NG Cofire - ORIS:10784 | 358 | 8133 | Rate Constraint in lbs/MMBtu | FALSE | L | Annual | Standard CO2 | lb/MMBtu | 169.652 | 169.652 | 169.652 | 169.652 | 169.652 | 169.652 | 169.652
EPA723 CO2 Rate Limit for NG Cofire - ORIS:10784 | 358 | 8133 | Rate Constraint in lbs/MMBtu | FALSE | L | Annual | Emissions at Affected Plants CO2 | Thousand Tons | 0 | 0 | 0 | 0 | 0 | 0 | 0
EPA723 CO2 Rate Limit for NG Cofire - ORIS:10784 | 358 | 8133 | Rate Constraint in lbs/MMBtu | FALSE | L | Annual | Allowances Purchased CO2 | Thousand Tons | 0 | 0 | 0 | 0 | 0 | 0 | 0
EPA723 CO2 Rate Limit for NG Cofire - ORIS:10784 | 358 | 8133 | Rate Constraint in lbs/MMBtu | FALSE | L | Annual | Allowances Sold CO2 | Thousand Tons | 0 | 0 | 0 | 0 | 0 | 0 | 0
EPA723 CO2 Rate Limit for NG Cofire - ORIS:10784 | 358 | 8133 | Rate Constraint in lbs/MMBtu | FALSE | L | Annual | Allowances Banked | Thousand Tons | 0 | 0 | 0 | 0 | 0 | 0 | 0
EPA723 CO2 Rate Limit for NG Cofire - ORIS:10784 | 358 | 8133 | Rate Constraint in lbs/MMBtu | FALSE | L | Annual | Allowances Withdrawn (1:1) | Thousand Tons | 0 | 0 | 0 | 0 | 0 | 0 | 0
EPA723 CO2 Rate Limit for NG Cofire - ORIS:10784 | 358 | 8133 | Rate Constraint in lbs/MMBtu | FALSE | L | Annual | Allowances Withdrawn (n:1) | Thousand Tons | 0 | 0 | 0 | 0 | 0 | 0 | 0
EPA723 CO2 Rate Limit for NG Cofire - ORIS:10784 | 358 | 8133 | Rate Constraint in lbs/MMBtu | FALSE | L | Annual | Net Emissions Allowance Position | Thousand Tons | 0 | 0 | 0 | 0 | 0 | 0 | 0
EPA723 CO2 Rate Limit for NG Cofire - ORIS:10784 | 358 | 8133 | Rate Constraint in lbs/MMBtu | FALSE | L | Annual | Fuel Consumed | TBtu | 0 | 0 | 0 | 0 | 0 | 0 | 0
EPA723 CO2 Rate Limit for NG Cofire - ORIS:10784 | 358 | 8133 | Rate Constraint in lbs/MMBtu | FALSE | L | Annual | Rate | lb/MMBtu | 0 | 0 | 0 | 0 | 0 | 0 | 0
EPA723 CO2 Rate Limit for NG Cofire - ORIS:10784 | 358 | 8133 | Rate Constraint in lbs/MMBtu | FALSE | L | Annual | Generation | TWh | 0 | 0 | 0 | 0 | 0 | 0 | 0
EPA723 CO2 Rate Limit for NG Cofire - ORIS:10784 | 358 | 8133 | Rate Constraint in lbs/MMBtu | FALSE | L | Annual | Qualifying Generation | TWh | 0 | 0 | 0 | 0 | 0 | 0 | 0
EPA723 CO2 Rate Limit for NG Cofire - ORIS:10784 | 358 | 8133 | Rate Constraint in lbs/MMBtu | FALSE | L | Annual | Rate | lb/MWh | 0 | 0 | 0 | 0 | 0 | 0 | 0
EPA723 CO2 Rate Limit for NG Cofire - ORIS:10784 | 358 | 8133 | Rate Constraint in lbs/MMBtu | FALSE | L | Annual | Constraint Shadow Price | US2022$/Ton | 0 | 66.7537 | 130.8774 | 1234.5219 | 105.1546 | 489.6951 | 168.7507
EPA723 CO2 Rate Limit for NG Cofire - ORIS:108 | 359 | 8024 | Rate Constraint in lbs/MMBtu | FALSE | L | Annual | Seasons Included | Seasons |  | Winter, Spring, Summer, Fall | Winter, Spring, Summer, Fall | Winter, Spring, Summer, Fall | Winter, Spring, Summer, Fall | Winter, Spring, Summer, Fall | Winter, Spring, Summer, Fall
EPA723 CO2 Rate Limit for NG Cofire - ORIS:108 | 359 | 8024 | Rate Constraint in lbs/MMBtu | FALSE | L | Annual | Standard CO2 | lb/MMBtu | 175.772 | 175.772 | 175.772 | 175.772 | 175.772 | 175.772 | 175.772
EPA723 CO2 Rate Limit for NG Cofire - ORIS:108 | 359 | 8024 | Rate Constraint in lbs/MMBtu | FALSE | L | Annual | Emissions at Affected Plants CO2 | Thousand Tons | 0 | 0 | 0 | 0 | 0 | 0 | 0
EPA723 CO2 Rate Limit for NG Cofire - ORIS:108 | 359 | 8024 | Rate Constraint in lbs/MMBtu | FALSE | L | Annual | Allowances Purchased CO2 | Thousand Tons | 0 | 0 | 0 | 0 | 0 | 0 | 0
EPA723 CO2 Rate Limit for NG Cofire - ORIS:108 | 359 | 8024 | Rate Constraint in lbs/MMBtu | FALSE | L | Annual | Allowances Sold CO2 | Thousand Tons | 0 | 0 | 0 | 0 | 0 | 0 | 0
EPA723 CO2 Rate Limit for NG Cofire - ORIS:108 | 359 | 8024 | Rate Constraint in lbs/MMBtu | FALSE | L | Annual | Allowances Banked | Thousand Tons | 0 | 0 | 0 | 0 | 0 | 0 | 0
EPA723 CO2 Rate Limit for NG Cofire - ORIS:108 | 359 | 8024 | Rate Constraint in lbs/MMBtu | FALSE | L | Annual | Allowances Withdrawn (1:1) | Thousand Tons | 0 | 0 | 0 | 0 | 0 | 0 | 0
EPA723 CO2 Rate Limit for NG Cofire - ORIS:108 | 359 | 8024 | Rate Constraint in lbs/MMBtu | FALSE | L | Annual | Allowances Withdrawn (n:1) | Thousand Tons | 0 | 0 | 0 | 0 | 0 | 0 | 0
EPA723 CO2 Rate Limit for NG Cofire - ORIS:108 | 359 | 8024 | Rate Constraint in lbs/MMBtu | FALSE | L | Annual | Net Emissions Allowance Position | Thousand Tons | 0 | 0 | 0 | 0 | 0 | 0 | 0
EPA723 CO2 Rate Limit for NG Cofire - ORIS:108 | 359 | 8024 | Rate Constraint in lbs/MMBtu | FALSE | L | Annual | Fuel Consumed | TBtu | 0 | 0 | 0 | 0 | 0 | 0 | 0
EPA723 CO2 Rate Limit for NG Cofire - ORIS:108 | 359 | 8024 | Rate Constraint in lbs/MMBtu | FALSE | L | Annual | Rate | lb/MMBtu | 0 | 0 | 0 | 0 | 0 | 0 | 0
EPA723 CO2 Rate Limit for NG Cofire - ORIS:108 | 359 | 8024 | Rate Constraint in lbs/MMBtu | FALSE | L | Annual | Generation | TWh | 0 | 0 | 0 | 0 | 0 | 0 | 0
EPA723 CO2 Rate Limit for NG Cofire - ORIS:108 | 359 | 8024 | Rate Constraint in lbs/MMBtu | FALSE | L | Annual | Qualifying Generation | TWh | 0 | 0 | 0 | 0 | 0 | 0 | 0
EPA723 CO2 Rate Limit for NG Cofire - ORIS:108 | 359 | 8024 | Rate Constraint in lbs/MMBtu | FALSE | L | Annual | Rate | lb/MWh | 0 | 0 | 0 | 0 | 0 | 0 | 0
EPA723 CO2 Rate Limit for NG Cofire - ORIS:108 | 359 | 8024 | Rate Constraint in lbs/MMBtu | FALSE | L | Annual | Constraint Shadow Price | US2022$/Ton | 0 | 37.8061 | 96.166 | 70.1651 | 517.5409 | 94.1444 | 122.0932
EPA723 CO2 Rate Limit for NG Cofire - ORIS:1082 | 360 | 8037 | Rate Constraint in lbs/MMBtu | FALSE | L | Annual | Seasons Included | Seasons |  | Winter, Spring, Summer, Fall | Winter, Spring, Summer, Fall | Winter, Spring, Summer, Fall | Winter, Spring, Summer, Fall | Winter, Spring, Summer, Fall | Winter, Spring, Summer, Fall
EPA723 CO2 Rate Limit for NG Cofire - ORIS:1082 | 360 | 8037 | Rate Constraint in lbs/MMBtu | FALSE | L | Annual | Standard CO2 | lb/MMBtu | 176.7282 | 176.7282 | 176.7282 | 176.7282 | 176.7282 | 176.7282 | 176.7282
EPA723 CO2 Rate Limit for NG Cofire - ORIS:1082 | 360 | 8037 | Rate Constraint in lbs/MMBtu | FALSE | L | Annual | Emissions at Affected Plants CO2 | Thousand Tons | 0 | 0 | 0 | 0 | 0 | 0 | 0
EPA723 CO2 Rate Limit for NG Cofire - ORIS:1082 | 360 | 8037 | Rate Constraint in lbs/MMBtu | FALSE | L | Annual | Allowances Purchased CO2 | Thousand Tons | 0 | 0 | 0 | 0 | 0 | 0 | 0
EPA723 CO2 Rate Limit for NG Cofire - ORIS:1082 | 360 | 8037 | Rate Constraint in lbs/MMBtu | FALSE | L | Annual | Allowances Sold CO2 | Thousand Tons | 0 | 0 | 0 | 0 | 0 | 0 | 0
EPA723 CO2 Rate Limit for NG Cofire - ORIS:1082 | 360 | 8037 | Rate Constraint in lbs/MMBtu | FALSE | L | Annual | Allowances Banked | Thousand Tons | 0 | 0 | 0 | 0 | 0 | 0 | 0
EPA723 CO2 Rate Limit for NG Cofire - ORIS:1082 | 360 | 8037 | Rate Constraint in lbs/MMBtu | FALSE | L | Annual | Allowances Withdrawn (1:1) | Thousand Tons | 0 | 0 | 0 | 0 | 0 | 0 | 0
EPA723 CO2 Rate Limit for NG Cofire - ORIS:1082 | 360 | 8037 | Rate Constraint in lbs/MMBtu | FALSE | L | Annual | Allowances Withdrawn (n:1) | Thousand Tons | 0 | 0 | 0 | 0 | 0 | 0 | 0
EPA723 CO2 Rate Limit for NG Cofire - ORIS:1082 | 360 | 8037 | Rate Constraint in lbs/MMBtu | FALSE | L | Annual | Net Emissions Allowance Position | Thousand Tons | 0 | 0 | 0 | 0 | 0 | 0 | 0
EPA723 CO2 Rate Limit for NG Cofire - ORIS:1082 | 360 | 8037 | Rate Constraint in lbs/MMBtu | FALSE | L | Annual | Fuel Consumed | TBtu | 0 | 0 | 0 | 0 | 0 | 0 | 0
EPA723 CO2 Rate Limit for NG Cofire - ORIS:1082 | 360 | 8037 | Rate Constraint in lbs/MMBtu | FALSE | L | Annual | Rate | lb/MMBtu | 0 | 0 | 0 | 0 | 0 | 0 | 0
EPA723 CO2 Rate Limit for NG Cofire - ORIS:1082 | 360 | 8037 | Rate Constraint in lbs/MMBtu | FALSE | L | Annual | Generation | TWh | 0 | 0 | 0 | 0 | 0 | 0 | 0
EPA723 CO2 Rate Limit for NG Cofire - ORIS:1082 | 360 | 8037 | Rate Constraint in lbs/MMBtu | FALSE | L | Annual | Qualifying Generation | TWh | 0 | 0 | 0 | 0 | 0 | 0 | 0
EPA723 CO2 Rate Limit for NG Cofire - ORIS:1082 | 360 | 8037 | Rate Constraint in lbs/MMBtu | FALSE | L | Annual | Rate | lb/MWh | 0 | 0 | 0 | 0 | 0 | 0 | 0
EPA723 CO2 Rate Limit for NG Cofire - ORIS:1082 | 360 | 8037 | Rate Constraint in lbs/MMBtu | FALSE | L | Annual | Constraint Shadow Price | US2022$/Ton | 0 | 44.1136 | 49.579 | 65.3039 | 57.5579 | 118.37 | 138.6654
EPA723 CO2 Rate Limit for NG Cofire - ORIS:10864 | 361 | 8134 | Rate Constraint in lbs/MMBtu | FALSE | L | Annual | Seasons Included | Seasons |  | Winter, Spring, Summer, Fall | Winter, Spring, Summer, Fall | Winter, Spring, Summer, Fall | Winter, Spring, Summer, Fall | Winter, Spring, Summer, Fall | Winter, Spring, Summer, Fall
EPA723 CO2 Rate Limit for NG Cofire - ORIS:10864 | 361 | 8134 | Rate Constraint in lbs/MMBtu | FALSE | L | Annual | Standard CO2 | lb/MMBtu | 237.3074 | 237.3074 | 237.3074 | 237.3074 | 237.3074 | 237.3074 | 237.3074
EPA723 CO2 Rate Limit for NG Cofire - ORIS:10864 | 361 | 8134 | Rate Constraint in lbs/MMBtu | FALSE | L | Annual | Emissions at Affected Plants CO2 | Thousand Tons | 0 | 1847.6387 | 1510.2014 | 0 | 0 | 0 | 0
EPA723 CO2 Rate Limit for NG Cofire - ORIS:10864 | 361 | 8134 | Rate Constraint in lbs/MMBtu | FALSE | L | Annual | Allowances Purchased CO2 | Thousand Tons | 0 | 0 | 0 | 0 | 0 | 0 | 0
EPA723 CO2 Rate Limit for NG Cofire - ORIS:10864 | 361 | 8134 | Rate Constraint in lbs/MMBtu | FALSE | L | Annual | Allowances Sold CO2 | Thousand Tons | 0 | 0 | 0 | 0 | 0 | 0 | 0
EPA723 CO2 Rate Limit for NG Cofire - ORIS:10864 | 361 | 8134 | Rate Constraint in lbs/MMBtu | FALSE | L | Annual | Allowances Banked | Thousand Tons | 0 | 0 | 0 | 0 | 0 | 0 | 0
EPA723 CO2 Rate Limit for NG Cofire - ORIS:10864 | 361 | 8134 | Rate Constraint in lbs/MMBtu | FALSE | L | Annual | Allowances Withdrawn (1:1) | Thousand Tons | 0 | 0 | 0 | 0 | 0 | 0 | 0
EPA723 CO2 Rate Limit for NG Cofire - ORIS:10864 | 361 | 8134 | Rate Constraint in lbs/MMBtu | FALSE | L | Annual | Allowances Withdrawn (n:1) | Thousand Tons | 0 | 0 | 0 | 0 | 0 | 0 | 0
EPA723 CO2 Rate Limit for NG Cofire - ORIS:10864 | 361 | 8134 | Rate Constraint in lbs/MMBtu | FALSE | L | Annual | Net Emissions Allowance Position | Thousand Tons | 0 | 1847.6387 | 1510.2014 | 0 | 0 | 0 | 0
EPA723 CO2 Rate Limit for NG Cofire - ORIS:10864 | 361 | 8134 | Rate Constraint in lbs/MMBtu | FALSE | L | Annual | Fuel Consumed | TBtu | 0 | 15.5717 | 12.7278 | 0 | 0 | 0 | 0
EPA723 CO2 Rate Limit for NG Cofire - ORIS:10864 | 361 | 8134 | Rate Constraint in lbs/MMBtu | FALSE | L | Annual | Rate | lb/MMBtu | 0 | 237.3074 | 237.3074 | 0 | 0 | 0 | 0
EPA723 CO2 Rate Limit for NG Cofire - ORIS:10864 | 361 | 8134 | Rate Constraint in lbs/MMBtu | FALSE | L | Annual | Generation | TWh | 0 | 1.8592 | 1.5197 | 0 | 0 | 0 | 0
EPA723 CO2 Rate Limit for NG Cofire - ORIS:10864 | 361 | 8134 | Rate Constraint in lbs/MMBtu | FALSE | L | Annual | Qualifying Generation | TWh | 0 | 1.8592 | 1.5197 | 0 | 0 | 0 | 0
EPA723 CO2 Rate Limit for NG Cofire - ORIS:10864 | 361 | 8134 | Rate Constraint in lbs/MMBtu | FALSE | L | Annual | Rate | lb/MWh | 0 | 1987.5204 | 1987.5204 | 0 | 0 | 0 | 0
EPA723 CO2 Rate Limit for NG Cofire - ORIS:10864 | 361 | 8134 | Rate Constraint in lbs/MMBtu | FALSE | L | Annual | Constraint Shadow Price | US2022$/Ton | 0 | 23.8369 | 18.4912 | 50.2525 | 42.8465 | 100.2974 | 119.3316
EPA723 CO2 Rate Limit for NG Cofire - ORIS:1091 | 362 | 8038 | Rate Constraint in lbs/MMBtu | FALSE | L | Annual | Seasons Included | Seasons |  | Winter, Spring, Summer, Fall | Winter, Spring, Summer, Fall | Winter, Spring, Summer, Fall | Winter, Spring, Summer, Fall | Winter, Spring, Summer, Fall | Winter, Spring, Summer, Fall
EPA723 CO2 Rate Limit for NG Cofire - ORIS:1091 | 362 | 8038 | Rate Constraint in lbs/MMBtu | FALSE | L | Annual | Standard CO2 | lb/MMBtu | 175.772 | 175.772 | 175.772 | 175.772 | 175.772 | 175.772 | 175.772
EPA723 CO2 Rate Limit for NG Cofire - ORIS:1091 | 362 | 8038 | Rate Constraint in lbs/MMBtu | FALSE | L | Annual | Emissions at Affected Plants CO2 | Thousand Tons | 0 | 0 | 0 | 0 | 0 | 0 | 0
EPA723 CO2 Rate Limit for NG Cofire - ORIS:1091 | 362 | 8038 | Rate Constraint in lbs/MMBtu | FALSE | L | Annual | Allowances Purchased CO2 | Thousand Tons | 0 | 0 | 0 | 0 | 0 | 0 | 0
EPA723 CO2 Rate Limit for NG Cofire - ORIS:1091 | 362 | 8038 | Rate Constraint in lbs/MMBtu | FALSE | L | Annual | Allowances Sold CO2 | Thousand Tons | 0 | 0 | 0 | 0 | 0 | 0 | 0
EPA723 CO2 Rate Limit for NG Cofire - ORIS:1091 | 362 | 8038 | Rate Constraint in lbs/MMBtu | FALSE | L | Annual | Allowances Banked | Thousand Tons | 0 | 0 | 0 | 0 | 0 | 0 | 0
EPA723 CO2 Rate Limit for NG Cofire - ORIS:1091 | 362 | 8038 | Rate Constraint in lbs/MMBtu | FALSE | L | Annual | Allowances Withdrawn (1:1) | Thousand Tons | 0 | 0 | 0 | 0 | 0 | 0 | 0
EPA723 CO2 Rate Limit for NG Cofire - ORIS:1091 | 362 | 8038 | Rate Constraint in lbs/MMBtu | FALSE | L | Annual | Allowances Withdrawn (n:1) | Thousand Tons | 0 | 0 | 0 | 0 | 0 | 0 | 0
EPA723 CO2 Rate Limit for NG Cofire - ORIS:1091 | 362 | 8038 | Rate Constraint in lbs/MMBtu | FALSE | L | Annual | Net Emissions Allowance Position | Thousand Tons | 0 | 0 | 0 | 0 | 0 | 0 | 0
EPA723 CO2 Rate Limit for NG Cofire - ORIS:1091 | 362 | 8038 | Rate Constraint in lbs/MMBtu | FALSE | L | Annual | Fuel Consumed | TBtu | 0 | 0 | 0 | 0 | 0 | 0 | 0
EPA723 CO2 Rate Limit for NG Cofire - ORIS:1091 | 362 | 8038 | Rate Constraint in lbs/MMBtu | FALSE | L | Annual | Rate | lb/MMBtu | 0 | 0 | 0 | 0 | 0 | 0 | 0
EPA723 CO2 Rate Limit for NG Cofire - ORIS:1091 | 362 | 8038 | Rate Constraint in lbs/MMBtu | FALSE | L | Annual | Generation | TWh | 0 | 0 | 0 | 0 | 0 | 0 | 0
EPA723 CO2 Rate Limit for NG Cofire - ORIS:1091 | 362 | 8038 | Rate Constraint in lbs/MMBtu | FALSE | L | Annual | Qualifying Generation | TWh | 0 | 0 | 0 | 0 | 0 | 0 | 0
EPA723 CO2 Rate Limit for NG Cofire - ORIS:1091 | 362 | 8038 | Rate Constraint in lbs/MMBtu | FALSE | L | Annual | Rate | lb/MWh | 0 | 0 | 0 | 0 | 0 | 0 | 0
EPA723 CO2 Rate Limit for NG Cofire - ORIS:1091 | 362 | 8038 | Rate Constraint in lbs/MMBtu | FALSE | L | Annual | Constraint Shadow Price | US2022$/Ton | 0 | 62.1984 | 99.0984 | 41.1396 | 33.2025 | 91.2489 | 84.0083
EPA723 CO2 Rate Limit for NG Cofire - ORIS:1167 | 363 | 8039 | Rate Constraint in lbs/MMBtu | FALSE | L | Annual | Seasons Included | Seasons |  | Winter, Spring, Summer, Fall | Winter, Spring, Summer, Fall | Winter, Spring, Summer, Fall | Winter, Spring, Summer, Fall | Winter, Spring, Summer, Fall | Winter, Spring, Summer, Fall
EPA723 CO2 Rate Limit for NG Cofire - ORIS:1167 | 363 | 8039 | Rate Constraint in lbs/MMBtu | FALSE | L | Annual | Standard CO2 | lb/MMBtu | 176.5228 | 176.5228 | 176.5228 | 176.5228 | 176.5228 | 176.5228 | 176.5228
EPA723 CO2 Rate Limit for NG Cofire - ORIS:1167 | 363 | 8039 | Rate Constraint in lbs/MMBtu | FALSE | L | Annual | Emissions at Affected Plants CO2 | Thousand Tons | 0 | 0 | 0 | 0 | 0 | 0 | 0
EPA723 CO2 Rate Limit for NG Cofire - ORIS:1167 | 363 | 8039 | Rate Constraint in lbs/MMBtu | FALSE | L | Annual | Allowances Purchased CO2 | Thousand Tons | 0 | 0 | 0 | 0 | 0 | 0 | 0
EPA723 CO2 Rate Limit for NG Cofire - ORIS:1167 | 363 | 8039 | Rate Constraint in lbs/MMBtu | FALSE | L | Annual | Allowances Sold CO2 | Thousand Tons | 0 | 0 | 0 | 0 | 0 | 0 | 0
EPA723 CO2 Rate Limit for NG Cofire - ORIS:1167 | 363 | 8039 | Rate Constraint in lbs/MMBtu | FALSE | L | Annual | Allowances Banked | Thousand Tons | 0 | 0 | 0 | 0 | 0 | 0 | 0
EPA723 CO2 Rate Limit for NG Cofire - ORIS:1167 | 363 | 8039 | Rate Constraint in lbs/MMBtu | FALSE | L | Annual | Allowances Withdrawn (1:1) | Thousand Tons | 0 | 0 | 0 | 0 | 0 | 0 | 0
EPA723 CO2 Rate Limit for NG Cofire - ORIS:1167 | 363 | 8039 | Rate Constraint in lbs/MMBtu | FALSE | L | Annual | Allowances Withdrawn (n:1) | Thousand Tons | 0 | 0 | 0 | 0 | 0 | 0 | 0
EPA723 CO2 Rate Limit for NG Cofire - ORIS:1167 | 363 | 8039 | Rate Constraint in lbs/MMBtu | FALSE | L | Annual | Net Emissions Allowance Position | Thousand Tons | 0 | 0 | 0 | 0 | 0 | 0 | 0
EPA723 CO2 Rate Limit for NG Cofire - ORIS:1167 | 363 | 8039 | Rate Constraint in lbs/MMBtu | FALSE | L | Annual | Fuel Consumed | TBtu | 0 | 0 | 0 | 0 | 0 | 0 | 0
EPA723 CO2 Rate Limit for NG Cofire - ORIS:1167 | 363 | 8039 | Rate Constraint in lbs/MMBtu | FALSE | L | Annual | Rate | lb/MMBtu | 0 | 0 | 0 | 0 | 0 | 0 | 0
EPA723 CO2 Rate Limit for NG Cofire - ORIS:1167 | 363 | 8039 | Rate Constraint in lbs/MMBtu | FALSE | L | Annual | Generation | TWh | 0 | 0 | 0 | 0 | 0 | 0 | 0
EPA723 CO2 Rate Limit for NG Cofire - ORIS:1167 | 363 | 8039 | Rate Constraint in lbs/MMBtu | FALSE | L | Annual | Qualifying Generation | TWh | 0 | 0 | 0 | 0 | 0 | 0 | 0
EPA723 CO2 Rate Limit for NG Cofire - ORIS:1167 | 363 | 8039 | Rate Constraint in lbs/MMBtu | FALSE | L | Annual | Rate | lb/MWh | 0 | 0 | 0 | 0 | 0 | 0 | 0
EPA723 CO2 Rate Limit for NG Cofire - ORIS:1167 | 363 | 8039 | Rate Constraint in lbs/MMBtu | FALSE | L | Annual | Constraint Shadow Price | US2022$/Ton | 0 | 86.2124 | 46.4838 | 56.6011 | 46.9676 | 120.897 | 123.0123
EPA723 CO2 Rate Limit for NG Cofire - ORIS:1241 | 364 | 8040 | Rate Constraint in lbs/MMBtu | FALSE | L | Annual | Seasons Included | Seasons |  | Winter, Spring, Summer, Fall | Winter, Spring, Summer, Fall | Winter, Spring, Summer, Fall | Winter, Spring, Summer, Fall | Winter, Spring, Summer, Fall | Winter, Spring, Summer, Fall
EPA723 CO2 Rate Limit for NG Cofire - ORIS:1241 | 364 | 8040 | Rate Constraint in lbs/MMBtu | FALSE | L | Annual | Standard CO2 | lb/MMBtu | 180.6719 | 180.6719 | 180.6719 | 180.6719 | 180.6719 | 180.6719 | 180.6719
EPA723 CO2 Rate Limit for NG Cofire - ORIS:1241 | 364 | 8040 | Rate Constraint in lbs/MMBtu | FALSE | L | Annual | Emissions at Affected Plants CO2 | Thousand Tons | 0 | 0 | 0 | 0 | 0 | 0 | 0
EPA723 CO2 Rate Limit for NG Cofire - ORIS:1241 | 364 | 8040 | Rate Constraint in lbs/MMBtu | FALSE | L | Annual | Allowances Purchased CO2 | Thousand Tons | 0 | 0 | 0 | 0 | 0 | 0 | 0
EPA723 CO2 Rate Limit for NG Cofire - ORIS:1241 | 364 | 8040 | Rate Constraint in lbs/MMBtu | FALSE | L | Annual | Allowances Sold CO2 | Thousand Tons | 0 | 0 | 0 | 0 | 0 | 0 | 0
EPA723 CO2 Rate Limit for NG Cofire - ORIS:1241 | 364 | 8040 | Rate Constraint in lbs/MMBtu | FALSE | L | Annual | Allowances Banked | Thousand Tons | 0 | 0 | 0 | 0 | 0 | 0 | 0
EPA723 CO2 Rate Limit for NG Cofire - ORIS:1241 | 364 | 8040 | Rate Constraint in lbs/MMBtu | FALSE | L | Annual | Allowances Withdrawn (1:1) | Thousand Tons | 0 | 0 | 0 | 0 | 0 | 0 | 0
EPA723 CO2 Rate Limit for NG Cofire - ORIS:1241 | 364 | 8040 | Rate Constraint in lbs/MMBtu | FALSE | L | Annual | Allowances Withdrawn (n:1) | Thousand Tons | 0 | 0 | 0 | 0 | 0 | 0 | 0
EPA723 CO2 Rate Limit for NG Cofire - ORIS:1241 | 364 | 8040 | Rate Constraint in lbs/MMBtu | FALSE | L | Annual | Net Emissions Allowance Position | Thousand Tons | 0 | 0 | 0 | 0 | 0 | 0 | 0
EPA723 CO2 Rate Limit for NG Cofire - ORIS:1241 | 364 | 8040 | Rate Constraint in lbs/MMBtu | FALSE | L | Annual | Fuel Consumed | TBtu | 0 | 0 | 0 | 0 | 0 | 0 | 0
EPA723 CO2 Rate Limit for NG Cofire - ORIS:1241 | 364 | 8040 | Rate Constraint in lbs/MMBtu | FALSE | L | Annual | Rate | lb/MMBtu | 0 | 0 | 0 | 0 | 0 | 0 | 0
EPA723 CO2 Rate Limit for NG Cofire - ORIS:1241 | 364 | 8040 | Rate Constraint in lbs/MMBtu | FALSE | L | Annual | Generation | TWh | 0 | 0 | 0 | 0 | 0 | 0 | 0
EPA723 CO2 Rate Limit for NG Cofire - ORIS:1241 | 364 | 8040 | Rate Constraint in lbs/MMBtu | FALSE | L | Annual | Qualifying Generation | TWh | 0 | 0 | 0 | 0 | 0 | 0 | 0
EPA723 CO2 Rate Limit for NG Cofire - ORIS:1241 | 364 | 8040 | Rate Constraint in lbs/MMBtu | FALSE | L | Annual | Rate | lb/MWh | 0 | 0 | 0 | 0 | 0 | 0 | 0
EPA723 CO2 Rate Limit for NG Cofire - ORIS:1241 | 364 | 8040 | Rate Constraint in lbs/MMBtu | FALSE | L | Annual | Constraint Shadow Price | US2022$/Ton | 0 | 79.0234 | 41.3313 | 1068.9766 | 67.8586 | 623.801 | 138.9445
EPA723 CO2 Rate Limit for NG Cofire - ORIS:130 | 365 | 8025 | Rate Constraint in lbs/MMBtu | FALSE | L | Annual | Seasons Included | Seasons |  | Winter, Spring, Summer, Fall | Winter, Spring, Summer, Fall | Winter, Spring, Summer, Fall | Winter, Spring, Summer, Fall | Winter, Spring, Summer, Fall | Winter, Spring, Summer, Fall
EPA723 CO2 Rate Limit for NG Cofire - ORIS:130 | 365 | 8025 | Rate Constraint in lbs/MMBtu | FALSE | L | Annual | Standard CO2 | lb/MMBtu | 174.4837 | 174.4837 | 174.4837 | 174.4837 | 174.4837 | 174.4837 | 174.4837
EPA723 CO2 Rate Limit for NG Cofire - ORIS:130 | 365 | 8025 | Rate Constraint in lbs/MMBtu | FALSE | L | Annual | Emissions at Affected Plants CO2 | Thousand Tons | 0 | 0 | 0 | 0 | 0 | 0 | 0
EPA723 CO2 Rate Limit for NG Cofire - ORIS:130 | 365 | 8025 | Rate Constraint in lbs/MMBtu | FALSE | L | Annual | Allowances Purchased CO2 | Thousand Tons | 0 | 0 | 0 | 0 | 0 | 0 | 0
EPA723 CO2 Rate Limit for NG Cofire - ORIS:130 | 365 | 8025 | Rate Constraint in lbs/MMBtu | FALSE | L | Annual | Allowances Sold CO2 | Thousand Tons | 0 | 0 | 0 | 0 | 0 | 0 | 0
EPA723 CO2 Rate Limit for NG Cofire - ORIS:130 | 365 | 8025 | Rate Constraint in lbs/MMBtu | FALSE | L | Annual | Allowances Banked | Thousand Tons | 0 | 0 | 0 | 0 | 0 | 0 | 0
EPA723 CO2 Rate Limit for NG Cofire - ORIS:130 | 365 | 8025 | Rate Constraint in lbs/MMBtu | FALSE | L | Annual | Allowances Withdrawn (1:1) | Thousand Tons | 0 | 0 | 0 | 0 | 0 | 0 | 0
EPA723 CO2 Rate Limit for NG Cofire - ORIS:130 | 365 | 8025 | Rate Constraint in lbs/MMBtu | FALSE | L | Annual | Allowances Withdrawn (n:1) | Thousand Tons | 0 | 0 | 0 | 0 | 0 | 0 | 0
EPA723 CO2 Rate Limit for NG Cofire - ORIS:130 | 365 | 8025 | Rate Constraint in lbs/MMBtu | FALSE | L | Annual | Net Emissions Allowance Position | Thousand Tons | 0 | 0 | 0 | 0 | 0 | 0 | 0
EPA723 CO2 Rate Limit for NG Cofire - ORIS:130 | 365 | 8025 | Rate Constraint in lbs/MMBtu | FALSE | L | Annual | Fuel Consumed | TBtu | 0 | 0 | 0 | 0 | 0 | 0 | 0
EPA723 CO2 Rate Limit for NG Cofire - ORIS:130 | 365 | 8025 | Rate Constraint in lbs/MMBtu | FALSE | L | Annual | Rate | lb/MMBtu | 0 | 0 | 0 | 0 | 0 | 0 | 0
EPA723 CO2 Rate Limit for NG Cofire - ORIS:130 | 365 | 8025 | Rate Constraint in lbs/MMBtu | FALSE | L | Annual | Generation | TWh | 0 | 0 | 0 | 0 | 0 | 0 | 0
EPA723 CO2 Rate Limit for NG Cofire - ORIS:130 | 365 | 8025 | Rate Constraint in lbs/MMBtu | FALSE | L | Annual | Qualifying Generation | TWh | 0 | 0 | 0 | 0 | 0 | 0 | 0
EPA723 CO2 Rate Limit for NG Cofire - ORIS:130 | 365 | 8025 | Rate Constraint in lbs/MMBtu | FALSE | L | Annual | Rate | lb/MWh | 0 | 0 | 0 | 0 | 0 | 0 | 0
EPA723 CO2 Rate Limit for NG Cofire - ORIS:130 | 365 | 8025 | Rate Constraint in lbs/MMBtu | FALSE | L | Annual | Constraint Shadow Price | US2022$/Ton | 0 | 40.4229 | 51.7737 | 696.9957 | 83.8269 | 598.1578 | 172.708
EPA723 CO2 Rate Limit for NG Cofire - ORIS:1356 | 366 | 8041 | Rate Constraint in lbs/MMBtu | FALSE | L | Annual | Seasons Included | Seasons |  | Winter, Spring, Summer, Fall | Winter, Spring, Summer, Fall | Winter, Spring, Summer, Fall | Winter, Spring, Summer, Fall | Winter, Spring, Summer, Fall | Winter, Spring, Summer, Fall
EPA723 CO2 Rate Limit for NG Cofire - ORIS:1356 | 366 | 8041 | Rate Constraint in lbs/MMBtu | FALSE | L | Annual | Standard CO2 | lb/MMBtu | 174.8101 | 174.8101 | 174.8101 | 174.8101 | 174.8101 | 174.8101 | 174.8101
EPA723 CO2 Rate Limit for NG Cofire - ORIS:1356 | 366 | 8041 | Rate Constraint in lbs/MMBtu | FALSE | L | Annual | Emissions at Affected Plants CO2 | Thousand Tons | 0 | 0 | 0 | 0 | 0 | 0 | 0
EPA723 CO2 Rate Limit for NG Cofire - ORIS:1356 | 366 | 8041 | Rate Constraint in lbs/MMBtu | FALSE | L | Annual | Allowances Purchased CO2 | Thousand Tons | 0 | 0 | 0 | 0 | 0 | 0 | 0
EPA723 CO2 Rate Limit for NG Cofire - ORIS:1356 | 366 | 8041 | Rate Constraint in lbs/MMBtu | FALSE | L | Annual | Allowances Sold CO2 | Thousand Tons | 0 | 0 | 0 | 0 | 0 | 0 | 0
EPA723 CO2 Rate Limit for NG Cofire - ORIS:1356 | 366 | 8041 | Rate Constraint in lbs/MMBtu | FALSE | L | Annual | Allowances Banked | Thousand Tons | 0 | 0 | 0 | 0 | 0 | 0 | 0
EPA723 CO2 Rate Limit for NG Cofire - ORIS:1356 | 366 | 8041 | Rate Constraint in lbs/MMBtu | FALSE | L | Annual | Allowances Withdrawn (1:1) | Thousand Tons | 0 | 0 | 0 | 0 | 0 | 0 | 0
EPA723 CO2 Rate Limit for NG Cofire - ORIS:1356 | 366 | 8041 | Rate Constraint in lbs/MMBtu | FALSE | L | Annual | Allowances Withdrawn (n:1) | Thousand Tons | 0 | 0 | 0 | 0 | 0 | 0 | 0
EPA723 CO2 Rate Limit for NG Cofire - ORIS:1356 | 366 | 8041 | Rate Constraint in lbs/MMBtu | FALSE | L | Annual | Net Emissions Allowance Position | Thousand Tons | 0 | 0 | 0 | 0 | 0 | 0 | 0
EPA723 CO2 Rate Limit for NG Cofire - ORIS:1356 | 366 | 8041 | Rate Constraint in lbs/MMBtu | FALSE | L | Annual | Fuel Consumed | TBtu | 0 | 0 | 0 | 0 | 0 | 0 | 0
EPA723 CO2 Rate Limit for NG Cofire - ORIS:1356 | 366 | 8041 | Rate Constraint in lbs/MMBtu | FALSE | L | Annual | Rate | lb/MMBtu | 0 | 0 | 0 | 0 | 0 | 0 | 0
EPA723 CO2 Rate Limit for NG Cofire - ORIS:1356 | 366 | 8041 | Rate Constraint in lbs/MMBtu | FALSE | L | Annual | Generation | TWh | 0 | 0 | 0 | 0 | 0 | 0 | 0
EPA723 CO2 Rate Limit for NG Cofire - ORIS:1356 | 366 | 8041 | Rate Constraint in lbs/MMBtu | FALSE | L | Annual | Qualifying Generation | TWh | 0 | 0 | 0 | 0 | 0 | 0 | 0
EPA723 CO2 Rate Limit for NG Cofire - ORIS:1356 | 366 | 8041 | Rate Constraint in lbs/MMBtu | FALSE | L | Annual | Rate | lb/MWh | 0 | 0 | 0 | 0 | 0 | 0 | 0
EPA723 CO2 Rate Limit for NG Cofire - ORIS:1356 | 366 | 8041 | Rate Constraint in lbs/MMBtu | FALSE | L | Annual | Constraint Shadow Price | US2022$/Ton | 0 | 34.2996 | 58.6915 | 1919.0392 | 61.6664 | 560.7884 | 131.4888
EPA723 CO2 Rate Limit for NG Cofire - ORIS:136 | 367 | 8026 | Rate Constraint in lbs/MMBtu | FALSE | L | Annual | Seasons Included | Seasons |  | Winter, Spring, Summer, Fall | Winter, Spring, Summer, Fall | Winter, Spring, Summer, Fall | Winter, Spring, Summer, Fall | Winter, Spring, Summer, Fall | Winter, Spring, Summer, Fall
EPA723 CO2 Rate Limit for NG Cofire - ORIS:136 | 367 | 8026 | Rate Constraint in lbs/MMBtu | FALSE | L | Annual | Standard CO2 | lb/MMBtu | 173.8356 | 173.8356 | 173.8356 | 173.8356 | 173.8356 | 173.8356 | 173.8356
EPA723 CO2 Rate Limit for NG Cofire - ORIS:136 | 367 | 8026 | Rate Constraint in lbs/MMBtu | FALSE | L | Annual | Emissions at Affected Plants CO2 | Thousand Tons | 0 | 0 | 0 | 0 | 0 | 0 | 0
EPA723 CO2 Rate Limit for NG Cofire - ORIS:136 | 367 | 8026 | Rate Constraint in lbs/MMBtu | FALSE | L | Annual | Allowances Purchased CO2 | Thousand Tons | 0 | 0 | 0 | 0 | 0 | 0 | 0
EPA723 CO2 Rate Limit for NG Cofire - ORIS:136 | 367 | 8026 | Rate Constraint in lbs/MMBtu | FALSE | L | Annual | Allowances Sold CO2 | Thousand Tons | 0 | 0 | 0 | 0 | 0 | 0 | 0
EPA723 CO2 Rate Limit for NG Cofire - ORIS:136 | 367 | 8026 | Rate Constraint in lbs/MMBtu | FALSE | L | Annual | Allowances Banked | Thousand Tons | 0 | 0 | 0 | 0 | 0 | 0 | 0
EPA723 CO2 Rate Limit for NG Cofire - ORIS:136 | 367 | 8026 | Rate Constraint in lbs/MMBtu | FALSE | L | Annual | Allowances Withdrawn (1:1) | Thousand Tons | 0 | 0 | 0 | 0 | 0 | 0 | 0
EPA723 CO2 Rate Limit for NG Cofire - ORIS:136 | 367 | 8026 | Rate Constraint in lbs/MMBtu | FALSE | L | Annual | Allowances Withdrawn (n:1) | Thousand Tons | 0 | 0 | 0 | 0 | 0 | 0 | 0
EPA723 CO2 Rate Limit for NG Cofire - ORIS:136 | 367 | 8026 | Rate Constraint in lbs/MMBtu | FALSE | L | Annual | Net Emissions Allowance Position | Thousand Tons | 0 | 0 | 0 | 0 | 0 | 0 | 0
EPA723 CO2 Rate Limit for NG Cofire - ORIS:136 | 367 | 8026 | Rate Constraint in lbs/MMBtu | FALSE | L | Annual | Fuel Consumed | TBtu | 0 | 0 | 0 | 0 | 0 | 0 | 0
EPA723 CO2 Rate Limit for NG Cofire - ORIS:136 | 367 | 8026 | Rate Constraint in lbs/MMBtu | FALSE | L | Annual | Rate | lb/MMBtu | 0 | 0 | 0 | 0 | 0 | 0 | 0
EPA723 CO2 Rate Limit for NG Cofire - ORIS:136 | 367 | 8026 | Rate Constraint in lbs/MMBtu | FALSE | L | Annual | Generation | TWh | 0 | 0 | 0 | 0 | 0 | 0 | 0
EPA723 CO2 Rate Limit for NG Cofire - ORIS:136 | 367 | 8026 | Rate Constraint in lbs/MMBtu | FALSE | L | Annual | Qualifying Generation | TWh | 0 | 0 | 0 | 0 | 0 | 0 | 0
EPA723 CO2 Rate Limit for NG Cofire - ORIS:136 | 367 | 8026 | Rate Constraint in lbs/MMBtu | FALSE | L | Annual | Rate | lb/MWh | 0 | 0 | 0 | 0 | 0 | 0 | 0
EPA723 CO2 Rate Limit for NG Cofire - ORIS:136 | 367 | 8026 | Rate Constraint in lbs/MMBtu | FALSE | L | Annual | Constraint Shadow Price | US2022$/Ton | 0 | 20.9296 | 54.7028 | 34.0605 | 9.2664 | 51.1425 | 95.3798
EPA723 CO2 Rate Limit for NG Cofire - ORIS:1364 | 368 | 8042 | Rate Constraint in lbs/MMBtu | FALSE | L | Annual | Seasons Included | Seasons |  | Winter, Spring, Summer, Fall | Winter, Spring, Summer, Fall | Winter, Spring, Summer, Fall | Winter, Spring, Summer, Fall | Winter, Spring, Summer, Fall | Winter, Spring, Summer, Fall
EPA723 CO2 Rate Limit for NG Cofire - ORIS:1364 | 368 | 8042 | Rate Constraint in lbs/MMBtu | FALSE | L | Annual | Standard CO2 | lb/MMBtu | 174.8101 | 174.8101 | 174.8101 | 174.8101 | 174.8101 | 174.8101 | 174.8101
EPA723 CO2 Rate Limit for NG Cofire - ORIS:1364 | 368 | 8042 | Rate Constraint in lbs/MMBtu | FALSE | L | Annual | Emissions at Affected Plants CO2 | Thousand Tons | 0 | 0 | 0 | 0 | 0 | 0 | 0
EPA723 CO2 Rate Limit for NG Cofire - ORIS:1364 | 368 | 8042 | Rate Constraint in lbs/MMBtu | FALSE | L | Annual | Allowances Purchased CO2 | Thousand Tons | 0 | 0 | 0 | 0 | 0 | 0 | 0
EPA723 CO2 Rate Limit for NG Cofire - ORIS:1364 | 368 | 8042 | Rate Constraint in lbs/MMBtu | FALSE | L | Annual | Allowances Sold CO2 | Thousand Tons | 0 | 0 | 0 | 0 | 0 | 0 | 0
EPA723 CO2 Rate Limit for NG Cofire - ORIS:1364 | 368 | 8042 | Rate Constraint in lbs/MMBtu | FALSE | L | Annual | Allowances Banked | Thousand Tons | 0 | 0 | 0 | 0 | 0 | 0 | 0
EPA723 CO2 Rate Limit for NG Cofire - ORIS:1364 | 368 | 8042 | Rate Constraint in lbs/MMBtu | FALSE | L | Annual | Allowances Withdrawn (1:1) | Thousand Tons | 0 | 0 | 0 | 0 | 0 | 0 | 0
EPA723 CO2 Rate Limit for NG Cofire - ORIS:1364 | 368 | 8042 | Rate Constraint in lbs/MMBtu | FALSE | L | Annual | Allowances Withdrawn (n:1) | Thousand Tons | 0 | 0 | 0 | 0 | 0 | 0 | 0
EPA723 CO2 Rate Limit for NG Cofire - ORIS:1364 | 368 | 8042 | Rate Constraint in lbs/MMBtu | FALSE | L | Annual | Net Emissions Allowance Position | Thousand Tons | 0 | 0 | 0 | 0 | 0 | 0 | 0
EPA723 CO2 Rate Limit for NG Cofire - ORIS:1364 | 368 | 8042 | Rate Constraint in lbs/MMBtu | FALSE | L | Annual | Fuel Consumed | TBtu | 0 | 0 | 0 | 0 | 0 | 0 | 0
EPA723 CO2 Rate Limit for NG Cofire - ORIS:1364 | 368 | 8042 | Rate Constraint in lbs/MMBtu | FALSE | L | Annual | Rate | lb/MMBtu | 0 | 0 | 0 | 0 | 0 | 0 | 0
EPA723 CO2 Rate Limit for NG Cofire - ORIS:1364 | 368 | 8042 | Rate Constraint in lbs/MMBtu | FALSE | L | Annual | Generation | TWh | 0 | 0 | 0 | 0 | 0 | 0 | 0
EPA723 CO2 Rate Limit for NG Cofire - ORIS:1364 | 368 | 8042 | Rate Constraint in lbs/MMBtu | FALSE | L | Annual | Qualifying Generation | TWh | 0 | 0 | 0 | 0 | 0 | 0 | 0
EPA723 CO2 Rate Limit for NG Cofire - ORIS:1364 | 368 | 8042 | Rate Constraint in lbs/MMBtu | FALSE | L | Annual | Rate | lb/MWh | 0 | 0 | 0 | 0 | 0 | 0 | 0
EPA723 CO2 Rate Limit for NG Cofire - ORIS:1364 | 368 | 8042 | Rate Constraint in lbs/MMBtu | FALSE | L | Annual | Constraint Shadow Price | US2022$/Ton | 0 | 45.4464 | 51.2502 | 229.9576 | 596.6439 | 585.7415 | 99.1281
EPA723 CO2 Rate Limit for NG Cofire - ORIS:1379 | 369 | 8043 | Rate Constraint in lbs/MMBtu | FALSE | L | Annual | Seasons Included | Seasons |  | Winter, Spring, Summer, Fall | Winter, Spring, Summer, Fall | Winter, Spring, Summer, Fall | Winter, Spring, Summer, Fall | Winter, Spring, Summer, Fall | Winter, Spring, Summer, Fall
EPA723 CO2 Rate Limit for NG Cofire - ORIS:1379 | 369 | 8043 | Rate Constraint in lbs/MMBtu | FALSE | L | Annual | Standard CO2 | lb/MMBtu | 184.5606 | 184.5606 | 184.5606 | 184.5606 | 184.5606 | 184.5606 | 184.5606
EPA723 CO2 Rate Limit for NG Cofire - ORIS:1379 | 369 | 8043 | Rate Constraint in lbs/MMBtu | FALSE | L | Annual | Emissions at Affected Plants CO2 | Thousand Tons | 0 | 0 | 0 | 0 | 0 | 0 | 0
EPA723 CO2 Rate Limit for NG Cofire - ORIS:1379 | 369 | 8043 | Rate Constraint in lbs/MMBtu | FALSE | L | Annual | Allowances Purchased CO2 | Thousand Tons | 0 | 0 | 0 | 0 | 0 | 0 | 0
EPA723 CO2 Rate Limit for NG Cofire - ORIS:1379 | 369 | 8043 | Rate Constraint in lbs/MMBtu | FALSE | L | Annual | Allowances Sold CO2 | Thousand Tons | 0 | 0 | 0 | 0 | 0 | 0 | 0
EPA723 CO2 Rate Limit for NG Cofire - ORIS:1379 | 369 | 8043 | Rate Constraint in lbs/MMBtu | FALSE | L | Annual | Allowances Banked | Thousand Tons | 0 | 0 | 0 | 0 | 0 | 0 | 0
EPA723 CO2 Rate Limit for NG Cofire - ORIS:1379 | 369 | 8043 | Rate Constraint in lbs/MMBtu | FALSE | L | Annual | Allowances Withdrawn (1:1) | Thousand Tons | 0 | 0 | 0 | 0 | 0 | 0 | 0
EPA723 CO2 Rate Limit for NG Cofire - ORIS:1379 | 369 | 8043 | Rate Constraint in lbs/MMBtu | FALSE | L | Annual | Allowances Withdrawn (n:1) | Thousand Tons | 0 | 0 | 0 | 0 | 0 | 0 | 0
EPA723 CO2 Rate Limit for NG Cofire - ORIS:1379 | 369 | 8043 | Rate Constraint in lbs/MMBtu | FALSE | L | Annual | Net Emissions Allowance Position | Thousand Tons | 0 | 0 | 0 | 0 | 0 | 0 | 0
EPA723 CO2 Rate Limit for NG Cofire - ORIS:1379 | 369 | 8043 | Rate Constraint in lbs/MMBtu | FALSE | L | Annual | Fuel Consumed | TBtu | 0 | 0 | 0 | 0 | 0 | 0 | 0
EPA723 CO2 Rate Limit for NG Cofire - ORIS:1379 | 369 | 8043 | Rate Constraint in lbs/MMBtu | FALSE | L | Annual | Rate | lb/MMBtu | 0 | 0 | 0 | 0 | 0 | 0 | 0
EPA723 CO2 Rate Limit for NG Cofire - ORIS:1379 | 369 | 8043 | Rate Constraint in lbs/MMBtu | FALSE | L | Annual | Generation | TWh | 0 | 0 | 0 | 0 | 0 | 0 | 0
EPA723 CO2 Rate Limit for NG Cofire - ORIS:1379 | 369 | 8043 | Rate Constraint in lbs/MMBtu | FALSE | L | Annual | Qualifying Generation | TWh | 0 | 0 | 0 | 0 | 0 | 0 | 0
EPA723 CO2 Rate Limit for NG Cofire - ORIS:1379 | 369 | 8043 | Rate Constraint in lbs/MMBtu | FALSE | L | Annual | Rate | lb/MWh | 0 | 0 | 0 | 0 | 0 | 0 | 0
EPA723 CO2 Rate Limit for NG Cofire - ORIS:1379 | 369 | 8043 | Rate Constraint in lbs/MMBtu | FALSE | L | Annual | Constraint Shadow Price | US2022$/Ton | 0 | 43.5347 | 137.9555 | 2256.1715 | 258.4542 | 1082.0368 | 388.9228
EPA723 CO2 Rate Limit for NG Cofire - ORIS:1384 | 370 | 8044 | Rate Constraint in lbs/MMBtu | FALSE | L | Annual | Seasons Included | Seasons |  | Winter, Spring, Summer, Fall | Winter, Spring, Summer, Fall | Winter, Spring, Summer, Fall | Winter, Spring, Summer, Fall | Winter, Spring, Summer, Fall | Winter, Spring, Summer, Fall
EPA723 CO2 Rate Limit for NG Cofire - ORIS:1384 | 370 | 8044 | Rate Constraint in lbs/MMBtu | FALSE | L | Annual | Standard CO2 | lb/MMBtu | 174.542 | 174.542 | 174.542 | 174.542 | 174.542 | 174.542 | 174.542
EPA723 CO2 Rate Limit for NG Cofire - ORIS:1384 | 370 | 8044 | Rate Constraint in lbs/MMBtu | FALSE | L | Annual | Emissions at Affected Plants CO2 | Thousand Tons | 0 | 0 | 0 | 0 | 0 | 0 | 0
EPA723 CO2 Rate Limit for NG Cofire - ORIS:1384 | 370 | 8044 | Rate Constraint in lbs/MMBtu | FALSE | L | Annual | Allowances Purchased CO2 | Thousand Tons | 0 | 0 | 0 | 0 | 0 | 0 | 0
EPA723 CO2 Rate Limit for NG Cofire - ORIS:1384 | 370 | 8044 | Rate Constraint in lbs/MMBtu | FALSE | L | Annual | Allowances Sold CO2 | Thousand Tons | 0 | 0 | 0 | 0 | 0 | 0 | 0
EPA723 CO2 Rate Limit for NG Cofire - ORIS:1384 | 370 | 8044 | Rate Constraint in lbs/MMBtu | FALSE | L | Annual | Allowances Banked | Thousand Tons | 0 | 0 | 0 | 0 | 0 | 0 | 0
EPA723 CO2 Rate Limit for NG Cofire - ORIS:1384 | 370 | 8044 | Rate Constraint in lbs/MMBtu | FALSE | L | Annual | Allowances Withdrawn (1:1) | Thousand Tons | 0 | 0 | 0 | 0 | 0 | 0 | 0
EPA723 CO2 Rate Limit for NG Cofire - ORIS:1384 | 370 | 8044 | Rate Constraint in lbs/MMBtu | FALSE | L | Annual | Allowances Withdrawn (n:1) | Thousand Tons | 0 | 0 | 0 | 0 | 0 | 0 | 0
EPA723 CO2 Rate Limit for NG Cofire - ORIS:1384 | 370 | 8044 | Rate Constraint in lbs/MMBtu | FALSE | L | Annual | Net Emissions Allowance Position | Thousand Tons | 0 | 0 | 0 | 0 | 0 | 0 | 0
EPA723 CO2 Rate Limit for NG Cofire - ORIS:1384 | 370 | 8044 | Rate Constraint in lbs/MMBtu | FALSE | L | Annual | Fuel Consumed | TBtu | 0 | 0 | 0 | 0 | 0 | 0 | 0
EPA723 CO2 Rate Limit for NG Cofire - ORIS:1384 | 370 | 8044 | Rate Constraint in lbs/MMBtu | FALSE | L | Annual | Rate | lb/MMBtu | 0 | 0 | 0 | 0 | 0 | 0 | 0
EPA723 CO2 Rate Limit for NG Cofire - ORIS:1384 | 370 | 8044 | Rate Constraint in lbs/MMBtu | FALSE | L | Annual | Generation | TWh | 0 | 0 | 0 | 0 | 0 | 0 | 0
EPA723 CO2 Rate Limit for NG Cofire - ORIS:1384 | 370 | 8044 | Rate Constraint in lbs/MMBtu | FALSE | L | Annual | Qualifying Generation | TWh | 0 | 0 | 0 | 0 | 0 | 0 | 0
EPA723 CO2 Rate Limit for NG Cofire - ORIS:1384 | 370 | 8044 | Rate Constraint in lbs/MMBtu | FALSE | L | Annual | Rate | lb/MWh | 0 | 0 | 0 | 0 | 0 | 0 | 0
EPA723 CO2 Rate Limit for NG Cofire - ORIS:1384 | 370 | 8044 | Rate Constraint in lbs/MMBtu | FALSE | L | Annual | Constraint Shadow Price | US2022$/Ton | 0 | 72.9105 | 50.533 | 0 | 0 | 304.8376 | 109.3458
EPA723 CO2 Rate Limit for NG Cofire - ORIS:1393 | 371 | 8045 | Rate Constraint in lbs/MMBtu | FALSE | L | Annual | Seasons Included | Seasons |  | Winter, Spring, Summer, Fall | Winter, Spring, Summer, Fall | Winter, Spring, Summer, Fall | Winter, Spring, Summer, Fall | Winter, Spring, Summer, Fall | Winter, Spring, Summer, Fall
EPA723 CO2 Rate Limit for NG Cofire - ORIS:1393 | 371 | 8045 | Rate Constraint in lbs/MMBtu | FALSE | L | Annual | Standard CO2 | lb/MMBtu | 183.1953 | 183.1953 | 183.1953 | 183.1953 | 183.1953 | 183.1953 | 183.1953
EPA723 CO2 Rate Limit for NG Cofire - ORIS:1393 | 371 | 8045 | Rate Constraint in lbs/MMBtu | FALSE | L | Annual | Emissions at Affected Plants CO2 | Thousand Tons | 0 | 0 | 0 | 0 | 0 | 0 | 0
EPA723 CO2 Rate Limit for NG Cofire - ORIS:1393 | 371 | 8045 | Rate Constraint in lbs/MMBtu | FALSE | L | Annual | Allowances Purchased CO2 | Thousand Tons | 0 | 0 | 0 | 0 | 0 | 0 | 0
EPA723 CO2 Rate Limit for NG Cofire - ORIS:1393 | 371 | 8045 | Rate Constraint in lbs/MMBtu | FALSE | L | Annual | Allowances Sold CO2 | Thousand Tons | 0 | 0 | 0 | 0 | 0 | 0 | 0
EPA723 CO2 Rate Limit for NG Cofire - ORIS:1393 | 371 | 8045 | Rate Constraint in lbs/MMBtu | FALSE | L | Annual | Allowances Banked | Thousand Tons | 0 | 0 | 0 | 0 | 0 | 0 | 0
EPA723 CO2 Rate Limit for NG Cofire - ORIS:1393 | 371 | 8045 | Rate Constraint in lbs/MMBtu | FALSE | L | Annual | Allowances Withdrawn (1:1) | Thousand Tons | 0 | 0 | 0 | 0 | 0 | 0 | 0
EPA723 CO2 Rate Limit for NG Cofire - ORIS:1393 | 371 | 8045 | Rate Constraint in lbs/MMBtu | FALSE | L | Annual | Allowances Withdrawn (n:1) | Thousand Tons | 0 | 0 | 0 | 0 | 0 | 0 | 0
EPA723 CO2 Rate Limit for NG Cofire - ORIS:1393 | 371 | 8045 | Rate Constraint in lbs/MMBtu | FALSE | L | Annual | Net Emissions Allowance Position | Thousand Tons | 0 | 0 | 0 | 0 | 0 | 0 | 0
EPA723 CO2 Rate Limit for NG Cofire - ORIS:1393 | 371 | 8045 | Rate Constraint in lbs/MMBtu | FALSE | L | Annual | Fuel Consumed | TBtu | 0 | 0 | 0 | 0 | 0 | 0 | 0
EPA723 CO2 Rate Limit for NG Cofire - ORIS:1393 | 371 | 8045 | Rate Constraint in lbs/MMBtu | FALSE | L | Annual | Rate | lb/MMBtu | 0 | 0 | 0 | 0 | 0 | 0 | 0
EPA723 CO2 Rate Limit for NG Cofire - ORIS:1393 | 371 | 8045 | Rate Constraint in lbs/MMBtu | FALSE | L | Annual | Generation | TWh | 0 | 0 | 0 | 0 | 0 | 0 | 0
EPA723 CO2 Rate Limit for NG Cofire - ORIS:1393 | 371 | 8045 | Rate Constraint in lbs/MMBtu | FALSE | L | Annual | Qualifying Generation | TWh | 0 | 0 | 0 | 0 | 0 | 0 | 0
EPA723 CO2 Rate Limit for NG Cofire - ORIS:1393 | 371 | 8045 | Rate Constraint in lbs/MMBtu | FALSE | L | Annual | Rate | lb/MWh | 0 | 0 | 0 | 0 | 0 | 0 | 0
EPA723 CO2 Rate Limit for NG Cofire - ORIS:1393 | 371 | 8045 | Rate Constraint in lbs/MMBtu | FALSE | L | Annual | Constraint Shadow Price | US2022$/Ton | 0 | 38.7091 | 46.8312 | 126.1731 | 129.1399 | 151.1137 | 186.8623
EPA723 CO2 Rate Limit for NG Cofire - ORIS:160 | 372 | 8027 | Rate Constraint in lbs/MMBtu | FALSE | L | Annual | Seasons Included | Seasons |  | Winter, Spring, Summer, Fall | Winter, Spring, Summer, Fall | Winter, Spring, Summer, Fall | Winter, Spring, Summer, Fall | Winter, Spring, Summer, Fall | Winter, Spring, Summer, Fall
EPA723 CO2 Rate Limit for NG Cofire - ORIS:160 | 372 | 8027 | Rate Constraint in lbs/MMBtu | FALSE | L | Annual | Standard CO2 | lb/MMBtu | 182.0636 | 182.0636 | 182.0636 | 182.0636 | 182.0636 | 182.0636 | 182.0636
EPA723 CO2 Rate Limit for NG Cofire - ORIS:160 | 372 | 8027 | Rate Constraint in lbs/MMBtu | FALSE | L | Annual | Emissions at Affected Plants CO2 | Thousand Tons | 0 | 0 | 0 | 0 | 0 | 0 | 0
EPA723 CO2 Rate Limit for NG Cofire - ORIS:160 | 372 | 8027 | Rate Constraint in lbs/MMBtu | FALSE | L | Annual | Allowances Purchased CO2 | Thousand Tons | 0 | 0 | 0 | 0 | 0 | 0 | 0
EPA723 CO2 Rate Limit for NG Cofire - ORIS:160 | 372 | 8027 | Rate Constraint in lbs/MMBtu | FALSE | L | Annual | Allowances Sold CO2 | Thousand Tons | 0 | 0 | 0 | 0 | 0 | 0 | 0
EPA723 CO2 Rate Limit for NG Cofire - ORIS:160 | 372 | 8027 | Rate Constraint in lbs/MMBtu | FALSE | L | Annual | Allowances Banked | Thousand Tons | 0 | 0 | 0 | 0 | 0 | 0 | 0
EPA723 CO2 Rate Limit for NG Cofire - ORIS:160 | 372 | 8027 | Rate Constraint in lbs/MMBtu | FALSE | L | Annual | Allowances Withdrawn (1:1) | Thousand Tons | 0 | 0 | 0 | 0 | 0 | 0 | 0
EPA723 CO2 Rate Limit for NG Cofire - ORIS:160 | 372 | 8027 | Rate Constraint in lbs/MMBtu | FALSE | L | Annual | Allowances Withdrawn (n:1) | Thousand Tons | 0 | 0 | 0 | 0 | 0 | 0 | 0
EPA723 CO2 Rate Limit for NG Cofire - ORIS:160 | 372 | 8027 | Rate Constraint in lbs/MMBtu | FALSE | L | Annual | Net Emissions Allowance Position | Thousand Tons | 0 | 0 | 0 | 0 | 0 | 0 | 0
EPA723 CO2 Rate Limit for NG Cofire - ORIS:160 | 372 | 8027 | Rate Constraint in lbs/MMBtu | FALSE | L | Annual | Fuel Consumed | TBtu | 0 | 0 | 0 | 0 | 0 | 0 | 0
EPA723 CO2 Rate Limit for NG Cofire - ORIS:160 | 372 | 8027 | Rate Constraint in lbs/MMBtu | FALSE | L | Annual | Rate | lb/MMBtu | 0 | 0 | 0 | 0 | 0 | 0 | 0
EPA723 CO2 Rate Limit for NG Cofire - ORIS:160 | 372 | 8027 | Rate Constraint in lbs/MMBtu | FALSE | L | Annual | Generation | TWh | 0 | 0 | 0 | 0 | 0 | 0 | 0
EPA723 CO2 Rate Limit for NG Cofire - ORIS:160 | 372 | 8027 | Rate Constraint in lbs/MMBtu | FALSE | L | Annual | Qualifying Generation | TWh | 0 | 0 | 0 | 0 | 0 | 0 | 0
EPA723 CO2 Rate Limit for NG Cofire - ORIS:160 | 372 | 8027 | Rate Constraint in lbs/MMBtu | FALSE | L | Annual | Rate | lb/MWh | 0 | 0 | 0 | 0 | 0 | 0 | 0
EPA723 CO2 Rate Limit for NG Cofire - ORIS:160 | 372 | 8027 | Rate Constraint in lbs/MMBtu | FALSE | L | Annual | Constraint Shadow Price | US2022$/Ton | 0 | 21.2164 | 29.5798 | 3062.7912 | 5.1591 | 469.4855 | 93.8588
EPA723 CO2 Rate Limit for NG Cofire - ORIS:165 | 373 | 8028 | Rate Constraint in lbs/MMBtu | FALSE | L | Annual | Seasons Included | Seasons |  | Winter, Spring, Summer, Fall | Winter, Spring, Summer, Fall | Winter, Spring, Summer, Fall | Winter, Spring, Summer, Fall | Winter, Spring, Summer, Fall | Winter, Spring, Summer, Fall
EPA723 CO2 Rate Limit for NG Cofire - ORIS:165 | 373 | 8028 | Rate Constraint in lbs/MMBtu | FALSE | L | Annual | Standard CO2 | lb/MMBtu | 176.252 | 176.252 | 176.252 | 176.252 | 176.252 | 176.252 | 176.252
EPA723 CO2 Rate Limit for NG Cofire - ORIS:165 | 373 | 8028 | Rate Constraint in lbs/MMBtu | FALSE | L | Annual | Emissions at Affected Plants CO2 | Thousand Tons | 0 | 0 | 0 | 0 | 0 | 0 | 0
EPA723 CO2 Rate Limit for NG Cofire - ORIS:165 | 373 | 8028 | Rate Constraint in lbs/MMBtu | FALSE | L | Annual | Allowances Purchased CO2 | Thousand Tons | 0 | 0 | 0 | 0 | 0 | 0 | 0
EPA723 CO2 Rate Limit for NG Cofire - ORIS:165 | 373 | 8028 | Rate Constraint in lbs/MMBtu | FALSE | L | Annual | Allowances Sold CO2 | Thousand Tons | 0 | 0 | 0 | 0 | 0 | 0 | 0
EPA723 CO2 Rate Limit for NG Cofire - ORIS:165 | 373 | 8028 | Rate Constraint in lbs/MMBtu | FALSE | L | Annual | Allowances Banked | Thousand Tons | 0 | 0 | 0 | 0 | 0 | 0 | 0
EPA723 CO2 Rate Limit for NG Cofire - ORIS:165 | 373 | 8028 | Rate Constraint in lbs/MMBtu | FALSE | L | Annual | Allowances Withdrawn (1:1) | Thousand Tons | 0 | 0 | 0 | 0 | 0 | 0 | 0
EPA723 CO2 Rate Limit for NG Cofire - ORIS:165 | 373 | 8028 | Rate Constraint in lbs/MMBtu | FALSE | L | Annual | Allowances Withdrawn (n:1) | Thousand Tons | 0 | 0 | 0 | 0 | 0 | 0 | 0
EPA723 CO2 Rate Limit for NG Cofire - ORIS:165 | 373 | 8028 | Rate Constraint in lbs/MMBtu | FALSE | L | Annual | Net Emissions Allowance Position | Thousand Tons | 0 | 0 | 0 | 0 | 0 | 0 | 0
EPA723 CO2 Rate Limit for NG Cofire - ORIS:165 | 373 | 8028 | Rate Constraint in lbs/MMBtu | FALSE | L | Annual | Fuel Consumed | TBtu | 0 | 0 | 0 | 0 | 0 | 0 | 0
EPA723 CO2 Rate Limit for NG Cofire - ORIS:165 | 373 | 8028 | Rate Constraint in lbs/MMBtu | FALSE | L | Annual | Rate | lb/MMBtu | 0 | 0 | 0 | 0 | 0 | 0 | 0
EPA723 CO2 Rate Limit for NG Cofire - ORIS:165 | 373 | 8028 | Rate Constraint in lbs/MMBtu | FALSE | L | Annual | Generation | TWh | 0 | 0 | 0 | 0 | 0 | 0 | 0
EPA723 CO2 Rate Limit for NG Cofire - ORIS:165 | 373 | 8028 | Rate Constraint in lbs/MMBtu | FALSE | L | Annual | Qualifying Generation | TWh | 0 | 0 | 0 | 0 | 0 | 0 | 0
EPA723 CO2 Rate Limit for NG Cofire - ORIS:165 | 373 | 8028 | Rate Constraint in lbs/MMBtu | FALSE | L | Annual | Rate | lb/MWh | 0 | 0 | 0 | 0 | 0 | 0 | 0
EPA723 CO2 Rate Limit for NG Cofire - ORIS:165 | 373 | 8028 | Rate Constraint in lbs/MMBtu | FALSE | L | Annual | Constraint Shadow Price | US2022$/Ton | 0 | 767.242 | 72.4857 | 449.8219 | 267.5591 | 406.8328 | 106.1309
EPA723 CO2 Rate Limit for NG Cofire - ORIS:1893 | 374 | 8046 | Rate Constraint in lbs/MMBtu | FALSE | L | Annual | Seasons Included | Seasons |  | Winter, Spring, Summer, Fall | Winter, Spring, Summer, Fall | Winter, Spring, Summer, Fall | Winter, Spring, Summer, Fall | Winter, Spring, Summer, Fall | Winter, Spring, Summer, Fall
EPA723 CO2 Rate Limit for NG Cofire - ORIS:1893 | 374 | 8046 | Rate Constraint in lbs/MMBtu | FALSE | L | Annual | Standard CO2 | lb/MMBtu | 176.8254 | 176.8254 | 176.8254 | 176.8254 | 176.8254 | 176.8254 | 176.8254
EPA723 CO2 Rate Limit for NG Cofire - ORIS:1893 | 374 | 8046 | Rate Constraint in lbs/MMBtu | FALSE | L | Annual | Emissions at Affected Plants CO2 | Thousand Tons | 0 | 0 | 0 | 0 | 0 | 0 | 0
EPA723 CO2 Rate Limit for NG Cofire - ORIS:1893 | 374 | 8046 | Rate Constraint in lbs/MMBtu | FALSE | L | Annual | Allowances Purchased CO2 | Thousand Tons | 0 | 0 | 0 | 0 | 0 | 0 | 0
EPA723 CO2 Rate Limit for NG Cofire - ORIS:1893 | 374 | 8046 | Rate Constraint in lbs/MMBtu | FALSE | L | Annual | Allowances Sold CO2 | Thousand Tons | 0 | 0 | 0 | 0 | 0 | 0 | 0
EPA723 CO2 Rate Limit for NG Cofire - ORIS:1893 | 374 | 8046 | Rate Constraint in lbs/MMBtu | FALSE | L | Annual | Allowances Banked | Thousand Tons | 0 | 0 | 0 | 0 | 0 | 0 | 0
EPA723 CO2 Rate Limit for NG Cofire - ORIS:1893 | 374 | 8046 | Rate Constraint in lbs/MMBtu | FALSE | L | Annual | Allowances Withdrawn (1:1) | Thousand Tons | 0 | 0 | 0 | 0 | 0 | 0 | 0
EPA723 CO2 Rate Limit for NG Cofire - ORIS:1893 | 374 | 8046 | Rate Constraint in lbs/MMBtu | FALSE | L | Annual | Allowances Withdrawn (n:1) | Thousand Tons | 0 | 0 | 0 | 0 | 0 | 0 | 0
EPA723 CO2 Rate Limit for NG Cofire - ORIS:1893 | 374 | 8046 | Rate Constraint in lbs/MMBtu | FALSE | L | Annual | Net Emissions Allowance Position | Thousand Tons | 0 | 0 | 0 | 0 | 0 | 0 | 0
EPA723 CO2 Rate Limit for NG Cofire - ORIS:1893 | 374 | 8046 | Rate Constraint in lbs/MMBtu | FALSE | L | Annual | Fuel Consumed | TBtu | 0 | 0 | 0 | 0 | 0 | 0 | 0
EPA723 CO2 Rate Limit for NG Cofire - ORIS:1893 | 374 | 8046 | Rate Constraint in lbs/MMBtu | FALSE | L | Annual | Rate | lb/MMBtu | 0 | 0 | 0 | 0 | 0 | 0 | 0
EPA723 CO2 Rate Limit for NG Cofire - ORIS:1893 | 374 | 8046 | Rate Constraint in lbs/MMBtu | FALSE | L | Annual | Generation | TWh | 0 | 0 | 0 | 0 | 0 | 0 | 0
EPA723 CO2 Rate Limit for NG Cofire - ORIS:1893 | 374 | 8046 | Rate Constraint in lbs/MMBtu | FALSE | L | Annual | Qualifying Generation | TWh | 0 | 0 | 0 | 0 | 0 | 0 | 0
EPA723 CO2 Rate Limit for NG Cofire - ORIS:1893 | 374 | 8046 | Rate Constraint in lbs/MMBtu | FALSE | L | Annual | Rate | lb/MWh | 0 | 0 | 0 | 0 | 0 | 0 | 0
EPA723 CO2 Rate Limit for NG Cofire - ORIS:1893 | 374 | 8046 | Rate Constraint in lbs/MMBtu | FALSE | L | Annual | Constraint Shadow Price | US2022$/Ton | 0 | 10.0937 | 29.9972 | 131.9099 | 136.7817 | 192.6616 | 220.7063
EPA723 CO2 Rate Limit for NG Cofire - ORIS:2079 | 375 | 8047 | Rate Constraint in lbs/MMBtu | FALSE | L | Annual | Seasons Included | Seasons |  | Winter, Spring, Summer, Fall | Winter, Spring, Summer, Fall | Winter, Spring, Summer, Fall | Winter, Spring, Summer, Fall | Winter, Spring, Summer, Fall | Winter, Spring, Summer, Fall
EPA723 CO2 Rate Limit for NG Cofire - ORIS:2079 | 375 | 8047 | Rate Constraint in lbs/MMBtu | FALSE | L | Annual | Standard CO2 | lb/MMBtu | 175.772 | 175.772 | 175.772 | 175.772 | 175.772 | 175.772 | 175.772
EPA723 CO2 Rate Limit for NG Cofire - ORIS:2079 | 375 | 8047 | Rate Constraint in lbs/MMBtu | FALSE | L | Annual | Emissions at Affected Plants CO2 | Thousand Tons | 0 | 0 | 0 | 0 | 0 | 0 | 0
EPA723 CO2 Rate Limit for NG Cofire - ORIS:2079 | 375 | 8047 | Rate Constraint in lbs/MMBtu | FALSE | L | Annual | Allowances Purchased CO2 | Thousand Tons | 0 | 0 | 0 | 0 | 0 | 0 | 0
EPA723 CO2 Rate Limit for NG Cofire - ORIS:2079 | 375 | 8047 | Rate Constraint in lbs/MMBtu | FALSE | L | Annual | Allowances Sold CO2 | Thousand Tons | 0 | 0 | 0 | 0 | 0 | 0 | 0
EPA723 CO2 Rate Limit for NG Cofire - ORIS:2079 | 375 | 8047 | Rate Constraint in lbs/MMBtu | FALSE | L | Annual | Allowances Banked | Thousand Tons | 0 | 0 | 0 | 0 | 0 | 0 | 0
EPA723 CO2 Rate Limit for NG Cofire - ORIS:2079 | 375 | 8047 | Rate Constraint in lbs/MMBtu | FALSE | L | Annual | Allowances Withdrawn (1:1) | Thousand Tons | 0 | 0 | 0 | 0 | 0 | 0 | 0
EPA723 CO2 Rate Limit for NG Cofire - ORIS:2079 | 375 | 8047 | Rate Constraint in lbs/MMBtu | FALSE | L | Annual | Allowances Withdrawn (n:1) | Thousand Tons | 0 | 0 | 0 | 0 | 0 | 0 | 0
EPA723 CO2 Rate Limit for NG Cofire - ORIS:2079 | 375 | 8047 | Rate Constraint in lbs/MMBtu | FALSE | L | Annual | Net Emissions Allowance Position | Thousand Tons | 0 | 0 | 0 | 0 | 0 | 0 | 0
EPA723 CO2 Rate Limit for NG Cofire - ORIS:2079 | 375 | 8047 | Rate Constraint in lbs/MMBtu | FALSE | L | Annual | Fuel Consumed | TBtu | 0 | 0 | 0 | 0 | 0 | 0 | 0
EPA723 CO2 Rate Limit for NG Cofire - ORIS:2079 | 375 | 8047 | Rate Constraint in lbs/MMBtu | FALSE | L | Annual | Rate | lb/MMBtu | 0 | 0 | 0 | 0 | 0 | 0 | 0
EPA723 CO2 Rate Limit for NG Cofire - ORIS:2079 | 375 | 8047 | Rate Constraint in lbs/MMBtu | FALSE | L | Annual | Generation | TWh | 0 | 0 | 0 | 0 | 0 | 0 | 0
EPA723 CO2 Rate Limit for NG Cofire - ORIS:2079 | 375 | 8047 | Rate Constraint in lbs/MMBtu | FALSE | L | Annual | Qualifying Generation | TWh | 0 | 0 | 0 | 0 | 0 | 0 | 0
EPA723 CO2 Rate Limit for NG Cofire - ORIS:2079 | 375 | 8047 | Rate Constraint in lbs/MMBtu | FALSE | L | Annual | Rate | lb/MWh | 0 | 0 | 0 | 0 | 0 | 0 | 0
EPA723 CO2 Rate Limit for NG Cofire - ORIS:2079 | 375 | 8047 | Rate Constraint in lbs/MMBtu | FALSE | L | Annual | Constraint Shadow Price | US2022$/Ton | 0 | 38.8818 | 76.817 | 78.8847 | 67.1013 | 105.0796 | 134.7105
EPA723 CO2 Rate Limit for NG Cofire - ORIS:2103 | 376 | 8048 | Rate Constraint in lbs/MMBtu | FALSE | L | Annual | Seasons Included | Seasons |  | Winter, Spring, Summer, Fall | Winter, Spring, Summer, Fall | Winter, Spring, Summer, Fall | Winter, Spring, Summer, Fall | Winter, Spring, Summer, Fall | Winter, Spring, Summer, Fall
EPA723 CO2 Rate Limit for NG Cofire - ORIS:2103 | 376 | 8048 | Rate Constraint in lbs/MMBtu | FALSE | L | Annual | Standard CO2 | lb/MMBtu | 175.772 | 175.772 | 175.772 | 175.772 | 175.772 | 175.772 | 175.772
EPA723 CO2 Rate Limit for NG Cofire - ORIS:2103 | 376 | 8048 | Rate Constraint in lbs/MMBtu | FALSE | L | Annual | Emissions at Affected Plants CO2 | Thousand Tons | 0 | 0 | 0 | 0 | 0 | 0 | 0
EPA723 CO2 Rate Limit for NG Cofire - ORIS:2103 | 376 | 8048 | Rate Constraint in lbs/MMBtu | FALSE | L | Annual | Allowances Purchased CO2 | Thousand Tons | 0 | 0 | 0 | 0 | 0 | 0 | 0
EPA723 CO2 Rate Limit for NG Cofire - ORIS:2103 | 376 | 8048 | Rate Constraint in lbs/MMBtu | FALSE | L | Annual | Allowances Sold CO2 | Thousand Tons | 0 | 0 | 0 | 0 | 0 | 0 | 0
EPA723 CO2 Rate Limit for NG Cofire - ORIS:2103 | 376 | 8048 | Rate Constraint in lbs/MMBtu | FALSE | L | Annual | Allowances Banked | Thousand Tons | 0 | 0 | 0 | 0 | 0 | 0 | 0
EPA723 CO2 Rate Limit for NG Cofire - ORIS:2103 | 376 | 8048 | Rate Constraint in lbs/MMBtu | FALSE | L | Annual | Allowances Withdrawn (1:1) | Thousand Tons | 0 | 0 | 0 | 0 | 0 | 0 | 0
EPA723 CO2 Rate Limit for NG Cofire - ORIS:2103 | 376 | 8048 | Rate Constraint in lbs/MMBtu | FALSE | L | Annual | Allowances Withdrawn (n:1) | Thousand Tons | 0 | 0 | 0 | 0 | 0 | 0 | 0
EPA723 CO2 Rate Limit for NG Cofire - ORIS:2103 | 376 | 8048 | Rate Constraint in lbs/MMBtu | FALSE | L | Annual | Net Emissions Allowance Position | Thousand Tons | 0 | 0 | 0 | 0 | 0 | 0 | 0
EPA723 CO2 Rate Limit for NG Cofire - ORIS:2103 | 376 | 8048 | Rate Constraint in lbs/MMBtu | FALSE | L | Annual | Fuel Consumed | TBtu | 0 | 0 | 0 | 0 | 0 | 0 | 0
EPA723 CO2 Rate Limit for NG Cofire - ORIS:2103 | 376 | 8048 | Rate Constraint in lbs/MMBtu | FALSE | L | Annual | Rate | lb/MMBtu | 0 | 0 | 0 | 0 | 0 | 0 | 0
EPA723 CO2 Rate Limit for NG Cofire - ORIS:2103 | 376 | 8048 | Rate Constraint in lbs/MMBtu | FALSE | L | Annual | Generation | TWh | 0 | 0 | 0 | 0 | 0 | 0 | 0
EPA723 CO2 Rate Limit for NG Cofire - ORIS:2103 | 376 | 8048 | Rate Constraint in lbs/MMBtu | FALSE | L | Annual | Qualifying Generation | TWh | 0 | 0 | 0 | 0 | 0 | 0 | 0
EPA723 CO2 Rate Limit for NG Cofire - ORIS:2103 | 376 | 8048 | Rate Constraint in lbs/MMBtu | FALSE | L | Annual | Rate | lb/MWh | 0 | 0 | 0 | 0 | 0 | 0 | 0
EPA723 CO2 Rate Limit for NG Cofire - ORIS:2103 | 376 | 8048 | Rate Constraint in lbs/MMBtu | FALSE | L | Annual | Constraint Shadow Price | US2022$/Ton | 0 | 130.8282 | 64.7388 | 56.0943 | 63.7929 | 108.0862 | 130.8885
EPA723 CO2 Rate Limit for NG Cofire - ORIS:2167 | 377 | 8049 | Rate Constraint in lbs/MMBtu | FALSE | L | Annual | Seasons Included | Seasons |  | Winter, Spring, Summer, Fall | Winter, Spring, Summer, Fall | Winter, Spring, Summer, Fall | Winter, Spring, Summer, Fall | Winter, Spring, Summer, Fall | Winter, Spring, Summer, Fall
EPA723 CO2 Rate Limit for NG Cofire - ORIS:2167 | 377 | 8049 | Rate Constraint in lbs/MMBtu | FALSE | L | Annual | Standard CO2 | lb/MMBtu | 175.772 | 175.772 | 175.772 | 175.772 | 175.772 | 175.772 | 175.772
EPA723 CO2 Rate Limit for NG Cofire - ORIS:2167 | 377 | 8049 | Rate Constraint in lbs/MMBtu | FALSE | L | Annual | Emissions at Affected Plants CO2 | Thousand Tons | 0 | 0 | 0 | 0 | 0 | 0 | 0
EPA723 CO2 Rate Limit for NG Cofire - ORIS:2167 | 377 | 8049 | Rate Constraint in lbs/MMBtu | FALSE | L | Annual | Allowances Purchased CO2 | Thousand Tons | 0 | 0 | 0 | 0 | 0 | 0 | 0
EPA723 CO2 Rate Limit for NG Cofire - ORIS:2167 | 377 | 8049 | Rate Constraint in lbs/MMBtu | FALSE | L | Annual | Allowances Sold CO2 | Thousand Tons | 0 | 0 | 0 | 0 | 0 | 0 | 0
EPA723 CO2 Rate Limit for NG Cofire - ORIS:2167 | 377 | 8049 | Rate Constraint in lbs/MMBtu | FALSE | L | Annual | Allowances Banked | Thousand Tons | 0 | 0 | 0 | 0 | 0 | 0 | 0
EPA723 CO2 Rate Limit for NG Cofire - ORIS:2167 | 377 | 8049 | Rate Constraint in lbs/MMBtu | FALSE | L | Annual | Allowances Withdrawn (1:1) | Thousand Tons | 0 | 0 | 0 | 0 | 0 | 0 | 0
EPA723 CO2 Rate Limit for NG Cofire - ORIS:2167 | 377 | 8049 | Rate Constraint in lbs/MMBtu | FALSE | L | Annual | Allowances Withdrawn (n:1) | Thousand Tons | 0 | 0 | 0 | 0 | 0 | 0 | 0
EPA723 CO2 Rate Limit for NG Cofire - ORIS:2167 | 377 | 8049 | Rate Constraint in lbs/MMBtu | FALSE | L | Annual | Net Emissions Allowance Position | Thousand Tons | 0 | 0 | 0 | 0 | 0 | 0 | 0
EPA723 CO2 Rate Limit for NG Cofire - ORIS:2167 | 377 | 8049 | Rate Constraint in lbs/MMBtu | FALSE | L | Annual | Fuel Consumed | TBtu | 0 | 0 | 0 | 0 | 0 | 0 | 0
EPA723 CO2 Rate Limit for NG Cofire - ORIS:2167 | 377 | 8049 | Rate Constraint in lbs/MMBtu | FALSE | L | Annual | Rate | lb/MMBtu | 0 | 0 | 0 | 0 | 0 | 0 | 0
EPA723 CO2 Rate Limit for NG Cofire - ORIS:2167 | 377 | 8049 | Rate Constraint in lbs/MMBtu | FALSE | L | Annual | Generation | TWh | 0 | 0 | 0 | 0 | 0 | 0 | 0
EPA723 CO2 Rate Limit for NG Cofire - ORIS:2167 | 377 | 8049 | Rate Constraint in lbs/MMBtu | FALSE | L | Annual | Qualifying Generation | TWh | 0 | 0 | 0 | 0 | 0 | 0 | 0
EPA723 CO2 Rate Limit for NG Cofire - ORIS:2167 | 377 | 8049 | Rate Constraint in lbs/MMBtu | FALSE | L | Annual | Rate | lb/MWh | 0 | 0 | 0 | 0 | 0 | 0 | 0
EPA723 CO2 Rate Limit for NG Cofire - ORIS:2167 | 377 | 8049 | Rate Constraint in lbs/MMBtu | FALSE | L | Annual | Constraint Shadow Price | US2022$/Ton | 0 | 103.6026 | 83.1658 | 48.3431 | 53.9928 | 82.7196 | 110.6244
EPA723 CO2 Rate Limit for NG Cofire - ORIS:2168 | 378 | 8050 | Rate Constraint in lbs/MMBtu | FALSE | L | Annual | Seasons Included | Seasons |  | Winter, Spring, Summer, Fall | Winter, Spring, Summer, Fall | Winter, Spring, Summer, Fall | Winter, Spring, Summer, Fall | Winter, Spring, Summer, Fall | Winter, Spring, Summer, Fall
EPA723 CO2 Rate Limit for NG Cofire - ORIS:2168 | 378 | 8050 | Rate Constraint in lbs/MMBtu | FALSE | L | Annual | Standard CO2 | lb/MMBtu | 175.772 | 175.772 | 175.772 | 175.772 | 175.772 | 175.772 | 175.772
EPA723 CO2 Rate Limit for NG Cofire - ORIS:2168 | 378 | 8050 | Rate Constraint in lbs/MMBtu | FALSE | L | Annual | Emissions at Affected Plants CO2 | Thousand Tons | 0 | 0 | 0 | 0 | 0 | 0 | 0
EPA723 CO2 Rate Limit for NG Cofire - ORIS:2168 | 378 | 8050 | Rate Constraint in lbs/MMBtu | FALSE | L | Annual | Allowances Purchased CO2 | Thousand Tons | 0 | 0 | 0 | 0 | 0 | 0 | 0
EPA723 CO2 Rate Limit for NG Cofire - ORIS:2168 | 378 | 8050 | Rate Constraint in lbs/MMBtu | FALSE | L | Annual | Allowances Sold CO2 | Thousand Tons | 0 | 0 | 0 | 0 | 0 | 0 | 0
EPA723 CO2 Rate Limit for NG Cofire - ORIS:2168 | 378 | 8050 | Rate Constraint in lbs/MMBtu | FALSE | L | Annual | Allowances Banked | Thousand Tons | 0 | 0 | 0 | 0 | 0 | 0 | 0
EPA723 CO2 Rate Limit for NG Cofire - ORIS:2168 | 378 | 8050 | Rate Constraint in lbs/MMBtu | FALSE | L | Annual | Allowances Withdrawn (1:1) | Thousand Tons | 0 | 0 | 0 | 0 | 0 | 0 | 0
EPA723 CO2 Rate Limit for NG Cofire - ORIS:2168 | 378 | 8050 | Rate Constraint in lbs/MMBtu | FALSE | L | Annual | Allowances Withdrawn (n:1) | Thousand Tons | 0 | 0 | 0 | 0 | 0 | 0 | 0
EPA723 CO2 Rate Limit for NG Cofire - ORIS:2168 | 378 | 8050 | Rate Constraint in lbs/MMBtu | FALSE | L | Annual | Net Emissions Allowance Position | Thousand Tons | 0 | 0 | 0 | 0 | 0 | 0 | 0
EPA723 CO2 Rate Limit for NG Cofire - ORIS:2168 | 378 | 8050 | Rate Constraint in lbs/MMBtu | FALSE | L | Annual | Fuel Consumed | TBtu | 0 | 0 | 0 | 0 | 0 | 0 | 0
EPA723 CO2 Rate Limit for NG Cofire - ORIS:2168 | 378 | 8050 | Rate Constraint in lbs/MMBtu | FALSE | L | Annual | Rate | lb/MMBtu | 0 | 0 | 0 | 0 | 0 | 0 | 0
EPA723 CO2 Rate Limit for NG Cofire - ORIS:2168 | 378 | 8050 | Rate Constraint in lbs/MMBtu | FALSE | L | Annual | Generation | TWh | 0 | 0 | 0 | 0 | 0 | 0 | 0
EPA723 CO2 Rate Limit for NG Cofire - ORIS:2168 | 378 | 8050 | Rate Constraint in lbs/MMBtu | FALSE | L | Annual | Qualifying Generation | TWh | 0 | 0 | 0 | 0 | 0 | 0 | 0
EPA723 CO2 Rate Limit for NG Cofire - ORIS:2168 | 378 | 8050 | Rate Constraint in lbs/MMBtu | FALSE | L | Annual | Rate | lb/MWh | 0 | 0 | 0 | 0 | 0 | 0 | 0
EPA723 CO2 Rate Limit for NG Cofire - ORIS:2168 | 378 | 8050 | Rate Constraint in lbs/MMBtu | FALSE | L | Annual | Constraint Shadow Price | US2022$/Ton | 0 | 40.0248 | 51.5754 | 392.755 | 52.2346 | 80.7919 | 108.5112
EPA723 CO2 Rate Limit for NG Cofire - ORIS:2240 | 379 | 8051 | Rate Constraint in lbs/MMBtu | FALSE | L | Annual | Seasons Included | Seasons |  | Winter, Spring, Summer, Fall | Winter, Spring, Summer, Fall | Winter, Spring, Summer, Fall | Winter, Spring, Summer, Fall | Winter, Spring, Summer, Fall | Winter, Spring, Summer, Fall
EPA723 CO2 Rate Limit for NG Cofire - ORIS:2240 | 379 | 8051 | Rate Constraint in lbs/MMBtu | FALSE | L | Annual | Standard CO2 | lb/MMBtu | 177.0048 | 177.0048 | 177.0048 | 177.0048 | 177.0048 | 177.0048 | 177.0048
EPA723 CO2 Rate Limit for NG Cofire - ORIS:2240 | 379 | 8051 | Rate Constraint in lbs/MMBtu | FALSE | L | Annual | Emissions at Affected Plants CO2 | Thousand Tons | 0 | 0 | 0 | 0 | 0 | 0 | 0
EPA723 CO2 Rate Limit for NG Cofire - ORIS:2240 | 379 | 8051 | Rate Constraint in lbs/MMBtu | FALSE | L | Annual | Allowances Purchased CO2 | Thousand Tons | 0 | 0 | 0 | 0 | 0 | 0 | 0
EPA723 CO2 Rate Limit for NG Cofire - ORIS:2240 | 379 | 8051 | Rate Constraint in lbs/MMBtu | FALSE | L | Annual | Allowances Sold CO2 | Thousand Tons | 0 | 0 | 0 | 0 | 0 | 0 | 0
EPA723 CO2 Rate Limit for NG Cofire - ORIS:2240 | 379 | 8051 | Rate Constraint in lbs/MMBtu | FALSE | L | Annual | Allowances Banked | Thousand Tons | 0 | 0 | 0 | 0 | 0 | 0 | 0
EPA723 CO2 Rate Limit for NG Cofire - ORIS:2240 | 379 | 8051 | Rate Constraint in lbs/MMBtu | FALSE | L | Annual | Allowances Withdrawn (1:1) | Thousand Tons | 0 | 0 | 0 | 0 | 0 | 0 | 0
EPA723 CO2 Rate Limit for NG Cofire - ORIS:2240 | 379 | 8051 | Rate Constraint in lbs/MMBtu | FALSE | L | Annual | Allowances Withdrawn (n:1) | Thousand Tons | 0 | 0 | 0 | 0 | 0 | 0 | 0
EPA723 CO2 Rate Limit for NG Cofire - ORIS:2240 | 379 | 8051 | Rate Constraint in lbs/MMBtu | FALSE | L | Annual | Net Emissions Allowance Position | Thousand Tons | 0 | 0 | 0 | 0 | 0 | 0 | 0
EPA723 CO2 Rate Limit for NG Cofire - ORIS:2240 | 379 | 8051 | Rate Constraint in lbs/MMBtu | FALSE | L | Annual | Fuel Consumed | TBtu | 0 | 0 | 0 | 0 | 0 | 0 | 0
EPA723 CO2 Rate Limit for NG Cofire - ORIS:2240 | 379 | 8051 | Rate Constraint in lbs/MMBtu | FALSE | L | Annual | Rate | lb/MMBtu | 0 | 0 | 0 | 0 | 0 | 0 | 0
EPA723 CO2 Rate Limit for NG Cofire - ORIS:2240 | 379 | 8051 | Rate Constraint in lbs/MMBtu | FALSE | L | Annual | Generation | TWh | 0 | 0 | 0 | 0 | 0 | 0 | 0
EPA723 CO2 Rate Limit for NG Cofire - ORIS:2240 | 379 | 8051 | Rate Constraint in lbs/MMBtu | FALSE | L | Annual | Qualifying Generation | TWh | 0 | 0 | 0 | 0 | 0 | 0 | 0
EPA723 CO2 Rate Limit for NG Cofire - ORIS:2240 | 379 | 8051 | Rate Constraint in lbs/MMBtu | FALSE | L | Annual | Rate | lb/MWh | 0 | 0 | 0 | 0 | 0 | 0 | 0
EPA723 CO2 Rate Limit for NG Cofire - ORIS:2240 | 379 | 8051 | Rate Constraint in lbs/MMBtu | FALSE | L | Annual | Constraint Shadow Price | US2022$/Ton | 0 | 56.6913 | 58.0215 | 985.1173 | 26.5244 | 502.1689 | 121.2562
EPA723 CO2 Rate Limit for NG Cofire - ORIS:2277 | 380 | 8052 | Rate Constraint in lbs/MMBtu | FALSE | L | Annual | Seasons Included | Seasons |  | Winter, Spring, Summer, Fall | Winter, Spring, Summer, Fall | Winter, Spring, Summer, Fall | Winter, Spring, Summer, Fall | Winter, Spring, Summer, Fall | Winter, Spring, Summer, Fall
EPA723 CO2 Rate Limit for NG Cofire - ORIS:2277 | 380 | 8052 | Rate Constraint in lbs/MMBtu | FALSE | L | Annual | Standard CO2 | lb/MMBtu | 176.252 | 176.252 | 176.252 | 176.252 | 176.252 | 176.252 | 176.252
EPA723 CO2 Rate Limit for NG Cofire - ORIS:2277 | 380 | 8052 | Rate Constraint in lbs/MMBtu | FALSE | L | Annual | Emissions at Affected Plants CO2 | Thousand Tons | 0 | 0 | 0 | 0 | 0 | 0 | 0
EPA723 CO2 Rate Limit for NG Cofire - ORIS:2277 | 380 | 8052 | Rate Constraint in lbs/MMBtu | FALSE | L | Annual | Allowances Purchased CO2 | Thousand Tons | 0 | 0 | 0 | 0 | 0 | 0 | 0
EPA723 CO2 Rate Limit for NG Cofire - ORIS:2277 | 380 | 8052 | Rate Constraint in lbs/MMBtu | FALSE | L | Annual | Allowances Sold CO2 | Thousand Tons | 0 | 0 | 0 | 0 | 0 | 0 | 0
EPA723 CO2 Rate Limit for NG Cofire - ORIS:2277 | 380 | 8052 | Rate Constraint in lbs/MMBtu | FALSE | L | Annual | Allowances Banked | Thousand Tons | 0 | 0 | 0 | 0 | 0 | 0 | 0
EPA723 CO2 Rate Limit for NG Cofire - ORIS:2277 | 380 | 8052 | Rate Constraint in lbs/MMBtu | FALSE | L | Annual | Allowances Withdrawn (1:1) | Thousand Tons | 0 | 0 | 0 | 0 | 0 | 0 | 0
EPA723 CO2 Rate Limit for NG Cofire - ORIS:2277 | 380 | 8052 | Rate Constraint in lbs/MMBtu | FALSE | L | Annual | Allowances Withdrawn (n:1) | Thousand Tons | 0 | 0 | 0 | 0 | 0 | 0 | 0
EPA723 CO2 Rate Limit for NG Cofire - ORIS:2277 | 380 | 8052 | Rate Constraint in lbs/MMBtu | FALSE | L | Annual | Net Emissions Allowance Position | Thousand Tons | 0 | 0 | 0 | 0 | 0 | 0 | 0
EPA723 CO2 Rate Limit for NG Cofire - ORIS:2277 | 380 | 8052 | Rate Constraint in lbs/MMBtu | FALSE | L | Annual | Fuel Consumed | TBtu | 0 | 0 | 0 | 0 | 0 | 0 | 0
EPA723 CO2 Rate Limit for NG Cofire - ORIS:2277 | 380 | 8052 | Rate Constraint in lbs/MMBtu | FALSE | L | Annual | Rate | lb/MMBtu | 0 | 0 | 0 | 0 | 0 | 0 | 0
EPA723 CO2 Rate Limit for NG Cofire - ORIS:2277 | 380 | 8052 | Rate Constraint in lbs/MMBtu | FALSE | L | Annual | Generation | TWh | 0 | 0 | 0 | 0 | 0 | 0 | 0
EPA723 CO2 Rate Limit for NG Cofire - ORIS:2277 | 380 | 8052 | Rate Constraint in lbs/MMBtu | FALSE | L | Annual | Qualifying Generation | TWh | 0 | 0 | 0 | 0 | 0 | 0 | 0
EPA723 CO2 Rate Limit for NG Cofire - ORIS:2277 | 380 | 8052 | Rate Constraint in lbs/MMBtu | FALSE | L | Annual | Rate | lb/MWh | 0 | 0 | 0 | 0 | 0 | 0 | 0
EPA723 CO2 Rate Limit for NG Cofire - ORIS:2277 | 380 | 8052 | Rate Constraint in lbs/MMBtu | FALSE | L | Annual | Constraint Shadow Price | US2022$/Ton | 0 | 65.5536 | 79.1079 | 1307.3077 | 1713.842 | 476.7587 | 146.4343
EPA723 CO2 Rate Limit for NG Cofire - ORIS:2364 | 381 | 8053 | Rate Constraint in lbs/MMBtu | FALSE | L | Annual | Seasons Included | Seasons |  | Winter, Spring, Summer, Fall | Winter, Spring, Summer, Fall | Winter, Spring, Summer, Fall | Winter, Spring, Summer, Fall | Winter, Spring, Summer, Fall | Winter, Spring, Summer, Fall
EPA723 CO2 Rate Limit for NG Cofire - ORIS:2364 | 381 | 8053 | Rate Constraint in lbs/MMBtu | FALSE | L | Annual | Standard CO2 | lb/MMBtu | 176.0914 | 176.0914 | 176.0914 | 176.0914 | 176.0914 | 176.0914 | 176.0914
EPA723 CO2 Rate Limit for NG Cofire - ORIS:2364 | 381 | 8053 | Rate Constraint in lbs/MMBtu | FALSE | L | Annual | Emissions at Affected Plants CO2 | Thousand Tons | 0 | 0 | 0 | 0 | 0 | 0 | 0
EPA723 CO2 Rate Limit for NG Cofire - ORIS:2364 | 381 | 8053 | Rate Constraint in lbs/MMBtu | FALSE | L | Annual | Allowances Purchased CO2 | Thousand Tons | 0 | 0 | 0 | 0 | 0 | 0 | 0
EPA723 CO2 Rate Limit for NG Cofire - ORIS:2364 | 381 | 8053 | Rate Constraint in lbs/MMBtu | FALSE | L | Annual | Allowances Sold CO2 | Thousand Tons | 0 | 0 | 0 | 0 | 0 | 0 | 0
EPA723 CO2 Rate Limit for NG Cofire - ORIS:2364 | 381 | 8053 | Rate Constraint in lbs/MMBtu | FALSE | L | Annual | Allowances Banked | Thousand Tons | 0 | 0 | 0 | 0 | 0 | 0 | 0
EPA723 CO2 Rate Limit for NG Cofire - ORIS:2364 | 381 | 8053 | Rate Constraint in lbs/MMBtu | FALSE | L | Annual | Allowances Withdrawn (1:1) | Thousand Tons | 0 | 0 | 0 | 0 | 0 | 0 | 0
EPA723 CO2 Rate Limit for NG Cofire - ORIS:2364 | 381 | 8053 | Rate Constraint in lbs/MMBtu | FALSE | L | Annual | Allowances Withdrawn (n:1) | Thousand Tons | 0 | 0 | 0 | 0 | 0 | 0 | 0
EPA723 CO2 Rate Limit for NG Cofire - ORIS:2364 | 381 | 8053 | Rate Constraint in lbs/MMBtu | FALSE | L | Annual | Net Emissions Allowance Position | Thousand Tons | 0 | 0 | 0 | 0 | 0 | 0 | 0
EPA723 CO2 Rate Limit for NG Cofire - ORIS:2364 | 381 | 8053 | Rate Constraint in lbs/MMBtu | FALSE | L | Annual | Fuel Consumed | TBtu | 0 | 0 | 0 | 0 | 0 | 0 | 0
EPA723 CO2 Rate Limit for NG Cofire - ORIS:2364 | 381 | 8053 | Rate Constraint in lbs/MMBtu | FALSE | L | Annual | Rate | lb/MMBtu | 0 | 0 | 0 | 0 | 0 | 0 | 0
EPA723 CO2 Rate Limit for NG Cofire - ORIS:2364 | 381 | 8053 | Rate Constraint in lbs/MMBtu | FALSE | L | Annual | Generation | TWh | 0 | 0 | 0 | 0 | 0 | 0 | 0
EPA723 CO2 Rate Limit for NG Cofire - ORIS:2364 | 381 | 8053 | Rate Constraint in lbs/MMBtu | FALSE | L | Annual | Qualifying Generation | TWh | 0 | 0 | 0 | 0 | 0 | 0 | 0
EPA723 CO2 Rate Limit for NG Cofire - ORIS:2364 | 381 | 8053 | Rate Constraint in lbs/MMBtu | FALSE | L | Annual | Rate | lb/MWh | 0 | 0 | 0 | 0 | 0 | 0 | 0
EPA723 CO2 Rate Limit for NG Cofire - ORIS:2364 | 381 | 8053 | Rate Constraint in lbs/MMBtu | FALSE | L | Annual | Constraint Shadow Price | US2022$/Ton | 0 | 0 | 159.4525 | 84.4149 | 57.4331 | 100.6528 | 101.9249
EPA723 CO2 Rate Limit for NG Cofire - ORIS:2367 | 382 | 8054 | Rate Constraint in lbs/MMBtu | FALSE | L | Annual | Seasons Included | Seasons |  | Winter, Spring, Summer, Fall | Winter, Spring, Summer, Fall | Winter, Spring, Summer, Fall | Winter, Spring, Summer, Fall | Winter, Spring, Summer, Fall | Winter, Spring, Summer, Fall
EPA723 CO2 Rate Limit for NG Cofire - ORIS:2367 | 382 | 8054 | Rate Constraint in lbs/MMBtu | FALSE | L | Annual | Standard CO2 | lb/MMBtu | 185.0145 | 185.0145 | 185.0145 | 185.0145 | 185.0145 | 185.0145 | 185.0145
EPA723 CO2 Rate Limit for NG Cofire - ORIS:2367 | 382 | 8054 | Rate Constraint in lbs/MMBtu | FALSE | L | Annual | Emissions at Affected Plants CO2 | Thousand Tons | 0 | 0 | 0 | 0 | 0 | 0 | 0
EPA723 CO2 Rate Limit for NG Cofire - ORIS:2367 | 382 | 8054 | Rate Constraint in lbs/MMBtu | FALSE | L | Annual | Allowances Purchased CO2 | Thousand Tons | 0 | 0 | 0 | 0 | 0 | 0 | 0
EPA723 CO2 Rate Limit for NG Cofire - ORIS:2367 | 382 | 8054 | Rate Constraint in lbs/MMBtu | FALSE | L | Annual | Allowances Sold CO2 | Thousand Tons | 0 | 0 | 0 | 0 | 0 | 0 | 0
EPA723 CO2 Rate Limit for NG Cofire - ORIS:2367 | 382 | 8054 | Rate Constraint in lbs/MMBtu | FALSE | L | Annual | Allowances Banked | Thousand Tons | 0 | 0 | 0 | 0 | 0 | 0 | 0
EPA723 CO2 Rate Limit for NG Cofire - ORIS:2367 | 382 | 8054 | Rate Constraint in lbs/MMBtu | FALSE | L | Annual | Allowances Withdrawn (1:1) | Thousand Tons | 0 | 0 | 0 | 0 | 0 | 0 | 0
EPA723 CO2 Rate Limit for NG Cofire - ORIS:2367 | 382 | 8054 | Rate Constraint in lbs/MMBtu | FALSE | L | Annual | Allowances Withdrawn (n:1) | Thousand Tons | 0 | 0 | 0 | 0 | 0 | 0 | 0
EPA723 CO2 Rate Limit for NG Cofire - ORIS:2367 | 382 | 8054 | Rate Constraint in lbs/MMBtu | FALSE | L | Annual | Net Emissions Allowance Position | Thousand Tons | 0 | 0 | 0 | 0 | 0 | 0 | 0
EPA723 CO2 Rate Limit for NG Cofire - ORIS:2367 | 382 | 8054 | Rate Constraint in lbs/MMBtu | FALSE | L | Annual | Fuel Consumed | TBtu | 0 | 0 | 0 | 0 | 0 | 0 | 0
EPA723 CO2 Rate Limit for NG Cofire - ORIS:2367 | 382 | 8054 | Rate Constraint in lbs/MMBtu | FALSE | L | Annual | Rate | lb/MMBtu | 0 | 0 | 0 | 0 | 0 | 0 | 0
EPA723 CO2 Rate Limit for NG Cofire - ORIS:2367 | 382 | 8054 | Rate Constraint in lbs/MMBtu | FALSE | L | Annual | Generation | TWh | 0 | 0 | 0 | 0 | 0 | 0 | 0
EPA723 CO2 Rate Limit for NG Cofire - ORIS:2367 | 382 | 8054 | Rate Constraint in lbs/MMBtu | FALSE | L | Annual | Qualifying Generation | TWh | 0 | 0 | 0 | 0 | 0 | 0 | 0
EPA723 CO2 Rate Limit for NG Cofire - ORIS:2367 | 382 | 8054 | Rate Constraint in lbs/MMBtu | FALSE | L | Annual | Rate | lb/MWh | 0 | 0 | 0 | 0 | 0 | 0 | 0
EPA723 CO2 Rate Limit for NG Cofire - ORIS:2367 | 382 | 8054 | Rate Constraint in lbs/MMBtu | FALSE | L | Annual | Constraint Shadow Price | US2022$/Ton | 0 | 758.1423 | 176.4926 | 237.0913 | 208.6971 | 260.4883 | 285.9194
EPA723 CO2 Rate Limit for NG Cofire - ORIS:2442 | 383 | 8055 | Rate Constraint in lbs/MMBtu | FALSE | L | Annual | Seasons Included | Seasons |  | Winter, Spring, Summer, Fall | Winter, Spring, Summer, Fall | Winter, Spring, Summer, Fall | Winter, Spring, Summer, Fall | Winter, Spring, Summer, Fall | Winter, Spring, Summer, Fall
EPA723 CO2 Rate Limit for NG Cofire - ORIS:2442 | 383 | 8055 | Rate Constraint in lbs/MMBtu | FALSE | L | Annual | Standard CO2 | lb/MMBtu | 173.0882 | 173.0882 | 173.0882 | 173.0882 | 173.0882 | 173.0882 | 173.0882
EPA723 CO2 Rate Limit for NG Cofire - ORIS:2442 | 383 | 8055 | Rate Constraint in lbs/MMBtu | FALSE | L | Annual | Emissions at Affected Plants CO2 | Thousand Tons | 0 | 0 | 0 | 0 | 0 | 0 | 0
EPA723 CO2 Rate Limit for NG Cofire - ORIS:2442 | 383 | 8055 | Rate Constraint in lbs/MMBtu | FALSE | L | Annual | Allowances Purchased CO2 | Thousand Tons | 0 | 0 | 0 | 0 | 0 | 0 | 0
EPA723 CO2 Rate Limit for NG Cofire - ORIS:2442 | 383 | 8055 | Rate Constraint in lbs/MMBtu | FALSE | L | Annual | Allowances Sold CO2 | Thousand Tons | 0 | 0 | 0 | 0 | 0 | 0 | 0
EPA723 CO2 Rate Limit for NG Cofire - ORIS:2442 | 383 | 8055 | Rate Constraint in lbs/MMBtu | FALSE | L | Annual | Allowances Banked | Thousand Tons | 0 | 0 | 0 | 0 | 0 | 0 | 0
EPA723 CO2 Rate Limit for NG Cofire - ORIS:2442 | 383 | 8055 | Rate Constraint in lbs/MMBtu | FALSE | L | Annual | Allowances Withdrawn (1:1) | Thousand Tons | 0 | 0 | 0 | 0 | 0 | 0 | 0
EPA723 CO2 Rate Limit for NG Cofire - ORIS:2442 | 383 | 8055 | Rate Constraint in lbs/MMBtu | FALSE | L | Annual | Allowances Withdrawn (n:1) | Thousand Tons | 0 | 0 | 0 | 0 | 0 | 0 | 0
EPA723 CO2 Rate Limit for NG Cofire - ORIS:2442 | 383 | 8055 | Rate Constraint in lbs/MMBtu | FALSE | L | Annual | Net Emissions Allowance Position | Thousand Tons | 0 | 0 | 0 | 0 | 0 | 0 | 0
EPA723 CO2 Rate Limit for NG Cofire - ORIS:2442 | 383 | 8055 | Rate Constraint in lbs/MMBtu | FALSE | L | Annual | Fuel Consumed | TBtu | 0 | 0 | 0 | 0 | 0 | 0 | 0
EPA723 CO2 Rate Limit for NG Cofire - ORIS:2442 | 383 | 8055 | Rate Constraint in lbs/MMBtu | FALSE | L | Annual | Rate | lb/MMBtu | 0 | 0 | 0 | 0 | 0 | 0 | 0
EPA723 CO2 Rate Limit for NG Cofire - ORIS:2442 | 383 | 8055 | Rate Constraint in lbs/MMBtu | FALSE | L | Annual | Generation | TWh | 0 | 0 | 0 | 0 | 0 | 0 | 0
EPA723 CO2 Rate Limit for NG Cofire - ORIS:2442 | 383 | 8055 | Rate Constraint in lbs/MMBtu | FALSE | L | Annual | Qualifying Generation | TWh | 0 | 0 | 0 | 0 | 0 | 0 | 0
EPA723 CO2 Rate Limit for NG Cofire - ORIS:2442 | 383 | 8055 | Rate Constraint in lbs/MMBtu | FALSE | L | Annual | Rate | lb/MWh | 0 | 0 | 0 | 0 | 0 | 0 | 0
EPA723 CO2 Rate Limit for NG Cofire - ORIS:2442 | 383 | 8055 | Rate Constraint in lbs/MMBtu | FALSE | L | Annual | Constraint Shadow Price | US2022$/Ton | 0 | 33.861 | 38.6737 | 643.3186 | 449.8444 | 589.6766 | 131.4824
EPA723 CO2 Rate Limit for NG Cofire - ORIS:2712 | 384 | 8056 | Rate Constraint in lbs/MMBtu | FALSE | L | Annual | Seasons Included | Seasons |  | Winter, Spring, Summer, Fall | Winter, Spring, Summer, Fall | Winter, Spring, Summer, Fall | Winter, Spring, Summer, Fall | Winter, Spring, Summer, Fall | Winter, Spring, Summer, Fall
EPA723 CO2 Rate Limit for NG Cofire - ORIS:2712 | 384 | 8056 | Rate Constraint in lbs/MMBtu | FALSE | L | Annual | Standard CO2 | lb/MMBtu | 174.3522 | 174.3522 | 174.3522 | 174.3522 | 174.3522 | 174.3522 | 174.3522
EPA723 CO2 Rate Limit for NG Cofire - ORIS:2712 | 384 | 8056 | Rate Constraint in lbs/MMBtu | FALSE | L | Annual | Emissions at Affected Plants CO2 | Thousand Tons | 0 | 0 | 0 | 0 | 0 | 0 | 0
EPA723 CO2 Rate Limit for NG Cofire - ORIS:2712 | 384 | 8056 | Rate Constraint in lbs/MMBtu | FALSE | L | Annual | Allowances Purchased CO2 | Thousand Tons | 0 | 0 | 0 | 0 | 0 | 0 | 0
EPA723 CO2 Rate Limit for NG Cofire - ORIS:2712 | 384 | 8056 | Rate Constraint in lbs/MMBtu | FALSE | L | Annual | Allowances Sold CO2 | Thousand Tons | 0 | 0 | 0 | 0 | 0 | 0 | 0
EPA723 CO2 Rate Limit for NG Cofire - ORIS:2712 | 384 | 8056 | Rate Constraint in lbs/MMBtu | FALSE | L | Annual | Allowances Banked | Thousand Tons | 0 | 0 | 0 | 0 | 0 | 0 | 0
EPA723 CO2 Rate Limit for NG Cofire - ORIS:2712 | 384 | 8056 | Rate Constraint in lbs/MMBtu | FALSE | L | Annual | Allowances Withdrawn (1:1) | Thousand Tons | 0 | 0 | 0 | 0 | 0 | 0 | 0
EPA723 CO2 Rate Limit for NG Cofire - ORIS:2712 | 384 | 8056 | Rate Constraint in lbs/MMBtu | FALSE | L | Annual | Allowances Withdrawn (n:1) | Thousand Tons | 0 | 0 | 0 | 0 | 0 | 0 | 0
EPA723 CO2 Rate Limit for NG Cofire - ORIS:2712 | 384 | 8056 | Rate Constraint in lbs/MMBtu | FALSE | L | Annual | Net Emissions Allowance Position | Thousand Tons | 0 | 0 | 0 | 0 | 0 | 0 | 0
EPA723 CO2 Rate Limit for NG Cofire - ORIS:2712 | 384 | 8056 | Rate Constraint in lbs/MMBtu | FALSE | L | Annual | Fuel Consumed | TBtu | 0 | 0 | 0 | 0 | 0 | 0 | 0
EPA723 CO2 Rate Limit for NG Cofire - ORIS:2712 | 384 | 8056 | Rate Constraint in lbs/MMBtu | FALSE | L | Annual | Rate | lb/MMBtu | 0 | 0 | 0 | 0 | 0 | 0 | 0
EPA723 CO2 Rate Limit for NG Cofire - ORIS:2712 | 384 | 8056 | Rate Constraint in lbs/MMBtu | FALSE | L | Annual | Generation | TWh | 0 | 0 | 0 | 0 | 0 | 0 | 0
EPA723 CO2 Rate Limit for NG Cofire - ORIS:2712 | 384 | 8056 | Rate Constraint in lbs/MMBtu | FALSE | L | Annual | Qualifying Generation | TWh | 0 | 0 | 0 | 0 | 0 | 0 | 0
EPA723 CO2 Rate Limit for NG Cofire - ORIS:2712 | 384 | 8056 | Rate Constraint in lbs/MMBtu | FALSE | L | Annual | Rate | lb/MWh | 0 | 0 | 0 | 0 | 0 | 0 | 0
EPA723 CO2 Rate Limit for NG Cofire - ORIS:2712 | 384 | 8056 | Rate Constraint in lbs/MMBtu | FALSE | L | Annual | Constraint Shadow Price | US2022$/Ton | 0 | 58.4896 | 56.9155 | 1640.8577 | 255.2876 | 820.9033 | 288.6386
EPA723 CO2 Rate Limit for NG Cofire - ORIS:2721 | 385 | 8057 | Rate Constraint in lbs/MMBtu | FALSE | L | Annual | Seasons Included | Seasons |  | Winter, Spring, Summer, Fall | Winter, Spring, Summer, Fall | Winter, Spring, Summer, Fall | Winter, Spring, Summer, Fall | Winter, Spring, Summer, Fall | Winter, Spring, Summer, Fall
EPA723 CO2 Rate Limit for NG Cofire - ORIS:2721 | 385 | 8057 | Rate Constraint in lbs/MMBtu | FALSE | L | Annual | Standard CO2 | lb/MMBtu | 174.578 | 174.578 | 174.578 | 174.578 | 174.578 | 174.578 | 174.578
EPA723 CO2 Rate Limit for NG Cofire - ORIS:2721 | 385 | 8057 | Rate Constraint in lbs/MMBtu | FALSE | L | Annual | Emissions at Affected Plants CO2 | Thousand Tons | 0 | 0 | 0 | 0 | 0 | 0 | 0
EPA723 CO2 Rate Limit for NG Cofire - ORIS:2721 | 385 | 8057 | Rate Constraint in lbs/MMBtu | FALSE | L | Annual | Allowances Purchased CO2 | Thousand Tons | 0 | 0 | 0 | 0 | 0 | 0 | 0
EPA723 CO2 Rate Limit for NG Cofire - ORIS:2721 | 385 | 8057 | Rate Constraint in lbs/MMBtu | FALSE | L | Annual | Allowances Sold CO2 | Thousand Tons | 0 | 0 | 0 | 0 | 0 | 0 | 0
EPA723 CO2 Rate Limit for NG Cofire - ORIS:2721 | 385 | 8057 | Rate Constraint in lbs/MMBtu | FALSE | L | Annual | Allowances Banked | Thousand Tons | 0 | 0 | 0 | 0 | 0 | 0 | 0
EPA723 CO2 Rate Limit for NG Cofire - ORIS:2721 | 385 | 8057 | Rate Constraint in lbs/MMBtu | FALSE | L | Annual | Allowances Withdrawn (1:1) | Thousand Tons | 0 | 0 | 0 | 0 | 0 | 0 | 0
EPA723 CO2 Rate Limit for NG Cofire - ORIS:2721 | 385 | 8057 | Rate Constraint in lbs/MMBtu | FALSE | L | Annual | Allowances Withdrawn (n:1) | Thousand Tons | 0 | 0 | 0 | 0 | 0 | 0 | 0
EPA723 CO2 Rate Limit for NG Cofire - ORIS:2721 | 385 | 8057 | Rate Constraint in lbs/MMBtu | FALSE | L | Annual | Net Emissions Allowance Position | Thousand Tons | 0 | 0 | 0 | 0 | 0 | 0 | 0
EPA723 CO2 Rate Limit for NG Cofire - ORIS:2721 | 385 | 8057 | Rate Constraint in lbs/MMBtu | FALSE | L | Annual | Fuel Consumed | TBtu | 0 | 0 | 0 | 0 | 0 | 0 | 0
EPA723 CO2 Rate Limit for NG Cofire - ORIS:2721 | 385 | 8057 | Rate Constraint in lbs/MMBtu | FALSE | L | Annual | Rate | lb/MMBtu | 0 | 0 | 0 | 0 | 0 | 0 | 0
EPA723 CO2 Rate Limit for NG Cofire - ORIS:2721 | 385 | 8057 | Rate Constraint in lbs/MMBtu | FALSE | L | Annual | Generation | TWh | 0 | 0 | 0 | 0 | 0 | 0 | 0
EPA723 CO2 Rate Limit for NG Cofire - ORIS:2721 | 385 | 8057 | Rate Constraint in lbs/MMBtu | FALSE | L | Annual | Qualifying Generation | TWh | 0 | 0 | 0 | 0 | 0 | 0 | 0
EPA723 CO2 Rate Limit for NG Cofire - ORIS:2721 | 385 | 8057 | Rate Constraint in lbs/MMBtu | FALSE | L | Annual | Rate | lb/MWh | 0 | 0 | 0 | 0 | 0 | 0 | 0
EPA723 CO2 Rate Limit for NG Cofire - ORIS:2721 | 385 | 8057 | Rate Constraint in lbs/MMBtu | FALSE | L | Annual | Constraint Shadow Price | US2022$/Ton | 0 | 31.3237 | 39.4434 | 31.5153 | 33.9943 | 49.4577 | 46.2907
EPA723 CO2 Rate Limit for NG Cofire - ORIS:2727 | 386 | 8058 | Rate Constraint in lbs/MMBtu | FALSE | L | Annual | Seasons Included | Seasons |  | Winter, Spring, Summer, Fall | Winter, Spring, Summer, Fall | Winter, Spring, Summer, Fall | Winter, Spring, Summer, Fall | Winter, Spring, Summer, Fall | Winter, Spring, Summer, Fall
EPA723 CO2 Rate Limit for NG Cofire - ORIS:2727 | 386 | 8058 | Rate Constraint in lbs/MMBtu | FALSE | L | Annual | Standard CO2 | lb/MMBtu | 173.6393 | 173.6393 | 173.6393 | 173.6393 | 173.6393 | 173.6393 | 173.6393
EPA723 CO2 Rate Limit for NG Cofire - ORIS:2727 | 386 | 8058 | Rate Constraint in lbs/MMBtu | FALSE | L | Annual | Emissions at Affected Plants CO2 | Thousand Tons | 0 | 0 | 0 | 0 | 0 | 0 | 0
EPA723 CO2 Rate Limit for NG Cofire - ORIS:2727 | 386 | 8058 | Rate Constraint in lbs/MMBtu | FALSE | L | Annual | Allowances Purchased CO2 | Thousand Tons | 0 | 0 | 0 | 0 | 0 | 0 | 0
EPA723 CO2 Rate Limit for NG Cofire - ORIS:2727 | 386 | 8058 | Rate Constraint in lbs/MMBtu | FALSE | L | Annual | Allowances Sold CO2 | Thousand Tons | 0 | 0 | 0 | 0 | 0 | 0 | 0
EPA723 CO2 Rate Limit for NG Cofire - ORIS:2727 | 386 | 8058 | Rate Constraint in lbs/MMBtu | FALSE | L | Annual | Allowances Banked | Thousand Tons | 0 | 0 | 0 | 0 | 0 | 0 | 0
EPA723 CO2 Rate Limit for NG Cofire - ORIS:2727 | 386 | 8058 | Rate Constraint in lbs/MMBtu | FALSE | L | Annual | Allowances Withdrawn (1:1) | Thousand Tons | 0 | 0 | 0 | 0 | 0 | 0 | 0
EPA723 CO2 Rate Limit for NG Cofire - ORIS:2727 | 386 | 8058 | Rate Constraint in lbs/MMBtu | FALSE | L | Annual | Allowances Withdrawn (n:1) | Thousand Tons | 0 | 0 | 0 | 0 | 0 | 0 | 0
EPA723 CO2 Rate Limit for NG Cofire - ORIS:2727 | 386 | 8058 | Rate Constraint in lbs/MMBtu | FALSE | L | Annual | Net Emissions Allowance Position | Thousand Tons | 0 | 0 | 0 | 0 | 0 | 0 | 0
EPA723 CO2 Rate Limit for NG Cofire - ORIS:2727 | 386 | 8058 | Rate Constraint in lbs/MMBtu | FALSE | L | Annual | Fuel Consumed | TBtu | 0 | 0 | 0 | 0 | 0 | 0 | 0
EPA723 CO2 Rate Limit for NG Cofire - ORIS:2727 | 386 | 8058 | Rate Constraint in lbs/MMBtu | FALSE | L | Annual | Rate | lb/MMBtu | 0 | 0 | 0 | 0 | 0 | 0 | 0
EPA723 CO2 Rate Limit for NG Cofire - ORIS:2727 | 386 | 8058 | Rate Constraint in lbs/MMBtu | FALSE | L | Annual | Generation | TWh | 0 | 0 | 0 | 0 | 0 | 0 | 0
EPA723 CO2 Rate Limit for NG Cofire - ORIS:2727 | 386 | 8058 | Rate Constraint in lbs/MMBtu | FALSE | L | Annual | Qualifying Generation | TWh | 0 | 0 | 0 | 0 | 0 | 0 | 0
EPA723 CO2 Rate Limit for NG Cofire - ORIS:2727 | 386 | 8058 | Rate Constraint in lbs/MMBtu | FALSE | L | Annual | Rate | lb/MWh | 0 | 0 | 0 | 0 | 0 | 0 | 0
EPA723 CO2 Rate Limit for NG Cofire - ORIS:2727 | 386 | 8058 | Rate Constraint in lbs/MMBtu | FALSE | L | Annual | Constraint Shadow Price | US2022$/Ton | 0 | 36.811 | 56.0976 | 1601.091 | 855.4452 | 929.8614 | 292.7817
EPA723 CO2 Rate Limit for NG Cofire - ORIS:2817 | 387 | 8059 | Rate Constraint in lbs/MMBtu | FALSE | L | Annual | Seasons Included | Seasons |  | Winter, Spring, Summer, Fall | Winter, Spring, Summer, Fall | Winter, Spring, Summer, Fall | Winter, Spring, Summer, Fall | Winter, Spring, Summer, Fall | Winter, Spring, Summer, Fall
EPA723 CO2 Rate Limit for NG Cofire - ORIS:2817 | 387 | 8059 | Rate Constraint in lbs/MMBtu | FALSE | L | Annual | Standard CO2 | lb/MMBtu | 179.4644 | 179.4644 | 179.4644 | 179.4644 | 179.4644 | 179.4644 | 179.4644
EPA723 CO2 Rate Limit for NG Cofire - ORIS:2817 | 387 | 8059 | Rate Constraint in lbs/MMBtu | FALSE | L | Annual | Emissions at Affected Plants CO2 | Thousand Tons | 0 | 0 | 0 | 0 | 0 | 0 | 0
EPA723 CO2 Rate Limit for NG Cofire - ORIS:2817 | 387 | 8059 | Rate Constraint in lbs/MMBtu | FALSE | L | Annual | Allowances Purchased CO2 | Thousand Tons | 0 | 0 | 0 | 0 | 0 | 0 | 0
EPA723 CO2 Rate Limit for NG Cofire - ORIS:2817 | 387 | 8059 | Rate Constraint in lbs/MMBtu | FALSE | L | Annual | Allowances Sold CO2 | Thousand Tons | 0 | 0 | 0 | 0 | 0 | 0 | 0
EPA723 CO2 Rate Limit for NG Cofire - ORIS:2817 | 387 | 8059 | Rate Constraint in lbs/MMBtu | FALSE | L | Annual | Allowances Banked | Thousand Tons | 0 | 0 | 0 | 0 | 0 | 0 | 0
EPA723 CO2 Rate Limit for NG Cofire - ORIS:2817 | 387 | 8059 | Rate Constraint in lbs/MMBtu | FALSE | L | Annual | Allowances Withdrawn (1:1) | Thousand Tons | 0 | 0 | 0 | 0 | 0 | 0 | 0
EPA723 CO2 Rate Limit for NG Cofire - ORIS:2817 | 387 | 8059 | Rate Constraint in lbs/MMBtu | FALSE | L | Annual | Allowances Withdrawn (n:1) | Thousand Tons | 0 | 0 | 0 | 0 | 0 | 0 | 0
EPA723 CO2 Rate Limit for NG Cofire - ORIS:2817 | 387 | 8059 | Rate Constraint in lbs/MMBtu | FALSE | L | Annual | Net Emissions Allowance Position | Thousand Tons | 0 | 0 | 0 | 0 | 0 | 0 | 0
EPA723 CO2 Rate Limit for NG Cofire - ORIS:2817 | 387 | 8059 | Rate Constraint in lbs/MMBtu | FALSE | L | Annual | Fuel Consumed | TBtu | 0 | 0 | 0 | 0 | 0 | 0 | 0
EPA723 CO2 Rate Limit for NG Cofire - ORIS:2817 | 387 | 8059 | Rate Constraint in lbs/MMBtu | FALSE | L | Annual | Rate | lb/MMBtu | 0 | 0 | 0 | 0 | 0 | 0 | 0
EPA723 CO2 Rate Limit for NG Cofire - ORIS:2817 | 387 | 8059 | Rate Constraint in lbs/MMBtu | FALSE | L | Annual | Generation | TWh | 0 | 0 | 0 | 0 | 0 | 0 | 0
EPA723 CO2 Rate Limit for NG Cofire - ORIS:2817 | 387 | 8059 | Rate Constraint in lbs/MMBtu | FALSE | L | Annual | Qualifying Generation | TWh | 0 | 0 | 0 | 0 | 0 | 0 | 0
EPA723 CO2 Rate Limit for NG Cofire - ORIS:2817 | 387 | 8059 | Rate Constraint in lbs/MMBtu | FALSE | L | Annual | Rate | lb/MWh | 0 | 0 | 0 | 0 | 0 | 0 | 0
EPA723 CO2 Rate Limit for NG Cofire - ORIS:2817 | 387 | 8059 | Rate Constraint in lbs/MMBtu | FALSE | L | Annual | Constraint Shadow Price | US2022$/Ton | 0 | 34.6669 | 97.7344 | 689.6237 | 5.6689 | 57.188 | 81.1755
EPA723 CO2 Rate Limit for NG Cofire - ORIS:2823 | 388 | 8060 | Rate Constraint in lbs/MMBtu | FALSE | L | Annual | Seasons Included | Seasons |  | Winter, Spring, Summer, Fall | Winter, Spring, Summer, Fall | Winter, Spring, Summer, Fall | Winter, Spring, Summer, Fall | Winter, Spring, Summer, Fall | Winter, Spring, Summer, Fall
EPA723 CO2 Rate Limit for NG Cofire - ORIS:2823 | 388 | 8060 | Rate Constraint in lbs/MMBtu | FALSE | L | Annual | Standard CO2 | lb/MMBtu | 177.7296 | 177.7296 | 177.7296 | 177.7296 | 177.7296 | 177.7296 | 177.7296
EPA723 CO2 Rate Limit for NG Cofire - ORIS:2823 | 388 | 8060 | Rate Constraint in lbs/MMBtu | FALSE | L | Annual | Emissions at Affected Plants CO2 | Thousand Tons | 0 | 0 | 0 | 0 | 0 | 0 | 0
EPA723 CO2 Rate Limit for NG Cofire - ORIS:2823 | 388 | 8060 | Rate Constraint in lbs/MMBtu | FALSE | L | Annual | Allowances Purchased CO2 | Thousand Tons | 0 | 0 | 0 | 0 | 0 | 0 | 0
EPA723 CO2 Rate Limit for NG Cofire - ORIS:2823 | 388 | 8060 | Rate Constraint in lbs/MMBtu | FALSE | L | Annual | Allowances Sold CO2 | Thousand Tons | 0 | 0 | 0 | 0 | 0 | 0 | 0
EPA723 CO2 Rate Limit for NG Cofire - ORIS:2823 | 388 | 8060 | Rate Constraint in lbs/MMBtu | FALSE | L | Annual | Allowances Banked | Thousand Tons | 0 | 0 | 0 | 0 | 0 | 0 | 0
EPA723 CO2 Rate Limit for NG Cofire - ORIS:2823 | 388 | 8060 | Rate Constraint in lbs/MMBtu | FALSE | L | Annual | Allowances Withdrawn (1:1) | Thousand Tons | 0 | 0 | 0 | 0 | 0 | 0 | 0
EPA723 CO2 Rate Limit for NG Cofire - ORIS:2823 | 388 | 8060 | Rate Constraint in lbs/MMBtu | FALSE | L | Annual | Allowances Withdrawn (n:1) | Thousand Tons | 0 | 0 | 0 | 0 | 0 | 0 | 0
EPA723 CO2 Rate Limit for NG Cofire - ORIS:2823 | 388 | 8060 | Rate Constraint in lbs/MMBtu | FALSE | L | Annual | Net Emissions Allowance Position | Thousand Tons | 0 | 0 | 0 | 0 | 0 | 0 | 0
EPA723 CO2 Rate Limit for NG Cofire - ORIS:2823 | 388 | 8060 | Rate Constraint in lbs/MMBtu | FALSE | L | Annual | Fuel Consumed | TBtu | 0 | 0 | 0 | 0 | 0 | 0 | 0
EPA723 CO2 Rate Limit for NG Cofire - ORIS:2823 | 388 | 8060 | Rate Constraint in lbs/MMBtu | FALSE | L | Annual | Rate | lb/MMBtu | 0 | 0 | 0 | 0 | 0 | 0 | 0
EPA723 CO2 Rate Limit for NG Cofire - ORIS:2823 | 388 | 8060 | Rate Constraint in lbs/MMBtu | FALSE | L | Annual | Generation | TWh | 0 | 0 | 0 | 0 | 0 | 0 | 0
EPA723 CO2 Rate Limit for NG Cofire - ORIS:2823 | 388 | 8060 | Rate Constraint in lbs/MMBtu | FALSE | L | Annual | Qualifying Generation | TWh | 0 | 0 | 0 | 0 | 0 | 0 | 0
EPA723 CO2 Rate Limit for NG Cofire - ORIS:2823 | 388 | 8060 | Rate Constraint in lbs/MMBtu | FALSE | L | Annual | Rate | lb/MWh | 0 | 0 | 0 | 0 | 0 | 0 | 0
EPA723 CO2 Rate Limit for NG Cofire - ORIS:2823 | 388 | 8060 | Rate Constraint in lbs/MMBtu | FALSE | L | Annual | Constraint Shadow Price | US2022$/Ton | 0 | 123.7965 | 64.5684 | 14.0883 | 9.0792 | 61.3921 | 74.4998
EPA723 CO2 Rate Limit for NG Cofire - ORIS:2828 | 389 | 8061 | Rate Constraint in lbs/MMBtu | FALSE | L | Annual | Seasons Included | Seasons |  | Winter, Spring, Summer, Fall | Winter, Spring, Summer, Fall | Winter, Spring, Summer, Fall | Winter, Spring, Summer, Fall | Winter, Spring, Summer, Fall | Winter, Spring, Summer, Fall
EPA723 CO2 Rate Limit for NG Cofire - ORIS:2828 | 389 | 8061 | Rate Constraint in lbs/MMBtu | FALSE | L | Annual | Standard CO2 | lb/MMBtu | 174.8101 | 174.8101 | 174.8101 | 174.8101 | 174.8101 | 174.8101 | 174.8101
EPA723 CO2 Rate Limit for NG Cofire - ORIS:2828 | 389 | 8061 | Rate Constraint in lbs/MMBtu | FALSE | L | Annual | Emissions at Affected Plants CO2 | Thousand Tons | 0 | 0 | 0 | 0 | 0 | 0 | 0
EPA723 CO2 Rate Limit for NG Cofire - ORIS:2828 | 389 | 8061 | Rate Constraint in lbs/MMBtu | FALSE | L | Annual | Allowances Purchased CO2 | Thousand Tons | 0 | 0 | 0 | 0 | 0 | 0 | 0
EPA723 CO2 Rate Limit for NG Cofire - ORIS:2828 | 389 | 8061 | Rate Constraint in lbs/MMBtu | FALSE | L | Annual | Allowances Sold CO2 | Thousand Tons | 0 | 0 | 0 | 0 | 0 | 0 | 0
EPA723 CO2 Rate Limit for NG Cofire - ORIS:2828 | 389 | 8061 | Rate Constraint in lbs/MMBtu | FALSE | L | Annual | Allowances Banked | Thousand Tons | 0 | 0 | 0 | 0 | 0 | 0 | 0
EPA723 CO2 Rate Limit for NG Cofire - ORIS:2828 | 389 | 8061 | Rate Constraint in lbs/MMBtu | FALSE | L | Annual | Allowances Withdrawn (1:1) | Thousand Tons | 0 | 0 | 0 | 0 | 0 | 0 | 0
EPA723 CO2 Rate Limit for NG Cofire - ORIS:2828 | 389 | 8061 | Rate Constraint in lbs/MMBtu | FALSE | L | Annual | Allowances Withdrawn (n:1) | Thousand Tons | 0 | 0 | 0 | 0 | 0 | 0 | 0
EPA723 CO2 Rate Limit for NG Cofire - ORIS:2828 | 389 | 8061 | Rate Constraint in lbs/MMBtu | FALSE | L | Annual | Net Emissions Allowance Position | Thousand Tons | 0 | 0 | 0 | 0 | 0 | 0 | 0
EPA723 CO2 Rate Limit for NG Cofire - ORIS:2828 | 389 | 8061 | Rate Constraint in lbs/MMBtu | FALSE | L | Annual | Fuel Consumed | TBtu | 0 | 0 | 0 | 0 | 0 | 0 | 0
EPA723 CO2 Rate Limit for NG Cofire - ORIS:2828 | 389 | 8061 | Rate Constraint in lbs/MMBtu | FALSE | L | Annual | Rate | lb/MMBtu | 0 | 0 | 0 | 0 | 0 | 0 | 0
EPA723 CO2 Rate Limit for NG Cofire - ORIS:2828 | 389 | 8061 | Rate Constraint in lbs/MMBtu | FALSE | L | Annual | Generation | TWh | 0 | 0 | 0 | 0 | 0 | 0 | 0
EPA723 CO2 Rate Limit for NG Cofire - ORIS:2828 | 389 | 8061 | Rate Constraint in lbs/MMBtu | FALSE | L | Annual | Qualifying Generation | TWh | 0 | 0 | 0 | 0 | 0 | 0 | 0
EPA723 CO2 Rate Limit for NG Cofire - ORIS:2828 | 389 | 8061 | Rate Constraint in lbs/MMBtu | FALSE | L | Annual | Rate | lb/MWh | 0 | 0 | 0 | 0 | 0 | 0 | 0
EPA723 CO2 Rate Limit for NG Cofire - ORIS:2828 | 389 | 8061 | Rate Constraint in lbs/MMBtu | FALSE | L | Annual | Constraint Shadow Price | US2022$/Ton | 0 | 72.155 | 91.4383 | 25.3309 | 20.8696 | 344.9427 | 145.0175
EPA723 CO2 Rate Limit for NG Cofire - ORIS:2876 | 390 | 8062 | Rate Constraint in lbs/MMBtu | FALSE | L | Annual | Seasons Included | Seasons |  | Winter, Spring, Summer, Fall | Winter, Spring, Summer, Fall | Winter, Spring, Summer, Fall | Winter, Spring, Summer, Fall | Winter, Spring, Summer, Fall | Winter, Spring, Summer, Fall
EPA723 CO2 Rate Limit for NG Cofire - ORIS:2876 | 390 | 8062 | Rate Constraint in lbs/MMBtu | FALSE | L | Annual | Standard CO2 | lb/MMBtu | 180.5389 | 180.5389 | 180.5389 | 180.5389 | 180.5389 | 180.5389 | 180.5389
EPA723 CO2 Rate Limit for NG Cofire - ORIS:2876 | 390 | 8062 | Rate Constraint in lbs/MMBtu | FALSE | L | Annual | Emissions at Affected Plants CO2 | Thousand Tons | 0 | 0 | 0 | 0 | 0 | 0 | 0
EPA723 CO2 Rate Limit for NG Cofire - ORIS:2876 | 390 | 8062 | Rate Constraint in lbs/MMBtu | FALSE | L | Annual | Allowances Purchased CO2 | Thousand Tons | 0 | 0 | 0 | 0 | 0 | 0 | 0
EPA723 CO2 Rate Limit for NG Cofire - ORIS:2876 | 390 | 8062 | Rate Constraint in lbs/MMBtu | FALSE | L | Annual | Allowances Sold CO2 | Thousand Tons | 0 | 0 | 0 | 0 | 0 | 0 | 0
EPA723 CO2 Rate Limit for NG Cofire - ORIS:2876 | 390 | 8062 | Rate Constraint in lbs/MMBtu | FALSE | L | Annual | Allowances Banked | Thousand Tons | 0 | 0 | 0 | 0 | 0 | 0 | 0
EPA723 CO2 Rate Limit for NG Cofire - ORIS:2876 | 390 | 8062 | Rate Constraint in lbs/MMBtu | FALSE | L | Annual | Allowances Withdrawn (1:1) | Thousand Tons | 0 | 0 | 0 | 0 | 0 | 0 | 0
EPA723 CO2 Rate Limit for NG Cofire - ORIS:2876 | 390 | 8062 | Rate Constraint in lbs/MMBtu | FALSE | L | Annual | Allowances Withdrawn (n:1) | Thousand Tons | 0 | 0 | 0 | 0 | 0 | 0 | 0
EPA723 CO2 Rate Limit for NG Cofire - ORIS:2876 | 390 | 8062 | Rate Constraint in lbs/MMBtu | FALSE | L | Annual | Net Emissions Allowance Position | Thousand Tons | 0 | 0 | 0 | 0 | 0 | 0 | 0
EPA723 CO2 Rate Limit for NG Cofire - ORIS:2876 | 390 | 8062 | Rate Constraint in lbs/MMBtu | FALSE | L | Annual | Fuel Consumed | TBtu | 0 | 0 | 0 | 0 | 0 | 0 | 0
EPA723 CO2 Rate Limit for NG Cofire - ORIS:2876 | 390 | 8062 | Rate Constraint in lbs/MMBtu | FALSE | L | Annual | Rate | lb/MMBtu | 0 | 0 | 0 | 0 | 0 | 0 | 0
EPA723 CO2 Rate Limit for NG Cofire - ORIS:2876 | 390 | 8062 | Rate Constraint in lbs/MMBtu | FALSE | L | Annual | Generation | TWh | 0 | 0 | 0 | 0 | 0 | 0 | 0
EPA723 CO2 Rate Limit for NG Cofire - ORIS:2876 | 390 | 8062 | Rate Constraint in lbs/MMBtu | FALSE | L | Annual | Qualifying Generation | TWh | 0 | 0 | 0 | 0 | 0 | 0 | 0
EPA723 CO2 Rate Limit for NG Cofire - ORIS:2876 | 390 | 8062 | Rate Constraint in lbs/MMBtu | FALSE | L | Annual | Rate | lb/MWh | 0 | 0 | 0 | 0 | 0 | 0 | 0
EPA723 CO2 Rate Limit for NG Cofire - ORIS:2876 | 390 | 8062 | Rate Constraint in lbs/MMBtu | FALSE | L | Annual | Constraint Shadow Price | US2022$/Ton | 0 | 35.8396 | 41.5002 | 15.9415 | 10.6664 | 385.3595 | 144.4909
EPA723 CO2 Rate Limit for NG Cofire - ORIS:2878 | 391 | 8063 | Rate Constraint in lbs/MMBtu | FALSE | L | Annual | Seasons Included | Seasons |  | Winter, Spring, Summer, Fall | Winter, Spring, Summer, Fall | Winter, Spring, Summer, Fall | Winter, Spring, Summer, Fall | Winter, Spring, Summer, Fall | Winter, Spring, Summer, Fall
EPA723 CO2 Rate Limit for NG Cofire - ORIS:2878 | 391 | 8063 | Rate Constraint in lbs/MMBtu | FALSE | L | Annual | Standard CO2 | lb/MMBtu | 181.91 | 181.91 | 181.91 | 181.91 | 181.91 | 181.91 | 181.91
EPA723 CO2 Rate Limit for NG Cofire - ORIS:2878 | 391 | 8063 | Rate Constraint in lbs/MMBtu | FALSE | L | Annual | Emissions at Affected Plants CO2 | Thousand Tons | 0 | 0 | 0 | 0 | 0 | 0 | 0
EPA723 CO2 Rate Limit for NG Cofire - ORIS:2878 | 391 | 8063 | Rate Constraint in lbs/MMBtu | FALSE | L | Annual | Allowances Purchased CO2 | Thousand Tons | 0 | 0 | 0 | 0 | 0 | 0 | 0
EPA723 CO2 Rate Limit for NG Cofire - ORIS:2878 | 391 | 8063 | Rate Constraint in lbs/MMBtu | FALSE | L | Annual | Allowances Sold CO2 | Thousand Tons | 0 | 0 | 0 | 0 | 0 | 0 | 0
EPA723 CO2 Rate Limit for NG Cofire - ORIS:2878 | 391 | 8063 | Rate Constraint in lbs/MMBtu | FALSE | L | Annual | Allowances Banked | Thousand Tons | 0 | 0 | 0 | 0 | 0 | 0 | 0
EPA723 CO2 Rate Limit for NG Cofire - ORIS:2878 | 391 | 8063 | Rate Constraint in lbs/MMBtu | FALSE | L | Annual | Allowances Withdrawn (1:1) | Thousand Tons | 0 | 0 | 0 | 0 | 0 | 0 | 0
EPA723 CO2 Rate Limit for NG Cofire - ORIS:2878 | 391 | 8063 | Rate Constraint in lbs/MMBtu | FALSE | L | Annual | Allowances Withdrawn (n:1) | Thousand Tons | 0 | 0 | 0 | 0 | 0 | 0 | 0
EPA723 CO2 Rate Limit for NG Cofire - ORIS:2878 | 391 | 8063 | Rate Constraint in lbs/MMBtu | FALSE | L | Annual | Net Emissions Allowance Position | Thousand Tons | 0 | 0 | 0 | 0 | 0 | 0 | 0
EPA723 CO2 Rate Limit for NG Cofire - ORIS:2878 | 391 | 8063 | Rate Constraint in lbs/MMBtu | FALSE | L | Annual | Fuel Consumed | TBtu | 0 | 0 | 0 | 0 | 0 | 0 | 0
EPA723 CO2 Rate Limit for NG Cofire - ORIS:2878 | 391 | 8063 | Rate Constraint in lbs/MMBtu | FALSE | L | Annual | Rate | lb/MMBtu | 0 | 0 | 0 | 0 | 0 | 0 | 0
EPA723 CO2 Rate Limit for NG Cofire - ORIS:2878 | 391 | 8063 | Rate Constraint in lbs/MMBtu | FALSE | L | Annual | Generation | TWh | 0 | 0 | 0 | 0 | 0 | 0 | 0
EPA723 CO2 Rate Limit for NG Cofire - ORIS:2878 | 391 | 8063 | Rate Constraint in lbs/MMBtu | FALSE | L | Annual | Qualifying Generation | TWh | 0 | 0 | 0 | 0 | 0 | 0 | 0
EPA723 CO2 Rate Limit for NG Cofire - ORIS:2878 | 391 | 8063 | Rate Constraint in lbs/MMBtu | FALSE | L | Annual | Rate | lb/MWh | 0 | 0 | 0 | 0 | 0 | 0 | 0
EPA723 CO2 Rate Limit for NG Cofire - ORIS:2878 | 391 | 8063 | Rate Constraint in lbs/MMBtu | FALSE | L | Annual | Constraint Shadow Price | US2022$/Ton | 0 | 39.9733 | 44.6811 | 8.3973 | 7.6188 | 50.7956 | 46.8165
EPA723 CO2 Rate Limit for NG Cofire - ORIS:2952 | 392 | 8064 | Rate Constraint in lbs/MMBtu | FALSE | L | Annual | Seasons Included | Seasons |  | Winter, Spring, Summer, Fall | Winter, Spring, Summer, Fall | Winter, Spring, Summer, Fall | Winter, Spring, Summer, Fall | Winter, Spring, Summer, Fall | Winter, Spring, Summer, Fall
EPA723 CO2 Rate Limit for NG Cofire - ORIS:2952 | 392 | 8064 | Rate Constraint in lbs/MMBtu | FALSE | L | Annual | Standard CO2 | lb/MMBtu | 175.772 | 175.772 | 175.772 | 175.772 | 175.772 | 175.772 | 175.772
EPA723 CO2 Rate Limit for NG Cofire - ORIS:2952 | 392 | 8064 | Rate Constraint in lbs/MMBtu | FALSE | L | Annual | Emissions at Affected Plants CO2 | Thousand Tons | 0 | 0 | 0 | 0 | 0 | 0 | 0
EPA723 CO2 Rate Limit for NG Cofire - ORIS:2952 | 392 | 8064 | Rate Constraint in lbs/MMBtu | FALSE | L | Annual | Allowances Purchased CO2 | Thousand Tons | 0 | 0 | 0 | 0 | 0 | 0 | 0
EPA723 CO2 Rate Limit for NG Cofire - ORIS:2952 | 392 | 8064 | Rate Constraint in lbs/MMBtu | FALSE | L | Annual | Allowances Sold CO2 | Thousand Tons | 0 | 0 | 0 | 0 | 0 | 0 | 0
EPA723 CO2 Rate Limit for NG Cofire - ORIS:2952 | 392 | 8064 | Rate Constraint in lbs/MMBtu | FALSE | L | Annual | Allowances Banked | Thousand Tons | 0 | 0 | 0 | 0 | 0 | 0 | 0
EPA723 CO2 Rate Limit for NG Cofire - ORIS:2952 | 392 | 8064 | Rate Constraint in lbs/MMBtu | FALSE | L | Annual | Allowances Withdrawn (1:1) | Thousand Tons | 0 | 0 | 0 | 0 | 0 | 0 | 0
EPA723 CO2 Rate Limit for NG Cofire - ORIS:2952 | 392 | 8064 | Rate Constraint in lbs/MMBtu | FALSE | L | Annual | Allowances Withdrawn (n:1) | Thousand Tons | 0 | 0 | 0 | 0 | 0 | 0 | 0
EPA723 CO2 Rate Limit for NG Cofire - ORIS:2952 | 392 | 8064 | Rate Constraint in lbs/MMBtu | FALSE | L | Annual | Net Emissions Allowance Position | Thousand Tons | 0 | 0 | 0 | 0 | 0 | 0 | 0
EPA723 CO2 Rate Limit for NG Cofire - ORIS:2952 | 392 | 8064 | Rate Constraint in lbs/MMBtu | FALSE | L | Annual | Fuel Consumed | TBtu | 0 | 0 | 0 | 0 | 0 | 0 | 0
EPA723 CO2 Rate Limit for NG Cofire - ORIS:2952 | 392 | 8064 | Rate Constraint in lbs/MMBtu | FALSE | L | Annual | Rate | lb/MMBtu | 0 | 0 | 0 | 0 | 0 | 0 | 0
EPA723 CO2 Rate Limit for NG Cofire - ORIS:2952 | 392 | 8064 | Rate Constraint in lbs/MMBtu | FALSE | L | Annual | Generation | TWh | 0 | 0 | 0 | 0 | 0 | 0 | 0
EPA723 CO2 Rate Limit for NG Cofire - ORIS:2952 | 392 | 8064 | Rate Constraint in lbs/MMBtu | FALSE | L | Annual | Qualifying Generation | TWh | 0 | 0 | 0 | 0 | 0 | 0 | 0
EPA723 CO2 Rate Limit for NG Cofire - ORIS:2952 | 392 | 8064 | Rate Constraint in lbs/MMBtu | FALSE | L | Annual | Rate | lb/MWh | 0 | 0 | 0 | 0 | 0 | 0 | 0
EPA723 CO2 Rate Limit for NG Cofire - ORIS:2952 | 392 | 8064 | Rate Constraint in lbs/MMBtu | FALSE | L | Annual | Constraint Shadow Price | US2022$/Ton | 0 | 112.631 | 47.9057 | 511.0237 | 201.5967 | 301.8954 | 64.6581
EPA723 CO2 Rate Limit for NG Cofire - ORIS:3 | 393 | 8021 | Rate Constraint in lbs/MMBtu | FALSE | L | Annual | Seasons Included | Seasons |  | Winter, Spring, Summer, Fall | Winter, Spring, Summer, Fall | Winter, Spring, Summer, Fall | Winter, Spring, Summer, Fall | Winter, Spring, Summer, Fall | Winter, Spring, Summer, Fall
EPA723 CO2 Rate Limit for NG Cofire - ORIS:3 | 393 | 8021 | Rate Constraint in lbs/MMBtu | FALSE | L | Annual | Standard CO2 | lb/MMBtu | 174.8101 | 174.8101 | 174.8101 | 174.8101 | 174.8101 | 174.8101 | 174.8101
EPA723 CO2 Rate Limit for NG Cofire - ORIS:3 | 393 | 8021 | Rate Constraint in lbs/MMBtu | FALSE | L | Annual | Emissions at Affected Plants CO2 | Thousand Tons | 0 | 0 | 0 | 0 | 0 | 0 | 0
EPA723 CO2 Rate Limit for NG Cofire - ORIS:3 | 393 | 8021 | Rate Constraint in lbs/MMBtu | FALSE | L | Annual | Allowances Purchased CO2 | Thousand Tons | 0 | 0 | 0 | 0 | 0 | 0 | 0
EPA723 CO2 Rate Limit for NG Cofire - ORIS:3 | 393 | 8021 | Rate Constraint in lbs/MMBtu | FALSE | L | Annual | Allowances Sold CO2 | Thousand Tons | 0 | 0 | 0 | 0 | 0 | 0 | 0
EPA723 CO2 Rate Limit for NG Cofire - ORIS:3 | 393 | 8021 | Rate Constraint in lbs/MMBtu | FALSE | L | Annual | Allowances Banked | Thousand Tons | 0 | 0 | 0 | 0 | 0 | 0 | 0
EPA723 CO2 Rate Limit for NG Cofire - ORIS:3 | 393 | 8021 | Rate Constraint in lbs/MMBtu | FALSE | L | Annual | Allowances Withdrawn (1:1) | Thousand Tons | 0 | 0 | 0 | 0 | 0 | 0 | 0
EPA723 CO2 Rate Limit for NG Cofire - ORIS:3 | 393 | 8021 | Rate Constraint in lbs/MMBtu | FALSE | L | Annual | Allowances Withdrawn (n:1) | Thousand Tons | 0 | 0 | 0 | 0 | 0 | 0 | 0
EPA723 CO2 Rate Limit for NG Cofire - ORIS:3 | 393 | 8021 | Rate Constraint in lbs/MMBtu | FALSE | L | Annual | Net Emissions Allowance Position | Thousand Tons | 0 | 0 | 0 | 0 | 0 | 0 | 0
EPA723 CO2 Rate Limit for NG Cofire - ORIS:3 | 393 | 8021 | Rate Constraint in lbs/MMBtu | FALSE | L | Annual | Fuel Consumed | TBtu | 0 | 0 | 0 | 0 | 0 | 0 | 0
EPA723 CO2 Rate Limit for NG Cofire - ORIS:3 | 393 | 8021 | Rate Constraint in lbs/MMBtu | FALSE | L | Annual | Rate | lb/MMBtu | 0 | 0 | 0 | 0 | 0 | 0 | 0
EPA723 CO2 Rate Limit for NG Cofire - ORIS:3 | 393 | 8021 | Rate Constraint in lbs/MMBtu | FALSE | L | Annual | Generation | TWh | 0 | 0 | 0 | 0 | 0 | 0 | 0
EPA723 CO2 Rate Limit for NG Cofire - ORIS:3 | 393 | 8021 | Rate Constraint in lbs/MMBtu | FALSE | L | Annual | Qualifying Generation | TWh | 0 | 0 | 0 | 0 | 0 | 0 | 0
EPA723 CO2 Rate Limit for NG Cofire - ORIS:3 | 393 | 8021 | Rate Constraint in lbs/MMBtu | FALSE | L | Annual | Rate | lb/MWh | 0 | 0 | 0 | 0 | 0 | 0 | 0
EPA723 CO2 Rate Limit for NG Cofire - ORIS:3 | 393 | 8021 | Rate Constraint in lbs/MMBtu | FALSE | L | Annual | Constraint Shadow Price | US2022$/Ton | 0 | 36.1077 | 79.5413 | 28.8143 | 0.54988 | 46.1043 | 77.2642
EPA723 CO2 Rate Limit for NG Cofire - ORIS:3130 | 394 | 8065 | Rate Constraint in lbs/MMBtu | FALSE | L | Annual | Seasons Included | Seasons |  | Winter, Spring, Summer, Fall | Winter, Spring, Summer, Fall | Winter, Spring, Summer, Fall | Winter, Spring, Summer, Fall | Winter, Spring, Summer, Fall | Winter, Spring, Summer, Fall
EPA723 CO2 Rate Limit for NG Cofire - ORIS:3130 | 394 | 8065 | Rate Constraint in lbs/MMBtu | FALSE | L | Annual | Standard CO2 | lb/MMBtu | 169.652 | 169.652 | 169.652 | 169.652 | 169.652 | 169.652 | 169.652
EPA723 CO2 Rate Limit for NG Cofire - ORIS:3130 | 394 | 8065 | Rate Constraint in lbs/MMBtu | FALSE | L | Annual | Emissions at Affected Plants CO2 | Thousand Tons | 0 | 0 | 0 | 0 | 0 | 0 | 0
EPA723 CO2 Rate Limit for NG Cofire - ORIS:3130 | 394 | 8065 | Rate Constraint in lbs/MMBtu | FALSE | L | Annual | Allowances Purchased CO2 | Thousand Tons | 0 | 0 | 0 | 0 | 0 | 0 | 0
EPA723 CO2 Rate Limit for NG Cofire - ORIS:3130 | 394 | 8065 | Rate Constraint in lbs/MMBtu | FALSE | L | Annual | Allowances Sold CO2 | Thousand Tons | 0 | 0 | 0 | 0 | 0 | 0 | 0
EPA723 CO2 Rate Limit for NG Cofire - ORIS:3130 | 394 | 8065 | Rate Constraint in lbs/MMBtu | FALSE | L | Annual | Allowances Banked | Thousand Tons | 0 | 0 | 0 | 0 | 0 | 0 | 0
EPA723 CO2 Rate Limit for NG Cofire - ORIS:3130 | 394 | 8065 | Rate Constraint in lbs/MMBtu | FALSE | L | Annual | Allowances Withdrawn (1:1) | Thousand Tons | 0 | 0 | 0 | 0 | 0 | 0 | 0
EPA723 CO2 Rate Limit for NG Cofire - ORIS:3130 | 394 | 8065 | Rate Constraint in lbs/MMBtu | FALSE | L | Annual | Allowances Withdrawn (n:1) | Thousand Tons | 0 | 0 | 0 | 0 | 0 | 0 | 0
EPA723 CO2 Rate Limit for NG Cofire - ORIS:3130 | 394 | 8065 | Rate Constraint in lbs/MMBtu | FALSE | L | Annual | Net Emissions Allowance Position | Thousand Tons | 0 | 0 | 0 | 0 | 0 | 0 | 0
EPA723 CO2 Rate Limit for NG Cofire - ORIS:3130 | 394 | 8065 | Rate Constraint in lbs/MMBtu | FALSE | L | Annual | Fuel Consumed | TBtu | 0 | 0 | 0 | 0 | 0 | 0 | 0
EPA723 CO2 Rate Limit for NG Cofire - ORIS:3130 | 394 | 8065 | Rate Constraint in lbs/MMBtu | FALSE | L | Annual | Rate | lb/MMBtu | 0 | 0 | 0 | 0 | 0 | 0 | 0
EPA723 CO2 Rate Limit for NG Cofire - ORIS:3130 | 394 | 8065 | Rate Constraint in lbs/MMBtu | FALSE | L | Annual | Generation | TWh | 0 | 0 | 0 | 0 | 0 | 0 | 0
EPA723 CO2 Rate Limit for NG Cofire - ORIS:3130 | 394 | 8065 | Rate Constraint in lbs/MMBtu | FALSE | L | Annual | Qualifying Generation | TWh | 0 | 0 | 0 | 0 | 0 | 0 | 0
EPA723 CO2 Rate Limit for NG Cofire - ORIS:3130 | 394 | 8065 | Rate Constraint in lbs/MMBtu | FALSE | L | Annual | Rate | lb/MWh | 0 | 0 | 0 | 0 | 0 | 0 | 0
EPA723 CO2 Rate Limit for NG Cofire - ORIS:3130 | 394 | 8065 | Rate Constraint in lbs/MMBtu | FALSE | L | Annual | Constraint Shadow Price | US2022$/Ton | 0 | 42.845 | 94.0413 | 0 | 54.5831 | 117.0667 | 134.6672
EPA723 CO2 Rate Limit for NG Cofire - ORIS:3403 | 395 | 8066 | Rate Constraint in lbs/MMBtu | FALSE | L | Annual | Seasons Included | Seasons |  | Winter, Spring, Summer, Fall | Winter, Spring, Summer, Fall | Winter, Spring, Summer, Fall | Winter, Spring, Summer, Fall | Winter, Spring, Summer, Fall | Winter, Spring, Summer, Fall
EPA723 CO2 Rate Limit for NG Cofire - ORIS:3403 | 395 | 8066 | Rate Constraint in lbs/MMBtu | FALSE | L | Annual | Standard CO2 | lb/MMBtu | 184.5606 | 184.5606 | 184.5606 | 184.5606 | 184.5606 | 184.5606 | 184.5606
EPA723 CO2 Rate Limit for NG Cofire - ORIS:3403 | 395 | 8066 | Rate Constraint in lbs/MMBtu | FALSE | L | Annual | Emissions at Affected Plants CO2 | Thousand Tons | 0 | 0 | 0 | 0 | 0 | 0 | 0
EPA723 CO2 Rate Limit for NG Cofire - ORIS:3403 | 395 | 8066 | Rate Constraint in lbs/MMBtu | FALSE | L | Annual | Allowances Purchased CO2 | Thousand Tons | 0 | 0 | 0 | 0 | 0 | 0 | 0
EPA723 CO2 Rate Limit for NG Cofire - ORIS:3403 | 395 | 8066 | Rate Constraint in lbs/MMBtu | FALSE | L | Annual | Allowances Sold CO2 | Thousand Tons | 0 | 0 | 0 | 0 | 0 | 0 | 0
EPA723 CO2 Rate Limit for NG Cofire - ORIS:3403 | 395 | 8066 | Rate Constraint in lbs/MMBtu | FALSE | L | Annual | Allowances Banked | Thousand Tons | 0 | 0 | 0 | 0 | 0 | 0 | 0
EPA723 CO2 Rate Limit for NG Cofire - ORIS:3403 | 395 | 8066 | Rate Constraint in lbs/MMBtu | FALSE | L | Annual | Allowances Withdrawn (1:1) | Thousand Tons | 0 | 0 | 0 | 0 | 0 | 0 | 0
EPA723 CO2 Rate Limit for NG Cofire - ORIS:3403 | 395 | 8066 | Rate Constraint in lbs/MMBtu | FALSE | L | Annual | Allowances Withdrawn (n:1) | Thousand Tons | 0 | 0 | 0 | 0 | 0 | 0 | 0
EPA723 CO2 Rate Limit for NG Cofire - ORIS:3403 | 395 | 8066 | Rate Constraint in lbs/MMBtu | FALSE | L | Annual | Net Emissions Allowance Position | Thousand Tons | 0 | 0 | 0 | 0 | 0 | 0 | 0
EPA723 CO2 Rate Limit for NG Cofire - ORIS:3403 | 395 | 8066 | Rate Constraint in lbs/MMBtu | FALSE | L | Annual | Fuel Consumed | TBtu | 0 | 0 | 0 | 0 | 0 | 0 | 0
EPA723 CO2 Rate Limit for NG Cofire - ORIS:3403 | 395 | 8066 | Rate Constraint in lbs/MMBtu | FALSE | L | Annual | Rate | lb/MMBtu | 0 | 0 | 0 | 0 | 0 | 0 | 0
EPA723 CO2 Rate Limit for NG Cofire - ORIS:3403 | 395 | 8066 | Rate Constraint in lbs/MMBtu | FALSE | L | Annual | Generation | TWh | 0 | 0 | 0 | 0 | 0 | 0 | 0
EPA723 CO2 Rate Limit for NG Cofire - ORIS:3403 | 395 | 8066 | Rate Constraint in lbs/MMBtu | FALSE | L | Annual | Qualifying Generation | TWh | 0 | 0 | 0 | 0 | 0 | 0 | 0
EPA723 CO2 Rate Limit for NG Cofire - ORIS:3403 | 395 | 8066 | Rate Constraint in lbs/MMBtu | FALSE | L | Annual | Rate | lb/MWh | 0 | 0 | 0 | 0 | 0 | 0 | 0
EPA723 CO2 Rate Limit for NG Cofire - ORIS:3403 | 395 | 8066 | Rate Constraint in lbs/MMBtu | FALSE | L | Annual | Constraint Shadow Price | US2022$/Ton | 0 | 18.6906 | 44.4927 | 2355.763 | 263.905 | 1126.3442 | 368.0236
EPA723 CO2 Rate Limit for NG Cofire - ORIS:3470 | 396 | 8067 | Rate Constraint in lbs/MMBtu | FALSE | L | Annual | Seasons Included | Seasons |  | Winter, Spring, Summer, Fall | Winter, Spring, Summer, Fall | Winter, Spring, Summer, Fall | Winter, Spring, Summer, Fall | Winter, Spring, Summer, Fall | Winter, Spring, Summer, Fall
EPA723 CO2 Rate Limit for NG Cofire - ORIS:3470 | 396 | 8067 | Rate Constraint in lbs/MMBtu | FALSE | L | Annual | Standard CO2 | lb/MMBtu | 176.5228 | 176.5228 | 176.5228 | 176.5228 | 176.5228 | 176.5228 | 176.5228
EPA723 CO2 Rate Limit for NG Cofire - ORIS:3470 | 396 | 8067 | Rate Constraint in lbs/MMBtu | FALSE | L | Annual | Emissions at Affected Plants CO2 | Thousand Tons | 0 | 0 | 0 | 0 | 0 | 0 | 0
EPA723 CO2 Rate Limit for NG Cofire - ORIS:3470 | 396 | 8067 | Rate Constraint in lbs/MMBtu | FALSE | L | Annual | Allowances Purchased CO2 | Thousand Tons | 0 | 0 | 0 | 0 | 0 | 0 | 0
EPA723 CO2 Rate Limit for NG Cofire - ORIS:3470 | 396 | 8067 | Rate Constraint in lbs/MMBtu | FALSE | L | Annual | Allowances Sold CO2 | Thousand Tons | 0 | 0 | 0 | 0 | 0 | 0 | 0
EPA723 CO2 Rate Limit for NG Cofire - ORIS:3470 | 396 | 8067 | Rate Constraint in lbs/MMBtu | FALSE | L | Annual | Allowances Banked | Thousand Tons | 0 | 0 | 0 | 0 | 0 | 0 | 0
EPA723 CO2 Rate Limit for NG Cofire - ORIS:3470 | 396 | 8067 | Rate Constraint in lbs/MMBtu | FALSE | L | Annual | Allowances Withdrawn (1:1) | Thousand Tons | 0 | 0 | 0 | 0 | 0 | 0 | 0
EPA723 CO2 Rate Limit for NG Cofire - ORIS:3470 | 396 | 8067 | Rate Constraint in lbs/MMBtu | FALSE | L | Annual | Allowances Withdrawn (n:1) | Thousand Tons | 0 | 0 | 0 | 0 | 0 | 0 | 0
EPA723 CO2 Rate Limit for NG Cofire - ORIS:3470 | 396 | 8067 | Rate Constraint in lbs/MMBtu | FALSE | L | Annual | Net Emissions Allowance Position | Thousand Tons | 0 | 0 | 0 | 0 | 0 | 0 | 0
EPA723 CO2 Rate Limit for NG Cofire - ORIS:3470 | 396 | 8067 | Rate Constraint in lbs/MMBtu | FALSE | L | Annual | Fuel Consumed | TBtu | 0 | 0 | 0 | 0 | 0 | 0 | 0
EPA723 CO2 Rate Limit for NG Cofire - ORIS:3470 | 396 | 8067 | Rate Constraint in lbs/MMBtu | FALSE | L | Annual | Rate | lb/MMBtu | 0 | 0 | 0 | 0 | 0 | 0 | 0
EPA723 CO2 Rate Limit for NG Cofire - ORIS:3470 | 396 | 8067 | Rate Constraint in lbs/MMBtu | FALSE | L | Annual | Generation | TWh | 0 | 0 | 0 | 0 | 0 | 0 | 0
EPA723 CO2 Rate Limit for NG Cofire - ORIS:3470 | 396 | 8067 | Rate Constraint in lbs/MMBtu | FALSE | L | Annual | Qualifying Generation | TWh | 0 | 0 | 0 | 0 | 0 | 0 | 0
EPA723 CO2 Rate Limit for NG Cofire - ORIS:3470 | 396 | 8067 | Rate Constraint in lbs/MMBtu | FALSE | L | Annual | Rate | lb/MWh | 0 | 0 | 0 | 0 | 0 | 0 | 0
EPA723 CO2 Rate Limit for NG Cofire - ORIS:3470 | 396 | 8067 | Rate Constraint in lbs/MMBtu | FALSE | L | Annual | Constraint Shadow Price | US2022$/Ton | 0 | 0 | 30.507 | 10.7821 | 57.3044 | 17.423 | 110.2052
EPA723 CO2 Rate Limit for NG Cofire - ORIS:3935 | 397 | 8068 | Rate Constraint in lbs/MMBtu | FALSE | L | Annual | Seasons Included | Seasons |  | Winter, Spring, Summer, Fall | Winter, Spring, Summer, Fall | Winter, Spring, Summer, Fall | Winter, Spring, Summer, Fall | Winter, Spring, Summer, Fall | Winter, Spring, Summer, Fall
EPA723 CO2 Rate Limit for NG Cofire - ORIS:3935 | 397 | 8068 | Rate Constraint in lbs/MMBtu | FALSE | L | Annual | Standard CO2 | lb/MMBtu | 174.8101 | 174.8101 | 174.8101 | 174.8101 | 174.8101 | 174.8101 | 174.8101
EPA723 CO2 Rate Limit for NG Cofire - ORIS:3935 | 397 | 8068 | Rate Constraint in lbs/MMBtu | FALSE | L | Annual | Emissions at Affected Plants CO2 | Thousand Tons | 0 | 0 | 0 | 0 | 0 | 0 | 0
EPA723 CO2 Rate Limit for NG Cofire - ORIS:3935 | 397 | 8068 | Rate Constraint in lbs/MMBtu | FALSE | L | Annual | Allowances Purchased CO2 | Thousand Tons | 0 | 0 | 0 | 0 | 0 | 0 | 0
EPA723 CO2 Rate Limit for NG Cofire - ORIS:3935 | 397 | 8068 | Rate Constraint in lbs/MMBtu | FALSE | L | Annual | Allowances Sold CO2 | Thousand Tons | 0 | 0 | 0 | 0 | 0 | 0 | 0
EPA723 CO2 Rate Limit for NG Cofire - ORIS:3935 | 397 | 8068 | Rate Constraint in lbs/MMBtu | FALSE | L | Annual | Allowances Banked | Thousand Tons | 0 | 0 | 0 | 0 | 0 | 0 | 0
EPA723 CO2 Rate Limit for NG Cofire - ORIS:3935 | 397 | 8068 | Rate Constraint in lbs/MMBtu | FALSE | L | Annual | Allowances Withdrawn (1:1) | Thousand Tons | 0 | 0 | 0 | 0 | 0 | 0 | 0
EPA723 CO2 Rate Limit for NG Cofire - ORIS:3935 | 397 | 8068 | Rate Constraint in lbs/MMBtu | FALSE | L | Annual | Allowances Withdrawn (n:1) | Thousand Tons | 0 | 0 | 0 | 0 | 0 | 0 | 0
EPA723 CO2 Rate Limit for NG Cofire - ORIS:3935 | 397 | 8068 | Rate Constraint in lbs/MMBtu | FALSE | L | Annual | Net Emissions Allowance Position | Thousand Tons | 0 | 0 | 0 | 0 | 0 | 0 | 0
EPA723 CO2 Rate Limit for NG Cofire - ORIS:3935 | 397 | 8068 | Rate Constraint in lbs/MMBtu | FALSE | L | Annual | Fuel Consumed | TBtu | 0 | 0 | 0 | 0 | 0 | 0 | 0
EPA723 CO2 Rate Limit for NG Cofire - ORIS:3935 | 397 | 8068 | Rate Constraint in lbs/MMBtu | FALSE | L | Annual | Rate | lb/MMBtu | 0 | 0 | 0 | 0 | 0 | 0 | 0
EPA723 CO2 Rate Limit for NG Cofire - ORIS:3935 | 397 | 8068 | Rate Constraint in lbs/MMBtu | FALSE | L | Annual | Generation | TWh | 0 | 0 | 0 | 0 | 0 | 0 | 0
EPA723 CO2 Rate Limit for NG Cofire - ORIS:3935 | 397 | 8068 | Rate Constraint in lbs/MMBtu | FALSE | L | Annual | Qualifying Generation | TWh | 0 | 0 | 0 | 0 | 0 | 0 | 0
EPA723 CO2 Rate Limit for NG Cofire - ORIS:3935 | 397 | 8068 | Rate Constraint in lbs/MMBtu | FALSE | L | Annual | Rate | lb/MWh | 0 | 0 | 0 | 0 | 0 | 0 | 0
EPA723 CO2 Rate Limit for NG Cofire - ORIS:3935 | 397 | 8068 | Rate Constraint in lbs/MMBtu | FALSE | L | Annual | Constraint Shadow Price | US2022$/Ton | 0 | 44.0846 | 40.9843 | 26.5048 | 22.1161 | 350.7839 | 148.9536
EPA723 CO2 Rate Limit for NG Cofire - ORIS:3943 | 398 | 8069 | Rate Constraint in lbs/MMBtu | FALSE | L | Annual | Seasons Included | Seasons |  | Winter, Spring, Summer, Fall | Winter, Spring, Summer, Fall | Winter, Spring, Summer, Fall | Winter, Spring, Summer, Fall | Winter, Spring, Summer, Fall | Winter, Spring, Summer, Fall
EPA723 CO2 Rate Limit for NG Cofire - ORIS:3943 | 398 | 8069 | Rate Constraint in lbs/MMBtu | FALSE | L | Annual | Standard CO2 | lb/MMBtu | 176.0914 | 176.0914 | 176.0914 | 176.0914 | 176.0914 | 176.0914 | 176.0914
EPA723 CO2 Rate Limit for NG Cofire - ORIS:3943 | 398 | 8069 | Rate Constraint in lbs/MMBtu | FALSE | L | Annual | Emissions at Affected Plants CO2 | Thousand Tons | 0 | 0 | 0 | 0 | 0 | 0 | 0
EPA723 CO2 Rate Limit for NG Cofire - ORIS:3943 | 398 | 8069 | Rate Constraint in lbs/MMBtu | FALSE | L | Annual | Allowances Purchased CO2 | Thousand Tons | 0 | 0 | 0 | 0 | 0 | 0 | 0
EPA723 CO2 Rate Limit for NG Cofire - ORIS:3943 | 398 | 8069 | Rate Constraint in lbs/MMBtu | FALSE | L | Annual | Allowances Sold CO2 | Thousand Tons | 0 | 0 | 0 | 0 | 0 | 0 | 0
EPA723 CO2 Rate Limit for NG Cofire - ORIS:3943 | 398 | 8069 | Rate Constraint in lbs/MMBtu | FALSE | L | Annual | Allowances Banked | Thousand Tons | 0 | 0 | 0 | 0 | 0 | 0 | 0
EPA723 CO2 Rate Limit for NG Cofire - ORIS:3943 | 398 | 8069 | Rate Constraint in lbs/MMBtu | FALSE | L | Annual | Allowances Withdrawn (1:1) | Thousand Tons | 0 | 0 | 0 | 0 | 0 | 0 | 0
EPA723 CO2 Rate Limit for NG Cofire - ORIS:3943 | 398 | 8069 | Rate Constraint in lbs/MMBtu | FALSE | L | Annual | Allowances Withdrawn (n:1) | Thousand Tons | 0 | 0 | 0 | 0 | 0 | 0 | 0
EPA723 CO2 Rate Limit for NG Cofire - ORIS:3943 | 398 | 8069 | Rate Constraint in lbs/MMBtu | FALSE | L | Annual | Net Emissions Allowance Position | Thousand Tons | 0 | 0 | 0 | 0 | 0 | 0 | 0
EPA723 CO2 Rate Limit for NG Cofire - ORIS:3943 | 398 | 8069 | Rate Constraint in lbs/MMBtu | FALSE | L | Annual | Fuel Consumed | TBtu | 0 | 0 | 0 | 0 | 0 | 0 | 0
EPA723 CO2 Rate Limit for NG Cofire - ORIS:3943 | 398 | 8069 | Rate Constraint in lbs/MMBtu | FALSE | L | Annual | Rate | lb/MMBtu | 0 | 0 | 0 | 0 | 0 | 0 | 0
EPA723 CO2 Rate Limit for NG Cofire - ORIS:3943 | 398 | 8069 | Rate Constraint in lbs/MMBtu | FALSE | L | Annual | Generation | TWh | 0 | 0 | 0 | 0 | 0 | 0 | 0
EPA723 CO2 Rate Limit for NG Cofire - ORIS:3943 | 398 | 8069 | Rate Constraint in lbs/MMBtu | FALSE | L | Annual | Qualifying Generation | TWh | 0 | 0 | 0 | 0 | 0 | 0 | 0
EPA723 CO2 Rate Limit for NG Cofire - ORIS:3943 | 398 | 8069 | Rate Constraint in lbs/MMBtu | FALSE | L | Annual | Rate | lb/MWh | 0 | 0 | 0 | 0 | 0 | 0 | 0
EPA723 CO2 Rate Limit for NG Cofire - ORIS:3943 | 398 | 8069 | Rate Constraint in lbs/MMBtu | FALSE | L | Annual | Constraint Shadow Price | US2022$/Ton | 0 | 69.6885 | 42.635 | 80.6527 | 33.1921 | 99.883 | 125.574
EPA723 CO2 Rate Limit for NG Cofire - ORIS:3944 | 399 | 8070 | Rate Constraint in lbs/MMBtu | FALSE | L | Annual | Seasons Included | Seasons |  | Winter, Spring, Summer, Fall | Winter, Spring, Summer, Fall | Winter, Spring, Summer, Fall | Winter, Spring, Summer, Fall | Winter, Spring, Summer, Fall | Winter, Spring, Summer, Fall
EPA723 CO2 Rate Limit for NG Cofire - ORIS:3944 | 399 | 8070 | Rate Constraint in lbs/MMBtu | FALSE | L | Annual | Standard CO2 | lb/MMBtu | 174.578 | 174.578 | 174.578 | 174.578 | 174.578 | 174.578 | 174.578
EPA723 CO2 Rate Limit for NG Cofire - ORIS:3944 | 399 | 8070 | Rate Constraint in lbs/MMBtu | FALSE | L | Annual | Emissions at Affected Plants CO2 | Thousand Tons | 0 | 0 | 0 | 0 | 0 | 0 | 0
EPA723 CO2 Rate Limit for NG Cofire - ORIS:3944 | 399 | 8070 | Rate Constraint in lbs/MMBtu | FALSE | L | Annual | Allowances Purchased CO2 | Thousand Tons | 0 | 0 | 0 | 0 | 0 | 0 | 0
EPA723 CO2 Rate Limit for NG Cofire - ORIS:3944 | 399 | 8070 | Rate Constraint in lbs/MMBtu | FALSE | L | Annual | Allowances Sold CO2 | Thousand Tons | 0 | 0 | 0 | 0 | 0 | 0 | 0
EPA723 CO2 Rate Limit for NG Cofire - ORIS:3944 | 399 | 8070 | Rate Constraint in lbs/MMBtu | FALSE | L | Annual | Allowances Banked | Thousand Tons | 0 | 0 | 0 | 0 | 0 | 0 | 0
EPA723 CO2 Rate Limit for NG Cofire - ORIS:3944 | 399 | 8070 | Rate Constraint in lbs/MMBtu | FALSE | L | Annual | Allowances Withdrawn (1:1) | Thousand Tons | 0 | 0 | 0 | 0 | 0 | 0 | 0
EPA723 CO2 Rate Limit for NG Cofire - ORIS:3944 | 399 | 8070 | Rate Constraint in lbs/MMBtu | FALSE | L | Annual | Allowances Withdrawn (n:1) | Thousand Tons | 0 | 0 | 0 | 0 | 0 | 0 | 0
EPA723 CO2 Rate Limit for NG Cofire - ORIS:3944 | 399 | 8070 | Rate Constraint in lbs/MMBtu | FALSE | L | Annual | Net Emissions Allowance Position | Thousand Tons | 0 | 0 | 0 | 0 | 0 | 0 | 0
EPA723 CO2 Rate Limit for NG Cofire - ORIS:3944 | 399 | 8070 | Rate Constraint in lbs/MMBtu | FALSE | L | Annual | Fuel Consumed | TBtu | 0 | 0 | 0 | 0 | 0 | 0 | 0
EPA723 CO2 Rate Limit for NG Cofire - ORIS:3944 | 399 | 8070 | Rate Constraint in lbs/MMBtu | FALSE | L | Annual | Rate | lb/MMBtu | 0 | 0 | 0 | 0 | 0 | 0 | 0
EPA723 CO2 Rate Limit for NG Cofire - ORIS:3944 | 399 | 8070 | Rate Constraint in lbs/MMBtu | FALSE | L | Annual | Generation | TWh | 0 | 0 | 0 | 0 | 0 | 0 | 0
EPA723 CO2 Rate Limit for NG Cofire - ORIS:3944 | 399 | 8070 | Rate Constraint in lbs/MMBtu | FALSE | L | Annual | Qualifying Generation | TWh | 0 | 0 | 0 | 0 | 0 | 0 | 0
EPA723 CO2 Rate Limit for NG Cofire - ORIS:3944 | 399 | 8070 | Rate Constraint in lbs/MMBtu | FALSE | L | Annual | Rate | lb/MWh | 0 | 0 | 0 | 0 | 0 | 0 | 0
EPA723 CO2 Rate Limit for NG Cofire - ORIS:3944 | 399 | 8070 | Rate Constraint in lbs/MMBtu | FALSE | L | Annual | Constraint Shadow Price | US2022$/Ton | 0 | 42.4245 | 50.6671 | 78.6712 | 30.302 | 93.039 | 101.0983
EPA723 CO2 Rate Limit for NG Cofire - ORIS:3948 | 400 | 8071 | Rate Constraint in lbs/MMBtu | FALSE | L | Annual | Seasons Included | Seasons |  | Winter, Spring, Summer, Fall | Winter, Spring, Summer, Fall | Winter, Spring, Summer, Fall | Winter, Spring, Summer, Fall | Winter, Spring, Summer, Fall | Winter, Spring, Summer, Fall
EPA723 CO2 Rate Limit for NG Cofire - ORIS:3948 | 400 | 8071 | Rate Constraint in lbs/MMBtu | FALSE | L | Annual | Standard CO2 | lb/MMBtu | 174.8101 | 174.8101 | 174.8101 | 174.8101 | 174.8101 | 174.8101 | 174.8101
EPA723 CO2 Rate Limit for NG Cofire - ORIS:3948 | 400 | 8071 | Rate Constraint in lbs/MMBtu | FALSE | L | Annual | Emissions at Affected Plants CO2 | Thousand Tons | 0 | 0 | 0 | 0 | 0 | 0 | 0
EPA723 CO2 Rate Limit for NG Cofire - ORIS:3948 | 400 | 8071 | Rate Constraint in lbs/MMBtu | FALSE | L | Annual | Allowances Purchased CO2 | Thousand Tons | 0 | 0 | 0 | 0 | 0 | 0 | 0
EPA723 CO2 Rate Limit for NG Cofire - ORIS:3948 | 400 | 8071 | Rate Constraint in lbs/MMBtu | FALSE | L | Annual | Allowances Sold CO2 | Thousand Tons | 0 | 0 | 0 | 0 | 0 | 0 | 0
EPA723 CO2 Rate Limit for NG Cofire - ORIS:3948 | 400 | 8071 | Rate Constraint in lbs/MMBtu | FALSE | L | Annual | Allowances Banked | Thousand Tons | 0 | 0 | 0 | 0 | 0 | 0 | 0
EPA723 CO2 Rate Limit for NG Cofire - ORIS:3948 | 400 | 8071 | Rate Constraint in lbs/MMBtu | FALSE | L | Annual | Allowances Withdrawn (1:1) | Thousand Tons | 0 | 0 | 0 | 0 | 0 | 0 | 0
EPA723 CO2 Rate Limit for NG Cofire - ORIS:3948 | 400 | 8071 | Rate Constraint in lbs/MMBtu | FALSE | L | Annual | Allowances Withdrawn (n:1) | Thousand Tons | 0 | 0 | 0 | 0 | 0 | 0 | 0
EPA723 CO2 Rate Limit for NG Cofire - ORIS:3948 | 400 | 8071 | Rate Constraint in lbs/MMBtu | FALSE | L | Annual | Net Emissions Allowance Position | Thousand Tons | 0 | 0 | 0 | 0 | 0 | 0 | 0
EPA723 CO2 Rate Limit for NG Cofire - ORIS:3948 | 400 | 8071 | Rate Constraint in lbs/MMBtu | FALSE | L | Annual | Fuel Consumed | TBtu | 0 | 0 | 0 | 0 | 0 | 0 | 0
EPA723 CO2 Rate Limit for NG Cofire - ORIS:3948 | 400 | 8071 | Rate Constraint in lbs/MMBtu | FALSE | L | Annual | Rate | lb/MMBtu | 0 | 0 | 0 | 0 | 0 | 0 | 0
EPA723 CO2 Rate Limit for NG Cofire - ORIS:3948 | 400 | 8071 | Rate Constraint in lbs/MMBtu | FALSE | L | Annual | Generation | TWh | 0 | 0 | 0 | 0 | 0 | 0 | 0
EPA723 CO2 Rate Limit for NG Cofire - ORIS:3948 | 400 | 8071 | Rate Constraint in lbs/MMBtu | FALSE | L | Annual | Qualifying Generation | TWh | 0 | 0 | 0 | 0 | 0 | 0 | 0
EPA723 CO2 Rate Limit for NG Cofire - ORIS:3948 | 400 | 8071 | Rate Constraint in lbs/MMBtu | FALSE | L | Annual | Rate | lb/MWh | 0 | 0 | 0 | 0 | 0 | 0 | 0
EPA723 CO2 Rate Limit for NG Cofire - ORIS:3948 | 400 | 8071 | Rate Constraint in lbs/MMBtu | FALSE | L | Annual | Constraint Shadow Price | US2022$/Ton | 0 | 36.2458 | 43.1606 | 27.0654 | 22.61 | 343.5589 | 146.5348
EPA723 CO2 Rate Limit for NG Cofire - ORIS:3954 | 401 | 8072 | Rate Constraint in lbs/MMBtu | FALSE | L | Annual | Seasons Included | Seasons |  | Winter, Spring, Summer, Fall | Winter, Spring, Summer, Fall | Winter, Spring, Summer, Fall | Winter, Spring, Summer, Fall | Winter, Spring, Summer, Fall | Winter, Spring, Summer, Fall
EPA723 CO2 Rate Limit for NG Cofire - ORIS:3954 | 401 | 8072 | Rate Constraint in lbs/MMBtu | FALSE | L | Annual | Standard CO2 | lb/MMBtu | 173.7729 | 173.7729 | 173.7729 | 173.7729 | 173.7729 | 173.7729 | 173.7729
EPA723 CO2 Rate Limit for NG Cofire - ORIS:3954 | 401 | 8072 | Rate Constraint in lbs/MMBtu | FALSE | L | Annual | Emissions at Affected Plants CO2 | Thousand Tons | 0 | 0 | 0 | 0 | 0 | 0 | 0
EPA723 CO2 Rate Limit for NG Cofire - ORIS:3954 | 401 | 8072 | Rate Constraint in lbs/MMBtu | FALSE | L | Annual | Allowances Purchased CO2 | Thousand Tons | 0 | 0 | 0 | 0 | 0 | 0 | 0
EPA723 CO2 Rate Limit for NG Cofire - ORIS:3954 | 401 | 8072 | Rate Constraint in lbs/MMBtu | FALSE | L | Annual | Allowances Sold CO2 | Thousand Tons | 0 | 0 | 0 | 0 | 0 | 0 | 0
EPA723 CO2 Rate Limit for NG Cofire - ORIS:3954 | 401 | 8072 | Rate Constraint in lbs/MMBtu | FALSE | L | Annual | Allowances Banked | Thousand Tons | 0 | 0 | 0 | 0 | 0 | 0 | 0
EPA723 CO2 Rate Limit for NG Cofire - ORIS:3954 | 401 | 8072 | Rate Constraint in lbs/MMBtu | FALSE | L | Annual | Allowances Withdrawn (1:1) | Thousand Tons | 0 | 0 | 0 | 0 | 0 | 0 | 0
EPA723 CO2 Rate Limit for NG Cofire - ORIS:3954 | 401 | 8072 | Rate Constraint in lbs/MMBtu | FALSE | L | Annual | Allowances Withdrawn (n:1) | Thousand Tons | 0 | 0 | 0 | 0 | 0 | 0 | 0
EPA723 CO2 Rate Limit for NG Cofire - ORIS:3954 | 401 | 8072 | Rate Constraint in lbs/MMBtu | FALSE | L | Annual | Net Emissions Allowance Position | Thousand Tons | 0 | 0 | 0 | 0 | 0 | 0 | 0
EPA723 CO2 Rate Limit for NG Cofire - ORIS:3954 | 401 | 8072 | Rate Constraint in lbs/MMBtu | FALSE | L | Annual | Fuel Consumed | TBtu | 0 | 0 | 0 | 0 | 0 | 0 | 0
EPA723 CO2 Rate Limit for NG Cofire - ORIS:3954 | 401 | 8072 | Rate Constraint in lbs/MMBtu | FALSE | L | Annual | Rate | lb/MMBtu | 0 | 0 | 0 | 0 | 0 | 0 | 0
EPA723 CO2 Rate Limit for NG Cofire - ORIS:3954 | 401 | 8072 | Rate Constraint in lbs/MMBtu | FALSE | L | Annual | Generation | TWh | 0 | 0 | 0 | 0 | 0 | 0 | 0
EPA723 CO2 Rate Limit for NG Cofire - ORIS:3954 | 401 | 8072 | Rate Constraint in lbs/MMBtu | FALSE | L | Annual | Qualifying Generation | TWh | 0 | 0 | 0 | 0 | 0 | 0 | 0
EPA723 CO2 Rate Limit for NG Cofire - ORIS:3954 | 401 | 8072 | Rate Constraint in lbs/MMBtu | FALSE | L | Annual | Rate | lb/MWh | 0 | 0 | 0 | 0 | 0 | 0 | 0
EPA723 CO2 Rate Limit for NG Cofire - ORIS:3954 | 401 | 8072 | Rate Constraint in lbs/MMBtu | FALSE | L | Annual | Constraint Shadow Price | US2022$/Ton | 0 | 86.8703 | 37.163 | 71.9717 | 23.3284 | 87.2886 | 115.7599
EPA723 CO2 Rate Limit for NG Cofire - ORIS:4078 | 402 | 8073 | Rate Constraint in lbs/MMBtu | FALSE | L | Annual | Seasons Included | Seasons |  | Winter, Spring, Summer, Fall | Winter, Spring, Summer, Fall | Winter, Spring, Summer, Fall | Winter, Spring, Summer, Fall | Winter, Spring, Summer, Fall | Winter, Spring, Summer, Fall
EPA723 CO2 Rate Limit for NG Cofire - ORIS:4078 | 402 | 8073 | Rate Constraint in lbs/MMBtu | FALSE | L | Annual | Standard CO2 | lb/MMBtu | 175.412 | 175.412 | 175.412 | 175.412 | 175.412 | 175.412 | 175.412
EPA723 CO2 Rate Limit for NG Cofire - ORIS:4078 | 402 | 8073 | Rate Constraint in lbs/MMBtu | FALSE | L | Annual | Emissions at Affected Plants CO2 | Thousand Tons | 0 | 0 | 0 | 0 | 0 | 0 | 0
EPA723 CO2 Rate Limit for NG Cofire - ORIS:4078 | 402 | 8073 | Rate Constraint in lbs/MMBtu | FALSE | L | Annual | Allowances Purchased CO2 | Thousand Tons | 0 | 0 | 0 | 0 | 0 | 0 | 0
EPA723 CO2 Rate Limit for NG Cofire - ORIS:4078 | 402 | 8073 | Rate Constraint in lbs/MMBtu | FALSE | L | Annual | Allowances Sold CO2 | Thousand Tons | 0 | 0 | 0 | 0 | 0 | 0 | 0
EPA723 CO2 Rate Limit for NG Cofire - ORIS:4078 | 402 | 8073 | Rate Constraint in lbs/MMBtu | FALSE | L | Annual | Allowances Banked | Thousand Tons | 0 | 0 | 0 | 0 | 0 | 0 | 0
EPA723 CO2 Rate Limit for NG Cofire - ORIS:4078 | 402 | 8073 | Rate Constraint in lbs/MMBtu | FALSE | L | Annual | Allowances Withdrawn (1:1) | Thousand Tons | 0 | 0 | 0 | 0 | 0 | 0 | 0
EPA723 CO2 Rate Limit for NG Cofire - ORIS:4078 | 402 | 8073 | Rate Constraint in lbs/MMBtu | FALSE | L | Annual | Allowances Withdrawn (n:1) | Thousand Tons | 0 | 0 | 0 | 0 | 0 | 0 | 0
EPA723 CO2 Rate Limit for NG Cofire - ORIS:4078 | 402 | 8073 | Rate Constraint in lbs/MMBtu | FALSE | L | Annual | Net Emissions Allowance Position | Thousand Tons | 0 | 0 | 0 | 0 | 0 | 0 | 0
EPA723 CO2 Rate Limit for NG Cofire - ORIS:4078 | 402 | 8073 | Rate Constraint in lbs/MMBtu | FALSE | L | Annual | Fuel Consumed | TBtu | 0 | 0 | 0 | 0 | 0 | 0 | 0
EPA723 CO2 Rate Limit for NG Cofire - ORIS:4078 | 402 | 8073 | Rate Constraint in lbs/MMBtu | FALSE | L | Annual | Rate | lb/MMBtu | 0 | 0 | 0 | 0 | 0 | 0 | 0
EPA723 CO2 Rate Limit for NG Cofire - ORIS:4078 | 402 | 8073 | Rate Constraint in lbs/MMBtu | FALSE | L | Annual | Generation | TWh | 0 | 0 | 0 | 0 | 0 | 0 | 0
EPA723 CO2 Rate Limit for NG Cofire - ORIS:4078 | 402 | 8073 | Rate Constraint in lbs/MMBtu | FALSE | L | Annual | Qualifying Generation | TWh | 0 | 0 | 0 | 0 | 0 | 0 | 0
EPA723 CO2 Rate Limit for NG Cofire - ORIS:4078 | 402 | 8073 | Rate Constraint in lbs/MMBtu | FALSE | L | Annual | Rate | lb/MWh | 0 | 0 | 0 | 0 | 0 | 0 | 0
EPA723 CO2 Rate Limit for NG Cofire - ORIS:4078 | 402 | 8073 | Rate Constraint in lbs/MMBtu | FALSE | L | Annual | Constraint Shadow Price | US2022$/Ton | 0 | 37.0605 | 50.4641 | 43.0806 | 24.253 | 94.4858 | 118.7454
EPA723 CO2 Rate Limit for NG Cofire - ORIS:4125 | 403 | 8074 | Rate Constraint in lbs/MMBtu | FALSE | L | Annual | Seasons Included | Seasons |  | Winter, Spring, Summer, Fall | Winter, Spring, Summer, Fall | Winter, Spring, Summer, Fall | Winter, Spring, Summer, Fall | Winter, Spring, Summer, Fall | Winter, Spring, Summer, Fall
EPA723 CO2 Rate Limit for NG Cofire - ORIS:4125 | 403 | 8074 | Rate Constraint in lbs/MMBtu | FALSE | L | Annual | Standard CO2 | lb/MMBtu | 181.8087 | 181.8087 | 181.8087 | 181.8087 | 181.8087 | 181.8087 | 181.8087
EPA723 CO2 Rate Limit for NG Cofire - ORIS:4125 | 403 | 8074 | Rate Constraint in lbs/MMBtu | FALSE | L | Annual | Emissions at Affected Plants CO2 | Thousand Tons | 0 | 0 | 0 | 0 | 0 | 0 | 0
EPA723 CO2 Rate Limit for NG Cofire - ORIS:4125 | 403 | 8074 | Rate Constraint in lbs/MMBtu | FALSE | L | Annual | Allowances Purchased CO2 | Thousand Tons | 0 | 0 | 0 | 0 | 0 | 0 | 0
EPA723 CO2 Rate Limit for NG Cofire - ORIS:4125 | 403 | 8074 | Rate Constraint in lbs/MMBtu | FALSE | L | Annual | Allowances Sold CO2 | Thousand Tons | 0 | 0 | 0 | 0 | 0 | 0 | 0
EPA723 CO2 Rate Limit for NG Cofire - ORIS:4125 | 403 | 8074 | Rate Constraint in lbs/MMBtu | FALSE | L | Annual | Allowances Banked | Thousand Tons | 0 | 0 | 0 | 0 | 0 | 0 | 0
EPA723 CO2 Rate Limit for NG Cofire - ORIS:4125 | 403 | 8074 | Rate Constraint in lbs/MMBtu | FALSE | L | Annual | Allowances Withdrawn (1:1) | Thousand Tons | 0 | 0 | 0 | 0 | 0 | 0 | 0
EPA723 CO2 Rate Limit for NG Cofire - ORIS:4125 | 403 | 8074 | Rate Constraint in lbs/MMBtu | FALSE | L | Annual | Allowances Withdrawn (n:1) | Thousand Tons | 0 | 0 | 0 | 0 | 0 | 0 | 0
EPA723 CO2 Rate Limit for NG Cofire - ORIS:4125 | 403 | 8074 | Rate Constraint in lbs/MMBtu | FALSE | L | Annual | Net Emissions Allowance Position | Thousand Tons | 0 | 0 | 0 | 0 | 0 | 0 | 0
EPA723 CO2 Rate Limit for NG Cofire - ORIS:4125 | 403 | 8074 | Rate Constraint in lbs/MMBtu | FALSE | L | Annual | Fuel Consumed | TBtu | 0 | 0 | 0 | 0 | 0 | 0 | 0
EPA723 CO2 Rate Limit for NG Cofire - ORIS:4125 | 403 | 8074 | Rate Constraint in lbs/MMBtu | FALSE | L | Annual | Rate | lb/MMBtu | 0 | 0 | 0 | 0 | 0 | 0 | 0
EPA723 CO2 Rate Limit for NG Cofire - ORIS:4125 | 403 | 8074 | Rate Constraint in lbs/MMBtu | FALSE | L | Annual | Generation | TWh | 0 | 0 | 0 | 0 | 0 | 0 | 0
EPA723 CO2 Rate Limit for NG Cofire - ORIS:4125 | 403 | 8074 | Rate Constraint in lbs/MMBtu | FALSE | L | Annual | Qualifying Generation | TWh | 0 | 0 | 0 | 0 | 0 | 0 | 0
EPA723 CO2 Rate Limit for NG Cofire - ORIS:4125 | 403 | 8074 | Rate Constraint in lbs/MMBtu | FALSE | L | Annual | Rate | lb/MWh | 0 | 0 | 0 | 0 | 0 | 0 | 0
EPA723 CO2 Rate Limit for NG Cofire - ORIS:4125 | 403 | 8074 | Rate Constraint in lbs/MMBtu | FALSE | L | Annual | Constraint Shadow Price | US2022$/Ton | 0 | 27.4455 | 120.1749 | 234.8061 | 208.3115 | 306.0491 | 339.8553
EPA723 CO2 Rate Limit for NG Cofire - ORIS:4158 | 404 | 8075 | Rate Constraint in lbs/MMBtu | FALSE | L | Annual | Seasons Included | Seasons |  | Winter, Spring, Summer, Fall | Winter, Spring, Summer, Fall | Winter, Spring, Summer, Fall | Winter, Spring, Summer, Fall | Winter, Spring, Summer, Fall | Winter, Spring, Summer, Fall
EPA723 CO2 Rate Limit for NG Cofire - ORIS:4158 | 404 | 8075 | Rate Constraint in lbs/MMBtu | FALSE | L | Annual | Standard CO2 | lb/MMBtu | 176.252 | 176.252 | 176.252 | 176.252 | 176.252 | 176.252 | 176.252
EPA723 CO2 Rate Limit for NG Cofire - ORIS:4158 | 404 | 8075 | Rate Constraint in lbs/MMBtu | FALSE | L | Annual | Emissions at Affected Plants CO2 | Thousand Tons | 0 | 291.8064 | 1887.6159 | 0 | 0 | 0 | 0
EPA723 CO2 Rate Limit for NG Cofire - ORIS:4158 | 404 | 8075 | Rate Constraint in lbs/MMBtu | FALSE | L | Annual | Allowances Purchased CO2 | Thousand Tons | 0 | 0 | 0 | 0 | 0 | 0 | 0
EPA723 CO2 Rate Limit for NG Cofire - ORIS:4158 | 404 | 8075 | Rate Constraint in lbs/MMBtu | FALSE | L | Annual | Allowances Sold CO2 | Thousand Tons | 0 | 0 | 0 | 0 | 0 | 0 | 0
EPA723 CO2 Rate Limit for NG Cofire - ORIS:4158 | 404 | 8075 | Rate Constraint in lbs/MMBtu | FALSE | L | Annual | Allowances Banked | Thousand Tons | 0 | 0 | 0 | 0 | 0 | 0 | 0
EPA723 CO2 Rate Limit for NG Cofire - ORIS:4158 | 404 | 8075 | Rate Constraint in lbs/MMBtu | FALSE | L | Annual | Allowances Withdrawn (1:1) | Thousand Tons | 0 | 0 | 0 | 0 | 0 | 0 | 0
EPA723 CO2 Rate Limit for NG Cofire - ORIS:4158 | 404 | 8075 | Rate Constraint in lbs/MMBtu | FALSE | L | Annual | Allowances Withdrawn (n:1) | Thousand Tons | 0 | 0 | 0 | 0 | 0 | 0 | 0
EPA723 CO2 Rate Limit for NG Cofire - ORIS:4158 | 404 | 8075 | Rate Constraint in lbs/MMBtu | FALSE | L | Annual | Net Emissions Allowance Position | Thousand Tons | 0 | 291.8064 | 1887.6159 | 0 | 0 | 0 | 0
EPA723 CO2 Rate Limit for NG Cofire - ORIS:4158 | 404 | 8075 | Rate Constraint in lbs/MMBtu | FALSE | L | Annual | Fuel Consumed | TBtu | 0 | 3.3112 | 21.4195 | 0 | 0 | 0 | 0
EPA723 CO2 Rate Limit for NG Cofire - ORIS:4158 | 404 | 8075 | Rate Constraint in lbs/MMBtu | FALSE | L | Annual | Rate | lb/MMBtu | 0 | 176.252 | 176.252 | 0 | 0 | 0 | 0
EPA723 CO2 Rate Limit for NG Cofire - ORIS:4158 | 404 | 8075 | Rate Constraint in lbs/MMBtu | FALSE | L | Annual | Generation | TWh | 0 | 0.28908 | 1.87 | 0 | 0 | 0 | 0
EPA723 CO2 Rate Limit for NG Cofire - ORIS:4158 | 404 | 8075 | Rate Constraint in lbs/MMBtu | FALSE | L | Annual | Qualifying Generation | TWh | 0 | 0.28908 | 1.87 | 0 | 0 | 0 | 0
EPA723 CO2 Rate Limit for NG Cofire - ORIS:4158 | 404 | 8075 | Rate Constraint in lbs/MMBtu | FALSE | L | Annual | Rate | lb/MWh | 0 | 2018.8627 | 2018.8627 | 0 | 0 | 0 | 0
EPA723 CO2 Rate Limit for NG Cofire - ORIS:4158 | 404 | 8075 | Rate Constraint in lbs/MMBtu | FALSE | L | Annual | Constraint Shadow Price | US2022$/Ton | 0 | 47.8745 | 37.1615 | 88.8984 | 202.8842 | 114.9298 | 159.903
EPA723 CO2 Rate Limit for NG Cofire - ORIS:4271 | 405 | 8076 | Rate Constraint in lbs/MMBtu | FALSE | L | Annual | Seasons Included | Seasons |  | Winter, Spring, Summer, Fall | Winter, Spring, Summer, Fall | Winter, Spring, Summer, Fall | Winter, Spring, Summer, Fall | Winter, Spring, Summer, Fall | Winter, Spring, Summer, Fall
EPA723 CO2 Rate Limit for NG Cofire - ORIS:4271 | 405 | 8076 | Rate Constraint in lbs/MMBtu | FALSE | L | Annual | Standard CO2 | lb/MMBtu | 175.412 | 175.412 | 175.412 | 175.412 | 175.412 | 175.412 | 175.412
EPA723 CO2 Rate Limit for NG Cofire - ORIS:4271 | 405 | 8076 | Rate Constraint in lbs/MMBtu | FALSE | L | Annual | Emissions at Affected Plants CO2 | Thousand Tons | 0 | 0 | 0 | 0 | 0 | 0 | 0
EPA723 CO2 Rate Limit for NG Cofire - ORIS:4271 | 405 | 8076 | Rate Constraint in lbs/MMBtu | FALSE | L | Annual | Allowances Purchased CO2 | Thousand Tons | 0 | 0 | 0 | 0 | 0 | 0 | 0
EPA723 CO2 Rate Limit for NG Cofire - ORIS:4271 | 405 | 8076 | Rate Constraint in lbs/MMBtu | FALSE | L | Annual | Allowances Sold CO2 | Thousand Tons | 0 | 0 | 0 | 0 | 0 | 0 | 0
EPA723 CO2 Rate Limit for NG Cofire - ORIS:4271 | 405 | 8076 | Rate Constraint in lbs/MMBtu | FALSE | L | Annual | Allowances Banked | Thousand Tons | 0 | 0 | 0 | 0 | 0 | 0 | 0
EPA723 CO2 Rate Limit for NG Cofire - ORIS:4271 | 405 | 8076 | Rate Constraint in lbs/MMBtu | FALSE | L | Annual | Allowances Withdrawn (1:1) | Thousand Tons | 0 | 0 | 0 | 0 | 0 | 0 | 0
EPA723 CO2 Rate Limit for NG Cofire - ORIS:4271 | 405 | 8076 | Rate Constraint in lbs/MMBtu | FALSE | L | Annual | Allowances Withdrawn (n:1) | Thousand Tons | 0 | 0 | 0 | 0 | 0 | 0 | 0
EPA723 CO2 Rate Limit for NG Cofire - ORIS:4271 | 405 | 8076 | Rate Constraint in lbs/MMBtu | FALSE | L | Annual | Net Emissions Allowance Position | Thousand Tons | 0 | 0 | 0 | 0 | 0 | 0 | 0
EPA723 CO2 Rate Limit for NG Cofire - ORIS:4271 | 405 | 8076 | Rate Constraint in lbs/MMBtu | FALSE | L | Annual | Fuel Consumed | TBtu | 0 | 0 | 0 | 0 | 0 | 0 | 0
EPA723 CO2 Rate Limit for NG Cofire - ORIS:4271 | 405 | 8076 | Rate Constraint in lbs/MMBtu | FALSE | L | Annual | Rate | lb/MMBtu | 0 | 0 | 0 | 0 | 0 | 0 | 0
EPA723 CO2 Rate Limit for NG Cofire - ORIS:4271 | 405 | 8076 | Rate Constraint in lbs/MMBtu | FALSE | L | Annual | Generation | TWh | 0 | 0 | 0 | 0 | 0 | 0 | 0
EPA723 CO2 Rate Limit for NG Cofire - ORIS:4271 | 405 | 8076 | Rate Constraint in lbs/MMBtu | FALSE | L | Annual | Qualifying Generation | TWh | 0 | 0 | 0 | 0 | 0 | 0 | 0
EPA723 CO2 Rate Limit for NG Cofire - ORIS:4271 | 405 | 8076 | Rate Constraint in lbs/MMBtu | FALSE | L | Annual | Rate | lb/MWh | 0 | 0 | 0 | 0 | 0 | 0 | 0
EPA723 CO2 Rate Limit for NG Cofire - ORIS:4271 | 405 | 8076 | Rate Constraint in lbs/MMBtu | FALSE | L | Annual | Constraint Shadow Price | US2022$/Ton | 0 | 58.7237 | 34.748 | 2.9889 | 27.8404 | 79.3532 | 78.8372
EPA723 CO2 Rate Limit for NG Cofire - ORIS:470 | 406 | 8029 | Rate Constraint in lbs/MMBtu | FALSE | L | Annual | Seasons Included | Seasons |  | Winter, Spring, Summer, Fall | Winter, Spring, Summer, Fall | Winter, Spring, Summer, Fall | Winter, Spring, Summer, Fall | Winter, Spring, Summer, Fall | Winter, Spring, Summer, Fall
EPA723 CO2 Rate Limit for NG Cofire - ORIS:470 | 406 | 8029 | Rate Constraint in lbs/MMBtu | FALSE | L | Annual | Standard CO2 | lb/MMBtu | 175.772 | 175.772 | 175.772 | 175.772 | 175.772 | 175.772 | 175.772
EPA723 CO2 Rate Limit for NG Cofire - ORIS:470 | 406 | 8029 | Rate Constraint in lbs/MMBtu | FALSE | L | Annual | Emissions at Affected Plants CO2 | Thousand Tons | 0 | 0 | 0 | 0 | 0 | 0 | 0
EPA723 CO2 Rate Limit for NG Cofire - ORIS:470 | 406 | 8029 | Rate Constraint in lbs/MMBtu | FALSE | L | Annual | Allowances Purchased CO2 | Thousand Tons | 0 | 0 | 0 | 0 | 0 | 0 | 0
EPA723 CO2 Rate Limit for NG Cofire - ORIS:470 | 406 | 8029 | Rate Constraint in lbs/MMBtu | FALSE | L | Annual | Allowances Sold CO2 | Thousand Tons | 0 | 0 | 0 | 0 | 0 | 0 | 0
EPA723 CO2 Rate Limit for NG Cofire - ORIS:470 | 406 | 8029 | Rate Constraint in lbs/MMBtu | FALSE | L | Annual | Allowances Banked | Thousand Tons | 0 | 0 | 0 | 0 | 0 | 0 | 0
EPA723 CO2 Rate Limit for NG Cofire - ORIS:470 | 406 | 8029 | Rate Constraint in lbs/MMBtu | FALSE | L | Annual | Allowances Withdrawn (1:1) | Thousand Tons | 0 | 0 | 0 | 0 | 0 | 0 | 0
EPA723 CO2 Rate Limit for NG Cofire - ORIS:470 | 406 | 8029 | Rate Constraint in lbs/MMBtu | FALSE | L | Annual | Allowances Withdrawn (n:1) | Thousand Tons | 0 | 0 | 0 | 0 | 0 | 0 | 0
EPA723 CO2 Rate Limit for NG Cofire - ORIS:470 | 406 | 8029 | Rate Constraint in lbs/MMBtu | FALSE | L | Annual | Net Emissions Allowance Position | Thousand Tons | 0 | 0 | 0 | 0 | 0 | 0 | 0
EPA723 CO2 Rate Limit for NG Cofire - ORIS:470 | 406 | 8029 | Rate Constraint in lbs/MMBtu | FALSE | L | Annual | Fuel Consumed | TBtu | 0 | 0 | 0 | 0 | 0 | 0 | 0
EPA723 CO2 Rate Limit for NG Cofire - ORIS:470 | 406 | 8029 | Rate Constraint in lbs/MMBtu | FALSE | L | Annual | Rate | lb/MMBtu | 0 | 0 | 0 | 0 | 0 | 0 | 0
EPA723 CO2 Rate Limit for NG Cofire - ORIS:470 | 406 | 8029 | Rate Constraint in lbs/MMBtu | FALSE | L | Annual | Generation | TWh | 0 | 0 | 0 | 0 | 0 | 0 | 0
EPA723 CO2 Rate Limit for NG Cofire - ORIS:470 | 406 | 8029 | Rate Constraint in lbs/MMBtu | FALSE | L | Annual | Qualifying Generation | TWh | 0 | 0 | 0 | 0 | 0 | 0 | 0
EPA723 CO2 Rate Limit for NG Cofire - ORIS:470 | 406 | 8029 | Rate Constraint in lbs/MMBtu | FALSE | L | Annual | Rate | lb/MWh | 0 | 0 | 0 | 0 | 0 | 0 | 0
EPA723 CO2 Rate Limit for NG Cofire - ORIS:470 | 406 | 8029 | Rate Constraint in lbs/MMBtu | FALSE | L | Annual | Constraint Shadow Price | US2022$/Ton | 0 | 13.8661 | 34.4697 | 1369.2557 | 153.3697 | 664.2282 | 227.0415
EPA723 CO2 Rate Limit for NG Cofire - ORIS:50397 | 407 | 8135 | Rate Constraint in lbs/MMBtu | FALSE | L | Annual | Seasons Included | Seasons |  | Winter, Spring, Summer, Fall | Winter, Spring, Summer, Fall | Winter, Spring, Summer, Fall | Winter, Spring, Summer, Fall | Winter, Spring, Summer, Fall | Winter, Spring, Summer, Fall
EPA723 CO2 Rate Limit for NG Cofire - ORIS:50397 | 407 | 8135 | Rate Constraint in lbs/MMBtu | FALSE | L | Annual | Standard CO2 | lb/MMBtu | 233.0065 | 233.0065 | 233.0065 | 233.0065 | 233.0065 | 233.0065 | 233.0065
EPA723 CO2 Rate Limit for NG Cofire - ORIS:50397 | 407 | 8135 | Rate Constraint in lbs/MMBtu | FALSE | L | Annual | Emissions at Affected Plants CO2 | Thousand Tons | 0 | 0 | 0 | 0 | 0 | 0 | 0
EPA723 CO2 Rate Limit for NG Cofire - ORIS:50397 | 407 | 8135 | Rate Constraint in lbs/MMBtu | FALSE | L | Annual | Allowances Purchased CO2 | Thousand Tons | 0 | 0 | 0 | 0 | 0 | 0 | 0
EPA723 CO2 Rate Limit for NG Cofire - ORIS:50397 | 407 | 8135 | Rate Constraint in lbs/MMBtu | FALSE | L | Annual | Allowances Sold CO2 | Thousand Tons | 0 | 0 | 0 | 0 | 0 | 0 | 0
EPA723 CO2 Rate Limit for NG Cofire - ORIS:50397 | 407 | 8135 | Rate Constraint in lbs/MMBtu | FALSE | L | Annual | Allowances Banked | Thousand Tons | 0 | 0 | 0 | 0 | 0 | 0 | 0
EPA723 CO2 Rate Limit for NG Cofire - ORIS:50397 | 407 | 8135 | Rate Constraint in lbs/MMBtu | FALSE | L | Annual | Allowances Withdrawn (1:1) | Thousand Tons | 0 | 0 | 0 | 0 | 0 | 0 | 0
EPA723 CO2 Rate Limit for NG Cofire - ORIS:50397 | 407 | 8135 | Rate Constraint in lbs/MMBtu | FALSE | L | Annual | Allowances Withdrawn (n:1) | Thousand Tons | 0 | 0 | 0 | 0 | 0 | 0 | 0
EPA723 CO2 Rate Limit for NG Cofire - ORIS:50397 | 407 | 8135 | Rate Constraint in lbs/MMBtu | FALSE | L | Annual | Net Emissions Allowance Position | Thousand Tons | 0 | 0 | 0 | 0 | 0 | 0 | 0
EPA723 CO2 Rate Limit for NG Cofire - ORIS:50397 | 407 | 8135 | Rate Constraint in lbs/MMBtu | FALSE | L | Annual | Fuel Consumed | TBtu | 0 | 0 | 0 | 0 | 0 | 0 | 0
EPA723 CO2 Rate Limit for NG Cofire - ORIS:50397 | 407 | 8135 | Rate Constraint in lbs/MMBtu | FALSE | L | Annual | Rate | lb/MMBtu | 0 | 0 | 0 | 0 | 0 | 0 | 0
EPA723 CO2 Rate Limit for NG Cofire - ORIS:50397 | 407 | 8135 | Rate Constraint in lbs/MMBtu | FALSE | L | Annual | Generation | TWh | 0 | 0 | 0 | 0 | 0 | 0 | 0
EPA723 CO2 Rate Limit for NG Cofire - ORIS:50397 | 407 | 8135 | Rate Constraint in lbs/MMBtu | FALSE | L | Annual | Qualifying Generation | TWh | 0 | 0 | 0 | 0 | 0 | 0 | 0
EPA723 CO2 Rate Limit for NG Cofire - ORIS:50397 | 407 | 8135 | Rate Constraint in lbs/MMBtu | FALSE | L | Annual | Rate | lb/MWh | 0 | 0 | 0 | 0 | 0 | 0 | 0
EPA723 CO2 Rate Limit for NG Cofire - ORIS:50397 | 407 | 8135 | Rate Constraint in lbs/MMBtu | FALSE | L | Annual | Constraint Shadow Price | US2022$/Ton | 0 | 0 | 58.7953 | 0 | 113.5233 | 57.3225 | 98.6747
EPA723 CO2 Rate Limit for NG Cofire - ORIS:50611 | 408 | 8136 | Rate Constraint in lbs/MMBtu | FALSE | L | Annual | Seasons Included | Seasons |  | Winter, Spring, Summer, Fall | Winter, Spring, Summer, Fall | Winter, Spring, Summer, Fall | Winter, Spring, Summer, Fall | Winter, Spring, Summer, Fall | Winter, Spring, Summer, Fall
EPA723 CO2 Rate Limit for NG Cofire - ORIS:50611 | 408 | 8136 | Rate Constraint in lbs/MMBtu | FALSE | L | Annual | Standard CO2 | lb/MMBtu | 169.652 | 169.652 | 169.652 | 169.652 | 169.652 | 169.652 | 169.652
EPA723 CO2 Rate Limit for NG Cofire - ORIS:50611 | 408 | 8136 | Rate Constraint in lbs/MMBtu | FALSE | L | Annual | Emissions at Affected Plants CO2 | Thousand Tons | 0 | 0 | 0 | 0 | 0 | 0 | 0
EPA723 CO2 Rate Limit for NG Cofire - ORIS:50611 | 408 | 8136 | Rate Constraint in lbs/MMBtu | FALSE | L | Annual | Allowances Purchased CO2 | Thousand Tons | 0 | 0 | 0 | 0 | 0 | 0 | 0
EPA723 CO2 Rate Limit for NG Cofire - ORIS:50611 | 408 | 8136 | Rate Constraint in lbs/MMBtu | FALSE | L | Annual | Allowances Sold CO2 | Thousand Tons | 0 | 0 | 0 | 0 | 0 | 0 | 0
EPA723 CO2 Rate Limit for NG Cofire - ORIS:50611 | 408 | 8136 | Rate Constraint in lbs/MMBtu | FALSE | L | Annual | Allowances Banked | Thousand Tons | 0 | 0 | 0 | 0 | 0 | 0 | 0
EPA723 CO2 Rate Limit for NG Cofire - ORIS:50611 | 408 | 8136 | Rate Constraint in lbs/MMBtu | FALSE | L | Annual | Allowances Withdrawn (1:1) | Thousand Tons | 0 | 0 | 0 | 0 | 0 | 0 | 0
EPA723 CO2 Rate Limit for NG Cofire - ORIS:50611 | 408 | 8136 | Rate Constraint in lbs/MMBtu | FALSE | L | Annual | Allowances Withdrawn (n:1) | Thousand Tons | 0 | 0 | 0 | 0 | 0 | 0 | 0
EPA723 CO2 Rate Limit for NG Cofire - ORIS:50611 | 408 | 8136 | Rate Constraint in lbs/MMBtu | FALSE | L | Annual | Net Emissions Allowance Position | Thousand Tons | 0 | 0 | 0 | 0 | 0 | 0 | 0
EPA723 CO2 Rate Limit for NG Cofire - ORIS:50611 | 408 | 8136 | Rate Constraint in lbs/MMBtu | FALSE | L | Annual | Fuel Consumed | TBtu | 0 | 0 | 0 | 0 | 0 | 0 | 0
EPA723 CO2 Rate Limit for NG Cofire - ORIS:50611 | 408 | 8136 | Rate Constraint in lbs/MMBtu | FALSE | L | Annual | Rate | lb/MMBtu | 0 | 0 | 0 | 0 | 0 | 0 | 0
EPA723 CO2 Rate Limit for NG Cofire - ORIS:50611 | 408 | 8136 | Rate Constraint in lbs/MMBtu | FALSE | L | Annual | Generation | TWh | 0 | 0 | 0 | 0 | 0 | 0 | 0
EPA723 CO2 Rate Limit for NG Cofire - ORIS:50611 | 408 | 8136 | Rate Constraint in lbs/MMBtu | FALSE | L | Annual | Qualifying Generation | TWh | 0 | 0 | 0 | 0 | 0 | 0 | 0
EPA723 CO2 Rate Limit for NG Cofire - ORIS:50611 | 408 | 8136 | Rate Constraint in lbs/MMBtu | FALSE | L | Annual | Rate | lb/MWh | 0 | 0 | 0 | 0 | 0 | 0 | 0
EPA723 CO2 Rate Limit for NG Cofire - ORIS:50611 | 408 | 8136 | Rate Constraint in lbs/MMBtu | FALSE | L | Annual | Constraint Shadow Price | US2022$/Ton | 0 | 40.7748 | 64.1379 | 115.4315 | 113.7377 | 164.3609 | 182.3287
EPA723 CO2 Rate Limit for NG Cofire - ORIS:50776 | 409 | 8137 | Rate Constraint in lbs/MMBtu | FALSE | L | Annual | Seasons Included | Seasons |  | Winter, Spring, Summer, Fall | Winter, Spring, Summer, Fall | Winter, Spring, Summer, Fall | Winter, Spring, Summer, Fall | Winter, Spring, Summer, Fall | Winter, Spring, Summer, Fall
EPA723 CO2 Rate Limit for NG Cofire - ORIS:50776 | 409 | 8137 | Rate Constraint in lbs/MMBtu | FALSE | L | Annual | Standard CO2 | lb/MMBtu | 169.652 | 169.652 | 169.652 | 169.652 | 169.652 | 169.652 | 169.652
EPA723 CO2 Rate Limit for NG Cofire - ORIS:50776 | 409 | 8137 | Rate Constraint in lbs/MMBtu | FALSE | L | Annual | Emissions at Affected Plants CO2 | Thousand Tons | 0 | 0 | 0 | 0 | 0 | 0 | 0
EPA723 CO2 Rate Limit for NG Cofire - ORIS:50776 | 409 | 8137 | Rate Constraint in lbs/MMBtu | FALSE | L | Annual | Allowances Purchased CO2 | Thousand Tons | 0 | 0 | 0 | 0 | 0 | 0 | 0
EPA723 CO2 Rate Limit for NG Cofire - ORIS:50776 | 409 | 8137 | Rate Constraint in lbs/MMBtu | FALSE | L | Annual | Allowances Sold CO2 | Thousand Tons | 0 | 0 | 0 | 0 | 0 | 0 | 0
EPA723 CO2 Rate Limit for NG Cofire - ORIS:50776 | 409 | 8137 | Rate Constraint in lbs/MMBtu | FALSE | L | Annual | Allowances Banked | Thousand Tons | 0 | 0 | 0 | 0 | 0 | 0 | 0
EPA723 CO2 Rate Limit for NG Cofire - ORIS:50776 | 409 | 8137 | Rate Constraint in lbs/MMBtu | FALSE | L | Annual | Allowances Withdrawn (1:1) | Thousand Tons | 0 | 0 | 0 | 0 | 0 | 0 | 0
EPA723 CO2 Rate Limit for NG Cofire - ORIS:50776 | 409 | 8137 | Rate Constraint in lbs/MMBtu | FALSE | L | Annual | Allowances Withdrawn (n:1) | Thousand Tons | 0 | 0 | 0 | 0 | 0 | 0 | 0
EPA723 CO2 Rate Limit for NG Cofire - ORIS:50776 | 409 | 8137 | Rate Constraint in lbs/MMBtu | FALSE | L | Annual | Net Emissions Allowance Position | Thousand Tons | 0 | 0 | 0 | 0 | 0 | 0 | 0
EPA723 CO2 Rate Limit for NG Cofire - ORIS:50776 | 409 | 8137 | Rate Constraint in lbs/MMBtu | FALSE | L | Annual | Fuel Consumed | TBtu | 0 | 0 | 0 | 0 | 0 | 0 | 0
EPA723 CO2 Rate Limit for NG Cofire - ORIS:50776 | 409 | 8137 | Rate Constraint in lbs/MMBtu | FALSE | L | Annual | Rate | lb/MMBtu | 0 | 0 | 0 | 0 | 0 | 0 | 0
EPA723 CO2 Rate Limit for NG Cofire - ORIS:50776 | 409 | 8137 | Rate Constraint in lbs/MMBtu | FALSE | L | Annual | Generation | TWh | 0 | 0 | 0 | 0 | 0 | 0 | 0
EPA723 CO2 Rate Limit for NG Cofire - ORIS:50776 | 409 | 8137 | Rate Constraint in lbs/MMBtu | FALSE | L | Annual | Qualifying Generation | TWh | 0 | 0 | 0 | 0 | 0 | 0 | 0
EPA723 CO2 Rate Limit for NG Cofire - ORIS:50776 | 409 | 8137 | Rate Constraint in lbs/MMBtu | FALSE | L | Annual | Rate | lb/MWh | 0 | 0 | 0 | 0 | 0 | 0 | 0
EPA723 CO2 Rate Limit for NG Cofire - ORIS:50776 | 409 | 8137 | Rate Constraint in lbs/MMBtu | FALSE | L | Annual | Constraint Shadow Price | US2022$/Ton | 0 | 111.1382 | 163.7852 | 116.2789 | 114.5427 | 166.4506 | 184.8744
EPA723 CO2 Rate Limit for NG Cofire - ORIS:50888 | 410 | 8138 | Rate Constraint in lbs/MMBtu | FALSE | L | Annual | Seasons Included | Seasons |  | Winter, Spring, Summer, Fall | Winter, Spring, Summer, Fall | Winter, Spring, Summer, Fall | Winter, Spring, Summer, Fall | Winter, Spring, Summer, Fall | Winter, Spring, Summer, Fall
EPA723 CO2 Rate Limit for NG Cofire - ORIS:50888 | 410 | 8138 | Rate Constraint in lbs/MMBtu | FALSE | L | Annual | Standard CO2 | lb/MMBtu | 179.8311 | 179.8311 | 179.8311 | 179.8311 | 179.8311 | 179.8311 | 179.8311
EPA723 CO2 Rate Limit for NG Cofire - ORIS:50888 | 410 | 8138 | Rate Constraint in lbs/MMBtu | FALSE | L | Annual | Emissions at Affected Plants CO2 | Thousand Tons | 0 | 0 | 0 | 0 | 0 | 0 | 0
EPA723 CO2 Rate Limit for NG Cofire - ORIS:50888 | 410 | 8138 | Rate Constraint in lbs/MMBtu | FALSE | L | Annual | Allowances Purchased CO2 | Thousand Tons | 0 | 0 | 0 | 0 | 0 | 0 | 0
EPA723 CO2 Rate Limit for NG Cofire - ORIS:50888 | 410 | 8138 | Rate Constraint in lbs/MMBtu | FALSE | L | Annual | Allowances Sold CO2 | Thousand Tons | 0 | 0 | 0 | 0 | 0 | 0 | 0
EPA723 CO2 Rate Limit for NG Cofire - ORIS:50888 | 410 | 8138 | Rate Constraint in lbs/MMBtu | FALSE | L | Annual | Allowances Banked | Thousand Tons | 0 | 0 | 0 | 0 | 0 | 0 | 0
EPA723 CO2 Rate Limit for NG Cofire - ORIS:50888 | 410 | 8138 | Rate Constraint in lbs/MMBtu | FALSE | L | Annual | Allowances Withdrawn (1:1) | Thousand Tons | 0 | 0 | 0 | 0 | 0 | 0 | 0
EPA723 CO2 Rate Limit for NG Cofire - ORIS:50888 | 410 | 8138 | Rate Constraint in lbs/MMBtu | FALSE | L | Annual | Allowances Withdrawn (n:1) | Thousand Tons | 0 | 0 | 0 | 0 | 0 | 0 | 0
EPA723 CO2 Rate Limit for NG Cofire - ORIS:50888 | 410 | 8138 | Rate Constraint in lbs/MMBtu | FALSE | L | Annual | Net Emissions Allowance Position | Thousand Tons | 0 | 0 | 0 | 0 | 0 | 0 | 0
EPA723 CO2 Rate Limit for NG Cofire - ORIS:50888 | 410 | 8138 | Rate Constraint in lbs/MMBtu | FALSE | L | Annual | Fuel Consumed | TBtu | 0 | 0 | 0 | 0 | 0 | 0 | 0
EPA723 CO2 Rate Limit for NG Cofire - ORIS:50888 | 410 | 8138 | Rate Constraint in lbs/MMBtu | FALSE | L | Annual | Rate | lb/MMBtu | 0 | 0 | 0 | 0 | 0 | 0 | 0
EPA723 CO2 Rate Limit for NG Cofire - ORIS:50888 | 410 | 8138 | Rate Constraint in lbs/MMBtu | FALSE | L | Annual | Generation | TWh | 0 | 0 | 0 | 0 | 0 | 0 | 0
EPA723 CO2 Rate Limit for NG Cofire - ORIS:50888 | 410 | 8138 | Rate Constraint in lbs/MMBtu | FALSE | L | Annual | Qualifying Generation | TWh | 0 | 0 | 0 | 0 | 0 | 0 | 0
EPA723 CO2 Rate Limit for NG Cofire - ORIS:50888 | 410 | 8138 | Rate Constraint in lbs/MMBtu | FALSE | L | Annual | Rate | lb/MWh | 0 | 0 | 0 | 0 | 0 | 0 | 0
EPA723 CO2 Rate Limit for NG Cofire - ORIS:50888 | 410 | 8138 | Rate Constraint in lbs/MMBtu | FALSE | L | Annual | Constraint Shadow Price | US2022$/Ton | 0 | 0 | 82.5374 | 51.1453 | 143.7681 | 243.9439 | 279.5365
EPA723 CO2 Rate Limit for NG Cofire - ORIS:50931 | 411 | 8139 | Rate Constraint in lbs/MMBtu | FALSE | L | Annual | Seasons Included | Seasons |  | Winter, Spring, Summer, Fall | Winter, Spring, Summer, Fall | Winter, Spring, Summer, Fall | Winter, Spring, Summer, Fall | Winter, Spring, Summer, Fall | Winter, Spring, Summer, Fall
EPA723 CO2 Rate Limit for NG Cofire - ORIS:50931 | 411 | 8139 | Rate Constraint in lbs/MMBtu | FALSE | L | Annual | Standard CO2 | lb/MMBtu | 303.8275 | 303.8275 | 303.8275 | 303.8275 | 303.8275 | 303.8275 | 303.8275
EPA723 CO2 Rate Limit for NG Cofire - ORIS:50931 | 411 | 8139 | Rate Constraint in lbs/MMBtu | FALSE | L | Annual | Emissions at Affected Plants CO2 | Thousand Tons | 0 | 243.7862 | 510.367 | 0 | 0 | 0 | 0
EPA723 CO2 Rate Limit for NG Cofire - ORIS:50931 | 411 | 8139 | Rate Constraint in lbs/MMBtu | FALSE | L | Annual | Allowances Purchased CO2 | Thousand Tons | 0 | 0 | 0 | 0 | 0 | 0 | 0
EPA723 CO2 Rate Limit for NG Cofire - ORIS:50931 | 411 | 8139 | Rate Constraint in lbs/MMBtu | FALSE | L | Annual | Allowances Sold CO2 | Thousand Tons | 0 | 0 | 0 | 0 | 0 | 0 | 0
EPA723 CO2 Rate Limit for NG Cofire - ORIS:50931 | 411 | 8139 | Rate Constraint in lbs/MMBtu | FALSE | L | Annual | Allowances Banked | Thousand Tons | 0 | 0 | 0 | 0 | 0 | 0 | 0
EPA723 CO2 Rate Limit for NG Cofire - ORIS:50931 | 411 | 8139 | Rate Constraint in lbs/MMBtu | FALSE | L | Annual | Allowances Withdrawn (1:1) | Thousand Tons | 0 | 0 | 0 | 0 | 0 | 0 | 0
EPA723 CO2 Rate Limit for NG Cofire - ORIS:50931 | 411 | 8139 | Rate Constraint in lbs/MMBtu | FALSE | L | Annual | Allowances Withdrawn (n:1) | Thousand Tons | 0 | 0 | 0 | 0 | 0 | 0 | 0
EPA723 CO2 Rate Limit for NG Cofire - ORIS:50931 | 411 | 8139 | Rate Constraint in lbs/MMBtu | FALSE | L | Annual | Net Emissions Allowance Position | Thousand Tons | 0 | 243.7862 | 510.367 | 0 | 0 | 0 | 0
EPA723 CO2 Rate Limit for NG Cofire - ORIS:50931 | 411 | 8139 | Rate Constraint in lbs/MMBtu | FALSE | L | Annual | Fuel Consumed | TBtu | 0 | 1.6048 | 3.3596 | 0 | 0 | 0 | 0
EPA723 CO2 Rate Limit for NG Cofire - ORIS:50931 | 411 | 8139 | Rate Constraint in lbs/MMBtu | FALSE | L | Annual | Rate | lb/MMBtu | 0 | 303.8275 | 303.8275 | 0 | 0 | 0 | 0
EPA723 CO2 Rate Limit for NG Cofire - ORIS:50931 | 411 | 8139 | Rate Constraint in lbs/MMBtu | FALSE | L | Annual | Generation | TWh | 0 | 0.15206 | 0.31834 | 0 | 0 | 0 | 0
EPA723 CO2 Rate Limit for NG Cofire - ORIS:50931 | 411 | 8139 | Rate Constraint in lbs/MMBtu | FALSE | L | Annual | Qualifying Generation | TWh | 0 | 0.15206 | 0.31834 | 0 | 0 | 0 | 0
EPA723 CO2 Rate Limit for NG Cofire - ORIS:50931 | 411 | 8139 | Rate Constraint in lbs/MMBtu | FALSE | L | Annual | Rate | lb/MWh | 0 | 3206.4403 | 3206.4402 | 0 | 0 | 0 | 0
EPA723 CO2 Rate Limit for NG Cofire - ORIS:50931 | 411 | 8139 | Rate Constraint in lbs/MMBtu | FALSE | L | Annual | Constraint Shadow Price | US2022$/Ton | 0 | 17.4351 | 12.6566 | 851.3629 | 68.966 | 168.9785 | 110.5247
EPA723 CO2 Rate Limit for NG Cofire - ORIS:50951 | 412 | 8140 | Rate Constraint in lbs/MMBtu | FALSE | L | Annual | Seasons Included | Seasons |  | Winter, Spring, Summer, Fall | Winter, Spring, Summer, Fall | Winter, Spring, Summer, Fall | Winter, Spring, Summer, Fall | Winter, Spring, Summer, Fall | Winter, Spring, Summer, Fall
EPA723 CO2 Rate Limit for NG Cofire - ORIS:50951 | 412 | 8140 | Rate Constraint in lbs/MMBtu | FALSE | L | Annual | Standard CO2 | lb/MMBtu | 172.8007 | 172.8007 | 172.8007 | 172.8007 | 172.8007 | 172.8007 | 172.8007
EPA723 CO2 Rate Limit for NG Cofire - ORIS:50951 | 412 | 8140 | Rate Constraint in lbs/MMBtu | FALSE | L | Annual | Emissions at Affected Plants CO2 | Thousand Tons | 0 | 0 | 0 | 0 | 0 | 0 | 0
EPA723 CO2 Rate Limit for NG Cofire - ORIS:50951 | 412 | 8140 | Rate Constraint in lbs/MMBtu | FALSE | L | Annual | Allowances Purchased CO2 | Thousand Tons | 0 | 0 | 0 | 0 | 0 | 0 | 0
EPA723 CO2 Rate Limit for NG Cofire - ORIS:50951 | 412 | 8140 | Rate Constraint in lbs/MMBtu | FALSE | L | Annual | Allowances Sold CO2 | Thousand Tons | 0 | 0 | 0 | 0 | 0 | 0 | 0
EPA723 CO2 Rate Limit for NG Cofire - ORIS:50951 | 412 | 8140 | Rate Constraint in lbs/MMBtu | FALSE | L | Annual | Allowances Banked | Thousand Tons | 0 | 0 | 0 | 0 | 0 | 0 | 0
EPA723 CO2 Rate Limit for NG Cofire - ORIS:50951 | 412 | 8140 | Rate Constraint in lbs/MMBtu | FALSE | L | Annual | Allowances Withdrawn (1:1) | Thousand Tons | 0 | 0 | 0 | 0 | 0 | 0 | 0
EPA723 CO2 Rate Limit for NG Cofire - ORIS:50951 | 412 | 8140 | Rate Constraint in lbs/MMBtu | FALSE | L | Annual | Allowances Withdrawn (n:1) | Thousand Tons | 0 | 0 | 0 | 0 | 0 | 0 | 0
EPA723 CO2 Rate Limit for NG Cofire - ORIS:50951 | 412 | 8140 | Rate Constraint in lbs/MMBtu | FALSE | L | Annual | Net Emissions Allowance Position | Thousand Tons | 0 | 0 | 0 | 0 | 0 | 0 | 0
EPA723 CO2 Rate Limit for NG Cofire - ORIS:50951 | 412 | 8140 | Rate Constraint in lbs/MMBtu | FALSE | L | Annual | Fuel Consumed | TBtu | 0 | 0 | 0 | 0 | 0 | 0 | 0
EPA723 CO2 Rate Limit for NG Cofire - ORIS:50951 | 412 | 8140 | Rate Constraint in lbs/MMBtu | FALSE | L | Annual | Rate | lb/MMBtu | 0 | 0 | 0 | 0 | 0 | 0 | 0
EPA723 CO2 Rate Limit for NG Cofire - ORIS:50951 | 412 | 8140 | Rate Constraint in lbs/MMBtu | FALSE | L | Annual | Generation | TWh | 0 | 0 | 0 | 0 | 0 | 0 | 0
EPA723 CO2 Rate Limit for NG Cofire - ORIS:50951 | 412 | 8140 | Rate Constraint in lbs/MMBtu | FALSE | L | Annual | Qualifying Generation | TWh | 0 | 0 | 0 | 0 | 0 | 0 | 0
EPA723 CO2 Rate Limit for NG Cofire - ORIS:50951 | 412 | 8140 | Rate Constraint in lbs/MMBtu | FALSE | L | Annual | Rate | lb/MWh | 0 | 0 | 0 | 0 | 0 | 0 | 0
EPA723 CO2 Rate Limit for NG Cofire - ORIS:50951 | 412 | 8140 | Rate Constraint in lbs/MMBtu | FALSE | L | Annual | Constraint Shadow Price | US2022$/Ton | 0 | 58.5713 | 138.9069 | 1333.8584 | 135.5976 | 515.9389 | 208.1711
EPA723 CO2 Rate Limit for NG Cofire - ORIS:50974 | 413 | 8141 | Rate Constraint in lbs/MMBtu | FALSE | L | Annual | Seasons Included | Seasons |  | Winter, Spring, Summer, Fall | Winter, Spring, Summer, Fall | Winter, Spring, Summer, Fall | Winter, Spring, Summer, Fall | Winter, Spring, Summer, Fall | Winter, Spring, Summer, Fall
EPA723 CO2 Rate Limit for NG Cofire - ORIS:50974 | 413 | 8141 | Rate Constraint in lbs/MMBtu | FALSE | L | Annual | Standard CO2 | lb/MMBtu | 174.542 | 174.542 | 174.542 | 174.542 | 174.542 | 174.542 | 174.542
EPA723 CO2 Rate Limit for NG Cofire - ORIS:50974 | 413 | 8141 | Rate Constraint in lbs/MMBtu | FALSE | L | Annual | Emissions at Affected Plants CO2 | Thousand Tons | 0 | 0 | 0 | 0 | 0 | 0 | 0
EPA723 CO2 Rate Limit for NG Cofire - ORIS:50974 | 413 | 8141 | Rate Constraint in lbs/MMBtu | FALSE | L | Annual | Allowances Purchased CO2 | Thousand Tons | 0 | 0 | 0 | 0 | 0 | 0 | 0
EPA723 CO2 Rate Limit for NG Cofire - ORIS:50974 | 413 | 8141 | Rate Constraint in lbs/MMBtu | FALSE | L | Annual | Allowances Sold CO2 | Thousand Tons | 0 | 0 | 0 | 0 | 0 | 0 | 0
EPA723 CO2 Rate Limit for NG Cofire - ORIS:50974 | 413 | 8141 | Rate Constraint in lbs/MMBtu | FALSE | L | Annual | Allowances Banked | Thousand Tons | 0 | 0 | 0 | 0 | 0 | 0 | 0
EPA723 CO2 Rate Limit for NG Cofire - ORIS:50974 | 413 | 8141 | Rate Constraint in lbs/MMBtu | FALSE | L | Annual | Allowances Withdrawn (1:1) | Thousand Tons | 0 | 0 | 0 | 0 | 0 | 0 | 0
EPA723 CO2 Rate Limit for NG Cofire - ORIS:50974 | 413 | 8141 | Rate Constraint in lbs/MMBtu | FALSE | L | Annual | Allowances Withdrawn (n:1) | Thousand Tons | 0 | 0 | 0 | 0 | 0 | 0 | 0
EPA723 CO2 Rate Limit for NG Cofire - ORIS:50974 | 413 | 8141 | Rate Constraint in lbs/MMBtu | FALSE | L | Annual | Net Emissions Allowance Position | Thousand Tons | 0 | 0 | 0 | 0 | 0 | 0 | 0
EPA723 CO2 Rate Limit for NG Cofire - ORIS:50974 | 413 | 8141 | Rate Constraint in lbs/MMBtu | FALSE | L | Annual | Fuel Consumed | TBtu | 0 | 0 | 0 | 0 | 0 | 0 | 0
EPA723 CO2 Rate Limit for NG Cofire - ORIS:50974 | 413 | 8141 | Rate Constraint in lbs/MMBtu | FALSE | L | Annual | Rate | lb/MMBtu | 0 | 0 | 0 | 0 | 0 | 0 | 0
EPA723 CO2 Rate Limit for NG Cofire - ORIS:50974 | 413 | 8141 | Rate Constraint in lbs/MMBtu | FALSE | L | Annual | Generation | TWh | 0 | 0 | 0 | 0 | 0 | 0 | 0
EPA723 CO2 Rate Limit for NG Cofire - ORIS:50974 | 413 | 8141 | Rate Constraint in lbs/MMBtu | FALSE | L | Annual | Qualifying Generation | TWh | 0 | 0 | 0 | 0 | 0 | 0 | 0
EPA723 CO2 Rate Limit for NG Cofire - ORIS:50974 | 413 | 8141 | Rate Constraint in lbs/MMBtu | FALSE | L | Annual | Rate | lb/MWh | 0 | 0 | 0 | 0 | 0 | 0 | 0
EPA723 CO2 Rate Limit for NG Cofire - ORIS:50974 | 413 | 8141 | Rate Constraint in lbs/MMBtu | FALSE | L | Annual | Constraint Shadow Price | US2022$/Ton | 0 | 86.6965 | 153.2529 | 100.7035 | 100.0423 | 157.3963 | 167.6699
EPA723 CO2 Rate Limit for NG Cofire - ORIS:54634 | 414 | 8142 | Rate Constraint in lbs/MMBtu | FALSE | L | Annual | Seasons Included | Seasons |  | Winter, Spring, Summer, Fall | Winter, Spring, Summer, Fall | Winter, Spring, Summer, Fall | Winter, Spring, Summer, Fall | Winter, Spring, Summer, Fall | Winter, Spring, Summer, Fall
EPA723 CO2 Rate Limit for NG Cofire - ORIS:54634 | 414 | 8142 | Rate Constraint in lbs/MMBtu | FALSE | L | Annual | Standard CO2 | lb/MMBtu | 183.973 | 183.973 | 183.973 | 183.973 | 183.973 | 183.973 | 183.973
EPA723 CO2 Rate Limit for NG Cofire - ORIS:54634 | 414 | 8142 | Rate Constraint in lbs/MMBtu | FALSE | L | Annual | Emissions at Affected Plants CO2 | Thousand Tons | 0 | 0 | 0 | 0 | 0 | 0 | 0
EPA723 CO2 Rate Limit for NG Cofire - ORIS:54634 | 414 | 8142 | Rate Constraint in lbs/MMBtu | FALSE | L | Annual | Allowances Purchased CO2 | Thousand Tons | 0 | 0 | 0 | 0 | 0 | 0 | 0
EPA723 CO2 Rate Limit for NG Cofire - ORIS:54634 | 414 | 8142 | Rate Constraint in lbs/MMBtu | FALSE | L | Annual | Allowances Sold CO2 | Thousand Tons | 0 | 0 | 0 | 0 | 0 | 0 | 0
EPA723 CO2 Rate Limit for NG Cofire - ORIS:54634 | 414 | 8142 | Rate Constraint in lbs/MMBtu | FALSE | L | Annual | Allowances Banked | Thousand Tons | 0 | 0 | 0 | 0 | 0 | 0 | 0
EPA723 CO2 Rate Limit for NG Cofire - ORIS:54634 | 414 | 8142 | Rate Constraint in lbs/MMBtu | FALSE | L | Annual | Allowances Withdrawn (1:1) | Thousand Tons | 0 | 0 | 0 | 0 | 0 | 0 | 0
EPA723 CO2 Rate Limit for NG Cofire - ORIS:54634 | 414 | 8142 | Rate Constraint in lbs/MMBtu | FALSE | L | Annual | Allowances Withdrawn (n:1) | Thousand Tons | 0 | 0 | 0 | 0 | 0 | 0 | 0
EPA723 CO2 Rate Limit for NG Cofire - ORIS:54634 | 414 | 8142 | Rate Constraint in lbs/MMBtu | FALSE | L | Annual | Net Emissions Allowance Position | Thousand Tons | 0 | 0 | 0 | 0 | 0 | 0 | 0
EPA723 CO2 Rate Limit for NG Cofire - ORIS:54634 | 414 | 8142 | Rate Constraint in lbs/MMBtu | FALSE | L | Annual | Fuel Consumed | TBtu | 0 | 0 | 0 | 0 | 0 | 0 | 0
EPA723 CO2 Rate Limit for NG Cofire - ORIS:54634 | 414 | 8142 | Rate Constraint in lbs/MMBtu | FALSE | L | Annual | Rate | lb/MMBtu | 0 | 0 | 0 | 0 | 0 | 0 | 0
EPA723 CO2 Rate Limit for NG Cofire - ORIS:54634 | 414 | 8142 | Rate Constraint in lbs/MMBtu | FALSE | L | Annual | Generation | TWh | 0 | 0 | 0 | 0 | 0 | 0 | 0
EPA723 CO2 Rate Limit for NG Cofire - ORIS:54634 | 414 | 8142 | Rate Constraint in lbs/MMBtu | FALSE | L | Annual | Qualifying Generation | TWh | 0 | 0 | 0 | 0 | 0 | 0 | 0
EPA723 CO2 Rate Limit for NG Cofire - ORIS:54634 | 414 | 8142 | Rate Constraint in lbs/MMBtu | FALSE | L | Annual | Rate | lb/MWh | 0 | 0 | 0 | 0 | 0 | 0 | 0
EPA723 CO2 Rate Limit for NG Cofire - ORIS:54634 | 414 | 8142 | Rate Constraint in lbs/MMBtu | FALSE | L | Annual | Constraint Shadow Price | US2022$/Ton | 0 | 264.725 | 53.0132 | 106.4457 | 104.8842 | 151.5663 | 168.1356
EPA723 CO2 Rate Limit for NG Cofire - ORIS:55076 | 415 | 8143 | Rate Constraint in lbs/MMBtu | FALSE | L | Annual | Seasons Included | Seasons |  | Winter, Spring, Summer, Fall | Winter, Spring, Summer, Fall | Winter, Spring, Summer, Fall | Winter, Spring, Summer, Fall | Winter, Spring, Summer, Fall | Winter, Spring, Summer, Fall
EPA723 CO2 Rate Limit for NG Cofire - ORIS:55076 | 415 | 8143 | Rate Constraint in lbs/MMBtu | FALSE | L | Annual | Standard CO2 | lb/MMBtu | 177.572 | 177.572 | 177.572 | 177.572 | 177.572 | 177.572 | 177.572
EPA723 CO2 Rate Limit for NG Cofire - ORIS:55076 | 415 | 8143 | Rate Constraint in lbs/MMBtu | FALSE | L | Annual | Emissions at Affected Plants CO2 | Thousand Tons | 0 | 0 | 0 | 0 | 0 | 0 | 0
EPA723 CO2 Rate Limit for NG Cofire - ORIS:55076 | 415 | 8143 | Rate Constraint in lbs/MMBtu | FALSE | L | Annual | Allowances Purchased CO2 | Thousand Tons | 0 | 0 | 0 | 0 | 0 | 0 | 0
EPA723 CO2 Rate Limit for NG Cofire - ORIS:55076 | 415 | 8143 | Rate Constraint in lbs/MMBtu | FALSE | L | Annual | Allowances Sold CO2 | Thousand Tons | 0 | 0 | 0 | 0 | 0 | 0 | 0
EPA723 CO2 Rate Limit for NG Cofire - ORIS:55076 | 415 | 8143 | Rate Constraint in lbs/MMBtu | FALSE | L | Annual | Allowances Banked | Thousand Tons | 0 | 0 | 0 | 0 | 0 | 0 | 0
EPA723 CO2 Rate Limit for NG Cofire - ORIS:55076 | 415 | 8143 | Rate Constraint in lbs/MMBtu | FALSE | L | Annual | Allowances Withdrawn (1:1) | Thousand Tons | 0 | 0 | 0 | 0 | 0 | 0 | 0
EPA723 CO2 Rate Limit for NG Cofire - ORIS:55076 | 415 | 8143 | Rate Constraint in lbs/MMBtu | FALSE | L | Annual | Allowances Withdrawn (n:1) | Thousand Tons | 0 | 0 | 0 | 0 | 0 | 0 | 0
EPA723 CO2 Rate Limit for NG Cofire - ORIS:55076 | 415 | 8143 | Rate Constraint in lbs/MMBtu | FALSE | L | Annual | Net Emissions Allowance Position | Thousand Tons | 0 | 0 | 0 | 0 | 0 | 0 | 0
EPA723 CO2 Rate Limit for NG Cofire - ORIS:55076 | 415 | 8143 | Rate Constraint in lbs/MMBtu | FALSE | L | Annual | Fuel Consumed | TBtu | 0 | 0 | 0 | 0 | 0 | 0 | 0
EPA723 CO2 Rate Limit for NG Cofire - ORIS:55076 | 415 | 8143 | Rate Constraint in lbs/MMBtu | FALSE | L | Annual | Rate | lb/MMBtu | 0 | 0 | 0 | 0 | 0 | 0 | 0
EPA723 CO2 Rate Limit for NG Cofire - ORIS:55076 | 415 | 8143 | Rate Constraint in lbs/MMBtu | FALSE | L | Annual | Generation | TWh | 0 | 0 | 0 | 0 | 0 | 0 | 0
EPA723 CO2 Rate Limit for NG Cofire - ORIS:55076 | 415 | 8143 | Rate Constraint in lbs/MMBtu | FALSE | L | Annual | Qualifying Generation | TWh | 0 | 0 | 0 | 0 | 0 | 0 | 0
EPA723 CO2 Rate Limit for NG Cofire - ORIS:55076 | 415 | 8143 | Rate Constraint in lbs/MMBtu | FALSE | L | Annual | Rate | lb/MWh | 0 | 0 | 0 | 0 | 0 | 0 | 0
EPA723 CO2 Rate Limit for NG Cofire - ORIS:55076 | 415 | 8143 | Rate Constraint in lbs/MMBtu | FALSE | L | Annual | Constraint Shadow Price | US2022$/Ton | 0 | 34.8856 | 56.5068 | 36.0798 | 26.8054 | 24.9733 | 48.7195
EPA723 CO2 Rate Limit for NG Cofire - ORIS:55479 | 416 | 8144 | Rate Constraint in lbs/MMBtu | FALSE | L | Annual | Seasons Included | Seasons |  | Winter, Spring, Summer, Fall | Winter, Spring, Summer, Fall | Winter, Spring, Summer, Fall | Winter, Spring, Summer, Fall | Winter, Spring, Summer, Fall | Winter, Spring, Summer, Fall
EPA723 CO2 Rate Limit for NG Cofire - ORIS:55479 | 416 | 8144 | Rate Constraint in lbs/MMBtu | FALSE | L | Annual | Standard CO2 | lb/MMBtu | 175.772 | 175.772 | 175.772 | 175.772 | 175.772 | 175.772 | 175.772
EPA723 CO2 Rate Limit for NG Cofire - ORIS:55479 | 416 | 8144 | Rate Constraint in lbs/MMBtu | FALSE | L | Annual | Emissions at Affected Plants CO2 | Thousand Tons | 0 | 0 | 0 | 0 | 0 | 0 | 0
EPA723 CO2 Rate Limit for NG Cofire - ORIS:55479 | 416 | 8144 | Rate Constraint in lbs/MMBtu | FALSE | L | Annual | Allowances Purchased CO2 | Thousand Tons | 0 | 0 | 0 | 0 | 0 | 0 | 0
EPA723 CO2 Rate Limit for NG Cofire - ORIS:55479 | 416 | 8144 | Rate Constraint in lbs/MMBtu | FALSE | L | Annual | Allowances Sold CO2 | Thousand Tons | 0 | 0 | 0 | 0 | 0 | 0 | 0
EPA723 CO2 Rate Limit for NG Cofire - ORIS:55479 | 416 | 8144 | Rate Constraint in lbs/MMBtu | FALSE | L | Annual | Allowances Banked | Thousand Tons | 0 | 0 | 0 | 0 | 0 | 0 | 0
EPA723 CO2 Rate Limit for NG Cofire - ORIS:55479 | 416 | 8144 | Rate Constraint in lbs/MMBtu | FALSE | L | Annual | Allowances Withdrawn (1:1) | Thousand Tons | 0 | 0 | 0 | 0 | 0 | 0 | 0
EPA723 CO2 Rate Limit for NG Cofire - ORIS:55479 | 416 | 8144 | Rate Constraint in lbs/MMBtu | FALSE | L | Annual | Allowances Withdrawn (n:1) | Thousand Tons | 0 | 0 | 0 | 0 | 0 | 0 | 0
EPA723 CO2 Rate Limit for NG Cofire - ORIS:55479 | 416 | 8144 | Rate Constraint in lbs/MMBtu | FALSE | L | Annual | Net Emissions Allowance Position | Thousand Tons | 0 | 0 | 0 | 0 | 0 | 0 | 0
EPA723 CO2 Rate Limit for NG Cofire - ORIS:55479 | 416 | 8144 | Rate Constraint in lbs/MMBtu | FALSE | L | Annual | Fuel Consumed | TBtu | 0 | 0 | 0 | 0 | 0 | 0 | 0
EPA723 CO2 Rate Limit for NG Cofire - ORIS:55479 | 416 | 8144 | Rate Constraint in lbs/MMBtu | FALSE | L | Annual | Rate | lb/MMBtu | 0 | 0 | 0 | 0 | 0 | 0 | 0
EPA723 CO2 Rate Limit for NG Cofire - ORIS:55479 | 416 | 8144 | Rate Constraint in lbs/MMBtu | FALSE | L | Annual | Generation | TWh | 0 | 0 | 0 | 0 | 0 | 0 | 0
EPA723 CO2 Rate Limit for NG Cofire - ORIS:55479 | 416 | 8144 | Rate Constraint in lbs/MMBtu | FALSE | L | Annual | Qualifying Generation | TWh | 0 | 0 | 0 | 0 | 0 | 0 | 0
EPA723 CO2 Rate Limit for NG Cofire - ORIS:55479 | 416 | 8144 | Rate Constraint in lbs/MMBtu | FALSE | L | Annual | Rate | lb/MWh | 0 | 0 | 0 | 0 | 0 | 0 | 0
EPA723 CO2 Rate Limit for NG Cofire - ORIS:55479 | 416 | 8144 | Rate Constraint in lbs/MMBtu | FALSE | L | Annual | Constraint Shadow Price | US2022$/Ton | 0 | 61.0027 | 67.6675 | 96.6068 | 522.7629 | 519.7264 | 189.9862
EPA723 CO2 Rate Limit for NG Cofire - ORIS:55749 | 417 | 8145 | Rate Constraint in lbs/MMBtu | FALSE | L | Annual | Seasons Included | Seasons |  | Winter, Spring, Summer, Fall | Winter, Spring, Summer, Fall | Winter, Spring, Summer, Fall | Winter, Spring, Summer, Fall | Winter, Spring, Summer, Fall | Winter, Spring, Summer, Fall
EPA723 CO2 Rate Limit for NG Cofire - ORIS:55749 | 417 | 8145 | Rate Constraint in lbs/MMBtu | FALSE | L | Annual | Standard CO2 | lb/MMBtu | 176.252 | 176.252 | 176.252 | 176.252 | 176.252 | 176.252 | 176.252
EPA723 CO2 Rate Limit for NG Cofire - ORIS:55749 | 417 | 8145 | Rate Constraint in lbs/MMBtu | FALSE | L | Annual | Emissions at Affected Plants CO2 | Thousand Tons | 0 | 0 | 0 | 0 | 0 | 0 | 0
EPA723 CO2 Rate Limit for NG Cofire - ORIS:55749 | 417 | 8145 | Rate Constraint in lbs/MMBtu | FALSE | L | Annual | Allowances Purchased CO2 | Thousand Tons | 0 | 0 | 0 | 0 | 0 | 0 | 0
EPA723 CO2 Rate Limit for NG Cofire - ORIS:55749 | 417 | 8145 | Rate Constraint in lbs/MMBtu | FALSE | L | Annual | Allowances Sold CO2 | Thousand Tons | 0 | 0 | 0 | 0 | 0 | 0 | 0
EPA723 CO2 Rate Limit for NG Cofire - ORIS:55749 | 417 | 8145 | Rate Constraint in lbs/MMBtu | FALSE | L | Annual | Allowances Banked | Thousand Tons | 0 | 0 | 0 | 0 | 0 | 0 | 0
EPA723 CO2 Rate Limit for NG Cofire - ORIS:55749 | 417 | 8145 | Rate Constraint in lbs/MMBtu | FALSE | L | Annual | Allowances Withdrawn (1:1) | Thousand Tons | 0 | 0 | 0 | 0 | 0 | 0 | 0
EPA723 CO2 Rate Limit for NG Cofire - ORIS:55749 | 417 | 8145 | Rate Constraint in lbs/MMBtu | FALSE | L | Annual | Allowances Withdrawn (n:1) | Thousand Tons | 0 | 0 | 0 | 0 | 0 | 0 | 0
EPA723 CO2 Rate Limit for NG Cofire - ORIS:55749 | 417 | 8145 | Rate Constraint in lbs/MMBtu | FALSE | L | Annual | Net Emissions Allowance Position | Thousand Tons | 0 | 0 | 0 | 0 | 0 | 0 | 0
EPA723 CO2 Rate Limit for NG Cofire - ORIS:55749 | 417 | 8145 | Rate Constraint in lbs/MMBtu | FALSE | L | Annual | Fuel Consumed | TBtu | 0 | 0 | 0 | 0 | 0 | 0 | 0
EPA723 CO2 Rate Limit for NG Cofire - ORIS:55749 | 417 | 8145 | Rate Constraint in lbs/MMBtu | FALSE | L | Annual | Rate | lb/MMBtu | 0 | 0 | 0 | 0 | 0 | 0 | 0
EPA723 CO2 Rate Limit for NG Cofire - ORIS:55749 | 417 | 8145 | Rate Constraint in lbs/MMBtu | FALSE | L | Annual | Generation | TWh | 0 | 0 | 0 | 0 | 0 | 0 | 0
EPA723 CO2 Rate Limit for NG Cofire - ORIS:55749 | 417 | 8145 | Rate Constraint in lbs/MMBtu | FALSE | L | Annual | Qualifying Generation | TWh | 0 | 0 | 0 | 0 | 0 | 0 | 0
EPA723 CO2 Rate Limit for NG Cofire - ORIS:55749 | 417 | 8145 | Rate Constraint in lbs/MMBtu | FALSE | L | Annual | Rate | lb/MWh | 0 | 0 | 0 | 0 | 0 | 0 | 0
EPA723 CO2 Rate Limit for NG Cofire - ORIS:55749 | 417 | 8145 | Rate Constraint in lbs/MMBtu | FALSE | L | Annual | Constraint Shadow Price | US2022$/Ton | 0 | 47.221 | 67.0625 | 10.5709 | 2.7087 | 52.9281 | 64.4976
EPA723 CO2 Rate Limit for NG Cofire - ORIS:55856 | 418 | 8146 | Rate Constraint in lbs/MMBtu | FALSE | L | Annual | Seasons Included | Seasons |  | Winter, Spring, Summer, Fall | Winter, Spring, Summer, Fall | Winter, Spring, Summer, Fall | Winter, Spring, Summer, Fall | Winter, Spring, Summer, Fall | Winter, Spring, Summer, Fall
EPA723 CO2 Rate Limit for NG Cofire - ORIS:55856 | 418 | 8146 | Rate Constraint in lbs/MMBtu | FALSE | L | Annual | Standard CO2 | lb/MMBtu | 170.1894 | 170.1894 | 170.1894 | 170.1894 | 170.1894 | 170.1894 | 170.1894
EPA723 CO2 Rate Limit for NG Cofire - ORIS:55856 | 418 | 8146 | Rate Constraint in lbs/MMBtu | FALSE | L | Annual | Emissions at Affected Plants CO2 | Thousand Tons | 0 | 0 | 0 | 0 | 0 | 0 | 0
EPA723 CO2 Rate Limit for NG Cofire - ORIS:55856 | 418 | 8146 | Rate Constraint in lbs/MMBtu | FALSE | L | Annual | Allowances Purchased CO2 | Thousand Tons | 0 | 0 | 0 | 0 | 0 | 0 | 0
EPA723 CO2 Rate Limit for NG Cofire - ORIS:55856 | 418 | 8146 | Rate Constraint in lbs/MMBtu | FALSE | L | Annual | Allowances Sold CO2 | Thousand Tons | 0 | 0 | 0 | 0 | 0 | 0 | 0
EPA723 CO2 Rate Limit for NG Cofire - ORIS:55856 | 418 | 8146 | Rate Constraint in lbs/MMBtu | FALSE | L | Annual | Allowances Banked | Thousand Tons | 0 | 0 | 0 | 0 | 0 | 0 | 0
EPA723 CO2 Rate Limit for NG Cofire - ORIS:55856 | 418 | 8146 | Rate Constraint in lbs/MMBtu | FALSE | L | Annual | Allowances Withdrawn (1:1) | Thousand Tons | 0 | 0 | 0 | 0 | 0 | 0 | 0
EPA723 CO2 Rate Limit for NG Cofire - ORIS:55856 | 418 | 8146 | Rate Constraint in lbs/MMBtu | FALSE | L | Annual | Allowances Withdrawn (n:1) | Thousand Tons | 0 | 0 | 0 | 0 | 0 | 0 | 0
EPA723 CO2 Rate Limit for NG Cofire - ORIS:55856 | 418 | 8146 | Rate Constraint in lbs/MMBtu | FALSE | L | Annual | Net Emissions Allowance Position | Thousand Tons | 0 | 0 | 0 | 0 | 0 | 0 | 0
EPA723 CO2 Rate Limit for NG Cofire - ORIS:55856 | 418 | 8146 | Rate Constraint in lbs/MMBtu | FALSE | L | Annual | Fuel Consumed | TBtu | 0 | 0 | 0 | 0 | 0 | 0 | 0
EPA723 CO2 Rate Limit for NG Cofire - ORIS:55856 | 418 | 8146 | Rate Constraint in lbs/MMBtu | FALSE | L | Annual | Rate | lb/MMBtu | 0 | 0 | 0 | 0 | 0 | 0 | 0
EPA723 CO2 Rate Limit for NG Cofire - ORIS:55856 | 418 | 8146 | Rate Constraint in lbs/MMBtu | FALSE | L | Annual | Generation | TWh | 0 | 0 | 0 | 0 | 0 | 0 | 0
EPA723 CO2 Rate Limit for NG Cofire - ORIS:55856 | 418 | 8146 | Rate Constraint in lbs/MMBtu | FALSE | L | Annual | Qualifying Generation | TWh | 0 | 0 | 0 | 0 | 0 | 0 | 0
EPA723 CO2 Rate Limit for NG Cofire - ORIS:55856 | 418 | 8146 | Rate Constraint in lbs/MMBtu | FALSE | L | Annual | Rate | lb/MWh | 0 | 0 | 0 | 0 | 0 | 0 | 0
EPA723 CO2 Rate Limit for NG Cofire - ORIS:55856 | 418 | 8146 | Rate Constraint in lbs/MMBtu | FALSE | L | Annual | Constraint Shadow Price | US2022$/Ton | 0 | 54.3926 | 63.1059 | 31.122 | 16.5414 | 82.0808 | 107.8777
EPA723 CO2 Rate Limit for NG Cofire - ORIS:56068 | 419 | 8147 | Rate Constraint in lbs/MMBtu | FALSE | L | Annual | Seasons Included | Seasons |  | Winter, Spring, Summer, Fall | Winter, Spring, Summer, Fall | Winter, Spring, Summer, Fall | Winter, Spring, Summer, Fall | Winter, Spring, Summer, Fall | Winter, Spring, Summer, Fall
EPA723 CO2 Rate Limit for NG Cofire - ORIS:56068 | 419 | 8147 | Rate Constraint in lbs/MMBtu | FALSE | L | Annual | Standard CO2 | lb/MMBtu | 182.0636 | 182.0636 | 182.0636 | 182.0636 | 182.0636 | 182.0636 | 182.0636
EPA723 CO2 Rate Limit for NG Cofire - ORIS:56068 | 419 | 8147 | Rate Constraint in lbs/MMBtu | FALSE | L | Annual | Emissions at Affected Plants CO2 | Thousand Tons | 0 | 0 | 0 | 0 | 0 | 0 | 0
EPA723 CO2 Rate Limit for NG Cofire - ORIS:56068 | 419 | 8147 | Rate Constraint in lbs/MMBtu | FALSE | L | Annual | Allowances Purchased CO2 | Thousand Tons | 0 | 0 | 0 | 0 | 0 | 0 | 0
EPA723 CO2 Rate Limit for NG Cofire - ORIS:56068 | 419 | 8147 | Rate Constraint in lbs/MMBtu | FALSE | L | Annual | Allowances Sold CO2 | Thousand Tons | 0 | 0 | 0 | 0 | 0 | 0 | 0
EPA723 CO2 Rate Limit for NG Cofire - ORIS:56068 | 419 | 8147 | Rate Constraint in lbs/MMBtu | FALSE | L | Annual | Allowances Banked | Thousand Tons | 0 | 0 | 0 | 0 | 0 | 0 | 0
EPA723 CO2 Rate Limit for NG Cofire - ORIS:56068 | 419 | 8147 | Rate Constraint in lbs/MMBtu | FALSE | L | Annual | Allowances Withdrawn (1:1) | Thousand Tons | 0 | 0 | 0 | 0 | 0 | 0 | 0
EPA723 CO2 Rate Limit for NG Cofire - ORIS:56068 | 419 | 8147 | Rate Constraint in lbs/MMBtu | FALSE | L | Annual | Allowances Withdrawn (n:1) | Thousand Tons | 0 | 0 | 0 | 0 | 0 | 0 | 0
EPA723 CO2 Rate Limit for NG Cofire - ORIS:56068 | 419 | 8147 | Rate Constraint in lbs/MMBtu | FALSE | L | Annual | Net Emissions Allowance Position | Thousand Tons | 0 | 0 | 0 | 0 | 0 | 0 | 0
EPA723 CO2 Rate Limit for NG Cofire - ORIS:56068 | 419 | 8147 | Rate Constraint in lbs/MMBtu | FALSE | L | Annual | Fuel Consumed | TBtu | 0 | 0 | 0 | 0 | 0 | 0 | 0
EPA723 CO2 Rate Limit for NG Cofire - ORIS:56068 | 419 | 8147 | Rate Constraint in lbs/MMBtu | FALSE | L | Annual | Rate | lb/MMBtu | 0 | 0 | 0 | 0 | 0 | 0 | 0
EPA723 CO2 Rate Limit for NG Cofire - ORIS:56068 | 419 | 8147 | Rate Constraint in lbs/MMBtu | FALSE | L | Annual | Generation | TWh | 0 | 0 | 0 | 0 | 0 | 0 | 0
EPA723 CO2 Rate Limit for NG Cofire - ORIS:56068 | 419 | 8147 | Rate Constraint in lbs/MMBtu | FALSE | L | Annual | Qualifying Generation | TWh | 0 | 0 | 0 | 0 | 0 | 0 | 0
EPA723 CO2 Rate Limit for NG Cofire - ORIS:56068 | 419 | 8147 | Rate Constraint in lbs/MMBtu | FALSE | L | Annual | Rate | lb/MWh | 0 | 0 | 0 | 0 | 0 | 0 | 0
EPA723 CO2 Rate Limit for NG Cofire - ORIS:56068 | 419 | 8147 | Rate Constraint in lbs/MMBtu | FALSE | L | Annual | Constraint Shadow Price | US2022$/Ton | 0 | 66.2208 | 31.8094 | 45.3588 | 23.4599 | 104.8047 | 132.928
EPA723 CO2 Rate Limit for NG Cofire - ORIS:56319 | 420 | 8148 | Rate Constraint in lbs/MMBtu | FALSE | L | Annual | Seasons Included | Seasons |  | Winter, Spring, Summer, Fall | Winter, Spring, Summer, Fall | Winter, Spring, Summer, Fall | Winter, Spring, Summer, Fall | Winter, Spring, Summer, Fall | Winter, Spring, Summer, Fall
EPA723 CO2 Rate Limit for NG Cofire - ORIS:56319 | 420 | 8148 | Rate Constraint in lbs/MMBtu | FALSE | L | Annual | Standard CO2 | lb/MMBtu | 175.772 | 175.772 | 175.772 | 175.772 | 175.772 | 175.772 | 175.772
EPA723 CO2 Rate Limit for NG Cofire - ORIS:56319 | 420 | 8148 | Rate Constraint in lbs/MMBtu | FALSE | L | Annual | Emissions at Affected Plants CO2 | Thousand Tons | 0 | 0 | 0 | 0 | 0 | 0 | 0
EPA723 CO2 Rate Limit for NG Cofire - ORIS:56319 | 420 | 8148 | Rate Constraint in lbs/MMBtu | FALSE | L | Annual | Allowances Purchased CO2 | Thousand Tons | 0 | 0 | 0 | 0 | 0 | 0 | 0
EPA723 CO2 Rate Limit for NG Cofire - ORIS:56319 | 420 | 8148 | Rate Constraint in lbs/MMBtu | FALSE | L | Annual | Allowances Sold CO2 | Thousand Tons | 0 | 0 | 0 | 0 | 0 | 0 | 0
EPA723 CO2 Rate Limit for NG Cofire - ORIS:56319 | 420 | 8148 | Rate Constraint in lbs/MMBtu | FALSE | L | Annual | Allowances Banked | Thousand Tons | 0 | 0 | 0 | 0 | 0 | 0 | 0
EPA723 CO2 Rate Limit for NG Cofire - ORIS:56319 | 420 | 8148 | Rate Constraint in lbs/MMBtu | FALSE | L | Annual | Allowances Withdrawn (1:1) | Thousand Tons | 0 | 0 | 0 | 0 | 0 | 0 | 0
EPA723 CO2 Rate Limit for NG Cofire - ORIS:56319 | 420 | 8148 | Rate Constraint in lbs/MMBtu | FALSE | L | Annual | Allowances Withdrawn (n:1) | Thousand Tons | 0 | 0 | 0 | 0 | 0 | 0 | 0
EPA723 CO2 Rate Limit for NG Cofire - ORIS:56319 | 420 | 8148 | Rate Constraint in lbs/MMBtu | FALSE | L | Annual | Net Emissions Allowance Position | Thousand Tons | 0 | 0 | 0 | 0 | 0 | 0 | 0
EPA723 CO2 Rate Limit for NG Cofire - ORIS:56319 | 420 | 8148 | Rate Constraint in lbs/MMBtu | FALSE | L | Annual | Fuel Consumed | TBtu | 0 | 0 | 0 | 0 | 0 | 0 | 0
EPA723 CO2 Rate Limit for NG Cofire - ORIS:56319 | 420 | 8148 | Rate Constraint in lbs/MMBtu | FALSE | L | Annual | Rate | lb/MMBtu | 0 | 0 | 0 | 0 | 0 | 0 | 0
EPA723 CO2 Rate Limit for NG Cofire - ORIS:56319 | 420 | 8148 | Rate Constraint in lbs/MMBtu | FALSE | L | Annual | Generation | TWh | 0 | 0 | 0 | 0 | 0 | 0 | 0
EPA723 CO2 Rate Limit for NG Cofire - ORIS:56319 | 420 | 8148 | Rate Constraint in lbs/MMBtu | FALSE | L | Annual | Qualifying Generation | TWh | 0 | 0 | 0 | 0 | 0 | 0 | 0
EPA723 CO2 Rate Limit for NG Cofire - ORIS:56319 | 420 | 8148 | Rate Constraint in lbs/MMBtu | FALSE | L | Annual | Rate | lb/MWh | 0 | 0 | 0 | 0 | 0 | 0 | 0
EPA723 CO2 Rate Limit for NG Cofire - ORIS:56319 | 420 | 8148 | Rate Constraint in lbs/MMBtu | FALSE | L | Annual | Constraint Shadow Price | US2022$/Ton | 0 | 55.6491 | 56.634 | 253.9874 | 217.4882 | 147.1142 | 187.9287
EPA723 CO2 Rate Limit for NG Cofire - ORIS:56456 | 421 | 8149 | Rate Constraint in lbs/MMBtu | FALSE | L | Annual | Seasons Included | Seasons |  | Winter, Spring, Summer, Fall | Winter, Spring, Summer, Fall | Winter, Spring, Summer, Fall | Winter, Spring, Summer, Fall | Winter, Spring, Summer, Fall | Winter, Spring, Summer, Fall
EPA723 CO2 Rate Limit for NG Cofire - ORIS:56456 | 421 | 8149 | Rate Constraint in lbs/MMBtu | FALSE | L | Annual | Standard CO2 | lb/MMBtu | 175.772 | 175.772 | 175.772 | 175.772 | 175.772 | 175.772 | 175.772
EPA723 CO2 Rate Limit for NG Cofire - ORIS:56456 | 421 | 8149 | Rate Constraint in lbs/MMBtu | FALSE | L | Annual | Emissions at Affected Plants CO2 | Thousand Tons | 0 | 0 | 0 | 0 | 0 | 0 | 0
EPA723 CO2 Rate Limit for NG Cofire - ORIS:56456 | 421 | 8149 | Rate Constraint in lbs/MMBtu | FALSE | L | Annual | Allowances Purchased CO2 | Thousand Tons | 0 | 0 | 0 | 0 | 0 | 0 | 0
EPA723 CO2 Rate Limit for NG Cofire - ORIS:56456 | 421 | 8149 | Rate Constraint in lbs/MMBtu | FALSE | L | Annual | Allowances Sold CO2 | Thousand Tons | 0 | 0 | 0 | 0 | 0 | 0 | 0
EPA723 CO2 Rate Limit for NG Cofire - ORIS:56456 | 421 | 8149 | Rate Constraint in lbs/MMBtu | FALSE | L | Annual | Allowances Banked | Thousand Tons | 0 | 0 | 0 | 0 | 0 | 0 | 0
EPA723 CO2 Rate Limit for NG Cofire - ORIS:56456 | 421 | 8149 | Rate Constraint in lbs/MMBtu | FALSE | L | Annual | Allowances Withdrawn (1:1) | Thousand Tons | 0 | 0 | 0 | 0 | 0 | 0 | 0
EPA723 CO2 Rate Limit for NG Cofire - ORIS:56456 | 421 | 8149 | Rate Constraint in lbs/MMBtu | FALSE | L | Annual | Allowances Withdrawn (n:1) | Thousand Tons | 0 | 0 | 0 | 0 | 0 | 0 | 0
EPA723 CO2 Rate Limit for NG Cofire - ORIS:56456 | 421 | 8149 | Rate Constraint in lbs/MMBtu | FALSE | L | Annual | Net Emissions Allowance Position | Thousand Tons | 0 | 0 | 0 | 0 | 0 | 0 | 0
EPA723 CO2 Rate Limit for NG Cofire - ORIS:56456 | 421 | 8149 | Rate Constraint in lbs/MMBtu | FALSE | L | Annual | Fuel Consumed | TBtu | 0 | 0 | 0 | 0 | 0 | 0 | 0
EPA723 CO2 Rate Limit for NG Cofire - ORIS:56456 | 421 | 8149 | Rate Constraint in lbs/MMBtu | FALSE | L | Annual | Rate | lb/MMBtu | 0 | 0 | 0 | 0 | 0 | 0 | 0
EPA723 CO2 Rate Limit for NG Cofire - ORIS:56456 | 421 | 8149 | Rate Constraint in lbs/MMBtu | FALSE | L | Annual | Generation | TWh | 0 | 0 | 0 | 0 | 0 | 0 | 0
EPA723 CO2 Rate Limit for NG Cofire - ORIS:56456 | 421 | 8149 | Rate Constraint in lbs/MMBtu | FALSE | L | Annual | Qualifying Generation | TWh | 0 | 0 | 0 | 0 | 0 | 0 | 0
EPA723 CO2 Rate Limit for NG Cofire - ORIS:56456 | 421 | 8149 | Rate Constraint in lbs/MMBtu | FALSE | L | Annual | Rate | lb/MWh | 0 | 0 | 0 | 0 | 0 | 0 | 0
EPA723 CO2 Rate Limit for NG Cofire - ORIS:56456 | 421 | 8149 | Rate Constraint in lbs/MMBtu | FALSE | L | Annual | Constraint Shadow Price | US2022$/Ton | 0 | 23.9323 | 14.8621 | 45.8453 | 50.4528 | 111.9012 | 138.301
EPA723 CO2 Rate Limit for NG Cofire - ORIS:56564 | 422 | 8150 | Rate Constraint in lbs/MMBtu | FALSE | L | Annual | Seasons Included | Seasons |  | Winter, Spring, Summer, Fall | Winter, Spring, Summer, Fall | Winter, Spring, Summer, Fall | Winter, Spring, Summer, Fall | Winter, Spring, Summer, Fall | Winter, Spring, Summer, Fall
EPA723 CO2 Rate Limit for NG Cofire - ORIS:56564 | 422 | 8150 | Rate Constraint in lbs/MMBtu | FALSE | L | Annual | Standard CO2 | lb/MMBtu | 175.772 | 175.772 | 175.772 | 175.772 | 175.772 | 175.772 | 175.772
EPA723 CO2 Rate Limit for NG Cofire - ORIS:56564 | 422 | 8150 | Rate Constraint in lbs/MMBtu | FALSE | L | Annual | Emissions at Affected Plants CO2 | Thousand Tons | 0 | 0 | 0 | 0 | 0 | 0 | 0
EPA723 CO2 Rate Limit for NG Cofire - ORIS:56564 | 422 | 8150 | Rate Constraint in lbs/MMBtu | FALSE | L | Annual | Allowances Purchased CO2 | Thousand Tons | 0 | 0 | 0 | 0 | 0 | 0 | 0
EPA723 CO2 Rate Limit for NG Cofire - ORIS:56564 | 422 | 8150 | Rate Constraint in lbs/MMBtu | FALSE | L | Annual | Allowances Sold CO2 | Thousand Tons | 0 | 0 | 0 | 0 | 0 | 0 | 0
EPA723 CO2 Rate Limit for NG Cofire - ORIS:56564 | 422 | 8150 | Rate Constraint in lbs/MMBtu | FALSE | L | Annual | Allowances Banked | Thousand Tons | 0 | 0 | 0 | 0 | 0 | 0 | 0
EPA723 CO2 Rate Limit for NG Cofire - ORIS:56564 | 422 | 8150 | Rate Constraint in lbs/MMBtu | FALSE | L | Annual | Allowances Withdrawn (1:1) | Thousand Tons | 0 | 0 | 0 | 0 | 0 | 0 | 0
EPA723 CO2 Rate Limit for NG Cofire - ORIS:56564 | 422 | 8150 | Rate Constraint in lbs/MMBtu | FALSE | L | Annual | Allowances Withdrawn (n:1) | Thousand Tons | 0 | 0 | 0 | 0 | 0 | 0 | 0
EPA723 CO2 Rate Limit for NG Cofire - ORIS:56564 | 422 | 8150 | Rate Constraint in lbs/MMBtu | FALSE | L | Annual | Net Emissions Allowance Position | Thousand Tons | 0 | 0 | 0 | 0 | 0 | 0 | 0
EPA723 CO2 Rate Limit for NG Cofire - ORIS:56564 | 422 | 8150 | Rate Constraint in lbs/MMBtu | FALSE | L | Annual | Fuel Consumed | TBtu | 0 | 0 | 0 | 0 | 0 | 0 | 0
EPA723 CO2 Rate Limit for NG Cofire - ORIS:56564 | 422 | 8150 | Rate Constraint in lbs/MMBtu | FALSE | L | Annual | Rate | lb/MMBtu | 0 | 0 | 0 | 0 | 0 | 0 | 0
EPA723 CO2 Rate Limit for NG Cofire - ORIS:56564 | 422 | 8150 | Rate Constraint in lbs/MMBtu | FALSE | L | Annual | Generation | TWh | 0 | 0 | 0 | 0 | 0 | 0 | 0
EPA723 CO2 Rate Limit for NG Cofire - ORIS:56564 | 422 | 8150 | Rate Constraint in lbs/MMBtu | FALSE | L | Annual | Qualifying Generation | TWh | 0 | 0 | 0 | 0 | 0 | 0 | 0
EPA723 CO2 Rate Limit for NG Cofire - ORIS:56564 | 422 | 8150 | Rate Constraint in lbs/MMBtu | FALSE | L | Annual | Rate | lb/MWh | 0 | 0 | 0 | 0 | 0 | 0 | 0
EPA723 CO2 Rate Limit for NG Cofire - ORIS:56564 | 422 | 8150 | Rate Constraint in lbs/MMBtu | FALSE | L | Annual | Constraint Shadow Price | US2022$/Ton | 0 | 17.5673 | 86.8408 | 9.2145 | 62.1025 | 40.1163 | 74.0958
EPA723 CO2 Rate Limit for NG Cofire - ORIS:56596 | 423 | 8151 | Rate Constraint in lbs/MMBtu | FALSE | L | Annual | Seasons Included | Seasons |  | Winter, Spring, Summer, Fall | Winter, Spring, Summer, Fall | Winter, Spring, Summer, Fall | Winter, Spring, Summer, Fall | Winter, Spring, Summer, Fall | Winter, Spring, Summer, Fall
EPA723 CO2 Rate Limit for NG Cofire - ORIS:56596 | 423 | 8151 | Rate Constraint in lbs/MMBtu | FALSE | L | Annual | Standard CO2 | lb/MMBtu | 175.772 | 175.772 | 175.772 | 175.772 | 175.772 | 175.772 | 175.772
EPA723 CO2 Rate Limit for NG Cofire - ORIS:56596 | 423 | 8151 | Rate Constraint in lbs/MMBtu | FALSE | L | Annual | Emissions at Affected Plants CO2 | Thousand Tons | 0 | 26.5817 | 14.8758 | 0 | 0 | 0 | 0
EPA723 CO2 Rate Limit for NG Cofire - ORIS:56596 | 423 | 8151 | Rate Constraint in lbs/MMBtu | FALSE | L | Annual | Allowances Purchased CO2 | Thousand Tons | 0 | 0 | 0 | 0 | 0 | 0 | 0
EPA723 CO2 Rate Limit for NG Cofire - ORIS:56596 | 423 | 8151 | Rate Constraint in lbs/MMBtu | FALSE | L | Annual | Allowances Sold CO2 | Thousand Tons | 0 | 0 | 0 | 0 | 0 | 0 | 0
EPA723 CO2 Rate Limit for NG Cofire - ORIS:56596 | 423 | 8151 | Rate Constraint in lbs/MMBtu | FALSE | L | Annual | Allowances Banked | Thousand Tons | 0 | 0 | 0 | 0 | 0 | 0 | 0
EPA723 CO2 Rate Limit for NG Cofire - ORIS:56596 | 423 | 8151 | Rate Constraint in lbs/MMBtu | FALSE | L | Annual | Allowances Withdrawn (1:1) | Thousand Tons | 0 | 0 | 0 | 0 | 0 | 0 | 0
EPA723 CO2 Rate Limit for NG Cofire - ORIS:56596 | 423 | 8151 | Rate Constraint in lbs/MMBtu | FALSE | L | Annual | Allowances Withdrawn (n:1) | Thousand Tons | 0 | 0 | 0 | 0 | 0 | 0 | 0
EPA723 CO2 Rate Limit for NG Cofire - ORIS:56596 | 423 | 8151 | Rate Constraint in lbs/MMBtu | FALSE | L | Annual | Net Emissions Allowance Position | Thousand Tons | 0 | 26.5817 | 14.8758 | 0 | 0 | 0 | 0
EPA723 CO2 Rate Limit for NG Cofire - ORIS:56596 | 423 | 8151 | Rate Constraint in lbs/MMBtu | FALSE | L | Annual | Fuel Consumed | TBtu | 0 | 0.30246 | 0.16926 | 0 | 0 | 0 | 0
EPA723 CO2 Rate Limit for NG Cofire - ORIS:56596 | 423 | 8151 | Rate Constraint in lbs/MMBtu | FALSE | L | Annual | Rate | lb/MMBtu | 0 | 175.772 | 175.772 | 0 | 0 | 0 | 0
EPA723 CO2 Rate Limit for NG Cofire - ORIS:56596 | 423 | 8151 | Rate Constraint in lbs/MMBtu | FALSE | L | Annual | Generation | TWh | 0 | 0.026107 | 0.014561 | 0 | 0 | 0 | 0
EPA723 CO2 Rate Limit for NG Cofire - ORIS:56596 | 423 | 8151 | Rate Constraint in lbs/MMBtu | FALSE | L | Annual | Qualifying Generation | TWh | 0 | 0.026107 | 0.014561 | 0 | 0 | 0 | 0
EPA723 CO2 Rate Limit for NG Cofire - ORIS:56596 | 423 | 8151 | Rate Constraint in lbs/MMBtu | FALSE | L | Annual | Rate | lb/MWh | 0 | 2036.4016 | 2043.1896 | 0 | 0 | 0 | 0
EPA723 CO2 Rate Limit for NG Cofire - ORIS:56596 | 423 | 8151 | Rate Constraint in lbs/MMBtu | FALSE | L | Annual | Constraint Shadow Price | US2022$/Ton | 0 | 311.3692 | 43.3053 | 237.8382 | 555.103 | 391.0798 | 148.1018
EPA723 CO2 Rate Limit for NG Cofire - ORIS:56609 | 424 | 8152 | Rate Constraint in lbs/MMBtu | FALSE | L | Annual | Seasons Included | Seasons |  | Winter, Spring, Summer, Fall | Winter, Spring, Summer, Fall | Winter, Spring, Summer, Fall | Winter, Spring, Summer, Fall | Winter, Spring, Summer, Fall | Winter, Spring, Summer, Fall
EPA723 CO2 Rate Limit for NG Cofire - ORIS:56609 | 424 | 8152 | Rate Constraint in lbs/MMBtu | FALSE | L | Annual | Standard CO2 | lb/MMBtu | 175.772 | 175.772 | 175.772 | 175.772 | 175.772 | 175.772 | 175.772
EPA723 CO2 Rate Limit for NG Cofire - ORIS:56609 | 424 | 8152 | Rate Constraint in lbs/MMBtu | FALSE | L | Annual | Emissions at Affected Plants CO2 | Thousand Tons | 0 | 0 | 0 | 0 | 0 | 0 | 0
EPA723 CO2 Rate Limit for NG Cofire - ORIS:56609 | 424 | 8152 | Rate Constraint in lbs/MMBtu | FALSE | L | Annual | Allowances Purchased CO2 | Thousand Tons | 0 | 0 | 0 | 0 | 0 | 0 | 0
EPA723 CO2 Rate Limit for NG Cofire - ORIS:56609 | 424 | 8152 | Rate Constraint in lbs/MMBtu | FALSE | L | Annual | Allowances Sold CO2 | Thousand Tons | 0 | 0 | 0 | 0 | 0 | 0 | 0
EPA723 CO2 Rate Limit for NG Cofire - ORIS:56609 | 424 | 8152 | Rate Constraint in lbs/MMBtu | FALSE | L | Annual | Allowances Banked | Thousand Tons | 0 | 0 | 0 | 0 | 0 | 0 | 0
EPA723 CO2 Rate Limit for NG Cofire - ORIS:56609 | 424 | 8152 | Rate Constraint in lbs/MMBtu | FALSE | L | Annual | Allowances Withdrawn (1:1) | Thousand Tons | 0 | 0 | 0 | 0 | 0 | 0 | 0
EPA723 CO2 Rate Limit for NG Cofire - ORIS:56609 | 424 | 8152 | Rate Constraint in lbs/MMBtu | FALSE | L | Annual | Allowances Withdrawn (n:1) | Thousand Tons | 0 | 0 | 0 | 0 | 0 | 0 | 0
EPA723 CO2 Rate Limit for NG Cofire - ORIS:56609 | 424 | 8152 | Rate Constraint in lbs/MMBtu | FALSE | L | Annual | Net Emissions Allowance Position | Thousand Tons | 0 | 0 | 0 | 0 | 0 | 0 | 0
EPA723 CO2 Rate Limit for NG Cofire - ORIS:56609 | 424 | 8152 | Rate Constraint in lbs/MMBtu | FALSE | L | Annual | Fuel Consumed | TBtu | 0 | 0 | 0 | 0 | 0 | 0 | 0
EPA723 CO2 Rate Limit for NG Cofire - ORIS:56609 | 424 | 8152 | Rate Constraint in lbs/MMBtu | FALSE | L | Annual | Rate | lb/MMBtu | 0 | 0 | 0 | 0 | 0 | 0 | 0
EPA723 CO2 Rate Limit for NG Cofire - ORIS:56609 | 424 | 8152 | Rate Constraint in lbs/MMBtu | FALSE | L | Annual | Generation | TWh | 0 | 0 | 0 | 0 | 0 | 0 | 0
EPA723 CO2 Rate Limit for NG Cofire - ORIS:56609 | 424 | 8152 | Rate Constraint in lbs/MMBtu | FALSE | L | Annual | Qualifying Generation | TWh | 0 | 0 | 0 | 0 | 0 | 0 | 0
EPA723 CO2 Rate Limit for NG Cofire - ORIS:56609 | 424 | 8152 | Rate Constraint in lbs/MMBtu | FALSE | L | Annual | Rate | lb/MWh | 0 | 0 | 0 | 0 | 0 | 0 | 0
EPA723 CO2 Rate Limit for NG Cofire - ORIS:56609 | 424 | 8152 | Rate Constraint in lbs/MMBtu | FALSE | L | Annual | Constraint Shadow Price | US2022$/Ton | 0 | 52.108 | 56.634 | 67.8063 | 77.3069 | 122.4122 | 168.6994
EPA723 CO2 Rate Limit for NG Cofire - ORIS:56611 | 425 | 8153 | Rate Constraint in lbs/MMBtu | FALSE | L | Annual | Seasons Included | Seasons |  | Winter, Spring, Summer, Fall | Winter, Spring, Summer, Fall | Winter, Spring, Summer, Fall | Winter, Spring, Summer, Fall | Winter, Spring, Summer, Fall | Winter, Spring, Summer, Fall
EPA723 CO2 Rate Limit for NG Cofire - ORIS:56611 | 425 | 8153 | Rate Constraint in lbs/MMBtu | FALSE | L | Annual | Standard CO2 | lb/MMBtu | 175.772 | 175.772 | 175.772 | 175.772 | 175.772 | 175.772 | 175.772
EPA723 CO2 Rate Limit for NG Cofire - ORIS:56611 | 425 | 8153 | Rate Constraint in lbs/MMBtu | FALSE | L | Annual | Emissions at Affected Plants CO2 | Thousand Tons | 0 | 0 | 0 | 0 | 0 | 0 | 0
EPA723 CO2 Rate Limit for NG Cofire - ORIS:56611 | 425 | 8153 | Rate Constraint in lbs/MMBtu | FALSE | L | Annual | Allowances Purchased CO2 | Thousand Tons | 0 | 0 | 0 | 0 | 0 | 0 | 0
EPA723 CO2 Rate Limit for NG Cofire - ORIS:56611 | 425 | 8153 | Rate Constraint in lbs/MMBtu | FALSE | L | Annual | Allowances Sold CO2 | Thousand Tons | 0 | 0 | 0 | 0 | 0 | 0 | 0
EPA723 CO2 Rate Limit for NG Cofire - ORIS:56611 | 425 | 8153 | Rate Constraint in lbs/MMBtu | FALSE | L | Annual | Allowances Banked | Thousand Tons | 0 | 0 | 0 | 0 | 0 | 0 | 0
EPA723 CO2 Rate Limit for NG Cofire - ORIS:56611 | 425 | 8153 | Rate Constraint in lbs/MMBtu | FALSE | L | Annual | Allowances Withdrawn (1:1) | Thousand Tons | 0 | 0 | 0 | 0 | 0 | 0 | 0
EPA723 CO2 Rate Limit for NG Cofire - ORIS:56611 | 425 | 8153 | Rate Constraint in lbs/MMBtu | FALSE | L | Annual | Allowances Withdrawn (n:1) | Thousand Tons | 0 | 0 | 0 | 0 | 0 | 0 | 0
EPA723 CO2 Rate Limit for NG Cofire - ORIS:56611 | 425 | 8153 | Rate Constraint in lbs/MMBtu | FALSE | L | Annual | Net Emissions Allowance Position | Thousand Tons | 0 | 0 | 0 | 0 | 0 | 0 | 0
EPA723 CO2 Rate Limit for NG Cofire - ORIS:56611 | 425 | 8153 | Rate Constraint in lbs/MMBtu | FALSE | L | Annual | Fuel Consumed | TBtu | 0 | 0 | 0 | 0 | 0 | 0 | 0
EPA723 CO2 Rate Limit for NG Cofire - ORIS:56611 | 425 | 8153 | Rate Constraint in lbs/MMBtu | FALSE | L | Annual | Rate | lb/MMBtu | 0 | 0 | 0 | 0 | 0 | 0 | 0
EPA723 CO2 Rate Limit for NG Cofire - ORIS:56611 | 425 | 8153 | Rate Constraint in lbs/MMBtu | FALSE | L | Annual | Generation | TWh | 0 | 0 | 0 | 0 | 0 | 0 | 0
EPA723 CO2 Rate Limit for NG Cofire - ORIS:56611 | 425 | 8153 | Rate Constraint in lbs/MMBtu | FALSE | L | Annual | Qualifying Generation | TWh | 0 | 0 | 0 | 0 | 0 | 0 | 0
EPA723 CO2 Rate Limit for NG Cofire - ORIS:56611 | 425 | 8153 | Rate Constraint in lbs/MMBtu | FALSE | L | Annual | Rate | lb/MWh | 0 | 0 | 0 | 0 | 0 | 0 | 0
EPA723 CO2 Rate Limit for NG Cofire - ORIS:56611 | 425 | 8153 | Rate Constraint in lbs/MMBtu | FALSE | L | Annual | Constraint Shadow Price | US2022$/Ton | 0 | 20.4861 | 24.9523 | 0 | 0 | 48.9943 | 60.8578
EPA723 CO2 Rate Limit for NG Cofire - ORIS:56671 | 426 | 8154 | Rate Constraint in lbs/MMBtu | FALSE | L | Annual | Seasons Included | Seasons |  | Winter, Spring, Summer, Fall | Winter, Spring, Summer, Fall | Winter, Spring, Summer, Fall | Winter, Spring, Summer, Fall | Winter, Spring, Summer, Fall | Winter, Spring, Summer, Fall
EPA723 CO2 Rate Limit for NG Cofire - ORIS:56671 | 426 | 8154 | Rate Constraint in lbs/MMBtu | FALSE | L | Annual | Standard CO2 | lb/MMBtu | 171.9477 | 171.9477 | 171.9477 | 171.9477 | 171.9477 | 171.9477 | 171.9477
EPA723 CO2 Rate Limit for NG Cofire - ORIS:56671 | 426 | 8154 | Rate Constraint in lbs/MMBtu | FALSE | L | Annual | Emissions at Affected Plants CO2 | Thousand Tons | 0 | 0 | 0 | 0 | 0 | 0 | 0
EPA723 CO2 Rate Limit for NG Cofire - ORIS:56671 | 426 | 8154 | Rate Constraint in lbs/MMBtu | FALSE | L | Annual | Allowances Purchased CO2 | Thousand Tons | 0 | 0 | 0 | 0 | 0 | 0 | 0
EPA723 CO2 Rate Limit for NG Cofire - ORIS:56671 | 426 | 8154 | Rate Constraint in lbs/MMBtu | FALSE | L | Annual | Allowances Sold CO2 | Thousand Tons | 0 | 0 | 0 | 0 | 0 | 0 | 0
EPA723 CO2 Rate Limit for NG Cofire - ORIS:56671 | 426 | 8154 | Rate Constraint in lbs/MMBtu | FALSE | L | Annual | Allowances Banked | Thousand Tons | 0 | 0 | 0 | 0 | 0 | 0 | 0
EPA723 CO2 Rate Limit for NG Cofire - ORIS:56671 | 426 | 8154 | Rate Constraint in lbs/MMBtu | FALSE | L | Annual | Allowances Withdrawn (1:1) | Thousand Tons | 0 | 0 | 0 | 0 | 0 | 0 | 0
EPA723 CO2 Rate Limit for NG Cofire - ORIS:56671 | 426 | 8154 | Rate Constraint in lbs/MMBtu | FALSE | L | Annual | Allowances Withdrawn (n:1) | Thousand Tons | 0 | 0 | 0 | 0 | 0 | 0 | 0
EPA723 CO2 Rate Limit for NG Cofire - ORIS:56671 | 426 | 8154 | Rate Constraint in lbs/MMBtu | FALSE | L | Annual | Net Emissions Allowance Position | Thousand Tons | 0 | 0 | 0 | 0 | 0 | 0 | 0
EPA723 CO2 Rate Limit for NG Cofire - ORIS:56671 | 426 | 8154 | Rate Constraint in lbs/MMBtu | FALSE | L | Annual | Fuel Consumed | TBtu | 0 | 0 | 0 | 0 | 0 | 0 | 0
EPA723 CO2 Rate Limit for NG Cofire - ORIS:56671 | 426 | 8154 | Rate Constraint in lbs/MMBtu | FALSE | L | Annual | Rate | lb/MMBtu | 0 | 0 | 0 | 0 | 0 | 0 | 0
EPA723 CO2 Rate Limit for NG Cofire - ORIS:56671 | 426 | 8154 | Rate Constraint in lbs/MMBtu | FALSE | L | Annual | Generation | TWh | 0 | 0 | 0 | 0 | 0 | 0 | 0
EPA723 CO2 Rate Limit for NG Cofire - ORIS:56671 | 426 | 8154 | Rate Constraint in lbs/MMBtu | FALSE | L | Annual | Qualifying Generation | TWh | 0 | 0 | 0 | 0 | 0 | 0 | 0
EPA723 CO2 Rate Limit for NG Cofire - ORIS:56671 | 426 | 8154 | Rate Constraint in lbs/MMBtu | FALSE | L | Annual | Rate | lb/MWh | 0 | 0 | 0 | 0 | 0 | 0 | 0
EPA723 CO2 Rate Limit for NG Cofire - ORIS:56671 | 426 | 8154 | Rate Constraint in lbs/MMBtu | FALSE | L | Annual | Constraint Shadow Price | US2022$/Ton | 0 | 157.7896 | 45.4854 | 105.0565 | 55.8813 | 122.2232 | 151.0608
EPA723 CO2 Rate Limit for NG Cofire - ORIS:56786 | 427 | 8155 | Rate Constraint in lbs/MMBtu | FALSE | L | Annual | Seasons Included | Seasons |  | Winter, Spring, Summer, Fall | Winter, Spring, Summer, Fall | Winter, Spring, Summer, Fall | Winter, Spring, Summer, Fall | Winter, Spring, Summer, Fall | Winter, Spring, Summer, Fall
EPA723 CO2 Rate Limit for NG Cofire - ORIS:56786 | 427 | 8155 | Rate Constraint in lbs/MMBtu | FALSE | L | Annual | Standard CO2 | lb/MMBtu | 207.3467 | 207.3467 | 207.3467 | 207.3467 | 207.3467 | 207.3467 | 207.3467
EPA723 CO2 Rate Limit for NG Cofire - ORIS:56786 | 427 | 8155 | Rate Constraint in lbs/MMBtu | FALSE | L | Annual | Emissions at Affected Plants CO2 | Thousand Tons | 0 | 0 | 0 | 0 | 0 | 0 | 0
EPA723 CO2 Rate Limit for NG Cofire - ORIS:56786 | 427 | 8155 | Rate Constraint in lbs/MMBtu | FALSE | L | Annual | Allowances Purchased CO2 | Thousand Tons | 0 | 0 | 0 | 0 | 0 | 0 | 0
EPA723 CO2 Rate Limit for NG Cofire - ORIS:56786 | 427 | 8155 | Rate Constraint in lbs/MMBtu | FALSE | L | Annual | Allowances Sold CO2 | Thousand Tons | 0 | 0 | 0 | 0 | 0 | 0 | 0
EPA723 CO2 Rate Limit for NG Cofire - ORIS:56786 | 427 | 8155 | Rate Constraint in lbs/MMBtu | FALSE | L | Annual | Allowances Banked | Thousand Tons | 0 | 0 | 0 | 0 | 0 | 0 | 0
EPA723 CO2 Rate Limit for NG Cofire - ORIS:56786 | 427 | 8155 | Rate Constraint in lbs/MMBtu | FALSE | L | Annual | Allowances Withdrawn (1:1) | Thousand Tons | 0 | 0 | 0 | 0 | 0 | 0 | 0
EPA723 CO2 Rate Limit for NG Cofire - ORIS:56786 | 427 | 8155 | Rate Constraint in lbs/MMBtu | FALSE | L | Annual | Allowances Withdrawn (n:1) | Thousand Tons | 0 | 0 | 0 | 0 | 0 | 0 | 0
EPA723 CO2 Rate Limit for NG Cofire - ORIS:56786 | 427 | 8155 | Rate Constraint in lbs/MMBtu | FALSE | L | Annual | Net Emissions Allowance Position | Thousand Tons | 0 | 0 | 0 | 0 | 0 | 0 | 0
EPA723 CO2 Rate Limit for NG Cofire - ORIS:56786 | 427 | 8155 | Rate Constraint in lbs/MMBtu | FALSE | L | Annual | Fuel Consumed | TBtu | 0 | 0 | 0 | 0 | 0 | 0 | 0
EPA723 CO2 Rate Limit for NG Cofire - ORIS:56786 | 427 | 8155 | Rate Constraint in lbs/MMBtu | FALSE | L | Annual | Rate | lb/MMBtu | 0 | 0 | 0 | 0 | 0 | 0 | 0
EPA723 CO2 Rate Limit for NG Cofire - ORIS:56786 | 427 | 8155 | Rate Constraint in lbs/MMBtu | FALSE | L | Annual | Generation | TWh | 0 | 0 | 0 | 0 | 0 | 0 | 0
EPA723 CO2 Rate Limit for NG Cofire - ORIS:56786 | 427 | 8155 | Rate Constraint in lbs/MMBtu | FALSE | L | Annual | Qualifying Generation | TWh | 0 | 0 | 0 | 0 | 0 | 0 | 0
EPA723 CO2 Rate Limit for NG Cofire - ORIS:56786 | 427 | 8155 | Rate Constraint in lbs/MMBtu | FALSE | L | Annual | Rate | lb/MWh | 0 | 0 | 0 | 0 | 0 | 0 | 0
EPA723 CO2 Rate Limit for NG Cofire - ORIS:56786 | 427 | 8155 | Rate Constraint in lbs/MMBtu | FALSE | L | Annual | Constraint Shadow Price | US2022$/Ton | 0 | 88.821 | 79.9761 | 110.699 | 107.7211 | 173.8462 | 189.4272
EPA723 CO2 Rate Limit for NG Cofire - ORIS:56808 | 428 | 8156 | Rate Constraint in lbs/MMBtu | FALSE | L | Annual | Seasons Included | Seasons |  | Winter, Spring, Summer, Fall | Winter, Spring, Summer, Fall | Winter, Spring, Summer, Fall | Winter, Spring, Summer, Fall | Winter, Spring, Summer, Fall | Winter, Spring, Summer, Fall
EPA723 CO2 Rate Limit for NG Cofire - ORIS:56808 | 428 | 8156 | Rate Constraint in lbs/MMBtu | FALSE | L | Annual | Standard CO2 | lb/MMBtu | 183.4245 | 183.4245 | 183.4245 | 183.4245 | 183.4245 | 183.4245 | 183.4245
EPA723 CO2 Rate Limit for NG Cofire - ORIS:56808 | 428 | 8156 | Rate Constraint in lbs/MMBtu | FALSE | L | Annual | Emissions at Affected Plants CO2 | Thousand Tons | 0 | 0 | 0 | 0 | 0 | 0 | 0
EPA723 CO2 Rate Limit for NG Cofire - ORIS:56808 | 428 | 8156 | Rate Constraint in lbs/MMBtu | FALSE | L | Annual | Allowances Purchased CO2 | Thousand Tons | 0 | 0 | 0 | 0 | 0 | 0 | 0
EPA723 CO2 Rate Limit for NG Cofire - ORIS:56808 | 428 | 8156 | Rate Constraint in lbs/MMBtu | FALSE | L | Annual | Allowances Sold CO2 | Thousand Tons | 0 | 0 | 0 | 0 | 0 | 0 | 0
EPA723 CO2 Rate Limit for NG Cofire - ORIS:56808 | 428 | 8156 | Rate Constraint in lbs/MMBtu | FALSE | L | Annual | Allowances Banked | Thousand Tons | 0 | 0 | 0 | 0 | 0 | 0 | 0
EPA723 CO2 Rate Limit for NG Cofire - ORIS:56808 | 428 | 8156 | Rate Constraint in lbs/MMBtu | FALSE | L | Annual | Allowances Withdrawn (1:1) | Thousand Tons | 0 | 0 | 0 | 0 | 0 | 0 | 0
EPA723 CO2 Rate Limit for NG Cofire - ORIS:56808 | 428 | 8156 | Rate Constraint in lbs/MMBtu | FALSE | L | Annual | Allowances Withdrawn (n:1) | Thousand Tons | 0 | 0 | 0 | 0 | 0 | 0 | 0
EPA723 CO2 Rate Limit for NG Cofire - ORIS:56808 | 428 | 8156 | Rate Constraint in lbs/MMBtu | FALSE | L | Annual | Net Emissions Allowance Position | Thousand Tons | 0 | 0 | 0 | 0 | 0 | 0 | 0
EPA723 CO2 Rate Limit for NG Cofire - ORIS:56808 | 428 | 8156 | Rate Constraint in lbs/MMBtu | FALSE | L | Annual | Fuel Consumed | TBtu | 0 | 0 | 0 | 0 | 0 | 0 | 0
EPA723 CO2 Rate Limit for NG Cofire - ORIS:56808 | 428 | 8156 | Rate Constraint in lbs/MMBtu | FALSE | L | Annual | Rate | lb/MMBtu | 0 | 0 | 0 | 0 | 0 | 0 | 0
EPA723 CO2 Rate Limit for NG Cofire - ORIS:56808 | 428 | 8156 | Rate Constraint in lbs/MMBtu | FALSE | L | Annual | Generation | TWh | 0 | 0 | 0 | 0 | 0 | 0 | 0
EPA723 CO2 Rate Limit for NG Cofire - ORIS:56808 | 428 | 8156 | Rate Constraint in lbs/MMBtu | FALSE | L | Annual | Qualifying Generation | TWh | 0 | 0 | 0 | 0 | 0 | 0 | 0
EPA723 CO2 Rate Limit for NG Cofire - ORIS:56808 | 428 | 8156 | Rate Constraint in lbs/MMBtu | FALSE | L | Annual | Rate | lb/MWh | 0 | 0 | 0 | 0 | 0 | 0 | 0
EPA723 CO2 Rate Limit for NG Cofire - ORIS:56808 | 428 | 8156 | Rate Constraint in lbs/MMBtu | FALSE | L | Annual | Constraint Shadow Price | US2022$/Ton | 0 | 0 | 19.4981 | 0 | 27.4565 | 841.4899 | 155.445
EPA723 CO2 Rate Limit for NG Cofire - ORIS:57046 | 429 | 8157 | Rate Constraint in lbs/MMBtu | FALSE | L | Annual | Seasons Included | Seasons |  | Winter, Spring, Summer, Fall | Winter, Spring, Summer, Fall | Winter, Spring, Summer, Fall | Winter, Spring, Summer, Fall | Winter, Spring, Summer, Fall | Winter, Spring, Summer, Fall
EPA723 CO2 Rate Limit for NG Cofire - ORIS:57046 | 429 | 8157 | Rate Constraint in lbs/MMBtu | FALSE | L | Annual | Standard CO2 | lb/MMBtu | 175.772 | 175.772 | 175.772 | 175.772 | 175.772 | 175.772 | 175.772
EPA723 CO2 Rate Limit for NG Cofire - ORIS:57046 | 429 | 8157 | Rate Constraint in lbs/MMBtu | FALSE | L | Annual | Emissions at Affected Plants CO2 | Thousand Tons | 0 | 0 | 0 | 0 | 0 | 0 | 0
EPA723 CO2 Rate Limit for NG Cofire - ORIS:57046 | 429 | 8157 | Rate Constraint in lbs/MMBtu | FALSE | L | Annual | Allowances Purchased CO2 | Thousand Tons | 0 | 0 | 0 | 0 | 0 | 0 | 0
EPA723 CO2 Rate Limit for NG Cofire - ORIS:57046 | 429 | 8157 | Rate Constraint in lbs/MMBtu | FALSE | L | Annual | Allowances Sold CO2 | Thousand Tons | 0 | 0 | 0 | 0 | 0 | 0 | 0
EPA723 CO2 Rate Limit for NG Cofire - ORIS:57046 | 429 | 8157 | Rate Constraint in lbs/MMBtu | FALSE | L | Annual | Allowances Banked | Thousand Tons | 0 | 0 | 0 | 0 | 0 | 0 | 0
EPA723 CO2 Rate Limit for NG Cofire - ORIS:57046 | 429 | 8157 | Rate Constraint in lbs/MMBtu | FALSE | L | Annual | Allowances Withdrawn (1:1) | Thousand Tons | 0 | 0 | 0 | 0 | 0 | 0 | 0
EPA723 CO2 Rate Limit for NG Cofire - ORIS:57046 | 429 | 8157 | Rate Constraint in lbs/MMBtu | FALSE | L | Annual | Allowances Withdrawn (n:1) | Thousand Tons | 0 | 0 | 0 | 0 | 0 | 0 | 0
EPA723 CO2 Rate Limit for NG Cofire - ORIS:57046 | 429 | 8157 | Rate Constraint in lbs/MMBtu | FALSE | L | Annual | Net Emissions Allowance Position | Thousand Tons | 0 | 0 | 0 | 0 | 0 | 0 | 0
EPA723 CO2 Rate Limit for NG Cofire - ORIS:57046 | 429 | 8157 | Rate Constraint in lbs/MMBtu | FALSE | L | Annual | Fuel Consumed | TBtu | 0 | 0 | 0 | 0 | 0 | 0 | 0
EPA723 CO2 Rate Limit for NG Cofire - ORIS:57046 | 429 | 8157 | Rate Constraint in lbs/MMBtu | FALSE | L | Annual | Rate | lb/MMBtu | 0 | 0 | 0 | 0 | 0 | 0 | 0
EPA723 CO2 Rate Limit for NG Cofire - ORIS:57046 | 429 | 8157 | Rate Constraint in lbs/MMBtu | FALSE | L | Annual | Generation | TWh | 0 | 0 | 0 | 0 | 0 | 0 | 0
EPA723 CO2 Rate Limit for NG Cofire - ORIS:57046 | 429 | 8157 | Rate Constraint in lbs/MMBtu | FALSE | L | Annual | Qualifying Generation | TWh | 0 | 0 | 0 | 0 | 0 | 0 | 0
EPA723 CO2 Rate Limit for NG Cofire - ORIS:57046 | 429 | 8157 | Rate Constraint in lbs/MMBtu | FALSE | L | Annual | Rate | lb/MWh | 0 | 0 | 0 | 0 | 0 | 0 | 0
EPA723 CO2 Rate Limit for NG Cofire - ORIS:57046 | 429 | 8157 | Rate Constraint in lbs/MMBtu | FALSE | L | Annual | Constraint Shadow Price | US2022$/Ton | 0 | 61.4506 | 99.12 | 1490.1617 | 141.2548 | 223.2917 | 250.0391
EPA723 CO2 Rate Limit for NG Cofire - ORIS:57953 | 430 | 8158 | Rate Constraint in lbs/MMBtu | FALSE | L | Annual | Seasons Included | Seasons |  | Winter, Spring, Summer, Fall | Winter, Spring, Summer, Fall | Winter, Spring, Summer, Fall | Winter, Spring, Summer, Fall | Winter, Spring, Summer, Fall | Winter, Spring, Summer, Fall
EPA723 CO2 Rate Limit for NG Cofire - ORIS:57953 | 430 | 8158 | Rate Constraint in lbs/MMBtu | FALSE | L | Annual | Standard CO2 | lb/MMBtu | 229.3453 | 229.3453 | 229.3453 | 229.3453 | 229.3453 | 229.3453 | 229.3453
EPA723 CO2 Rate Limit for NG Cofire - ORIS:57953 | 430 | 8158 | Rate Constraint in lbs/MMBtu | FALSE | L | Annual | Emissions at Affected Plants CO2 | Thousand Tons | 0 | 0 | 0 | 0 | 0 | 0 | 0
EPA723 CO2 Rate Limit for NG Cofire - ORIS:57953 | 430 | 8158 | Rate Constraint in lbs/MMBtu | FALSE | L | Annual | Allowances Purchased CO2 | Thousand Tons | 0 | 0 | 0 | 0 | 0 | 0 | 0
EPA723 CO2 Rate Limit for NG Cofire - ORIS:57953 | 430 | 8158 | Rate Constraint in lbs/MMBtu | FALSE | L | Annual | Allowances Sold CO2 | Thousand Tons | 0 | 0 | 0 | 0 | 0 | 0 | 0
EPA723 CO2 Rate Limit for NG Cofire - ORIS:57953 | 430 | 8158 | Rate Constraint in lbs/MMBtu | FALSE | L | Annual | Allowances Banked | Thousand Tons | 0 | 0 | 0 | 0 | 0 | 0 | 0
EPA723 CO2 Rate Limit for NG Cofire - ORIS:57953 | 430 | 8158 | Rate Constraint in lbs/MMBtu | FALSE | L | Annual | Allowances Withdrawn (1:1) | Thousand Tons | 0 | 0 | 0 | 0 | 0 | 0 | 0
EPA723 CO2 Rate Limit for NG Cofire - ORIS:57953 | 430 | 8158 | Rate Constraint in lbs/MMBtu | FALSE | L | Annual | Allowances Withdrawn (n:1) | Thousand Tons | 0 | 0 | 0 | 0 | 0 | 0 | 0
EPA723 CO2 Rate Limit for NG Cofire - ORIS:57953 | 430 | 8158 | Rate Constraint in lbs/MMBtu | FALSE | L | Annual | Net Emissions Allowance Position | Thousand Tons | 0 | 0 | 0 | 0 | 0 | 0 | 0
EPA723 CO2 Rate Limit for NG Cofire - ORIS:57953 | 430 | 8158 | Rate Constraint in lbs/MMBtu | FALSE | L | Annual | Fuel Consumed | TBtu | 0 | 0 | 0 | 0 | 0 | 0 | 0
EPA723 CO2 Rate Limit for NG Cofire - ORIS:57953 | 430 | 8158 | Rate Constraint in lbs/MMBtu | FALSE | L | Annual | Rate | lb/MMBtu | 0 | 0 | 0 | 0 | 0 | 0 | 0
EPA723 CO2 Rate Limit for NG Cofire - ORIS:57953 | 430 | 8158 | Rate Constraint in lbs/MMBtu | FALSE | L | Annual | Generation | TWh | 0 | 0 | 0 | 0 | 0 | 0 | 0
EPA723 CO2 Rate Limit for NG Cofire - ORIS:57953 | 430 | 8158 | Rate Constraint in lbs/MMBtu | FALSE | L | Annual | Qualifying Generation | TWh | 0 | 0 | 0 | 0 | 0 | 0 | 0
EPA723 CO2 Rate Limit for NG Cofire - ORIS:57953 | 430 | 8158 | Rate Constraint in lbs/MMBtu | FALSE | L | Annual | Rate | lb/MWh | 0 | 0 | 0 | 0 | 0 | 0 | 0
EPA723 CO2 Rate Limit for NG Cofire - ORIS:57953 | 430 | 8158 | Rate Constraint in lbs/MMBtu | FALSE | L | Annual | Constraint Shadow Price | US2022$/Ton | 0 | 19.0683 | 21.6537 | 156.9613 | 166.9965 | 221.8606 | 249.7259
EPA723 CO2 Rate Limit for NG Cofire - ORIS:59 | 431 | 8022 | Rate Constraint in lbs/MMBtu | FALSE | L | Annual | Seasons Included | Seasons |  | Winter, Spring, Summer, Fall | Winter, Spring, Summer, Fall | Winter, Spring, Summer, Fall | Winter, Spring, Summer, Fall | Winter, Spring, Summer, Fall | Winter, Spring, Summer, Fall
EPA723 CO2 Rate Limit for NG Cofire - ORIS:59 | 431 | 8022 | Rate Constraint in lbs/MMBtu | FALSE | L | Annual | Standard CO2 | lb/MMBtu | 176.252 | 176.252 | 176.252 | 176.252 | 176.252 | 176.252 | 176.252
EPA723 CO2 Rate Limit for NG Cofire - ORIS:59 | 431 | 8022 | Rate Constraint in lbs/MMBtu | FALSE | L | Annual | Emissions at Affected Plants CO2 | Thousand Tons | 0 | 0 | 0 | 0 | 0 | 0 | 0
EPA723 CO2 Rate Limit for NG Cofire - ORIS:59 | 431 | 8022 | Rate Constraint in lbs/MMBtu | FALSE | L | Annual | Allowances Purchased CO2 | Thousand Tons | 0 | 0 | 0 | 0 | 0 | 0 | 0
EPA723 CO2 Rate Limit for NG Cofire - ORIS:59 | 431 | 8022 | Rate Constraint in lbs/MMBtu | FALSE | L | Annual | Allowances Sold CO2 | Thousand Tons | 0 | 0 | 0 | 0 | 0 | 0 | 0
EPA723 CO2 Rate Limit for NG Cofire - ORIS:59 | 431 | 8022 | Rate Constraint in lbs/MMBtu | FALSE | L | Annual | Allowances Banked | Thousand Tons | 0 | 0 | 0 | 0 | 0 | 0 | 0
EPA723 CO2 Rate Limit for NG Cofire - ORIS:59 | 431 | 8022 | Rate Constraint in lbs/MMBtu | FALSE | L | Annual | Allowances Withdrawn (1:1) | Thousand Tons | 0 | 0 | 0 | 0 | 0 | 0 | 0
EPA723 CO2 Rate Limit for NG Cofire - ORIS:59 | 431 | 8022 | Rate Constraint in lbs/MMBtu | FALSE | L | Annual | Allowances Withdrawn (n:1) | Thousand Tons | 0 | 0 | 0 | 0 | 0 | 0 | 0
EPA723 CO2 Rate Limit for NG Cofire - ORIS:59 | 431 | 8022 | Rate Constraint in lbs/MMBtu | FALSE | L | Annual | Net Emissions Allowance Position | Thousand Tons | 0 | 0 | 0 | 0 | 0 | 0 | 0
EPA723 CO2 Rate Limit for NG Cofire - ORIS:59 | 431 | 8022 | Rate Constraint in lbs/MMBtu | FALSE | L | Annual | Fuel Consumed | TBtu | 0 | 0 | 0 | 0 | 0 | 0 | 0
EPA723 CO2 Rate Limit for NG Cofire - ORIS:59 | 431 | 8022 | Rate Constraint in lbs/MMBtu | FALSE | L | Annual | Rate | lb/MMBtu | 0 | 0 | 0 | 0 | 0 | 0 | 0
EPA723 CO2 Rate Limit for NG Cofire - ORIS:59 | 431 | 8022 | Rate Constraint in lbs/MMBtu | FALSE | L | Annual | Generation | TWh | 0 | 0 | 0 | 0 | 0 | 0 | 0
EPA723 CO2 Rate Limit for NG Cofire - ORIS:59 | 431 | 8022 | Rate Constraint in lbs/MMBtu | FALSE | L | Annual | Qualifying Generation | TWh | 0 | 0 | 0 | 0 | 0 | 0 | 0
EPA723 CO2 Rate Limit for NG Cofire - ORIS:59 | 431 | 8022 | Rate Constraint in lbs/MMBtu | FALSE | L | Annual | Rate | lb/MWh | 0 | 0 | 0 | 0 | 0 | 0 | 0
EPA723 CO2 Rate Limit for NG Cofire - ORIS:59 | 431 | 8022 | Rate Constraint in lbs/MMBtu | FALSE | L | Annual | Constraint Shadow Price | US2022$/Ton | 0 | 51.9787 | 58.157 | 1998.9179 | 118.3371 | 245.8213 | 222.9144
EPA723 CO2 Rate Limit for NG Cofire - ORIS:60 | 432 | 8023 | Rate Constraint in lbs/MMBtu | FALSE | L | Annual | Seasons Included | Seasons |  | Winter, Spring, Summer, Fall | Winter, Spring, Summer, Fall | Winter, Spring, Summer, Fall | Winter, Spring, Summer, Fall | Winter, Spring, Summer, Fall | Winter, Spring, Summer, Fall
EPA723 CO2 Rate Limit for NG Cofire - ORIS:60 | 432 | 8023 | Rate Constraint in lbs/MMBtu | FALSE | L | Annual | Standard CO2 | lb/MMBtu | 175.772 | 175.772 | 175.772 | 175.772 | 175.772 | 175.772 | 175.772
EPA723 CO2 Rate Limit for NG Cofire - ORIS:60 | 432 | 8023 | Rate Constraint in lbs/MMBtu | FALSE | L | Annual | Emissions at Affected Plants CO2 | Thousand Tons | 0 | 0 | 0 | 0 | 0 | 0 | 0
EPA723 CO2 Rate Limit for NG Cofire - ORIS:60 | 432 | 8023 | Rate Constraint in lbs/MMBtu | FALSE | L | Annual | Allowances Purchased CO2 | Thousand Tons | 0 | 0 | 0 | 0 | 0 | 0 | 0
EPA723 CO2 Rate Limit for NG Cofire - ORIS:60 | 432 | 8023 | Rate Constraint in lbs/MMBtu | FALSE | L | Annual | Allowances Sold CO2 | Thousand Tons | 0 | 0 | 0 | 0 | 0 | 0 | 0
EPA723 CO2 Rate Limit for NG Cofire - ORIS:60 | 432 | 8023 | Rate Constraint in lbs/MMBtu | FALSE | L | Annual | Allowances Banked | Thousand Tons | 0 | 0 | 0 | 0 | 0 | 0 | 0
EPA723 CO2 Rate Limit for NG Cofire - ORIS:60 | 432 | 8023 | Rate Constraint in lbs/MMBtu | FALSE | L | Annual | Allowances Withdrawn (1:1) | Thousand Tons | 0 | 0 | 0 | 0 | 0 | 0 | 0
EPA723 CO2 Rate Limit for NG Cofire - ORIS:60 | 432 | 8023 | Rate Constraint in lbs/MMBtu | FALSE | L | Annual | Allowances Withdrawn (n:1) | Thousand Tons | 0 | 0 | 0 | 0 | 0 | 0 | 0
EPA723 CO2 Rate Limit for NG Cofire - ORIS:60 | 432 | 8023 | Rate Constraint in lbs/MMBtu | FALSE | L | Annual | Net Emissions Allowance Position | Thousand Tons | 0 | 0 | 0 | 0 | 0 | 0 | 0
EPA723 CO2 Rate Limit for NG Cofire - ORIS:60 | 432 | 8023 | Rate Constraint in lbs/MMBtu | FALSE | L | Annual | Fuel Consumed | TBtu | 0 | 0 | 0 | 0 | 0 | 0 | 0
EPA723 CO2 Rate Limit for NG Cofire - ORIS:60 | 432 | 8023 | Rate Constraint in lbs/MMBtu | FALSE | L | Annual | Rate | lb/MMBtu | 0 | 0 | 0 | 0 | 0 | 0 | 0
EPA723 CO2 Rate Limit for NG Cofire - ORIS:60 | 432 | 8023 | Rate Constraint in lbs/MMBtu | FALSE | L | Annual | Generation | TWh | 0 | 0 | 0 | 0 | 0 | 0 | 0
EPA723 CO2 Rate Limit for NG Cofire - ORIS:60 | 432 | 8023 | Rate Constraint in lbs/MMBtu | FALSE | L | Annual | Qualifying Generation | TWh | 0 | 0 | 0 | 0 | 0 | 0 | 0
EPA723 CO2 Rate Limit for NG Cofire - ORIS:60 | 432 | 8023 | Rate Constraint in lbs/MMBtu | FALSE | L | Annual | Rate | lb/MWh | 0 | 0 | 0 | 0 | 0 | 0 | 0
EPA723 CO2 Rate Limit for NG Cofire - ORIS:60 | 432 | 8023 | Rate Constraint in lbs/MMBtu | FALSE | L | Annual | Constraint Shadow Price | US2022$/Ton | 0 | 87.8467 | 77.2225 | 930.3461 | 47.7358 | 164.9264 | 138.1144
EPA723 CO2 Rate Limit for NG Cofire - ORIS:6002 | 433 | 8077 | Rate Constraint in lbs/MMBtu | FALSE | L | Annual | Seasons Included | Seasons |  | Winter, Spring, Summer, Fall | Winter, Spring, Summer, Fall | Winter, Spring, Summer, Fall | Winter, Spring, Summer, Fall | Winter, Spring, Summer, Fall | Winter, Spring, Summer, Fall
EPA723 CO2 Rate Limit for NG Cofire - ORIS:6002 | 433 | 8077 | Rate Constraint in lbs/MMBtu | FALSE | L | Annual | Standard CO2 | lb/MMBtu | 176.5228 | 176.5228 | 176.5228 | 176.5228 | 176.5228 | 176.5228 | 176.5228
EPA723 CO2 Rate Limit for NG Cofire - ORIS:6002 | 433 | 8077 | Rate Constraint in lbs/MMBtu | FALSE | L | Annual | Emissions at Affected Plants CO2 | Thousand Tons | 0 | 0 | 0 | 0 | 0 | 0 | 0
EPA723 CO2 Rate Limit for NG Cofire - ORIS:6002 | 433 | 8077 | Rate Constraint in lbs/MMBtu | FALSE | L | Annual | Allowances Purchased CO2 | Thousand Tons | 0 | 0 | 0 | 0 | 0 | 0 | 0
EPA723 CO2 Rate Limit for NG Cofire - ORIS:6002 | 433 | 8077 | Rate Constraint in lbs/MMBtu | FALSE | L | Annual | Allowances Sold CO2 | Thousand Tons | 0 | 0 | 0 | 0 | 0 | 0 | 0
EPA723 CO2 Rate Limit for NG Cofire - ORIS:6002 | 433 | 8077 | Rate Constraint in lbs/MMBtu | FALSE | L | Annual | Allowances Banked | Thousand Tons | 0 | 0 | 0 | 0 | 0 | 0 | 0
EPA723 CO2 Rate Limit for NG Cofire - ORIS:6002 | 433 | 8077 | Rate Constraint in lbs/MMBtu | FALSE | L | Annual | Allowances Withdrawn (1:1) | Thousand Tons | 0 | 0 | 0 | 0 | 0 | 0 | 0
EPA723 CO2 Rate Limit for NG Cofire - ORIS:6002 | 433 | 8077 | Rate Constraint in lbs/MMBtu | FALSE | L | Annual | Allowances Withdrawn (n:1) | Thousand Tons | 0 | 0 | 0 | 0 | 0 | 0 | 0
EPA723 CO2 Rate Limit for NG Cofire - ORIS:6002 | 433 | 8077 | Rate Constraint in lbs/MMBtu | FALSE | L | Annual | Net Emissions Allowance Position | Thousand Tons | 0 | 0 | 0 | 0 | 0 | 0 | 0
EPA723 CO2 Rate Limit for NG Cofire - ORIS:6002 | 433 | 8077 | Rate Constraint in lbs/MMBtu | FALSE | L | Annual | Fuel Consumed | TBtu | 0 | 0 | 0 | 0 | 0 | 0 | 0
EPA723 CO2 Rate Limit for NG Cofire - ORIS:6002 | 433 | 8077 | Rate Constraint in lbs/MMBtu | FALSE | L | Annual | Rate | lb/MMBtu | 0 | 0 | 0 | 0 | 0 | 0 | 0
EPA723 CO2 Rate Limit for NG Cofire - ORIS:6002 | 433 | 8077 | Rate Constraint in lbs/MMBtu | FALSE | L | Annual | Generation | TWh | 0 | 0 | 0 | 0 | 0 | 0 | 0
EPA723 CO2 Rate Limit for NG Cofire - ORIS:6002 | 433 | 8077 | Rate Constraint in lbs/MMBtu | FALSE | L | Annual | Qualifying Generation | TWh | 0 | 0 | 0 | 0 | 0 | 0 | 0
EPA723 CO2 Rate Limit for NG Cofire - ORIS:6002 | 433 | 8077 | Rate Constraint in lbs/MMBtu | FALSE | L | Annual | Rate | lb/MWh | 0 | 0 | 0 | 0 | 0 | 0 | 0
EPA723 CO2 Rate Limit for NG Cofire - ORIS:6002 | 433 | 8077 | Rate Constraint in lbs/MMBtu | FALSE | L | Annual | Constraint Shadow Price | US2022$/Ton | 0 | 59.1683 | 36.2426 | 55.2347 | 28.7875 | 70.5634 | 98.5606
EPA723 CO2 Rate Limit for NG Cofire - ORIS:6018 | 434 | 8078 | Rate Constraint in lbs/MMBtu | FALSE | L | Annual | Seasons Included | Seasons |  | Winter, Spring, Summer, Fall | Winter, Spring, Summer, Fall | Winter, Spring, Summer, Fall | Winter, Spring, Summer, Fall | Winter, Spring, Summer, Fall | Winter, Spring, Summer, Fall
EPA723 CO2 Rate Limit for NG Cofire - ORIS:6018 | 434 | 8078 | Rate Constraint in lbs/MMBtu | FALSE | L | Annual | Standard CO2 | lb/MMBtu | 174.8101 | 174.8101 | 174.8101 | 174.8101 | 174.8101 | 174.8101 | 174.8101
EPA723 CO2 Rate Limit for NG Cofire - ORIS:6018 | 434 | 8078 | Rate Constraint in lbs/MMBtu | FALSE | L | Annual | Emissions at Affected Plants CO2 | Thousand Tons | 0 | 0 | 0 | 0 | 0 | 0 | 0
EPA723 CO2 Rate Limit for NG Cofire - ORIS:6018 | 434 | 8078 | Rate Constraint in lbs/MMBtu | FALSE | L | Annual | Allowances Purchased CO2 | Thousand Tons | 0 | 0 | 0 | 0 | 0 | 0 | 0
EPA723 CO2 Rate Limit for NG Cofire - ORIS:6018 | 434 | 8078 | Rate Constraint in lbs/MMBtu | FALSE | L | Annual | Allowances Sold CO2 | Thousand Tons | 0 | 0 | 0 | 0 | 0 | 0 | 0
EPA723 CO2 Rate Limit for NG Cofire - ORIS:6018 | 434 | 8078 | Rate Constraint in lbs/MMBtu | FALSE | L | Annual | Allowances Banked | Thousand Tons | 0 | 0 | 0 | 0 | 0 | 0 | 0
EPA723 CO2 Rate Limit for NG Cofire - ORIS:6018 | 434 | 8078 | Rate Constraint in lbs/MMBtu | FALSE | L | Annual | Allowances Withdrawn (1:1) | Thousand Tons | 0 | 0 | 0 | 0 | 0 | 0 | 0
EPA723 CO2 Rate Limit for NG Cofire - ORIS:6018 | 434 | 8078 | Rate Constraint in lbs/MMBtu | FALSE | L | Annual | Allowances Withdrawn (n:1) | Thousand Tons | 0 | 0 | 0 | 0 | 0 | 0 | 0
EPA723 CO2 Rate Limit for NG Cofire - ORIS:6018 | 434 | 8078 | Rate Constraint in lbs/MMBtu | FALSE | L | Annual | Net Emissions Allowance Position | Thousand Tons | 0 | 0 | 0 | 0 | 0 | 0 | 0
EPA723 CO2 Rate Limit for NG Cofire - ORIS:6018 | 434 | 8078 | Rate Constraint in lbs/MMBtu | FALSE | L | Annual | Fuel Consumed | TBtu | 0 | 0 | 0 | 0 | 0 | 0 | 0
EPA723 CO2 Rate Limit for NG Cofire - ORIS:6018 | 434 | 8078 | Rate Constraint in lbs/MMBtu | FALSE | L | Annual | Rate | lb/MMBtu | 0 | 0 | 0 | 0 | 0 | 0 | 0
EPA723 CO2 Rate Limit for NG Cofire - ORIS:6018 | 434 | 8078 | Rate Constraint in lbs/MMBtu | FALSE | L | Annual | Generation | TWh | 0 | 0 | 0 | 0 | 0 | 0 | 0
EPA723 CO2 Rate Limit for NG Cofire - ORIS:6018 | 434 | 8078 | Rate Constraint in lbs/MMBtu | FALSE | L | Annual | Qualifying Generation | TWh | 0 | 0 | 0 | 0 | 0 | 0 | 0
EPA723 CO2 Rate Limit for NG Cofire - ORIS:6018 | 434 | 8078 | Rate Constraint in lbs/MMBtu | FALSE | L | Annual | Rate | lb/MWh | 0 | 0 | 0 | 0 | 0 | 0 | 0
EPA723 CO2 Rate Limit for NG Cofire - ORIS:6018 | 434 | 8078 | Rate Constraint in lbs/MMBtu | FALSE | L | Annual | Constraint Shadow Price | US2022$/Ton | 0 | 93.8801 | 75.7384 | 1.461 | 0 | 306.3793 | 111.9744
EPA723 CO2 Rate Limit for NG Cofire - ORIS:6030 | 435 | 8079 | Rate Constraint in lbs/MMBtu | FALSE | L | Annual | Seasons Included | Seasons |  | Winter, Spring, Summer, Fall | Winter, Spring, Summer, Fall | Winter, Spring, Summer, Fall | Winter, Spring, Summer, Fall | Winter, Spring, Summer, Fall | Winter, Spring, Summer, Fall
EPA723 CO2 Rate Limit for NG Cofire - ORIS:6030 | 435 | 8079 | Rate Constraint in lbs/MMBtu | FALSE | L | Annual | Standard CO2 | lb/MMBtu | 182.2817 | 182.2817 | 182.2817 | 182.2817 | 182.2817 | 182.2817 | 182.2817
EPA723 CO2 Rate Limit for NG Cofire - ORIS:6030 | 435 | 8079 | Rate Constraint in lbs/MMBtu | FALSE | L | Annual | Emissions at Affected Plants CO2 | Thousand Tons | 0 | 0 | 0 | 0 | 0 | 0 | 0
EPA723 CO2 Rate Limit for NG Cofire - ORIS:6030 | 435 | 8079 | Rate Constraint in lbs/MMBtu | FALSE | L | Annual | Allowances Purchased CO2 | Thousand Tons | 0 | 0 | 0 | 0 | 0 | 0 | 0
EPA723 CO2 Rate Limit for NG Cofire - ORIS:6030 | 435 | 8079 | Rate Constraint in lbs/MMBtu | FALSE | L | Annual | Allowances Sold CO2 | Thousand Tons | 0 | 0 | 0 | 0 | 0 | 0 | 0
EPA723 CO2 Rate Limit for NG Cofire - ORIS:6030 | 435 | 8079 | Rate Constraint in lbs/MMBtu | FALSE | L | Annual | Allowances Banked | Thousand Tons | 0 | 0 | 0 | 0 | 0 | 0 | 0
EPA723 CO2 Rate Limit for NG Cofire - ORIS:6030 | 435 | 8079 | Rate Constraint in lbs/MMBtu | FALSE | L | Annual | Allowances Withdrawn (1:1) | Thousand Tons | 0 | 0 | 0 | 0 | 0 | 0 | 0
EPA723 CO2 Rate Limit for NG Cofire - ORIS:6030 | 435 | 8079 | Rate Constraint in lbs/MMBtu | FALSE | L | Annual | Allowances Withdrawn (n:1) | Thousand Tons | 0 | 0 | 0 | 0 | 0 | 0 | 0
EPA723 CO2 Rate Limit for NG Cofire - ORIS:6030 | 435 | 8079 | Rate Constraint in lbs/MMBtu | FALSE | L | Annual | Net Emissions Allowance Position | Thousand Tons | 0 | 0 | 0 | 0 | 0 | 0 | 0
EPA723 CO2 Rate Limit for NG Cofire - ORIS:6030 | 435 | 8079 | Rate Constraint in lbs/MMBtu | FALSE | L | Annual | Fuel Consumed | TBtu | 0 | 0 | 0 | 0 | 0 | 0 | 0
EPA723 CO2 Rate Limit for NG Cofire - ORIS:6030 | 435 | 8079 | Rate Constraint in lbs/MMBtu | FALSE | L | Annual | Rate | lb/MMBtu | 0 | 0 | 0 | 0 | 0 | 0 | 0
EPA723 CO2 Rate Limit for NG Cofire - ORIS:6030 | 435 | 8079 | Rate Constraint in lbs/MMBtu | FALSE | L | Annual | Generation | TWh | 0 | 0 | 0 | 0 | 0 | 0 | 0
EPA723 CO2 Rate Limit for NG Cofire - ORIS:6030 | 435 | 8079 | Rate Constraint in lbs/MMBtu | FALSE | L | Annual | Qualifying Generation | TWh | 0 | 0 | 0 | 0 | 0 | 0 | 0
EPA723 CO2 Rate Limit for NG Cofire - ORIS:6030 | 435 | 8079 | Rate Constraint in lbs/MMBtu | FALSE | L | Annual | Rate | lb/MWh | 0 | 0 | 0 | 0 | 0 | 0 | 0
EPA723 CO2 Rate Limit for NG Cofire - ORIS:6030 | 435 | 8079 | Rate Constraint in lbs/MMBtu | FALSE | L | Annual | Constraint Shadow Price | US2022$/Ton | 0 | 277.0549 | 95.05 | 42.3841 | 44.6577 | 98.8078 | 125.6885
EPA723 CO2 Rate Limit for NG Cofire - ORIS:6041 | 436 | 8080 | Rate Constraint in lbs/MMBtu | FALSE | L | Annual | Seasons Included | Seasons |  | Winter, Spring, Summer, Fall | Winter, Spring, Summer, Fall | Winter, Spring, Summer, Fall | Winter, Spring, Summer, Fall | Winter, Spring, Summer, Fall | Winter, Spring, Summer, Fall
EPA723 CO2 Rate Limit for NG Cofire - ORIS:6041 | 436 | 8080 | Rate Constraint in lbs/MMBtu | FALSE | L | Annual | Standard CO2 | lb/MMBtu | 176.3808 | 176.3808 | 176.3808 | 176.3808 | 176.3808 | 176.3808 | 176.3808
EPA723 CO2 Rate Limit for NG Cofire - ORIS:6041 | 436 | 8080 | Rate Constraint in lbs/MMBtu | FALSE | L | Annual | Emissions at Affected Plants CO2 | Thousand Tons | 0 | 0 | 0 | 0 | 0 | 0 | 0
EPA723 CO2 Rate Limit for NG Cofire - ORIS:6041 | 436 | 8080 | Rate Constraint in lbs/MMBtu | FALSE | L | Annual | Allowances Purchased CO2 | Thousand Tons | 0 | 0 | 0 | 0 | 0 | 0 | 0
EPA723 CO2 Rate Limit for NG Cofire - ORIS:6041 | 436 | 8080 | Rate Constraint in lbs/MMBtu | FALSE | L | Annual | Allowances Sold CO2 | Thousand Tons | 0 | 0 | 0 | 0 | 0 | 0 | 0
EPA723 CO2 Rate Limit for NG Cofire - ORIS:6041 | 436 | 8080 | Rate Constraint in lbs/MMBtu | FALSE | L | Annual | Allowances Banked | Thousand Tons | 0 | 0 | 0 | 0 | 0 | 0 | 0
EPA723 CO2 Rate Limit for NG Cofire - ORIS:6041 | 436 | 8080 | Rate Constraint in lbs/MMBtu | FALSE | L | Annual | Allowances Withdrawn (1:1) | Thousand Tons | 0 | 0 | 0 | 0 | 0 | 0 | 0
EPA723 CO2 Rate Limit for NG Cofire - ORIS:6041 | 436 | 8080 | Rate Constraint in lbs/MMBtu | FALSE | L | Annual | Allowances Withdrawn (n:1) | Thousand Tons | 0 | 0 | 0 | 0 | 0 | 0 | 0
EPA723 CO2 Rate Limit for NG Cofire - ORIS:6041 | 436 | 8080 | Rate Constraint in lbs/MMBtu | FALSE | L | Annual | Net Emissions Allowance Position | Thousand Tons | 0 | 0 | 0 | 0 | 0 | 0 | 0
EPA723 CO2 Rate Limit for NG Cofire - ORIS:6041 | 436 | 8080 | Rate Constraint in lbs/MMBtu | FALSE | L | Annual | Fuel Consumed | TBtu | 0 | 0 | 0 | 0 | 0 | 0 | 0
EPA723 CO2 Rate Limit for NG Cofire - ORIS:6041 | 436 | 8080 | Rate Constraint in lbs/MMBtu | FALSE | L | Annual | Rate | lb/MMBtu | 0 | 0 | 0 | 0 | 0 | 0 | 0
EPA723 CO2 Rate Limit for NG Cofire - ORIS:6041 | 436 | 8080 | Rate Constraint in lbs/MMBtu | FALSE | L | Annual | Generation | TWh | 0 | 0 | 0 | 0 | 0 | 0 | 0
EPA723 CO2 Rate Limit for NG Cofire - ORIS:6041 | 436 | 8080 | Rate Constraint in lbs/MMBtu | FALSE | L | Annual | Qualifying Generation | TWh | 0 | 0 | 0 | 0 | 0 | 0 | 0
EPA723 CO2 Rate Limit for NG Cofire - ORIS:6041 | 436 | 8080 | Rate Constraint in lbs/MMBtu | FALSE | L | Annual | Rate | lb/MWh | 0 | 0 | 0 | 0 | 0 | 0 | 0
EPA723 CO2 Rate Limit for NG Cofire - ORIS:6041 | 436 | 8080 | Rate Constraint in lbs/MMBtu | FALSE | L | Annual | Constraint Shadow Price | US2022$/Ton | 0 | 30.8807 | 32.7235 | 40.3873 | 35.6436 | 377.7512 | 160.6963
EPA723 CO2 Rate Limit for NG Cofire - ORIS:6055 | 437 | 8081 | Rate Constraint in lbs/MMBtu | FALSE | L | Annual | Seasons Included | Seasons |  | Winter, Spring, Summer, Fall | Winter, Spring, Summer, Fall | Winter, Spring, Summer, Fall | Winter, Spring, Summer, Fall | Winter, Spring, Summer, Fall | Winter, Spring, Summer, Fall
EPA723 CO2 Rate Limit for NG Cofire - ORIS:6055 | 437 | 8081 | Rate Constraint in lbs/MMBtu | FALSE | L | Annual | Standard CO2 | lb/MMBtu | 175.412 | 175.412 | 175.412 | 175.412 | 175.412 | 175.412 | 175.412
EPA723 CO2 Rate Limit for NG Cofire - ORIS:6055 | 437 | 8081 | Rate Constraint in lbs/MMBtu | FALSE | L | Annual | Emissions at Affected Plants CO2 | Thousand Tons | 0 | 0 | 0 | 0 | 0 | 0 | 0
EPA723 CO2 Rate Limit for NG Cofire - ORIS:6055 | 437 | 8081 | Rate Constraint in lbs/MMBtu | FALSE | L | Annual | Allowances Purchased CO2 | Thousand Tons | 0 | 0 | 0 | 0 | 0 | 0 | 0
EPA723 CO2 Rate Limit for NG Cofire - ORIS:6055 | 437 | 8081 | Rate Constraint in lbs/MMBtu | FALSE | L | Annual | Allowances Sold CO2 | Thousand Tons | 0 | 0 | 0 | 0 | 0 | 0 | 0
EPA723 CO2 Rate Limit for NG Cofire - ORIS:6055 | 437 | 8081 | Rate Constraint in lbs/MMBtu | FALSE | L | Annual | Allowances Banked | Thousand Tons | 0 | 0 | 0 | 0 | 0 | 0 | 0
EPA723 CO2 Rate Limit for NG Cofire - ORIS:6055 | 437 | 8081 | Rate Constraint in lbs/MMBtu | FALSE | L | Annual | Allowances Withdrawn (1:1) | Thousand Tons | 0 | 0 | 0 | 0 | 0 | 0 | 0
EPA723 CO2 Rate Limit for NG Cofire - ORIS:6055 | 437 | 8081 | Rate Constraint in lbs/MMBtu | FALSE | L | Annual | Allowances Withdrawn (n:1) | Thousand Tons | 0 | 0 | 0 | 0 | 0 | 0 | 0
EPA723 CO2 Rate Limit for NG Cofire - ORIS:6055 | 437 | 8081 | Rate Constraint in lbs/MMBtu | FALSE | L | Annual | Net Emissions Allowance Position | Thousand Tons | 0 | 0 | 0 | 0 | 0 | 0 | 0
EPA723 CO2 Rate Limit for NG Cofire - ORIS:6055 | 437 | 8081 | Rate Constraint in lbs/MMBtu | FALSE | L | Annual | Fuel Consumed | TBtu | 0 | 0 | 0 | 0 | 0 | 0 | 0
EPA723 CO2 Rate Limit for NG Cofire - ORIS:6055 | 437 | 8081 | Rate Constraint in lbs/MMBtu | FALSE | L | Annual | Rate | lb/MMBtu | 0 | 0 | 0 | 0 | 0 | 0 | 0
EPA723 CO2 Rate Limit for NG Cofire - ORIS:6055 | 437 | 8081 | Rate Constraint in lbs/MMBtu | FALSE | L | Annual | Generation | TWh | 0 | 0 | 0 | 0 | 0 | 0 | 0
EPA723 CO2 Rate Limit for NG Cofire - ORIS:6055 | 437 | 8081 | Rate Constraint in lbs/MMBtu | FALSE | L | Annual | Qualifying Generation | TWh | 0 | 0 | 0 | 0 | 0 | 0 | 0
EPA723 CO2 Rate Limit for NG Cofire - ORIS:6055 | 437 | 8081 | Rate Constraint in lbs/MMBtu | FALSE | L | Annual | Rate | lb/MWh | 0 | 0 | 0 | 0 | 0 | 0 | 0
EPA723 CO2 Rate Limit for NG Cofire - ORIS:6055 | 437 | 8081 | Rate Constraint in lbs/MMBtu | FALSE | L | Annual | Constraint Shadow Price | US2022$/Ton | 0 | 176.0454 | 161.0746 | 16.483 | 36.6525 | 65.8648 | 113.5206
EPA723 CO2 Rate Limit for NG Cofire - ORIS:6064 | 438 | 8082 | Rate Constraint in lbs/MMBtu | FALSE | L | Annual | Seasons Included | Seasons |  | Winter, Spring, Summer, Fall | Winter, Spring, Summer, Fall | Winter, Spring, Summer, Fall | Winter, Spring, Summer, Fall | Winter, Spring, Summer, Fall | Winter, Spring, Summer, Fall
EPA723 CO2 Rate Limit for NG Cofire - ORIS:6064 | 438 | 8082 | Rate Constraint in lbs/MMBtu | FALSE | L | Annual | Standard CO2 | lb/MMBtu | 175.772 | 175.772 | 175.772 | 175.772 | 175.772 | 175.772 | 175.772
EPA723 CO2 Rate Limit for NG Cofire - ORIS:6064 | 438 | 8082 | Rate Constraint in lbs/MMBtu | FALSE | L | Annual | Emissions at Affected Plants CO2 | Thousand Tons | 0 | 0 | 0 | 0 | 0 | 0 | 0
EPA723 CO2 Rate Limit for NG Cofire - ORIS:6064 | 438 | 8082 | Rate Constraint in lbs/MMBtu | FALSE | L | Annual | Allowances Purchased CO2 | Thousand Tons | 0 | 0 | 0 | 0 | 0 | 0 | 0
EPA723 CO2 Rate Limit for NG Cofire - ORIS:6064 | 438 | 8082 | Rate Constraint in lbs/MMBtu | FALSE | L | Annual | Allowances Sold CO2 | Thousand Tons | 0 | 0 | 0 | 0 | 0 | 0 | 0
EPA723 CO2 Rate Limit for NG Cofire - ORIS:6064 | 438 | 8082 | Rate Constraint in lbs/MMBtu | FALSE | L | Annual | Allowances Banked | Thousand Tons | 0 | 0 | 0 | 0 | 0 | 0 | 0
EPA723 CO2 Rate Limit for NG Cofire - ORIS:6064 | 438 | 8082 | Rate Constraint in lbs/MMBtu | FALSE | L | Annual | Allowances Withdrawn (1:1) | Thousand Tons | 0 | 0 | 0 | 0 | 0 | 0 | 0
EPA723 CO2 Rate Limit for NG Cofire - ORIS:6064 | 438 | 8082 | Rate Constraint in lbs/MMBtu | FALSE | L | Annual | Allowances Withdrawn (n:1) | Thousand Tons | 0 | 0 | 0 | 0 | 0 | 0 | 0
EPA723 CO2 Rate Limit for NG Cofire - ORIS:6064 | 438 | 8082 | Rate Constraint in lbs/MMBtu | FALSE | L | Annual | Net Emissions Allowance Position | Thousand Tons | 0 | 0 | 0 | 0 | 0 | 0 | 0
EPA723 CO2 Rate Limit for NG Cofire - ORIS:6064 | 438 | 8082 | Rate Constraint in lbs/MMBtu | FALSE | L | Annual | Fuel Consumed | TBtu | 0 | 0 | 0 | 0 | 0 | 0 | 0
EPA723 CO2 Rate Limit for NG Cofire - ORIS:6064 | 438 | 8082 | Rate Constraint in lbs/MMBtu | FALSE | L | Annual | Rate | lb/MMBtu | 0 | 0 | 0 | 0 | 0 | 0 | 0
EPA723 CO2 Rate Limit for NG Cofire - ORIS:6064 | 438 | 8082 | Rate Constraint in lbs/MMBtu | FALSE | L | Annual | Generation | TWh | 0 | 0 | 0 | 0 | 0 | 0 | 0
EPA723 CO2 Rate Limit for NG Cofire - ORIS:6064 | 438 | 8082 | Rate Constraint in lbs/MMBtu | FALSE | L | Annual | Qualifying Generation | TWh | 0 | 0 | 0 | 0 | 0 | 0 | 0
EPA723 CO2 Rate Limit for NG Cofire - ORIS:6064 | 438 | 8082 | Rate Constraint in lbs/MMBtu | FALSE | L | Annual | Rate | lb/MWh | 0 | 0 | 0 | 0 | 0 | 0 | 0
EPA723 CO2 Rate Limit for NG Cofire - ORIS:6064 | 438 | 8082 | Rate Constraint in lbs/MMBtu | FALSE | L | Annual | Constraint Shadow Price | US2022$/Ton | 0 | 37.1581 | 108.9469 | 368.9485 | 289.0715 | 435.4821 | 105.3948
EPA723 CO2 Rate Limit for NG Cofire - ORIS:6065 | 439 | 8083 | Rate Constraint in lbs/MMBtu | FALSE | L | Annual | Seasons Included | Seasons |  | Winter, Spring, Summer, Fall | Winter, Spring, Summer, Fall | Winter, Spring, Summer, Fall | Winter, Spring, Summer, Fall | Winter, Spring, Summer, Fall | Winter, Spring, Summer, Fall
EPA723 CO2 Rate Limit for NG Cofire - ORIS:6065 | 439 | 8083 | Rate Constraint in lbs/MMBtu | FALSE | L | Annual | Standard CO2 | lb/MMBtu | 176.5228 | 176.5228 | 176.5228 | 176.5228 | 176.5228 | 176.5228 | 176.5228
EPA723 CO2 Rate Limit for NG Cofire - ORIS:6065 | 439 | 8083 | Rate Constraint in lbs/MMBtu | FALSE | L | Annual | Emissions at Affected Plants CO2 | Thousand Tons | 0 | 0 | 0 | 0 | 0 | 0 | 0
EPA723 CO2 Rate Limit for NG Cofire - ORIS:6065 | 439 | 8083 | Rate Constraint in lbs/MMBtu | FALSE | L | Annual | Allowances Purchased CO2 | Thousand Tons | 0 | 0 | 0 | 0 | 0 | 0 | 0
EPA723 CO2 Rate Limit for NG Cofire - ORIS:6065 | 439 | 8083 | Rate Constraint in lbs/MMBtu | FALSE | L | Annual | Allowances Sold CO2 | Thousand Tons | 0 | 0 | 0 | 0 | 0 | 0 | 0
EPA723 CO2 Rate Limit for NG Cofire - ORIS:6065 | 439 | 8083 | Rate Constraint in lbs/MMBtu | FALSE | L | Annual | Allowances Banked | Thousand Tons | 0 | 0 | 0 | 0 | 0 | 0 | 0
EPA723 CO2 Rate Limit for NG Cofire - ORIS:6065 | 439 | 8083 | Rate Constraint in lbs/MMBtu | FALSE | L | Annual | Allowances Withdrawn (1:1) | Thousand Tons | 0 | 0 | 0 | 0 | 0 | 0 | 0
EPA723 CO2 Rate Limit for NG Cofire - ORIS:6065 | 439 | 8083 | Rate Constraint in lbs/MMBtu | FALSE | L | Annual | Allowances Withdrawn (n:1) | Thousand Tons | 0 | 0 | 0 | 0 | 0 | 0 | 0
EPA723 CO2 Rate Limit for NG Cofire - ORIS:6065 | 439 | 8083 | Rate Constraint in lbs/MMBtu | FALSE | L | Annual | Net Emissions Allowance Position | Thousand Tons | 0 | 0 | 0 | 0 | 0 | 0 | 0
EPA723 CO2 Rate Limit for NG Cofire - ORIS:6065 | 439 | 8083 | Rate Constraint in lbs/MMBtu | FALSE | L | Annual | Fuel Consumed | TBtu | 0 | 0 | 0 | 0 | 0 | 0 | 0
EPA723 CO2 Rate Limit for NG Cofire - ORIS:6065 | 439 | 8083 | Rate Constraint in lbs/MMBtu | FALSE | L | Annual | Rate | lb/MMBtu | 0 | 0 | 0 | 0 | 0 | 0 | 0
EPA723 CO2 Rate Limit for NG Cofire - ORIS:6065 | 439 | 8083 | Rate Constraint in lbs/MMBtu | FALSE | L | Annual | Generation | TWh | 0 | 0 | 0 | 0 | 0 | 0 | 0
EPA723 CO2 Rate Limit for NG Cofire - ORIS:6065 | 439 | 8083 | Rate Constraint in lbs/MMBtu | FALSE | L | Annual | Qualifying Generation | TWh | 0 | 0 | 0 | 0 | 0 | 0 | 0
EPA723 CO2 Rate Limit for NG Cofire - ORIS:6065 | 439 | 8083 | Rate Constraint in lbs/MMBtu | FALSE | L | Annual | Rate | lb/MWh | 0 | 0 | 0 | 0 | 0 | 0 | 0
EPA723 CO2 Rate Limit for NG Cofire - ORIS:6065 | 439 | 8083 | Rate Constraint in lbs/MMBtu | FALSE | L | Annual | Constraint Shadow Price | US2022$/Ton | 0 | 50.1909 | 43.6032 | 88.7487 | 43.6481 | 117.8751 | 150.2435
EPA723 CO2 Rate Limit for NG Cofire - ORIS:6068 | 440 | 8084 | Rate Constraint in lbs/MMBtu | FALSE | L | Annual | Seasons Included | Seasons |  | Winter, Spring, Summer, Fall | Winter, Spring, Summer, Fall | Winter, Spring, Summer, Fall | Winter, Spring, Summer, Fall | Winter, Spring, Summer, Fall | Winter, Spring, Summer, Fall
EPA723 CO2 Rate Limit for NG Cofire - ORIS:6068 | 440 | 8084 | Rate Constraint in lbs/MMBtu | FALSE | L | Annual | Standard CO2 | lb/MMBtu | 176.5228 | 176.5228 | 176.5228 | 176.5228 | 176.5228 | 176.5228 | 176.5228
EPA723 CO2 Rate Limit for NG Cofire - ORIS:6068 | 440 | 8084 | Rate Constraint in lbs/MMBtu | FALSE | L | Annual | Emissions at Affected Plants CO2 | Thousand Tons | 0 | 0 | 0 | 0 | 0 | 0 | 0
EPA723 CO2 Rate Limit for NG Cofire - ORIS:6068 | 440 | 8084 | Rate Constraint in lbs/MMBtu | FALSE | L | Annual | Allowances Purchased CO2 | Thousand Tons | 0 | 0 | 0 | 0 | 0 | 0 | 0
EPA723 CO2 Rate Limit for NG Cofire - ORIS:6068 | 440 | 8084 | Rate Constraint in lbs/MMBtu | FALSE | L | Annual | Allowances Sold CO2 | Thousand Tons | 0 | 0 | 0 | 0 | 0 | 0 | 0
EPA723 CO2 Rate Limit for NG Cofire - ORIS:6068 | 440 | 8084 | Rate Constraint in lbs/MMBtu | FALSE | L | Annual | Allowances Banked | Thousand Tons | 0 | 0 | 0 | 0 | 0 | 0 | 0
EPA723 CO2 Rate Limit for NG Cofire - ORIS:6068 | 440 | 8084 | Rate Constraint in lbs/MMBtu | FALSE | L | Annual | Allowances Withdrawn (1:1) | Thousand Tons | 0 | 0 | 0 | 0 | 0 | 0 | 0
EPA723 CO2 Rate Limit for NG Cofire - ORIS:6068 | 440 | 8084 | Rate Constraint in lbs/MMBtu | FALSE | L | Annual | Allowances Withdrawn (n:1) | Thousand Tons | 0 | 0 | 0 | 0 | 0 | 0 | 0
EPA723 CO2 Rate Limit for NG Cofire - ORIS:6068 | 440 | 8084 | Rate Constraint in lbs/MMBtu | FALSE | L | Annual | Net Emissions Allowance Position | Thousand Tons | 0 | 0 | 0 | 0 | 0 | 0 | 0
EPA723 CO2 Rate Limit for NG Cofire - ORIS:6068 | 440 | 8084 | Rate Constraint in lbs/MMBtu | FALSE | L | Annual | Fuel Consumed | TBtu | 0 | 0 | 0 | 0 | 0 | 0 | 0
EPA723 CO2 Rate Limit for NG Cofire - ORIS:6068 | 440 | 8084 | Rate Constraint in lbs/MMBtu | FALSE | L | Annual | Rate | lb/MMBtu | 0 | 0 | 0 | 0 | 0 | 0 | 0
EPA723 CO2 Rate Limit for NG Cofire - ORIS:6068 | 440 | 8084 | Rate Constraint in lbs/MMBtu | FALSE | L | Annual | Generation | TWh | 0 | 0 | 0 | 0 | 0 | 0 | 0
EPA723 CO2 Rate Limit for NG Cofire - ORIS:6068 | 440 | 8084 | Rate Constraint in lbs/MMBtu | FALSE | L | Annual | Qualifying Generation | TWh | 0 | 0 | 0 | 0 | 0 | 0 | 0
EPA723 CO2 Rate Limit for NG Cofire - ORIS:6068 | 440 | 8084 | Rate Constraint in lbs/MMBtu | FALSE | L | Annual | Rate | lb/MWh | 0 | 0 | 0 | 0 | 0 | 0 | 0
EPA723 CO2 Rate Limit for NG Cofire - ORIS:6068 | 440 | 8084 | Rate Constraint in lbs/MMBtu | FALSE | L | Annual | Constraint Shadow Price | US2022$/Ton | 0 | 39.8434 | 53.4225 | 1423.2712 | 59.755 | 185.7293 | 130.4352
EPA723 CO2 Rate Limit for NG Cofire - ORIS:6071 | 441 | 8085 | Rate Constraint in lbs/MMBtu | FALSE | L | Annual | Seasons Included | Seasons |  | Winter, Spring, Summer, Fall | Winter, Spring, Summer, Fall | Winter, Spring, Summer, Fall | Winter, Spring, Summer, Fall | Winter, Spring, Summer, Fall | Winter, Spring, Summer, Fall
EPA723 CO2 Rate Limit for NG Cofire - ORIS:6071 | 441 | 8085 | Rate Constraint in lbs/MMBtu | FALSE | L | Annual | Standard CO2 | lb/MMBtu | 179.2207 | 179.2207 | 179.2207 | 179.2207 | 179.2207 | 179.2207 | 179.2207
EPA723 CO2 Rate Limit for NG Cofire - ORIS:6071 | 441 | 8085 | Rate Constraint in lbs/MMBtu | FALSE | L | Annual | Emissions at Affected Plants CO2 | Thousand Tons | 0 | 0 | 0 | 0 | 0 | 0 | 0
EPA723 CO2 Rate Limit for NG Cofire - ORIS:6071 | 441 | 8085 | Rate Constraint in lbs/MMBtu | FALSE | L | Annual | Allowances Purchased CO2 | Thousand Tons | 0 | 0 | 0 | 0 | 0 | 0 | 0
EPA723 CO2 Rate Limit for NG Cofire - ORIS:6071 | 441 | 8085 | Rate Constraint in lbs/MMBtu | FALSE | L | Annual | Allowances Sold CO2 | Thousand Tons | 0 | 0 | 0 | 0 | 0 | 0 | 0
EPA723 CO2 Rate Limit for NG Cofire - ORIS:6071 | 441 | 8085 | Rate Constraint in lbs/MMBtu | FALSE | L | Annual | Allowances Banked | Thousand Tons | 0 | 0 | 0 | 0 | 0 | 0 | 0
EPA723 CO2 Rate Limit for NG Cofire - ORIS:6071 | 441 | 8085 | Rate Constraint in lbs/MMBtu | FALSE | L | Annual | Allowances Withdrawn (1:1) | Thousand Tons | 0 | 0 | 0 | 0 | 0 | 0 | 0
EPA723 CO2 Rate Limit for NG Cofire - ORIS:6071 | 441 | 8085 | Rate Constraint in lbs/MMBtu | FALSE | L | Annual | Allowances Withdrawn (n:1) | Thousand Tons | 0 | 0 | 0 | 0 | 0 | 0 | 0
EPA723 CO2 Rate Limit for NG Cofire - ORIS:6071 | 441 | 8085 | Rate Constraint in lbs/MMBtu | FALSE | L | Annual | Net Emissions Allowance Position | Thousand Tons | 0 | 0 | 0 | 0 | 0 | 0 | 0
EPA723 CO2 Rate Limit for NG Cofire - ORIS:6071 | 441 | 8085 | Rate Constraint in lbs/MMBtu | FALSE | L | Annual | Fuel Consumed | TBtu | 0 | 0 | 0 | 0 | 0 | 0 | 0
EPA723 CO2 Rate Limit for NG Cofire - ORIS:6071 | 441 | 8085 | Rate Constraint in lbs/MMBtu | FALSE | L | Annual | Rate | lb/MMBtu | 0 | 0 | 0 | 0 | 0 | 0 | 0
EPA723 CO2 Rate Limit for NG Cofire - ORIS:6071 | 441 | 8085 | Rate Constraint in lbs/MMBtu | FALSE | L | Annual | Generation | TWh | 0 | 0 | 0 | 0 | 0 | 0 | 0
EPA723 CO2 Rate Limit for NG Cofire - ORIS:6071 | 441 | 8085 | Rate Constraint in lbs/MMBtu | FALSE | L | Annual | Qualifying Generation | TWh | 0 | 0 | 0 | 0 | 0 | 0 | 0
EPA723 CO2 Rate Limit for NG Cofire - ORIS:6071 | 441 | 8085 | Rate Constraint in lbs/MMBtu | FALSE | L | Annual | Rate | lb/MWh | 0 | 0 | 0 | 0 | 0 | 0 | 0
EPA723 CO2 Rate Limit for NG Cofire - ORIS:6071 | 441 | 8085 | Rate Constraint in lbs/MMBtu | FALSE | L | Annual | Constraint Shadow Price | US2022$/Ton | 0 | 37.5649 | 42.0043 | 95.5857 | 109.9451 | 1927.3673 | 200.3105
EPA723 CO2 Rate Limit for NG Cofire - ORIS:6076 | 442 | 8086 | Rate Constraint in lbs/MMBtu | FALSE | L | Annual | Seasons Included | Seasons |  | Winter, Spring, Summer, Fall | Winter, Spring, Summer, Fall | Winter, Spring, Summer, Fall | Winter, Spring, Summer, Fall | Winter, Spring, Summer, Fall | Winter, Spring, Summer, Fall
EPA723 CO2 Rate Limit for NG Cofire - ORIS:6076 | 442 | 8086 | Rate Constraint in lbs/MMBtu | FALSE | L | Annual | Standard CO2 | lb/MMBtu | 176.8254 | 176.8254 | 176.8254 | 176.8254 | 176.8254 | 176.8254 | 176.8254
EPA723 CO2 Rate Limit for NG Cofire - ORIS:6076 | 442 | 8086 | Rate Constraint in lbs/MMBtu | FALSE | L | Annual | Emissions at Affected Plants CO2 | Thousand Tons | 0 | 0 | 0 | 0 | 0 | 0 | 0
EPA723 CO2 Rate Limit for NG Cofire - ORIS:6076 | 442 | 8086 | Rate Constraint in lbs/MMBtu | FALSE | L | Annual | Allowances Purchased CO2 | Thousand Tons | 0 | 0 | 0 | 0 | 0 | 0 | 0
EPA723 CO2 Rate Limit for NG Cofire - ORIS:6076 | 442 | 8086 | Rate Constraint in lbs/MMBtu | FALSE | L | Annual | Allowances Sold CO2 | Thousand Tons | 0 | 0 | 0 | 0 | 0 | 0 | 0
EPA723 CO2 Rate Limit for NG Cofire - ORIS:6076 | 442 | 8086 | Rate Constraint in lbs/MMBtu | FALSE | L | Annual | Allowances Banked | Thousand Tons | 0 | 0 | 0 | 0 | 0 | 0 | 0
EPA723 CO2 Rate Limit for NG Cofire - ORIS:6076 | 442 | 8086 | Rate Constraint in lbs/MMBtu | FALSE | L | Annual | Allowances Withdrawn (1:1) | Thousand Tons | 0 | 0 | 0 | 0 | 0 | 0 | 0
EPA723 CO2 Rate Limit for NG Cofire - ORIS:6076 | 442 | 8086 | Rate Constraint in lbs/MMBtu | FALSE | L | Annual | Allowances Withdrawn (n:1) | Thousand Tons | 0 | 0 | 0 | 0 | 0 | 0 | 0
EPA723 CO2 Rate Limit for NG Cofire - ORIS:6076 | 442 | 8086 | Rate Constraint in lbs/MMBtu | FALSE | L | Annual | Net Emissions Allowance Position | Thousand Tons | 0 | 0 | 0 | 0 | 0 | 0 | 0
EPA723 CO2 Rate Limit for NG Cofire - ORIS:6076 | 442 | 8086 | Rate Constraint in lbs/MMBtu | FALSE | L | Annual | Fuel Consumed | TBtu | 0 | 0 | 0 | 0 | 0 | 0 | 0
EPA723 CO2 Rate Limit for NG Cofire - ORIS:6076 | 442 | 8086 | Rate Constraint in lbs/MMBtu | FALSE | L | Annual | Rate | lb/MMBtu | 0 | 0 | 0 | 0 | 0 | 0 | 0
EPA723 CO2 Rate Limit for NG Cofire - ORIS:6076 | 442 | 8086 | Rate Constraint in lbs/MMBtu | FALSE | L | Annual | Generation | TWh | 0 | 0 | 0 | 0 | 0 | 0 | 0
EPA723 CO2 Rate Limit for NG Cofire - ORIS:6076 | 442 | 8086 | Rate Constraint in lbs/MMBtu | FALSE | L | Annual | Qualifying Generation | TWh | 0 | 0 | 0 | 0 | 0 | 0 | 0
EPA723 CO2 Rate Limit for NG Cofire - ORIS:6076 | 442 | 8086 | Rate Constraint in lbs/MMBtu | FALSE | L | Annual | Rate | lb/MWh | 0 | 0 | 0 | 0 | 0 | 0 | 0
EPA723 CO2 Rate Limit for NG Cofire - ORIS:6076 | 442 | 8086 | Rate Constraint in lbs/MMBtu | FALSE | L | Annual | Constraint Shadow Price | US2022$/Ton | 0 | 95.5358 | 109.4013 | 87.4916 | 66.8242 | 113.5702 | 138.3298
EPA723 CO2 Rate Limit for NG Cofire - ORIS:6077 | 443 | 8087 | Rate Constraint in lbs/MMBtu | FALSE | L | Annual | Seasons Included | Seasons |  | Winter, Spring, Summer, Fall | Winter, Spring, Summer, Fall | Winter, Spring, Summer, Fall | Winter, Spring, Summer, Fall | Winter, Spring, Summer, Fall | Winter, Spring, Summer, Fall
EPA723 CO2 Rate Limit for NG Cofire - ORIS:6077 | 443 | 8087 | Rate Constraint in lbs/MMBtu | FALSE | L | Annual | Standard CO2 | lb/MMBtu | 175.412 | 175.412 | 175.412 | 175.412 | 175.412 | 175.412 | 175.412
EPA723 CO2 Rate Limit for NG Cofire - ORIS:6077 | 443 | 8087 | Rate Constraint in lbs/MMBtu | FALSE | L | Annual | Emissions at Affected Plants CO2 | Thousand Tons | 0 | 0 | 0 | 0 | 0 | 0 | 0
EPA723 CO2 Rate Limit for NG Cofire - ORIS:6077 | 443 | 8087 | Rate Constraint in lbs/MMBtu | FALSE | L | Annual | Allowances Purchased CO2 | Thousand Tons | 0 | 0 | 0 | 0 | 0 | 0 | 0
EPA723 CO2 Rate Limit for NG Cofire - ORIS:6077 | 443 | 8087 | Rate Constraint in lbs/MMBtu | FALSE | L | Annual | Allowances Sold CO2 | Thousand Tons | 0 | 0 | 0 | 0 | 0 | 0 | 0
EPA723 CO2 Rate Limit for NG Cofire - ORIS:6077 | 443 | 8087 | Rate Constraint in lbs/MMBtu | FALSE | L | Annual | Allowances Banked | Thousand Tons | 0 | 0 | 0 | 0 | 0 | 0 | 0
EPA723 CO2 Rate Limit for NG Cofire - ORIS:6077 | 443 | 8087 | Rate Constraint in lbs/MMBtu | FALSE | L | Annual | Allowances Withdrawn (1:1) | Thousand Tons | 0 | 0 | 0 | 0 | 0 | 0 | 0
EPA723 CO2 Rate Limit for NG Cofire - ORIS:6077 | 443 | 8087 | Rate Constraint in lbs/MMBtu | FALSE | L | Annual | Allowances Withdrawn (n:1) | Thousand Tons | 0 | 0 | 0 | 0 | 0 | 0 | 0
EPA723 CO2 Rate Limit for NG Cofire - ORIS:6077 | 443 | 8087 | Rate Constraint in lbs/MMBtu | FALSE | L | Annual | Net Emissions Allowance Position | Thousand Tons | 0 | 0 | 0 | 0 | 0 | 0 | 0
EPA723 CO2 Rate Limit for NG Cofire - ORIS:6077 | 443 | 8087 | Rate Constraint in lbs/MMBtu | FALSE | L | Annual | Fuel Consumed | TBtu | 0 | 0 | 0 | 0 | 0 | 0 | 0
EPA723 CO2 Rate Limit for NG Cofire - ORIS:6077 | 443 | 8087 | Rate Constraint in lbs/MMBtu | FALSE | L | Annual | Rate | lb/MMBtu | 0 | 0 | 0 | 0 | 0 | 0 | 0
EPA723 CO2 Rate Limit for NG Cofire - ORIS:6077 | 443 | 8087 | Rate Constraint in lbs/MMBtu | FALSE | L | Annual | Generation | TWh | 0 | 0 | 0 | 0 | 0 | 0 | 0
EPA723 CO2 Rate Limit for NG Cofire - ORIS:6077 | 443 | 8087 | Rate Constraint in lbs/MMBtu | FALSE | L | Annual | Qualifying Generation | TWh | 0 | 0 | 0 | 0 | 0 | 0 | 0
EPA723 CO2 Rate Limit for NG Cofire - ORIS:6077 | 443 | 8087 | Rate Constraint in lbs/MMBtu | FALSE | L | Annual | Rate | lb/MWh | 0 | 0 | 0 | 0 | 0 | 0 | 0
EPA723 CO2 Rate Limit for NG Cofire - ORIS:6077 | 443 | 8087 | Rate Constraint in lbs/MMBtu | FALSE | L | Annual | Constraint Shadow Price | US2022$/Ton | 0 | 86.7557 | 67.1902 | 142.4098 | 88.025 | 840.7813 | 199.8295
EPA723 CO2 Rate Limit for NG Cofire - ORIS:6090 | 444 | 8088 | Rate Constraint in lbs/MMBtu | FALSE | L | Annual | Seasons Included | Seasons |  | Winter, Spring, Summer, Fall | Winter, Spring, Summer, Fall | Winter, Spring, Summer, Fall | Winter, Spring, Summer, Fall | Winter, Spring, Summer, Fall | Winter, Spring, Summer, Fall
EPA723 CO2 Rate Limit for NG Cofire - ORIS:6090 | 444 | 8088 | Rate Constraint in lbs/MMBtu | FALSE | L | Annual | Standard CO2 | lb/MMBtu | 176.252 | 176.252 | 176.252 | 176.252 | 176.252 | 176.252 | 176.252
EPA723 CO2 Rate Limit for NG Cofire - ORIS:6090 | 444 | 8088 | Rate Constraint in lbs/MMBtu | FALSE | L | Annual | Emissions at Affected Plants CO2 | Thousand Tons | 0 | 0 | 0 | 0 | 0 | 0 | 0
EPA723 CO2 Rate Limit for NG Cofire - ORIS:6090 | 444 | 8088 | Rate Constraint in lbs/MMBtu | FALSE | L | Annual | Allowances Purchased CO2 | Thousand Tons | 0 | 0 | 0 | 0 | 0 | 0 | 0
EPA723 CO2 Rate Limit for NG Cofire - ORIS:6090 | 444 | 8088 | Rate Constraint in lbs/MMBtu | FALSE | L | Annual | Allowances Sold CO2 | Thousand Tons | 0 | 0 | 0 | 0 | 0 | 0 | 0
EPA723 CO2 Rate Limit for NG Cofire - ORIS:6090 | 444 | 8088 | Rate Constraint in lbs/MMBtu | FALSE | L | Annual | Allowances Banked | Thousand Tons | 0 | 0 | 0 | 0 | 0 | 0 | 0
EPA723 CO2 Rate Limit for NG Cofire - ORIS:6090 | 444 | 8088 | Rate Constraint in lbs/MMBtu | FALSE | L | Annual | Allowances Withdrawn (1:1) | Thousand Tons | 0 | 0 | 0 | 0 | 0 | 0 | 0
EPA723 CO2 Rate Limit for NG Cofire - ORIS:6090 | 444 | 8088 | Rate Constraint in lbs/MMBtu | FALSE | L | Annual | Allowances Withdrawn (n:1) | Thousand Tons | 0 | 0 | 0 | 0 | 0 | 0 | 0
EPA723 CO2 Rate Limit for NG Cofire - ORIS:6090 | 444 | 8088 | Rate Constraint in lbs/MMBtu | FALSE | L | Annual | Net Emissions Allowance Position | Thousand Tons | 0 | 0 | 0 | 0 | 0 | 0 | 0
EPA723 CO2 Rate Limit for NG Cofire - ORIS:6090 | 444 | 8088 | Rate Constraint in lbs/MMBtu | FALSE | L | Annual | Fuel Consumed | TBtu | 0 | 0 | 0 | 0 | 0 | 0 | 0
EPA723 CO2 Rate Limit for NG Cofire - ORIS:6090 | 444 | 8088 | Rate Constraint in lbs/MMBtu | FALSE | L | Annual | Rate | lb/MMBtu | 0 | 0 | 0 | 0 | 0 | 0 | 0
EPA723 CO2 Rate Limit for NG Cofire - ORIS:6090 | 444 | 8088 | Rate Constraint in lbs/MMBtu | FALSE | L | Annual | Generation | TWh | 0 | 0 | 0 | 0 | 0 | 0 | 0
EPA723 CO2 Rate Limit for NG Cofire - ORIS:6090 | 444 | 8088 | Rate Constraint in lbs/MMBtu | FALSE | L | Annual | Qualifying Generation | TWh | 0 | 0 | 0 | 0 | 0 | 0 | 0
EPA723 CO2 Rate Limit for NG Cofire - ORIS:6090 | 444 | 8088 | Rate Constraint in lbs/MMBtu | FALSE | L | Annual | Rate | lb/MWh | 0 | 0 | 0 | 0 | 0 | 0 | 0
EPA723 CO2 Rate Limit for NG Cofire - ORIS:6090 | 444 | 8088 | Rate Constraint in lbs/MMBtu | FALSE | L | Annual | Constraint Shadow Price | US2022$/Ton | 0 | 39.3631 | 54.423 | 138.934 | 144.0045 | 206.3919 | 204.3331
EPA723 CO2 Rate Limit for NG Cofire - ORIS:6095 | 445 | 8089 | Rate Constraint in lbs/MMBtu | FALSE | L | Annual | Seasons Included | Seasons |  | Winter, Spring, Summer, Fall | Winter, Spring, Summer, Fall | Winter, Spring, Summer, Fall | Winter, Spring, Summer, Fall | Winter, Spring, Summer, Fall | Winter, Spring, Summer, Fall
EPA723 CO2 Rate Limit for NG Cofire - ORIS:6095 | 445 | 8089 | Rate Constraint in lbs/MMBtu | FALSE | L | Annual | Standard CO2 | lb/MMBtu | 175.772 | 175.772 | 175.772 | 175.772 | 175.772 | 175.772 | 175.772
EPA723 CO2 Rate Limit for NG Cofire - ORIS:6095 | 445 | 8089 | Rate Constraint in lbs/MMBtu | FALSE | L | Annual | Emissions at Affected Plants CO2 | Thousand Tons | 0 | 40.8538 | 0 | 0 | 0 | 0 | 0
EPA723 CO2 Rate Limit for NG Cofire - ORIS:6095 | 445 | 8089 | Rate Constraint in lbs/MMBtu | FALSE | L | Annual | Allowances Purchased CO2 | Thousand Tons | 0 | 0 | 0 | 0 | 0 | 0 | 0
EPA723 CO2 Rate Limit for NG Cofire - ORIS:6095 | 445 | 8089 | Rate Constraint in lbs/MMBtu | FALSE | L | Annual | Allowances Sold CO2 | Thousand Tons | 0 | 0 | 0 | 0 | 0 | 0 | 0
EPA723 CO2 Rate Limit for NG Cofire - ORIS:6095 | 445 | 8089 | Rate Constraint in lbs/MMBtu | FALSE | L | Annual | Allowances Banked | Thousand Tons | 0 | 0 | 0 | 0 | 0 | 0 | 0
EPA723 CO2 Rate Limit for NG Cofire - ORIS:6095 | 445 | 8089 | Rate Constraint in lbs/MMBtu | FALSE | L | Annual | Allowances Withdrawn (1:1) | Thousand Tons | 0 | 0 | 0 | 0 | 0 | 0 | 0
EPA723 CO2 Rate Limit for NG Cofire - ORIS:6095 | 445 | 8089 | Rate Constraint in lbs/MMBtu | FALSE | L | Annual | Allowances Withdrawn (n:1) | Thousand Tons | 0 | 0 | 0 | 0 | 0 | 0 | 0
EPA723 CO2 Rate Limit for NG Cofire - ORIS:6095 | 445 | 8089 | Rate Constraint in lbs/MMBtu | FALSE | L | Annual | Net Emissions Allowance Position | Thousand Tons | 0 | 40.8538 | 0 | 0 | 0 | 0 | 0
EPA723 CO2 Rate Limit for NG Cofire - ORIS:6095 | 445 | 8089 | Rate Constraint in lbs/MMBtu | FALSE | L | Annual | Fuel Consumed | TBtu | 0 | 0.46485 | 0 | 0 | 0 | 0 | 0
EPA723 CO2 Rate Limit for NG Cofire - ORIS:6095 | 445 | 8089 | Rate Constraint in lbs/MMBtu | FALSE | L | Annual | Rate | lb/MMBtu | 0 | 175.772 | 0 | 0 | 0 | 0 | 0
EPA723 CO2 Rate Limit for NG Cofire - ORIS:6095 | 445 | 8089 | Rate Constraint in lbs/MMBtu | FALSE | L | Annual | Generation | TWh | 0 | 0.043394 | 0 | 0 | 0 | 0 | 0
EPA723 CO2 Rate Limit for NG Cofire - ORIS:6095 | 445 | 8089 | Rate Constraint in lbs/MMBtu | FALSE | L | Annual | Qualifying Generation | TWh | 0 | 0.043394 | 0 | 0 | 0 | 0 | 0
EPA723 CO2 Rate Limit for NG Cofire - ORIS:6095 | 445 | 8089 | Rate Constraint in lbs/MMBtu | FALSE | L | Annual | Rate | lb/MWh | 0 | 1882.9398 | 0 | 0 | 0 | 0 | 0
EPA723 CO2 Rate Limit for NG Cofire - ORIS:6095 | 445 | 8089 | Rate Constraint in lbs/MMBtu | FALSE | L | Annual | Constraint Shadow Price | US2022$/Ton | 0 | 751.1989 | 32.0756 | 430.2736 | 206.3138 | 490.7415 | 141.7858
EPA723 CO2 Rate Limit for NG Cofire - ORIS:6096 | 446 | 8090 | Rate Constraint in lbs/MMBtu | FALSE | L | Annual | Seasons Included | Seasons |  | Winter, Spring, Summer, Fall | Winter, Spring, Summer, Fall | Winter, Spring, Summer, Fall | Winter, Spring, Summer, Fall | Winter, Spring, Summer, Fall | Winter, Spring, Summer, Fall
EPA723 CO2 Rate Limit for NG Cofire - ORIS:6096 | 446 | 8090 | Rate Constraint in lbs/MMBtu | FALSE | L | Annual | Standard CO2 | lb/MMBtu | 175.772 | 175.772 | 175.772 | 175.772 | 175.772 | 175.772 | 175.772
EPA723 CO2 Rate Limit for NG Cofire - ORIS:6096 | 446 | 8090 | Rate Constraint in lbs/MMBtu | FALSE | L | Annual | Emissions at Affected Plants CO2 | Thousand Tons | 0 | 0 | 0 | 0 | 0 | 0 | 0
EPA723 CO2 Rate Limit for NG Cofire - ORIS:6096 | 446 | 8090 | Rate Constraint in lbs/MMBtu | FALSE | L | Annual | Allowances Purchased CO2 | Thousand Tons | 0 | 0 | 0 | 0 | 0 | 0 | 0
EPA723 CO2 Rate Limit for NG Cofire - ORIS:6096 | 446 | 8090 | Rate Constraint in lbs/MMBtu | FALSE | L | Annual | Allowances Sold CO2 | Thousand Tons | 0 | 0 | 0 | 0 | 0 | 0 | 0
EPA723 CO2 Rate Limit for NG Cofire - ORIS:6096 | 446 | 8090 | Rate Constraint in lbs/MMBtu | FALSE | L | Annual | Allowances Banked | Thousand Tons | 0 | 0 | 0 | 0 | 0 | 0 | 0
EPA723 CO2 Rate Limit for NG Cofire - ORIS:6096 | 446 | 8090 | Rate Constraint in lbs/MMBtu | FALSE | L | Annual | Allowances Withdrawn (1:1) | Thousand Tons | 0 | 0 | 0 | 0 | 0 | 0 | 0
EPA723 CO2 Rate Limit for NG Cofire - ORIS:6096 | 446 | 8090 | Rate Constraint in lbs/MMBtu | FALSE | L | Annual | Allowances Withdrawn (n:1) | Thousand Tons | 0 | 0 | 0 | 0 | 0 | 0 | 0
EPA723 CO2 Rate Limit for NG Cofire - ORIS:6096 | 446 | 8090 | Rate Constraint in lbs/MMBtu | FALSE | L | Annual | Net Emissions Allowance Position | Thousand Tons | 0 | 0 | 0 | 0 | 0 | 0 | 0
EPA723 CO2 Rate Limit for NG Cofire - ORIS:6096 | 446 | 8090 | Rate Constraint in lbs/MMBtu | FALSE | L | Annual | Fuel Consumed | TBtu | 0 | 0 | 0 | 0 | 0 | 0 | 0
EPA723 CO2 Rate Limit for NG Cofire - ORIS:6096 | 446 | 8090 | Rate Constraint in lbs/MMBtu | FALSE | L | Annual | Rate | lb/MMBtu | 0 | 0 | 0 | 0 | 0 | 0 | 0
EPA723 CO2 Rate Limit for NG Cofire - ORIS:6096 | 446 | 8090 | Rate Constraint in lbs/MMBtu | FALSE | L | Annual | Generation | TWh | 0 | 0 | 0 | 0 | 0 | 0 | 0
EPA723 CO2 Rate Limit for NG Cofire - ORIS:6096 | 446 | 8090 | Rate Constraint in lbs/MMBtu | FALSE | L | Annual | Qualifying Generation | TWh | 0 | 0 | 0 | 0 | 0 | 0 | 0
EPA723 CO2 Rate Limit for NG Cofire - ORIS:6096 | 446 | 8090 | Rate Constraint in lbs/MMBtu | FALSE | L | Annual | Rate | lb/MWh | 0 | 0 | 0 | 0 | 0 | 0 | 0
EPA723 CO2 Rate Limit for NG Cofire - ORIS:6096 | 446 | 8090 | Rate Constraint in lbs/MMBtu | FALSE | L | Annual | Constraint Shadow Price | US2022$/Ton | 0 | 70.2965 | 68.6337 | 116.9685 | 76.4879 | 147.2627 | 175.4364
EPA723 CO2 Rate Limit for NG Cofire - ORIS:6098 | 447 | 8091 | Rate Constraint in lbs/MMBtu | FALSE | L | Annual | Seasons Included | Seasons |  | Winter, Spring, Summer, Fall | Winter, Spring, Summer, Fall | Winter, Spring, Summer, Fall | Winter, Spring, Summer, Fall | Winter, Spring, Summer, Fall | Winter, Spring, Summer, Fall
EPA723 CO2 Rate Limit for NG Cofire - ORIS:6098 | 447 | 8091 | Rate Constraint in lbs/MMBtu | FALSE | L | Annual | Standard CO2 | lb/MMBtu | 181.6274 | 181.6274 | 181.6274 | 181.6274 | 181.6274 | 181.6274 | 181.6274
EPA723 CO2 Rate Limit for NG Cofire - ORIS:6098 | 447 | 8091 | Rate Constraint in lbs/MMBtu | FALSE | L | Annual | Emissions at Affected Plants CO2 | Thousand Tons | 0 | 0 | 0 | 0 | 0 | 0 | 0
EPA723 CO2 Rate Limit for NG Cofire - ORIS:6098 | 447 | 8091 | Rate Constraint in lbs/MMBtu | FALSE | L | Annual | Allowances Purchased CO2 | Thousand Tons | 0 | 0 | 0 | 0 | 0 | 0 | 0
EPA723 CO2 Rate Limit for NG Cofire - ORIS:6098 | 447 | 8091 | Rate Constraint in lbs/MMBtu | FALSE | L | Annual | Allowances Sold CO2 | Thousand Tons | 0 | 0 | 0 | 0 | 0 | 0 | 0
EPA723 CO2 Rate Limit for NG Cofire - ORIS:6098 | 447 | 8091 | Rate Constraint in lbs/MMBtu | FALSE | L | Annual | Allowances Banked | Thousand Tons | 0 | 0 | 0 | 0 | 0 | 0 | 0
EPA723 CO2 Rate Limit for NG Cofire - ORIS:6098 | 447 | 8091 | Rate Constraint in lbs/MMBtu | FALSE | L | Annual | Allowances Withdrawn (1:1) | Thousand Tons | 0 | 0 | 0 | 0 | 0 | 0 | 0
EPA723 CO2 Rate Limit for NG Cofire - ORIS:6098 | 447 | 8091 | Rate Constraint in lbs/MMBtu | FALSE | L | Annual | Allowances Withdrawn (n:1) | Thousand Tons | 0 | 0 | 0 | 0 | 0 | 0 | 0
EPA723 CO2 Rate Limit for NG Cofire - ORIS:6098 | 447 | 8091 | Rate Constraint in lbs/MMBtu | FALSE | L | Annual | Net Emissions Allowance Position | Thousand Tons | 0 | 0 | 0 | 0 | 0 | 0 | 0
EPA723 CO2 Rate Limit for NG Cofire - ORIS:6098 | 447 | 8091 | Rate Constraint in lbs/MMBtu | FALSE | L | Annual | Fuel Consumed | TBtu | 0 | 0 | 0 | 0 | 0 | 0 | 0
EPA723 CO2 Rate Limit for NG Cofire - ORIS:6098 | 447 | 8091 | Rate Constraint in lbs/MMBtu | FALSE | L | Annual | Rate | lb/MMBtu | 0 | 0 | 0 | 0 | 0 | 0 | 0
EPA723 CO2 Rate Limit for NG Cofire - ORIS:6098 | 447 | 8091 | Rate Constraint in lbs/MMBtu | FALSE | L | Annual | Generation | TWh | 0 | 0 | 0 | 0 | 0 | 0 | 0
EPA723 CO2 Rate Limit for NG Cofire - ORIS:6098 | 447 | 8091 | Rate Constraint in lbs/MMBtu | FALSE | L | Annual | Qualifying Generation | TWh | 0 | 0 | 0 | 0 | 0 | 0 | 0
EPA723 CO2 Rate Limit for NG Cofire - ORIS:6098 | 447 | 8091 | Rate Constraint in lbs/MMBtu | FALSE | L | Annual | Rate | lb/MWh | 0 | 0 | 0 | 0 | 0 | 0 | 0
EPA723 CO2 Rate Limit for NG Cofire - ORIS:6098 | 447 | 8091 | Rate Constraint in lbs/MMBtu | FALSE | L | Annual | Constraint Shadow Price | US2022$/Ton | 0 | 119.7949 | 28.0636 | 28.4817 | 25.0279 | 85.6641 | 100.0675
EPA723 CO2 Rate Limit for NG Cofire - ORIS:6101 | 448 | 8092 | Rate Constraint in lbs/MMBtu | FALSE | L | Annual | Seasons Included | Seasons |  | Winter, Spring, Summer, Fall | Winter, Spring, Summer, Fall | Winter, Spring, Summer, Fall | Winter, Spring, Summer, Fall | Winter, Spring, Summer, Fall | Winter, Spring, Summer, Fall
EPA723 CO2 Rate Limit for NG Cofire - ORIS:6101 | 448 | 8092 | Rate Constraint in lbs/MMBtu | FALSE | L | Annual | Standard CO2 | lb/MMBtu | 175.772 | 175.772 | 175.772 | 175.772 | 175.772 | 175.772 | 175.772
EPA723 CO2 Rate Limit for NG Cofire - ORIS:6101 | 448 | 8092 | Rate Constraint in lbs/MMBtu | FALSE | L | Annual | Emissions at Affected Plants CO2 | Thousand Tons | 0 | 0 | 0 | 0 | 0 | 0 | 0
EPA723 CO2 Rate Limit for NG Cofire - ORIS:6101 | 448 | 8092 | Rate Constraint in lbs/MMBtu | FALSE | L | Annual | Allowances Purchased CO2 | Thousand Tons | 0 | 0 | 0 | 0 | 0 | 0 | 0
EPA723 CO2 Rate Limit for NG Cofire - ORIS:6101 | 448 | 8092 | Rate Constraint in lbs/MMBtu | FALSE | L | Annual | Allowances Sold CO2 | Thousand Tons | 0 | 0 | 0 | 0 | 0 | 0 | 0
EPA723 CO2 Rate Limit for NG Cofire - ORIS:6101 | 448 | 8092 | Rate Constraint in lbs/MMBtu | FALSE | L | Annual | Allowances Banked | Thousand Tons | 0 | 0 | 0 | 0 | 0 | 0 | 0
EPA723 CO2 Rate Limit for NG Cofire - ORIS:6101 | 448 | 8092 | Rate Constraint in lbs/MMBtu | FALSE | L | Annual | Allowances Withdrawn (1:1) | Thousand Tons | 0 | 0 | 0 | 0 | 0 | 0 | 0
EPA723 CO2 Rate Limit for NG Cofire - ORIS:6101 | 448 | 8092 | Rate Constraint in lbs/MMBtu | FALSE | L | Annual | Allowances Withdrawn (n:1) | Thousand Tons | 0 | 0 | 0 | 0 | 0 | 0 | 0
EPA723 CO2 Rate Limit for NG Cofire - ORIS:6101 | 448 | 8092 | Rate Constraint in lbs/MMBtu | FALSE | L | Annual | Net Emissions Allowance Position | Thousand Tons | 0 | 0 | 0 | 0 | 0 | 0 | 0
EPA723 CO2 Rate Limit for NG Cofire - ORIS:6101 | 448 | 8092 | Rate Constraint in lbs/MMBtu | FALSE | L | Annual | Fuel Consumed | TBtu | 0 | 0 | 0 | 0 | 0 | 0 | 0
EPA723 CO2 Rate Limit for NG Cofire - ORIS:6101 | 448 | 8092 | Rate Constraint in lbs/MMBtu | FALSE | L | Annual | Rate | lb/MMBtu | 0 | 0 | 0 | 0 | 0 | 0 | 0
EPA723 CO2 Rate Limit for NG Cofire - ORIS:6101 | 448 | 8092 | Rate Constraint in lbs/MMBtu | FALSE | L | Annual | Generation | TWh | 0 | 0 | 0 | 0 | 0 | 0 | 0
EPA723 CO2 Rate Limit for NG Cofire - ORIS:6101 | 448 | 8092 | Rate Constraint in lbs/MMBtu | FALSE | L | Annual | Qualifying Generation | TWh | 0 | 0 | 0 | 0 | 0 | 0 | 0
EPA723 CO2 Rate Limit for NG Cofire - ORIS:6101 | 448 | 8092 | Rate Constraint in lbs/MMBtu | FALSE | L | Annual | Rate | lb/MWh | 0 | 0 | 0 | 0 | 0 | 0 | 0
EPA723 CO2 Rate Limit for NG Cofire - ORIS:6101 | 448 | 8092 | Rate Constraint in lbs/MMBtu | FALSE | L | Annual | Constraint Shadow Price | US2022$/Ton | 0 | 55.5444 | 57.6327 | 50.5889 | 58.5867 | 96.9579 | 136.9242
EPA723 CO2 Rate Limit for NG Cofire - ORIS:6113 | 449 | 8093 | Rate Constraint in lbs/MMBtu | FALSE | L | Annual | Seasons Included | Seasons |  | Winter, Spring, Summer, Fall | Winter, Spring, Summer, Fall | Winter, Spring, Summer, Fall | Winter, Spring, Summer, Fall | Winter, Spring, Summer, Fall | Winter, Spring, Summer, Fall
EPA723 CO2 Rate Limit for NG Cofire - ORIS:6113 | 449 | 8093 | Rate Constraint in lbs/MMBtu | FALSE | L | Annual | Standard CO2 | lb/MMBtu | 174.8101 | 174.8101 | 174.8101 | 174.8101 | 174.8101 | 174.8101 | 174.8101
EPA723 CO2 Rate Limit for NG Cofire - ORIS:6113 | 449 | 8093 | Rate Constraint in lbs/MMBtu | FALSE | L | Annual | Emissions at Affected Plants CO2 | Thousand Tons | 0 | 0 | 0 | 0 | 0 | 0 | 0
EPA723 CO2 Rate Limit for NG Cofire - ORIS:6113 | 449 | 8093 | Rate Constraint in lbs/MMBtu | FALSE | L | Annual | Allowances Purchased CO2 | Thousand Tons | 0 | 0 | 0 | 0 | 0 | 0 | 0
EPA723 CO2 Rate Limit for NG Cofire - ORIS:6113 | 449 | 8093 | Rate Constraint in lbs/MMBtu | FALSE | L | Annual | Allowances Sold CO2 | Thousand Tons | 0 | 0 | 0 | 0 | 0 | 0 | 0
EPA723 CO2 Rate Limit for NG Cofire - ORIS:6113 | 449 | 8093 | Rate Constraint in lbs/MMBtu | FALSE | L | Annual | Allowances Banked | Thousand Tons | 0 | 0 | 0 | 0 | 0 | 0 | 0
EPA723 CO2 Rate Limit for NG Cofire - ORIS:6113 | 449 | 8093 | Rate Constraint in lbs/MMBtu | FALSE | L | Annual | Allowances Withdrawn (1:1) | Thousand Tons | 0 | 0 | 0 | 0 | 0 | 0 | 0
EPA723 CO2 Rate Limit for NG Cofire - ORIS:6113 | 449 | 8093 | Rate Constraint in lbs/MMBtu | FALSE | L | Annual | Allowances Withdrawn (n:1) | Thousand Tons | 0 | 0 | 0 | 0 | 0 | 0 | 0
EPA723 CO2 Rate Limit for NG Cofire - ORIS:6113 | 449 | 8093 | Rate Constraint in lbs/MMBtu | FALSE | L | Annual | Net Emissions Allowance Position | Thousand Tons | 0 | 0 | 0 | 0 | 0 | 0 | 0
EPA723 CO2 Rate Limit for NG Cofire - ORIS:6113 | 449 | 8093 | Rate Constraint in lbs/MMBtu | FALSE | L | Annual | Fuel Consumed | TBtu | 0 | 0 | 0 | 0 | 0 | 0 | 0
EPA723 CO2 Rate Limit for NG Cofire - ORIS:6113 | 449 | 8093 | Rate Constraint in lbs/MMBtu | FALSE | L | Annual | Rate | lb/MMBtu | 0 | 0 | 0 | 0 | 0 | 0 | 0
EPA723 CO2 Rate Limit for NG Cofire - ORIS:6113 | 449 | 8093 | Rate Constraint in lbs/MMBtu | FALSE | L | Annual | Generation | TWh | 0 | 0 | 0 | 0 | 0 | 0 | 0
EPA723 CO2 Rate Limit for NG Cofire - ORIS:6113 | 449 | 8093 | Rate Constraint in lbs/MMBtu | FALSE | L | Annual | Qualifying Generation | TWh | 0 | 0 | 0 | 0 | 0 | 0 | 0
EPA723 CO2 Rate Limit for NG Cofire - ORIS:6113 | 449 | 8093 | Rate Constraint in lbs/MMBtu | FALSE | L | Annual | Rate | lb/MWh | 0 | 0 | 0 | 0 | 0 | 0 | 0
EPA723 CO2 Rate Limit for NG Cofire - ORIS:6113 | 449 | 8093 | Rate Constraint in lbs/MMBtu | FALSE | L | Annual | Constraint Shadow Price | US2022$/Ton | 0 | 43.5878 | 52.7508 | 167.1461 | 167.762 | 226.92 | 256.1217
EPA723 CO2 Rate Limit for NG Cofire - ORIS:6138 | 450 | 8094 | Rate Constraint in lbs/MMBtu | FALSE | L | Annual | Seasons Included | Seasons |  | Winter, Spring, Summer, Fall | Winter, Spring, Summer, Fall | Winter, Spring, Summer, Fall | Winter, Spring, Summer, Fall | Winter, Spring, Summer, Fall | Winter, Spring, Summer, Fall
EPA723 CO2 Rate Limit for NG Cofire - ORIS:6138 | 450 | 8094 | Rate Constraint in lbs/MMBtu | FALSE | L | Annual | Standard CO2 | lb/MMBtu | 176.252 | 176.252 | 176.252 | 176.252 | 176.252 | 176.252 | 176.252
EPA723 CO2 Rate Limit for NG Cofire - ORIS:6138 | 450 | 8094 | Rate Constraint in lbs/MMBtu | FALSE | L | Annual | Emissions at Affected Plants CO2 | Thousand Tons | 0 | 0 | 0 | 0 | 0 | 0 | 0
EPA723 CO2 Rate Limit for NG Cofire - ORIS:6138 | 450 | 8094 | Rate Constraint in lbs/MMBtu | FALSE | L | Annual | Allowances Purchased CO2 | Thousand Tons | 0 | 0 | 0 | 0 | 0 | 0 | 0
EPA723 CO2 Rate Limit for NG Cofire - ORIS:6138 | 450 | 8094 | Rate Constraint in lbs/MMBtu | FALSE | L | Annual | Allowances Sold CO2 | Thousand Tons | 0 | 0 | 0 | 0 | 0 | 0 | 0
EPA723 CO2 Rate Limit for NG Cofire - ORIS:6138 | 450 | 8094 | Rate Constraint in lbs/MMBtu | FALSE | L | Annual | Allowances Banked | Thousand Tons | 0 | 0 | 0 | 0 | 0 | 0 | 0
EPA723 CO2 Rate Limit for NG Cofire - ORIS:6138 | 450 | 8094 | Rate Constraint in lbs/MMBtu | FALSE | L | Annual | Allowances Withdrawn (1:1) | Thousand Tons | 0 | 0 | 0 | 0 | 0 | 0 | 0
EPA723 CO2 Rate Limit for NG Cofire - ORIS:6138 | 450 | 8094 | Rate Constraint in lbs/MMBtu | FALSE | L | Annual | Allowances Withdrawn (n:1) | Thousand Tons | 0 | 0 | 0 | 0 | 0 | 0 | 0
EPA723 CO2 Rate Limit for NG Cofire - ORIS:6138 | 450 | 8094 | Rate Constraint in lbs/MMBtu | FALSE | L | Annual | Net Emissions Allowance Position | Thousand Tons | 0 | 0 | 0 | 0 | 0 | 0 | 0
EPA723 CO2 Rate Limit for NG Cofire - ORIS:6138 | 450 | 8094 | Rate Constraint in lbs/MMBtu | FALSE | L | Annual | Fuel Consumed | TBtu | 0 | 0 | 0 | 0 | 0 | 0 | 0
EPA723 CO2 Rate Limit for NG Cofire - ORIS:6138 | 450 | 8094 | Rate Constraint in lbs/MMBtu | FALSE | L | Annual | Rate | lb/MMBtu | 0 | 0 | 0 | 0 | 0 | 0 | 0
EPA723 CO2 Rate Limit for NG Cofire - ORIS:6138 | 450 | 8094 | Rate Constraint in lbs/MMBtu | FALSE | L | Annual | Generation | TWh | 0 | 0 | 0 | 0 | 0 | 0 | 0
EPA723 CO2 Rate Limit for NG Cofire - ORIS:6138 | 450 | 8094 | Rate Constraint in lbs/MMBtu | FALSE | L | Annual | Qualifying Generation | TWh | 0 | 0 | 0 | 0 | 0 | 0 | 0
EPA723 CO2 Rate Limit for NG Cofire - ORIS:6138 | 450 | 8094 | Rate Constraint in lbs/MMBtu | FALSE | L | Annual | Rate | lb/MWh | 0 | 0 | 0 | 0 | 0 | 0 | 0
EPA723 CO2 Rate Limit for NG Cofire - ORIS:6138 | 450 | 8094 | Rate Constraint in lbs/MMBtu | FALSE | L | Annual | Constraint Shadow Price | US2022$/Ton | 0 | 62.1765 | 20.6878 | 758.6592 | 408.4188 | 672.8061 | 105.8846
EPA723 CO2 Rate Limit for NG Cofire - ORIS:6146 | 451 | 8095 | Rate Constraint in lbs/MMBtu | FALSE | L | Annual | Seasons Included | Seasons |  | Winter, Spring, Summer, Fall | Winter, Spring, Summer, Fall | Winter, Spring, Summer, Fall | Winter, Spring, Summer, Fall | Winter, Spring, Summer, Fall | Winter, Spring, Summer, Fall
EPA723 CO2 Rate Limit for NG Cofire - ORIS:6146 | 451 | 8095 | Rate Constraint in lbs/MMBtu | FALSE | L | Annual | Standard CO2 | lb/MMBtu | 179.7369 | 179.7369 | 179.7369 | 179.7369 | 179.7369 | 179.7369 | 179.7369
EPA723 CO2 Rate Limit for NG Cofire - ORIS:6146 | 451 | 8095 | Rate Constraint in lbs/MMBtu | FALSE | L | Annual | Emissions at Affected Plants CO2 | Thousand Tons | 0 | 0 | 0 | 0 | 0 | 0 | 0
EPA723 CO2 Rate Limit for NG Cofire - ORIS:6146 | 451 | 8095 | Rate Constraint in lbs/MMBtu | FALSE | L | Annual | Allowances Purchased CO2 | Thousand Tons | 0 | 0 | 0 | 0 | 0 | 0 | 0
EPA723 CO2 Rate Limit for NG Cofire - ORIS:6146 | 451 | 8095 | Rate Constraint in lbs/MMBtu | FALSE | L | Annual | Allowances Sold CO2 | Thousand Tons | 0 | 0 | 0 | 0 | 0 | 0 | 0
EPA723 CO2 Rate Limit for NG Cofire - ORIS:6146 | 451 | 8095 | Rate Constraint in lbs/MMBtu | FALSE | L | Annual | Allowances Banked | Thousand Tons | 0 | 0 | 0 | 0 | 0 | 0 | 0
EPA723 CO2 Rate Limit for NG Cofire - ORIS:6146 | 451 | 8095 | Rate Constraint in lbs/MMBtu | FALSE | L | Annual | Allowances Withdrawn (1:1) | Thousand Tons | 0 | 0 | 0 | 0 | 0 | 0 | 0
EPA723 CO2 Rate Limit for NG Cofire - ORIS:6146 | 451 | 8095 | Rate Constraint in lbs/MMBtu | FALSE | L | Annual | Allowances Withdrawn (n:1) | Thousand Tons | 0 | 0 | 0 | 0 | 0 | 0 | 0
EPA723 CO2 Rate Limit for NG Cofire - ORIS:6146 | 451 | 8095 | Rate Constraint in lbs/MMBtu | FALSE | L | Annual | Net Emissions Allowance Position | Thousand Tons | 0 | 0 | 0 | 0 | 0 | 0 | 0
EPA723 CO2 Rate Limit for NG Cofire - ORIS:6146 | 451 | 8095 | Rate Constraint in lbs/MMBtu | FALSE | L | Annual | Fuel Consumed | TBtu | 0 | 0 | 0 | 0 | 0 | 0 | 0
EPA723 CO2 Rate Limit for NG Cofire - ORIS:6146 | 451 | 8095 | Rate Constraint in lbs/MMBtu | FALSE | L | Annual | Rate | lb/MMBtu | 0 | 0 | 0 | 0 | 0 | 0 | 0
EPA723 CO2 Rate Limit for NG Cofire - ORIS:6146 | 451 | 8095 | Rate Constraint in lbs/MMBtu | FALSE | L | Annual | Generation | TWh | 0 | 0 | 0 | 0 | 0 | 0 | 0
EPA723 CO2 Rate Limit for NG Cofire - ORIS:6146 | 451 | 8095 | Rate Constraint in lbs/MMBtu | FALSE | L | Annual | Qualifying Generation | TWh | 0 | 0 | 0 | 0 | 0 | 0 | 0
EPA723 CO2 Rate Limit for NG Cofire - ORIS:6146 | 451 | 8095 | Rate Constraint in lbs/MMBtu | FALSE | L | Annual | Rate | lb/MWh | 0 | 0 | 0 | 0 | 0 | 0 | 0
EPA723 CO2 Rate Limit for NG Cofire - ORIS:6146 | 451 | 8095 | Rate Constraint in lbs/MMBtu | FALSE | L | Annual | Constraint Shadow Price | US2022$/Ton | 0 | 45.1607 | 50.1262 | 23.3315 | 21.751 | 64.8247 | 83.8642
EPA723 CO2 Rate Limit for NG Cofire - ORIS:6165 | 452 | 8096 | Rate Constraint in lbs/MMBtu | FALSE | L | Annual | Seasons Included | Seasons |  | Winter, Spring, Summer, Fall | Winter, Spring, Summer, Fall | Winter, Spring, Summer, Fall | Winter, Spring, Summer, Fall | Winter, Spring, Summer, Fall | Winter, Spring, Summer, Fall
EPA723 CO2 Rate Limit for NG Cofire - ORIS:6165 | 452 | 8096 | Rate Constraint in lbs/MMBtu | FALSE | L | Annual | Standard CO2 | lb/MMBtu | 173.0069 | 173.0069 | 173.0069 | 173.0069 | 173.0069 | 173.0069 | 173.0069
EPA723 CO2 Rate Limit for NG Cofire - ORIS:6165 | 452 | 8096 | Rate Constraint in lbs/MMBtu | FALSE | L | Annual | Emissions at Affected Plants CO2 | Thousand Tons | 0 | 0 | 0 | 0 | 0 | 0 | 0
EPA723 CO2 Rate Limit for NG Cofire - ORIS:6165 | 452 | 8096 | Rate Constraint in lbs/MMBtu | FALSE | L | Annual | Allowances Purchased CO2 | Thousand Tons | 0 | 0 | 0 | 0 | 0 | 0 | 0
EPA723 CO2 Rate Limit for NG Cofire - ORIS:6165 | 452 | 8096 | Rate Constraint in lbs/MMBtu | FALSE | L | Annual | Allowances Sold CO2 | Thousand Tons | 0 | 0 | 0 | 0 | 0 | 0 | 0
EPA723 CO2 Rate Limit for NG Cofire - ORIS:6165 | 452 | 8096 | Rate Constraint in lbs/MMBtu | FALSE | L | Annual | Allowances Banked | Thousand Tons | 0 | 0 | 0 | 0 | 0 | 0 | 0
EPA723 CO2 Rate Limit for NG Cofire - ORIS:6165 | 452 | 8096 | Rate Constraint in lbs/MMBtu | FALSE | L | Annual | Allowances Withdrawn (1:1) | Thousand Tons | 0 | 0 | 0 | 0 | 0 | 0 | 0
EPA723 CO2 Rate Limit for NG Cofire - ORIS:6165 | 452 | 8096 | Rate Constraint in lbs/MMBtu | FALSE | L | Annual | Allowances Withdrawn (n:1) | Thousand Tons | 0 | 0 | 0 | 0 | 0 | 0 | 0
EPA723 CO2 Rate Limit for NG Cofire - ORIS:6165 | 452 | 8096 | Rate Constraint in lbs/MMBtu | FALSE | L | Annual | Net Emissions Allowance Position | Thousand Tons | 0 | 0 | 0 | 0 | 0 | 0 | 0
EPA723 CO2 Rate Limit for NG Cofire - ORIS:6165 | 452 | 8096 | Rate Constraint in lbs/MMBtu | FALSE | L | Annual | Fuel Consumed | TBtu | 0 | 0 | 0 | 0 | 0 | 0 | 0
EPA723 CO2 Rate Limit for NG Cofire - ORIS:6165 | 452 | 8096 | Rate Constraint in lbs/MMBtu | FALSE | L | Annual | Rate | lb/MMBtu | 0 | 0 | 0 | 0 | 0 | 0 | 0
EPA723 CO2 Rate Limit for NG Cofire - ORIS:6165 | 452 | 8096 | Rate Constraint in lbs/MMBtu | FALSE | L | Annual | Generation | TWh | 0 | 0 | 0 | 0 | 0 | 0 | 0
EPA723 CO2 Rate Limit for NG Cofire - ORIS:6165 | 452 | 8096 | Rate Constraint in lbs/MMBtu | FALSE | L | Annual | Qualifying Generation | TWh | 0 | 0 | 0 | 0 | 0 | 0 | 0
EPA723 CO2 Rate Limit for NG Cofire - ORIS:6165 | 452 | 8096 | Rate Constraint in lbs/MMBtu | FALSE | L | Annual | Rate | lb/MWh | 0 | 0 | 0 | 0 | 0 | 0 | 0
EPA723 CO2 Rate Limit for NG Cofire - ORIS:6165 | 452 | 8096 | Rate Constraint in lbs/MMBtu | FALSE | L | Annual | Constraint Shadow Price | US2022$/Ton | 0 | 86.1176 | 99.4746 | 184.5502 | 658.6883 | 615.5016 | 269.1238
EPA723 CO2 Rate Limit for NG Cofire - ORIS:6177 | 453 | 8097 | Rate Constraint in lbs/MMBtu | FALSE | L | Annual | Seasons Included | Seasons |  | Winter, Spring, Summer, Fall | Winter, Spring, Summer, Fall | Winter, Spring, Summer, Fall | Winter, Spring, Summer, Fall | Winter, Spring, Summer, Fall | Winter, Spring, Summer, Fall
EPA723 CO2 Rate Limit for NG Cofire - ORIS:6177 | 453 | 8097 | Rate Constraint in lbs/MMBtu | FALSE | L | Annual | Standard CO2 | lb/MMBtu | 177.0048 | 177.0048 | 177.0048 | 177.0048 | 177.0048 | 177.0048 | 177.0048
EPA723 CO2 Rate Limit for NG Cofire - ORIS:6177 | 453 | 8097 | Rate Constraint in lbs/MMBtu | FALSE | L | Annual | Emissions at Affected Plants CO2 | Thousand Tons | 0 | 0 | 0 | 0 | 0 | 0 | 0
EPA723 CO2 Rate Limit for NG Cofire - ORIS:6177 | 453 | 8097 | Rate Constraint in lbs/MMBtu | FALSE | L | Annual | Allowances Purchased CO2 | Thousand Tons | 0 | 0 | 0 | 0 | 0 | 0 | 0
EPA723 CO2 Rate Limit for NG Cofire - ORIS:6177 | 453 | 8097 | Rate Constraint in lbs/MMBtu | FALSE | L | Annual | Allowances Sold CO2 | Thousand Tons | 0 | 0 | 0 | 0 | 0 | 0 | 0
EPA723 CO2 Rate Limit for NG Cofire - ORIS:6177 | 453 | 8097 | Rate Constraint in lbs/MMBtu | FALSE | L | Annual | Allowances Banked | Thousand Tons | 0 | 0 | 0 | 0 | 0 | 0 | 0
EPA723 CO2 Rate Limit for NG Cofire - ORIS:6177 | 453 | 8097 | Rate Constraint in lbs/MMBtu | FALSE | L | Annual | Allowances Withdrawn (1:1) | Thousand Tons | 0 | 0 | 0 | 0 | 0 | 0 | 0
EPA723 CO2 Rate Limit for NG Cofire - ORIS:6177 | 453 | 8097 | Rate Constraint in lbs/MMBtu | FALSE | L | Annual | Allowances Withdrawn (n:1) | Thousand Tons | 0 | 0 | 0 | 0 | 0 | 0 | 0
EPA723 CO2 Rate Limit for NG Cofire - ORIS:6177 | 453 | 8097 | Rate Constraint in lbs/MMBtu | FALSE | L | Annual | Net Emissions Allowance Position | Thousand Tons | 0 | 0 | 0 | 0 | 0 | 0 | 0
EPA723 CO2 Rate Limit for NG Cofire - ORIS:6177 | 453 | 8097 | Rate Constraint in lbs/MMBtu | FALSE | L | Annual | Fuel Consumed | TBtu | 0 | 0 | 0 | 0 | 0 | 0 | 0
EPA723 CO2 Rate Limit for NG Cofire - ORIS:6177 | 453 | 8097 | Rate Constraint in lbs/MMBtu | FALSE | L | Annual | Rate | lb/MMBtu | 0 | 0 | 0 | 0 | 0 | 0 | 0
EPA723 CO2 Rate Limit for NG Cofire - ORIS:6177 | 453 | 8097 | Rate Constraint in lbs/MMBtu | FALSE | L | Annual | Generation | TWh | 0 | 0 | 0 | 0 | 0 | 0 | 0
EPA723 CO2 Rate Limit for NG Cofire - ORIS:6177 | 453 | 8097 | Rate Constraint in lbs/MMBtu | FALSE | L | Annual | Qualifying Generation | TWh | 0 | 0 | 0 | 0 | 0 | 0 | 0
EPA723 CO2 Rate Limit for NG Cofire - ORIS:6177 | 453 | 8097 | Rate Constraint in lbs/MMBtu | FALSE | L | Annual | Rate | lb/MWh | 0 | 0 | 0 | 0 | 0 | 0 | 0
EPA723 CO2 Rate Limit for NG Cofire - ORIS:6177 | 453 | 8097 | Rate Constraint in lbs/MMBtu | FALSE | L | Annual | Constraint Shadow Price | US2022$/Ton | 0 | 36.941 | 70.5502 | 2214.6306 | 163.4327 | 728.9305 | 276.6164
EPA723 CO2 Rate Limit for NG Cofire - ORIS:6179 | 454 | 8098 | Rate Constraint in lbs/MMBtu | FALSE | L | Annual | Seasons Included | Seasons |  | Winter, Spring, Summer, Fall | Winter, Spring, Summer, Fall | Winter, Spring, Summer, Fall | Winter, Spring, Summer, Fall | Winter, Spring, Summer, Fall | Winter, Spring, Summer, Fall
EPA723 CO2 Rate Limit for NG Cofire - ORIS:6179 | 454 | 8098 | Rate Constraint in lbs/MMBtu | FALSE | L | Annual | Standard CO2 | lb/MMBtu | 176.5228 | 176.5228 | 176.5228 | 176.5228 | 176.5228 | 176.5228 | 176.5228
EPA723 CO2 Rate Limit for NG Cofire - ORIS:6179 | 454 | 8098 | Rate Constraint in lbs/MMBtu | FALSE | L | Annual | Emissions at Affected Plants CO2 | Thousand Tons | 0 | 17.7328 | 1.4874 | 0 | 0 | 0 | 0
EPA723 CO2 Rate Limit for NG Cofire - ORIS:6179 | 454 | 8098 | Rate Constraint in lbs/MMBtu | FALSE | L | Annual | Allowances Purchased CO2 | Thousand Tons | 0 | 0 | 0 | 0 | 0 | 0 | 0
EPA723 CO2 Rate Limit for NG Cofire - ORIS:6179 | 454 | 8098 | Rate Constraint in lbs/MMBtu | FALSE | L | Annual | Allowances Sold CO2 | Thousand Tons | 0 | 0 | 0 | 0 | 0 | 0 | 0
EPA723 CO2 Rate Limit for NG Cofire - ORIS:6179 | 454 | 8098 | Rate Constraint in lbs/MMBtu | FALSE | L | Annual | Allowances Banked | Thousand Tons | 0 | 0 | 0 | 0 | 0 | 0 | 0
EPA723 CO2 Rate Limit for NG Cofire - ORIS:6179 | 454 | 8098 | Rate Constraint in lbs/MMBtu | FALSE | L | Annual | Allowances Withdrawn (1:1) | Thousand Tons | 0 | 0 | 0 | 0 | 0 | 0 | 0
EPA723 CO2 Rate Limit for NG Cofire - ORIS:6179 | 454 | 8098 | Rate Constraint in lbs/MMBtu | FALSE | L | Annual | Allowances Withdrawn (n:1) | Thousand Tons | 0 | 0 | 0 | 0 | 0 | 0 | 0
EPA723 CO2 Rate Limit for NG Cofire - ORIS:6179 | 454 | 8098 | Rate Constraint in lbs/MMBtu | FALSE | L | Annual | Net Emissions Allowance Position | Thousand Tons | 0 | 17.7328 | 1.4874 | 0 | 0 | 0 | 0
EPA723 CO2 Rate Limit for NG Cofire - ORIS:6179 | 454 | 8098 | Rate Constraint in lbs/MMBtu | FALSE | L | Annual | Fuel Consumed | TBtu | 0 | 0.20091 | 0.016852 | 0 | 0 | 0 | 0
EPA723 CO2 Rate Limit for NG Cofire - ORIS:6179 | 454 | 8098 | Rate Constraint in lbs/MMBtu | FALSE | L | Annual | Rate | lb/MMBtu | 0 | 176.5228 | 176.5228 | 0 | 0 | 0 | 0
EPA723 CO2 Rate Limit for NG Cofire - ORIS:6179 | 454 | 8098 | Rate Constraint in lbs/MMBtu | FALSE | L | Annual | Generation | TWh | 0 | 0.018779 | 0.0015729 | 0 | 0 | 0 | 0
EPA723 CO2 Rate Limit for NG Cofire - ORIS:6179 | 454 | 8098 | Rate Constraint in lbs/MMBtu | FALSE | L | Annual | Qualifying Generation | TWh | 0 | 0.018779 | 0.0015729 | 0 | 0 | 0 | 0
EPA723 CO2 Rate Limit for NG Cofire - ORIS:6179 | 454 | 8098 | Rate Constraint in lbs/MMBtu | FALSE | L | Annual | Rate | lb/MWh | 0 | 1888.5989 | 1891.2791 | 0 | 0 | 0 | 0
EPA723 CO2 Rate Limit for NG Cofire - ORIS:6179 | 454 | 8098 | Rate Constraint in lbs/MMBtu | FALSE | L | Annual | Constraint Shadow Price | US2022$/Ton | 0 | 803.8332 | 32.1255 | 161.1817 | 1149.5932 | 1335.1043 | 68.4677
EPA723 CO2 Rate Limit for NG Cofire - ORIS:6180 | 455 | 8099 | Rate Constraint in lbs/MMBtu | FALSE | L | Annual | Seasons Included | Seasons |  | Winter, Spring, Summer, Fall | Winter, Spring, Summer, Fall | Winter, Spring, Summer, Fall | Winter, Spring, Summer, Fall | Winter, Spring, Summer, Fall | Winter, Spring, Summer, Fall
EPA723 CO2 Rate Limit for NG Cofire - ORIS:6180 | 455 | 8099 | Rate Constraint in lbs/MMBtu | FALSE | L | Annual | Standard CO2 | lb/MMBtu | 176.1272 | 176.1272 | 176.1272 | 176.1272 | 176.1272 | 176.1272 | 176.1272
EPA723 CO2 Rate Limit for NG Cofire - ORIS:6180 | 455 | 8099 | Rate Constraint in lbs/MMBtu | FALSE | L | Annual | Emissions at Affected Plants CO2 | Thousand Tons | 0 | 0 | 0 | 0 | 0 | 0 | 0
EPA723 CO2 Rate Limit for NG Cofire - ORIS:6180 | 455 | 8099 | Rate Constraint in lbs/MMBtu | FALSE | L | Annual | Allowances Purchased CO2 | Thousand Tons | 0 | 0 | 0 | 0 | 0 | 0 | 0
EPA723 CO2 Rate Limit for NG Cofire - ORIS:6180 | 455 | 8099 | Rate Constraint in lbs/MMBtu | FALSE | L | Annual | Allowances Sold CO2 | Thousand Tons | 0 | 0 | 0 | 0 | 0 | 0 | 0
EPA723 CO2 Rate Limit for NG Cofire - ORIS:6180 | 455 | 8099 | Rate Constraint in lbs/MMBtu | FALSE | L | Annual | Allowances Banked | Thousand Tons | 0 | 0 | 0 | 0 | 0 | 0 | 0
EPA723 CO2 Rate Limit for NG Cofire - ORIS:6180 | 455 | 8099 | Rate Constraint in lbs/MMBtu | FALSE | L | Annual | Allowances Withdrawn (1:1) | Thousand Tons | 0 | 0 | 0 | 0 | 0 | 0 | 0
EPA723 CO2 Rate Limit for NG Cofire - ORIS:6180 | 455 | 8099 | Rate Constraint in lbs/MMBtu | FALSE | L | Annual | Allowances Withdrawn (n:1) | Thousand Tons | 0 | 0 | 0 | 0 | 0 | 0 | 0
EPA723 CO2 Rate Limit for NG Cofire - ORIS:6180 | 455 | 8099 | Rate Constraint in lbs/MMBtu | FALSE | L | Annual | Net Emissions Allowance Position | Thousand Tons | 0 | 0 | 0 | 0 | 0 | 0 | 0
EPA723 CO2 Rate Limit for NG Cofire - ORIS:6180 | 455 | 8099 | Rate Constraint in lbs/MMBtu | FALSE | L | Annual | Fuel Consumed | TBtu | 0 | 0 | 0 | 0 | 0 | 0 | 0
EPA723 CO2 Rate Limit for NG Cofire - ORIS:6180 | 455 | 8099 | Rate Constraint in lbs/MMBtu | FALSE | L | Annual | Rate | lb/MMBtu | 0 | 0 | 0 | 0 | 0 | 0 | 0
EPA723 CO2 Rate Limit for NG Cofire - ORIS:6180 | 455 | 8099 | Rate Constraint in lbs/MMBtu | FALSE | L | Annual | Generation | TWh | 0 | 0 | 0 | 0 | 0 | 0 | 0
EPA723 CO2 Rate Limit for NG Cofire - ORIS:6180 | 455 | 8099 | Rate Constraint in lbs/MMBtu | FALSE | L | Annual | Qualifying Generation | TWh | 0 | 0 | 0 | 0 | 0 | 0 | 0
EPA723 CO2 Rate Limit for NG Cofire - ORIS:6180 | 455 | 8099 | Rate Constraint in lbs/MMBtu | FALSE | L | Annual | Rate | lb/MWh | 0 | 0 | 0 | 0 | 0 | 0 | 0
EPA723 CO2 Rate Limit for NG Cofire - ORIS:6180 | 455 | 8099 | Rate Constraint in lbs/MMBtu | FALSE | L | Annual | Constraint Shadow Price | US2022$/Ton | 0 | 46.3592 | 51.1895 | 24.4782 | 22.7749 | 65.5693 | 84.4885
EPA723 CO2 Rate Limit for NG Cofire - ORIS:6183 | 456 | 8100 | Rate Constraint in lbs/MMBtu | FALSE | L | Annual | Seasons Included | Seasons |  | Winter, Spring, Summer, Fall | Winter, Spring, Summer, Fall | Winter, Spring, Summer, Fall | Winter, Spring, Summer, Fall | Winter, Spring, Summer, Fall | Winter, Spring, Summer, Fall
EPA723 CO2 Rate Limit for NG Cofire - ORIS:6183 | 456 | 8100 | Rate Constraint in lbs/MMBtu | FALSE | L | Annual | Standard CO2 | lb/MMBtu | 180.1872 | 180.1872 | 180.1872 | 180.1872 | 180.1872 | 180.1872 | 180.1872
EPA723 CO2 Rate Limit for NG Cofire - ORIS:6183 | 456 | 8100 | Rate Constraint in lbs/MMBtu | FALSE | L | Annual | Emissions at Affected Plants CO2 | Thousand Tons | 0 | 0 | 0 | 0 | 0 | 0 | 0
EPA723 CO2 Rate Limit for NG Cofire - ORIS:6183 | 456 | 8100 | Rate Constraint in lbs/MMBtu | FALSE | L | Annual | Allowances Purchased CO2 | Thousand Tons | 0 | 0 | 0 | 0 | 0 | 0 | 0
EPA723 CO2 Rate Limit for NG Cofire - ORIS:6183 | 456 | 8100 | Rate Constraint in lbs/MMBtu | FALSE | L | Annual | Allowances Sold CO2 | Thousand Tons | 0 | 0 | 0 | 0 | 0 | 0 | 0
EPA723 CO2 Rate Limit for NG Cofire - ORIS:6183 | 456 | 8100 | Rate Constraint in lbs/MMBtu | FALSE | L | Annual | Allowances Banked | Thousand Tons | 0 | 0 | 0 | 0 | 0 | 0 | 0
EPA723 CO2 Rate Limit for NG Cofire - ORIS:6183 | 456 | 8100 | Rate Constraint in lbs/MMBtu | FALSE | L | Annual | Allowances Withdrawn (1:1) | Thousand Tons | 0 | 0 | 0 | 0 | 0 | 0 | 0
EPA723 CO2 Rate Limit for NG Cofire - ORIS:6183 | 456 | 8100 | Rate Constraint in lbs/MMBtu | FALSE | L | Annual | Allowances Withdrawn (n:1) | Thousand Tons | 0 | 0 | 0 | 0 | 0 | 0 | 0
EPA723 CO2 Rate Limit for NG Cofire - ORIS:6183 | 456 | 8100 | Rate Constraint in lbs/MMBtu | FALSE | L | Annual | Net Emissions Allowance Position | Thousand Tons | 0 | 0 | 0 | 0 | 0 | 0 | 0
EPA723 CO2 Rate Limit for NG Cofire - ORIS:6183 | 456 | 8100 | Rate Constraint in lbs/MMBtu | FALSE | L | Annual | Fuel Consumed | TBtu | 0 | 0 | 0 | 0 | 0 | 0 | 0
EPA723 CO2 Rate Limit for NG Cofire - ORIS:6183 | 456 | 8100 | Rate Constraint in lbs/MMBtu | FALSE | L | Annual | Rate | lb/MMBtu | 0 | 0 | 0 | 0 | 0 | 0 | 0
EPA723 CO2 Rate Limit for NG Cofire - ORIS:6183 | 456 | 8100 | Rate Constraint in lbs/MMBtu | FALSE | L | Annual | Generation | TWh | 0 | 0 | 0 | 0 | 0 | 0 | 0
EPA723 CO2 Rate Limit for NG Cofire - ORIS:6183 | 456 | 8100 | Rate Constraint in lbs/MMBtu | FALSE | L | Annual | Qualifying Generation | TWh | 0 | 0 | 0 | 0 | 0 | 0 | 0
EPA723 CO2 Rate Limit for NG Cofire - ORIS:6183 | 456 | 8100 | Rate Constraint in lbs/MMBtu | FALSE | L | Annual | Rate | lb/MWh | 0 | 0 | 0 | 0 | 0 | 0 | 0
EPA723 CO2 Rate Limit for NG Cofire - ORIS:6183 | 456 | 8100 | Rate Constraint in lbs/MMBtu | FALSE | L | Annual | Constraint Shadow Price | US2022$/Ton | 0 | 246.8781 | 42.4692 | 0 | 1266.0216 | 0 | 13.8098
EPA723 CO2 Rate Limit for NG Cofire - ORIS:6190 | 457 | 8101 | Rate Constraint in lbs/MMBtu | FALSE | L | Annual | Seasons Included | Seasons |  | Winter, Spring, Summer, Fall | Winter, Spring, Summer, Fall | Winter, Spring, Summer, Fall | Winter, Spring, Summer, Fall | Winter, Spring, Summer, Fall | Winter, Spring, Summer, Fall
EPA723 CO2 Rate Limit for NG Cofire - ORIS:6190 | 457 | 8101 | Rate Constraint in lbs/MMBtu | FALSE | L | Annual | Standard CO2 | lb/MMBtu | 181.91 | 181.91 | 181.91 | 181.91 | 181.91 | 181.91 | 181.91
EPA723 CO2 Rate Limit for NG Cofire - ORIS:6190 | 457 | 8101 | Rate Constraint in lbs/MMBtu | FALSE | L | Annual | Emissions at Affected Plants CO2 | Thousand Tons | 0 | 0 | 0 | 0 | 0 | 0 | 0
EPA723 CO2 Rate Limit for NG Cofire - ORIS:6190 | 457 | 8101 | Rate Constraint in lbs/MMBtu | FALSE | L | Annual | Allowances Purchased CO2 | Thousand Tons | 0 | 0 | 0 | 0 | 0 | 0 | 0
EPA723 CO2 Rate Limit for NG Cofire - ORIS:6190 | 457 | 8101 | Rate Constraint in lbs/MMBtu | FALSE | L | Annual | Allowances Sold CO2 | Thousand Tons | 0 | 0 | 0 | 0 | 0 | 0 | 0
EPA723 CO2 Rate Limit for NG Cofire - ORIS:6190 | 457 | 8101 | Rate Constraint in lbs/MMBtu | FALSE | L | Annual | Allowances Banked | Thousand Tons | 0 | 0 | 0 | 0 | 0 | 0 | 0
EPA723 CO2 Rate Limit for NG Cofire - ORIS:6190 | 457 | 8101 | Rate Constraint in lbs/MMBtu | FALSE | L | Annual | Allowances Withdrawn (1:1) | Thousand Tons | 0 | 0 | 0 | 0 | 0 | 0 | 0
EPA723 CO2 Rate Limit for NG Cofire - ORIS:6190 | 457 | 8101 | Rate Constraint in lbs/MMBtu | FALSE | L | Annual | Allowances Withdrawn (n:1) | Thousand Tons | 0 | 0 | 0 | 0 | 0 | 0 | 0
EPA723 CO2 Rate Limit for NG Cofire - ORIS:6190 | 457 | 8101 | Rate Constraint in lbs/MMBtu | FALSE | L | Annual | Net Emissions Allowance Position | Thousand Tons | 0 | 0 | 0 | 0 | 0 | 0 | 0
EPA723 CO2 Rate Limit for NG Cofire - ORIS:6190 | 457 | 8101 | Rate Constraint in lbs/MMBtu | FALSE | L | Annual | Fuel Consumed | TBtu | 0 | 0 | 0 | 0 | 0 | 0 | 0
EPA723 CO2 Rate Limit for NG Cofire - ORIS:6190 | 457 | 8101 | Rate Constraint in lbs/MMBtu | FALSE | L | Annual | Rate | lb/MMBtu | 0 | 0 | 0 | 0 | 0 | 0 | 0
EPA723 CO2 Rate Limit for NG Cofire - ORIS:6190 | 457 | 8101 | Rate Constraint in lbs/MMBtu | FALSE | L | Annual | Generation | TWh | 0 | 0 | 0 | 0 | 0 | 0 | 0
EPA723 CO2 Rate Limit for NG Cofire - ORIS:6190 | 457 | 8101 | Rate Constraint in lbs/MMBtu | FALSE | L | Annual | Qualifying Generation | TWh | 0 | 0 | 0 | 0 | 0 | 0 | 0
EPA723 CO2 Rate Limit for NG Cofire - ORIS:6190 | 457 | 8101 | Rate Constraint in lbs/MMBtu | FALSE | L | Annual | Rate | lb/MWh | 0 | 0 | 0 | 0 | 0 | 0 | 0
EPA723 CO2 Rate Limit for NG Cofire - ORIS:6190 | 457 | 8101 | Rate Constraint in lbs/MMBtu | FALSE | L | Annual | Constraint Shadow Price | US2022$/Ton | 0 | 70.3337 | 50.4795 | 23.1676 | 41.9034 | 69.0986 | 113.3364
EPA723 CO2 Rate Limit for NG Cofire - ORIS:6195 | 458 | 8102 | Rate Constraint in lbs/MMBtu | FALSE | L | Annual | Seasons Included | Seasons |  | Winter, Spring, Summer, Fall | Winter, Spring, Summer, Fall | Winter, Spring, Summer, Fall | Winter, Spring, Summer, Fall | Winter, Spring, Summer, Fall | Winter, Spring, Summer, Fall
EPA723 CO2 Rate Limit for NG Cofire - ORIS:6195 | 458 | 8102 | Rate Constraint in lbs/MMBtu | FALSE | L | Annual | Standard CO2 | lb/MMBtu | 175.772 | 175.772 | 175.772 | 175.772 | 175.772 | 175.772 | 175.772
EPA723 CO2 Rate Limit for NG Cofire - ORIS:6195 | 458 | 8102 | Rate Constraint in lbs/MMBtu | FALSE | L | Annual | Emissions at Affected Plants CO2 | Thousand Tons | 0 | 0 | 0 | 0 | 0 | 0 | 0
EPA723 CO2 Rate Limit for NG Cofire - ORIS:6195 | 458 | 8102 | Rate Constraint in lbs/MMBtu | FALSE | L | Annual | Allowances Purchased CO2 | Thousand Tons | 0 | 0 | 0 | 0 | 0 | 0 | 0
EPA723 CO2 Rate Limit for NG Cofire - ORIS:6195 | 458 | 8102 | Rate Constraint in lbs/MMBtu | FALSE | L | Annual | Allowances Sold CO2 | Thousand Tons | 0 | 0 | 0 | 0 | 0 | 0 | 0
EPA723 CO2 Rate Limit for NG Cofire - ORIS:6195 | 458 | 8102 | Rate Constraint in lbs/MMBtu | FALSE | L | Annual | Allowances Banked | Thousand Tons | 0 | 0 | 0 | 0 | 0 | 0 | 0
EPA723 CO2 Rate Limit for NG Cofire - ORIS:6195 | 458 | 8102 | Rate Constraint in lbs/MMBtu | FALSE | L | Annual | Allowances Withdrawn (1:1) | Thousand Tons | 0 | 0 | 0 | 0 | 0 | 0 | 0
EPA723 CO2 Rate Limit for NG Cofire - ORIS:6195 | 458 | 8102 | Rate Constraint in lbs/MMBtu | FALSE | L | Annual | Allowances Withdrawn (n:1) | Thousand Tons | 0 | 0 | 0 | 0 | 0 | 0 | 0
EPA723 CO2 Rate Limit for NG Cofire - ORIS:6195 | 458 | 8102 | Rate Constraint in lbs/MMBtu | FALSE | L | Annual | Net Emissions Allowance Position | Thousand Tons | 0 | 0 | 0 | 0 | 0 | 0 | 0
EPA723 CO2 Rate Limit for NG Cofire - ORIS:6195 | 458 | 8102 | Rate Constraint in lbs/MMBtu | FALSE | L | Annual | Fuel Consumed | TBtu | 0 | 0 | 0 | 0 | 0 | 0 | 0
EPA723 CO2 Rate Limit for NG Cofire - ORIS:6195 | 458 | 8102 | Rate Constraint in lbs/MMBtu | FALSE | L | Annual | Rate | lb/MMBtu | 0 | 0 | 0 | 0 | 0 | 0 | 0
EPA723 CO2 Rate Limit for NG Cofire - ORIS:6195 | 458 | 8102 | Rate Constraint in lbs/MMBtu | FALSE | L | Annual | Generation | TWh | 0 | 0 | 0 | 0 | 0 | 0 | 0
EPA723 CO2 Rate Limit for NG Cofire - ORIS:6195 | 458 | 8102 | Rate Constraint in lbs/MMBtu | FALSE | L | Annual | Qualifying Generation | TWh | 0 | 0 | 0 | 0 | 0 | 0 | 0
EPA723 CO2 Rate Limit for NG Cofire - ORIS:6195 | 458 | 8102 | Rate Constraint in lbs/MMBtu | FALSE | L | Annual | Rate | lb/MWh | 0 | 0 | 0 | 0 | 0 | 0 | 0
EPA723 CO2 Rate Limit for NG Cofire - ORIS:6195 | 458 | 8102 | Rate Constraint in lbs/MMBtu | FALSE | L | Annual | Constraint Shadow Price | US2022$/Ton | 0 | 258.1241 | 44.6699 | 408.5231 | 320.7828 | 88.6666 | 118.1743
EPA723 CO2 Rate Limit for NG Cofire - ORIS:6204 | 459 | 8103 | Rate Constraint in lbs/MMBtu | FALSE | L | Annual | Seasons Included | Seasons |  | Winter, Spring, Summer, Fall | Winter, Spring, Summer, Fall | Winter, Spring, Summer, Fall | Winter, Spring, Summer, Fall | Winter, Spring, Summer, Fall | Winter, Spring, Summer, Fall
EPA723 CO2 Rate Limit for NG Cofire - ORIS:6204 | 459 | 8103 | Rate Constraint in lbs/MMBtu | FALSE | L | Annual | Standard CO2 | lb/MMBtu | 176.6887 | 176.6887 | 176.6887 | 176.6887 | 176.6887 | 176.6887 | 176.6887
EPA723 CO2 Rate Limit for NG Cofire - ORIS:6204 | 459 | 8103 | Rate Constraint in lbs/MMBtu | FALSE | L | Annual | Emissions at Affected Plants CO2 | Thousand Tons | 0 | 0 | 0 | 0 | 0 | 0 | 0
EPA723 CO2 Rate Limit for NG Cofire - ORIS:6204 | 459 | 8103 | Rate Constraint in lbs/MMBtu | FALSE | L | Annual | Allowances Purchased CO2 | Thousand Tons | 0 | 0 | 0 | 0 | 0 | 0 | 0
EPA723 CO2 Rate Limit for NG Cofire - ORIS:6204 | 459 | 8103 | Rate Constraint in lbs/MMBtu | FALSE | L | Annual | Allowances Sold CO2 | Thousand Tons | 0 | 0 | 0 | 0 | 0 | 0 | 0
EPA723 CO2 Rate Limit for NG Cofire - ORIS:6204 | 459 | 8103 | Rate Constraint in lbs/MMBtu | FALSE | L | Annual | Allowances Banked | Thousand Tons | 0 | 0 | 0 | 0 | 0 | 0 | 0
EPA723 CO2 Rate Limit for NG Cofire - ORIS:6204 | 459 | 8103 | Rate Constraint in lbs/MMBtu | FALSE | L | Annual | Allowances Withdrawn (1:1) | Thousand Tons | 0 | 0 | 0 | 0 | 0 | 0 | 0
EPA723 CO2 Rate Limit for NG Cofire - ORIS:6204 | 459 | 8103 | Rate Constraint in lbs/MMBtu | FALSE | L | Annual | Allowances Withdrawn (n:1) | Thousand Tons | 0 | 0 | 0 | 0 | 0 | 0 | 0
EPA723 CO2 Rate Limit for NG Cofire - ORIS:6204 | 459 | 8103 | Rate Constraint in lbs/MMBtu | FALSE | L | Annual | Net Emissions Allowance Position | Thousand Tons | 0 | 0 | 0 | 0 | 0 | 0 | 0
EPA723 CO2 Rate Limit for NG Cofire - ORIS:6204 | 459 | 8103 | Rate Constraint in lbs/MMBtu | FALSE | L | Annual | Fuel Consumed | TBtu | 0 | 0 | 0 | 0 | 0 | 0 | 0
EPA723 CO2 Rate Limit for NG Cofire - ORIS:6204 | 459 | 8103 | Rate Constraint in lbs/MMBtu | FALSE | L | Annual | Rate | lb/MMBtu | 0 | 0 | 0 | 0 | 0 | 0 | 0
EPA723 CO2 Rate Limit for NG Cofire - ORIS:6204 | 459 | 8103 | Rate Constraint in lbs/MMBtu | FALSE | L | Annual | Generation | TWh | 0 | 0 | 0 | 0 | 0 | 0 | 0
EPA723 CO2 Rate Limit for NG Cofire - ORIS:6204 | 459 | 8103 | Rate Constraint in lbs/MMBtu | FALSE | L | Annual | Qualifying Generation | TWh | 0 | 0 | 0 | 0 | 0 | 0 | 0
EPA723 CO2 Rate Limit for NG Cofire - ORIS:6204 | 459 | 8103 | Rate Constraint in lbs/MMBtu | FALSE | L | Annual | Rate | lb/MWh | 0 | 0 | 0 | 0 | 0 | 0 | 0
EPA723 CO2 Rate Limit for NG Cofire - ORIS:6204 | 459 | 8103 | Rate Constraint in lbs/MMBtu | FALSE | L | Annual | Constraint Shadow Price | US2022$/Ton | 0 | 45.2786 | 189.2287 | 2116.9404 | 72.4824 | 120.0539 | 168.6606
EPA723 CO2 Rate Limit for NG Cofire - ORIS:6213 | 460 | 8104 | Rate Constraint in lbs/MMBtu | FALSE | L | Annual | Seasons Included | Seasons |  | Winter, Spring, Summer, Fall | Winter, Spring, Summer, Fall | Winter, Spring, Summer, Fall | Winter, Spring, Summer, Fall | Winter, Spring, Summer, Fall | Winter, Spring, Summer, Fall
EPA723 CO2 Rate Limit for NG Cofire - ORIS:6213 | 460 | 8104 | Rate Constraint in lbs/MMBtu | FALSE | L | Annual | Standard CO2 | lb/MMBtu | 174.8101 | 174.8101 | 174.8101 | 174.8101 | 174.8101 | 174.8101 | 174.8101
EPA723 CO2 Rate Limit for NG Cofire - ORIS:6213 | 460 | 8104 | Rate Constraint in lbs/MMBtu | FALSE | L | Annual | Emissions at Affected Plants CO2 | Thousand Tons | 0 | 0 | 0 | 0 | 0 | 0 | 0
EPA723 CO2 Rate Limit for NG Cofire - ORIS:6213 | 460 | 8104 | Rate Constraint in lbs/MMBtu | FALSE | L | Annual | Allowances Purchased CO2 | Thousand Tons | 0 | 0 | 0 | 0 | 0 | 0 | 0
EPA723 CO2 Rate Limit for NG Cofire - ORIS:6213 | 460 | 8104 | Rate Constraint in lbs/MMBtu | FALSE | L | Annual | Allowances Sold CO2 | Thousand Tons | 0 | 0 | 0 | 0 | 0 | 0 | 0
EPA723 CO2 Rate Limit for NG Cofire - ORIS:6213 | 460 | 8104 | Rate Constraint in lbs/MMBtu | FALSE | L | Annual | Allowances Banked | Thousand Tons | 0 | 0 | 0 | 0 | 0 | 0 | 0
EPA723 CO2 Rate Limit for NG Cofire - ORIS:6213 | 460 | 8104 | Rate Constraint in lbs/MMBtu | FALSE | L | Annual | Allowances Withdrawn (1:1) | Thousand Tons | 0 | 0 | 0 | 0 | 0 | 0 | 0
EPA723 CO2 Rate Limit for NG Cofire - ORIS:6213 | 460 | 8104 | Rate Constraint in lbs/MMBtu | FALSE | L | Annual | Allowances Withdrawn (n:1) | Thousand Tons | 0 | 0 | 0 | 0 | 0 | 0 | 0
EPA723 CO2 Rate Limit for NG Cofire - ORIS:6213 | 460 | 8104 | Rate Constraint in lbs/MMBtu | FALSE | L | Annual | Net Emissions Allowance Position | Thousand Tons | 0 | 0 | 0 | 0 | 0 | 0 | 0
EPA723 CO2 Rate Limit for NG Cofire - ORIS:6213 | 460 | 8104 | Rate Constraint in lbs/MMBtu | FALSE | L | Annual | Fuel Consumed | TBtu | 0 | 0 | 0 | 0 | 0 | 0 | 0
EPA723 CO2 Rate Limit for NG Cofire - ORIS:6213 | 460 | 8104 | Rate Constraint in lbs/MMBtu | FALSE | L | Annual | Rate | lb/MMBtu | 0 | 0 | 0 | 0 | 0 | 0 | 0
EPA723 CO2 Rate Limit for NG Cofire - ORIS:6213 | 460 | 8104 | Rate Constraint in lbs/MMBtu | FALSE | L | Annual | Generation | TWh | 0 | 0 | 0 | 0 | 0 | 0 | 0
EPA723 CO2 Rate Limit for NG Cofire - ORIS:6213 | 460 | 8104 | Rate Constraint in lbs/MMBtu | FALSE | L | Annual | Qualifying Generation | TWh | 0 | 0 | 0 | 0 | 0 | 0 | 0
EPA723 CO2 Rate Limit for NG Cofire - ORIS:6213 | 460 | 8104 | Rate Constraint in lbs/MMBtu | FALSE | L | Annual | Rate | lb/MWh | 0 | 0 | 0 | 0 | 0 | 0 | 0
EPA723 CO2 Rate Limit for NG Cofire - ORIS:6213 | 460 | 8104 | Rate Constraint in lbs/MMBtu | FALSE | L | Annual | Constraint Shadow Price | US2022$/Ton | 0 | 44.6109 | 37.8656 | 8.1655 | 24.3634 | 73.3297 | 71.5412
EPA723 CO2 Rate Limit for NG Cofire - ORIS:6249 | 461 | 8105 | Rate Constraint in lbs/MMBtu | FALSE | L | Annual | Seasons Included | Seasons |  | Winter, Spring, Summer, Fall | Winter, Spring, Summer, Fall | Winter, Spring, Summer, Fall | Winter, Spring, Summer, Fall | Winter, Spring, Summer, Fall | Winter, Spring, Summer, Fall
EPA723 CO2 Rate Limit for NG Cofire - ORIS:6249 | 461 | 8105 | Rate Constraint in lbs/MMBtu | FALSE | L | Annual | Standard CO2 | lb/MMBtu | 174.578 | 174.578 | 174.578 | 174.578 | 174.578 | 174.578 | 174.578
EPA723 CO2 Rate Limit for NG Cofire - ORIS:6249 | 461 | 8105 | Rate Constraint in lbs/MMBtu | FALSE | L | Annual | Emissions at Affected Plants CO2 | Thousand Tons | 0 | 0 | 0 | 0 | 0 | 0 | 0
EPA723 CO2 Rate Limit for NG Cofire - ORIS:6249 | 461 | 8105 | Rate Constraint in lbs/MMBtu | FALSE | L | Annual | Allowances Purchased CO2 | Thousand Tons | 0 | 0 | 0 | 0 | 0 | 0 | 0
EPA723 CO2 Rate Limit for NG Cofire - ORIS:6249 | 461 | 8105 | Rate Constraint in lbs/MMBtu | FALSE | L | Annual | Allowances Sold CO2 | Thousand Tons | 0 | 0 | 0 | 0 | 0 | 0 | 0
EPA723 CO2 Rate Limit for NG Cofire - ORIS:6249 | 461 | 8105 | Rate Constraint in lbs/MMBtu | FALSE | L | Annual | Allowances Banked | Thousand Tons | 0 | 0 | 0 | 0 | 0 | 0 | 0
EPA723 CO2 Rate Limit for NG Cofire - ORIS:6249 | 461 | 8105 | Rate Constraint in lbs/MMBtu | FALSE | L | Annual | Allowances Withdrawn (1:1) | Thousand Tons | 0 | 0 | 0 | 0 | 0 | 0 | 0
EPA723 CO2 Rate Limit for NG Cofire - ORIS:6249 | 461 | 8105 | Rate Constraint in lbs/MMBtu | FALSE | L | Annual | Allowances Withdrawn (n:1) | Thousand Tons | 0 | 0 | 0 | 0 | 0 | 0 | 0
EPA723 CO2 Rate Limit for NG Cofire - ORIS:6249 | 461 | 8105 | Rate Constraint in lbs/MMBtu | FALSE | L | Annual | Net Emissions Allowance Position | Thousand Tons | 0 | 0 | 0 | 0 | 0 | 0 | 0
EPA723 CO2 Rate Limit for NG Cofire - ORIS:6249 | 461 | 8105 | Rate Constraint in lbs/MMBtu | FALSE | L | Annual | Fuel Consumed | TBtu | 0 | 0 | 0 | 0 | 0 | 0 | 0
EPA723 CO2 Rate Limit for NG Cofire - ORIS:6249 | 461 | 8105 | Rate Constraint in lbs/MMBtu | FALSE | L | Annual | Rate | lb/MMBtu | 0 | 0 | 0 | 0 | 0 | 0 | 0
EPA723 CO2 Rate Limit for NG Cofire - ORIS:6249 | 461 | 8105 | Rate Constraint in lbs/MMBtu | FALSE | L | Annual | Generation | TWh | 0 | 0 | 0 | 0 | 0 | 0 | 0
EPA723 CO2 Rate Limit for NG Cofire - ORIS:6249 | 461 | 8105 | Rate Constraint in lbs/MMBtu | FALSE | L | Annual | Qualifying Generation | TWh | 0 | 0 | 0 | 0 | 0 | 0 | 0
EPA723 CO2 Rate Limit for NG Cofire - ORIS:6249 | 461 | 8105 | Rate Constraint in lbs/MMBtu | FALSE | L | Annual | Rate | lb/MWh | 0 | 0 | 0 | 0 | 0 | 0 | 0
EPA723 CO2 Rate Limit for NG Cofire - ORIS:6249 | 461 | 8105 | Rate Constraint in lbs/MMBtu | FALSE | L | Annual | Constraint Shadow Price | US2022$/Ton | 0 | 67.2872 | 37.5946 | 1574.7947 | 236.5843 | 782.8713 | 329.2403
EPA723 CO2 Rate Limit for NG Cofire - ORIS:6254 | 462 | 8106 | Rate Constraint in lbs/MMBtu | FALSE | L | Annual | Seasons Included | Seasons |  | Winter, Spring, Summer, Fall | Winter, Spring, Summer, Fall | Winter, Spring, Summer, Fall | Winter, Spring, Summer, Fall | Winter, Spring, Summer, Fall | Winter, Spring, Summer, Fall
EPA723 CO2 Rate Limit for NG Cofire - ORIS:6254 | 462 | 8106 | Rate Constraint in lbs/MMBtu | FALSE | L | Annual | Standard CO2 | lb/MMBtu | 175.412 | 175.412 | 175.412 | 175.412 | 175.412 | 175.412 | 175.412
EPA723 CO2 Rate Limit for NG Cofire - ORIS:6254 | 462 | 8106 | Rate Constraint in lbs/MMBtu | FALSE | L | Annual | Emissions at Affected Plants CO2 | Thousand Tons | 0 | 0 | 0 | 0 | 0 | 0 | 0
EPA723 CO2 Rate Limit for NG Cofire - ORIS:6254 | 462 | 8106 | Rate Constraint in lbs/MMBtu | FALSE | L | Annual | Allowances Purchased CO2 | Thousand Tons | 0 | 0 | 0 | 0 | 0 | 0 | 0
EPA723 CO2 Rate Limit for NG Cofire - ORIS:6254 | 462 | 8106 | Rate Constraint in lbs/MMBtu | FALSE | L | Annual | Allowances Sold CO2 | Thousand Tons | 0 | 0 | 0 | 0 | 0 | 0 | 0
EPA723 CO2 Rate Limit for NG Cofire - ORIS:6254 | 462 | 8106 | Rate Constraint in lbs/MMBtu | FALSE | L | Annual | Allowances Banked | Thousand Tons | 0 | 0 | 0 | 0 | 0 | 0 | 0
EPA723 CO2 Rate Limit for NG Cofire - ORIS:6254 | 462 | 8106 | Rate Constraint in lbs/MMBtu | FALSE | L | Annual | Allowances Withdrawn (1:1) | Thousand Tons | 0 | 0 | 0 | 0 | 0 | 0 | 0
EPA723 CO2 Rate Limit for NG Cofire - ORIS:6254 | 462 | 8106 | Rate Constraint in lbs/MMBtu | FALSE | L | Annual | Allowances Withdrawn (n:1) | Thousand Tons | 0 | 0 | 0 | 0 | 0 | 0 | 0
EPA723 CO2 Rate Limit for NG Cofire - ORIS:6254 | 462 | 8106 | Rate Constraint in lbs/MMBtu | FALSE | L | Annual | Net Emissions Allowance Position | Thousand Tons | 0 | 0 | 0 | 0 | 0 | 0 | 0
EPA723 CO2 Rate Limit for NG Cofire - ORIS:6254 | 462 | 8106 | Rate Constraint in lbs/MMBtu | FALSE | L | Annual | Fuel Consumed | TBtu | 0 | 0 | 0 | 0 | 0 | 0 | 0
EPA723 CO2 Rate Limit for NG Cofire - ORIS:6254 | 462 | 8106 | Rate Constraint in lbs/MMBtu | FALSE | L | Annual | Rate | lb/MMBtu | 0 | 0 | 0 | 0 | 0 | 0 | 0
EPA723 CO2 Rate Limit for NG Cofire - ORIS:6254 | 462 | 8106 | Rate Constraint in lbs/MMBtu | FALSE | L | Annual | Generation | TWh | 0 | 0 | 0 | 0 | 0 | 0 | 0
EPA723 CO2 Rate Limit for NG Cofire - ORIS:6254 | 462 | 8106 | Rate Constraint in lbs/MMBtu | FALSE | L | Annual | Qualifying Generation | TWh | 0 | 0 | 0 | 0 | 0 | 0 | 0
EPA723 CO2 Rate Limit for NG Cofire - ORIS:6254 | 462 | 8106 | Rate Constraint in lbs/MMBtu | FALSE | L | Annual | Rate | lb/MWh | 0 | 0 | 0 | 0 | 0 | 0 | 0
EPA723 CO2 Rate Limit for NG Cofire - ORIS:6254 | 462 | 8106 | Rate Constraint in lbs/MMBtu | FALSE | L | Annual | Constraint Shadow Price | US2022$/Ton | 0 | 46.7024 | 54.3228 | 26.0622 | 18.4853 | 76.2125 | 77.8609
EPA723 CO2 Rate Limit for NG Cofire - ORIS:6257 | 463 | 8107 | Rate Constraint in lbs/MMBtu | FALSE | L | Annual | Seasons Included | Seasons |  | Winter, Spring, Summer, Fall | Winter, Spring, Summer, Fall | Winter, Spring, Summer, Fall | Winter, Spring, Summer, Fall | Winter, Spring, Summer, Fall | Winter, Spring, Summer, Fall
EPA723 CO2 Rate Limit for NG Cofire - ORIS:6257 | 463 | 8107 | Rate Constraint in lbs/MMBtu | FALSE | L | Annual | Standard CO2 | lb/MMBtu | 176.5228 | 176.5228 | 176.5228 | 176.5228 | 176.5228 | 176.5228 | 176.5228
EPA723 CO2 Rate Limit for NG Cofire - ORIS:6257 | 463 | 8107 | Rate Constraint in lbs/MMBtu | FALSE | L | Annual | Emissions at Affected Plants CO2 | Thousand Tons | 0 | 0 | 0 | 0 | 0 | 0 | 0
EPA723 CO2 Rate Limit for NG Cofire - ORIS:6257 | 463 | 8107 | Rate Constraint in lbs/MMBtu | FALSE | L | Annual | Allowances Purchased CO2 | Thousand Tons | 0 | 0 | 0 | 0 | 0 | 0 | 0
EPA723 CO2 Rate Limit for NG Cofire - ORIS:6257 | 463 | 8107 | Rate Constraint in lbs/MMBtu | FALSE | L | Annual | Allowances Sold CO2 | Thousand Tons | 0 | 0 | 0 | 0 | 0 | 0 | 0
EPA723 CO2 Rate Limit for NG Cofire - ORIS:6257 | 463 | 8107 | Rate Constraint in lbs/MMBtu | FALSE | L | Annual | Allowances Banked | Thousand Tons | 0 | 0 | 0 | 0 | 0 | 0 | 0
EPA723 CO2 Rate Limit for NG Cofire - ORIS:6257 | 463 | 8107 | Rate Constraint in lbs/MMBtu | FALSE | L | Annual | Allowances Withdrawn (1:1) | Thousand Tons | 0 | 0 | 0 | 0 | 0 | 0 | 0
EPA723 CO2 Rate Limit for NG Cofire - ORIS:6257 | 463 | 8107 | Rate Constraint in lbs/MMBtu | FALSE | L | Annual | Allowances Withdrawn (n:1) | Thousand Tons | 0 | 0 | 0 | 0 | 0 | 0 | 0
EPA723 CO2 Rate Limit for NG Cofire - ORIS:6257 | 463 | 8107 | Rate Constraint in lbs/MMBtu | FALSE | L | Annual | Net Emissions Allowance Position | Thousand Tons | 0 | 0 | 0 | 0 | 0 | 0 | 0
EPA723 CO2 Rate Limit for NG Cofire - ORIS:6257 | 463 | 8107 | Rate Constraint in lbs/MMBtu | FALSE | L | Annual | Fuel Consumed | TBtu | 0 | 0 | 0 | 0 | 0 | 0 | 0
EPA723 CO2 Rate Limit for NG Cofire - ORIS:6257 | 463 | 8107 | Rate Constraint in lbs/MMBtu | FALSE | L | Annual | Rate | lb/MMBtu | 0 | 0 | 0 | 0 | 0 | 0 | 0
EPA723 CO2 Rate Limit for NG Cofire - ORIS:6257 | 463 | 8107 | Rate Constraint in lbs/MMBtu | FALSE | L | Annual | Generation | TWh | 0 | 0 | 0 | 0 | 0 | 0 | 0
EPA723 CO2 Rate Limit for NG Cofire - ORIS:6257 | 463 | 8107 | Rate Constraint in lbs/MMBtu | FALSE | L | Annual | Qualifying Generation | TWh | 0 | 0 | 0 | 0 | 0 | 0 | 0
EPA723 CO2 Rate Limit for NG Cofire - ORIS:6257 | 463 | 8107 | Rate Constraint in lbs/MMBtu | FALSE | L | Annual | Rate | lb/MWh | 0 | 0 | 0 | 0 | 0 | 0 | 0
EPA723 CO2 Rate Limit for NG Cofire - ORIS:6257 | 463 | 8107 | Rate Constraint in lbs/MMBtu | FALSE | L | Annual | Constraint Shadow Price | US2022$/Ton | 0 | 14.6599 | 21.8873 | 938.9668 | 0 | 405.8404 | 52.0289
EPA723 CO2 Rate Limit for NG Cofire - ORIS:6264 | 464 | 8108 | Rate Constraint in lbs/MMBtu | FALSE | L | Annual | Seasons Included | Seasons |  | Winter, Spring, Summer, Fall | Winter, Spring, Summer, Fall | Winter, Spring, Summer, Fall | Winter, Spring, Summer, Fall | Winter, Spring, Summer, Fall | Winter, Spring, Summer, Fall
EPA723 CO2 Rate Limit for NG Cofire - ORIS:6264 | 464 | 8108 | Rate Constraint in lbs/MMBtu | FALSE | L | Annual | Standard CO2 | lb/MMBtu | 174.8101 | 174.8101 | 174.8101 | 174.8101 | 174.8101 | 174.8101 | 174.8101
EPA723 CO2 Rate Limit for NG Cofire - ORIS:6264 | 464 | 8108 | Rate Constraint in lbs/MMBtu | FALSE | L | Annual | Emissions at Affected Plants CO2 | Thousand Tons | 0 | 0 | 0 | 0 | 0 | 0 | 0
EPA723 CO2 Rate Limit for NG Cofire - ORIS:6264 | 464 | 8108 | Rate Constraint in lbs/MMBtu | FALSE | L | Annual | Allowances Purchased CO2 | Thousand Tons | 0 | 0 | 0 | 0 | 0 | 0 | 0
EPA723 CO2 Rate Limit for NG Cofire - ORIS:6264 | 464 | 8108 | Rate Constraint in lbs/MMBtu | FALSE | L | Annual | Allowances Sold CO2 | Thousand Tons | 0 | 0 | 0 | 0 | 0 | 0 | 0
EPA723 CO2 Rate Limit for NG Cofire - ORIS:6264 | 464 | 8108 | Rate Constraint in lbs/MMBtu | FALSE | L | Annual | Allowances Banked | Thousand Tons | 0 | 0 | 0 | 0 | 0 | 0 | 0
EPA723 CO2 Rate Limit for NG Cofire - ORIS:6264 | 464 | 8108 | Rate Constraint in lbs/MMBtu | FALSE | L | Annual | Allowances Withdrawn (1:1) | Thousand Tons | 0 | 0 | 0 | 0 | 0 | 0 | 0
EPA723 CO2 Rate Limit for NG Cofire - ORIS:6264 | 464 | 8108 | Rate Constraint in lbs/MMBtu | FALSE | L | Annual | Allowances Withdrawn (n:1) | Thousand Tons | 0 | 0 | 0 | 0 | 0 | 0 | 0
EPA723 CO2 Rate Limit for NG Cofire - ORIS:6264 | 464 | 8108 | Rate Constraint in lbs/MMBtu | FALSE | L | Annual | Net Emissions Allowance Position | Thousand Tons | 0 | 0 | 0 | 0 | 0 | 0 | 0
EPA723 CO2 Rate Limit for NG Cofire - ORIS:6264 | 464 | 8108 | Rate Constraint in lbs/MMBtu | FALSE | L | Annual | Fuel Consumed | TBtu | 0 | 0 | 0 | 0 | 0 | 0 | 0
EPA723 CO2 Rate Limit for NG Cofire - ORIS:6264 | 464 | 8108 | Rate Constraint in lbs/MMBtu | FALSE | L | Annual | Rate | lb/MMBtu | 0 | 0 | 0 | 0 | 0 | 0 | 0
EPA723 CO2 Rate Limit for NG Cofire - ORIS:6264 | 464 | 8108 | Rate Constraint in lbs/MMBtu | FALSE | L | Annual | Generation | TWh | 0 | 0 | 0 | 0 | 0 | 0 | 0
EPA723 CO2 Rate Limit for NG Cofire - ORIS:6264 | 464 | 8108 | Rate Constraint in lbs/MMBtu | FALSE | L | Annual | Qualifying Generation | TWh | 0 | 0 | 0 | 0 | 0 | 0 | 0
EPA723 CO2 Rate Limit for NG Cofire - ORIS:6264 | 464 | 8108 | Rate Constraint in lbs/MMBtu | FALSE | L | Annual | Rate | lb/MWh | 0 | 0 | 0 | 0 | 0 | 0 | 0
EPA723 CO2 Rate Limit for NG Cofire - ORIS:6264 | 464 | 8108 | Rate Constraint in lbs/MMBtu | FALSE | L | Annual | Constraint Shadow Price | US2022$/Ton | 0 | 41.5308 | 41.6797 | 20.2238 | 15.8111 | 343.2079 | 142.3052
EPA723 CO2 Rate Limit for NG Cofire - ORIS:628 | 465 | 8030 | Rate Constraint in lbs/MMBtu | FALSE | L | Annual | Seasons Included | Seasons |  | Winter, Spring, Summer, Fall | Winter, Spring, Summer, Fall | Winter, Spring, Summer, Fall | Winter, Spring, Summer, Fall | Winter, Spring, Summer, Fall | Winter, Spring, Summer, Fall
EPA723 CO2 Rate Limit for NG Cofire - ORIS:628 | 465 | 8030 | Rate Constraint in lbs/MMBtu | FALSE | L | Annual | Standard CO2 | lb/MMBtu | 174.8101 | 174.8101 | 174.8101 | 174.8101 | 174.8101 | 174.8101 | 174.8101
EPA723 CO2 Rate Limit for NG Cofire - ORIS:628 | 465 | 8030 | Rate Constraint in lbs/MMBtu | FALSE | L | Annual | Emissions at Affected Plants CO2 | Thousand Tons | 0 | 0 | 0 | 0 | 0 | 0 | 0
EPA723 CO2 Rate Limit for NG Cofire - ORIS:628 | 465 | 8030 | Rate Constraint in lbs/MMBtu | FALSE | L | Annual | Allowances Purchased CO2 | Thousand Tons | 0 | 0 | 0 | 0 | 0 | 0 | 0
EPA723 CO2 Rate Limit for NG Cofire - ORIS:628 | 465 | 8030 | Rate Constraint in lbs/MMBtu | FALSE | L | Annual | Allowances Sold CO2 | Thousand Tons | 0 | 0 | 0 | 0 | 0 | 0 | 0
EPA723 CO2 Rate Limit for NG Cofire - ORIS:628 | 465 | 8030 | Rate Constraint in lbs/MMBtu | FALSE | L | Annual | Allowances Banked | Thousand Tons | 0 | 0 | 0 | 0 | 0 | 0 | 0
EPA723 CO2 Rate Limit for NG Cofire - ORIS:628 | 465 | 8030 | Rate Constraint in lbs/MMBtu | FALSE | L | Annual | Allowances Withdrawn (1:1) | Thousand Tons | 0 | 0 | 0 | 0 | 0 | 0 | 0
EPA723 CO2 Rate Limit for NG Cofire - ORIS:628 | 465 | 8030 | Rate Constraint in lbs/MMBtu | FALSE | L | Annual | Allowances Withdrawn (n:1) | Thousand Tons | 0 | 0 | 0 | 0 | 0 | 0 | 0
EPA723 CO2 Rate Limit for NG Cofire - ORIS:628 | 465 | 8030 | Rate Constraint in lbs/MMBtu | FALSE | L | Annual | Net Emissions Allowance Position | Thousand Tons | 0 | 0 | 0 | 0 | 0 | 0 | 0
EPA723 CO2 Rate Limit for NG Cofire - ORIS:628 | 465 | 8030 | Rate Constraint in lbs/MMBtu | FALSE | L | Annual | Fuel Consumed | TBtu | 0 | 0 | 0 | 0 | 0 | 0 | 0
EPA723 CO2 Rate Limit for NG Cofire - ORIS:628 | 465 | 8030 | Rate Constraint in lbs/MMBtu | FALSE | L | Annual | Rate | lb/MMBtu | 0 | 0 | 0 | 0 | 0 | 0 | 0
EPA723 CO2 Rate Limit for NG Cofire - ORIS:628 | 465 | 8030 | Rate Constraint in lbs/MMBtu | FALSE | L | Annual | Generation | TWh | 0 | 0 | 0 | 0 | 0 | 0 | 0
EPA723 CO2 Rate Limit for NG Cofire - ORIS:628 | 465 | 8030 | Rate Constraint in lbs/MMBtu | FALSE | L | Annual | Qualifying Generation | TWh | 0 | 0 | 0 | 0 | 0 | 0 | 0
EPA723 CO2 Rate Limit for NG Cofire - ORIS:628 | 465 | 8030 | Rate Constraint in lbs/MMBtu | FALSE | L | Annual | Rate | lb/MWh | 0 | 0 | 0 | 0 | 0 | 0 | 0
EPA723 CO2 Rate Limit for NG Cofire - ORIS:628 | 465 | 8030 | Rate Constraint in lbs/MMBtu | FALSE | L | Annual | Constraint Shadow Price | US2022$/Ton | 0 | 34.4306 | 302.1517 | 1503.471 | 195.6669 | 747.5475 | 267.3309
EPA723 CO2 Rate Limit for NG Cofire - ORIS:645 | 466 | 8031 | Rate Constraint in lbs/MMBtu | FALSE | L | Annual | Seasons Included | Seasons |  | Winter, Spring, Summer, Fall | Winter, Spring, Summer, Fall | Winter, Spring, Summer, Fall | Winter, Spring, Summer, Fall | Winter, Spring, Summer, Fall | Winter, Spring, Summer, Fall
EPA723 CO2 Rate Limit for NG Cofire - ORIS:645 | 466 | 8031 | Rate Constraint in lbs/MMBtu | FALSE | L | Annual | Standard CO2 | lb/MMBtu | 174.8101 | 174.8101 | 174.8101 | 174.8101 | 174.8101 | 174.8101 | 174.8101
EPA723 CO2 Rate Limit for NG Cofire - ORIS:645 | 466 | 8031 | Rate Constraint in lbs/MMBtu | FALSE | L | Annual | Emissions at Affected Plants CO2 | Thousand Tons | 0 | 0 | 0 | 0 | 0 | 0 | 0
EPA723 CO2 Rate Limit for NG Cofire - ORIS:645 | 466 | 8031 | Rate Constraint in lbs/MMBtu | FALSE | L | Annual | Allowances Purchased CO2 | Thousand Tons | 0 | 0 | 0 | 0 | 0 | 0 | 0
EPA723 CO2 Rate Limit for NG Cofire - ORIS:645 | 466 | 8031 | Rate Constraint in lbs/MMBtu | FALSE | L | Annual | Allowances Sold CO2 | Thousand Tons | 0 | 0 | 0 | 0 | 0 | 0 | 0
EPA723 CO2 Rate Limit for NG Cofire - ORIS:645 | 466 | 8031 | Rate Constraint in lbs/MMBtu | FALSE | L | Annual | Allowances Banked | Thousand Tons | 0 | 0 | 0 | 0 | 0 | 0 | 0
EPA723 CO2 Rate Limit for NG Cofire - ORIS:645 | 466 | 8031 | Rate Constraint in lbs/MMBtu | FALSE | L | Annual | Allowances Withdrawn (1:1) | Thousand Tons | 0 | 0 | 0 | 0 | 0 | 0 | 0
EPA723 CO2 Rate Limit for NG Cofire - ORIS:645 | 466 | 8031 | Rate Constraint in lbs/MMBtu | FALSE | L | Annual | Allowances Withdrawn (n:1) | Thousand Tons | 0 | 0 | 0 | 0 | 0 | 0 | 0
EPA723 CO2 Rate Limit for NG Cofire - ORIS:645 | 466 | 8031 | Rate Constraint in lbs/MMBtu | FALSE | L | Annual | Net Emissions Allowance Position | Thousand Tons | 0 | 0 | 0 | 0 | 0 | 0 | 0
EPA723 CO2 Rate Limit for NG Cofire - ORIS:645 | 466 | 8031 | Rate Constraint in lbs/MMBtu | FALSE | L | Annual | Fuel Consumed | TBtu | 0 | 0 | 0 | 0 | 0 | 0 | 0
EPA723 CO2 Rate Limit for NG Cofire - ORIS:645 | 466 | 8031 | Rate Constraint in lbs/MMBtu | FALSE | L | Annual | Rate | lb/MMBtu | 0 | 0 | 0 | 0 | 0 | 0 | 0
EPA723 CO2 Rate Limit for NG Cofire - ORIS:645 | 466 | 8031 | Rate Constraint in lbs/MMBtu | FALSE | L | Annual | Generation | TWh | 0 | 0 | 0 | 0 | 0 | 0 | 0
EPA723 CO2 Rate Limit for NG Cofire - ORIS:645 | 466 | 8031 | Rate Constraint in lbs/MMBtu | FALSE | L | Annual | Qualifying Generation | TWh | 0 | 0 | 0 | 0 | 0 | 0 | 0
EPA723 CO2 Rate Limit for NG Cofire - ORIS:645 | 466 | 8031 | Rate Constraint in lbs/MMBtu | FALSE | L | Annual | Rate | lb/MWh | 0 | 0 | 0 | 0 | 0 | 0 | 0
EPA723 CO2 Rate Limit for NG Cofire - ORIS:645 | 466 | 8031 | Rate Constraint in lbs/MMBtu | FALSE | L | Annual | Constraint Shadow Price | US2022$/Ton | 0 | 28.6894 | 17.8028 | 9.1721 | 14.8432 | 32.1121 | 60.324
EPA723 CO2 Rate Limit for NG Cofire - ORIS:6469 | 467 | 8109 | Rate Constraint in lbs/MMBtu | FALSE | L | Annual | Seasons Included | Seasons |  | Winter, Spring, Summer, Fall | Winter, Spring, Summer, Fall | Winter, Spring, Summer, Fall | Winter, Spring, Summer, Fall | Winter, Spring, Summer, Fall | Winter, Spring, Summer, Fall
EPA723 CO2 Rate Limit for NG Cofire - ORIS:6469 | 467 | 8109 | Rate Constraint in lbs/MMBtu | FALSE | L | Annual | Standard CO2 | lb/MMBtu | 176.402 | 176.402 | 176.402 | 176.402 | 176.402 | 176.402 | 176.402
EPA723 CO2 Rate Limit for NG Cofire - ORIS:6469 | 467 | 8109 | Rate Constraint in lbs/MMBtu | FALSE | L | Annual | Emissions at Affected Plants CO2 | Thousand Tons | 0 | 0 | 0 | 0 | 0 | 0 | 0
EPA723 CO2 Rate Limit for NG Cofire - ORIS:6469 | 467 | 8109 | Rate Constraint in lbs/MMBtu | FALSE | L | Annual | Allowances Purchased CO2 | Thousand Tons | 0 | 0 | 0 | 0 | 0 | 0 | 0
EPA723 CO2 Rate Limit for NG Cofire - ORIS:6469 | 467 | 8109 | Rate Constraint in lbs/MMBtu | FALSE | L | Annual | Allowances Sold CO2 | Thousand Tons | 0 | 0 | 0 | 0 | 0 | 0 | 0
EPA723 CO2 Rate Limit for NG Cofire - ORIS:6469 | 467 | 8109 | Rate Constraint in lbs/MMBtu | FALSE | L | Annual | Allowances Banked | Thousand Tons | 0 | 0 | 0 | 0 | 0 | 0 | 0
EPA723 CO2 Rate Limit for NG Cofire - ORIS:6469 | 467 | 8109 | Rate Constraint in lbs/MMBtu | FALSE | L | Annual | Allowances Withdrawn (1:1) | Thousand Tons | 0 | 0 | 0 | 0 | 0 | 0 | 0
EPA723 CO2 Rate Limit for NG Cofire - ORIS:6469 | 467 | 8109 | Rate Constraint in lbs/MMBtu | FALSE | L | Annual | Allowances Withdrawn (n:1) | Thousand Tons | 0 | 0 | 0 | 0 | 0 | 0 | 0
EPA723 CO2 Rate Limit for NG Cofire - ORIS:6469 | 467 | 8109 | Rate Constraint in lbs/MMBtu | FALSE | L | Annual | Net Emissions Allowance Position | Thousand Tons | 0 | 0 | 0 | 0 | 0 | 0 | 0
EPA723 CO2 Rate Limit for NG Cofire - ORIS:6469 | 467 | 8109 | Rate Constraint in lbs/MMBtu | FALSE | L | Annual | Fuel Consumed | TBtu | 0 | 0 | 0 | 0 | 0 | 0 | 0
EPA723 CO2 Rate Limit for NG Cofire - ORIS:6469 | 467 | 8109 | Rate Constraint in lbs/MMBtu | FALSE | L | Annual | Rate | lb/MMBtu | 0 | 0 | 0 | 0 | 0 | 0 | 0
EPA723 CO2 Rate Limit for NG Cofire - ORIS:6469 | 467 | 8109 | Rate Constraint in lbs/MMBtu | FALSE | L | Annual | Generation | TWh | 0 | 0 | 0 | 0 | 0 | 0 | 0
EPA723 CO2 Rate Limit for NG Cofire - ORIS:6469 | 467 | 8109 | Rate Constraint in lbs/MMBtu | FALSE | L | Annual | Qualifying Generation | TWh | 0 | 0 | 0 | 0 | 0 | 0 | 0
EPA723 CO2 Rate Limit for NG Cofire - ORIS:6469 | 467 | 8109 | Rate Constraint in lbs/MMBtu | FALSE | L | Annual | Rate | lb/MWh | 0 | 0 | 0 | 0 | 0 | 0 | 0
EPA723 CO2 Rate Limit for NG Cofire - ORIS:6469 | 467 | 8109 | Rate Constraint in lbs/MMBtu | FALSE | L | Annual | Constraint Shadow Price | US2022$/Ton | 0 | 118.2845 | 102.4491 | 51.7929 | 41.5929 | 70.0141 | 90.9191
EPA723 CO2 Rate Limit for NG Cofire - ORIS:6641 | 468 | 8110 | Rate Constraint in lbs/MMBtu | FALSE | L | Annual | Seasons Included | Seasons |  | Winter, Spring, Summer, Fall | Winter, Spring, Summer, Fall | Winter, Spring, Summer, Fall | Winter, Spring, Summer, Fall | Winter, Spring, Summer, Fall | Winter, Spring, Summer, Fall
EPA723 CO2 Rate Limit for NG Cofire - ORIS:6641 | 468 | 8110 | Rate Constraint in lbs/MMBtu | FALSE | L | Annual | Standard CO2 | lb/MMBtu | 175.412 | 175.412 | 175.412 | 175.412 | 175.412 | 175.412 | 175.412
EPA723 CO2 Rate Limit for NG Cofire - ORIS:6641 | 468 | 8110 | Rate Constraint in lbs/MMBtu | FALSE | L | Annual | Emissions at Affected Plants CO2 | Thousand Tons | 0 | 0 | 0 | 0 | 0 | 0 | 0
EPA723 CO2 Rate Limit for NG Cofire - ORIS:6641 | 468 | 8110 | Rate Constraint in lbs/MMBtu | FALSE | L | Annual | Allowances Purchased CO2 | Thousand Tons | 0 | 0 | 0 | 0 | 0 | 0 | 0
EPA723 CO2 Rate Limit for NG Cofire - ORIS:6641 | 468 | 8110 | Rate Constraint in lbs/MMBtu | FALSE | L | Annual | Allowances Sold CO2 | Thousand Tons | 0 | 0 | 0 | 0 | 0 | 0 | 0
EPA723 CO2 Rate Limit for NG Cofire - ORIS:6641 | 468 | 8110 | Rate Constraint in lbs/MMBtu | FALSE | L | Annual | Allowances Banked | Thousand Tons | 0 | 0 | 0 | 0 | 0 | 0 | 0
EPA723 CO2 Rate Limit for NG Cofire - ORIS:6641 | 468 | 8110 | Rate Constraint in lbs/MMBtu | FALSE | L | Annual | Allowances Withdrawn (1:1) | Thousand Tons | 0 | 0 | 0 | 0 | 0 | 0 | 0
EPA723 CO2 Rate Limit for NG Cofire - ORIS:6641 | 468 | 8110 | Rate Constraint in lbs/MMBtu | FALSE | L | Annual | Allowances Withdrawn (n:1) | Thousand Tons | 0 | 0 | 0 | 0 | 0 | 0 | 0
EPA723 CO2 Rate Limit for NG Cofire - ORIS:6641 | 468 | 8110 | Rate Constraint in lbs/MMBtu | FALSE | L | Annual | Net Emissions Allowance Position | Thousand Tons | 0 | 0 | 0 | 0 | 0 | 0 | 0
EPA723 CO2 Rate Limit for NG Cofire - ORIS:6641 | 468 | 8110 | Rate Constraint in lbs/MMBtu | FALSE | L | Annual | Fuel Consumed | TBtu | 0 | 0 | 0 | 0 | 0 | 0 | 0
EPA723 CO2 Rate Limit for NG Cofire - ORIS:6641 | 468 | 8110 | Rate Constraint in lbs/MMBtu | FALSE | L | Annual | Rate | lb/MMBtu | 0 | 0 | 0 | 0 | 0 | 0 | 0
EPA723 CO2 Rate Limit for NG Cofire - ORIS:6641 | 468 | 8110 | Rate Constraint in lbs/MMBtu | FALSE | L | Annual | Generation | TWh | 0 | 0 | 0 | 0 | 0 | 0 | 0
EPA723 CO2 Rate Limit for NG Cofire - ORIS:6641 | 468 | 8110 | Rate Constraint in lbs/MMBtu | FALSE | L | Annual | Qualifying Generation | TWh | 0 | 0 | 0 | 0 | 0 | 0 | 0
EPA723 CO2 Rate Limit for NG Cofire - ORIS:6641 | 468 | 8110 | Rate Constraint in lbs/MMBtu | FALSE | L | Annual | Rate | lb/MWh | 0 | 0 | 0 | 0 | 0 | 0 | 0
EPA723 CO2 Rate Limit for NG Cofire - ORIS:6641 | 468 | 8110 | Rate Constraint in lbs/MMBtu | FALSE | L | Annual | Constraint Shadow Price | US2022$/Ton | 0 | 128.6358 | 340.5825 | 163.4848 | 167.3712 | 223.6345 | 247.9187
EPA723 CO2 Rate Limit for NG Cofire - ORIS:6664 | 469 | 8111 | Rate Constraint in lbs/MMBtu | FALSE | L | Annual | Seasons Included | Seasons |  | Winter, Spring, Summer, Fall | Winter, Spring, Summer, Fall | Winter, Spring, Summer, Fall | Winter, Spring, Summer, Fall | Winter, Spring, Summer, Fall | Winter, Spring, Summer, Fall
EPA723 CO2 Rate Limit for NG Cofire - ORIS:6664 | 469 | 8111 | Rate Constraint in lbs/MMBtu | FALSE | L | Annual | Standard CO2 | lb/MMBtu | 175.772 | 175.772 | 175.772 | 175.772 | 175.772 | 175.772 | 175.772
EPA723 CO2 Rate Limit for NG Cofire - ORIS:6664 | 469 | 8111 | Rate Constraint in lbs/MMBtu | FALSE | L | Annual | Emissions at Affected Plants CO2 | Thousand Tons | 0 | 0 | 0 | 0 | 0 | 0 | 0
EPA723 CO2 Rate Limit for NG Cofire - ORIS:6664 | 469 | 8111 | Rate Constraint in lbs/MMBtu | FALSE | L | Annual | Allowances Purchased CO2 | Thousand Tons | 0 | 0 | 0 | 0 | 0 | 0 | 0
EPA723 CO2 Rate Limit for NG Cofire - ORIS:6664 | 469 | 8111 | Rate Constraint in lbs/MMBtu | FALSE | L | Annual | Allowances Sold CO2 | Thousand Tons | 0 | 0 | 0 | 0 | 0 | 0 | 0
EPA723 CO2 Rate Limit for NG Cofire - ORIS:6664 | 469 | 8111 | Rate Constraint in lbs/MMBtu | FALSE | L | Annual | Allowances Banked | Thousand Tons | 0 | 0 | 0 | 0 | 0 | 0 | 0
EPA723 CO2 Rate Limit for NG Cofire - ORIS:6664 | 469 | 8111 | Rate Constraint in lbs/MMBtu | FALSE | L | Annual | Allowances Withdrawn (1:1) | Thousand Tons | 0 | 0 | 0 | 0 | 0 | 0 | 0
EPA723 CO2 Rate Limit for NG Cofire - ORIS:6664 | 469 | 8111 | Rate Constraint in lbs/MMBtu | FALSE | L | Annual | Allowances Withdrawn (n:1) | Thousand Tons | 0 | 0 | 0 | 0 | 0 | 0 | 0
EPA723 CO2 Rate Limit for NG Cofire - ORIS:6664 | 469 | 8111 | Rate Constraint in lbs/MMBtu | FALSE | L | Annual | Net Emissions Allowance Position | Thousand Tons | 0 | 0 | 0 | 0 | 0 | 0 | 0
EPA723 CO2 Rate Limit for NG Cofire - ORIS:6664 | 469 | 8111 | Rate Constraint in lbs/MMBtu | FALSE | L | Annual | Fuel Consumed | TBtu | 0 | 0 | 0 | 0 | 0 | 0 | 0
EPA723 CO2 Rate Limit for NG Cofire - ORIS:6664 | 469 | 8111 | Rate Constraint in lbs/MMBtu | FALSE | L | Annual | Rate | lb/MMBtu | 0 | 0 | 0 | 0 | 0 | 0 | 0
EPA723 CO2 Rate Limit for NG Cofire - ORIS:6664 | 469 | 8111 | Rate Constraint in lbs/MMBtu | FALSE | L | Annual | Generation | TWh | 0 | 0 | 0 | 0 | 0 | 0 | 0
EPA723 CO2 Rate Limit for NG Cofire - ORIS:6664 | 469 | 8111 | Rate Constraint in lbs/MMBtu | FALSE | L | Annual | Qualifying Generation | TWh | 0 | 0 | 0 | 0 | 0 | 0 | 0
EPA723 CO2 Rate Limit for NG Cofire - ORIS:6664 | 469 | 8111 | Rate Constraint in lbs/MMBtu | FALSE | L | Annual | Rate | lb/MWh | 0 | 0 | 0 | 0 | 0 | 0 | 0
EPA723 CO2 Rate Limit for NG Cofire - ORIS:6664 | 469 | 8111 | Rate Constraint in lbs/MMBtu | FALSE | L | Annual | Constraint Shadow Price | US2022$/Ton | 0 | 68.4982 | 55.1073 | 20.9768 | 13.8416 | 72.2419 | 91.3548
EPA723 CO2 Rate Limit for NG Cofire - ORIS:667 | 470 | 8032 | Rate Constraint in lbs/MMBtu | FALSE | L | Annual | Seasons Included | Seasons |  | Winter, Spring, Summer, Fall | Winter, Spring, Summer, Fall | Winter, Spring, Summer, Fall | Winter, Spring, Summer, Fall | Winter, Spring, Summer, Fall | Winter, Spring, Summer, Fall
EPA723 CO2 Rate Limit for NG Cofire - ORIS:667 | 470 | 8032 | Rate Constraint in lbs/MMBtu | FALSE | L | Annual | Standard CO2 | lb/MMBtu | 181.91 | 181.91 | 181.91 | 181.91 | 181.91 | 181.91 | 181.91
EPA723 CO2 Rate Limit for NG Cofire - ORIS:667 | 470 | 8032 | Rate Constraint in lbs/MMBtu | FALSE | L | Annual | Emissions at Affected Plants CO2 | Thousand Tons | 0 | 0 | 0 | 0 | 0 | 0 | 0
EPA723 CO2 Rate Limit for NG Cofire - ORIS:667 | 470 | 8032 | Rate Constraint in lbs/MMBtu | FALSE | L | Annual | Allowances Purchased CO2 | Thousand Tons | 0 | 0 | 0 | 0 | 0 | 0 | 0
EPA723 CO2 Rate Limit for NG Cofire - ORIS:667 | 470 | 8032 | Rate Constraint in lbs/MMBtu | FALSE | L | Annual | Allowances Sold CO2 | Thousand Tons | 0 | 0 | 0 | 0 | 0 | 0 | 0
EPA723 CO2 Rate Limit for NG Cofire - ORIS:667 | 470 | 8032 | Rate Constraint in lbs/MMBtu | FALSE | L | Annual | Allowances Banked | Thousand Tons | 0 | 0 | 0 | 0 | 0 | 0 | 0
EPA723 CO2 Rate Limit for NG Cofire - ORIS:667 | 470 | 8032 | Rate Constraint in lbs/MMBtu | FALSE | L | Annual | Allowances Withdrawn (1:1) | Thousand Tons | 0 | 0 | 0 | 0 | 0 | 0 | 0
EPA723 CO2 Rate Limit for NG Cofire - ORIS:667 | 470 | 8032 | Rate Constraint in lbs/MMBtu | FALSE | L | Annual | Allowances Withdrawn (n:1) | Thousand Tons | 0 | 0 | 0 | 0 | 0 | 0 | 0
EPA723 CO2 Rate Limit for NG Cofire - ORIS:667 | 470 | 8032 | Rate Constraint in lbs/MMBtu | FALSE | L | Annual | Net Emissions Allowance Position | Thousand Tons | 0 | 0 | 0 | 0 | 0 | 0 | 0
EPA723 CO2 Rate Limit for NG Cofire - ORIS:667 | 470 | 8032 | Rate Constraint in lbs/MMBtu | FALSE | L | Annual | Fuel Consumed | TBtu | 0 | 0 | 0 | 0 | 0 | 0 | 0
EPA723 CO2 Rate Limit for NG Cofire - ORIS:667 | 470 | 8032 | Rate Constraint in lbs/MMBtu | FALSE | L | Annual | Rate | lb/MMBtu | 0 | 0 | 0 | 0 | 0 | 0 | 0
EPA723 CO2 Rate Limit for NG Cofire - ORIS:667 | 470 | 8032 | Rate Constraint in lbs/MMBtu | FALSE | L | Annual | Generation | TWh | 0 | 0 | 0 | 0 | 0 | 0 | 0
EPA723 CO2 Rate Limit for NG Cofire - ORIS:667 | 470 | 8032 | Rate Constraint in lbs/MMBtu | FALSE | L | Annual | Qualifying Generation | TWh | 0 | 0 | 0 | 0 | 0 | 0 | 0
EPA723 CO2 Rate Limit for NG Cofire - ORIS:667 | 470 | 8032 | Rate Constraint in lbs/MMBtu | FALSE | L | Annual | Rate | lb/MWh | 0 | 0 | 0 | 0 | 0 | 0 | 0
EPA723 CO2 Rate Limit for NG Cofire - ORIS:667 | 470 | 8032 | Rate Constraint in lbs/MMBtu | FALSE | L | Annual | Constraint Shadow Price | US2022$/Ton | 0 | 160.045 | 39.4577 | 2.2549 | 29.661 | 62.5006 | 96.0577
EPA723 CO2 Rate Limit for NG Cofire - ORIS:6705 | 471 | 8112 | Rate Constraint in lbs/MMBtu | FALSE | L | Annual | Seasons Included | Seasons |  | Winter, Spring, Summer, Fall | Winter, Spring, Summer, Fall | Winter, Spring, Summer, Fall | Winter, Spring, Summer, Fall | Winter, Spring, Summer, Fall | Winter, Spring, Summer, Fall
EPA723 CO2 Rate Limit for NG Cofire - ORIS:6705 | 471 | 8112 | Rate Constraint in lbs/MMBtu | FALSE | L | Annual | Standard CO2 | lb/MMBtu | 180.3206 | 180.3206 | 180.3206 | 180.3206 | 180.3206 | 180.3206 | 180.3206
EPA723 CO2 Rate Limit for NG Cofire - ORIS:6705 | 471 | 8112 | Rate Constraint in lbs/MMBtu | FALSE | L | Annual | Emissions at Affected Plants CO2 | Thousand Tons | 0 | 0 | 0 | 0 | 0 | 0 | 0
EPA723 CO2 Rate Limit for NG Cofire - ORIS:6705 | 471 | 8112 | Rate Constraint in lbs/MMBtu | FALSE | L | Annual | Allowances Purchased CO2 | Thousand Tons | 0 | 0 | 0 | 0 | 0 | 0 | 0
EPA723 CO2 Rate Limit for NG Cofire - ORIS:6705 | 471 | 8112 | Rate Constraint in lbs/MMBtu | FALSE | L | Annual | Allowances Sold CO2 | Thousand Tons | 0 | 0 | 0 | 0 | 0 | 0 | 0
EPA723 CO2 Rate Limit for NG Cofire - ORIS:6705 | 471 | 8112 | Rate Constraint in lbs/MMBtu | FALSE | L | Annual | Allowances Banked | Thousand Tons | 0 | 0 | 0 | 0 | 0 | 0 | 0
EPA723 CO2 Rate Limit for NG Cofire - ORIS:6705 | 471 | 8112 | Rate Constraint in lbs/MMBtu | FALSE | L | Annual | Allowances Withdrawn (1:1) | Thousand Tons | 0 | 0 | 0 | 0 | 0 | 0 | 0
EPA723 CO2 Rate Limit for NG Cofire - ORIS:6705 | 471 | 8112 | Rate Constraint in lbs/MMBtu | FALSE | L | Annual | Allowances Withdrawn (n:1) | Thousand Tons | 0 | 0 | 0 | 0 | 0 | 0 | 0
EPA723 CO2 Rate Limit for NG Cofire - ORIS:6705 | 471 | 8112 | Rate Constraint in lbs/MMBtu | FALSE | L | Annual | Net Emissions Allowance Position | Thousand Tons | 0 | 0 | 0 | 0 | 0 | 0 | 0
EPA723 CO2 Rate Limit for NG Cofire - ORIS:6705 | 471 | 8112 | Rate Constraint in lbs/MMBtu | FALSE | L | Annual | Fuel Consumed | TBtu | 0 | 0 | 0 | 0 | 0 | 0 | 0
EPA723 CO2 Rate Limit for NG Cofire - ORIS:6705 | 471 | 8112 | Rate Constraint in lbs/MMBtu | FALSE | L | Annual | Rate | lb/MMBtu | 0 | 0 | 0 | 0 | 0 | 0 | 0
EPA723 CO2 Rate Limit for NG Cofire - ORIS:6705 | 471 | 8112 | Rate Constraint in lbs/MMBtu | FALSE | L | Annual | Generation | TWh | 0 | 0 | 0 | 0 | 0 | 0 | 0
EPA723 CO2 Rate Limit for NG Cofire - ORIS:6705 | 471 | 8112 | Rate Constraint in lbs/MMBtu | FALSE | L | Annual | Qualifying Generation | TWh | 0 | 0 | 0 | 0 | 0 | 0 | 0
EPA723 CO2 Rate Limit for NG Cofire - ORIS:6705 | 471 | 8112 | Rate Constraint in lbs/MMBtu | FALSE | L | Annual | Rate | lb/MWh | 0 | 0 | 0 | 0 | 0 | 0 | 0
EPA723 CO2 Rate Limit for NG Cofire - ORIS:6705 | 471 | 8112 | Rate Constraint in lbs/MMBtu | FALSE | L | Annual | Constraint Shadow Price | US2022$/Ton | 0 | 39.1016 | 70.5713 | 17.2697 | 21.8363 | 75.585 | 103.6589
EPA723 CO2 Rate Limit for NG Cofire - ORIS:6768 | 472 | 8113 | Rate Constraint in lbs/MMBtu | FALSE | L | Annual | Seasons Included | Seasons |  | Winter, Spring, Summer, Fall | Winter, Spring, Summer, Fall | Winter, Spring, Summer, Fall | Winter, Spring, Summer, Fall | Winter, Spring, Summer, Fall | Winter, Spring, Summer, Fall
EPA723 CO2 Rate Limit for NG Cofire - ORIS:6768 | 472 | 8113 | Rate Constraint in lbs/MMBtu | FALSE | L | Annual | Standard CO2 | lb/MMBtu | 176.252 | 176.252 | 176.252 | 176.252 | 176.252 | 176.252 | 176.252
EPA723 CO2 Rate Limit for NG Cofire - ORIS:6768 | 472 | 8113 | Rate Constraint in lbs/MMBtu | FALSE | L | Annual | Emissions at Affected Plants CO2 | Thousand Tons | 0 | 0 | 0 | 0 | 0 | 0 | 0
EPA723 CO2 Rate Limit for NG Cofire - ORIS:6768 | 472 | 8113 | Rate Constraint in lbs/MMBtu | FALSE | L | Annual | Allowances Purchased CO2 | Thousand Tons | 0 | 0 | 0 | 0 | 0 | 0 | 0
EPA723 CO2 Rate Limit for NG Cofire - ORIS:6768 | 472 | 8113 | Rate Constraint in lbs/MMBtu | FALSE | L | Annual | Allowances Sold CO2 | Thousand Tons | 0 | 0 | 0 | 0 | 0 | 0 | 0
EPA723 CO2 Rate Limit for NG Cofire - ORIS:6768 | 472 | 8113 | Rate Constraint in lbs/MMBtu | FALSE | L | Annual | Allowances Banked | Thousand Tons | 0 | 0 | 0 | 0 | 0 | 0 | 0
EPA723 CO2 Rate Limit for NG Cofire - ORIS:6768 | 472 | 8113 | Rate Constraint in lbs/MMBtu | FALSE | L | Annual | Allowances Withdrawn (1:1) | Thousand Tons | 0 | 0 | 0 | 0 | 0 | 0 | 0
EPA723 CO2 Rate Limit for NG Cofire - ORIS:6768 | 472 | 8113 | Rate Constraint in lbs/MMBtu | FALSE | L | Annual | Allowances Withdrawn (n:1) | Thousand Tons | 0 | 0 | 0 | 0 | 0 | 0 | 0
EPA723 CO2 Rate Limit for NG Cofire - ORIS:6768 | 472 | 8113 | Rate Constraint in lbs/MMBtu | FALSE | L | Annual | Net Emissions Allowance Position | Thousand Tons | 0 | 0 | 0 | 0 | 0 | 0 | 0
EPA723 CO2 Rate Limit for NG Cofire - ORIS:6768 | 472 | 8113 | Rate Constraint in lbs/MMBtu | FALSE | L | Annual | Fuel Consumed | TBtu | 0 | 0 | 0 | 0 | 0 | 0 | 0
EPA723 CO2 Rate Limit for NG Cofire - ORIS:6768 | 472 | 8113 | Rate Constraint in lbs/MMBtu | FALSE | L | Annual | Rate | lb/MMBtu | 0 | 0 | 0 | 0 | 0 | 0 | 0
EPA723 CO2 Rate Limit for NG Cofire - ORIS:6768 | 472 | 8113 | Rate Constraint in lbs/MMBtu | FALSE | L | Annual | Generation | TWh | 0 | 0 | 0 | 0 | 0 | 0 | 0
EPA723 CO2 Rate Limit for NG Cofire - ORIS:6768 | 472 | 8113 | Rate Constraint in lbs/MMBtu | FALSE | L | Annual | Qualifying Generation | TWh | 0 | 0 | 0 | 0 | 0 | 0 | 0
EPA723 CO2 Rate Limit for NG Cofire - ORIS:6768 | 472 | 8113 | Rate Constraint in lbs/MMBtu | FALSE | L | Annual | Rate | lb/MWh | 0 | 0 | 0 | 0 | 0 | 0 | 0
EPA723 CO2 Rate Limit for NG Cofire - ORIS:6768 | 472 | 8113 | Rate Constraint in lbs/MMBtu | FALSE | L | Annual | Constraint Shadow Price | US2022$/Ton | 0 | 386.4074 | 97.1244 | 353.6722 | 326.9434 | 488.2748 | 140.5079
EPA723 CO2 Rate Limit for NG Cofire - ORIS:6772 | 473 | 8114 | Rate Constraint in lbs/MMBtu | FALSE | L | Annual | Seasons Included | Seasons |  | Winter, Spring, Summer, Fall | Winter, Spring, Summer, Fall | Winter, Spring, Summer, Fall | Winter, Spring, Summer, Fall | Winter, Spring, Summer, Fall | Winter, Spring, Summer, Fall
EPA723 CO2 Rate Limit for NG Cofire - ORIS:6772 | 473 | 8114 | Rate Constraint in lbs/MMBtu | FALSE | L | Annual | Standard CO2 | lb/MMBtu | 176.252 | 176.252 | 176.252 | 176.252 | 176.252 | 176.252 | 176.252
EPA723 CO2 Rate Limit for NG Cofire - ORIS:6772 | 473 | 8114 | Rate Constraint in lbs/MMBtu | FALSE | L | Annual | Emissions at Affected Plants CO2 | Thousand Tons | 0 | 0 | 0 | 0 | 0 | 0 | 0
EPA723 CO2 Rate Limit for NG Cofire - ORIS:6772 | 473 | 8114 | Rate Constraint in lbs/MMBtu | FALSE | L | Annual | Allowances Purchased CO2 | Thousand Tons | 0 | 0 | 0 | 0 | 0 | 0 | 0
EPA723 CO2 Rate Limit for NG Cofire - ORIS:6772 | 473 | 8114 | Rate Constraint in lbs/MMBtu | FALSE | L | Annual | Allowances Sold CO2 | Thousand Tons | 0 | 0 | 0 | 0 | 0 | 0 | 0
EPA723 CO2 Rate Limit for NG Cofire - ORIS:6772 | 473 | 8114 | Rate Constraint in lbs/MMBtu | FALSE | L | Annual | Allowances Banked | Thousand Tons | 0 | 0 | 0 | 0 | 0 | 0 | 0
EPA723 CO2 Rate Limit for NG Cofire - ORIS:6772 | 473 | 8114 | Rate Constraint in lbs/MMBtu | FALSE | L | Annual | Allowances Withdrawn (1:1) | Thousand Tons | 0 | 0 | 0 | 0 | 0 | 0 | 0
EPA723 CO2 Rate Limit for NG Cofire - ORIS:6772 | 473 | 8114 | Rate Constraint in lbs/MMBtu | FALSE | L | Annual | Allowances Withdrawn (n:1) | Thousand Tons | 0 | 0 | 0 | 0 | 0 | 0 | 0
EPA723 CO2 Rate Limit for NG Cofire - ORIS:6772 | 473 | 8114 | Rate Constraint in lbs/MMBtu | FALSE | L | Annual | Net Emissions Allowance Position | Thousand Tons | 0 | 0 | 0 | 0 | 0 | 0 | 0
EPA723 CO2 Rate Limit for NG Cofire - ORIS:6772 | 473 | 8114 | Rate Constraint in lbs/MMBtu | FALSE | L | Annual | Fuel Consumed | TBtu | 0 | 0 | 0 | 0 | 0 | 0 | 0
EPA723 CO2 Rate Limit for NG Cofire - ORIS:6772 | 473 | 8114 | Rate Constraint in lbs/MMBtu | FALSE | L | Annual | Rate | lb/MMBtu | 0 | 0 | 0 | 0 | 0 | 0 | 0
EPA723 CO2 Rate Limit for NG Cofire - ORIS:6772 | 473 | 8114 | Rate Constraint in lbs/MMBtu | FALSE | L | Annual | Generation | TWh | 0 | 0 | 0 | 0 | 0 | 0 | 0
EPA723 CO2 Rate Limit for NG Cofire - ORIS:6772 | 473 | 8114 | Rate Constraint in lbs/MMBtu | FALSE | L | Annual | Qualifying Generation | TWh | 0 | 0 | 0 | 0 | 0 | 0 | 0
EPA723 CO2 Rate Limit for NG Cofire - ORIS:6772 | 473 | 8114 | Rate Constraint in lbs/MMBtu | FALSE | L | Annual | Rate | lb/MWh | 0 | 0 | 0 | 0 | 0 | 0 | 0
EPA723 CO2 Rate Limit for NG Cofire - ORIS:6772 | 473 | 8114 | Rate Constraint in lbs/MMBtu | FALSE | L | Annual | Constraint Shadow Price | US2022$/Ton | 0 | 830.4684 | 103.6145 | 318.2106 | 292.2573 | 447.3518 | 112.5819
EPA723 CO2 Rate Limit for NG Cofire - ORIS:6823 | 474 | 8115 | Rate Constraint in lbs/MMBtu | FALSE | L | Annual | Seasons Included | Seasons |  | Winter, Spring, Summer, Fall | Winter, Spring, Summer, Fall | Winter, Spring, Summer, Fall | Winter, Spring, Summer, Fall | Winter, Spring, Summer, Fall | Winter, Spring, Summer, Fall
EPA723 CO2 Rate Limit for NG Cofire - ORIS:6823 | 474 | 8115 | Rate Constraint in lbs/MMBtu | FALSE | L | Annual | Standard CO2 | lb/MMBtu | 174.8101 | 174.8101 | 174.8101 | 174.8101 | 174.8101 | 174.8101 | 174.8101
EPA723 CO2 Rate Limit for NG Cofire - ORIS:6823 | 474 | 8115 | Rate Constraint in lbs/MMBtu | FALSE | L | Annual | Emissions at Affected Plants CO2 | Thousand Tons | 0 | 0 | 0 | 0 | 0 | 0 | 0
EPA723 CO2 Rate Limit for NG Cofire - ORIS:6823 | 474 | 8115 | Rate Constraint in lbs/MMBtu | FALSE | L | Annual | Allowances Purchased CO2 | Thousand Tons | 0 | 0 | 0 | 0 | 0 | 0 | 0
EPA723 CO2 Rate Limit for NG Cofire - ORIS:6823 | 474 | 8115 | Rate Constraint in lbs/MMBtu | FALSE | L | Annual | Allowances Sold CO2 | Thousand Tons | 0 | 0 | 0 | 0 | 0 | 0 | 0
EPA723 CO2 Rate Limit for NG Cofire - ORIS:6823 | 474 | 8115 | Rate Constraint in lbs/MMBtu | FALSE | L | Annual | Allowances Banked | Thousand Tons | 0 | 0 | 0 | 0 | 0 | 0 | 0
EPA723 CO2 Rate Limit for NG Cofire - ORIS:6823 | 474 | 8115 | Rate Constraint in lbs/MMBtu | FALSE | L | Annual | Allowances Withdrawn (1:1) | Thousand Tons | 0 | 0 | 0 | 0 | 0 | 0 | 0
EPA723 CO2 Rate Limit for NG Cofire - ORIS:6823 | 474 | 8115 | Rate Constraint in lbs/MMBtu | FALSE | L | Annual | Allowances Withdrawn (n:1) | Thousand Tons | 0 | 0 | 0 | 0 | 0 | 0 | 0
EPA723 CO2 Rate Limit for NG Cofire - ORIS:6823 | 474 | 8115 | Rate Constraint in lbs/MMBtu | FALSE | L | Annual | Net Emissions Allowance Position | Thousand Tons | 0 | 0 | 0 | 0 | 0 | 0 | 0
EPA723 CO2 Rate Limit for NG Cofire - ORIS:6823 | 474 | 8115 | Rate Constraint in lbs/MMBtu | FALSE | L | Annual | Fuel Consumed | TBtu | 0 | 0 | 0 | 0 | 0 | 0 | 0
EPA723 CO2 Rate Limit for NG Cofire - ORIS:6823 | 474 | 8115 | Rate Constraint in lbs/MMBtu | FALSE | L | Annual | Rate | lb/MMBtu | 0 | 0 | 0 | 0 | 0 | 0 | 0
EPA723 CO2 Rate Limit for NG Cofire - ORIS:6823 | 474 | 8115 | Rate Constraint in lbs/MMBtu | FALSE | L | Annual | Generation | TWh | 0 | 0 | 0 | 0 | 0 | 0 | 0
EPA723 CO2 Rate Limit for NG Cofire - ORIS:6823 | 474 | 8115 | Rate Constraint in lbs/MMBtu | FALSE | L | Annual | Qualifying Generation | TWh | 0 | 0 | 0 | 0 | 0 | 0 | 0
EPA723 CO2 Rate Limit for NG Cofire - ORIS:6823 | 474 | 8115 | Rate Constraint in lbs/MMBtu | FALSE | L | Annual | Rate | lb/MWh | 0 | 0 | 0 | 0 | 0 | 0 | 0
EPA723 CO2 Rate Limit for NG Cofire - ORIS:6823 | 474 | 8115 | Rate Constraint in lbs/MMBtu | FALSE | L | Annual | Constraint Shadow Price | US2022$/Ton | 0 | 40.9744 | 46.2565 | 34.7715 | 39.3056 | 87.5554 | 85.9554
EPA723 CO2 Rate Limit for NG Cofire - ORIS:703 | 475 | 8033 | Rate Constraint in lbs/MMBtu | FALSE | L | Annual | Seasons Included | Seasons |  | Winter, Spring, Summer, Fall | Winter, Spring, Summer, Fall | Winter, Spring, Summer, Fall | Winter, Spring, Summer, Fall | Winter, Spring, Summer, Fall | Winter, Spring, Summer, Fall
EPA723 CO2 Rate Limit for NG Cofire - ORIS:703 | 475 | 8033 | Rate Constraint in lbs/MMBtu | FALSE | L | Annual | Standard CO2 | lb/MMBtu | 174.578 | 174.578 | 174.578 | 174.578 | 174.578 | 174.578 | 174.578
EPA723 CO2 Rate Limit for NG Cofire - ORIS:703 | 475 | 8033 | Rate Constraint in lbs/MMBtu | FALSE | L | Annual | Emissions at Affected Plants CO2 | Thousand Tons | 0 | 0 | 0 | 0 | 0 | 0 | 0
EPA723 CO2 Rate Limit for NG Cofire - ORIS:703 | 475 | 8033 | Rate Constraint in lbs/MMBtu | FALSE | L | Annual | Allowances Purchased CO2 | Thousand Tons | 0 | 0 | 0 | 0 | 0 | 0 | 0
EPA723 CO2 Rate Limit for NG Cofire - ORIS:703 | 475 | 8033 | Rate Constraint in lbs/MMBtu | FALSE | L | Annual | Allowances Sold CO2 | Thousand Tons | 0 | 0 | 0 | 0 | 0 | 0 | 0
EPA723 CO2 Rate Limit for NG Cofire - ORIS:703 | 475 | 8033 | Rate Constraint in lbs/MMBtu | FALSE | L | Annual | Allowances Banked | Thousand Tons | 0 | 0 | 0 | 0 | 0 | 0 | 0
EPA723 CO2 Rate Limit for NG Cofire - ORIS:703 | 475 | 8033 | Rate Constraint in lbs/MMBtu | FALSE | L | Annual | Allowances Withdrawn (1:1) | Thousand Tons | 0 | 0 | 0 | 0 | 0 | 0 | 0
EPA723 CO2 Rate Limit for NG Cofire - ORIS:703 | 475 | 8033 | Rate Constraint in lbs/MMBtu | FALSE | L | Annual | Allowances Withdrawn (n:1) | Thousand Tons | 0 | 0 | 0 | 0 | 0 | 0 | 0
EPA723 CO2 Rate Limit for NG Cofire - ORIS:703 | 475 | 8033 | Rate Constraint in lbs/MMBtu | FALSE | L | Annual | Net Emissions Allowance Position | Thousand Tons | 0 | 0 | 0 | 0 | 0 | 0 | 0
EPA723 CO2 Rate Limit for NG Cofire - ORIS:703 | 475 | 8033 | Rate Constraint in lbs/MMBtu | FALSE | L | Annual | Fuel Consumed | TBtu | 0 | 0 | 0 | 0 | 0 | 0 | 0
EPA723 CO2 Rate Limit for NG Cofire - ORIS:703 | 475 | 8033 | Rate Constraint in lbs/MMBtu | FALSE | L | Annual | Rate | lb/MMBtu | 0 | 0 | 0 | 0 | 0 | 0 | 0
EPA723 CO2 Rate Limit for NG Cofire - ORIS:703 | 475 | 8033 | Rate Constraint in lbs/MMBtu | FALSE | L | Annual | Generation | TWh | 0 | 0 | 0 | 0 | 0 | 0 | 0
EPA723 CO2 Rate Limit for NG Cofire - ORIS:703 | 475 | 8033 | Rate Constraint in lbs/MMBtu | FALSE | L | Annual | Qualifying Generation | TWh | 0 | 0 | 0 | 0 | 0 | 0 | 0
EPA723 CO2 Rate Limit for NG Cofire - ORIS:703 | 475 | 8033 | Rate Constraint in lbs/MMBtu | FALSE | L | Annual | Rate | lb/MWh | 0 | 0 | 0 | 0 | 0 | 0 | 0
EPA723 CO2 Rate Limit for NG Cofire - ORIS:703 | 475 | 8033 | Rate Constraint in lbs/MMBtu | FALSE | L | Annual | Constraint Shadow Price | US2022$/Ton | 0 | 25.5294 | 31.7733 | 1270.1889 | 0.75632 | 556.2158 | 58.7866
EPA723 CO2 Rate Limit for NG Cofire - ORIS:7030 | 476 | 8116 | Rate Constraint in lbs/MMBtu | FALSE | L | Annual | Seasons Included | Seasons |  | Winter, Spring, Summer, Fall | Winter, Spring, Summer, Fall | Winter, Spring, Summer, Fall | Winter, Spring, Summer, Fall | Winter, Spring, Summer, Fall | Winter, Spring, Summer, Fall
EPA723 CO2 Rate Limit for NG Cofire - ORIS:7030 | 476 | 8116 | Rate Constraint in lbs/MMBtu | FALSE | L | Annual | Standard CO2 | lb/MMBtu | 178.412 | 178.412 | 178.412 | 178.412 | 178.412 | 178.412 | 178.412
EPA723 CO2 Rate Limit for NG Cofire - ORIS:7030 | 476 | 8116 | Rate Constraint in lbs/MMBtu | FALSE | L | Annual | Emissions at Affected Plants CO2 | Thousand Tons | 0 | 0 | 0 | 0 | 0 | 0 | 0
EPA723 CO2 Rate Limit for NG Cofire - ORIS:7030 | 476 | 8116 | Rate Constraint in lbs/MMBtu | FALSE | L | Annual | Allowances Purchased CO2 | Thousand Tons | 0 | 0 | 0 | 0 | 0 | 0 | 0
EPA723 CO2 Rate Limit for NG Cofire - ORIS:7030 | 476 | 8116 | Rate Constraint in lbs/MMBtu | FALSE | L | Annual | Allowances Sold CO2 | Thousand Tons | 0 | 0 | 0 | 0 | 0 | 0 | 0
EPA723 CO2 Rate Limit for NG Cofire - ORIS:7030 | 476 | 8116 | Rate Constraint in lbs/MMBtu | FALSE | L | Annual | Allowances Banked | Thousand Tons | 0 | 0 | 0 | 0 | 0 | 0 | 0
EPA723 CO2 Rate Limit for NG Cofire - ORIS:7030 | 476 | 8116 | Rate Constraint in lbs/MMBtu | FALSE | L | Annual | Allowances Withdrawn (1:1) | Thousand Tons | 0 | 0 | 0 | 0 | 0 | 0 | 0
EPA723 CO2 Rate Limit for NG Cofire - ORIS:7030 | 476 | 8116 | Rate Constraint in lbs/MMBtu | FALSE | L | Annual | Allowances Withdrawn (n:1) | Thousand Tons | 0 | 0 | 0 | 0 | 0 | 0 | 0
EPA723 CO2 Rate Limit for NG Cofire - ORIS:7030 | 476 | 8116 | Rate Constraint in lbs/MMBtu | FALSE | L | Annual | Net Emissions Allowance Position | Thousand Tons | 0 | 0 | 0 | 0 | 0 | 0 | 0
EPA723 CO2 Rate Limit for NG Cofire - ORIS:7030 | 476 | 8116 | Rate Constraint in lbs/MMBtu | FALSE | L | Annual | Fuel Consumed | TBtu | 0 | 0 | 0 | 0 | 0 | 0 | 0
EPA723 CO2 Rate Limit for NG Cofire - ORIS:7030 | 476 | 8116 | Rate Constraint in lbs/MMBtu | FALSE | L | Annual | Rate | lb/MMBtu | 0 | 0 | 0 | 0 | 0 | 0 | 0
EPA723 CO2 Rate Limit for NG Cofire - ORIS:7030 | 476 | 8116 | Rate Constraint in lbs/MMBtu | FALSE | L | Annual | Generation | TWh | 0 | 0 | 0 | 0 | 0 | 0 | 0
EPA723 CO2 Rate Limit for NG Cofire - ORIS:7030 | 476 | 8116 | Rate Constraint in lbs/MMBtu | FALSE | L | Annual | Qualifying Generation | TWh | 0 | 0 | 0 | 0 | 0 | 0 | 0
EPA723 CO2 Rate Limit for NG Cofire - ORIS:7030 | 476 | 8116 | Rate Constraint in lbs/MMBtu | FALSE | L | Annual | Rate | lb/MWh | 0 | 0 | 0 | 0 | 0 | 0 | 0
EPA723 CO2 Rate Limit for NG Cofire - ORIS:7030 | 476 | 8116 | Rate Constraint in lbs/MMBtu | FALSE | L | Annual | Constraint Shadow Price | US2022$/Ton | 0 | 0 | 0 | 0 | 0 | 0 | 0
EPA723 CO2 Rate Limit for NG Cofire - ORIS:7213 | 477 | 8117 | Rate Constraint in lbs/MMBtu | FALSE | L | Annual | Seasons Included | Seasons |  | Winter, Spring, Summer, Fall | Winter, Spring, Summer, Fall | Winter, Spring, Summer, Fall | Winter, Spring, Summer, Fall | Winter, Spring, Summer, Fall | Winter, Spring, Summer, Fall
EPA723 CO2 Rate Limit for NG Cofire - ORIS:7213 | 477 | 8117 | Rate Constraint in lbs/MMBtu | FALSE | L | Annual | Standard CO2 | lb/MMBtu | 175.1445 | 175.1445 | 175.1445 | 175.1445 | 175.1445 | 175.1445 | 175.1445
EPA723 CO2 Rate Limit for NG Cofire - ORIS:7213 | 477 | 8117 | Rate Constraint in lbs/MMBtu | FALSE | L | Annual | Emissions at Affected Plants CO2 | Thousand Tons | 0 | 0 | 0 | 0 | 0 | 0 | 0
EPA723 CO2 Rate Limit for NG Cofire - ORIS:7213 | 477 | 8117 | Rate Constraint in lbs/MMBtu | FALSE | L | Annual | Allowances Purchased CO2 | Thousand Tons | 0 | 0 | 0 | 0 | 0 | 0 | 0
EPA723 CO2 Rate Limit for NG Cofire - ORIS:7213 | 477 | 8117 | Rate Constraint in lbs/MMBtu | FALSE | L | Annual | Allowances Sold CO2 | Thousand Tons | 0 | 0 | 0 | 0 | 0 | 0 | 0
EPA723 CO2 Rate Limit for NG Cofire - ORIS:7213 | 477 | 8117 | Rate Constraint in lbs/MMBtu | FALSE | L | Annual | Allowances Banked | Thousand Tons | 0 | 0 | 0 | 0 | 0 | 0 | 0
EPA723 CO2 Rate Limit for NG Cofire - ORIS:7213 | 477 | 8117 | Rate Constraint in lbs/MMBtu | FALSE | L | Annual | Allowances Withdrawn (1:1) | Thousand Tons | 0 | 0 | 0 | 0 | 0 | 0 | 0
EPA723 CO2 Rate Limit for NG Cofire - ORIS:7213 | 477 | 8117 | Rate Constraint in lbs/MMBtu | FALSE | L | Annual | Allowances Withdrawn (n:1) | Thousand Tons | 0 | 0 | 0 | 0 | 0 | 0 | 0
EPA723 CO2 Rate Limit for NG Cofire - ORIS:7213 | 477 | 8117 | Rate Constraint in lbs/MMBtu | FALSE | L | Annual | Net Emissions Allowance Position | Thousand Tons | 0 | 0 | 0 | 0 | 0 | 0 | 0
EPA723 CO2 Rate Limit for NG Cofire - ORIS:7213 | 477 | 8117 | Rate Constraint in lbs/MMBtu | FALSE | L | Annual | Fuel Consumed | TBtu | 0 | 0 | 0 | 0 | 0 | 0 | 0
EPA723 CO2 Rate Limit for NG Cofire - ORIS:7213 | 477 | 8117 | Rate Constraint in lbs/MMBtu | FALSE | L | Annual | Rate | lb/MMBtu | 0 | 0 | 0 | 0 | 0 | 0 | 0
EPA723 CO2 Rate Limit for NG Cofire - ORIS:7213 | 477 | 8117 | Rate Constraint in lbs/MMBtu | FALSE | L | Annual | Generation | TWh | 0 | 0 | 0 | 0 | 0 | 0 | 0
EPA723 CO2 Rate Limit for NG Cofire - ORIS:7213 | 477 | 8117 | Rate Constraint in lbs/MMBtu | FALSE | L | Annual | Qualifying Generation | TWh | 0 | 0 | 0 | 0 | 0 | 0 | 0
EPA723 CO2 Rate Limit for NG Cofire - ORIS:7213 | 477 | 8117 | Rate Constraint in lbs/MMBtu | FALSE | L | Annual | Rate | lb/MWh | 0 | 0 | 0 | 0 | 0 | 0 | 0
EPA723 CO2 Rate Limit for NG Cofire - ORIS:7213 | 477 | 8117 | Rate Constraint in lbs/MMBtu | FALSE | L | Annual | Constraint Shadow Price | US2022$/Ton | 0 | 18.1605 | 36.9873 | 0 | 0 | 56.003 | 109.0502
EPA723 CO2 Rate Limit for NG Cofire - ORIS:7343 | 478 | 8118 | Rate Constraint in lbs/MMBtu | FALSE | L | Annual | Seasons Included | Seasons |  | Winter, Spring, Summer, Fall | Winter, Spring, Summer, Fall | Winter, Spring, Summer, Fall | Winter, Spring, Summer, Fall | Winter, Spring, Summer, Fall | Winter, Spring, Summer, Fall
EPA723 CO2 Rate Limit for NG Cofire - ORIS:7343 | 478 | 8118 | Rate Constraint in lbs/MMBtu | FALSE | L | Annual | Standard CO2 | lb/MMBtu | 178.3123 | 178.3123 | 178.3123 | 178.3123 | 178.3123 | 178.3123 | 178.3123
EPA723 CO2 Rate Limit for NG Cofire - ORIS:7343 | 478 | 8118 | Rate Constraint in lbs/MMBtu | FALSE | L | Annual | Emissions at Affected Plants CO2 | Thousand Tons | 0 | 0 | 0 | 0 | 0 | 0 | 0
EPA723 CO2 Rate Limit for NG Cofire - ORIS:7343 | 478 | 8118 | Rate Constraint in lbs/MMBtu | FALSE | L | Annual | Allowances Purchased CO2 | Thousand Tons | 0 | 0 | 0 | 0 | 0 | 0 | 0
EPA723 CO2 Rate Limit for NG Cofire - ORIS:7343 | 478 | 8118 | Rate Constraint in lbs/MMBtu | FALSE | L | Annual | Allowances Sold CO2 | Thousand Tons | 0 | 0 | 0 | 0 | 0 | 0 | 0
EPA723 CO2 Rate Limit for NG Cofire - ORIS:7343 | 478 | 8118 | Rate Constraint in lbs/MMBtu | FALSE | L | Annual | Allowances Banked | Thousand Tons | 0 | 0 | 0 | 0 | 0 | 0 | 0
EPA723 CO2 Rate Limit for NG Cofire - ORIS:7343 | 478 | 8118 | Rate Constraint in lbs/MMBtu | FALSE | L | Annual | Allowances Withdrawn (1:1) | Thousand Tons | 0 | 0 | 0 | 0 | 0 | 0 | 0
EPA723 CO2 Rate Limit for NG Cofire - ORIS:7343 | 478 | 8118 | Rate Constraint in lbs/MMBtu | FALSE | L | Annual | Allowances Withdrawn (n:1) | Thousand Tons | 0 | 0 | 0 | 0 | 0 | 0 | 0
EPA723 CO2 Rate Limit for NG Cofire - ORIS:7343 | 478 | 8118 | Rate Constraint in lbs/MMBtu | FALSE | L | Annual | Net Emissions Allowance Position | Thousand Tons | 0 | 0 | 0 | 0 | 0 | 0 | 0
EPA723 CO2 Rate Limit for NG Cofire - ORIS:7343 | 478 | 8118 | Rate Constraint in lbs/MMBtu | FALSE | L | Annual | Fuel Consumed | TBtu | 0 | 0 | 0 | 0 | 0 | 0 | 0
EPA723 CO2 Rate Limit for NG Cofire - ORIS:7343 | 478 | 8118 | Rate Constraint in lbs/MMBtu | FALSE | L | Annual | Rate | lb/MMBtu | 0 | 0 | 0 | 0 | 0 | 0 | 0
EPA723 CO2 Rate Limit for NG Cofire - ORIS:7343 | 478 | 8118 | Rate Constraint in lbs/MMBtu | FALSE | L | Annual | Generation | TWh | 0 | 0 | 0 | 0 | 0 | 0 | 0
EPA723 CO2 Rate Limit for NG Cofire - ORIS:7343 | 478 | 8118 | Rate Constraint in lbs/MMBtu | FALSE | L | Annual | Qualifying Generation | TWh | 0 | 0 | 0 | 0 | 0 | 0 | 0
EPA723 CO2 Rate Limit for NG Cofire - ORIS:7343 | 478 | 8118 | Rate Constraint in lbs/MMBtu | FALSE | L | Annual | Rate | lb/MWh | 0 | 0 | 0 | 0 | 0 | 0 | 0
EPA723 CO2 Rate Limit for NG Cofire - ORIS:7343 | 478 | 8118 | Rate Constraint in lbs/MMBtu | FALSE | L | Annual | Constraint Shadow Price | US2022$/Ton | 0 | 120.8579 | 63.1968 | 47.3594 | 39.2387 | 96.9314 | 118.7289
EPA723 CO2 Rate Limit for NG Cofire - ORIS:8042 | 479 | 8119 | Rate Constraint in lbs/MMBtu | FALSE | L | Annual | Seasons Included | Seasons |  | Winter, Spring, Summer, Fall | Winter, Spring, Summer, Fall | Winter, Spring, Summer, Fall | Winter, Spring, Summer, Fall | Winter, Spring, Summer, Fall | Winter, Spring, Summer, Fall
EPA723 CO2 Rate Limit for NG Cofire - ORIS:8042 | 479 | 8119 | Rate Constraint in lbs/MMBtu | FALSE | L | Annual | Standard CO2 | lb/MMBtu | 173.5313 | 173.5313 | 173.5313 | 173.5313 | 173.5313 | 173.5313 | 173.5313
EPA723 CO2 Rate Limit for NG Cofire - ORIS:8042 | 479 | 8119 | Rate Constraint in lbs/MMBtu | FALSE | L | Annual | Emissions at Affected Plants CO2 | Thousand Tons | 0 | 0 | 0 | 0 | 0 | 0 | 0
EPA723 CO2 Rate Limit for NG Cofire - ORIS:8042 | 479 | 8119 | Rate Constraint in lbs/MMBtu | FALSE | L | Annual | Allowances Purchased CO2 | Thousand Tons | 0 | 0 | 0 | 0 | 0 | 0 | 0
EPA723 CO2 Rate Limit for NG Cofire - ORIS:8042 | 479 | 8119 | Rate Constraint in lbs/MMBtu | FALSE | L | Annual | Allowances Sold CO2 | Thousand Tons | 0 | 0 | 0 | 0 | 0 | 0 | 0
EPA723 CO2 Rate Limit for NG Cofire - ORIS:8042 | 479 | 8119 | Rate Constraint in lbs/MMBtu | FALSE | L | Annual | Allowances Banked | Thousand Tons | 0 | 0 | 0 | 0 | 0 | 0 | 0
EPA723 CO2 Rate Limit for NG Cofire - ORIS:8042 | 479 | 8119 | Rate Constraint in lbs/MMBtu | FALSE | L | Annual | Allowances Withdrawn (1:1) | Thousand Tons | 0 | 0 | 0 | 0 | 0 | 0 | 0
EPA723 CO2 Rate Limit for NG Cofire - ORIS:8042 | 479 | 8119 | Rate Constraint in lbs/MMBtu | FALSE | L | Annual | Allowances Withdrawn (n:1) | Thousand Tons | 0 | 0 | 0 | 0 | 0 | 0 | 0
EPA723 CO2 Rate Limit for NG Cofire - ORIS:8042 | 479 | 8119 | Rate Constraint in lbs/MMBtu | FALSE | L | Annual | Net Emissions Allowance Position | Thousand Tons | 0 | 0 | 0 | 0 | 0 | 0 | 0
EPA723 CO2 Rate Limit for NG Cofire - ORIS:8042 | 479 | 8119 | Rate Constraint in lbs/MMBtu | FALSE | L | Annual | Fuel Consumed | TBtu | 0 | 0 | 0 | 0 | 0 | 0 | 0
EPA723 CO2 Rate Limit for NG Cofire - ORIS:8042 | 479 | 8119 | Rate Constraint in lbs/MMBtu | FALSE | L | Annual | Rate | lb/MMBtu | 0 | 0 | 0 | 0 | 0 | 0 | 0
EPA723 CO2 Rate Limit for NG Cofire - ORIS:8042 | 479 | 8119 | Rate Constraint in lbs/MMBtu | FALSE | L | Annual | Generation | TWh | 0 | 0 | 0 | 0 | 0 | 0 | 0
EPA723 CO2 Rate Limit for NG Cofire - ORIS:8042 | 479 | 8119 | Rate Constraint in lbs/MMBtu | FALSE | L | Annual | Qualifying Generation | TWh | 0 | 0 | 0 | 0 | 0 | 0 | 0
EPA723 CO2 Rate Limit for NG Cofire - ORIS:8042 | 479 | 8119 | Rate Constraint in lbs/MMBtu | FALSE | L | Annual | Rate | lb/MWh | 0 | 0 | 0 | 0 | 0 | 0 | 0
EPA723 CO2 Rate Limit for NG Cofire - ORIS:8042 | 479 | 8119 | Rate Constraint in lbs/MMBtu | FALSE | L | Annual | Constraint Shadow Price | US2022$/Ton | 0 | 15.78 | 33.854 | 59.4628 | 666.3888 | 621.2299 | 66.4085
EPA723 CO2 Rate Limit for NG Cofire - ORIS:8066 | 480 | 8120 | Rate Constraint in lbs/MMBtu | FALSE | L | Annual | Seasons Included | Seasons |  | Winter, Spring, Summer, Fall | Winter, Spring, Summer, Fall | Winter, Spring, Summer, Fall | Winter, Spring, Summer, Fall | Winter, Spring, Summer, Fall | Winter, Spring, Summer, Fall
EPA723 CO2 Rate Limit for NG Cofire - ORIS:8066 | 480 | 8120 | Rate Constraint in lbs/MMBtu | FALSE | L | Annual | Standard CO2 | lb/MMBtu | 176.3616 | 176.3616 | 176.3616 | 176.3616 | 176.3616 | 176.3616 | 176.3616
EPA723 CO2 Rate Limit for NG Cofire - ORIS:8066 | 480 | 8120 | Rate Constraint in lbs/MMBtu | FALSE | L | Annual | Emissions at Affected Plants CO2 | Thousand Tons | 0 | 0 | 0 | 0 | 0 | 0 | 0
EPA723 CO2 Rate Limit for NG Cofire - ORIS:8066 | 480 | 8120 | Rate Constraint in lbs/MMBtu | FALSE | L | Annual | Allowances Purchased CO2 | Thousand Tons | 0 | 0 | 0 | 0 | 0 | 0 | 0
EPA723 CO2 Rate Limit for NG Cofire - ORIS:8066 | 480 | 8120 | Rate Constraint in lbs/MMBtu | FALSE | L | Annual | Allowances Sold CO2 | Thousand Tons | 0 | 0 | 0 | 0 | 0 | 0 | 0
EPA723 CO2 Rate Limit for NG Cofire - ORIS:8066 | 480 | 8120 | Rate Constraint in lbs/MMBtu | FALSE | L | Annual | Allowances Banked | Thousand Tons | 0 | 0 | 0 | 0 | 0 | 0 | 0
EPA723 CO2 Rate Limit for NG Cofire - ORIS:8066 | 480 | 8120 | Rate Constraint in lbs/MMBtu | FALSE | L | Annual | Allowances Withdrawn (1:1) | Thousand Tons | 0 | 0 | 0 | 0 | 0 | 0 | 0
EPA723 CO2 Rate Limit for NG Cofire - ORIS:8066 | 480 | 8120 | Rate Constraint in lbs/MMBtu | FALSE | L | Annual | Allowances Withdrawn (n:1) | Thousand Tons | 0 | 0 | 0 | 0 | 0 | 0 | 0
EPA723 CO2 Rate Limit for NG Cofire - ORIS:8066 | 480 | 8120 | Rate Constraint in lbs/MMBtu | FALSE | L | Annual | Net Emissions Allowance Position | Thousand Tons | 0 | 0 | 0 | 0 | 0 | 0 | 0
EPA723 CO2 Rate Limit for NG Cofire - ORIS:8066 | 480 | 8120 | Rate Constraint in lbs/MMBtu | FALSE | L | Annual | Fuel Consumed | TBtu | 0 | 0 | 0 | 0 | 0 | 0 | 0
EPA723 CO2 Rate Limit for NG Cofire - ORIS:8066 | 480 | 8120 | Rate Constraint in lbs/MMBtu | FALSE | L | Annual | Rate | lb/MMBtu | 0 | 0 | 0 | 0 | 0 | 0 | 0
EPA723 CO2 Rate Limit for NG Cofire - ORIS:8066 | 480 | 8120 | Rate Constraint in lbs/MMBtu | FALSE | L | Annual | Generation | TWh | 0 | 0 | 0 | 0 | 0 | 0 | 0
EPA723 CO2 Rate Limit for NG Cofire - ORIS:8066 | 480 | 8120 | Rate Constraint in lbs/MMBtu | FALSE | L | Annual | Qualifying Generation | TWh | 0 | 0 | 0 | 0 | 0 | 0 | 0
EPA723 CO2 Rate Limit for NG Cofire - ORIS:8066 | 480 | 8120 | Rate Constraint in lbs/MMBtu | FALSE | L | Annual | Rate | lb/MWh | 0 | 0 | 0 | 0 | 0 | 0 | 0
EPA723 CO2 Rate Limit for NG Cofire - ORIS:8066 | 480 | 8120 | Rate Constraint in lbs/MMBtu | FALSE | L | Annual | Constraint Shadow Price | US2022$/Ton | 0 | 65.5778 | 50.5051 | 84.8373 | 538.4471 | 524.4196 | 155.1891
EPA723 CO2 Rate Limit for NG Cofire - ORIS:8069 | 481 | 8121 | Rate Constraint in lbs/MMBtu | FALSE | L | Annual | Seasons Included | Seasons |  | Winter, Spring, Summer, Fall | Winter, Spring, Summer, Fall | Winter, Spring, Summer, Fall | Winter, Spring, Summer, Fall | Winter, Spring, Summer, Fall | Winter, Spring, Summer, Fall
EPA723 CO2 Rate Limit for NG Cofire - ORIS:8069 | 481 | 8121 | Rate Constraint in lbs/MMBtu | FALSE | L | Annual | Standard CO2 | lb/MMBtu | 173.5519 | 173.5519 | 173.5519 | 173.5519 | 173.5519 | 173.5519 | 173.5519
EPA723 CO2 Rate Limit for NG Cofire - ORIS:8069 | 481 | 8121 | Rate Constraint in lbs/MMBtu | FALSE | L | Annual | Emissions at Affected Plants CO2 | Thousand Tons | 0 | 0 | 0 | 0 | 0 | 0 | 0
EPA723 CO2 Rate Limit for NG Cofire - ORIS:8069 | 481 | 8121 | Rate Constraint in lbs/MMBtu | FALSE | L | Annual | Allowances Purchased CO2 | Thousand Tons | 0 | 0 | 0 | 0 | 0 | 0 | 0
EPA723 CO2 Rate Limit for NG Cofire - ORIS:8069 | 481 | 8121 | Rate Constraint in lbs/MMBtu | FALSE | L | Annual | Allowances Sold CO2 | Thousand Tons | 0 | 0 | 0 | 0 | 0 | 0 | 0
EPA723 CO2 Rate Limit for NG Cofire - ORIS:8069 | 481 | 8121 | Rate Constraint in lbs/MMBtu | FALSE | L | Annual | Allowances Banked | Thousand Tons | 0 | 0 | 0 | 0 | 0 | 0 | 0
EPA723 CO2 Rate Limit for NG Cofire - ORIS:8069 | 481 | 8121 | Rate Constraint in lbs/MMBtu | FALSE | L | Annual | Allowances Withdrawn (1:1) | Thousand Tons | 0 | 0 | 0 | 0 | 0 | 0 | 0
EPA723 CO2 Rate Limit for NG Cofire - ORIS:8069 | 481 | 8121 | Rate Constraint in lbs/MMBtu | FALSE | L | Annual | Allowances Withdrawn (n:1) | Thousand Tons | 0 | 0 | 0 | 0 | 0 | 0 | 0
EPA723 CO2 Rate Limit for NG Cofire - ORIS:8069 | 481 | 8121 | Rate Constraint in lbs/MMBtu | FALSE | L | Annual | Net Emissions Allowance Position | Thousand Tons | 0 | 0 | 0 | 0 | 0 | 0 | 0
EPA723 CO2 Rate Limit for NG Cofire - ORIS:8069 | 481 | 8121 | Rate Constraint in lbs/MMBtu | FALSE | L | Annual | Fuel Consumed | TBtu | 0 | 0 | 0 | 0 | 0 | 0 | 0
EPA723 CO2 Rate Limit for NG Cofire - ORIS:8069 | 481 | 8121 | Rate Constraint in lbs/MMBtu | FALSE | L | Annual | Rate | lb/MMBtu | 0 | 0 | 0 | 0 | 0 | 0 | 0
EPA723 CO2 Rate Limit for NG Cofire - ORIS:8069 | 481 | 8121 | Rate Constraint in lbs/MMBtu | FALSE | L | Annual | Generation | TWh | 0 | 0 | 0 | 0 | 0 | 0 | 0
EPA723 CO2 Rate Limit for NG Cofire - ORIS:8069 | 481 | 8121 | Rate Constraint in lbs/MMBtu | FALSE | L | Annual | Qualifying Generation | TWh | 0 | 0 | 0 | 0 | 0 | 0 | 0
EPA723 CO2 Rate Limit for NG Cofire - ORIS:8069 | 481 | 8121 | Rate Constraint in lbs/MMBtu | FALSE | L | Annual | Rate | lb/MWh | 0 | 0 | 0 | 0 | 0 | 0 | 0
EPA723 CO2 Rate Limit for NG Cofire - ORIS:8069 | 481 | 8121 | Rate Constraint in lbs/MMBtu | FALSE | L | Annual | Constraint Shadow Price | US2022$/Ton | 0 | 83.4904 | 99.494 | 166.9079 | 662.8305 | 619.3427 | 262.4193
EPA723 CO2 Rate Limit for NG Cofire - ORIS:8102 | 482 | 8122 | Rate Constraint in lbs/MMBtu | FALSE | L | Annual | Seasons Included | Seasons |  | Winter, Spring, Summer, Fall | Winter, Spring, Summer, Fall | Winter, Spring, Summer, Fall | Winter, Spring, Summer, Fall | Winter, Spring, Summer, Fall | Winter, Spring, Summer, Fall
EPA723 CO2 Rate Limit for NG Cofire - ORIS:8102 | 482 | 8122 | Rate Constraint in lbs/MMBtu | FALSE | L | Annual | Standard CO2 | lb/MMBtu | 174.8101 | 174.8101 | 174.8101 | 174.8101 | 174.8101 | 174.8101 | 174.8101
EPA723 CO2 Rate Limit for NG Cofire - ORIS:8102 | 482 | 8122 | Rate Constraint in lbs/MMBtu | FALSE | L | Annual | Emissions at Affected Plants CO2 | Thousand Tons | 0 | 0 | 0 | 0 | 0 | 0 | 0
EPA723 CO2 Rate Limit for NG Cofire - ORIS:8102 | 482 | 8122 | Rate Constraint in lbs/MMBtu | FALSE | L | Annual | Allowances Purchased CO2 | Thousand Tons | 0 | 0 | 0 | 0 | 0 | 0 | 0
EPA723 CO2 Rate Limit for NG Cofire - ORIS:8102 | 482 | 8122 | Rate Constraint in lbs/MMBtu | FALSE | L | Annual | Allowances Sold CO2 | Thousand Tons | 0 | 0 | 0 | 0 | 0 | 0 | 0
EPA723 CO2 Rate Limit for NG Cofire - ORIS:8102 | 482 | 8122 | Rate Constraint in lbs/MMBtu | FALSE | L | Annual | Allowances Banked | Thousand Tons | 0 | 0 | 0 | 0 | 0 | 0 | 0
EPA723 CO2 Rate Limit for NG Cofire - ORIS:8102 | 482 | 8122 | Rate Constraint in lbs/MMBtu | FALSE | L | Annual | Allowances Withdrawn (1:1) | Thousand Tons | 0 | 0 | 0 | 0 | 0 | 0 | 0
EPA723 CO2 Rate Limit for NG Cofire - ORIS:8102 | 482 | 8122 | Rate Constraint in lbs/MMBtu | FALSE | L | Annual | Allowances Withdrawn (n:1) | Thousand Tons | 0 | 0 | 0 | 0 | 0 | 0 | 0
EPA723 CO2 Rate Limit for NG Cofire - ORIS:8102 | 482 | 8122 | Rate Constraint in lbs/MMBtu | FALSE | L | Annual | Net Emissions Allowance Position | Thousand Tons | 0 | 0 | 0 | 0 | 0 | 0 | 0
EPA723 CO2 Rate Limit for NG Cofire - ORIS:8102 | 482 | 8122 | Rate Constraint in lbs/MMBtu | FALSE | L | Annual | Fuel Consumed | TBtu | 0 | 0 | 0 | 0 | 0 | 0 | 0
EPA723 CO2 Rate Limit for NG Cofire - ORIS:8102 | 482 | 8122 | Rate Constraint in lbs/MMBtu | FALSE | L | Annual | Rate | lb/MMBtu | 0 | 0 | 0 | 0 | 0 | 0 | 0
EPA723 CO2 Rate Limit for NG Cofire - ORIS:8102 | 482 | 8122 | Rate Constraint in lbs/MMBtu | FALSE | L | Annual | Generation | TWh | 0 | 0 | 0 | 0 | 0 | 0 | 0
EPA723 CO2 Rate Limit for NG Cofire - ORIS:8102 | 482 | 8122 | Rate Constraint in lbs/MMBtu | FALSE | L | Annual | Qualifying Generation | TWh | 0 | 0 | 0 | 0 | 0 | 0 | 0
EPA723 CO2 Rate Limit for NG Cofire - ORIS:8102 | 482 | 8122 | Rate Constraint in lbs/MMBtu | FALSE | L | Annual | Rate | lb/MWh | 0 | 0 | 0 | 0 | 0 | 0 | 0
EPA723 CO2 Rate Limit for NG Cofire - ORIS:8102 | 482 | 8122 | Rate Constraint in lbs/MMBtu | FALSE | L | Annual | Constraint Shadow Price | US2022$/Ton | 0 | 43.3746 | 55.4551 | 14.327 | 9.9217 | 338.3789 | 136.8461
EPA723 CO2 Rate Limit for NG Cofire - ORIS:8222 | 483 | 8123 | Rate Constraint in lbs/MMBtu | FALSE | L | Annual | Seasons Included | Seasons |  | Winter, Spring, Summer, Fall | Winter, Spring, Summer, Fall | Winter, Spring, Summer, Fall | Winter, Spring, Summer, Fall | Winter, Spring, Summer, Fall | Winter, Spring, Summer, Fall
EPA723 CO2 Rate Limit for NG Cofire - ORIS:8222 | 483 | 8123 | Rate Constraint in lbs/MMBtu | FALSE | L | Annual | Standard CO2 | lb/MMBtu | 176.402 | 176.402 | 176.402 | 176.402 | 176.402 | 176.402 | 176.402
EPA723 CO2 Rate Limit for NG Cofire - ORIS:8222 | 483 | 8123 | Rate Constraint in lbs/MMBtu | FALSE | L | Annual | Emissions at Affected Plants CO2 | Thousand Tons | 0 | 0 | 0 | 0 | 0 | 0 | 0
EPA723 CO2 Rate Limit for NG Cofire - ORIS:8222 | 483 | 8123 | Rate Constraint in lbs/MMBtu | FALSE | L | Annual | Allowances Purchased CO2 | Thousand Tons | 0 | 0 | 0 | 0 | 0 | 0 | 0
EPA723 CO2 Rate Limit for NG Cofire - ORIS:8222 | 483 | 8123 | Rate Constraint in lbs/MMBtu | FALSE | L | Annual | Allowances Sold CO2 | Thousand Tons | 0 | 0 | 0 | 0 | 0 | 0 | 0
EPA723 CO2 Rate Limit for NG Cofire - ORIS:8222 | 483 | 8123 | Rate Constraint in lbs/MMBtu | FALSE | L | Annual | Allowances Banked | Thousand Tons | 0 | 0 | 0 | 0 | 0 | 0 | 0
EPA723 CO2 Rate Limit for NG Cofire - ORIS:8222 | 483 | 8123 | Rate Constraint in lbs/MMBtu | FALSE | L | Annual | Allowances Withdrawn (1:1) | Thousand Tons | 0 | 0 | 0 | 0 | 0 | 0 | 0
EPA723 CO2 Rate Limit for NG Cofire - ORIS:8222 | 483 | 8123 | Rate Constraint in lbs/MMBtu | FALSE | L | Annual | Allowances Withdrawn (n:1) | Thousand Tons | 0 | 0 | 0 | 0 | 0 | 0 | 0
EPA723 CO2 Rate Limit for NG Cofire - ORIS:8222 | 483 | 8123 | Rate Constraint in lbs/MMBtu | FALSE | L | Annual | Net Emissions Allowance Position | Thousand Tons | 0 | 0 | 0 | 0 | 0 | 0 | 0
EPA723 CO2 Rate Limit for NG Cofire - ORIS:8222 | 483 | 8123 | Rate Constraint in lbs/MMBtu | FALSE | L | Annual | Fuel Consumed | TBtu | 0 | 0 | 0 | 0 | 0 | 0 | 0
EPA723 CO2 Rate Limit for NG Cofire - ORIS:8222 | 483 | 8123 | Rate Constraint in lbs/MMBtu | FALSE | L | Annual | Rate | lb/MMBtu | 0 | 0 | 0 | 0 | 0 | 0 | 0
EPA723 CO2 Rate Limit for NG Cofire - ORIS:8222 | 483 | 8123 | Rate Constraint in lbs/MMBtu | FALSE | L | Annual | Generation | TWh | 0 | 0 | 0 | 0 | 0 | 0 | 0
EPA723 CO2 Rate Limit for NG Cofire - ORIS:8222 | 483 | 8123 | Rate Constraint in lbs/MMBtu | FALSE | L | Annual | Qualifying Generation | TWh | 0 | 0 | 0 | 0 | 0 | 0 | 0
EPA723 CO2 Rate Limit for NG Cofire - ORIS:8222 | 483 | 8123 | Rate Constraint in lbs/MMBtu | FALSE | L | Annual | Rate | lb/MWh | 0 | 0 | 0 | 0 | 0 | 0 | 0
EPA723 CO2 Rate Limit for NG Cofire - ORIS:8222 | 483 | 8123 | Rate Constraint in lbs/MMBtu | FALSE | L | Annual | Constraint Shadow Price | US2022$/Ton | 0 | 49.6651 | 99.3796 | 0 | 0 | 44.0461 | 57.2905
EPA723 CO2 Rate Limit for NG Cofire - ORIS:8223 | 484 | 8124 | Rate Constraint in lbs/MMBtu | FALSE | L | Annual | Seasons Included | Seasons |  | Winter, Spring, Summer, Fall | Winter, Spring, Summer, Fall | Winter, Spring, Summer, Fall | Winter, Spring, Summer, Fall | Winter, Spring, Summer, Fall | Winter, Spring, Summer, Fall
EPA723 CO2 Rate Limit for NG Cofire - ORIS:8223 | 484 | 8124 | Rate Constraint in lbs/MMBtu | FALSE | L | Annual | Standard CO2 | lb/MMBtu | 176.252 | 176.252 | 176.252 | 176.252 | 176.252 | 176.252 | 176.252
EPA723 CO2 Rate Limit for NG Cofire - ORIS:8223 | 484 | 8124 | Rate Constraint in lbs/MMBtu | FALSE | L | Annual | Emissions at Affected Plants CO2 | Thousand Tons | 0 | 0 | 0 | 0 | 0 | 0 | 0
EPA723 CO2 Rate Limit for NG Cofire - ORIS:8223 | 484 | 8124 | Rate Constraint in lbs/MMBtu | FALSE | L | Annual | Allowances Purchased CO2 | Thousand Tons | 0 | 0 | 0 | 0 | 0 | 0 | 0
EPA723 CO2 Rate Limit for NG Cofire - ORIS:8223 | 484 | 8124 | Rate Constraint in lbs/MMBtu | FALSE | L | Annual | Allowances Sold CO2 | Thousand Tons | 0 | 0 | 0 | 0 | 0 | 0 | 0
EPA723 CO2 Rate Limit for NG Cofire - ORIS:8223 | 484 | 8124 | Rate Constraint in lbs/MMBtu | FALSE | L | Annual | Allowances Banked | Thousand Tons | 0 | 0 | 0 | 0 | 0 | 0 | 0
EPA723 CO2 Rate Limit for NG Cofire - ORIS:8223 | 484 | 8124 | Rate Constraint in lbs/MMBtu | FALSE | L | Annual | Allowances Withdrawn (1:1) | Thousand Tons | 0 | 0 | 0 | 0 | 0 | 0 | 0
EPA723 CO2 Rate Limit for NG Cofire - ORIS:8223 | 484 | 8124 | Rate Constraint in lbs/MMBtu | FALSE | L | Annual | Allowances Withdrawn (n:1) | Thousand Tons | 0 | 0 | 0 | 0 | 0 | 0 | 0
EPA723 CO2 Rate Limit for NG Cofire - ORIS:8223 | 484 | 8124 | Rate Constraint in lbs/MMBtu | FALSE | L | Annual | Net Emissions Allowance Position | Thousand Tons | 0 | 0 | 0 | 0 | 0 | 0 | 0
EPA723 CO2 Rate Limit for NG Cofire - ORIS:8223 | 484 | 8124 | Rate Constraint in lbs/MMBtu | FALSE | L | Annual | Fuel Consumed | TBtu | 0 | 0 | 0 | 0 | 0 | 0 | 0
EPA723 CO2 Rate Limit for NG Cofire - ORIS:8223 | 484 | 8124 | Rate Constraint in lbs/MMBtu | FALSE | L | Annual | Rate | lb/MMBtu | 0 | 0 | 0 | 0 | 0 | 0 | 0
EPA723 CO2 Rate Limit for NG Cofire - ORIS:8223 | 484 | 8124 | Rate Constraint in lbs/MMBtu | FALSE | L | Annual | Generation | TWh | 0 | 0 | 0 | 0 | 0 | 0 | 0
EPA723 CO2 Rate Limit for NG Cofire - ORIS:8223 | 484 | 8124 | Rate Constraint in lbs/MMBtu | FALSE | L | Annual | Qualifying Generation | TWh | 0 | 0 | 0 | 0 | 0 | 0 | 0
EPA723 CO2 Rate Limit for NG Cofire - ORIS:8223 | 484 | 8124 | Rate Constraint in lbs/MMBtu | FALSE | L | Annual | Rate | lb/MWh | 0 | 0 | 0 | 0 | 0 | 0 | 0
EPA723 CO2 Rate Limit for NG Cofire - ORIS:8223 | 484 | 8124 | Rate Constraint in lbs/MMBtu | FALSE | L | Annual | Constraint Shadow Price | US2022$/Ton | 0 | 26.2744 | 213.06 | 1377.1692 | 17.102 | 248.0604 | 135.8209
EPA723 CO2 Rate Limit for NG Cofire - ORIS:963 | 485 | 8034 | Rate Constraint in lbs/MMBtu | FALSE | L | Annual | Seasons Included | Seasons |  | Winter, Spring, Summer, Fall | Winter, Spring, Summer, Fall | Winter, Spring, Summer, Fall | Winter, Spring, Summer, Fall | Winter, Spring, Summer, Fall | Winter, Spring, Summer, Fall
EPA723 CO2 Rate Limit for NG Cofire - ORIS:963 | 485 | 8034 | Rate Constraint in lbs/MMBtu | FALSE | L | Annual | Standard CO2 | lb/MMBtu | 170.1894 | 170.1894 | 170.1894 | 170.1894 | 170.1894 | 170.1894 | 170.1894
EPA723 CO2 Rate Limit for NG Cofire - ORIS:963 | 485 | 8034 | Rate Constraint in lbs/MMBtu | FALSE | L | Annual | Emissions at Affected Plants CO2 | Thousand Tons | 0 | 0 | 0 | 0 | 0 | 0 | 0
EPA723 CO2 Rate Limit for NG Cofire - ORIS:963 | 485 | 8034 | Rate Constraint in lbs/MMBtu | FALSE | L | Annual | Allowances Purchased CO2 | Thousand Tons | 0 | 0 | 0 | 0 | 0 | 0 | 0
EPA723 CO2 Rate Limit for NG Cofire - ORIS:963 | 485 | 8034 | Rate Constraint in lbs/MMBtu | FALSE | L | Annual | Allowances Sold CO2 | Thousand Tons | 0 | 0 | 0 | 0 | 0 | 0 | 0
EPA723 CO2 Rate Limit for NG Cofire - ORIS:963 | 485 | 8034 | Rate Constraint in lbs/MMBtu | FALSE | L | Annual | Allowances Banked | Thousand Tons | 0 | 0 | 0 | 0 | 0 | 0 | 0
EPA723 CO2 Rate Limit for NG Cofire - ORIS:963 | 485 | 8034 | Rate Constraint in lbs/MMBtu | FALSE | L | Annual | Allowances Withdrawn (1:1) | Thousand Tons | 0 | 0 | 0 | 0 | 0 | 0 | 0
EPA723 CO2 Rate Limit for NG Cofire - ORIS:963 | 485 | 8034 | Rate Constraint in lbs/MMBtu | FALSE | L | Annual | Allowances Withdrawn (n:1) | Thousand Tons | 0 | 0 | 0 | 0 | 0 | 0 | 0
EPA723 CO2 Rate Limit for NG Cofire - ORIS:963 | 485 | 8034 | Rate Constraint in lbs/MMBtu | FALSE | L | Annual | Net Emissions Allowance Position | Thousand Tons | 0 | 0 | 0 | 0 | 0 | 0 | 0
EPA723 CO2 Rate Limit for NG Cofire - ORIS:963 | 485 | 8034 | Rate Constraint in lbs/MMBtu | FALSE | L | Annual | Fuel Consumed | TBtu | 0 | 0 | 0 | 0 | 0 | 0 | 0
EPA723 CO2 Rate Limit for NG Cofire - ORIS:963 | 485 | 8034 | Rate Constraint in lbs/MMBtu | FALSE | L | Annual | Rate | lb/MMBtu | 0 | 0 | 0 | 0 | 0 | 0 | 0
EPA723 CO2 Rate Limit for NG Cofire - ORIS:963 | 485 | 8034 | Rate Constraint in lbs/MMBtu | FALSE | L | Annual | Generation | TWh | 0 | 0 | 0 | 0 | 0 | 0 | 0
EPA723 CO2 Rate Limit for NG Cofire - ORIS:963 | 485 | 8034 | Rate Constraint in lbs/MMBtu | FALSE | L | Annual | Qualifying Generation | TWh | 0 | 0 | 0 | 0 | 0 | 0 | 0
EPA723 CO2 Rate Limit for NG Cofire - ORIS:963 | 485 | 8034 | Rate Constraint in lbs/MMBtu | FALSE | L | Annual | Rate | lb/MWh | 0 | 0 | 0 | 0 | 0 | 0 | 0
EPA723 CO2 Rate Limit for NG Cofire - ORIS:963 | 485 | 8034 | Rate Constraint in lbs/MMBtu | FALSE | L | Annual | Constraint Shadow Price | US2022$/Ton | 0 | 64.3448 | 70.8967 | 4.2284 | 0 | 44.8468 | 65.4911
EPA723 CO2 Rate Limit for NG Cofire - ORIS:983 | 486 | 8035 | Rate Constraint in lbs/MMBtu | FALSE | L | Annual | Seasons Included | Seasons |  | Winter, Spring, Summer, Fall | Winter, Spring, Summer, Fall | Winter, Spring, Summer, Fall | Winter, Spring, Summer, Fall | Winter, Spring, Summer, Fall | Winter, Spring, Summer, Fall
EPA723 CO2 Rate Limit for NG Cofire - ORIS:983 | 486 | 8035 | Rate Constraint in lbs/MMBtu | FALSE | L | Annual | Standard CO2 | lb/MMBtu | 180.5389 | 180.5389 | 180.5389 | 180.5389 | 180.5389 | 180.5389 | 180.5389
EPA723 CO2 Rate Limit for NG Cofire - ORIS:983 | 486 | 8035 | Rate Constraint in lbs/MMBtu | FALSE | L | Annual | Emissions at Affected Plants CO2 | Thousand Tons | 0 | 0 | 0 | 0 | 0 | 0 | 0
EPA723 CO2 Rate Limit for NG Cofire - ORIS:983 | 486 | 8035 | Rate Constraint in lbs/MMBtu | FALSE | L | Annual | Allowances Purchased CO2 | Thousand Tons | 0 | 0 | 0 | 0 | 0 | 0 | 0
EPA723 CO2 Rate Limit for NG Cofire - ORIS:983 | 486 | 8035 | Rate Constraint in lbs/MMBtu | FALSE | L | Annual | Allowances Sold CO2 | Thousand Tons | 0 | 0 | 0 | 0 | 0 | 0 | 0
EPA723 CO2 Rate Limit for NG Cofire - ORIS:983 | 486 | 8035 | Rate Constraint in lbs/MMBtu | FALSE | L | Annual | Allowances Banked | Thousand Tons | 0 | 0 | 0 | 0 | 0 | 0 | 0
EPA723 CO2 Rate Limit for NG Cofire - ORIS:983 | 486 | 8035 | Rate Constraint in lbs/MMBtu | FALSE | L | Annual | Allowances Withdrawn (1:1) | Thousand Tons | 0 | 0 | 0 | 0 | 0 | 0 | 0
EPA723 CO2 Rate Limit for NG Cofire - ORIS:983 | 486 | 8035 | Rate Constraint in lbs/MMBtu | FALSE | L | Annual | Allowances Withdrawn (n:1) | Thousand Tons | 0 | 0 | 0 | 0 | 0 | 0 | 0
EPA723 CO2 Rate Limit for NG Cofire - ORIS:983 | 486 | 8035 | Rate Constraint in lbs/MMBtu | FALSE | L | Annual | Net Emissions Allowance Position | Thousand Tons | 0 | 0 | 0 | 0 | 0 | 0 | 0
EPA723 CO2 Rate Limit for NG Cofire - ORIS:983 | 486 | 8035 | Rate Constraint in lbs/MMBtu | FALSE | L | Annual | Fuel Consumed | TBtu | 0 | 0 | 0 | 0 | 0 | 0 | 0
EPA723 CO2 Rate Limit for NG Cofire - ORIS:983 | 486 | 8035 | Rate Constraint in lbs/MMBtu | FALSE | L | Annual | Rate | lb/MMBtu | 0 | 0 | 0 | 0 | 0 | 0 | 0
EPA723 CO2 Rate Limit for NG Cofire - ORIS:983 | 486 | 8035 | Rate Constraint in lbs/MMBtu | FALSE | L | Annual | Generation | TWh | 0 | 0 | 0 | 0 | 0 | 0 | 0
EPA723 CO2 Rate Limit for NG Cofire - ORIS:983 | 486 | 8035 | Rate Constraint in lbs/MMBtu | FALSE | L | Annual | Qualifying Generation | TWh | 0 | 0 | 0 | 0 | 0 | 0 | 0
EPA723 CO2 Rate Limit for NG Cofire - ORIS:983 | 486 | 8035 | Rate Constraint in lbs/MMBtu | FALSE | L | Annual | Rate | lb/MWh | 0 | 0 | 0 | 0 | 0 | 0 | 0
EPA723 CO2 Rate Limit for NG Cofire - ORIS:983 | 486 | 8035 | Rate Constraint in lbs/MMBtu | FALSE | L | Annual | Constraint Shadow Price | US2022$/Ton | 0 | 41.2534 | 49.0739 | 38.4619 | 34.6191 | 93.0772 | 123.2085
IL Climate ParentID 1082- CO2 Cap Annual v6.20 | 487 | 7769 | Rate Constraint in MTons | FALSE | L | Annual | Seasons Included | Seasons | Winter, Spring, Summer, Fall | Winter, Spring, Summer, Fall | Winter, Spring, Summer, Fall | Winter, Spring, Summer, Fall | Winter, Spring, Summer, Fall | Winter, Spring, Summer, Fall | Winter, Spring, Summer, Fall
IL Climate ParentID 1082- CO2 Cap Annual v6.20 | 487 | 7769 | Rate Constraint in MTons | FALSE | L | Annual | Standard CO2 | Thousand Tons | NA | NA | 16.0643 | 16.0643 | 16.0643 | 16.0643 | 16.0643
IL Climate ParentID 1082- CO2 Cap Annual v6.20 | 487 | 7769 | Rate Constraint in MTons | FALSE | L | Annual | Emissions at Affected Plants CO2 | Thousand Tons | 0 | 0 | 2.2781 | 0 | 0 | 0 | 0
IL Climate ParentID 1082- CO2 Cap Annual v6.20 | 487 | 7769 | Rate Constraint in MTons | FALSE | L | Annual | Allowances Purchased CO2 | Thousand Tons | 0 | 0 | 0 | 0 | 0 | 0 | 0
IL Climate ParentID 1082- CO2 Cap Annual v6.20 | 487 | 7769 | Rate Constraint in MTons | FALSE | L | Annual | Allowances Sold CO2 | Thousand Tons | 0 | 0 | 0 | 0 | 0 | 0 | 0
IL Climate ParentID 1082- CO2 Cap Annual v6.20 | 487 | 7769 | Rate Constraint in MTons | FALSE | L | Annual | Allowances Banked | Thousand Tons | 0 | 0 | 0 | 0 | 0 | 0 | 0
IL Climate ParentID 1082- CO2 Cap Annual v6.20 | 487 | 7769 | Rate Constraint in MTons | FALSE | L | Annual | Allowances Withdrawn (1:1) | Thousand Tons | 0 | 0 | 0 | 0 | 0 | 0 | 0
IL Climate ParentID 1082- CO2 Cap Annual v6.20 | 487 | 7769 | Rate Constraint in MTons | FALSE | L | Annual | Allowances Withdrawn (n:1) | Thousand Tons | 0 | 0 | 0 | 0 | 0 | 0 | 0
IL Climate ParentID 1082- CO2 Cap Annual v6.20 | 487 | 7769 | Rate Constraint in MTons | FALSE | L | Annual | Net Emissions Allowance Position | Thousand Tons | 0 | 0 | 2.2781 | 0 | 0 | 0 | 0
IL Climate ParentID 1082- CO2 Cap Annual v6.20 | 487 | 7769 | Rate Constraint in MTons | FALSE | L | Annual | Fuel Consumed | TBtu | 0 | 0 | 0.038915 | 0 | 0 | 0 | 0
IL Climate ParentID 1082- CO2 Cap Annual v6.20 | 487 | 7769 | Rate Constraint in MTons | FALSE | L | Annual | Rate | lb/MMBtu | 0 | 0 | 117.08 | 0 | 0 | 0 | 0
IL Climate ParentID 1082- CO2 Cap Annual v6.20 | 487 | 7769 | Rate Constraint in MTons | FALSE | L | Annual | Generation | TWh | 0 | 0 | 0.0034103 | 0 | 0 | 0 | 0
IL Climate ParentID 1082- CO2 Cap Annual v6.20 | 487 | 7769 | Rate Constraint in MTons | FALSE | L | Annual | Qualifying Generation | TWh | 0 | 0 | 0.0034103 | 0 | 0 | 0 | 0
IL Climate ParentID 1082- CO2 Cap Annual v6.20 | 487 | 7769 | Rate Constraint in MTons | FALSE | L | Annual | Rate | lb/MWh | 0 | 0 | 1335.9999 | 0 | 0 | 0 | 0
IL Climate ParentID 1082- CO2 Cap Annual v6.20 | 487 | 7769 | Rate Constraint in MTons | FALSE | L | Annual | Constraint Shadow Price | US2022$/Ton | 0 | 0 | 0 | 0 | 0 | 0 | 0
IL Climate ParentID 1087- CO2 Cap Annual v6.20 | 488 | 7770 | Rate Constraint in MTons | FALSE | L | Annual | Seasons Included | Seasons | Winter, Spring, Summer, Fall | Winter, Spring, Summer, Fall | Winter, Spring, Summer, Fall | Winter, Spring, Summer, Fall | Winter, Spring, Summer, Fall | Winter, Spring, Summer, Fall | Winter, Spring, Summer, Fall
IL Climate ParentID 1087- CO2 Cap Annual v6.20 | 488 | 7770 | Rate Constraint in MTons | FALSE | L | Annual | Standard CO2 | Thousand Tons | NA | NA | 0.84671 | 0.84671 | 0.84671 | 0.84671 | 0.84671
IL Climate ParentID 1087- CO2 Cap Annual v6.20 | 488 | 7770 | Rate Constraint in MTons | FALSE | L | Annual | Emissions at Affected Plants CO2 | Thousand Tons | 0 | 0 | 0.37359 | 0 | 0 | 0 | 0
IL Climate ParentID 1087- CO2 Cap Annual v6.20 | 488 | 7770 | Rate Constraint in MTons | FALSE | L | Annual | Allowances Purchased CO2 | Thousand Tons | 0 | 0 | 0 | 0 | 0 | 0 | 0
IL Climate ParentID 1087- CO2 Cap Annual v6.20 | 488 | 7770 | Rate Constraint in MTons | FALSE | L | Annual | Allowances Sold CO2 | Thousand Tons | 0 | 0 | 0 | 0 | 0 | 0 | 0
IL Climate ParentID 1087- CO2 Cap Annual v6.20 | 488 | 7770 | Rate Constraint in MTons | FALSE | L | Annual | Allowances Banked | Thousand Tons | 0 | 0 | 0 | 0 | 0 | 0 | 0
IL Climate ParentID 1087- CO2 Cap Annual v6.20 | 488 | 7770 | Rate Constraint in MTons | FALSE | L | Annual | Allowances Withdrawn (1:1) | Thousand Tons | 0 | 0 | 0 | 0 | 0 | 0 | 0
IL Climate ParentID 1087- CO2 Cap Annual v6.20 | 488 | 7770 | Rate Constraint in MTons | FALSE | L | Annual | Allowances Withdrawn (n:1) | Thousand Tons | 0 | 0 | 0 | 0 | 0 | 0 | 0
IL Climate ParentID 1087- CO2 Cap Annual v6.20 | 488 | 7770 | Rate Constraint in MTons | FALSE | L | Annual | Net Emissions Allowance Position | Thousand Tons | 0 | 0 | 0.37359 | 0 | 0 | 0 | 0
IL Climate ParentID 1087- CO2 Cap Annual v6.20 | 488 | 7770 | Rate Constraint in MTons | FALSE | L | Annual | Fuel Consumed | TBtu | 0 | 0 | 0.0063818 | 0 | 0 | 0 | 0
IL Climate ParentID 1087- CO2 Cap Annual v6.20 | 488 | 7770 | Rate Constraint in MTons | FALSE | L | Annual | Rate | lb/MMBtu | 0 | 0 | 117.08 | 0 | 0 | 0 | 0
IL Climate ParentID 1087- CO2 Cap Annual v6.20 | 488 | 7770 | Rate Constraint in MTons | FALSE | L | Annual | Generation | TWh | 0 | 0 | 0.00055927 | 0 | 0 | 0 | 0
IL Climate ParentID 1087- CO2 Cap Annual v6.20 | 488 | 7770 | Rate Constraint in MTons | FALSE | L | Annual | Qualifying Generation | TWh | 0 | 0 | 0.00055927 | 0 | 0 | 0 | 0
IL Climate ParentID 1087- CO2 Cap Annual v6.20 | 488 | 7770 | Rate Constraint in MTons | FALSE | L | Annual | Rate | lb/MWh | 0 | 0 | 1335.9999 | 0 | 0 | 0 | 0
IL Climate ParentID 1087- CO2 Cap Annual v6.20 | 488 | 7770 | Rate Constraint in MTons | FALSE | L | Annual | Constraint Shadow Price | US2022$/Ton | 0 | 0 | 0 | 0 | 0 | 0 | 0
IL Climate ParentID 1583- CO2 Cap Annual v6.20 | 489 | 7771 | Rate Constraint in MTons | FALSE | L | Annual | Seasons Included | Seasons | Winter, Spring, Summer, Fall | Winter, Spring, Summer, Fall | Winter, Spring, Summer, Fall | Winter, Spring, Summer, Fall | Winter, Spring, Summer, Fall | Winter, Spring, Summer, Fall | Winter, Spring, Summer, Fall
IL Climate ParentID 1583- CO2 Cap Annual v6.20 | 489 | 7771 | Rate Constraint in MTons | FALSE | L | Annual | Standard CO2 | Thousand Tons | NA | NA | 129.2208 | 129.2208 | 129.2208 | 129.2208 | 129.2208
IL Climate ParentID 1583- CO2 Cap Annual v6.20 | 489 | 7771 | Rate Constraint in MTons | FALSE | L | Annual | Emissions at Affected Plants CO2 | Thousand Tons | 0 | 0 | 129.2208 | 109.1085 | 0 | 0 | 0
IL Climate ParentID 1583- CO2 Cap Annual v6.20 | 489 | 7771 | Rate Constraint in MTons | FALSE | L | Annual | Allowances Purchased CO2 | Thousand Tons | 0 | 0 | 0 | 0 | 0 | 0 | 0
IL Climate ParentID 1583- CO2 Cap Annual v6.20 | 489 | 7771 | Rate Constraint in MTons | FALSE | L | Annual | Allowances Sold CO2 | Thousand Tons | 0 | 0 | 0 | 0 | 0 | 0 | 0
IL Climate ParentID 1583- CO2 Cap Annual v6.20 | 489 | 7771 | Rate Constraint in MTons | FALSE | L | Annual | Allowances Banked | Thousand Tons | 0 | 0 | 0 | 0 | 0 | 0 | 0
IL Climate ParentID 1583- CO2 Cap Annual v6.20 | 489 | 7771 | Rate Constraint in MTons | FALSE | L | Annual | Allowances Withdrawn (1:1) | Thousand Tons | 0 | 0 | 0 | 0 | 0 | 0 | 0
IL Climate ParentID 1583- CO2 Cap Annual v6.20 | 489 | 7771 | Rate Constraint in MTons | FALSE | L | Annual | Allowances Withdrawn (n:1) | Thousand Tons | 0 | 0 | 0 | 0 | 0 | 0 | 0
IL Climate ParentID 1583- CO2 Cap Annual v6.20 | 489 | 7771 | Rate Constraint in MTons | FALSE | L | Annual | Net Emissions Allowance Position | Thousand Tons | 0 | 0 | 129.2208 | 109.1085 | 0 | 0 | 0
IL Climate ParentID 1583- CO2 Cap Annual v6.20 | 489 | 7771 | Rate Constraint in MTons | FALSE | L | Annual | Fuel Consumed | TBtu | 0 | 0 | 2.2074 | 1.8638 | 0 | 0 | 0
IL Climate ParentID 1583- CO2 Cap Annual v6.20 | 489 | 7771 | Rate Constraint in MTons | FALSE | L | Annual | Rate | lb/MMBtu | 0 | 0 | 117.08 | 117.08 | 0 | 0 | 0
IL Climate ParentID 1583- CO2 Cap Annual v6.20 | 489 | 7771 | Rate Constraint in MTons | FALSE | L | Annual | Generation | TWh | 0 | 0 | 0.30094 | 0.2541 | 0 | 0 | 0
IL Climate ParentID 1583- CO2 Cap Annual v6.20 | 489 | 7771 | Rate Constraint in MTons | FALSE | L | Annual | Qualifying Generation | TWh | 0 | 0 | 0.30094 | 0.2541 | 0 | 0 | 0
IL Climate ParentID 1583- CO2 Cap Annual v6.20 | 489 | 7771 | Rate Constraint in MTons | FALSE | L | Annual | Rate | lb/MWh | 0 | 0 | 858.7818 | 858.7818 | 0 | 0 | 0
IL Climate ParentID 1583- CO2 Cap Annual v6.20 | 489 | 7771 | Rate Constraint in MTons | FALSE | L | Annual | Constraint Shadow Price | US2022$/Ton | 0 | 0 | 6.7886 | 0 | 0 | 0 | 0
IL Climate ParentID 1584- CO2 Cap Annual v6.20 | 490 | 7772 | Rate Constraint in MTons | FALSE | L | Annual | Seasons Included | Seasons | Winter, Spring, Summer, Fall | Winter, Spring, Summer, Fall | Winter, Spring, Summer, Fall | Winter, Spring, Summer, Fall | Winter, Spring, Summer, Fall | Winter, Spring, Summer, Fall | Winter, Spring, Summer, Fall
IL Climate ParentID 1584- CO2 Cap Annual v6.20 | 490 | 7772 | Rate Constraint in MTons | FALSE | L | Annual | Standard CO2 | Thousand Tons | NA | NA | 789.6032 | 789.6032 | 789.6032 | 789.6032 | 789.6032
IL Climate ParentID 1584- CO2 Cap Annual v6.20 | 490 | 7772 | Rate Constraint in MTons | FALSE | L | Annual | Emissions at Affected Plants CO2 | Thousand Tons | 0 | 0 | 653.0193 | 387.3421 | 0 | 0 | 0
IL Climate ParentID 1584- CO2 Cap Annual v6.20 | 490 | 7772 | Rate Constraint in MTons | FALSE | L | Annual | Allowances Purchased CO2 | Thousand Tons | 0 | 0 | 0 | 0 | 0 | 0 | 0
IL Climate ParentID 1584- CO2 Cap Annual v6.20 | 490 | 7772 | Rate Constraint in MTons | FALSE | L | Annual | Allowances Sold CO2 | Thousand Tons | 0 | 0 | 0 | 0 | 0 | 0 | 0
IL Climate ParentID 1584- CO2 Cap Annual v6.20 | 490 | 7772 | Rate Constraint in MTons | FALSE | L | Annual | Allowances Banked | Thousand Tons | 0 | 0 | 0 | 0 | 0 | 0 | 0
IL Climate ParentID 1584- CO2 Cap Annual v6.20 | 490 | 7772 | Rate Constraint in MTons | FALSE | L | Annual | Allowances Withdrawn (1:1) | Thousand Tons | 0 | 0 | 0 | 0 | 0 | 0 | 0
IL Climate ParentID 1584- CO2 Cap Annual v6.20 | 490 | 7772 | Rate Constraint in MTons | FALSE | L | Annual | Allowances Withdrawn (n:1) | Thousand Tons | 0 | 0 | 0 | 0 | 0 | 0 | 0
IL Climate ParentID 1584- CO2 Cap Annual v6.20 | 490 | 7772 | Rate Constraint in MTons | FALSE | L | Annual | Net Emissions Allowance Position | Thousand Tons | 0 | 0 | 653.0193 | 387.3421 | 0 | 0 | 0
IL Climate ParentID 1584- CO2 Cap Annual v6.20 | 490 | 7772 | Rate Constraint in MTons | FALSE | L | Annual | Fuel Consumed | TBtu | 0 | 0 | 11.1551 | 6.6167 | 0 | 0 | 0
IL Climate ParentID 1584- CO2 Cap Annual v6.20 | 490 | 7772 | Rate Constraint in MTons | FALSE | L | Annual | Rate | lb/MMBtu | 0 | 0 | 117.08 | 117.08 | 0 | 0 | 0
IL Climate ParentID 1584- CO2 Cap Annual v6.20 | 490 | 7772 | Rate Constraint in MTons | FALSE | L | Annual | Generation | TWh | 0 | 0 | 1.5214 | 0.90244 | 0 | 0 | 0
IL Climate ParentID 1584- CO2 Cap Annual v6.20 | 490 | 7772 | Rate Constraint in MTons | FALSE | L | Annual | Qualifying Generation | TWh | 0 | 0 | 1.5214 | 0.90244 | 0 | 0 | 0
IL Climate ParentID 1584- CO2 Cap Annual v6.20 | 490 | 7772 | Rate Constraint in MTons | FALSE | L | Annual | Rate | lb/MWh | 0 | 0 | 858.4306 | 858.4306 | 0 | 0 | 0
IL Climate ParentID 1584- CO2 Cap Annual v6.20 | 490 | 7772 | Rate Constraint in MTons | FALSE | L | Annual | Constraint Shadow Price | US2022$/Ton | 0 | 0 | 0 | 0 | 0 | 0 | 0
IL Climate ParentID 1585- CO2 Cap Annual v6.20 | 491 | 7773 | Rate Constraint in MTons | FALSE | L | Annual | Seasons Included | Seasons | Winter, Spring, Summer, Fall | Winter, Spring, Summer, Fall | Winter, Spring, Summer, Fall | Winter, Spring, Summer, Fall | Winter, Spring, Summer, Fall | Winter, Spring, Summer, Fall | Winter, Spring, Summer, Fall
IL Climate ParentID 1585- CO2 Cap Annual v6.20 | 491 | 7773 | Rate Constraint in MTons | FALSE | L | Annual | Standard CO2 | Thousand Tons | NA | NA | 122.4545 | 122.4545 | 122.4545 | 122.4545 | 122.4545
IL Climate ParentID 1585- CO2 Cap Annual v6.20 | 491 | 7773 | Rate Constraint in MTons | FALSE | L | Annual | Emissions at Affected Plants CO2 | Thousand Tons | 0 | 0 | 122.4545 | 122.4545 | 0 | 0 | 0
IL Climate ParentID 1585- CO2 Cap Annual v6.20 | 491 | 7773 | Rate Constraint in MTons | FALSE | L | Annual | Allowances Purchased CO2 | Thousand Tons | 0 | 0 | 0 | 0 | 0 | 0 | 0
IL Climate ParentID 1585- CO2 Cap Annual v6.20 | 491 | 7773 | Rate Constraint in MTons | FALSE | L | Annual | Allowances Sold CO2 | Thousand Tons | 0 | 0 | 0 | 0 | 0 | 0 | 0
IL Climate ParentID 1585- CO2 Cap Annual v6.20 | 491 | 7773 | Rate Constraint in MTons | FALSE | L | Annual | Allowances Banked | Thousand Tons | 0 | 0 | 0 | 0 | 0 | 0 | 0
IL Climate ParentID 1585- CO2 Cap Annual v6.20 | 491 | 7773 | Rate Constraint in MTons | FALSE | L | Annual | Allowances Withdrawn (1:1) | Thousand Tons | 0 | 0 | 0 | 0 | 0 | 0 | 0
IL Climate ParentID 1585- CO2 Cap Annual v6.20 | 491 | 7773 | Rate Constraint in MTons | FALSE | L | Annual | Allowances Withdrawn (n:1) | Thousand Tons | 0 | 0 | 0 | 0 | 0 | 0 | 0
IL Climate ParentID 1585- CO2 Cap Annual v6.20 | 491 | 7773 | Rate Constraint in MTons | FALSE | L | Annual | Net Emissions Allowance Position | Thousand Tons | 0 | 0 | 122.4545 | 122.4545 | 0 | 0 | 0
IL Climate ParentID 1585- CO2 Cap Annual v6.20 | 491 | 7773 | Rate Constraint in MTons | FALSE | L | Annual | Fuel Consumed | TBtu | 0 | 0 | 2.0918 | 2.0918 | 0 | 0 | 0
IL Climate ParentID 1585- CO2 Cap Annual v6.20 | 491 | 7773 | Rate Constraint in MTons | FALSE | L | Annual | Rate | lb/MMBtu | 0 | 0 | 117.08 | 117.08 | 0 | 0 | 0
IL Climate ParentID 1585- CO2 Cap Annual v6.20 | 491 | 7773 | Rate Constraint in MTons | FALSE | L | Annual | Generation | TWh | 0 | 0 | 0.28518 | 0.28518 | 0 | 0 | 0
IL Climate ParentID 1585- CO2 Cap Annual v6.20 | 491 | 7773 | Rate Constraint in MTons | FALSE | L | Annual | Qualifying Generation | TWh | 0 | 0 | 0.28518 | 0.28518 | 0 | 0 | 0
IL Climate ParentID 1585- CO2 Cap Annual v6.20 | 491 | 7773 | Rate Constraint in MTons | FALSE | L | Annual | Rate | lb/MWh | 0 | 0 | 858.7818 | 858.7818 | 0 | 0 | 0
IL Climate ParentID 1585- CO2 Cap Annual v6.20 | 491 | 7773 | Rate Constraint in MTons | FALSE | L | Annual | Constraint Shadow Price | US2022$/Ton | 0 | 0 | 6.7886 | 0.076286 | 0 | 0 | 0
IL Climate ParentID 1586- CO2 Cap Annual v6.20 | 492 | 7774 | Rate Constraint in MTons | FALSE | L | Annual | Seasons Included | Seasons | Winter, Spring, Summer, Fall | Winter, Spring, Summer, Fall | Winter, Spring, Summer, Fall | Winter, Spring, Summer, Fall | Winter, Spring, Summer, Fall | Winter, Spring, Summer, Fall | Winter, Spring, Summer, Fall
IL Climate ParentID 1586- CO2 Cap Annual v6.20 | 492 | 7774 | Rate Constraint in MTons | FALSE | L | Annual | Standard CO2 | Thousand Tons | NA | NA | 1517.1052 | 1517.1052 | 1517.1052 | 1517.1052 | 1517.1052
IL Climate ParentID 1586- CO2 Cap Annual v6.20 | 492 | 7774 | Rate Constraint in MTons | FALSE | L | Annual | Emissions at Affected Plants CO2 | Thousand Tons | 0 | 0 | 1154.7794 | 339.2521 | 0 | 0 | 0
IL Climate ParentID 1586- CO2 Cap Annual v6.20 | 492 | 7774 | Rate Constraint in MTons | FALSE | L | Annual | Allowances Purchased CO2 | Thousand Tons | 0 | 0 | 0 | 0 | 0 | 0 | 0
IL Climate ParentID 1586- CO2 Cap Annual v6.20 | 492 | 7774 | Rate Constraint in MTons | FALSE | L | Annual | Allowances Sold CO2 | Thousand Tons | 0 | 0 | 0 | 0 | 0 | 0 | 0
IL Climate ParentID 1586- CO2 Cap Annual v6.20 | 492 | 7774 | Rate Constraint in MTons | FALSE | L | Annual | Allowances Banked | Thousand Tons | 0 | 0 | 0 | 0 | 0 | 0 | 0
IL Climate ParentID 1586- CO2 Cap Annual v6.20 | 492 | 7774 | Rate Constraint in MTons | FALSE | L | Annual | Allowances Withdrawn (1:1) | Thousand Tons | 0 | 0 | 0 | 0 | 0 | 0 | 0
IL Climate ParentID 1586- CO2 Cap Annual v6.20 | 492 | 7774 | Rate Constraint in MTons | FALSE | L | Annual | Allowances Withdrawn (n:1) | Thousand Tons | 0 | 0 | 0 | 0 | 0 | 0 | 0
IL Climate ParentID 1586- CO2 Cap Annual v6.20 | 492 | 7774 | Rate Constraint in MTons | FALSE | L | Annual | Net Emissions Allowance Position | Thousand Tons | 0 | 0 | 1154.7794 | 339.2521 | 0 | 0 | 0
IL Climate ParentID 1586- CO2 Cap Annual v6.20 | 492 | 7774 | Rate Constraint in MTons | FALSE | L | Annual | Fuel Consumed | TBtu | 0 | 0 | 19.7263 | 5.7952 | 0 | 0 | 0
IL Climate ParentID 1586- CO2 Cap Annual v6.20 | 492 | 7774 | Rate Constraint in MTons | FALSE | L | Annual | Rate | lb/MMBtu | 0 | 0 | 117.08 | 117.08 | 0 | 0 | 0
IL Climate ParentID 1586- CO2 Cap Annual v6.20 | 492 | 7774 | Rate Constraint in MTons | FALSE | L | Annual | Generation | TWh | 0 | 0 | 2.619 | 0.76941 | 0 | 0 | 0
IL Climate ParentID 1586- CO2 Cap Annual v6.20 | 492 | 7774 | Rate Constraint in MTons | FALSE | L | Annual | Qualifying Generation | TWh | 0 | 0 | 2.619 | 0.76941 | 0 | 0 | 0
IL Climate ParentID 1586- CO2 Cap Annual v6.20 | 492 | 7774 | Rate Constraint in MTons | FALSE | L | Annual | Rate | lb/MWh | 0 | 0 | 881.8466 | 881.8466 | 0 | 0 | 0
IL Climate ParentID 1586- CO2 Cap Annual v6.20 | 492 | 7774 | Rate Constraint in MTons | FALSE | L | Annual | Constraint Shadow Price | US2022$/Ton | 0 | 0 | 0 | 0 | 0 | 0 | 0
IL Climate ParentID 1706- CO2 Cap Annual v6.20 | 493 | 7775 | Rate Constraint in MTons | FALSE | L | Annual | Seasons Included | Seasons | Winter, Spring, Summer, Fall | Winter, Spring, Summer, Fall | Winter, Spring, Summer, Fall | Winter, Spring, Summer, Fall | Winter, Spring, Summer, Fall | Winter, Spring, Summer, Fall | Winter, Spring, Summer, Fall
IL Climate ParentID 1706- CO2 Cap Annual v6.20 | 493 | 7775 | Rate Constraint in MTons | FALSE | L | Annual | Standard CO2 | Thousand Tons | NA | NA | 336.292 | 336.292 | 336.292 | 336.292 | 336.292
IL Climate ParentID 1706- CO2 Cap Annual v6.20 | 493 | 7775 | Rate Constraint in MTons | FALSE | L | Annual | Emissions at Affected Plants CO2 | Thousand Tons | 0 | 0 | 336.292 | 186.4236 | 0 | 0 | 0
IL Climate ParentID 1706- CO2 Cap Annual v6.20 | 493 | 7775 | Rate Constraint in MTons | FALSE | L | Annual | Allowances Purchased CO2 | Thousand Tons | 0 | 0 | 0 | 0 | 0 | 0 | 0
IL Climate ParentID 1706- CO2 Cap Annual v6.20 | 493 | 7775 | Rate Constraint in MTons | FALSE | L | Annual | Allowances Sold CO2 | Thousand Tons | 0 | 0 | 0 | 0 | 0 | 0 | 0
IL Climate ParentID 1706- CO2 Cap Annual v6.20 | 493 | 7775 | Rate Constraint in MTons | FALSE | L | Annual | Allowances Banked | Thousand Tons | 0 | 0 | 0 | 0 | 0 | 0 | 0
IL Climate ParentID 1706- CO2 Cap Annual v6.20 | 493 | 7775 | Rate Constraint in MTons | FALSE | L | Annual | Allowances Withdrawn (1:1) | Thousand Tons | 0 | 0 | 0 | 0 | 0 | 0 | 0
IL Climate ParentID 1706- CO2 Cap Annual v6.20 | 493 | 7775 | Rate Constraint in MTons | FALSE | L | Annual | Allowances Withdrawn (n:1) | Thousand Tons | 0 | 0 | 0 | 0 | 0 | 0 | 0
IL Climate ParentID 1706- CO2 Cap Annual v6.20 | 493 | 7775 | Rate Constraint in MTons | FALSE | L | Annual | Net Emissions Allowance Position | Thousand Tons | 0 | 0 | 336.292 | 186.4236 | 0 | 0 | 0
IL Climate ParentID 1706- CO2 Cap Annual v6.20 | 493 | 7775 | Rate Constraint in MTons | FALSE | L | Annual | Fuel Consumed | TBtu | 0 | 0 | 5.7447 | 3.1846 | 0 | 0 | 0
IL Climate ParentID 1706- CO2 Cap Annual v6.20 | 493 | 7775 | Rate Constraint in MTons | FALSE | L | Annual | Rate | lb/MMBtu | 0 | 0 | 117.08 | 117.08 | 0 | 0 | 0
IL Climate ParentID 1706- CO2 Cap Annual v6.20 | 493 | 7775 | Rate Constraint in MTons | FALSE | L | Annual | Generation | TWh | 0 | 0 | 0.74761 | 0.41444 | 0 | 0 | 0
IL Climate ParentID 1706- CO2 Cap Annual v6.20 | 493 | 7775 | Rate Constraint in MTons | FALSE | L | Annual | Qualifying Generation | TWh | 0 | 0 | 0.74761 | 0.41444 | 0 | 0 | 0
IL Climate ParentID 1706- CO2 Cap Annual v6.20 | 493 | 7775 | Rate Constraint in MTons | FALSE | L | Annual | Rate | lb/MWh | 0 | 0 | 899.6427 | 899.6427 | 0 | 0 | 0
IL Climate ParentID 1706- CO2 Cap Annual v6.20 | 493 | 7775 | Rate Constraint in MTons | FALSE | L | Annual | Constraint Shadow Price | US2022$/Ton | 0 | 0 | 4.2364 | 0 | 0 | 0 | 0
IL Climate ParentID 1707- CO2 Cap Annual v6.20 | 494 | 7776 | Rate Constraint in MTons | FALSE | L | Annual | Seasons Included | Seasons | Winter, Spring, Summer, Fall | Winter, Spring, Summer, Fall | Winter, Spring, Summer, Fall | Winter, Spring, Summer, Fall | Winter, Spring, Summer, Fall | Winter, Spring, Summer, Fall | Winter, Spring, Summer, Fall
IL Climate ParentID 1707- CO2 Cap Annual v6.20 | 494 | 7776 | Rate Constraint in MTons | FALSE | L | Annual | Standard CO2 | Thousand Tons | NA | NA | 246.9432 | 246.9432 | 246.9432 | 246.9432 | 246.9432
IL Climate ParentID 1707- CO2 Cap Annual v6.20 | 494 | 7776 | Rate Constraint in MTons | FALSE | L | Annual | Emissions at Affected Plants CO2 | Thousand Tons | 0 | 0 | 0 | 0 | 0 | 0 | 0
IL Climate ParentID 1707- CO2 Cap Annual v6.20 | 494 | 7776 | Rate Constraint in MTons | FALSE | L | Annual | Allowances Purchased CO2 | Thousand Tons | 0 | 0 | 0 | 0 | 0 | 0 | 0
IL Climate ParentID 1707- CO2 Cap Annual v6.20 | 494 | 7776 | Rate Constraint in MTons | FALSE | L | Annual | Allowances Sold CO2 | Thousand Tons | 0 | 0 | 0 | 0 | 0 | 0 | 0
IL Climate ParentID 1707- CO2 Cap Annual v6.20 | 494 | 7776 | Rate Constraint in MTons | FALSE | L | Annual | Allowances Banked | Thousand Tons | 0 | 0 | 0 | 0 | 0 | 0 | 0
IL Climate ParentID 1707- CO2 Cap Annual v6.20 | 494 | 7776 | Rate Constraint in MTons | FALSE | L | Annual | Allowances Withdrawn (1:1) | Thousand Tons | 0 | 0 | 0 | 0 | 0 | 0 | 0
IL Climate ParentID 1707- CO2 Cap Annual v6.20 | 494 | 7776 | Rate Constraint in MTons | FALSE | L | Annual | Allowances Withdrawn (n:1) | Thousand Tons | 0 | 0 | 0 | 0 | 0 | 0 | 0
IL Climate ParentID 1707- CO2 Cap Annual v6.20 | 494 | 7776 | Rate Constraint in MTons | FALSE | L | Annual | Net Emissions Allowance Position | Thousand Tons | 0 | 0 | 0 | 0 | 0 | 0 | 0
IL Climate ParentID 1707- CO2 Cap Annual v6.20 | 494 | 7776 | Rate Constraint in MTons | FALSE | L | Annual | Fuel Consumed | TBtu | 0 | 0 | 0 | 0 | 0 | 0 | 0
IL Climate ParentID 1707- CO2 Cap Annual v6.20 | 494 | 7776 | Rate Constraint in MTons | FALSE | L | Annual | Rate | lb/MMBtu | 0 | 0 | 0 | 0 | 0 | 0 | 0
IL Climate ParentID 1707- CO2 Cap Annual v6.20 | 494 | 7776 | Rate Constraint in MTons | FALSE | L | Annual | Generation | TWh | 0 | 0 | 0 | 0 | 0 | 0 | 0
IL Climate ParentID 1707- CO2 Cap Annual v6.20 | 494 | 7776 | Rate Constraint in MTons | FALSE | L | Annual | Qualifying Generation | TWh | 0 | 0 | 0 | 0 | 0 | 0 | 0
IL Climate ParentID 1707- CO2 Cap Annual v6.20 | 494 | 7776 | Rate Constraint in MTons | FALSE | L | Annual | Rate | lb/MWh | 0 | 0 | 0 | 0 | 0 | 0 | 0
IL Climate ParentID 1707- CO2 Cap Annual v6.20 | 494 | 7776 | Rate Constraint in MTons | FALSE | L | Annual | Constraint Shadow Price | US2022$/Ton | 0 | 0 | 0 | 0 | 0 | 0 | 0
IL Climate ParentID 2571- CO2 Cap Annual v6.20 | 495 | 7782 | Rate Constraint in MTons | FALSE | L | Annual | Seasons Included | Seasons | Winter, Spring, Summer, Fall | Winter, Spring, Summer, Fall | Winter, Spring, Summer, Fall | Winter, Spring, Summer, Fall | Winter, Spring, Summer, Fall | Winter, Spring, Summer, Fall | Winter, Spring, Summer, Fall
IL Climate ParentID 2571- CO2 Cap Annual v6.20 | 495 | 7782 | Rate Constraint in MTons | FALSE | L | Annual | Standard CO2 | Thousand Tons | NA | NA | 555.3467 | 555.3467 | 555.3467 | 555.3467 | 555.3467
IL Climate ParentID 2571- CO2 Cap Annual v6.20 | 495 | 7782 | Rate Constraint in MTons | FALSE | L | Annual | Emissions at Affected Plants CO2 | Thousand Tons | 0 | 0 | 159.7145 | 159.7145 | 0 | 0 | 0
IL Climate ParentID 2571- CO2 Cap Annual v6.20 | 495 | 7782 | Rate Constraint in MTons | FALSE | L | Annual | Allowances Purchased CO2 | Thousand Tons | 0 | 0 | 0 | 0 | 0 | 0 | 0
IL Climate ParentID 2571- CO2 Cap Annual v6.20 | 495 | 7782 | Rate Constraint in MTons | FALSE | L | Annual | Allowances Sold CO2 | Thousand Tons | 0 | 0 | 0 | 0 | 0 | 0 | 0
IL Climate ParentID 2571- CO2 Cap Annual v6.20 | 495 | 7782 | Rate Constraint in MTons | FALSE | L | Annual | Allowances Banked | Thousand Tons | 0 | 0 | 0 | 0 | 0 | 0 | 0
IL Climate ParentID 2571- CO2 Cap Annual v6.20 | 495 | 7782 | Rate Constraint in MTons | FALSE | L | Annual | Allowances Withdrawn (1:1) | Thousand Tons | 0 | 0 | 0 | 0 | 0 | 0 | 0
IL Climate ParentID 2571- CO2 Cap Annual v6.20 | 495 | 7782 | Rate Constraint in MTons | FALSE | L | Annual | Allowances Withdrawn (n:1) | Thousand Tons | 0 | 0 | 0 | 0 | 0 | 0 | 0
IL Climate ParentID 2571- CO2 Cap Annual v6.20 | 495 | 7782 | Rate Constraint in MTons | FALSE | L | Annual | Net Emissions Allowance Position | Thousand Tons | 0 | 0 | 159.7145 | 159.7145 | 0 | 0 | 0
IL Climate ParentID 2571- CO2 Cap Annual v6.20 | 495 | 7782 | Rate Constraint in MTons | FALSE | L | Annual | Fuel Consumed | TBtu | 0 | 0 | 15.5013 | 15.5013 | 0 | 0 | 0
IL Climate ParentID 2571- CO2 Cap Annual v6.20 | 495 | 7782 | Rate Constraint in MTons | FALSE | L | Annual | Rate | lb/MMBtu | 0 | 0 | 20.6066 | 20.6066 | 0 | 0 | 0
IL Climate ParentID 2571- CO2 Cap Annual v6.20 | 495 | 7782 | Rate Constraint in MTons | FALSE | L | Annual | Generation | TWh | 0 | 0 | 0.87551 | 0.87551 | 0 | 0 | 0
IL Climate ParentID 2571- CO2 Cap Annual v6.20 | 495 | 7782 | Rate Constraint in MTons | FALSE | L | Annual | Qualifying Generation | TWh | 0 | 0 | 0.87551 | 0.87551 | 0 | 0 | 0
IL Climate ParentID 2571- CO2 Cap Annual v6.20 | 495 | 7782 | Rate Constraint in MTons | FALSE | L | Annual | Rate | lb/MWh | 0 | 0 | 364.8506 | 364.8506 | 0 | 0 | 0
IL Climate ParentID 2571- CO2 Cap Annual v6.20 | 495 | 7782 | Rate Constraint in MTons | FALSE | L | Annual | Constraint Shadow Price | US2022$/Ton | 0 | 0 | 0 | 0 | 0 | 0 | 0
IL Climate ParentID 311- CO2 Cap Annual v6.20 | 496 | 7744 | Rate Constraint in MTons | FALSE | L | Annual | Seasons Included | Seasons | Winter, Spring, Summer, Fall | Winter, Spring, Summer, Fall | Winter, Spring, Summer, Fall | Winter, Spring, Summer, Fall | Winter, Spring, Summer, Fall | Winter, Spring, Summer, Fall | Winter, Spring, Summer, Fall
IL Climate ParentID 311- CO2 Cap Annual v6.20 | 496 | 7744 | Rate Constraint in MTons | FALSE | L | Annual | Standard CO2 | Thousand Tons | NA | NA | 194.7601 | 194.7601 | 194.7601 | 194.7601 | 194.7601
IL Climate ParentID 311- CO2 Cap Annual v6.20 | 496 | 7744 | Rate Constraint in MTons | FALSE | L | Annual | Emissions at Affected Plants CO2 | Thousand Tons | 0 | 0 | 6.2498 | 0.30076 | 0 | 0 | 0
IL Climate ParentID 311- CO2 Cap Annual v6.20 | 496 | 7744 | Rate Constraint in MTons | FALSE | L | Annual | Allowances Purchased CO2 | Thousand Tons | 0 | 0 | 0 | 0 | 0 | 0 | 0
IL Climate ParentID 311- CO2 Cap Annual v6.20 | 496 | 7744 | Rate Constraint in MTons | FALSE | L | Annual | Allowances Sold CO2 | Thousand Tons | 0 | 0 | 0 | 0 | 0 | 0 | 0
IL Climate ParentID 311- CO2 Cap Annual v6.20 | 496 | 7744 | Rate Constraint in MTons | FALSE | L | Annual | Allowances Banked | Thousand Tons | 0 | 0 | 0 | 0 | 0 | 0 | 0
IL Climate ParentID 311- CO2 Cap Annual v6.20 | 496 | 7744 | Rate Constraint in MTons | FALSE | L | Annual | Allowances Withdrawn (1:1) | Thousand Tons | 0 | 0 | 0 | 0 | 0 | 0 | 0
IL Climate ParentID 311- CO2 Cap Annual v6.20 | 496 | 7744 | Rate Constraint in MTons | FALSE | L | Annual | Allowances Withdrawn (n:1) | Thousand Tons | 0 | 0 | 0 | 0 | 0 | 0 | 0
IL Climate ParentID 311- CO2 Cap Annual v6.20 | 496 | 7744 | Rate Constraint in MTons | FALSE | L | Annual | Net Emissions Allowance Position | Thousand Tons | 0 | 0 | 6.2498 | 0.30076 | 0 | 0 | 0
IL Climate ParentID 311- CO2 Cap Annual v6.20 | 496 | 7744 | Rate Constraint in MTons | FALSE | L | Annual | Fuel Consumed | TBtu | 0 | 0 | 0.10676 | 0.0051376 | 0 | 0 | 0
IL Climate ParentID 311- CO2 Cap Annual v6.20 | 496 | 7744 | Rate Constraint in MTons | FALSE | L | Annual | Rate | lb/MMBtu | 0 | 0 | 117.08 | 117.08 | 0 | 0 | 0
IL Climate ParentID 311- CO2 Cap Annual v6.20 | 496 | 7744 | Rate Constraint in MTons | FALSE | L | Annual | Generation | TWh | 0 | 0 | 0.0099359 | 0.00047814 | 0 | 0 | 0
IL Climate ParentID 311- CO2 Cap Annual v6.20 | 496 | 7744 | Rate Constraint in MTons | FALSE | L | Annual | Qualifying Generation | TWh | 0 | 0 | 0.0099359 | 0.00047814 | 0 | 0 | 0
IL Climate ParentID 311- CO2 Cap Annual v6.20 | 496 | 7744 | Rate Constraint in MTons | FALSE | L | Annual | Rate | lb/MWh | 0 | 0 | 1258.0246 | 1258.0246 | 0 | 0 | 0
IL Climate ParentID 311- CO2 Cap Annual v6.20 | 496 | 7744 | Rate Constraint in MTons | FALSE | L | Annual | Constraint Shadow Price | US2022$/Ton | 0 | 0 | 0 | 0 | 0 | 0 | 0
IL Climate ParentID 320- CO2 Cap Annual v6.20 | 497 | 7745 | Rate Constraint in MTons | FALSE | L | Annual | Seasons Included | Seasons | Winter, Spring, Summer, Fall | Winter, Spring, Summer, Fall | Winter, Spring, Summer, Fall | Winter, Spring, Summer, Fall | Winter, Spring, Summer, Fall | Winter, Spring, Summer, Fall | Winter, Spring, Summer, Fall
IL Climate ParentID 320- CO2 Cap Annual v6.20 | 497 | 7745 | Rate Constraint in MTons | FALSE | L | Annual | Standard CO2 | Thousand Tons | NA | NA | 112.2207 | 112.2207 | 112.2207 | 112.2207 | 112.2207
IL Climate ParentID 320- CO2 Cap Annual v6.20 | 497 | 7745 | Rate Constraint in MTons | FALSE | L | Annual | Emissions at Affected Plants CO2 | Thousand Tons | 0 | 0 | 14.894 | 0.28494 | 0 | 0 | 0
IL Climate ParentID 320- CO2 Cap Annual v6.20 | 497 | 7745 | Rate Constraint in MTons | FALSE | L | Annual | Allowances Purchased CO2 | Thousand Tons | 0 | 0 | 0 | 0 | 0 | 0 | 0
IL Climate ParentID 320- CO2 Cap Annual v6.20 | 497 | 7745 | Rate Constraint in MTons | FALSE | L | Annual | Allowances Sold CO2 | Thousand Tons | 0 | 0 | 0 | 0 | 0 | 0 | 0
IL Climate ParentID 320- CO2 Cap Annual v6.20 | 497 | 7745 | Rate Constraint in MTons | FALSE | L | Annual | Allowances Banked | Thousand Tons | 0 | 0 | 0 | 0 | 0 | 0 | 0
IL Climate ParentID 320- CO2 Cap Annual v6.20 | 497 | 7745 | Rate Constraint in MTons | FALSE | L | Annual | Allowances Withdrawn (1:1) | Thousand Tons | 0 | 0 | 0 | 0 | 0 | 0 | 0
IL Climate ParentID 320- CO2 Cap Annual v6.20 | 497 | 7745 | Rate Constraint in MTons | FALSE | L | Annual | Allowances Withdrawn (n:1) | Thousand Tons | 0 | 0 | 0 | 0 | 0 | 0 | 0
IL Climate ParentID 320- CO2 Cap Annual v6.20 | 497 | 7745 | Rate Constraint in MTons | FALSE | L | Annual | Net Emissions Allowance Position | Thousand Tons | 0 | 0 | 14.894 | 0.28494 | 0 | 0 | 0
IL Climate ParentID 320- CO2 Cap Annual v6.20 | 497 | 7745 | Rate Constraint in MTons | FALSE | L | Annual | Fuel Consumed | TBtu | 0 | 0 | 0.25442 | 0.0048674 | 0 | 0 | 0
IL Climate ParentID 320- CO2 Cap Annual v6.20 | 497 | 7745 | Rate Constraint in MTons | FALSE | L | Annual | Rate | lb/MMBtu | 0 | 0 | 117.08 | 117.08 | 0 | 0 | 0
IL Climate ParentID 320- CO2 Cap Annual v6.20 | 497 | 7745 | Rate Constraint in MTons | FALSE | L | Annual | Generation | TWh | 0 | 0 | 0.022395 | 0.00042843 | 0 | 0 | 0
IL Climate ParentID 320- CO2 Cap Annual v6.20 | 497 | 7745 | Rate Constraint in MTons | FALSE | L | Annual | Qualifying Generation | TWh | 0 | 0 | 0.022395 | 0.00042843 | 0 | 0 | 0
IL Climate ParentID 320- CO2 Cap Annual v6.20 | 497 | 7745 | Rate Constraint in MTons | FALSE | L | Annual | Rate | lb/MWh | 0 | 0 | 1330.1459 | 1330.1459 | 0 | 0 | 0
IL Climate ParentID 320- CO2 Cap Annual v6.20 | 497 | 7745 | Rate Constraint in MTons | FALSE | L | Annual | Constraint Shadow Price | US2022$/Ton | 0 | 0 | 0 | 0 | 0 | 0 | 0
IL Climate ParentID 321- CO2 Cap Annual v6.20 | 498 | 7746 | Rate Constraint in MTons | FALSE | L | Annual | Seasons Included | Seasons | Winter, Spring, Summer, Fall | Winter, Spring, Summer, Fall | Winter, Spring, Summer, Fall | Winter, Spring, Summer, Fall | Winter, Spring, Summer, Fall | Winter, Spring, Summer, Fall | Winter, Spring, Summer, Fall
IL Climate ParentID 321- CO2 Cap Annual v6.20 | 498 | 7746 | Rate Constraint in MTons | FALSE | L | Annual | Standard CO2 | Thousand Tons | NA | NA | 212.9442 | 212.9442 | 212.9442 | 212.9442 | 212.9442
IL Climate ParentID 321- CO2 Cap Annual v6.20 | 498 | 7746 | Rate Constraint in MTons | FALSE | L | Annual | Emissions at Affected Plants CO2 | Thousand Tons | 0 | 0 | 23.654 | 0.54728 | 0 | 0 | 0
IL Climate ParentID 321- CO2 Cap Annual v6.20 | 498 | 7746 | Rate Constraint in MTons | FALSE | L | Annual | Allowances Purchased CO2 | Thousand Tons | 0 | 0 | 0 | 0 | 0 | 0 | 0
IL Climate ParentID 321- CO2 Cap Annual v6.20 | 498 | 7746 | Rate Constraint in MTons | FALSE | L | Annual | Allowances Sold CO2 | Thousand Tons | 0 | 0 | 0 | 0 | 0 | 0 | 0
IL Climate ParentID 321- CO2 Cap Annual v6.20 | 498 | 7746 | Rate Constraint in MTons | FALSE | L | Annual | Allowances Banked | Thousand Tons | 0 | 0 | 0 | 0 | 0 | 0 | 0
IL Climate ParentID 321- CO2 Cap Annual v6.20 | 498 | 7746 | Rate Constraint in MTons | FALSE | L | Annual | Allowances Withdrawn (1:1) | Thousand Tons | 0 | 0 | 0 | 0 | 0 | 0 | 0
IL Climate ParentID 321- CO2 Cap Annual v6.20 | 498 | 7746 | Rate Constraint in MTons | FALSE | L | Annual | Allowances Withdrawn (n:1) | Thousand Tons | 0 | 0 | 0 | 0 | 0 | 0 | 0
IL Climate ParentID 321- CO2 Cap Annual v6.20 | 498 | 7746 | Rate Constraint in MTons | FALSE | L | Annual | Net Emissions Allowance Position | Thousand Tons | 0 | 0 | 23.654 | 0.54728 | 0 | 0 | 0
IL Climate ParentID 321- CO2 Cap Annual v6.20 | 498 | 7746 | Rate Constraint in MTons | FALSE | L | Annual | Fuel Consumed | TBtu | 0 | 0 | 0.40407 | 0.0093489 | 0 | 0 | 0
IL Climate ParentID 321- CO2 Cap Annual v6.20 | 498 | 7746 | Rate Constraint in MTons | FALSE | L | Annual | Rate | lb/MMBtu | 0 | 0 | 117.08 | 117.08 | 0 | 0 | 0
IL Climate ParentID 321- CO2 Cap Annual v6.20 | 498 | 7746 | Rate Constraint in MTons | FALSE | L | Annual | Generation | TWh | 0 | 0 | 0.037447 | 0.00086611 | 0 | 0 | 0
IL Climate ParentID 321- CO2 Cap Annual v6.20 | 498 | 7746 | Rate Constraint in MTons | FALSE | L | Annual | Qualifying Generation | TWh | 0 | 0 | 0.037447 | 0.00086611 | 0 | 0 | 0
IL Climate ParentID 321- CO2 Cap Annual v6.20 | 498 | 7746 | Rate Constraint in MTons | FALSE | L | Annual | Rate | lb/MWh | 0 | 0 | 1263.3333 | 1263.7752 | 0 | 0 | 0
IL Climate ParentID 321- CO2 Cap Annual v6.20 | 498 | 7746 | Rate Constraint in MTons | FALSE | L | Annual | Constraint Shadow Price | US2022$/Ton | 0 | 0 | 0 | 0 | 0 | 0 | 0
IL Climate ParentID 322- CO2 Cap Annual v6.20 | 499 | 7747 | Rate Constraint in MTons | FALSE | L | Annual | Seasons Included | Seasons | Winter, Spring, Summer, Fall | Winter, Spring, Summer, Fall | Winter, Spring, Summer, Fall | Winter, Spring, Summer, Fall | Winter, Spring, Summer, Fall | Winter, Spring, Summer, Fall | Winter, Spring, Summer, Fall
IL Climate ParentID 322- CO2 Cap Annual v6.20 | 499 | 7747 | Rate Constraint in MTons | FALSE | L | Annual | Standard CO2 | Thousand Tons | NA | NA | 4.4657 | 4.4657 | 4.4657 | 4.4657 | 4.4657
IL Climate ParentID 322- CO2 Cap Annual v6.20 | 499 | 7747 | Rate Constraint in MTons | FALSE | L | Annual | Emissions at Affected Plants CO2 | Thousand Tons | 0 | 0 | 4.4657 | 0.18375 | 0 | 0 | 0
IL Climate ParentID 322- CO2 Cap Annual v6.20 | 499 | 7747 | Rate Constraint in MTons | FALSE | L | Annual | Allowances Purchased CO2 | Thousand Tons | 0 | 0 | 0 | 0 | 0 | 0 | 0
IL Climate ParentID 322- CO2 Cap Annual v6.20 | 499 | 7747 | Rate Constraint in MTons | FALSE | L | Annual | Allowances Sold CO2 | Thousand Tons | 0 | 0 | 0 | 0 | 0 | 0 | 0
IL Climate ParentID 322- CO2 Cap Annual v6.20 | 499 | 7747 | Rate Constraint in MTons | FALSE | L | Annual | Allowances Banked | Thousand Tons | 0 | 0 | 0 | 0 | 0 | 0 | 0
IL Climate ParentID 322- CO2 Cap Annual v6.20 | 499 | 7747 | Rate Constraint in MTons | FALSE | L | Annual | Allowances Withdrawn (1:1) | Thousand Tons | 0 | 0 | 0 | 0 | 0 | 0 | 0
IL Climate ParentID 322- CO2 Cap Annual v6.20 | 499 | 7747 | Rate Constraint in MTons | FALSE | L | Annual | Allowances Withdrawn (n:1) | Thousand Tons | 0 | 0 | 0 | 0 | 0 | 0 | 0
IL Climate ParentID 322- CO2 Cap Annual v6.20 | 499 | 7747 | Rate Constraint in MTons | FALSE | L | Annual | Net Emissions Allowance Position | Thousand Tons | 0 | 0 | 4.4657 | 0.18375 | 0 | 0 | 0
IL Climate ParentID 322- CO2 Cap Annual v6.20 | 499 | 7747 | Rate Constraint in MTons | FALSE | L | Annual | Fuel Consumed | TBtu | 0 | 0 | 0.076284 | 0.0031389 | 0 | 0 | 0
IL Climate ParentID 322- CO2 Cap Annual v6.20 | 499 | 7747 | Rate Constraint in MTons | FALSE | L | Annual | Rate | lb/MMBtu | 0 | 0 | 117.08 | 117.08 | 0 | 0 | 0
IL Climate ParentID 322- CO2 Cap Annual v6.20 | 499 | 7747 | Rate Constraint in MTons | FALSE | L | Annual | Generation | TWh | 0 | 0 | 0.0070995 | 0.00029212 | 0 | 0 | 0
IL Climate ParentID 322- CO2 Cap Annual v6.20 | 499 | 7747 | Rate Constraint in MTons | FALSE | L | Annual | Qualifying Generation | TWh | 0 | 0 | 0.0070995 | 0.00029212 | 0 | 0 | 0
IL Climate ParentID 322- CO2 Cap Annual v6.20 | 499 | 7747 | Rate Constraint in MTons | FALSE | L | Annual | Rate | lb/MWh | 0 | 0 | 1258.0246 | 1258.0246 | 0 | 0 | 0
IL Climate ParentID 322- CO2 Cap Annual v6.20 | 499 | 7747 | Rate Constraint in MTons | FALSE | L | Annual | Constraint Shadow Price | US2022$/Ton | 0 | 0 | 0.36346 | 0 | 0 | 0 | 0
IL Climate ParentID 323- CO2 Cap Annual v6.20 | 500 | 7748 | Rate Constraint in MTons | FALSE | L | Annual | Seasons Included | Seasons | Winter, Spring, Summer, Fall | Winter, Spring, Summer, Fall | Winter, Spring, Summer, Fall | Winter, Spring, Summer, Fall | Winter, Spring, Summer, Fall | Winter, Spring, Summer, Fall | Winter, Spring, Summer, Fall
IL Climate ParentID 323- CO2 Cap Annual v6.20 | 500 | 7748 | Rate Constraint in MTons | FALSE | L | Annual | Standard CO2 | Thousand Tons | NA | NA | 48.0539 | 48.0539 | 48.0539 | 48.0539 | 48.0539
IL Climate ParentID 323- CO2 Cap Annual v6.20 | 500 | 7748 | Rate Constraint in MTons | FALSE | L | Annual | Emissions at Affected Plants CO2 | Thousand Tons | 0 | 0 | 4.368 | 0.21077 | 0 | 0 | 0
IL Climate ParentID 323- CO2 Cap Annual v6.20 | 500 | 7748 | Rate Constraint in MTons | FALSE | L | Annual | Allowances Purchased CO2 | Thousand Tons | 0 | 0 | 0 | 0 | 0 | 0 | 0
IL Climate ParentID 323- CO2 Cap Annual v6.20 | 500 | 7748 | Rate Constraint in MTons | FALSE | L | Annual | Allowances Sold CO2 | Thousand Tons | 0 | 0 | 0 | 0 | 0 | 0 | 0
IL Climate ParentID 323- CO2 Cap Annual v6.20 | 500 | 7748 | Rate Constraint in MTons | FALSE | L | Annual | Allowances Banked | Thousand Tons | 0 | 0 | 0 | 0 | 0 | 0 | 0
IL Climate ParentID 323- CO2 Cap Annual v6.20 | 500 | 7748 | Rate Constraint in MTons | FALSE | L | Annual | Allowances Withdrawn (1:1) | Thousand Tons | 0 | 0 | 0 | 0 | 0 | 0 | 0
IL Climate ParentID 323- CO2 Cap Annual v6.20 | 500 | 7748 | Rate Constraint in MTons | FALSE | L | Annual | Allowances Withdrawn (n:1) | Thousand Tons | 0 | 0 | 0 | 0 | 0 | 0 | 0
IL Climate ParentID 323- CO2 Cap Annual v6.20 | 500 | 7748 | Rate Constraint in MTons | FALSE | L | Annual | Net Emissions Allowance Position | Thousand Tons | 0 | 0 | 4.368 | 0.21077 | 0 | 0 | 0
IL Climate ParentID 323- CO2 Cap Annual v6.20 | 500 | 7748 | Rate Constraint in MTons | FALSE | L | Annual | Fuel Consumed | TBtu | 0 | 0 | 0.074616 | 0.0036005 | 0 | 0 | 0
IL Climate ParentID 323- CO2 Cap Annual v6.20 | 500 | 7748 | Rate Constraint in MTons | FALSE | L | Annual | Rate | lb/MMBtu | 0 | 0 | 117.08 | 117.08 | 0 | 0 | 0
IL Climate ParentID 323- CO2 Cap Annual v6.20 | 500 | 7748 | Rate Constraint in MTons | FALSE | L | Annual | Generation | TWh | 0 | 0 | 0.0067928 | 0.00032778 | 0 | 0 | 0
IL Climate ParentID 323- CO2 Cap Annual v6.20 | 500 | 7748 | Rate Constraint in MTons | FALSE | L | Annual | Qualifying Generation | TWh | 0 | 0 | 0.0067928 | 0.00032778 | 0 | 0 | 0
IL Climate ParentID 323- CO2 Cap Annual v6.20 | 500 | 7748 | Rate Constraint in MTons | FALSE | L | Annual | Rate | lb/MWh | 0 | 0 | 1286.0648 | 1286.0648 | 0 | 0 | 0
IL Climate ParentID 323- CO2 Cap Annual v6.20 | 500 | 7748 | Rate Constraint in MTons | FALSE | L | Annual | Constraint Shadow Price | US2022$/Ton | 0 | 0 | 0 | 0 | 0 | 0 | 0
IL Climate ParentID 324- CO2 Cap Annual v6.20 | 501 | 7749 | Rate Constraint in MTons | FALSE | L | Annual | Seasons Included | Seasons | Winter, Spring, Summer, Fall | Winter, Spring, Summer, Fall | Winter, Spring, Summer, Fall | Winter, Spring, Summer, Fall | Winter, Spring, Summer, Fall | Winter, Spring, Summer, Fall | Winter, Spring, Summer, Fall
IL Climate ParentID 324- CO2 Cap Annual v6.20 | 501 | 7749 | Rate Constraint in MTons | FALSE | L | Annual | Standard CO2 | Thousand Tons | NA | NA | 28.5974 | 28.5974 | 28.5974 | 28.5974 | 28.5974
IL Climate ParentID 324- CO2 Cap Annual v6.20 | 501 | 7749 | Rate Constraint in MTons | FALSE | L | Annual | Emissions at Affected Plants CO2 | Thousand Tons | 0 | 0 | 9.1557 | 0.10092 | 0 | 0 | 0
IL Climate ParentID 324- CO2 Cap Annual v6.20 | 501 | 7749 | Rate Constraint in MTons | FALSE | L | Annual | Allowances Purchased CO2 | Thousand Tons | 0 | 0 | 0 | 0 | 0 | 0 | 0
IL Climate ParentID 324- CO2 Cap Annual v6.20 | 501 | 7749 | Rate Constraint in MTons | FALSE | L | Annual | Allowances Sold CO2 | Thousand Tons | 0 | 0 | 0 | 0 | 0 | 0 | 0
IL Climate ParentID 324- CO2 Cap Annual v6.20 | 501 | 7749 | Rate Constraint in MTons | FALSE | L | Annual | Allowances Banked | Thousand Tons | 0 | 0 | 0 | 0 | 0 | 0 | 0
IL Climate ParentID 324- CO2 Cap Annual v6.20 | 501 | 7749 | Rate Constraint in MTons | FALSE | L | Annual | Allowances Withdrawn (1:1) | Thousand Tons | 0 | 0 | 0 | 0 | 0 | 0 | 0
IL Climate ParentID 324- CO2 Cap Annual v6.20 | 501 | 7749 | Rate Constraint in MTons | FALSE | L | Annual | Allowances Withdrawn (n:1) | Thousand Tons | 0 | 0 | 0 | 0 | 0 | 0 | 0
IL Climate ParentID 324- CO2 Cap Annual v6.20 | 501 | 7749 | Rate Constraint in MTons | FALSE | L | Annual | Net Emissions Allowance Position | Thousand Tons | 0 | 0 | 9.1557 | 0.10092 | 0 | 0 | 0
IL Climate ParentID 324- CO2 Cap Annual v6.20 | 501 | 7749 | Rate Constraint in MTons | FALSE | L | Annual | Fuel Consumed | TBtu | 0 | 0 | 0.1564 | 0.0017239 | 0 | 0 | 0
IL Climate ParentID 324- CO2 Cap Annual v6.20 | 501 | 7749 | Rate Constraint in MTons | FALSE | L | Annual | Rate | lb/MMBtu | 0 | 0 | 117.08 | 117.08 | 0 | 0 | 0
IL Climate ParentID 324- CO2 Cap Annual v6.20 | 501 | 7749 | Rate Constraint in MTons | FALSE | L | Annual | Generation | TWh | 0 | 0 | 0.014556 | 0.00016044 | 0 | 0 | 0
IL Climate ParentID 324- CO2 Cap Annual v6.20 | 501 | 7749 | Rate Constraint in MTons | FALSE | L | Annual | Qualifying Generation | TWh | 0 | 0 | 0.014556 | 0.00016044 | 0 | 0 | 0
IL Climate ParentID 324- CO2 Cap Annual v6.20 | 501 | 7749 | Rate Constraint in MTons | FALSE | L | Annual | Rate | lb/MWh | 0 | 0 | 1258.0246 | 1258.0246 | 0 | 0 | 0
IL Climate ParentID 324- CO2 Cap Annual v6.20 | 501 | 7749 | Rate Constraint in MTons | FALSE | L | Annual | Constraint Shadow Price | US2022$/Ton | 0 | 0 | 0 | 0 | 0 | 0 | 0
IL Climate ParentID 325- CO2 Cap Annual v6.20 | 502 | 7750 | Rate Constraint in MTons | FALSE | L | Annual | Seasons Included | Seasons | Winter, Spring, Summer, Fall | Winter, Spring, Summer, Fall | Winter, Spring, Summer, Fall | Winter, Spring, Summer, Fall | Winter, Spring, Summer, Fall | Winter, Spring, Summer, Fall | Winter, Spring, Summer, Fall
IL Climate ParentID 325- CO2 Cap Annual v6.20 | 502 | 7750 | Rate Constraint in MTons | FALSE | L | Annual | Standard CO2 | Thousand Tons | NA | NA | 19.5472 | 19.5472 | 19.5472 | 19.5472 | 19.5472
IL Climate ParentID 325- CO2 Cap Annual v6.20 | 502 | 7750 | Rate Constraint in MTons | FALSE | L | Annual | Emissions at Affected Plants CO2 | Thousand Tons | 0 | 0 | 0 | 0 | 0 | 0 | 0
IL Climate ParentID 325- CO2 Cap Annual v6.20 | 502 | 7750 | Rate Constraint in MTons | FALSE | L | Annual | Allowances Purchased CO2 | Thousand Tons | 0 | 0 | 0 | 0 | 0 | 0 | 0
IL Climate ParentID 325- CO2 Cap Annual v6.20 | 502 | 7750 | Rate Constraint in MTons | FALSE | L | Annual | Allowances Sold CO2 | Thousand Tons | 0 | 0 | 0 | 0 | 0 | 0 | 0
IL Climate ParentID 325- CO2 Cap Annual v6.20 | 502 | 7750 | Rate Constraint in MTons | FALSE | L | Annual | Allowances Banked | Thousand Tons | 0 | 0 | 0 | 0 | 0 | 0 | 0
IL Climate ParentID 325- CO2 Cap Annual v6.20 | 502 | 7750 | Rate Constraint in MTons | FALSE | L | Annual | Allowances Withdrawn (1:1) | Thousand Tons | 0 | 0 | 0 | 0 | 0 | 0 | 0
IL Climate ParentID 325- CO2 Cap Annual v6.20 | 502 | 7750 | Rate Constraint in MTons | FALSE | L | Annual | Allowances Withdrawn (n:1) | Thousand Tons | 0 | 0 | 0 | 0 | 0 | 0 | 0
IL Climate ParentID 325- CO2 Cap Annual v6.20 | 502 | 7750 | Rate Constraint in MTons | FALSE | L | Annual | Net Emissions Allowance Position | Thousand Tons | 0 | 0 | 0 | 0 | 0 | 0 | 0
IL Climate ParentID 325- CO2 Cap Annual v6.20 | 502 | 7750 | Rate Constraint in MTons | FALSE | L | Annual | Fuel Consumed | TBtu | 0 | 0 | 0 | 0 | 0 | 0 | 0
IL Climate ParentID 325- CO2 Cap Annual v6.20 | 502 | 7750 | Rate Constraint in MTons | FALSE | L | Annual | Rate | lb/MMBtu | 0 | 0 | 0 | 0 | 0 | 0 | 0
IL Climate ParentID 325- CO2 Cap Annual v6.20 | 502 | 7750 | Rate Constraint in MTons | FALSE | L | Annual | Generation | TWh | 0 | 0 | 0 | 0 | 0 | 0 | 0
IL Climate ParentID 325- CO2 Cap Annual v6.20 | 502 | 7750 | Rate Constraint in MTons | FALSE | L | Annual | Qualifying Generation | TWh | 0 | 0 | 0 | 0 | 0 | 0 | 0
IL Climate ParentID 325- CO2 Cap Annual v6.20 | 502 | 7750 | Rate Constraint in MTons | FALSE | L | Annual | Rate | lb/MWh | 0 | 0 | 0 | 0 | 0 | 0 | 0
IL Climate ParentID 325- CO2 Cap Annual v6.20 | 502 | 7750 | Rate Constraint in MTons | FALSE | L | Annual | Constraint Shadow Price | US2022$/Ton | 0 | 0 | 0 | 0 | 0 | 0 | 0
IL Climate ParentID 326- CO2 Cap Annual v6.20 | 503 | 7751 | Rate Constraint in MTons | FALSE | L | Annual | Seasons Included | Seasons | Winter, Spring, Summer, Fall | Winter, Spring, Summer, Fall | Winter, Spring, Summer, Fall | Winter, Spring, Summer, Fall | Winter, Spring, Summer, Fall | Winter, Spring, Summer, Fall | Winter, Spring, Summer, Fall
IL Climate ParentID 326- CO2 Cap Annual v6.20 | 503 | 7751 | Rate Constraint in MTons | FALSE | L | Annual | Standard CO2 | Thousand Tons | NA | NA | 63.1947 | 63.1947 | 63.1947 | 63.1947 | 63.1947
IL Climate ParentID 326- CO2 Cap Annual v6.20 | 503 | 7751 | Rate Constraint in MTons | FALSE | L | Annual | Emissions at Affected Plants CO2 | Thousand Tons | 0 | 0 | 0 | 0 | 0 | 0 | 0
IL Climate ParentID 326- CO2 Cap Annual v6.20 | 503 | 7751 | Rate Constraint in MTons | FALSE | L | Annual | Allowances Purchased CO2 | Thousand Tons | 0 | 0 | 0 | 0 | 0 | 0 | 0
IL Climate ParentID 326- CO2 Cap Annual v6.20 | 503 | 7751 | Rate Constraint in MTons | FALSE | L | Annual | Allowances Sold CO2 | Thousand Tons | 0 | 0 | 0 | 0 | 0 | 0 | 0
IL Climate ParentID 326- CO2 Cap Annual v6.20 | 503 | 7751 | Rate Constraint in MTons | FALSE | L | Annual | Allowances Banked | Thousand Tons | 0 | 0 | 0 | 0 | 0 | 0 | 0
IL Climate ParentID 326- CO2 Cap Annual v6.20 | 503 | 7751 | Rate Constraint in MTons | FALSE | L | Annual | Allowances Withdrawn (1:1) | Thousand Tons | 0 | 0 | 0 | 0 | 0 | 0 | 0
IL Climate ParentID 326- CO2 Cap Annual v6.20 | 503 | 7751 | Rate Constraint in MTons | FALSE | L | Annual | Allowances Withdrawn (n:1) | Thousand Tons | 0 | 0 | 0 | 0 | 0 | 0 | 0
IL Climate ParentID 326- CO2 Cap Annual v6.20 | 503 | 7751 | Rate Constraint in MTons | FALSE | L | Annual | Net Emissions Allowance Position | Thousand Tons | 0 | 0 | 0 | 0 | 0 | 0 | 0
IL Climate ParentID 326- CO2 Cap Annual v6.20 | 503 | 7751 | Rate Constraint in MTons | FALSE | L | Annual | Fuel Consumed | TBtu | 0 | 0 | 0 | 0 | 0 | 0 | 0
IL Climate ParentID 326- CO2 Cap Annual v6.20 | 503 | 7751 | Rate Constraint in MTons | FALSE | L | Annual | Rate | lb/MMBtu | 0 | 0 | 0 | 0 | 0 | 0 | 0
IL Climate ParentID 326- CO2 Cap Annual v6.20 | 503 | 7751 | Rate Constraint in MTons | FALSE | L | Annual | Generation | TWh | 0 | 0 | 0 | 0 | 0 | 0 | 0
IL Climate ParentID 326- CO2 Cap Annual v6.20 | 503 | 7751 | Rate Constraint in MTons | FALSE | L | Annual | Qualifying Generation | TWh | 0 | 0 | 0 | 0 | 0 | 0 | 0
IL Climate ParentID 326- CO2 Cap Annual v6.20 | 503 | 7751 | Rate Constraint in MTons | FALSE | L | Annual | Rate | lb/MWh | 0 | 0 | 0 | 0 | 0 | 0 | 0
IL Climate ParentID 326- CO2 Cap Annual v6.20 | 503 | 7751 | Rate Constraint in MTons | FALSE | L | Annual | Constraint Shadow Price | US2022$/Ton | 0 | 0 | 0 | 0 | 0 | 0 | 0
IL Climate ParentID 327- CO2 Cap Annual v6.20 | 504 | 7752 | Rate Constraint in MTons | FALSE | L | Annual | Seasons Included | Seasons | Winter, Spring, Summer, Fall | Winter, Spring, Summer, Fall | Winter, Spring, Summer, Fall | Winter, Spring, Summer, Fall | Winter, Spring, Summer, Fall | Winter, Spring, Summer, Fall | Winter, Spring, Summer, Fall
IL Climate ParentID 327- CO2 Cap Annual v6.20 | 504 | 7752 | Rate Constraint in MTons | FALSE | L | Annual | Standard CO2 | Thousand Tons | NA | NA | 21.1592 | 21.1592 | 21.1592 | 21.1592 | 21.1592
IL Climate ParentID 327- CO2 Cap Annual v6.20 | 504 | 7752 | Rate Constraint in MTons | FALSE | L | Annual | Emissions at Affected Plants CO2 | Thousand Tons | 0 | 0 | 0 | 0 | 0 | 0 | 0
IL Climate ParentID 327- CO2 Cap Annual v6.20 | 504 | 7752 | Rate Constraint in MTons | FALSE | L | Annual | Allowances Purchased CO2 | Thousand Tons | 0 | 0 | 0 | 0 | 0 | 0 | 0
IL Climate ParentID 327- CO2 Cap Annual v6.20 | 504 | 7752 | Rate Constraint in MTons | FALSE | L | Annual | Allowances Sold CO2 | Thousand Tons | 0 | 0 | 0 | 0 | 0 | 0 | 0
IL Climate ParentID 327- CO2 Cap Annual v6.20 | 504 | 7752 | Rate Constraint in MTons | FALSE | L | Annual | Allowances Banked | Thousand Tons | 0 | 0 | 0 | 0 | 0 | 0 | 0
IL Climate ParentID 327- CO2 Cap Annual v6.20 | 504 | 7752 | Rate Constraint in MTons | FALSE | L | Annual | Allowances Withdrawn (1:1) | Thousand Tons | 0 | 0 | 0 | 0 | 0 | 0 | 0
IL Climate ParentID 327- CO2 Cap Annual v6.20 | 504 | 7752 | Rate Constraint in MTons | FALSE | L | Annual | Allowances Withdrawn (n:1) | Thousand Tons | 0 | 0 | 0 | 0 | 0 | 0 | 0
IL Climate ParentID 327- CO2 Cap Annual v6.20 | 504 | 7752 | Rate Constraint in MTons | FALSE | L | Annual | Net Emissions Allowance Position | Thousand Tons | 0 | 0 | 0 | 0 | 0 | 0 | 0
IL Climate ParentID 327- CO2 Cap Annual v6.20 | 504 | 7752 | Rate Constraint in MTons | FALSE | L | Annual | Fuel Consumed | TBtu | 0 | 0 | 0 | 0 | 0 | 0 | 0
IL Climate ParentID 327- CO2 Cap Annual v6.20 | 504 | 7752 | Rate Constraint in MTons | FALSE | L | Annual | Rate | lb/MMBtu | 0 | 0 | 0 | 0 | 0 | 0 | 0
IL Climate ParentID 327- CO2 Cap Annual v6.20 | 504 | 7752 | Rate Constraint in MTons | FALSE | L | Annual | Generation | TWh | 0 | 0 | 0 | 0 | 0 | 0 | 0
IL Climate ParentID 327- CO2 Cap Annual v6.20 | 504 | 7752 | Rate Constraint in MTons | FALSE | L | Annual | Qualifying Generation | TWh | 0 | 0 | 0 | 0 | 0 | 0 | 0
IL Climate ParentID 327- CO2 Cap Annual v6.20 | 504 | 7752 | Rate Constraint in MTons | FALSE | L | Annual | Rate | lb/MWh | 0 | 0 | 0 | 0 | 0 | 0 | 0
IL Climate ParentID 327- CO2 Cap Annual v6.20 | 504 | 7752 | Rate Constraint in MTons | FALSE | L | Annual | Constraint Shadow Price | US2022$/Ton | 0 | 0 | 0 | 0 | 0 | 0 | 0
IL Climate ParentID 328- CO2 Cap Annual v6.20 | 505 | 7753 | Rate Constraint in MTons | FALSE | L | Annual | Seasons Included | Seasons | Winter, Spring, Summer, Fall | Winter, Spring, Summer, Fall | Winter, Spring, Summer, Fall | Winter, Spring, Summer, Fall | Winter, Spring, Summer, Fall | Winter, Spring, Summer, Fall | Winter, Spring, Summer, Fall
IL Climate ParentID 328- CO2 Cap Annual v6.20 | 505 | 7753 | Rate Constraint in MTons | FALSE | L | Annual | Standard CO2 | Thousand Tons | NA | NA | 4.9553 | 4.9553 | 4.9553 | 4.9553 | 4.9553
IL Climate ParentID 328- CO2 Cap Annual v6.20 | 505 | 7753 | Rate Constraint in MTons | FALSE | L | Annual | Emissions at Affected Plants CO2 | Thousand Tons | 0 | 0 | 0 | 0 | 0 | 0 | 0
IL Climate ParentID 328- CO2 Cap Annual v6.20 | 505 | 7753 | Rate Constraint in MTons | FALSE | L | Annual | Allowances Purchased CO2 | Thousand Tons | 0 | 0 | 0 | 0 | 0 | 0 | 0
IL Climate ParentID 328- CO2 Cap Annual v6.20 | 505 | 7753 | Rate Constraint in MTons | FALSE | L | Annual | Allowances Sold CO2 | Thousand Tons | 0 | 0 | 0 | 0 | 0 | 0 | 0
IL Climate ParentID 328- CO2 Cap Annual v6.20 | 505 | 7753 | Rate Constraint in MTons | FALSE | L | Annual | Allowances Banked | Thousand Tons | 0 | 0 | 0 | 0 | 0 | 0 | 0
IL Climate ParentID 328- CO2 Cap Annual v6.20 | 505 | 7753 | Rate Constraint in MTons | FALSE | L | Annual | Allowances Withdrawn (1:1) | Thousand Tons | 0 | 0 | 0 | 0 | 0 | 0 | 0
IL Climate ParentID 328- CO2 Cap Annual v6.20 | 505 | 7753 | Rate Constraint in MTons | FALSE | L | Annual | Allowances Withdrawn (n:1) | Thousand Tons | 0 | 0 | 0 | 0 | 0 | 0 | 0
IL Climate ParentID 328- CO2 Cap Annual v6.20 | 505 | 7753 | Rate Constraint in MTons | FALSE | L | Annual | Net Emissions Allowance Position | Thousand Tons | 0 | 0 | 0 | 0 | 0 | 0 | 0
IL Climate ParentID 328- CO2 Cap Annual v6.20 | 505 | 7753 | Rate Constraint in MTons | FALSE | L | Annual | Fuel Consumed | TBtu | 0 | 0 | 0 | 0 | 0 | 0 | 0
IL Climate ParentID 328- CO2 Cap Annual v6.20 | 505 | 7753 | Rate Constraint in MTons | FALSE | L | Annual | Rate | lb/MMBtu | 0 | 0 | 0 | 0 | 0 | 0 | 0
IL Climate ParentID 328- CO2 Cap Annual v6.20 | 505 | 7753 | Rate Constraint in MTons | FALSE | L | Annual | Generation | TWh | 0 | 0 | 0 | 0 | 0 | 0 | 0
IL Climate ParentID 328- CO2 Cap Annual v6.20 | 505 | 7753 | Rate Constraint in MTons | FALSE | L | Annual | Qualifying Generation | TWh | 0 | 0 | 0 | 0 | 0 | 0 | 0
IL Climate ParentID 328- CO2 Cap Annual v6.20 | 505 | 7753 | Rate Constraint in MTons | FALSE | L | Annual | Rate | lb/MWh | 0 | 0 | 0 | 0 | 0 | 0 | 0
IL Climate ParentID 328- CO2 Cap Annual v6.20 | 505 | 7753 | Rate Constraint in MTons | FALSE | L | Annual | Constraint Shadow Price | US2022$/Ton | 0 | 0 | 0 | 0 | 0 | 0 | 0
IL Climate ParentID 329- CO2 Cap Annual v6.20 | 506 | 7754 | Rate Constraint in MTons | FALSE | L | Annual | Seasons Included | Seasons | Winter, Spring, Summer, Fall | Winter, Spring, Summer, Fall | Winter, Spring, Summer, Fall | Winter, Spring, Summer, Fall | Winter, Spring, Summer, Fall | Winter, Spring, Summer, Fall | Winter, Spring, Summer, Fall
IL Climate ParentID 329- CO2 Cap Annual v6.20 | 506 | 7754 | Rate Constraint in MTons | FALSE | L | Annual | Standard CO2 | Thousand Tons | NA | NA | 24.3959 | 24.3959 | 24.3959 | 24.3959 | 24.3959
IL Climate ParentID 329- CO2 Cap Annual v6.20 | 506 | 7754 | Rate Constraint in MTons | FALSE | L | Annual | Emissions at Affected Plants CO2 | Thousand Tons | 0 | 0 | 0 | 0 | 0 | 0 | 0
IL Climate ParentID 329- CO2 Cap Annual v6.20 | 506 | 7754 | Rate Constraint in MTons | FALSE | L | Annual | Allowances Purchased CO2 | Thousand Tons | 0 | 0 | 0 | 0 | 0 | 0 | 0
IL Climate ParentID 329- CO2 Cap Annual v6.20 | 506 | 7754 | Rate Constraint in MTons | FALSE | L | Annual | Allowances Sold CO2 | Thousand Tons | 0 | 0 | 0 | 0 | 0 | 0 | 0
IL Climate ParentID 329- CO2 Cap Annual v6.20 | 506 | 7754 | Rate Constraint in MTons | FALSE | L | Annual | Allowances Banked | Thousand Tons | 0 | 0 | 0 | 0 | 0 | 0 | 0
IL Climate ParentID 329- CO2 Cap Annual v6.20 | 506 | 7754 | Rate Constraint in MTons | FALSE | L | Annual | Allowances Withdrawn (1:1) | Thousand Tons | 0 | 0 | 0 | 0 | 0 | 0 | 0
IL Climate ParentID 329- CO2 Cap Annual v6.20 | 506 | 7754 | Rate Constraint in MTons | FALSE | L | Annual | Allowances Withdrawn (n:1) | Thousand Tons | 0 | 0 | 0 | 0 | 0 | 0 | 0
IL Climate ParentID 329- CO2 Cap Annual v6.20 | 506 | 7754 | Rate Constraint in MTons | FALSE | L | Annual | Net Emissions Allowance Position | Thousand Tons | 0 | 0 | 0 | 0 | 0 | 0 | 0
IL Climate ParentID 329- CO2 Cap Annual v6.20 | 506 | 7754 | Rate Constraint in MTons | FALSE | L | Annual | Fuel Consumed | TBtu | 0 | 0 | 0 | 0 | 0 | 0 | 0
IL Climate ParentID 329- CO2 Cap Annual v6.20 | 506 | 7754 | Rate Constraint in MTons | FALSE | L | Annual | Rate | lb/MMBtu | 0 | 0 | 0 | 0 | 0 | 0 | 0
IL Climate ParentID 329- CO2 Cap Annual v6.20 | 506 | 7754 | Rate Constraint in MTons | FALSE | L | Annual | Generation | TWh | 0 | 0 | 0 | 0 | 0 | 0 | 0
IL Climate ParentID 329- CO2 Cap Annual v6.20 | 506 | 7754 | Rate Constraint in MTons | FALSE | L | Annual | Qualifying Generation | TWh | 0 | 0 | 0 | 0 | 0 | 0 | 0
IL Climate ParentID 329- CO2 Cap Annual v6.20 | 506 | 7754 | Rate Constraint in MTons | FALSE | L | Annual | Rate | lb/MWh | 0 | 0 | 0 | 0 | 0 | 0 | 0
IL Climate ParentID 329- CO2 Cap Annual v6.20 | 506 | 7754 | Rate Constraint in MTons | FALSE | L | Annual | Constraint Shadow Price | US2022$/Ton | 0 | 0 | 0 | 0 | 0 | 0 | 0
IL Climate ParentID 330- CO2 Cap Annual v6.20 | 507 | 7755 | Rate Constraint in MTons | FALSE | L | Annual | Seasons Included | Seasons | Winter, Spring, Summer, Fall | Winter, Spring, Summer, Fall | Winter, Spring, Summer, Fall | Winter, Spring, Summer, Fall | Winter, Spring, Summer, Fall | Winter, Spring, Summer, Fall | Winter, Spring, Summer, Fall
IL Climate ParentID 330- CO2 Cap Annual v6.20 | 507 | 7755 | Rate Constraint in MTons | FALSE | L | Annual | Standard CO2 | Thousand Tons | NA | NA | 99.3289 | 99.3289 | 99.3289 | 99.3289 | 99.3289
IL Climate ParentID 330- CO2 Cap Annual v6.20 | 507 | 7755 | Rate Constraint in MTons | FALSE | L | Annual | Emissions at Affected Plants CO2 | Thousand Tons | 0 | 0 | 0 | 0 | 0 | 0 | 0
IL Climate ParentID 330- CO2 Cap Annual v6.20 | 507 | 7755 | Rate Constraint in MTons | FALSE | L | Annual | Allowances Purchased CO2 | Thousand Tons | 0 | 0 | 0 | 0 | 0 | 0 | 0
IL Climate ParentID 330- CO2 Cap Annual v6.20 | 507 | 7755 | Rate Constraint in MTons | FALSE | L | Annual | Allowances Sold CO2 | Thousand Tons | 0 | 0 | 0 | 0 | 0 | 0 | 0
IL Climate ParentID 330- CO2 Cap Annual v6.20 | 507 | 7755 | Rate Constraint in MTons | FALSE | L | Annual | Allowances Banked | Thousand Tons | 0 | 0 | 0 | 0 | 0 | 0 | 0
IL Climate ParentID 330- CO2 Cap Annual v6.20 | 507 | 7755 | Rate Constraint in MTons | FALSE | L | Annual | Allowances Withdrawn (1:1) | Thousand Tons | 0 | 0 | 0 | 0 | 0 | 0 | 0
IL Climate ParentID 330- CO2 Cap Annual v6.20 | 507 | 7755 | Rate Constraint in MTons | FALSE | L | Annual | Allowances Withdrawn (n:1) | Thousand Tons | 0 | 0 | 0 | 0 | 0 | 0 | 0
IL Climate ParentID 330- CO2 Cap Annual v6.20 | 507 | 7755 | Rate Constraint in MTons | FALSE | L | Annual | Net Emissions Allowance Position | Thousand Tons | 0 | 0 | 0 | 0 | 0 | 0 | 0
IL Climate ParentID 330- CO2 Cap Annual v6.20 | 507 | 7755 | Rate Constraint in MTons | FALSE | L | Annual | Fuel Consumed | TBtu | 0 | 0 | 0 | 0 | 0 | 0 | 0
IL Climate ParentID 330- CO2 Cap Annual v6.20 | 507 | 7755 | Rate Constraint in MTons | FALSE | L | Annual | Rate | lb/MMBtu | 0 | 0 | 0 | 0 | 0 | 0 | 0
IL Climate ParentID 330- CO2 Cap Annual v6.20 | 507 | 7755 | Rate Constraint in MTons | FALSE | L | Annual | Generation | TWh | 0 | 0 | 0 | 0 | 0 | 0 | 0
IL Climate ParentID 330- CO2 Cap Annual v6.20 | 507 | 7755 | Rate Constraint in MTons | FALSE | L | Annual | Qualifying Generation | TWh | 0 | 0 | 0 | 0 | 0 | 0 | 0
IL Climate ParentID 330- CO2 Cap Annual v6.20 | 507 | 7755 | Rate Constraint in MTons | FALSE | L | Annual | Rate | lb/MWh | 0 | 0 | 0 | 0 | 0 | 0 | 0
IL Climate ParentID 330- CO2 Cap Annual v6.20 | 507 | 7755 | Rate Constraint in MTons | FALSE | L | Annual | Constraint Shadow Price | US2022$/Ton | 0 | 0 | 0 | 0 | 0 | 0 | 0
IL Climate ParentID 331- CO2 Cap Annual v6.20 | 508 | 7756 | Rate Constraint in MTons | FALSE | L | Annual | Seasons Included | Seasons | Winter, Spring, Summer, Fall | Winter, Spring, Summer, Fall | Winter, Spring, Summer, Fall | Winter, Spring, Summer, Fall | Winter, Spring, Summer, Fall | Winter, Spring, Summer, Fall | Winter, Spring, Summer, Fall
IL Climate ParentID 331- CO2 Cap Annual v6.20 | 508 | 7756 | Rate Constraint in MTons | FALSE | L | Annual | Standard CO2 | Thousand Tons | NA | NA | 43.4235 | 43.4235 | 43.4235 | 43.4235 | 43.4235
IL Climate ParentID 331- CO2 Cap Annual v6.20 | 508 | 7756 | Rate Constraint in MTons | FALSE | L | Annual | Emissions at Affected Plants CO2 | Thousand Tons | 0 | 0 | 0 | 0 | 0 | 0 | 0
IL Climate ParentID 331- CO2 Cap Annual v6.20 | 508 | 7756 | Rate Constraint in MTons | FALSE | L | Annual | Allowances Purchased CO2 | Thousand Tons | 0 | 0 | 0 | 0 | 0 | 0 | 0
IL Climate ParentID 331- CO2 Cap Annual v6.20 | 508 | 7756 | Rate Constraint in MTons | FALSE | L | Annual | Allowances Sold CO2 | Thousand Tons | 0 | 0 | 0 | 0 | 0 | 0 | 0
IL Climate ParentID 331- CO2 Cap Annual v6.20 | 508 | 7756 | Rate Constraint in MTons | FALSE | L | Annual | Allowances Banked | Thousand Tons | 0 | 0 | 0 | 0 | 0 | 0 | 0
IL Climate ParentID 331- CO2 Cap Annual v6.20 | 508 | 7756 | Rate Constraint in MTons | FALSE | L | Annual | Allowances Withdrawn (1:1) | Thousand Tons | 0 | 0 | 0 | 0 | 0 | 0 | 0
IL Climate ParentID 331- CO2 Cap Annual v6.20 | 508 | 7756 | Rate Constraint in MTons | FALSE | L | Annual | Allowances Withdrawn (n:1) | Thousand Tons | 0 | 0 | 0 | 0 | 0 | 0 | 0
IL Climate ParentID 331- CO2 Cap Annual v6.20 | 508 | 7756 | Rate Constraint in MTons | FALSE | L | Annual | Net Emissions Allowance Position | Thousand Tons | 0 | 0 | 0 | 0 | 0 | 0 | 0
IL Climate ParentID 331- CO2 Cap Annual v6.20 | 508 | 7756 | Rate Constraint in MTons | FALSE | L | Annual | Fuel Consumed | TBtu | 0 | 0 | 0 | 0 | 0 | 0 | 0
IL Climate ParentID 331- CO2 Cap Annual v6.20 | 508 | 7756 | Rate Constraint in MTons | FALSE | L | Annual | Rate | lb/MMBtu | 0 | 0 | 0 | 0 | 0 | 0 | 0
IL Climate ParentID 331- CO2 Cap Annual v6.20 | 508 | 7756 | Rate Constraint in MTons | FALSE | L | Annual | Generation | TWh | 0 | 0 | 0 | 0 | 0 | 0 | 0
IL Climate ParentID 331- CO2 Cap Annual v6.20 | 508 | 7756 | Rate Constraint in MTons | FALSE | L | Annual | Qualifying Generation | TWh | 0 | 0 | 0 | 0 | 0 | 0 | 0
IL Climate ParentID 331- CO2 Cap Annual v6.20 | 508 | 7756 | Rate Constraint in MTons | FALSE | L | Annual | Rate | lb/MWh | 0 | 0 | 0 | 0 | 0 | 0 | 0
IL Climate ParentID 331- CO2 Cap Annual v6.20 | 508 | 7756 | Rate Constraint in MTons | FALSE | L | Annual | Constraint Shadow Price | US2022$/Ton | 0 | 0 | 0 | 0 | 0 | 0 | 0
IL Climate ParentID 336- CO2 Cap Annual v6.20 | 509 | 7757 | Rate Constraint in MTons | FALSE | L | Annual | Seasons Included | Seasons | Winter, Spring, Summer, Fall | Winter, Spring, Summer, Fall | Winter, Spring, Summer, Fall | Winter, Spring, Summer, Fall | Winter, Spring, Summer, Fall | Winter, Spring, Summer, Fall | Winter, Spring, Summer, Fall
IL Climate ParentID 336- CO2 Cap Annual v6.20 | 509 | 7757 | Rate Constraint in MTons | FALSE | L | Annual | Standard CO2 | Thousand Tons | NA | NA | 190.9653 | 190.9653 | 190.9653 | 190.9653 | 190.9653
IL Climate ParentID 336- CO2 Cap Annual v6.20 | 509 | 7757 | Rate Constraint in MTons | FALSE | L | Annual | Emissions at Affected Plants CO2 | Thousand Tons | 0 | 0 | 5.593 | 0.26988 | 0 | 0 | 0
IL Climate ParentID 336- CO2 Cap Annual v6.20 | 509 | 7757 | Rate Constraint in MTons | FALSE | L | Annual | Allowances Purchased CO2 | Thousand Tons | 0 | 0 | 0 | 0 | 0 | 0 | 0
IL Climate ParentID 336- CO2 Cap Annual v6.20 | 509 | 7757 | Rate Constraint in MTons | FALSE | L | Annual | Allowances Sold CO2 | Thousand Tons | 0 | 0 | 0 | 0 | 0 | 0 | 0
IL Climate ParentID 336- CO2 Cap Annual v6.20 | 509 | 7757 | Rate Constraint in MTons | FALSE | L | Annual | Allowances Banked | Thousand Tons | 0 | 0 | 0 | 0 | 0 | 0 | 0
IL Climate ParentID 336- CO2 Cap Annual v6.20 | 509 | 7757 | Rate Constraint in MTons | FALSE | L | Annual | Allowances Withdrawn (1:1) | Thousand Tons | 0 | 0 | 0 | 0 | 0 | 0 | 0
IL Climate ParentID 336- CO2 Cap Annual v6.20 | 509 | 7757 | Rate Constraint in MTons | FALSE | L | Annual | Allowances Withdrawn (n:1) | Thousand Tons | 0 | 0 | 0 | 0 | 0 | 0 | 0
IL Climate ParentID 336- CO2 Cap Annual v6.20 | 509 | 7757 | Rate Constraint in MTons | FALSE | L | Annual | Net Emissions Allowance Position | Thousand Tons | 0 | 0 | 5.593 | 0.26988 | 0 | 0 | 0
IL Climate ParentID 336- CO2 Cap Annual v6.20 | 509 | 7757 | Rate Constraint in MTons | FALSE | L | Annual | Fuel Consumed | TBtu | 0 | 0 | 0.095542 | 0.0046102 | 0 | 0 | 0
IL Climate ParentID 336- CO2 Cap Annual v6.20 | 509 | 7757 | Rate Constraint in MTons | FALSE | L | Annual | Rate | lb/MMBtu | 0 | 0 | 117.08 | 117.08 | 0 | 0 | 0
IL Climate ParentID 336- CO2 Cap Annual v6.20 | 509 | 7757 | Rate Constraint in MTons | FALSE | L | Annual | Generation | TWh | 0 | 0 | 0.0084655 | 0.00040849 | 0 | 0 | 0
IL Climate ParentID 336- CO2 Cap Annual v6.20 | 509 | 7757 | Rate Constraint in MTons | FALSE | L | Annual | Qualifying Generation | TWh | 0 | 0 | 0.0084655 | 0.00040849 | 0 | 0 | 0
IL Climate ParentID 336- CO2 Cap Annual v6.20 | 509 | 7757 | Rate Constraint in MTons | FALSE | L | Annual | Rate | lb/MWh | 0 | 0 | 1321.3649 | 1321.3649 | 0 | 0 | 0
IL Climate ParentID 336- CO2 Cap Annual v6.20 | 509 | 7757 | Rate Constraint in MTons | FALSE | L | Annual | Constraint Shadow Price | US2022$/Ton | 0 | 0 | 0 | 0 | 0 | 0 | 0
IL Climate ParentID 3563- CO2 Cap Annual v6.20 | 510 | 7783 | Rate Constraint in MTons | FALSE | L | Annual | Seasons Included | Seasons | Winter, Spring, Summer, Fall | Winter, Spring, Summer, Fall | Winter, Spring, Summer, Fall | Winter, Spring, Summer, Fall | Winter, Spring, Summer, Fall | Winter, Spring, Summer, Fall | Winter, Spring, Summer, Fall
IL Climate ParentID 3563- CO2 Cap Annual v6.20 | 510 | 7783 | Rate Constraint in MTons | FALSE | L | Annual | Standard CO2 | Thousand Tons | NA | NA | 3726.0581 | 3726.0581 | 3726.0581 | 3726.0581 | 3726.0581
IL Climate ParentID 3563- CO2 Cap Annual v6.20 | 510 | 7783 | Rate Constraint in MTons | FALSE | L | Annual | Emissions at Affected Plants CO2 | Thousand Tons | 0 | 0 | 536.9566 | 536.9566 | 0 | 0 | 0
IL Climate ParentID 3563- CO2 Cap Annual v6.20 | 510 | 7783 | Rate Constraint in MTons | FALSE | L | Annual | Allowances Purchased CO2 | Thousand Tons | 0 | 0 | 0 | 0 | 0 | 0 | 0
IL Climate ParentID 3563- CO2 Cap Annual v6.20 | 510 | 7783 | Rate Constraint in MTons | FALSE | L | Annual | Allowances Sold CO2 | Thousand Tons | 0 | 0 | 0 | 0 | 0 | 0 | 0
IL Climate ParentID 3563- CO2 Cap Annual v6.20 | 510 | 7783 | Rate Constraint in MTons | FALSE | L | Annual | Allowances Banked | Thousand Tons | 0 | 0 | 0 | 0 | 0 | 0 | 0
IL Climate ParentID 3563- CO2 Cap Annual v6.20 | 510 | 7783 | Rate Constraint in MTons | FALSE | L | Annual | Allowances Withdrawn (1:1) | Thousand Tons | 0 | 0 | 0 | 0 | 0 | 0 | 0
IL Climate ParentID 3563- CO2 Cap Annual v6.20 | 510 | 7783 | Rate Constraint in MTons | FALSE | L | Annual | Allowances Withdrawn (n:1) | Thousand Tons | 0 | 0 | 0 | 0 | 0 | 0 | 0
IL Climate ParentID 3563- CO2 Cap Annual v6.20 | 510 | 7783 | Rate Constraint in MTons | FALSE | L | Annual | Net Emissions Allowance Position | Thousand Tons | 0 | 0 | 536.9566 | 536.9566 | 0 | 0 | 0
IL Climate ParentID 3563- CO2 Cap Annual v6.20 | 510 | 7783 | Rate Constraint in MTons | FALSE | L | Annual | Fuel Consumed | TBtu | 0 | 0 | 52.1149 | 52.1149 | 0 | 0 | 0
IL Climate ParentID 3563- CO2 Cap Annual v6.20 | 510 | 7783 | Rate Constraint in MTons | FALSE | L | Annual | Rate | lb/MMBtu | 0 | 0 | 20.6066 | 20.6066 | 0 | 0 | 0
IL Climate ParentID 3563- CO2 Cap Annual v6.20 | 510 | 7783 | Rate Constraint in MTons | FALSE | L | Annual | Generation | TWh | 0 | 0 | 3.9405 | 3.9405 | 0 | 0 | 0
IL Climate ParentID 3563- CO2 Cap Annual v6.20 | 510 | 7783 | Rate Constraint in MTons | FALSE | L | Annual | Qualifying Generation | TWh | 0 | 0 | 3.9405 | 3.9405 | 0 | 0 | 0
IL Climate ParentID 3563- CO2 Cap Annual v6.20 | 510 | 7783 | Rate Constraint in MTons | FALSE | L | Annual | Rate | lb/MWh | 0 | 0 | 272.5334 | 272.5334 | 0 | 0 | 0
IL Climate ParentID 3563- CO2 Cap Annual v6.20 | 510 | 7783 | Rate Constraint in MTons | FALSE | L | Annual | Constraint Shadow Price | US2022$/Ton | 0 | 0 | 0 | 0 | 0 | 0 | 0
IL Climate ParentID 3564- CO2 Cap Annual v6.20 | 511 | 7784 | Rate Constraint in MTons | FALSE | L | Annual | Seasons Included | Seasons | Winter, Spring, Summer, Fall | Winter, Spring, Summer, Fall | Winter, Spring, Summer, Fall | Winter, Spring, Summer, Fall | Winter, Spring, Summer, Fall | Winter, Spring, Summer, Fall | Winter, Spring, Summer, Fall
IL Climate ParentID 3564- CO2 Cap Annual v6.20 | 511 | 7784 | Rate Constraint in MTons | FALSE | L | Annual | Standard CO2 | Thousand Tons | NA | NA | 3621.2811 | 3621.2811 | 3621.2811 | 3621.2811 | 3621.2811
IL Climate ParentID 3564- CO2 Cap Annual v6.20 | 511 | 7784 | Rate Constraint in MTons | FALSE | L | Annual | Emissions at Affected Plants CO2 | Thousand Tons | 0 | 0 | 534.3836 | 534.3836 | 0 | 0 | 0
IL Climate ParentID 3564- CO2 Cap Annual v6.20 | 511 | 7784 | Rate Constraint in MTons | FALSE | L | Annual | Allowances Purchased CO2 | Thousand Tons | 0 | 0 | 0 | 0 | 0 | 0 | 0
IL Climate ParentID 3564- CO2 Cap Annual v6.20 | 511 | 7784 | Rate Constraint in MTons | FALSE | L | Annual | Allowances Sold CO2 | Thousand Tons | 0 | 0 | 0 | 0 | 0 | 0 | 0
IL Climate ParentID 3564- CO2 Cap Annual v6.20 | 511 | 7784 | Rate Constraint in MTons | FALSE | L | Annual | Allowances Banked | Thousand Tons | 0 | 0 | 0 | 0 | 0 | 0 | 0
IL Climate ParentID 3564- CO2 Cap Annual v6.20 | 511 | 7784 | Rate Constraint in MTons | FALSE | L | Annual | Allowances Withdrawn (1:1) | Thousand Tons | 0 | 0 | 0 | 0 | 0 | 0 | 0
IL Climate ParentID 3564- CO2 Cap Annual v6.20 | 511 | 7784 | Rate Constraint in MTons | FALSE | L | Annual | Allowances Withdrawn (n:1) | Thousand Tons | 0 | 0 | 0 | 0 | 0 | 0 | 0
IL Climate ParentID 3564- CO2 Cap Annual v6.20 | 511 | 7784 | Rate Constraint in MTons | FALSE | L | Annual | Net Emissions Allowance Position | Thousand Tons | 0 | 0 | 534.3836 | 534.3836 | 0 | 0 | 0
IL Climate ParentID 3564- CO2 Cap Annual v6.20 | 511 | 7784 | Rate Constraint in MTons | FALSE | L | Annual | Fuel Consumed | TBtu | 0 | 0 | 51.8652 | 51.8652 | 0 | 0 | 0
IL Climate ParentID 3564- CO2 Cap Annual v6.20 | 511 | 7784 | Rate Constraint in MTons | FALSE | L | Annual | Rate | lb/MMBtu | 0 | 0 | 20.6066 | 20.6066 | 0 | 0 | 0
IL Climate ParentID 3564- CO2 Cap Annual v6.20 | 511 | 7784 | Rate Constraint in MTons | FALSE | L | Annual | Generation | TWh | 0 | 0 | 3.9487 | 3.9487 | 0 | 0 | 0
IL Climate ParentID 3564- CO2 Cap Annual v6.20 | 511 | 7784 | Rate Constraint in MTons | FALSE | L | Annual | Qualifying Generation | TWh | 0 | 0 | 3.9487 | 3.9487 | 0 | 0 | 0
IL Climate ParentID 3564- CO2 Cap Annual v6.20 | 511 | 7784 | Rate Constraint in MTons | FALSE | L | Annual | Rate | lb/MWh | 0 | 0 | 270.6638 | 270.6638 | 0 | 0 | 0
IL Climate ParentID 3564- CO2 Cap Annual v6.20 | 511 | 7784 | Rate Constraint in MTons | FALSE | L | Annual | Constraint Shadow Price | US2022$/Ton | 0 | 0 | 0 | 0 | 0 | 0 | 0
IL Climate ParentID 450- CO2 Cap Annual v6.20 | 512 | 7758 | Rate Constraint in MTons | FALSE | L | Annual | Seasons Included | Seasons | Winter, Spring, Summer, Fall | Winter, Spring, Summer, Fall | Winter, Spring, Summer, Fall | Winter, Spring, Summer, Fall | Winter, Spring, Summer, Fall | Winter, Spring, Summer, Fall | Winter, Spring, Summer, Fall
IL Climate ParentID 450- CO2 Cap Annual v6.20 | 512 | 7758 | Rate Constraint in MTons | FALSE | L | Annual | Standard CO2 | Thousand Tons | NA | NA | 29.8709 | 29.8709 | 29.8709 | 29.8709 | 29.8709
IL Climate ParentID 450- CO2 Cap Annual v6.20 | 512 | 7758 | Rate Constraint in MTons | FALSE | L | Annual | Emissions at Affected Plants CO2 | Thousand Tons | 0 | 0 | 12.3006 | 0 | 0 | 0 | 0
IL Climate ParentID 450- CO2 Cap Annual v6.20 | 512 | 7758 | Rate Constraint in MTons | FALSE | L | Annual | Allowances Purchased CO2 | Thousand Tons | 0 | 0 | 0 | 0 | 0 | 0 | 0
IL Climate ParentID 450- CO2 Cap Annual v6.20 | 512 | 7758 | Rate Constraint in MTons | FALSE | L | Annual | Allowances Sold CO2 | Thousand Tons | 0 | 0 | 0 | 0 | 0 | 0 | 0
IL Climate ParentID 450- CO2 Cap Annual v6.20 | 512 | 7758 | Rate Constraint in MTons | FALSE | L | Annual | Allowances Banked | Thousand Tons | 0 | 0 | 0 | 0 | 0 | 0 | 0
IL Climate ParentID 450- CO2 Cap Annual v6.20 | 512 | 7758 | Rate Constraint in MTons | FALSE | L | Annual | Allowances Withdrawn (1:1) | Thousand Tons | 0 | 0 | 0 | 0 | 0 | 0 | 0
IL Climate ParentID 450- CO2 Cap Annual v6.20 | 512 | 7758 | Rate Constraint in MTons | FALSE | L | Annual | Allowances Withdrawn (n:1) | Thousand Tons | 0 | 0 | 0 | 0 | 0 | 0 | 0
IL Climate ParentID 450- CO2 Cap Annual v6.20 | 512 | 7758 | Rate Constraint in MTons | FALSE | L | Annual | Net Emissions Allowance Position | Thousand Tons | 0 | 0 | 12.3006 | 0 | 0 | 0 | 0
IL Climate ParentID 450- CO2 Cap Annual v6.20 | 512 | 7758 | Rate Constraint in MTons | FALSE | L | Annual | Fuel Consumed | TBtu | 0 | 0 | 0.21012 | 0 | 0 | 0 | 0
IL Climate ParentID 450- CO2 Cap Annual v6.20 | 512 | 7758 | Rate Constraint in MTons | FALSE | L | Annual | Rate | lb/MMBtu | 0 | 0 | 117.08 | 0 | 0 | 0 | 0
IL Climate ParentID 450- CO2 Cap Annual v6.20 | 512 | 7758 | Rate Constraint in MTons | FALSE | L | Annual | Generation | TWh | 0 | 0 | 0.019555 | 0 | 0 | 0 | 0
IL Climate ParentID 450- CO2 Cap Annual v6.20 | 512 | 7758 | Rate Constraint in MTons | FALSE | L | Annual | Qualifying Generation | TWh | 0 | 0 | 0.019555 | 0 | 0 | 0 | 0
IL Climate ParentID 450- CO2 Cap Annual v6.20 | 512 | 7758 | Rate Constraint in MTons | FALSE | L | Annual | Rate | lb/MWh | 0 | 0 | 1258.0246 | 0 | 0 | 0 | 0
IL Climate ParentID 450- CO2 Cap Annual v6.20 | 512 | 7758 | Rate Constraint in MTons | FALSE | L | Annual | Constraint Shadow Price | US2022$/Ton | 0 | 0 | 0 | 0 | 0 | 0 | 0
IL Climate ParentID 451- CO2 Cap Annual v6.20 | 513 | 7759 | Rate Constraint in MTons | FALSE | L | Annual | Seasons Included | Seasons | Winter, Spring, Summer, Fall | Winter, Spring, Summer, Fall | Winter, Spring, Summer, Fall | Winter, Spring, Summer, Fall | Winter, Spring, Summer, Fall | Winter, Spring, Summer, Fall | Winter, Spring, Summer, Fall
IL Climate ParentID 451- CO2 Cap Annual v6.20 | 513 | 7759 | Rate Constraint in MTons | FALSE | L | Annual | Standard CO2 | Thousand Tons | NA | NA | 28.5997 | 28.5997 | 28.5997 | 28.5997 | 28.5997
IL Climate ParentID 451- CO2 Cap Annual v6.20 | 513 | 7759 | Rate Constraint in MTons | FALSE | L | Annual | Emissions at Affected Plants CO2 | Thousand Tons | 0 | 0 | 1.8391 | 0 | 0 | 0 | 0
IL Climate ParentID 451- CO2 Cap Annual v6.20 | 513 | 7759 | Rate Constraint in MTons | FALSE | L | Annual | Allowances Purchased CO2 | Thousand Tons | 0 | 0 | 0 | 0 | 0 | 0 | 0
IL Climate ParentID 451- CO2 Cap Annual v6.20 | 513 | 7759 | Rate Constraint in MTons | FALSE | L | Annual | Allowances Sold CO2 | Thousand Tons | 0 | 0 | 0 | 0 | 0 | 0 | 0
IL Climate ParentID 451- CO2 Cap Annual v6.20 | 513 | 7759 | Rate Constraint in MTons | FALSE | L | Annual | Allowances Banked | Thousand Tons | 0 | 0 | 0 | 0 | 0 | 0 | 0
IL Climate ParentID 451- CO2 Cap Annual v6.20 | 513 | 7759 | Rate Constraint in MTons | FALSE | L | Annual | Allowances Withdrawn (1:1) | Thousand Tons | 0 | 0 | 0 | 0 | 0 | 0 | 0
IL Climate ParentID 451- CO2 Cap Annual v6.20 | 513 | 7759 | Rate Constraint in MTons | FALSE | L | Annual | Allowances Withdrawn (n:1) | Thousand Tons | 0 | 0 | 0 | 0 | 0 | 0 | 0
IL Climate ParentID 451- CO2 Cap Annual v6.20 | 513 | 7759 | Rate Constraint in MTons | FALSE | L | Annual | Net Emissions Allowance Position | Thousand Tons | 0 | 0 | 1.8391 | 0 | 0 | 0 | 0
IL Climate ParentID 451- CO2 Cap Annual v6.20 | 513 | 7759 | Rate Constraint in MTons | FALSE | L | Annual | Fuel Consumed | TBtu | 0 | 0 | 0.031416 | 0 | 0 | 0 | 0
IL Climate ParentID 451- CO2 Cap Annual v6.20 | 513 | 7759 | Rate Constraint in MTons | FALSE | L | Annual | Rate | lb/MMBtu | 0 | 0 | 117.08 | 0 | 0 | 0 | 0
IL Climate ParentID 451- CO2 Cap Annual v6.20 | 513 | 7759 | Rate Constraint in MTons | FALSE | L | Annual | Generation | TWh | 0 | 0 | 0.0029005 | 0 | 0 | 0 | 0
IL Climate ParentID 451- CO2 Cap Annual v6.20 | 513 | 7759 | Rate Constraint in MTons | FALSE | L | Annual | Qualifying Generation | TWh | 0 | 0 | 0.0029005 | 0 | 0 | 0 | 0
IL Climate ParentID 451- CO2 Cap Annual v6.20 | 513 | 7759 | Rate Constraint in MTons | FALSE | L | Annual | Rate | lb/MWh | 0 | 0 | 1268.1524 | 0 | 0 | 0 | 0
IL Climate ParentID 451- CO2 Cap Annual v6.20 | 513 | 7759 | Rate Constraint in MTons | FALSE | L | Annual | Constraint Shadow Price | US2022$/Ton | 0 | 0 | 0 | 0 | 0 | 0 | 0
IL Climate ParentID 452- CO2 Cap Annual v6.20 | 514 | 7760 | Rate Constraint in MTons | FALSE | L | Annual | Seasons Included | Seasons | Winter, Spring, Summer, Fall | Winter, Spring, Summer, Fall | Winter, Spring, Summer, Fall | Winter, Spring, Summer, Fall | Winter, Spring, Summer, Fall | Winter, Spring, Summer, Fall | Winter, Spring, Summer, Fall
IL Climate ParentID 452- CO2 Cap Annual v6.20 | 514 | 7760 | Rate Constraint in MTons | FALSE | L | Annual | Standard CO2 | Thousand Tons | NA | NA | 70.0018 | 70.0018 | 70.0018 | 70.0018 | 70.0018
IL Climate ParentID 452- CO2 Cap Annual v6.20 | 514 | 7760 | Rate Constraint in MTons | FALSE | L | Annual | Emissions at Affected Plants CO2 | Thousand Tons | 0 | 0 | 13.0791 | 0 | 0 | 0 | 0
IL Climate ParentID 452- CO2 Cap Annual v6.20 | 514 | 7760 | Rate Constraint in MTons | FALSE | L | Annual | Allowances Purchased CO2 | Thousand Tons | 0 | 0 | 0 | 0 | 0 | 0 | 0
IL Climate ParentID 452- CO2 Cap Annual v6.20 | 514 | 7760 | Rate Constraint in MTons | FALSE | L | Annual | Allowances Sold CO2 | Thousand Tons | 0 | 0 | 0 | 0 | 0 | 0 | 0
IL Climate ParentID 452- CO2 Cap Annual v6.20 | 514 | 7760 | Rate Constraint in MTons | FALSE | L | Annual | Allowances Banked | Thousand Tons | 0 | 0 | 0 | 0 | 0 | 0 | 0
IL Climate ParentID 452- CO2 Cap Annual v6.20 | 514 | 7760 | Rate Constraint in MTons | FALSE | L | Annual | Allowances Withdrawn (1:1) | Thousand Tons | 0 | 0 | 0 | 0 | 0 | 0 | 0
IL Climate ParentID 452- CO2 Cap Annual v6.20 | 514 | 7760 | Rate Constraint in MTons | FALSE | L | Annual | Allowances Withdrawn (n:1) | Thousand Tons | 0 | 0 | 0 | 0 | 0 | 0 | 0
IL Climate ParentID 452- CO2 Cap Annual v6.20 | 514 | 7760 | Rate Constraint in MTons | FALSE | L | Annual | Net Emissions Allowance Position | Thousand Tons | 0 | 0 | 13.0791 | 0 | 0 | 0 | 0
IL Climate ParentID 452- CO2 Cap Annual v6.20 | 514 | 7760 | Rate Constraint in MTons | FALSE | L | Annual | Fuel Consumed | TBtu | 0 | 0 | 0.22342 | 0 | 0 | 0 | 0
IL Climate ParentID 452- CO2 Cap Annual v6.20 | 514 | 7760 | Rate Constraint in MTons | FALSE | L | Annual | Rate | lb/MMBtu | 0 | 0 | 117.08 | 0 | 0 | 0 | 0
IL Climate ParentID 452- CO2 Cap Annual v6.20 | 514 | 7760 | Rate Constraint in MTons | FALSE | L | Annual | Generation | TWh | 0 | 0 | 0.020793 | 0 | 0 | 0 | 0
IL Climate ParentID 452- CO2 Cap Annual v6.20 | 514 | 7760 | Rate Constraint in MTons | FALSE | L | Annual | Qualifying Generation | TWh | 0 | 0 | 0.020793 | 0 | 0 | 0 | 0
IL Climate ParentID 452- CO2 Cap Annual v6.20 | 514 | 7760 | Rate Constraint in MTons | FALSE | L | Annual | Rate | lb/MWh | 0 | 0 | 1258.0246 | 0 | 0 | 0 | 0
IL Climate ParentID 452- CO2 Cap Annual v6.20 | 514 | 7760 | Rate Constraint in MTons | FALSE | L | Annual | Constraint Shadow Price | US2022$/Ton | 0 | 0 | 0 | 0 | 0 | 0 | 0
IL Climate ParentID 453- CO2 Cap Annual v6.20 | 515 | 7761 | Rate Constraint in MTons | FALSE | L | Annual | Seasons Included | Seasons | Winter, Spring, Summer, Fall | Winter, Spring, Summer, Fall | Winter, Spring, Summer, Fall | Winter, Spring, Summer, Fall | Winter, Spring, Summer, Fall | Winter, Spring, Summer, Fall | Winter, Spring, Summer, Fall
IL Climate ParentID 453- CO2 Cap Annual v6.20 | 515 | 7761 | Rate Constraint in MTons | FALSE | L | Annual | Standard CO2 | Thousand Tons | NA | NA | 0.28801 | 0.28801 | 0.28801 | 0.28801 | 0.28801
IL Climate ParentID 453- CO2 Cap Annual v6.20 | 515 | 7761 | Rate Constraint in MTons | FALSE | L | Annual | Emissions at Affected Plants CO2 | Thousand Tons | 0 | 0 | 0.28801 | 0 | 0 | 0 | 0
IL Climate ParentID 453- CO2 Cap Annual v6.20 | 515 | 7761 | Rate Constraint in MTons | FALSE | L | Annual | Allowances Purchased CO2 | Thousand Tons | 0 | 0 | 0 | 0 | 0 | 0 | 0
IL Climate ParentID 453- CO2 Cap Annual v6.20 | 515 | 7761 | Rate Constraint in MTons | FALSE | L | Annual | Allowances Sold CO2 | Thousand Tons | 0 | 0 | 0 | 0 | 0 | 0 | 0
IL Climate ParentID 453- CO2 Cap Annual v6.20 | 515 | 7761 | Rate Constraint in MTons | FALSE | L | Annual | Allowances Banked | Thousand Tons | 0 | 0 | 0 | 0 | 0 | 0 | 0
IL Climate ParentID 453- CO2 Cap Annual v6.20 | 515 | 7761 | Rate Constraint in MTons | FALSE | L | Annual | Allowances Withdrawn (1:1) | Thousand Tons | 0 | 0 | 0 | 0 | 0 | 0 | 0
IL Climate ParentID 453- CO2 Cap Annual v6.20 | 515 | 7761 | Rate Constraint in MTons | FALSE | L | Annual | Allowances Withdrawn (n:1) | Thousand Tons | 0 | 0 | 0 | 0 | 0 | 0 | 0
IL Climate ParentID 453- CO2 Cap Annual v6.20 | 515 | 7761 | Rate Constraint in MTons | FALSE | L | Annual | Net Emissions Allowance Position | Thousand Tons | 0 | 0 | 0.28801 | 0 | 0 | 0 | 0
IL Climate ParentID 453- CO2 Cap Annual v6.20 | 515 | 7761 | Rate Constraint in MTons | FALSE | L | Annual | Fuel Consumed | TBtu | 0 | 0 | 0.0049199 | 0 | 0 | 0 | 0
IL Climate ParentID 453- CO2 Cap Annual v6.20 | 515 | 7761 | Rate Constraint in MTons | FALSE | L | Annual | Rate | lb/MMBtu | 0 | 0 | 117.08 | 0 | 0 | 0 | 0
IL Climate ParentID 453- CO2 Cap Annual v6.20 | 515 | 7761 | Rate Constraint in MTons | FALSE | L | Annual | Generation | TWh | 0 | 0 | 0.00045788 | 0 | 0 | 0 | 0
IL Climate ParentID 453- CO2 Cap Annual v6.20 | 515 | 7761 | Rate Constraint in MTons | FALSE | L | Annual | Qualifying Generation | TWh | 0 | 0 | 0.00045788 | 0 | 0 | 0 | 0
IL Climate ParentID 453- CO2 Cap Annual v6.20 | 515 | 7761 | Rate Constraint in MTons | FALSE | L | Annual | Rate | lb/MWh | 0 | 0 | 1258.0246 | 0 | 0 | 0 | 0
IL Climate ParentID 453- CO2 Cap Annual v6.20 | 515 | 7761 | Rate Constraint in MTons | FALSE | L | Annual | Constraint Shadow Price | US2022$/Ton | 0 | 0 | 11.4153 | 0 | 0 | 0 | 0
IL Climate ParentID 455- CO2 Cap Annual v6.20 | 516 | 7762 | Rate Constraint in MTons | FALSE | L | Annual | Seasons Included | Seasons | Winter, Spring, Summer, Fall | Winter, Spring, Summer, Fall | Winter, Spring, Summer, Fall | Winter, Spring, Summer, Fall | Winter, Spring, Summer, Fall | Winter, Spring, Summer, Fall | Winter, Spring, Summer, Fall
IL Climate ParentID 455- CO2 Cap Annual v6.20 | 516 | 7762 | Rate Constraint in MTons | FALSE | L | Annual | Standard CO2 | Thousand Tons | NA | NA | 6.7789 | 6.7789 | 6.7789 | 6.7789 | 6.7789
IL Climate ParentID 455- CO2 Cap Annual v6.20 | 516 | 7762 | Rate Constraint in MTons | FALSE | L | Annual | Emissions at Affected Plants CO2 | Thousand Tons | 0 | 0 | 0 | 0 | 0 | 0 | 0
IL Climate ParentID 455- CO2 Cap Annual v6.20 | 516 | 7762 | Rate Constraint in MTons | FALSE | L | Annual | Allowances Purchased CO2 | Thousand Tons | 0 | 0 | 0 | 0 | 0 | 0 | 0
IL Climate ParentID 455- CO2 Cap Annual v6.20 | 516 | 7762 | Rate Constraint in MTons | FALSE | L | Annual | Allowances Sold CO2 | Thousand Tons | 0 | 0 | 0 | 0 | 0 | 0 | 0
IL Climate ParentID 455- CO2 Cap Annual v6.20 | 516 | 7762 | Rate Constraint in MTons | FALSE | L | Annual | Allowances Banked | Thousand Tons | 0 | 0 | 0 | 0 | 0 | 0 | 0
IL Climate ParentID 455- CO2 Cap Annual v6.20 | 516 | 7762 | Rate Constraint in MTons | FALSE | L | Annual | Allowances Withdrawn (1:1) | Thousand Tons | 0 | 0 | 0 | 0 | 0 | 0 | 0
IL Climate ParentID 455- CO2 Cap Annual v6.20 | 516 | 7762 | Rate Constraint in MTons | FALSE | L | Annual | Allowances Withdrawn (n:1) | Thousand Tons | 0 | 0 | 0 | 0 | 0 | 0 | 0
IL Climate ParentID 455- CO2 Cap Annual v6.20 | 516 | 7762 | Rate Constraint in MTons | FALSE | L | Annual | Net Emissions Allowance Position | Thousand Tons | 0 | 0 | 0 | 0 | 0 | 0 | 0
IL Climate ParentID 455- CO2 Cap Annual v6.20 | 516 | 7762 | Rate Constraint in MTons | FALSE | L | Annual | Fuel Consumed | TBtu | 0 | 0 | 0 | 0 | 0 | 0 | 0
IL Climate ParentID 455- CO2 Cap Annual v6.20 | 516 | 7762 | Rate Constraint in MTons | FALSE | L | Annual | Rate | lb/MMBtu | 0 | 0 | 0 | 0 | 0 | 0 | 0
IL Climate ParentID 455- CO2 Cap Annual v6.20 | 516 | 7762 | Rate Constraint in MTons | FALSE | L | Annual | Generation | TWh | 0 | 0 | 0 | 0 | 0 | 0 | 0
IL Climate ParentID 455- CO2 Cap Annual v6.20 | 516 | 7762 | Rate Constraint in MTons | FALSE | L | Annual | Qualifying Generation | TWh | 0 | 0 | 0 | 0 | 0 | 0 | 0
IL Climate ParentID 455- CO2 Cap Annual v6.20 | 516 | 7762 | Rate Constraint in MTons | FALSE | L | Annual | Rate | lb/MWh | 0 | 0 | 0 | 0 | 0 | 0 | 0
IL Climate ParentID 455- CO2 Cap Annual v6.20 | 516 | 7762 | Rate Constraint in MTons | FALSE | L | Annual | Constraint Shadow Price | US2022$/Ton | 0 | 0 | 0 | 0 | 0 | 0 | 0
IL Climate ParentID 456- CO2 Cap Annual v6.20 | 517 | 7763 | Rate Constraint in MTons | FALSE | L | Annual | Seasons Included | Seasons | Winter, Spring, Summer, Fall | Winter, Spring, Summer, Fall | Winter, Spring, Summer, Fall | Winter, Spring, Summer, Fall | Winter, Spring, Summer, Fall | Winter, Spring, Summer, Fall | Winter, Spring, Summer, Fall
IL Climate ParentID 456- CO2 Cap Annual v6.20 | 517 | 7763 | Rate Constraint in MTons | FALSE | L | Annual | Standard CO2 | Thousand Tons | NA | NA | 2.0526 | 2.0526 | 2.0526 | 2.0526 | 2.0526
IL Climate ParentID 456- CO2 Cap Annual v6.20 | 517 | 7763 | Rate Constraint in MTons | FALSE | L | Annual | Emissions at Affected Plants CO2 | Thousand Tons | 0 | 0 | 0 | 0 | 0 | 0 | 0
IL Climate ParentID 456- CO2 Cap Annual v6.20 | 517 | 7763 | Rate Constraint in MTons | FALSE | L | Annual | Allowances Purchased CO2 | Thousand Tons | 0 | 0 | 0 | 0 | 0 | 0 | 0
IL Climate ParentID 456- CO2 Cap Annual v6.20 | 517 | 7763 | Rate Constraint in MTons | FALSE | L | Annual | Allowances Sold CO2 | Thousand Tons | 0 | 0 | 0 | 0 | 0 | 0 | 0
IL Climate ParentID 456- CO2 Cap Annual v6.20 | 517 | 7763 | Rate Constraint in MTons | FALSE | L | Annual | Allowances Banked | Thousand Tons | 0 | 0 | 0 | 0 | 0 | 0 | 0
IL Climate ParentID 456- CO2 Cap Annual v6.20 | 517 | 7763 | Rate Constraint in MTons | FALSE | L | Annual | Allowances Withdrawn (1:1) | Thousand Tons | 0 | 0 | 0 | 0 | 0 | 0 | 0
IL Climate ParentID 456- CO2 Cap Annual v6.20 | 517 | 7763 | Rate Constraint in MTons | FALSE | L | Annual | Allowances Withdrawn (n:1) | Thousand Tons | 0 | 0 | 0 | 0 | 0 | 0 | 0
IL Climate ParentID 456- CO2 Cap Annual v6.20 | 517 | 7763 | Rate Constraint in MTons | FALSE | L | Annual | Net Emissions Allowance Position | Thousand Tons | 0 | 0 | 0 | 0 | 0 | 0 | 0
IL Climate ParentID 456- CO2 Cap Annual v6.20 | 517 | 7763 | Rate Constraint in MTons | FALSE | L | Annual | Fuel Consumed | TBtu | 0 | 0 | 0 | 0 | 0 | 0 | 0
IL Climate ParentID 456- CO2 Cap Annual v6.20 | 517 | 7763 | Rate Constraint in MTons | FALSE | L | Annual | Rate | lb/MMBtu | 0 | 0 | 0 | 0 | 0 | 0 | 0
IL Climate ParentID 456- CO2 Cap Annual v6.20 | 517 | 7763 | Rate Constraint in MTons | FALSE | L | Annual | Generation | TWh | 0 | 0 | 0 | 0 | 0 | 0 | 0
IL Climate ParentID 456- CO2 Cap Annual v6.20 | 517 | 7763 | Rate Constraint in MTons | FALSE | L | Annual | Qualifying Generation | TWh | 0 | 0 | 0 | 0 | 0 | 0 | 0
IL Climate ParentID 456- CO2 Cap Annual v6.20 | 517 | 7763 | Rate Constraint in MTons | FALSE | L | Annual | Rate | lb/MWh | 0 | 0 | 0 | 0 | 0 | 0 | 0
IL Climate ParentID 456- CO2 Cap Annual v6.20 | 517 | 7763 | Rate Constraint in MTons | FALSE | L | Annual | Constraint Shadow Price | US2022$/Ton | 0 | 0 | 0 | 0 | 0 | 0 | 0
IL Climate ParentID 463- CO2 Cap Annual v6.20 | 518 | 7764 | Rate Constraint in MTons | FALSE | L | Annual | Seasons Included | Seasons | Winter, Spring, Summer, Fall | Winter, Spring, Summer, Fall | Winter, Spring, Summer, Fall | Winter, Spring, Summer, Fall | Winter, Spring, Summer, Fall | Winter, Spring, Summer, Fall | Winter, Spring, Summer, Fall
IL Climate ParentID 463- CO2 Cap Annual v6.20 | 518 | 7764 | Rate Constraint in MTons | FALSE | L | Annual | Standard CO2 | Thousand Tons | NA | NA | 4.0397 | 4.0397 | 4.0397 | 4.0397 | 4.0397
IL Climate ParentID 463- CO2 Cap Annual v6.20 | 518 | 7764 | Rate Constraint in MTons | FALSE | L | Annual | Emissions at Affected Plants CO2 | Thousand Tons | 0 | 0 | 0.42737 | 0 | 0 | 0 | 0
IL Climate ParentID 463- CO2 Cap Annual v6.20 | 518 | 7764 | Rate Constraint in MTons | FALSE | L | Annual | Allowances Purchased CO2 | Thousand Tons | 0 | 0 | 0 | 0 | 0 | 0 | 0
IL Climate ParentID 463- CO2 Cap Annual v6.20 | 518 | 7764 | Rate Constraint in MTons | FALSE | L | Annual | Allowances Sold CO2 | Thousand Tons | 0 | 0 | 0 | 0 | 0 | 0 | 0
IL Climate ParentID 463- CO2 Cap Annual v6.20 | 518 | 7764 | Rate Constraint in MTons | FALSE | L | Annual | Allowances Banked | Thousand Tons | 0 | 0 | 0 | 0 | 0 | 0 | 0
IL Climate ParentID 463- CO2 Cap Annual v6.20 | 518 | 7764 | Rate Constraint in MTons | FALSE | L | Annual | Allowances Withdrawn (1:1) | Thousand Tons | 0 | 0 | 0 | 0 | 0 | 0 | 0
IL Climate ParentID 463- CO2 Cap Annual v6.20 | 518 | 7764 | Rate Constraint in MTons | FALSE | L | Annual | Allowances Withdrawn (n:1) | Thousand Tons | 0 | 0 | 0 | 0 | 0 | 0 | 0
IL Climate ParentID 463- CO2 Cap Annual v6.20 | 518 | 7764 | Rate Constraint in MTons | FALSE | L | Annual | Net Emissions Allowance Position | Thousand Tons | 0 | 0 | 0.42737 | 0 | 0 | 0 | 0
IL Climate ParentID 463- CO2 Cap Annual v6.20 | 518 | 7764 | Rate Constraint in MTons | FALSE | L | Annual | Fuel Consumed | TBtu | 0 | 0 | 0.0073005 | 0 | 0 | 0 | 0
IL Climate ParentID 463- CO2 Cap Annual v6.20 | 518 | 7764 | Rate Constraint in MTons | FALSE | L | Annual | Rate | lb/MMBtu | 0 | 0 | 117.08 | 0 | 0 | 0 | 0
IL Climate ParentID 463- CO2 Cap Annual v6.20 | 518 | 7764 | Rate Constraint in MTons | FALSE | L | Annual | Generation | TWh | 0 | 0 | 0.00066531 | 0 | 0 | 0 | 0
IL Climate ParentID 463- CO2 Cap Annual v6.20 | 518 | 7764 | Rate Constraint in MTons | FALSE | L | Annual | Qualifying Generation | TWh | 0 | 0 | 0.00066531 | 0 | 0 | 0 | 0
IL Climate ParentID 463- CO2 Cap Annual v6.20 | 518 | 7764 | Rate Constraint in MTons | FALSE | L | Annual | Rate | lb/MWh | 0 | 0 | 1284.7188 | 0 | 0 | 0 | 0
IL Climate ParentID 463- CO2 Cap Annual v6.20 | 518 | 7764 | Rate Constraint in MTons | FALSE | L | Annual | Constraint Shadow Price | US2022$/Ton | 0 | 0 | 0 | 0 | 0 | 0 | 0
IL Climate ParentID 465- CO2 Cap Annual v6.20 | 519 | 7765 | Rate Constraint in MTons | FALSE | L | Annual | Seasons Included | Seasons | Winter, Spring, Summer, Fall | Winter, Spring, Summer, Fall | Winter, Spring, Summer, Fall | Winter, Spring, Summer, Fall | Winter, Spring, Summer, Fall | Winter, Spring, Summer, Fall | Winter, Spring, Summer, Fall
IL Climate ParentID 465- CO2 Cap Annual v6.20 | 519 | 7765 | Rate Constraint in MTons | FALSE | L | Annual | Standard CO2 | Thousand Tons | NA | NA | 3.2636 | 3.2636 | 3.2636 | 3.2636 | 3.2636
IL Climate ParentID 465- CO2 Cap Annual v6.20 | 519 | 7765 | Rate Constraint in MTons | FALSE | L | Annual | Emissions at Affected Plants CO2 | Thousand Tons | 0 | 0 | 0 | 0 | 0 | 0 | 0
IL Climate ParentID 465- CO2 Cap Annual v6.20 | 519 | 7765 | Rate Constraint in MTons | FALSE | L | Annual | Allowances Purchased CO2 | Thousand Tons | 0 | 0 | 0 | 0 | 0 | 0 | 0
IL Climate ParentID 465- CO2 Cap Annual v6.20 | 519 | 7765 | Rate Constraint in MTons | FALSE | L | Annual | Allowances Sold CO2 | Thousand Tons | 0 | 0 | 0 | 0 | 0 | 0 | 0
IL Climate ParentID 465- CO2 Cap Annual v6.20 | 519 | 7765 | Rate Constraint in MTons | FALSE | L | Annual | Allowances Banked | Thousand Tons | 0 | 0 | 0 | 0 | 0 | 0 | 0
IL Climate ParentID 465- CO2 Cap Annual v6.20 | 519 | 7765 | Rate Constraint in MTons | FALSE | L | Annual | Allowances Withdrawn (1:1) | Thousand Tons | 0 | 0 | 0 | 0 | 0 | 0 | 0
IL Climate ParentID 465- CO2 Cap Annual v6.20 | 519 | 7765 | Rate Constraint in MTons | FALSE | L | Annual | Allowances Withdrawn (n:1) | Thousand Tons | 0 | 0 | 0 | 0 | 0 | 0 | 0
IL Climate ParentID 465- CO2 Cap Annual v6.20 | 519 | 7765 | Rate Constraint in MTons | FALSE | L | Annual | Net Emissions Allowance Position | Thousand Tons | 0 | 0 | 0 | 0 | 0 | 0 | 0
IL Climate ParentID 465- CO2 Cap Annual v6.20 | 519 | 7765 | Rate Constraint in MTons | FALSE | L | Annual | Fuel Consumed | TBtu | 0 | 0 | 0 | 0 | 0 | 0 | 0
IL Climate ParentID 465- CO2 Cap Annual v6.20 | 519 | 7765 | Rate Constraint in MTons | FALSE | L | Annual | Rate | lb/MMBtu | 0 | 0 | 0 | 0 | 0 | 0 | 0
IL Climate ParentID 465- CO2 Cap Annual v6.20 | 519 | 7765 | Rate Constraint in MTons | FALSE | L | Annual | Generation | TWh | 0 | 0 | 0 | 0 | 0 | 0 | 0
IL Climate ParentID 465- CO2 Cap Annual v6.20 | 519 | 7765 | Rate Constraint in MTons | FALSE | L | Annual | Qualifying Generation | TWh | 0 | 0 | 0 | 0 | 0 | 0 | 0
IL Climate ParentID 465- CO2 Cap Annual v6.20 | 519 | 7765 | Rate Constraint in MTons | FALSE | L | Annual | Rate | lb/MWh | 0 | 0 | 0 | 0 | 0 | 0 | 0
IL Climate ParentID 465- CO2 Cap Annual v6.20 | 519 | 7765 | Rate Constraint in MTons | FALSE | L | Annual | Constraint Shadow Price | US2022$/Ton | 0 | 0 | 0 | 0 | 0 | 0 | 0
IL Climate ParentID 466- CO2 Cap Annual v6.20 | 520 | 7766 | Rate Constraint in MTons | FALSE | L | Annual | Seasons Included | Seasons | Winter, Spring, Summer, Fall | Winter, Spring, Summer, Fall | Winter, Spring, Summer, Fall | Winter, Spring, Summer, Fall | Winter, Spring, Summer, Fall | Winter, Spring, Summer, Fall | Winter, Spring, Summer, Fall
IL Climate ParentID 466- CO2 Cap Annual v6.20 | 520 | 7766 | Rate Constraint in MTons | FALSE | L | Annual | Standard CO2 | Thousand Tons | NA | NA | 3.9303 | 3.9303 | 3.9303 | 3.9303 | 3.9303
IL Climate ParentID 466- CO2 Cap Annual v6.20 | 520 | 7766 | Rate Constraint in MTons | FALSE | L | Annual | Emissions at Affected Plants CO2 | Thousand Tons | 0 | 0 | 0 | 0 | 0 | 0 | 0
IL Climate ParentID 466- CO2 Cap Annual v6.20 | 520 | 7766 | Rate Constraint in MTons | FALSE | L | Annual | Allowances Purchased CO2 | Thousand Tons | 0 | 0 | 0 | 0 | 0 | 0 | 0
IL Climate ParentID 466- CO2 Cap Annual v6.20 | 520 | 7766 | Rate Constraint in MTons | FALSE | L | Annual | Allowances Sold CO2 | Thousand Tons | 0 | 0 | 0 | 0 | 0 | 0 | 0
IL Climate ParentID 466- CO2 Cap Annual v6.20 | 520 | 7766 | Rate Constraint in MTons | FALSE | L | Annual | Allowances Banked | Thousand Tons | 0 | 0 | 0 | 0 | 0 | 0 | 0
IL Climate ParentID 466- CO2 Cap Annual v6.20 | 520 | 7766 | Rate Constraint in MTons | FALSE | L | Annual | Allowances Withdrawn (1:1) | Thousand Tons | 0 | 0 | 0 | 0 | 0 | 0 | 0
IL Climate ParentID 466- CO2 Cap Annual v6.20 | 520 | 7766 | Rate Constraint in MTons | FALSE | L | Annual | Allowances Withdrawn (n:1) | Thousand Tons | 0 | 0 | 0 | 0 | 0 | 0 | 0
IL Climate ParentID 466- CO2 Cap Annual v6.20 | 520 | 7766 | Rate Constraint in MTons | FALSE | L | Annual | Net Emissions Allowance Position | Thousand Tons | 0 | 0 | 0 | 0 | 0 | 0 | 0
IL Climate ParentID 466- CO2 Cap Annual v6.20 | 520 | 7766 | Rate Constraint in MTons | FALSE | L | Annual | Fuel Consumed | TBtu | 0 | 0 | 0 | 0 | 0 | 0 | 0
IL Climate ParentID 466- CO2 Cap Annual v6.20 | 520 | 7766 | Rate Constraint in MTons | FALSE | L | Annual | Rate | lb/MMBtu | 0 | 0 | 0 | 0 | 0 | 0 | 0
IL Climate ParentID 466- CO2 Cap Annual v6.20 | 520 | 7766 | Rate Constraint in MTons | FALSE | L | Annual | Generation | TWh | 0 | 0 | 0 | 0 | 0 | 0 | 0
IL Climate ParentID 466- CO2 Cap Annual v6.20 | 520 | 7766 | Rate Constraint in MTons | FALSE | L | Annual | Qualifying Generation | TWh | 0 | 0 | 0 | 0 | 0 | 0 | 0
IL Climate ParentID 466- CO2 Cap Annual v6.20 | 520 | 7766 | Rate Constraint in MTons | FALSE | L | Annual | Rate | lb/MWh | 0 | 0 | 0 | 0 | 0 | 0 | 0
IL Climate ParentID 466- CO2 Cap Annual v6.20 | 520 | 7766 | Rate Constraint in MTons | FALSE | L | Annual | Constraint Shadow Price | US2022$/Ton | 0 | 0 | 0 | 0 | 0 | 0 | 0
IL Climate ParentID 467- CO2 Cap Annual v6.20 | 521 | 7767 | Rate Constraint in MTons | FALSE | L | Annual | Seasons Included | Seasons | Winter, Spring, Summer, Fall | Winter, Spring, Summer, Fall | Winter, Spring, Summer, Fall | Winter, Spring, Summer, Fall | Winter, Spring, Summer, Fall | Winter, Spring, Summer, Fall | Winter, Spring, Summer, Fall
IL Climate ParentID 467- CO2 Cap Annual v6.20 | 521 | 7767 | Rate Constraint in MTons | FALSE | L | Annual | Standard CO2 | Thousand Tons | NA | NA | 45.8853 | 45.8853 | 45.8853 | 45.8853 | 45.8853
IL Climate ParentID 467- CO2 Cap Annual v6.20 | 521 | 7767 | Rate Constraint in MTons | FALSE | L | Annual | Emissions at Affected Plants CO2 | Thousand Tons | 0 | 0 | 1.5668 | 0 | 0 | 0 | 0
IL Climate ParentID 467- CO2 Cap Annual v6.20 | 521 | 7767 | Rate Constraint in MTons | FALSE | L | Annual | Allowances Purchased CO2 | Thousand Tons | 0 | 0 | 0 | 0 | 0 | 0 | 0
IL Climate ParentID 467- CO2 Cap Annual v6.20 | 521 | 7767 | Rate Constraint in MTons | FALSE | L | Annual | Allowances Sold CO2 | Thousand Tons | 0 | 0 | 0 | 0 | 0 | 0 | 0
IL Climate ParentID 467- CO2 Cap Annual v6.20 | 521 | 7767 | Rate Constraint in MTons | FALSE | L | Annual | Allowances Banked | Thousand Tons | 0 | 0 | 0 | 0 | 0 | 0 | 0
IL Climate ParentID 467- CO2 Cap Annual v6.20 | 521 | 7767 | Rate Constraint in MTons | FALSE | L | Annual | Allowances Withdrawn (1:1) | Thousand Tons | 0 | 0 | 0 | 0 | 0 | 0 | 0
IL Climate ParentID 467- CO2 Cap Annual v6.20 | 521 | 7767 | Rate Constraint in MTons | FALSE | L | Annual | Allowances Withdrawn (n:1) | Thousand Tons | 0 | 0 | 0 | 0 | 0 | 0 | 0
IL Climate ParentID 467- CO2 Cap Annual v6.20 | 521 | 7767 | Rate Constraint in MTons | FALSE | L | Annual | Net Emissions Allowance Position | Thousand Tons | 0 | 0 | 1.5668 | 0 | 0 | 0 | 0
IL Climate ParentID 467- CO2 Cap Annual v6.20 | 521 | 7767 | Rate Constraint in MTons | FALSE | L | Annual | Fuel Consumed | TBtu | 0 | 0 | 0.026764 | 0 | 0 | 0 | 0
IL Climate ParentID 467- CO2 Cap Annual v6.20 | 521 | 7767 | Rate Constraint in MTons | FALSE | L | Annual | Rate | lb/MMBtu | 0 | 0 | 117.08 | 0 | 0 | 0 | 0
IL Climate ParentID 467- CO2 Cap Annual v6.20 | 521 | 7767 | Rate Constraint in MTons | FALSE | L | Annual | Generation | TWh | 0 | 0 | 0.0021977 | 0 | 0 | 0 | 0
IL Climate ParentID 467- CO2 Cap Annual v6.20 | 521 | 7767 | Rate Constraint in MTons | FALSE | L | Annual | Qualifying Generation | TWh | 0 | 0 | 0.0021977 | 0 | 0 | 0 | 0
IL Climate ParentID 467- CO2 Cap Annual v6.20 | 521 | 7767 | Rate Constraint in MTons | FALSE | L | Annual | Rate | lb/MWh | 0 | 0 | 1425.8556 | 0 | 0 | 0 | 0
IL Climate ParentID 467- CO2 Cap Annual v6.20 | 521 | 7767 | Rate Constraint in MTons | FALSE | L | Annual | Constraint Shadow Price | US2022$/Ton | 0 | 0 | 0 | 0 | 0 | 0 | 0
IL Fac. Spec. - NOX Rate Summer v3.1, Unit 3458 and retrofits | 522 | 7305 | Rate Constraint in lbs/MMBtu | FALSE | L | Annual | Seasons Included | Seasons | Summer | Summer | Summer | Summer | Summer | Summer | Summer
IL Fac. Spec. - NOX Rate Summer v3.1, Unit 3458 and retrofits | 522 | 7305 | Rate Constraint in lbs/MMBtu | FALSE | L | Annual | Standard NOX | lb/MMBtu | 0.25 | 0.25 | 0.25 | 0.25 | 0.25 | 0.25 | 0.25
IL Fac. Spec. - NOX Rate Summer v3.1, Unit 3458 and retrofits | 522 | 7305 | Rate Constraint in lbs/MMBtu | FALSE | L | Annual | Emissions at Affected Plants NOX | Thousand Tons | 0.16097 | 0 | 0 | 0 | 0 | 0 | 0
IL Fac. Spec. - NOX Rate Summer v3.1, Unit 3458 and retrofits | 522 | 7305 | Rate Constraint in lbs/MMBtu | FALSE | L | Annual | Allowances Purchased NOX | Thousand Tons | 0 | 0 | 0 | 0 | 0 | 0 | 0
IL Fac. Spec. - NOX Rate Summer v3.1, Unit 3458 and retrofits | 522 | 7305 | Rate Constraint in lbs/MMBtu | FALSE | L | Annual | Allowances Sold NOX | Thousand Tons | 0 | 0 | 0 | 0 | 0 | 0 | 0
IL Fac. Spec. - NOX Rate Summer v3.1, Unit 3458 and retrofits | 522 | 7305 | Rate Constraint in lbs/MMBtu | FALSE | L | Annual | Allowances Banked | Thousand Tons | 0 | 0 | 0 | 0 | 0 | 0 | 0
IL Fac. Spec. - NOX Rate Summer v3.1, Unit 3458 and retrofits | 522 | 7305 | Rate Constraint in lbs/MMBtu | FALSE | L | Annual | Allowances Withdrawn (1:1) | Thousand Tons | 0 | 0 | 0 | 0 | 0 | 0 | 0
IL Fac. Spec. - NOX Rate Summer v3.1, Unit 3458 and retrofits | 522 | 7305 | Rate Constraint in lbs/MMBtu | FALSE | L | Annual | Allowances Withdrawn (n:1) | Thousand Tons | 0 | 0 | 0 | 0 | 0 | 0 | 0
IL Fac. Spec. - NOX Rate Summer v3.1, Unit 3458 and retrofits | 522 | 7305 | Rate Constraint in lbs/MMBtu | FALSE | L | Annual | Net Emissions Allowance Position | Thousand Tons | 0.16097 | 0 | 0 | 0 | 0 | 0 | 0
IL Fac. Spec. - NOX Rate Summer v3.1, Unit 3458 and retrofits | 522 | 7305 | Rate Constraint in lbs/MMBtu | FALSE | L | Annual | Fuel Consumed | TBtu | 4.2083 | 0 | 0 | 0 | 0 | 0 | 0
IL Fac. Spec. - NOX Rate Summer v3.1, Unit 3458 and retrofits | 522 | 7305 | Rate Constraint in lbs/MMBtu | FALSE | L | Annual | Rate | lb/MMBtu | 0.0765 | 0 | 0 | 0 | 0 | 0 | 0
IL Fac. Spec. - NOX Rate Summer v3.1, Unit 3458 and retrofits | 522 | 7305 | Rate Constraint in lbs/MMBtu | FALSE | L | Annual | Generation | TWh | 0.36635 | 0 | 0 | 0 | 0 | 0 | 0
IL Fac. Spec. - NOX Rate Summer v3.1, Unit 3458 and retrofits | 522 | 7305 | Rate Constraint in lbs/MMBtu | FALSE | L | Annual | Qualifying Generation | TWh | 0.36635 | 0 | 0 | 0 | 0 | 0 | 0
IL Fac. Spec. - NOX Rate Summer v3.1, Unit 3458 and retrofits | 522 | 7305 | Rate Constraint in lbs/MMBtu | FALSE | L | Annual | Rate | lb/MWh | 0.87876 | 0 | 0 | 0 | 0 | 0 | 0
IL Fac. Spec. - NOX Rate Summer v3.1, Unit 3458 and retrofits | 522 | 7305 | Rate Constraint in lbs/MMBtu | FALSE | L | Annual | Constraint Shadow Price | US2022$/Ton | 0 | 0 | 0 | 0 | 0 | 0 | 0
IL Fac. Spec. - NOX Rate Summer v3.1, Unit 238 and retrofits | 523 | 7305 | Rate Constraint in lbs/MMBtu | FALSE | L | Annual | Seasons Included | Seasons | Summer | Summer | Summer | Summer | Summer | Summer | Summer
IL Fac. Spec. - NOX Rate Summer v3.1, Unit 238 and retrofits | 523 | 7305 | Rate Constraint in lbs/MMBtu | FALSE | L | Annual | Standard NOX | lb/MMBtu | 0.25 | 0.25 | 0.25 | 0.25 | 0.25 | 0.25 | 0.25
IL Fac. Spec. - NOX Rate Summer v3.1, Unit 238 and retrofits | 523 | 7305 | Rate Constraint in lbs/MMBtu | FALSE | L | Annual | Emissions at Affected Plants NOX | Thousand Tons | 0.001965 | 0.002146 | 0.00043954 | 2.5856e-05 | 0 | 0 | 0
IL Fac. Spec. - NOX Rate Summer v3.1, Unit 238 and retrofits | 523 | 7305 | Rate Constraint in lbs/MMBtu | FALSE | L | Annual | Allowances Purchased NOX | Thousand Tons | 0 | 0 | 0 | 0 | 0 | 0 | 0
IL Fac. Spec. - NOX Rate Summer v3.1, Unit 238 and retrofits | 523 | 7305 | Rate Constraint in lbs/MMBtu | FALSE | L | Annual | Allowances Sold NOX | Thousand Tons | 0 | 0 | 0 | 0 | 0 | 0 | 0
IL Fac. Spec. - NOX Rate Summer v3.1, Unit 238 and retrofits | 523 | 7305 | Rate Constraint in lbs/MMBtu | FALSE | L | Annual | Allowances Banked | Thousand Tons | 0 | 0 | 0 | 0 | 0 | 0 | 0
IL Fac. Spec. - NOX Rate Summer v3.1, Unit 238 and retrofits | 523 | 7305 | Rate Constraint in lbs/MMBtu | FALSE | L | Annual | Allowances Withdrawn (1:1) | Thousand Tons | 0 | 0 | 0 | 0 | 0 | 0 | 0
IL Fac. Spec. - NOX Rate Summer v3.1, Unit 238 and retrofits | 523 | 7305 | Rate Constraint in lbs/MMBtu | FALSE | L | Annual | Allowances Withdrawn (n:1) | Thousand Tons | 0 | 0 | 0 | 0 | 0 | 0 | 0
IL Fac. Spec. - NOX Rate Summer v3.1, Unit 238 and retrofits | 523 | 7305 | Rate Constraint in lbs/MMBtu | FALSE | L | Annual | Net Emissions Allowance Position | Thousand Tons | 0.001965 | 0.002146 | 0.00043954 | 2.5856e-05 | 0 | 0 | 0
IL Fac. Spec. - NOX Rate Summer v3.1, Unit 238 and retrofits | 523 | 7305 | Rate Constraint in lbs/MMBtu | FALSE | L | Annual | Fuel Consumed | TBtu | 0.11679 | 0.12755 | 0.026124 | 0.0015367 | 0 | 0 | 0
IL Fac. Spec. - NOX Rate Summer v3.1, Unit 238 and retrofits | 523 | 7305 | Rate Constraint in lbs/MMBtu | FALSE | L | Annual | Rate | lb/MMBtu | 0.03365 | 0.03365 | 0.03365 | 0.03365 | 0 | 0 | 0
IL Fac. Spec. - NOX Rate Summer v3.1, Unit 238 and retrofits | 523 | 7305 | Rate Constraint in lbs/MMBtu | FALSE | L | Annual | Generation | TWh | 0.010348 | 0.011302 | 0.0023148 | 0.00013616 | 0 | 0 | 0
IL Fac. Spec. - NOX Rate Summer v3.1, Unit 238 and retrofits | 523 | 7305 | Rate Constraint in lbs/MMBtu | FALSE | L | Annual | Qualifying Generation | TWh | 0.010348 | 0.011302 | 0.0023148 | 0.00013616 | 0 | 0 | 0
IL Fac. Spec. - NOX Rate Summer v3.1, Unit 238 and retrofits | 523 | 7305 | Rate Constraint in lbs/MMBtu | FALSE | L | Annual | Rate | lb/MWh | 0.37977 | 0.37977 | 0.37977 | 0.37977 | 0 | 0 | 0
IL Fac. Spec. - NOX Rate Summer v3.1, Unit 238 and retrofits | 523 | 7305 | Rate Constraint in lbs/MMBtu | FALSE | L | Annual | Constraint Shadow Price | US2022$/Ton | 0 | 0 | 0 | 0 | 0 | 0 | 0
IL Fac. Spec. - NOX Rate Summer v3.1, Unit 239 and retrofits | 524 | 7305 | Rate Constraint in lbs/MMBtu | FALSE | L | Annual | Seasons Included | Seasons | Summer | Summer | Summer | Summer | Summer | Summer | Summer
IL Fac. Spec. - NOX Rate Summer v3.1, Unit 239 and retrofits | 524 | 7305 | Rate Constraint in lbs/MMBtu | FALSE | L | Annual | Standard NOX | lb/MMBtu | 0.25 | 0.25 | 0.25 | 0.25 | 0.25 | 0.25 | 0.25
IL Fac. Spec. - NOX Rate Summer v3.1, Unit 239 and retrofits | 524 | 7305 | Rate Constraint in lbs/MMBtu | FALSE | L | Annual | Emissions at Affected Plants NOX | Thousand Tons | 0.0019049 | 0.0020803 | 0.00042609 | 2.5064e-05 | 0 | 0 | 0
IL Fac. Spec. - NOX Rate Summer v3.1, Unit 239 and retrofits | 524 | 7305 | Rate Constraint in lbs/MMBtu | FALSE | L | Annual | Allowances Purchased NOX | Thousand Tons | 0 | 0 | 0 | 0 | 0 | 0 | 0
IL Fac. Spec. - NOX Rate Summer v3.1, Unit 239 and retrofits | 524 | 7305 | Rate Constraint in lbs/MMBtu | FALSE | L | Annual | Allowances Sold NOX | Thousand Tons | 0 | 0 | 0 | 0 | 0 | 0 | 0
IL Fac. Spec. - NOX Rate Summer v3.1, Unit 239 and retrofits | 524 | 7305 | Rate Constraint in lbs/MMBtu | FALSE | L | Annual | Allowances Banked | Thousand Tons | 0 | 0 | 0 | 0 | 0 | 0 | 0
IL Fac. Spec. - NOX Rate Summer v3.1, Unit 239 and retrofits | 524 | 7305 | Rate Constraint in lbs/MMBtu | FALSE | L | Annual | Allowances Withdrawn (1:1) | Thousand Tons | 0 | 0 | 0 | 0 | 0 | 0 | 0
IL Fac. Spec. - NOX Rate Summer v3.1, Unit 239 and retrofits | 524 | 7305 | Rate Constraint in lbs/MMBtu | FALSE | L | Annual | Allowances Withdrawn (n:1) | Thousand Tons | 0 | 0 | 0 | 0 | 0 | 0 | 0
IL Fac. Spec. - NOX Rate Summer v3.1, Unit 239 and retrofits | 524 | 7305 | Rate Constraint in lbs/MMBtu | FALSE | L | Annual | Net Emissions Allowance Position | Thousand Tons | 0.0019049 | 0.0020803 | 0.00042609 | 2.5064e-05 | 0 | 0 | 0
IL Fac. Spec. - NOX Rate Summer v3.1, Unit 239 and retrofits | 524 | 7305 | Rate Constraint in lbs/MMBtu | FALSE | L | Annual | Fuel Consumed | TBtu | 0.11679 | 0.12755 | 0.026124 | 0.0015367 | 0 | 0 | 0
IL Fac. Spec. - NOX Rate Summer v3.1, Unit 239 and retrofits | 524 | 7305 | Rate Constraint in lbs/MMBtu | FALSE | L | Annual | Rate | lb/MMBtu | 0.03262 | 0.03262 | 0.03262 | 0.03262 | 0 | 0 | 0
IL Fac. Spec. - NOX Rate Summer v3.1, Unit 239 and retrofits | 524 | 7305 | Rate Constraint in lbs/MMBtu | FALSE | L | Annual | Generation | TWh | 0.010348 | 0.011302 | 0.0023148 | 0.00013616 | 0 | 0 | 0
IL Fac. Spec. - NOX Rate Summer v3.1, Unit 239 and retrofits | 524 | 7305 | Rate Constraint in lbs/MMBtu | FALSE | L | Annual | Qualifying Generation | TWh | 0.010348 | 0.011302 | 0.0023148 | 0.00013616 | 0 | 0 | 0
IL Fac. Spec. - NOX Rate Summer v3.1, Unit 239 and retrofits | 524 | 7305 | Rate Constraint in lbs/MMBtu | FALSE | L | Annual | Rate | lb/MWh | 0.36815 | 0.36815 | 0.36815 | 0.36815 | 0 | 0 | 0
IL Fac. Spec. - NOX Rate Summer v3.1, Unit 239 and retrofits | 524 | 7305 | Rate Constraint in lbs/MMBtu | FALSE | L | Annual | Constraint Shadow Price | US2022$/Ton | 0 | 0 | 0 | 0 | 0 | 0 | 0
IL Fac. Spec. - NOX Rate Summer v3.1, Unit 240 and retrofits | 525 | 7305 | Rate Constraint in lbs/MMBtu | FALSE | L | Annual | Seasons Included | Seasons | Summer | Summer | Summer | Summer | Summer | Summer | Summer
IL Fac. Spec. - NOX Rate Summer v3.1, Unit 240 and retrofits | 525 | 7305 | Rate Constraint in lbs/MMBtu | FALSE | L | Annual | Standard NOX | lb/MMBtu | 0.25 | 0.25 | 0.25 | 0.25 | 0.25 | 0.25 | 0.25
IL Fac. Spec. - NOX Rate Summer v3.1, Unit 240 and retrofits | 525 | 7305 | Rate Constraint in lbs/MMBtu | FALSE | L | Annual | Emissions at Affected Plants NOX | Thousand Tons | 0.0020561 | 0.0022455 | 0.00045992 | 2.7054e-05 | 0 | 0 | 0
IL Fac. Spec. - NOX Rate Summer v3.1, Unit 240 and retrofits | 525 | 7305 | Rate Constraint in lbs/MMBtu | FALSE | L | Annual | Allowances Purchased NOX | Thousand Tons | 0 | 0 | 0 | 0 | 0 | 0 | 0
IL Fac. Spec. - NOX Rate Summer v3.1, Unit 240 and retrofits | 525 | 7305 | Rate Constraint in lbs/MMBtu | FALSE | L | Annual | Allowances Sold NOX | Thousand Tons | 0 | 0 | 0 | 0 | 0 | 0 | 0
IL Fac. Spec. - NOX Rate Summer v3.1, Unit 240 and retrofits | 525 | 7305 | Rate Constraint in lbs/MMBtu | FALSE | L | Annual | Allowances Banked | Thousand Tons | 0 | 0 | 0 | 0 | 0 | 0 | 0
IL Fac. Spec. - NOX Rate Summer v3.1, Unit 240 and retrofits | 525 | 7305 | Rate Constraint in lbs/MMBtu | FALSE | L | Annual | Allowances Withdrawn (1:1) | Thousand Tons | 0 | 0 | 0 | 0 | 0 | 0 | 0
IL Fac. Spec. - NOX Rate Summer v3.1, Unit 240 and retrofits | 525 | 7305 | Rate Constraint in lbs/MMBtu | FALSE | L | Annual | Allowances Withdrawn (n:1) | Thousand Tons | 0 | 0 | 0 | 0 | 0 | 0 | 0
IL Fac. Spec. - NOX Rate Summer v3.1, Unit 240 and retrofits | 525 | 7305 | Rate Constraint in lbs/MMBtu | FALSE | L | Annual | Net Emissions Allowance Position | Thousand Tons | 0.0020561 | 0.0022455 | 0.00045992 | 2.7054e-05 | 0 | 0 | 0
IL Fac. Spec. - NOX Rate Summer v3.1, Unit 240 and retrofits | 525 | 7305 | Rate Constraint in lbs/MMBtu | FALSE | L | Annual | Fuel Consumed | TBtu | 0.11679 | 0.12755 | 0.026124 | 0.0015367 | 0 | 0 | 0
IL Fac. Spec. - NOX Rate Summer v3.1, Unit 240 and retrofits | 525 | 7305 | Rate Constraint in lbs/MMBtu | FALSE | L | Annual | Rate | lb/MMBtu | 0.03521 | 0.03521 | 0.03521 | 0.03521 | 0 | 0 | 0
IL Fac. Spec. - NOX Rate Summer v3.1, Unit 240 and retrofits | 525 | 7305 | Rate Constraint in lbs/MMBtu | FALSE | L | Annual | Generation | TWh | 0.010348 | 0.011302 | 0.0023148 | 0.00013616 | 0 | 0 | 0
IL Fac. Spec. - NOX Rate Summer v3.1, Unit 240 and retrofits | 525 | 7305 | Rate Constraint in lbs/MMBtu | FALSE | L | Annual | Qualifying Generation | TWh | 0.010348 | 0.011302 | 0.0023148 | 0.00013616 | 0 | 0 | 0
IL Fac. Spec. - NOX Rate Summer v3.1, Unit 240 and retrofits | 525 | 7305 | Rate Constraint in lbs/MMBtu | FALSE | L | Annual | Rate | lb/MWh | 0.39738 | 0.39738 | 0.39738 | 0.39738 | 0 | 0 | 0
IL Fac. Spec. - NOX Rate Summer v3.1, Unit 240 and retrofits | 525 | 7305 | Rate Constraint in lbs/MMBtu | FALSE | L | Annual | Constraint Shadow Price | US2022$/Ton | 0 | 0 | 0 | 0 | 0 | 0 | 0
IL Fac. Spec. - NOX Rate Summer v3.1, Unit 247 and retrofits | 526 | 7305 | Rate Constraint in lbs/MMBtu | FALSE | L | Annual | Seasons Included | Seasons | Summer | Summer | Summer | Summer | Summer | Summer | Summer
IL Fac. Spec. - NOX Rate Summer v3.1, Unit 247 and retrofits | 526 | 7305 | Rate Constraint in lbs/MMBtu | FALSE | L | Annual | Standard NOX | lb/MMBtu | 0.25 | 0.25 | 0.25 | 0.25 | 0.25 | 0.25 | 0.25
IL Fac. Spec. - NOX Rate Summer v3.1, Unit 247 and retrofits | 526 | 7305 | Rate Constraint in lbs/MMBtu | FALSE | L | Annual | Emissions at Affected Plants NOX | Thousand Tons | 0.00030806 | 0.00030081 | 6.1611e-05 | 3.6242e-06 | 0 | 0 | 0
IL Fac. Spec. - NOX Rate Summer v3.1, Unit 247 and retrofits | 526 | 7305 | Rate Constraint in lbs/MMBtu | FALSE | L | Annual | Allowances Purchased NOX | Thousand Tons | 0 | 0 | 0 | 0 | 0 | 0 | 0
IL Fac. Spec. - NOX Rate Summer v3.1, Unit 247 and retrofits | 526 | 7305 | Rate Constraint in lbs/MMBtu | FALSE | L | Annual | Allowances Sold NOX | Thousand Tons | 0 | 0 | 0 | 0 | 0 | 0 | 0
IL Fac. Spec. - NOX Rate Summer v3.1, Unit 247 and retrofits | 526 | 7305 | Rate Constraint in lbs/MMBtu | FALSE | L | Annual | Allowances Banked | Thousand Tons | 0 | 0 | 0 | 0 | 0 | 0 | 0
IL Fac. Spec. - NOX Rate Summer v3.1, Unit 247 and retrofits | 526 | 7305 | Rate Constraint in lbs/MMBtu | FALSE | L | Annual | Allowances Withdrawn (1:1) | Thousand Tons | 0 | 0 | 0 | 0 | 0 | 0 | 0
IL Fac. Spec. - NOX Rate Summer v3.1, Unit 247 and retrofits | 526 | 7305 | Rate Constraint in lbs/MMBtu | FALSE | L | Annual | Allowances Withdrawn (n:1) | Thousand Tons | 0 | 0 | 0 | 0 | 0 | 0 | 0
IL Fac. Spec. - NOX Rate Summer v3.1, Unit 247 and retrofits | 526 | 7305 | Rate Constraint in lbs/MMBtu | FALSE | L | Annual | Net Emissions Allowance Position | Thousand Tons | 0.00030806 | 0.00030081 | 6.1611e-05 | 3.6242e-06 | 0 | 0 | 0
IL Fac. Spec. - NOX Rate Summer v3.1, Unit 247 and retrofits | 526 | 7305 | Rate Constraint in lbs/MMBtu | FALSE | L | Annual | Fuel Consumed | TBtu | 0.036392 | 0.035535 | 0.0072783 | 0.00042814 | 0 | 0 | 0
IL Fac. Spec. - NOX Rate Summer v3.1, Unit 247 and retrofits | 526 | 7305 | Rate Constraint in lbs/MMBtu | FALSE | L | Annual | Rate | lb/MMBtu | 0.01693 | 0.01693 | 0.01693 | 0.01693 | 0 | 0 | 0
IL Fac. Spec. - NOX Rate Summer v3.1, Unit 247 and retrofits | 526 | 7305 | Rate Constraint in lbs/MMBtu | FALSE | L | Annual | Generation | TWh | 0.0033868 | 0.0033072 | 0.00067737 | 3.9845e-05 | 0 | 0 | 0
IL Fac. Spec. - NOX Rate Summer v3.1, Unit 247 and retrofits | 526 | 7305 | Rate Constraint in lbs/MMBtu | FALSE | L | Annual | Qualifying Generation | TWh | 0.0033868 | 0.0033072 | 0.00067737 | 3.9845e-05 | 0 | 0 | 0
IL Fac. Spec. - NOX Rate Summer v3.1, Unit 247 and retrofits | 526 | 7305 | Rate Constraint in lbs/MMBtu | FALSE | L | Annual | Rate | lb/MWh | 0.18191 | 0.18191 | 0.18191 | 0.18191 | 0 | 0 | 0
IL Fac. Spec. - NOX Rate Summer v3.1, Unit 247 and retrofits | 526 | 7305 | Rate Constraint in lbs/MMBtu | FALSE | L | Annual | Constraint Shadow Price | US2022$/Ton | 0 | 0 | 0 | 0 | 0 | 0 | 0
IL Fac. Spec. - NOX Rate Summer v3.1, Unit 248 and retrofits | 527 | 7305 | Rate Constraint in lbs/MMBtu | FALSE | L | Annual | Seasons Included | Seasons | Summer | Summer | Summer | Summer | Summer | Summer | Summer
IL Fac. Spec. - NOX Rate Summer v3.1, Unit 248 and retrofits | 527 | 7305 | Rate Constraint in lbs/MMBtu | FALSE | L | Annual | Standard NOX | lb/MMBtu | 0.25 | 0.25 | 0.25 | 0.25 | 0.25 | 0.25 | 0.25
IL Fac. Spec. - NOX Rate Summer v3.1, Unit 248 and retrofits | 527 | 7305 | Rate Constraint in lbs/MMBtu | FALSE | L | Annual | Emissions at Affected Plants NOX | Thousand Tons | 0.00029368 | 0.00028677 | 5.8736e-05 | 3.4551e-06 | 0 | 0 | 0
IL Fac. Spec. - NOX Rate Summer v3.1, Unit 248 and retrofits | 527 | 7305 | Rate Constraint in lbs/MMBtu | FALSE | L | Annual | Allowances Purchased NOX | Thousand Tons | 0 | 0 | 0 | 0 | 0 | 0 | 0
IL Fac. Spec. - NOX Rate Summer v3.1, Unit 248 and retrofits | 527 | 7305 | Rate Constraint in lbs/MMBtu | FALSE | L | Annual | Allowances Sold NOX | Thousand Tons | 0 | 0 | 0 | 0 | 0 | 0 | 0
IL Fac. Spec. - NOX Rate Summer v3.1, Unit 248 and retrofits | 527 | 7305 | Rate Constraint in lbs/MMBtu | FALSE | L | Annual | Allowances Banked | Thousand Tons | 0 | 0 | 0 | 0 | 0 | 0 | 0
IL Fac. Spec. - NOX Rate Summer v3.1, Unit 248 and retrofits | 527 | 7305 | Rate Constraint in lbs/MMBtu | FALSE | L | Annual | Allowances Withdrawn (1:1) | Thousand Tons | 0 | 0 | 0 | 0 | 0 | 0 | 0
IL Fac. Spec. - NOX Rate Summer v3.1, Unit 248 and retrofits | 527 | 7305 | Rate Constraint in lbs/MMBtu | FALSE | L | Annual | Allowances Withdrawn (n:1) | Thousand Tons | 0 | 0 | 0 | 0 | 0 | 0 | 0
IL Fac. Spec. - NOX Rate Summer v3.1, Unit 248 and retrofits | 527 | 7305 | Rate Constraint in lbs/MMBtu | FALSE | L | Annual | Net Emissions Allowance Position | Thousand Tons | 0.00029368 | 0.00028677 | 5.8736e-05 | 3.4551e-06 | 0 | 0 | 0
IL Fac. Spec. - NOX Rate Summer v3.1, Unit 248 and retrofits | 527 | 7305 | Rate Constraint in lbs/MMBtu | FALSE | L | Annual | Fuel Consumed | TBtu | 0.036392 | 0.035535 | 0.0072783 | 0.00042814 | 0 | 0 | 0
IL Fac. Spec. - NOX Rate Summer v3.1, Unit 248 and retrofits | 527 | 7305 | Rate Constraint in lbs/MMBtu | FALSE | L | Annual | Rate | lb/MMBtu | 0.01614 | 0.01614 | 0.01614 | 0.01614 | 0 | 0 | 0
IL Fac. Spec. - NOX Rate Summer v3.1, Unit 248 and retrofits | 527 | 7305 | Rate Constraint in lbs/MMBtu | FALSE | L | Annual | Generation | TWh | 0.0033868 | 0.0033072 | 0.00067737 | 3.9845e-05 | 0 | 0 | 0
IL Fac. Spec. - NOX Rate Summer v3.1, Unit 248 and retrofits | 527 | 7305 | Rate Constraint in lbs/MMBtu | FALSE | L | Annual | Qualifying Generation | TWh | 0.0033868 | 0.0033072 | 0.00067737 | 3.9845e-05 | 0 | 0 | 0
IL Fac. Spec. - NOX Rate Summer v3.1, Unit 248 and retrofits | 527 | 7305 | Rate Constraint in lbs/MMBtu | FALSE | L | Annual | Rate | lb/MWh | 0.17342 | 0.17342 | 0.17342 | 0.17342 | 0 | 0 | 0
IL Fac. Spec. - NOX Rate Summer v3.1, Unit 248 and retrofits | 527 | 7305 | Rate Constraint in lbs/MMBtu | FALSE | L | Annual | Constraint Shadow Price | US2022$/Ton | 0 | 0 | 0 | 0 | 0 | 0 | 0
IL Fac. Spec. - NOX Rate Summer v3.1, Unit 249 and retrofits | 528 | 7305 | Rate Constraint in lbs/MMBtu | FALSE | L | Annual | Seasons Included | Seasons | Summer | Summer | Summer | Summer | Summer | Summer | Summer
IL Fac. Spec. - NOX Rate Summer v3.1, Unit 249 and retrofits | 528 | 7305 | Rate Constraint in lbs/MMBtu | FALSE | L | Annual | Standard NOX | lb/MMBtu | 0.25 | 0.25 | 0.25 | 0.25 | 0.25 | 0.25 | 0.25
IL Fac. Spec. - NOX Rate Summer v3.1, Unit 249 and retrofits | 528 | 7305 | Rate Constraint in lbs/MMBtu | FALSE | L | Annual | Emissions at Affected Plants NOX | Thousand Tons | 0.00027221 | 0.0002658 | 5.4442e-05 | 3.2025e-06 | 0 | 0 | 0
IL Fac. Spec. - NOX Rate Summer v3.1, Unit 249 and retrofits | 528 | 7305 | Rate Constraint in lbs/MMBtu | FALSE | L | Annual | Allowances Purchased NOX | Thousand Tons | 0 | 0 | 0 | 0 | 0 | 0 | 0
IL Fac. Spec. - NOX Rate Summer v3.1, Unit 249 and retrofits | 528 | 7305 | Rate Constraint in lbs/MMBtu | FALSE | L | Annual | Allowances Sold NOX | Thousand Tons | 0 | 0 | 0 | 0 | 0 | 0 | 0
IL Fac. Spec. - NOX Rate Summer v3.1, Unit 249 and retrofits | 528 | 7305 | Rate Constraint in lbs/MMBtu | FALSE | L | Annual | Allowances Banked | Thousand Tons | 0 | 0 | 0 | 0 | 0 | 0 | 0
IL Fac. Spec. - NOX Rate Summer v3.1, Unit 249 and retrofits | 528 | 7305 | Rate Constraint in lbs/MMBtu | FALSE | L | Annual | Allowances Withdrawn (1:1) | Thousand Tons | 0 | 0 | 0 | 0 | 0 | 0 | 0
IL Fac. Spec. - NOX Rate Summer v3.1, Unit 249 and retrofits | 528 | 7305 | Rate Constraint in lbs/MMBtu | FALSE | L | Annual | Allowances Withdrawn (n:1) | Thousand Tons | 0 | 0 | 0 | 0 | 0 | 0 | 0
IL Fac. Spec. - NOX Rate Summer v3.1, Unit 249 and retrofits | 528 | 7305 | Rate Constraint in lbs/MMBtu | FALSE | L | Annual | Net Emissions Allowance Position | Thousand Tons | 0.00027221 | 0.0002658 | 5.4442e-05 | 3.2025e-06 | 0 | 0 | 0
IL Fac. Spec. - NOX Rate Summer v3.1, Unit 249 and retrofits | 528 | 7305 | Rate Constraint in lbs/MMBtu | FALSE | L | Annual | Fuel Consumed | TBtu | 0.036392 | 0.035535 | 0.0072783 | 0.00042814 | 0 | 0 | 0
IL Fac. Spec. - NOX Rate Summer v3.1, Unit 249 and retrofits | 528 | 7305 | Rate Constraint in lbs/MMBtu | FALSE | L | Annual | Rate | lb/MMBtu | 0.01496 | 0.01496 | 0.01496 | 0.01496 | 0 | 0 | 0
IL Fac. Spec. - NOX Rate Summer v3.1, Unit 249 and retrofits | 528 | 7305 | Rate Constraint in lbs/MMBtu | FALSE | L | Annual | Generation | TWh | 0.0033868 | 0.0033072 | 0.00067737 | 3.9845e-05 | 0 | 0 | 0
IL Fac. Spec. - NOX Rate Summer v3.1, Unit 249 and retrofits | 528 | 7305 | Rate Constraint in lbs/MMBtu | FALSE | L | Annual | Qualifying Generation | TWh | 0.0033868 | 0.0033072 | 0.00067737 | 3.9845e-05 | 0 | 0 | 0
IL Fac. Spec. - NOX Rate Summer v3.1, Unit 249 and retrofits | 528 | 7305 | Rate Constraint in lbs/MMBtu | FALSE | L | Annual | Rate | lb/MWh | 0.16075 | 0.16075 | 0.16075 | 0.16075 | 0 | 0 | 0
IL Fac. Spec. - NOX Rate Summer v3.1, Unit 249 and retrofits | 528 | 7305 | Rate Constraint in lbs/MMBtu | FALSE | L | Annual | Constraint Shadow Price | US2022$/Ton | 0 | 0 | 0 | 0 | 0 | 0 | 0
IL Fac. Spec. - NOX Rate Summer v3.1, Unit 250 and retrofits | 529 | 7305 | Rate Constraint in lbs/MMBtu | FALSE | L | Annual | Seasons Included | Seasons | Summer | Summer | Summer | Summer | Summer | Summer | Summer
IL Fac. Spec. - NOX Rate Summer v3.1, Unit 250 and retrofits | 529 | 7305 | Rate Constraint in lbs/MMBtu | FALSE | L | Annual | Standard NOX | lb/MMBtu | 0.25 | 0.25 | 0.25 | 0.25 | 0.25 | 0.25 | 0.25
IL Fac. Spec. - NOX Rate Summer v3.1, Unit 250 and retrofits | 529 | 7305 | Rate Constraint in lbs/MMBtu | FALSE | L | Annual | Emissions at Affected Plants NOX | Thousand Tons | 0.00025583 | 0.00024981 | 5.1167e-05 | 3.0098e-06 | 0 | 0 | 0
IL Fac. Spec. - NOX Rate Summer v3.1, Unit 250 and retrofits | 529 | 7305 | Rate Constraint in lbs/MMBtu | FALSE | L | Annual | Allowances Purchased NOX | Thousand Tons | 0 | 0 | 0 | 0 | 0 | 0 | 0
IL Fac. Spec. - NOX Rate Summer v3.1, Unit 250 and retrofits | 529 | 7305 | Rate Constraint in lbs/MMBtu | FALSE | L | Annual | Allowances Sold NOX | Thousand Tons | 0 | 0 | 0 | 0 | 0 | 0 | 0
IL Fac. Spec. - NOX Rate Summer v3.1, Unit 250 and retrofits | 529 | 7305 | Rate Constraint in lbs/MMBtu | FALSE | L | Annual | Allowances Banked | Thousand Tons | 0 | 0 | 0 | 0 | 0 | 0 | 0
IL Fac. Spec. - NOX Rate Summer v3.1, Unit 250 and retrofits | 529 | 7305 | Rate Constraint in lbs/MMBtu | FALSE | L | Annual | Allowances Withdrawn (1:1) | Thousand Tons | 0 | 0 | 0 | 0 | 0 | 0 | 0
IL Fac. Spec. - NOX Rate Summer v3.1, Unit 250 and retrofits | 529 | 7305 | Rate Constraint in lbs/MMBtu | FALSE | L | Annual | Allowances Withdrawn (n:1) | Thousand Tons | 0 | 0 | 0 | 0 | 0 | 0 | 0
IL Fac. Spec. - NOX Rate Summer v3.1, Unit 250 and retrofits | 529 | 7305 | Rate Constraint in lbs/MMBtu | FALSE | L | Annual | Net Emissions Allowance Position | Thousand Tons | 0.00025583 | 0.00024981 | 5.1167e-05 | 3.0098e-06 | 0 | 0 | 0
IL Fac. Spec. - NOX Rate Summer v3.1, Unit 250 and retrofits | 529 | 7305 | Rate Constraint in lbs/MMBtu | FALSE | L | Annual | Fuel Consumed | TBtu | 0.036392 | 0.035535 | 0.0072783 | 0.00042814 | 0 | 0 | 0
IL Fac. Spec. - NOX Rate Summer v3.1, Unit 250 and retrofits | 529 | 7305 | Rate Constraint in lbs/MMBtu | FALSE | L | Annual | Rate | lb/MMBtu | 0.01406 | 0.01406 | 0.01406 | 0.01406 | 0 | 0 | 0
IL Fac. Spec. - NOX Rate Summer v3.1, Unit 250 and retrofits | 529 | 7305 | Rate Constraint in lbs/MMBtu | FALSE | L | Annual | Generation | TWh | 0.0033868 | 0.0033072 | 0.00067737 | 3.9845e-05 | 0 | 0 | 0
IL Fac. Spec. - NOX Rate Summer v3.1, Unit 250 and retrofits | 529 | 7305 | Rate Constraint in lbs/MMBtu | FALSE | L | Annual | Qualifying Generation | TWh | 0.0033868 | 0.0033072 | 0.00067737 | 3.9845e-05 | 0 | 0 | 0
IL Fac. Spec. - NOX Rate Summer v3.1, Unit 250 and retrofits | 529 | 7305 | Rate Constraint in lbs/MMBtu | FALSE | L | Annual | Rate | lb/MWh | 0.15107 | 0.15107 | 0.15107 | 0.15107 | 0 | 0 | 0
IL Fac. Spec. - NOX Rate Summer v3.1, Unit 250 and retrofits | 529 | 7305 | Rate Constraint in lbs/MMBtu | FALSE | L | Annual | Constraint Shadow Price | US2022$/Ton | 0 | 0 | 0 | 0 | 0 | 0 | 0
IL Fac. Spec. - NOX Rate Summer v3.1, Unit 251 and retrofits | 530 | 7305 | Rate Constraint in lbs/MMBtu | FALSE | L | Annual | Seasons Included | Seasons | Summer | Summer | Summer | Summer | Summer | Summer | Summer
IL Fac. Spec. - NOX Rate Summer v3.1, Unit 251 and retrofits | 530 | 7305 | Rate Constraint in lbs/MMBtu | FALSE | L | Annual | Standard NOX | lb/MMBtu | 0.25 | 0.25 | 0.25 | 0.25 | 0.25 | 0.25 | 0.25
IL Fac. Spec. - NOX Rate Summer v3.1, Unit 251 and retrofits | 530 | 7305 | Rate Constraint in lbs/MMBtu | FALSE | L | Annual | Emissions at Affected Plants NOX | Thousand Tons | 0.00032789 | 0.00032017 | 6.5578e-05 | 3.8575e-06 | 0 | 0 | 0
IL Fac. Spec. - NOX Rate Summer v3.1, Unit 251 and retrofits | 530 | 7305 | Rate Constraint in lbs/MMBtu | FALSE | L | Annual | Allowances Purchased NOX | Thousand Tons | 0 | 0 | 0 | 0 | 0 | 0 | 0
IL Fac. Spec. - NOX Rate Summer v3.1, Unit 251 and retrofits | 530 | 7305 | Rate Constraint in lbs/MMBtu | FALSE | L | Annual | Allowances Sold NOX | Thousand Tons | 0 | 0 | 0 | 0 | 0 | 0 | 0
IL Fac. Spec. - NOX Rate Summer v3.1, Unit 251 and retrofits | 530 | 7305 | Rate Constraint in lbs/MMBtu | FALSE | L | Annual | Allowances Banked | Thousand Tons | 0 | 0 | 0 | 0 | 0 | 0 | 0
IL Fac. Spec. - NOX Rate Summer v3.1, Unit 251 and retrofits | 530 | 7305 | Rate Constraint in lbs/MMBtu | FALSE | L | Annual | Allowances Withdrawn (1:1) | Thousand Tons | 0 | 0 | 0 | 0 | 0 | 0 | 0
IL Fac. Spec. - NOX Rate Summer v3.1, Unit 251 and retrofits | 530 | 7305 | Rate Constraint in lbs/MMBtu | FALSE | L | Annual | Allowances Withdrawn (n:1) | Thousand Tons | 0 | 0 | 0 | 0 | 0 | 0 | 0
IL Fac. Spec. - NOX Rate Summer v3.1, Unit 251 and retrofits | 530 | 7305 | Rate Constraint in lbs/MMBtu | FALSE | L | Annual | Net Emissions Allowance Position | Thousand Tons | 0.00032789 | 0.00032017 | 6.5578e-05 | 3.8575e-06 | 0 | 0 | 0
IL Fac. Spec. - NOX Rate Summer v3.1, Unit 251 and retrofits | 530 | 7305 | Rate Constraint in lbs/MMBtu | FALSE | L | Annual | Fuel Consumed | TBtu | 0.036392 | 0.035535 | 0.0072783 | 0.00042814 | 0 | 0 | 0
IL Fac. Spec. - NOX Rate Summer v3.1, Unit 251 and retrofits | 530 | 7305 | Rate Constraint in lbs/MMBtu | FALSE | L | Annual | Rate | lb/MMBtu | 0.01802 | 0.01802 | 0.01802 | 0.01802 | 0 | 0 | 0
IL Fac. Spec. - NOX Rate Summer v3.1, Unit 251 and retrofits | 530 | 7305 | Rate Constraint in lbs/MMBtu | FALSE | L | Annual | Generation | TWh | 0.0033868 | 0.0033072 | 0.00067737 | 3.9845e-05 | 0 | 0 | 0
IL Fac. Spec. - NOX Rate Summer v3.1, Unit 251 and retrofits | 530 | 7305 | Rate Constraint in lbs/MMBtu | FALSE | L | Annual | Qualifying Generation | TWh | 0.0033868 | 0.0033072 | 0.00067737 | 3.9845e-05 | 0 | 0 | 0
IL Fac. Spec. - NOX Rate Summer v3.1, Unit 251 and retrofits | 530 | 7305 | Rate Constraint in lbs/MMBtu | FALSE | L | Annual | Rate | lb/MWh | 0.19362 | 0.19362 | 0.19362 | 0.19362 | 0 | 0 | 0
IL Fac. Spec. - NOX Rate Summer v3.1, Unit 251 and retrofits | 530 | 7305 | Rate Constraint in lbs/MMBtu | FALSE | L | Annual | Constraint Shadow Price | US2022$/Ton | 0 | 0 | 0 | 0 | 0 | 0 | 0
IL Fac. Spec. - NOX Rate Summer v3.1, Unit 252 and retrofits | 531 | 7305 | Rate Constraint in lbs/MMBtu | FALSE | L | Annual | Seasons Included | Seasons | Summer | Summer | Summer | Summer | Summer | Summer | Summer
IL Fac. Spec. - NOX Rate Summer v3.1, Unit 252 and retrofits | 531 | 7305 | Rate Constraint in lbs/MMBtu | FALSE | L | Annual | Standard NOX | lb/MMBtu | 0.25 | 0.25 | 0.25 | 0.25 | 0.25 | 0.25 | 0.25
IL Fac. Spec. - NOX Rate Summer v3.1, Unit 252 and retrofits | 531 | 7305 | Rate Constraint in lbs/MMBtu | FALSE | L | Annual | Emissions at Affected Plants NOX | Thousand Tons | 0.00032152 | 0.00031396 | 6.4304e-05 | 3.7826e-06 | 0 | 0 | 0
IL Fac. Spec. - NOX Rate Summer v3.1, Unit 252 and retrofits | 531 | 7305 | Rate Constraint in lbs/MMBtu | FALSE | L | Annual | Allowances Purchased NOX | Thousand Tons | 0 | 0 | 0 | 0 | 0 | 0 | 0
IL Fac. Spec. - NOX Rate Summer v3.1, Unit 252 and retrofits | 531 | 7305 | Rate Constraint in lbs/MMBtu | FALSE | L | Annual | Allowances Sold NOX | Thousand Tons | 0 | 0 | 0 | 0 | 0 | 0 | 0
IL Fac. Spec. - NOX Rate Summer v3.1, Unit 252 and retrofits | 531 | 7305 | Rate Constraint in lbs/MMBtu | FALSE | L | Annual | Allowances Banked | Thousand Tons | 0 | 0 | 0 | 0 | 0 | 0 | 0
IL Fac. Spec. - NOX Rate Summer v3.1, Unit 252 and retrofits | 531 | 7305 | Rate Constraint in lbs/MMBtu | FALSE | L | Annual | Allowances Withdrawn (1:1) | Thousand Tons | 0 | 0 | 0 | 0 | 0 | 0 | 0
IL Fac. Spec. - NOX Rate Summer v3.1, Unit 252 and retrofits | 531 | 7305 | Rate Constraint in lbs/MMBtu | FALSE | L | Annual | Allowances Withdrawn (n:1) | Thousand Tons | 0 | 0 | 0 | 0 | 0 | 0 | 0
IL Fac. Spec. - NOX Rate Summer v3.1, Unit 252 and retrofits | 531 | 7305 | Rate Constraint in lbs/MMBtu | FALSE | L | Annual | Net Emissions Allowance Position | Thousand Tons | 0.00032152 | 0.00031396 | 6.4304e-05 | 3.7826e-06 | 0 | 0 | 0
IL Fac. Spec. - NOX Rate Summer v3.1, Unit 252 and retrofits | 531 | 7305 | Rate Constraint in lbs/MMBtu | FALSE | L | Annual | Fuel Consumed | TBtu | 0.036392 | 0.035535 | 0.0072783 | 0.00042814 | 0 | 0 | 0
IL Fac. Spec. - NOX Rate Summer v3.1, Unit 252 and retrofits | 531 | 7305 | Rate Constraint in lbs/MMBtu | FALSE | L | Annual | Rate | lb/MMBtu | 0.01767 | 0.01767 | 0.01767 | 0.01767 | 0 | 0 | 0
IL Fac. Spec. - NOX Rate Summer v3.1, Unit 252 and retrofits | 531 | 7305 | Rate Constraint in lbs/MMBtu | FALSE | L | Annual | Generation | TWh | 0.0033868 | 0.0033072 | 0.00067737 | 3.9845e-05 | 0 | 0 | 0
IL Fac. Spec. - NOX Rate Summer v3.1, Unit 252 and retrofits | 531 | 7305 | Rate Constraint in lbs/MMBtu | FALSE | L | Annual | Qualifying Generation | TWh | 0.0033868 | 0.0033072 | 0.00067737 | 3.9845e-05 | 0 | 0 | 0
IL Fac. Spec. - NOX Rate Summer v3.1, Unit 252 and retrofits | 531 | 7305 | Rate Constraint in lbs/MMBtu | FALSE | L | Annual | Rate | lb/MWh | 0.18986 | 0.18986 | 0.18986 | 0.18986 | 0 | 0 | 0
IL Fac. Spec. - NOX Rate Summer v3.1, Unit 252 and retrofits | 531 | 7305 | Rate Constraint in lbs/MMBtu | FALSE | L | Annual | Constraint Shadow Price | US2022$/Ton | 0 | 0 | 0 | 0 | 0 | 0 | 0
IL Fac. Spec. - NOX Rate Summer v3.1, Unit 253 and retrofits | 532 | 7305 | Rate Constraint in lbs/MMBtu | FALSE | L | Annual | Seasons Included | Seasons | Summer | Summer | Summer | Summer | Summer | Summer | Summer
IL Fac. Spec. - NOX Rate Summer v3.1, Unit 253 and retrofits | 532 | 7305 | Rate Constraint in lbs/MMBtu | FALSE | L | Annual | Standard NOX | lb/MMBtu | 0.25 | 0.25 | 0.25 | 0.25 | 0.25 | 0.25 | 0.25
IL Fac. Spec. - NOX Rate Summer v3.1, Unit 253 and retrofits | 532 | 7305 | Rate Constraint in lbs/MMBtu | FALSE | L | Annual | Emissions at Affected Plants NOX | Thousand Tons | 0.00026857 | 0.00026225 | 5.3714e-05 | 3.1597e-06 | 0 | 0 | 0
IL Fac. Spec. - NOX Rate Summer v3.1, Unit 253 and retrofits | 532 | 7305 | Rate Constraint in lbs/MMBtu | FALSE | L | Annual | Allowances Purchased NOX | Thousand Tons | 0 | 0 | 0 | 0 | 0 | 0 | 0
IL Fac. Spec. - NOX Rate Summer v3.1, Unit 253 and retrofits | 532 | 7305 | Rate Constraint in lbs/MMBtu | FALSE | L | Annual | Allowances Sold NOX | Thousand Tons | 0 | 0 | 0 | 0 | 0 | 0 | 0
IL Fac. Spec. - NOX Rate Summer v3.1, Unit 253 and retrofits | 532 | 7305 | Rate Constraint in lbs/MMBtu | FALSE | L | Annual | Allowances Banked | Thousand Tons | 0 | 0 | 0 | 0 | 0 | 0 | 0
IL Fac. Spec. - NOX Rate Summer v3.1, Unit 253 and retrofits | 532 | 7305 | Rate Constraint in lbs/MMBtu | FALSE | L | Annual | Allowances Withdrawn (1:1) | Thousand Tons | 0 | 0 | 0 | 0 | 0 | 0 | 0
IL Fac. Spec. - NOX Rate Summer v3.1, Unit 253 and retrofits | 532 | 7305 | Rate Constraint in lbs/MMBtu | FALSE | L | Annual | Allowances Withdrawn (n:1) | Thousand Tons | 0 | 0 | 0 | 0 | 0 | 0 | 0
IL Fac. Spec. - NOX Rate Summer v3.1, Unit 253 and retrofits | 532 | 7305 | Rate Constraint in lbs/MMBtu | FALSE | L | Annual | Net Emissions Allowance Position | Thousand Tons | 0.00026857 | 0.00026225 | 5.3714e-05 | 3.1597e-06 | 0 | 0 | 0
IL Fac. Spec. - NOX Rate Summer v3.1, Unit 253 and retrofits | 532 | 7305 | Rate Constraint in lbs/MMBtu | FALSE | L | Annual | Fuel Consumed | TBtu | 0.036392 | 0.035535 | 0.0072783 | 0.00042814 | 0 | 0 | 0
IL Fac. Spec. - NOX Rate Summer v3.1, Unit 253 and retrofits | 532 | 7305 | Rate Constraint in lbs/MMBtu | FALSE | L | Annual | Rate | lb/MMBtu | 0.01476 | 0.01476 | 0.01476 | 0.01476 | 0 | 0 | 0
IL Fac. Spec. - NOX Rate Summer v3.1, Unit 253 and retrofits | 532 | 7305 | Rate Constraint in lbs/MMBtu | FALSE | L | Annual | Generation | TWh | 0.0033868 | 0.0033072 | 0.00067737 | 3.9845e-05 | 0 | 0 | 0
IL Fac. Spec. - NOX Rate Summer v3.1, Unit 253 and retrofits | 532 | 7305 | Rate Constraint in lbs/MMBtu | FALSE | L | Annual | Qualifying Generation | TWh | 0.0033868 | 0.0033072 | 0.00067737 | 3.9845e-05 | 0 | 0 | 0
IL Fac. Spec. - NOX Rate Summer v3.1, Unit 253 and retrofits | 532 | 7305 | Rate Constraint in lbs/MMBtu | FALSE | L | Annual | Rate | lb/MWh | 0.1586 | 0.1586 | 0.1586 | 0.1586 | 0 | 0 | 0
IL Fac. Spec. - NOX Rate Summer v3.1, Unit 253 and retrofits | 532 | 7305 | Rate Constraint in lbs/MMBtu | FALSE | L | Annual | Constraint Shadow Price | US2022$/Ton | 0 | 0 | 0 | 0 | 0 | 0 | 0
IL Fac. Spec. - NOX Rate Summer v3.1, Unit 254 and retrofits | 533 | 7305 | Rate Constraint in lbs/MMBtu | FALSE | L | Annual | Seasons Included | Seasons | Summer | Summer | Summer | Summer | Summer | Summer | Summer
IL Fac. Spec. - NOX Rate Summer v3.1, Unit 254 and retrofits | 533 | 7305 | Rate Constraint in lbs/MMBtu | FALSE | L | Annual | Standard NOX | lb/MMBtu | 0.25 | 0.25 | 0.25 | 0.25 | 0.25 | 0.25 | 0.25
IL Fac. Spec. - NOX Rate Summer v3.1, Unit 254 and retrofits | 533 | 7305 | Rate Constraint in lbs/MMBtu | FALSE | L | Annual | Emissions at Affected Plants NOX | Thousand Tons | 0.00025329 | 0.00024733 | 5.0657e-05 | 2.9798e-06 | 0 | 0 | 0
IL Fac. Spec. - NOX Rate Summer v3.1, Unit 254 and retrofits | 533 | 7305 | Rate Constraint in lbs/MMBtu | FALSE | L | Annual | Allowances Purchased NOX | Thousand Tons | 0 | 0 | 0 | 0 | 0 | 0 | 0
IL Fac. Spec. - NOX Rate Summer v3.1, Unit 254 and retrofits | 533 | 7305 | Rate Constraint in lbs/MMBtu | FALSE | L | Annual | Allowances Sold NOX | Thousand Tons | 0 | 0 | 0 | 0 | 0 | 0 | 0
IL Fac. Spec. - NOX Rate Summer v3.1, Unit 254 and retrofits | 533 | 7305 | Rate Constraint in lbs/MMBtu | FALSE | L | Annual | Allowances Banked | Thousand Tons | 0 | 0 | 0 | 0 | 0 | 0 | 0
IL Fac. Spec. - NOX Rate Summer v3.1, Unit 254 and retrofits | 533 | 7305 | Rate Constraint in lbs/MMBtu | FALSE | L | Annual | Allowances Withdrawn (1:1) | Thousand Tons | 0 | 0 | 0 | 0 | 0 | 0 | 0
IL Fac. Spec. - NOX Rate Summer v3.1, Unit 254 and retrofits | 533 | 7305 | Rate Constraint in lbs/MMBtu | FALSE | L | Annual | Allowances Withdrawn (n:1) | Thousand Tons | 0 | 0 | 0 | 0 | 0 | 0 | 0
IL Fac. Spec. - NOX Rate Summer v3.1, Unit 254 and retrofits | 533 | 7305 | Rate Constraint in lbs/MMBtu | FALSE | L | Annual | Net Emissions Allowance Position | Thousand Tons | 0.00025329 | 0.00024733 | 5.0657e-05 | 2.9798e-06 | 0 | 0 | 0
IL Fac. Spec. - NOX Rate Summer v3.1, Unit 254 and retrofits | 533 | 7305 | Rate Constraint in lbs/MMBtu | FALSE | L | Annual | Fuel Consumed | TBtu | 0.036392 | 0.035535 | 0.0072783 | 0.00042814 | 0 | 0 | 0
IL Fac. Spec. - NOX Rate Summer v3.1, Unit 254 and retrofits | 533 | 7305 | Rate Constraint in lbs/MMBtu | FALSE | L | Annual | Rate | lb/MMBtu | 0.01392 | 0.01392 | 0.01392 | 0.01392 | 0 | 0 | 0
IL Fac. Spec. - NOX Rate Summer v3.1, Unit 254 and retrofits | 533 | 7305 | Rate Constraint in lbs/MMBtu | FALSE | L | Annual | Generation | TWh | 0.0033868 | 0.0033072 | 0.00067737 | 3.9845e-05 | 0 | 0 | 0
IL Fac. Spec. - NOX Rate Summer v3.1, Unit 254 and retrofits | 533 | 7305 | Rate Constraint in lbs/MMBtu | FALSE | L | Annual | Qualifying Generation | TWh | 0.0033868 | 0.0033072 | 0.00067737 | 3.9845e-05 | 0 | 0 | 0
IL Fac. Spec. - NOX Rate Summer v3.1, Unit 254 and retrofits | 533 | 7305 | Rate Constraint in lbs/MMBtu | FALSE | L | Annual | Rate | lb/MWh | 0.14957 | 0.14957 | 0.14957 | 0.14957 | 0 | 0 | 0
IL Fac. Spec. - NOX Rate Summer v3.1, Unit 254 and retrofits | 533 | 7305 | Rate Constraint in lbs/MMBtu | FALSE | L | Annual | Constraint Shadow Price | US2022$/Ton | 0 | 0 | 0 | 0 | 0 | 0 | 0
IL Fac. Spec. - NOX Rate Summer v3.1, Unit 255 and retrofits | 534 | 7305 | Rate Constraint in lbs/MMBtu | FALSE | L | Annual | Seasons Included | Seasons | Summer | Summer | Summer | Summer | Summer | Summer | Summer
IL Fac. Spec. - NOX Rate Summer v3.1, Unit 255 and retrofits | 534 | 7305 | Rate Constraint in lbs/MMBtu | FALSE | L | Annual | Standard NOX | lb/MMBtu | 0.25 | 0.25 | 0.25 | 0.25 | 0.25 | 0.25 | 0.25
IL Fac. Spec. - NOX Rate Summer v3.1, Unit 255 and retrofits | 534 | 7305 | Rate Constraint in lbs/MMBtu | FALSE | L | Annual | Emissions at Affected Plants NOX | Thousand Tons | 0.00031715 | 0.00030969 | 6.3431e-05 | 3.7312e-06 | 0 | 0 | 0
IL Fac. Spec. - NOX Rate Summer v3.1, Unit 255 and retrofits | 534 | 7305 | Rate Constraint in lbs/MMBtu | FALSE | L | Annual | Allowances Purchased NOX | Thousand Tons | 0 | 0 | 0 | 0 | 0 | 0 | 0
IL Fac. Spec. - NOX Rate Summer v3.1, Unit 255 and retrofits | 534 | 7305 | Rate Constraint in lbs/MMBtu | FALSE | L | Annual | Allowances Sold NOX | Thousand Tons | 0 | 0 | 0 | 0 | 0 | 0 | 0
IL Fac. Spec. - NOX Rate Summer v3.1, Unit 255 and retrofits | 534 | 7305 | Rate Constraint in lbs/MMBtu | FALSE | L | Annual | Allowances Banked | Thousand Tons | 0 | 0 | 0 | 0 | 0 | 0 | 0
IL Fac. Spec. - NOX Rate Summer v3.1, Unit 255 and retrofits | 534 | 7305 | Rate Constraint in lbs/MMBtu | FALSE | L | Annual | Allowances Withdrawn (1:1) | Thousand Tons | 0 | 0 | 0 | 0 | 0 | 0 | 0
IL Fac. Spec. - NOX Rate Summer v3.1, Unit 255 and retrofits | 534 | 7305 | Rate Constraint in lbs/MMBtu | FALSE | L | Annual | Allowances Withdrawn (n:1) | Thousand Tons | 0 | 0 | 0 | 0 | 0 | 0 | 0
IL Fac. Spec. - NOX Rate Summer v3.1, Unit 255 and retrofits | 534 | 7305 | Rate Constraint in lbs/MMBtu | FALSE | L | Annual | Net Emissions Allowance Position | Thousand Tons | 0.00031715 | 0.00030969 | 6.3431e-05 | 3.7312e-06 | 0 | 0 | 0
IL Fac. Spec. - NOX Rate Summer v3.1, Unit 255 and retrofits | 534 | 7305 | Rate Constraint in lbs/MMBtu | FALSE | L | Annual | Fuel Consumed | TBtu | 0.036392 | 0.035535 | 0.0072783 | 0.00042814 | 0 | 0 | 0
IL Fac. Spec. - NOX Rate Summer v3.1, Unit 255 and retrofits | 534 | 7305 | Rate Constraint in lbs/MMBtu | FALSE | L | Annual | Rate | lb/MMBtu | 0.01743 | 0.01743 | 0.01743 | 0.01743 | 0 | 0 | 0
IL Fac. Spec. - NOX Rate Summer v3.1, Unit 255 and retrofits | 534 | 7305 | Rate Constraint in lbs/MMBtu | FALSE | L | Annual | Generation | TWh | 0.0033868 | 0.0033072 | 0.00067737 | 3.9845e-05 | 0 | 0 | 0
IL Fac. Spec. - NOX Rate Summer v3.1, Unit 255 and retrofits | 534 | 7305 | Rate Constraint in lbs/MMBtu | FALSE | L | Annual | Qualifying Generation | TWh | 0.0033868 | 0.0033072 | 0.00067737 | 3.9845e-05 | 0 | 0 | 0
IL Fac. Spec. - NOX Rate Summer v3.1, Unit 255 and retrofits | 534 | 7305 | Rate Constraint in lbs/MMBtu | FALSE | L | Annual | Rate | lb/MWh | 0.18729 | 0.18729 | 0.18729 | 0.18729 | 0 | 0 | 0
IL Fac. Spec. - NOX Rate Summer v3.1, Unit 255 and retrofits | 534 | 7305 | Rate Constraint in lbs/MMBtu | FALSE | L | Annual | Constraint Shadow Price | US2022$/Ton | 0 | 0 | 0 | 0 | 0 | 0 | 0
IL Fac. Spec. - NOX Rate Summer v3.1, Unit 256 and retrofits | 535 | 7305 | Rate Constraint in lbs/MMBtu | FALSE | L | Annual | Seasons Included | Seasons | Summer | Summer | Summer | Summer | Summer | Summer | Summer
IL Fac. Spec. - NOX Rate Summer v3.1, Unit 256 and retrofits | 535 | 7305 | Rate Constraint in lbs/MMBtu | FALSE | L | Annual | Standard NOX | lb/MMBtu | 0.25 | 0.25 | 0.25 | 0.25 | 0.25 | 0.25 | 0.25
IL Fac. Spec. - NOX Rate Summer v3.1, Unit 256 and retrofits | 535 | 7305 | Rate Constraint in lbs/MMBtu | FALSE | L | Annual | Emissions at Affected Plants NOX | Thousand Tons | 0.00039722 | 0.00038787 | 7.9443e-05 | 4.6731e-06 | 0 | 0 | 0
IL Fac. Spec. - NOX Rate Summer v3.1, Unit 256 and retrofits | 535 | 7305 | Rate Constraint in lbs/MMBtu | FALSE | L | Annual | Allowances Purchased NOX | Thousand Tons | 0 | 0 | 0 | 0 | 0 | 0 | 0
IL Fac. Spec. - NOX Rate Summer v3.1, Unit 256 and retrofits | 535 | 7305 | Rate Constraint in lbs/MMBtu | FALSE | L | Annual | Allowances Sold NOX | Thousand Tons | 0 | 0 | 0 | 0 | 0 | 0 | 0
IL Fac. Spec. - NOX Rate Summer v3.1, Unit 256 and retrofits | 535 | 7305 | Rate Constraint in lbs/MMBtu | FALSE | L | Annual | Allowances Banked | Thousand Tons | 0 | 0 | 0 | 0 | 0 | 0 | 0
IL Fac. Spec. - NOX Rate Summer v3.1, Unit 256 and retrofits | 535 | 7305 | Rate Constraint in lbs/MMBtu | FALSE | L | Annual | Allowances Withdrawn (1:1) | Thousand Tons | 0 | 0 | 0 | 0 | 0 | 0 | 0
IL Fac. Spec. - NOX Rate Summer v3.1, Unit 256 and retrofits | 535 | 7305 | Rate Constraint in lbs/MMBtu | FALSE | L | Annual | Allowances Withdrawn (n:1) | Thousand Tons | 0 | 0 | 0 | 0 | 0 | 0 | 0
IL Fac. Spec. - NOX Rate Summer v3.1, Unit 256 and retrofits | 535 | 7305 | Rate Constraint in lbs/MMBtu | FALSE | L | Annual | Net Emissions Allowance Position | Thousand Tons | 0.00039722 | 0.00038787 | 7.9443e-05 | 4.6731e-06 | 0 | 0 | 0
IL Fac. Spec. - NOX Rate Summer v3.1, Unit 256 and retrofits | 535 | 7305 | Rate Constraint in lbs/MMBtu | FALSE | L | Annual | Fuel Consumed | TBtu | 0.036392 | 0.035535 | 0.0072783 | 0.00042814 | 0 | 0 | 0
IL Fac. Spec. - NOX Rate Summer v3.1, Unit 256 and retrofits | 535 | 7305 | Rate Constraint in lbs/MMBtu | FALSE | L | Annual | Rate | lb/MMBtu | 0.02183 | 0.02183 | 0.02183 | 0.02183 | 0 | 0 | 0
IL Fac. Spec. - NOX Rate Summer v3.1, Unit 256 and retrofits | 535 | 7305 | Rate Constraint in lbs/MMBtu | FALSE | L | Annual | Generation | TWh | 0.0033868 | 0.0033072 | 0.00067737 | 3.9845e-05 | 0 | 0 | 0
IL Fac. Spec. - NOX Rate Summer v3.1, Unit 256 and retrofits | 535 | 7305 | Rate Constraint in lbs/MMBtu | FALSE | L | Annual | Qualifying Generation | TWh | 0.0033868 | 0.0033072 | 0.00067737 | 3.9845e-05 | 0 | 0 | 0
IL Fac. Spec. - NOX Rate Summer v3.1, Unit 256 and retrofits | 535 | 7305 | Rate Constraint in lbs/MMBtu | FALSE | L | Annual | Rate | lb/MWh | 0.23456 | 0.23456 | 0.23456 | 0.23456 | 0 | 0 | 0
IL Fac. Spec. - NOX Rate Summer v3.1, Unit 256 and retrofits | 535 | 7305 | Rate Constraint in lbs/MMBtu | FALSE | L | Annual | Constraint Shadow Price | US2022$/Ton | 0 | 0 | 0 | 0 | 0 | 0 | 0
IL Fac. Spec. - NOX Rate Summer v3.1, Unit 257 and retrofits | 536 | 7305 | Rate Constraint in lbs/MMBtu | FALSE | L | Annual | Seasons Included | Seasons | Summer | Summer | Summer | Summer | Summer | Summer | Summer
IL Fac. Spec. - NOX Rate Summer v3.1, Unit 257 and retrofits | 536 | 7305 | Rate Constraint in lbs/MMBtu | FALSE | L | Annual | Standard NOX | lb/MMBtu | 0.25 | 0.25 | 0.25 | 0.25 | 0.25 | 0.25 | 0.25
IL Fac. Spec. - NOX Rate Summer v3.1, Unit 257 and retrofits | 536 | 7305 | Rate Constraint in lbs/MMBtu | FALSE | L | Annual | Emissions at Affected Plants NOX | Thousand Tons | 0.0003843 | 0.00037525 | 7.6859e-05 | 4.5211e-06 | 0 | 0 | 0
IL Fac. Spec. - NOX Rate Summer v3.1, Unit 257 and retrofits | 536 | 7305 | Rate Constraint in lbs/MMBtu | FALSE | L | Annual | Allowances Purchased NOX | Thousand Tons | 0 | 0 | 0 | 0 | 0 | 0 | 0
IL Fac. Spec. - NOX Rate Summer v3.1, Unit 257 and retrofits | 536 | 7305 | Rate Constraint in lbs/MMBtu | FALSE | L | Annual | Allowances Sold NOX | Thousand Tons | 0 | 0 | 0 | 0 | 0 | 0 | 0
IL Fac. Spec. - NOX Rate Summer v3.1, Unit 257 and retrofits | 536 | 7305 | Rate Constraint in lbs/MMBtu | FALSE | L | Annual | Allowances Banked | Thousand Tons | 0 | 0 | 0 | 0 | 0 | 0 | 0
IL Fac. Spec. - NOX Rate Summer v3.1, Unit 257 and retrofits | 536 | 7305 | Rate Constraint in lbs/MMBtu | FALSE | L | Annual | Allowances Withdrawn (1:1) | Thousand Tons | 0 | 0 | 0 | 0 | 0 | 0 | 0
IL Fac. Spec. - NOX Rate Summer v3.1, Unit 257 and retrofits | 536 | 7305 | Rate Constraint in lbs/MMBtu | FALSE | L | Annual | Allowances Withdrawn (n:1) | Thousand Tons | 0 | 0 | 0 | 0 | 0 | 0 | 0
IL Fac. Spec. - NOX Rate Summer v3.1, Unit 257 and retrofits | 536 | 7305 | Rate Constraint in lbs/MMBtu | FALSE | L | Annual | Net Emissions Allowance Position | Thousand Tons | 0.0003843 | 0.00037525 | 7.6859e-05 | 4.5211e-06 | 0 | 0 | 0
IL Fac. Spec. - NOX Rate Summer v3.1, Unit 257 and retrofits | 536 | 7305 | Rate Constraint in lbs/MMBtu | FALSE | L | Annual | Fuel Consumed | TBtu | 0.036392 | 0.035535 | 0.0072783 | 0.00042814 | 0 | 0 | 0
IL Fac. Spec. - NOX Rate Summer v3.1, Unit 257 and retrofits | 536 | 7305 | Rate Constraint in lbs/MMBtu | FALSE | L | Annual | Rate | lb/MMBtu | 0.02112 | 0.02112 | 0.02112 | 0.02112 | 0 | 0 | 0
IL Fac. Spec. - NOX Rate Summer v3.1, Unit 257 and retrofits | 536 | 7305 | Rate Constraint in lbs/MMBtu | FALSE | L | Annual | Generation | TWh | 0.0033868 | 0.0033072 | 0.00067737 | 3.9845e-05 | 0 | 0 | 0
IL Fac. Spec. - NOX Rate Summer v3.1, Unit 257 and retrofits | 536 | 7305 | Rate Constraint in lbs/MMBtu | FALSE | L | Annual | Qualifying Generation | TWh | 0.0033868 | 0.0033072 | 0.00067737 | 3.9845e-05 | 0 | 0 | 0
IL Fac. Spec. - NOX Rate Summer v3.1, Unit 257 and retrofits | 536 | 7305 | Rate Constraint in lbs/MMBtu | FALSE | L | Annual | Rate | lb/MWh | 0.22693 | 0.22693 | 0.22693 | 0.22693 | 0 | 0 | 0
IL Fac. Spec. - NOX Rate Summer v3.1, Unit 257 and retrofits | 536 | 7305 | Rate Constraint in lbs/MMBtu | FALSE | L | Annual | Constraint Shadow Price | US2022$/Ton | 0 | 0 | 0 | 0 | 0 | 0 | 0
IL Fac. Spec. - NOX Rate Summer v3.1, Unit 258 and retrofits | 537 | 7305 | Rate Constraint in lbs/MMBtu | FALSE | L | Annual | Seasons Included | Seasons | Summer | Summer | Summer | Summer | Summer | Summer | Summer
IL Fac. Spec. - NOX Rate Summer v3.1, Unit 258 and retrofits | 537 | 7305 | Rate Constraint in lbs/MMBtu | FALSE | L | Annual | Standard NOX | lb/MMBtu | 0.25 | 0.25 | 0.25 | 0.25 | 0.25 | 0.25 | 0.25
IL Fac. Spec. - NOX Rate Summer v3.1, Unit 258 and retrofits | 537 | 7305 | Rate Constraint in lbs/MMBtu | FALSE | L | Annual | Emissions at Affected Plants NOX | Thousand Tons | 0.00031351 | 0.00030614 | 6.2703e-05 | 3.6884e-06 | 0 | 0 | 0
IL Fac. Spec. - NOX Rate Summer v3.1, Unit 258 and retrofits | 537 | 7305 | Rate Constraint in lbs/MMBtu | FALSE | L | Annual | Allowances Purchased NOX | Thousand Tons | 0 | 0 | 0 | 0 | 0 | 0 | 0
IL Fac. Spec. - NOX Rate Summer v3.1, Unit 258 and retrofits | 537 | 7305 | Rate Constraint in lbs/MMBtu | FALSE | L | Annual | Allowances Sold NOX | Thousand Tons | 0 | 0 | 0 | 0 | 0 | 0 | 0
IL Fac. Spec. - NOX Rate Summer v3.1, Unit 258 and retrofits | 537 | 7305 | Rate Constraint in lbs/MMBtu | FALSE | L | Annual | Allowances Banked | Thousand Tons | 0 | 0 | 0 | 0 | 0 | 0 | 0
IL Fac. Spec. - NOX Rate Summer v3.1, Unit 258 and retrofits | 537 | 7305 | Rate Constraint in lbs/MMBtu | FALSE | L | Annual | Allowances Withdrawn (1:1) | Thousand Tons | 0 | 0 | 0 | 0 | 0 | 0 | 0
IL Fac. Spec. - NOX Rate Summer v3.1, Unit 258 and retrofits | 537 | 7305 | Rate Constraint in lbs/MMBtu | FALSE | L | Annual | Allowances Withdrawn (n:1) | Thousand Tons | 0 | 0 | 0 | 0 | 0 | 0 | 0
IL Fac. Spec. - NOX Rate Summer v3.1, Unit 258 and retrofits | 537 | 7305 | Rate Constraint in lbs/MMBtu | FALSE | L | Annual | Net Emissions Allowance Position | Thousand Tons | 0.00031351 | 0.00030614 | 6.2703e-05 | 3.6884e-06 | 0 | 0 | 0
IL Fac. Spec. - NOX Rate Summer v3.1, Unit 258 and retrofits | 537 | 7305 | Rate Constraint in lbs/MMBtu | FALSE | L | Annual | Fuel Consumed | TBtu | 0.036392 | 0.035535 | 0.0072783 | 0.00042814 | 0 | 0 | 0
IL Fac. Spec. - NOX Rate Summer v3.1, Unit 258 and retrofits | 537 | 7305 | Rate Constraint in lbs/MMBtu | FALSE | L | Annual | Rate | lb/MMBtu | 0.01723 | 0.01723 | 0.01723 | 0.01723 | 0 | 0 | 0
IL Fac. Spec. - NOX Rate Summer v3.1, Unit 258 and retrofits | 537 | 7305 | Rate Constraint in lbs/MMBtu | FALSE | L | Annual | Generation | TWh | 0.0033868 | 0.0033072 | 0.00067737 | 3.9845e-05 | 0 | 0 | 0
IL Fac. Spec. - NOX Rate Summer v3.1, Unit 258 and retrofits | 537 | 7305 | Rate Constraint in lbs/MMBtu | FALSE | L | Annual | Qualifying Generation | TWh | 0.0033868 | 0.0033072 | 0.00067737 | 3.9845e-05 | 0 | 0 | 0
IL Fac. Spec. - NOX Rate Summer v3.1, Unit 258 and retrofits | 537 | 7305 | Rate Constraint in lbs/MMBtu | FALSE | L | Annual | Rate | lb/MWh | 0.18514 | 0.18514 | 0.18514 | 0.18514 | 0 | 0 | 0
IL Fac. Spec. - NOX Rate Summer v3.1, Unit 258 and retrofits | 537 | 7305 | Rate Constraint in lbs/MMBtu | FALSE | L | Annual | Constraint Shadow Price | US2022$/Ton | 0 | 0 | 0 | 0 | 0 | 0 | 0
IL Fac. Spec. - NOX Rate Summer v3.1, Unit 261 and retrofits | 538 | 7305 | Rate Constraint in lbs/MMBtu | FALSE | L | Annual | Seasons Included | Seasons | Summer | Summer | Summer | Summer | Summer | Summer | Summer
IL Fac. Spec. - NOX Rate Summer v3.1, Unit 261 and retrofits | 538 | 7305 | Rate Constraint in lbs/MMBtu | FALSE | L | Annual | Standard NOX | lb/MMBtu | 0.25 | 0.25 | 0.25 | 0.25 | 0.25 | 0.25 | 0.25
IL Fac. Spec. - NOX Rate Summer v3.1, Unit 261 and retrofits | 538 | 7305 | Rate Constraint in lbs/MMBtu | FALSE | L | Annual | Emissions at Affected Plants NOX | Thousand Tons | 0.00053369 | 0.0013547 | 0 | 0 | 0 | 0 | 0
IL Fac. Spec. - NOX Rate Summer v3.1, Unit 261 and retrofits | 538 | 7305 | Rate Constraint in lbs/MMBtu | FALSE | L | Annual | Allowances Purchased NOX | Thousand Tons | 0 | 0 | 0 | 0 | 0 | 0 | 0
IL Fac. Spec. - NOX Rate Summer v3.1, Unit 261 and retrofits | 538 | 7305 | Rate Constraint in lbs/MMBtu | FALSE | L | Annual | Allowances Sold NOX | Thousand Tons | 0 | 0 | 0 | 0 | 0 | 0 | 0
IL Fac. Spec. - NOX Rate Summer v3.1, Unit 261 and retrofits | 538 | 7305 | Rate Constraint in lbs/MMBtu | FALSE | L | Annual | Allowances Banked | Thousand Tons | 0 | 0 | 0 | 0 | 0 | 0 | 0
IL Fac. Spec. - NOX Rate Summer v3.1, Unit 261 and retrofits | 538 | 7305 | Rate Constraint in lbs/MMBtu | FALSE | L | Annual | Allowances Withdrawn (1:1) | Thousand Tons | 0 | 0 | 0 | 0 | 0 | 0 | 0
IL Fac. Spec. - NOX Rate Summer v3.1, Unit 261 and retrofits | 538 | 7305 | Rate Constraint in lbs/MMBtu | FALSE | L | Annual | Allowances Withdrawn (n:1) | Thousand Tons | 0 | 0 | 0 | 0 | 0 | 0 | 0
IL Fac. Spec. - NOX Rate Summer v3.1, Unit 261 and retrofits | 538 | 7305 | Rate Constraint in lbs/MMBtu | FALSE | L | Annual | Net Emissions Allowance Position | Thousand Tons | 0.00053369 | 0.0013547 | 0 | 0 | 0 | 0 | 0
IL Fac. Spec. - NOX Rate Summer v3.1, Unit 261 and retrofits | 538 | 7305 | Rate Constraint in lbs/MMBtu | FALSE | L | Annual | Fuel Consumed | TBtu | 0.014769 | 0.037491 | 0 | 0 | 0 | 0 | 0
IL Fac. Spec. - NOX Rate Summer v3.1, Unit 261 and retrofits | 538 | 7305 | Rate Constraint in lbs/MMBtu | FALSE | L | Annual | Rate | lb/MMBtu | 0.07227 | 0.07227 | 0 | 0 | 0 | 0 | 0
IL Fac. Spec. - NOX Rate Summer v3.1, Unit 261 and retrofits | 538 | 7305 | Rate Constraint in lbs/MMBtu | FALSE | L | Annual | Generation | TWh | 0.0012216 | 0.003101 | 0 | 0 | 0 | 0 | 0
IL Fac. Spec. - NOX Rate Summer v3.1, Unit 261 and retrofits | 538 | 7305 | Rate Constraint in lbs/MMBtu | FALSE | L | Annual | Qualifying Generation | TWh | 0.0012216 | 0.003101 | 0 | 0 | 0 | 0 | 0
IL Fac. Spec. - NOX Rate Summer v3.1, Unit 261 and retrofits | 538 | 7305 | Rate Constraint in lbs/MMBtu | FALSE | L | Annual | Rate | lb/MWh | 0.87374 | 0.87374 | 0 | 0 | 0 | 0 | 0
IL Fac. Spec. - NOX Rate Summer v3.1, Unit 261 and retrofits | 538 | 7305 | Rate Constraint in lbs/MMBtu | FALSE | L | Annual | Constraint Shadow Price | US2022$/Ton | 0 | 0 | 0 | 0 | 0 | 0 | 0
IL Fac. Spec. - NOX Rate Summer v3.1, Unit 262 and retrofits | 539 | 7305 | Rate Constraint in lbs/MMBtu | FALSE | L | Annual | Seasons Included | Seasons | Summer | Summer | Summer | Summer | Summer | Summer | Summer
IL Fac. Spec. - NOX Rate Summer v3.1, Unit 262 and retrofits | 539 | 7305 | Rate Constraint in lbs/MMBtu | FALSE | L | Annual | Standard NOX | lb/MMBtu | 0.25 | 0.25 | 0.25 | 0.25 | 0.25 | 0.25 | 0.25
IL Fac. Spec. - NOX Rate Summer v3.1, Unit 262 and retrofits | 539 | 7305 | Rate Constraint in lbs/MMBtu | FALSE | L | Annual | Emissions at Affected Plants NOX | Thousand Tons | 0.00069809 | 0.0017721 | 0 | 0 | 0 | 0 | 0
IL Fac. Spec. - NOX Rate Summer v3.1, Unit 262 and retrofits | 539 | 7305 | Rate Constraint in lbs/MMBtu | FALSE | L | Annual | Allowances Purchased NOX | Thousand Tons | 0 | 0 | 0 | 0 | 0 | 0 | 0
IL Fac. Spec. - NOX Rate Summer v3.1, Unit 262 and retrofits | 539 | 7305 | Rate Constraint in lbs/MMBtu | FALSE | L | Annual | Allowances Sold NOX | Thousand Tons | 0 | 0 | 0 | 0 | 0 | 0 | 0
IL Fac. Spec. - NOX Rate Summer v3.1, Unit 262 and retrofits | 539 | 7305 | Rate Constraint in lbs/MMBtu | FALSE | L | Annual | Allowances Banked | Thousand Tons | 0 | 0 | 0 | 0 | 0 | 0 | 0
IL Fac. Spec. - NOX Rate Summer v3.1, Unit 262 and retrofits | 539 | 7305 | Rate Constraint in lbs/MMBtu | FALSE | L | Annual | Allowances Withdrawn (1:1) | Thousand Tons | 0 | 0 | 0 | 0 | 0 | 0 | 0
IL Fac. Spec. - NOX Rate Summer v3.1, Unit 262 and retrofits | 539 | 7305 | Rate Constraint in lbs/MMBtu | FALSE | L | Annual | Allowances Withdrawn (n:1) | Thousand Tons | 0 | 0 | 0 | 0 | 0 | 0 | 0
IL Fac. Spec. - NOX Rate Summer v3.1, Unit 262 and retrofits | 539 | 7305 | Rate Constraint in lbs/MMBtu | FALSE | L | Annual | Net Emissions Allowance Position | Thousand Tons | 0.00069809 | 0.0017721 | 0 | 0 | 0 | 0 | 0
IL Fac. Spec. - NOX Rate Summer v3.1, Unit 262 and retrofits | 539 | 7305 | Rate Constraint in lbs/MMBtu | FALSE | L | Annual | Fuel Consumed | TBtu | 0.014273 | 0.036231 | 0 | 0 | 0 | 0 | 0
IL Fac. Spec. - NOX Rate Summer v3.1, Unit 262 and retrofits | 539 | 7305 | Rate Constraint in lbs/MMBtu | FALSE | L | Annual | Rate | lb/MMBtu | 0.09782 | 0.09782 | 0 | 0 | 0 | 0 | 0
IL Fac. Spec. - NOX Rate Summer v3.1, Unit 262 and retrofits | 539 | 7305 | Rate Constraint in lbs/MMBtu | FALSE | L | Annual | Generation | TWh | 0.0011809 | 0.0029976 | 0 | 0 | 0 | 0 | 0
IL Fac. Spec. - NOX Rate Summer v3.1, Unit 262 and retrofits | 539 | 7305 | Rate Constraint in lbs/MMBtu | FALSE | L | Annual | Qualifying Generation | TWh | 0.0011809 | 0.0029976 | 0 | 0 | 0 | 0 | 0
IL Fac. Spec. - NOX Rate Summer v3.1, Unit 262 and retrofits | 539 | 7305 | Rate Constraint in lbs/MMBtu | FALSE | L | Annual | Rate | lb/MWh | 1.1824 | 1.1824 | 0 | 0 | 0 | 0 | 0
IL Fac. Spec. - NOX Rate Summer v3.1, Unit 262 and retrofits | 539 | 7305 | Rate Constraint in lbs/MMBtu | FALSE | L | Annual | Constraint Shadow Price | US2022$/Ton | 0 | 0 | 0 | 0 | 0 | 0 | 0
IL Fac. Spec. - NOX Rate Summer v3.1, Unit 263 and retrofits | 540 | 7305 | Rate Constraint in lbs/MMBtu | FALSE | L | Annual | Seasons Included | Seasons | Summer | Summer | Summer | Summer | Summer | Summer | Summer
IL Fac. Spec. - NOX Rate Summer v3.1, Unit 263 and retrofits | 540 | 7305 | Rate Constraint in lbs/MMBtu | FALSE | L | Annual | Standard NOX | lb/MMBtu | 0.25 | 0.25 | 0.25 | 0.25 | 0.25 | 0.25 | 0.25
IL Fac. Spec. - NOX Rate Summer v3.1, Unit 263 and retrofits | 540 | 7305 | Rate Constraint in lbs/MMBtu | FALSE | L | Annual | Emissions at Affected Plants NOX | Thousand Tons | 0.00061954 | 0.0015727 | 0 | 0 | 0 | 0 | 0
IL Fac. Spec. - NOX Rate Summer v3.1, Unit 263 and retrofits | 540 | 7305 | Rate Constraint in lbs/MMBtu | FALSE | L | Annual | Allowances Purchased NOX | Thousand Tons | 0 | 0 | 0 | 0 | 0 | 0 | 0
IL Fac. Spec. - NOX Rate Summer v3.1, Unit 263 and retrofits | 540 | 7305 | Rate Constraint in lbs/MMBtu | FALSE | L | Annual | Allowances Sold NOX | Thousand Tons | 0 | 0 | 0 | 0 | 0 | 0 | 0
IL Fac. Spec. - NOX Rate Summer v3.1, Unit 263 and retrofits | 540 | 7305 | Rate Constraint in lbs/MMBtu | FALSE | L | Annual | Allowances Banked | Thousand Tons | 0 | 0 | 0 | 0 | 0 | 0 | 0
IL Fac. Spec. - NOX Rate Summer v3.1, Unit 263 and retrofits | 540 | 7305 | Rate Constraint in lbs/MMBtu | FALSE | L | Annual | Allowances Withdrawn (1:1) | Thousand Tons | 0 | 0 | 0 | 0 | 0 | 0 | 0
IL Fac. Spec. - NOX Rate Summer v3.1, Unit 263 and retrofits | 540 | 7305 | Rate Constraint in lbs/MMBtu | FALSE | L | Annual | Allowances Withdrawn (n:1) | Thousand Tons | 0 | 0 | 0 | 0 | 0 | 0 | 0
IL Fac. Spec. - NOX Rate Summer v3.1, Unit 263 and retrofits | 540 | 7305 | Rate Constraint in lbs/MMBtu | FALSE | L | Annual | Net Emissions Allowance Position | Thousand Tons | 0.00061954 | 0.0015727 | 0 | 0 | 0 | 0 | 0
IL Fac. Spec. - NOX Rate Summer v3.1, Unit 263 and retrofits | 540 | 7305 | Rate Constraint in lbs/MMBtu | FALSE | L | Annual | Fuel Consumed | TBtu | 0.014583 | 0.037018 | 0 | 0 | 0 | 0 | 0
IL Fac. Spec. - NOX Rate Summer v3.1, Unit 263 and retrofits | 540 | 7305 | Rate Constraint in lbs/MMBtu | FALSE | L | Annual | Rate | lb/MMBtu | 0.08497 | 0.08497 | 0 | 0 | 0 | 0 | 0
IL Fac. Spec. - NOX Rate Summer v3.1, Unit 263 and retrofits | 540 | 7305 | Rate Constraint in lbs/MMBtu | FALSE | L | Annual | Generation | TWh | 0.0012065 | 0.0030626 | 0 | 0 | 0 | 0 | 0
IL Fac. Spec. - NOX Rate Summer v3.1, Unit 263 and retrofits | 540 | 7305 | Rate Constraint in lbs/MMBtu | FALSE | L | Annual | Qualifying Generation | TWh | 0.0012065 | 0.0030626 | 0 | 0 | 0 | 0 | 0
IL Fac. Spec. - NOX Rate Summer v3.1, Unit 263 and retrofits | 540 | 7305 | Rate Constraint in lbs/MMBtu | FALSE | L | Annual | Rate | lb/MWh | 1.027 | 1.027 | 0 | 0 | 0 | 0 | 0
IL Fac. Spec. - NOX Rate Summer v3.1, Unit 263 and retrofits | 540 | 7305 | Rate Constraint in lbs/MMBtu | FALSE | L | Annual | Constraint Shadow Price | US2022$/Ton | 0 | 0 | 0 | 0 | 0 | 0 | 0
IL Fac. Spec. - NOX Rate Summer v3.1, Unit 264 and retrofits | 541 | 7305 | Rate Constraint in lbs/MMBtu | FALSE | L | Annual | Seasons Included | Seasons | Summer | Summer | Summer | Summer | Summer | Summer | Summer
IL Fac. Spec. - NOX Rate Summer v3.1, Unit 264 and retrofits | 541 | 7305 | Rate Constraint in lbs/MMBtu | FALSE | L | Annual | Standard NOX | lb/MMBtu | 0.25 | 0.25 | 0.25 | 0.25 | 0.25 | 0.25 | 0.25
IL Fac. Spec. - NOX Rate Summer v3.1, Unit 264 and retrofits | 541 | 7305 | Rate Constraint in lbs/MMBtu | FALSE | L | Annual | Emissions at Affected Plants NOX | Thousand Tons | 0.00028861 | 0.00073262 | 0 | 0 | 0 | 0 | 0
IL Fac. Spec. - NOX Rate Summer v3.1, Unit 264 and retrofits | 541 | 7305 | Rate Constraint in lbs/MMBtu | FALSE | L | Annual | Allowances Purchased NOX | Thousand Tons | 0 | 0 | 0 | 0 | 0 | 0 | 0
IL Fac. Spec. - NOX Rate Summer v3.1, Unit 264 and retrofits | 541 | 7305 | Rate Constraint in lbs/MMBtu | FALSE | L | Annual | Allowances Sold NOX | Thousand Tons | 0 | 0 | 0 | 0 | 0 | 0 | 0
IL Fac. Spec. - NOX Rate Summer v3.1, Unit 264 and retrofits | 541 | 7305 | Rate Constraint in lbs/MMBtu | FALSE | L | Annual | Allowances Banked | Thousand Tons | 0 | 0 | 0 | 0 | 0 | 0 | 0
IL Fac. Spec. - NOX Rate Summer v3.1, Unit 264 and retrofits | 541 | 7305 | Rate Constraint in lbs/MMBtu | FALSE | L | Annual | Allowances Withdrawn (1:1) | Thousand Tons | 0 | 0 | 0 | 0 | 0 | 0 | 0
IL Fac. Spec. - NOX Rate Summer v3.1, Unit 264 and retrofits | 541 | 7305 | Rate Constraint in lbs/MMBtu | FALSE | L | Annual | Allowances Withdrawn (n:1) | Thousand Tons | 0 | 0 | 0 | 0 | 0 | 0 | 0
IL Fac. Spec. - NOX Rate Summer v3.1, Unit 264 and retrofits | 541 | 7305 | Rate Constraint in lbs/MMBtu | FALSE | L | Annual | Net Emissions Allowance Position | Thousand Tons | 0.00028861 | 0.00073262 | 0 | 0 | 0 | 0 | 0
IL Fac. Spec. - NOX Rate Summer v3.1, Unit 264 and retrofits | 541 | 7305 | Rate Constraint in lbs/MMBtu | FALSE | L | Annual | Fuel Consumed | TBtu | 0.0039921 | 0.010134 | 0 | 0 | 0 | 0 | 0
IL Fac. Spec. - NOX Rate Summer v3.1, Unit 264 and retrofits | 541 | 7305 | Rate Constraint in lbs/MMBtu | FALSE | L | Annual | Rate | lb/MMBtu | 0.14459 | 0.14459 | 0 | 0 | 0 | 0 | 0
IL Fac. Spec. - NOX Rate Summer v3.1, Unit 264 and retrofits | 541 | 7305 | Rate Constraint in lbs/MMBtu | FALSE | L | Annual | Generation | TWh | 0.00033036 | 0.00083861 | 0 | 0 | 0 | 0 | 0
IL Fac. Spec. - NOX Rate Summer v3.1, Unit 264 and retrofits | 541 | 7305 | Rate Constraint in lbs/MMBtu | FALSE | L | Annual | Qualifying Generation | TWh | 0.00033036 | 0.00083861 | 0 | 0 | 0 | 0 | 0
IL Fac. Spec. - NOX Rate Summer v3.1, Unit 264 and retrofits | 541 | 7305 | Rate Constraint in lbs/MMBtu | FALSE | L | Annual | Rate | lb/MWh | 1.7472 | 1.7472 | 0 | 0 | 0 | 0 | 0
IL Fac. Spec. - NOX Rate Summer v3.1, Unit 264 and retrofits | 541 | 7305 | Rate Constraint in lbs/MMBtu | FALSE | L | Annual | Constraint Shadow Price | US2022$/Ton | 0 | 0 | 0 | 0 | 0 | 0 | 0
IL Fac. Spec. - NOX Rate Summer v3.1, Unit 265 and retrofits | 542 | 7305 | Rate Constraint in lbs/MMBtu | FALSE | L | Annual | Seasons Included | Seasons | Summer | Summer | Summer | Summer | Summer | Summer | Summer
IL Fac. Spec. - NOX Rate Summer v3.1, Unit 265 and retrofits | 542 | 7305 | Rate Constraint in lbs/MMBtu | FALSE | L | Annual | Standard NOX | lb/MMBtu | 0.25 | 0.25 | 0.25 | 0.25 | 0.25 | 0.25 | 0.25
IL Fac. Spec. - NOX Rate Summer v3.1, Unit 265 and retrofits | 542 | 7305 | Rate Constraint in lbs/MMBtu | FALSE | L | Annual | Emissions at Affected Plants NOX | Thousand Tons | 0.0030502 | 0.0033311 | 0.00068228 | 4.0134e-05 | 0 | 0 | 0
IL Fac. Spec. - NOX Rate Summer v3.1, Unit 265 and retrofits | 542 | 7305 | Rate Constraint in lbs/MMBtu | FALSE | L | Annual | Allowances Purchased NOX | Thousand Tons | 0 | 0 | 0 | 0 | 0 | 0 | 0
IL Fac. Spec. - NOX Rate Summer v3.1, Unit 265 and retrofits | 542 | 7305 | Rate Constraint in lbs/MMBtu | FALSE | L | Annual | Allowances Sold NOX | Thousand Tons | 0 | 0 | 0 | 0 | 0 | 0 | 0
IL Fac. Spec. - NOX Rate Summer v3.1, Unit 265 and retrofits | 542 | 7305 | Rate Constraint in lbs/MMBtu | FALSE | L | Annual | Allowances Banked | Thousand Tons | 0 | 0 | 0 | 0 | 0 | 0 | 0
IL Fac. Spec. - NOX Rate Summer v3.1, Unit 265 and retrofits | 542 | 7305 | Rate Constraint in lbs/MMBtu | FALSE | L | Annual | Allowances Withdrawn (1:1) | Thousand Tons | 0 | 0 | 0 | 0 | 0 | 0 | 0
IL Fac. Spec. - NOX Rate Summer v3.1, Unit 265 and retrofits | 542 | 7305 | Rate Constraint in lbs/MMBtu | FALSE | L | Annual | Allowances Withdrawn (n:1) | Thousand Tons | 0 | 0 | 0 | 0 | 0 | 0 | 0
IL Fac. Spec. - NOX Rate Summer v3.1, Unit 265 and retrofits | 542 | 7305 | Rate Constraint in lbs/MMBtu | FALSE | L | Annual | Net Emissions Allowance Position | Thousand Tons | 0.0030502 | 0.0033311 | 0.00068228 | 4.0134e-05 | 0 | 0 | 0
IL Fac. Spec. - NOX Rate Summer v3.1, Unit 265 and retrofits | 542 | 7305 | Rate Constraint in lbs/MMBtu | FALSE | L | Annual | Fuel Consumed | TBtu | 0.11602 | 0.12671 | 0.025952 | 0.0015266 | 0 | 0 | 0
IL Fac. Spec. - NOX Rate Summer v3.1, Unit 265 and retrofits | 542 | 7305 | Rate Constraint in lbs/MMBtu | FALSE | L | Annual | Rate | lb/MMBtu | 0.05258 | 0.05258 | 0.05258 | 0.05258 | 0 | 0 | 0
IL Fac. Spec. - NOX Rate Summer v3.1, Unit 265 and retrofits | 542 | 7305 | Rate Constraint in lbs/MMBtu | FALSE | L | Annual | Generation | TWh | 0.010212 | 0.011153 | 0.0022843 | 0.00013437 | 0 | 0 | 0
IL Fac. Spec. - NOX Rate Summer v3.1, Unit 265 and retrofits | 542 | 7305 | Rate Constraint in lbs/MMBtu | FALSE | L | Annual | Qualifying Generation | TWh | 0.010212 | 0.011153 | 0.0022843 | 0.00013437 | 0 | 0 | 0
IL Fac. Spec. - NOX Rate Summer v3.1, Unit 265 and retrofits | 542 | 7305 | Rate Constraint in lbs/MMBtu | FALSE | L | Annual | Rate | lb/MWh | 0.59736 | 0.59736 | 0.59736 | 0.59736 | 0 | 0 | 0
IL Fac. Spec. - NOX Rate Summer v3.1, Unit 265 and retrofits | 542 | 7305 | Rate Constraint in lbs/MMBtu | FALSE | L | Annual | Constraint Shadow Price | US2022$/Ton | 0 | 0 | 0 | 0 | 0 | 0 | 0
IL Fac. Spec. - NOX Rate Summer v3.1, Unit 266 and retrofits | 543 | 7305 | Rate Constraint in lbs/MMBtu | FALSE | L | Annual | Seasons Included | Seasons | Summer | Summer | Summer | Summer | Summer | Summer | Summer
IL Fac. Spec. - NOX Rate Summer v3.1, Unit 266 and retrofits | 543 | 7305 | Rate Constraint in lbs/MMBtu | FALSE | L | Annual | Standard NOX | lb/MMBtu | 0.25 | 0.25 | 0.25 | 0.25 | 0.25 | 0.25 | 0.25
IL Fac. Spec. - NOX Rate Summer v3.1, Unit 266 and retrofits | 543 | 7305 | Rate Constraint in lbs/MMBtu | FALSE | L | Annual | Emissions at Affected Plants NOX | Thousand Tons | 0.0028634 | 0.0031271 | 0.0006405 | 7.0988e-06 | 0 | 0 | 0
IL Fac. Spec. - NOX Rate Summer v3.1, Unit 266 and retrofits | 543 | 7305 | Rate Constraint in lbs/MMBtu | FALSE | L | Annual | Allowances Purchased NOX | Thousand Tons | 0 | 0 | 0 | 0 | 0 | 0 | 0
IL Fac. Spec. - NOX Rate Summer v3.1, Unit 266 and retrofits | 543 | 7305 | Rate Constraint in lbs/MMBtu | FALSE | L | Annual | Allowances Sold NOX | Thousand Tons | 0 | 0 | 0 | 0 | 0 | 0 | 0
IL Fac. Spec. - NOX Rate Summer v3.1, Unit 266 and retrofits | 543 | 7305 | Rate Constraint in lbs/MMBtu | FALSE | L | Annual | Allowances Banked | Thousand Tons | 0 | 0 | 0 | 0 | 0 | 0 | 0
IL Fac. Spec. - NOX Rate Summer v3.1, Unit 266 and retrofits | 543 | 7305 | Rate Constraint in lbs/MMBtu | FALSE | L | Annual | Allowances Withdrawn (1:1) | Thousand Tons | 0 | 0 | 0 | 0 | 0 | 0 | 0
IL Fac. Spec. - NOX Rate Summer v3.1, Unit 266 and retrofits | 543 | 7305 | Rate Constraint in lbs/MMBtu | FALSE | L | Annual | Allowances Withdrawn (n:1) | Thousand Tons | 0 | 0 | 0 | 0 | 0 | 0 | 0
IL Fac. Spec. - NOX Rate Summer v3.1, Unit 266 and retrofits | 543 | 7305 | Rate Constraint in lbs/MMBtu | FALSE | L | Annual | Net Emissions Allowance Position | Thousand Tons | 0.0028634 | 0.0031271 | 0.0006405 | 7.0988e-06 | 0 | 0 | 0
IL Fac. Spec. - NOX Rate Summer v3.1, Unit 266 and retrofits | 543 | 7305 | Rate Constraint in lbs/MMBtu | FALSE | L | Annual | Fuel Consumed | TBtu | 0.11602 | 0.12671 | 0.025952 | 0.00028763 | 0 | 0 | 0
IL Fac. Spec. - NOX Rate Summer v3.1, Unit 266 and retrofits | 543 | 7305 | Rate Constraint in lbs/MMBtu | FALSE | L | Annual | Rate | lb/MMBtu | 0.04936 | 0.04936 | 0.04936 | 0.04936 | 0 | 0 | 0
IL Fac. Spec. - NOX Rate Summer v3.1, Unit 266 and retrofits | 543 | 7305 | Rate Constraint in lbs/MMBtu | FALSE | L | Annual | Generation | TWh | 0.010212 | 0.011153 | 0.0022843 | 2.5318e-05 | 0 | 0 | 0
IL Fac. Spec. - NOX Rate Summer v3.1, Unit 266 and retrofits | 543 | 7305 | Rate Constraint in lbs/MMBtu | FALSE | L | Annual | Qualifying Generation | TWh | 0.010212 | 0.011153 | 0.0022843 | 2.5318e-05 | 0 | 0 | 0
IL Fac. Spec. - NOX Rate Summer v3.1, Unit 266 and retrofits | 543 | 7305 | Rate Constraint in lbs/MMBtu | FALSE | L | Annual | Rate | lb/MWh | 0.56078 | 0.56078 | 0.56078 | 0.56078 | 0 | 0 | 0
IL Fac. Spec. - NOX Rate Summer v3.1, Unit 266 and retrofits | 543 | 7305 | Rate Constraint in lbs/MMBtu | FALSE | L | Annual | Constraint Shadow Price | US2022$/Ton | 0 | 0 | 0 | 0 | 0 | 0 | 0
IL Fac. Spec. - NOX Rate Summer v3.1, Unit 267 and retrofits | 544 | 7305 | Rate Constraint in lbs/MMBtu | FALSE | L | Annual | Seasons Included | Seasons | Summer | Summer | Summer | Summer | Summer | Summer | Summer
IL Fac. Spec. - NOX Rate Summer v3.1, Unit 267 and retrofits | 544 | 7305 | Rate Constraint in lbs/MMBtu | FALSE | L | Annual | Standard NOX | lb/MMBtu | 0.25 | 0.25 | 0.25 | 0.25 | 0.25 | 0.25 | 0.25
IL Fac. Spec. - NOX Rate Summer v3.1, Unit 267 and retrofits | 544 | 7305 | Rate Constraint in lbs/MMBtu | FALSE | L | Annual | Emissions at Affected Plants NOX | Thousand Tons | 0.0031047 | 0.0033907 | 0.00069448 | 0 | 0 | 0 | 0
IL Fac. Spec. - NOX Rate Summer v3.1, Unit 267 and retrofits | 544 | 7305 | Rate Constraint in lbs/MMBtu | FALSE | L | Annual | Allowances Purchased NOX | Thousand Tons | 0 | 0 | 0 | 0 | 0 | 0 | 0
IL Fac. Spec. - NOX Rate Summer v3.1, Unit 267 and retrofits | 544 | 7305 | Rate Constraint in lbs/MMBtu | FALSE | L | Annual | Allowances Sold NOX | Thousand Tons | 0 | 0 | 0 | 0 | 0 | 0 | 0
IL Fac. Spec. - NOX Rate Summer v3.1, Unit 267 and retrofits | 544 | 7305 | Rate Constraint in lbs/MMBtu | FALSE | L | Annual | Allowances Banked | Thousand Tons | 0 | 0 | 0 | 0 | 0 | 0 | 0
IL Fac. Spec. - NOX Rate Summer v3.1, Unit 267 and retrofits | 544 | 7305 | Rate Constraint in lbs/MMBtu | FALSE | L | Annual | Allowances Withdrawn (1:1) | Thousand Tons | 0 | 0 | 0 | 0 | 0 | 0 | 0
IL Fac. Spec. - NOX Rate Summer v3.1, Unit 267 and retrofits | 544 | 7305 | Rate Constraint in lbs/MMBtu | FALSE | L | Annual | Allowances Withdrawn (n:1) | Thousand Tons | 0 | 0 | 0 | 0 | 0 | 0 | 0
IL Fac. Spec. - NOX Rate Summer v3.1, Unit 267 and retrofits | 544 | 7305 | Rate Constraint in lbs/MMBtu | FALSE | L | Annual | Net Emissions Allowance Position | Thousand Tons | 0.0031047 | 0.0033907 | 0.00069448 | 0 | 0 | 0 | 0
IL Fac. Spec. - NOX Rate Summer v3.1, Unit 267 and retrofits | 544 | 7305 | Rate Constraint in lbs/MMBtu | FALSE | L | Annual | Fuel Consumed | TBtu | 0.11602 | 0.12671 | 0.025952 | 0 | 0 | 0 | 0
IL Fac. Spec. - NOX Rate Summer v3.1, Unit 267 and retrofits | 544 | 7305 | Rate Constraint in lbs/MMBtu | FALSE | L | Annual | Rate | lb/MMBtu | 0.05352 | 0.05352 | 0.05352 | 0 | 0 | 0 | 0
IL Fac. Spec. - NOX Rate Summer v3.1, Unit 267 and retrofits | 544 | 7305 | Rate Constraint in lbs/MMBtu | FALSE | L | Annual | Generation | TWh | 0.010212 | 0.011153 | 0.0022843 | 0 | 0 | 0 | 0
IL Fac. Spec. - NOX Rate Summer v3.1, Unit 267 and retrofits | 544 | 7305 | Rate Constraint in lbs/MMBtu | FALSE | L | Annual | Qualifying Generation | TWh | 0.010212 | 0.011153 | 0.0022843 | 0 | 0 | 0 | 0
IL Fac. Spec. - NOX Rate Summer v3.1, Unit 267 and retrofits | 544 | 7305 | Rate Constraint in lbs/MMBtu | FALSE | L | Annual | Rate | lb/MWh | 0.60804 | 0.60804 | 0.60804 | 0 | 0 | 0 | 0
IL Fac. Spec. - NOX Rate Summer v3.1, Unit 267 and retrofits | 544 | 7305 | Rate Constraint in lbs/MMBtu | FALSE | L | Annual | Constraint Shadow Price | US2022$/Ton | 0 | 0 | 0 | 0 | 0 | 0 | 0
IL Fac. Spec. - NOX Rate Summer v3.1, Unit 268 and retrofits | 545 | 7305 | Rate Constraint in lbs/MMBtu | FALSE | L | Annual | Seasons Included | Seasons | Summer | Summer | Summer | Summer | Summer | Summer | Summer
IL Fac. Spec. - NOX Rate Summer v3.1, Unit 268 and retrofits | 545 | 7305 | Rate Constraint in lbs/MMBtu | FALSE | L | Annual | Standard NOX | lb/MMBtu | 0.25 | 0.25 | 0.25 | 0.25 | 0.25 | 0.25 | 0.25
IL Fac. Spec. - NOX Rate Summer v3.1, Unit 268 and retrofits | 545 | 7305 | Rate Constraint in lbs/MMBtu | FALSE | L | Annual | Emissions at Affected Plants NOX | Thousand Tons | 0.0024904 | 0.0027198 | 0.00055706 | 3.2768e-05 | 0 | 0 | 0
IL Fac. Spec. - NOX Rate Summer v3.1, Unit 268 and retrofits | 545 | 7305 | Rate Constraint in lbs/MMBtu | FALSE | L | Annual | Allowances Purchased NOX | Thousand Tons | 0 | 0 | 0 | 0 | 0 | 0 | 0
IL Fac. Spec. - NOX Rate Summer v3.1, Unit 268 and retrofits | 545 | 7305 | Rate Constraint in lbs/MMBtu | FALSE | L | Annual | Allowances Sold NOX | Thousand Tons | 0 | 0 | 0 | 0 | 0 | 0 | 0
IL Fac. Spec. - NOX Rate Summer v3.1, Unit 268 and retrofits | 545 | 7305 | Rate Constraint in lbs/MMBtu | FALSE | L | Annual | Allowances Banked | Thousand Tons | 0 | 0 | 0 | 0 | 0 | 0 | 0
IL Fac. Spec. - NOX Rate Summer v3.1, Unit 268 and retrofits | 545 | 7305 | Rate Constraint in lbs/MMBtu | FALSE | L | Annual | Allowances Withdrawn (1:1) | Thousand Tons | 0 | 0 | 0 | 0 | 0 | 0 | 0
IL Fac. Spec. - NOX Rate Summer v3.1, Unit 268 and retrofits | 545 | 7305 | Rate Constraint in lbs/MMBtu | FALSE | L | Annual | Allowances Withdrawn (n:1) | Thousand Tons | 0 | 0 | 0 | 0 | 0 | 0 | 0
IL Fac. Spec. - NOX Rate Summer v3.1, Unit 268 and retrofits | 545 | 7305 | Rate Constraint in lbs/MMBtu | FALSE | L | Annual | Net Emissions Allowance Position | Thousand Tons | 0.0024904 | 0.0027198 | 0.00055706 | 3.2768e-05 | 0 | 0 | 0
IL Fac. Spec. - NOX Rate Summer v3.1, Unit 268 and retrofits | 545 | 7305 | Rate Constraint in lbs/MMBtu | FALSE | L | Annual | Fuel Consumed | TBtu | 0.11602 | 0.12671 | 0.025952 | 0.0015266 | 0 | 0 | 0
IL Fac. Spec. - NOX Rate Summer v3.1, Unit 268 and retrofits | 545 | 7305 | Rate Constraint in lbs/MMBtu | FALSE | L | Annual | Rate | lb/MMBtu | 0.04293 | 0.04293 | 0.04293 | 0.04293 | 0 | 0 | 0
IL Fac. Spec. - NOX Rate Summer v3.1, Unit 268 and retrofits | 545 | 7305 | Rate Constraint in lbs/MMBtu | FALSE | L | Annual | Generation | TWh | 0.010212 | 0.011153 | 0.0022843 | 0.00013437 | 0 | 0 | 0
IL Fac. Spec. - NOX Rate Summer v3.1, Unit 268 and retrofits | 545 | 7305 | Rate Constraint in lbs/MMBtu | FALSE | L | Annual | Qualifying Generation | TWh | 0.010212 | 0.011153 | 0.0022843 | 0.00013437 | 0 | 0 | 0
IL Fac. Spec. - NOX Rate Summer v3.1, Unit 268 and retrofits | 545 | 7305 | Rate Constraint in lbs/MMBtu | FALSE | L | Annual | Rate | lb/MWh | 0.48773 | 0.48773 | 0.48773 | 0.48773 | 0 | 0 | 0
IL Fac. Spec. - NOX Rate Summer v3.1, Unit 268 and retrofits | 545 | 7305 | Rate Constraint in lbs/MMBtu | FALSE | L | Annual | Constraint Shadow Price | US2022$/Ton | 0 | 0 | 0 | 0 | 0 | 0 | 0
IL Fac. Spec. - NOX Rate Summer v3.1, Unit 269 and retrofits | 546 | 7305 | Rate Constraint in lbs/MMBtu | FALSE | L | Annual | Seasons Included | Seasons | Summer | Summer | Summer | Summer | Summer | Summer | Summer
IL Fac. Spec. - NOX Rate Summer v3.1, Unit 269 and retrofits | 546 | 7305 | Rate Constraint in lbs/MMBtu | FALSE | L | Annual | Standard NOX | lb/MMBtu | 0.25 | 0.25 | 0.25 | 0.25 | 0.25 | 0.25 | 0.25
IL Fac. Spec. - NOX Rate Summer v3.1, Unit 269 and retrofits | 546 | 7305 | Rate Constraint in lbs/MMBtu | FALSE | L | Annual | Emissions at Affected Plants NOX | Thousand Tons | 0.0040501 | 0.0039548 | 0.00081001 | 4.7648e-05 | 0 | 0 | 0
IL Fac. Spec. - NOX Rate Summer v3.1, Unit 269 and retrofits | 546 | 7305 | Rate Constraint in lbs/MMBtu | FALSE | L | Annual | Allowances Purchased NOX | Thousand Tons | 0 | 0 | 0 | 0 | 0 | 0 | 0
IL Fac. Spec. - NOX Rate Summer v3.1, Unit 269 and retrofits | 546 | 7305 | Rate Constraint in lbs/MMBtu | FALSE | L | Annual | Allowances Sold NOX | Thousand Tons | 0 | 0 | 0 | 0 | 0 | 0 | 0
IL Fac. Spec. - NOX Rate Summer v3.1, Unit 269 and retrofits | 546 | 7305 | Rate Constraint in lbs/MMBtu | FALSE | L | Annual | Allowances Banked | Thousand Tons | 0 | 0 | 0 | 0 | 0 | 0 | 0
IL Fac. Spec. - NOX Rate Summer v3.1, Unit 269 and retrofits | 546 | 7305 | Rate Constraint in lbs/MMBtu | FALSE | L | Annual | Allowances Withdrawn (1:1) | Thousand Tons | 0 | 0 | 0 | 0 | 0 | 0 | 0
IL Fac. Spec. - NOX Rate Summer v3.1, Unit 269 and retrofits | 546 | 7305 | Rate Constraint in lbs/MMBtu | FALSE | L | Annual | Allowances Withdrawn (n:1) | Thousand Tons | 0 | 0 | 0 | 0 | 0 | 0 | 0
IL Fac. Spec. - NOX Rate Summer v3.1, Unit 269 and retrofits | 546 | 7305 | Rate Constraint in lbs/MMBtu | FALSE | L | Annual | Net Emissions Allowance Position | Thousand Tons | 0.0040501 | 0.0039548 | 0.00081001 | 4.7648e-05 | 0 | 0 | 0
IL Fac. Spec. - NOX Rate Summer v3.1, Unit 269 and retrofits | 546 | 7305 | Rate Constraint in lbs/MMBtu | FALSE | L | Annual | Fuel Consumed | TBtu | 0.15414 | 0.15051 | 0.030828 | 0.0018134 | 0 | 0 | 0
IL Fac. Spec. - NOX Rate Summer v3.1, Unit 269 and retrofits | 546 | 7305 | Rate Constraint in lbs/MMBtu | FALSE | L | Annual | Rate | lb/MMBtu | 0.05255 | 0.05255 | 0.05255 | 0.05255 | 0 | 0 | 0
IL Fac. Spec. - NOX Rate Summer v3.1, Unit 269 and retrofits | 546 | 7305 | Rate Constraint in lbs/MMBtu | FALSE | L | Annual | Generation | TWh | 0.014033 | 0.013703 | 0.0028067 | 0.0001651 | 0 | 0 | 0
IL Fac. Spec. - NOX Rate Summer v3.1, Unit 269 and retrofits | 546 | 7305 | Rate Constraint in lbs/MMBtu | FALSE | L | Annual | Qualifying Generation | TWh | 0.014033 | 0.013703 | 0.0028067 | 0.0001651 | 0 | 0 | 0
IL Fac. Spec. - NOX Rate Summer v3.1, Unit 269 and retrofits | 546 | 7305 | Rate Constraint in lbs/MMBtu | FALSE | L | Annual | Rate | lb/MWh | 0.57721 | 0.57721 | 0.57721 | 0.57721 | 0 | 0 | 0
IL Fac. Spec. - NOX Rate Summer v3.1, Unit 269 and retrofits | 546 | 7305 | Rate Constraint in lbs/MMBtu | FALSE | L | Annual | Constraint Shadow Price | US2022$/Ton | 0 | 0 | 0 | 0 | 0 | 0 | 0
IL Fac. Spec. - NOX Rate Summer v3.1, Unit 270 and retrofits | 547 | 7305 | Rate Constraint in lbs/MMBtu | FALSE | L | Annual | Seasons Included | Seasons | Summer | Summer | Summer | Summer | Summer | Summer | Summer
IL Fac. Spec. - NOX Rate Summer v3.1, Unit 270 and retrofits | 547 | 7305 | Rate Constraint in lbs/MMBtu | FALSE | L | Annual | Standard NOX | lb/MMBtu | 0.25 | 0.25 | 0.25 | 0.25 | 0.25 | 0.25 | 0.25
IL Fac. Spec. - NOX Rate Summer v3.1, Unit 270 and retrofits | 547 | 7305 | Rate Constraint in lbs/MMBtu | FALSE | L | Annual | Emissions at Affected Plants NOX | Thousand Tons | 0.0037967 | 0.0037073 | 0.00075933 | 4.4667e-05 | 0 | 0 | 0
IL Fac. Spec. - NOX Rate Summer v3.1, Unit 270 and retrofits | 547 | 7305 | Rate Constraint in lbs/MMBtu | FALSE | L | Annual | Allowances Purchased NOX | Thousand Tons | 0 | 0 | 0 | 0 | 0 | 0 | 0
IL Fac. Spec. - NOX Rate Summer v3.1, Unit 270 and retrofits | 547 | 7305 | Rate Constraint in lbs/MMBtu | FALSE | L | Annual | Allowances Sold NOX | Thousand Tons | 0 | 0 | 0 | 0 | 0 | 0 | 0
IL Fac. Spec. - NOX Rate Summer v3.1, Unit 270 and retrofits | 547 | 7305 | Rate Constraint in lbs/MMBtu | FALSE | L | Annual | Allowances Banked | Thousand Tons | 0 | 0 | 0 | 0 | 0 | 0 | 0
IL Fac. Spec. - NOX Rate Summer v3.1, Unit 270 and retrofits | 547 | 7305 | Rate Constraint in lbs/MMBtu | FALSE | L | Annual | Allowances Withdrawn (1:1) | Thousand Tons | 0 | 0 | 0 | 0 | 0 | 0 | 0
IL Fac. Spec. - NOX Rate Summer v3.1, Unit 270 and retrofits | 547 | 7305 | Rate Constraint in lbs/MMBtu | FALSE | L | Annual | Allowances Withdrawn (n:1) | Thousand Tons | 0 | 0 | 0 | 0 | 0 | 0 | 0
IL Fac. Spec. - NOX Rate Summer v3.1, Unit 270 and retrofits | 547 | 7305 | Rate Constraint in lbs/MMBtu | FALSE | L | Annual | Net Emissions Allowance Position | Thousand Tons | 0.0037967 | 0.0037073 | 0.00075933 | 4.4667e-05 | 0 | 0 | 0
IL Fac. Spec. - NOX Rate Summer v3.1, Unit 270 and retrofits | 547 | 7305 | Rate Constraint in lbs/MMBtu | FALSE | L | Annual | Fuel Consumed | TBtu | 0.1519 | 0.14832 | 0.030379 | 0.001787 | 0 | 0 | 0
IL Fac. Spec. - NOX Rate Summer v3.1, Unit 270 and retrofits | 547 | 7305 | Rate Constraint in lbs/MMBtu | FALSE | L | Annual | Rate | lb/MMBtu | 0.04999 | 0.04999 | 0.04999 | 0.04999 | 0 | 0 | 0
IL Fac. Spec. - NOX Rate Summer v3.1, Unit 270 and retrofits | 547 | 7305 | Rate Constraint in lbs/MMBtu | FALSE | L | Annual | Generation | TWh | 0.013828 | 0.013502 | 0.0027655 | 0.00016268 | 0 | 0 | 0
IL Fac. Spec. - NOX Rate Summer v3.1, Unit 270 and retrofits | 547 | 7305 | Rate Constraint in lbs/MMBtu | FALSE | L | Annual | Qualifying Generation | TWh | 0.013828 | 0.013502 | 0.0027655 | 0.00016268 | 0 | 0 | 0
IL Fac. Spec. - NOX Rate Summer v3.1, Unit 270 and retrofits | 547 | 7305 | Rate Constraint in lbs/MMBtu | FALSE | L | Annual | Rate | lb/MWh | 0.54914 | 0.54914 | 0.54914 | 0.54914 | 0 | 0 | 0
IL Fac. Spec. - NOX Rate Summer v3.1, Unit 270 and retrofits | 547 | 7305 | Rate Constraint in lbs/MMBtu | FALSE | L | Annual | Constraint Shadow Price | US2022$/Ton | 0 | 0 | 0 | 0 | 0 | 0 | 0
IL Fac. Spec. - NOX Rate Summer v3.1, Unit 271 and retrofits | 548 | 7305 | Rate Constraint in lbs/MMBtu | FALSE | L | Annual | Seasons Included | Seasons | Summer | Summer | Summer | Summer | Summer | Summer | Summer
IL Fac. Spec. - NOX Rate Summer v3.1, Unit 271 and retrofits | 548 | 7305 | Rate Constraint in lbs/MMBtu | FALSE | L | Annual | Standard NOX | lb/MMBtu | 0.25 | 0.25 | 0.25 | 0.25 | 0.25 | 0.25 | 0.25
IL Fac. Spec. - NOX Rate Summer v3.1, Unit 271 and retrofits | 548 | 7305 | Rate Constraint in lbs/MMBtu | FALSE | L | Annual | Emissions at Affected Plants NOX | Thousand Tons | 0.00014511 | 0.00014511 | 0 | 0 | 0 | 0 | 0
IL Fac. Spec. - NOX Rate Summer v3.1, Unit 271 and retrofits | 548 | 7305 | Rate Constraint in lbs/MMBtu | FALSE | L | Annual | Allowances Purchased NOX | Thousand Tons | 0 | 0 | 0 | 0 | 0 | 0 | 0
IL Fac. Spec. - NOX Rate Summer v3.1, Unit 271 and retrofits | 548 | 7305 | Rate Constraint in lbs/MMBtu | FALSE | L | Annual | Allowances Sold NOX | Thousand Tons | 0 | 0 | 0 | 0 | 0 | 0 | 0
IL Fac. Spec. - NOX Rate Summer v3.1, Unit 271 and retrofits | 548 | 7305 | Rate Constraint in lbs/MMBtu | FALSE | L | Annual | Allowances Banked | Thousand Tons | 0 | 0 | 0 | 0 | 0 | 0 | 0
IL Fac. Spec. - NOX Rate Summer v3.1, Unit 271 and retrofits | 548 | 7305 | Rate Constraint in lbs/MMBtu | FALSE | L | Annual | Allowances Withdrawn (1:1) | Thousand Tons | 0 | 0 | 0 | 0 | 0 | 0 | 0
IL Fac. Spec. - NOX Rate Summer v3.1, Unit 271 and retrofits | 548 | 7305 | Rate Constraint in lbs/MMBtu | FALSE | L | Annual | Allowances Withdrawn (n:1) | Thousand Tons | 0 | 0 | 0 | 0 | 0 | 0 | 0
IL Fac. Spec. - NOX Rate Summer v3.1, Unit 271 and retrofits | 548 | 7305 | Rate Constraint in lbs/MMBtu | FALSE | L | Annual | Net Emissions Allowance Position | Thousand Tons | 0.00014511 | 0.00014511 | 0 | 0 | 0 | 0 | 0
IL Fac. Spec. - NOX Rate Summer v3.1, Unit 271 and retrofits | 548 | 7305 | Rate Constraint in lbs/MMBtu | FALSE | L | Annual | Fuel Consumed | TBtu | 0.011604 | 0.011604 | 0 | 0 | 0 | 0 | 0
IL Fac. Spec. - NOX Rate Summer v3.1, Unit 271 and retrofits | 548 | 7305 | Rate Constraint in lbs/MMBtu | FALSE | L | Annual | Rate | lb/MMBtu | 0.02501 | 0.02501 | 0 | 0 | 0 | 0 | 0
IL Fac. Spec. - NOX Rate Summer v3.1, Unit 271 and retrofits | 548 | 7305 | Rate Constraint in lbs/MMBtu | FALSE | L | Annual | Generation | TWh | 0.00090253 | 0.00090253 | 0 | 0 | 0 | 0 | 0
IL Fac. Spec. - NOX Rate Summer v3.1, Unit 271 and retrofits | 548 | 7305 | Rate Constraint in lbs/MMBtu | FALSE | L | Annual | Qualifying Generation | TWh | 0.00090253 | 0.00090253 | 0 | 0 | 0 | 0 | 0
IL Fac. Spec. - NOX Rate Summer v3.1, Unit 271 and retrofits | 548 | 7305 | Rate Constraint in lbs/MMBtu | FALSE | L | Annual | Rate | lb/MWh | 0.32155 | 0.32155 | 0 | 0 | 0 | 0 | 0
IL Fac. Spec. - NOX Rate Summer v3.1, Unit 271 and retrofits | 548 | 7305 | Rate Constraint in lbs/MMBtu | FALSE | L | Annual | Constraint Shadow Price | US2022$/Ton | 0 | 0 | 0 | 0 | 0 | 0 | 0
IL Fac. Spec. - NOX Rate Summer v3.1, Unit 272 and retrofits | 549 | 7305 | Rate Constraint in lbs/MMBtu | FALSE | L | Annual | Seasons Included | Seasons | Summer | Summer | Summer | Summer | Summer | Summer | Summer
IL Fac. Spec. - NOX Rate Summer v3.1, Unit 272 and retrofits | 549 | 7305 | Rate Constraint in lbs/MMBtu | FALSE | L | Annual | Standard NOX | lb/MMBtu | 0.25 | 0.25 | 0.25 | 0.25 | 0.25 | 0.25 | 0.25
IL Fac. Spec. - NOX Rate Summer v3.1, Unit 272 and retrofits | 549 | 7305 | Rate Constraint in lbs/MMBtu | FALSE | L | Annual | Emissions at Affected Plants NOX | Thousand Tons | 0.00015941 | 0.00015941 | 0 | 0 | 0 | 0 | 0
IL Fac. Spec. - NOX Rate Summer v3.1, Unit 272 and retrofits | 549 | 7305 | Rate Constraint in lbs/MMBtu | FALSE | L | Annual | Allowances Purchased NOX | Thousand Tons | 0 | 0 | 0 | 0 | 0 | 0 | 0
IL Fac. Spec. - NOX Rate Summer v3.1, Unit 272 and retrofits | 549 | 7305 | Rate Constraint in lbs/MMBtu | FALSE | L | Annual | Allowances Sold NOX | Thousand Tons | 0 | 0 | 0 | 0 | 0 | 0 | 0
IL Fac. Spec. - NOX Rate Summer v3.1, Unit 272 and retrofits | 549 | 7305 | Rate Constraint in lbs/MMBtu | FALSE | L | Annual | Allowances Banked | Thousand Tons | 0 | 0 | 0 | 0 | 0 | 0 | 0
IL Fac. Spec. - NOX Rate Summer v3.1, Unit 272 and retrofits | 549 | 7305 | Rate Constraint in lbs/MMBtu | FALSE | L | Annual | Allowances Withdrawn (1:1) | Thousand Tons | 0 | 0 | 0 | 0 | 0 | 0 | 0
IL Fac. Spec. - NOX Rate Summer v3.1, Unit 272 and retrofits | 549 | 7305 | Rate Constraint in lbs/MMBtu | FALSE | L | Annual | Allowances Withdrawn (n:1) | Thousand Tons | 0 | 0 | 0 | 0 | 0 | 0 | 0
IL Fac. Spec. - NOX Rate Summer v3.1, Unit 272 and retrofits | 549 | 7305 | Rate Constraint in lbs/MMBtu | FALSE | L | Annual | Net Emissions Allowance Position | Thousand Tons | 0.00015941 | 0.00015941 | 0 | 0 | 0 | 0 | 0
IL Fac. Spec. - NOX Rate Summer v3.1, Unit 272 and retrofits | 549 | 7305 | Rate Constraint in lbs/MMBtu | FALSE | L | Annual | Fuel Consumed | TBtu | 0.011649 | 0.011649 | 0 | 0 | 0 | 0 | 0
IL Fac. Spec. - NOX Rate Summer v3.1, Unit 272 and retrofits | 549 | 7305 | Rate Constraint in lbs/MMBtu | FALSE | L | Annual | Rate | lb/MMBtu | 0.02737 | 0.02737 | 0 | 0 | 0 | 0 | 0
IL Fac. Spec. - NOX Rate Summer v3.1, Unit 272 and retrofits | 549 | 7305 | Rate Constraint in lbs/MMBtu | FALSE | L | Annual | Generation | TWh | 0.00090602 | 0.00090602 | 0 | 0 | 0 | 0 | 0
IL Fac. Spec. - NOX Rate Summer v3.1, Unit 272 and retrofits | 549 | 7305 | Rate Constraint in lbs/MMBtu | FALSE | L | Annual | Qualifying Generation | TWh | 0.00090602 | 0.00090602 | 0 | 0 | 0 | 0 | 0
IL Fac. Spec. - NOX Rate Summer v3.1, Unit 272 and retrofits | 549 | 7305 | Rate Constraint in lbs/MMBtu | FALSE | L | Annual | Rate | lb/MWh | 0.3519 | 0.3519 | 0 | 0 | 0 | 0 | 0
IL Fac. Spec. - NOX Rate Summer v3.1, Unit 272 and retrofits | 549 | 7305 | Rate Constraint in lbs/MMBtu | FALSE | L | Annual | Constraint Shadow Price | US2022$/Ton | 0 | 0 | 0 | 0 | 0 | 0 | 0
IL Fac. Spec. - NOX Rate Summer v3.1, Unit 273 and retrofits | 550 | 7305 | Rate Constraint in lbs/MMBtu | FALSE | L | Annual | Seasons Included | Seasons | Summer | Summer | Summer | Summer | Summer | Summer | Summer
IL Fac. Spec. - NOX Rate Summer v3.1, Unit 273 and retrofits | 550 | 7305 | Rate Constraint in lbs/MMBtu | FALSE | L | Annual | Standard NOX | lb/MMBtu | 0.25 | 0.25 | 0.25 | 0.25 | 0.25 | 0.25 | 0.25
IL Fac. Spec. - NOX Rate Summer v3.1, Unit 273 and retrofits | 550 | 7305 | Rate Constraint in lbs/MMBtu | FALSE | L | Annual | Emissions at Affected Plants NOX | Thousand Tons | 0.0001433 | 0.0001433 | 0 | 0 | 0 | 0 | 0
IL Fac. Spec. - NOX Rate Summer v3.1, Unit 273 and retrofits | 550 | 7305 | Rate Constraint in lbs/MMBtu | FALSE | L | Annual | Allowances Purchased NOX | Thousand Tons | 0 | 0 | 0 | 0 | 0 | 0 | 0
IL Fac. Spec. - NOX Rate Summer v3.1, Unit 273 and retrofits | 550 | 7305 | Rate Constraint in lbs/MMBtu | FALSE | L | Annual | Allowances Sold NOX | Thousand Tons | 0 | 0 | 0 | 0 | 0 | 0 | 0
IL Fac. Spec. - NOX Rate Summer v3.1, Unit 273 and retrofits | 550 | 7305 | Rate Constraint in lbs/MMBtu | FALSE | L | Annual | Allowances Banked | Thousand Tons | 0 | 0 | 0 | 0 | 0 | 0 | 0
IL Fac. Spec. - NOX Rate Summer v3.1, Unit 273 and retrofits | 550 | 7305 | Rate Constraint in lbs/MMBtu | FALSE | L | Annual | Allowances Withdrawn (1:1) | Thousand Tons | 0 | 0 | 0 | 0 | 0 | 0 | 0
IL Fac. Spec. - NOX Rate Summer v3.1, Unit 273 and retrofits | 550 | 7305 | Rate Constraint in lbs/MMBtu | FALSE | L | Annual | Allowances Withdrawn (n:1) | Thousand Tons | 0 | 0 | 0 | 0 | 0 | 0 | 0
IL Fac. Spec. - NOX Rate Summer v3.1, Unit 273 and retrofits | 550 | 7305 | Rate Constraint in lbs/MMBtu | FALSE | L | Annual | Net Emissions Allowance Position | Thousand Tons | 0.0001433 | 0.0001433 | 0 | 0 | 0 | 0 | 0
IL Fac. Spec. - NOX Rate Summer v3.1, Unit 273 and retrofits | 550 | 7305 | Rate Constraint in lbs/MMBtu | FALSE | L | Annual | Fuel Consumed | TBtu | 0.011679 | 0.011679 | 0 | 0 | 0 | 0 | 0
IL Fac. Spec. - NOX Rate Summer v3.1, Unit 273 and retrofits | 550 | 7305 | Rate Constraint in lbs/MMBtu | FALSE | L | Annual | Rate | lb/MMBtu | 0.02454 | 0.02454 | 0 | 0 | 0 | 0 | 0
IL Fac. Spec. - NOX Rate Summer v3.1, Unit 273 and retrofits | 550 | 7305 | Rate Constraint in lbs/MMBtu | FALSE | L | Annual | Generation | TWh | 0.00090835 | 0.00090835 | 0 | 0 | 0 | 0 | 0
IL Fac. Spec. - NOX Rate Summer v3.1, Unit 273 and retrofits | 550 | 7305 | Rate Constraint in lbs/MMBtu | FALSE | L | Annual | Qualifying Generation | TWh | 0.00090835 | 0.00090835 | 0 | 0 | 0 | 0 | 0
IL Fac. Spec. - NOX Rate Summer v3.1, Unit 273 and retrofits | 550 | 7305 | Rate Constraint in lbs/MMBtu | FALSE | L | Annual | Rate | lb/MWh | 0.31551 | 0.31551 | 0 | 0 | 0 | 0 | 0
IL Fac. Spec. - NOX Rate Summer v3.1, Unit 273 and retrofits | 550 | 7305 | Rate Constraint in lbs/MMBtu | FALSE | L | Annual | Constraint Shadow Price | US2022$/Ton | 0 | 0 | 0 | 0 | 0 | 0 | 0
IL Fac. Spec. - NOX Rate Summer v3.1, Unit 274 and retrofits | 551 | 7305 | Rate Constraint in lbs/MMBtu | FALSE | L | Annual | Seasons Included | Seasons | Summer | Summer | Summer | Summer | Summer | Summer | Summer
IL Fac. Spec. - NOX Rate Summer v3.1, Unit 274 and retrofits | 551 | 7305 | Rate Constraint in lbs/MMBtu | FALSE | L | Annual | Standard NOX | lb/MMBtu | 0.25 | 0.25 | 0.25 | 0.25 | 0.25 | 0.25 | 0.25
IL Fac. Spec. - NOX Rate Summer v3.1, Unit 274 and retrofits | 551 | 7305 | Rate Constraint in lbs/MMBtu | FALSE | L | Annual | Emissions at Affected Plants NOX | Thousand Tons | 0.00013652 | 0.00013652 | 0 | 0 | 0 | 0 | 0
IL Fac. Spec. - NOX Rate Summer v3.1, Unit 274 and retrofits | 551 | 7305 | Rate Constraint in lbs/MMBtu | FALSE | L | Annual | Allowances Purchased NOX | Thousand Tons | 0 | 0 | 0 | 0 | 0 | 0 | 0
IL Fac. Spec. - NOX Rate Summer v3.1, Unit 274 and retrofits | 551 | 7305 | Rate Constraint in lbs/MMBtu | FALSE | L | Annual | Allowances Sold NOX | Thousand Tons | 0 | 0 | 0 | 0 | 0 | 0 | 0
IL Fac. Spec. - NOX Rate Summer v3.1, Unit 274 and retrofits | 551 | 7305 | Rate Constraint in lbs/MMBtu | FALSE | L | Annual | Allowances Banked | Thousand Tons | 0 | 0 | 0 | 0 | 0 | 0 | 0
IL Fac. Spec. - NOX Rate Summer v3.1, Unit 274 and retrofits | 551 | 7305 | Rate Constraint in lbs/MMBtu | FALSE | L | Annual | Allowances Withdrawn (1:1) | Thousand Tons | 0 | 0 | 0 | 0 | 0 | 0 | 0
IL Fac. Spec. - NOX Rate Summer v3.1, Unit 274 and retrofits | 551 | 7305 | Rate Constraint in lbs/MMBtu | FALSE | L | Annual | Allowances Withdrawn (n:1) | Thousand Tons | 0 | 0 | 0 | 0 | 0 | 0 | 0
IL Fac. Spec. - NOX Rate Summer v3.1, Unit 274 and retrofits | 551 | 7305 | Rate Constraint in lbs/MMBtu | FALSE | L | Annual | Net Emissions Allowance Position | Thousand Tons | 0.00013652 | 0.00013652 | 0 | 0 | 0 | 0 | 0
IL Fac. Spec. - NOX Rate Summer v3.1, Unit 274 and retrofits | 551 | 7305 | Rate Constraint in lbs/MMBtu | FALSE | L | Annual | Fuel Consumed | TBtu | 0.011679 | 0.011679 | 0 | 0 | 0 | 0 | 0
IL Fac. Spec. - NOX Rate Summer v3.1, Unit 274 and retrofits | 551 | 7305 | Rate Constraint in lbs/MMBtu | FALSE | L | Annual | Rate | lb/MMBtu | 0.02338 | 0.02338 | 0 | 0 | 0 | 0 | 0
IL Fac. Spec. - NOX Rate Summer v3.1, Unit 274 and retrofits | 551 | 7305 | Rate Constraint in lbs/MMBtu | FALSE | L | Annual | Generation | TWh | 0.00090835 | 0.00090835 | 0 | 0 | 0 | 0 | 0
IL Fac. Spec. - NOX Rate Summer v3.1, Unit 274 and retrofits | 551 | 7305 | Rate Constraint in lbs/MMBtu | FALSE | L | Annual | Qualifying Generation | TWh | 0.00090835 | 0.00090835 | 0 | 0 | 0 | 0 | 0
IL Fac. Spec. - NOX Rate Summer v3.1, Unit 274 and retrofits | 551 | 7305 | Rate Constraint in lbs/MMBtu | FALSE | L | Annual | Rate | lb/MWh | 0.3006 | 0.3006 | 0 | 0 | 0 | 0 | 0
IL Fac. Spec. - NOX Rate Summer v3.1, Unit 274 and retrofits | 551 | 7305 | Rate Constraint in lbs/MMBtu | FALSE | L | Annual | Constraint Shadow Price | US2022$/Ton | 0 | 0 | 0 | 0 | 0 | 0 | 0
IL Fac. Spec. - NOX Rate Summer v3.1, Unit 275 and retrofits | 552 | 7305 | Rate Constraint in lbs/MMBtu | FALSE | L | Annual | Seasons Included | Seasons | Summer | Summer | Summer | Summer | Summer | Summer | Summer
IL Fac. Spec. - NOX Rate Summer v3.1, Unit 275 and retrofits | 552 | 7305 | Rate Constraint in lbs/MMBtu | FALSE | L | Annual | Standard NOX | lb/MMBtu | 0.25 | 0.25 | 0.25 | 0.25 | 0.25 | 0.25 | 0.25
IL Fac. Spec. - NOX Rate Summer v3.1, Unit 275 and retrofits | 552 | 7305 | Rate Constraint in lbs/MMBtu | FALSE | L | Annual | Emissions at Affected Plants NOX | Thousand Tons | 0.00013832 | 0.00013832 | 0 | 0 | 0 | 0 | 0
IL Fac. Spec. - NOX Rate Summer v3.1, Unit 275 and retrofits | 552 | 7305 | Rate Constraint in lbs/MMBtu | FALSE | L | Annual | Allowances Purchased NOX | Thousand Tons | 0 | 0 | 0 | 0 | 0 | 0 | 0
IL Fac. Spec. - NOX Rate Summer v3.1, Unit 275 and retrofits | 552 | 7305 | Rate Constraint in lbs/MMBtu | FALSE | L | Annual | Allowances Sold NOX | Thousand Tons | 0 | 0 | 0 | 0 | 0 | 0 | 0
IL Fac. Spec. - NOX Rate Summer v3.1, Unit 275 and retrofits | 552 | 7305 | Rate Constraint in lbs/MMBtu | FALSE | L | Annual | Allowances Banked | Thousand Tons | 0 | 0 | 0 | 0 | 0 | 0 | 0
IL Fac. Spec. - NOX Rate Summer v3.1, Unit 275 and retrofits | 552 | 7305 | Rate Constraint in lbs/MMBtu | FALSE | L | Annual | Allowances Withdrawn (1:1) | Thousand Tons | 0 | 0 | 0 | 0 | 0 | 0 | 0
IL Fac. Spec. - NOX Rate Summer v3.1, Unit 275 and retrofits | 552 | 7305 | Rate Constraint in lbs/MMBtu | FALSE | L | Annual | Allowances Withdrawn (n:1) | Thousand Tons | 0 | 0 | 0 | 0 | 0 | 0 | 0
IL Fac. Spec. - NOX Rate Summer v3.1, Unit 275 and retrofits | 552 | 7305 | Rate Constraint in lbs/MMBtu | FALSE | L | Annual | Net Emissions Allowance Position | Thousand Tons | 0.00013832 | 0.00013832 | 0 | 0 | 0 | 0 | 0
IL Fac. Spec. - NOX Rate Summer v3.1, Unit 275 and retrofits | 552 | 7305 | Rate Constraint in lbs/MMBtu | FALSE | L | Annual | Fuel Consumed | TBtu | 0.011604 | 0.011604 | 0 | 0 | 0 | 0 | 0
IL Fac. Spec. - NOX Rate Summer v3.1, Unit 275 and retrofits | 552 | 7305 | Rate Constraint in lbs/MMBtu | FALSE | L | Annual | Rate | lb/MMBtu | 0.02384 | 0.02384 | 0 | 0 | 0 | 0 | 0
IL Fac. Spec. - NOX Rate Summer v3.1, Unit 275 and retrofits | 552 | 7305 | Rate Constraint in lbs/MMBtu | FALSE | L | Annual | Generation | TWh | 0.00090253 | 0.00090253 | 0 | 0 | 0 | 0 | 0
IL Fac. Spec. - NOX Rate Summer v3.1, Unit 275 and retrofits | 552 | 7305 | Rate Constraint in lbs/MMBtu | FALSE | L | Annual | Qualifying Generation | TWh | 0.00090253 | 0.00090253 | 0 | 0 | 0 | 0 | 0
IL Fac. Spec. - NOX Rate Summer v3.1, Unit 275 and retrofits | 552 | 7305 | Rate Constraint in lbs/MMBtu | FALSE | L | Annual | Rate | lb/MWh | 0.30651 | 0.30651 | 0 | 0 | 0 | 0 | 0
IL Fac. Spec. - NOX Rate Summer v3.1, Unit 275 and retrofits | 552 | 7305 | Rate Constraint in lbs/MMBtu | FALSE | L | Annual | Constraint Shadow Price | US2022$/Ton | 0 | 0 | 0 | 0 | 0 | 0 | 0
IL Fac. Spec. - NOX Rate Summer v3.1, Unit 276 and retrofits | 553 | 7305 | Rate Constraint in lbs/MMBtu | FALSE | L | Annual | Seasons Included | Seasons | Summer | Summer | Summer | Summer | Summer | Summer | Summer
IL Fac. Spec. - NOX Rate Summer v3.1, Unit 276 and retrofits | 553 | 7305 | Rate Constraint in lbs/MMBtu | FALSE | L | Annual | Standard NOX | lb/MMBtu | 0.25 | 0.25 | 0.25 | 0.25 | 0.25 | 0.25 | 0.25
IL Fac. Spec. - NOX Rate Summer v3.1, Unit 276 and retrofits | 553 | 7305 | Rate Constraint in lbs/MMBtu | FALSE | L | Annual | Emissions at Affected Plants NOX | Thousand Tons | 0.00011875 | 0.00011875 | 0 | 0 | 0 | 0 | 0
IL Fac. Spec. - NOX Rate Summer v3.1, Unit 276 and retrofits | 553 | 7305 | Rate Constraint in lbs/MMBtu | FALSE | L | Annual | Allowances Purchased NOX | Thousand Tons | 0 | 0 | 0 | 0 | 0 | 0 | 0
IL Fac. Spec. - NOX Rate Summer v3.1, Unit 276 and retrofits | 553 | 7305 | Rate Constraint in lbs/MMBtu | FALSE | L | Annual | Allowances Sold NOX | Thousand Tons | 0 | 0 | 0 | 0 | 0 | 0 | 0
IL Fac. Spec. - NOX Rate Summer v3.1, Unit 276 and retrofits | 553 | 7305 | Rate Constraint in lbs/MMBtu | FALSE | L | Annual | Allowances Banked | Thousand Tons | 0 | 0 | 0 | 0 | 0 | 0 | 0
IL Fac. Spec. - NOX Rate Summer v3.1, Unit 276 and retrofits | 553 | 7305 | Rate Constraint in lbs/MMBtu | FALSE | L | Annual | Allowances Withdrawn (1:1) | Thousand Tons | 0 | 0 | 0 | 0 | 0 | 0 | 0
IL Fac. Spec. - NOX Rate Summer v3.1, Unit 276 and retrofits | 553 | 7305 | Rate Constraint in lbs/MMBtu | FALSE | L | Annual | Allowances Withdrawn (n:1) | Thousand Tons | 0 | 0 | 0 | 0 | 0 | 0 | 0
IL Fac. Spec. - NOX Rate Summer v3.1, Unit 276 and retrofits | 553 | 7305 | Rate Constraint in lbs/MMBtu | FALSE | L | Annual | Net Emissions Allowance Position | Thousand Tons | 0.00011875 | 0.00011875 | 0 | 0 | 0 | 0 | 0
IL Fac. Spec. - NOX Rate Summer v3.1, Unit 276 and retrofits | 553 | 7305 | Rate Constraint in lbs/MMBtu | FALSE | L | Annual | Fuel Consumed | TBtu | 0.011574 | 0.011574 | 0 | 0 | 0 | 0 | 0
IL Fac. Spec. - NOX Rate Summer v3.1, Unit 276 and retrofits | 553 | 7305 | Rate Constraint in lbs/MMBtu | FALSE | L | Annual | Rate | lb/MMBtu | 0.02052 | 0.02052 | 0 | 0 | 0 | 0 | 0
IL Fac. Spec. - NOX Rate Summer v3.1, Unit 276 and retrofits | 553 | 7305 | Rate Constraint in lbs/MMBtu | FALSE | L | Annual | Generation | TWh | 0.0009002 | 0.0009002 | 0 | 0 | 0 | 0 | 0
IL Fac. Spec. - NOX Rate Summer v3.1, Unit 276 and retrofits | 553 | 7305 | Rate Constraint in lbs/MMBtu | FALSE | L | Annual | Qualifying Generation | TWh | 0.0009002 | 0.0009002 | 0 | 0 | 0 | 0 | 0
IL Fac. Spec. - NOX Rate Summer v3.1, Unit 276 and retrofits | 553 | 7305 | Rate Constraint in lbs/MMBtu | FALSE | L | Annual | Rate | lb/MWh | 0.26383 | 0.26383 | 0 | 0 | 0 | 0 | 0
IL Fac. Spec. - NOX Rate Summer v3.1, Unit 276 and retrofits | 553 | 7305 | Rate Constraint in lbs/MMBtu | FALSE | L | Annual | Constraint Shadow Price | US2022$/Ton | 0 | 0 | 0 | 0 | 0 | 0 | 0
IL Fac. Spec. - NOX Rate Summer v3.1, Unit 277 and retrofits | 554 | 7305 | Rate Constraint in lbs/MMBtu | FALSE | L | Annual | Seasons Included | Seasons | Summer | Summer | Summer | Summer | Summer | Summer | Summer
IL Fac. Spec. - NOX Rate Summer v3.1, Unit 277 and retrofits | 554 | 7305 | Rate Constraint in lbs/MMBtu | FALSE | L | Annual | Standard NOX | lb/MMBtu | 0.25 | 0.25 | 0.25 | 0.25 | 0.25 | 0.25 | 0.25
IL Fac. Spec. - NOX Rate Summer v3.1, Unit 277 and retrofits | 554 | 7305 | Rate Constraint in lbs/MMBtu | FALSE | L | Annual | Emissions at Affected Plants NOX | Thousand Tons | 0.0001357 | 0.0001357 | 0 | 0 | 0 | 0 | 0
IL Fac. Spec. - NOX Rate Summer v3.1, Unit 277 and retrofits | 554 | 7305 | Rate Constraint in lbs/MMBtu | FALSE | L | Annual | Allowances Purchased NOX | Thousand Tons | 0 | 0 | 0 | 0 | 0 | 0 | 0
IL Fac. Spec. - NOX Rate Summer v3.1, Unit 277 and retrofits | 554 | 7305 | Rate Constraint in lbs/MMBtu | FALSE | L | Annual | Allowances Sold NOX | Thousand Tons | 0 | 0 | 0 | 0 | 0 | 0 | 0
IL Fac. Spec. - NOX Rate Summer v3.1, Unit 277 and retrofits | 554 | 7305 | Rate Constraint in lbs/MMBtu | FALSE | L | Annual | Allowances Banked | Thousand Tons | 0 | 0 | 0 | 0 | 0 | 0 | 0
IL Fac. Spec. - NOX Rate Summer v3.1, Unit 277 and retrofits | 554 | 7305 | Rate Constraint in lbs/MMBtu | FALSE | L | Annual | Allowances Withdrawn (1:1) | Thousand Tons | 0 | 0 | 0 | 0 | 0 | 0 | 0
IL Fac. Spec. - NOX Rate Summer v3.1, Unit 277 and retrofits | 554 | 7305 | Rate Constraint in lbs/MMBtu | FALSE | L | Annual | Allowances Withdrawn (n:1) | Thousand Tons | 0 | 0 | 0 | 0 | 0 | 0 | 0
IL Fac. Spec. - NOX Rate Summer v3.1, Unit 277 and retrofits | 554 | 7305 | Rate Constraint in lbs/MMBtu | FALSE | L | Annual | Net Emissions Allowance Position | Thousand Tons | 0.0001357 | 0.0001357 | 0 | 0 | 0 | 0 | 0
IL Fac. Spec. - NOX Rate Summer v3.1, Unit 277 and retrofits | 554 | 7305 | Rate Constraint in lbs/MMBtu | FALSE | L | Annual | Fuel Consumed | TBtu | 0.011709 | 0.011709 | 0 | 0 | 0 | 0 | 0
IL Fac. Spec. - NOX Rate Summer v3.1, Unit 277 and retrofits | 554 | 7305 | Rate Constraint in lbs/MMBtu | FALSE | L | Annual | Rate | lb/MMBtu | 0.02318 | 0.02318 | 0 | 0 | 0 | 0 | 0
IL Fac. Spec. - NOX Rate Summer v3.1, Unit 277 and retrofits | 554 | 7305 | Rate Constraint in lbs/MMBtu | FALSE | L | Annual | Generation | TWh | 0.00091068 | 0.00091068 | 0 | 0 | 0 | 0 | 0
IL Fac. Spec. - NOX Rate Summer v3.1, Unit 277 and retrofits | 554 | 7305 | Rate Constraint in lbs/MMBtu | FALSE | L | Annual | Qualifying Generation | TWh | 0.00091068 | 0.00091068 | 0 | 0 | 0 | 0 | 0
IL Fac. Spec. - NOX Rate Summer v3.1, Unit 277 and retrofits | 554 | 7305 | Rate Constraint in lbs/MMBtu | FALSE | L | Annual | Rate | lb/MWh | 0.29803 | 0.29803 | 0 | 0 | 0 | 0 | 0
IL Fac. Spec. - NOX Rate Summer v3.1, Unit 277 and retrofits | 554 | 7305 | Rate Constraint in lbs/MMBtu | FALSE | L | Annual | Constraint Shadow Price | US2022$/Ton | 0 | 0 | 0 | 0 | 0 | 0 | 0
IL Fac. Spec. - NOX Rate Summer v3.1, Unit 278 and retrofits | 555 | 7305 | Rate Constraint in lbs/MMBtu | FALSE | L | Annual | Seasons Included | Seasons | Summer | Summer | Summer | Summer | Summer | Summer | Summer
IL Fac. Spec. - NOX Rate Summer v3.1, Unit 278 and retrofits | 555 | 7305 | Rate Constraint in lbs/MMBtu | FALSE | L | Annual | Standard NOX | lb/MMBtu | 0.25 | 0.25 | 0.25 | 0.25 | 0.25 | 0.25 | 0.25
IL Fac. Spec. - NOX Rate Summer v3.1, Unit 278 and retrofits | 555 | 7305 | Rate Constraint in lbs/MMBtu | FALSE | L | Annual | Emissions at Affected Plants NOX | Thousand Tons | 0.00014534 | 0.00014534 | 0 | 0 | 0 | 0 | 0
IL Fac. Spec. - NOX Rate Summer v3.1, Unit 278 and retrofits | 555 | 7305 | Rate Constraint in lbs/MMBtu | FALSE | L | Annual | Allowances Purchased NOX | Thousand Tons | 0 | 0 | 0 | 0 | 0 | 0 | 0
IL Fac. Spec. - NOX Rate Summer v3.1, Unit 278 and retrofits | 555 | 7305 | Rate Constraint in lbs/MMBtu | FALSE | L | Annual | Allowances Sold NOX | Thousand Tons | 0 | 0 | 0 | 0 | 0 | 0 | 0
IL Fac. Spec. - NOX Rate Summer v3.1, Unit 278 and retrofits | 555 | 7305 | Rate Constraint in lbs/MMBtu | FALSE | L | Annual | Allowances Banked | Thousand Tons | 0 | 0 | 0 | 0 | 0 | 0 | 0
IL Fac. Spec. - NOX Rate Summer v3.1, Unit 278 and retrofits | 555 | 7305 | Rate Constraint in lbs/MMBtu | FALSE | L | Annual | Allowances Withdrawn (1:1) | Thousand Tons | 0 | 0 | 0 | 0 | 0 | 0 | 0
IL Fac. Spec. - NOX Rate Summer v3.1, Unit 278 and retrofits | 555 | 7305 | Rate Constraint in lbs/MMBtu | FALSE | L | Annual | Allowances Withdrawn (n:1) | Thousand Tons | 0 | 0 | 0 | 0 | 0 | 0 | 0
IL Fac. Spec. - NOX Rate Summer v3.1, Unit 278 and retrofits | 555 | 7305 | Rate Constraint in lbs/MMBtu | FALSE | L | Annual | Net Emissions Allowance Position | Thousand Tons | 0.00014534 | 0.00014534 | 0 | 0 | 0 | 0 | 0
IL Fac. Spec. - NOX Rate Summer v3.1, Unit 278 and retrofits | 555 | 7305 | Rate Constraint in lbs/MMBtu | FALSE | L | Annual | Fuel Consumed | TBtu | 0.011768 | 0.011768 | 0 | 0 | 0 | 0 | 0
IL Fac. Spec. - NOX Rate Summer v3.1, Unit 278 and retrofits | 555 | 7305 | Rate Constraint in lbs/MMBtu | FALSE | L | Annual | Rate | lb/MMBtu | 0.0247 | 0.0247 | 0 | 0 | 0 | 0 | 0
IL Fac. Spec. - NOX Rate Summer v3.1, Unit 278 and retrofits | 555 | 7305 | Rate Constraint in lbs/MMBtu | FALSE | L | Annual | Generation | TWh | 0.00091534 | 0.00091534 | 0 | 0 | 0 | 0 | 0
IL Fac. Spec. - NOX Rate Summer v3.1, Unit 278 and retrofits | 555 | 7305 | Rate Constraint in lbs/MMBtu | FALSE | L | Annual | Qualifying Generation | TWh | 0.00091534 | 0.00091534 | 0 | 0 | 0 | 0 | 0
IL Fac. Spec. - NOX Rate Summer v3.1, Unit 278 and retrofits | 555 | 7305 | Rate Constraint in lbs/MMBtu | FALSE | L | Annual | Rate | lb/MWh | 0.31757 | 0.31757 | 0 | 0 | 0 | 0 | 0
IL Fac. Spec. - NOX Rate Summer v3.1, Unit 278 and retrofits | 555 | 7305 | Rate Constraint in lbs/MMBtu | FALSE | L | Annual | Constraint Shadow Price | US2022$/Ton | 0 | 0 | 0 | 0 | 0 | 0 | 0
IL Fac. Spec. - NOX Rate Summer v3.1, Unit 279 and retrofits | 556 | 7305 | Rate Constraint in lbs/MMBtu | FALSE | L | Annual | Seasons Included | Seasons | Summer | Summer | Summer | Summer | Summer | Summer | Summer
IL Fac. Spec. - NOX Rate Summer v3.1, Unit 279 and retrofits | 556 | 7305 | Rate Constraint in lbs/MMBtu | FALSE | L | Annual | Standard NOX | lb/MMBtu | 0.25 | 0.25 | 0.25 | 0.25 | 0.25 | 0.25 | 0.25
IL Fac. Spec. - NOX Rate Summer v3.1, Unit 279 and retrofits | 556 | 7305 | Rate Constraint in lbs/MMBtu | FALSE | L | Annual | Emissions at Affected Plants NOX | Thousand Tons | 0.0022665 | 0.0024752 | 0.00047715 | 0 | 0 | 0 | 0
IL Fac. Spec. - NOX Rate Summer v3.1, Unit 279 and retrofits | 556 | 7305 | Rate Constraint in lbs/MMBtu | FALSE | L | Annual | Allowances Purchased NOX | Thousand Tons | 0 | 0 | 0 | 0 | 0 | 0 | 0
IL Fac. Spec. - NOX Rate Summer v3.1, Unit 279 and retrofits | 556 | 7305 | Rate Constraint in lbs/MMBtu | FALSE | L | Annual | Allowances Sold NOX | Thousand Tons | 0 | 0 | 0 | 0 | 0 | 0 | 0
IL Fac. Spec. - NOX Rate Summer v3.1, Unit 279 and retrofits | 556 | 7305 | Rate Constraint in lbs/MMBtu | FALSE | L | Annual | Allowances Banked | Thousand Tons | 0 | 0 | 0 | 0 | 0 | 0 | 0
IL Fac. Spec. - NOX Rate Summer v3.1, Unit 279 and retrofits | 556 | 7305 | Rate Constraint in lbs/MMBtu | FALSE | L | Annual | Allowances Withdrawn (1:1) | Thousand Tons | 0 | 0 | 0 | 0 | 0 | 0 | 0
IL Fac. Spec. - NOX Rate Summer v3.1, Unit 279 and retrofits | 556 | 7305 | Rate Constraint in lbs/MMBtu | FALSE | L | Annual | Allowances Withdrawn (n:1) | Thousand Tons | 0 | 0 | 0 | 0 | 0 | 0 | 0
IL Fac. Spec. - NOX Rate Summer v3.1, Unit 279 and retrofits | 556 | 7305 | Rate Constraint in lbs/MMBtu | FALSE | L | Annual | Net Emissions Allowance Position | Thousand Tons | 0.0022665 | 0.0024752 | 0.00047715 | 0 | 0 | 0 | 0
IL Fac. Spec. - NOX Rate Summer v3.1, Unit 279 and retrofits | 556 | 7305 | Rate Constraint in lbs/MMBtu | FALSE | L | Annual | Fuel Consumed | TBtu | 0.11602 | 0.12671 | 0.024425 | 0 | 0 | 0 | 0
IL Fac. Spec. - NOX Rate Summer v3.1, Unit 279 and retrofits | 556 | 7305 | Rate Constraint in lbs/MMBtu | FALSE | L | Annual | Rate | lb/MMBtu | 0.03907 | 0.03907 | 0.03907 | 0 | 0 | 0 | 0
IL Fac. Spec. - NOX Rate Summer v3.1, Unit 279 and retrofits | 556 | 7305 | Rate Constraint in lbs/MMBtu | FALSE | L | Annual | Generation | TWh | 0.010212 | 0.011153 | 0.0021499 | 0 | 0 | 0 | 0
IL Fac. Spec. - NOX Rate Summer v3.1, Unit 279 and retrofits | 556 | 7305 | Rate Constraint in lbs/MMBtu | FALSE | L | Annual | Qualifying Generation | TWh | 0.010212 | 0.011153 | 0.0021499 | 0 | 0 | 0 | 0
IL Fac. Spec. - NOX Rate Summer v3.1, Unit 279 and retrofits | 556 | 7305 | Rate Constraint in lbs/MMBtu | FALSE | L | Annual | Rate | lb/MWh | 0.44387 | 0.44387 | 0.44387 | 0 | 0 | 0 | 0
IL Fac. Spec. - NOX Rate Summer v3.1, Unit 279 and retrofits | 556 | 7305 | Rate Constraint in lbs/MMBtu | FALSE | L | Annual | Constraint Shadow Price | US2022$/Ton | 0 | 0 | 0 | 0 | 0 | 0 | 0
IL Fac. Spec. - NOX Rate Summer v3.1, Unit 280 and retrofits | 557 | 7305 | Rate Constraint in lbs/MMBtu | FALSE | L | Annual | Seasons Included | Seasons | Summer | Summer | Summer | Summer | Summer | Summer | Summer
IL Fac. Spec. - NOX Rate Summer v3.1, Unit 280 and retrofits | 557 | 7305 | Rate Constraint in lbs/MMBtu | FALSE | L | Annual | Standard NOX | lb/MMBtu | 0.25 | 0.25 | 0.25 | 0.25 | 0.25 | 0.25 | 0.25
IL Fac. Spec. - NOX Rate Summer v3.1, Unit 280 and retrofits | 557 | 7305 | Rate Constraint in lbs/MMBtu | FALSE | L | Annual | Emissions at Affected Plants NOX | Thousand Tons | 0.0021371 | 0.0023339 | 0.00047804 | 0 | 0 | 0 | 0
IL Fac. Spec. - NOX Rate Summer v3.1, Unit 280 and retrofits | 557 | 7305 | Rate Constraint in lbs/MMBtu | FALSE | L | Annual | Allowances Purchased NOX | Thousand Tons | 0 | 0 | 0 | 0 | 0 | 0 | 0
IL Fac. Spec. - NOX Rate Summer v3.1, Unit 280 and retrofits | 557 | 7305 | Rate Constraint in lbs/MMBtu | FALSE | L | Annual | Allowances Sold NOX | Thousand Tons | 0 | 0 | 0 | 0 | 0 | 0 | 0
IL Fac. Spec. - NOX Rate Summer v3.1, Unit 280 and retrofits | 557 | 7305 | Rate Constraint in lbs/MMBtu | FALSE | L | Annual | Allowances Banked | Thousand Tons | 0 | 0 | 0 | 0 | 0 | 0 | 0
IL Fac. Spec. - NOX Rate Summer v3.1, Unit 280 and retrofits | 557 | 7305 | Rate Constraint in lbs/MMBtu | FALSE | L | Annual | Allowances Withdrawn (1:1) | Thousand Tons | 0 | 0 | 0 | 0 | 0 | 0 | 0
IL Fac. Spec. - NOX Rate Summer v3.1, Unit 280 and retrofits | 557 | 7305 | Rate Constraint in lbs/MMBtu | FALSE | L | Annual | Allowances Withdrawn (n:1) | Thousand Tons | 0 | 0 | 0 | 0 | 0 | 0 | 0
IL Fac. Spec. - NOX Rate Summer v3.1, Unit 280 and retrofits | 557 | 7305 | Rate Constraint in lbs/MMBtu | FALSE | L | Annual | Net Emissions Allowance Position | Thousand Tons | 0.0021371 | 0.0023339 | 0.00047804 | 0 | 0 | 0 | 0
IL Fac. Spec. - NOX Rate Summer v3.1, Unit 280 and retrofits | 557 | 7305 | Rate Constraint in lbs/MMBtu | FALSE | L | Annual | Fuel Consumed | TBtu | 0.11602 | 0.12671 | 0.025952 | 0 | 0 | 0 | 0
IL Fac. Spec. - NOX Rate Summer v3.1, Unit 280 and retrofits | 557 | 7305 | Rate Constraint in lbs/MMBtu | FALSE | L | Annual | Rate | lb/MMBtu | 0.03684 | 0.03684 | 0.03684 | 0 | 0 | 0 | 0
IL Fac. Spec. - NOX Rate Summer v3.1, Unit 280 and retrofits | 557 | 7305 | Rate Constraint in lbs/MMBtu | FALSE | L | Annual | Generation | TWh | 0.010212 | 0.011153 | 0.0022843 | 0 | 0 | 0 | 0
IL Fac. Spec. - NOX Rate Summer v3.1, Unit 280 and retrofits | 557 | 7305 | Rate Constraint in lbs/MMBtu | FALSE | L | Annual | Qualifying Generation | TWh | 0.010212 | 0.011153 | 0.0022843 | 0 | 0 | 0 | 0
IL Fac. Spec. - NOX Rate Summer v3.1, Unit 280 and retrofits | 557 | 7305 | Rate Constraint in lbs/MMBtu | FALSE | L | Annual | Rate | lb/MWh | 0.41854 | 0.41854 | 0.41854 | 0 | 0 | 0 | 0
IL Fac. Spec. - NOX Rate Summer v3.1, Unit 280 and retrofits | 557 | 7305 | Rate Constraint in lbs/MMBtu | FALSE | L | Annual | Constraint Shadow Price | US2022$/Ton | 0 | 0 | 0 | 0 | 0 | 0 | 0
IL Fac. Spec. - NOX Rate Summer v3.1, Unit 281 and retrofits | 558 | 7305 | Rate Constraint in lbs/MMBtu | FALSE | L | Annual | Seasons Included | Seasons | Summer | Summer | Summer | Summer | Summer | Summer | Summer
IL Fac. Spec. - NOX Rate Summer v3.1, Unit 281 and retrofits | 558 | 7305 | Rate Constraint in lbs/MMBtu | FALSE | L | Annual | Standard NOX | lb/MMBtu | 0.25 | 0.25 | 0.25 | 0.25 | 0.25 | 0.25 | 0.25
IL Fac. Spec. - NOX Rate Summer v3.1, Unit 281 and retrofits | 558 | 7305 | Rate Constraint in lbs/MMBtu | FALSE | L | Annual | Emissions at Affected Plants NOX | Thousand Tons | 0.0022636 | 0.0024721 | 0.00050632 | 2.9784e-05 | 0 | 0 | 0
IL Fac. Spec. - NOX Rate Summer v3.1, Unit 281 and retrofits | 558 | 7305 | Rate Constraint in lbs/MMBtu | FALSE | L | Annual | Allowances Purchased NOX | Thousand Tons | 0 | 0 | 0 | 0 | 0 | 0 | 0
IL Fac. Spec. - NOX Rate Summer v3.1, Unit 281 and retrofits | 558 | 7305 | Rate Constraint in lbs/MMBtu | FALSE | L | Annual | Allowances Sold NOX | Thousand Tons | 0 | 0 | 0 | 0 | 0 | 0 | 0
IL Fac. Spec. - NOX Rate Summer v3.1, Unit 281 and retrofits | 558 | 7305 | Rate Constraint in lbs/MMBtu | FALSE | L | Annual | Allowances Banked | Thousand Tons | 0 | 0 | 0 | 0 | 0 | 0 | 0
IL Fac. Spec. - NOX Rate Summer v3.1, Unit 281 and retrofits | 558 | 7305 | Rate Constraint in lbs/MMBtu | FALSE | L | Annual | Allowances Withdrawn (1:1) | Thousand Tons | 0 | 0 | 0 | 0 | 0 | 0 | 0
IL Fac. Spec. - NOX Rate Summer v3.1, Unit 281 and retrofits | 558 | 7305 | Rate Constraint in lbs/MMBtu | FALSE | L | Annual | Allowances Withdrawn (n:1) | Thousand Tons | 0 | 0 | 0 | 0 | 0 | 0 | 0
IL Fac. Spec. - NOX Rate Summer v3.1, Unit 281 and retrofits | 558 | 7305 | Rate Constraint in lbs/MMBtu | FALSE | L | Annual | Net Emissions Allowance Position | Thousand Tons | 0.0022636 | 0.0024721 | 0.00050632 | 2.9784e-05 | 0 | 0 | 0
IL Fac. Spec. - NOX Rate Summer v3.1, Unit 281 and retrofits | 558 | 7305 | Rate Constraint in lbs/MMBtu | FALSE | L | Annual | Fuel Consumed | TBtu | 0.11602 | 0.12671 | 0.025952 | 0.0015266 | 0 | 0 | 0
IL Fac. Spec. - NOX Rate Summer v3.1, Unit 281 and retrofits | 558 | 7305 | Rate Constraint in lbs/MMBtu | FALSE | L | Annual | Rate | lb/MMBtu | 0.03902 | 0.03902 | 0.03902 | 0.03902 | 0 | 0 | 0
IL Fac. Spec. - NOX Rate Summer v3.1, Unit 281 and retrofits | 558 | 7305 | Rate Constraint in lbs/MMBtu | FALSE | L | Annual | Generation | TWh | 0.010212 | 0.011153 | 0.0022843 | 0.00013437 | 0 | 0 | 0
IL Fac. Spec. - NOX Rate Summer v3.1, Unit 281 and retrofits | 558 | 7305 | Rate Constraint in lbs/MMBtu | FALSE | L | Annual | Qualifying Generation | TWh | 0.010212 | 0.011153 | 0.0022843 | 0.00013437 | 0 | 0 | 0
IL Fac. Spec. - NOX Rate Summer v3.1, Unit 281 and retrofits | 558 | 7305 | Rate Constraint in lbs/MMBtu | FALSE | L | Annual | Rate | lb/MWh | 0.44331 | 0.44331 | 0.44331 | 0.44331 | 0 | 0 | 0
IL Fac. Spec. - NOX Rate Summer v3.1, Unit 281 and retrofits | 558 | 7305 | Rate Constraint in lbs/MMBtu | FALSE | L | Annual | Constraint Shadow Price | US2022$/Ton | 0 | 0 | 0 | 0 | 0 | 0 | 0
IL Fac. Spec. - NOX Rate Summer v3.1, Unit 282 and retrofits | 559 | 7305 | Rate Constraint in lbs/MMBtu | FALSE | L | Annual | Seasons Included | Seasons | Summer | Summer | Summer | Summer | Summer | Summer | Summer
IL Fac. Spec. - NOX Rate Summer v3.1, Unit 282 and retrofits | 559 | 7305 | Rate Constraint in lbs/MMBtu | FALSE | L | Annual | Standard NOX | lb/MMBtu | 0.25 | 0.25 | 0.25 | 0.25 | 0.25 | 0.25 | 0.25
IL Fac. Spec. - NOX Rate Summer v3.1, Unit 282 and retrofits | 559 | 7305 | Rate Constraint in lbs/MMBtu | FALSE | L | Annual | Emissions at Affected Plants NOX | Thousand Tons | 0.0021301 | 0.0023263 | 0.00047648 | 0 | 0 | 0 | 0
IL Fac. Spec. - NOX Rate Summer v3.1, Unit 282 and retrofits | 559 | 7305 | Rate Constraint in lbs/MMBtu | FALSE | L | Annual | Allowances Purchased NOX | Thousand Tons | 0 | 0 | 0 | 0 | 0 | 0 | 0
IL Fac. Spec. - NOX Rate Summer v3.1, Unit 282 and retrofits | 559 | 7305 | Rate Constraint in lbs/MMBtu | FALSE | L | Annual | Allowances Sold NOX | Thousand Tons | 0 | 0 | 0 | 0 | 0 | 0 | 0
IL Fac. Spec. - NOX Rate Summer v3.1, Unit 282 and retrofits | 559 | 7305 | Rate Constraint in lbs/MMBtu | FALSE | L | Annual | Allowances Banked | Thousand Tons | 0 | 0 | 0 | 0 | 0 | 0 | 0
IL Fac. Spec. - NOX Rate Summer v3.1, Unit 282 and retrofits | 559 | 7305 | Rate Constraint in lbs/MMBtu | FALSE | L | Annual | Allowances Withdrawn (1:1) | Thousand Tons | 0 | 0 | 0 | 0 | 0 | 0 | 0
IL Fac. Spec. - NOX Rate Summer v3.1, Unit 282 and retrofits | 559 | 7305 | Rate Constraint in lbs/MMBtu | FALSE | L | Annual | Allowances Withdrawn (n:1) | Thousand Tons | 0 | 0 | 0 | 0 | 0 | 0 | 0
IL Fac. Spec. - NOX Rate Summer v3.1, Unit 282 and retrofits | 559 | 7305 | Rate Constraint in lbs/MMBtu | FALSE | L | Annual | Net Emissions Allowance Position | Thousand Tons | 0.0021301 | 0.0023263 | 0.00047648 | 0 | 0 | 0 | 0
IL Fac. Spec. - NOX Rate Summer v3.1, Unit 282 and retrofits | 559 | 7305 | Rate Constraint in lbs/MMBtu | FALSE | L | Annual | Fuel Consumed | TBtu | 0.11602 | 0.12671 | 0.025952 | 0 | 0 | 0 | 0
IL Fac. Spec. - NOX Rate Summer v3.1, Unit 282 and retrofits | 559 | 7305 | Rate Constraint in lbs/MMBtu | FALSE | L | Annual | Rate | lb/MMBtu | 0.03672 | 0.03672 | 0.03672 | 0 | 0 | 0 | 0
IL Fac. Spec. - NOX Rate Summer v3.1, Unit 282 and retrofits | 559 | 7305 | Rate Constraint in lbs/MMBtu | FALSE | L | Annual | Generation | TWh | 0.010212 | 0.011153 | 0.0022843 | 0 | 0 | 0 | 0
IL Fac. Spec. - NOX Rate Summer v3.1, Unit 282 and retrofits | 559 | 7305 | Rate Constraint in lbs/MMBtu | FALSE | L | Annual | Qualifying Generation | TWh | 0.010212 | 0.011153 | 0.0022843 | 0 | 0 | 0 | 0
IL Fac. Spec. - NOX Rate Summer v3.1, Unit 282 and retrofits | 559 | 7305 | Rate Constraint in lbs/MMBtu | FALSE | L | Annual | Rate | lb/MWh | 0.41718 | 0.41718 | 0.41718 | 0 | 0 | 0 | 0
IL Fac. Spec. - NOX Rate Summer v3.1, Unit 282 and retrofits | 559 | 7305 | Rate Constraint in lbs/MMBtu | FALSE | L | Annual | Constraint Shadow Price | US2022$/Ton | 0 | 0 | 0 | 0 | 0 | 0 | 0
IL Fac. Spec. - NOX Rate Summer v3.1, Unit 283 and retrofits | 560 | 7305 | Rate Constraint in lbs/MMBtu | FALSE | L | Annual | Seasons Included | Seasons | Summer | Summer | Summer | Summer | Summer | Summer | Summer
IL Fac. Spec. - NOX Rate Summer v3.1, Unit 283 and retrofits | 560 | 7305 | Rate Constraint in lbs/MMBtu | FALSE | L | Annual | Standard NOX | lb/MMBtu | 0.25 | 0.25 | 0.25 | 0.25 | 0.25 | 0.25 | 0.25
IL Fac. Spec. - NOX Rate Summer v3.1, Unit 283 and retrofits | 560 | 7305 | Rate Constraint in lbs/MMBtu | FALSE | L | Annual | Emissions at Affected Plants NOX | Thousand Tons | 0.0021824 | 0.0023834 | 0.00046372 | 0 | 0 | 0 | 0
IL Fac. Spec. - NOX Rate Summer v3.1, Unit 283 and retrofits | 560 | 7305 | Rate Constraint in lbs/MMBtu | FALSE | L | Annual | Allowances Purchased NOX | Thousand Tons | 0 | 0 | 0 | 0 | 0 | 0 | 0
IL Fac. Spec. - NOX Rate Summer v3.1, Unit 283 and retrofits | 560 | 7305 | Rate Constraint in lbs/MMBtu | FALSE | L | Annual | Allowances Sold NOX | Thousand Tons | 0 | 0 | 0 | 0 | 0 | 0 | 0
IL Fac. Spec. - NOX Rate Summer v3.1, Unit 283 and retrofits | 560 | 7305 | Rate Constraint in lbs/MMBtu | FALSE | L | Annual | Allowances Banked | Thousand Tons | 0 | 0 | 0 | 0 | 0 | 0 | 0
IL Fac. Spec. - NOX Rate Summer v3.1, Unit 283 and retrofits | 560 | 7305 | Rate Constraint in lbs/MMBtu | FALSE | L | Annual | Allowances Withdrawn (1:1) | Thousand Tons | 0 | 0 | 0 | 0 | 0 | 0 | 0
IL Fac. Spec. - NOX Rate Summer v3.1, Unit 283 and retrofits | 560 | 7305 | Rate Constraint in lbs/MMBtu | FALSE | L | Annual | Allowances Withdrawn (n:1) | Thousand Tons | 0 | 0 | 0 | 0 | 0 | 0 | 0
IL Fac. Spec. - NOX Rate Summer v3.1, Unit 283 and retrofits | 560 | 7305 | Rate Constraint in lbs/MMBtu | FALSE | L | Annual | Net Emissions Allowance Position | Thousand Tons | 0.0021824 | 0.0023834 | 0.00046372 | 0 | 0 | 0 | 0
IL Fac. Spec. - NOX Rate Summer v3.1, Unit 283 and retrofits | 560 | 7305 | Rate Constraint in lbs/MMBtu | FALSE | L | Annual | Fuel Consumed | TBtu | 0.11602 | 0.12671 | 0.024653 | 0 | 0 | 0 | 0
IL Fac. Spec. - NOX Rate Summer v3.1, Unit 283 and retrofits | 560 | 7305 | Rate Constraint in lbs/MMBtu | FALSE | L | Annual | Rate | lb/MMBtu | 0.03762 | 0.03762 | 0.03762 | 0 | 0 | 0 | 0
IL Fac. Spec. - NOX Rate Summer v3.1, Unit 283 and retrofits | 560 | 7305 | Rate Constraint in lbs/MMBtu | FALSE | L | Annual | Generation | TWh | 0.010212 | 0.011153 | 0.00217 | 0 | 0 | 0 | 0
IL Fac. Spec. - NOX Rate Summer v3.1, Unit 283 and retrofits | 560 | 7305 | Rate Constraint in lbs/MMBtu | FALSE | L | Annual | Qualifying Generation | TWh | 0.010212 | 0.011153 | 0.00217 | 0 | 0 | 0 | 0
IL Fac. Spec. - NOX Rate Summer v3.1, Unit 283 and retrofits | 560 | 7305 | Rate Constraint in lbs/MMBtu | FALSE | L | Annual | Rate | lb/MWh | 0.4274 | 0.4274 | 0.4274 | 0 | 0 | 0 | 0
IL Fac. Spec. - NOX Rate Summer v3.1, Unit 283 and retrofits | 560 | 7305 | Rate Constraint in lbs/MMBtu | FALSE | L | Annual | Constraint Shadow Price | US2022$/Ton | 0 | 0 | 0 | 0 | 0 | 0 | 0
IL Fac. Spec. - NOX Rate Summer v3.1, Unit 284 and retrofits | 561 | 7305 | Rate Constraint in lbs/MMBtu | FALSE | L | Annual | Seasons Included | Seasons | Summer | Summer | Summer | Summer | Summer | Summer | Summer
IL Fac. Spec. - NOX Rate Summer v3.1, Unit 284 and retrofits | 561 | 7305 | Rate Constraint in lbs/MMBtu | FALSE | L | Annual | Standard NOX | lb/MMBtu | 0.25 | 0.25 | 0.25 | 0.25 | 0.25 | 0.25 | 0.25
IL Fac. Spec. - NOX Rate Summer v3.1, Unit 284 and retrofits | 561 | 7305 | Rate Constraint in lbs/MMBtu | FALSE | L | Annual | Emissions at Affected Plants NOX | Thousand Tons | 0.00019223 | 0.00019223 | 0 | 0 | 0 | 0 | 0
IL Fac. Spec. - NOX Rate Summer v3.1, Unit 284 and retrofits | 561 | 7305 | Rate Constraint in lbs/MMBtu | FALSE | L | Annual | Allowances Purchased NOX | Thousand Tons | 0 | 0 | 0 | 0 | 0 | 0 | 0
IL Fac. Spec. - NOX Rate Summer v3.1, Unit 284 and retrofits | 561 | 7305 | Rate Constraint in lbs/MMBtu | FALSE | L | Annual | Allowances Sold NOX | Thousand Tons | 0 | 0 | 0 | 0 | 0 | 0 | 0
IL Fac. Spec. - NOX Rate Summer v3.1, Unit 284 and retrofits | 561 | 7305 | Rate Constraint in lbs/MMBtu | FALSE | L | Annual | Allowances Banked | Thousand Tons | 0 | 0 | 0 | 0 | 0 | 0 | 0
IL Fac. Spec. - NOX Rate Summer v3.1, Unit 284 and retrofits | 561 | 7305 | Rate Constraint in lbs/MMBtu | FALSE | L | Annual | Allowances Withdrawn (1:1) | Thousand Tons | 0 | 0 | 0 | 0 | 0 | 0 | 0
IL Fac. Spec. - NOX Rate Summer v3.1, Unit 284 and retrofits | 561 | 7305 | Rate Constraint in lbs/MMBtu | FALSE | L | Annual | Allowances Withdrawn (n:1) | Thousand Tons | 0 | 0 | 0 | 0 | 0 | 0 | 0
IL Fac. Spec. - NOX Rate Summer v3.1, Unit 284 and retrofits | 561 | 7305 | Rate Constraint in lbs/MMBtu | FALSE | L | Annual | Net Emissions Allowance Position | Thousand Tons | 0.00019223 | 0.00019223 | 0 | 0 | 0 | 0 | 0
IL Fac. Spec. - NOX Rate Summer v3.1, Unit 284 and retrofits | 561 | 7305 | Rate Constraint in lbs/MMBtu | FALSE | L | Annual | Fuel Consumed | TBtu | 0.012556 | 0.012556 | 0 | 0 | 0 | 0 | 0
IL Fac. Spec. - NOX Rate Summer v3.1, Unit 284 and retrofits | 561 | 7305 | Rate Constraint in lbs/MMBtu | FALSE | L | Annual | Rate | lb/MMBtu | 0.03062 | 0.03062 | 0 | 0 | 0 | 0 | 0
IL Fac. Spec. - NOX Rate Summer v3.1, Unit 284 and retrofits | 561 | 7305 | Rate Constraint in lbs/MMBtu | FALSE | L | Annual | Generation | TWh | 0.0009887 | 0.0009887 | 0 | 0 | 0 | 0 | 0
IL Fac. Spec. - NOX Rate Summer v3.1, Unit 284 and retrofits | 561 | 7305 | Rate Constraint in lbs/MMBtu | FALSE | L | Annual | Qualifying Generation | TWh | 0.0009887 | 0.0009887 | 0 | 0 | 0 | 0 | 0
IL Fac. Spec. - NOX Rate Summer v3.1, Unit 284 and retrofits | 561 | 7305 | Rate Constraint in lbs/MMBtu | FALSE | L | Annual | Rate | lb/MWh | 0.38884 | 0.38884 | 0 | 0 | 0 | 0 | 0
IL Fac. Spec. - NOX Rate Summer v3.1, Unit 284 and retrofits | 561 | 7305 | Rate Constraint in lbs/MMBtu | FALSE | L | Annual | Constraint Shadow Price | US2022$/Ton | 0 | 0 | 0 | 0 | 0 | 0 | 0
IL Fac. Spec. - NOX Rate Summer v3.1, Unit 285 and retrofits | 562 | 7305 | Rate Constraint in lbs/MMBtu | FALSE | L | Annual | Seasons Included | Seasons | Summer | Summer | Summer | Summer | Summer | Summer | Summer
IL Fac. Spec. - NOX Rate Summer v3.1, Unit 285 and retrofits | 562 | 7305 | Rate Constraint in lbs/MMBtu | FALSE | L | Annual | Standard NOX | lb/MMBtu | 0.25 | 0.25 | 0.25 | 0.25 | 0.25 | 0.25 | 0.25
IL Fac. Spec. - NOX Rate Summer v3.1, Unit 285 and retrofits | 562 | 7305 | Rate Constraint in lbs/MMBtu | FALSE | L | Annual | Emissions at Affected Plants NOX | Thousand Tons | 0.00019172 | 0.00019172 | 0 | 0 | 0 | 0 | 0
IL Fac. Spec. - NOX Rate Summer v3.1, Unit 285 and retrofits | 562 | 7305 | Rate Constraint in lbs/MMBtu | FALSE | L | Annual | Allowances Purchased NOX | Thousand Tons | 0 | 0 | 0 | 0 | 0 | 0 | 0
IL Fac. Spec. - NOX Rate Summer v3.1, Unit 285 and retrofits | 562 | 7305 | Rate Constraint in lbs/MMBtu | FALSE | L | Annual | Allowances Sold NOX | Thousand Tons | 0 | 0 | 0 | 0 | 0 | 0 | 0
IL Fac. Spec. - NOX Rate Summer v3.1, Unit 285 and retrofits | 562 | 7305 | Rate Constraint in lbs/MMBtu | FALSE | L | Annual | Allowances Banked | Thousand Tons | 0 | 0 | 0 | 0 | 0 | 0 | 0
IL Fac. Spec. - NOX Rate Summer v3.1, Unit 285 and retrofits | 562 | 7305 | Rate Constraint in lbs/MMBtu | FALSE | L | Annual | Allowances Withdrawn (1:1) | Thousand Tons | 0 | 0 | 0 | 0 | 0 | 0 | 0
IL Fac. Spec. - NOX Rate Summer v3.1, Unit 285 and retrofits | 562 | 7305 | Rate Constraint in lbs/MMBtu | FALSE | L | Annual | Allowances Withdrawn (n:1) | Thousand Tons | 0 | 0 | 0 | 0 | 0 | 0 | 0
IL Fac. Spec. - NOX Rate Summer v3.1, Unit 285 and retrofits | 562 | 7305 | Rate Constraint in lbs/MMBtu | FALSE | L | Annual | Net Emissions Allowance Position | Thousand Tons | 0.00019172 | 0.00019172 | 0 | 0 | 0 | 0 | 0
IL Fac. Spec. - NOX Rate Summer v3.1, Unit 285 and retrofits | 562 | 7305 | Rate Constraint in lbs/MMBtu | FALSE | L | Annual | Fuel Consumed | TBtu | 0.012556 | 0.012556 | 0 | 0 | 0 | 0 | 0
IL Fac. Spec. - NOX Rate Summer v3.1, Unit 285 and retrofits | 562 | 7305 | Rate Constraint in lbs/MMBtu | FALSE | L | Annual | Rate | lb/MMBtu | 0.03054 | 0.03054 | 0 | 0 | 0 | 0 | 0
IL Fac. Spec. - NOX Rate Summer v3.1, Unit 285 and retrofits | 562 | 7305 | Rate Constraint in lbs/MMBtu | FALSE | L | Annual | Generation | TWh | 0.0009887 | 0.0009887 | 0 | 0 | 0 | 0 | 0
IL Fac. Spec. - NOX Rate Summer v3.1, Unit 285 and retrofits | 562 | 7305 | Rate Constraint in lbs/MMBtu | FALSE | L | Annual | Qualifying Generation | TWh | 0.0009887 | 0.0009887 | 0 | 0 | 0 | 0 | 0
IL Fac. Spec. - NOX Rate Summer v3.1, Unit 285 and retrofits | 562 | 7305 | Rate Constraint in lbs/MMBtu | FALSE | L | Annual | Rate | lb/MWh | 0.38783 | 0.38783 | 0 | 0 | 0 | 0 | 0
IL Fac. Spec. - NOX Rate Summer v3.1, Unit 285 and retrofits | 562 | 7305 | Rate Constraint in lbs/MMBtu | FALSE | L | Annual | Constraint Shadow Price | US2022$/Ton | 0 | 0 | 0 | 0 | 0 | 0 | 0
IL Fac. Spec. - NOX Rate Summer v3.1, Unit 286 and retrofits | 563 | 7305 | Rate Constraint in lbs/MMBtu | FALSE | L | Annual | Seasons Included | Seasons | Summer | Summer | Summer | Summer | Summer | Summer | Summer
IL Fac. Spec. - NOX Rate Summer v3.1, Unit 286 and retrofits | 563 | 7305 | Rate Constraint in lbs/MMBtu | FALSE | L | Annual | Standard NOX | lb/MMBtu | 0.25 | 0.25 | 0.25 | 0.25 | 0.25 | 0.25 | 0.25
IL Fac. Spec. - NOX Rate Summer v3.1, Unit 286 and retrofits | 563 | 7305 | Rate Constraint in lbs/MMBtu | FALSE | L | Annual | Emissions at Affected Plants NOX | Thousand Tons | 0.00020327 | 0.00020327 | 0 | 0 | 0 | 0 | 0
IL Fac. Spec. - NOX Rate Summer v3.1, Unit 286 and retrofits | 563 | 7305 | Rate Constraint in lbs/MMBtu | FALSE | L | Annual | Allowances Purchased NOX | Thousand Tons | 0 | 0 | 0 | 0 | 0 | 0 | 0
IL Fac. Spec. - NOX Rate Summer v3.1, Unit 286 and retrofits | 563 | 7305 | Rate Constraint in lbs/MMBtu | FALSE | L | Annual | Allowances Sold NOX | Thousand Tons | 0 | 0 | 0 | 0 | 0 | 0 | 0
IL Fac. Spec. - NOX Rate Summer v3.1, Unit 286 and retrofits | 563 | 7305 | Rate Constraint in lbs/MMBtu | FALSE | L | Annual | Allowances Banked | Thousand Tons | 0 | 0 | 0 | 0 | 0 | 0 | 0
IL Fac. Spec. - NOX Rate Summer v3.1, Unit 286 and retrofits | 563 | 7305 | Rate Constraint in lbs/MMBtu | FALSE | L | Annual | Allowances Withdrawn (1:1) | Thousand Tons | 0 | 0 | 0 | 0 | 0 | 0 | 0
IL Fac. Spec. - NOX Rate Summer v3.1, Unit 286 and retrofits | 563 | 7305 | Rate Constraint in lbs/MMBtu | FALSE | L | Annual | Allowances Withdrawn (n:1) | Thousand Tons | 0 | 0 | 0 | 0 | 0 | 0 | 0
IL Fac. Spec. - NOX Rate Summer v3.1, Unit 286 and retrofits | 563 | 7305 | Rate Constraint in lbs/MMBtu | FALSE | L | Annual | Net Emissions Allowance Position | Thousand Tons | 0.00020327 | 0.00020327 | 0 | 0 | 0 | 0 | 0
IL Fac. Spec. - NOX Rate Summer v3.1, Unit 286 and retrofits | 563 | 7305 | Rate Constraint in lbs/MMBtu | FALSE | L | Annual | Fuel Consumed | TBtu | 0.012556 | 0.012556 | 0 | 0 | 0 | 0 | 0
IL Fac. Spec. - NOX Rate Summer v3.1, Unit 286 and retrofits | 563 | 7305 | Rate Constraint in lbs/MMBtu | FALSE | L | Annual | Rate | lb/MMBtu | 0.03238 | 0.03238 | 0 | 0 | 0 | 0 | 0
IL Fac. Spec. - NOX Rate Summer v3.1, Unit 286 and retrofits | 563 | 7305 | Rate Constraint in lbs/MMBtu | FALSE | L | Annual | Generation | TWh | 0.0009887 | 0.0009887 | 0 | 0 | 0 | 0 | 0
IL Fac. Spec. - NOX Rate Summer v3.1, Unit 286 and retrofits | 563 | 7305 | Rate Constraint in lbs/MMBtu | FALSE | L | Annual | Qualifying Generation | TWh | 0.0009887 | 0.0009887 | 0 | 0 | 0 | 0 | 0
IL Fac. Spec. - NOX Rate Summer v3.1, Unit 286 and retrofits | 563 | 7305 | Rate Constraint in lbs/MMBtu | FALSE | L | Annual | Rate | lb/MWh | 0.41119 | 0.41119 | 0 | 0 | 0 | 0 | 0
IL Fac. Spec. - NOX Rate Summer v3.1, Unit 286 and retrofits | 563 | 7305 | Rate Constraint in lbs/MMBtu | FALSE | L | Annual | Constraint Shadow Price | US2022$/Ton | 0 | 0 | 0 | 0 | 0 | 0 | 0
IL Fac. Spec. - NOX Rate Summer v3.1, Unit 287 and retrofits | 564 | 7305 | Rate Constraint in lbs/MMBtu | FALSE | L | Annual | Seasons Included | Seasons | Summer | Summer | Summer | Summer | Summer | Summer | Summer
IL Fac. Spec. - NOX Rate Summer v3.1, Unit 287 and retrofits | 564 | 7305 | Rate Constraint in lbs/MMBtu | FALSE | L | Annual | Standard NOX | lb/MMBtu | 0.25 | 0.25 | 0.25 | 0.25 | 0.25 | 0.25 | 0.25
IL Fac. Spec. - NOX Rate Summer v3.1, Unit 287 and retrofits | 564 | 7305 | Rate Constraint in lbs/MMBtu | FALSE | L | Annual | Emissions at Affected Plants NOX | Thousand Tons | 0.00020445 | 0.00020445 | 0 | 0 | 0 | 0 | 0
IL Fac. Spec. - NOX Rate Summer v3.1, Unit 287 and retrofits | 564 | 7305 | Rate Constraint in lbs/MMBtu | FALSE | L | Annual | Allowances Purchased NOX | Thousand Tons | 0 | 0 | 0 | 0 | 0 | 0 | 0
IL Fac. Spec. - NOX Rate Summer v3.1, Unit 287 and retrofits | 564 | 7305 | Rate Constraint in lbs/MMBtu | FALSE | L | Annual | Allowances Sold NOX | Thousand Tons | 0 | 0 | 0 | 0 | 0 | 0 | 0
IL Fac. Spec. - NOX Rate Summer v3.1, Unit 287 and retrofits | 564 | 7305 | Rate Constraint in lbs/MMBtu | FALSE | L | Annual | Allowances Banked | Thousand Tons | 0 | 0 | 0 | 0 | 0 | 0 | 0
IL Fac. Spec. - NOX Rate Summer v3.1, Unit 287 and retrofits | 564 | 7305 | Rate Constraint in lbs/MMBtu | FALSE | L | Annual | Allowances Withdrawn (1:1) | Thousand Tons | 0 | 0 | 0 | 0 | 0 | 0 | 0
IL Fac. Spec. - NOX Rate Summer v3.1, Unit 287 and retrofits | 564 | 7305 | Rate Constraint in lbs/MMBtu | FALSE | L | Annual | Allowances Withdrawn (n:1) | Thousand Tons | 0 | 0 | 0 | 0 | 0 | 0 | 0
IL Fac. Spec. - NOX Rate Summer v3.1, Unit 287 and retrofits | 564 | 7305 | Rate Constraint in lbs/MMBtu | FALSE | L | Annual | Net Emissions Allowance Position | Thousand Tons | 0.00020445 | 0.00020445 | 0 | 0 | 0 | 0 | 0
IL Fac. Spec. - NOX Rate Summer v3.1, Unit 287 and retrofits | 564 | 7305 | Rate Constraint in lbs/MMBtu | FALSE | L | Annual | Fuel Consumed | TBtu | 0.012436 | 0.012436 | 0 | 0 | 0 | 0 | 0
IL Fac. Spec. - NOX Rate Summer v3.1, Unit 287 and retrofits | 564 | 7305 | Rate Constraint in lbs/MMBtu | FALSE | L | Annual | Rate | lb/MMBtu | 0.03288 | 0.03288 | 0 | 0 | 0 | 0 | 0
IL Fac. Spec. - NOX Rate Summer v3.1, Unit 287 and retrofits | 564 | 7305 | Rate Constraint in lbs/MMBtu | FALSE | L | Annual | Generation | TWh | 0.00097939 | 0.00097939 | 0 | 0 | 0 | 0 | 0
IL Fac. Spec. - NOX Rate Summer v3.1, Unit 287 and retrofits | 564 | 7305 | Rate Constraint in lbs/MMBtu | FALSE | L | Annual | Qualifying Generation | TWh | 0.00097939 | 0.00097939 | 0 | 0 | 0 | 0 | 0
IL Fac. Spec. - NOX Rate Summer v3.1, Unit 287 and retrofits | 564 | 7305 | Rate Constraint in lbs/MMBtu | FALSE | L | Annual | Rate | lb/MWh | 0.41751 | 0.41751 | 0 | 0 | 0 | 0 | 0
IL Fac. Spec. - NOX Rate Summer v3.1, Unit 287 and retrofits | 564 | 7305 | Rate Constraint in lbs/MMBtu | FALSE | L | Annual | Constraint Shadow Price | US2022$/Ton | 0 | 0 | 0 | 0 | 0 | 0 | 0
IL Fac. Spec. - NOX Rate Summer v3.1, Unit 288 and retrofits | 565 | 7305 | Rate Constraint in lbs/MMBtu | FALSE | L | Annual | Seasons Included | Seasons | Summer | Summer | Summer | Summer | Summer | Summer | Summer
IL Fac. Spec. - NOX Rate Summer v3.1, Unit 288 and retrofits | 565 | 7305 | Rate Constraint in lbs/MMBtu | FALSE | L | Annual | Standard NOX | lb/MMBtu | 0.25 | 0.25 | 0.25 | 0.25 | 0.25 | 0.25 | 0.25
IL Fac. Spec. - NOX Rate Summer v3.1, Unit 288 and retrofits | 565 | 7305 | Rate Constraint in lbs/MMBtu | FALSE | L | Annual | Emissions at Affected Plants NOX | Thousand Tons | 0.00016958 | 0.00016958 | 0 | 0 | 0 | 0 | 0
IL Fac. Spec. - NOX Rate Summer v3.1, Unit 288 and retrofits | 565 | 7305 | Rate Constraint in lbs/MMBtu | FALSE | L | Annual | Allowances Purchased NOX | Thousand Tons | 0 | 0 | 0 | 0 | 0 | 0 | 0
IL Fac. Spec. - NOX Rate Summer v3.1, Unit 288 and retrofits | 565 | 7305 | Rate Constraint in lbs/MMBtu | FALSE | L | Annual | Allowances Sold NOX | Thousand Tons | 0 | 0 | 0 | 0 | 0 | 0 | 0
IL Fac. Spec. - NOX Rate Summer v3.1, Unit 288 and retrofits | 565 | 7305 | Rate Constraint in lbs/MMBtu | FALSE | L | Annual | Allowances Banked | Thousand Tons | 0 | 0 | 0 | 0 | 0 | 0 | 0
IL Fac. Spec. - NOX Rate Summer v3.1, Unit 288 and retrofits | 565 | 7305 | Rate Constraint in lbs/MMBtu | FALSE | L | Annual | Allowances Withdrawn (1:1) | Thousand Tons | 0 | 0 | 0 | 0 | 0 | 0 | 0
IL Fac. Spec. - NOX Rate Summer v3.1, Unit 288 and retrofits | 565 | 7305 | Rate Constraint in lbs/MMBtu | FALSE | L | Annual | Allowances Withdrawn (n:1) | Thousand Tons | 0 | 0 | 0 | 0 | 0 | 0 | 0
IL Fac. Spec. - NOX Rate Summer v3.1, Unit 288 and retrofits | 565 | 7305 | Rate Constraint in lbs/MMBtu | FALSE | L | Annual | Net Emissions Allowance Position | Thousand Tons | 0.00016958 | 0.00016958 | 0 | 0 | 0 | 0 | 0
IL Fac. Spec. - NOX Rate Summer v3.1, Unit 288 and retrofits | 565 | 7305 | Rate Constraint in lbs/MMBtu | FALSE | L | Annual | Fuel Consumed | TBtu | 0.012585 | 0.012585 | 0 | 0 | 0 | 0 | 0
IL Fac. Spec. - NOX Rate Summer v3.1, Unit 288 and retrofits | 565 | 7305 | Rate Constraint in lbs/MMBtu | FALSE | L | Annual | Rate | lb/MMBtu | 0.02695 | 0.02695 | 0 | 0 | 0 | 0 | 0
IL Fac. Spec. - NOX Rate Summer v3.1, Unit 288 and retrofits | 565 | 7305 | Rate Constraint in lbs/MMBtu | FALSE | L | Annual | Generation | TWh | 0.00099103 | 0.00099103 | 0 | 0 | 0 | 0 | 0
IL Fac. Spec. - NOX Rate Summer v3.1, Unit 288 and retrofits | 565 | 7305 | Rate Constraint in lbs/MMBtu | FALSE | L | Annual | Qualifying Generation | TWh | 0.00099103 | 0.00099103 | 0 | 0 | 0 | 0 | 0
IL Fac. Spec. - NOX Rate Summer v3.1, Unit 288 and retrofits | 565 | 7305 | Rate Constraint in lbs/MMBtu | FALSE | L | Annual | Rate | lb/MWh | 0.34224 | 0.34224 | 0 | 0 | 0 | 0 | 0
IL Fac. Spec. - NOX Rate Summer v3.1, Unit 288 and retrofits | 565 | 7305 | Rate Constraint in lbs/MMBtu | FALSE | L | Annual | Constraint Shadow Price | US2022$/Ton | 0 | 0 | 0 | 0 | 0 | 0 | 0
IL Fac. Spec. - NOX Rate Summer v3.1, Unit 289 and retrofits | 566 | 7305 | Rate Constraint in lbs/MMBtu | FALSE | L | Annual | Seasons Included | Seasons | Summer | Summer | Summer | Summer | Summer | Summer | Summer
IL Fac. Spec. - NOX Rate Summer v3.1, Unit 289 and retrofits | 566 | 7305 | Rate Constraint in lbs/MMBtu | FALSE | L | Annual | Standard NOX | lb/MMBtu | 0.25 | 0.25 | 0.25 | 0.25 | 0.25 | 0.25 | 0.25
IL Fac. Spec. - NOX Rate Summer v3.1, Unit 289 and retrofits | 566 | 7305 | Rate Constraint in lbs/MMBtu | FALSE | L | Annual | Emissions at Affected Plants NOX | Thousand Tons | 0.00017223 | 0.00017223 | 0 | 0 | 0 | 0 | 0
IL Fac. Spec. - NOX Rate Summer v3.1, Unit 289 and retrofits | 566 | 7305 | Rate Constraint in lbs/MMBtu | FALSE | L | Annual | Allowances Purchased NOX | Thousand Tons | 0 | 0 | 0 | 0 | 0 | 0 | 0
IL Fac. Spec. - NOX Rate Summer v3.1, Unit 289 and retrofits | 566 | 7305 | Rate Constraint in lbs/MMBtu | FALSE | L | Annual | Allowances Sold NOX | Thousand Tons | 0 | 0 | 0 | 0 | 0 | 0 | 0
IL Fac. Spec. - NOX Rate Summer v3.1, Unit 289 and retrofits | 566 | 7305 | Rate Constraint in lbs/MMBtu | FALSE | L | Annual | Allowances Banked | Thousand Tons | 0 | 0 | 0 | 0 | 0 | 0 | 0
IL Fac. Spec. - NOX Rate Summer v3.1, Unit 289 and retrofits | 566 | 7305 | Rate Constraint in lbs/MMBtu | FALSE | L | Annual | Allowances Withdrawn (1:1) | Thousand Tons | 0 | 0 | 0 | 0 | 0 | 0 | 0
IL Fac. Spec. - NOX Rate Summer v3.1, Unit 289 and retrofits | 566 | 7305 | Rate Constraint in lbs/MMBtu | FALSE | L | Annual | Allowances Withdrawn (n:1) | Thousand Tons | 0 | 0 | 0 | 0 | 0 | 0 | 0
IL Fac. Spec. - NOX Rate Summer v3.1, Unit 289 and retrofits | 566 | 7305 | Rate Constraint in lbs/MMBtu | FALSE | L | Annual | Net Emissions Allowance Position | Thousand Tons | 0.00017223 | 0.00017223 | 0 | 0 | 0 | 0 | 0
IL Fac. Spec. - NOX Rate Summer v3.1, Unit 289 and retrofits | 566 | 7305 | Rate Constraint in lbs/MMBtu | FALSE | L | Annual | Fuel Consumed | TBtu | 0.012585 | 0.012585 | 0 | 0 | 0 | 0 | 0
IL Fac. Spec. - NOX Rate Summer v3.1, Unit 289 and retrofits | 566 | 7305 | Rate Constraint in lbs/MMBtu | FALSE | L | Annual | Rate | lb/MMBtu | 0.02737 | 0.02737 | 0 | 0 | 0 | 0 | 0
IL Fac. Spec. - NOX Rate Summer v3.1, Unit 289 and retrofits | 566 | 7305 | Rate Constraint in lbs/MMBtu | FALSE | L | Annual | Generation | TWh | 0.00099103 | 0.00099103 | 0 | 0 | 0 | 0 | 0
IL Fac. Spec. - NOX Rate Summer v3.1, Unit 289 and retrofits | 566 | 7305 | Rate Constraint in lbs/MMBtu | FALSE | L | Annual | Qualifying Generation | TWh | 0.00099103 | 0.00099103 | 0 | 0 | 0 | 0 | 0
IL Fac. Spec. - NOX Rate Summer v3.1, Unit 289 and retrofits | 566 | 7305 | Rate Constraint in lbs/MMBtu | FALSE | L | Annual | Rate | lb/MWh | 0.34757 | 0.34757 | 0 | 0 | 0 | 0 | 0
IL Fac. Spec. - NOX Rate Summer v3.1, Unit 289 and retrofits | 566 | 7305 | Rate Constraint in lbs/MMBtu | FALSE | L | Annual | Constraint Shadow Price | US2022$/Ton | 0 | 0 | 0 | 0 | 0 | 0 | 0
IL Fac. Spec. - NOX Rate Summer v3.1, Unit 290 and retrofits | 567 | 7305 | Rate Constraint in lbs/MMBtu | FALSE | L | Annual | Seasons Included | Seasons | Summer | Summer | Summer | Summer | Summer | Summer | Summer
IL Fac. Spec. - NOX Rate Summer v3.1, Unit 290 and retrofits | 567 | 7305 | Rate Constraint in lbs/MMBtu | FALSE | L | Annual | Standard NOX | lb/MMBtu | 0.25 | 0.25 | 0.25 | 0.25 | 0.25 | 0.25 | 0.25
IL Fac. Spec. - NOX Rate Summer v3.1, Unit 290 and retrofits | 567 | 7305 | Rate Constraint in lbs/MMBtu | FALSE | L | Annual | Emissions at Affected Plants NOX | Thousand Tons | 0.00019292 | 0.00019292 | 0 | 0 | 0 | 0 | 0
IL Fac. Spec. - NOX Rate Summer v3.1, Unit 290 and retrofits | 567 | 7305 | Rate Constraint in lbs/MMBtu | FALSE | L | Annual | Allowances Purchased NOX | Thousand Tons | 0 | 0 | 0 | 0 | 0 | 0 | 0
IL Fac. Spec. - NOX Rate Summer v3.1, Unit 290 and retrofits | 567 | 7305 | Rate Constraint in lbs/MMBtu | FALSE | L | Annual | Allowances Sold NOX | Thousand Tons | 0 | 0 | 0 | 0 | 0 | 0 | 0
IL Fac. Spec. - NOX Rate Summer v3.1, Unit 290 and retrofits | 567 | 7305 | Rate Constraint in lbs/MMBtu | FALSE | L | Annual | Allowances Banked | Thousand Tons | 0 | 0 | 0 | 0 | 0 | 0 | 0
IL Fac. Spec. - NOX Rate Summer v3.1, Unit 290 and retrofits | 567 | 7305 | Rate Constraint in lbs/MMBtu | FALSE | L | Annual | Allowances Withdrawn (1:1) | Thousand Tons | 0 | 0 | 0 | 0 | 0 | 0 | 0
IL Fac. Spec. - NOX Rate Summer v3.1, Unit 290 and retrofits | 567 | 7305 | Rate Constraint in lbs/MMBtu | FALSE | L | Annual | Allowances Withdrawn (n:1) | Thousand Tons | 0 | 0 | 0 | 0 | 0 | 0 | 0
IL Fac. Spec. - NOX Rate Summer v3.1, Unit 290 and retrofits | 567 | 7305 | Rate Constraint in lbs/MMBtu | FALSE | L | Annual | Net Emissions Allowance Position | Thousand Tons | 0.00019292 | 0.00019292 | 0 | 0 | 0 | 0 | 0
IL Fac. Spec. - NOX Rate Summer v3.1, Unit 290 and retrofits | 567 | 7305 | Rate Constraint in lbs/MMBtu | FALSE | L | Annual | Fuel Consumed | TBtu | 0.012407 | 0.012407 | 0 | 0 | 0 | 0 | 0
IL Fac. Spec. - NOX Rate Summer v3.1, Unit 290 and retrofits | 567 | 7305 | Rate Constraint in lbs/MMBtu | FALSE | L | Annual | Rate | lb/MMBtu | 0.0311 | 0.0311 | 0 | 0 | 0 | 0 | 0
IL Fac. Spec. - NOX Rate Summer v3.1, Unit 290 and retrofits | 567 | 7305 | Rate Constraint in lbs/MMBtu | FALSE | L | Annual | Generation | TWh | 0.00097706 | 0.00097706 | 0 | 0 | 0 | 0 | 0
IL Fac. Spec. - NOX Rate Summer v3.1, Unit 290 and retrofits | 567 | 7305 | Rate Constraint in lbs/MMBtu | FALSE | L | Annual | Qualifying Generation | TWh | 0.00097706 | 0.00097706 | 0 | 0 | 0 | 0 | 0
IL Fac. Spec. - NOX Rate Summer v3.1, Unit 290 and retrofits | 567 | 7305 | Rate Constraint in lbs/MMBtu | FALSE | L | Annual | Rate | lb/MWh | 0.39491 | 0.39491 | 0 | 0 | 0 | 0 | 0
IL Fac. Spec. - NOX Rate Summer v3.1, Unit 290 and retrofits | 567 | 7305 | Rate Constraint in lbs/MMBtu | FALSE | L | Annual | Constraint Shadow Price | US2022$/Ton | 0 | 0 | 0 | 0 | 0 | 0 | 0
IL Fac. Spec. - NOX Rate Summer v3.1, Unit 291 and retrofits | 568 | 7305 | Rate Constraint in lbs/MMBtu | FALSE | L | Annual | Seasons Included | Seasons | Summer | Summer | Summer | Summer | Summer | Summer | Summer
IL Fac. Spec. - NOX Rate Summer v3.1, Unit 291 and retrofits | 568 | 7305 | Rate Constraint in lbs/MMBtu | FALSE | L | Annual | Standard NOX | lb/MMBtu | 0.25 | 0.25 | 0.25 | 0.25 | 0.25 | 0.25 | 0.25
IL Fac. Spec. - NOX Rate Summer v3.1, Unit 291 and retrofits | 568 | 7305 | Rate Constraint in lbs/MMBtu | FALSE | L | Annual | Emissions at Affected Plants NOX | Thousand Tons | 0.00018436 | 0.00018436 | 0 | 0 | 0 | 0 | 0
IL Fac. Spec. - NOX Rate Summer v3.1, Unit 291 and retrofits | 568 | 7305 | Rate Constraint in lbs/MMBtu | FALSE | L | Annual | Allowances Purchased NOX | Thousand Tons | 0 | 0 | 0 | 0 | 0 | 0 | 0
IL Fac. Spec. - NOX Rate Summer v3.1, Unit 291 and retrofits | 568 | 7305 | Rate Constraint in lbs/MMBtu | FALSE | L | Annual | Allowances Sold NOX | Thousand Tons | 0 | 0 | 0 | 0 | 0 | 0 | 0
IL Fac. Spec. - NOX Rate Summer v3.1, Unit 291 and retrofits | 568 | 7305 | Rate Constraint in lbs/MMBtu | FALSE | L | Annual | Allowances Banked | Thousand Tons | 0 | 0 | 0 | 0 | 0 | 0 | 0
IL Fac. Spec. - NOX Rate Summer v3.1, Unit 291 and retrofits | 568 | 7305 | Rate Constraint in lbs/MMBtu | FALSE | L | Annual | Allowances Withdrawn (1:1) | Thousand Tons | 0 | 0 | 0 | 0 | 0 | 0 | 0
IL Fac. Spec. - NOX Rate Summer v3.1, Unit 291 and retrofits | 568 | 7305 | Rate Constraint in lbs/MMBtu | FALSE | L | Annual | Allowances Withdrawn (n:1) | Thousand Tons | 0 | 0 | 0 | 0 | 0 | 0 | 0
IL Fac. Spec. - NOX Rate Summer v3.1, Unit 291 and retrofits | 568 | 7305 | Rate Constraint in lbs/MMBtu | FALSE | L | Annual | Net Emissions Allowance Position | Thousand Tons | 0.00018436 | 0.00018436 | 0 | 0 | 0 | 0 | 0
IL Fac. Spec. - NOX Rate Summer v3.1, Unit 291 and retrofits | 568 | 7305 | Rate Constraint in lbs/MMBtu | FALSE | L | Annual | Fuel Consumed | TBtu | 0.012407 | 0.012407 | 0 | 0 | 0 | 0 | 0
IL Fac. Spec. - NOX Rate Summer v3.1, Unit 291 and retrofits | 568 | 7305 | Rate Constraint in lbs/MMBtu | FALSE | L | Annual | Rate | lb/MMBtu | 0.02972 | 0.02972 | 0 | 0 | 0 | 0 | 0
IL Fac. Spec. - NOX Rate Summer v3.1, Unit 291 and retrofits | 568 | 7305 | Rate Constraint in lbs/MMBtu | FALSE | L | Annual | Generation | TWh | 0.00097706 | 0.00097706 | 0 | 0 | 0 | 0 | 0
IL Fac. Spec. - NOX Rate Summer v3.1, Unit 291 and retrofits | 568 | 7305 | Rate Constraint in lbs/MMBtu | FALSE | L | Annual | Qualifying Generation | TWh | 0.00097706 | 0.00097706 | 0 | 0 | 0 | 0 | 0
IL Fac. Spec. - NOX Rate Summer v3.1, Unit 291 and retrofits | 568 | 7305 | Rate Constraint in lbs/MMBtu | FALSE | L | Annual | Rate | lb/MWh | 0.37738 | 0.37738 | 0 | 0 | 0 | 0 | 0
IL Fac. Spec. - NOX Rate Summer v3.1, Unit 291 and retrofits | 568 | 7305 | Rate Constraint in lbs/MMBtu | FALSE | L | Annual | Constraint Shadow Price | US2022$/Ton | 0 | 0 | 0 | 0 | 0 | 0 | 0
IL Fac. Spec. - NOX Rate Summer v3.1, Unit 292 and retrofits | 569 | 7305 | Rate Constraint in lbs/MMBtu | FALSE | L | Annual | Seasons Included | Seasons | Summer | Summer | Summer | Summer | Summer | Summer | Summer
IL Fac. Spec. - NOX Rate Summer v3.1, Unit 292 and retrofits | 569 | 7305 | Rate Constraint in lbs/MMBtu | FALSE | L | Annual | Standard NOX | lb/MMBtu | 0.25 | 0.25 | 0.25 | 0.25 | 0.25 | 0.25 | 0.25
IL Fac. Spec. - NOX Rate Summer v3.1, Unit 292 and retrofits | 569 | 7305 | Rate Constraint in lbs/MMBtu | FALSE | L | Annual | Emissions at Affected Plants NOX | Thousand Tons | 0.0043102 | 0.004537 | 0 | 0 | 0 | 0 | 0
IL Fac. Spec. - NOX Rate Summer v3.1, Unit 292 and retrofits | 569 | 7305 | Rate Constraint in lbs/MMBtu | FALSE | L | Annual | Allowances Purchased NOX | Thousand Tons | 0 | 0 | 0 | 0 | 0 | 0 | 0
IL Fac. Spec. - NOX Rate Summer v3.1, Unit 292 and retrofits | 569 | 7305 | Rate Constraint in lbs/MMBtu | FALSE | L | Annual | Allowances Sold NOX | Thousand Tons | 0 | 0 | 0 | 0 | 0 | 0 | 0
IL Fac. Spec. - NOX Rate Summer v3.1, Unit 292 and retrofits | 569 | 7305 | Rate Constraint in lbs/MMBtu | FALSE | L | Annual | Allowances Banked | Thousand Tons | 0 | 0 | 0 | 0 | 0 | 0 | 0
IL Fac. Spec. - NOX Rate Summer v3.1, Unit 292 and retrofits | 569 | 7305 | Rate Constraint in lbs/MMBtu | FALSE | L | Annual | Allowances Withdrawn (1:1) | Thousand Tons | 0 | 0 | 0 | 0 | 0 | 0 | 0
IL Fac. Spec. - NOX Rate Summer v3.1, Unit 292 and retrofits | 569 | 7305 | Rate Constraint in lbs/MMBtu | FALSE | L | Annual | Allowances Withdrawn (n:1) | Thousand Tons | 0 | 0 | 0 | 0 | 0 | 0 | 0
IL Fac. Spec. - NOX Rate Summer v3.1, Unit 292 and retrofits | 569 | 7305 | Rate Constraint in lbs/MMBtu | FALSE | L | Annual | Net Emissions Allowance Position | Thousand Tons | 0.0043102 | 0.004537 | 0 | 0 | 0 | 0 | 0
IL Fac. Spec. - NOX Rate Summer v3.1, Unit 292 and retrofits | 569 | 7305 | Rate Constraint in lbs/MMBtu | FALSE | L | Annual | Fuel Consumed | TBtu | 0.040246 | 0.042365 | 0 | 0 | 0 | 0 | 0
IL Fac. Spec. - NOX Rate Summer v3.1, Unit 292 and retrofits | 569 | 7305 | Rate Constraint in lbs/MMBtu | FALSE | L | Annual | Rate | lb/MMBtu | 0.21419 | 0.21419 | 0 | 0 | 0 | 0 | 0
IL Fac. Spec. - NOX Rate Summer v3.1, Unit 292 and retrofits | 569 | 7305 | Rate Constraint in lbs/MMBtu | FALSE | L | Annual | Generation | TWh | 0.0034041 | 0.0035832 | 0 | 0 | 0 | 0 | 0
IL Fac. Spec. - NOX Rate Summer v3.1, Unit 292 and retrofits | 569 | 7305 | Rate Constraint in lbs/MMBtu | FALSE | L | Annual | Qualifying Generation | TWh | 0.0034041 | 0.0035832 | 0 | 0 | 0 | 0 | 0
IL Fac. Spec. - NOX Rate Summer v3.1, Unit 292 and retrofits | 569 | 7305 | Rate Constraint in lbs/MMBtu | FALSE | L | Annual | Rate | lb/MWh | 2.5324 | 2.5324 | 0 | 0 | 0 | 0 | 0
IL Fac. Spec. - NOX Rate Summer v3.1, Unit 292 and retrofits | 569 | 7305 | Rate Constraint in lbs/MMBtu | FALSE | L | Annual | Constraint Shadow Price | US2022$/Ton | 0 | 0 | 0 | 0 | 0 | 0 | 0
IL Fac. Spec. - NOX Rate Summer v3.1, Unit 293 and retrofits | 570 | 7305 | Rate Constraint in lbs/MMBtu | FALSE | L | Annual | Seasons Included | Seasons | Summer | Summer | Summer | Summer | Summer | Summer | Summer
IL Fac. Spec. - NOX Rate Summer v3.1, Unit 293 and retrofits | 570 | 7305 | Rate Constraint in lbs/MMBtu | FALSE | L | Annual | Standard NOX | lb/MMBtu | 0.25 | 0.25 | 0.25 | 0.25 | 0.25 | 0.25 | 0.25
IL Fac. Spec. - NOX Rate Summer v3.1, Unit 293 and retrofits | 570 | 7305 | Rate Constraint in lbs/MMBtu | FALSE | L | Annual | Emissions at Affected Plants NOX | Thousand Tons | 0.0034838 | 0.0036672 | 0 | 0 | 0 | 0 | 0
IL Fac. Spec. - NOX Rate Summer v3.1, Unit 293 and retrofits | 570 | 7305 | Rate Constraint in lbs/MMBtu | FALSE | L | Annual | Allowances Purchased NOX | Thousand Tons | 0 | 0 | 0 | 0 | 0 | 0 | 0
IL Fac. Spec. - NOX Rate Summer v3.1, Unit 293 and retrofits | 570 | 7305 | Rate Constraint in lbs/MMBtu | FALSE | L | Annual | Allowances Sold NOX | Thousand Tons | 0 | 0 | 0 | 0 | 0 | 0 | 0
IL Fac. Spec. - NOX Rate Summer v3.1, Unit 293 and retrofits | 570 | 7305 | Rate Constraint in lbs/MMBtu | FALSE | L | Annual | Allowances Banked | Thousand Tons | 0 | 0 | 0 | 0 | 0 | 0 | 0
IL Fac. Spec. - NOX Rate Summer v3.1, Unit 293 and retrofits | 570 | 7305 | Rate Constraint in lbs/MMBtu | FALSE | L | Annual | Allowances Withdrawn (1:1) | Thousand Tons | 0 | 0 | 0 | 0 | 0 | 0 | 0
IL Fac. Spec. - NOX Rate Summer v3.1, Unit 293 and retrofits | 570 | 7305 | Rate Constraint in lbs/MMBtu | FALSE | L | Annual | Allowances Withdrawn (n:1) | Thousand Tons | 0 | 0 | 0 | 0 | 0 | 0 | 0
IL Fac. Spec. - NOX Rate Summer v3.1, Unit 293 and retrofits | 570 | 7305 | Rate Constraint in lbs/MMBtu | FALSE | L | Annual | Net Emissions Allowance Position | Thousand Tons | 0.0034838 | 0.0036672 | 0 | 0 | 0 | 0 | 0
IL Fac. Spec. - NOX Rate Summer v3.1, Unit 293 and retrofits | 570 | 7305 | Rate Constraint in lbs/MMBtu | FALSE | L | Annual | Fuel Consumed | TBtu | 0.04025 | 0.042368 | 0 | 0 | 0 | 0 | 0
IL Fac. Spec. - NOX Rate Summer v3.1, Unit 293 and retrofits | 570 | 7305 | Rate Constraint in lbs/MMBtu | FALSE | L | Annual | Rate | lb/MMBtu | 0.17311 | 0.17311 | 0 | 0 | 0 | 0 | 0
IL Fac. Spec. - NOX Rate Summer v3.1, Unit 293 and retrofits | 570 | 7305 | Rate Constraint in lbs/MMBtu | FALSE | L | Annual | Generation | TWh | 0.0034041 | 0.0035832 | 0 | 0 | 0 | 0 | 0
IL Fac. Spec. - NOX Rate Summer v3.1, Unit 293 and retrofits | 570 | 7305 | Rate Constraint in lbs/MMBtu | FALSE | L | Annual | Qualifying Generation | TWh | 0.0034041 | 0.0035832 | 0 | 0 | 0 | 0 | 0
IL Fac. Spec. - NOX Rate Summer v3.1, Unit 293 and retrofits | 570 | 7305 | Rate Constraint in lbs/MMBtu | FALSE | L | Annual | Rate | lb/MWh | 2.0469 | 2.0469 | 0 | 0 | 0 | 0 | 0
IL Fac. Spec. - NOX Rate Summer v3.1, Unit 293 and retrofits | 570 | 7305 | Rate Constraint in lbs/MMBtu | FALSE | L | Annual | Constraint Shadow Price | US2022$/Ton | 0 | 0 | 0 | 0 | 0 | 0 | 0
IL Fac. Spec. - NOX Rate Summer v3.1, Unit 294 and retrofits | 571 | 7305 | Rate Constraint in lbs/MMBtu | FALSE | L | Annual | Seasons Included | Seasons | Summer | Summer | Summer | Summer | Summer | Summer | Summer
IL Fac. Spec. - NOX Rate Summer v3.1, Unit 294 and retrofits | 571 | 7305 | Rate Constraint in lbs/MMBtu | FALSE | L | Annual | Standard NOX | lb/MMBtu | 0.25 | 0.25 | 0.25 | 0.25 | 0.25 | 0.25 | 0.25
IL Fac. Spec. - NOX Rate Summer v3.1, Unit 294 and retrofits | 571 | 7305 | Rate Constraint in lbs/MMBtu | FALSE | L | Annual | Emissions at Affected Plants NOX | Thousand Tons | 0.0034174 | 0.0035973 | 0 | 0 | 0 | 0 | 0
IL Fac. Spec. - NOX Rate Summer v3.1, Unit 294 and retrofits | 571 | 7305 | Rate Constraint in lbs/MMBtu | FALSE | L | Annual | Allowances Purchased NOX | Thousand Tons | 0 | 0 | 0 | 0 | 0 | 0 | 0
IL Fac. Spec. - NOX Rate Summer v3.1, Unit 294 and retrofits | 571 | 7305 | Rate Constraint in lbs/MMBtu | FALSE | L | Annual | Allowances Sold NOX | Thousand Tons | 0 | 0 | 0 | 0 | 0 | 0 | 0
IL Fac. Spec. - NOX Rate Summer v3.1, Unit 294 and retrofits | 571 | 7305 | Rate Constraint in lbs/MMBtu | FALSE | L | Annual | Allowances Banked | Thousand Tons | 0 | 0 | 0 | 0 | 0 | 0 | 0
IL Fac. Spec. - NOX Rate Summer v3.1, Unit 294 and retrofits | 571 | 7305 | Rate Constraint in lbs/MMBtu | FALSE | L | Annual | Allowances Withdrawn (1:1) | Thousand Tons | 0 | 0 | 0 | 0 | 0 | 0 | 0
IL Fac. Spec. - NOX Rate Summer v3.1, Unit 294 and retrofits | 571 | 7305 | Rate Constraint in lbs/MMBtu | FALSE | L | Annual | Allowances Withdrawn (n:1) | Thousand Tons | 0 | 0 | 0 | 0 | 0 | 0 | 0
IL Fac. Spec. - NOX Rate Summer v3.1, Unit 294 and retrofits | 571 | 7305 | Rate Constraint in lbs/MMBtu | FALSE | L | Annual | Net Emissions Allowance Position | Thousand Tons | 0.0034174 | 0.0035973 | 0 | 0 | 0 | 0 | 0
IL Fac. Spec. - NOX Rate Summer v3.1, Unit 294 and retrofits | 571 | 7305 | Rate Constraint in lbs/MMBtu | FALSE | L | Annual | Fuel Consumed | TBtu | 0.04025 | 0.042368 | 0 | 0 | 0 | 0 | 0
IL Fac. Spec. - NOX Rate Summer v3.1, Unit 294 and retrofits | 571 | 7305 | Rate Constraint in lbs/MMBtu | FALSE | L | Annual | Rate | lb/MMBtu | 0.16981 | 0.16981 | 0 | 0 | 0 | 0 | 0
IL Fac. Spec. - NOX Rate Summer v3.1, Unit 294 and retrofits | 571 | 7305 | Rate Constraint in lbs/MMBtu | FALSE | L | Annual | Generation | TWh | 0.0034041 | 0.0035832 | 0 | 0 | 0 | 0 | 0
IL Fac. Spec. - NOX Rate Summer v3.1, Unit 294 and retrofits | 571 | 7305 | Rate Constraint in lbs/MMBtu | FALSE | L | Annual | Qualifying Generation | TWh | 0.0034041 | 0.0035832 | 0 | 0 | 0 | 0 | 0
IL Fac. Spec. - NOX Rate Summer v3.1, Unit 294 and retrofits | 571 | 7305 | Rate Constraint in lbs/MMBtu | FALSE | L | Annual | Rate | lb/MWh | 2.0078 | 2.0078 | 0 | 0 | 0 | 0 | 0
IL Fac. Spec. - NOX Rate Summer v3.1, Unit 294 and retrofits | 571 | 7305 | Rate Constraint in lbs/MMBtu | FALSE | L | Annual | Constraint Shadow Price | US2022$/Ton | 0 | 0 | 0 | 0 | 0 | 0 | 0
IL Fac. Spec. - NOX Rate Summer v3.1, Unit 295 and retrofits | 572 | 7305 | Rate Constraint in lbs/MMBtu | FALSE | L | Annual | Seasons Included | Seasons | Summer | Summer | Summer | Summer | Summer | Summer | Summer
IL Fac. Spec. - NOX Rate Summer v3.1, Unit 295 and retrofits | 572 | 7305 | Rate Constraint in lbs/MMBtu | FALSE | L | Annual | Standard NOX | lb/MMBtu | 0.25 | 0.25 | 0.25 | 0.25 | 0.25 | 0.25 | 0.25
IL Fac. Spec. - NOX Rate Summer v3.1, Unit 295 and retrofits | 572 | 7305 | Rate Constraint in lbs/MMBtu | FALSE | L | Annual | Emissions at Affected Plants NOX | Thousand Tons | 0.0033009 | 0.0034746 | 0 | 0 | 0 | 0 | 0
IL Fac. Spec. - NOX Rate Summer v3.1, Unit 295 and retrofits | 572 | 7305 | Rate Constraint in lbs/MMBtu | FALSE | L | Annual | Allowances Purchased NOX | Thousand Tons | 0 | 0 | 0 | 0 | 0 | 0 | 0
IL Fac. Spec. - NOX Rate Summer v3.1, Unit 295 and retrofits | 572 | 7305 | Rate Constraint in lbs/MMBtu | FALSE | L | Annual | Allowances Sold NOX | Thousand Tons | 0 | 0 | 0 | 0 | 0 | 0 | 0
IL Fac. Spec. - NOX Rate Summer v3.1, Unit 295 and retrofits | 572 | 7305 | Rate Constraint in lbs/MMBtu | FALSE | L | Annual | Allowances Banked | Thousand Tons | 0 | 0 | 0 | 0 | 0 | 0 | 0
IL Fac. Spec. - NOX Rate Summer v3.1, Unit 295 and retrofits | 572 | 7305 | Rate Constraint in lbs/MMBtu | FALSE | L | Annual | Allowances Withdrawn (1:1) | Thousand Tons | 0 | 0 | 0 | 0 | 0 | 0 | 0
IL Fac. Spec. - NOX Rate Summer v3.1, Unit 295 and retrofits | 572 | 7305 | Rate Constraint in lbs/MMBtu | FALSE | L | Annual | Allowances Withdrawn (n:1) | Thousand Tons | 0 | 0 | 0 | 0 | 0 | 0 | 0
IL Fac. Spec. - NOX Rate Summer v3.1, Unit 295 and retrofits | 572 | 7305 | Rate Constraint in lbs/MMBtu | FALSE | L | Annual | Net Emissions Allowance Position | Thousand Tons | 0.0033009 | 0.0034746 | 0 | 0 | 0 | 0 | 0
IL Fac. Spec. - NOX Rate Summer v3.1, Unit 295 and retrofits | 572 | 7305 | Rate Constraint in lbs/MMBtu | FALSE | L | Annual | Fuel Consumed | TBtu | 0.04025 | 0.042368 | 0 | 0 | 0 | 0 | 0
IL Fac. Spec. - NOX Rate Summer v3.1, Unit 295 and retrofits | 572 | 7305 | Rate Constraint in lbs/MMBtu | FALSE | L | Annual | Rate | lb/MMBtu | 0.16402 | 0.16402 | 0 | 0 | 0 | 0 | 0
IL Fac. Spec. - NOX Rate Summer v3.1, Unit 295 and retrofits | 572 | 7305 | Rate Constraint in lbs/MMBtu | FALSE | L | Annual | Generation | TWh | 0.0034041 | 0.0035832 | 0 | 0 | 0 | 0 | 0
IL Fac. Spec. - NOX Rate Summer v3.1, Unit 295 and retrofits | 572 | 7305 | Rate Constraint in lbs/MMBtu | FALSE | L | Annual | Qualifying Generation | TWh | 0.0034041 | 0.0035832 | 0 | 0 | 0 | 0 | 0
IL Fac. Spec. - NOX Rate Summer v3.1, Unit 295 and retrofits | 572 | 7305 | Rate Constraint in lbs/MMBtu | FALSE | L | Annual | Rate | lb/MWh | 1.9394 | 1.9394 | 0 | 0 | 0 | 0 | 0
IL Fac. Spec. - NOX Rate Summer v3.1, Unit 295 and retrofits | 572 | 7305 | Rate Constraint in lbs/MMBtu | FALSE | L | Annual | Constraint Shadow Price | US2022$/Ton | 0 | 0 | 0 | 0 | 0 | 0 | 0
IL Fac. Spec. - NOX Rate Summer v3.1, Unit 296 and retrofits | 573 | 7305 | Rate Constraint in lbs/MMBtu | FALSE | L | Annual | Seasons Included | Seasons | Summer | Summer | Summer | Summer | Summer | Summer | Summer
IL Fac. Spec. - NOX Rate Summer v3.1, Unit 296 and retrofits | 573 | 7305 | Rate Constraint in lbs/MMBtu | FALSE | L | Annual | Standard NOX | lb/MMBtu | 0.25 | 0.25 | 0.25 | 0.25 | 0.25 | 0.25 | 0.25
IL Fac. Spec. - NOX Rate Summer v3.1, Unit 296 and retrofits | 573 | 7305 | Rate Constraint in lbs/MMBtu | FALSE | L | Annual | Emissions at Affected Plants NOX | Thousand Tons | 0.0033363 | 0.0035119 | 0 | 0 | 0 | 0 | 0
IL Fac. Spec. - NOX Rate Summer v3.1, Unit 296 and retrofits | 573 | 7305 | Rate Constraint in lbs/MMBtu | FALSE | L | Annual | Allowances Purchased NOX | Thousand Tons | 0 | 0 | 0 | 0 | 0 | 0 | 0
IL Fac. Spec. - NOX Rate Summer v3.1, Unit 296 and retrofits | 573 | 7305 | Rate Constraint in lbs/MMBtu | FALSE | L | Annual | Allowances Sold NOX | Thousand Tons | 0 | 0 | 0 | 0 | 0 | 0 | 0
IL Fac. Spec. - NOX Rate Summer v3.1, Unit 296 and retrofits | 573 | 7305 | Rate Constraint in lbs/MMBtu | FALSE | L | Annual | Allowances Banked | Thousand Tons | 0 | 0 | 0 | 0 | 0 | 0 | 0
IL Fac. Spec. - NOX Rate Summer v3.1, Unit 296 and retrofits | 573 | 7305 | Rate Constraint in lbs/MMBtu | FALSE | L | Annual | Allowances Withdrawn (1:1) | Thousand Tons | 0 | 0 | 0 | 0 | 0 | 0 | 0
IL Fac. Spec. - NOX Rate Summer v3.1, Unit 296 and retrofits | 573 | 7305 | Rate Constraint in lbs/MMBtu | FALSE | L | Annual | Allowances Withdrawn (n:1) | Thousand Tons | 0 | 0 | 0 | 0 | 0 | 0 | 0
IL Fac. Spec. - NOX Rate Summer v3.1, Unit 296 and retrofits | 573 | 7305 | Rate Constraint in lbs/MMBtu | FALSE | L | Annual | Net Emissions Allowance Position | Thousand Tons | 0.0033363 | 0.0035119 | 0 | 0 | 0 | 0 | 0
IL Fac. Spec. - NOX Rate Summer v3.1, Unit 296 and retrofits | 573 | 7305 | Rate Constraint in lbs/MMBtu | FALSE | L | Annual | Fuel Consumed | TBtu | 0.04025 | 0.042368 | 0 | 0 | 0 | 0 | 0
IL Fac. Spec. - NOX Rate Summer v3.1, Unit 296 and retrofits | 573 | 7305 | Rate Constraint in lbs/MMBtu | FALSE | L | Annual | Rate | lb/MMBtu | 0.16578 | 0.16578 | 0 | 0 | 0 | 0 | 0
IL Fac. Spec. - NOX Rate Summer v3.1, Unit 296 and retrofits | 573 | 7305 | Rate Constraint in lbs/MMBtu | FALSE | L | Annual | Generation | TWh | 0.0034041 | 0.0035832 | 0 | 0 | 0 | 0 | 0
IL Fac. Spec. - NOX Rate Summer v3.1, Unit 296 and retrofits | 573 | 7305 | Rate Constraint in lbs/MMBtu | FALSE | L | Annual | Qualifying Generation | TWh | 0.0034041 | 0.0035832 | 0 | 0 | 0 | 0 | 0
IL Fac. Spec. - NOX Rate Summer v3.1, Unit 296 and retrofits | 573 | 7305 | Rate Constraint in lbs/MMBtu | FALSE | L | Annual | Rate | lb/MWh | 1.9602 | 1.9602 | 0 | 0 | 0 | 0 | 0
IL Fac. Spec. - NOX Rate Summer v3.1, Unit 296 and retrofits | 573 | 7305 | Rate Constraint in lbs/MMBtu | FALSE | L | Annual | Constraint Shadow Price | US2022$/Ton | 0 | 0 | 0 | 0 | 0 | 0 | 0
IL Fac. Spec. - NOX Rate Summer v3.1, Unit 297 and retrofits | 574 | 7305 | Rate Constraint in lbs/MMBtu | FALSE | L | Annual | Seasons Included | Seasons | Summer | Summer | Summer | Summer | Summer | Summer | Summer
IL Fac. Spec. - NOX Rate Summer v3.1, Unit 297 and retrofits | 574 | 7305 | Rate Constraint in lbs/MMBtu | FALSE | L | Annual | Standard NOX | lb/MMBtu | 0.25 | 0.25 | 0.25 | 0.25 | 0.25 | 0.25 | 0.25
IL Fac. Spec. - NOX Rate Summer v3.1, Unit 297 and retrofits | 574 | 7305 | Rate Constraint in lbs/MMBtu | FALSE | L | Annual | Emissions at Affected Plants NOX | Thousand Tons | 0.0042311 | 0.0044537 | 0 | 0 | 0 | 0 | 0
IL Fac. Spec. - NOX Rate Summer v3.1, Unit 297 and retrofits | 574 | 7305 | Rate Constraint in lbs/MMBtu | FALSE | L | Annual | Allowances Purchased NOX | Thousand Tons | 0 | 0 | 0 | 0 | 0 | 0 | 0
IL Fac. Spec. - NOX Rate Summer v3.1, Unit 297 and retrofits | 574 | 7305 | Rate Constraint in lbs/MMBtu | FALSE | L | Annual | Allowances Sold NOX | Thousand Tons | 0 | 0 | 0 | 0 | 0 | 0 | 0
IL Fac. Spec. - NOX Rate Summer v3.1, Unit 297 and retrofits | 574 | 7305 | Rate Constraint in lbs/MMBtu | FALSE | L | Annual | Allowances Banked | Thousand Tons | 0 | 0 | 0 | 0 | 0 | 0 | 0
IL Fac. Spec. - NOX Rate Summer v3.1, Unit 297 and retrofits | 574 | 7305 | Rate Constraint in lbs/MMBtu | FALSE | L | Annual | Allowances Withdrawn (1:1) | Thousand Tons | 0 | 0 | 0 | 0 | 0 | 0 | 0
IL Fac. Spec. - NOX Rate Summer v3.1, Unit 297 and retrofits | 574 | 7305 | Rate Constraint in lbs/MMBtu | FALSE | L | Annual | Allowances Withdrawn (n:1) | Thousand Tons | 0 | 0 | 0 | 0 | 0 | 0 | 0
IL Fac. Spec. - NOX Rate Summer v3.1, Unit 297 and retrofits | 574 | 7305 | Rate Constraint in lbs/MMBtu | FALSE | L | Annual | Net Emissions Allowance Position | Thousand Tons | 0.0042311 | 0.0044537 | 0 | 0 | 0 | 0 | 0
IL Fac. Spec. - NOX Rate Summer v3.1, Unit 297 and retrofits | 574 | 7305 | Rate Constraint in lbs/MMBtu | FALSE | L | Annual | Fuel Consumed | TBtu | 0.04025 | 0.042368 | 0 | 0 | 0 | 0 | 0
IL Fac. Spec. - NOX Rate Summer v3.1, Unit 297 and retrofits | 574 | 7305 | Rate Constraint in lbs/MMBtu | FALSE | L | Annual | Rate | lb/MMBtu | 0.21024 | 0.21024 | 0 | 0 | 0 | 0 | 0
IL Fac. Spec. - NOX Rate Summer v3.1, Unit 297 and retrofits | 574 | 7305 | Rate Constraint in lbs/MMBtu | FALSE | L | Annual | Generation | TWh | 0.0034041 | 0.0035832 | 0 | 0 | 0 | 0 | 0
IL Fac. Spec. - NOX Rate Summer v3.1, Unit 297 and retrofits | 574 | 7305 | Rate Constraint in lbs/MMBtu | FALSE | L | Annual | Qualifying Generation | TWh | 0.0034041 | 0.0035832 | 0 | 0 | 0 | 0 | 0
IL Fac. Spec. - NOX Rate Summer v3.1, Unit 297 and retrofits | 574 | 7305 | Rate Constraint in lbs/MMBtu | FALSE | L | Annual | Rate | lb/MWh | 2.4859 | 2.4859 | 0 | 0 | 0 | 0 | 0
IL Fac. Spec. - NOX Rate Summer v3.1, Unit 297 and retrofits | 574 | 7305 | Rate Constraint in lbs/MMBtu | FALSE | L | Annual | Constraint Shadow Price | US2022$/Ton | 0 | 0 | 0 | 0 | 0 | 0 | 0
IL Fac. Spec. - NOX Rate Summer v3.1, Unit 298 and retrofits | 575 | 7305 | Rate Constraint in lbs/MMBtu | FALSE | L | Annual | Seasons Included | Seasons | Summer | Summer | Summer | Summer | Summer | Summer | Summer
IL Fac. Spec. - NOX Rate Summer v3.1, Unit 298 and retrofits | 575 | 7305 | Rate Constraint in lbs/MMBtu | FALSE | L | Annual | Standard NOX | lb/MMBtu | 0.25 | 0.25 | 0.25 | 0.25 | 0.25 | 0.25 | 0.25
IL Fac. Spec. - NOX Rate Summer v3.1, Unit 298 and retrofits | 575 | 7305 | Rate Constraint in lbs/MMBtu | FALSE | L | Annual | Emissions at Affected Plants NOX | Thousand Tons | 0.00048172 | 0.0012228 | 0 | 0 | 0 | 0 | 0
IL Fac. Spec. - NOX Rate Summer v3.1, Unit 298 and retrofits | 575 | 7305 | Rate Constraint in lbs/MMBtu | FALSE | L | Annual | Allowances Purchased NOX | Thousand Tons | 0 | 0 | 0 | 0 | 0 | 0 | 0
IL Fac. Spec. - NOX Rate Summer v3.1, Unit 298 and retrofits | 575 | 7305 | Rate Constraint in lbs/MMBtu | FALSE | L | Annual | Allowances Sold NOX | Thousand Tons | 0 | 0 | 0 | 0 | 0 | 0 | 0
IL Fac. Spec. - NOX Rate Summer v3.1, Unit 298 and retrofits | 575 | 7305 | Rate Constraint in lbs/MMBtu | FALSE | L | Annual | Allowances Banked | Thousand Tons | 0 | 0 | 0 | 0 | 0 | 0 | 0
IL Fac. Spec. - NOX Rate Summer v3.1, Unit 298 and retrofits | 575 | 7305 | Rate Constraint in lbs/MMBtu | FALSE | L | Annual | Allowances Withdrawn (1:1) | Thousand Tons | 0 | 0 | 0 | 0 | 0 | 0 | 0
IL Fac. Spec. - NOX Rate Summer v3.1, Unit 298 and retrofits | 575 | 7305 | Rate Constraint in lbs/MMBtu | FALSE | L | Annual | Allowances Withdrawn (n:1) | Thousand Tons | 0 | 0 | 0 | 0 | 0 | 0 | 0
IL Fac. Spec. - NOX Rate Summer v3.1, Unit 298 and retrofits | 575 | 7305 | Rate Constraint in lbs/MMBtu | FALSE | L | Annual | Net Emissions Allowance Position | Thousand Tons | 0.00048172 | 0.0012228 | 0 | 0 | 0 | 0 | 0
IL Fac. Spec. - NOX Rate Summer v3.1, Unit 298 and retrofits | 575 | 7305 | Rate Constraint in lbs/MMBtu | FALSE | L | Annual | Fuel Consumed | TBtu | 0.016894 | 0.042884 | 0 | 0 | 0 | 0 | 0
IL Fac. Spec. - NOX Rate Summer v3.1, Unit 298 and retrofits | 575 | 7305 | Rate Constraint in lbs/MMBtu | FALSE | L | Annual | Rate | lb/MMBtu | 0.05703 | 0.05703 | 0 | 0 | 0 | 0 | 0
IL Fac. Spec. - NOX Rate Summer v3.1, Unit 298 and retrofits | 575 | 7305 | Rate Constraint in lbs/MMBtu | FALSE | L | Annual | Generation | TWh | 0.0014103 | 0.0035799 | 0 | 0 | 0 | 0 | 0
IL Fac. Spec. - NOX Rate Summer v3.1, Unit 298 and retrofits | 575 | 7305 | Rate Constraint in lbs/MMBtu | FALSE | L | Annual | Qualifying Generation | TWh | 0.0014103 | 0.0035799 | 0 | 0 | 0 | 0 | 0
IL Fac. Spec. - NOX Rate Summer v3.1, Unit 298 and retrofits | 575 | 7305 | Rate Constraint in lbs/MMBtu | FALSE | L | Annual | Rate | lb/MWh | 0.68316 | 0.68316 | 0 | 0 | 0 | 0 | 0
IL Fac. Spec. - NOX Rate Summer v3.1, Unit 298 and retrofits | 575 | 7305 | Rate Constraint in lbs/MMBtu | FALSE | L | Annual | Constraint Shadow Price | US2022$/Ton | 0 | 0 | 0 | 0 | 0 | 0 | 0
IL Fac. Spec. - NOX Rate Summer v3.1, Unit 299 and retrofits | 576 | 7305 | Rate Constraint in lbs/MMBtu | FALSE | L | Annual | Seasons Included | Seasons | Summer | Summer | Summer | Summer | Summer | Summer | Summer
IL Fac. Spec. - NOX Rate Summer v3.1, Unit 299 and retrofits | 576 | 7305 | Rate Constraint in lbs/MMBtu | FALSE | L | Annual | Standard NOX | lb/MMBtu | 0.25 | 0.25 | 0.25 | 0.25 | 0.25 | 0.25 | 0.25
IL Fac. Spec. - NOX Rate Summer v3.1, Unit 299 and retrofits | 576 | 7305 | Rate Constraint in lbs/MMBtu | FALSE | L | Annual | Emissions at Affected Plants NOX | Thousand Tons | 0.00047861 | 0.0012149 | 0 | 0 | 0 | 0 | 0
IL Fac. Spec. - NOX Rate Summer v3.1, Unit 299 and retrofits | 576 | 7305 | Rate Constraint in lbs/MMBtu | FALSE | L | Annual | Allowances Purchased NOX | Thousand Tons | 0 | 0 | 0 | 0 | 0 | 0 | 0
IL Fac. Spec. - NOX Rate Summer v3.1, Unit 299 and retrofits | 576 | 7305 | Rate Constraint in lbs/MMBtu | FALSE | L | Annual | Allowances Sold NOX | Thousand Tons | 0 | 0 | 0 | 0 | 0 | 0 | 0
IL Fac. Spec. - NOX Rate Summer v3.1, Unit 299 and retrofits | 576 | 7305 | Rate Constraint in lbs/MMBtu | FALSE | L | Annual | Allowances Banked | Thousand Tons | 0 | 0 | 0 | 0 | 0 | 0 | 0
IL Fac. Spec. - NOX Rate Summer v3.1, Unit 299 and retrofits | 576 | 7305 | Rate Constraint in lbs/MMBtu | FALSE | L | Annual | Allowances Withdrawn (1:1) | Thousand Tons | 0 | 0 | 0 | 0 | 0 | 0 | 0
IL Fac. Spec. - NOX Rate Summer v3.1, Unit 299 and retrofits | 576 | 7305 | Rate Constraint in lbs/MMBtu | FALSE | L | Annual | Allowances Withdrawn (n:1) | Thousand Tons | 0 | 0 | 0 | 0 | 0 | 0 | 0
IL Fac. Spec. - NOX Rate Summer v3.1, Unit 299 and retrofits | 576 | 7305 | Rate Constraint in lbs/MMBtu | FALSE | L | Annual | Net Emissions Allowance Position | Thousand Tons | 0.00047861 | 0.0012149 | 0 | 0 | 0 | 0 | 0
IL Fac. Spec. - NOX Rate Summer v3.1, Unit 299 and retrofits | 576 | 7305 | Rate Constraint in lbs/MMBtu | FALSE | L | Annual | Fuel Consumed | TBtu | 0.016951 | 0.043029 | 0 | 0 | 0 | 0 | 0
IL Fac. Spec. - NOX Rate Summer v3.1, Unit 299 and retrofits | 576 | 7305 | Rate Constraint in lbs/MMBtu | FALSE | L | Annual | Rate | lb/MMBtu | 0.05647 | 0.05647 | 0 | 0 | 0 | 0 | 0
IL Fac. Spec. - NOX Rate Summer v3.1, Unit 299 and retrofits | 576 | 7305 | Rate Constraint in lbs/MMBtu | FALSE | L | Annual | Generation | TWh | 0.0014149 | 0.0035917 | 0 | 0 | 0 | 0 | 0
IL Fac. Spec. - NOX Rate Summer v3.1, Unit 299 and retrofits | 576 | 7305 | Rate Constraint in lbs/MMBtu | FALSE | L | Annual | Qualifying Generation | TWh | 0.0014149 | 0.0035917 | 0 | 0 | 0 | 0 | 0
IL Fac. Spec. - NOX Rate Summer v3.1, Unit 299 and retrofits | 576 | 7305 | Rate Constraint in lbs/MMBtu | FALSE | L | Annual | Rate | lb/MWh | 0.67651 | 0.67651 | 0 | 0 | 0 | 0 | 0
IL Fac. Spec. - NOX Rate Summer v3.1, Unit 299 and retrofits | 576 | 7305 | Rate Constraint in lbs/MMBtu | FALSE | L | Annual | Constraint Shadow Price | US2022$/Ton | 0 | 0 | 0 | 0 | 0 | 0 | 0
IL Fac. Spec. - NOX Rate Summer v3.1, Unit 300 and retrofits | 577 | 7305 | Rate Constraint in lbs/MMBtu | FALSE | L | Annual | Seasons Included | Seasons | Summer | Summer | Summer | Summer | Summer | Summer | Summer
IL Fac. Spec. - NOX Rate Summer v3.1, Unit 300 and retrofits | 577 | 7305 | Rate Constraint in lbs/MMBtu | FALSE | L | Annual | Standard NOX | lb/MMBtu | 0.25 | 0.25 | 0.25 | 0.25 | 0.25 | 0.25 | 0.25
IL Fac. Spec. - NOX Rate Summer v3.1, Unit 300 and retrofits | 577 | 7305 | Rate Constraint in lbs/MMBtu | FALSE | L | Annual | Emissions at Affected Plants NOX | Thousand Tons | 0.00049293 | 0.0012513 | 0 | 0 | 0 | 0 | 0
IL Fac. Spec. - NOX Rate Summer v3.1, Unit 300 and retrofits | 577 | 7305 | Rate Constraint in lbs/MMBtu | FALSE | L | Annual | Allowances Purchased NOX | Thousand Tons | 0 | 0 | 0 | 0 | 0 | 0 | 0
IL Fac. Spec. - NOX Rate Summer v3.1, Unit 300 and retrofits | 577 | 7305 | Rate Constraint in lbs/MMBtu | FALSE | L | Annual | Allowances Sold NOX | Thousand Tons | 0 | 0 | 0 | 0 | 0 | 0 | 0
IL Fac. Spec. - NOX Rate Summer v3.1, Unit 300 and retrofits | 577 | 7305 | Rate Constraint in lbs/MMBtu | FALSE | L | Annual | Allowances Banked | Thousand Tons | 0 | 0 | 0 | 0 | 0 | 0 | 0
IL Fac. Spec. - NOX Rate Summer v3.1, Unit 300 and retrofits | 577 | 7305 | Rate Constraint in lbs/MMBtu | FALSE | L | Annual | Allowances Withdrawn (1:1) | Thousand Tons | 0 | 0 | 0 | 0 | 0 | 0 | 0
IL Fac. Spec. - NOX Rate Summer v3.1, Unit 300 and retrofits | 577 | 7305 | Rate Constraint in lbs/MMBtu | FALSE | L | Annual | Allowances Withdrawn (n:1) | Thousand Tons | 0 | 0 | 0 | 0 | 0 | 0 | 0
IL Fac. Spec. - NOX Rate Summer v3.1, Unit 300 and retrofits | 577 | 7305 | Rate Constraint in lbs/MMBtu | FALSE | L | Annual | Net Emissions Allowance Position | Thousand Tons | 0.00049293 | 0.0012513 | 0 | 0 | 0 | 0 | 0
IL Fac. Spec. - NOX Rate Summer v3.1, Unit 300 and retrofits | 577 | 7305 | Rate Constraint in lbs/MMBtu | FALSE | L | Annual | Fuel Consumed | TBtu | 0.016951 | 0.043029 | 0 | 0 | 0 | 0 | 0
IL Fac. Spec. - NOX Rate Summer v3.1, Unit 300 and retrofits | 577 | 7305 | Rate Constraint in lbs/MMBtu | FALSE | L | Annual | Rate | lb/MMBtu | 0.05816 | 0.05816 | 0 | 0 | 0 | 0 | 0
IL Fac. Spec. - NOX Rate Summer v3.1, Unit 300 and retrofits | 577 | 7305 | Rate Constraint in lbs/MMBtu | FALSE | L | Annual | Generation | TWh | 0.0014149 | 0.0035917 | 0 | 0 | 0 | 0 | 0
IL Fac. Spec. - NOX Rate Summer v3.1, Unit 300 and retrofits | 577 | 7305 | Rate Constraint in lbs/MMBtu | FALSE | L | Annual | Qualifying Generation | TWh | 0.0014149 | 0.0035917 | 0 | 0 | 0 | 0 | 0
IL Fac. Spec. - NOX Rate Summer v3.1, Unit 300 and retrofits | 577 | 7305 | Rate Constraint in lbs/MMBtu | FALSE | L | Annual | Rate | lb/MWh | 0.69676 | 0.69676 | 0 | 0 | 0 | 0 | 0
IL Fac. Spec. - NOX Rate Summer v3.1, Unit 300 and retrofits | 577 | 7305 | Rate Constraint in lbs/MMBtu | FALSE | L | Annual | Constraint Shadow Price | US2022$/Ton | 0 | 0 | 0 | 0 | 0 | 0 | 0
IL Fac. Spec. - NOX Rate Summer v3.1, Unit 301 and retrofits | 578 | 7305 | Rate Constraint in lbs/MMBtu | FALSE | L | Annual | Seasons Included | Seasons | Summer | Summer | Summer | Summer | Summer | Summer | Summer
IL Fac. Spec. - NOX Rate Summer v3.1, Unit 301 and retrofits | 578 | 7305 | Rate Constraint in lbs/MMBtu | FALSE | L | Annual | Standard NOX | lb/MMBtu | 0.25 | 0.25 | 0.25 | 0.25 | 0.25 | 0.25 | 0.25
IL Fac. Spec. - NOX Rate Summer v3.1, Unit 301 and retrofits | 578 | 7305 | Rate Constraint in lbs/MMBtu | FALSE | L | Annual | Emissions at Affected Plants NOX | Thousand Tons | 0.0005069 | 0.0012867 | 0 | 0 | 0 | 0 | 0
IL Fac. Spec. - NOX Rate Summer v3.1, Unit 301 and retrofits | 578 | 7305 | Rate Constraint in lbs/MMBtu | FALSE | L | Annual | Allowances Purchased NOX | Thousand Tons | 0 | 0 | 0 | 0 | 0 | 0 | 0
IL Fac. Spec. - NOX Rate Summer v3.1, Unit 301 and retrofits | 578 | 7305 | Rate Constraint in lbs/MMBtu | FALSE | L | Annual | Allowances Sold NOX | Thousand Tons | 0 | 0 | 0 | 0 | 0 | 0 | 0
IL Fac. Spec. - NOX Rate Summer v3.1, Unit 301 and retrofits | 578 | 7305 | Rate Constraint in lbs/MMBtu | FALSE | L | Annual | Allowances Banked | Thousand Tons | 0 | 0 | 0 | 0 | 0 | 0 | 0
IL Fac. Spec. - NOX Rate Summer v3.1, Unit 301 and retrofits | 578 | 7305 | Rate Constraint in lbs/MMBtu | FALSE | L | Annual | Allowances Withdrawn (1:1) | Thousand Tons | 0 | 0 | 0 | 0 | 0 | 0 | 0
IL Fac. Spec. - NOX Rate Summer v3.1, Unit 301 and retrofits | 578 | 7305 | Rate Constraint in lbs/MMBtu | FALSE | L | Annual | Allowances Withdrawn (n:1) | Thousand Tons | 0 | 0 | 0 | 0 | 0 | 0 | 0
IL Fac. Spec. - NOX Rate Summer v3.1, Unit 301 and retrofits | 578 | 7305 | Rate Constraint in lbs/MMBtu | FALSE | L | Annual | Net Emissions Allowance Position | Thousand Tons | 0.0005069 | 0.0012867 | 0 | 0 | 0 | 0 | 0
IL Fac. Spec. - NOX Rate Summer v3.1, Unit 301 and retrofits | 578 | 7305 | Rate Constraint in lbs/MMBtu | FALSE | L | Annual | Fuel Consumed | TBtu | 0.017201 | 0.043663 | 0 | 0 | 0 | 0 | 0
IL Fac. Spec. - NOX Rate Summer v3.1, Unit 301 and retrofits | 578 | 7305 | Rate Constraint in lbs/MMBtu | FALSE | L | Annual | Rate | lb/MMBtu | 0.05894 | 0.05894 | 0 | 0 | 0 | 0 | 0
IL Fac. Spec. - NOX Rate Summer v3.1, Unit 301 and retrofits | 578 | 7305 | Rate Constraint in lbs/MMBtu | FALSE | L | Annual | Generation | TWh | 0.0014359 | 0.003645 | 0 | 0 | 0 | 0 | 0
IL Fac. Spec. - NOX Rate Summer v3.1, Unit 301 and retrofits | 578 | 7305 | Rate Constraint in lbs/MMBtu | FALSE | L | Annual | Qualifying Generation | TWh | 0.0014359 | 0.003645 | 0 | 0 | 0 | 0 | 0
IL Fac. Spec. - NOX Rate Summer v3.1, Unit 301 and retrofits | 578 | 7305 | Rate Constraint in lbs/MMBtu | FALSE | L | Annual | Rate | lb/MWh | 0.70604 | 0.70604 | 0 | 0 | 0 | 0 | 0
IL Fac. Spec. - NOX Rate Summer v3.1, Unit 301 and retrofits | 578 | 7305 | Rate Constraint in lbs/MMBtu | FALSE | L | Annual | Constraint Shadow Price | US2022$/Ton | 0 | 0 | 0 | 0 | 0 | 0 | 0
IL Fac. Spec. - NOX Rate Summer v3.1, Unit 302 and retrofits | 579 | 7305 | Rate Constraint in lbs/MMBtu | FALSE | L | Annual | Seasons Included | Seasons | Summer | Summer | Summer | Summer | Summer | Summer | Summer
IL Fac. Spec. - NOX Rate Summer v3.1, Unit 302 and retrofits | 579 | 7305 | Rate Constraint in lbs/MMBtu | FALSE | L | Annual | Standard NOX | lb/MMBtu | 0.25 | 0.25 | 0.25 | 0.25 | 0.25 | 0.25 | 0.25
IL Fac. Spec. - NOX Rate Summer v3.1, Unit 302 and retrofits | 579 | 7305 | Rate Constraint in lbs/MMBtu | FALSE | L | Annual | Emissions at Affected Plants NOX | Thousand Tons | 0.0001605 | 0.0001605 | 0 | 0 | 0 | 0 | 0
IL Fac. Spec. - NOX Rate Summer v3.1, Unit 302 and retrofits | 579 | 7305 | Rate Constraint in lbs/MMBtu | FALSE | L | Annual | Allowances Purchased NOX | Thousand Tons | 0 | 0 | 0 | 0 | 0 | 0 | 0
IL Fac. Spec. - NOX Rate Summer v3.1, Unit 302 and retrofits | 579 | 7305 | Rate Constraint in lbs/MMBtu | FALSE | L | Annual | Allowances Sold NOX | Thousand Tons | 0 | 0 | 0 | 0 | 0 | 0 | 0
IL Fac. Spec. - NOX Rate Summer v3.1, Unit 302 and retrofits | 579 | 7305 | Rate Constraint in lbs/MMBtu | FALSE | L | Annual | Allowances Banked | Thousand Tons | 0 | 0 | 0 | 0 | 0 | 0 | 0
IL Fac. Spec. - NOX Rate Summer v3.1, Unit 302 and retrofits | 579 | 7305 | Rate Constraint in lbs/MMBtu | FALSE | L | Annual | Allowances Withdrawn (1:1) | Thousand Tons | 0 | 0 | 0 | 0 | 0 | 0 | 0
IL Fac. Spec. - NOX Rate Summer v3.1, Unit 302 and retrofits | 579 | 7305 | Rate Constraint in lbs/MMBtu | FALSE | L | Annual | Allowances Withdrawn (n:1) | Thousand Tons | 0 | 0 | 0 | 0 | 0 | 0 | 0
IL Fac. Spec. - NOX Rate Summer v3.1, Unit 302 and retrofits | 579 | 7305 | Rate Constraint in lbs/MMBtu | FALSE | L | Annual | Net Emissions Allowance Position | Thousand Tons | 0.0001605 | 0.0001605 | 0 | 0 | 0 | 0 | 0
IL Fac. Spec. - NOX Rate Summer v3.1, Unit 302 and retrofits | 579 | 7305 | Rate Constraint in lbs/MMBtu | FALSE | L | Annual | Fuel Consumed | TBtu | 0.011411 | 0.011411 | 0 | 0 | 0 | 0 | 0
IL Fac. Spec. - NOX Rate Summer v3.1, Unit 302 and retrofits | 579 | 7305 | Rate Constraint in lbs/MMBtu | FALSE | L | Annual | Rate | lb/MMBtu | 0.02813 | 0.02813 | 0 | 0 | 0 | 0 | 0
IL Fac. Spec. - NOX Rate Summer v3.1, Unit 302 and retrofits | 579 | 7305 | Rate Constraint in lbs/MMBtu | FALSE | L | Annual | Generation | TWh | 0.00087341 | 0.00087341 | 0 | 0 | 0 | 0 | 0
IL Fac. Spec. - NOX Rate Summer v3.1, Unit 302 and retrofits | 579 | 7305 | Rate Constraint in lbs/MMBtu | FALSE | L | Annual | Qualifying Generation | TWh | 0.00087341 | 0.00087341 | 0 | 0 | 0 | 0 | 0
IL Fac. Spec. - NOX Rate Summer v3.1, Unit 302 and retrofits | 579 | 7305 | Rate Constraint in lbs/MMBtu | FALSE | L | Annual | Rate | lb/MWh | 0.36752 | 0.36752 | 0 | 0 | 0 | 0 | 0
IL Fac. Spec. - NOX Rate Summer v3.1, Unit 302 and retrofits | 579 | 7305 | Rate Constraint in lbs/MMBtu | FALSE | L | Annual | Constraint Shadow Price | US2022$/Ton | 0 | 0 | 0 | 0 | 0 | 0 | 0
IL Fac. Spec. - NOX Rate Summer v3.1, Unit 303 and retrofits | 580 | 7305 | Rate Constraint in lbs/MMBtu | FALSE | L | Annual | Seasons Included | Seasons | Summer | Summer | Summer | Summer | Summer | Summer | Summer
IL Fac. Spec. - NOX Rate Summer v3.1, Unit 303 and retrofits | 580 | 7305 | Rate Constraint in lbs/MMBtu | FALSE | L | Annual | Standard NOX | lb/MMBtu | 0.25 | 0.25 | 0.25 | 0.25 | 0.25 | 0.25 | 0.25
IL Fac. Spec. - NOX Rate Summer v3.1, Unit 303 and retrofits | 580 | 7305 | Rate Constraint in lbs/MMBtu | FALSE | L | Annual | Emissions at Affected Plants NOX | Thousand Tons | 0.00014458 | 0.00014458 | 0 | 0 | 0 | 0 | 0
IL Fac. Spec. - NOX Rate Summer v3.1, Unit 303 and retrofits | 580 | 7305 | Rate Constraint in lbs/MMBtu | FALSE | L | Annual | Allowances Purchased NOX | Thousand Tons | 0 | 0 | 0 | 0 | 0 | 0 | 0
IL Fac. Spec. - NOX Rate Summer v3.1, Unit 303 and retrofits | 580 | 7305 | Rate Constraint in lbs/MMBtu | FALSE | L | Annual | Allowances Sold NOX | Thousand Tons | 0 | 0 | 0 | 0 | 0 | 0 | 0
IL Fac. Spec. - NOX Rate Summer v3.1, Unit 303 and retrofits | 580 | 7305 | Rate Constraint in lbs/MMBtu | FALSE | L | Annual | Allowances Banked | Thousand Tons | 0 | 0 | 0 | 0 | 0 | 0 | 0
IL Fac. Spec. - NOX Rate Summer v3.1, Unit 303 and retrofits | 580 | 7305 | Rate Constraint in lbs/MMBtu | FALSE | L | Annual | Allowances Withdrawn (1:1) | Thousand Tons | 0 | 0 | 0 | 0 | 0 | 0 | 0
IL Fac. Spec. - NOX Rate Summer v3.1, Unit 303 and retrofits | 580 | 7305 | Rate Constraint in lbs/MMBtu | FALSE | L | Annual | Allowances Withdrawn (n:1) | Thousand Tons | 0 | 0 | 0 | 0 | 0 | 0 | 0
IL Fac. Spec. - NOX Rate Summer v3.1, Unit 303 and retrofits | 580 | 7305 | Rate Constraint in lbs/MMBtu | FALSE | L | Annual | Net Emissions Allowance Position | Thousand Tons | 0.00014458 | 0.00014458 | 0 | 0 | 0 | 0 | 0
IL Fac. Spec. - NOX Rate Summer v3.1, Unit 303 and retrofits | 580 | 7305 | Rate Constraint in lbs/MMBtu | FALSE | L | Annual | Fuel Consumed | TBtu | 0.011411 | 0.011411 | 0 | 0 | 0 | 0 | 0
IL Fac. Spec. - NOX Rate Summer v3.1, Unit 303 and retrofits | 580 | 7305 | Rate Constraint in lbs/MMBtu | FALSE | L | Annual | Rate | lb/MMBtu | 0.02534 | 0.02534 | 0 | 0 | 0 | 0 | 0
IL Fac. Spec. - NOX Rate Summer v3.1, Unit 303 and retrofits | 580 | 7305 | Rate Constraint in lbs/MMBtu | FALSE | L | Annual | Generation | TWh | 0.00087341 | 0.00087341 | 0 | 0 | 0 | 0 | 0
IL Fac. Spec. - NOX Rate Summer v3.1, Unit 303 and retrofits | 580 | 7305 | Rate Constraint in lbs/MMBtu | FALSE | L | Annual | Qualifying Generation | TWh | 0.00087341 | 0.00087341 | 0 | 0 | 0 | 0 | 0
IL Fac. Spec. - NOX Rate Summer v3.1, Unit 303 and retrofits | 580 | 7305 | Rate Constraint in lbs/MMBtu | FALSE | L | Annual | Rate | lb/MWh | 0.33107 | 0.33107 | 0 | 0 | 0 | 0 | 0
IL Fac. Spec. - NOX Rate Summer v3.1, Unit 303 and retrofits | 580 | 7305 | Rate Constraint in lbs/MMBtu | FALSE | L | Annual | Constraint Shadow Price | US2022$/Ton | 0 | 0 | 0 | 0 | 0 | 0 | 0
IL Fac. Spec. - NOX Rate Summer v3.1, Unit 304 and retrofits | 581 | 7305 | Rate Constraint in lbs/MMBtu | FALSE | L | Annual | Seasons Included | Seasons | Summer | Summer | Summer | Summer | Summer | Summer | Summer
IL Fac. Spec. - NOX Rate Summer v3.1, Unit 304 and retrofits | 581 | 7305 | Rate Constraint in lbs/MMBtu | FALSE | L | Annual | Standard NOX | lb/MMBtu | 0.25 | 0.25 | 0.25 | 0.25 | 0.25 | 0.25 | 0.25
IL Fac. Spec. - NOX Rate Summer v3.1, Unit 304 and retrofits | 581 | 7305 | Rate Constraint in lbs/MMBtu | FALSE | L | Annual | Emissions at Affected Plants NOX | Thousand Tons | 0.00015394 | 0.00015394 | 0 | 0 | 0 | 0 | 0
IL Fac. Spec. - NOX Rate Summer v3.1, Unit 304 and retrofits | 581 | 7305 | Rate Constraint in lbs/MMBtu | FALSE | L | Annual | Allowances Purchased NOX | Thousand Tons | 0 | 0 | 0 | 0 | 0 | 0 | 0
IL Fac. Spec. - NOX Rate Summer v3.1, Unit 304 and retrofits | 581 | 7305 | Rate Constraint in lbs/MMBtu | FALSE | L | Annual | Allowances Sold NOX | Thousand Tons | 0 | 0 | 0 | 0 | 0 | 0 | 0
IL Fac. Spec. - NOX Rate Summer v3.1, Unit 304 and retrofits | 581 | 7305 | Rate Constraint in lbs/MMBtu | FALSE | L | Annual | Allowances Banked | Thousand Tons | 0 | 0 | 0 | 0 | 0 | 0 | 0
IL Fac. Spec. - NOX Rate Summer v3.1, Unit 304 and retrofits | 581 | 7305 | Rate Constraint in lbs/MMBtu | FALSE | L | Annual | Allowances Withdrawn (1:1) | Thousand Tons | 0 | 0 | 0 | 0 | 0 | 0 | 0
IL Fac. Spec. - NOX Rate Summer v3.1, Unit 304 and retrofits | 581 | 7305 | Rate Constraint in lbs/MMBtu | FALSE | L | Annual | Allowances Withdrawn (n:1) | Thousand Tons | 0 | 0 | 0 | 0 | 0 | 0 | 0
IL Fac. Spec. - NOX Rate Summer v3.1, Unit 304 and retrofits | 581 | 7305 | Rate Constraint in lbs/MMBtu | FALSE | L | Annual | Net Emissions Allowance Position | Thousand Tons | 0.00015394 | 0.00015394 | 0 | 0 | 0 | 0 | 0
IL Fac. Spec. - NOX Rate Summer v3.1, Unit 304 and retrofits | 581 | 7305 | Rate Constraint in lbs/MMBtu | FALSE | L | Annual | Fuel Consumed | TBtu | 0.011411 | 0.011411 | 0 | 0 | 0 | 0 | 0
IL Fac. Spec. - NOX Rate Summer v3.1, Unit 304 and retrofits | 581 | 7305 | Rate Constraint in lbs/MMBtu | FALSE | L | Annual | Rate | lb/MMBtu | 0.02698 | 0.02698 | 0 | 0 | 0 | 0 | 0
IL Fac. Spec. - NOX Rate Summer v3.1, Unit 304 and retrofits | 581 | 7305 | Rate Constraint in lbs/MMBtu | FALSE | L | Annual | Generation | TWh | 0.00087341 | 0.00087341 | 0 | 0 | 0 | 0 | 0
IL Fac. Spec. - NOX Rate Summer v3.1, Unit 304 and retrofits | 581 | 7305 | Rate Constraint in lbs/MMBtu | FALSE | L | Annual | Qualifying Generation | TWh | 0.00087341 | 0.00087341 | 0 | 0 | 0 | 0 | 0
IL Fac. Spec. - NOX Rate Summer v3.1, Unit 304 and retrofits | 581 | 7305 | Rate Constraint in lbs/MMBtu | FALSE | L | Annual | Rate | lb/MWh | 0.35249 | 0.35249 | 0 | 0 | 0 | 0 | 0
IL Fac. Spec. - NOX Rate Summer v3.1, Unit 304 and retrofits | 581 | 7305 | Rate Constraint in lbs/MMBtu | FALSE | L | Annual | Constraint Shadow Price | US2022$/Ton | 0 | 0 | 0 | 0 | 0 | 0 | 0
IL Fac. Spec. - NOX Rate Summer v3.1, Unit 305 and retrofits | 582 | 7305 | Rate Constraint in lbs/MMBtu | FALSE | L | Annual | Seasons Included | Seasons | Summer | Summer | Summer | Summer | Summer | Summer | Summer
IL Fac. Spec. - NOX Rate Summer v3.1, Unit 305 and retrofits | 582 | 7305 | Rate Constraint in lbs/MMBtu | FALSE | L | Annual | Standard NOX | lb/MMBtu | 0.25 | 0.25 | 0.25 | 0.25 | 0.25 | 0.25 | 0.25
IL Fac. Spec. - NOX Rate Summer v3.1, Unit 305 and retrofits | 582 | 7305 | Rate Constraint in lbs/MMBtu | FALSE | L | Annual | Emissions at Affected Plants NOX | Thousand Tons | 0.000148 | 0.000148 | 0 | 0 | 0 | 0 | 0
IL Fac. Spec. - NOX Rate Summer v3.1, Unit 305 and retrofits | 582 | 7305 | Rate Constraint in lbs/MMBtu | FALSE | L | Annual | Allowances Purchased NOX | Thousand Tons | 0 | 0 | 0 | 0 | 0 | 0 | 0
IL Fac. Spec. - NOX Rate Summer v3.1, Unit 305 and retrofits | 582 | 7305 | Rate Constraint in lbs/MMBtu | FALSE | L | Annual | Allowances Sold NOX | Thousand Tons | 0 | 0 | 0 | 0 | 0 | 0 | 0
IL Fac. Spec. - NOX Rate Summer v3.1, Unit 305 and retrofits | 582 | 7305 | Rate Constraint in lbs/MMBtu | FALSE | L | Annual | Allowances Banked | Thousand Tons | 0 | 0 | 0 | 0 | 0 | 0 | 0
IL Fac. Spec. - NOX Rate Summer v3.1, Unit 305 and retrofits | 582 | 7305 | Rate Constraint in lbs/MMBtu | FALSE | L | Annual | Allowances Withdrawn (1:1) | Thousand Tons | 0 | 0 | 0 | 0 | 0 | 0 | 0
IL Fac. Spec. - NOX Rate Summer v3.1, Unit 305 and retrofits | 582 | 7305 | Rate Constraint in lbs/MMBtu | FALSE | L | Annual | Allowances Withdrawn (n:1) | Thousand Tons | 0 | 0 | 0 | 0 | 0 | 0 | 0
IL Fac. Spec. - NOX Rate Summer v3.1, Unit 305 and retrofits | 582 | 7305 | Rate Constraint in lbs/MMBtu | FALSE | L | Annual | Net Emissions Allowance Position | Thousand Tons | 0.000148 | 0.000148 | 0 | 0 | 0 | 0 | 0
IL Fac. Spec. - NOX Rate Summer v3.1, Unit 305 and retrofits | 582 | 7305 | Rate Constraint in lbs/MMBtu | FALSE | L | Annual | Fuel Consumed | TBtu | 0.011411 | 0.011411 | 0 | 0 | 0 | 0 | 0
IL Fac. Spec. - NOX Rate Summer v3.1, Unit 305 and retrofits | 582 | 7305 | Rate Constraint in lbs/MMBtu | FALSE | L | Annual | Rate | lb/MMBtu | 0.02594 | 0.02594 | 0 | 0 | 0 | 0 | 0
IL Fac. Spec. - NOX Rate Summer v3.1, Unit 305 and retrofits | 582 | 7305 | Rate Constraint in lbs/MMBtu | FALSE | L | Annual | Generation | TWh | 0.00087341 | 0.00087341 | 0 | 0 | 0 | 0 | 0
IL Fac. Spec. - NOX Rate Summer v3.1, Unit 305 and retrofits | 582 | 7305 | Rate Constraint in lbs/MMBtu | FALSE | L | Annual | Qualifying Generation | TWh | 0.00087341 | 0.00087341 | 0 | 0 | 0 | 0 | 0
IL Fac. Spec. - NOX Rate Summer v3.1, Unit 305 and retrofits | 582 | 7305 | Rate Constraint in lbs/MMBtu | FALSE | L | Annual | Rate | lb/MWh | 0.33891 | 0.33891 | 0 | 0 | 0 | 0 | 0
IL Fac. Spec. - NOX Rate Summer v3.1, Unit 305 and retrofits | 582 | 7305 | Rate Constraint in lbs/MMBtu | FALSE | L | Annual | Constraint Shadow Price | US2022$/Ton | 0 | 0 | 0 | 0 | 0 | 0 | 0
IL Fac. Spec. - NOX Rate Summer v3.1, Unit 306 and retrofits | 583 | 7305 | Rate Constraint in lbs/MMBtu | FALSE | L | Annual | Seasons Included | Seasons | Summer | Summer | Summer | Summer | Summer | Summer | Summer
IL Fac. Spec. - NOX Rate Summer v3.1, Unit 306 and retrofits | 583 | 7305 | Rate Constraint in lbs/MMBtu | FALSE | L | Annual | Standard NOX | lb/MMBtu | 0.25 | 0.25 | 0.25 | 0.25 | 0.25 | 0.25 | 0.25
IL Fac. Spec. - NOX Rate Summer v3.1, Unit 306 and retrofits | 583 | 7305 | Rate Constraint in lbs/MMBtu | FALSE | L | Annual | Emissions at Affected Plants NOX | Thousand Tons | 0.00037431 | 0.00095017 | 0 | 0 | 0 | 0 | 0
IL Fac. Spec. - NOX Rate Summer v3.1, Unit 306 and retrofits | 583 | 7305 | Rate Constraint in lbs/MMBtu | FALSE | L | Annual | Allowances Purchased NOX | Thousand Tons | 0 | 0 | 0 | 0 | 0 | 0 | 0
IL Fac. Spec. - NOX Rate Summer v3.1, Unit 306 and retrofits | 583 | 7305 | Rate Constraint in lbs/MMBtu | FALSE | L | Annual | Allowances Sold NOX | Thousand Tons | 0 | 0 | 0 | 0 | 0 | 0 | 0
IL Fac. Spec. - NOX Rate Summer v3.1, Unit 306 and retrofits | 583 | 7305 | Rate Constraint in lbs/MMBtu | FALSE | L | Annual | Allowances Banked | Thousand Tons | 0 | 0 | 0 | 0 | 0 | 0 | 0
IL Fac. Spec. - NOX Rate Summer v3.1, Unit 306 and retrofits | 583 | 7305 | Rate Constraint in lbs/MMBtu | FALSE | L | Annual | Allowances Withdrawn (1:1) | Thousand Tons | 0 | 0 | 0 | 0 | 0 | 0 | 0
IL Fac. Spec. - NOX Rate Summer v3.1, Unit 306 and retrofits | 583 | 7305 | Rate Constraint in lbs/MMBtu | FALSE | L | Annual | Allowances Withdrawn (n:1) | Thousand Tons | 0 | 0 | 0 | 0 | 0 | 0 | 0
IL Fac. Spec. - NOX Rate Summer v3.1, Unit 306 and retrofits | 583 | 7305 | Rate Constraint in lbs/MMBtu | FALSE | L | Annual | Net Emissions Allowance Position | Thousand Tons | 0.00037431 | 0.00095017 | 0 | 0 | 0 | 0 | 0
IL Fac. Spec. - NOX Rate Summer v3.1, Unit 306 and retrofits | 583 | 7305 | Rate Constraint in lbs/MMBtu | FALSE | L | Annual | Fuel Consumed | TBtu | 0.0053033 | 0.013462 | 0 | 0 | 0 | 0 | 0
IL Fac. Spec. - NOX Rate Summer v3.1, Unit 306 and retrofits | 583 | 7305 | Rate Constraint in lbs/MMBtu | FALSE | L | Annual | Rate | lb/MMBtu | 0.14116 | 0.14116 | 0 | 0 | 0 | 0 | 0
IL Fac. Spec. - NOX Rate Summer v3.1, Unit 306 and retrofits | 583 | 7305 | Rate Constraint in lbs/MMBtu | FALSE | L | Annual | Generation | TWh | 0.0004259 | 0.0010811 | 0 | 0 | 0 | 0 | 0
IL Fac. Spec. - NOX Rate Summer v3.1, Unit 306 and retrofits | 583 | 7305 | Rate Constraint in lbs/MMBtu | FALSE | L | Annual | Qualifying Generation | TWh | 0.0004259 | 0.0010811 | 0 | 0 | 0 | 0 | 0
IL Fac. Spec. - NOX Rate Summer v3.1, Unit 306 and retrofits | 583 | 7305 | Rate Constraint in lbs/MMBtu | FALSE | L | Annual | Rate | lb/MWh | 1.7577 | 1.7577 | 0 | 0 | 0 | 0 | 0
IL Fac. Spec. - NOX Rate Summer v3.1, Unit 306 and retrofits | 583 | 7305 | Rate Constraint in lbs/MMBtu | FALSE | L | Annual | Constraint Shadow Price | US2022$/Ton | 0 | 0 | 0 | 0 | 0 | 0 | 0
IL Fac. Spec. - NOX Rate Summer v3.1, Unit 307 and retrofits | 584 | 7305 | Rate Constraint in lbs/MMBtu | FALSE | L | Annual | Seasons Included | Seasons | Summer | Summer | Summer | Summer | Summer | Summer | Summer
IL Fac. Spec. - NOX Rate Summer v3.1, Unit 307 and retrofits | 584 | 7305 | Rate Constraint in lbs/MMBtu | FALSE | L | Annual | Standard NOX | lb/MMBtu | 0.25 | 0.25 | 0.25 | 0.25 | 0.25 | 0.25 | 0.25
IL Fac. Spec. - NOX Rate Summer v3.1, Unit 307 and retrofits | 584 | 7305 | Rate Constraint in lbs/MMBtu | FALSE | L | Annual | Emissions at Affected Plants NOX | Thousand Tons | 0.000452 | 0.000452 | 0 | 0 | 0 | 0 | 0
IL Fac. Spec. - NOX Rate Summer v3.1, Unit 307 and retrofits | 584 | 7305 | Rate Constraint in lbs/MMBtu | FALSE | L | Annual | Allowances Purchased NOX | Thousand Tons | 0 | 0 | 0 | 0 | 0 | 0 | 0
IL Fac. Spec. - NOX Rate Summer v3.1, Unit 307 and retrofits | 584 | 7305 | Rate Constraint in lbs/MMBtu | FALSE | L | Annual | Allowances Sold NOX | Thousand Tons | 0 | 0 | 0 | 0 | 0 | 0 | 0
IL Fac. Spec. - NOX Rate Summer v3.1, Unit 307 and retrofits | 584 | 7305 | Rate Constraint in lbs/MMBtu | FALSE | L | Annual | Allowances Banked | Thousand Tons | 0 | 0 | 0 | 0 | 0 | 0 | 0
IL Fac. Spec. - NOX Rate Summer v3.1, Unit 307 and retrofits | 584 | 7305 | Rate Constraint in lbs/MMBtu | FALSE | L | Annual | Allowances Withdrawn (1:1) | Thousand Tons | 0 | 0 | 0 | 0 | 0 | 0 | 0
IL Fac. Spec. - NOX Rate Summer v3.1, Unit 307 and retrofits | 584 | 7305 | Rate Constraint in lbs/MMBtu | FALSE | L | Annual | Allowances Withdrawn (n:1) | Thousand Tons | 0 | 0 | 0 | 0 | 0 | 0 | 0
IL Fac. Spec. - NOX Rate Summer v3.1, Unit 307 and retrofits | 584 | 7305 | Rate Constraint in lbs/MMBtu | FALSE | L | Annual | Net Emissions Allowance Position | Thousand Tons | 0.000452 | 0.000452 | 0 | 0 | 0 | 0 | 0
IL Fac. Spec. - NOX Rate Summer v3.1, Unit 307 and retrofits | 584 | 7305 | Rate Constraint in lbs/MMBtu | FALSE | L | Annual | Fuel Consumed | TBtu | 0.0053042 | 0.0053042 | 0 | 0 | 0 | 0 | 0
IL Fac. Spec. - NOX Rate Summer v3.1, Unit 307 and retrofits | 584 | 7305 | Rate Constraint in lbs/MMBtu | FALSE | L | Annual | Rate | lb/MMBtu | 0.17043 | 0.17043 | 0 | 0 | 0 | 0 | 0
IL Fac. Spec. - NOX Rate Summer v3.1, Unit 307 and retrofits | 584 | 7305 | Rate Constraint in lbs/MMBtu | FALSE | L | Annual | Generation | TWh | 0.0004259 | 0.0004259 | 0 | 0 | 0 | 0 | 0
IL Fac. Spec. - NOX Rate Summer v3.1, Unit 307 and retrofits | 584 | 7305 | Rate Constraint in lbs/MMBtu | FALSE | L | Annual | Qualifying Generation | TWh | 0.0004259 | 0.0004259 | 0 | 0 | 0 | 0 | 0
IL Fac. Spec. - NOX Rate Summer v3.1, Unit 307 and retrofits | 584 | 7305 | Rate Constraint in lbs/MMBtu | FALSE | L | Annual | Rate | lb/MWh | 2.1225 | 2.1225 | 0 | 0 | 0 | 0 | 0
IL Fac. Spec. - NOX Rate Summer v3.1, Unit 307 and retrofits | 584 | 7305 | Rate Constraint in lbs/MMBtu | FALSE | L | Annual | Constraint Shadow Price | US2022$/Ton | 0 | 0 | 0 | 0 | 0 | 0 | 0
IL Fac. Spec. - NOX Rate Summer v3.1, Unit 308 and retrofits | 585 | 7305 | Rate Constraint in lbs/MMBtu | FALSE | L | Annual | Seasons Included | Seasons | Summer | Summer | Summer | Summer | Summer | Summer | Summer
IL Fac. Spec. - NOX Rate Summer v3.1, Unit 308 and retrofits | 585 | 7305 | Rate Constraint in lbs/MMBtu | FALSE | L | Annual | Standard NOX | lb/MMBtu | 0.25 | 0.25 | 0.25 | 0.25 | 0.25 | 0.25 | 0.25
IL Fac. Spec. - NOX Rate Summer v3.1, Unit 308 and retrofits | 585 | 7305 | Rate Constraint in lbs/MMBtu | FALSE | L | Annual | Emissions at Affected Plants NOX | Thousand Tons | 0.00036896 | 0.00044642 | 0 | 0 | 0 | 0 | 0
IL Fac. Spec. - NOX Rate Summer v3.1, Unit 308 and retrofits | 585 | 7305 | Rate Constraint in lbs/MMBtu | FALSE | L | Annual | Allowances Purchased NOX | Thousand Tons | 0 | 0 | 0 | 0 | 0 | 0 | 0
IL Fac. Spec. - NOX Rate Summer v3.1, Unit 308 and retrofits | 585 | 7305 | Rate Constraint in lbs/MMBtu | FALSE | L | Annual | Allowances Sold NOX | Thousand Tons | 0 | 0 | 0 | 0 | 0 | 0 | 0
IL Fac. Spec. - NOX Rate Summer v3.1, Unit 308 and retrofits | 585 | 7305 | Rate Constraint in lbs/MMBtu | FALSE | L | Annual | Allowances Banked | Thousand Tons | 0 | 0 | 0 | 0 | 0 | 0 | 0
IL Fac. Spec. - NOX Rate Summer v3.1, Unit 308 and retrofits | 585 | 7305 | Rate Constraint in lbs/MMBtu | FALSE | L | Annual | Allowances Withdrawn (1:1) | Thousand Tons | 0 | 0 | 0 | 0 | 0 | 0 | 0
IL Fac. Spec. - NOX Rate Summer v3.1, Unit 308 and retrofits | 585 | 7305 | Rate Constraint in lbs/MMBtu | FALSE | L | Annual | Allowances Withdrawn (n:1) | Thousand Tons | 0 | 0 | 0 | 0 | 0 | 0 | 0
IL Fac. Spec. - NOX Rate Summer v3.1, Unit 308 and retrofits | 585 | 7305 | Rate Constraint in lbs/MMBtu | FALSE | L | Annual | Net Emissions Allowance Position | Thousand Tons | 0.00036896 | 0.00044642 | 0 | 0 | 0 | 0 | 0
IL Fac. Spec. - NOX Rate Summer v3.1, Unit 308 and retrofits | 585 | 7305 | Rate Constraint in lbs/MMBtu | FALSE | L | Annual | Fuel Consumed | TBtu | 0.0053042 | 0.0064178 | 0 | 0 | 0 | 0 | 0
IL Fac. Spec. - NOX Rate Summer v3.1, Unit 308 and retrofits | 585 | 7305 | Rate Constraint in lbs/MMBtu | FALSE | L | Annual | Rate | lb/MMBtu | 0.13912 | 0.13912 | 0 | 0 | 0 | 0 | 0
IL Fac. Spec. - NOX Rate Summer v3.1, Unit 308 and retrofits | 585 | 7305 | Rate Constraint in lbs/MMBtu | FALSE | L | Annual | Generation | TWh | 0.0004259 | 0.00051532 | 0 | 0 | 0 | 0 | 0
IL Fac. Spec. - NOX Rate Summer v3.1, Unit 308 and retrofits | 585 | 7305 | Rate Constraint in lbs/MMBtu | FALSE | L | Annual | Qualifying Generation | TWh | 0.0004259 | 0.00051532 | 0 | 0 | 0 | 0 | 0
IL Fac. Spec. - NOX Rate Summer v3.1, Unit 308 and retrofits | 585 | 7305 | Rate Constraint in lbs/MMBtu | FALSE | L | Annual | Rate | lb/MWh | 1.7326 | 1.7326 | 0 | 0 | 0 | 0 | 0
IL Fac. Spec. - NOX Rate Summer v3.1, Unit 308 and retrofits | 585 | 7305 | Rate Constraint in lbs/MMBtu | FALSE | L | Annual | Constraint Shadow Price | US2022$/Ton | 0 | 0 | 0 | 0 | 0 | 0 | 0
IL Fac. Spec. - NOX Rate Summer v3.1, Unit 309 and retrofits | 586 | 7305 | Rate Constraint in lbs/MMBtu | FALSE | L | Annual | Seasons Included | Seasons | Summer | Summer | Summer | Summer | Summer | Summer | Summer
IL Fac. Spec. - NOX Rate Summer v3.1, Unit 309 and retrofits | 586 | 7305 | Rate Constraint in lbs/MMBtu | FALSE | L | Annual | Standard NOX | lb/MMBtu | 0.25 | 0.25 | 0.25 | 0.25 | 0.25 | 0.25 | 0.25
IL Fac. Spec. - NOX Rate Summer v3.1, Unit 309 and retrofits | 586 | 7305 | Rate Constraint in lbs/MMBtu | FALSE | L | Annual | Emissions at Affected Plants NOX | Thousand Tons | 0.00041123 | 0.00041123 | 0 | 0 | 0 | 0 | 0
IL Fac. Spec. - NOX Rate Summer v3.1, Unit 309 and retrofits | 586 | 7305 | Rate Constraint in lbs/MMBtu | FALSE | L | Annual | Allowances Purchased NOX | Thousand Tons | 0 | 0 | 0 | 0 | 0 | 0 | 0
IL Fac. Spec. - NOX Rate Summer v3.1, Unit 309 and retrofits | 586 | 7305 | Rate Constraint in lbs/MMBtu | FALSE | L | Annual | Allowances Sold NOX | Thousand Tons | 0 | 0 | 0 | 0 | 0 | 0 | 0
IL Fac. Spec. - NOX Rate Summer v3.1, Unit 309 and retrofits | 586 | 7305 | Rate Constraint in lbs/MMBtu | FALSE | L | Annual | Allowances Banked | Thousand Tons | 0 | 0 | 0 | 0 | 0 | 0 | 0
IL Fac. Spec. - NOX Rate Summer v3.1, Unit 309 and retrofits | 586 | 7305 | Rate Constraint in lbs/MMBtu | FALSE | L | Annual | Allowances Withdrawn (1:1) | Thousand Tons | 0 | 0 | 0 | 0 | 0 | 0 | 0
IL Fac. Spec. - NOX Rate Summer v3.1, Unit 309 and retrofits | 586 | 7305 | Rate Constraint in lbs/MMBtu | FALSE | L | Annual | Allowances Withdrawn (n:1) | Thousand Tons | 0 | 0 | 0 | 0 | 0 | 0 | 0
IL Fac. Spec. - NOX Rate Summer v3.1, Unit 309 and retrofits | 586 | 7305 | Rate Constraint in lbs/MMBtu | FALSE | L | Annual | Net Emissions Allowance Position | Thousand Tons | 0.00041123 | 0.00041123 | 0 | 0 | 0 | 0 | 0
IL Fac. Spec. - NOX Rate Summer v3.1, Unit 309 and retrofits | 586 | 7305 | Rate Constraint in lbs/MMBtu | FALSE | L | Annual | Fuel Consumed | TBtu | 0.0053042 | 0.0053042 | 0 | 0 | 0 | 0 | 0
IL Fac. Spec. - NOX Rate Summer v3.1, Unit 309 and retrofits | 586 | 7305 | Rate Constraint in lbs/MMBtu | FALSE | L | Annual | Rate | lb/MMBtu | 0.15506 | 0.15506 | 0 | 0 | 0 | 0 | 0
IL Fac. Spec. - NOX Rate Summer v3.1, Unit 309 and retrofits | 586 | 7305 | Rate Constraint in lbs/MMBtu | FALSE | L | Annual | Generation | TWh | 0.0004259 | 0.0004259 | 0 | 0 | 0 | 0 | 0
IL Fac. Spec. - NOX Rate Summer v3.1, Unit 309 and retrofits | 586 | 7305 | Rate Constraint in lbs/MMBtu | FALSE | L | Annual | Qualifying Generation | TWh | 0.0004259 | 0.0004259 | 0 | 0 | 0 | 0 | 0
IL Fac. Spec. - NOX Rate Summer v3.1, Unit 309 and retrofits | 586 | 7305 | Rate Constraint in lbs/MMBtu | FALSE | L | Annual | Rate | lb/MWh | 1.9311 | 1.9311 | 0 | 0 | 0 | 0 | 0
IL Fac. Spec. - NOX Rate Summer v3.1, Unit 309 and retrofits | 586 | 7305 | Rate Constraint in lbs/MMBtu | FALSE | L | Annual | Constraint Shadow Price | US2022$/Ton | 0 | 0 | 0 | 0 | 0 | 0 | 0
IL Fac. Spec. - NOX Rate Summer v3.1, Unit 310 and retrofits | 587 | 7305 | Rate Constraint in lbs/MMBtu | FALSE | L | Annual | Seasons Included | Seasons | Summer | Summer | Summer | Summer | Summer | Summer | Summer
IL Fac. Spec. - NOX Rate Summer v3.1, Unit 310 and retrofits | 587 | 7305 | Rate Constraint in lbs/MMBtu | FALSE | L | Annual | Standard NOX | lb/MMBtu | 0.25 | 0.25 | 0.25 | 0.25 | 0.25 | 0.25 | 0.25
IL Fac. Spec. - NOX Rate Summer v3.1, Unit 310 and retrofits | 587 | 7305 | Rate Constraint in lbs/MMBtu | FALSE | L | Annual | Emissions at Affected Plants NOX | Thousand Tons | 0.00037811 | 0.00095981 | 0 | 0 | 0 | 0 | 0
IL Fac. Spec. - NOX Rate Summer v3.1, Unit 310 and retrofits | 587 | 7305 | Rate Constraint in lbs/MMBtu | FALSE | L | Annual | Allowances Purchased NOX | Thousand Tons | 0 | 0 | 0 | 0 | 0 | 0 | 0
IL Fac. Spec. - NOX Rate Summer v3.1, Unit 310 and retrofits | 587 | 7305 | Rate Constraint in lbs/MMBtu | FALSE | L | Annual | Allowances Sold NOX | Thousand Tons | 0 | 0 | 0 | 0 | 0 | 0 | 0
IL Fac. Spec. - NOX Rate Summer v3.1, Unit 310 and retrofits | 587 | 7305 | Rate Constraint in lbs/MMBtu | FALSE | L | Annual | Allowances Banked | Thousand Tons | 0 | 0 | 0 | 0 | 0 | 0 | 0
IL Fac. Spec. - NOX Rate Summer v3.1, Unit 310 and retrofits | 587 | 7305 | Rate Constraint in lbs/MMBtu | FALSE | L | Annual | Allowances Withdrawn (1:1) | Thousand Tons | 0 | 0 | 0 | 0 | 0 | 0 | 0
IL Fac. Spec. - NOX Rate Summer v3.1, Unit 310 and retrofits | 587 | 7305 | Rate Constraint in lbs/MMBtu | FALSE | L | Annual | Allowances Withdrawn (n:1) | Thousand Tons | 0 | 0 | 0 | 0 | 0 | 0 | 0
IL Fac. Spec. - NOX Rate Summer v3.1, Unit 310 and retrofits | 587 | 7305 | Rate Constraint in lbs/MMBtu | FALSE | L | Annual | Net Emissions Allowance Position | Thousand Tons | 0.00037811 | 0.00095981 | 0 | 0 | 0 | 0 | 0
IL Fac. Spec. - NOX Rate Summer v3.1, Unit 310 and retrofits | 587 | 7305 | Rate Constraint in lbs/MMBtu | FALSE | L | Annual | Fuel Consumed | TBtu | 0.0053042 | 0.013464 | 0 | 0 | 0 | 0 | 0
IL Fac. Spec. - NOX Rate Summer v3.1, Unit 310 and retrofits | 587 | 7305 | Rate Constraint in lbs/MMBtu | FALSE | L | Annual | Rate | lb/MMBtu | 0.14257 | 0.14257 | 0 | 0 | 0 | 0 | 0
IL Fac. Spec. - NOX Rate Summer v3.1, Unit 310 and retrofits | 587 | 7305 | Rate Constraint in lbs/MMBtu | FALSE | L | Annual | Generation | TWh | 0.0004259 | 0.0010811 | 0 | 0 | 0 | 0 | 0
IL Fac. Spec. - NOX Rate Summer v3.1, Unit 310 and retrofits | 587 | 7305 | Rate Constraint in lbs/MMBtu | FALSE | L | Annual | Qualifying Generation | TWh | 0.0004259 | 0.0010811 | 0 | 0 | 0 | 0 | 0
IL Fac. Spec. - NOX Rate Summer v3.1, Unit 310 and retrofits | 587 | 7305 | Rate Constraint in lbs/MMBtu | FALSE | L | Annual | Rate | lb/MWh | 1.7756 | 1.7756 | 0 | 0 | 0 | 0 | 0
IL Fac. Spec. - NOX Rate Summer v3.1, Unit 310 and retrofits | 587 | 7305 | Rate Constraint in lbs/MMBtu | FALSE | L | Annual | Constraint Shadow Price | US2022$/Ton | 0 | 0 | 0 | 0 | 0 | 0 | 0
IL Fac. Spec. - NOX Rate Summer v3.1, Unit 311 and retrofits | 588 | 7305 | Rate Constraint in lbs/MMBtu | FALSE | L | Annual | Seasons Included | Seasons | Summer | Summer | Summer | Summer | Summer | Summer | Summer
IL Fac. Spec. - NOX Rate Summer v3.1, Unit 311 and retrofits | 588 | 7305 | Rate Constraint in lbs/MMBtu | FALSE | L | Annual | Standard NOX | lb/MMBtu | 0.25 | 0.25 | 0.25 | 0.25 | 0.25 | 0.25 | 0.25
IL Fac. Spec. - NOX Rate Summer v3.1, Unit 311 and retrofits | 588 | 7305 | Rate Constraint in lbs/MMBtu | FALSE | L | Annual | Emissions at Affected Plants NOX | Thousand Tons | 0.00038484 | 0.00097691 | 0 | 0 | 0 | 0 | 0
IL Fac. Spec. - NOX Rate Summer v3.1, Unit 311 and retrofits | 588 | 7305 | Rate Constraint in lbs/MMBtu | FALSE | L | Annual | Allowances Purchased NOX | Thousand Tons | 0 | 0 | 0 | 0 | 0 | 0 | 0
IL Fac. Spec. - NOX Rate Summer v3.1, Unit 311 and retrofits | 588 | 7305 | Rate Constraint in lbs/MMBtu | FALSE | L | Annual | Allowances Sold NOX | Thousand Tons | 0 | 0 | 0 | 0 | 0 | 0 | 0
IL Fac. Spec. - NOX Rate Summer v3.1, Unit 311 and retrofits | 588 | 7305 | Rate Constraint in lbs/MMBtu | FALSE | L | Annual | Allowances Banked | Thousand Tons | 0 | 0 | 0 | 0 | 0 | 0 | 0
IL Fac. Spec. - NOX Rate Summer v3.1, Unit 311 and retrofits | 588 | 7305 | Rate Constraint in lbs/MMBtu | FALSE | L | Annual | Allowances Withdrawn (1:1) | Thousand Tons | 0 | 0 | 0 | 0 | 0 | 0 | 0
IL Fac. Spec. - NOX Rate Summer v3.1, Unit 311 and retrofits | 588 | 7305 | Rate Constraint in lbs/MMBtu | FALSE | L | Annual | Allowances Withdrawn (n:1) | Thousand Tons | 0 | 0 | 0 | 0 | 0 | 0 | 0
IL Fac. Spec. - NOX Rate Summer v3.1, Unit 311 and retrofits | 588 | 7305 | Rate Constraint in lbs/MMBtu | FALSE | L | Annual | Net Emissions Allowance Position | Thousand Tons | 0.00038484 | 0.00097691 | 0 | 0 | 0 | 0 | 0
IL Fac. Spec. - NOX Rate Summer v3.1, Unit 311 and retrofits | 588 | 7305 | Rate Constraint in lbs/MMBtu | FALSE | L | Annual | Fuel Consumed | TBtu | 0.0053042 | 0.013464 | 0 | 0 | 0 | 0 | 0
IL Fac. Spec. - NOX Rate Summer v3.1, Unit 311 and retrofits | 588 | 7305 | Rate Constraint in lbs/MMBtu | FALSE | L | Annual | Rate | lb/MMBtu | 0.14511 | 0.14511 | 0 | 0 | 0 | 0 | 0
IL Fac. Spec. - NOX Rate Summer v3.1, Unit 311 and retrofits | 588 | 7305 | Rate Constraint in lbs/MMBtu | FALSE | L | Annual | Generation | TWh | 0.0004259 | 0.0010811 | 0 | 0 | 0 | 0 | 0
IL Fac. Spec. - NOX Rate Summer v3.1, Unit 311 and retrofits | 588 | 7305 | Rate Constraint in lbs/MMBtu | FALSE | L | Annual | Qualifying Generation | TWh | 0.0004259 | 0.0010811 | 0 | 0 | 0 | 0 | 0
IL Fac. Spec. - NOX Rate Summer v3.1, Unit 311 and retrofits | 588 | 7305 | Rate Constraint in lbs/MMBtu | FALSE | L | Annual | Rate | lb/MWh | 1.8072 | 1.8072 | 0 | 0 | 0 | 0 | 0
IL Fac. Spec. - NOX Rate Summer v3.1, Unit 311 and retrofits | 588 | 7305 | Rate Constraint in lbs/MMBtu | FALSE | L | Annual | Constraint Shadow Price | US2022$/Ton | 0 | 0 | 0 | 0 | 0 | 0 | 0
IL Fac. Spec. - NOX Rate Summer v3.1, Unit 312 and retrofits | 589 | 7305 | Rate Constraint in lbs/MMBtu | FALSE | L | Annual | Seasons Included | Seasons | Summer | Summer | Summer | Summer | Summer | Summer | Summer
IL Fac. Spec. - NOX Rate Summer v3.1, Unit 312 and retrofits | 589 | 7305 | Rate Constraint in lbs/MMBtu | FALSE | L | Annual | Standard NOX | lb/MMBtu | 0.25 | 0.25 | 0.25 | 0.25 | 0.25 | 0.25 | 0.25
IL Fac. Spec. - NOX Rate Summer v3.1, Unit 312 and retrofits | 589 | 7305 | Rate Constraint in lbs/MMBtu | FALSE | L | Annual | Emissions at Affected Plants NOX | Thousand Tons | 0.00039848 | 0.0010115 | 0 | 0 | 0 | 0 | 0
IL Fac. Spec. - NOX Rate Summer v3.1, Unit 312 and retrofits | 589 | 7305 | Rate Constraint in lbs/MMBtu | FALSE | L | Annual | Allowances Purchased NOX | Thousand Tons | 0 | 0 | 0 | 0 | 0 | 0 | 0
IL Fac. Spec. - NOX Rate Summer v3.1, Unit 312 and retrofits | 589 | 7305 | Rate Constraint in lbs/MMBtu | FALSE | L | Annual | Allowances Sold NOX | Thousand Tons | 0 | 0 | 0 | 0 | 0 | 0 | 0
IL Fac. Spec. - NOX Rate Summer v3.1, Unit 312 and retrofits | 589 | 7305 | Rate Constraint in lbs/MMBtu | FALSE | L | Annual | Allowances Banked | Thousand Tons | 0 | 0 | 0 | 0 | 0 | 0 | 0
IL Fac. Spec. - NOX Rate Summer v3.1, Unit 312 and retrofits | 589 | 7305 | Rate Constraint in lbs/MMBtu | FALSE | L | Annual | Allowances Withdrawn (1:1) | Thousand Tons | 0 | 0 | 0 | 0 | 0 | 0 | 0
IL Fac. Spec. - NOX Rate Summer v3.1, Unit 312 and retrofits | 589 | 7305 | Rate Constraint in lbs/MMBtu | FALSE | L | Annual | Allowances Withdrawn (n:1) | Thousand Tons | 0 | 0 | 0 | 0 | 0 | 0 | 0
IL Fac. Spec. - NOX Rate Summer v3.1, Unit 312 and retrofits | 589 | 7305 | Rate Constraint in lbs/MMBtu | FALSE | L | Annual | Net Emissions Allowance Position | Thousand Tons | 0.00039848 | 0.0010115 | 0 | 0 | 0 | 0 | 0
IL Fac. Spec. - NOX Rate Summer v3.1, Unit 312 and retrofits | 589 | 7305 | Rate Constraint in lbs/MMBtu | FALSE | L | Annual | Fuel Consumed | TBtu | 0.0053042 | 0.013464 | 0 | 0 | 0 | 0 | 0
IL Fac. Spec. - NOX Rate Summer v3.1, Unit 312 and retrofits | 589 | 7305 | Rate Constraint in lbs/MMBtu | FALSE | L | Annual | Rate | lb/MMBtu | 0.15025 | 0.15025 | 0 | 0 | 0 | 0 | 0
IL Fac. Spec. - NOX Rate Summer v3.1, Unit 312 and retrofits | 589 | 7305 | Rate Constraint in lbs/MMBtu | FALSE | L | Annual | Generation | TWh | 0.0004259 | 0.0010811 | 0 | 0 | 0 | 0 | 0
IL Fac. Spec. - NOX Rate Summer v3.1, Unit 312 and retrofits | 589 | 7305 | Rate Constraint in lbs/MMBtu | FALSE | L | Annual | Qualifying Generation | TWh | 0.0004259 | 0.0010811 | 0 | 0 | 0 | 0 | 0
IL Fac. Spec. - NOX Rate Summer v3.1, Unit 312 and retrofits | 589 | 7305 | Rate Constraint in lbs/MMBtu | FALSE | L | Annual | Rate | lb/MWh | 1.8712 | 1.8712 | 0 | 0 | 0 | 0 | 0
IL Fac. Spec. - NOX Rate Summer v3.1, Unit 312 and retrofits | 589 | 7305 | Rate Constraint in lbs/MMBtu | FALSE | L | Annual | Constraint Shadow Price | US2022$/Ton | 0 | 0 | 0 | 0 | 0 | 0 | 0
IL Fac. Spec. - NOX Rate Summer v3.1, Unit 313 and retrofits | 590 | 7305 | Rate Constraint in lbs/MMBtu | FALSE | L | Annual | Seasons Included | Seasons | Summer | Summer | Summer | Summer | Summer | Summer | Summer
IL Fac. Spec. - NOX Rate Summer v3.1, Unit 313 and retrofits | 590 | 7305 | Rate Constraint in lbs/MMBtu | FALSE | L | Annual | Standard NOX | lb/MMBtu | 0.25 | 0.25 | 0.25 | 0.25 | 0.25 | 0.25 | 0.25
IL Fac. Spec. - NOX Rate Summer v3.1, Unit 313 and retrofits | 590 | 7305 | Rate Constraint in lbs/MMBtu | FALSE | L | Annual | Emissions at Affected Plants NOX | Thousand Tons | 0.00038569 | 0.00097907 | 0 | 0 | 0 | 0 | 0
IL Fac. Spec. - NOX Rate Summer v3.1, Unit 313 and retrofits | 590 | 7305 | Rate Constraint in lbs/MMBtu | FALSE | L | Annual | Allowances Purchased NOX | Thousand Tons | 0 | 0 | 0 | 0 | 0 | 0 | 0
IL Fac. Spec. - NOX Rate Summer v3.1, Unit 313 and retrofits | 590 | 7305 | Rate Constraint in lbs/MMBtu | FALSE | L | Annual | Allowances Sold NOX | Thousand Tons | 0 | 0 | 0 | 0 | 0 | 0 | 0
IL Fac. Spec. - NOX Rate Summer v3.1, Unit 313 and retrofits | 590 | 7305 | Rate Constraint in lbs/MMBtu | FALSE | L | Annual | Allowances Banked | Thousand Tons | 0 | 0 | 0 | 0 | 0 | 0 | 0
IL Fac. Spec. - NOX Rate Summer v3.1, Unit 313 and retrofits | 590 | 7305 | Rate Constraint in lbs/MMBtu | FALSE | L | Annual | Allowances Withdrawn (1:1) | Thousand Tons | 0 | 0 | 0 | 0 | 0 | 0 | 0
IL Fac. Spec. - NOX Rate Summer v3.1, Unit 313 and retrofits | 590 | 7305 | Rate Constraint in lbs/MMBtu | FALSE | L | Annual | Allowances Withdrawn (n:1) | Thousand Tons | 0 | 0 | 0 | 0 | 0 | 0 | 0
IL Fac. Spec. - NOX Rate Summer v3.1, Unit 313 and retrofits | 590 | 7305 | Rate Constraint in lbs/MMBtu | FALSE | L | Annual | Net Emissions Allowance Position | Thousand Tons | 0.00038569 | 0.00097907 | 0 | 0 | 0 | 0 | 0
IL Fac. Spec. - NOX Rate Summer v3.1, Unit 313 and retrofits | 590 | 7305 | Rate Constraint in lbs/MMBtu | FALSE | L | Annual | Fuel Consumed | TBtu | 0.0053042 | 0.013464 | 0 | 0 | 0 | 0 | 0
IL Fac. Spec. - NOX Rate Summer v3.1, Unit 313 and retrofits | 590 | 7305 | Rate Constraint in lbs/MMBtu | FALSE | L | Annual | Rate | lb/MMBtu | 0.14543 | 0.14543 | 0 | 0 | 0 | 0 | 0
IL Fac. Spec. - NOX Rate Summer v3.1, Unit 313 and retrofits | 590 | 7305 | Rate Constraint in lbs/MMBtu | FALSE | L | Annual | Generation | TWh | 0.0004259 | 0.0010811 | 0 | 0 | 0 | 0 | 0
IL Fac. Spec. - NOX Rate Summer v3.1, Unit 313 and retrofits | 590 | 7305 | Rate Constraint in lbs/MMBtu | FALSE | L | Annual | Qualifying Generation | TWh | 0.0004259 | 0.0010811 | 0 | 0 | 0 | 0 | 0
IL Fac. Spec. - NOX Rate Summer v3.1, Unit 313 and retrofits | 590 | 7305 | Rate Constraint in lbs/MMBtu | FALSE | L | Annual | Rate | lb/MWh | 1.8112 | 1.8112 | 0 | 0 | 0 | 0 | 0
IL Fac. Spec. - NOX Rate Summer v3.1, Unit 313 and retrofits | 590 | 7305 | Rate Constraint in lbs/MMBtu | FALSE | L | Annual | Constraint Shadow Price | US2022$/Ton | 0 | 0 | 0 | 0 | 0 | 0 | 0
IL Fac. Spec. - NOX Rate Summer v3.1, Unit 314 and retrofits | 591 | 7305 | Rate Constraint in lbs/MMBtu | FALSE | L | Annual | Seasons Included | Seasons | Summer | Summer | Summer | Summer | Summer | Summer | Summer
IL Fac. Spec. - NOX Rate Summer v3.1, Unit 314 and retrofits | 591 | 7305 | Rate Constraint in lbs/MMBtu | FALSE | L | Annual | Standard NOX | lb/MMBtu | 0.25 | 0.25 | 0.25 | 0.25 | 0.25 | 0.25 | 0.25
IL Fac. Spec. - NOX Rate Summer v3.1, Unit 314 and retrofits | 591 | 7305 | Rate Constraint in lbs/MMBtu | FALSE | L | Annual | Emissions at Affected Plants NOX | Thousand Tons | 0.0099012 | 0.0049458 | 0.0042227 | 4.8537e-05 | 0 | 0 | 0
IL Fac. Spec. - NOX Rate Summer v3.1, Unit 314 and retrofits | 591 | 7305 | Rate Constraint in lbs/MMBtu | FALSE | L | Annual | Allowances Purchased NOX | Thousand Tons | 0 | 0 | 0 | 0 | 0 | 0 | 0
IL Fac. Spec. - NOX Rate Summer v3.1, Unit 314 and retrofits | 591 | 7305 | Rate Constraint in lbs/MMBtu | FALSE | L | Annual | Allowances Sold NOX | Thousand Tons | 0 | 0 | 0 | 0 | 0 | 0 | 0
IL Fac. Spec. - NOX Rate Summer v3.1, Unit 314 and retrofits | 591 | 7305 | Rate Constraint in lbs/MMBtu | FALSE | L | Annual | Allowances Banked | Thousand Tons | 0 | 0 | 0 | 0 | 0 | 0 | 0
IL Fac. Spec. - NOX Rate Summer v3.1, Unit 314 and retrofits | 591 | 7305 | Rate Constraint in lbs/MMBtu | FALSE | L | Annual | Allowances Withdrawn (1:1) | Thousand Tons | 0 | 0 | 0 | 0 | 0 | 0 | 0
IL Fac. Spec. - NOX Rate Summer v3.1, Unit 314 and retrofits | 591 | 7305 | Rate Constraint in lbs/MMBtu | FALSE | L | Annual | Allowances Withdrawn (n:1) | Thousand Tons | 0 | 0 | 0 | 0 | 0 | 0 | 0
IL Fac. Spec. - NOX Rate Summer v3.1, Unit 314 and retrofits | 591 | 7305 | Rate Constraint in lbs/MMBtu | FALSE | L | Annual | Net Emissions Allowance Position | Thousand Tons | 0.0099012 | 0.0049458 | 0.0042227 | 4.8537e-05 | 0 | 0 | 0
IL Fac. Spec. - NOX Rate Summer v3.1, Unit 314 and retrofits | 591 | 7305 | Rate Constraint in lbs/MMBtu | FALSE | L | Annual | Fuel Consumed | TBtu | 0.35167 | 0.17566 | 0.14998 | 0.0017239 | 0 | 0 | 0
IL Fac. Spec. - NOX Rate Summer v3.1, Unit 314 and retrofits | 591 | 7305 | Rate Constraint in lbs/MMBtu | FALSE | L | Annual | Rate | lb/MMBtu | 0.05631 | 0.05631 | 0.05631 | 0.05631 | 0 | 0 | 0
IL Fac. Spec. - NOX Rate Summer v3.1, Unit 314 and retrofits | 591 | 7305 | Rate Constraint in lbs/MMBtu | FALSE | L | Annual | Generation | TWh | 0.032728 | 0.016348 | 0.013958 | 0.00016044 | 0 | 0 | 0
IL Fac. Spec. - NOX Rate Summer v3.1, Unit 314 and retrofits | 591 | 7305 | Rate Constraint in lbs/MMBtu | FALSE | L | Annual | Qualifying Generation | TWh | 0.032728 | 0.016348 | 0.013958 | 0.00016044 | 0 | 0 | 0
IL Fac. Spec. - NOX Rate Summer v3.1, Unit 314 and retrofits | 591 | 7305 | Rate Constraint in lbs/MMBtu | FALSE | L | Annual | Rate | lb/MWh | 0.60505 | 0.60505 | 0.60505 | 0.60505 | 0 | 0 | 0
IL Fac. Spec. - NOX Rate Summer v3.1, Unit 314 and retrofits | 591 | 7305 | Rate Constraint in lbs/MMBtu | FALSE | L | Annual | Constraint Shadow Price | US2022$/Ton | 0 | 0 | 0 | 0 | 0 | 0 | 0
IL Fac. Spec. - NOX Rate Summer v3.1, Unit 315 and retrofits | 592 | 7305 | Rate Constraint in lbs/MMBtu | FALSE | L | Annual | Seasons Included | Seasons | Summer | Summer | Summer | Summer | Summer | Summer | Summer
IL Fac. Spec. - NOX Rate Summer v3.1, Unit 315 and retrofits | 592 | 7305 | Rate Constraint in lbs/MMBtu | FALSE | L | Annual | Standard NOX | lb/MMBtu | 0.25 | 0.25 | 0.25 | 0.25 | 0.25 | 0.25 | 0.25
IL Fac. Spec. - NOX Rate Summer v3.1, Unit 315 and retrofits | 592 | 7305 | Rate Constraint in lbs/MMBtu | FALSE | L | Annual | Emissions at Affected Plants NOX | Thousand Tons | 0.01342 | 0.0068202 | 0.0017751 | 7.3335e-05 | 0 | 0 | 0
IL Fac. Spec. - NOX Rate Summer v3.1, Unit 315 and retrofits | 592 | 7305 | Rate Constraint in lbs/MMBtu | FALSE | L | Annual | Allowances Purchased NOX | Thousand Tons | 0 | 0 | 0 | 0 | 0 | 0 | 0
IL Fac. Spec. - NOX Rate Summer v3.1, Unit 315 and retrofits | 592 | 7305 | Rate Constraint in lbs/MMBtu | FALSE | L | Annual | Allowances Sold NOX | Thousand Tons | 0 | 0 | 0 | 0 | 0 | 0 | 0
IL Fac. Spec. - NOX Rate Summer v3.1, Unit 315 and retrofits | 592 | 7305 | Rate Constraint in lbs/MMBtu | FALSE | L | Annual | Allowances Banked | Thousand Tons | 0 | 0 | 0 | 0 | 0 | 0 | 0
IL Fac. Spec. - NOX Rate Summer v3.1, Unit 315 and retrofits | 592 | 7305 | Rate Constraint in lbs/MMBtu | FALSE | L | Annual | Allowances Withdrawn (1:1) | Thousand Tons | 0 | 0 | 0 | 0 | 0 | 0 | 0
IL Fac. Spec. - NOX Rate Summer v3.1, Unit 315 and retrofits | 592 | 7305 | Rate Constraint in lbs/MMBtu | FALSE | L | Annual | Allowances Withdrawn (n:1) | Thousand Tons | 0 | 0 | 0 | 0 | 0 | 0 | 0
IL Fac. Spec. - NOX Rate Summer v3.1, Unit 315 and retrofits | 592 | 7305 | Rate Constraint in lbs/MMBtu | FALSE | L | Annual | Net Emissions Allowance Position | Thousand Tons | 0.01342 | 0.0068202 | 0.0017751 | 7.3335e-05 | 0 | 0 | 0
IL Fac. Spec. - NOX Rate Summer v3.1, Unit 315 and retrofits | 592 | 7305 | Rate Constraint in lbs/MMBtu | FALSE | L | Annual | Fuel Consumed | TBtu | 0.28536 | 0.14502 | 0.037743 | 0.0015593 | 0 | 0 | 0
IL Fac. Spec. - NOX Rate Summer v3.1, Unit 315 and retrofits | 592 | 7305 | Rate Constraint in lbs/MMBtu | FALSE | L | Annual | Rate | lb/MMBtu | 0.09406 | 0.09406 | 0.09406 | 0.09406 | 0 | 0 | 0
IL Fac. Spec. - NOX Rate Summer v3.1, Unit 315 and retrofits | 592 | 7305 | Rate Constraint in lbs/MMBtu | FALSE | L | Annual | Generation | TWh | 0.026557 | 0.013496 | 0.0035126 | 0.00014512 | 0 | 0 | 0
IL Fac. Spec. - NOX Rate Summer v3.1, Unit 315 and retrofits | 592 | 7305 | Rate Constraint in lbs/MMBtu | FALSE | L | Annual | Qualifying Generation | TWh | 0.026557 | 0.013496 | 0.0035126 | 0.00014512 | 0 | 0 | 0
IL Fac. Spec. - NOX Rate Summer v3.1, Unit 315 and retrofits | 592 | 7305 | Rate Constraint in lbs/MMBtu | FALSE | L | Annual | Rate | lb/MWh | 1.0107 | 1.0107 | 1.0107 | 1.0107 | 0 | 0 | 0
IL Fac. Spec. - NOX Rate Summer v3.1, Unit 315 and retrofits | 592 | 7305 | Rate Constraint in lbs/MMBtu | FALSE | L | Annual | Constraint Shadow Price | US2022$/Ton | 0 | 0 | 0 | 0 | 0 | 0 | 0
IL Fac. Spec. - NOX Rate Summer v3.1, Unit 316 and retrofits | 593 | 7305 | Rate Constraint in lbs/MMBtu | FALSE | L | Annual | Seasons Included | Seasons | Summer | Summer | Summer | Summer | Summer | Summer | Summer
IL Fac. Spec. - NOX Rate Summer v3.1, Unit 316 and retrofits | 593 | 7305 | Rate Constraint in lbs/MMBtu | FALSE | L | Annual | Standard NOX | lb/MMBtu | 0.25 | 0.25 | 0.25 | 0.25 | 0.25 | 0.25 | 0.25
IL Fac. Spec. - NOX Rate Summer v3.1, Unit 316 and retrofits | 593 | 7305 | Rate Constraint in lbs/MMBtu | FALSE | L | Annual | Emissions at Affected Plants NOX | Thousand Tons | 0.011702 | 0.0059471 | 0.0010871 | 6.3948e-05 | 0 | 0 | 0
IL Fac. Spec. - NOX Rate Summer v3.1, Unit 316 and retrofits | 593 | 7305 | Rate Constraint in lbs/MMBtu | FALSE | L | Annual | Allowances Purchased NOX | Thousand Tons | 0 | 0 | 0 | 0 | 0 | 0 | 0
IL Fac. Spec. - NOX Rate Summer v3.1, Unit 316 and retrofits | 593 | 7305 | Rate Constraint in lbs/MMBtu | FALSE | L | Annual | Allowances Sold NOX | Thousand Tons | 0 | 0 | 0 | 0 | 0 | 0 | 0
IL Fac. Spec. - NOX Rate Summer v3.1, Unit 316 and retrofits | 593 | 7305 | Rate Constraint in lbs/MMBtu | FALSE | L | Annual | Allowances Banked | Thousand Tons | 0 | 0 | 0 | 0 | 0 | 0 | 0
IL Fac. Spec. - NOX Rate Summer v3.1, Unit 316 and retrofits | 593 | 7305 | Rate Constraint in lbs/MMBtu | FALSE | L | Annual | Allowances Withdrawn (1:1) | Thousand Tons | 0 | 0 | 0 | 0 | 0 | 0 | 0
IL Fac. Spec. - NOX Rate Summer v3.1, Unit 316 and retrofits | 593 | 7305 | Rate Constraint in lbs/MMBtu | FALSE | L | Annual | Allowances Withdrawn (n:1) | Thousand Tons | 0 | 0 | 0 | 0 | 0 | 0 | 0
IL Fac. Spec. - NOX Rate Summer v3.1, Unit 316 and retrofits | 593 | 7305 | Rate Constraint in lbs/MMBtu | FALSE | L | Annual | Net Emissions Allowance Position | Thousand Tons | 0.011702 | 0.0059471 | 0.0010871 | 6.3948e-05 | 0 | 0 | 0
IL Fac. Spec. - NOX Rate Summer v3.1, Unit 316 and retrofits | 593 | 7305 | Rate Constraint in lbs/MMBtu | FALSE | L | Annual | Fuel Consumed | TBtu | 0.28906 | 0.1469 | 0.026852 | 0.0015795 | 0 | 0 | 0
IL Fac. Spec. - NOX Rate Summer v3.1, Unit 316 and retrofits | 593 | 7305 | Rate Constraint in lbs/MMBtu | FALSE | L | Annual | Rate | lb/MMBtu | 0.08097 | 0.08097 | 0.08097 | 0.08097 | 0 | 0 | 0
IL Fac. Spec. - NOX Rate Summer v3.1, Unit 316 and retrofits | 593 | 7305 | Rate Constraint in lbs/MMBtu | FALSE | L | Annual | Generation | TWh | 0.026901 | 0.013671 | 0.002499 | 0.000147 | 0 | 0 | 0
IL Fac. Spec. - NOX Rate Summer v3.1, Unit 316 and retrofits | 593 | 7305 | Rate Constraint in lbs/MMBtu | FALSE | L | Annual | Qualifying Generation | TWh | 0.026901 | 0.013671 | 0.002499 | 0.000147 | 0 | 0 | 0
IL Fac. Spec. - NOX Rate Summer v3.1, Unit 316 and retrofits | 593 | 7305 | Rate Constraint in lbs/MMBtu | FALSE | L | Annual | Rate | lb/MWh | 0.87002 | 0.87002 | 0.87002 | 0.87002 | 0 | 0 | 0
IL Fac. Spec. - NOX Rate Summer v3.1, Unit 316 and retrofits | 593 | 7305 | Rate Constraint in lbs/MMBtu | FALSE | L | Annual | Constraint Shadow Price | US2022$/Ton | 0 | 0 | 0 | 0 | 0 | 0 | 0
IL Fac. Spec. - NOX Rate Summer v3.1, Unit 317 and retrofits | 594 | 7305 | Rate Constraint in lbs/MMBtu | FALSE | L | Annual | Seasons Included | Seasons | Summer | Summer | Summer | Summer | Summer | Summer | Summer
IL Fac. Spec. - NOX Rate Summer v3.1, Unit 317 and retrofits | 594 | 7305 | Rate Constraint in lbs/MMBtu | FALSE | L | Annual | Standard NOX | lb/MMBtu | 0.25 | 0.25 | 0.25 | 0.25 | 0.25 | 0.25 | 0.25
IL Fac. Spec. - NOX Rate Summer v3.1, Unit 317 and retrofits | 594 | 7305 | Rate Constraint in lbs/MMBtu | FALSE | L | Annual | Emissions at Affected Plants NOX | Thousand Tons | 0.0030821 | 0.0030104 | 0.0012185 | 3.5838e-05 | 0 | 0 | 0
IL Fac. Spec. - NOX Rate Summer v3.1, Unit 317 and retrofits | 594 | 7305 | Rate Constraint in lbs/MMBtu | FALSE | L | Annual | Allowances Purchased NOX | Thousand Tons | 0 | 0 | 0 | 0 | 0 | 0 | 0
IL Fac. Spec. - NOX Rate Summer v3.1, Unit 317 and retrofits | 594 | 7305 | Rate Constraint in lbs/MMBtu | FALSE | L | Annual | Allowances Sold NOX | Thousand Tons | 0 | 0 | 0 | 0 | 0 | 0 | 0
IL Fac. Spec. - NOX Rate Summer v3.1, Unit 317 and retrofits | 594 | 7305 | Rate Constraint in lbs/MMBtu | FALSE | L | Annual | Allowances Banked | Thousand Tons | 0 | 0 | 0 | 0 | 0 | 0 | 0
IL Fac. Spec. - NOX Rate Summer v3.1, Unit 317 and retrofits | 594 | 7305 | Rate Constraint in lbs/MMBtu | FALSE | L | Annual | Allowances Withdrawn (1:1) | Thousand Tons | 0 | 0 | 0 | 0 | 0 | 0 | 0
IL Fac. Spec. - NOX Rate Summer v3.1, Unit 317 and retrofits | 594 | 7305 | Rate Constraint in lbs/MMBtu | FALSE | L | Annual | Allowances Withdrawn (n:1) | Thousand Tons | 0 | 0 | 0 | 0 | 0 | 0 | 0
IL Fac. Spec. - NOX Rate Summer v3.1, Unit 317 and retrofits | 594 | 7305 | Rate Constraint in lbs/MMBtu | FALSE | L | Annual | Net Emissions Allowance Position | Thousand Tons | 0.0030821 | 0.0030104 | 0.0012185 | 3.5838e-05 | 0 | 0 | 0
IL Fac. Spec. - NOX Rate Summer v3.1, Unit 317 and retrofits | 594 | 7305 | Rate Constraint in lbs/MMBtu | FALSE | L | Annual | Fuel Consumed | TBtu | 0.14256 | 0.13924 | 0.05636 | 0.0016576 | 0 | 0 | 0
IL Fac. Spec. - NOX Rate Summer v3.1, Unit 317 and retrofits | 594 | 7305 | Rate Constraint in lbs/MMBtu | FALSE | L | Annual | Rate | lb/MMBtu | 0.04324 | 0.04324 | 0.04324 | 0.04324 | 0 | 0 | 0
IL Fac. Spec. - NOX Rate Summer v3.1, Unit 317 and retrofits | 594 | 7305 | Rate Constraint in lbs/MMBtu | FALSE | L | Annual | Generation | TWh | 0.013205 | 0.012897 | 0.0052204 | 0.00015354 | 0 | 0 | 0
IL Fac. Spec. - NOX Rate Summer v3.1, Unit 317 and retrofits | 594 | 7305 | Rate Constraint in lbs/MMBtu | FALSE | L | Annual | Qualifying Generation | TWh | 0.013205 | 0.012897 | 0.0052204 | 0.00015354 | 0 | 0 | 0
IL Fac. Spec. - NOX Rate Summer v3.1, Unit 317 and retrofits | 594 | 7305 | Rate Constraint in lbs/MMBtu | FALSE | L | Annual | Rate | lb/MWh | 0.46682 | 0.46682 | 0.46682 | 0.46682 | 0 | 0 | 0
IL Fac. Spec. - NOX Rate Summer v3.1, Unit 317 and retrofits | 594 | 7305 | Rate Constraint in lbs/MMBtu | FALSE | L | Annual | Constraint Shadow Price | US2022$/Ton | 0 | 0 | 0 | 0 | 0 | 0 | 0
IL Fac. Spec. - NOX Rate Summer v3.1, Unit 318 and retrofits | 595 | 7305 | Rate Constraint in lbs/MMBtu | FALSE | L | Annual | Seasons Included | Seasons | Summer | Summer | Summer | Summer | Summer | Summer | Summer
IL Fac. Spec. - NOX Rate Summer v3.1, Unit 318 and retrofits | 595 | 7305 | Rate Constraint in lbs/MMBtu | FALSE | L | Annual | Standard NOX | lb/MMBtu | 0.25 | 0.25 | 0.25 | 0.25 | 0.25 | 0.25 | 0.25
IL Fac. Spec. - NOX Rate Summer v3.1, Unit 318 and retrofits | 595 | 7305 | Rate Constraint in lbs/MMBtu | FALSE | L | Annual | Emissions at Affected Plants NOX | Thousand Tons | 0.0036304 | 0.0018449 | 0.0017259 | 1.9838e-05 | 0 | 0 | 0
IL Fac. Spec. - NOX Rate Summer v3.1, Unit 318 and retrofits | 595 | 7305 | Rate Constraint in lbs/MMBtu | FALSE | L | Annual | Allowances Purchased NOX | Thousand Tons | 0 | 0 | 0 | 0 | 0 | 0 | 0
IL Fac. Spec. - NOX Rate Summer v3.1, Unit 318 and retrofits | 595 | 7305 | Rate Constraint in lbs/MMBtu | FALSE | L | Annual | Allowances Sold NOX | Thousand Tons | 0 | 0 | 0 | 0 | 0 | 0 | 0
IL Fac. Spec. - NOX Rate Summer v3.1, Unit 318 and retrofits | 595 | 7305 | Rate Constraint in lbs/MMBtu | FALSE | L | Annual | Allowances Banked | Thousand Tons | 0 | 0 | 0 | 0 | 0 | 0 | 0
IL Fac. Spec. - NOX Rate Summer v3.1, Unit 318 and retrofits | 595 | 7305 | Rate Constraint in lbs/MMBtu | FALSE | L | Annual | Allowances Withdrawn (1:1) | Thousand Tons | 0 | 0 | 0 | 0 | 0 | 0 | 0
IL Fac. Spec. - NOX Rate Summer v3.1, Unit 318 and retrofits | 595 | 7305 | Rate Constraint in lbs/MMBtu | FALSE | L | Annual | Allowances Withdrawn (n:1) | Thousand Tons | 0 | 0 | 0 | 0 | 0 | 0 | 0
IL Fac. Spec. - NOX Rate Summer v3.1, Unit 318 and retrofits | 595 | 7305 | Rate Constraint in lbs/MMBtu | FALSE | L | Annual | Net Emissions Allowance Position | Thousand Tons | 0.0036304 | 0.0018449 | 0.0017259 | 1.9838e-05 | 0 | 0 | 0
IL Fac. Spec. - NOX Rate Summer v3.1, Unit 318 and retrofits | 595 | 7305 | Rate Constraint in lbs/MMBtu | FALSE | L | Annual | Fuel Consumed | TBtu | 0.087892 | 0.044666 | 0.041785 | 0.00048028 | 0 | 0 | 0
IL Fac. Spec. - NOX Rate Summer v3.1, Unit 318 and retrofits | 595 | 7305 | Rate Constraint in lbs/MMBtu | FALSE | L | Annual | Rate | lb/MMBtu | 0.08261 | 0.08261 | 0.08261 | 0.08261 | 0 | 0 | 0
IL Fac. Spec. - NOX Rate Summer v3.1, Unit 318 and retrofits | 595 | 7305 | Rate Constraint in lbs/MMBtu | FALSE | L | Annual | Generation | TWh | 0.0081639 | 0.0041488 | 0.0038812 | 4.4611e-05 | 0 | 0 | 0
IL Fac. Spec. - NOX Rate Summer v3.1, Unit 318 and retrofits | 595 | 7305 | Rate Constraint in lbs/MMBtu | FALSE | L | Annual | Qualifying Generation | TWh | 0.0081639 | 0.0041488 | 0.0038812 | 4.4611e-05 | 0 | 0 | 0
IL Fac. Spec. - NOX Rate Summer v3.1, Unit 318 and retrofits | 595 | 7305 | Rate Constraint in lbs/MMBtu | FALSE | L | Annual | Rate | lb/MWh | 0.88938 | 0.88938 | 0.88938 | 0.88938 | 0 | 0 | 0
IL Fac. Spec. - NOX Rate Summer v3.1, Unit 318 and retrofits | 595 | 7305 | Rate Constraint in lbs/MMBtu | FALSE | L | Annual | Constraint Shadow Price | US2022$/Ton | 0 | 0 | 0 | 0 | 0 | 0 | 0
IL Fac. Spec. - NOX Rate Summer v3.1, Unit 319 and retrofits | 596 | 7305 | Rate Constraint in lbs/MMBtu | FALSE | L | Annual | Seasons Included | Seasons | Summer | Summer | Summer | Summer | Summer | Summer | Summer
IL Fac. Spec. - NOX Rate Summer v3.1, Unit 319 and retrofits | 596 | 7305 | Rate Constraint in lbs/MMBtu | FALSE | L | Annual | Standard NOX | lb/MMBtu | 0.25 | 0.25 | 0.25 | 0.25 | 0.25 | 0.25 | 0.25
IL Fac. Spec. - NOX Rate Summer v3.1, Unit 319 and retrofits | 596 | 7305 | Rate Constraint in lbs/MMBtu | FALSE | L | Annual | Emissions at Affected Plants NOX | Thousand Tons | 0.0043115 | 0.0025774 | 0.0010468 | 3.0787e-05 | 0 | 0 | 0
IL Fac. Spec. - NOX Rate Summer v3.1, Unit 319 and retrofits | 596 | 7305 | Rate Constraint in lbs/MMBtu | FALSE | L | Annual | Allowances Purchased NOX | Thousand Tons | 0 | 0 | 0 | 0 | 0 | 0 | 0
IL Fac. Spec. - NOX Rate Summer v3.1, Unit 319 and retrofits | 596 | 7305 | Rate Constraint in lbs/MMBtu | FALSE | L | Annual | Allowances Sold NOX | Thousand Tons | 0 | 0 | 0 | 0 | 0 | 0 | 0
IL Fac. Spec. - NOX Rate Summer v3.1, Unit 319 and retrofits | 596 | 7305 | Rate Constraint in lbs/MMBtu | FALSE | L | Annual | Allowances Banked | Thousand Tons | 0 | 0 | 0 | 0 | 0 | 0 | 0
IL Fac. Spec. - NOX Rate Summer v3.1, Unit 319 and retrofits | 596 | 7305 | Rate Constraint in lbs/MMBtu | FALSE | L | Annual | Allowances Withdrawn (1:1) | Thousand Tons | 0 | 0 | 0 | 0 | 0 | 0 | 0
IL Fac. Spec. - NOX Rate Summer v3.1, Unit 319 and retrofits | 596 | 7305 | Rate Constraint in lbs/MMBtu | FALSE | L | Annual | Allowances Withdrawn (n:1) | Thousand Tons | 0 | 0 | 0 | 0 | 0 | 0 | 0
IL Fac. Spec. - NOX Rate Summer v3.1, Unit 319 and retrofits | 596 | 7305 | Rate Constraint in lbs/MMBtu | FALSE | L | Annual | Net Emissions Allowance Position | Thousand Tons | 0.0043115 | 0.0025774 | 0.0010468 | 3.0787e-05 | 0 | 0 | 0
IL Fac. Spec. - NOX Rate Summer v3.1, Unit 319 and retrofits | 596 | 7305 | Rate Constraint in lbs/MMBtu | FALSE | L | Annual | Fuel Consumed | TBtu | 0.22794 | 0.13626 | 0.05534 | 0.0016277 | 0 | 0 | 0
IL Fac. Spec. - NOX Rate Summer v3.1, Unit 319 and retrofits | 596 | 7305 | Rate Constraint in lbs/MMBtu | FALSE | L | Annual | Rate | lb/MMBtu | 0.03783 | 0.03783 | 0.03783 | 0.03783 | 0 | 0 | 0
IL Fac. Spec. - NOX Rate Summer v3.1, Unit 319 and retrofits | 596 | 7305 | Rate Constraint in lbs/MMBtu | FALSE | L | Annual | Generation | TWh | 0.021114 | 0.012622 | 0.005126 | 0.00015076 | 0 | 0 | 0
IL Fac. Spec. - NOX Rate Summer v3.1, Unit 319 and retrofits | 596 | 7305 | Rate Constraint in lbs/MMBtu | FALSE | L | Annual | Qualifying Generation | TWh | 0.021114 | 0.012622 | 0.005126 | 0.00015076 | 0 | 0 | 0
IL Fac. Spec. - NOX Rate Summer v3.1, Unit 319 and retrofits | 596 | 7305 | Rate Constraint in lbs/MMBtu | FALSE | L | Annual | Rate | lb/MWh | 0.40841 | 0.40841 | 0.40841 | 0.40841 | 0 | 0 | 0
IL Fac. Spec. - NOX Rate Summer v3.1, Unit 319 and retrofits | 596 | 7305 | Rate Constraint in lbs/MMBtu | FALSE | L | Annual | Constraint Shadow Price | US2022$/Ton | 0 | 0 | 0 | 0 | 0 | 0 | 0
IL Fac. Spec. - NOX Rate Summer v3.1, Unit 320 and retrofits | 597 | 7305 | Rate Constraint in lbs/MMBtu | FALSE | L | Annual | Seasons Included | Seasons | Summer | Summer | Summer | Summer | Summer | Summer | Summer
IL Fac. Spec. - NOX Rate Summer v3.1, Unit 320 and retrofits | 597 | 7305 | Rate Constraint in lbs/MMBtu | FALSE | L | Annual | Standard NOX | lb/MMBtu | 0.25 | 0.25 | 0.25 | 0.25 | 0.25 | 0.25 | 0.25
IL Fac. Spec. - NOX Rate Summer v3.1, Unit 320 and retrofits | 597 | 7305 | Rate Constraint in lbs/MMBtu | FALSE | L | Annual | Emissions at Affected Plants NOX | Thousand Tons | 0.0026855 | 0.0025918 | 0.0010617 | 3.1226e-05 | 0 | 0 | 0
IL Fac. Spec. - NOX Rate Summer v3.1, Unit 320 and retrofits | 597 | 7305 | Rate Constraint in lbs/MMBtu | FALSE | L | Annual | Allowances Purchased NOX | Thousand Tons | 0 | 0 | 0 | 0 | 0 | 0 | 0
IL Fac. Spec. - NOX Rate Summer v3.1, Unit 320 and retrofits | 597 | 7305 | Rate Constraint in lbs/MMBtu | FALSE | L | Annual | Allowances Sold NOX | Thousand Tons | 0 | 0 | 0 | 0 | 0 | 0 | 0
IL Fac. Spec. - NOX Rate Summer v3.1, Unit 320 and retrofits | 597 | 7305 | Rate Constraint in lbs/MMBtu | FALSE | L | Annual | Allowances Banked | Thousand Tons | 0 | 0 | 0 | 0 | 0 | 0 | 0
IL Fac. Spec. - NOX Rate Summer v3.1, Unit 320 and retrofits | 597 | 7305 | Rate Constraint in lbs/MMBtu | FALSE | L | Annual | Allowances Withdrawn (1:1) | Thousand Tons | 0 | 0 | 0 | 0 | 0 | 0 | 0
IL Fac. Spec. - NOX Rate Summer v3.1, Unit 320 and retrofits | 597 | 7305 | Rate Constraint in lbs/MMBtu | FALSE | L | Annual | Allowances Withdrawn (n:1) | Thousand Tons | 0 | 0 | 0 | 0 | 0 | 0 | 0
IL Fac. Spec. - NOX Rate Summer v3.1, Unit 320 and retrofits | 597 | 7305 | Rate Constraint in lbs/MMBtu | FALSE | L | Annual | Net Emissions Allowance Position | Thousand Tons | 0.0026855 | 0.0025918 | 0.0010617 | 3.1226e-05 | 0 | 0 | 0
IL Fac. Spec. - NOX Rate Summer v3.1, Unit 320 and retrofits | 597 | 7305 | Rate Constraint in lbs/MMBtu | FALSE | L | Annual | Fuel Consumed | TBtu | 0.13726 | 0.13247 | 0.054265 | 0.001596 | 0 | 0 | 0
IL Fac. Spec. - NOX Rate Summer v3.1, Unit 320 and retrofits | 597 | 7305 | Rate Constraint in lbs/MMBtu | FALSE | L | Annual | Rate | lb/MMBtu | 0.03913 | 0.03913 | 0.03913 | 0.03913 | 0 | 0 | 0
IL Fac. Spec. - NOX Rate Summer v3.1, Unit 320 and retrofits | 597 | 7305 | Rate Constraint in lbs/MMBtu | FALSE | L | Annual | Generation | TWh | 0.012712 | 0.012268 | 0.0050255 | 0.00014781 | 0 | 0 | 0
IL Fac. Spec. - NOX Rate Summer v3.1, Unit 320 and retrofits | 597 | 7305 | Rate Constraint in lbs/MMBtu | FALSE | L | Annual | Qualifying Generation | TWh | 0.012712 | 0.012268 | 0.0050255 | 0.00014781 | 0 | 0 | 0
IL Fac. Spec. - NOX Rate Summer v3.1, Unit 320 and retrofits | 597 | 7305 | Rate Constraint in lbs/MMBtu | FALSE | L | Annual | Rate | lb/MWh | 0.42253 | 0.42253 | 0.42253 | 0.42253 | 0 | 0 | 0
IL Fac. Spec. - NOX Rate Summer v3.1, Unit 320 and retrofits | 597 | 7305 | Rate Constraint in lbs/MMBtu | FALSE | L | Annual | Constraint Shadow Price | US2022$/Ton | 0 | 0 | 0 | 0 | 0 | 0 | 0
IL Fac. Spec. - NOX Rate Summer v3.1, Unit 321 and retrofits | 598 | 7305 | Rate Constraint in lbs/MMBtu | FALSE | L | Annual | Seasons Included | Seasons | Summer | Summer | Summer | Summer | Summer | Summer | Summer
IL Fac. Spec. - NOX Rate Summer v3.1, Unit 321 and retrofits | 598 | 7305 | Rate Constraint in lbs/MMBtu | FALSE | L | Annual | Standard NOX | lb/MMBtu | 0.25 | 0.25 | 0.25 | 0.25 | 0.25 | 0.25 | 0.25
IL Fac. Spec. - NOX Rate Summer v3.1, Unit 321 and retrofits | 598 | 7305 | Rate Constraint in lbs/MMBtu | FALSE | L | Annual | Emissions at Affected Plants NOX | Thousand Tons | 0.0023816 | 0.0022985 | 0.00094156 | 2.7693e-05 | 0 | 0 | 0
IL Fac. Spec. - NOX Rate Summer v3.1, Unit 321 and retrofits | 598 | 7305 | Rate Constraint in lbs/MMBtu | FALSE | L | Annual | Allowances Purchased NOX | Thousand Tons | 0 | 0 | 0 | 0 | 0 | 0 | 0
IL Fac. Spec. - NOX Rate Summer v3.1, Unit 321 and retrofits | 598 | 7305 | Rate Constraint in lbs/MMBtu | FALSE | L | Annual | Allowances Sold NOX | Thousand Tons | 0 | 0 | 0 | 0 | 0 | 0 | 0
IL Fac. Spec. - NOX Rate Summer v3.1, Unit 321 and retrofits | 598 | 7305 | Rate Constraint in lbs/MMBtu | FALSE | L | Annual | Allowances Banked | Thousand Tons | 0 | 0 | 0 | 0 | 0 | 0 | 0
IL Fac. Spec. - NOX Rate Summer v3.1, Unit 321 and retrofits | 598 | 7305 | Rate Constraint in lbs/MMBtu | FALSE | L | Annual | Allowances Withdrawn (1:1) | Thousand Tons | 0 | 0 | 0 | 0 | 0 | 0 | 0
IL Fac. Spec. - NOX Rate Summer v3.1, Unit 321 and retrofits | 598 | 7305 | Rate Constraint in lbs/MMBtu | FALSE | L | Annual | Allowances Withdrawn (n:1) | Thousand Tons | 0 | 0 | 0 | 0 | 0 | 0 | 0
IL Fac. Spec. - NOX Rate Summer v3.1, Unit 321 and retrofits | 598 | 7305 | Rate Constraint in lbs/MMBtu | FALSE | L | Annual | Net Emissions Allowance Position | Thousand Tons | 0.0023816 | 0.0022985 | 0.00094156 | 2.7693e-05 | 0 | 0 | 0
IL Fac. Spec. - NOX Rate Summer v3.1, Unit 321 and retrofits | 598 | 7305 | Rate Constraint in lbs/MMBtu | FALSE | L | Annual | Fuel Consumed | TBtu | 0.13668 | 0.13191 | 0.054035 | 0.0015893 | 0 | 0 | 0
IL Fac. Spec. - NOX Rate Summer v3.1, Unit 321 and retrofits | 598 | 7305 | Rate Constraint in lbs/MMBtu | FALSE | L | Annual | Rate | lb/MMBtu | 0.03485 | 0.03485 | 0.03485 | 0.03485 | 0 | 0 | 0
IL Fac. Spec. - NOX Rate Summer v3.1, Unit 321 and retrofits | 598 | 7305 | Rate Constraint in lbs/MMBtu | FALSE | L | Annual | Generation | TWh | 0.012658 | 0.012216 | 0.0050042 | 0.00014718 | 0 | 0 | 0
IL Fac. Spec. - NOX Rate Summer v3.1, Unit 321 and retrofits | 598 | 7305 | Rate Constraint in lbs/MMBtu | FALSE | L | Annual | Qualifying Generation | TWh | 0.012658 | 0.012216 | 0.0050042 | 0.00014718 | 0 | 0 | 0
IL Fac. Spec. - NOX Rate Summer v3.1, Unit 321 and retrofits | 598 | 7305 | Rate Constraint in lbs/MMBtu | FALSE | L | Annual | Rate | lb/MWh | 0.37631 | 0.37631 | 0.37631 | 0.37631 | 0 | 0 | 0
IL Fac. Spec. - NOX Rate Summer v3.1, Unit 321 and retrofits | 598 | 7305 | Rate Constraint in lbs/MMBtu | FALSE | L | Annual | Constraint Shadow Price | US2022$/Ton | 0 | 0 | 0 | 0 | 0 | 0 | 0
IL Fac. Spec. - NOX Rate Summer v3.1, Unit 322 and retrofits | 599 | 7305 | Rate Constraint in lbs/MMBtu | FALSE | L | Annual | Seasons Included | Seasons | Summer | Summer | Summer | Summer | Summer | Summer | Summer
IL Fac. Spec. - NOX Rate Summer v3.1, Unit 322 and retrofits | 599 | 7305 | Rate Constraint in lbs/MMBtu | FALSE | L | Annual | Standard NOX | lb/MMBtu | 0.25 | 0.25 | 0.25 | 0.25 | 0.25 | 0.25 | 0.25
IL Fac. Spec. - NOX Rate Summer v3.1, Unit 322 and retrofits | 599 | 7305 | Rate Constraint in lbs/MMBtu | FALSE | L | Annual | Emissions at Affected Plants NOX | Thousand Tons | 0.0017951 | 0.0017325 | 0.0007097 | 2.0873e-05 | 0 | 0 | 0
IL Fac. Spec. - NOX Rate Summer v3.1, Unit 322 and retrofits | 599 | 7305 | Rate Constraint in lbs/MMBtu | FALSE | L | Annual | Allowances Purchased NOX | Thousand Tons | 0 | 0 | 0 | 0 | 0 | 0 | 0
IL Fac. Spec. - NOX Rate Summer v3.1, Unit 322 and retrofits | 599 | 7305 | Rate Constraint in lbs/MMBtu | FALSE | L | Annual | Allowances Sold NOX | Thousand Tons | 0 | 0 | 0 | 0 | 0 | 0 | 0
IL Fac. Spec. - NOX Rate Summer v3.1, Unit 322 and retrofits | 599 | 7305 | Rate Constraint in lbs/MMBtu | FALSE | L | Annual | Allowances Banked | Thousand Tons | 0 | 0 | 0 | 0 | 0 | 0 | 0
IL Fac. Spec. - NOX Rate Summer v3.1, Unit 322 and retrofits | 599 | 7305 | Rate Constraint in lbs/MMBtu | FALSE | L | Annual | Allowances Withdrawn (1:1) | Thousand Tons | 0 | 0 | 0 | 0 | 0 | 0 | 0
IL Fac. Spec. - NOX Rate Summer v3.1, Unit 322 and retrofits | 599 | 7305 | Rate Constraint in lbs/MMBtu | FALSE | L | Annual | Allowances Withdrawn (n:1) | Thousand Tons | 0 | 0 | 0 | 0 | 0 | 0 | 0
IL Fac. Spec. - NOX Rate Summer v3.1, Unit 322 and retrofits | 599 | 7305 | Rate Constraint in lbs/MMBtu | FALSE | L | Annual | Net Emissions Allowance Position | Thousand Tons | 0.0017951 | 0.0017325 | 0.0007097 | 2.0873e-05 | 0 | 0 | 0
IL Fac. Spec. - NOX Rate Summer v3.1, Unit 322 and retrofits | 599 | 7305 | Rate Constraint in lbs/MMBtu | FALSE | L | Annual | Fuel Consumed | TBtu | 0.039479 | 0.038102 | 0.015608 | 0.00045906 | 0 | 0 | 0
IL Fac. Spec. - NOX Rate Summer v3.1, Unit 322 and retrofits | 599 | 7305 | Rate Constraint in lbs/MMBtu | FALSE | L | Annual | Rate | lb/MMBtu | 0.09094 | 0.09094 | 0.09094 | 0.09094 | 0 | 0 | 0
IL Fac. Spec. - NOX Rate Summer v3.1, Unit 322 and retrofits | 599 | 7305 | Rate Constraint in lbs/MMBtu | FALSE | L | Annual | Generation | TWh | 0.0036551 | 0.0035276 | 0.0014451 | 4.2502e-05 | 0 | 0 | 0
IL Fac. Spec. - NOX Rate Summer v3.1, Unit 322 and retrofits | 599 | 7305 | Rate Constraint in lbs/MMBtu | FALSE | L | Annual | Qualifying Generation | TWh | 0.0036551 | 0.0035276 | 0.0014451 | 4.2502e-05 | 0 | 0 | 0
IL Fac. Spec. - NOX Rate Summer v3.1, Unit 322 and retrofits | 599 | 7305 | Rate Constraint in lbs/MMBtu | FALSE | L | Annual | Rate | lb/MWh | 0.98224 | 0.98224 | 0.98224 | 0.98224 | 0 | 0 | 0
IL Fac. Spec. - NOX Rate Summer v3.1, Unit 322 and retrofits | 599 | 7305 | Rate Constraint in lbs/MMBtu | FALSE | L | Annual | Constraint Shadow Price | US2022$/Ton | 0 | 0 | 0 | 0 | 0 | 0 | 0
IL Fac. Spec. - NOX Rate Summer v3.1, Unit 323 and retrofits | 600 | 7305 | Rate Constraint in lbs/MMBtu | FALSE | L | Annual | Seasons Included | Seasons | Summer | Summer | Summer | Summer | Summer | Summer | Summer
IL Fac. Spec. - NOX Rate Summer v3.1, Unit 323 and retrofits | 600 | 7305 | Rate Constraint in lbs/MMBtu | FALSE | L | Annual | Standard NOX | lb/MMBtu | 0.25 | 0.25 | 0.25 | 0.25 | 0.25 | 0.25 | 0.25
IL Fac. Spec. - NOX Rate Summer v3.1, Unit 323 and retrofits | 600 | 7305 | Rate Constraint in lbs/MMBtu | FALSE | L | Annual | Emissions at Affected Plants NOX | Thousand Tons | 0.0018597 | 0.0017948 | 0.00073522 | 2.1624e-05 | 0 | 0 | 0
IL Fac. Spec. - NOX Rate Summer v3.1, Unit 323 and retrofits | 600 | 7305 | Rate Constraint in lbs/MMBtu | FALSE | L | Annual | Allowances Purchased NOX | Thousand Tons | 0 | 0 | 0 | 0 | 0 | 0 | 0
IL Fac. Spec. - NOX Rate Summer v3.1, Unit 323 and retrofits | 600 | 7305 | Rate Constraint in lbs/MMBtu | FALSE | L | Annual | Allowances Sold NOX | Thousand Tons | 0 | 0 | 0 | 0 | 0 | 0 | 0
IL Fac. Spec. - NOX Rate Summer v3.1, Unit 323 and retrofits | 600 | 7305 | Rate Constraint in lbs/MMBtu | FALSE | L | Annual | Allowances Banked | Thousand Tons | 0 | 0 | 0 | 0 | 0 | 0 | 0
IL Fac. Spec. - NOX Rate Summer v3.1, Unit 323 and retrofits | 600 | 7305 | Rate Constraint in lbs/MMBtu | FALSE | L | Annual | Allowances Withdrawn (1:1) | Thousand Tons | 0 | 0 | 0 | 0 | 0 | 0 | 0
IL Fac. Spec. - NOX Rate Summer v3.1, Unit 323 and retrofits | 600 | 7305 | Rate Constraint in lbs/MMBtu | FALSE | L | Annual | Allowances Withdrawn (n:1) | Thousand Tons | 0 | 0 | 0 | 0 | 0 | 0 | 0
IL Fac. Spec. - NOX Rate Summer v3.1, Unit 323 and retrofits | 600 | 7305 | Rate Constraint in lbs/MMBtu | FALSE | L | Annual | Net Emissions Allowance Position | Thousand Tons | 0.0018597 | 0.0017948 | 0.00073522 | 2.1624e-05 | 0 | 0 | 0
IL Fac. Spec. - NOX Rate Summer v3.1, Unit 323 and retrofits | 600 | 7305 | Rate Constraint in lbs/MMBtu | FALSE | L | Annual | Fuel Consumed | TBtu | 0.041257 | 0.039818 | 0.016311 | 0.00047973 | 0 | 0 | 0
IL Fac. Spec. - NOX Rate Summer v3.1, Unit 323 and retrofits | 600 | 7305 | Rate Constraint in lbs/MMBtu | FALSE | L | Annual | Rate | lb/MMBtu | 0.09015 | 0.09015 | 0.09015 | 0.09015 | 0 | 0 | 0
IL Fac. Spec. - NOX Rate Summer v3.1, Unit 323 and retrofits | 600 | 7305 | Rate Constraint in lbs/MMBtu | FALSE | L | Annual | Generation | TWh | 0.0038212 | 0.0036879 | 0.0015107 | 4.4432e-05 | 0 | 0 | 0
IL Fac. Spec. - NOX Rate Summer v3.1, Unit 323 and retrofits | 600 | 7305 | Rate Constraint in lbs/MMBtu | FALSE | L | Annual | Qualifying Generation | TWh | 0.0038212 | 0.0036879 | 0.0015107 | 4.4432e-05 | 0 | 0 | 0
IL Fac. Spec. - NOX Rate Summer v3.1, Unit 323 and retrofits | 600 | 7305 | Rate Constraint in lbs/MMBtu | FALSE | L | Annual | Rate | lb/MWh | 0.97335 | 0.97335 | 0.97335 | 0.97335 | 0 | 0 | 0
IL Fac. Spec. - NOX Rate Summer v3.1, Unit 323 and retrofits | 600 | 7305 | Rate Constraint in lbs/MMBtu | FALSE | L | Annual | Constraint Shadow Price | US2022$/Ton | 0 | 0 | 0 | 0 | 0 | 0 | 0
IL Fac. Spec. - NOX Rate Summer v3.1, Unit 324 and retrofits | 601 | 7305 | Rate Constraint in lbs/MMBtu | FALSE | L | Annual | Seasons Included | Seasons | Summer | Summer | Summer | Summer | Summer | Summer | Summer
IL Fac. Spec. - NOX Rate Summer v3.1, Unit 324 and retrofits | 601 | 7305 | Rate Constraint in lbs/MMBtu | FALSE | L | Annual | Standard NOX | lb/MMBtu | 0.25 | 0.25 | 0.25 | 0.25 | 0.25 | 0.25 | 0.25
IL Fac. Spec. - NOX Rate Summer v3.1, Unit 324 and retrofits | 601 | 7305 | Rate Constraint in lbs/MMBtu | FALSE | L | Annual | Emissions at Affected Plants NOX | Thousand Tons | 0.0018529 | 0.0017883 | 0.00073255 | 2.1546e-05 | 0 | 0 | 0
IL Fac. Spec. - NOX Rate Summer v3.1, Unit 324 and retrofits | 601 | 7305 | Rate Constraint in lbs/MMBtu | FALSE | L | Annual | Allowances Purchased NOX | Thousand Tons | 0 | 0 | 0 | 0 | 0 | 0 | 0
IL Fac. Spec. - NOX Rate Summer v3.1, Unit 324 and retrofits | 601 | 7305 | Rate Constraint in lbs/MMBtu | FALSE | L | Annual | Allowances Sold NOX | Thousand Tons | 0 | 0 | 0 | 0 | 0 | 0 | 0
IL Fac. Spec. - NOX Rate Summer v3.1, Unit 324 and retrofits | 601 | 7305 | Rate Constraint in lbs/MMBtu | FALSE | L | Annual | Allowances Banked | Thousand Tons | 0 | 0 | 0 | 0 | 0 | 0 | 0
IL Fac. Spec. - NOX Rate Summer v3.1, Unit 324 and retrofits | 601 | 7305 | Rate Constraint in lbs/MMBtu | FALSE | L | Annual | Allowances Withdrawn (1:1) | Thousand Tons | 0 | 0 | 0 | 0 | 0 | 0 | 0
IL Fac. Spec. - NOX Rate Summer v3.1, Unit 324 and retrofits | 601 | 7305 | Rate Constraint in lbs/MMBtu | FALSE | L | Annual | Allowances Withdrawn (n:1) | Thousand Tons | 0 | 0 | 0 | 0 | 0 | 0 | 0
IL Fac. Spec. - NOX Rate Summer v3.1, Unit 324 and retrofits | 601 | 7305 | Rate Constraint in lbs/MMBtu | FALSE | L | Annual | Net Emissions Allowance Position | Thousand Tons | 0.0018529 | 0.0017883 | 0.00073255 | 2.1546e-05 | 0 | 0 | 0
IL Fac. Spec. - NOX Rate Summer v3.1, Unit 324 and retrofits | 601 | 7305 | Rate Constraint in lbs/MMBtu | FALSE | L | Annual | Fuel Consumed | TBtu | 0.041681 | 0.040227 | 0.016478 | 0.00048466 | 0 | 0 | 0
IL Fac. Spec. - NOX Rate Summer v3.1, Unit 324 and retrofits | 601 | 7305 | Rate Constraint in lbs/MMBtu | FALSE | L | Annual | Rate | lb/MMBtu | 0.08891 | 0.08891 | 0.08891 | 0.08891 | 0 | 0 | 0
IL Fac. Spec. - NOX Rate Summer v3.1, Unit 324 and retrofits | 601 | 7305 | Rate Constraint in lbs/MMBtu | FALSE | L | Annual | Generation | TWh | 0.0038597 | 0.003725 | 0.0015259 | 4.488e-05 | 0 | 0 | 0
IL Fac. Spec. - NOX Rate Summer v3.1, Unit 324 and retrofits | 601 | 7305 | Rate Constraint in lbs/MMBtu | FALSE | L | Annual | Qualifying Generation | TWh | 0.0038597 | 0.003725 | 0.0015259 | 4.488e-05 | 0 | 0 | 0
IL Fac. Spec. - NOX Rate Summer v3.1, Unit 324 and retrofits | 601 | 7305 | Rate Constraint in lbs/MMBtu | FALSE | L | Annual | Rate | lb/MWh | 0.96014 | 0.96014 | 0.96014 | 0.96014 | 0 | 0 | 0
IL Fac. Spec. - NOX Rate Summer v3.1, Unit 324 and retrofits | 601 | 7305 | Rate Constraint in lbs/MMBtu | FALSE | L | Annual | Constraint Shadow Price | US2022$/Ton | 0 | 0 | 0 | 0 | 0 | 0 | 0
IL Fac. Spec. - NOX Rate Summer v3.1, Unit 325 and retrofits | 602 | 7305 | Rate Constraint in lbs/MMBtu | FALSE | L | Annual | Seasons Included | Seasons | Summer | Summer | Summer | Summer | Summer | Summer | Summer
IL Fac. Spec. - NOX Rate Summer v3.1, Unit 325 and retrofits | 602 | 7305 | Rate Constraint in lbs/MMBtu | FALSE | L | Annual | Standard NOX | lb/MMBtu | 0.25 | 0.25 | 0.25 | 0.25 | 0.25 | 0.25 | 0.25
IL Fac. Spec. - NOX Rate Summer v3.1, Unit 325 and retrofits | 602 | 7305 | Rate Constraint in lbs/MMBtu | FALSE | L | Annual | Emissions at Affected Plants NOX | Thousand Tons | 0.0019156 | 0.0018488 | 0.00075735 | 2.2275e-05 | 0 | 0 | 0
IL Fac. Spec. - NOX Rate Summer v3.1, Unit 325 and retrofits | 602 | 7305 | Rate Constraint in lbs/MMBtu | FALSE | L | Annual | Allowances Purchased NOX | Thousand Tons | 0 | 0 | 0 | 0 | 0 | 0 | 0
IL Fac. Spec. - NOX Rate Summer v3.1, Unit 325 and retrofits | 602 | 7305 | Rate Constraint in lbs/MMBtu | FALSE | L | Annual | Allowances Sold NOX | Thousand Tons | 0 | 0 | 0 | 0 | 0 | 0 | 0
IL Fac. Spec. - NOX Rate Summer v3.1, Unit 325 and retrofits | 602 | 7305 | Rate Constraint in lbs/MMBtu | FALSE | L | Annual | Allowances Banked | Thousand Tons | 0 | 0 | 0 | 0 | 0 | 0 | 0
IL Fac. Spec. - NOX Rate Summer v3.1, Unit 325 and retrofits | 602 | 7305 | Rate Constraint in lbs/MMBtu | FALSE | L | Annual | Allowances Withdrawn (1:1) | Thousand Tons | 0 | 0 | 0 | 0 | 0 | 0 | 0
IL Fac. Spec. - NOX Rate Summer v3.1, Unit 325 and retrofits | 602 | 7305 | Rate Constraint in lbs/MMBtu | FALSE | L | Annual | Allowances Withdrawn (n:1) | Thousand Tons | 0 | 0 | 0 | 0 | 0 | 0 | 0
IL Fac. Spec. - NOX Rate Summer v3.1, Unit 325 and retrofits | 602 | 7305 | Rate Constraint in lbs/MMBtu | FALSE | L | Annual | Net Emissions Allowance Position | Thousand Tons | 0.0019156 | 0.0018488 | 0.00075735 | 2.2275e-05 | 0 | 0 | 0
IL Fac. Spec. - NOX Rate Summer v3.1, Unit 325 and retrofits | 602 | 7305 | Rate Constraint in lbs/MMBtu | FALSE | L | Annual | Fuel Consumed | TBtu | 0.041772 | 0.040314 | 0.016514 | 0.00048572 | 0 | 0 | 0
IL Fac. Spec. - NOX Rate Summer v3.1, Unit 325 and retrofits | 602 | 7305 | Rate Constraint in lbs/MMBtu | FALSE | L | Annual | Rate | lb/MMBtu | 0.09172 | 0.09172 | 0.09172 | 0.09172 | 0 | 0 | 0
IL Fac. Spec. - NOX Rate Summer v3.1, Unit 325 and retrofits | 602 | 7305 | Rate Constraint in lbs/MMBtu | FALSE | L | Annual | Generation | TWh | 0.0038674 | 0.0037325 | 0.001529 | 4.497e-05 | 0 | 0 | 0
IL Fac. Spec. - NOX Rate Summer v3.1, Unit 325 and retrofits | 602 | 7305 | Rate Constraint in lbs/MMBtu | FALSE | L | Annual | Qualifying Generation | TWh | 0.0038674 | 0.0037325 | 0.001529 | 4.497e-05 | 0 | 0 | 0
IL Fac. Spec. - NOX Rate Summer v3.1, Unit 325 and retrofits | 602 | 7305 | Rate Constraint in lbs/MMBtu | FALSE | L | Annual | Rate | lb/MWh | 0.99067 | 0.99067 | 0.99067 | 0.99067 | 0 | 0 | 0
IL Fac. Spec. - NOX Rate Summer v3.1, Unit 325 and retrofits | 602 | 7305 | Rate Constraint in lbs/MMBtu | FALSE | L | Annual | Constraint Shadow Price | US2022$/Ton | 0 | 0 | 0 | 0 | 0 | 0 | 0
IL Fac. Spec. - NOX Rate Summer v3.1, Unit 326 and retrofits | 603 | 7305 | Rate Constraint in lbs/MMBtu | FALSE | L | Annual | Seasons Included | Seasons | Summer | Summer | Summer | Summer | Summer | Summer | Summer
IL Fac. Spec. - NOX Rate Summer v3.1, Unit 326 and retrofits | 603 | 7305 | Rate Constraint in lbs/MMBtu | FALSE | L | Annual | Standard NOX | lb/MMBtu | 0.25 | 0.25 | 0.25 | 0.25 | 0.25 | 0.25 | 0.25
IL Fac. Spec. - NOX Rate Summer v3.1, Unit 326 and retrofits | 603 | 7305 | Rate Constraint in lbs/MMBtu | FALSE | L | Annual | Emissions at Affected Plants NOX | Thousand Tons | 0.0038363 | 0.0019496 | 0.0018238 | 2.0963e-05 | 0 | 0 | 0
IL Fac. Spec. - NOX Rate Summer v3.1, Unit 326 and retrofits | 603 | 7305 | Rate Constraint in lbs/MMBtu | FALSE | L | Annual | Allowances Purchased NOX | Thousand Tons | 0 | 0 | 0 | 0 | 0 | 0 | 0
IL Fac. Spec. - NOX Rate Summer v3.1, Unit 326 and retrofits | 603 | 7305 | Rate Constraint in lbs/MMBtu | FALSE | L | Annual | Allowances Sold NOX | Thousand Tons | 0 | 0 | 0 | 0 | 0 | 0 | 0
IL Fac. Spec. - NOX Rate Summer v3.1, Unit 326 and retrofits | 603 | 7305 | Rate Constraint in lbs/MMBtu | FALSE | L | Annual | Allowances Banked | Thousand Tons | 0 | 0 | 0 | 0 | 0 | 0 | 0
IL Fac. Spec. - NOX Rate Summer v3.1, Unit 326 and retrofits | 603 | 7305 | Rate Constraint in lbs/MMBtu | FALSE | L | Annual | Allowances Withdrawn (1:1) | Thousand Tons | 0 | 0 | 0 | 0 | 0 | 0 | 0
IL Fac. Spec. - NOX Rate Summer v3.1, Unit 326 and retrofits | 603 | 7305 | Rate Constraint in lbs/MMBtu | FALSE | L | Annual | Allowances Withdrawn (n:1) | Thousand Tons | 0 | 0 | 0 | 0 | 0 | 0 | 0
IL Fac. Spec. - NOX Rate Summer v3.1, Unit 326 and retrofits | 603 | 7305 | Rate Constraint in lbs/MMBtu | FALSE | L | Annual | Net Emissions Allowance Position | Thousand Tons | 0.0038363 | 0.0019496 | 0.0018238 | 2.0963e-05 | 0 | 0 | 0
IL Fac. Spec. - NOX Rate Summer v3.1, Unit 326 and retrofits | 603 | 7305 | Rate Constraint in lbs/MMBtu | FALSE | L | Annual | Fuel Consumed | TBtu | 0.089456 | 0.045461 | 0.042528 | 0.00048883 | 0 | 0 | 0
IL Fac. Spec. - NOX Rate Summer v3.1, Unit 326 and retrofits | 603 | 7305 | Rate Constraint in lbs/MMBtu | FALSE | L | Annual | Rate | lb/MMBtu | 0.08577 | 0.08577 | 0.08577 | 0.08577 | 0 | 0 | 0
IL Fac. Spec. - NOX Rate Summer v3.1, Unit 326 and retrofits | 603 | 7305 | Rate Constraint in lbs/MMBtu | FALSE | L | Annual | Generation | TWh | 0.0083114 | 0.0042238 | 0.0039513 | 4.5417e-05 | 0 | 0 | 0
IL Fac. Spec. - NOX Rate Summer v3.1, Unit 326 and retrofits | 603 | 7305 | Rate Constraint in lbs/MMBtu | FALSE | L | Annual | Qualifying Generation | TWh | 0.0083114 | 0.0042238 | 0.0039513 | 4.5417e-05 | 0 | 0 | 0
IL Fac. Spec. - NOX Rate Summer v3.1, Unit 326 and retrofits | 603 | 7305 | Rate Constraint in lbs/MMBtu | FALSE | L | Annual | Rate | lb/MWh | 0.92314 | 0.92314 | 0.92314 | 0.92314 | 0 | 0 | 0
IL Fac. Spec. - NOX Rate Summer v3.1, Unit 326 and retrofits | 603 | 7305 | Rate Constraint in lbs/MMBtu | FALSE | L | Annual | Constraint Shadow Price | US2022$/Ton | 0 | 0 | 0 | 0 | 0 | 0 | 0
IL Fac. Spec. - NOX Rate Summer v3.1, Unit 327 and retrofits | 604 | 7305 | Rate Constraint in lbs/MMBtu | FALSE | L | Annual | Seasons Included | Seasons | Summer | Summer | Summer | Summer | Summer | Summer | Summer
IL Fac. Spec. - NOX Rate Summer v3.1, Unit 327 and retrofits | 604 | 7305 | Rate Constraint in lbs/MMBtu | FALSE | L | Annual | Standard NOX | lb/MMBtu | 0.25 | 0.25 | 0.25 | 0.25 | 0.25 | 0.25 | 0.25
IL Fac. Spec. - NOX Rate Summer v3.1, Unit 327 and retrofits | 604 | 7305 | Rate Constraint in lbs/MMBtu | FALSE | L | Annual | Emissions at Affected Plants NOX | Thousand Tons | 0.00213 | 0.0021376 | 0.0028808 | 7.6618e-06 | 0.0007432 | 0.00213 | 0.00213
IL Fac. Spec. - NOX Rate Summer v3.1, Unit 327 and retrofits | 604 | 7305 | Rate Constraint in lbs/MMBtu | FALSE | L | Annual | Allowances Purchased NOX | Thousand Tons | 0 | 0 | 0 | 0 | 0 | 0 | 0
IL Fac. Spec. - NOX Rate Summer v3.1, Unit 327 and retrofits | 604 | 7305 | Rate Constraint in lbs/MMBtu | FALSE | L | Annual | Allowances Sold NOX | Thousand Tons | 0 | 0 | 0 | 0 | 0 | 0 | 0
IL Fac. Spec. - NOX Rate Summer v3.1, Unit 327 and retrofits | 604 | 7305 | Rate Constraint in lbs/MMBtu | FALSE | L | Annual | Allowances Banked | Thousand Tons | 0 | 0 | 0 | 0 | 0 | 0 | 0
IL Fac. Spec. - NOX Rate Summer v3.1, Unit 327 and retrofits | 604 | 7305 | Rate Constraint in lbs/MMBtu | FALSE | L | Annual | Allowances Withdrawn (1:1) | Thousand Tons | 0 | 0 | 0 | 0 | 0 | 0 | 0
IL Fac. Spec. - NOX Rate Summer v3.1, Unit 327 and retrofits | 604 | 7305 | Rate Constraint in lbs/MMBtu | FALSE | L | Annual | Allowances Withdrawn (n:1) | Thousand Tons | 0 | 0 | 0 | 0 | 0 | 0 | 0
IL Fac. Spec. - NOX Rate Summer v3.1, Unit 327 and retrofits | 604 | 7305 | Rate Constraint in lbs/MMBtu | FALSE | L | Annual | Net Emissions Allowance Position | Thousand Tons | 0.00213 | 0.0021376 | 0.0028808 | 7.6618e-06 | 0.0007432 | 0.00213 | 0.00213
IL Fac. Spec. - NOX Rate Summer v3.1, Unit 327 and retrofits | 604 | 7305 | Rate Constraint in lbs/MMBtu | FALSE | L | Annual | Fuel Consumed | TBtu | 0.38727 | 0.38866 | 0.52379 | 0.0013931 | 0.13513 | 0.38727 | 0.38727
IL Fac. Spec. - NOX Rate Summer v3.1, Unit 327 and retrofits | 604 | 7305 | Rate Constraint in lbs/MMBtu | FALSE | L | Annual | Rate | lb/MMBtu | 0.011 | 0.011 | 0.011 | 0.011 | 0.011 | 0.011 | 0.011
IL Fac. Spec. - NOX Rate Summer v3.1, Unit 327 and retrofits | 604 | 7305 | Rate Constraint in lbs/MMBtu | FALSE | L | Annual | Generation | TWh | 0.039098 | 0.039239 | 0.052881 | 0.00014064 | 0.013642 | 0.039098 | 0.039098
IL Fac. Spec. - NOX Rate Summer v3.1, Unit 327 and retrofits | 604 | 7305 | Rate Constraint in lbs/MMBtu | FALSE | L | Annual | Qualifying Generation | TWh | 0.039098 | 0.039239 | 0.052881 | 0.00014064 | 0.013642 | 0.039098 | 0.039098
IL Fac. Spec. - NOX Rate Summer v3.1, Unit 327 and retrofits | 604 | 7305 | Rate Constraint in lbs/MMBtu | FALSE | L | Annual | Rate | lb/MWh | 0.10895 | 0.10895 | 0.10895 | 0.10895 | 0.10895 | 0.10895 | 0.10895
IL Fac. Spec. - NOX Rate Summer v3.1, Unit 327 and retrofits | 604 | 7305 | Rate Constraint in lbs/MMBtu | FALSE | L | Annual | Constraint Shadow Price | US2022$/Ton | 0 | 0 | 0 | 0 | 0 | 0 | 0
IL Fac. Spec. - NOX Rate Summer v3.1, Unit 328 and retrofits | 605 | 7305 | Rate Constraint in lbs/MMBtu | FALSE | L | Annual | Seasons Included | Seasons | Summer | Summer | Summer | Summer | Summer | Summer | Summer
IL Fac. Spec. - NOX Rate Summer v3.1, Unit 328 and retrofits | 605 | 7305 | Rate Constraint in lbs/MMBtu | FALSE | L | Annual | Standard NOX | lb/MMBtu | 0.25 | 0.25 | 0.25 | 0.25 | 0.25 | 0.25 | 0.25
IL Fac. Spec. - NOX Rate Summer v3.1, Unit 328 and retrofits | 605 | 7305 | Rate Constraint in lbs/MMBtu | FALSE | L | Annual | Emissions at Affected Plants NOX | Thousand Tons | 0.00213 | 0.0021376 | 0.0026167 | 7.6618e-06 | 0.0007432 | 0.00213 | 0.00213
IL Fac. Spec. - NOX Rate Summer v3.1, Unit 328 and retrofits | 605 | 7305 | Rate Constraint in lbs/MMBtu | FALSE | L | Annual | Allowances Purchased NOX | Thousand Tons | 0 | 0 | 0 | 0 | 0 | 0 | 0
IL Fac. Spec. - NOX Rate Summer v3.1, Unit 328 and retrofits | 605 | 7305 | Rate Constraint in lbs/MMBtu | FALSE | L | Annual | Allowances Sold NOX | Thousand Tons | 0 | 0 | 0 | 0 | 0 | 0 | 0
IL Fac. Spec. - NOX Rate Summer v3.1, Unit 328 and retrofits | 605 | 7305 | Rate Constraint in lbs/MMBtu | FALSE | L | Annual | Allowances Banked | Thousand Tons | 0 | 0 | 0 | 0 | 0 | 0 | 0
IL Fac. Spec. - NOX Rate Summer v3.1, Unit 328 and retrofits | 605 | 7305 | Rate Constraint in lbs/MMBtu | FALSE | L | Annual | Allowances Withdrawn (1:1) | Thousand Tons | 0 | 0 | 0 | 0 | 0 | 0 | 0
IL Fac. Spec. - NOX Rate Summer v3.1, Unit 328 and retrofits | 605 | 7305 | Rate Constraint in lbs/MMBtu | FALSE | L | Annual | Allowances Withdrawn (n:1) | Thousand Tons | 0 | 0 | 0 | 0 | 0 | 0 | 0
IL Fac. Spec. - NOX Rate Summer v3.1, Unit 328 and retrofits | 605 | 7305 | Rate Constraint in lbs/MMBtu | FALSE | L | Annual | Net Emissions Allowance Position | Thousand Tons | 0.00213 | 0.0021376 | 0.0026167 | 7.6618e-06 | 0.0007432 | 0.00213 | 0.00213
IL Fac. Spec. - NOX Rate Summer v3.1, Unit 328 and retrofits | 605 | 7305 | Rate Constraint in lbs/MMBtu | FALSE | L | Annual | Fuel Consumed | TBtu | 0.38727 | 0.38866 | 0.47577 | 0.0013931 | 0.13513 | 0.38727 | 0.38727
IL Fac. Spec. - NOX Rate Summer v3.1, Unit 328 and retrofits | 605 | 7305 | Rate Constraint in lbs/MMBtu | FALSE | L | Annual | Rate | lb/MMBtu | 0.011 | 0.011 | 0.011 | 0.011 | 0.011 | 0.011 | 0.011
IL Fac. Spec. - NOX Rate Summer v3.1, Unit 328 and retrofits | 605 | 7305 | Rate Constraint in lbs/MMBtu | FALSE | L | Annual | Generation | TWh | 0.039098 | 0.039239 | 0.048033 | 0.00014064 | 0.013642 | 0.039098 | 0.039098
IL Fac. Spec. - NOX Rate Summer v3.1, Unit 328 and retrofits | 605 | 7305 | Rate Constraint in lbs/MMBtu | FALSE | L | Annual | Qualifying Generation | TWh | 0.039098 | 0.039239 | 0.048033 | 0.00014064 | 0.013642 | 0.039098 | 0.039098
IL Fac. Spec. - NOX Rate Summer v3.1, Unit 328 and retrofits | 605 | 7305 | Rate Constraint in lbs/MMBtu | FALSE | L | Annual | Rate | lb/MWh | 0.10895 | 0.10895 | 0.10895 | 0.10895 | 0.10895 | 0.10895 | 0.10895
IL Fac. Spec. - NOX Rate Summer v3.1, Unit 328 and retrofits | 605 | 7305 | Rate Constraint in lbs/MMBtu | FALSE | L | Annual | Constraint Shadow Price | US2022$/Ton | 0 | 0 | 0 | 0 | 0 | 0 | 0
IL Fac. Spec. - NOX Rate Summer v3.1, Unit 438 and retrofits | 606 | 7305 | Rate Constraint in lbs/MMBtu | FALSE | L | Annual | Seasons Included | Seasons | Summer | Summer | Summer | Summer | Summer | Summer | Summer
IL Fac. Spec. - NOX Rate Summer v3.1, Unit 438 and retrofits | 606 | 7305 | Rate Constraint in lbs/MMBtu | FALSE | L | Annual | Standard NOX | lb/MMBtu | 0.25 | 0.25 | 0.25 | 0.25 | 0.25 | 0.25 | 0.25
IL Fac. Spec. - NOX Rate Summer v3.1, Unit 438 and retrofits | 606 | 7305 | Rate Constraint in lbs/MMBtu | FALSE | L | Annual | Emissions at Affected Plants NOX | Thousand Tons | 0.012998 | 0.0070427 | 0.00037813 | 0 | 0 | 0 | 0
IL Fac. Spec. - NOX Rate Summer v3.1, Unit 438 and retrofits | 606 | 7305 | Rate Constraint in lbs/MMBtu | FALSE | L | Annual | Allowances Purchased NOX | Thousand Tons | 0 | 0 | 0 | 0 | 0 | 0 | 0
IL Fac. Spec. - NOX Rate Summer v3.1, Unit 438 and retrofits | 606 | 7305 | Rate Constraint in lbs/MMBtu | FALSE | L | Annual | Allowances Sold NOX | Thousand Tons | 0 | 0 | 0 | 0 | 0 | 0 | 0
IL Fac. Spec. - NOX Rate Summer v3.1, Unit 438 and retrofits | 606 | 7305 | Rate Constraint in lbs/MMBtu | FALSE | L | Annual | Allowances Banked | Thousand Tons | 0 | 0 | 0 | 0 | 0 | 0 | 0
IL Fac. Spec. - NOX Rate Summer v3.1, Unit 438 and retrofits | 606 | 7305 | Rate Constraint in lbs/MMBtu | FALSE | L | Annual | Allowances Withdrawn (1:1) | Thousand Tons | 0 | 0 | 0 | 0 | 0 | 0 | 0
IL Fac. Spec. - NOX Rate Summer v3.1, Unit 438 and retrofits | 606 | 7305 | Rate Constraint in lbs/MMBtu | FALSE | L | Annual | Allowances Withdrawn (n:1) | Thousand Tons | 0 | 0 | 0 | 0 | 0 | 0 | 0
IL Fac. Spec. - NOX Rate Summer v3.1, Unit 438 and retrofits | 606 | 7305 | Rate Constraint in lbs/MMBtu | FALSE | L | Annual | Net Emissions Allowance Position | Thousand Tons | 0.012998 | 0.0070427 | 0.00037813 | 0 | 0 | 0 | 0
IL Fac. Spec. - NOX Rate Summer v3.1, Unit 438 and retrofits | 606 | 7305 | Rate Constraint in lbs/MMBtu | FALSE | L | Annual | Fuel Consumed | TBtu | 0.24 | 0.13004 | 0.0069817 | 0 | 0 | 0 | 0
IL Fac. Spec. - NOX Rate Summer v3.1, Unit 438 and retrofits | 606 | 7305 | Rate Constraint in lbs/MMBtu | FALSE | L | Annual | Rate | lb/MMBtu | 0.10832 | 0.10832 | 0.10832 | 0 | 0 | 0 | 0
IL Fac. Spec. - NOX Rate Summer v3.1, Unit 438 and retrofits | 606 | 7305 | Rate Constraint in lbs/MMBtu | FALSE | L | Annual | Generation | TWh | 0.022158 | 0.012006 | 0.00064461 | 0 | 0 | 0 | 0
IL Fac. Spec. - NOX Rate Summer v3.1, Unit 438 and retrofits | 606 | 7305 | Rate Constraint in lbs/MMBtu | FALSE | L | Annual | Qualifying Generation | TWh | 0.022158 | 0.012006 | 0.00064461 | 0 | 0 | 0 | 0
IL Fac. Spec. - NOX Rate Summer v3.1, Unit 438 and retrofits | 606 | 7305 | Rate Constraint in lbs/MMBtu | FALSE | L | Annual | Rate | lb/MWh | 1.1732 | 1.1732 | 1.1732 | 0 | 0 | 0 | 0
IL Fac. Spec. - NOX Rate Summer v3.1, Unit 438 and retrofits | 606 | 7305 | Rate Constraint in lbs/MMBtu | FALSE | L | Annual | Constraint Shadow Price | US2022$/Ton | 0 | 0 | 0 | 0 | 0 | 0 | 0
IL Fac. Spec. - NOX Rate Summer v3.1, Unit 439 and retrofits | 607 | 7305 | Rate Constraint in lbs/MMBtu | FALSE | L | Annual | Seasons Included | Seasons | Summer | Summer | Summer | Summer | Summer | Summer | Summer
IL Fac. Spec. - NOX Rate Summer v3.1, Unit 439 and retrofits | 607 | 7305 | Rate Constraint in lbs/MMBtu | FALSE | L | Annual | Standard NOX | lb/MMBtu | 0.25 | 0.25 | 0.25 | 0.25 | 0.25 | 0.25 | 0.25
IL Fac. Spec. - NOX Rate Summer v3.1, Unit 439 and retrofits | 607 | 7305 | Rate Constraint in lbs/MMBtu | FALSE | L | Annual | Emissions at Affected Plants NOX | Thousand Tons | 0.013608 | 0.007373 | 0.00039587 | 0 | 0 | 0 | 0
IL Fac. Spec. - NOX Rate Summer v3.1, Unit 439 and retrofits | 607 | 7305 | Rate Constraint in lbs/MMBtu | FALSE | L | Annual | Allowances Purchased NOX | Thousand Tons | 0 | 0 | 0 | 0 | 0 | 0 | 0
IL Fac. Spec. - NOX Rate Summer v3.1, Unit 439 and retrofits | 607 | 7305 | Rate Constraint in lbs/MMBtu | FALSE | L | Annual | Allowances Sold NOX | Thousand Tons | 0 | 0 | 0 | 0 | 0 | 0 | 0
IL Fac. Spec. - NOX Rate Summer v3.1, Unit 439 and retrofits | 607 | 7305 | Rate Constraint in lbs/MMBtu | FALSE | L | Annual | Allowances Banked | Thousand Tons | 0 | 0 | 0 | 0 | 0 | 0 | 0
IL Fac. Spec. - NOX Rate Summer v3.1, Unit 439 and retrofits | 607 | 7305 | Rate Constraint in lbs/MMBtu | FALSE | L | Annual | Allowances Withdrawn (1:1) | Thousand Tons | 0 | 0 | 0 | 0 | 0 | 0 | 0
IL Fac. Spec. - NOX Rate Summer v3.1, Unit 439 and retrofits | 607 | 7305 | Rate Constraint in lbs/MMBtu | FALSE | L | Annual | Allowances Withdrawn (n:1) | Thousand Tons | 0 | 0 | 0 | 0 | 0 | 0 | 0
IL Fac. Spec. - NOX Rate Summer v3.1, Unit 439 and retrofits | 607 | 7305 | Rate Constraint in lbs/MMBtu | FALSE | L | Annual | Net Emissions Allowance Position | Thousand Tons | 0.013608 | 0.007373 | 0.00039587 | 0 | 0 | 0 | 0
IL Fac. Spec. - NOX Rate Summer v3.1, Unit 439 and retrofits | 607 | 7305 | Rate Constraint in lbs/MMBtu | FALSE | L | Annual | Fuel Consumed | TBtu | 0.24 | 0.13004 | 0.0069817 | 0 | 0 | 0 | 0
IL Fac. Spec. - NOX Rate Summer v3.1, Unit 439 and retrofits | 607 | 7305 | Rate Constraint in lbs/MMBtu | FALSE | L | Annual | Rate | lb/MMBtu | 0.1134 | 0.1134 | 0.1134 | 0 | 0 | 0 | 0
IL Fac. Spec. - NOX Rate Summer v3.1, Unit 439 and retrofits | 607 | 7305 | Rate Constraint in lbs/MMBtu | FALSE | L | Annual | Generation | TWh | 0.022158 | 0.012006 | 0.00064461 | 0 | 0 | 0 | 0
IL Fac. Spec. - NOX Rate Summer v3.1, Unit 439 and retrofits | 607 | 7305 | Rate Constraint in lbs/MMBtu | FALSE | L | Annual | Qualifying Generation | TWh | 0.022158 | 0.012006 | 0.00064461 | 0 | 0 | 0 | 0
IL Fac. Spec. - NOX Rate Summer v3.1, Unit 439 and retrofits | 607 | 7305 | Rate Constraint in lbs/MMBtu | FALSE | L | Annual | Rate | lb/MWh | 1.2282 | 1.2282 | 1.2282 | 0 | 0 | 0 | 0
IL Fac. Spec. - NOX Rate Summer v3.1, Unit 439 and retrofits | 607 | 7305 | Rate Constraint in lbs/MMBtu | FALSE | L | Annual | Constraint Shadow Price | US2022$/Ton | 0 | 0 | 0 | 0 | 0 | 0 | 0
IL Fac. Spec. - NOX Rate Summer v3.1, Unit 440 and retrofits | 608 | 7305 | Rate Constraint in lbs/MMBtu | FALSE | L | Annual | Seasons Included | Seasons | Summer | Summer | Summer | Summer | Summer | Summer | Summer
IL Fac. Spec. - NOX Rate Summer v3.1, Unit 440 and retrofits | 608 | 7305 | Rate Constraint in lbs/MMBtu | FALSE | L | Annual | Standard NOX | lb/MMBtu | 0.25 | 0.25 | 0.25 | 0.25 | 0.25 | 0.25 | 0.25
IL Fac. Spec. - NOX Rate Summer v3.1, Unit 440 and retrofits | 608 | 7305 | Rate Constraint in lbs/MMBtu | FALSE | L | Annual | Emissions at Affected Plants NOX | Thousand Tons | 0.014517 | 0.0078656 | 0.00042231 | 0 | 0 | 0 | 0
IL Fac. Spec. - NOX Rate Summer v3.1, Unit 440 and retrofits | 608 | 7305 | Rate Constraint in lbs/MMBtu | FALSE | L | Annual | Allowances Purchased NOX | Thousand Tons | 0 | 0 | 0 | 0 | 0 | 0 | 0
IL Fac. Spec. - NOX Rate Summer v3.1, Unit 440 and retrofits | 608 | 7305 | Rate Constraint in lbs/MMBtu | FALSE | L | Annual | Allowances Sold NOX | Thousand Tons | 0 | 0 | 0 | 0 | 0 | 0 | 0
IL Fac. Spec. - NOX Rate Summer v3.1, Unit 440 and retrofits | 608 | 7305 | Rate Constraint in lbs/MMBtu | FALSE | L | Annual | Allowances Banked | Thousand Tons | 0 | 0 | 0 | 0 | 0 | 0 | 0
IL Fac. Spec. - NOX Rate Summer v3.1, Unit 440 and retrofits | 608 | 7305 | Rate Constraint in lbs/MMBtu | FALSE | L | Annual | Allowances Withdrawn (1:1) | Thousand Tons | 0 | 0 | 0 | 0 | 0 | 0 | 0
IL Fac. Spec. - NOX Rate Summer v3.1, Unit 440 and retrofits | 608 | 7305 | Rate Constraint in lbs/MMBtu | FALSE | L | Annual | Allowances Withdrawn (n:1) | Thousand Tons | 0 | 0 | 0 | 0 | 0 | 0 | 0
IL Fac. Spec. - NOX Rate Summer v3.1, Unit 440 and retrofits | 608 | 7305 | Rate Constraint in lbs/MMBtu | FALSE | L | Annual | Net Emissions Allowance Position | Thousand Tons | 0.014517 | 0.0078656 | 0.00042231 | 0 | 0 | 0 | 0
IL Fac. Spec. - NOX Rate Summer v3.1, Unit 440 and retrofits | 608 | 7305 | Rate Constraint in lbs/MMBtu | FALSE | L | Annual | Fuel Consumed | TBtu | 0.24266 | 0.13148 | 0.0070591 | 0 | 0 | 0 | 0
IL Fac. Spec. - NOX Rate Summer v3.1, Unit 440 and retrofits | 608 | 7305 | Rate Constraint in lbs/MMBtu | FALSE | L | Annual | Rate | lb/MMBtu | 0.11965 | 0.11965 | 0.11965 | 0 | 0 | 0 | 0
IL Fac. Spec. - NOX Rate Summer v3.1, Unit 440 and retrofits | 608 | 7305 | Rate Constraint in lbs/MMBtu | FALSE | L | Annual | Generation | TWh | 0.022402 | 0.012138 | 0.00065169 | 0 | 0 | 0 | 0
IL Fac. Spec. - NOX Rate Summer v3.1, Unit 440 and retrofits | 608 | 7305 | Rate Constraint in lbs/MMBtu | FALSE | L | Annual | Qualifying Generation | TWh | 0.022402 | 0.012138 | 0.00065169 | 0 | 0 | 0 | 0
IL Fac. Spec. - NOX Rate Summer v3.1, Unit 440 and retrofits | 608 | 7305 | Rate Constraint in lbs/MMBtu | FALSE | L | Annual | Rate | lb/MWh | 1.296 | 1.296 | 1.296 | 0 | 0 | 0 | 0
IL Fac. Spec. - NOX Rate Summer v3.1, Unit 440 and retrofits | 608 | 7305 | Rate Constraint in lbs/MMBtu | FALSE | L | Annual | Constraint Shadow Price | US2022$/Ton | 0 | 0 | 0 | 0 | 0 | 0 | 0
IL Fac. Spec. - NOX Rate Summer v3.1, Unit 441 and retrofits | 609 | 7305 | Rate Constraint in lbs/MMBtu | FALSE | L | Annual | Seasons Included | Seasons | Summer | Summer | Summer | Summer | Summer | Summer | Summer
IL Fac. Spec. - NOX Rate Summer v3.1, Unit 441 and retrofits | 609 | 7305 | Rate Constraint in lbs/MMBtu | FALSE | L | Annual | Standard NOX | lb/MMBtu | 0.25 | 0.25 | 0.25 | 0.25 | 0.25 | 0.25 | 0.25
IL Fac. Spec. - NOX Rate Summer v3.1, Unit 441 and retrofits | 609 | 7305 | Rate Constraint in lbs/MMBtu | FALSE | L | Annual | Emissions at Affected Plants NOX | Thousand Tons | 0.013727 | 0.0074373 | 0.00039932 | 0 | 0 | 0 | 0
IL Fac. Spec. - NOX Rate Summer v3.1, Unit 441 and retrofits | 609 | 7305 | Rate Constraint in lbs/MMBtu | FALSE | L | Annual | Allowances Purchased NOX | Thousand Tons | 0 | 0 | 0 | 0 | 0 | 0 | 0
IL Fac. Spec. - NOX Rate Summer v3.1, Unit 441 and retrofits | 609 | 7305 | Rate Constraint in lbs/MMBtu | FALSE | L | Annual | Allowances Sold NOX | Thousand Tons | 0 | 0 | 0 | 0 | 0 | 0 | 0
IL Fac. Spec. - NOX Rate Summer v3.1, Unit 441 and retrofits | 609 | 7305 | Rate Constraint in lbs/MMBtu | FALSE | L | Annual | Allowances Banked | Thousand Tons | 0 | 0 | 0 | 0 | 0 | 0 | 0
IL Fac. Spec. - NOX Rate Summer v3.1, Unit 441 and retrofits | 609 | 7305 | Rate Constraint in lbs/MMBtu | FALSE | L | Annual | Allowances Withdrawn (1:1) | Thousand Tons | 0 | 0 | 0 | 0 | 0 | 0 | 0
IL Fac. Spec. - NOX Rate Summer v3.1, Unit 441 and retrofits | 609 | 7305 | Rate Constraint in lbs/MMBtu | FALSE | L | Annual | Allowances Withdrawn (n:1) | Thousand Tons | 0 | 0 | 0 | 0 | 0 | 0 | 0
IL Fac. Spec. - NOX Rate Summer v3.1, Unit 441 and retrofits | 609 | 7305 | Rate Constraint in lbs/MMBtu | FALSE | L | Annual | Net Emissions Allowance Position | Thousand Tons | 0.013727 | 0.0074373 | 0.00039932 | 0 | 0 | 0 | 0
IL Fac. Spec. - NOX Rate Summer v3.1, Unit 441 and retrofits | 609 | 7305 | Rate Constraint in lbs/MMBtu | FALSE | L | Annual | Fuel Consumed | TBtu | 0.24318 | 0.13176 | 0.0070745 | 0 | 0 | 0 | 0
IL Fac. Spec. - NOX Rate Summer v3.1, Unit 441 and retrofits | 609 | 7305 | Rate Constraint in lbs/MMBtu | FALSE | L | Annual | Rate | lb/MMBtu | 0.11289 | 0.11289 | 0.11289 | 0 | 0 | 0 | 0
IL Fac. Spec. - NOX Rate Summer v3.1, Unit 441 and retrofits | 609 | 7305 | Rate Constraint in lbs/MMBtu | FALSE | L | Annual | Generation | TWh | 0.022451 | 0.012164 | 0.00065311 | 0 | 0 | 0 | 0
IL Fac. Spec. - NOX Rate Summer v3.1, Unit 441 and retrofits | 609 | 7305 | Rate Constraint in lbs/MMBtu | FALSE | L | Annual | Qualifying Generation | TWh | 0.022451 | 0.012164 | 0.00065311 | 0 | 0 | 0 | 0
IL Fac. Spec. - NOX Rate Summer v3.1, Unit 441 and retrofits | 609 | 7305 | Rate Constraint in lbs/MMBtu | FALSE | L | Annual | Rate | lb/MWh | 1.2228 | 1.2228 | 1.2228 | 0 | 0 | 0 | 0
IL Fac. Spec. - NOX Rate Summer v3.1, Unit 441 and retrofits | 609 | 7305 | Rate Constraint in lbs/MMBtu | FALSE | L | Annual | Constraint Shadow Price | US2022$/Ton | 0 | 0 | 0 | 0 | 0 | 0 | 0
IL Fac. Spec. - NOX Rate Summer v3.1, Unit 442 and retrofits | 610 | 7305 | Rate Constraint in lbs/MMBtu | FALSE | L | Annual | Seasons Included | Seasons | Summer | Summer | Summer | Summer | Summer | Summer | Summer
IL Fac. Spec. - NOX Rate Summer v3.1, Unit 442 and retrofits | 610 | 7305 | Rate Constraint in lbs/MMBtu | FALSE | L | Annual | Standard NOX | lb/MMBtu | 0.25 | 0.25 | 0.25 | 0.25 | 0.25 | 0.25 | 0.25
IL Fac. Spec. - NOX Rate Summer v3.1, Unit 442 and retrofits | 610 | 7305 | Rate Constraint in lbs/MMBtu | FALSE | L | Annual | Emissions at Affected Plants NOX | Thousand Tons | 0.0016406 | 0.0020182 | 0 | 0 | 0 | 0 | 0
IL Fac. Spec. - NOX Rate Summer v3.1, Unit 442 and retrofits | 610 | 7305 | Rate Constraint in lbs/MMBtu | FALSE | L | Annual | Allowances Purchased NOX | Thousand Tons | 0 | 0 | 0 | 0 | 0 | 0 | 0
IL Fac. Spec. - NOX Rate Summer v3.1, Unit 442 and retrofits | 610 | 7305 | Rate Constraint in lbs/MMBtu | FALSE | L | Annual | Allowances Sold NOX | Thousand Tons | 0 | 0 | 0 | 0 | 0 | 0 | 0
IL Fac. Spec. - NOX Rate Summer v3.1, Unit 442 and retrofits | 610 | 7305 | Rate Constraint in lbs/MMBtu | FALSE | L | Annual | Allowances Banked | Thousand Tons | 0 | 0 | 0 | 0 | 0 | 0 | 0
IL Fac. Spec. - NOX Rate Summer v3.1, Unit 442 and retrofits | 610 | 7305 | Rate Constraint in lbs/MMBtu | FALSE | L | Annual | Allowances Withdrawn (1:1) | Thousand Tons | 0 | 0 | 0 | 0 | 0 | 0 | 0
IL Fac. Spec. - NOX Rate Summer v3.1, Unit 442 and retrofits | 610 | 7305 | Rate Constraint in lbs/MMBtu | FALSE | L | Annual | Allowances Withdrawn (n:1) | Thousand Tons | 0 | 0 | 0 | 0 | 0 | 0 | 0
IL Fac. Spec. - NOX Rate Summer v3.1, Unit 442 and retrofits | 610 | 7305 | Rate Constraint in lbs/MMBtu | FALSE | L | Annual | Net Emissions Allowance Position | Thousand Tons | 0.0016406 | 0.0020182 | 0 | 0 | 0 | 0 | 0
IL Fac. Spec. - NOX Rate Summer v3.1, Unit 442 and retrofits | 610 | 7305 | Rate Constraint in lbs/MMBtu | FALSE | L | Annual | Fuel Consumed | TBtu | 0.014249 | 0.017528 | 0 | 0 | 0 | 0 | 0
IL Fac. Spec. - NOX Rate Summer v3.1, Unit 442 and retrofits | 610 | 7305 | Rate Constraint in lbs/MMBtu | FALSE | L | Annual | Rate | lb/MMBtu | 0.23028 | 0.23028 | 0 | 0 | 0 | 0 | 0
IL Fac. Spec. - NOX Rate Summer v3.1, Unit 442 and retrofits | 610 | 7305 | Rate Constraint in lbs/MMBtu | FALSE | L | Annual | Generation | TWh | 0.0010625 | 0.0013071 | 0 | 0 | 0 | 0 | 0
IL Fac. Spec. - NOX Rate Summer v3.1, Unit 442 and retrofits | 610 | 7305 | Rate Constraint in lbs/MMBtu | FALSE | L | Annual | Qualifying Generation | TWh | 0.0010625 | 0.0013071 | 0 | 0 | 0 | 0 | 0
IL Fac. Spec. - NOX Rate Summer v3.1, Unit 442 and retrofits | 610 | 7305 | Rate Constraint in lbs/MMBtu | FALSE | L | Annual | Rate | lb/MWh | 3.0881 | 3.0881 | 0 | 0 | 0 | 0 | 0
IL Fac. Spec. - NOX Rate Summer v3.1, Unit 442 and retrofits | 610 | 7305 | Rate Constraint in lbs/MMBtu | FALSE | L | Annual | Constraint Shadow Price | US2022$/Ton | 0 | 0 | 0 | 0 | 0 | 0 | 0
IL Fac. Spec. - NOX Rate Summer v3.1, Unit 443 and retrofits | 611 | 7305 | Rate Constraint in lbs/MMBtu | FALSE | L | Annual | Seasons Included | Seasons | Summer | Summer | Summer | Summer | Summer | Summer | Summer
IL Fac. Spec. - NOX Rate Summer v3.1, Unit 443 and retrofits | 611 | 7305 | Rate Constraint in lbs/MMBtu | FALSE | L | Annual | Standard NOX | lb/MMBtu | 0.25 | 0.25 | 0.25 | 0.25 | 0.25 | 0.25 | 0.25
IL Fac. Spec. - NOX Rate Summer v3.1, Unit 443 and retrofits | 611 | 7305 | Rate Constraint in lbs/MMBtu | FALSE | L | Annual | Emissions at Affected Plants NOX | Thousand Tons | 0.0016106 | 0.0016106 | 0 | 0 | 0 | 0 | 0
IL Fac. Spec. - NOX Rate Summer v3.1, Unit 443 and retrofits | 611 | 7305 | Rate Constraint in lbs/MMBtu | FALSE | L | Annual | Allowances Purchased NOX | Thousand Tons | 0 | 0 | 0 | 0 | 0 | 0 | 0
IL Fac. Spec. - NOX Rate Summer v3.1, Unit 443 and retrofits | 611 | 7305 | Rate Constraint in lbs/MMBtu | FALSE | L | Annual | Allowances Sold NOX | Thousand Tons | 0 | 0 | 0 | 0 | 0 | 0 | 0
IL Fac. Spec. - NOX Rate Summer v3.1, Unit 443 and retrofits | 611 | 7305 | Rate Constraint in lbs/MMBtu | FALSE | L | Annual | Allowances Banked | Thousand Tons | 0 | 0 | 0 | 0 | 0 | 0 | 0
IL Fac. Spec. - NOX Rate Summer v3.1, Unit 443 and retrofits | 611 | 7305 | Rate Constraint in lbs/MMBtu | FALSE | L | Annual | Allowances Withdrawn (1:1) | Thousand Tons | 0 | 0 | 0 | 0 | 0 | 0 | 0
IL Fac. Spec. - NOX Rate Summer v3.1, Unit 443 and retrofits | 611 | 7305 | Rate Constraint in lbs/MMBtu | FALSE | L | Annual | Allowances Withdrawn (n:1) | Thousand Tons | 0 | 0 | 0 | 0 | 0 | 0 | 0
IL Fac. Spec. - NOX Rate Summer v3.1, Unit 443 and retrofits | 611 | 7305 | Rate Constraint in lbs/MMBtu | FALSE | L | Annual | Net Emissions Allowance Position | Thousand Tons | 0.0016106 | 0.0016106 | 0 | 0 | 0 | 0 | 0
IL Fac. Spec. - NOX Rate Summer v3.1, Unit 443 and retrofits | 611 | 7305 | Rate Constraint in lbs/MMBtu | FALSE | L | Annual | Fuel Consumed | TBtu | 0.01425 | 0.01425 | 0 | 0 | 0 | 0 | 0
IL Fac. Spec. - NOX Rate Summer v3.1, Unit 443 and retrofits | 611 | 7305 | Rate Constraint in lbs/MMBtu | FALSE | L | Annual | Rate | lb/MMBtu | 0.22606 | 0.22606 | 0 | 0 | 0 | 0 | 0
IL Fac. Spec. - NOX Rate Summer v3.1, Unit 443 and retrofits | 611 | 7305 | Rate Constraint in lbs/MMBtu | FALSE | L | Annual | Generation | TWh | 0.0010625 | 0.0010625 | 0 | 0 | 0 | 0 | 0
IL Fac. Spec. - NOX Rate Summer v3.1, Unit 443 and retrofits | 611 | 7305 | Rate Constraint in lbs/MMBtu | FALSE | L | Annual | Qualifying Generation | TWh | 0.0010625 | 0.0010625 | 0 | 0 | 0 | 0 | 0
IL Fac. Spec. - NOX Rate Summer v3.1, Unit 443 and retrofits | 611 | 7305 | Rate Constraint in lbs/MMBtu | FALSE | L | Annual | Rate | lb/MWh | 3.0317 | 3.0317 | 0 | 0 | 0 | 0 | 0
IL Fac. Spec. - NOX Rate Summer v3.1, Unit 443 and retrofits | 611 | 7305 | Rate Constraint in lbs/MMBtu | FALSE | L | Annual | Constraint Shadow Price | US2022$/Ton | 0 | 0 | 0 | 0 | 0 | 0 | 0
IL Fac. Spec. - NOX Rate Summer v3.1, Unit 444 and retrofits | 612 | 7305 | Rate Constraint in lbs/MMBtu | FALSE | L | Annual | Seasons Included | Seasons | Summer | Summer | Summer | Summer | Summer | Summer | Summer
IL Fac. Spec. - NOX Rate Summer v3.1, Unit 444 and retrofits | 612 | 7305 | Rate Constraint in lbs/MMBtu | FALSE | L | Annual | Standard NOX | lb/MMBtu | 0.25 | 0.25 | 0.25 | 0.25 | 0.25 | 0.25 | 0.25
IL Fac. Spec. - NOX Rate Summer v3.1, Unit 444 and retrofits | 612 | 7305 | Rate Constraint in lbs/MMBtu | FALSE | L | Annual | Emissions at Affected Plants NOX | Thousand Tons | 0.011203 | 0.006905 | 0.00019556 | 0 | 0 | 0 | 0
IL Fac. Spec. - NOX Rate Summer v3.1, Unit 444 and retrofits | 612 | 7305 | Rate Constraint in lbs/MMBtu | FALSE | L | Annual | Allowances Purchased NOX | Thousand Tons | 0 | 0 | 0 | 0 | 0 | 0 | 0
IL Fac. Spec. - NOX Rate Summer v3.1, Unit 444 and retrofits | 612 | 7305 | Rate Constraint in lbs/MMBtu | FALSE | L | Annual | Allowances Sold NOX | Thousand Tons | 0 | 0 | 0 | 0 | 0 | 0 | 0
IL Fac. Spec. - NOX Rate Summer v3.1, Unit 444 and retrofits | 612 | 7305 | Rate Constraint in lbs/MMBtu | FALSE | L | Annual | Allowances Banked | Thousand Tons | 0 | 0 | 0 | 0 | 0 | 0 | 0
IL Fac. Spec. - NOX Rate Summer v3.1, Unit 444 and retrofits | 612 | 7305 | Rate Constraint in lbs/MMBtu | FALSE | L | Annual | Allowances Withdrawn (1:1) | Thousand Tons | 0 | 0 | 0 | 0 | 0 | 0 | 0
IL Fac. Spec. - NOX Rate Summer v3.1, Unit 444 and retrofits | 612 | 7305 | Rate Constraint in lbs/MMBtu | FALSE | L | Annual | Allowances Withdrawn (n:1) | Thousand Tons | 0 | 0 | 0 | 0 | 0 | 0 | 0
IL Fac. Spec. - NOX Rate Summer v3.1, Unit 444 and retrofits | 612 | 7305 | Rate Constraint in lbs/MMBtu | FALSE | L | Annual | Net Emissions Allowance Position | Thousand Tons | 0.011203 | 0.006905 | 0.00019556 | 0 | 0 | 0 | 0
IL Fac. Spec. - NOX Rate Summer v3.1, Unit 444 and retrofits | 612 | 7305 | Rate Constraint in lbs/MMBtu | FALSE | L | Annual | Fuel Consumed | TBtu | 0.23548 | 0.14514 | 0.0041107 | 0 | 0 | 0 | 0
IL Fac. Spec. - NOX Rate Summer v3.1, Unit 444 and retrofits | 612 | 7305 | Rate Constraint in lbs/MMBtu | FALSE | L | Annual | Rate | lb/MMBtu | 0.09515 | 0.09515 | 0.09515 | 0 | 0 | 0 | 0
IL Fac. Spec. - NOX Rate Summer v3.1, Unit 444 and retrofits | 612 | 7305 | Rate Constraint in lbs/MMBtu | FALSE | L | Annual | Generation | TWh | 0.021915 | 0.013508 | 0.00038256 | 0 | 0 | 0 | 0
IL Fac. Spec. - NOX Rate Summer v3.1, Unit 444 and retrofits | 612 | 7305 | Rate Constraint in lbs/MMBtu | FALSE | L | Annual | Qualifying Generation | TWh | 0.021915 | 0.013508 | 0.00038256 | 0 | 0 | 0 | 0
IL Fac. Spec. - NOX Rate Summer v3.1, Unit 444 and retrofits | 612 | 7305 | Rate Constraint in lbs/MMBtu | FALSE | L | Annual | Rate | lb/MWh | 1.0224 | 1.0224 | 1.0224 | 0 | 0 | 0 | 0
IL Fac. Spec. - NOX Rate Summer v3.1, Unit 444 and retrofits | 612 | 7305 | Rate Constraint in lbs/MMBtu | FALSE | L | Annual | Constraint Shadow Price | US2022$/Ton | 0 | 0 | 0 | 0 | 0 | 0 | 0
IL Fac. Spec. - NOX Rate Summer v3.1, Unit 445 and retrofits | 613 | 7305 | Rate Constraint in lbs/MMBtu | FALSE | L | Annual | Seasons Included | Seasons | Summer | Summer | Summer | Summer | Summer | Summer | Summer
IL Fac. Spec. - NOX Rate Summer v3.1, Unit 445 and retrofits | 613 | 7305 | Rate Constraint in lbs/MMBtu | FALSE | L | Annual | Standard NOX | lb/MMBtu | 0.25 | 0.25 | 0.25 | 0.25 | 0.25 | 0.25 | 0.25
IL Fac. Spec. - NOX Rate Summer v3.1, Unit 445 and retrofits | 613 | 7305 | Rate Constraint in lbs/MMBtu | FALSE | L | Annual | Emissions at Affected Plants NOX | Thousand Tons | 0.010953 | 0.0067508 | 0.0013541 | 0 | 0 | 0 | 0
IL Fac. Spec. - NOX Rate Summer v3.1, Unit 445 and retrofits | 613 | 7305 | Rate Constraint in lbs/MMBtu | FALSE | L | Annual | Allowances Purchased NOX | Thousand Tons | 0 | 0 | 0 | 0 | 0 | 0 | 0
IL Fac. Spec. - NOX Rate Summer v3.1, Unit 445 and retrofits | 613 | 7305 | Rate Constraint in lbs/MMBtu | FALSE | L | Annual | Allowances Sold NOX | Thousand Tons | 0 | 0 | 0 | 0 | 0 | 0 | 0
IL Fac. Spec. - NOX Rate Summer v3.1, Unit 445 and retrofits | 613 | 7305 | Rate Constraint in lbs/MMBtu | FALSE | L | Annual | Allowances Banked | Thousand Tons | 0 | 0 | 0 | 0 | 0 | 0 | 0
IL Fac. Spec. - NOX Rate Summer v3.1, Unit 445 and retrofits | 613 | 7305 | Rate Constraint in lbs/MMBtu | FALSE | L | Annual | Allowances Withdrawn (1:1) | Thousand Tons | 0 | 0 | 0 | 0 | 0 | 0 | 0
IL Fac. Spec. - NOX Rate Summer v3.1, Unit 445 and retrofits | 613 | 7305 | Rate Constraint in lbs/MMBtu | FALSE | L | Annual | Allowances Withdrawn (n:1) | Thousand Tons | 0 | 0 | 0 | 0 | 0 | 0 | 0
IL Fac. Spec. - NOX Rate Summer v3.1, Unit 445 and retrofits | 613 | 7305 | Rate Constraint in lbs/MMBtu | FALSE | L | Annual | Net Emissions Allowance Position | Thousand Tons | 0.010953 | 0.0067508 | 0.0013541 | 0 | 0 | 0 | 0
IL Fac. Spec. - NOX Rate Summer v3.1, Unit 445 and retrofits | 613 | 7305 | Rate Constraint in lbs/MMBtu | FALSE | L | Annual | Fuel Consumed | TBtu | 0.23024 | 0.14191 | 0.028466 | 0 | 0 | 0 | 0
IL Fac. Spec. - NOX Rate Summer v3.1, Unit 445 and retrofits | 613 | 7305 | Rate Constraint in lbs/MMBtu | FALSE | L | Annual | Rate | lb/MMBtu | 0.09514 | 0.09514 | 0.09514 | 0 | 0 | 0 | 0
IL Fac. Spec. - NOX Rate Summer v3.1, Unit 445 and retrofits | 613 | 7305 | Rate Constraint in lbs/MMBtu | FALSE | L | Annual | Generation | TWh | 0.021428 | 0.013207 | 0.0026493 | 0 | 0 | 0 | 0
IL Fac. Spec. - NOX Rate Summer v3.1, Unit 445 and retrofits | 613 | 7305 | Rate Constraint in lbs/MMBtu | FALSE | L | Annual | Qualifying Generation | TWh | 0.021428 | 0.013207 | 0.0026493 | 0 | 0 | 0 | 0
IL Fac. Spec. - NOX Rate Summer v3.1, Unit 445 and retrofits | 613 | 7305 | Rate Constraint in lbs/MMBtu | FALSE | L | Annual | Rate | lb/MWh | 1.0223 | 1.0223 | 1.0223 | 0 | 0 | 0 | 0
IL Fac. Spec. - NOX Rate Summer v3.1, Unit 445 and retrofits | 613 | 7305 | Rate Constraint in lbs/MMBtu | FALSE | L | Annual | Constraint Shadow Price | US2022$/Ton | 0 | 0 | 0 | 0 | 0 | 0 | 0
IL Fac. Spec. - NOX Rate Summer v3.1, Unit 446 and retrofits | 614 | 7305 | Rate Constraint in lbs/MMBtu | FALSE | L | Annual | Seasons Included | Seasons | Summer | Summer | Summer | Summer | Summer | Summer | Summer
IL Fac. Spec. - NOX Rate Summer v3.1, Unit 446 and retrofits | 614 | 7305 | Rate Constraint in lbs/MMBtu | FALSE | L | Annual | Standard NOX | lb/MMBtu | 0.25 | 0.25 | 0.25 | 0.25 | 0.25 | 0.25 | 0.25
IL Fac. Spec. - NOX Rate Summer v3.1, Unit 446 and retrofits | 614 | 7305 | Rate Constraint in lbs/MMBtu | FALSE | L | Annual | Emissions at Affected Plants NOX | Thousand Tons | 0.011118 | 0.006853 | 0.0013746 | 0 | 0 | 0 | 0
IL Fac. Spec. - NOX Rate Summer v3.1, Unit 446 and retrofits | 614 | 7305 | Rate Constraint in lbs/MMBtu | FALSE | L | Annual | Allowances Purchased NOX | Thousand Tons | 0 | 0 | 0 | 0 | 0 | 0 | 0
IL Fac. Spec. - NOX Rate Summer v3.1, Unit 446 and retrofits | 614 | 7305 | Rate Constraint in lbs/MMBtu | FALSE | L | Annual | Allowances Sold NOX | Thousand Tons | 0 | 0 | 0 | 0 | 0 | 0 | 0
IL Fac. Spec. - NOX Rate Summer v3.1, Unit 446 and retrofits | 614 | 7305 | Rate Constraint in lbs/MMBtu | FALSE | L | Annual | Allowances Banked | Thousand Tons | 0 | 0 | 0 | 0 | 0 | 0 | 0
IL Fac. Spec. - NOX Rate Summer v3.1, Unit 446 and retrofits | 614 | 7305 | Rate Constraint in lbs/MMBtu | FALSE | L | Annual | Allowances Withdrawn (1:1) | Thousand Tons | 0 | 0 | 0 | 0 | 0 | 0 | 0
IL Fac. Spec. - NOX Rate Summer v3.1, Unit 446 and retrofits | 614 | 7305 | Rate Constraint in lbs/MMBtu | FALSE | L | Annual | Allowances Withdrawn (n:1) | Thousand Tons | 0 | 0 | 0 | 0 | 0 | 0 | 0
IL Fac. Spec. - NOX Rate Summer v3.1, Unit 446 and retrofits | 614 | 7305 | Rate Constraint in lbs/MMBtu | FALSE | L | Annual | Net Emissions Allowance Position | Thousand Tons | 0.011118 | 0.006853 | 0.0013746 | 0 | 0 | 0 | 0
IL Fac. Spec. - NOX Rate Summer v3.1, Unit 446 and retrofits | 614 | 7305 | Rate Constraint in lbs/MMBtu | FALSE | L | Annual | Fuel Consumed | TBtu | 0.23024 | 0.14191 | 0.028466 | 0 | 0 | 0 | 0
IL Fac. Spec. - NOX Rate Summer v3.1, Unit 446 and retrofits | 614 | 7305 | Rate Constraint in lbs/MMBtu | FALSE | L | Annual | Rate | lb/MMBtu | 0.09658 | 0.09658 | 0.09658 | 0 | 0 | 0 | 0
IL Fac. Spec. - NOX Rate Summer v3.1, Unit 446 and retrofits | 614 | 7305 | Rate Constraint in lbs/MMBtu | FALSE | L | Annual | Generation | TWh | 0.021428 | 0.013207 | 0.0026493 | 0 | 0 | 0 | 0
IL Fac. Spec. - NOX Rate Summer v3.1, Unit 446 and retrofits | 614 | 7305 | Rate Constraint in lbs/MMBtu | FALSE | L | Annual | Qualifying Generation | TWh | 0.021428 | 0.013207 | 0.0026493 | 0 | 0 | 0 | 0
IL Fac. Spec. - NOX Rate Summer v3.1, Unit 446 and retrofits | 614 | 7305 | Rate Constraint in lbs/MMBtu | FALSE | L | Annual | Rate | lb/MWh | 1.0378 | 1.0378 | 1.0378 | 0 | 0 | 0 | 0
IL Fac. Spec. - NOX Rate Summer v3.1, Unit 446 and retrofits | 614 | 7305 | Rate Constraint in lbs/MMBtu | FALSE | L | Annual | Constraint Shadow Price | US2022$/Ton | 0 | 0 | 0 | 0 | 0 | 0 | 0
IL Fac. Spec. - NOX Rate Summer v3.1, Unit 447 and retrofits | 615 | 7305 | Rate Constraint in lbs/MMBtu | FALSE | L | Annual | Seasons Included | Seasons | Summer | Summer | Summer | Summer | Summer | Summer | Summer
IL Fac. Spec. - NOX Rate Summer v3.1, Unit 447 and retrofits | 615 | 7305 | Rate Constraint in lbs/MMBtu | FALSE | L | Annual | Standard NOX | lb/MMBtu | 0.25 | 0.25 | 0.25 | 0.25 | 0.25 | 0.25 | 0.25
IL Fac. Spec. - NOX Rate Summer v3.1, Unit 447 and retrofits | 615 | 7305 | Rate Constraint in lbs/MMBtu | FALSE | L | Annual | Emissions at Affected Plants NOX | Thousand Tons | 0.010939 | 0.0067423 | 0.0013524 | 0 | 0 | 0 | 0
IL Fac. Spec. - NOX Rate Summer v3.1, Unit 447 and retrofits | 615 | 7305 | Rate Constraint in lbs/MMBtu | FALSE | L | Annual | Allowances Purchased NOX | Thousand Tons | 0 | 0 | 0 | 0 | 0 | 0 | 0
IL Fac. Spec. - NOX Rate Summer v3.1, Unit 447 and retrofits | 615 | 7305 | Rate Constraint in lbs/MMBtu | FALSE | L | Annual | Allowances Sold NOX | Thousand Tons | 0 | 0 | 0 | 0 | 0 | 0 | 0
IL Fac. Spec. - NOX Rate Summer v3.1, Unit 447 and retrofits | 615 | 7305 | Rate Constraint in lbs/MMBtu | FALSE | L | Annual | Allowances Banked | Thousand Tons | 0 | 0 | 0 | 0 | 0 | 0 | 0
IL Fac. Spec. - NOX Rate Summer v3.1, Unit 447 and retrofits | 615 | 7305 | Rate Constraint in lbs/MMBtu | FALSE | L | Annual | Allowances Withdrawn (1:1) | Thousand Tons | 0 | 0 | 0 | 0 | 0 | 0 | 0
IL Fac. Spec. - NOX Rate Summer v3.1, Unit 447 and retrofits | 615 | 7305 | Rate Constraint in lbs/MMBtu | FALSE | L | Annual | Allowances Withdrawn (n:1) | Thousand Tons | 0 | 0 | 0 | 0 | 0 | 0 | 0
IL Fac. Spec. - NOX Rate Summer v3.1, Unit 447 and retrofits | 615 | 7305 | Rate Constraint in lbs/MMBtu | FALSE | L | Annual | Net Emissions Allowance Position | Thousand Tons | 0.010939 | 0.0067423 | 0.0013524 | 0 | 0 | 0 | 0
IL Fac. Spec. - NOX Rate Summer v3.1, Unit 447 and retrofits | 615 | 7305 | Rate Constraint in lbs/MMBtu | FALSE | L | Annual | Fuel Consumed | TBtu | 0.23024 | 0.14191 | 0.028466 | 0 | 0 | 0 | 0
IL Fac. Spec. - NOX Rate Summer v3.1, Unit 447 and retrofits | 615 | 7305 | Rate Constraint in lbs/MMBtu | FALSE | L | Annual | Rate | lb/MMBtu | 0.09502 | 0.09502 | 0.09502 | 0 | 0 | 0 | 0
IL Fac. Spec. - NOX Rate Summer v3.1, Unit 447 and retrofits | 615 | 7305 | Rate Constraint in lbs/MMBtu | FALSE | L | Annual | Generation | TWh | 0.021428 | 0.013207 | 0.0026493 | 0 | 0 | 0 | 0
IL Fac. Spec. - NOX Rate Summer v3.1, Unit 447 and retrofits | 615 | 7305 | Rate Constraint in lbs/MMBtu | FALSE | L | Annual | Qualifying Generation | TWh | 0.021428 | 0.013207 | 0.0026493 | 0 | 0 | 0 | 0
IL Fac. Spec. - NOX Rate Summer v3.1, Unit 447 and retrofits | 615 | 7305 | Rate Constraint in lbs/MMBtu | FALSE | L | Annual | Rate | lb/MWh | 1.021 | 1.021 | 1.021 | 0 | 0 | 0 | 0
IL Fac. Spec. - NOX Rate Summer v3.1, Unit 447 and retrofits | 615 | 7305 | Rate Constraint in lbs/MMBtu | FALSE | L | Annual | Constraint Shadow Price | US2022$/Ton | 0 | 0 | 0 | 0 | 0 | 0 | 0
IL Fac. Spec. - NOX Rate Summer v3.1, Unit 448 and retrofits | 616 | 7305 | Rate Constraint in lbs/MMBtu | FALSE | L | Annual | Seasons Included | Seasons | Summer | Summer | Summer | Summer | Summer | Summer | Summer
IL Fac. Spec. - NOX Rate Summer v3.1, Unit 448 and retrofits | 616 | 7305 | Rate Constraint in lbs/MMBtu | FALSE | L | Annual | Standard NOX | lb/MMBtu | 0.25 | 0.25 | 0.25 | 0.25 | 0.25 | 0.25 | 0.25
IL Fac. Spec. - NOX Rate Summer v3.1, Unit 448 and retrofits | 616 | 7305 | Rate Constraint in lbs/MMBtu | FALSE | L | Annual | Emissions at Affected Plants NOX | Thousand Tons | 0.010725 | 0.0066103 | 0.001326 | 0 | 0 | 0 | 0
IL Fac. Spec. - NOX Rate Summer v3.1, Unit 448 and retrofits | 616 | 7305 | Rate Constraint in lbs/MMBtu | FALSE | L | Annual | Allowances Purchased NOX | Thousand Tons | 0 | 0 | 0 | 0 | 0 | 0 | 0
IL Fac. Spec. - NOX Rate Summer v3.1, Unit 448 and retrofits | 616 | 7305 | Rate Constraint in lbs/MMBtu | FALSE | L | Annual | Allowances Sold NOX | Thousand Tons | 0 | 0 | 0 | 0 | 0 | 0 | 0
IL Fac. Spec. - NOX Rate Summer v3.1, Unit 448 and retrofits | 616 | 7305 | Rate Constraint in lbs/MMBtu | FALSE | L | Annual | Allowances Banked | Thousand Tons | 0 | 0 | 0 | 0 | 0 | 0 | 0
IL Fac. Spec. - NOX Rate Summer v3.1, Unit 448 and retrofits | 616 | 7305 | Rate Constraint in lbs/MMBtu | FALSE | L | Annual | Allowances Withdrawn (1:1) | Thousand Tons | 0 | 0 | 0 | 0 | 0 | 0 | 0
IL Fac. Spec. - NOX Rate Summer v3.1, Unit 448 and retrofits | 616 | 7305 | Rate Constraint in lbs/MMBtu | FALSE | L | Annual | Allowances Withdrawn (n:1) | Thousand Tons | 0 | 0 | 0 | 0 | 0 | 0 | 0
IL Fac. Spec. - NOX Rate Summer v3.1, Unit 448 and retrofits | 616 | 7305 | Rate Constraint in lbs/MMBtu | FALSE | L | Annual | Net Emissions Allowance Position | Thousand Tons | 0.010725 | 0.0066103 | 0.001326 | 0 | 0 | 0 | 0
IL Fac. Spec. - NOX Rate Summer v3.1, Unit 448 and retrofits | 616 | 7305 | Rate Constraint in lbs/MMBtu | FALSE | L | Annual | Fuel Consumed | TBtu | 0.23024 | 0.14191 | 0.028466 | 0 | 0 | 0 | 0
IL Fac. Spec. - NOX Rate Summer v3.1, Unit 448 and retrofits | 616 | 7305 | Rate Constraint in lbs/MMBtu | FALSE | L | Annual | Rate | lb/MMBtu | 0.09316 | 0.09316 | 0.09316 | 0 | 0 | 0 | 0
IL Fac. Spec. - NOX Rate Summer v3.1, Unit 448 and retrofits | 616 | 7305 | Rate Constraint in lbs/MMBtu | FALSE | L | Annual | Generation | TWh | 0.021428 | 0.013207 | 0.0026493 | 0 | 0 | 0 | 0
IL Fac. Spec. - NOX Rate Summer v3.1, Unit 448 and retrofits | 616 | 7305 | Rate Constraint in lbs/MMBtu | FALSE | L | Annual | Qualifying Generation | TWh | 0.021428 | 0.013207 | 0.0026493 | 0 | 0 | 0 | 0
IL Fac. Spec. - NOX Rate Summer v3.1, Unit 448 and retrofits | 616 | 7305 | Rate Constraint in lbs/MMBtu | FALSE | L | Annual | Rate | lb/MWh | 1.001 | 1.001 | 1.001 | 0 | 0 | 0 | 0
IL Fac. Spec. - NOX Rate Summer v3.1, Unit 448 and retrofits | 616 | 7305 | Rate Constraint in lbs/MMBtu | FALSE | L | Annual | Constraint Shadow Price | US2022$/Ton | 0 | 0 | 0 | 0 | 0 | 0 | 0
IL Fac. Spec. - NOX Rate Summer v3.1, Unit 449 and retrofits | 617 | 7305 | Rate Constraint in lbs/MMBtu | FALSE | L | Annual | Seasons Included | Seasons | Summer | Summer | Summer | Summer | Summer | Summer | Summer
IL Fac. Spec. - NOX Rate Summer v3.1, Unit 449 and retrofits | 617 | 7305 | Rate Constraint in lbs/MMBtu | FALSE | L | Annual | Standard NOX | lb/MMBtu | 0.25 | 0.25 | 0.25 | 0.25 | 0.25 | 0.25 | 0.25
IL Fac. Spec. - NOX Rate Summer v3.1, Unit 449 and retrofits | 617 | 7305 | Rate Constraint in lbs/MMBtu | FALSE | L | Annual | Emissions at Affected Plants NOX | Thousand Tons | 0.0020036 | 0.001235 | 0.00024772 | 0 | 0 | 0 | 0
IL Fac. Spec. - NOX Rate Summer v3.1, Unit 449 and retrofits | 617 | 7305 | Rate Constraint in lbs/MMBtu | FALSE | L | Annual | Allowances Purchased NOX | Thousand Tons | 0 | 0 | 0 | 0 | 0 | 0 | 0
IL Fac. Spec. - NOX Rate Summer v3.1, Unit 449 and retrofits | 617 | 7305 | Rate Constraint in lbs/MMBtu | FALSE | L | Annual | Allowances Sold NOX | Thousand Tons | 0 | 0 | 0 | 0 | 0 | 0 | 0
IL Fac. Spec. - NOX Rate Summer v3.1, Unit 449 and retrofits | 617 | 7305 | Rate Constraint in lbs/MMBtu | FALSE | L | Annual | Allowances Banked | Thousand Tons | 0 | 0 | 0 | 0 | 0 | 0 | 0
IL Fac. Spec. - NOX Rate Summer v3.1, Unit 449 and retrofits | 617 | 7305 | Rate Constraint in lbs/MMBtu | FALSE | L | Annual | Allowances Withdrawn (1:1) | Thousand Tons | 0 | 0 | 0 | 0 | 0 | 0 | 0
IL Fac. Spec. - NOX Rate Summer v3.1, Unit 449 and retrofits | 617 | 7305 | Rate Constraint in lbs/MMBtu | FALSE | L | Annual | Allowances Withdrawn (n:1) | Thousand Tons | 0 | 0 | 0 | 0 | 0 | 0 | 0
IL Fac. Spec. - NOX Rate Summer v3.1, Unit 449 and retrofits | 617 | 7305 | Rate Constraint in lbs/MMBtu | FALSE | L | Annual | Net Emissions Allowance Position | Thousand Tons | 0.0020036 | 0.001235 | 0.00024772 | 0 | 0 | 0 | 0
IL Fac. Spec. - NOX Rate Summer v3.1, Unit 449 and retrofits | 617 | 7305 | Rate Constraint in lbs/MMBtu | FALSE | L | Annual | Fuel Consumed | TBtu | 0.18315 | 0.11289 | 0.022644 | 0 | 0 | 0 | 0
IL Fac. Spec. - NOX Rate Summer v3.1, Unit 449 and retrofits | 617 | 7305 | Rate Constraint in lbs/MMBtu | FALSE | L | Annual | Rate | lb/MMBtu | 0.02188 | 0.02188 | 0.02188 | 0 | 0 | 0 | 0
IL Fac. Spec. - NOX Rate Summer v3.1, Unit 449 and retrofits | 617 | 7305 | Rate Constraint in lbs/MMBtu | FALSE | L | Annual | Generation | TWh | 0.017045 | 0.010506 | 0.0021074 | 0 | 0 | 0 | 0
IL Fac. Spec. - NOX Rate Summer v3.1, Unit 449 and retrofits | 617 | 7305 | Rate Constraint in lbs/MMBtu | FALSE | L | Annual | Qualifying Generation | TWh | 0.017045 | 0.010506 | 0.0021074 | 0 | 0 | 0 | 0
IL Fac. Spec. - NOX Rate Summer v3.1, Unit 449 and retrofits | 617 | 7305 | Rate Constraint in lbs/MMBtu | FALSE | L | Annual | Rate | lb/MWh | 0.2351 | 0.2351 | 0.2351 | 0 | 0 | 0 | 0
IL Fac. Spec. - NOX Rate Summer v3.1, Unit 449 and retrofits | 617 | 7305 | Rate Constraint in lbs/MMBtu | FALSE | L | Annual | Constraint Shadow Price | US2022$/Ton | 0 | 0 | 0 | 0 | 0 | 0 | 0
IL Fac. Spec. - NOX Rate Summer v3.1, Unit 450 and retrofits | 618 | 7305 | Rate Constraint in lbs/MMBtu | FALSE | L | Annual | Seasons Included | Seasons | Summer | Summer | Summer | Summer | Summer | Summer | Summer
IL Fac. Spec. - NOX Rate Summer v3.1, Unit 450 and retrofits | 618 | 7305 | Rate Constraint in lbs/MMBtu | FALSE | L | Annual | Standard NOX | lb/MMBtu | 0.25 | 0.25 | 0.25 | 0.25 | 0.25 | 0.25 | 0.25
IL Fac. Spec. - NOX Rate Summer v3.1, Unit 450 and retrofits | 618 | 7305 | Rate Constraint in lbs/MMBtu | FALSE | L | Annual | Emissions at Affected Plants NOX | Thousand Tons | 0.0031318 | 0.0019303 | 0.00038721 | 0 | 0 | 0 | 0
IL Fac. Spec. - NOX Rate Summer v3.1, Unit 450 and retrofits | 618 | 7305 | Rate Constraint in lbs/MMBtu | FALSE | L | Annual | Allowances Purchased NOX | Thousand Tons | 0 | 0 | 0 | 0 | 0 | 0 | 0
IL Fac. Spec. - NOX Rate Summer v3.1, Unit 450 and retrofits | 618 | 7305 | Rate Constraint in lbs/MMBtu | FALSE | L | Annual | Allowances Sold NOX | Thousand Tons | 0 | 0 | 0 | 0 | 0 | 0 | 0
IL Fac. Spec. - NOX Rate Summer v3.1, Unit 450 and retrofits | 618 | 7305 | Rate Constraint in lbs/MMBtu | FALSE | L | Annual | Allowances Banked | Thousand Tons | 0 | 0 | 0 | 0 | 0 | 0 | 0
IL Fac. Spec. - NOX Rate Summer v3.1, Unit 450 and retrofits | 618 | 7305 | Rate Constraint in lbs/MMBtu | FALSE | L | Annual | Allowances Withdrawn (1:1) | Thousand Tons | 0 | 0 | 0 | 0 | 0 | 0 | 0
IL Fac. Spec. - NOX Rate Summer v3.1, Unit 450 and retrofits | 618 | 7305 | Rate Constraint in lbs/MMBtu | FALSE | L | Annual | Allowances Withdrawn (n:1) | Thousand Tons | 0 | 0 | 0 | 0 | 0 | 0 | 0
IL Fac. Spec. - NOX Rate Summer v3.1, Unit 450 and retrofits | 618 | 7305 | Rate Constraint in lbs/MMBtu | FALSE | L | Annual | Net Emissions Allowance Position | Thousand Tons | 0.0031318 | 0.0019303 | 0.00038721 | 0 | 0 | 0 | 0
IL Fac. Spec. - NOX Rate Summer v3.1, Unit 450 and retrofits | 618 | 7305 | Rate Constraint in lbs/MMBtu | FALSE | L | Annual | Fuel Consumed | TBtu | 0.18315 | 0.11289 | 0.022644 | 0 | 0 | 0 | 0
IL Fac. Spec. - NOX Rate Summer v3.1, Unit 450 and retrofits | 618 | 7305 | Rate Constraint in lbs/MMBtu | FALSE | L | Annual | Rate | lb/MMBtu | 0.0342 | 0.0342 | 0.0342 | 0 | 0 | 0 | 0
IL Fac. Spec. - NOX Rate Summer v3.1, Unit 450 and retrofits | 618 | 7305 | Rate Constraint in lbs/MMBtu | FALSE | L | Annual | Generation | TWh | 0.017045 | 0.010506 | 0.0021074 | 0 | 0 | 0 | 0
IL Fac. Spec. - NOX Rate Summer v3.1, Unit 450 and retrofits | 618 | 7305 | Rate Constraint in lbs/MMBtu | FALSE | L | Annual | Qualifying Generation | TWh | 0.017045 | 0.010506 | 0.0021074 | 0 | 0 | 0 | 0
IL Fac. Spec. - NOX Rate Summer v3.1, Unit 450 and retrofits | 618 | 7305 | Rate Constraint in lbs/MMBtu | FALSE | L | Annual | Rate | lb/MWh | 0.36748 | 0.36748 | 0.36748 | 0 | 0 | 0 | 0
IL Fac. Spec. - NOX Rate Summer v3.1, Unit 450 and retrofits | 618 | 7305 | Rate Constraint in lbs/MMBtu | FALSE | L | Annual | Constraint Shadow Price | US2022$/Ton | 0 | 0 | 0 | 0 | 0 | 0 | 0
IL Fac. Spec. - NOX Rate Summer v3.1, Unit 451 and retrofits | 619 | 7305 | Rate Constraint in lbs/MMBtu | FALSE | L | Annual | Seasons Included | Seasons | Summer | Summer | Summer | Summer | Summer | Summer | Summer
IL Fac. Spec. - NOX Rate Summer v3.1, Unit 451 and retrofits | 619 | 7305 | Rate Constraint in lbs/MMBtu | FALSE | L | Annual | Standard NOX | lb/MMBtu | 0.25 | 0.25 | 0.25 | 0.25 | 0.25 | 0.25 | 0.25
IL Fac. Spec. - NOX Rate Summer v3.1, Unit 451 and retrofits | 619 | 7305 | Rate Constraint in lbs/MMBtu | FALSE | L | Annual | Emissions at Affected Plants NOX | Thousand Tons | 0.0026172 | 0.0016131 | 0.00032358 | 0 | 0 | 0 | 0
IL Fac. Spec. - NOX Rate Summer v3.1, Unit 451 and retrofits | 619 | 7305 | Rate Constraint in lbs/MMBtu | FALSE | L | Annual | Allowances Purchased NOX | Thousand Tons | 0 | 0 | 0 | 0 | 0 | 0 | 0
IL Fac. Spec. - NOX Rate Summer v3.1, Unit 451 and retrofits | 619 | 7305 | Rate Constraint in lbs/MMBtu | FALSE | L | Annual | Allowances Sold NOX | Thousand Tons | 0 | 0 | 0 | 0 | 0 | 0 | 0
IL Fac. Spec. - NOX Rate Summer v3.1, Unit 451 and retrofits | 619 | 7305 | Rate Constraint in lbs/MMBtu | FALSE | L | Annual | Allowances Banked | Thousand Tons | 0 | 0 | 0 | 0 | 0 | 0 | 0
IL Fac. Spec. - NOX Rate Summer v3.1, Unit 451 and retrofits | 619 | 7305 | Rate Constraint in lbs/MMBtu | FALSE | L | Annual | Allowances Withdrawn (1:1) | Thousand Tons | 0 | 0 | 0 | 0 | 0 | 0 | 0
IL Fac. Spec. - NOX Rate Summer v3.1, Unit 451 and retrofits | 619 | 7305 | Rate Constraint in lbs/MMBtu | FALSE | L | Annual | Allowances Withdrawn (n:1) | Thousand Tons | 0 | 0 | 0 | 0 | 0 | 0 | 0
IL Fac. Spec. - NOX Rate Summer v3.1, Unit 451 and retrofits | 619 | 7305 | Rate Constraint in lbs/MMBtu | FALSE | L | Annual | Net Emissions Allowance Position | Thousand Tons | 0.0026172 | 0.0016131 | 0.00032358 | 0 | 0 | 0 | 0
IL Fac. Spec. - NOX Rate Summer v3.1, Unit 451 and retrofits | 619 | 7305 | Rate Constraint in lbs/MMBtu | FALSE | L | Annual | Fuel Consumed | TBtu | 0.18315 | 0.11289 | 0.022644 | 0 | 0 | 0 | 0
IL Fac. Spec. - NOX Rate Summer v3.1, Unit 451 and retrofits | 619 | 7305 | Rate Constraint in lbs/MMBtu | FALSE | L | Annual | Rate | lb/MMBtu | 0.02858 | 0.02858 | 0.02858 | 0 | 0 | 0 | 0
IL Fac. Spec. - NOX Rate Summer v3.1, Unit 451 and retrofits | 619 | 7305 | Rate Constraint in lbs/MMBtu | FALSE | L | Annual | Generation | TWh | 0.017045 | 0.010506 | 0.0021074 | 0 | 0 | 0 | 0
IL Fac. Spec. - NOX Rate Summer v3.1, Unit 451 and retrofits | 619 | 7305 | Rate Constraint in lbs/MMBtu | FALSE | L | Annual | Qualifying Generation | TWh | 0.017045 | 0.010506 | 0.0021074 | 0 | 0 | 0 | 0
IL Fac. Spec. - NOX Rate Summer v3.1, Unit 451 and retrofits | 619 | 7305 | Rate Constraint in lbs/MMBtu | FALSE | L | Annual | Rate | lb/MWh | 0.30709 | 0.30709 | 0.30709 | 0 | 0 | 0 | 0
IL Fac. Spec. - NOX Rate Summer v3.1, Unit 451 and retrofits | 619 | 7305 | Rate Constraint in lbs/MMBtu | FALSE | L | Annual | Constraint Shadow Price | US2022$/Ton | 0 | 0 | 0 | 0 | 0 | 0 | 0
IL Fac. Spec. - NOX Rate Summer v3.1, Unit 452 and retrofits | 620 | 7305 | Rate Constraint in lbs/MMBtu | FALSE | L | Annual | Seasons Included | Seasons | Summer | Summer | Summer | Summer | Summer | Summer | Summer
IL Fac. Spec. - NOX Rate Summer v3.1, Unit 452 and retrofits | 620 | 7305 | Rate Constraint in lbs/MMBtu | FALSE | L | Annual | Standard NOX | lb/MMBtu | 0.25 | 0.25 | 0.25 | 0.25 | 0.25 | 0.25 | 0.25
IL Fac. Spec. - NOX Rate Summer v3.1, Unit 452 and retrofits | 620 | 7305 | Rate Constraint in lbs/MMBtu | FALSE | L | Annual | Emissions at Affected Plants NOX | Thousand Tons | 0.0031575 | 0.0019461 | 0.00039038 | 0 | 0 | 0 | 0
IL Fac. Spec. - NOX Rate Summer v3.1, Unit 452 and retrofits | 620 | 7305 | Rate Constraint in lbs/MMBtu | FALSE | L | Annual | Allowances Purchased NOX | Thousand Tons | 0 | 0 | 0 | 0 | 0 | 0 | 0
IL Fac. Spec. - NOX Rate Summer v3.1, Unit 452 and retrofits | 620 | 7305 | Rate Constraint in lbs/MMBtu | FALSE | L | Annual | Allowances Sold NOX | Thousand Tons | 0 | 0 | 0 | 0 | 0 | 0 | 0
IL Fac. Spec. - NOX Rate Summer v3.1, Unit 452 and retrofits | 620 | 7305 | Rate Constraint in lbs/MMBtu | FALSE | L | Annual | Allowances Banked | Thousand Tons | 0 | 0 | 0 | 0 | 0 | 0 | 0
IL Fac. Spec. - NOX Rate Summer v3.1, Unit 452 and retrofits | 620 | 7305 | Rate Constraint in lbs/MMBtu | FALSE | L | Annual | Allowances Withdrawn (1:1) | Thousand Tons | 0 | 0 | 0 | 0 | 0 | 0 | 0
IL Fac. Spec. - NOX Rate Summer v3.1, Unit 452 and retrofits | 620 | 7305 | Rate Constraint in lbs/MMBtu | FALSE | L | Annual | Allowances Withdrawn (n:1) | Thousand Tons | 0 | 0 | 0 | 0 | 0 | 0 | 0
IL Fac. Spec. - NOX Rate Summer v3.1, Unit 452 and retrofits | 620 | 7305 | Rate Constraint in lbs/MMBtu | FALSE | L | Annual | Net Emissions Allowance Position | Thousand Tons | 0.0031575 | 0.0019461 | 0.00039038 | 0 | 0 | 0 | 0
IL Fac. Spec. - NOX Rate Summer v3.1, Unit 452 and retrofits | 620 | 7305 | Rate Constraint in lbs/MMBtu | FALSE | L | Annual | Fuel Consumed | TBtu | 0.18315 | 0.11289 | 0.022644 | 0 | 0 | 0 | 0
IL Fac. Spec. - NOX Rate Summer v3.1, Unit 452 and retrofits | 620 | 7305 | Rate Constraint in lbs/MMBtu | FALSE | L | Annual | Rate | lb/MMBtu | 0.03448 | 0.03448 | 0.03448 | 0 | 0 | 0 | 0
IL Fac. Spec. - NOX Rate Summer v3.1, Unit 452 and retrofits | 620 | 7305 | Rate Constraint in lbs/MMBtu | FALSE | L | Annual | Generation | TWh | 0.017045 | 0.010506 | 0.0021074 | 0 | 0 | 0 | 0
IL Fac. Spec. - NOX Rate Summer v3.1, Unit 452 and retrofits | 620 | 7305 | Rate Constraint in lbs/MMBtu | FALSE | L | Annual | Qualifying Generation | TWh | 0.017045 | 0.010506 | 0.0021074 | 0 | 0 | 0 | 0
IL Fac. Spec. - NOX Rate Summer v3.1, Unit 452 and retrofits | 620 | 7305 | Rate Constraint in lbs/MMBtu | FALSE | L | Annual | Rate | lb/MWh | 0.37049 | 0.37049 | 0.37049 | 0 | 0 | 0 | 0
IL Fac. Spec. - NOX Rate Summer v3.1, Unit 452 and retrofits | 620 | 7305 | Rate Constraint in lbs/MMBtu | FALSE | L | Annual | Constraint Shadow Price | US2022$/Ton | 0 | 0 | 0 | 0 | 0 | 0 | 0
IL Fac. Spec. - NOX Rate Summer v3.1, Unit 453 and retrofits | 621 | 7305 | Rate Constraint in lbs/MMBtu | FALSE | L | Annual | Seasons Included | Seasons | Summer | Summer | Summer | Summer | Summer | Summer | Summer
IL Fac. Spec. - NOX Rate Summer v3.1, Unit 453 and retrofits | 621 | 7305 | Rate Constraint in lbs/MMBtu | FALSE | L | Annual | Standard NOX | lb/MMBtu | 0.25 | 0.25 | 0.25 | 0.25 | 0.25 | 0.25 | 0.25
IL Fac. Spec. - NOX Rate Summer v3.1, Unit 453 and retrofits | 621 | 7305 | Rate Constraint in lbs/MMBtu | FALSE | L | Annual | Emissions at Affected Plants NOX | Thousand Tons | 8.1328e-05 | 8.1328e-05 | 0 | 0 | 0 | 0 | 0
IL Fac. Spec. - NOX Rate Summer v3.1, Unit 453 and retrofits | 621 | 7305 | Rate Constraint in lbs/MMBtu | FALSE | L | Annual | Allowances Purchased NOX | Thousand Tons | 0 | 0 | 0 | 0 | 0 | 0 | 0
IL Fac. Spec. - NOX Rate Summer v3.1, Unit 453 and retrofits | 621 | 7305 | Rate Constraint in lbs/MMBtu | FALSE | L | Annual | Allowances Sold NOX | Thousand Tons | 0 | 0 | 0 | 0 | 0 | 0 | 0
IL Fac. Spec. - NOX Rate Summer v3.1, Unit 453 and retrofits | 621 | 7305 | Rate Constraint in lbs/MMBtu | FALSE | L | Annual | Allowances Banked | Thousand Tons | 0 | 0 | 0 | 0 | 0 | 0 | 0
IL Fac. Spec. - NOX Rate Summer v3.1, Unit 453 and retrofits | 621 | 7305 | Rate Constraint in lbs/MMBtu | FALSE | L | Annual | Allowances Withdrawn (1:1) | Thousand Tons | 0 | 0 | 0 | 0 | 0 | 0 | 0
IL Fac. Spec. - NOX Rate Summer v3.1, Unit 453 and retrofits | 621 | 7305 | Rate Constraint in lbs/MMBtu | FALSE | L | Annual | Allowances Withdrawn (n:1) | Thousand Tons | 0 | 0 | 0 | 0 | 0 | 0 | 0
IL Fac. Spec. - NOX Rate Summer v3.1, Unit 453 and retrofits | 621 | 7305 | Rate Constraint in lbs/MMBtu | FALSE | L | Annual | Net Emissions Allowance Position | Thousand Tons | 8.1328e-05 | 8.1328e-05 | 0 | 0 | 0 | 0 | 0
IL Fac. Spec. - NOX Rate Summer v3.1, Unit 453 and retrofits | 621 | 7305 | Rate Constraint in lbs/MMBtu | FALSE | L | Annual | Fuel Consumed | TBtu | 0.006957 | 0.006957 | 0 | 0 | 0 | 0 | 0
IL Fac. Spec. - NOX Rate Summer v3.1, Unit 453 and retrofits | 621 | 7305 | Rate Constraint in lbs/MMBtu | FALSE | L | Annual | Rate | lb/MMBtu | 0.02338 | 0.02338 | 0 | 0 | 0 | 0 | 0
IL Fac. Spec. - NOX Rate Summer v3.1, Unit 453 and retrofits | 621 | 7305 | Rate Constraint in lbs/MMBtu | FALSE | L | Annual | Generation | TWh | 0.00051599 | 0.00051599 | 0 | 0 | 0 | 0 | 0
IL Fac. Spec. - NOX Rate Summer v3.1, Unit 453 and retrofits | 621 | 7305 | Rate Constraint in lbs/MMBtu | FALSE | L | Annual | Qualifying Generation | TWh | 0.00051599 | 0.00051599 | 0 | 0 | 0 | 0 | 0
IL Fac. Spec. - NOX Rate Summer v3.1, Unit 453 and retrofits | 621 | 7305 | Rate Constraint in lbs/MMBtu | FALSE | L | Annual | Rate | lb/MWh | 0.31523 | 0.31523 | 0 | 0 | 0 | 0 | 0
IL Fac. Spec. - NOX Rate Summer v3.1, Unit 453 and retrofits | 621 | 7305 | Rate Constraint in lbs/MMBtu | FALSE | L | Annual | Constraint Shadow Price | US2022$/Ton | 0 | 0 | 0 | 0 | 0 | 0 | 0
IL Fac. Spec. - NOX Rate Summer v3.1, Unit 454 and retrofits | 622 | 7305 | Rate Constraint in lbs/MMBtu | FALSE | L | Annual | Seasons Included | Seasons | Summer | Summer | Summer | Summer | Summer | Summer | Summer
IL Fac. Spec. - NOX Rate Summer v3.1, Unit 454 and retrofits | 622 | 7305 | Rate Constraint in lbs/MMBtu | FALSE | L | Annual | Standard NOX | lb/MMBtu | 0.25 | 0.25 | 0.25 | 0.25 | 0.25 | 0.25 | 0.25
IL Fac. Spec. - NOX Rate Summer v3.1, Unit 454 and retrofits | 622 | 7305 | Rate Constraint in lbs/MMBtu | FALSE | L | Annual | Emissions at Affected Plants NOX | Thousand Tons | 6.217e-05 | 6.217e-05 | 0 | 0 | 0 | 0 | 0
IL Fac. Spec. - NOX Rate Summer v3.1, Unit 454 and retrofits | 622 | 7305 | Rate Constraint in lbs/MMBtu | FALSE | L | Annual | Allowances Purchased NOX | Thousand Tons | 0 | 0 | 0 | 0 | 0 | 0 | 0
IL Fac. Spec. - NOX Rate Summer v3.1, Unit 454 and retrofits | 622 | 7305 | Rate Constraint in lbs/MMBtu | FALSE | L | Annual | Allowances Sold NOX | Thousand Tons | 0 | 0 | 0 | 0 | 0 | 0 | 0
IL Fac. Spec. - NOX Rate Summer v3.1, Unit 454 and retrofits | 622 | 7305 | Rate Constraint in lbs/MMBtu | FALSE | L | Annual | Allowances Banked | Thousand Tons | 0 | 0 | 0 | 0 | 0 | 0 | 0
IL Fac. Spec. - NOX Rate Summer v3.1, Unit 454 and retrofits | 622 | 7305 | Rate Constraint in lbs/MMBtu | FALSE | L | Annual | Allowances Withdrawn (1:1) | Thousand Tons | 0 | 0 | 0 | 0 | 0 | 0 | 0
IL Fac. Spec. - NOX Rate Summer v3.1, Unit 454 and retrofits | 622 | 7305 | Rate Constraint in lbs/MMBtu | FALSE | L | Annual | Allowances Withdrawn (n:1) | Thousand Tons | 0 | 0 | 0 | 0 | 0 | 0 | 0
IL Fac. Spec. - NOX Rate Summer v3.1, Unit 454 and retrofits | 622 | 7305 | Rate Constraint in lbs/MMBtu | FALSE | L | Annual | Net Emissions Allowance Position | Thousand Tons | 6.217e-05 | 6.217e-05 | 0 | 0 | 0 | 0 | 0
IL Fac. Spec. - NOX Rate Summer v3.1, Unit 454 and retrofits | 622 | 7305 | Rate Constraint in lbs/MMBtu | FALSE | L | Annual | Fuel Consumed | TBtu | 0.0069581 | 0.0069581 | 0 | 0 | 0 | 0 | 0
IL Fac. Spec. - NOX Rate Summer v3.1, Unit 454 and retrofits | 622 | 7305 | Rate Constraint in lbs/MMBtu | FALSE | L | Annual | Rate | lb/MMBtu | 0.01787 | 0.01787 | 0 | 0 | 0 | 0 | 0
IL Fac. Spec. - NOX Rate Summer v3.1, Unit 454 and retrofits | 622 | 7305 | Rate Constraint in lbs/MMBtu | FALSE | L | Annual | Generation | TWh | 0.00051599 | 0.00051599 | 0 | 0 | 0 | 0 | 0
IL Fac. Spec. - NOX Rate Summer v3.1, Unit 454 and retrofits | 622 | 7305 | Rate Constraint in lbs/MMBtu | FALSE | L | Annual | Qualifying Generation | TWh | 0.00051599 | 0.00051599 | 0 | 0 | 0 | 0 | 0
IL Fac. Spec. - NOX Rate Summer v3.1, Unit 454 and retrofits | 622 | 7305 | Rate Constraint in lbs/MMBtu | FALSE | L | Annual | Rate | lb/MWh | 0.24098 | 0.24098 | 0 | 0 | 0 | 0 | 0
IL Fac. Spec. - NOX Rate Summer v3.1, Unit 454 and retrofits | 622 | 7305 | Rate Constraint in lbs/MMBtu | FALSE | L | Annual | Constraint Shadow Price | US2022$/Ton | 0 | 0 | 0 | 0 | 0 | 0 | 0
IL Fac. Spec. - NOX Rate Summer v3.1, Unit 455 and retrofits | 623 | 7305 | Rate Constraint in lbs/MMBtu | FALSE | L | Annual | Seasons Included | Seasons | Summer | Summer | Summer | Summer | Summer | Summer | Summer
IL Fac. Spec. - NOX Rate Summer v3.1, Unit 455 and retrofits | 623 | 7305 | Rate Constraint in lbs/MMBtu | FALSE | L | Annual | Standard NOX | lb/MMBtu | 0.25 | 0.25 | 0.25 | 0.25 | 0.25 | 0.25 | 0.25
IL Fac. Spec. - NOX Rate Summer v3.1, Unit 455 and retrofits | 623 | 7305 | Rate Constraint in lbs/MMBtu | FALSE | L | Annual | Emissions at Affected Plants NOX | Thousand Tons | 6.3771e-05 | 6.3771e-05 | 0 | 0 | 0 | 0 | 0
IL Fac. Spec. - NOX Rate Summer v3.1, Unit 455 and retrofits | 623 | 7305 | Rate Constraint in lbs/MMBtu | FALSE | L | Annual | Allowances Purchased NOX | Thousand Tons | 0 | 0 | 0 | 0 | 0 | 0 | 0
IL Fac. Spec. - NOX Rate Summer v3.1, Unit 455 and retrofits | 623 | 7305 | Rate Constraint in lbs/MMBtu | FALSE | L | Annual | Allowances Sold NOX | Thousand Tons | 0 | 0 | 0 | 0 | 0 | 0 | 0
IL Fac. Spec. - NOX Rate Summer v3.1, Unit 455 and retrofits | 623 | 7305 | Rate Constraint in lbs/MMBtu | FALSE | L | Annual | Allowances Banked | Thousand Tons | 0 | 0 | 0 | 0 | 0 | 0 | 0
IL Fac. Spec. - NOX Rate Summer v3.1, Unit 455 and retrofits | 623 | 7305 | Rate Constraint in lbs/MMBtu | FALSE | L | Annual | Allowances Withdrawn (1:1) | Thousand Tons | 0 | 0 | 0 | 0 | 0 | 0 | 0
IL Fac. Spec. - NOX Rate Summer v3.1, Unit 455 and retrofits | 623 | 7305 | Rate Constraint in lbs/MMBtu | FALSE | L | Annual | Allowances Withdrawn (n:1) | Thousand Tons | 0 | 0 | 0 | 0 | 0 | 0 | 0
IL Fac. Spec. - NOX Rate Summer v3.1, Unit 455 and retrofits | 623 | 7305 | Rate Constraint in lbs/MMBtu | FALSE | L | Annual | Net Emissions Allowance Position | Thousand Tons | 6.3771e-05 | 6.3771e-05 | 0 | 0 | 0 | 0 | 0
IL Fac. Spec. - NOX Rate Summer v3.1, Unit 455 and retrofits | 623 | 7305 | Rate Constraint in lbs/MMBtu | FALSE | L | Annual | Fuel Consumed | TBtu | 0.0069581 | 0.0069581 | 0 | 0 | 0 | 0 | 0
IL Fac. Spec. - NOX Rate Summer v3.1, Unit 455 and retrofits | 623 | 7305 | Rate Constraint in lbs/MMBtu | FALSE | L | Annual | Rate | lb/MMBtu | 0.01833 | 0.01833 | 0 | 0 | 0 | 0 | 0
IL Fac. Spec. - NOX Rate Summer v3.1, Unit 455 and retrofits | 623 | 7305 | Rate Constraint in lbs/MMBtu | FALSE | L | Annual | Generation | TWh | 0.00051599 | 0.00051599 | 0 | 0 | 0 | 0 | 0
IL Fac. Spec. - NOX Rate Summer v3.1, Unit 455 and retrofits | 623 | 7305 | Rate Constraint in lbs/MMBtu | FALSE | L | Annual | Qualifying Generation | TWh | 0.00051599 | 0.00051599 | 0 | 0 | 0 | 0 | 0
IL Fac. Spec. - NOX Rate Summer v3.1, Unit 455 and retrofits | 623 | 7305 | Rate Constraint in lbs/MMBtu | FALSE | L | Annual | Rate | lb/MWh | 0.24718 | 0.24718 | 0 | 0 | 0 | 0 | 0
IL Fac. Spec. - NOX Rate Summer v3.1, Unit 455 and retrofits | 623 | 7305 | Rate Constraint in lbs/MMBtu | FALSE | L | Annual | Constraint Shadow Price | US2022$/Ton | 0 | 0 | 0 | 0 | 0 | 0 | 0
IL Fac. Spec. - NOX Rate Summer v3.1, Unit 456 and retrofits | 624 | 7305 | Rate Constraint in lbs/MMBtu | FALSE | L | Annual | Seasons Included | Seasons | Summer | Summer | Summer | Summer | Summer | Summer | Summer
IL Fac. Spec. - NOX Rate Summer v3.1, Unit 456 and retrofits | 624 | 7305 | Rate Constraint in lbs/MMBtu | FALSE | L | Annual | Standard NOX | lb/MMBtu | 0.25 | 0.25 | 0.25 | 0.25 | 0.25 | 0.25 | 0.25
IL Fac. Spec. - NOX Rate Summer v3.1, Unit 456 and retrofits | 624 | 7305 | Rate Constraint in lbs/MMBtu | FALSE | L | Annual | Emissions at Affected Plants NOX | Thousand Tons | 8.054e-05 | 8.054e-05 | 0 | 0 | 0 | 0 | 0
IL Fac. Spec. - NOX Rate Summer v3.1, Unit 456 and retrofits | 624 | 7305 | Rate Constraint in lbs/MMBtu | FALSE | L | Annual | Allowances Purchased NOX | Thousand Tons | 0 | 0 | 0 | 0 | 0 | 0 | 0
IL Fac. Spec. - NOX Rate Summer v3.1, Unit 456 and retrofits | 624 | 7305 | Rate Constraint in lbs/MMBtu | FALSE | L | Annual | Allowances Sold NOX | Thousand Tons | 0 | 0 | 0 | 0 | 0 | 0 | 0
IL Fac. Spec. - NOX Rate Summer v3.1, Unit 456 and retrofits | 624 | 7305 | Rate Constraint in lbs/MMBtu | FALSE | L | Annual | Allowances Banked | Thousand Tons | 0 | 0 | 0 | 0 | 0 | 0 | 0
IL Fac. Spec. - NOX Rate Summer v3.1, Unit 456 and retrofits | 624 | 7305 | Rate Constraint in lbs/MMBtu | FALSE | L | Annual | Allowances Withdrawn (1:1) | Thousand Tons | 0 | 0 | 0 | 0 | 0 | 0 | 0
IL Fac. Spec. - NOX Rate Summer v3.1, Unit 456 and retrofits | 624 | 7305 | Rate Constraint in lbs/MMBtu | FALSE | L | Annual | Allowances Withdrawn (n:1) | Thousand Tons | 0 | 0 | 0 | 0 | 0 | 0 | 0
IL Fac. Spec. - NOX Rate Summer v3.1, Unit 456 and retrofits | 624 | 7305 | Rate Constraint in lbs/MMBtu | FALSE | L | Annual | Net Emissions Allowance Position | Thousand Tons | 8.054e-05 | 8.054e-05 | 0 | 0 | 0 | 0 | 0
IL Fac. Spec. - NOX Rate Summer v3.1, Unit 456 and retrofits | 624 | 7305 | Rate Constraint in lbs/MMBtu | FALSE | L | Annual | Fuel Consumed | TBtu | 0.0069581 | 0.0069581 | 0 | 0 | 0 | 0 | 0
IL Fac. Spec. - NOX Rate Summer v3.1, Unit 456 and retrofits | 624 | 7305 | Rate Constraint in lbs/MMBtu | FALSE | L | Annual | Rate | lb/MMBtu | 0.02315 | 0.02315 | 0 | 0 | 0 | 0 | 0
IL Fac. Spec. - NOX Rate Summer v3.1, Unit 456 and retrofits | 624 | 7305 | Rate Constraint in lbs/MMBtu | FALSE | L | Annual | Generation | TWh | 0.00051599 | 0.00051599 | 0 | 0 | 0 | 0 | 0
IL Fac. Spec. - NOX Rate Summer v3.1, Unit 456 and retrofits | 624 | 7305 | Rate Constraint in lbs/MMBtu | FALSE | L | Annual | Qualifying Generation | TWh | 0.00051599 | 0.00051599 | 0 | 0 | 0 | 0 | 0
IL Fac. Spec. - NOX Rate Summer v3.1, Unit 456 and retrofits | 624 | 7305 | Rate Constraint in lbs/MMBtu | FALSE | L | Annual | Rate | lb/MWh | 0.31218 | 0.31218 | 0 | 0 | 0 | 0 | 0
IL Fac. Spec. - NOX Rate Summer v3.1, Unit 456 and retrofits | 624 | 7305 | Rate Constraint in lbs/MMBtu | FALSE | L | Annual | Constraint Shadow Price | US2022$/Ton | 0 | 0 | 0 | 0 | 0 | 0 | 0
IL Fac. Spec. - NOX Rate Summer v3.1, Unit 457 and retrofits | 625 | 7305 | Rate Constraint in lbs/MMBtu | FALSE | L | Annual | Seasons Included | Seasons | Summer | Summer | Summer | Summer | Summer | Summer | Summer
IL Fac. Spec. - NOX Rate Summer v3.1, Unit 457 and retrofits | 625 | 7305 | Rate Constraint in lbs/MMBtu | FALSE | L | Annual | Standard NOX | lb/MMBtu | 0.25 | 0.25 | 0.25 | 0.25 | 0.25 | 0.25 | 0.25
IL Fac. Spec. - NOX Rate Summer v3.1, Unit 457 and retrofits | 625 | 7305 | Rate Constraint in lbs/MMBtu | FALSE | L | Annual | Emissions at Affected Plants NOX | Thousand Tons | 7.6678e-05 | 7.6678e-05 | 0 | 0 | 0 | 0 | 0
IL Fac. Spec. - NOX Rate Summer v3.1, Unit 457 and retrofits | 625 | 7305 | Rate Constraint in lbs/MMBtu | FALSE | L | Annual | Allowances Purchased NOX | Thousand Tons | 0 | 0 | 0 | 0 | 0 | 0 | 0
IL Fac. Spec. - NOX Rate Summer v3.1, Unit 457 and retrofits | 625 | 7305 | Rate Constraint in lbs/MMBtu | FALSE | L | Annual | Allowances Sold NOX | Thousand Tons | 0 | 0 | 0 | 0 | 0 | 0 | 0
IL Fac. Spec. - NOX Rate Summer v3.1, Unit 457 and retrofits | 625 | 7305 | Rate Constraint in lbs/MMBtu | FALSE | L | Annual | Allowances Banked | Thousand Tons | 0 | 0 | 0 | 0 | 0 | 0 | 0
IL Fac. Spec. - NOX Rate Summer v3.1, Unit 457 and retrofits | 625 | 7305 | Rate Constraint in lbs/MMBtu | FALSE | L | Annual | Allowances Withdrawn (1:1) | Thousand Tons | 0 | 0 | 0 | 0 | 0 | 0 | 0
IL Fac. Spec. - NOX Rate Summer v3.1, Unit 457 and retrofits | 625 | 7305 | Rate Constraint in lbs/MMBtu | FALSE | L | Annual | Allowances Withdrawn (n:1) | Thousand Tons | 0 | 0 | 0 | 0 | 0 | 0 | 0
IL Fac. Spec. - NOX Rate Summer v3.1, Unit 457 and retrofits | 625 | 7305 | Rate Constraint in lbs/MMBtu | FALSE | L | Annual | Net Emissions Allowance Position | Thousand Tons | 7.6678e-05 | 7.6678e-05 | 0 | 0 | 0 | 0 | 0
IL Fac. Spec. - NOX Rate Summer v3.1, Unit 457 and retrofits | 625 | 7305 | Rate Constraint in lbs/MMBtu | FALSE | L | Annual | Fuel Consumed | TBtu | 0.0069581 | 0.0069581 | 0 | 0 | 0 | 0 | 0
IL Fac. Spec. - NOX Rate Summer v3.1, Unit 457 and retrofits | 625 | 7305 | Rate Constraint in lbs/MMBtu | FALSE | L | Annual | Rate | lb/MMBtu | 0.02204 | 0.02204 | 0 | 0 | 0 | 0 | 0
IL Fac. Spec. - NOX Rate Summer v3.1, Unit 457 and retrofits | 625 | 7305 | Rate Constraint in lbs/MMBtu | FALSE | L | Annual | Generation | TWh | 0.00051599 | 0.00051599 | 0 | 0 | 0 | 0 | 0
IL Fac. Spec. - NOX Rate Summer v3.1, Unit 457 and retrofits | 625 | 7305 | Rate Constraint in lbs/MMBtu | FALSE | L | Annual | Qualifying Generation | TWh | 0.00051599 | 0.00051599 | 0 | 0 | 0 | 0 | 0
IL Fac. Spec. - NOX Rate Summer v3.1, Unit 457 and retrofits | 625 | 7305 | Rate Constraint in lbs/MMBtu | FALSE | L | Annual | Rate | lb/MWh | 0.29721 | 0.29721 | 0 | 0 | 0 | 0 | 0
IL Fac. Spec. - NOX Rate Summer v3.1, Unit 457 and retrofits | 625 | 7305 | Rate Constraint in lbs/MMBtu | FALSE | L | Annual | Constraint Shadow Price | US2022$/Ton | 0 | 0 | 0 | 0 | 0 | 0 | 0
IL Fac. Spec. - NOX Rate Summer v3.1, Unit 458 and retrofits | 626 | 7305 | Rate Constraint in lbs/MMBtu | FALSE | L | Annual | Seasons Included | Seasons | Summer | Summer | Summer | Summer | Summer | Summer | Summer
IL Fac. Spec. - NOX Rate Summer v3.1, Unit 458 and retrofits | 626 | 7305 | Rate Constraint in lbs/MMBtu | FALSE | L | Annual | Standard NOX | lb/MMBtu | 0.25 | 0.25 | 0.25 | 0.25 | 0.25 | 0.25 | 0.25
IL Fac. Spec. - NOX Rate Summer v3.1, Unit 458 and retrofits | 626 | 7305 | Rate Constraint in lbs/MMBtu | FALSE | L | Annual | Emissions at Affected Plants NOX | Thousand Tons | 7.8035e-05 | 7.8035e-05 | 0 | 0 | 0 | 0 | 0
IL Fac. Spec. - NOX Rate Summer v3.1, Unit 458 and retrofits | 626 | 7305 | Rate Constraint in lbs/MMBtu | FALSE | L | Annual | Allowances Purchased NOX | Thousand Tons | 0 | 0 | 0 | 0 | 0 | 0 | 0
IL Fac. Spec. - NOX Rate Summer v3.1, Unit 458 and retrofits | 626 | 7305 | Rate Constraint in lbs/MMBtu | FALSE | L | Annual | Allowances Sold NOX | Thousand Tons | 0 | 0 | 0 | 0 | 0 | 0 | 0
IL Fac. Spec. - NOX Rate Summer v3.1, Unit 458 and retrofits | 626 | 7305 | Rate Constraint in lbs/MMBtu | FALSE | L | Annual | Allowances Banked | Thousand Tons | 0 | 0 | 0 | 0 | 0 | 0 | 0
IL Fac. Spec. - NOX Rate Summer v3.1, Unit 458 and retrofits | 626 | 7305 | Rate Constraint in lbs/MMBtu | FALSE | L | Annual | Allowances Withdrawn (1:1) | Thousand Tons | 0 | 0 | 0 | 0 | 0 | 0 | 0
IL Fac. Spec. - NOX Rate Summer v3.1, Unit 458 and retrofits | 626 | 7305 | Rate Constraint in lbs/MMBtu | FALSE | L | Annual | Allowances Withdrawn (n:1) | Thousand Tons | 0 | 0 | 0 | 0 | 0 | 0 | 0
IL Fac. Spec. - NOX Rate Summer v3.1, Unit 458 and retrofits | 626 | 7305 | Rate Constraint in lbs/MMBtu | FALSE | L | Annual | Net Emissions Allowance Position | Thousand Tons | 7.8035e-05 | 7.8035e-05 | 0 | 0 | 0 | 0 | 0
IL Fac. Spec. - NOX Rate Summer v3.1, Unit 458 and retrofits | 626 | 7305 | Rate Constraint in lbs/MMBtu | FALSE | L | Annual | Fuel Consumed | TBtu | 0.0069581 | 0.0069581 | 0 | 0 | 0 | 0 | 0
IL Fac. Spec. - NOX Rate Summer v3.1, Unit 458 and retrofits | 626 | 7305 | Rate Constraint in lbs/MMBtu | FALSE | L | Annual | Rate | lb/MMBtu | 0.02243 | 0.02243 | 0 | 0 | 0 | 0 | 0
IL Fac. Spec. - NOX Rate Summer v3.1, Unit 458 and retrofits | 626 | 7305 | Rate Constraint in lbs/MMBtu | FALSE | L | Annual | Generation | TWh | 0.00051599 | 0.00051599 | 0 | 0 | 0 | 0 | 0
IL Fac. Spec. - NOX Rate Summer v3.1, Unit 458 and retrofits | 626 | 7305 | Rate Constraint in lbs/MMBtu | FALSE | L | Annual | Qualifying Generation | TWh | 0.00051599 | 0.00051599 | 0 | 0 | 0 | 0 | 0
IL Fac. Spec. - NOX Rate Summer v3.1, Unit 458 and retrofits | 626 | 7305 | Rate Constraint in lbs/MMBtu | FALSE | L | Annual | Rate | lb/MWh | 0.30247 | 0.30247 | 0 | 0 | 0 | 0 | 0
IL Fac. Spec. - NOX Rate Summer v3.1, Unit 458 and retrofits | 626 | 7305 | Rate Constraint in lbs/MMBtu | FALSE | L | Annual | Constraint Shadow Price | US2022$/Ton | 0 | 0 | 0 | 0 | 0 | 0 | 0
IL Fac. Spec. - NOX Rate Summer v3.1, Unit 459 and retrofits | 627 | 7305 | Rate Constraint in lbs/MMBtu | FALSE | L | Annual | Seasons Included | Seasons | Summer | Summer | Summer | Summer | Summer | Summer | Summer
IL Fac. Spec. - NOX Rate Summer v3.1, Unit 459 and retrofits | 627 | 7305 | Rate Constraint in lbs/MMBtu | FALSE | L | Annual | Standard NOX | lb/MMBtu | 0.25 | 0.25 | 0.25 | 0.25 | 0.25 | 0.25 | 0.25
IL Fac. Spec. - NOX Rate Summer v3.1, Unit 459 and retrofits | 627 | 7305 | Rate Constraint in lbs/MMBtu | FALSE | L | Annual | Emissions at Affected Plants NOX | Thousand Tons | 8.7766e-05 | 8.7766e-05 | 0 | 0 | 0 | 0 | 0
IL Fac. Spec. - NOX Rate Summer v3.1, Unit 459 and retrofits | 627 | 7305 | Rate Constraint in lbs/MMBtu | FALSE | L | Annual | Allowances Purchased NOX | Thousand Tons | 0 | 0 | 0 | 0 | 0 | 0 | 0
IL Fac. Spec. - NOX Rate Summer v3.1, Unit 459 and retrofits | 627 | 7305 | Rate Constraint in lbs/MMBtu | FALSE | L | Annual | Allowances Sold NOX | Thousand Tons | 0 | 0 | 0 | 0 | 0 | 0 | 0
IL Fac. Spec. - NOX Rate Summer v3.1, Unit 459 and retrofits | 627 | 7305 | Rate Constraint in lbs/MMBtu | FALSE | L | Annual | Allowances Banked | Thousand Tons | 0 | 0 | 0 | 0 | 0 | 0 | 0
IL Fac. Spec. - NOX Rate Summer v3.1, Unit 459 and retrofits | 627 | 7305 | Rate Constraint in lbs/MMBtu | FALSE | L | Annual | Allowances Withdrawn (1:1) | Thousand Tons | 0 | 0 | 0 | 0 | 0 | 0 | 0
IL Fac. Spec. - NOX Rate Summer v3.1, Unit 459 and retrofits | 627 | 7305 | Rate Constraint in lbs/MMBtu | FALSE | L | Annual | Allowances Withdrawn (n:1) | Thousand Tons | 0 | 0 | 0 | 0 | 0 | 0 | 0
IL Fac. Spec. - NOX Rate Summer v3.1, Unit 459 and retrofits | 627 | 7305 | Rate Constraint in lbs/MMBtu | FALSE | L | Annual | Net Emissions Allowance Position | Thousand Tons | 8.7766e-05 | 8.7766e-05 | 0 | 0 | 0 | 0 | 0
IL Fac. Spec. - NOX Rate Summer v3.1, Unit 459 and retrofits | 627 | 7305 | Rate Constraint in lbs/MMBtu | FALSE | L | Annual | Fuel Consumed | TBtu | 0.0072835 | 0.0072835 | 0 | 0 | 0 | 0 | 0
IL Fac. Spec. - NOX Rate Summer v3.1, Unit 459 and retrofits | 627 | 7305 | Rate Constraint in lbs/MMBtu | FALSE | L | Annual | Rate | lb/MMBtu | 0.0241 | 0.0241 | 0 | 0 | 0 | 0 | 0
IL Fac. Spec. - NOX Rate Summer v3.1, Unit 459 and retrofits | 627 | 7305 | Rate Constraint in lbs/MMBtu | FALSE | L | Annual | Generation | TWh | 0.00053749 | 0.00053749 | 0 | 0 | 0 | 0 | 0
IL Fac. Spec. - NOX Rate Summer v3.1, Unit 459 and retrofits | 627 | 7305 | Rate Constraint in lbs/MMBtu | FALSE | L | Annual | Qualifying Generation | TWh | 0.00053749 | 0.00053749 | 0 | 0 | 0 | 0 | 0
IL Fac. Spec. - NOX Rate Summer v3.1, Unit 459 and retrofits | 627 | 7305 | Rate Constraint in lbs/MMBtu | FALSE | L | Annual | Rate | lb/MWh | 0.32658 | 0.32658 | 0 | 0 | 0 | 0 | 0
IL Fac. Spec. - NOX Rate Summer v3.1, Unit 459 and retrofits | 627 | 7305 | Rate Constraint in lbs/MMBtu | FALSE | L | Annual | Constraint Shadow Price | US2022$/Ton | 0 | 0 | 0 | 0 | 0 | 0 | 0
IL Fac. Spec. - NOX Rate Summer v3.1, Unit 460 and retrofits | 628 | 7305 | Rate Constraint in lbs/MMBtu | FALSE | L | Annual | Seasons Included | Seasons | Summer | Summer | Summer | Summer | Summer | Summer | Summer
IL Fac. Spec. - NOX Rate Summer v3.1, Unit 460 and retrofits | 628 | 7305 | Rate Constraint in lbs/MMBtu | FALSE | L | Annual | Standard NOX | lb/MMBtu | 0.25 | 0.25 | 0.25 | 0.25 | 0.25 | 0.25 | 0.25
IL Fac. Spec. - NOX Rate Summer v3.1, Unit 460 and retrofits | 628 | 7305 | Rate Constraint in lbs/MMBtu | FALSE | L | Annual | Emissions at Affected Plants NOX | Thousand Tons | 8.56e-05 | 8.56e-05 | 0 | 0 | 0 | 0 | 0
IL Fac. Spec. - NOX Rate Summer v3.1, Unit 460 and retrofits | 628 | 7305 | Rate Constraint in lbs/MMBtu | FALSE | L | Annual | Allowances Purchased NOX | Thousand Tons | 0 | 0 | 0 | 0 | 0 | 0 | 0
IL Fac. Spec. - NOX Rate Summer v3.1, Unit 460 and retrofits | 628 | 7305 | Rate Constraint in lbs/MMBtu | FALSE | L | Annual | Allowances Sold NOX | Thousand Tons | 0 | 0 | 0 | 0 | 0 | 0 | 0
IL Fac. Spec. - NOX Rate Summer v3.1, Unit 460 and retrofits | 628 | 7305 | Rate Constraint in lbs/MMBtu | FALSE | L | Annual | Allowances Banked | Thousand Tons | 0 | 0 | 0 | 0 | 0 | 0 | 0
IL Fac. Spec. - NOX Rate Summer v3.1, Unit 460 and retrofits | 628 | 7305 | Rate Constraint in lbs/MMBtu | FALSE | L | Annual | Allowances Withdrawn (1:1) | Thousand Tons | 0 | 0 | 0 | 0 | 0 | 0 | 0
IL Fac. Spec. - NOX Rate Summer v3.1, Unit 460 and retrofits | 628 | 7305 | Rate Constraint in lbs/MMBtu | FALSE | L | Annual | Allowances Withdrawn (n:1) | Thousand Tons | 0 | 0 | 0 | 0 | 0 | 0 | 0
IL Fac. Spec. - NOX Rate Summer v3.1, Unit 460 and retrofits | 628 | 7305 | Rate Constraint in lbs/MMBtu | FALSE | L | Annual | Net Emissions Allowance Position | Thousand Tons | 8.56e-05 | 8.56e-05 | 0 | 0 | 0 | 0 | 0
IL Fac. Spec. - NOX Rate Summer v3.1, Unit 460 and retrofits | 628 | 7305 | Rate Constraint in lbs/MMBtu | FALSE | L | Annual | Fuel Consumed | TBtu | 0.0072851 | 0.0072851 | 0 | 0 | 0 | 0 | 0
IL Fac. Spec. - NOX Rate Summer v3.1, Unit 460 and retrofits | 628 | 7305 | Rate Constraint in lbs/MMBtu | FALSE | L | Annual | Rate | lb/MMBtu | 0.0235 | 0.0235 | 0 | 0 | 0 | 0 | 0
IL Fac. Spec. - NOX Rate Summer v3.1, Unit 460 and retrofits | 628 | 7305 | Rate Constraint in lbs/MMBtu | FALSE | L | Annual | Generation | TWh | 0.00053749 | 0.00053749 | 0 | 0 | 0 | 0 | 0
IL Fac. Spec. - NOX Rate Summer v3.1, Unit 460 and retrofits | 628 | 7305 | Rate Constraint in lbs/MMBtu | FALSE | L | Annual | Qualifying Generation | TWh | 0.00053749 | 0.00053749 | 0 | 0 | 0 | 0 | 0
IL Fac. Spec. - NOX Rate Summer v3.1, Unit 460 and retrofits | 628 | 7305 | Rate Constraint in lbs/MMBtu | FALSE | L | Annual | Rate | lb/MWh | 0.31852 | 0.31852 | 0 | 0 | 0 | 0 | 0
IL Fac. Spec. - NOX Rate Summer v3.1, Unit 460 and retrofits | 628 | 7305 | Rate Constraint in lbs/MMBtu | FALSE | L | Annual | Constraint Shadow Price | US2022$/Ton | 0 | 0 | 0 | 0 | 0 | 0 | 0
IL Fac. Spec. - NOX Rate Summer v3.1, Unit 461 and retrofits | 629 | 7305 | Rate Constraint in lbs/MMBtu | FALSE | L | Annual | Seasons Included | Seasons | Summer | Summer | Summer | Summer | Summer | Summer | Summer
IL Fac. Spec. - NOX Rate Summer v3.1, Unit 461 and retrofits | 629 | 7305 | Rate Constraint in lbs/MMBtu | FALSE | L | Annual | Standard NOX | lb/MMBtu | 0.25 | 0.25 | 0.25 | 0.25 | 0.25 | 0.25 | 0.25
IL Fac. Spec. - NOX Rate Summer v3.1, Unit 461 and retrofits | 629 | 7305 | Rate Constraint in lbs/MMBtu | FALSE | L | Annual | Emissions at Affected Plants NOX | Thousand Tons | 7.9079e-05 | 7.9079e-05 | 0 | 0 | 0 | 0 | 0
IL Fac. Spec. - NOX Rate Summer v3.1, Unit 461 and retrofits | 629 | 7305 | Rate Constraint in lbs/MMBtu | FALSE | L | Annual | Allowances Purchased NOX | Thousand Tons | 0 | 0 | 0 | 0 | 0 | 0 | 0
IL Fac. Spec. - NOX Rate Summer v3.1, Unit 461 and retrofits | 629 | 7305 | Rate Constraint in lbs/MMBtu | FALSE | L | Annual | Allowances Sold NOX | Thousand Tons | 0 | 0 | 0 | 0 | 0 | 0 | 0
IL Fac. Spec. - NOX Rate Summer v3.1, Unit 461 and retrofits | 629 | 7305 | Rate Constraint in lbs/MMBtu | FALSE | L | Annual | Allowances Banked | Thousand Tons | 0 | 0 | 0 | 0 | 0 | 0 | 0
IL Fac. Spec. - NOX Rate Summer v3.1, Unit 461 and retrofits | 629 | 7305 | Rate Constraint in lbs/MMBtu | FALSE | L | Annual | Allowances Withdrawn (1:1) | Thousand Tons | 0 | 0 | 0 | 0 | 0 | 0 | 0
IL Fac. Spec. - NOX Rate Summer v3.1, Unit 461 and retrofits | 629 | 7305 | Rate Constraint in lbs/MMBtu | FALSE | L | Annual | Allowances Withdrawn (n:1) | Thousand Tons | 0 | 0 | 0 | 0 | 0 | 0 | 0
IL Fac. Spec. - NOX Rate Summer v3.1, Unit 461 and retrofits | 629 | 7305 | Rate Constraint in lbs/MMBtu | FALSE | L | Annual | Net Emissions Allowance Position | Thousand Tons | 7.9079e-05 | 7.9079e-05 | 0 | 0 | 0 | 0 | 0
IL Fac. Spec. - NOX Rate Summer v3.1, Unit 461 and retrofits | 629 | 7305 | Rate Constraint in lbs/MMBtu | FALSE | L | Annual | Fuel Consumed | TBtu | 0.0072851 | 0.0072851 | 0 | 0 | 0 | 0 | 0
IL Fac. Spec. - NOX Rate Summer v3.1, Unit 461 and retrofits | 629 | 7305 | Rate Constraint in lbs/MMBtu | FALSE | L | Annual | Rate | lb/MMBtu | 0.02171 | 0.02171 | 0 | 0 | 0 | 0 | 0
IL Fac. Spec. - NOX Rate Summer v3.1, Unit 461 and retrofits | 629 | 7305 | Rate Constraint in lbs/MMBtu | FALSE | L | Annual | Generation | TWh | 0.00053749 | 0.00053749 | 0 | 0 | 0 | 0 | 0
IL Fac. Spec. - NOX Rate Summer v3.1, Unit 461 and retrofits | 629 | 7305 | Rate Constraint in lbs/MMBtu | FALSE | L | Annual | Qualifying Generation | TWh | 0.00053749 | 0.00053749 | 0 | 0 | 0 | 0 | 0
IL Fac. Spec. - NOX Rate Summer v3.1, Unit 461 and retrofits | 629 | 7305 | Rate Constraint in lbs/MMBtu | FALSE | L | Annual | Rate | lb/MWh | 0.29426 | 0.29426 | 0 | 0 | 0 | 0 | 0
IL Fac. Spec. - NOX Rate Summer v3.1, Unit 461 and retrofits | 629 | 7305 | Rate Constraint in lbs/MMBtu | FALSE | L | Annual | Constraint Shadow Price | US2022$/Ton | 0 | 0 | 0 | 0 | 0 | 0 | 0
IL Fac. Spec. - NOX Rate Summer v3.1, Unit 462 and retrofits | 630 | 7305 | Rate Constraint in lbs/MMBtu | FALSE | L | Annual | Seasons Included | Seasons | Summer | Summer | Summer | Summer | Summer | Summer | Summer
IL Fac. Spec. - NOX Rate Summer v3.1, Unit 462 and retrofits | 630 | 7305 | Rate Constraint in lbs/MMBtu | FALSE | L | Annual | Standard NOX | lb/MMBtu | 0.25 | 0.25 | 0.25 | 0.25 | 0.25 | 0.25 | 0.25
IL Fac. Spec. - NOX Rate Summer v3.1, Unit 462 and retrofits | 630 | 7305 | Rate Constraint in lbs/MMBtu | FALSE | L | Annual | Emissions at Affected Plants NOX | Thousand Tons | 8.1702e-05 | 8.1702e-05 | 0 | 0 | 0 | 0 | 0
IL Fac. Spec. - NOX Rate Summer v3.1, Unit 462 and retrofits | 630 | 7305 | Rate Constraint in lbs/MMBtu | FALSE | L | Annual | Allowances Purchased NOX | Thousand Tons | 0 | 0 | 0 | 0 | 0 | 0 | 0
IL Fac. Spec. - NOX Rate Summer v3.1, Unit 462 and retrofits | 630 | 7305 | Rate Constraint in lbs/MMBtu | FALSE | L | Annual | Allowances Sold NOX | Thousand Tons | 0 | 0 | 0 | 0 | 0 | 0 | 0
IL Fac. Spec. - NOX Rate Summer v3.1, Unit 462 and retrofits | 630 | 7305 | Rate Constraint in lbs/MMBtu | FALSE | L | Annual | Allowances Banked | Thousand Tons | 0 | 0 | 0 | 0 | 0 | 0 | 0
IL Fac. Spec. - NOX Rate Summer v3.1, Unit 462 and retrofits | 630 | 7305 | Rate Constraint in lbs/MMBtu | FALSE | L | Annual | Allowances Withdrawn (1:1) | Thousand Tons | 0 | 0 | 0 | 0 | 0 | 0 | 0
IL Fac. Spec. - NOX Rate Summer v3.1, Unit 462 and retrofits | 630 | 7305 | Rate Constraint in lbs/MMBtu | FALSE | L | Annual | Allowances Withdrawn (n:1) | Thousand Tons | 0 | 0 | 0 | 0 | 0 | 0 | 0
IL Fac. Spec. - NOX Rate Summer v3.1, Unit 462 and retrofits | 630 | 7305 | Rate Constraint in lbs/MMBtu | FALSE | L | Annual | Net Emissions Allowance Position | Thousand Tons | 8.1702e-05 | 8.1702e-05 | 0 | 0 | 0 | 0 | 0
IL Fac. Spec. - NOX Rate Summer v3.1, Unit 462 and retrofits | 630 | 7305 | Rate Constraint in lbs/MMBtu | FALSE | L | Annual | Fuel Consumed | TBtu | 0.0072851 | 0.0072851 | 0 | 0 | 0 | 0 | 0
IL Fac. Spec. - NOX Rate Summer v3.1, Unit 462 and retrofits | 630 | 7305 | Rate Constraint in lbs/MMBtu | FALSE | L | Annual | Rate | lb/MMBtu | 0.02243 | 0.02243 | 0 | 0 | 0 | 0 | 0
IL Fac. Spec. - NOX Rate Summer v3.1, Unit 462 and retrofits | 630 | 7305 | Rate Constraint in lbs/MMBtu | FALSE | L | Annual | Generation | TWh | 0.00053749 | 0.00053749 | 0 | 0 | 0 | 0 | 0
IL Fac. Spec. - NOX Rate Summer v3.1, Unit 462 and retrofits | 630 | 7305 | Rate Constraint in lbs/MMBtu | FALSE | L | Annual | Qualifying Generation | TWh | 0.00053749 | 0.00053749 | 0 | 0 | 0 | 0 | 0
IL Fac. Spec. - NOX Rate Summer v3.1, Unit 462 and retrofits | 630 | 7305 | Rate Constraint in lbs/MMBtu | FALSE | L | Annual | Rate | lb/MWh | 0.30402 | 0.30402 | 0 | 0 | 0 | 0 | 0
IL Fac. Spec. - NOX Rate Summer v3.1, Unit 462 and retrofits | 630 | 7305 | Rate Constraint in lbs/MMBtu | FALSE | L | Annual | Constraint Shadow Price | US2022$/Ton | 0 | 0 | 0 | 0 | 0 | 0 | 0
IL Fac. Spec. - NOX Rate Summer v3.1, Unit 463 and retrofits | 631 | 7305 | Rate Constraint in lbs/MMBtu | FALSE | L | Annual | Seasons Included | Seasons | Summer | Summer | Summer | Summer | Summer | Summer | Summer
IL Fac. Spec. - NOX Rate Summer v3.1, Unit 463 and retrofits | 631 | 7305 | Rate Constraint in lbs/MMBtu | FALSE | L | Annual | Standard NOX | lb/MMBtu | 0.25 | 0.25 | 0.25 | 0.25 | 0.25 | 0.25 | 0.25
IL Fac. Spec. - NOX Rate Summer v3.1, Unit 463 and retrofits | 631 | 7305 | Rate Constraint in lbs/MMBtu | FALSE | L | Annual | Emissions at Affected Plants NOX | Thousand Tons | 0.0088911 | 0.0054801 | 0.0010993 | 0 | 0 | 0 | 0
IL Fac. Spec. - NOX Rate Summer v3.1, Unit 463 and retrofits | 631 | 7305 | Rate Constraint in lbs/MMBtu | FALSE | L | Annual | Allowances Purchased NOX | Thousand Tons | 0 | 0 | 0 | 0 | 0 | 0 | 0
IL Fac. Spec. - NOX Rate Summer v3.1, Unit 463 and retrofits | 631 | 7305 | Rate Constraint in lbs/MMBtu | FALSE | L | Annual | Allowances Sold NOX | Thousand Tons | 0 | 0 | 0 | 0 | 0 | 0 | 0
IL Fac. Spec. - NOX Rate Summer v3.1, Unit 463 and retrofits | 631 | 7305 | Rate Constraint in lbs/MMBtu | FALSE | L | Annual | Allowances Banked | Thousand Tons | 0 | 0 | 0 | 0 | 0 | 0 | 0
IL Fac. Spec. - NOX Rate Summer v3.1, Unit 463 and retrofits | 631 | 7305 | Rate Constraint in lbs/MMBtu | FALSE | L | Annual | Allowances Withdrawn (1:1) | Thousand Tons | 0 | 0 | 0 | 0 | 0 | 0 | 0
IL Fac. Spec. - NOX Rate Summer v3.1, Unit 463 and retrofits | 631 | 7305 | Rate Constraint in lbs/MMBtu | FALSE | L | Annual | Allowances Withdrawn (n:1) | Thousand Tons | 0 | 0 | 0 | 0 | 0 | 0 | 0
IL Fac. Spec. - NOX Rate Summer v3.1, Unit 463 and retrofits | 631 | 7305 | Rate Constraint in lbs/MMBtu | FALSE | L | Annual | Net Emissions Allowance Position | Thousand Tons | 0.0088911 | 0.0054801 | 0.0010993 | 0 | 0 | 0 | 0
IL Fac. Spec. - NOX Rate Summer v3.1, Unit 463 and retrofits | 631 | 7305 | Rate Constraint in lbs/MMBtu | FALSE | L | Annual | Fuel Consumed | TBtu | 0.21978 | 0.13546 | 0.027172 | 0 | 0 | 0 | 0
IL Fac. Spec. - NOX Rate Summer v3.1, Unit 463 and retrofits | 631 | 7305 | Rate Constraint in lbs/MMBtu | FALSE | L | Annual | Rate | lb/MMBtu | 0.08091 | 0.08091 | 0.08091 | 0 | 0 | 0 | 0
IL Fac. Spec. - NOX Rate Summer v3.1, Unit 463 and retrofits | 631 | 7305 | Rate Constraint in lbs/MMBtu | FALSE | L | Annual | Generation | TWh | 0.020454 | 0.012607 | 0.0025288 | 0 | 0 | 0 | 0
IL Fac. Spec. - NOX Rate Summer v3.1, Unit 463 and retrofits | 631 | 7305 | Rate Constraint in lbs/MMBtu | FALSE | L | Annual | Qualifying Generation | TWh | 0.020454 | 0.012607 | 0.0025288 | 0 | 0 | 0 | 0
IL Fac. Spec. - NOX Rate Summer v3.1, Unit 463 and retrofits | 631 | 7305 | Rate Constraint in lbs/MMBtu | FALSE | L | Annual | Rate | lb/MWh | 0.86938 | 0.86938 | 0.86938 | 0 | 0 | 0 | 0
IL Fac. Spec. - NOX Rate Summer v3.1, Unit 463 and retrofits | 631 | 7305 | Rate Constraint in lbs/MMBtu | FALSE | L | Annual | Constraint Shadow Price | US2022$/Ton | 0 | 0 | 0 | 0 | 0 | 0 | 0
IL Fac. Spec. - NOX Rate Summer v3.1, Unit 464 and retrofits | 632 | 7305 | Rate Constraint in lbs/MMBtu | FALSE | L | Annual | Seasons Included | Seasons | Summer | Summer | Summer | Summer | Summer | Summer | Summer
IL Fac. Spec. - NOX Rate Summer v3.1, Unit 464 and retrofits | 632 | 7305 | Rate Constraint in lbs/MMBtu | FALSE | L | Annual | Standard NOX | lb/MMBtu | 0.25 | 0.25 | 0.25 | 0.25 | 0.25 | 0.25 | 0.25
IL Fac. Spec. - NOX Rate Summer v3.1, Unit 464 and retrofits | 632 | 7305 | Rate Constraint in lbs/MMBtu | FALSE | L | Annual | Emissions at Affected Plants NOX | Thousand Tons | 0.0092197 | 0.0056827 | 0.0011399 | 0 | 0 | 0 | 0
IL Fac. Spec. - NOX Rate Summer v3.1, Unit 464 and retrofits | 632 | 7305 | Rate Constraint in lbs/MMBtu | FALSE | L | Annual | Allowances Purchased NOX | Thousand Tons | 0 | 0 | 0 | 0 | 0 | 0 | 0
IL Fac. Spec. - NOX Rate Summer v3.1, Unit 464 and retrofits | 632 | 7305 | Rate Constraint in lbs/MMBtu | FALSE | L | Annual | Allowances Sold NOX | Thousand Tons | 0 | 0 | 0 | 0 | 0 | 0 | 0
IL Fac. Spec. - NOX Rate Summer v3.1, Unit 464 and retrofits | 632 | 7305 | Rate Constraint in lbs/MMBtu | FALSE | L | Annual | Allowances Banked | Thousand Tons | 0 | 0 | 0 | 0 | 0 | 0 | 0
IL Fac. Spec. - NOX Rate Summer v3.1, Unit 464 and retrofits | 632 | 7305 | Rate Constraint in lbs/MMBtu | FALSE | L | Annual | Allowances Withdrawn (1:1) | Thousand Tons | 0 | 0 | 0 | 0 | 0 | 0 | 0
IL Fac. Spec. - NOX Rate Summer v3.1, Unit 464 and retrofits | 632 | 7305 | Rate Constraint in lbs/MMBtu | FALSE | L | Annual | Allowances Withdrawn (n:1) | Thousand Tons | 0 | 0 | 0 | 0 | 0 | 0 | 0
IL Fac. Spec. - NOX Rate Summer v3.1, Unit 464 and retrofits | 632 | 7305 | Rate Constraint in lbs/MMBtu | FALSE | L | Annual | Net Emissions Allowance Position | Thousand Tons | 0.0092197 | 0.0056827 | 0.0011399 | 0 | 0 | 0 | 0
IL Fac. Spec. - NOX Rate Summer v3.1, Unit 464 and retrofits | 632 | 7305 | Rate Constraint in lbs/MMBtu | FALSE | L | Annual | Fuel Consumed | TBtu | 0.21978 | 0.13546 | 0.027172 | 0 | 0 | 0 | 0
IL Fac. Spec. - NOX Rate Summer v3.1, Unit 464 and retrofits | 632 | 7305 | Rate Constraint in lbs/MMBtu | FALSE | L | Annual | Rate | lb/MMBtu | 0.0839 | 0.0839 | 0.0839 | 0 | 0 | 0 | 0
IL Fac. Spec. - NOX Rate Summer v3.1, Unit 464 and retrofits | 632 | 7305 | Rate Constraint in lbs/MMBtu | FALSE | L | Annual | Generation | TWh | 0.020454 | 0.012607 | 0.0025288 | 0 | 0 | 0 | 0
IL Fac. Spec. - NOX Rate Summer v3.1, Unit 464 and retrofits | 632 | 7305 | Rate Constraint in lbs/MMBtu | FALSE | L | Annual | Qualifying Generation | TWh | 0.020454 | 0.012607 | 0.0025288 | 0 | 0 | 0 | 0
IL Fac. Spec. - NOX Rate Summer v3.1, Unit 464 and retrofits | 632 | 7305 | Rate Constraint in lbs/MMBtu | FALSE | L | Annual | Rate | lb/MWh | 0.90151 | 0.90151 | 0.90151 | 0 | 0 | 0 | 0
IL Fac. Spec. - NOX Rate Summer v3.1, Unit 464 and retrofits | 632 | 7305 | Rate Constraint in lbs/MMBtu | FALSE | L | Annual | Constraint Shadow Price | US2022$/Ton | 0 | 0 | 0 | 0 | 0 | 0 | 0
IL Fac. Spec. - NOX Rate Summer v3.1, Unit 465 and retrofits | 633 | 7305 | Rate Constraint in lbs/MMBtu | FALSE | L | Annual | Seasons Included | Seasons | Summer | Summer | Summer | Summer | Summer | Summer | Summer
IL Fac. Spec. - NOX Rate Summer v3.1, Unit 465 and retrofits | 633 | 7305 | Rate Constraint in lbs/MMBtu | FALSE | L | Annual | Standard NOX | lb/MMBtu | 0.25 | 0.25 | 0.25 | 0.25 | 0.25 | 0.25 | 0.25
IL Fac. Spec. - NOX Rate Summer v3.1, Unit 465 and retrofits | 633 | 7305 | Rate Constraint in lbs/MMBtu | FALSE | L | Annual | Emissions at Affected Plants NOX | Thousand Tons | 0.0089394 | 0.0055099 | 0.0011052 | 0 | 0 | 0 | 0
IL Fac. Spec. - NOX Rate Summer v3.1, Unit 465 and retrofits | 633 | 7305 | Rate Constraint in lbs/MMBtu | FALSE | L | Annual | Allowances Purchased NOX | Thousand Tons | 0 | 0 | 0 | 0 | 0 | 0 | 0
IL Fac. Spec. - NOX Rate Summer v3.1, Unit 465 and retrofits | 633 | 7305 | Rate Constraint in lbs/MMBtu | FALSE | L | Annual | Allowances Sold NOX | Thousand Tons | 0 | 0 | 0 | 0 | 0 | 0 | 0
IL Fac. Spec. - NOX Rate Summer v3.1, Unit 465 and retrofits | 633 | 7305 | Rate Constraint in lbs/MMBtu | FALSE | L | Annual | Allowances Banked | Thousand Tons | 0 | 0 | 0 | 0 | 0 | 0 | 0
IL Fac. Spec. - NOX Rate Summer v3.1, Unit 465 and retrofits | 633 | 7305 | Rate Constraint in lbs/MMBtu | FALSE | L | Annual | Allowances Withdrawn (1:1) | Thousand Tons | 0 | 0 | 0 | 0 | 0 | 0 | 0
IL Fac. Spec. - NOX Rate Summer v3.1, Unit 465 and retrofits | 633 | 7305 | Rate Constraint in lbs/MMBtu | FALSE | L | Annual | Allowances Withdrawn (n:1) | Thousand Tons | 0 | 0 | 0 | 0 | 0 | 0 | 0
IL Fac. Spec. - NOX Rate Summer v3.1, Unit 465 and retrofits | 633 | 7305 | Rate Constraint in lbs/MMBtu | FALSE | L | Annual | Net Emissions Allowance Position | Thousand Tons | 0.0089394 | 0.0055099 | 0.0011052 | 0 | 0 | 0 | 0
IL Fac. Spec. - NOX Rate Summer v3.1, Unit 465 and retrofits | 633 | 7305 | Rate Constraint in lbs/MMBtu | FALSE | L | Annual | Fuel Consumed | TBtu | 0.21978 | 0.13546 | 0.027172 | 0 | 0 | 0 | 0
IL Fac. Spec. - NOX Rate Summer v3.1, Unit 465 and retrofits | 633 | 7305 | Rate Constraint in lbs/MMBtu | FALSE | L | Annual | Rate | lb/MMBtu | 0.08135 | 0.08135 | 0.08135 | 0 | 0 | 0 | 0
IL Fac. Spec. - NOX Rate Summer v3.1, Unit 465 and retrofits | 633 | 7305 | Rate Constraint in lbs/MMBtu | FALSE | L | Annual | Generation | TWh | 0.020454 | 0.012607 | 0.0025288 | 0 | 0 | 0 | 0
IL Fac. Spec. - NOX Rate Summer v3.1, Unit 465 and retrofits | 633 | 7305 | Rate Constraint in lbs/MMBtu | FALSE | L | Annual | Qualifying Generation | TWh | 0.020454 | 0.012607 | 0.0025288 | 0 | 0 | 0 | 0
IL Fac. Spec. - NOX Rate Summer v3.1, Unit 465 and retrofits | 633 | 7305 | Rate Constraint in lbs/MMBtu | FALSE | L | Annual | Rate | lb/MWh | 0.87411 | 0.87411 | 0.87411 | 0 | 0 | 0 | 0
IL Fac. Spec. - NOX Rate Summer v3.1, Unit 465 and retrofits | 633 | 7305 | Rate Constraint in lbs/MMBtu | FALSE | L | Annual | Constraint Shadow Price | US2022$/Ton | 0 | 0 | 0 | 0 | 0 | 0 | 0
IL Fac. Spec. - NOX Rate Summer v3.1, Unit 466 and retrofits | 634 | 7305 | Rate Constraint in lbs/MMBtu | FALSE | L | Annual | Seasons Included | Seasons | Summer | Summer | Summer | Summer | Summer | Summer | Summer
IL Fac. Spec. - NOX Rate Summer v3.1, Unit 466 and retrofits | 634 | 7305 | Rate Constraint in lbs/MMBtu | FALSE | L | Annual | Standard NOX | lb/MMBtu | 0.25 | 0.25 | 0.25 | 0.25 | 0.25 | 0.25 | 0.25
IL Fac. Spec. - NOX Rate Summer v3.1, Unit 466 and retrofits | 634 | 7305 | Rate Constraint in lbs/MMBtu | FALSE | L | Annual | Emissions at Affected Plants NOX | Thousand Tons | 0.0090603 | 0.0055844 | 0.0011202 | 0 | 0 | 0 | 0
IL Fac. Spec. - NOX Rate Summer v3.1, Unit 466 and retrofits | 634 | 7305 | Rate Constraint in lbs/MMBtu | FALSE | L | Annual | Allowances Purchased NOX | Thousand Tons | 0 | 0 | 0 | 0 | 0 | 0 | 0
IL Fac. Spec. - NOX Rate Summer v3.1, Unit 466 and retrofits | 634 | 7305 | Rate Constraint in lbs/MMBtu | FALSE | L | Annual | Allowances Sold NOX | Thousand Tons | 0 | 0 | 0 | 0 | 0 | 0 | 0
IL Fac. Spec. - NOX Rate Summer v3.1, Unit 466 and retrofits | 634 | 7305 | Rate Constraint in lbs/MMBtu | FALSE | L | Annual | Allowances Banked | Thousand Tons | 0 | 0 | 0 | 0 | 0 | 0 | 0
IL Fac. Spec. - NOX Rate Summer v3.1, Unit 466 and retrofits | 634 | 7305 | Rate Constraint in lbs/MMBtu | FALSE | L | Annual | Allowances Withdrawn (1:1) | Thousand Tons | 0 | 0 | 0 | 0 | 0 | 0 | 0
IL Fac. Spec. - NOX Rate Summer v3.1, Unit 466 and retrofits | 634 | 7305 | Rate Constraint in lbs/MMBtu | FALSE | L | Annual | Allowances Withdrawn (n:1) | Thousand Tons | 0 | 0 | 0 | 0 | 0 | 0 | 0
IL Fac. Spec. - NOX Rate Summer v3.1, Unit 466 and retrofits | 634 | 7305 | Rate Constraint in lbs/MMBtu | FALSE | L | Annual | Net Emissions Allowance Position | Thousand Tons | 0.0090603 | 0.0055844 | 0.0011202 | 0 | 0 | 0 | 0
IL Fac. Spec. - NOX Rate Summer v3.1, Unit 466 and retrofits | 634 | 7305 | Rate Constraint in lbs/MMBtu | FALSE | L | Annual | Fuel Consumed | TBtu | 0.21978 | 0.13546 | 0.027172 | 0 | 0 | 0 | 0
IL Fac. Spec. - NOX Rate Summer v3.1, Unit 466 and retrofits | 634 | 7305 | Rate Constraint in lbs/MMBtu | FALSE | L | Annual | Rate | lb/MMBtu | 0.08245 | 0.08245 | 0.08245 | 0 | 0 | 0 | 0
IL Fac. Spec. - NOX Rate Summer v3.1, Unit 466 and retrofits | 634 | 7305 | Rate Constraint in lbs/MMBtu | FALSE | L | Annual | Generation | TWh | 0.020454 | 0.012607 | 0.0025288 | 0 | 0 | 0 | 0
IL Fac. Spec. - NOX Rate Summer v3.1, Unit 466 and retrofits | 634 | 7305 | Rate Constraint in lbs/MMBtu | FALSE | L | Annual | Qualifying Generation | TWh | 0.020454 | 0.012607 | 0.0025288 | 0 | 0 | 0 | 0
IL Fac. Spec. - NOX Rate Summer v3.1, Unit 466 and retrofits | 634 | 7305 | Rate Constraint in lbs/MMBtu | FALSE | L | Annual | Rate | lb/MWh | 0.88593 | 0.88593 | 0.88593 | 0 | 0 | 0 | 0
IL Fac. Spec. - NOX Rate Summer v3.1, Unit 466 and retrofits | 634 | 7305 | Rate Constraint in lbs/MMBtu | FALSE | L | Annual | Constraint Shadow Price | US2022$/Ton | 0 | 0 | 0 | 0 | 0 | 0 | 0
IL Fac. Spec. - NOX Rate Summer v3.1, Unit 467 and retrofits | 635 | 7305 | Rate Constraint in lbs/MMBtu | FALSE | L | Annual | Seasons Included | Seasons | Summer | Summer | Summer | Summer | Summer | Summer | Summer
IL Fac. Spec. - NOX Rate Summer v3.1, Unit 467 and retrofits | 635 | 7305 | Rate Constraint in lbs/MMBtu | FALSE | L | Annual | Standard NOX | lb/MMBtu | 0.25 | 0.25 | 0.25 | 0.25 | 0.25 | 0.25 | 0.25
IL Fac. Spec. - NOX Rate Summer v3.1, Unit 467 and retrofits | 635 | 7305 | Rate Constraint in lbs/MMBtu | FALSE | L | Annual | Emissions at Affected Plants NOX | Thousand Tons | 0.0091109 | 0.0056156 | 0.0011264 | 0 | 0 | 0 | 0
IL Fac. Spec. - NOX Rate Summer v3.1, Unit 467 and retrofits | 635 | 7305 | Rate Constraint in lbs/MMBtu | FALSE | L | Annual | Allowances Purchased NOX | Thousand Tons | 0 | 0 | 0 | 0 | 0 | 0 | 0
IL Fac. Spec. - NOX Rate Summer v3.1, Unit 467 and retrofits | 635 | 7305 | Rate Constraint in lbs/MMBtu | FALSE | L | Annual | Allowances Sold NOX | Thousand Tons | 0 | 0 | 0 | 0 | 0 | 0 | 0
IL Fac. Spec. - NOX Rate Summer v3.1, Unit 467 and retrofits | 635 | 7305 | Rate Constraint in lbs/MMBtu | FALSE | L | Annual | Allowances Banked | Thousand Tons | 0 | 0 | 0 | 0 | 0 | 0 | 0
IL Fac. Spec. - NOX Rate Summer v3.1, Unit 467 and retrofits | 635 | 7305 | Rate Constraint in lbs/MMBtu | FALSE | L | Annual | Allowances Withdrawn (1:1) | Thousand Tons | 0 | 0 | 0 | 0 | 0 | 0 | 0
IL Fac. Spec. - NOX Rate Summer v3.1, Unit 467 and retrofits | 635 | 7305 | Rate Constraint in lbs/MMBtu | FALSE | L | Annual | Allowances Withdrawn (n:1) | Thousand Tons | 0 | 0 | 0 | 0 | 0 | 0 | 0
IL Fac. Spec. - NOX Rate Summer v3.1, Unit 467 and retrofits | 635 | 7305 | Rate Constraint in lbs/MMBtu | FALSE | L | Annual | Net Emissions Allowance Position | Thousand Tons | 0.0091109 | 0.0056156 | 0.0011264 | 0 | 0 | 0 | 0
IL Fac. Spec. - NOX Rate Summer v3.1, Unit 467 and retrofits | 635 | 7305 | Rate Constraint in lbs/MMBtu | FALSE | L | Annual | Fuel Consumed | TBtu | 0.21978 | 0.13546 | 0.027172 | 0 | 0 | 0 | 0
IL Fac. Spec. - NOX Rate Summer v3.1, Unit 467 and retrofits | 635 | 7305 | Rate Constraint in lbs/MMBtu | FALSE | L | Annual | Rate | lb/MMBtu | 0.08291 | 0.08291 | 0.08291 | 0 | 0 | 0 | 0
IL Fac. Spec. - NOX Rate Summer v3.1, Unit 467 and retrofits | 635 | 7305 | Rate Constraint in lbs/MMBtu | FALSE | L | Annual | Generation | TWh | 0.020454 | 0.012607 | 0.0025288 | 0 | 0 | 0 | 0
IL Fac. Spec. - NOX Rate Summer v3.1, Unit 467 and retrofits | 635 | 7305 | Rate Constraint in lbs/MMBtu | FALSE | L | Annual | Qualifying Generation | TWh | 0.020454 | 0.012607 | 0.0025288 | 0 | 0 | 0 | 0
IL Fac. Spec. - NOX Rate Summer v3.1, Unit 467 and retrofits | 635 | 7305 | Rate Constraint in lbs/MMBtu | FALSE | L | Annual | Rate | lb/MWh | 0.89087 | 0.89087 | 0.89087 | 0 | 0 | 0 | 0
IL Fac. Spec. - NOX Rate Summer v3.1, Unit 467 and retrofits | 635 | 7305 | Rate Constraint in lbs/MMBtu | FALSE | L | Annual | Constraint Shadow Price | US2022$/Ton | 0 | 0 | 0 | 0 | 0 | 0 | 0
IL Fac. Spec. - NOX Rate Summer v3.1, Unit 468 and retrofits | 636 | 7305 | Rate Constraint in lbs/MMBtu | FALSE | L | Annual | Seasons Included | Seasons | Summer | Summer | Summer | Summer | Summer | Summer | Summer
IL Fac. Spec. - NOX Rate Summer v3.1, Unit 468 and retrofits | 636 | 7305 | Rate Constraint in lbs/MMBtu | FALSE | L | Annual | Standard NOX | lb/MMBtu | 0.25 | 0.25 | 0.25 | 0.25 | 0.25 | 0.25 | 0.25
IL Fac. Spec. - NOX Rate Summer v3.1, Unit 468 and retrofits | 636 | 7305 | Rate Constraint in lbs/MMBtu | FALSE | L | Annual | Emissions at Affected Plants NOX | Thousand Tons | 0.0092713 | 0.0057145 | 0.0011463 | 0 | 0 | 0 | 0
IL Fac. Spec. - NOX Rate Summer v3.1, Unit 468 and retrofits | 636 | 7305 | Rate Constraint in lbs/MMBtu | FALSE | L | Annual | Allowances Purchased NOX | Thousand Tons | 0 | 0 | 0 | 0 | 0 | 0 | 0
IL Fac. Spec. - NOX Rate Summer v3.1, Unit 468 and retrofits | 636 | 7305 | Rate Constraint in lbs/MMBtu | FALSE | L | Annual | Allowances Sold NOX | Thousand Tons | 0 | 0 | 0 | 0 | 0 | 0 | 0
IL Fac. Spec. - NOX Rate Summer v3.1, Unit 468 and retrofits | 636 | 7305 | Rate Constraint in lbs/MMBtu | FALSE | L | Annual | Allowances Banked | Thousand Tons | 0 | 0 | 0 | 0 | 0 | 0 | 0
IL Fac. Spec. - NOX Rate Summer v3.1, Unit 468 and retrofits | 636 | 7305 | Rate Constraint in lbs/MMBtu | FALSE | L | Annual | Allowances Withdrawn (1:1) | Thousand Tons | 0 | 0 | 0 | 0 | 0 | 0 | 0
IL Fac. Spec. - NOX Rate Summer v3.1, Unit 468 and retrofits | 636 | 7305 | Rate Constraint in lbs/MMBtu | FALSE | L | Annual | Allowances Withdrawn (n:1) | Thousand Tons | 0 | 0 | 0 | 0 | 0 | 0 | 0
IL Fac. Spec. - NOX Rate Summer v3.1, Unit 468 and retrofits | 636 | 7305 | Rate Constraint in lbs/MMBtu | FALSE | L | Annual | Net Emissions Allowance Position | Thousand Tons | 0.0092713 | 0.0057145 | 0.0011463 | 0 | 0 | 0 | 0
IL Fac. Spec. - NOX Rate Summer v3.1, Unit 468 and retrofits | 636 | 7305 | Rate Constraint in lbs/MMBtu | FALSE | L | Annual | Fuel Consumed | TBtu | 0.21978 | 0.13546 | 0.027172 | 0 | 0 | 0 | 0
IL Fac. Spec. - NOX Rate Summer v3.1, Unit 468 and retrofits | 636 | 7305 | Rate Constraint in lbs/MMBtu | FALSE | L | Annual | Rate | lb/MMBtu | 0.08437 | 0.08437 | 0.08437 | 0 | 0 | 0 | 0
IL Fac. Spec. - NOX Rate Summer v3.1, Unit 468 and retrofits | 636 | 7305 | Rate Constraint in lbs/MMBtu | FALSE | L | Annual | Generation | TWh | 0.020454 | 0.012607 | 0.0025288 | 0 | 0 | 0 | 0
IL Fac. Spec. - NOX Rate Summer v3.1, Unit 468 and retrofits | 636 | 7305 | Rate Constraint in lbs/MMBtu | FALSE | L | Annual | Qualifying Generation | TWh | 0.020454 | 0.012607 | 0.0025288 | 0 | 0 | 0 | 0
IL Fac. Spec. - NOX Rate Summer v3.1, Unit 468 and retrofits | 636 | 7305 | Rate Constraint in lbs/MMBtu | FALSE | L | Annual | Rate | lb/MWh | 0.90656 | 0.90656 | 0.90656 | 0 | 0 | 0 | 0
IL Fac. Spec. - NOX Rate Summer v3.1, Unit 468 and retrofits | 636 | 7305 | Rate Constraint in lbs/MMBtu | FALSE | L | Annual | Constraint Shadow Price | US2022$/Ton | 0 | 0 | 0 | 0 | 0 | 0 | 0
IL Fac. Spec. - NOX Rate Summer v3.1, Unit 469 and retrofits | 637 | 7305 | Rate Constraint in lbs/MMBtu | FALSE | L | Annual | Seasons Included | Seasons | Summer | Summer | Summer | Summer | Summer | Summer | Summer
IL Fac. Spec. - NOX Rate Summer v3.1, Unit 469 and retrofits | 637 | 7305 | Rate Constraint in lbs/MMBtu | FALSE | L | Annual | Standard NOX | lb/MMBtu | 0.25 | 0.25 | 0.25 | 0.25 | 0.25 | 0.25 | 0.25
IL Fac. Spec. - NOX Rate Summer v3.1, Unit 469 and retrofits | 637 | 7305 | Rate Constraint in lbs/MMBtu | FALSE | L | Annual | Emissions at Affected Plants NOX | Thousand Tons | 0.0092098 | 0.0056766 | 0.0011387 | 0 | 0 | 0 | 0
IL Fac. Spec. - NOX Rate Summer v3.1, Unit 469 and retrofits | 637 | 7305 | Rate Constraint in lbs/MMBtu | FALSE | L | Annual | Allowances Purchased NOX | Thousand Tons | 0 | 0 | 0 | 0 | 0 | 0 | 0
IL Fac. Spec. - NOX Rate Summer v3.1, Unit 469 and retrofits | 637 | 7305 | Rate Constraint in lbs/MMBtu | FALSE | L | Annual | Allowances Sold NOX | Thousand Tons | 0 | 0 | 0 | 0 | 0 | 0 | 0
IL Fac. Spec. - NOX Rate Summer v3.1, Unit 469 and retrofits | 637 | 7305 | Rate Constraint in lbs/MMBtu | FALSE | L | Annual | Allowances Banked | Thousand Tons | 0 | 0 | 0 | 0 | 0 | 0 | 0
IL Fac. Spec. - NOX Rate Summer v3.1, Unit 469 and retrofits | 637 | 7305 | Rate Constraint in lbs/MMBtu | FALSE | L | Annual | Allowances Withdrawn (1:1) | Thousand Tons | 0 | 0 | 0 | 0 | 0 | 0 | 0
IL Fac. Spec. - NOX Rate Summer v3.1, Unit 469 and retrofits | 637 | 7305 | Rate Constraint in lbs/MMBtu | FALSE | L | Annual | Allowances Withdrawn (n:1) | Thousand Tons | 0 | 0 | 0 | 0 | 0 | 0 | 0
IL Fac. Spec. - NOX Rate Summer v3.1, Unit 469 and retrofits | 637 | 7305 | Rate Constraint in lbs/MMBtu | FALSE | L | Annual | Net Emissions Allowance Position | Thousand Tons | 0.0092098 | 0.0056766 | 0.0011387 | 0 | 0 | 0 | 0
IL Fac. Spec. - NOX Rate Summer v3.1, Unit 469 and retrofits | 637 | 7305 | Rate Constraint in lbs/MMBtu | FALSE | L | Annual | Fuel Consumed | TBtu | 0.21978 | 0.13546 | 0.027172 | 0 | 0 | 0 | 0
IL Fac. Spec. - NOX Rate Summer v3.1, Unit 469 and retrofits | 637 | 7305 | Rate Constraint in lbs/MMBtu | FALSE | L | Annual | Rate | lb/MMBtu | 0.08381 | 0.08381 | 0.08381 | 0 | 0 | 0 | 0
IL Fac. Spec. - NOX Rate Summer v3.1, Unit 469 and retrofits | 637 | 7305 | Rate Constraint in lbs/MMBtu | FALSE | L | Annual | Generation | TWh | 0.020454 | 0.012607 | 0.0025288 | 0 | 0 | 0 | 0
IL Fac. Spec. - NOX Rate Summer v3.1, Unit 469 and retrofits | 637 | 7305 | Rate Constraint in lbs/MMBtu | FALSE | L | Annual | Qualifying Generation | TWh | 0.020454 | 0.012607 | 0.0025288 | 0 | 0 | 0 | 0
IL Fac. Spec. - NOX Rate Summer v3.1, Unit 469 and retrofits | 637 | 7305 | Rate Constraint in lbs/MMBtu | FALSE | L | Annual | Rate | lb/MWh | 0.90054 | 0.90054 | 0.90054 | 0 | 0 | 0 | 0
IL Fac. Spec. - NOX Rate Summer v3.1, Unit 469 and retrofits | 637 | 7305 | Rate Constraint in lbs/MMBtu | FALSE | L | Annual | Constraint Shadow Price | US2022$/Ton | 0 | 0 | 0 | 0 | 0 | 0 | 0
IL Fac. Spec. - NOX Rate Summer v3.1, Unit 470 and retrofits | 638 | 7305 | Rate Constraint in lbs/MMBtu | FALSE | L | Annual | Seasons Included | Seasons | Summer | Summer | Summer | Summer | Summer | Summer | Summer
IL Fac. Spec. - NOX Rate Summer v3.1, Unit 470 and retrofits | 638 | 7305 | Rate Constraint in lbs/MMBtu | FALSE | L | Annual | Standard NOX | lb/MMBtu | 0.25 | 0.25 | 0.25 | 0.25 | 0.25 | 0.25 | 0.25
IL Fac. Spec. - NOX Rate Summer v3.1, Unit 470 and retrofits | 638 | 7305 | Rate Constraint in lbs/MMBtu | FALSE | L | Annual | Emissions at Affected Plants NOX | Thousand Tons | 0.0092955 | 0.0057294 | 0.0011493 | 0 | 0 | 0 | 0
IL Fac. Spec. - NOX Rate Summer v3.1, Unit 470 and retrofits | 638 | 7305 | Rate Constraint in lbs/MMBtu | FALSE | L | Annual | Allowances Purchased NOX | Thousand Tons | 0 | 0 | 0 | 0 | 0 | 0 | 0
IL Fac. Spec. - NOX Rate Summer v3.1, Unit 470 and retrofits | 638 | 7305 | Rate Constraint in lbs/MMBtu | FALSE | L | Annual | Allowances Sold NOX | Thousand Tons | 0 | 0 | 0 | 0 | 0 | 0 | 0
IL Fac. Spec. - NOX Rate Summer v3.1, Unit 470 and retrofits | 638 | 7305 | Rate Constraint in lbs/MMBtu | FALSE | L | Annual | Allowances Banked | Thousand Tons | 0 | 0 | 0 | 0 | 0 | 0 | 0
IL Fac. Spec. - NOX Rate Summer v3.1, Unit 470 and retrofits | 638 | 7305 | Rate Constraint in lbs/MMBtu | FALSE | L | Annual | Allowances Withdrawn (1:1) | Thousand Tons | 0 | 0 | 0 | 0 | 0 | 0 | 0
IL Fac. Spec. - NOX Rate Summer v3.1, Unit 470 and retrofits | 638 | 7305 | Rate Constraint in lbs/MMBtu | FALSE | L | Annual | Allowances Withdrawn (n:1) | Thousand Tons | 0 | 0 | 0 | 0 | 0 | 0 | 0
IL Fac. Spec. - NOX Rate Summer v3.1, Unit 470 and retrofits | 638 | 7305 | Rate Constraint in lbs/MMBtu | FALSE | L | Annual | Net Emissions Allowance Position | Thousand Tons | 0.0092955 | 0.0057294 | 0.0011493 | 0 | 0 | 0 | 0
IL Fac. Spec. - NOX Rate Summer v3.1, Unit 470 and retrofits | 638 | 7305 | Rate Constraint in lbs/MMBtu | FALSE | L | Annual | Fuel Consumed | TBtu | 0.21978 | 0.13546 | 0.027172 | 0 | 0 | 0 | 0
IL Fac. Spec. - NOX Rate Summer v3.1, Unit 470 and retrofits | 638 | 7305 | Rate Constraint in lbs/MMBtu | FALSE | L | Annual | Rate | lb/MMBtu | 0.08459 | 0.08459 | 0.08459 | 0 | 0 | 0 | 0
IL Fac. Spec. - NOX Rate Summer v3.1, Unit 470 and retrofits | 638 | 7305 | Rate Constraint in lbs/MMBtu | FALSE | L | Annual | Generation | TWh | 0.020454 | 0.012607 | 0.0025288 | 0 | 0 | 0 | 0
IL Fac. Spec. - NOX Rate Summer v3.1, Unit 470 and retrofits | 638 | 7305 | Rate Constraint in lbs/MMBtu | FALSE | L | Annual | Qualifying Generation | TWh | 0.020454 | 0.012607 | 0.0025288 | 0 | 0 | 0 | 0
IL Fac. Spec. - NOX Rate Summer v3.1, Unit 470 and retrofits | 638 | 7305 | Rate Constraint in lbs/MMBtu | FALSE | L | Annual | Rate | lb/MWh | 0.90892 | 0.90892 | 0.90892 | 0 | 0 | 0 | 0
IL Fac. Spec. - NOX Rate Summer v3.1, Unit 470 and retrofits | 638 | 7305 | Rate Constraint in lbs/MMBtu | FALSE | L | Annual | Constraint Shadow Price | US2022$/Ton | 0 | 0 | 0 | 0 | 0 | 0 | 0
IL Fac. Spec. - NOX Rate Summer v3.1, Unit 474 and retrofits | 639 | 7305 | Rate Constraint in lbs/MMBtu | FALSE | L | Annual | Seasons Included | Seasons | Summer | Summer | Summer | Summer | Summer | Summer | Summer
IL Fac. Spec. - NOX Rate Summer v3.1, Unit 474 and retrofits | 639 | 7305 | Rate Constraint in lbs/MMBtu | FALSE | L | Annual | Standard NOX | lb/MMBtu | 0.25 | 0.25 | 0.25 | 0.25 | 0.25 | 0.25 | 0.25
IL Fac. Spec. - NOX Rate Summer v3.1, Unit 474 and retrofits | 639 | 7305 | Rate Constraint in lbs/MMBtu | FALSE | L | Annual | Emissions at Affected Plants NOX | Thousand Tons | 0.0068294 | 0.0069079 | 0 | 0 | 0 | 0 | 0
IL Fac. Spec. - NOX Rate Summer v3.1, Unit 474 and retrofits | 639 | 7305 | Rate Constraint in lbs/MMBtu | FALSE | L | Annual | Allowances Purchased NOX | Thousand Tons | 0 | 0 | 0 | 0 | 0 | 0 | 0
IL Fac. Spec. - NOX Rate Summer v3.1, Unit 474 and retrofits | 639 | 7305 | Rate Constraint in lbs/MMBtu | FALSE | L | Annual | Allowances Sold NOX | Thousand Tons | 0 | 0 | 0 | 0 | 0 | 0 | 0
IL Fac. Spec. - NOX Rate Summer v3.1, Unit 474 and retrofits | 639 | 7305 | Rate Constraint in lbs/MMBtu | FALSE | L | Annual | Allowances Banked | Thousand Tons | 0 | 0 | 0 | 0 | 0 | 0 | 0
IL Fac. Spec. - NOX Rate Summer v3.1, Unit 474 and retrofits | 639 | 7305 | Rate Constraint in lbs/MMBtu | FALSE | L | Annual | Allowances Withdrawn (1:1) | Thousand Tons | 0 | 0 | 0 | 0 | 0 | 0 | 0
IL Fac. Spec. - NOX Rate Summer v3.1, Unit 474 and retrofits | 639 | 7305 | Rate Constraint in lbs/MMBtu | FALSE | L | Annual | Allowances Withdrawn (n:1) | Thousand Tons | 0 | 0 | 0 | 0 | 0 | 0 | 0
IL Fac. Spec. - NOX Rate Summer v3.1, Unit 474 and retrofits | 639 | 7305 | Rate Constraint in lbs/MMBtu | FALSE | L | Annual | Net Emissions Allowance Position | Thousand Tons | 0.0068294 | 0.0069079 | 0 | 0 | 0 | 0 | 0
IL Fac. Spec. - NOX Rate Summer v3.1, Unit 474 and retrofits | 639 | 7305 | Rate Constraint in lbs/MMBtu | FALSE | L | Annual | Fuel Consumed | TBtu | 0.10999 | 0.11126 | 0 | 0 | 0 | 0 | 0
IL Fac. Spec. - NOX Rate Summer v3.1, Unit 474 and retrofits | 639 | 7305 | Rate Constraint in lbs/MMBtu | FALSE | L | Annual | Rate | lb/MMBtu | 0.12418 | 0.12418 | 0 | 0 | 0 | 0 | 0
IL Fac. Spec. - NOX Rate Summer v3.1, Unit 474 and retrofits | 639 | 7305 | Rate Constraint in lbs/MMBtu | FALSE | L | Annual | Generation | TWh | 0.008495 | 0.0085926 | 0 | 0 | 0 | 0 | 0
IL Fac. Spec. - NOX Rate Summer v3.1, Unit 474 and retrofits | 639 | 7305 | Rate Constraint in lbs/MMBtu | FALSE | L | Annual | Qualifying Generation | TWh | 0.008495 | 0.0085926 | 0 | 0 | 0 | 0 | 0
IL Fac. Spec. - NOX Rate Summer v3.1, Unit 474 and retrofits | 639 | 7305 | Rate Constraint in lbs/MMBtu | FALSE | L | Annual | Rate | lb/MWh | 1.6079 | 1.6079 | 0 | 0 | 0 | 0 | 0
IL Fac. Spec. - NOX Rate Summer v3.1, Unit 474 and retrofits | 639 | 7305 | Rate Constraint in lbs/MMBtu | FALSE | L | Annual | Constraint Shadow Price | US2022$/Ton | 0 | 0 | 0 | 0 | 0 | 0 | 0
IL Fac. Spec. - NOX Rate Summer v3.1, Unit 475 and retrofits | 640 | 7305 | Rate Constraint in lbs/MMBtu | FALSE | L | Annual | Seasons Included | Seasons | Summer | Summer | Summer | Summer | Summer | Summer | Summer
IL Fac. Spec. - NOX Rate Summer v3.1, Unit 475 and retrofits | 640 | 7305 | Rate Constraint in lbs/MMBtu | FALSE | L | Annual | Standard NOX | lb/MMBtu | 0.25 | 0.25 | 0.25 | 0.25 | 0.25 | 0.25 | 0.25
IL Fac. Spec. - NOX Rate Summer v3.1, Unit 475 and retrofits | 640 | 7305 | Rate Constraint in lbs/MMBtu | FALSE | L | Annual | Emissions at Affected Plants NOX | Thousand Tons | 0.006219 | 0.0038865 | 0.00044165 | 0 | 0 | 0 | 0
IL Fac. Spec. - NOX Rate Summer v3.1, Unit 475 and retrofits | 640 | 7305 | Rate Constraint in lbs/MMBtu | FALSE | L | Annual | Allowances Purchased NOX | Thousand Tons | 0 | 0 | 0 | 0 | 0 | 0 | 0
IL Fac. Spec. - NOX Rate Summer v3.1, Unit 475 and retrofits | 640 | 7305 | Rate Constraint in lbs/MMBtu | FALSE | L | Annual | Allowances Sold NOX | Thousand Tons | 0 | 0 | 0 | 0 | 0 | 0 | 0
IL Fac. Spec. - NOX Rate Summer v3.1, Unit 475 and retrofits | 640 | 7305 | Rate Constraint in lbs/MMBtu | FALSE | L | Annual | Allowances Banked | Thousand Tons | 0 | 0 | 0 | 0 | 0 | 0 | 0
IL Fac. Spec. - NOX Rate Summer v3.1, Unit 475 and retrofits | 640 | 7305 | Rate Constraint in lbs/MMBtu | FALSE | L | Annual | Allowances Withdrawn (1:1) | Thousand Tons | 0 | 0 | 0 | 0 | 0 | 0 | 0
IL Fac. Spec. - NOX Rate Summer v3.1, Unit 475 and retrofits | 640 | 7305 | Rate Constraint in lbs/MMBtu | FALSE | L | Annual | Allowances Withdrawn (n:1) | Thousand Tons | 0 | 0 | 0 | 0 | 0 | 0 | 0
IL Fac. Spec. - NOX Rate Summer v3.1, Unit 475 and retrofits | 640 | 7305 | Rate Constraint in lbs/MMBtu | FALSE | L | Annual | Net Emissions Allowance Position | Thousand Tons | 0.006219 | 0.0038865 | 0.00044165 | 0 | 0 | 0 | 0
IL Fac. Spec. - NOX Rate Summer v3.1, Unit 475 and retrofits | 640 | 7305 | Rate Constraint in lbs/MMBtu | FALSE | L | Annual | Fuel Consumed | TBtu | 0.1782 | 0.11136 | 0.012655 | 0 | 0 | 0 | 0
IL Fac. Spec. - NOX Rate Summer v3.1, Unit 475 and retrofits | 640 | 7305 | Rate Constraint in lbs/MMBtu | FALSE | L | Annual | Rate | lb/MMBtu | 0.0698 | 0.0698 | 0.0698 | 0 | 0 | 0 | 0
IL Fac. Spec. - NOX Rate Summer v3.1, Unit 475 and retrofits | 640 | 7305 | Rate Constraint in lbs/MMBtu | FALSE | L | Annual | Generation | TWh | 0.014633 | 0.0091444 | 0.0010391 | 0 | 0 | 0 | 0
IL Fac. Spec. - NOX Rate Summer v3.1, Unit 475 and retrofits | 640 | 7305 | Rate Constraint in lbs/MMBtu | FALSE | L | Annual | Qualifying Generation | TWh | 0.014633 | 0.0091444 | 0.0010391 | 0 | 0 | 0 | 0
IL Fac. Spec. - NOX Rate Summer v3.1, Unit 475 and retrofits | 640 | 7305 | Rate Constraint in lbs/MMBtu | FALSE | L | Annual | Rate | lb/MWh | 0.85002 | 0.85002 | 0.85002 | 0 | 0 | 0 | 0
IL Fac. Spec. - NOX Rate Summer v3.1, Unit 475 and retrofits | 640 | 7305 | Rate Constraint in lbs/MMBtu | FALSE | L | Annual | Constraint Shadow Price | US2022$/Ton | 0 | 0 | 0 | 0 | 0 | 0 | 0
IL Fac. Spec. - NOX Rate Summer v3.1, Unit 476 and retrofits | 641 | 7305 | Rate Constraint in lbs/MMBtu | FALSE | L | Annual | Seasons Included | Seasons | Summer | Summer | Summer | Summer | Summer | Summer | Summer
IL Fac. Spec. - NOX Rate Summer v3.1, Unit 476 and retrofits | 641 | 7305 | Rate Constraint in lbs/MMBtu | FALSE | L | Annual | Standard NOX | lb/MMBtu | 0.25 | 0.25 | 0.25 | 0.25 | 0.25 | 0.25 | 0.25
IL Fac. Spec. - NOX Rate Summer v3.1, Unit 476 and retrofits | 641 | 7305 | Rate Constraint in lbs/MMBtu | FALSE | L | Annual | Emissions at Affected Plants NOX | Thousand Tons | 0.0043491 | 0.0043991 | 0.0004999 | 0 | 0 | 0 | 0
IL Fac. Spec. - NOX Rate Summer v3.1, Unit 476 and retrofits | 641 | 7305 | Rate Constraint in lbs/MMBtu | FALSE | L | Annual | Allowances Purchased NOX | Thousand Tons | 0 | 0 | 0 | 0 | 0 | 0 | 0
IL Fac. Spec. - NOX Rate Summer v3.1, Unit 476 and retrofits | 641 | 7305 | Rate Constraint in lbs/MMBtu | FALSE | L | Annual | Allowances Sold NOX | Thousand Tons | 0 | 0 | 0 | 0 | 0 | 0 | 0
IL Fac. Spec. - NOX Rate Summer v3.1, Unit 476 and retrofits | 641 | 7305 | Rate Constraint in lbs/MMBtu | FALSE | L | Annual | Allowances Banked | Thousand Tons | 0 | 0 | 0 | 0 | 0 | 0 | 0
IL Fac. Spec. - NOX Rate Summer v3.1, Unit 476 and retrofits | 641 | 7305 | Rate Constraint in lbs/MMBtu | FALSE | L | Annual | Allowances Withdrawn (1:1) | Thousand Tons | 0 | 0 | 0 | 0 | 0 | 0 | 0
IL Fac. Spec. - NOX Rate Summer v3.1, Unit 476 and retrofits | 641 | 7305 | Rate Constraint in lbs/MMBtu | FALSE | L | Annual | Allowances Withdrawn (n:1) | Thousand Tons | 0 | 0 | 0 | 0 | 0 | 0 | 0
IL Fac. Spec. - NOX Rate Summer v3.1, Unit 476 and retrofits | 641 | 7305 | Rate Constraint in lbs/MMBtu | FALSE | L | Annual | Net Emissions Allowance Position | Thousand Tons | 0.0043491 | 0.0043991 | 0.0004999 | 0 | 0 | 0 | 0
IL Fac. Spec. - NOX Rate Summer v3.1, Unit 476 and retrofits | 641 | 7305 | Rate Constraint in lbs/MMBtu | FALSE | L | Annual | Fuel Consumed | TBtu | 0.1101 | 0.11137 | 0.012656 | 0 | 0 | 0 | 0
IL Fac. Spec. - NOX Rate Summer v3.1, Unit 476 and retrofits | 641 | 7305 | Rate Constraint in lbs/MMBtu | FALSE | L | Annual | Rate | lb/MMBtu | 0.079 | 0.079 | 0.079 | 0 | 0 | 0 | 0
IL Fac. Spec. - NOX Rate Summer v3.1, Unit 476 and retrofits | 641 | 7305 | Rate Constraint in lbs/MMBtu | FALSE | L | Annual | Generation | TWh | 0.0090405 | 0.0091444 | 0.0010391 | 0 | 0 | 0 | 0
IL Fac. Spec. - NOX Rate Summer v3.1, Unit 476 and retrofits | 641 | 7305 | Rate Constraint in lbs/MMBtu | FALSE | L | Annual | Qualifying Generation | TWh | 0.0090405 | 0.0091444 | 0.0010391 | 0 | 0 | 0 | 0
IL Fac. Spec. - NOX Rate Summer v3.1, Unit 476 and retrofits | 641 | 7305 | Rate Constraint in lbs/MMBtu | FALSE | L | Annual | Rate | lb/MWh | 0.96214 | 0.96214 | 0.96214 | 0 | 0 | 0 | 0
IL Fac. Spec. - NOX Rate Summer v3.1, Unit 476 and retrofits | 641 | 7305 | Rate Constraint in lbs/MMBtu | FALSE | L | Annual | Constraint Shadow Price | US2022$/Ton | 0 | 0 | 0 | 0 | 0 | 0 | 0
IL Fac. Spec. - NOX Rate Summer v3.1, Unit 477 and retrofits | 642 | 7305 | Rate Constraint in lbs/MMBtu | FALSE | L | Annual | Seasons Included | Seasons | Summer | Summer | Summer | Summer | Summer | Summer | Summer
IL Fac. Spec. - NOX Rate Summer v3.1, Unit 477 and retrofits | 642 | 7305 | Rate Constraint in lbs/MMBtu | FALSE | L | Annual | Standard NOX | lb/MMBtu | 0.25 | 0.25 | 0.25 | 0.25 | 0.25 | 0.25 | 0.25
IL Fac. Spec. - NOX Rate Summer v3.1, Unit 477 and retrofits | 642 | 7305 | Rate Constraint in lbs/MMBtu | FALSE | L | Annual | Emissions at Affected Plants NOX | Thousand Tons | 0.00039037 | 0.00039037 | 0 | 0 | 0 | 0 | 0
IL Fac. Spec. - NOX Rate Summer v3.1, Unit 477 and retrofits | 642 | 7305 | Rate Constraint in lbs/MMBtu | FALSE | L | Annual | Allowances Purchased NOX | Thousand Tons | 0 | 0 | 0 | 0 | 0 | 0 | 0
IL Fac. Spec. - NOX Rate Summer v3.1, Unit 477 and retrofits | 642 | 7305 | Rate Constraint in lbs/MMBtu | FALSE | L | Annual | Allowances Sold NOX | Thousand Tons | 0 | 0 | 0 | 0 | 0 | 0 | 0
IL Fac. Spec. - NOX Rate Summer v3.1, Unit 477 and retrofits | 642 | 7305 | Rate Constraint in lbs/MMBtu | FALSE | L | Annual | Allowances Banked | Thousand Tons | 0 | 0 | 0 | 0 | 0 | 0 | 0
IL Fac. Spec. - NOX Rate Summer v3.1, Unit 477 and retrofits | 642 | 7305 | Rate Constraint in lbs/MMBtu | FALSE | L | Annual | Allowances Withdrawn (1:1) | Thousand Tons | 0 | 0 | 0 | 0 | 0 | 0 | 0
IL Fac. Spec. - NOX Rate Summer v3.1, Unit 477 and retrofits | 642 | 7305 | Rate Constraint in lbs/MMBtu | FALSE | L | Annual | Allowances Withdrawn (n:1) | Thousand Tons | 0 | 0 | 0 | 0 | 0 | 0 | 0
IL Fac. Spec. - NOX Rate Summer v3.1, Unit 477 and retrofits | 642 | 7305 | Rate Constraint in lbs/MMBtu | FALSE | L | Annual | Net Emissions Allowance Position | Thousand Tons | 0.00039037 | 0.00039037 | 0 | 0 | 0 | 0 | 0
IL Fac. Spec. - NOX Rate Summer v3.1, Unit 477 and retrofits | 642 | 7305 | Rate Constraint in lbs/MMBtu | FALSE | L | Annual | Fuel Consumed | TBtu | 0.010972 | 0.010972 | 0 | 0 | 0 | 0 | 0
IL Fac. Spec. - NOX Rate Summer v3.1, Unit 477 and retrofits | 642 | 7305 | Rate Constraint in lbs/MMBtu | FALSE | L | Annual | Rate | lb/MMBtu | 0.07116 | 0.07116 | 0 | 0 | 0 | 0 | 0
IL Fac. Spec. - NOX Rate Summer v3.1, Unit 477 and retrofits | 642 | 7305 | Rate Constraint in lbs/MMBtu | FALSE | L | Annual | Generation | TWh | 0.00074531 | 0.00074531 | 0 | 0 | 0 | 0 | 0
IL Fac. Spec. - NOX Rate Summer v3.1, Unit 477 and retrofits | 642 | 7305 | Rate Constraint in lbs/MMBtu | FALSE | L | Annual | Qualifying Generation | TWh | 0.00074531 | 0.00074531 | 0 | 0 | 0 | 0 | 0
IL Fac. Spec. - NOX Rate Summer v3.1, Unit 477 and retrofits | 642 | 7305 | Rate Constraint in lbs/MMBtu | FALSE | L | Annual | Rate | lb/MWh | 1.0475 | 1.0475 | 0 | 0 | 0 | 0 | 0
IL Fac. Spec. - NOX Rate Summer v3.1, Unit 477 and retrofits | 642 | 7305 | Rate Constraint in lbs/MMBtu | FALSE | L | Annual | Constraint Shadow Price | US2022$/Ton | 0 | 0 | 0 | 0 | 0 | 0 | 0
IL Fac. Spec. - NOX Rate Summer v3.1, Unit 478 and retrofits | 643 | 7305 | Rate Constraint in lbs/MMBtu | FALSE | L | Annual | Seasons Included | Seasons | Summer | Summer | Summer | Summer | Summer | Summer | Summer
IL Fac. Spec. - NOX Rate Summer v3.1, Unit 478 and retrofits | 643 | 7305 | Rate Constraint in lbs/MMBtu | FALSE | L | Annual | Standard NOX | lb/MMBtu | 0.25 | 0.25 | 0.25 | 0.25 | 0.25 | 0.25 | 0.25
IL Fac. Spec. - NOX Rate Summer v3.1, Unit 478 and retrofits | 643 | 7305 | Rate Constraint in lbs/MMBtu | FALSE | L | Annual | Emissions at Affected Plants NOX | Thousand Tons | 0.00037443 | 0.00037443 | 0 | 0 | 0 | 0 | 0
IL Fac. Spec. - NOX Rate Summer v3.1, Unit 478 and retrofits | 643 | 7305 | Rate Constraint in lbs/MMBtu | FALSE | L | Annual | Allowances Purchased NOX | Thousand Tons | 0 | 0 | 0 | 0 | 0 | 0 | 0
IL Fac. Spec. - NOX Rate Summer v3.1, Unit 478 and retrofits | 643 | 7305 | Rate Constraint in lbs/MMBtu | FALSE | L | Annual | Allowances Sold NOX | Thousand Tons | 0 | 0 | 0 | 0 | 0 | 0 | 0
IL Fac. Spec. - NOX Rate Summer v3.1, Unit 478 and retrofits | 643 | 7305 | Rate Constraint in lbs/MMBtu | FALSE | L | Annual | Allowances Banked | Thousand Tons | 0 | 0 | 0 | 0 | 0 | 0 | 0
IL Fac. Spec. - NOX Rate Summer v3.1, Unit 478 and retrofits | 643 | 7305 | Rate Constraint in lbs/MMBtu | FALSE | L | Annual | Allowances Withdrawn (1:1) | Thousand Tons | 0 | 0 | 0 | 0 | 0 | 0 | 0
IL Fac. Spec. - NOX Rate Summer v3.1, Unit 478 and retrofits | 643 | 7305 | Rate Constraint in lbs/MMBtu | FALSE | L | Annual | Allowances Withdrawn (n:1) | Thousand Tons | 0 | 0 | 0 | 0 | 0 | 0 | 0
IL Fac. Spec. - NOX Rate Summer v3.1, Unit 478 and retrofits | 643 | 7305 | Rate Constraint in lbs/MMBtu | FALSE | L | Annual | Net Emissions Allowance Position | Thousand Tons | 0.00037443 | 0.00037443 | 0 | 0 | 0 | 0 | 0
IL Fac. Spec. - NOX Rate Summer v3.1, Unit 478 and retrofits | 643 | 7305 | Rate Constraint in lbs/MMBtu | FALSE | L | Annual | Fuel Consumed | TBtu | 0.010974 | 0.010974 | 0 | 0 | 0 | 0 | 0
IL Fac. Spec. - NOX Rate Summer v3.1, Unit 478 and retrofits | 643 | 7305 | Rate Constraint in lbs/MMBtu | FALSE | L | Annual | Rate | lb/MMBtu | 0.06824 | 0.06824 | 0 | 0 | 0 | 0 | 0
IL Fac. Spec. - NOX Rate Summer v3.1, Unit 478 and retrofits | 643 | 7305 | Rate Constraint in lbs/MMBtu | FALSE | L | Annual | Generation | TWh | 0.00074531 | 0.00074531 | 0 | 0 | 0 | 0 | 0
IL Fac. Spec. - NOX Rate Summer v3.1, Unit 478 and retrofits | 643 | 7305 | Rate Constraint in lbs/MMBtu | FALSE | L | Annual | Qualifying Generation | TWh | 0.00074531 | 0.00074531 | 0 | 0 | 0 | 0 | 0
IL Fac. Spec. - NOX Rate Summer v3.1, Unit 478 and retrofits | 643 | 7305 | Rate Constraint in lbs/MMBtu | FALSE | L | Annual | Rate | lb/MWh | 1.0048 | 1.0048 | 0 | 0 | 0 | 0 | 0
IL Fac. Spec. - NOX Rate Summer v3.1, Unit 478 and retrofits | 643 | 7305 | Rate Constraint in lbs/MMBtu | FALSE | L | Annual | Constraint Shadow Price | US2022$/Ton | 0 | 0 | 0 | 0 | 0 | 0 | 0
IL Fac. Spec. - NOX Rate Summer v3.1, Unit 480 and retrofits | 644 | 7305 | Rate Constraint in lbs/MMBtu | FALSE | L | Annual | Seasons Included | Seasons | Summer | Summer | Summer | Summer | Summer | Summer | Summer
IL Fac. Spec. - NOX Rate Summer v3.1, Unit 480 and retrofits | 644 | 7305 | Rate Constraint in lbs/MMBtu | FALSE | L | Annual | Standard NOX | lb/MMBtu | 0.25 | 0.25 | 0.25 | 0.25 | 0.25 | 0.25 | 0.25
IL Fac. Spec. - NOX Rate Summer v3.1, Unit 480 and retrofits | 644 | 7305 | Rate Constraint in lbs/MMBtu | FALSE | L | Annual | Emissions at Affected Plants NOX | Thousand Tons | 0.006335 | 0.00457 | 0.00024537 | 0 | 0 | 0 | 0
IL Fac. Spec. - NOX Rate Summer v3.1, Unit 480 and retrofits | 644 | 7305 | Rate Constraint in lbs/MMBtu | FALSE | L | Annual | Allowances Purchased NOX | Thousand Tons | 0 | 0 | 0 | 0 | 0 | 0 | 0
IL Fac. Spec. - NOX Rate Summer v3.1, Unit 480 and retrofits | 644 | 7305 | Rate Constraint in lbs/MMBtu | FALSE | L | Annual | Allowances Sold NOX | Thousand Tons | 0 | 0 | 0 | 0 | 0 | 0 | 0
IL Fac. Spec. - NOX Rate Summer v3.1, Unit 480 and retrofits | 644 | 7305 | Rate Constraint in lbs/MMBtu | FALSE | L | Annual | Allowances Banked | Thousand Tons | 0 | 0 | 0 | 0 | 0 | 0 | 0
IL Fac. Spec. - NOX Rate Summer v3.1, Unit 480 and retrofits | 644 | 7305 | Rate Constraint in lbs/MMBtu | FALSE | L | Annual | Allowances Withdrawn (1:1) | Thousand Tons | 0 | 0 | 0 | 0 | 0 | 0 | 0
IL Fac. Spec. - NOX Rate Summer v3.1, Unit 480 and retrofits | 644 | 7305 | Rate Constraint in lbs/MMBtu | FALSE | L | Annual | Allowances Withdrawn (n:1) | Thousand Tons | 0 | 0 | 0 | 0 | 0 | 0 | 0
IL Fac. Spec. - NOX Rate Summer v3.1, Unit 480 and retrofits | 644 | 7305 | Rate Constraint in lbs/MMBtu | FALSE | L | Annual | Net Emissions Allowance Position | Thousand Tons | 0.006335 | 0.00457 | 0.00024537 | 0 | 0 | 0 | 0
IL Fac. Spec. - NOX Rate Summer v3.1, Unit 480 and retrofits | 644 | 7305 | Rate Constraint in lbs/MMBtu | FALSE | L | Annual | Fuel Consumed | TBtu | 0.16857 | 0.12161 | 0.0065292 | 0 | 0 | 0 | 0
IL Fac. Spec. - NOX Rate Summer v3.1, Unit 480 and retrofits | 644 | 7305 | Rate Constraint in lbs/MMBtu | FALSE | L | Annual | Rate | lb/MMBtu | 0.07516 | 0.07516 | 0.07516 | 0 | 0 | 0 | 0
IL Fac. Spec. - NOX Rate Summer v3.1, Unit 480 and retrofits | 644 | 7305 | Rate Constraint in lbs/MMBtu | FALSE | L | Annual | Generation | TWh | 0.015363 | 0.011082 | 0.00059502 | 0 | 0 | 0 | 0
IL Fac. Spec. - NOX Rate Summer v3.1, Unit 480 and retrofits | 644 | 7305 | Rate Constraint in lbs/MMBtu | FALSE | L | Annual | Qualifying Generation | TWh | 0.015363 | 0.011082 | 0.00059502 | 0 | 0 | 0 | 0
IL Fac. Spec. - NOX Rate Summer v3.1, Unit 480 and retrofits | 644 | 7305 | Rate Constraint in lbs/MMBtu | FALSE | L | Annual | Rate | lb/MWh | 0.82473 | 0.82473 | 0.82473 | 0 | 0 | 0 | 0
IL Fac. Spec. - NOX Rate Summer v3.1, Unit 480 and retrofits | 644 | 7305 | Rate Constraint in lbs/MMBtu | FALSE | L | Annual | Constraint Shadow Price | US2022$/Ton | 0 | 0 | 0 | 0 | 0 | 0 | 0
IL Fac. Spec. - NOX Rate Summer v3.1, Unit 1476 and retrofits | 645 | 7305 | Rate Constraint in lbs/MMBtu | FALSE | L | Annual | Seasons Included | Seasons | Summer | Summer | Summer | Summer | Summer | Summer | Summer
IL Fac. Spec. - NOX Rate Summer v3.1, Unit 1476 and retrofits | 645 | 7305 | Rate Constraint in lbs/MMBtu | FALSE | L | Annual | Standard NOX | lb/MMBtu | 0.25 | 0.25 | 0.25 | 0.25 | 0.25 | 0.25 | 0.25
IL Fac. Spec. - NOX Rate Summer v3.1, Unit 1476 and retrofits | 645 | 7305 | Rate Constraint in lbs/MMBtu | FALSE | L | Annual | Emissions at Affected Plants NOX | Thousand Tons | 0.014604 | 0.014557 | 0.0052725 | 0.0055602 | 0 | 0 | 0
IL Fac. Spec. - NOX Rate Summer v3.1, Unit 1476 and retrofits | 645 | 7305 | Rate Constraint in lbs/MMBtu | FALSE | L | Annual | Allowances Purchased NOX | Thousand Tons | 0 | 0 | 0 | 0 | 0 | 0 | 0
IL Fac. Spec. - NOX Rate Summer v3.1, Unit 1476 and retrofits | 645 | 7305 | Rate Constraint in lbs/MMBtu | FALSE | L | Annual | Allowances Sold NOX | Thousand Tons | 0 | 0 | 0 | 0 | 0 | 0 | 0
IL Fac. Spec. - NOX Rate Summer v3.1, Unit 1476 and retrofits | 645 | 7305 | Rate Constraint in lbs/MMBtu | FALSE | L | Annual | Allowances Banked | Thousand Tons | 0 | 0 | 0 | 0 | 0 | 0 | 0
IL Fac. Spec. - NOX Rate Summer v3.1, Unit 1476 and retrofits | 645 | 7305 | Rate Constraint in lbs/MMBtu | FALSE | L | Annual | Allowances Withdrawn (1:1) | Thousand Tons | 0 | 0 | 0 | 0 | 0 | 0 | 0
IL Fac. Spec. - NOX Rate Summer v3.1, Unit 1476 and retrofits | 645 | 7305 | Rate Constraint in lbs/MMBtu | FALSE | L | Annual | Allowances Withdrawn (n:1) | Thousand Tons | 0 | 0 | 0 | 0 | 0 | 0 | 0
IL Fac. Spec. - NOX Rate Summer v3.1, Unit 1476 and retrofits | 645 | 7305 | Rate Constraint in lbs/MMBtu | FALSE | L | Annual | Net Emissions Allowance Position | Thousand Tons | 0.014604 | 0.014557 | 0.0052725 | 0.0055602 | 0 | 0 | 0
IL Fac. Spec. - NOX Rate Summer v3.1, Unit 1476 and retrofits | 645 | 7305 | Rate Constraint in lbs/MMBtu | FALSE | L | Annual | Fuel Consumed | TBtu | 3.0081 | 2.9983 | 1.086 | 1.1453 | 0 | 0 | 0
IL Fac. Spec. - NOX Rate Summer v3.1, Unit 1476 and retrofits | 645 | 7305 | Rate Constraint in lbs/MMBtu | FALSE | L | Annual | Rate | lb/MMBtu | 0.00971 | 0.00971 | 0.00971 | 0.00971 | 0 | 0 | 0
IL Fac. Spec. - NOX Rate Summer v3.1, Unit 1476 and retrofits | 645 | 7305 | Rate Constraint in lbs/MMBtu | FALSE | L | Annual | Generation | TWh | 0.4101 | 0.40877 | 0.14806 | 0.15614 | 0 | 0 | 0
IL Fac. Spec. - NOX Rate Summer v3.1, Unit 1476 and retrofits | 645 | 7305 | Rate Constraint in lbs/MMBtu | FALSE | L | Annual | Qualifying Generation | TWh | 0.4101 | 0.40877 | 0.14806 | 0.15614 | 0 | 0 | 0
IL Fac. Spec. - NOX Rate Summer v3.1, Unit 1476 and retrofits | 645 | 7305 | Rate Constraint in lbs/MMBtu | FALSE | L | Annual | Rate | lb/MWh | 0.071223 | 0.071223 | 0.071223 | 0.071223 | 0 | 0 | 0
IL Fac. Spec. - NOX Rate Summer v3.1, Unit 1476 and retrofits | 645 | 7305 | Rate Constraint in lbs/MMBtu | FALSE | L | Annual | Constraint Shadow Price | US2022$/Ton | 0 | 0 | 0 | 0 | 0 | 0 | 0
IL Fac. Spec. - NOX Rate Summer v3.1, Unit 1477 and retrofits | 646 | 7305 | Rate Constraint in lbs/MMBtu | FALSE | L | Annual | Seasons Included | Seasons | Summer | Summer | Summer | Summer | Summer | Summer | Summer
IL Fac. Spec. - NOX Rate Summer v3.1, Unit 1477 and retrofits | 646 | 7305 | Rate Constraint in lbs/MMBtu | FALSE | L | Annual | Standard NOX | lb/MMBtu | 0.25 | 0.25 | 0.25 | 0.25 | 0.25 | 0.25 | 0.25
IL Fac. Spec. - NOX Rate Summer v3.1, Unit 1477 and retrofits | 646 | 7305 | Rate Constraint in lbs/MMBtu | FALSE | L | Annual | Emissions at Affected Plants NOX | Thousand Tons | 0.016923 | 0.016868 | 0.0045651 | 0.0045955 | 0 | 0 | 0
IL Fac. Spec. - NOX Rate Summer v3.1, Unit 1477 and retrofits | 646 | 7305 | Rate Constraint in lbs/MMBtu | FALSE | L | Annual | Allowances Purchased NOX | Thousand Tons | 0 | 0 | 0 | 0 | 0 | 0 | 0
IL Fac. Spec. - NOX Rate Summer v3.1, Unit 1477 and retrofits | 646 | 7305 | Rate Constraint in lbs/MMBtu | FALSE | L | Annual | Allowances Sold NOX | Thousand Tons | 0 | 0 | 0 | 0 | 0 | 0 | 0
IL Fac. Spec. - NOX Rate Summer v3.1, Unit 1477 and retrofits | 646 | 7305 | Rate Constraint in lbs/MMBtu | FALSE | L | Annual | Allowances Banked | Thousand Tons | 0 | 0 | 0 | 0 | 0 | 0 | 0
IL Fac. Spec. - NOX Rate Summer v3.1, Unit 1477 and retrofits | 646 | 7305 | Rate Constraint in lbs/MMBtu | FALSE | L | Annual | Allowances Withdrawn (1:1) | Thousand Tons | 0 | 0 | 0 | 0 | 0 | 0 | 0
IL Fac. Spec. - NOX Rate Summer v3.1, Unit 1477 and retrofits | 646 | 7305 | Rate Constraint in lbs/MMBtu | FALSE | L | Annual | Allowances Withdrawn (n:1) | Thousand Tons | 0 | 0 | 0 | 0 | 0 | 0 | 0
IL Fac. Spec. - NOX Rate Summer v3.1, Unit 1477 and retrofits | 646 | 7305 | Rate Constraint in lbs/MMBtu | FALSE | L | Annual | Net Emissions Allowance Position | Thousand Tons | 0.016923 | 0.016868 | 0.0045651 | 0.0045955 | 0 | 0 | 0
IL Fac. Spec. - NOX Rate Summer v3.1, Unit 1477 and retrofits | 646 | 7305 | Rate Constraint in lbs/MMBtu | FALSE | L | Annual | Fuel Consumed | TBtu | 3.4857 | 3.4744 | 0.94029 | 0.94655 | 0 | 0 | 0
IL Fac. Spec. - NOX Rate Summer v3.1, Unit 1477 and retrofits | 646 | 7305 | Rate Constraint in lbs/MMBtu | FALSE | L | Annual | Rate | lb/MMBtu | 0.00971 | 0.00971 | 0.00971 | 0.00971 | 0 | 0 | 0
IL Fac. Spec. - NOX Rate Summer v3.1, Unit 1477 and retrofits | 646 | 7305 | Rate Constraint in lbs/MMBtu | FALSE | L | Annual | Generation | TWh | 0.47521 | 0.47368 | 0.12819 | 0.12905 | 0 | 0 | 0
IL Fac. Spec. - NOX Rate Summer v3.1, Unit 1477 and retrofits | 646 | 7305 | Rate Constraint in lbs/MMBtu | FALSE | L | Annual | Qualifying Generation | TWh | 0.47521 | 0.47368 | 0.12819 | 0.12905 | 0 | 0 | 0
IL Fac. Spec. - NOX Rate Summer v3.1, Unit 1477 and retrofits | 646 | 7305 | Rate Constraint in lbs/MMBtu | FALSE | L | Annual | Rate | lb/MWh | 0.071223 | 0.071223 | 0.071223 | 0.071223 | 0 | 0 | 0
IL Fac. Spec. - NOX Rate Summer v3.1, Unit 1477 and retrofits | 646 | 7305 | Rate Constraint in lbs/MMBtu | FALSE | L | Annual | Constraint Shadow Price | US2022$/Ton | 0 | 0 | 0 | 0 | 0 | 0 | 0
IL Fac. Spec. - NOX Rate Summer v3.1, Unit 1478 and retrofits | 647 | 7305 | Rate Constraint in lbs/MMBtu | FALSE | L | Annual | Seasons Included | Seasons | Summer | Summer | Summer | Summer | Summer | Summer | Summer
IL Fac. Spec. - NOX Rate Summer v3.1, Unit 1478 and retrofits | 647 | 7305 | Rate Constraint in lbs/MMBtu | FALSE | L | Annual | Standard NOX | lb/MMBtu | 0.25 | 0.25 | 0.25 | 0.25 | 0.25 | 0.25 | 0.25
IL Fac. Spec. - NOX Rate Summer v3.1, Unit 1478 and retrofits | 647 | 7305 | Rate Constraint in lbs/MMBtu | FALSE | L | Annual | Emissions at Affected Plants NOX | Thousand Tons | 0.011061 | 0.011042 | 0.017507 | 0.0047866 | 0 | 0 | 0
IL Fac. Spec. - NOX Rate Summer v3.1, Unit 1478 and retrofits | 647 | 7305 | Rate Constraint in lbs/MMBtu | FALSE | L | Annual | Allowances Purchased NOX | Thousand Tons | 0 | 0 | 0 | 0 | 0 | 0 | 0
IL Fac. Spec. - NOX Rate Summer v3.1, Unit 1478 and retrofits | 647 | 7305 | Rate Constraint in lbs/MMBtu | FALSE | L | Annual | Allowances Sold NOX | Thousand Tons | 0 | 0 | 0 | 0 | 0 | 0 | 0
IL Fac. Spec. - NOX Rate Summer v3.1, Unit 1478 and retrofits | 647 | 7305 | Rate Constraint in lbs/MMBtu | FALSE | L | Annual | Allowances Banked | Thousand Tons | 0 | 0 | 0 | 0 | 0 | 0 | 0
IL Fac. Spec. - NOX Rate Summer v3.1, Unit 1478 and retrofits | 647 | 7305 | Rate Constraint in lbs/MMBtu | FALSE | L | Annual | Allowances Withdrawn (1:1) | Thousand Tons | 0 | 0 | 0 | 0 | 0 | 0 | 0
IL Fac. Spec. - NOX Rate Summer v3.1, Unit 1478 and retrofits | 647 | 7305 | Rate Constraint in lbs/MMBtu | FALSE | L | Annual | Allowances Withdrawn (n:1) | Thousand Tons | 0 | 0 | 0 | 0 | 0 | 0 | 0
IL Fac. Spec. - NOX Rate Summer v3.1, Unit 1478 and retrofits | 647 | 7305 | Rate Constraint in lbs/MMBtu | FALSE | L | Annual | Net Emissions Allowance Position | Thousand Tons | 0.011061 | 0.011042 | 0.017507 | 0.0047866 | 0 | 0 | 0
IL Fac. Spec. - NOX Rate Summer v3.1, Unit 1478 and retrofits | 647 | 7305 | Rate Constraint in lbs/MMBtu | FALSE | L | Annual | Fuel Consumed | TBtu | 1.8796 | 1.8763 | 2.9748 | 0.81336 | 0 | 0 | 0
IL Fac. Spec. - NOX Rate Summer v3.1, Unit 1478 and retrofits | 647 | 7305 | Rate Constraint in lbs/MMBtu | FALSE | L | Annual | Rate | lb/MMBtu | 0.01177 | 0.01177 | 0.01177 | 0.01177 | 0 | 0 | 0
IL Fac. Spec. - NOX Rate Summer v3.1, Unit 1478 and retrofits | 647 | 7305 | Rate Constraint in lbs/MMBtu | FALSE | L | Annual | Generation | TWh | 0.24954 | 0.24911 | 0.39496 | 0.10799 | 0 | 0 | 0
IL Fac. Spec. - NOX Rate Summer v3.1, Unit 1478 and retrofits | 647 | 7305 | Rate Constraint in lbs/MMBtu | FALSE | L | Annual | Qualifying Generation | TWh | 0.24954 | 0.24911 | 0.39496 | 0.10799 | 0 | 0 | 0
IL Fac. Spec. - NOX Rate Summer v3.1, Unit 1478 and retrofits | 647 | 7305 | Rate Constraint in lbs/MMBtu | FALSE | L | Annual | Rate | lb/MWh | 0.088652 | 0.088652 | 0.088652 | 0.088652 | 0 | 0 | 0
IL Fac. Spec. - NOX Rate Summer v3.1, Unit 1478 and retrofits | 647 | 7305 | Rate Constraint in lbs/MMBtu | FALSE | L | Annual | Constraint Shadow Price | US2022$/Ton | 0 | 0 | 0 | 0 | 0 | 0 | 0
IL Fac. Spec. - NOX Rate Summer v3.1, Unit 1479 and retrofits | 648 | 7305 | Rate Constraint in lbs/MMBtu | FALSE | L | Annual | Seasons Included | Seasons | Summer | Summer | Summer | Summer | Summer | Summer | Summer
IL Fac. Spec. - NOX Rate Summer v3.1, Unit 1479 and retrofits | 648 | 7305 | Rate Constraint in lbs/MMBtu | FALSE | L | Annual | Standard NOX | lb/MMBtu | 0.25 | 0.25 | 0.25 | 0.25 | 0.25 | 0.25 | 0.25
IL Fac. Spec. - NOX Rate Summer v3.1, Unit 1479 and retrofits | 648 | 7305 | Rate Constraint in lbs/MMBtu | FALSE | L | Annual | Emissions at Affected Plants NOX | Thousand Tons | 0.011277 | 0.011258 | 0.017849 | 0.0048802 | 0 | 0 | 0
IL Fac. Spec. - NOX Rate Summer v3.1, Unit 1479 and retrofits | 648 | 7305 | Rate Constraint in lbs/MMBtu | FALSE | L | Annual | Allowances Purchased NOX | Thousand Tons | 0 | 0 | 0 | 0 | 0 | 0 | 0
IL Fac. Spec. - NOX Rate Summer v3.1, Unit 1479 and retrofits | 648 | 7305 | Rate Constraint in lbs/MMBtu | FALSE | L | Annual | Allowances Sold NOX | Thousand Tons | 0 | 0 | 0 | 0 | 0 | 0 | 0
IL Fac. Spec. - NOX Rate Summer v3.1, Unit 1479 and retrofits | 648 | 7305 | Rate Constraint in lbs/MMBtu | FALSE | L | Annual | Allowances Banked | Thousand Tons | 0 | 0 | 0 | 0 | 0 | 0 | 0
IL Fac. Spec. - NOX Rate Summer v3.1, Unit 1479 and retrofits | 648 | 7305 | Rate Constraint in lbs/MMBtu | FALSE | L | Annual | Allowances Withdrawn (1:1) | Thousand Tons | 0 | 0 | 0 | 0 | 0 | 0 | 0
IL Fac. Spec. - NOX Rate Summer v3.1, Unit 1479 and retrofits | 648 | 7305 | Rate Constraint in lbs/MMBtu | FALSE | L | Annual | Allowances Withdrawn (n:1) | Thousand Tons | 0 | 0 | 0 | 0 | 0 | 0 | 0
IL Fac. Spec. - NOX Rate Summer v3.1, Unit 1479 and retrofits | 648 | 7305 | Rate Constraint in lbs/MMBtu | FALSE | L | Annual | Net Emissions Allowance Position | Thousand Tons | 0.011277 | 0.011258 | 0.017849 | 0.0048802 | 0 | 0 | 0
IL Fac. Spec. - NOX Rate Summer v3.1, Unit 1479 and retrofits | 648 | 7305 | Rate Constraint in lbs/MMBtu | FALSE | L | Annual | Fuel Consumed | TBtu | 1.8796 | 1.8763 | 2.9748 | 0.81336 | 0 | 0 | 0
IL Fac. Spec. - NOX Rate Summer v3.1, Unit 1479 and retrofits | 648 | 7305 | Rate Constraint in lbs/MMBtu | FALSE | L | Annual | Rate | lb/MMBtu | 0.012 | 0.012 | 0.012 | 0.012 | 0 | 0 | 0
IL Fac. Spec. - NOX Rate Summer v3.1, Unit 1479 and retrofits | 648 | 7305 | Rate Constraint in lbs/MMBtu | FALSE | L | Annual | Generation | TWh | 0.24954 | 0.24911 | 0.39496 | 0.10799 | 0 | 0 | 0
IL Fac. Spec. - NOX Rate Summer v3.1, Unit 1479 and retrofits | 648 | 7305 | Rate Constraint in lbs/MMBtu | FALSE | L | Annual | Qualifying Generation | TWh | 0.24954 | 0.24911 | 0.39496 | 0.10799 | 0 | 0 | 0
IL Fac. Spec. - NOX Rate Summer v3.1, Unit 1479 and retrofits | 648 | 7305 | Rate Constraint in lbs/MMBtu | FALSE | L | Annual | Rate | lb/MWh | 0.090384 | 0.090384 | 0.090384 | 0.090384 | 0 | 0 | 0
IL Fac. Spec. - NOX Rate Summer v3.1, Unit 1479 and retrofits | 648 | 7305 | Rate Constraint in lbs/MMBtu | FALSE | L | Annual | Constraint Shadow Price | US2022$/Ton | 0 | 0 | 0 | 0 | 0 | 0 | 0
IL Fac. Spec. - NOX Rate Summer v3.1, Unit 1480 and retrofits | 649 | 7305 | Rate Constraint in lbs/MMBtu | FALSE | L | Annual | Seasons Included | Seasons | Summer | Summer | Summer | Summer | Summer | Summer | Summer
IL Fac. Spec. - NOX Rate Summer v3.1, Unit 1480 and retrofits | 649 | 7305 | Rate Constraint in lbs/MMBtu | FALSE | L | Annual | Standard NOX | lb/MMBtu | 0.25 | 0.25 | 0.25 | 0.25 | 0.25 | 0.25 | 0.25
IL Fac. Spec. - NOX Rate Summer v3.1, Unit 1480 and retrofits | 649 | 7305 | Rate Constraint in lbs/MMBtu | FALSE | L | Annual | Emissions at Affected Plants NOX | Thousand Tons | 0.011277 | 0.011258 | 0.013433 | 0.0048802 | 0 | 0 | 0
IL Fac. Spec. - NOX Rate Summer v3.1, Unit 1480 and retrofits | 649 | 7305 | Rate Constraint in lbs/MMBtu | FALSE | L | Annual | Allowances Purchased NOX | Thousand Tons | 0 | 0 | 0 | 0 | 0 | 0 | 0
IL Fac. Spec. - NOX Rate Summer v3.1, Unit 1480 and retrofits | 649 | 7305 | Rate Constraint in lbs/MMBtu | FALSE | L | Annual | Allowances Sold NOX | Thousand Tons | 0 | 0 | 0 | 0 | 0 | 0 | 0
IL Fac. Spec. - NOX Rate Summer v3.1, Unit 1480 and retrofits | 649 | 7305 | Rate Constraint in lbs/MMBtu | FALSE | L | Annual | Allowances Banked | Thousand Tons | 0 | 0 | 0 | 0 | 0 | 0 | 0
IL Fac. Spec. - NOX Rate Summer v3.1, Unit 1480 and retrofits | 649 | 7305 | Rate Constraint in lbs/MMBtu | FALSE | L | Annual | Allowances Withdrawn (1:1) | Thousand Tons | 0 | 0 | 0 | 0 | 0 | 0 | 0
IL Fac. Spec. - NOX Rate Summer v3.1, Unit 1480 and retrofits | 649 | 7305 | Rate Constraint in lbs/MMBtu | FALSE | L | Annual | Allowances Withdrawn (n:1) | Thousand Tons | 0 | 0 | 0 | 0 | 0 | 0 | 0
IL Fac. Spec. - NOX Rate Summer v3.1, Unit 1480 and retrofits | 649 | 7305 | Rate Constraint in lbs/MMBtu | FALSE | L | Annual | Net Emissions Allowance Position | Thousand Tons | 0.011277 | 0.011258 | 0.013433 | 0.0048802 | 0 | 0 | 0
IL Fac. Spec. - NOX Rate Summer v3.1, Unit 1480 and retrofits | 649 | 7305 | Rate Constraint in lbs/MMBtu | FALSE | L | Annual | Fuel Consumed | TBtu | 1.8796 | 1.8763 | 2.2389 | 0.81336 | 0 | 0 | 0
IL Fac. Spec. - NOX Rate Summer v3.1, Unit 1480 and retrofits | 649 | 7305 | Rate Constraint in lbs/MMBtu | FALSE | L | Annual | Rate | lb/MMBtu | 0.012 | 0.012 | 0.012 | 0.012 | 0 | 0 | 0
IL Fac. Spec. - NOX Rate Summer v3.1, Unit 1480 and retrofits | 649 | 7305 | Rate Constraint in lbs/MMBtu | FALSE | L | Annual | Generation | TWh | 0.24954 | 0.24911 | 0.29725 | 0.10799 | 0 | 0 | 0
IL Fac. Spec. - NOX Rate Summer v3.1, Unit 1480 and retrofits | 649 | 7305 | Rate Constraint in lbs/MMBtu | FALSE | L | Annual | Qualifying Generation | TWh | 0.24954 | 0.24911 | 0.29725 | 0.10799 | 0 | 0 | 0
IL Fac. Spec. - NOX Rate Summer v3.1, Unit 1480 and retrofits | 649 | 7305 | Rate Constraint in lbs/MMBtu | FALSE | L | Annual | Rate | lb/MWh | 0.090384 | 0.090384 | 0.090384 | 0.090384 | 0 | 0 | 0
IL Fac. Spec. - NOX Rate Summer v3.1, Unit 1480 and retrofits | 649 | 7305 | Rate Constraint in lbs/MMBtu | FALSE | L | Annual | Constraint Shadow Price | US2022$/Ton | 0 | 0 | 0 | 0 | 0 | 0 | 0
IL Fac. Spec. - NOX Rate Summer v3.1, Unit 1481 and retrofits | 650 | 7305 | Rate Constraint in lbs/MMBtu | FALSE | L | Annual | Seasons Included | Seasons | Summer | Summer | Summer | Summer | Summer | Summer | Summer
IL Fac. Spec. - NOX Rate Summer v3.1, Unit 1481 and retrofits | 650 | 7305 | Rate Constraint in lbs/MMBtu | FALSE | L | Annual | Standard NOX | lb/MMBtu | 0.25 | 0.25 | 0.25 | 0.25 | 0.25 | 0.25 | 0.25
IL Fac. Spec. - NOX Rate Summer v3.1, Unit 1481 and retrofits | 650 | 7305 | Rate Constraint in lbs/MMBtu | FALSE | L | Annual | Emissions at Affected Plants NOX | Thousand Tons | 0.011277 | 0.011258 | 0.017389 | 0.0048802 | 0 | 0 | 0
IL Fac. Spec. - NOX Rate Summer v3.1, Unit 1481 and retrofits | 650 | 7305 | Rate Constraint in lbs/MMBtu | FALSE | L | Annual | Allowances Purchased NOX | Thousand Tons | 0 | 0 | 0 | 0 | 0 | 0 | 0
IL Fac. Spec. - NOX Rate Summer v3.1, Unit 1481 and retrofits | 650 | 7305 | Rate Constraint in lbs/MMBtu | FALSE | L | Annual | Allowances Sold NOX | Thousand Tons | 0 | 0 | 0 | 0 | 0 | 0 | 0
IL Fac. Spec. - NOX Rate Summer v3.1, Unit 1481 and retrofits | 650 | 7305 | Rate Constraint in lbs/MMBtu | FALSE | L | Annual | Allowances Banked | Thousand Tons | 0 | 0 | 0 | 0 | 0 | 0 | 0
IL Fac. Spec. - NOX Rate Summer v3.1, Unit 1481 and retrofits | 650 | 7305 | Rate Constraint in lbs/MMBtu | FALSE | L | Annual | Allowances Withdrawn (1:1) | Thousand Tons | 0 | 0 | 0 | 0 | 0 | 0 | 0
IL Fac. Spec. - NOX Rate Summer v3.1, Unit 1481 and retrofits | 650 | 7305 | Rate Constraint in lbs/MMBtu | FALSE | L | Annual | Allowances Withdrawn (n:1) | Thousand Tons | 0 | 0 | 0 | 0 | 0 | 0 | 0
IL Fac. Spec. - NOX Rate Summer v3.1, Unit 1481 and retrofits | 650 | 7305 | Rate Constraint in lbs/MMBtu | FALSE | L | Annual | Net Emissions Allowance Position | Thousand Tons | 0.011277 | 0.011258 | 0.017389 | 0.0048802 | 0 | 0 | 0
IL Fac. Spec. - NOX Rate Summer v3.1, Unit 1481 and retrofits | 650 | 7305 | Rate Constraint in lbs/MMBtu | FALSE | L | Annual | Fuel Consumed | TBtu | 1.8796 | 1.8763 | 2.8982 | 0.81336 | 0 | 0 | 0
IL Fac. Spec. - NOX Rate Summer v3.1, Unit 1481 and retrofits | 650 | 7305 | Rate Constraint in lbs/MMBtu | FALSE | L | Annual | Rate | lb/MMBtu | 0.012 | 0.012 | 0.012 | 0.012 | 0 | 0 | 0
IL Fac. Spec. - NOX Rate Summer v3.1, Unit 1481 and retrofits | 650 | 7305 | Rate Constraint in lbs/MMBtu | FALSE | L | Annual | Generation | TWh | 0.24954 | 0.24911 | 0.38479 | 0.10799 | 0 | 0 | 0
IL Fac. Spec. - NOX Rate Summer v3.1, Unit 1481 and retrofits | 650 | 7305 | Rate Constraint in lbs/MMBtu | FALSE | L | Annual | Qualifying Generation | TWh | 0.24954 | 0.24911 | 0.38479 | 0.10799 | 0 | 0 | 0
IL Fac. Spec. - NOX Rate Summer v3.1, Unit 1481 and retrofits | 650 | 7305 | Rate Constraint in lbs/MMBtu | FALSE | L | Annual | Rate | lb/MWh | 0.090384 | 0.090384 | 0.090384 | 0.090384 | 0 | 0 | 0
IL Fac. Spec. - NOX Rate Summer v3.1, Unit 1481 and retrofits | 650 | 7305 | Rate Constraint in lbs/MMBtu | FALSE | L | Annual | Constraint Shadow Price | US2022$/Ton | 0 | 0 | 0 | 0 | 0 | 0 | 0
IL Fac. Spec. - NOX Rate Summer v3.1, Unit 1482 and retrofits | 651 | 7305 | Rate Constraint in lbs/MMBtu | FALSE | L | Annual | Seasons Included | Seasons | Summer | Summer | Summer | Summer | Summer | Summer | Summer
IL Fac. Spec. - NOX Rate Summer v3.1, Unit 1482 and retrofits | 651 | 7305 | Rate Constraint in lbs/MMBtu | FALSE | L | Annual | Standard NOX | lb/MMBtu | 0.25 | 0.25 | 0.25 | 0.25 | 0.25 | 0.25 | 0.25
IL Fac. Spec. - NOX Rate Summer v3.1, Unit 1482 and retrofits | 651 | 7305 | Rate Constraint in lbs/MMBtu | FALSE | L | Annual | Emissions at Affected Plants NOX | Thousand Tons | 0.0086416 | 0.0086267 | 0.013677 | 0.0037396 | 0 | 0 | 0
IL Fac. Spec. - NOX Rate Summer v3.1, Unit 1482 and retrofits | 651 | 7305 | Rate Constraint in lbs/MMBtu | FALSE | L | Annual | Allowances Purchased NOX | Thousand Tons | 0 | 0 | 0 | 0 | 0 | 0 | 0
IL Fac. Spec. - NOX Rate Summer v3.1, Unit 1482 and retrofits | 651 | 7305 | Rate Constraint in lbs/MMBtu | FALSE | L | Annual | Allowances Sold NOX | Thousand Tons | 0 | 0 | 0 | 0 | 0 | 0 | 0
IL Fac. Spec. - NOX Rate Summer v3.1, Unit 1482 and retrofits | 651 | 7305 | Rate Constraint in lbs/MMBtu | FALSE | L | Annual | Allowances Banked | Thousand Tons | 0 | 0 | 0 | 0 | 0 | 0 | 0
IL Fac. Spec. - NOX Rate Summer v3.1, Unit 1482 and retrofits | 651 | 7305 | Rate Constraint in lbs/MMBtu | FALSE | L | Annual | Allowances Withdrawn (1:1) | Thousand Tons | 0 | 0 | 0 | 0 | 0 | 0 | 0
IL Fac. Spec. - NOX Rate Summer v3.1, Unit 1482 and retrofits | 651 | 7305 | Rate Constraint in lbs/MMBtu | FALSE | L | Annual | Allowances Withdrawn (n:1) | Thousand Tons | 0 | 0 | 0 | 0 | 0 | 0 | 0
IL Fac. Spec. - NOX Rate Summer v3.1, Unit 1482 and retrofits | 651 | 7305 | Rate Constraint in lbs/MMBtu | FALSE | L | Annual | Net Emissions Allowance Position | Thousand Tons | 0.0086416 | 0.0086267 | 0.013677 | 0.0037396 | 0 | 0 | 0
IL Fac. Spec. - NOX Rate Summer v3.1, Unit 1482 and retrofits | 651 | 7305 | Rate Constraint in lbs/MMBtu | FALSE | L | Annual | Fuel Consumed | TBtu | 1.4684 | 1.4659 | 2.3241 | 0.63544 | 0 | 0 | 0
IL Fac. Spec. - NOX Rate Summer v3.1, Unit 1482 and retrofits | 651 | 7305 | Rate Constraint in lbs/MMBtu | FALSE | L | Annual | Rate | lb/MMBtu | 0.01177 | 0.01177 | 0.01177 | 0.01177 | 0 | 0 | 0
IL Fac. Spec. - NOX Rate Summer v3.1, Unit 1482 and retrofits | 651 | 7305 | Rate Constraint in lbs/MMBtu | FALSE | L | Annual | Generation | TWh | 0.19496 | 0.19462 | 0.30856 | 0.084365 | 0 | 0 | 0
IL Fac. Spec. - NOX Rate Summer v3.1, Unit 1482 and retrofits | 651 | 7305 | Rate Constraint in lbs/MMBtu | FALSE | L | Annual | Qualifying Generation | TWh | 0.19496 | 0.19462 | 0.30856 | 0.084365 | 0 | 0 | 0
IL Fac. Spec. - NOX Rate Summer v3.1, Unit 1482 and retrofits | 651 | 7305 | Rate Constraint in lbs/MMBtu | FALSE | L | Annual | Rate | lb/MWh | 0.088652 | 0.088652 | 0.088652 | 0.088652 | 0 | 0 | 0
IL Fac. Spec. - NOX Rate Summer v3.1, Unit 1482 and retrofits | 651 | 7305 | Rate Constraint in lbs/MMBtu | FALSE | L | Annual | Constraint Shadow Price | US2022$/Ton | 0 | 0 | 0 | 0 | 0 | 0 | 0
IL Fac. Spec. - NOX Rate Summer v3.1, Unit 1483 and retrofits | 652 | 7305 | Rate Constraint in lbs/MMBtu | FALSE | L | Annual | Seasons Included | Seasons | Summer | Summer | Summer | Summer | Summer | Summer | Summer
IL Fac. Spec. - NOX Rate Summer v3.1, Unit 1483 and retrofits | 652 | 7305 | Rate Constraint in lbs/MMBtu | FALSE | L | Annual | Standard NOX | lb/MMBtu | 0.25 | 0.25 | 0.25 | 0.25 | 0.25 | 0.25 | 0.25
IL Fac. Spec. - NOX Rate Summer v3.1, Unit 1483 and retrofits | 652 | 7305 | Rate Constraint in lbs/MMBtu | FALSE | L | Annual | Emissions at Affected Plants NOX | Thousand Tons | 0.0088104 | 0.0087953 | 0.013944 | 0.0038126 | 0 | 0 | 0
IL Fac. Spec. - NOX Rate Summer v3.1, Unit 1483 and retrofits | 652 | 7305 | Rate Constraint in lbs/MMBtu | FALSE | L | Annual | Allowances Purchased NOX | Thousand Tons | 0 | 0 | 0 | 0 | 0 | 0 | 0
IL Fac. Spec. - NOX Rate Summer v3.1, Unit 1483 and retrofits | 652 | 7305 | Rate Constraint in lbs/MMBtu | FALSE | L | Annual | Allowances Sold NOX | Thousand Tons | 0 | 0 | 0 | 0 | 0 | 0 | 0
IL Fac. Spec. - NOX Rate Summer v3.1, Unit 1483 and retrofits | 652 | 7305 | Rate Constraint in lbs/MMBtu | FALSE | L | Annual | Allowances Banked | Thousand Tons | 0 | 0 | 0 | 0 | 0 | 0 | 0
IL Fac. Spec. - NOX Rate Summer v3.1, Unit 1483 and retrofits | 652 | 7305 | Rate Constraint in lbs/MMBtu | FALSE | L | Annual | Allowances Withdrawn (1:1) | Thousand Tons | 0 | 0 | 0 | 0 | 0 | 0 | 0
IL Fac. Spec. - NOX Rate Summer v3.1, Unit 1483 and retrofits | 652 | 7305 | Rate Constraint in lbs/MMBtu | FALSE | L | Annual | Allowances Withdrawn (n:1) | Thousand Tons | 0 | 0 | 0 | 0 | 0 | 0 | 0
IL Fac. Spec. - NOX Rate Summer v3.1, Unit 1483 and retrofits | 652 | 7305 | Rate Constraint in lbs/MMBtu | FALSE | L | Annual | Net Emissions Allowance Position | Thousand Tons | 0.0088104 | 0.0087953 | 0.013944 | 0.0038126 | 0 | 0 | 0
IL Fac. Spec. - NOX Rate Summer v3.1, Unit 1483 and retrofits | 652 | 7305 | Rate Constraint in lbs/MMBtu | FALSE | L | Annual | Fuel Consumed | TBtu | 1.4684 | 1.4659 | 2.3241 | 0.63544 | 0 | 0 | 0
IL Fac. Spec. - NOX Rate Summer v3.1, Unit 1483 and retrofits | 652 | 7305 | Rate Constraint in lbs/MMBtu | FALSE | L | Annual | Rate | lb/MMBtu | 0.012 | 0.012 | 0.012 | 0.012 | 0 | 0 | 0
IL Fac. Spec. - NOX Rate Summer v3.1, Unit 1483 and retrofits | 652 | 7305 | Rate Constraint in lbs/MMBtu | FALSE | L | Annual | Generation | TWh | 0.19496 | 0.19462 | 0.30856 | 0.084365 | 0 | 0 | 0
IL Fac. Spec. - NOX Rate Summer v3.1, Unit 1483 and retrofits | 652 | 7305 | Rate Constraint in lbs/MMBtu | FALSE | L | Annual | Qualifying Generation | TWh | 0.19496 | 0.19462 | 0.30856 | 0.084365 | 0 | 0 | 0
IL Fac. Spec. - NOX Rate Summer v3.1, Unit 1483 and retrofits | 652 | 7305 | Rate Constraint in lbs/MMBtu | FALSE | L | Annual | Rate | lb/MWh | 0.090384 | 0.090384 | 0.090384 | 0.090384 | 0 | 0 | 0
IL Fac. Spec. - NOX Rate Summer v3.1, Unit 1483 and retrofits | 652 | 7305 | Rate Constraint in lbs/MMBtu | FALSE | L | Annual | Constraint Shadow Price | US2022$/Ton | 0 | 0 | 0 | 0 | 0 | 0 | 0
IL Fac. Spec. - NOX Rate Summer v3.1, Unit 1484 and retrofits | 653 | 7305 | Rate Constraint in lbs/MMBtu | FALSE | L | Annual | Seasons Included | Seasons | Summer | Summer | Summer | Summer | Summer | Summer | Summer
IL Fac. Spec. - NOX Rate Summer v3.1, Unit 1484 and retrofits | 653 | 7305 | Rate Constraint in lbs/MMBtu | FALSE | L | Annual | Standard NOX | lb/MMBtu | 0.25 | 0.25 | 0.25 | 0.25 | 0.25 | 0.25 | 0.25
IL Fac. Spec. - NOX Rate Summer v3.1, Unit 1484 and retrofits | 653 | 7305 | Rate Constraint in lbs/MMBtu | FALSE | L | Annual | Emissions at Affected Plants NOX | Thousand Tons | 0.0088104 | 0.0087953 | 0.010495 | 0.0038126 | 0 | 0 | 0
IL Fac. Spec. - NOX Rate Summer v3.1, Unit 1484 and retrofits | 653 | 7305 | Rate Constraint in lbs/MMBtu | FALSE | L | Annual | Allowances Purchased NOX | Thousand Tons | 0 | 0 | 0 | 0 | 0 | 0 | 0
IL Fac. Spec. - NOX Rate Summer v3.1, Unit 1484 and retrofits | 653 | 7305 | Rate Constraint in lbs/MMBtu | FALSE | L | Annual | Allowances Sold NOX | Thousand Tons | 0 | 0 | 0 | 0 | 0 | 0 | 0
IL Fac. Spec. - NOX Rate Summer v3.1, Unit 1484 and retrofits | 653 | 7305 | Rate Constraint in lbs/MMBtu | FALSE | L | Annual | Allowances Banked | Thousand Tons | 0 | 0 | 0 | 0 | 0 | 0 | 0
IL Fac. Spec. - NOX Rate Summer v3.1, Unit 1484 and retrofits | 653 | 7305 | Rate Constraint in lbs/MMBtu | FALSE | L | Annual | Allowances Withdrawn (1:1) | Thousand Tons | 0 | 0 | 0 | 0 | 0 | 0 | 0
IL Fac. Spec. - NOX Rate Summer v3.1, Unit 1484 and retrofits | 653 | 7305 | Rate Constraint in lbs/MMBtu | FALSE | L | Annual | Allowances Withdrawn (n:1) | Thousand Tons | 0 | 0 | 0 | 0 | 0 | 0 | 0
IL Fac. Spec. - NOX Rate Summer v3.1, Unit 1484 and retrofits | 653 | 7305 | Rate Constraint in lbs/MMBtu | FALSE | L | Annual | Net Emissions Allowance Position | Thousand Tons | 0.0088104 | 0.0087953 | 0.010495 | 0.0038126 | 0 | 0 | 0
IL Fac. Spec. - NOX Rate Summer v3.1, Unit 1484 and retrofits | 653 | 7305 | Rate Constraint in lbs/MMBtu | FALSE | L | Annual | Fuel Consumed | TBtu | 1.4684 | 1.4659 | 1.7491 | 0.63544 | 0 | 0 | 0
IL Fac. Spec. - NOX Rate Summer v3.1, Unit 1484 and retrofits | 653 | 7305 | Rate Constraint in lbs/MMBtu | FALSE | L | Annual | Rate | lb/MMBtu | 0.012 | 0.012 | 0.012 | 0.012 | 0 | 0 | 0
IL Fac. Spec. - NOX Rate Summer v3.1, Unit 1484 and retrofits | 653 | 7305 | Rate Constraint in lbs/MMBtu | FALSE | L | Annual | Generation | TWh | 0.19496 | 0.19462 | 0.23223 | 0.084365 | 0 | 0 | 0
IL Fac. Spec. - NOX Rate Summer v3.1, Unit 1484 and retrofits | 653 | 7305 | Rate Constraint in lbs/MMBtu | FALSE | L | Annual | Qualifying Generation | TWh | 0.19496 | 0.19462 | 0.23223 | 0.084365 | 0 | 0 | 0
IL Fac. Spec. - NOX Rate Summer v3.1, Unit 1484 and retrofits | 653 | 7305 | Rate Constraint in lbs/MMBtu | FALSE | L | Annual | Rate | lb/MWh | 0.090384 | 0.090384 | 0.090384 | 0.090384 | 0 | 0 | 0
IL Fac. Spec. - NOX Rate Summer v3.1, Unit 1484 and retrofits | 653 | 7305 | Rate Constraint in lbs/MMBtu | FALSE | L | Annual | Constraint Shadow Price | US2022$/Ton | 0 | 0 | 0 | 0 | 0 | 0 | 0
IL Fac. Spec. - NOX Rate Summer v3.1, Unit 1485 and retrofits | 654 | 7305 | Rate Constraint in lbs/MMBtu | FALSE | L | Annual | Seasons Included | Seasons | Summer | Summer | Summer | Summer | Summer | Summer | Summer
IL Fac. Spec. - NOX Rate Summer v3.1, Unit 1485 and retrofits | 654 | 7305 | Rate Constraint in lbs/MMBtu | FALSE | L | Annual | Standard NOX | lb/MMBtu | 0.25 | 0.25 | 0.25 | 0.25 | 0.25 | 0.25 | 0.25
IL Fac. Spec. - NOX Rate Summer v3.1, Unit 1485 and retrofits | 654 | 7305 | Rate Constraint in lbs/MMBtu | FALSE | L | Annual | Emissions at Affected Plants NOX | Thousand Tons | 0.0088104 | 0.0087953 | 0.010495 | 0.0038126 | 0 | 0 | 0
IL Fac. Spec. - NOX Rate Summer v3.1, Unit 1485 and retrofits | 654 | 7305 | Rate Constraint in lbs/MMBtu | FALSE | L | Annual | Allowances Purchased NOX | Thousand Tons | 0 | 0 | 0 | 0 | 0 | 0 | 0
IL Fac. Spec. - NOX Rate Summer v3.1, Unit 1485 and retrofits | 654 | 7305 | Rate Constraint in lbs/MMBtu | FALSE | L | Annual | Allowances Sold NOX | Thousand Tons | 0 | 0 | 0 | 0 | 0 | 0 | 0
IL Fac. Spec. - NOX Rate Summer v3.1, Unit 1485 and retrofits | 654 | 7305 | Rate Constraint in lbs/MMBtu | FALSE | L | Annual | Allowances Banked | Thousand Tons | 0 | 0 | 0 | 0 | 0 | 0 | 0
IL Fac. Spec. - NOX Rate Summer v3.1, Unit 1485 and retrofits | 654 | 7305 | Rate Constraint in lbs/MMBtu | FALSE | L | Annual | Allowances Withdrawn (1:1) | Thousand Tons | 0 | 0 | 0 | 0 | 0 | 0 | 0
IL Fac. Spec. - NOX Rate Summer v3.1, Unit 1485 and retrofits | 654 | 7305 | Rate Constraint in lbs/MMBtu | FALSE | L | Annual | Allowances Withdrawn (n:1) | Thousand Tons | 0 | 0 | 0 | 0 | 0 | 0 | 0
IL Fac. Spec. - NOX Rate Summer v3.1, Unit 1485 and retrofits | 654 | 7305 | Rate Constraint in lbs/MMBtu | FALSE | L | Annual | Net Emissions Allowance Position | Thousand Tons | 0.0088104 | 0.0087953 | 0.010495 | 0.0038126 | 0 | 0 | 0
IL Fac. Spec. - NOX Rate Summer v3.1, Unit 1485 and retrofits | 654 | 7305 | Rate Constraint in lbs/MMBtu | FALSE | L | Annual | Fuel Consumed | TBtu | 1.4684 | 1.4659 | 1.7491 | 0.63544 | 0 | 0 | 0
IL Fac. Spec. - NOX Rate Summer v3.1, Unit 1485 and retrofits | 654 | 7305 | Rate Constraint in lbs/MMBtu | FALSE | L | Annual | Rate | lb/MMBtu | 0.012 | 0.012 | 0.012 | 0.012 | 0 | 0 | 0
IL Fac. Spec. - NOX Rate Summer v3.1, Unit 1485 and retrofits | 654 | 7305 | Rate Constraint in lbs/MMBtu | FALSE | L | Annual | Generation | TWh | 0.19496 | 0.19462 | 0.23223 | 0.084365 | 0 | 0 | 0
IL Fac. Spec. - NOX Rate Summer v3.1, Unit 1485 and retrofits | 654 | 7305 | Rate Constraint in lbs/MMBtu | FALSE | L | Annual | Qualifying Generation | TWh | 0.19496 | 0.19462 | 0.23223 | 0.084365 | 0 | 0 | 0
IL Fac. Spec. - NOX Rate Summer v3.1, Unit 1485 and retrofits | 654 | 7305 | Rate Constraint in lbs/MMBtu | FALSE | L | Annual | Rate | lb/MWh | 0.090384 | 0.090384 | 0.090384 | 0.090384 | 0 | 0 | 0
IL Fac. Spec. - NOX Rate Summer v3.1, Unit 1485 and retrofits | 654 | 7305 | Rate Constraint in lbs/MMBtu | FALSE | L | Annual | Constraint Shadow Price | US2022$/Ton | 0 | 0 | 0 | 0 | 0 | 0 | 0
IL Fac. Spec. - NOX Rate Summer v3.1, Unit 1486 and retrofits | 655 | 7305 | Rate Constraint in lbs/MMBtu | FALSE | L | Annual | Seasons Included | Seasons | Summer | Summer | Summer | Summer | Summer | Summer | Summer
IL Fac. Spec. - NOX Rate Summer v3.1, Unit 1486 and retrofits | 655 | 7305 | Rate Constraint in lbs/MMBtu | FALSE | L | Annual | Standard NOX | lb/MMBtu | 0.25 | 0.25 | 0.25 | 0.25 | 0.25 | 0.25 | 0.25
IL Fac. Spec. - NOX Rate Summer v3.1, Unit 1486 and retrofits | 655 | 7305 | Rate Constraint in lbs/MMBtu | FALSE | L | Annual | Emissions at Affected Plants NOX | Thousand Tons | 0.014604 | 0.014557 | 0.01057 | 0.0090489 | 0 | 0 | 0
IL Fac. Spec. - NOX Rate Summer v3.1, Unit 1486 and retrofits | 655 | 7305 | Rate Constraint in lbs/MMBtu | FALSE | L | Annual | Allowances Purchased NOX | Thousand Tons | 0 | 0 | 0 | 0 | 0 | 0 | 0
IL Fac. Spec. - NOX Rate Summer v3.1, Unit 1486 and retrofits | 655 | 7305 | Rate Constraint in lbs/MMBtu | FALSE | L | Annual | Allowances Sold NOX | Thousand Tons | 0 | 0 | 0 | 0 | 0 | 0 | 0
IL Fac. Spec. - NOX Rate Summer v3.1, Unit 1486 and retrofits | 655 | 7305 | Rate Constraint in lbs/MMBtu | FALSE | L | Annual | Allowances Banked | Thousand Tons | 0 | 0 | 0 | 0 | 0 | 0 | 0
IL Fac. Spec. - NOX Rate Summer v3.1, Unit 1486 and retrofits | 655 | 7305 | Rate Constraint in lbs/MMBtu | FALSE | L | Annual | Allowances Withdrawn (1:1) | Thousand Tons | 0 | 0 | 0 | 0 | 0 | 0 | 0
IL Fac. Spec. - NOX Rate Summer v3.1, Unit 1486 and retrofits | 655 | 7305 | Rate Constraint in lbs/MMBtu | FALSE | L | Annual | Allowances Withdrawn (n:1) | Thousand Tons | 0 | 0 | 0 | 0 | 0 | 0 | 0
IL Fac. Spec. - NOX Rate Summer v3.1, Unit 1486 and retrofits | 655 | 7305 | Rate Constraint in lbs/MMBtu | FALSE | L | Annual | Net Emissions Allowance Position | Thousand Tons | 0.014604 | 0.014557 | 0.01057 | 0.0090489 | 0 | 0 | 0
IL Fac. Spec. - NOX Rate Summer v3.1, Unit 1486 and retrofits | 655 | 7305 | Rate Constraint in lbs/MMBtu | FALSE | L | Annual | Fuel Consumed | TBtu | 3.0081 | 2.9983 | 2.177 | 1.8638 | 0 | 0 | 0
IL Fac. Spec. - NOX Rate Summer v3.1, Unit 1486 and retrofits | 655 | 7305 | Rate Constraint in lbs/MMBtu | FALSE | L | Annual | Rate | lb/MMBtu | 0.00971 | 0.00971 | 0.00971 | 0.00971 | 0 | 0 | 0
IL Fac. Spec. - NOX Rate Summer v3.1, Unit 1486 and retrofits | 655 | 7305 | Rate Constraint in lbs/MMBtu | FALSE | L | Annual | Generation | TWh | 0.4101 | 0.40877 | 0.2968 | 0.2541 | 0 | 0 | 0
IL Fac. Spec. - NOX Rate Summer v3.1, Unit 1486 and retrofits | 655 | 7305 | Rate Constraint in lbs/MMBtu | FALSE | L | Annual | Qualifying Generation | TWh | 0.4101 | 0.40877 | 0.2968 | 0.2541 | 0 | 0 | 0
IL Fac. Spec. - NOX Rate Summer v3.1, Unit 1486 and retrofits | 655 | 7305 | Rate Constraint in lbs/MMBtu | FALSE | L | Annual | Rate | lb/MWh | 0.071223 | 0.071223 | 0.071223 | 0.071223 | 0 | 0 | 0
IL Fac. Spec. - NOX Rate Summer v3.1, Unit 1486 and retrofits | 655 | 7305 | Rate Constraint in lbs/MMBtu | FALSE | L | Annual | Constraint Shadow Price | US2022$/Ton | 0 | 0 | 0 | 0 | 0 | 0 | 0
IL Fac. Spec. - NOX Rate Summer v3.1, Unit 1487 and retrofits | 656 | 7305 | Rate Constraint in lbs/MMBtu | FALSE | L | Annual | Seasons Included | Seasons | Summer | Summer | Summer | Summer | Summer | Summer | Summer
IL Fac. Spec. - NOX Rate Summer v3.1, Unit 1487 and retrofits | 656 | 7305 | Rate Constraint in lbs/MMBtu | FALSE | L | Annual | Standard NOX | lb/MMBtu | 0.25 | 0.25 | 0.25 | 0.25 | 0.25 | 0.25 | 0.25
IL Fac. Spec. - NOX Rate Summer v3.1, Unit 1487 and retrofits | 656 | 7305 | Rate Constraint in lbs/MMBtu | FALSE | L | Annual | Emissions at Affected Plants NOX | Thousand Tons | 0.013667 | 0.013623 | 0.013574 | 0.0084685 | 0 | 0 | 0
IL Fac. Spec. - NOX Rate Summer v3.1, Unit 1487 and retrofits | 656 | 7305 | Rate Constraint in lbs/MMBtu | FALSE | L | Annual | Allowances Purchased NOX | Thousand Tons | 0 | 0 | 0 | 0 | 0 | 0 | 0
IL Fac. Spec. - NOX Rate Summer v3.1, Unit 1487 and retrofits | 656 | 7305 | Rate Constraint in lbs/MMBtu | FALSE | L | Annual | Allowances Sold NOX | Thousand Tons | 0 | 0 | 0 | 0 | 0 | 0 | 0
IL Fac. Spec. - NOX Rate Summer v3.1, Unit 1487 and retrofits | 656 | 7305 | Rate Constraint in lbs/MMBtu | FALSE | L | Annual | Allowances Banked | Thousand Tons | 0 | 0 | 0 | 0 | 0 | 0 | 0
IL Fac. Spec. - NOX Rate Summer v3.1, Unit 1487 and retrofits | 656 | 7305 | Rate Constraint in lbs/MMBtu | FALSE | L | Annual | Allowances Withdrawn (1:1) | Thousand Tons | 0 | 0 | 0 | 0 | 0 | 0 | 0
IL Fac. Spec. - NOX Rate Summer v3.1, Unit 1487 and retrofits | 656 | 7305 | Rate Constraint in lbs/MMBtu | FALSE | L | Annual | Allowances Withdrawn (n:1) | Thousand Tons | 0 | 0 | 0 | 0 | 0 | 0 | 0
IL Fac. Spec. - NOX Rate Summer v3.1, Unit 1487 and retrofits | 656 | 7305 | Rate Constraint in lbs/MMBtu | FALSE | L | Annual | Net Emissions Allowance Position | Thousand Tons | 0.013667 | 0.013623 | 0.013574 | 0.0084685 | 0 | 0 | 0
IL Fac. Spec. - NOX Rate Summer v3.1, Unit 1487 and retrofits | 656 | 7305 | Rate Constraint in lbs/MMBtu | FALSE | L | Annual | Fuel Consumed | TBtu | 2.2779 | 2.2705 | 2.2624 | 1.4114 | 0 | 0 | 0
IL Fac. Spec. - NOX Rate Summer v3.1, Unit 1487 and retrofits | 656 | 7305 | Rate Constraint in lbs/MMBtu | FALSE | L | Annual | Rate | lb/MMBtu | 0.012 | 0.012 | 0.012 | 0.012 | 0 | 0 | 0
IL Fac. Spec. - NOX Rate Summer v3.1, Unit 1487 and retrofits | 656 | 7305 | Rate Constraint in lbs/MMBtu | FALSE | L | Annual | Generation | TWh | 0.31068 | 0.30967 | 0.30856 | 0.1925 | 0 | 0 | 0
IL Fac. Spec. - NOX Rate Summer v3.1, Unit 1487 and retrofits | 656 | 7305 | Rate Constraint in lbs/MMBtu | FALSE | L | Annual | Qualifying Generation | TWh | 0.31068 | 0.30967 | 0.30856 | 0.1925 | 0 | 0 | 0
IL Fac. Spec. - NOX Rate Summer v3.1, Unit 1487 and retrofits | 656 | 7305 | Rate Constraint in lbs/MMBtu | FALSE | L | Annual | Rate | lb/MWh | 0.087984 | 0.087984 | 0.087984 | 0.087984 | 0 | 0 | 0
IL Fac. Spec. - NOX Rate Summer v3.1, Unit 1487 and retrofits | 656 | 7305 | Rate Constraint in lbs/MMBtu | FALSE | L | Annual | Constraint Shadow Price | US2022$/Ton | 0 | 0 | 0 | 0 | 0 | 0 | 0
IL Fac. Spec. - NOX Rate Summer v3.1, Unit 1488 and retrofits | 657 | 7305 | Rate Constraint in lbs/MMBtu | FALSE | L | Annual | Seasons Included | Seasons | Summer | Summer | Summer | Summer | Summer | Summer | Summer
IL Fac. Spec. - NOX Rate Summer v3.1, Unit 1488 and retrofits | 657 | 7305 | Rate Constraint in lbs/MMBtu | FALSE | L | Annual | Standard NOX | lb/MMBtu | 0.25 | 0.25 | 0.25 | 0.25 | 0.25 | 0.25 | 0.25
IL Fac. Spec. - NOX Rate Summer v3.1, Unit 1488 and retrofits | 657 | 7305 | Rate Constraint in lbs/MMBtu | FALSE | L | Annual | Emissions at Affected Plants NOX | Thousand Tons | 0.013667 | 0.013623 | 0.013574 | 0.0084685 | 0 | 0 | 0
IL Fac. Spec. - NOX Rate Summer v3.1, Unit 1488 and retrofits | 657 | 7305 | Rate Constraint in lbs/MMBtu | FALSE | L | Annual | Allowances Purchased NOX | Thousand Tons | 0 | 0 | 0 | 0 | 0 | 0 | 0
IL Fac. Spec. - NOX Rate Summer v3.1, Unit 1488 and retrofits | 657 | 7305 | Rate Constraint in lbs/MMBtu | FALSE | L | Annual | Allowances Sold NOX | Thousand Tons | 0 | 0 | 0 | 0 | 0 | 0 | 0
IL Fac. Spec. - NOX Rate Summer v3.1, Unit 1488 and retrofits | 657 | 7305 | Rate Constraint in lbs/MMBtu | FALSE | L | Annual | Allowances Banked | Thousand Tons | 0 | 0 | 0 | 0 | 0 | 0 | 0
IL Fac. Spec. - NOX Rate Summer v3.1, Unit 1488 and retrofits | 657 | 7305 | Rate Constraint in lbs/MMBtu | FALSE | L | Annual | Allowances Withdrawn (1:1) | Thousand Tons | 0 | 0 | 0 | 0 | 0 | 0 | 0
IL Fac. Spec. - NOX Rate Summer v3.1, Unit 1488 and retrofits | 657 | 7305 | Rate Constraint in lbs/MMBtu | FALSE | L | Annual | Allowances Withdrawn (n:1) | Thousand Tons | 0 | 0 | 0 | 0 | 0 | 0 | 0
IL Fac. Spec. - NOX Rate Summer v3.1, Unit 1488 and retrofits | 657 | 7305 | Rate Constraint in lbs/MMBtu | FALSE | L | Annual | Net Emissions Allowance Position | Thousand Tons | 0.013667 | 0.013623 | 0.013574 | 0.0084685 | 0 | 0 | 0
IL Fac. Spec. - NOX Rate Summer v3.1, Unit 1488 and retrofits | 657 | 7305 | Rate Constraint in lbs/MMBtu | FALSE | L | Annual | Fuel Consumed | TBtu | 2.2779 | 2.2705 | 2.2624 | 1.4114 | 0 | 0 | 0
IL Fac. Spec. - NOX Rate Summer v3.1, Unit 1488 and retrofits | 657 | 7305 | Rate Constraint in lbs/MMBtu | FALSE | L | Annual | Rate | lb/MMBtu | 0.012 | 0.012 | 0.012 | 0.012 | 0 | 0 | 0
IL Fac. Spec. - NOX Rate Summer v3.1, Unit 1488 and retrofits | 657 | 7305 | Rate Constraint in lbs/MMBtu | FALSE | L | Annual | Generation | TWh | 0.31068 | 0.30967 | 0.30856 | 0.1925 | 0 | 0 | 0
IL Fac. Spec. - NOX Rate Summer v3.1, Unit 1488 and retrofits | 657 | 7305 | Rate Constraint in lbs/MMBtu | FALSE | L | Annual | Qualifying Generation | TWh | 0.31068 | 0.30967 | 0.30856 | 0.1925 | 0 | 0 | 0
IL Fac. Spec. - NOX Rate Summer v3.1, Unit 1488 and retrofits | 657 | 7305 | Rate Constraint in lbs/MMBtu | FALSE | L | Annual | Rate | lb/MWh | 0.087984 | 0.087984 | 0.087984 | 0.087984 | 0 | 0 | 0
IL Fac. Spec. - NOX Rate Summer v3.1, Unit 1488 and retrofits | 657 | 7305 | Rate Constraint in lbs/MMBtu | FALSE | L | Annual | Constraint Shadow Price | US2022$/Ton | 0 | 0 | 0 | 0 | 0 | 0 | 0
IL Fac. Spec. - NOX Rate Summer v3.1, Unit 1489 and retrofits | 658 | 7305 | Rate Constraint in lbs/MMBtu | FALSE | L | Annual | Seasons Included | Seasons | Summer | Summer | Summer | Summer | Summer | Summer | Summer
IL Fac. Spec. - NOX Rate Summer v3.1, Unit 1489 and retrofits | 658 | 7305 | Rate Constraint in lbs/MMBtu | FALSE | L | Annual | Standard NOX | lb/MMBtu | 0.25 | 0.25 | 0.25 | 0.25 | 0.25 | 0.25 | 0.25
IL Fac. Spec. - NOX Rate Summer v3.1, Unit 1489 and retrofits | 658 | 7305 | Rate Constraint in lbs/MMBtu | FALSE | L | Annual | Emissions at Affected Plants NOX | Thousand Tons | 0.018369 | 0.01831 | 0.018244 | 0.011382 | 0 | 0 | 0
IL Fac. Spec. - NOX Rate Summer v3.1, Unit 1489 and retrofits | 658 | 7305 | Rate Constraint in lbs/MMBtu | FALSE | L | Annual | Allowances Purchased NOX | Thousand Tons | 0 | 0 | 0 | 0 | 0 | 0 | 0
IL Fac. Spec. - NOX Rate Summer v3.1, Unit 1489 and retrofits | 658 | 7305 | Rate Constraint in lbs/MMBtu | FALSE | L | Annual | Allowances Sold NOX | Thousand Tons | 0 | 0 | 0 | 0 | 0 | 0 | 0
IL Fac. Spec. - NOX Rate Summer v3.1, Unit 1489 and retrofits | 658 | 7305 | Rate Constraint in lbs/MMBtu | FALSE | L | Annual | Allowances Banked | Thousand Tons | 0 | 0 | 0 | 0 | 0 | 0 | 0
IL Fac. Spec. - NOX Rate Summer v3.1, Unit 1489 and retrofits | 658 | 7305 | Rate Constraint in lbs/MMBtu | FALSE | L | Annual | Allowances Withdrawn (1:1) | Thousand Tons | 0 | 0 | 0 | 0 | 0 | 0 | 0
IL Fac. Spec. - NOX Rate Summer v3.1, Unit 1489 and retrofits | 658 | 7305 | Rate Constraint in lbs/MMBtu | FALSE | L | Annual | Allowances Withdrawn (n:1) | Thousand Tons | 0 | 0 | 0 | 0 | 0 | 0 | 0
IL Fac. Spec. - NOX Rate Summer v3.1, Unit 1489 and retrofits | 658 | 7305 | Rate Constraint in lbs/MMBtu | FALSE | L | Annual | Net Emissions Allowance Position | Thousand Tons | 0.018369 | 0.01831 | 0.018244 | 0.011382 | 0 | 0 | 0
IL Fac. Spec. - NOX Rate Summer v3.1, Unit 1489 and retrofits | 658 | 7305 | Rate Constraint in lbs/MMBtu | FALSE | L | Annual | Fuel Consumed | TBtu | 3.0615 | 3.0516 | 3.0406 | 1.8969 | 0 | 0 | 0
IL Fac. Spec. - NOX Rate Summer v3.1, Unit 1489 and retrofits | 658 | 7305 | Rate Constraint in lbs/MMBtu | FALSE | L | Annual | Rate | lb/MMBtu | 0.012 | 0.012 | 0.012 | 0.012 | 0 | 0 | 0
IL Fac. Spec. - NOX Rate Summer v3.1, Unit 1489 and retrofits | 658 | 7305 | Rate Constraint in lbs/MMBtu | FALSE | L | Annual | Generation | TWh | 0.41755 | 0.4162 | 0.4147 | 0.25872 | 0 | 0 | 0
IL Fac. Spec. - NOX Rate Summer v3.1, Unit 1489 and retrofits | 658 | 7305 | Rate Constraint in lbs/MMBtu | FALSE | L | Annual | Qualifying Generation | TWh | 0.41755 | 0.4162 | 0.4147 | 0.25872 | 0 | 0 | 0
IL Fac. Spec. - NOX Rate Summer v3.1, Unit 1489 and retrofits | 658 | 7305 | Rate Constraint in lbs/MMBtu | FALSE | L | Annual | Rate | lb/MWh | 0.087984 | 0.087984 | 0.087984 | 0.087984 | 0 | 0 | 0
IL Fac. Spec. - NOX Rate Summer v3.1, Unit 1489 and retrofits | 658 | 7305 | Rate Constraint in lbs/MMBtu | FALSE | L | Annual | Constraint Shadow Price | US2022$/Ton | 0 | 0 | 0 | 0 | 0 | 0 | 0
IL Fac. Spec. - NOX Rate Summer v3.1, Unit 1490 and retrofits | 659 | 7305 | Rate Constraint in lbs/MMBtu | FALSE | L | Annual | Seasons Included | Seasons | Summer | Summer | Summer | Summer | Summer | Summer | Summer
IL Fac. Spec. - NOX Rate Summer v3.1, Unit 1490 and retrofits | 659 | 7305 | Rate Constraint in lbs/MMBtu | FALSE | L | Annual | Standard NOX | lb/MMBtu | 0.25 | 0.25 | 0.25 | 0.25 | 0.25 | 0.25 | 0.25
IL Fac. Spec. - NOX Rate Summer v3.1, Unit 1490 and retrofits | 659 | 7305 | Rate Constraint in lbs/MMBtu | FALSE | L | Annual | Emissions at Affected Plants NOX | Thousand Tons | 0.018369 | 0.01831 | 0.018244 | 0.011382 | 0 | 0 | 0
IL Fac. Spec. - NOX Rate Summer v3.1, Unit 1490 and retrofits | 659 | 7305 | Rate Constraint in lbs/MMBtu | FALSE | L | Annual | Allowances Purchased NOX | Thousand Tons | 0 | 0 | 0 | 0 | 0 | 0 | 0
IL Fac. Spec. - NOX Rate Summer v3.1, Unit 1490 and retrofits | 659 | 7305 | Rate Constraint in lbs/MMBtu | FALSE | L | Annual | Allowances Sold NOX | Thousand Tons | 0 | 0 | 0 | 0 | 0 | 0 | 0
IL Fac. Spec. - NOX Rate Summer v3.1, Unit 1490 and retrofits | 659 | 7305 | Rate Constraint in lbs/MMBtu | FALSE | L | Annual | Allowances Banked | Thousand Tons | 0 | 0 | 0 | 0 | 0 | 0 | 0
IL Fac. Spec. - NOX Rate Summer v3.1, Unit 1490 and retrofits | 659 | 7305 | Rate Constraint in lbs/MMBtu | FALSE | L | Annual | Allowances Withdrawn (1:1) | Thousand Tons | 0 | 0 | 0 | 0 | 0 | 0 | 0
IL Fac. Spec. - NOX Rate Summer v3.1, Unit 1490 and retrofits | 659 | 7305 | Rate Constraint in lbs/MMBtu | FALSE | L | Annual | Allowances Withdrawn (n:1) | Thousand Tons | 0 | 0 | 0 | 0 | 0 | 0 | 0
IL Fac. Spec. - NOX Rate Summer v3.1, Unit 1490 and retrofits | 659 | 7305 | Rate Constraint in lbs/MMBtu | FALSE | L | Annual | Net Emissions Allowance Position | Thousand Tons | 0.018369 | 0.01831 | 0.018244 | 0.011382 | 0 | 0 | 0
IL Fac. Spec. - NOX Rate Summer v3.1, Unit 1490 and retrofits | 659 | 7305 | Rate Constraint in lbs/MMBtu | FALSE | L | Annual | Fuel Consumed | TBtu | 3.0615 | 3.0516 | 3.0406 | 1.8969 | 0 | 0 | 0
IL Fac. Spec. - NOX Rate Summer v3.1, Unit 1490 and retrofits | 659 | 7305 | Rate Constraint in lbs/MMBtu | FALSE | L | Annual | Rate | lb/MMBtu | 0.012 | 0.012 | 0.012 | 0.012 | 0 | 0 | 0
IL Fac. Spec. - NOX Rate Summer v3.1, Unit 1490 and retrofits | 659 | 7305 | Rate Constraint in lbs/MMBtu | FALSE | L | Annual | Generation | TWh | 0.41755 | 0.4162 | 0.4147 | 0.25872 | 0 | 0 | 0
IL Fac. Spec. - NOX Rate Summer v3.1, Unit 1490 and retrofits | 659 | 7305 | Rate Constraint in lbs/MMBtu | FALSE | L | Annual | Qualifying Generation | TWh | 0.41755 | 0.4162 | 0.4147 | 0.25872 | 0 | 0 | 0
IL Fac. Spec. - NOX Rate Summer v3.1, Unit 1490 and retrofits | 659 | 7305 | Rate Constraint in lbs/MMBtu | FALSE | L | Annual | Rate | lb/MWh | 0.087984 | 0.087984 | 0.087984 | 0.087984 | 0 | 0 | 0
IL Fac. Spec. - NOX Rate Summer v3.1, Unit 1490 and retrofits | 659 | 7305 | Rate Constraint in lbs/MMBtu | FALSE | L | Annual | Constraint Shadow Price | US2022$/Ton | 0 | 0 | 0 | 0 | 0 | 0 | 0
IL Fac. Spec. - NOX Rate Summer v3.1, Unit 1491 and retrofits | 660 | 7305 | Rate Constraint in lbs/MMBtu | FALSE | L | Annual | Seasons Included | Seasons | Summer | Summer | Summer | Summer | Summer | Summer | Summer
IL Fac. Spec. - NOX Rate Summer v3.1, Unit 1491 and retrofits | 660 | 7305 | Rate Constraint in lbs/MMBtu | FALSE | L | Annual | Standard NOX | lb/MMBtu | 0.25 | 0.25 | 0.25 | 0.25 | 0.25 | 0.25 | 0.25
IL Fac. Spec. - NOX Rate Summer v3.1, Unit 1491 and retrofits | 660 | 7305 | Rate Constraint in lbs/MMBtu | FALSE | L | Annual | Emissions at Affected Plants NOX | Thousand Tons | 0.068911 | 0.068911 | 0.068911 | 0.032372 | 0 | 0 | 0
IL Fac. Spec. - NOX Rate Summer v3.1, Unit 1491 and retrofits | 660 | 7305 | Rate Constraint in lbs/MMBtu | FALSE | L | Annual | Allowances Purchased NOX | Thousand Tons | 0 | 0 | 0 | 0 | 0 | 0 | 0
IL Fac. Spec. - NOX Rate Summer v3.1, Unit 1491 and retrofits | 660 | 7305 | Rate Constraint in lbs/MMBtu | FALSE | L | Annual | Allowances Sold NOX | Thousand Tons | 0 | 0 | 0 | 0 | 0 | 0 | 0
IL Fac. Spec. - NOX Rate Summer v3.1, Unit 1491 and retrofits | 660 | 7305 | Rate Constraint in lbs/MMBtu | FALSE | L | Annual | Allowances Banked | Thousand Tons | 0 | 0 | 0 | 0 | 0 | 0 | 0
IL Fac. Spec. - NOX Rate Summer v3.1, Unit 1491 and retrofits | 660 | 7305 | Rate Constraint in lbs/MMBtu | FALSE | L | Annual | Allowances Withdrawn (1:1) | Thousand Tons | 0 | 0 | 0 | 0 | 0 | 0 | 0
IL Fac. Spec. - NOX Rate Summer v3.1, Unit 1491 and retrofits | 660 | 7305 | Rate Constraint in lbs/MMBtu | FALSE | L | Annual | Allowances Withdrawn (n:1) | Thousand Tons | 0 | 0 | 0 | 0 | 0 | 0 | 0
IL Fac. Spec. - NOX Rate Summer v3.1, Unit 1491 and retrofits | 660 | 7305 | Rate Constraint in lbs/MMBtu | FALSE | L | Annual | Net Emissions Allowance Position | Thousand Tons | 0.068911 | 0.068911 | 0.068911 | 0.032372 | 0 | 0 | 0
IL Fac. Spec. - NOX Rate Summer v3.1, Unit 1491 and retrofits | 660 | 7305 | Rate Constraint in lbs/MMBtu | FALSE | L | Annual | Fuel Consumed | TBtu | 12.5293 | 12.5293 | 12.5293 | 5.8859 | 0 | 0 | 0
IL Fac. Spec. - NOX Rate Summer v3.1, Unit 1491 and retrofits | 660 | 7305 | Rate Constraint in lbs/MMBtu | FALSE | L | Annual | Rate | lb/MMBtu | 0.011 | 0.011 | 0.011 | 0.011 | 0 | 0 | 0
IL Fac. Spec. - NOX Rate Summer v3.1, Unit 1491 and retrofits | 660 | 7305 | Rate Constraint in lbs/MMBtu | FALSE | L | Annual | Generation | TWh | 1.9669 | 1.9669 | 1.9669 | 0.924 | 0 | 0 | 0
IL Fac. Spec. - NOX Rate Summer v3.1, Unit 1491 and retrofits | 660 | 7305 | Rate Constraint in lbs/MMBtu | FALSE | L | Annual | Qualifying Generation | TWh | 1.9669 | 1.9669 | 1.9669 | 0.924 | 0 | 0 | 0
IL Fac. Spec. - NOX Rate Summer v3.1, Unit 1491 and retrofits | 660 | 7305 | Rate Constraint in lbs/MMBtu | FALSE | L | Annual | Rate | lb/MWh | 0.07007 | 0.07007 | 0.07007 | 0.07007 | 0 | 0 | 0
IL Fac. Spec. - NOX Rate Summer v3.1, Unit 1491 and retrofits | 660 | 7305 | Rate Constraint in lbs/MMBtu | FALSE | L | Annual | Constraint Shadow Price | US2022$/Ton | 0 | 0 | 0 | 0 | 0 | 0 | 0
IL Fac. Spec. - NOX Rate Summer v3.1, Unit 1492 and retrofits | 661 | 7305 | Rate Constraint in lbs/MMBtu | FALSE | L | Annual | Seasons Included | Seasons | Summer | Summer | Summer | Summer | Summer | Summer | Summer
IL Fac. Spec. - NOX Rate Summer v3.1, Unit 1492 and retrofits | 661 | 7305 | Rate Constraint in lbs/MMBtu | FALSE | L | Annual | Standard NOX | lb/MMBtu | 0.25 | 0.25 | 0.25 | 0.25 | 0.25 | 0.25 | 0.25
IL Fac. Spec. - NOX Rate Summer v3.1, Unit 1492 and retrofits | 661 | 7305 | Rate Constraint in lbs/MMBtu | FALSE | L | Annual | Emissions at Affected Plants NOX | Thousand Tons | 0.055383 | 0.068911 | 0.065406 | 0.032372 | 0 | 0 | 0
IL Fac. Spec. - NOX Rate Summer v3.1, Unit 1492 and retrofits | 661 | 7305 | Rate Constraint in lbs/MMBtu | FALSE | L | Annual | Allowances Purchased NOX | Thousand Tons | 0 | 0 | 0 | 0 | 0 | 0 | 0
IL Fac. Spec. - NOX Rate Summer v3.1, Unit 1492 and retrofits | 661 | 7305 | Rate Constraint in lbs/MMBtu | FALSE | L | Annual | Allowances Sold NOX | Thousand Tons | 0 | 0 | 0 | 0 | 0 | 0 | 0
IL Fac. Spec. - NOX Rate Summer v3.1, Unit 1492 and retrofits | 661 | 7305 | Rate Constraint in lbs/MMBtu | FALSE | L | Annual | Allowances Banked | Thousand Tons | 0 | 0 | 0 | 0 | 0 | 0 | 0
IL Fac. Spec. - NOX Rate Summer v3.1, Unit 1492 and retrofits | 661 | 7305 | Rate Constraint in lbs/MMBtu | FALSE | L | Annual | Allowances Withdrawn (1:1) | Thousand Tons | 0 | 0 | 0 | 0 | 0 | 0 | 0
IL Fac. Spec. - NOX Rate Summer v3.1, Unit 1492 and retrofits | 661 | 7305 | Rate Constraint in lbs/MMBtu | FALSE | L | Annual | Allowances Withdrawn (n:1) | Thousand Tons | 0 | 0 | 0 | 0 | 0 | 0 | 0
IL Fac. Spec. - NOX Rate Summer v3.1, Unit 1492 and retrofits | 661 | 7305 | Rate Constraint in lbs/MMBtu | FALSE | L | Annual | Net Emissions Allowance Position | Thousand Tons | 0.055383 | 0.068911 | 0.065406 | 0.032372 | 0 | 0 | 0
IL Fac. Spec. - NOX Rate Summer v3.1, Unit 1492 and retrofits | 661 | 7305 | Rate Constraint in lbs/MMBtu | FALSE | L | Annual | Fuel Consumed | TBtu | 10.0697 | 12.5293 | 11.892 | 5.8859 | 0 | 0 | 0
IL Fac. Spec. - NOX Rate Summer v3.1, Unit 1492 and retrofits | 661 | 7305 | Rate Constraint in lbs/MMBtu | FALSE | L | Annual | Rate | lb/MMBtu | 0.011 | 0.011 | 0.011 | 0.011 | 0 | 0 | 0
IL Fac. Spec. - NOX Rate Summer v3.1, Unit 1492 and retrofits | 661 | 7305 | Rate Constraint in lbs/MMBtu | FALSE | L | Annual | Generation | TWh | 1.5808 | 1.9669 | 1.8669 | 0.924 | 0 | 0 | 0
IL Fac. Spec. - NOX Rate Summer v3.1, Unit 1492 and retrofits | 661 | 7305 | Rate Constraint in lbs/MMBtu | FALSE | L | Annual | Qualifying Generation | TWh | 1.5808 | 1.9669 | 1.8669 | 0.924 | 0 | 0 | 0
IL Fac. Spec. - NOX Rate Summer v3.1, Unit 1492 and retrofits | 661 | 7305 | Rate Constraint in lbs/MMBtu | FALSE | L | Annual | Rate | lb/MWh | 0.07007 | 0.07007 | 0.07007 | 0.07007 | 0 | 0 | 0
IL Fac. Spec. - NOX Rate Summer v3.1, Unit 1492 and retrofits | 661 | 7305 | Rate Constraint in lbs/MMBtu | FALSE | L | Annual | Constraint Shadow Price | US2022$/Ton | 0 | 0 | 0 | 0 | 0 | 0 | 0
IL Fac. Spec. - NOX Rate Summer v3.1, Unit 1494 and retrofits | 662 | 7305 | Rate Constraint in lbs/MMBtu | FALSE | L | Annual | Seasons Included | Seasons | Summer | Summer | Summer | Summer | Summer | Summer | Summer
IL Fac. Spec. - NOX Rate Summer v3.1, Unit 1494 and retrofits | 662 | 7305 | Rate Constraint in lbs/MMBtu | FALSE | L | Annual | Standard NOX | lb/MMBtu | 0.25 | 0.25 | 0.25 | 0.25 | 0.25 | 0.25 | 0.25
IL Fac. Spec. - NOX Rate Summer v3.1, Unit 1494 and retrofits | 662 | 7305 | Rate Constraint in lbs/MMBtu | FALSE | L | Annual | Emissions at Affected Plants NOX | Thousand Tons | 0.032861 | 0.032755 | 0.032637 | 0.020361 | 0 | 0 | 0
IL Fac. Spec. - NOX Rate Summer v3.1, Unit 1494 and retrofits | 662 | 7305 | Rate Constraint in lbs/MMBtu | FALSE | L | Annual | Allowances Purchased NOX | Thousand Tons | 0 | 0 | 0 | 0 | 0 | 0 | 0
IL Fac. Spec. - NOX Rate Summer v3.1, Unit 1494 and retrofits | 662 | 7305 | Rate Constraint in lbs/MMBtu | FALSE | L | Annual | Allowances Sold NOX | Thousand Tons | 0 | 0 | 0 | 0 | 0 | 0 | 0
IL Fac. Spec. - NOX Rate Summer v3.1, Unit 1494 and retrofits | 662 | 7305 | Rate Constraint in lbs/MMBtu | FALSE | L | Annual | Allowances Banked | Thousand Tons | 0 | 0 | 0 | 0 | 0 | 0 | 0
IL Fac. Spec. - NOX Rate Summer v3.1, Unit 1494 and retrofits | 662 | 7305 | Rate Constraint in lbs/MMBtu | FALSE | L | Annual | Allowances Withdrawn (1:1) | Thousand Tons | 0 | 0 | 0 | 0 | 0 | 0 | 0
IL Fac. Spec. - NOX Rate Summer v3.1, Unit 1494 and retrofits | 662 | 7305 | Rate Constraint in lbs/MMBtu | FALSE | L | Annual | Allowances Withdrawn (n:1) | Thousand Tons | 0 | 0 | 0 | 0 | 0 | 0 | 0
IL Fac. Spec. - NOX Rate Summer v3.1, Unit 1494 and retrofits | 662 | 7305 | Rate Constraint in lbs/MMBtu | FALSE | L | Annual | Net Emissions Allowance Position | Thousand Tons | 0.032861 | 0.032755 | 0.032637 | 0.020361 | 0 | 0 | 0
IL Fac. Spec. - NOX Rate Summer v3.1, Unit 1494 and retrofits | 662 | 7305 | Rate Constraint in lbs/MMBtu | FALSE | L | Annual | Fuel Consumed | TBtu | 0.77459 | 0.77209 | 0.7693 | 0.47995 | 0 | 0 | 0
IL Fac. Spec. - NOX Rate Summer v3.1, Unit 1494 and retrofits | 662 | 7305 | Rate Constraint in lbs/MMBtu | FALSE | L | Annual | Rate | lb/MMBtu | 0.084848 | 0.084848 | 0.084848 | 0.084848 | 0 | 0 | 0
IL Fac. Spec. - NOX Rate Summer v3.1, Unit 1494 and retrofits | 662 | 7305 | Rate Constraint in lbs/MMBtu | FALSE | L | Annual | Generation | TWh | 0.10936 | 0.10901 | 0.10861 | 0.06776 | 0 | 0 | 0
IL Fac. Spec. - NOX Rate Summer v3.1, Unit 1494 and retrofits | 662 | 7305 | Rate Constraint in lbs/MMBtu | FALSE | L | Annual | Qualifying Generation | TWh | 0.10936 | 0.10901 | 0.10861 | 0.06776 | 0 | 0 | 0
IL Fac. Spec. - NOX Rate Summer v3.1, Unit 1494 and retrofits | 662 | 7305 | Rate Constraint in lbs/MMBtu | FALSE | L | Annual | Rate | lb/MWh | 0.60098 | 0.60098 | 0.60098 | 0.60098 | 0 | 0 | 0
IL Fac. Spec. - NOX Rate Summer v3.1, Unit 1494 and retrofits | 662 | 7305 | Rate Constraint in lbs/MMBtu | FALSE | L | Annual | Constraint Shadow Price | US2022$/Ton | 0 | 0 | 0 | 0 | 0 | 0 | 0
IL Fac. Spec. - NOX Rate Summer v3.1, Unit 1495 and retrofits | 663 | 7305 | Rate Constraint in lbs/MMBtu | FALSE | L | Annual | Seasons Included | Seasons | Summer | Summer | Summer | Summer | Summer | Summer | Summer
IL Fac. Spec. - NOX Rate Summer v3.1, Unit 1495 and retrofits | 663 | 7305 | Rate Constraint in lbs/MMBtu | FALSE | L | Annual | Standard NOX | lb/MMBtu | 0.25 | 0.25 | 0.25 | 0.25 | 0.25 | 0.25 | 0.25
IL Fac. Spec. - NOX Rate Summer v3.1, Unit 1495 and retrofits | 663 | 7305 | Rate Constraint in lbs/MMBtu | FALSE | L | Annual | Emissions at Affected Plants NOX | Thousand Tons | 0.032861 | 0.032755 | 0.032637 | 0.020361 | 0 | 0 | 0
IL Fac. Spec. - NOX Rate Summer v3.1, Unit 1495 and retrofits | 663 | 7305 | Rate Constraint in lbs/MMBtu | FALSE | L | Annual | Allowances Purchased NOX | Thousand Tons | 0 | 0 | 0 | 0 | 0 | 0 | 0
IL Fac. Spec. - NOX Rate Summer v3.1, Unit 1495 and retrofits | 663 | 7305 | Rate Constraint in lbs/MMBtu | FALSE | L | Annual | Allowances Sold NOX | Thousand Tons | 0 | 0 | 0 | 0 | 0 | 0 | 0
IL Fac. Spec. - NOX Rate Summer v3.1, Unit 1495 and retrofits | 663 | 7305 | Rate Constraint in lbs/MMBtu | FALSE | L | Annual | Allowances Banked | Thousand Tons | 0 | 0 | 0 | 0 | 0 | 0 | 0
IL Fac. Spec. - NOX Rate Summer v3.1, Unit 1495 and retrofits | 663 | 7305 | Rate Constraint in lbs/MMBtu | FALSE | L | Annual | Allowances Withdrawn (1:1) | Thousand Tons | 0 | 0 | 0 | 0 | 0 | 0 | 0
IL Fac. Spec. - NOX Rate Summer v3.1, Unit 1495 and retrofits | 663 | 7305 | Rate Constraint in lbs/MMBtu | FALSE | L | Annual | Allowances Withdrawn (n:1) | Thousand Tons | 0 | 0 | 0 | 0 | 0 | 0 | 0
IL Fac. Spec. - NOX Rate Summer v3.1, Unit 1495 and retrofits | 663 | 7305 | Rate Constraint in lbs/MMBtu | FALSE | L | Annual | Net Emissions Allowance Position | Thousand Tons | 0.032861 | 0.032755 | 0.032637 | 0.020361 | 0 | 0 | 0
IL Fac. Spec. - NOX Rate Summer v3.1, Unit 1495 and retrofits | 663 | 7305 | Rate Constraint in lbs/MMBtu | FALSE | L | Annual | Fuel Consumed | TBtu | 0.77459 | 0.77209 | 0.7693 | 0.47995 | 0 | 0 | 0
IL Fac. Spec. - NOX Rate Summer v3.1, Unit 1495 and retrofits | 663 | 7305 | Rate Constraint in lbs/MMBtu | FALSE | L | Annual | Rate | lb/MMBtu | 0.084848 | 0.084848 | 0.084848 | 0.084848 | 0 | 0 | 0
IL Fac. Spec. - NOX Rate Summer v3.1, Unit 1495 and retrofits | 663 | 7305 | Rate Constraint in lbs/MMBtu | FALSE | L | Annual | Generation | TWh | 0.10936 | 0.10901 | 0.10861 | 0.06776 | 0 | 0 | 0
IL Fac. Spec. - NOX Rate Summer v3.1, Unit 1495 and retrofits | 663 | 7305 | Rate Constraint in lbs/MMBtu | FALSE | L | Annual | Qualifying Generation | TWh | 0.10936 | 0.10901 | 0.10861 | 0.06776 | 0 | 0 | 0
IL Fac. Spec. - NOX Rate Summer v3.1, Unit 1495 and retrofits | 663 | 7305 | Rate Constraint in lbs/MMBtu | FALSE | L | Annual | Rate | lb/MWh | 0.60098 | 0.60098 | 0.60098 | 0.60098 | 0 | 0 | 0
IL Fac. Spec. - NOX Rate Summer v3.1, Unit 1495 and retrofits | 663 | 7305 | Rate Constraint in lbs/MMBtu | FALSE | L | Annual | Constraint Shadow Price | US2022$/Ton | 0 | 0 | 0 | 0 | 0 | 0 | 0
IL Fac. Spec. - NOX Rate Summer v3.1, Unit 1496 and retrofits | 664 | 7305 | Rate Constraint in lbs/MMBtu | FALSE | L | Annual | Seasons Included | Seasons | Summer | Summer | Summer | Summer | Summer | Summer | Summer
IL Fac. Spec. - NOX Rate Summer v3.1, Unit 1496 and retrofits | 664 | 7305 | Rate Constraint in lbs/MMBtu | FALSE | L | Annual | Standard NOX | lb/MMBtu | 0.25 | 0.25 | 0.25 | 0.25 | 0.25 | 0.25 | 0.25
IL Fac. Spec. - NOX Rate Summer v3.1, Unit 1496 and retrofits | 664 | 7305 | Rate Constraint in lbs/MMBtu | FALSE | L | Annual | Emissions at Affected Plants NOX | Thousand Tons | 0.032861 | 0.032755 | 0.032637 | 0.020361 | 0 | 0 | 0
IL Fac. Spec. - NOX Rate Summer v3.1, Unit 1496 and retrofits | 664 | 7305 | Rate Constraint in lbs/MMBtu | FALSE | L | Annual | Allowances Purchased NOX | Thousand Tons | 0 | 0 | 0 | 0 | 0 | 0 | 0
IL Fac. Spec. - NOX Rate Summer v3.1, Unit 1496 and retrofits | 664 | 7305 | Rate Constraint in lbs/MMBtu | FALSE | L | Annual | Allowances Sold NOX | Thousand Tons | 0 | 0 | 0 | 0 | 0 | 0 | 0
IL Fac. Spec. - NOX Rate Summer v3.1, Unit 1496 and retrofits | 664 | 7305 | Rate Constraint in lbs/MMBtu | FALSE | L | Annual | Allowances Banked | Thousand Tons | 0 | 0 | 0 | 0 | 0 | 0 | 0
IL Fac. Spec. - NOX Rate Summer v3.1, Unit 1496 and retrofits | 664 | 7305 | Rate Constraint in lbs/MMBtu | FALSE | L | Annual | Allowances Withdrawn (1:1) | Thousand Tons | 0 | 0 | 0 | 0 | 0 | 0 | 0
IL Fac. Spec. - NOX Rate Summer v3.1, Unit 1496 and retrofits | 664 | 7305 | Rate Constraint in lbs/MMBtu | FALSE | L | Annual | Allowances Withdrawn (n:1) | Thousand Tons | 0 | 0 | 0 | 0 | 0 | 0 | 0
IL Fac. Spec. - NOX Rate Summer v3.1, Unit 1496 and retrofits | 664 | 7305 | Rate Constraint in lbs/MMBtu | FALSE | L | Annual | Net Emissions Allowance Position | Thousand Tons | 0.032861 | 0.032755 | 0.032637 | 0.020361 | 0 | 0 | 0
IL Fac. Spec. - NOX Rate Summer v3.1, Unit 1496 and retrofits | 664 | 7305 | Rate Constraint in lbs/MMBtu | FALSE | L | Annual | Fuel Consumed | TBtu | 0.77459 | 0.77209 | 0.7693 | 0.47995 | 0 | 0 | 0
IL Fac. Spec. - NOX Rate Summer v3.1, Unit 1496 and retrofits | 664 | 7305 | Rate Constraint in lbs/MMBtu | FALSE | L | Annual | Rate | lb/MMBtu | 0.084848 | 0.084848 | 0.084848 | 0.084848 | 0 | 0 | 0
IL Fac. Spec. - NOX Rate Summer v3.1, Unit 1496 and retrofits | 664 | 7305 | Rate Constraint in lbs/MMBtu | FALSE | L | Annual | Generation | TWh | 0.10936 | 0.10901 | 0.10861 | 0.06776 | 0 | 0 | 0
IL Fac. Spec. - NOX Rate Summer v3.1, Unit 1496 and retrofits | 664 | 7305 | Rate Constraint in lbs/MMBtu | FALSE | L | Annual | Qualifying Generation | TWh | 0.10936 | 0.10901 | 0.10861 | 0.06776 | 0 | 0 | 0
IL Fac. Spec. - NOX Rate Summer v3.1, Unit 1496 and retrofits | 664 | 7305 | Rate Constraint in lbs/MMBtu | FALSE | L | Annual | Rate | lb/MWh | 0.60098 | 0.60098 | 0.60098 | 0.60098 | 0 | 0 | 0
IL Fac. Spec. - NOX Rate Summer v3.1, Unit 1496 and retrofits | 664 | 7305 | Rate Constraint in lbs/MMBtu | FALSE | L | Annual | Constraint Shadow Price | US2022$/Ton | 0 | 0 | 0 | 0 | 0 | 0 | 0
IL Fac. Spec. - NOX Rate Summer v3.1, Unit 1497 and retrofits | 665 | 7305 | Rate Constraint in lbs/MMBtu | FALSE | L | Annual | Seasons Included | Seasons | Summer | Summer | Summer | Summer | Summer | Summer | Summer
IL Fac. Spec. - NOX Rate Summer v3.1, Unit 1497 and retrofits | 665 | 7305 | Rate Constraint in lbs/MMBtu | FALSE | L | Annual | Standard NOX | lb/MMBtu | 0.25 | 0.25 | 0.25 | 0.25 | 0.25 | 0.25 | 0.25
IL Fac. Spec. - NOX Rate Summer v3.1, Unit 1497 and retrofits | 665 | 7305 | Rate Constraint in lbs/MMBtu | FALSE | L | Annual | Emissions at Affected Plants NOX | Thousand Tons | 0.046305 | 0.046155 | 0.045989 | 0.028691 | 0.0020281 | 0.0074121 | 0.0046249
IL Fac. Spec. - NOX Rate Summer v3.1, Unit 1497 and retrofits | 665 | 7305 | Rate Constraint in lbs/MMBtu | FALSE | L | Annual | Allowances Purchased NOX | Thousand Tons | 0 | 0 | 0 | 0 | 0 | 0 | 0
IL Fac. Spec. - NOX Rate Summer v3.1, Unit 1497 and retrofits | 665 | 7305 | Rate Constraint in lbs/MMBtu | FALSE | L | Annual | Allowances Sold NOX | Thousand Tons | 0 | 0 | 0 | 0 | 0 | 0 | 0
IL Fac. Spec. - NOX Rate Summer v3.1, Unit 1497 and retrofits | 665 | 7305 | Rate Constraint in lbs/MMBtu | FALSE | L | Annual | Allowances Banked | Thousand Tons | 0 | 0 | 0 | 0 | 0 | 0 | 0
IL Fac. Spec. - NOX Rate Summer v3.1, Unit 1497 and retrofits | 665 | 7305 | Rate Constraint in lbs/MMBtu | FALSE | L | Annual | Allowances Withdrawn (1:1) | Thousand Tons | 0 | 0 | 0 | 0 | 0 | 0 | 0
IL Fac. Spec. - NOX Rate Summer v3.1, Unit 1497 and retrofits | 665 | 7305 | Rate Constraint in lbs/MMBtu | FALSE | L | Annual | Allowances Withdrawn (n:1) | Thousand Tons | 0 | 0 | 0 | 0 | 0 | 0 | 0
IL Fac. Spec. - NOX Rate Summer v3.1, Unit 1497 and retrofits | 665 | 7305 | Rate Constraint in lbs/MMBtu | FALSE | L | Annual | Net Emissions Allowance Position | Thousand Tons | 0.046305 | 0.046155 | 0.045989 | 0.028691 | 0.0020281 | 0.0074121 | 0.0046249
IL Fac. Spec. - NOX Rate Summer v3.1, Unit 1497 and retrofits | 665 | 7305 | Rate Constraint in lbs/MMBtu | FALSE | L | Annual | Fuel Consumed | TBtu | 1.0915 | 1.0879 | 1.084 | 0.67629 | 0.047805 | 0.17472 | 0.10902
IL Fac. Spec. - NOX Rate Summer v3.1, Unit 1497 and retrofits | 665 | 7305 | Rate Constraint in lbs/MMBtu | FALSE | L | Annual | Rate | lb/MMBtu | 0.084848 | 0.084848 | 0.084848 | 0.084848 | 0.084848 | 0.084848 | 0.084848
IL Fac. Spec. - NOX Rate Summer v3.1, Unit 1497 and retrofits | 665 | 7305 | Rate Constraint in lbs/MMBtu | FALSE | L | Annual | Generation | TWh | 0.1541 | 0.1536 | 0.15305 | 0.09548 | 0.0067492 | 0.024667 | 0.015391
IL Fac. Spec. - NOX Rate Summer v3.1, Unit 1497 and retrofits | 665 | 7305 | Rate Constraint in lbs/MMBtu | FALSE | L | Annual | Qualifying Generation | TWh | 0.1541 | 0.1536 | 0.15305 | 0.09548 | 0.0067492 | 0.024667 | 0.015391
IL Fac. Spec. - NOX Rate Summer v3.1, Unit 1497 and retrofits | 665 | 7305 | Rate Constraint in lbs/MMBtu | FALSE | L | Annual | Rate | lb/MWh | 0.60098 | 0.60098 | 0.60098 | 0.60098 | 0.60098 | 0.60098 | 0.60098
IL Fac. Spec. - NOX Rate Summer v3.1, Unit 1497 and retrofits | 665 | 7305 | Rate Constraint in lbs/MMBtu | FALSE | L | Annual | Constraint Shadow Price | US2022$/Ton | 0 | 0 | 0 | 0 | 0 | 0 | 0
IL Fac. Spec. - NOX Rate Summer v3.1, Unit 1498 and retrofits | 666 | 7305 | Rate Constraint in lbs/MMBtu | FALSE | L | Annual | Seasons Included | Seasons | Summer | Summer | Summer | Summer | Summer | Summer | Summer
IL Fac. Spec. - NOX Rate Summer v3.1, Unit 1498 and retrofits | 666 | 7305 | Rate Constraint in lbs/MMBtu | FALSE | L | Annual | Standard NOX | lb/MMBtu | 0.25 | 0.25 | 0.25 | 0.25 | 0.25 | 0.25 | 0.25
IL Fac. Spec. - NOX Rate Summer v3.1, Unit 1498 and retrofits | 666 | 7305 | Rate Constraint in lbs/MMBtu | FALSE | L | Annual | Emissions at Affected Plants NOX | Thousand Tons | 0.069715 | 0.069715 | 0.069715 | 0.039623 | 0.00053891 | 0.0011485 | 0.0011485
IL Fac. Spec. - NOX Rate Summer v3.1, Unit 1498 and retrofits | 666 | 7305 | Rate Constraint in lbs/MMBtu | FALSE | L | Annual | Allowances Purchased NOX | Thousand Tons | 0 | 0 | 0 | 0 | 0 | 0 | 0
IL Fac. Spec. - NOX Rate Summer v3.1, Unit 1498 and retrofits | 666 | 7305 | Rate Constraint in lbs/MMBtu | FALSE | L | Annual | Allowances Sold NOX | Thousand Tons | 0 | 0 | 0 | 0 | 0 | 0 | 0
IL Fac. Spec. - NOX Rate Summer v3.1, Unit 1498 and retrofits | 666 | 7305 | Rate Constraint in lbs/MMBtu | FALSE | L | Annual | Allowances Banked | Thousand Tons | 0 | 0 | 0 | 0 | 0 | 0 | 0
IL Fac. Spec. - NOX Rate Summer v3.1, Unit 1498 and retrofits | 666 | 7305 | Rate Constraint in lbs/MMBtu | FALSE | L | Annual | Allowances Withdrawn (1:1) | Thousand Tons | 0 | 0 | 0 | 0 | 0 | 0 | 0
IL Fac. Spec. - NOX Rate Summer v3.1, Unit 1498 and retrofits | 666 | 7305 | Rate Constraint in lbs/MMBtu | FALSE | L | Annual | Allowances Withdrawn (n:1) | Thousand Tons | 0 | 0 | 0 | 0 | 0 | 0 | 0
IL Fac. Spec. - NOX Rate Summer v3.1, Unit 1498 and retrofits | 666 | 7305 | Rate Constraint in lbs/MMBtu | FALSE | L | Annual | Net Emissions Allowance Position | Thousand Tons | 0.069715 | 0.069715 | 0.069715 | 0.039623 | 0.00053891 | 0.0011485 | 0.0011485
IL Fac. Spec. - NOX Rate Summer v3.1, Unit 1498 and retrofits | 666 | 7305 | Rate Constraint in lbs/MMBtu | FALSE | L | Annual | Fuel Consumed | TBtu | 12.6755 | 12.6755 | 12.6755 | 7.2042 | 0.097985 | 0.20882 | 0.20882
IL Fac. Spec. - NOX Rate Summer v3.1, Unit 1498 and retrofits | 666 | 7305 | Rate Constraint in lbs/MMBtu | FALSE | L | Annual | Rate | lb/MMBtu | 0.011 | 0.011 | 0.011 | 0.011 | 0.011 | 0.011 | 0.011
IL Fac. Spec. - NOX Rate Summer v3.1, Unit 1498 and retrofits | 666 | 7305 | Rate Constraint in lbs/MMBtu | FALSE | L | Annual | Generation | TWh | 1.9899 | 1.9899 | 1.9899 | 1.131 | 0.015382 | 0.032782 | 0.032782
IL Fac. Spec. - NOX Rate Summer v3.1, Unit 1498 and retrofits | 666 | 7305 | Rate Constraint in lbs/MMBtu | FALSE | L | Annual | Qualifying Generation | TWh | 1.9899 | 1.9899 | 1.9899 | 1.131 | 0.015382 | 0.032782 | 0.032782
IL Fac. Spec. - NOX Rate Summer v3.1, Unit 1498 and retrofits | 666 | 7305 | Rate Constraint in lbs/MMBtu | FALSE | L | Annual | Rate | lb/MWh | 0.07007 | 0.07007 | 0.07007 | 0.07007 | 0.07007 | 0.07007 | 0.07007
IL Fac. Spec. - NOX Rate Summer v3.1, Unit 1498 and retrofits | 666 | 7305 | Rate Constraint in lbs/MMBtu | FALSE | L | Annual | Constraint Shadow Price | US2022$/Ton | 0 | 0 | 0 | 0 | 0 | 0 | 0
IL Fac. Spec. - NOX Rate Summer v3.1, Unit 1499 and retrofits | 667 | 7305 | Rate Constraint in lbs/MMBtu | FALSE | L | Annual | Seasons Included | Seasons | Summer | Summer | Summer | Summer | Summer | Summer | Summer
IL Fac. Spec. - NOX Rate Summer v3.1, Unit 1499 and retrofits | 667 | 7305 | Rate Constraint in lbs/MMBtu | FALSE | L | Annual | Standard NOX | lb/MMBtu | 0.25 | 0.25 | 0.25 | 0.25 | 0.25 | 0.25 | 0.25
IL Fac. Spec. - NOX Rate Summer v3.1, Unit 1499 and retrofits | 667 | 7305 | Rate Constraint in lbs/MMBtu | FALSE | L | Annual | Emissions at Affected Plants NOX | Thousand Tons | 0.069715 | 0.069715 | 0.069715 | 0.039623 | 0 | 0 | 0
IL Fac. Spec. - NOX Rate Summer v3.1, Unit 1499 and retrofits | 667 | 7305 | Rate Constraint in lbs/MMBtu | FALSE | L | Annual | Allowances Purchased NOX | Thousand Tons | 0 | 0 | 0 | 0 | 0 | 0 | 0
IL Fac. Spec. - NOX Rate Summer v3.1, Unit 1499 and retrofits | 667 | 7305 | Rate Constraint in lbs/MMBtu | FALSE | L | Annual | Allowances Sold NOX | Thousand Tons | 0 | 0 | 0 | 0 | 0 | 0 | 0
IL Fac. Spec. - NOX Rate Summer v3.1, Unit 1499 and retrofits | 667 | 7305 | Rate Constraint in lbs/MMBtu | FALSE | L | Annual | Allowances Banked | Thousand Tons | 0 | 0 | 0 | 0 | 0 | 0 | 0
IL Fac. Spec. - NOX Rate Summer v3.1, Unit 1499 and retrofits | 667 | 7305 | Rate Constraint in lbs/MMBtu | FALSE | L | Annual | Allowances Withdrawn (1:1) | Thousand Tons | 0 | 0 | 0 | 0 | 0 | 0 | 0
IL Fac. Spec. - NOX Rate Summer v3.1, Unit 1499 and retrofits | 667 | 7305 | Rate Constraint in lbs/MMBtu | FALSE | L | Annual | Allowances Withdrawn (n:1) | Thousand Tons | 0 | 0 | 0 | 0 | 0 | 0 | 0
IL Fac. Spec. - NOX Rate Summer v3.1, Unit 1499 and retrofits | 667 | 7305 | Rate Constraint in lbs/MMBtu | FALSE | L | Annual | Net Emissions Allowance Position | Thousand Tons | 0.069715 | 0.069715 | 0.069715 | 0.039623 | 0 | 0 | 0
IL Fac. Spec. - NOX Rate Summer v3.1, Unit 1499 and retrofits | 667 | 7305 | Rate Constraint in lbs/MMBtu | FALSE | L | Annual | Fuel Consumed | TBtu | 12.6755 | 12.6755 | 12.6755 | 7.2042 | 0 | 0 | 0
IL Fac. Spec. - NOX Rate Summer v3.1, Unit 1499 and retrofits | 667 | 7305 | Rate Constraint in lbs/MMBtu | FALSE | L | Annual | Rate | lb/MMBtu | 0.011 | 0.011 | 0.011 | 0.011 | 0 | 0 | 0
IL Fac. Spec. - NOX Rate Summer v3.1, Unit 1499 and retrofits | 667 | 7305 | Rate Constraint in lbs/MMBtu | FALSE | L | Annual | Generation | TWh | 1.9899 | 1.9899 | 1.9899 | 1.131 | 0 | 0 | 0
IL Fac. Spec. - NOX Rate Summer v3.1, Unit 1499 and retrofits | 667 | 7305 | Rate Constraint in lbs/MMBtu | FALSE | L | Annual | Qualifying Generation | TWh | 1.9899 | 1.9899 | 1.9899 | 1.131 | 0 | 0 | 0
IL Fac. Spec. - NOX Rate Summer v3.1, Unit 1499 and retrofits | 667 | 7305 | Rate Constraint in lbs/MMBtu | FALSE | L | Annual | Rate | lb/MWh | 0.07007 | 0.07007 | 0.07007 | 0.07007 | 0 | 0 | 0
IL Fac. Spec. - NOX Rate Summer v3.1, Unit 1499 and retrofits | 667 | 7305 | Rate Constraint in lbs/MMBtu | FALSE | L | Annual | Constraint Shadow Price | US2022$/Ton | 0 | 0 | 0 | 0 | 0 | 0 | 0
IL Fac. Spec. - NOX Rate Summer v3.1, Unit 1637 and retrofits | 668 | 7305 | Rate Constraint in lbs/MMBtu | FALSE | L | Annual | Seasons Included | Seasons | Summer | Summer | Summer | Summer | Summer | Summer | Summer
IL Fac. Spec. - NOX Rate Summer v3.1, Unit 1637 and retrofits | 668 | 7305 | Rate Constraint in lbs/MMBtu | FALSE | L | Annual | Standard NOX | lb/MMBtu | 0.25 | 0.25 | 0.25 | 0.25 | 0.25 | 0.25 | 0.25
IL Fac. Spec. - NOX Rate Summer v3.1, Unit 1637 and retrofits | 668 | 7305 | Rate Constraint in lbs/MMBtu | FALSE | L | Annual | Emissions at Affected Plants NOX | Thousand Tons | 0.017136 | 0.01713 | 0.017117 | 0.0046769 | 0 | 0 | 0
IL Fac. Spec. - NOX Rate Summer v3.1, Unit 1637 and retrofits | 668 | 7305 | Rate Constraint in lbs/MMBtu | FALSE | L | Annual | Allowances Purchased NOX | Thousand Tons | 0 | 0 | 0 | 0 | 0 | 0 | 0
IL Fac. Spec. - NOX Rate Summer v3.1, Unit 1637 and retrofits | 668 | 7305 | Rate Constraint in lbs/MMBtu | FALSE | L | Annual | Allowances Sold NOX | Thousand Tons | 0 | 0 | 0 | 0 | 0 | 0 | 0
IL Fac. Spec. - NOX Rate Summer v3.1, Unit 1637 and retrofits | 668 | 7305 | Rate Constraint in lbs/MMBtu | FALSE | L | Annual | Allowances Banked | Thousand Tons | 0 | 0 | 0 | 0 | 0 | 0 | 0
IL Fac. Spec. - NOX Rate Summer v3.1, Unit 1637 and retrofits | 668 | 7305 | Rate Constraint in lbs/MMBtu | FALSE | L | Annual | Allowances Withdrawn (1:1) | Thousand Tons | 0 | 0 | 0 | 0 | 0 | 0 | 0
IL Fac. Spec. - NOX Rate Summer v3.1, Unit 1637 and retrofits | 668 | 7305 | Rate Constraint in lbs/MMBtu | FALSE | L | Annual | Allowances Withdrawn (n:1) | Thousand Tons | 0 | 0 | 0 | 0 | 0 | 0 | 0
IL Fac. Spec. - NOX Rate Summer v3.1, Unit 1637 and retrofits | 668 | 7305 | Rate Constraint in lbs/MMBtu | FALSE | L | Annual | Net Emissions Allowance Position | Thousand Tons | 0.017136 | 0.01713 | 0.017117 | 0.0046769 | 0 | 0 | 0
IL Fac. Spec. - NOX Rate Summer v3.1, Unit 1637 and retrofits | 668 | 7305 | Rate Constraint in lbs/MMBtu | FALSE | L | Annual | Fuel Consumed | TBtu | 2.856 | 2.855 | 2.8529 | 0.77948 | 0 | 0 | 0
IL Fac. Spec. - NOX Rate Summer v3.1, Unit 1637 and retrofits | 668 | 7305 | Rate Constraint in lbs/MMBtu | FALSE | L | Annual | Rate | lb/MMBtu | 0.012 | 0.012 | 0.012 | 0.012 | 0 | 0 | 0
IL Fac. Spec. - NOX Rate Summer v3.1, Unit 1637 and retrofits | 668 | 7305 | Rate Constraint in lbs/MMBtu | FALSE | L | Annual | Generation | TWh | 0.37168 | 0.37155 | 0.37128 | 0.10144 | 0 | 0 | 0
IL Fac. Spec. - NOX Rate Summer v3.1, Unit 1637 and retrofits | 668 | 7305 | Rate Constraint in lbs/MMBtu | FALSE | L | Annual | Qualifying Generation | TWh | 0.37168 | 0.37155 | 0.37128 | 0.10144 | 0 | 0 | 0
IL Fac. Spec. - NOX Rate Summer v3.1, Unit 1637 and retrofits | 668 | 7305 | Rate Constraint in lbs/MMBtu | FALSE | L | Annual | Rate | lb/MWh | 0.092208 | 0.092208 | 0.092208 | 0.092208 | 0 | 0 | 0
IL Fac. Spec. - NOX Rate Summer v3.1, Unit 1637 and retrofits | 668 | 7305 | Rate Constraint in lbs/MMBtu | FALSE | L | Annual | Constraint Shadow Price | US2022$/Ton | 0 | 0 | 0 | 0 | 0 | 0 | 0
IL Fac. Spec. - NOX Rate Summer v3.1, Unit 1638 and retrofits | 669 | 7305 | Rate Constraint in lbs/MMBtu | FALSE | L | Annual | Seasons Included | Seasons | Summer | Summer | Summer | Summer | Summer | Summer | Summer
IL Fac. Spec. - NOX Rate Summer v3.1, Unit 1638 and retrofits | 669 | 7305 | Rate Constraint in lbs/MMBtu | FALSE | L | Annual | Standard NOX | lb/MMBtu | 0.25 | 0.25 | 0.25 | 0.25 | 0.25 | 0.25 | 0.25
IL Fac. Spec. - NOX Rate Summer v3.1, Unit 1638 and retrofits | 669 | 7305 | Rate Constraint in lbs/MMBtu | FALSE | L | Annual | Emissions at Affected Plants NOX | Thousand Tons | 0.016523 | 0.016517 | 0.0061943 | 0.0045095 | 0 | 0 | 0
IL Fac. Spec. - NOX Rate Summer v3.1, Unit 1638 and retrofits | 669 | 7305 | Rate Constraint in lbs/MMBtu | FALSE | L | Annual | Allowances Purchased NOX | Thousand Tons | 0 | 0 | 0 | 0 | 0 | 0 | 0
IL Fac. Spec. - NOX Rate Summer v3.1, Unit 1638 and retrofits | 669 | 7305 | Rate Constraint in lbs/MMBtu | FALSE | L | Annual | Allowances Sold NOX | Thousand Tons | 0 | 0 | 0 | 0 | 0 | 0 | 0
IL Fac. Spec. - NOX Rate Summer v3.1, Unit 1638 and retrofits | 669 | 7305 | Rate Constraint in lbs/MMBtu | FALSE | L | Annual | Allowances Banked | Thousand Tons | 0 | 0 | 0 | 0 | 0 | 0 | 0
IL Fac. Spec. - NOX Rate Summer v3.1, Unit 1638 and retrofits | 669 | 7305 | Rate Constraint in lbs/MMBtu | FALSE | L | Annual | Allowances Withdrawn (1:1) | Thousand Tons | 0 | 0 | 0 | 0 | 0 | 0 | 0
IL Fac. Spec. - NOX Rate Summer v3.1, Unit 1638 and retrofits | 669 | 7305 | Rate Constraint in lbs/MMBtu | FALSE | L | Annual | Allowances Withdrawn (n:1) | Thousand Tons | 0 | 0 | 0 | 0 | 0 | 0 | 0
IL Fac. Spec. - NOX Rate Summer v3.1, Unit 1638 and retrofits | 669 | 7305 | Rate Constraint in lbs/MMBtu | FALSE | L | Annual | Net Emissions Allowance Position | Thousand Tons | 0.016523 | 0.016517 | 0.0061943 | 0.0045095 | 0 | 0 | 0
IL Fac. Spec. - NOX Rate Summer v3.1, Unit 1638 and retrofits | 669 | 7305 | Rate Constraint in lbs/MMBtu | FALSE | L | Annual | Fuel Consumed | TBtu | 2.7538 | 2.7528 | 1.0324 | 0.75159 | 0 | 0 | 0
IL Fac. Spec. - NOX Rate Summer v3.1, Unit 1638 and retrofits | 669 | 7305 | Rate Constraint in lbs/MMBtu | FALSE | L | Annual | Rate | lb/MMBtu | 0.012 | 0.012 | 0.012 | 0.012 | 0 | 0 | 0
IL Fac. Spec. - NOX Rate Summer v3.1, Unit 1638 and retrofits | 669 | 7305 | Rate Constraint in lbs/MMBtu | FALSE | L | Annual | Generation | TWh | 0.35838 | 0.35825 | 0.13436 | 0.097812 | 0 | 0 | 0
IL Fac. Spec. - NOX Rate Summer v3.1, Unit 1638 and retrofits | 669 | 7305 | Rate Constraint in lbs/MMBtu | FALSE | L | Annual | Qualifying Generation | TWh | 0.35838 | 0.35825 | 0.13436 | 0.097812 | 0 | 0 | 0
IL Fac. Spec. - NOX Rate Summer v3.1, Unit 1638 and retrofits | 669 | 7305 | Rate Constraint in lbs/MMBtu | FALSE | L | Annual | Rate | lb/MWh | 0.092208 | 0.092208 | 0.092208 | 0.092208 | 0 | 0 | 0
IL Fac. Spec. - NOX Rate Summer v3.1, Unit 1638 and retrofits | 669 | 7305 | Rate Constraint in lbs/MMBtu | FALSE | L | Annual | Constraint Shadow Price | US2022$/Ton | 0 | 0 | 0 | 0 | 0 | 0 | 0
IL Fac. Spec. - NOX Rate Summer v3.1, Unit 1639 and retrofits | 670 | 7305 | Rate Constraint in lbs/MMBtu | FALSE | L | Annual | Seasons Included | Seasons | Summer | Summer | Summer | Summer | Summer | Summer | Summer
IL Fac. Spec. - NOX Rate Summer v3.1, Unit 1639 and retrofits | 670 | 7305 | Rate Constraint in lbs/MMBtu | FALSE | L | Annual | Standard NOX | lb/MMBtu | 0.25 | 0.25 | 0.25 | 0.25 | 0.25 | 0.25 | 0.25
IL Fac. Spec. - NOX Rate Summer v3.1, Unit 1639 and retrofits | 670 | 7305 | Rate Constraint in lbs/MMBtu | FALSE | L | Annual | Emissions at Affected Plants NOX | Thousand Tons | 0.03635 | 0.036337 | 0.0099604 | 0.0099209 | 0 | 0 | 0
IL Fac. Spec. - NOX Rate Summer v3.1, Unit 1639 and retrofits | 670 | 7305 | Rate Constraint in lbs/MMBtu | FALSE | L | Annual | Allowances Purchased NOX | Thousand Tons | 0 | 0 | 0 | 0 | 0 | 0 | 0
IL Fac. Spec. - NOX Rate Summer v3.1, Unit 1639 and retrofits | 670 | 7305 | Rate Constraint in lbs/MMBtu | FALSE | L | Annual | Allowances Sold NOX | Thousand Tons | 0 | 0 | 0 | 0 | 0 | 0 | 0
IL Fac. Spec. - NOX Rate Summer v3.1, Unit 1639 and retrofits | 670 | 7305 | Rate Constraint in lbs/MMBtu | FALSE | L | Annual | Allowances Banked | Thousand Tons | 0 | 0 | 0 | 0 | 0 | 0 | 0
IL Fac. Spec. - NOX Rate Summer v3.1, Unit 1639 and retrofits | 670 | 7305 | Rate Constraint in lbs/MMBtu | FALSE | L | Annual | Allowances Withdrawn (1:1) | Thousand Tons | 0 | 0 | 0 | 0 | 0 | 0 | 0
IL Fac. Spec. - NOX Rate Summer v3.1, Unit 1639 and retrofits | 670 | 7305 | Rate Constraint in lbs/MMBtu | FALSE | L | Annual | Allowances Withdrawn (n:1) | Thousand Tons | 0 | 0 | 0 | 0 | 0 | 0 | 0
IL Fac. Spec. - NOX Rate Summer v3.1, Unit 1639 and retrofits | 670 | 7305 | Rate Constraint in lbs/MMBtu | FALSE | L | Annual | Net Emissions Allowance Position | Thousand Tons | 0.03635 | 0.036337 | 0.0099604 | 0.0099209 | 0 | 0 | 0
IL Fac. Spec. - NOX Rate Summer v3.1, Unit 1639 and retrofits | 670 | 7305 | Rate Constraint in lbs/MMBtu | FALSE | L | Annual | Fuel Consumed | TBtu | 6.0584 | 6.0562 | 1.6601 | 1.6535 | 0 | 0 | 0
IL Fac. Spec. - NOX Rate Summer v3.1, Unit 1639 and retrofits | 670 | 7305 | Rate Constraint in lbs/MMBtu | FALSE | L | Annual | Rate | lb/MMBtu | 0.012 | 0.012 | 0.012 | 0.012 | 0 | 0 | 0
IL Fac. Spec. - NOX Rate Summer v3.1, Unit 1639 and retrofits | 670 | 7305 | Rate Constraint in lbs/MMBtu | FALSE | L | Annual | Generation | TWh | 0.78844 | 0.78816 | 0.21604 | 0.21519 | 0 | 0 | 0
IL Fac. Spec. - NOX Rate Summer v3.1, Unit 1639 and retrofits | 670 | 7305 | Rate Constraint in lbs/MMBtu | FALSE | L | Annual | Qualifying Generation | TWh | 0.78844 | 0.78816 | 0.21604 | 0.21519 | 0 | 0 | 0
IL Fac. Spec. - NOX Rate Summer v3.1, Unit 1639 and retrofits | 670 | 7305 | Rate Constraint in lbs/MMBtu | FALSE | L | Annual | Rate | lb/MWh | 0.092208 | 0.092208 | 0.092208 | 0.092208 | 0 | 0 | 0
IL Fac. Spec. - NOX Rate Summer v3.1, Unit 1639 and retrofits | 670 | 7305 | Rate Constraint in lbs/MMBtu | FALSE | L | Annual | Constraint Shadow Price | US2022$/Ton | 0 | 0 | 0 | 0 | 0 | 0 | 0
IL Fac. Spec. - NOX Rate Summer v3.1, Unit 1642 and retrofits | 671 | 7305 | Rate Constraint in lbs/MMBtu | FALSE | L | Annual | Seasons Included | Seasons | Summer | Summer | Summer | Summer | Summer | Summer | Summer
IL Fac. Spec. - NOX Rate Summer v3.1, Unit 1642 and retrofits | 671 | 7305 | Rate Constraint in lbs/MMBtu | FALSE | L | Annual | Standard NOX | lb/MMBtu | 0.25 | 0.25 | 0.25 | 0.25 | 0.25 | 0.25 | 0.25
IL Fac. Spec. - NOX Rate Summer v3.1, Unit 1642 and retrofits | 671 | 7305 | Rate Constraint in lbs/MMBtu | FALSE | L | Annual | Emissions at Affected Plants NOX | Thousand Tons | 0.0028078 | 0.00055725 | 0 | 0 | 0 | 0 | 0
IL Fac. Spec. - NOX Rate Summer v3.1, Unit 1642 and retrofits | 671 | 7305 | Rate Constraint in lbs/MMBtu | FALSE | L | Annual | Allowances Purchased NOX | Thousand Tons | 0 | 0 | 0 | 0 | 0 | 0 | 0
IL Fac. Spec. - NOX Rate Summer v3.1, Unit 1642 and retrofits | 671 | 7305 | Rate Constraint in lbs/MMBtu | FALSE | L | Annual | Allowances Sold NOX | Thousand Tons | 0 | 0 | 0 | 0 | 0 | 0 | 0
IL Fac. Spec. - NOX Rate Summer v3.1, Unit 1642 and retrofits | 671 | 7305 | Rate Constraint in lbs/MMBtu | FALSE | L | Annual | Allowances Banked | Thousand Tons | 0 | 0 | 0 | 0 | 0 | 0 | 0
IL Fac. Spec. - NOX Rate Summer v3.1, Unit 1642 and retrofits | 671 | 7305 | Rate Constraint in lbs/MMBtu | FALSE | L | Annual | Allowances Withdrawn (1:1) | Thousand Tons | 0 | 0 | 0 | 0 | 0 | 0 | 0
IL Fac. Spec. - NOX Rate Summer v3.1, Unit 1642 and retrofits | 671 | 7305 | Rate Constraint in lbs/MMBtu | FALSE | L | Annual | Allowances Withdrawn (n:1) | Thousand Tons | 0 | 0 | 0 | 0 | 0 | 0 | 0
IL Fac. Spec. - NOX Rate Summer v3.1, Unit 1642 and retrofits | 671 | 7305 | Rate Constraint in lbs/MMBtu | FALSE | L | Annual | Net Emissions Allowance Position | Thousand Tons | 0.0028078 | 0.00055725 | 0 | 0 | 0 | 0 | 0
IL Fac. Spec. - NOX Rate Summer v3.1, Unit 1642 and retrofits | 671 | 7305 | Rate Constraint in lbs/MMBtu | FALSE | L | Annual | Fuel Consumed | TBtu | 0.077616 | 0.015404 | 0 | 0 | 0 | 0 | 0
IL Fac. Spec. - NOX Rate Summer v3.1, Unit 1642 and retrofits | 671 | 7305 | Rate Constraint in lbs/MMBtu | FALSE | L | Annual | Rate | lb/MMBtu | 0.07235 | 0.07235 | 0 | 0 | 0 | 0 | 0
IL Fac. Spec. - NOX Rate Summer v3.1, Unit 1642 and retrofits | 671 | 7305 | Rate Constraint in lbs/MMBtu | FALSE | L | Annual | Generation | TWh | 0.0051744 | 0.001027 | 0 | 0 | 0 | 0 | 0
IL Fac. Spec. - NOX Rate Summer v3.1, Unit 1642 and retrofits | 671 | 7305 | Rate Constraint in lbs/MMBtu | FALSE | L | Annual | Qualifying Generation | TWh | 0.0051744 | 0.001027 | 0 | 0 | 0 | 0 | 0
IL Fac. Spec. - NOX Rate Summer v3.1, Unit 1642 and retrofits | 671 | 7305 | Rate Constraint in lbs/MMBtu | FALSE | L | Annual | Rate | lb/MWh | 1.0853 | 1.0853 | 0 | 0 | 0 | 0 | 0
IL Fac. Spec. - NOX Rate Summer v3.1, Unit 1642 and retrofits | 671 | 7305 | Rate Constraint in lbs/MMBtu | FALSE | L | Annual | Constraint Shadow Price | US2022$/Ton | 0 | 0 | 0 | 0 | 0 | 0 | 0
IL Fac. Spec. - NOX Rate Summer v3.1, Unit 1643 and retrofits | 672 | 7305 | Rate Constraint in lbs/MMBtu | FALSE | L | Annual | Seasons Included | Seasons | Summer | Summer | Summer | Summer | Summer | Summer | Summer
IL Fac. Spec. - NOX Rate Summer v3.1, Unit 1643 and retrofits | 672 | 7305 | Rate Constraint in lbs/MMBtu | FALSE | L | Annual | Standard NOX | lb/MMBtu | 0.25 | 0.25 | 0.25 | 0.25 | 0.25 | 0.25 | 0.25
IL Fac. Spec. - NOX Rate Summer v3.1, Unit 1643 and retrofits | 672 | 7305 | Rate Constraint in lbs/MMBtu | FALSE | L | Annual | Emissions at Affected Plants NOX | Thousand Tons | 0.0027806 | 0 | 0 | 0 | 0 | 0 | 0
IL Fac. Spec. - NOX Rate Summer v3.1, Unit 1643 and retrofits | 672 | 7305 | Rate Constraint in lbs/MMBtu | FALSE | L | Annual | Allowances Purchased NOX | Thousand Tons | 0 | 0 | 0 | 0 | 0 | 0 | 0
IL Fac. Spec. - NOX Rate Summer v3.1, Unit 1643 and retrofits | 672 | 7305 | Rate Constraint in lbs/MMBtu | FALSE | L | Annual | Allowances Sold NOX | Thousand Tons | 0 | 0 | 0 | 0 | 0 | 0 | 0
IL Fac. Spec. - NOX Rate Summer v3.1, Unit 1643 and retrofits | 672 | 7305 | Rate Constraint in lbs/MMBtu | FALSE | L | Annual | Allowances Banked | Thousand Tons | 0 | 0 | 0 | 0 | 0 | 0 | 0
IL Fac. Spec. - NOX Rate Summer v3.1, Unit 1643 and retrofits | 672 | 7305 | Rate Constraint in lbs/MMBtu | FALSE | L | Annual | Allowances Withdrawn (1:1) | Thousand Tons | 0 | 0 | 0 | 0 | 0 | 0 | 0
IL Fac. Spec. - NOX Rate Summer v3.1, Unit 1643 and retrofits | 672 | 7305 | Rate Constraint in lbs/MMBtu | FALSE | L | Annual | Allowances Withdrawn (n:1) | Thousand Tons | 0 | 0 | 0 | 0 | 0 | 0 | 0
IL Fac. Spec. - NOX Rate Summer v3.1, Unit 1643 and retrofits | 672 | 7305 | Rate Constraint in lbs/MMBtu | FALSE | L | Annual | Net Emissions Allowance Position | Thousand Tons | 0.0027806 | 0 | 0 | 0 | 0 | 0 | 0
IL Fac. Spec. - NOX Rate Summer v3.1, Unit 1643 and retrofits | 672 | 7305 | Rate Constraint in lbs/MMBtu | FALSE | L | Annual | Fuel Consumed | TBtu | 0.076652 | 0 | 0 | 0 | 0 | 0 | 0
IL Fac. Spec. - NOX Rate Summer v3.1, Unit 1643 and retrofits | 672 | 7305 | Rate Constraint in lbs/MMBtu | FALSE | L | Annual | Rate | lb/MMBtu | 0.07255 | 0 | 0 | 0 | 0 | 0 | 0
IL Fac. Spec. - NOX Rate Summer v3.1, Unit 1643 and retrofits | 672 | 7305 | Rate Constraint in lbs/MMBtu | FALSE | L | Annual | Generation | TWh | 0.0051101 | 0 | 0 | 0 | 0 | 0 | 0
IL Fac. Spec. - NOX Rate Summer v3.1, Unit 1643 and retrofits | 672 | 7305 | Rate Constraint in lbs/MMBtu | FALSE | L | Annual | Qualifying Generation | TWh | 0.0051101 | 0 | 0 | 0 | 0 | 0 | 0
IL Fac. Spec. - NOX Rate Summer v3.1, Unit 1643 and retrofits | 672 | 7305 | Rate Constraint in lbs/MMBtu | FALSE | L | Annual | Rate | lb/MWh | 1.0882 | 0 | 0 | 0 | 0 | 0 | 0
IL Fac. Spec. - NOX Rate Summer v3.1, Unit 1643 and retrofits | 672 | 7305 | Rate Constraint in lbs/MMBtu | FALSE | L | Annual | Constraint Shadow Price | US2022$/Ton | 0 | 0 | 0 | 0 | 0 | 0 | 0
IL Fac. Spec. - NOX Rate Summer v3.1, Unit 2497 and retrofits | 673 | 7305 | Rate Constraint in lbs/MMBtu | FALSE | L | Annual | Seasons Included | Seasons | Summer | Summer | Summer | Summer | Summer | Summer | Summer
IL Fac. Spec. - NOX Rate Summer v3.1, Unit 2497 and retrofits | 673 | 7305 | Rate Constraint in lbs/MMBtu | FALSE | L | Annual | Standard NOX | lb/MMBtu | 0.25 | 0.25 | 0.25 | 0.25 | 0.25 | 0.25 | 0.25
IL Fac. Spec. - NOX Rate Summer v3.1, Unit 2497 and retrofits | 673 | 7305 | Rate Constraint in lbs/MMBtu | FALSE | L | Annual | Emissions at Affected Plants NOX | Thousand Tons | 0.1582 | 0.16005 | 0.22699 | 0.22699 | 0 | 0 | 0
IL Fac. Spec. - NOX Rate Summer v3.1, Unit 2497 and retrofits | 673 | 7305 | Rate Constraint in lbs/MMBtu | FALSE | L | Annual | Allowances Purchased NOX | Thousand Tons | 0 | 0 | 0 | 0 | 0 | 0 | 0
IL Fac. Spec. - NOX Rate Summer v3.1, Unit 2497 and retrofits | 673 | 7305 | Rate Constraint in lbs/MMBtu | FALSE | L | Annual | Allowances Sold NOX | Thousand Tons | 0 | 0 | 0 | 0 | 0 | 0 | 0
IL Fac. Spec. - NOX Rate Summer v3.1, Unit 2497 and retrofits | 673 | 7305 | Rate Constraint in lbs/MMBtu | FALSE | L | Annual | Allowances Banked | Thousand Tons | 0 | 0 | 0 | 0 | 0 | 0 | 0
IL Fac. Spec. - NOX Rate Summer v3.1, Unit 2497 and retrofits | 673 | 7305 | Rate Constraint in lbs/MMBtu | FALSE | L | Annual | Allowances Withdrawn (1:1) | Thousand Tons | 0 | 0 | 0 | 0 | 0 | 0 | 0
IL Fac. Spec. - NOX Rate Summer v3.1, Unit 2497 and retrofits | 673 | 7305 | Rate Constraint in lbs/MMBtu | FALSE | L | Annual | Allowances Withdrawn (n:1) | Thousand Tons | 0 | 0 | 0 | 0 | 0 | 0 | 0
IL Fac. Spec. - NOX Rate Summer v3.1, Unit 2497 and retrofits | 673 | 7305 | Rate Constraint in lbs/MMBtu | FALSE | L | Annual | Net Emissions Allowance Position | Thousand Tons | 0.1582 | 0.16005 | 0.22699 | 0.22699 | 0 | 0 | 0
IL Fac. Spec. - NOX Rate Summer v3.1, Unit 2497 and retrofits | 673 | 7305 | Rate Constraint in lbs/MMBtu | FALSE | L | Annual | Fuel Consumed | TBtu | 4.775 | 4.831 | 6.8514 | 6.8514 | 0 | 0 | 0
IL Fac. Spec. - NOX Rate Summer v3.1, Unit 2497 and retrofits | 673 | 7305 | Rate Constraint in lbs/MMBtu | FALSE | L | Annual | Rate | lb/MMBtu | 0.06626 | 0.06626 | 0.06626 | 0.06626 | 0 | 0 | 0
IL Fac. Spec. - NOX Rate Summer v3.1, Unit 2497 and retrofits | 673 | 7305 | Rate Constraint in lbs/MMBtu | FALSE | L | Annual | Generation | TWh | 0.41703 | 0.42192 | 0.38697 | 0.38697 | 0 | 0 | 0
IL Fac. Spec. - NOX Rate Summer v3.1, Unit 2497 and retrofits | 673 | 7305 | Rate Constraint in lbs/MMBtu | FALSE | L | Annual | Qualifying Generation | TWh | 0.41703 | 0.42192 | 0.38697 | 0.38697 | 0 | 0 | 0
IL Fac. Spec. - NOX Rate Summer v3.1, Unit 2497 and retrofits | 673 | 7305 | Rate Constraint in lbs/MMBtu | FALSE | L | Annual | Rate | lb/MWh | 0.75868 | 0.75868 | 1.1732 | 1.1732 | 0 | 0 | 0
IL Fac. Spec. - NOX Rate Summer v3.1, Unit 2497 and retrofits | 673 | 7305 | Rate Constraint in lbs/MMBtu | FALSE | L | Annual | Constraint Shadow Price | US2022$/Ton | 0 | 0 | 0 | 0 | 0 | 0 | 0
IL Fac. Spec. - NOX Rate Summer v3.1, Unit 3423 and retrofits | 674 | 7305 | Rate Constraint in lbs/MMBtu | FALSE | L | Annual | Seasons Included | Seasons | Summer | Summer | Summer | Summer | Summer | Summer | Summer
IL Fac. Spec. - NOX Rate Summer v3.1, Unit 3423 and retrofits | 674 | 7305 | Rate Constraint in lbs/MMBtu | FALSE | L | Annual | Standard NOX | lb/MMBtu | 0.25 | 0.25 | 0.25 | 0.25 | 0.25 | 0.25 | 0.25
IL Fac. Spec. - NOX Rate Summer v3.1, Unit 3423 and retrofits | 674 | 7305 | Rate Constraint in lbs/MMBtu | FALSE | L | Annual | Emissions at Affected Plants NOX | Thousand Tons | 0.63908 | 0.70966 | 0.70966 | 0.70966 | 0 | 0 | 0
IL Fac. Spec. - NOX Rate Summer v3.1, Unit 3423 and retrofits | 674 | 7305 | Rate Constraint in lbs/MMBtu | FALSE | L | Annual | Allowances Purchased NOX | Thousand Tons | 0 | 0 | 0 | 0 | 0 | 0 | 0
IL Fac. Spec. - NOX Rate Summer v3.1, Unit 3423 and retrofits | 674 | 7305 | Rate Constraint in lbs/MMBtu | FALSE | L | Annual | Allowances Sold NOX | Thousand Tons | 0 | 0 | 0 | 0 | 0 | 0 | 0
IL Fac. Spec. - NOX Rate Summer v3.1, Unit 3423 and retrofits | 674 | 7305 | Rate Constraint in lbs/MMBtu | FALSE | L | Annual | Allowances Banked | Thousand Tons | 0 | 0 | 0 | 0 | 0 | 0 | 0
IL Fac. Spec. - NOX Rate Summer v3.1, Unit 3423 and retrofits | 674 | 7305 | Rate Constraint in lbs/MMBtu | FALSE | L | Annual | Allowances Withdrawn (1:1) | Thousand Tons | 0 | 0 | 0 | 0 | 0 | 0 | 0
IL Fac. Spec. - NOX Rate Summer v3.1, Unit 3423 and retrofits | 674 | 7305 | Rate Constraint in lbs/MMBtu | FALSE | L | Annual | Allowances Withdrawn (n:1) | Thousand Tons | 0 | 0 | 0 | 0 | 0 | 0 | 0
IL Fac. Spec. - NOX Rate Summer v3.1, Unit 3423 and retrofits | 674 | 7305 | Rate Constraint in lbs/MMBtu | FALSE | L | Annual | Net Emissions Allowance Position | Thousand Tons | 0.63908 | 0.70966 | 0.70966 | 0.70966 | 0 | 0 | 0
IL Fac. Spec. - NOX Rate Summer v3.1, Unit 3423 and retrofits | 674 | 7305 | Rate Constraint in lbs/MMBtu | FALSE | L | Annual | Fuel Consumed | TBtu | 20.8782 | 23.184 | 23.184 | 23.184 | 0 | 0 | 0
IL Fac. Spec. - NOX Rate Summer v3.1, Unit 3423 and retrofits | 674 | 7305 | Rate Constraint in lbs/MMBtu | FALSE | L | Annual | Rate | lb/MMBtu | 0.06122 | 0.06122 | 0.06122 | 0.06122 | 0 | 0 | 0
IL Fac. Spec. - NOX Rate Summer v3.1, Unit 3423 and retrofits | 674 | 7305 | Rate Constraint in lbs/MMBtu | FALSE | L | Annual | Generation | TWh | 2.2232 | 2.4687 | 1.753 | 1.753 | 0 | 0 | 0
IL Fac. Spec. - NOX Rate Summer v3.1, Unit 3423 and retrofits | 674 | 7305 | Rate Constraint in lbs/MMBtu | FALSE | L | Annual | Qualifying Generation | TWh | 2.2232 | 2.4687 | 1.753 | 1.753 | 0 | 0 | 0
IL Fac. Spec. - NOX Rate Summer v3.1, Unit 3423 and retrofits | 674 | 7305 | Rate Constraint in lbs/MMBtu | FALSE | L | Annual | Rate | lb/MWh | 0.57492 | 0.57492 | 0.80967 | 0.80967 | 0 | 0 | 0
IL Fac. Spec. - NOX Rate Summer v3.1, Unit 3423 and retrofits | 674 | 7305 | Rate Constraint in lbs/MMBtu | FALSE | L | Annual | Constraint Shadow Price | US2022$/Ton | 0 | 0 | 0 | 0 | 0 | 0 | 0
IL Fac. Spec. - NOX Rate Summer v3.1, Unit 3424 and retrofits | 675 | 7305 | Rate Constraint in lbs/MMBtu | FALSE | L | Annual | Seasons Included | Seasons | Summer | Summer | Summer | Summer | Summer | Summer | Summer
IL Fac. Spec. - NOX Rate Summer v3.1, Unit 3424 and retrofits | 675 | 7305 | Rate Constraint in lbs/MMBtu | FALSE | L | Annual | Standard NOX | lb/MMBtu | 0.25 | 0.25 | 0.25 | 0.25 | 0.25 | 0.25 | 0.25
IL Fac. Spec. - NOX Rate Summer v3.1, Unit 3424 and retrofits | 675 | 7305 | Rate Constraint in lbs/MMBtu | FALSE | L | Annual | Emissions at Affected Plants NOX | Thousand Tons | 0.63332 | 0.70326 | 0.70326 | 0.70326 | 0 | 0 | 0
IL Fac. Spec. - NOX Rate Summer v3.1, Unit 3424 and retrofits | 675 | 7305 | Rate Constraint in lbs/MMBtu | FALSE | L | Annual | Allowances Purchased NOX | Thousand Tons | 0 | 0 | 0 | 0 | 0 | 0 | 0
IL Fac. Spec. - NOX Rate Summer v3.1, Unit 3424 and retrofits | 675 | 7305 | Rate Constraint in lbs/MMBtu | FALSE | L | Annual | Allowances Sold NOX | Thousand Tons | 0 | 0 | 0 | 0 | 0 | 0 | 0
IL Fac. Spec. - NOX Rate Summer v3.1, Unit 3424 and retrofits | 675 | 7305 | Rate Constraint in lbs/MMBtu | FALSE | L | Annual | Allowances Banked | Thousand Tons | 0 | 0 | 0 | 0 | 0 | 0 | 0
IL Fac. Spec. - NOX Rate Summer v3.1, Unit 3424 and retrofits | 675 | 7305 | Rate Constraint in lbs/MMBtu | FALSE | L | Annual | Allowances Withdrawn (1:1) | Thousand Tons | 0 | 0 | 0 | 0 | 0 | 0 | 0
IL Fac. Spec. - NOX Rate Summer v3.1, Unit 3424 and retrofits | 675 | 7305 | Rate Constraint in lbs/MMBtu | FALSE | L | Annual | Allowances Withdrawn (n:1) | Thousand Tons | 0 | 0 | 0 | 0 | 0 | 0 | 0
IL Fac. Spec. - NOX Rate Summer v3.1, Unit 3424 and retrofits | 675 | 7305 | Rate Constraint in lbs/MMBtu | FALSE | L | Annual | Net Emissions Allowance Position | Thousand Tons | 0.63332 | 0.70326 | 0.70326 | 0.70326 | 0 | 0 | 0
IL Fac. Spec. - NOX Rate Summer v3.1, Unit 3424 and retrofits | 675 | 7305 | Rate Constraint in lbs/MMBtu | FALSE | L | Annual | Fuel Consumed | TBtu | 20.7782 | 23.0729 | 23.0729 | 23.0729 | 0 | 0 | 0
IL Fac. Spec. - NOX Rate Summer v3.1, Unit 3424 and retrofits | 675 | 7305 | Rate Constraint in lbs/MMBtu | FALSE | L | Annual | Rate | lb/MMBtu | 0.06096 | 0.06096 | 0.06096 | 0.06096 | 0 | 0 | 0
IL Fac. Spec. - NOX Rate Summer v3.1, Unit 3424 and retrofits | 675 | 7305 | Rate Constraint in lbs/MMBtu | FALSE | L | Annual | Generation | TWh | 2.2232 | 2.4687 | 1.7566 | 1.7566 | 0 | 0 | 0
IL Fac. Spec. - NOX Rate Summer v3.1, Unit 3424 and retrofits | 675 | 7305 | Rate Constraint in lbs/MMBtu | FALSE | L | Annual | Qualifying Generation | TWh | 2.2232 | 2.4687 | 1.7566 | 1.7566 | 0 | 0 | 0
IL Fac. Spec. - NOX Rate Summer v3.1, Unit 3424 and retrofits | 675 | 7305 | Rate Constraint in lbs/MMBtu | FALSE | L | Annual | Rate | lb/MWh | 0.56973 | 0.56973 | 0.8007 | 0.8007 | 0 | 0 | 0
IL Fac. Spec. - NOX Rate Summer v3.1, Unit 3424 and retrofits | 675 | 7305 | Rate Constraint in lbs/MMBtu | FALSE | L | Annual | Constraint Shadow Price | US2022$/Ton | 0 | 0 | 0 | 0 | 0 | 0 | 0
IL Facility Average - NOX Rate Summer v3.1 | 676 | 7306 | Rate Constraint in lbs/MMBtu | FALSE | L | Annual | Seasons Included | Seasons | Summer | Summer | Summer | Summer | Summer | Summer | Summer
IL Facility Average - NOX Rate Summer v3.1 | 676 | 7306 | Rate Constraint in lbs/MMBtu | FALSE | L | Annual | Standard NOX | lb/MMBtu | 0.25 | 0.25 | 0.25 | 0.25 | 0.25 | 0.25 | 0.25
IL Facility Average - NOX Rate Summer v3.1 | 676 | 7306 | Rate Constraint in lbs/MMBtu | FALSE | L | Annual | Emissions at Affected Plants NOX | Thousand Tons | 0.22182 | 0.054868 | 0.0012818 | 0 | 0 | 0 | 0
IL Facility Average - NOX Rate Summer v3.1 | 676 | 7306 | Rate Constraint in lbs/MMBtu | FALSE | L | Annual | Allowances Purchased NOX | Thousand Tons | 0 | 0 | 0 | 0 | 0 | 0 | 0
IL Facility Average - NOX Rate Summer v3.1 | 676 | 7306 | Rate Constraint in lbs/MMBtu | FALSE | L | Annual | Allowances Sold NOX | Thousand Tons | 0 | 0 | 0 | 0 | 0 | 0 | 0
IL Facility Average - NOX Rate Summer v3.1 | 676 | 7306 | Rate Constraint in lbs/MMBtu | FALSE | L | Annual | Allowances Banked | Thousand Tons | 0 | 0 | 0 | 0 | 0 | 0 | 0
IL Facility Average - NOX Rate Summer v3.1 | 676 | 7306 | Rate Constraint in lbs/MMBtu | FALSE | L | Annual | Allowances Withdrawn (1:1) | Thousand Tons | 0 | 0 | 0 | 0 | 0 | 0 | 0
IL Facility Average - NOX Rate Summer v3.1 | 676 | 7306 | Rate Constraint in lbs/MMBtu | FALSE | L | Annual | Allowances Withdrawn (n:1) | Thousand Tons | 0 | 0 | 0 | 0 | 0 | 0 | 0
IL Facility Average - NOX Rate Summer v3.1 | 676 | 7306 | Rate Constraint in lbs/MMBtu | FALSE | L | Annual | Net Emissions Allowance Position | Thousand Tons | 0.22182 | 0.054868 | 0.0012818 | 0 | 0 | 0 | 0
IL Facility Average - NOX Rate Summer v3.1 | 676 | 7306 | Rate Constraint in lbs/MMBtu | FALSE | L | Annual | Fuel Consumed | TBtu | 6.0184 | 1.6323 | 0.035949 | 0 | 0 | 0 | 0
IL Facility Average - NOX Rate Summer v3.1 | 676 | 7306 | Rate Constraint in lbs/MMBtu | FALSE | L | Annual | Rate | lb/MMBtu | 0.073713 | 0.067229 | 0.071313 | 0 | 0 | 0 | 0
IL Facility Average - NOX Rate Summer v3.1 | 676 | 7306 | Rate Constraint in lbs/MMBtu | FALSE | L | Annual | Generation | TWh | 0.52287 | 0.1409 | 0.0031504 | 0 | 0 | 0 | 0
IL Facility Average - NOX Rate Summer v3.1 | 676 | 7306 | Rate Constraint in lbs/MMBtu | FALSE | L | Annual | Qualifying Generation | TWh | 0.52287 | 0.1409 | 0.0031504 | 0 | 0 | 0 | 0
IL Facility Average - NOX Rate Summer v3.1 | 676 | 7306 | Rate Constraint in lbs/MMBtu | FALSE | L | Annual | Rate | lb/MWh | 0.84846 | 0.77883 | 0.81375 | 0 | 0 | 0 | 0
IL Facility Average - NOX Rate Summer v3.1 | 676 | 7306 | Rate Constraint in lbs/MMBtu | FALSE | L | Annual | Constraint Shadow Price | US2022$/Ton | 0 | 0 | 0 | 0 | 0 | 0 | 0
Jim Bridger 1,2- NOX Cap Annual v7.23 | 677 | 7971 | Rate Constraint in MTons | FALSE | L | Annual | Seasons Included | Seasons | Winter, Spring, Summer, Fall | Winter, Spring, Summer, Fall | Winter, Spring, Summer, Fall | Winter, Spring, Summer, Fall | Winter, Spring, Summer, Fall | Winter, Spring, Summer, Fall | Winter, Spring, Summer, Fall
Jim Bridger 1,2- NOX Cap Annual v7.23 | 677 | 7971 | Rate Constraint in MTons | FALSE | L | Annual | Standard NOX | Thousand Tons | 1314 | 1314 | 1314 | 1314 | 1314 | 1314 | 1314
Jim Bridger 1,2- NOX Cap Annual v7.23 | 677 | 7971 | Rate Constraint in MTons | FALSE | L | Annual | Emissions at Affected Plants NOX | Thousand Tons | 0.37418 | 1.0343 | 1.0595 | 0 | 0 | 0 | 0
Jim Bridger 1,2- NOX Cap Annual v7.23 | 677 | 7971 | Rate Constraint in MTons | FALSE | L | Annual | Allowances Purchased NOX | Thousand Tons | 0 | 0 | 0 | 0 | 0 | 0 | 0
Jim Bridger 1,2- NOX Cap Annual v7.23 | 677 | 7971 | Rate Constraint in MTons | FALSE | L | Annual | Allowances Sold NOX | Thousand Tons | 0 | 0 | 0 | 0 | 0 | 0 | 0
Jim Bridger 1,2- NOX Cap Annual v7.23 | 677 | 7971 | Rate Constraint in MTons | FALSE | L | Annual | Allowances Banked | Thousand Tons | 0 | 0 | 0 | 0 | 0 | 0 | 0
Jim Bridger 1,2- NOX Cap Annual v7.23 | 677 | 7971 | Rate Constraint in MTons | FALSE | L | Annual | Allowances Withdrawn (1:1) | Thousand Tons | 0 | 0 | 0 | 0 | 0 | 0 | 0
Jim Bridger 1,2- NOX Cap Annual v7.23 | 677 | 7971 | Rate Constraint in MTons | FALSE | L | Annual | Allowances Withdrawn (n:1) | Thousand Tons | 0 | 0 | 0 | 0 | 0 | 0 | 0
Jim Bridger 1,2- NOX Cap Annual v7.23 | 677 | 7971 | Rate Constraint in MTons | FALSE | L | Annual | Net Emissions Allowance Position | Thousand Tons | 0.37418 | 1.0343 | 1.0595 | 0 | 0 | 0 | 0
Jim Bridger 1,2- NOX Cap Annual v7.23 | 677 | 7971 | Rate Constraint in MTons | FALSE | L | Annual | Fuel Consumed | TBtu | 13.3663 | 37.5782 | 38.5027 | 0 | 0 | 0 | 0
Jim Bridger 1,2- NOX Cap Annual v7.23 | 677 | 7971 | Rate Constraint in MTons | FALSE | L | Annual | Rate | lb/MMBtu | 0.055989 | 0.055049 | 0.055037 | 0 | 0 | 0 | 0
Jim Bridger 1,2- NOX Cap Annual v7.23 | 677 | 7971 | Rate Constraint in MTons | FALSE | L | Annual | Generation | TWh | 1.2732 | 3.5868 | 2.4793 | 0 | 0 | 0 | 0
Jim Bridger 1,2- NOX Cap Annual v7.23 | 677 | 7971 | Rate Constraint in MTons | FALSE | L | Annual | Qualifying Generation | TWh | 1.2732 | 3.5868 | 2.4793 | 0 | 0 | 0 | 0
Jim Bridger 1,2- NOX Cap Annual v7.23 | 677 | 7971 | Rate Constraint in MTons | FALSE | L | Annual | Rate | lb/MWh | 0.5878 | 0.57674 | 0.8547 | 0 | 0 | 0 | 0
Jim Bridger 1,2- NOX Cap Annual v7.23 | 677 | 7971 | Rate Constraint in MTons | FALSE | L | Annual | Constraint Shadow Price | US2022$/Ton | 0 | 0 | 0 | 0 | 0 | 0 | 0
Kansas Nearman Unit 1NOx Rate Annual v4.10 | 678 | 7320 | Rate Constraint in lbs/MMBtu | FALSE | L | Annual | Seasons Included | Seasons | Winter, Spring, Summer, Fall | Winter, Spring, Summer, Fall | Winter, Spring, Summer, Fall | Winter, Spring, Summer, Fall | Winter, Spring, Summer, Fall | Winter, Spring, Summer, Fall | Winter, Spring, Summer, Fall
Kansas Nearman Unit 1NOx Rate Annual v4.10 | 678 | 7320 | Rate Constraint in lbs/MMBtu | FALSE | L | Annual | Standard NOX | lb/MMBtu | 0.26 | 0.26 | 0.26 | 0.26 | 0.26 | 0.26 | 0.26
Kansas Nearman Unit 1NOx Rate Annual v4.10 | 678 | 7320 | Rate Constraint in lbs/MMBtu | FALSE | L | Annual | Emissions at Affected Plants NOX | Thousand Tons | 0 | 0 | 0 | 0 | 0 | 0 | 0
Kansas Nearman Unit 1NOx Rate Annual v4.10 | 678 | 7320 | Rate Constraint in lbs/MMBtu | FALSE | L | Annual | Allowances Purchased NOX | Thousand Tons | 0 | 0 | 0 | 0 | 0 | 0 | 0
Kansas Nearman Unit 1NOx Rate Annual v4.10 | 678 | 7320 | Rate Constraint in lbs/MMBtu | FALSE | L | Annual | Allowances Sold NOX | Thousand Tons | 0 | 0 | 0 | 0 | 0 | 0 | 0
Kansas Nearman Unit 1NOx Rate Annual v4.10 | 678 | 7320 | Rate Constraint in lbs/MMBtu | FALSE | L | Annual | Allowances Banked | Thousand Tons | 0 | 0 | 0 | 0 | 0 | 0 | 0
Kansas Nearman Unit 1NOx Rate Annual v4.10 | 678 | 7320 | Rate Constraint in lbs/MMBtu | FALSE | L | Annual | Allowances Withdrawn (1:1) | Thousand Tons | 0 | 0 | 0 | 0 | 0 | 0 | 0
Kansas Nearman Unit 1NOx Rate Annual v4.10 | 678 | 7320 | Rate Constraint in lbs/MMBtu | FALSE | L | Annual | Allowances Withdrawn (n:1) | Thousand Tons | 0 | 0 | 0 | 0 | 0 | 0 | 0
Kansas Nearman Unit 1NOx Rate Annual v4.10 | 678 | 7320 | Rate Constraint in lbs/MMBtu | FALSE | L | Annual | Net Emissions Allowance Position | Thousand Tons | 0 | 0 | 0 | 0 | 0 | 0 | 0
Kansas Nearman Unit 1NOx Rate Annual v4.10 | 678 | 7320 | Rate Constraint in lbs/MMBtu | FALSE | L | Annual | Fuel Consumed | TBtu | 0 | 0 | 0 | 0 | 0 | 0 | 0
Kansas Nearman Unit 1NOx Rate Annual v4.10 | 678 | 7320 | Rate Constraint in lbs/MMBtu | FALSE | L | Annual | Rate | lb/MMBtu | 0 | 0 | 0 | 0 | 0 | 0 | 0
Kansas Nearman Unit 1NOx Rate Annual v4.10 | 678 | 7320 | Rate Constraint in lbs/MMBtu | FALSE | L | Annual | Generation | TWh | 0 | 0 | 0 | 0 | 0 | 0 | 0
Kansas Nearman Unit 1NOx Rate Annual v4.10 | 678 | 7320 | Rate Constraint in lbs/MMBtu | FALSE | L | Annual | Qualifying Generation | TWh | 0 | 0 | 0 | 0 | 0 | 0 | 0
Kansas Nearman Unit 1NOx Rate Annual v4.10 | 678 | 7320 | Rate Constraint in lbs/MMBtu | FALSE | L | Annual | Rate | lb/MWh | 0 | 0 | 0 | 0 | 0 | 0 | 0
Kansas Nearman Unit 1NOx Rate Annual v4.10 | 678 | 7320 | Rate Constraint in lbs/MMBtu | FALSE | L | Annual | Constraint Shadow Price | US2022$/Ton | 0 | 0 | 0 | 0 | 0 | 0 | 0
KS La Cygne NOX Rate Annual v5.14 | 679 | 7274 | Rate Constraint in lbs/MMBtu | FALSE | L | Annual | Seasons Included | Seasons | Winter, Spring, Summer, Fall | Winter, Spring, Summer, Fall | Winter, Spring, Summer, Fall | Winter, Spring, Summer, Fall | Winter, Spring, Summer, Fall | Winter, Spring, Summer, Fall | Winter, Spring, Summer, Fall
KS La Cygne NOX Rate Annual v5.14 | 679 | 7274 | Rate Constraint in lbs/MMBtu | FALSE | L | Annual | Standard NOX | lb/MMBtu | 0.13 | 0.13 | 0.13 | 0.13 | 0.13 | 0.13 | 0.13
KS La Cygne NOX Rate Annual v5.14 | 679 | 7274 | Rate Constraint in lbs/MMBtu | FALSE | L | Annual | Emissions at Affected Plants NOX | Thousand Tons | 1.8883 | 2.0959 | 0 | 0 | 0 | 0 | 0
KS La Cygne NOX Rate Annual v5.14 | 679 | 7274 | Rate Constraint in lbs/MMBtu | FALSE | L | Annual | Allowances Purchased NOX | Thousand Tons | 0 | 0 | 0 | 0 | 0 | 0 | 0
KS La Cygne NOX Rate Annual v5.14 | 679 | 7274 | Rate Constraint in lbs/MMBtu | FALSE | L | Annual | Allowances Sold NOX | Thousand Tons | 0 | 0 | 0 | 0 | 0 | 0 | 0
KS La Cygne NOX Rate Annual v5.14 | 679 | 7274 | Rate Constraint in lbs/MMBtu | FALSE | L | Annual | Allowances Banked | Thousand Tons | 0 | 0 | 0 | 0 | 0 | 0 | 0
KS La Cygne NOX Rate Annual v5.14 | 679 | 7274 | Rate Constraint in lbs/MMBtu | FALSE | L | Annual | Allowances Withdrawn (1:1) | Thousand Tons | 0 | 0 | 0 | 0 | 0 | 0 | 0
KS La Cygne NOX Rate Annual v5.14 | 679 | 7274 | Rate Constraint in lbs/MMBtu | FALSE | L | Annual | Allowances Withdrawn (n:1) | Thousand Tons | 0 | 0 | 0 | 0 | 0 | 0 | 0
KS La Cygne NOX Rate Annual v5.14 | 679 | 7274 | Rate Constraint in lbs/MMBtu | FALSE | L | Annual | Net Emissions Allowance Position | Thousand Tons | 1.8883 | 2.0959 | 0 | 0 | 0 | 0 | 0
KS La Cygne NOX Rate Annual v5.14 | 679 | 7274 | Rate Constraint in lbs/MMBtu | FALSE | L | Annual | Fuel Consumed | TBtu | 39.316 | 43.6369 | 0 | 0 | 0 | 0 | 0
KS La Cygne NOX Rate Annual v5.14 | 679 | 7274 | Rate Constraint in lbs/MMBtu | FALSE | L | Annual | Rate | lb/MMBtu | 0.09606 | 0.09606 | 0 | 0 | 0 | 0 | 0
KS La Cygne NOX Rate Annual v5.14 | 679 | 7274 | Rate Constraint in lbs/MMBtu | FALSE | L | Annual | Generation | TWh | 3.5921 | 3.9869 | 0 | 0 | 0 | 0 | 0
KS La Cygne NOX Rate Annual v5.14 | 679 | 7274 | Rate Constraint in lbs/MMBtu | FALSE | L | Annual | Qualifying Generation | TWh | 3.5921 | 3.9869 | 0 | 0 | 0 | 0 | 0
KS La Cygne NOX Rate Annual v5.14 | 679 | 7274 | Rate Constraint in lbs/MMBtu | FALSE | L | Annual | Rate | lb/MWh | 1.0514 | 1.0514 | 0 | 0 | 0 | 0 | 0
KS La Cygne NOX Rate Annual v5.14 | 679 | 7274 | Rate Constraint in lbs/MMBtu | FALSE | L | Annual | Constraint Shadow Price | US2022$/Ton | 0 | 0 | 0 | 0 | 0 | 0 | 0
KS La Cygne SO2 Rate Annual v5.14 | 680 | 7275 | Rate Constraint in lbs/MMBtu | FALSE | L | Annual | Seasons Included | Seasons | Winter, Spring, Summer, Fall | Winter, Spring, Summer, Fall | Winter, Spring, Summer, Fall | Winter, Spring, Summer, Fall | Winter, Spring, Summer, Fall | Winter, Spring, Summer, Fall | Winter, Spring, Summer, Fall
KS La Cygne SO2 Rate Annual v5.14 | 680 | 7275 | Rate Constraint in lbs/MMBtu | FALSE | L | Annual | Standard SO2 | lb/MMBtu | 0.1 | 0.1 | 0.1 | 0.1 | 0.1 | 0.1 | 0.1
KS La Cygne SO2 Rate Annual v5.14 | 680 | 7275 | Rate Constraint in lbs/MMBtu | FALSE | L | Annual | Emissions at Affected Plants SO2 | Thousand Tons | 1.1233 | 1.2468 | 0 | 0 | 0 | 0 | 0
KS La Cygne SO2 Rate Annual v5.14 | 680 | 7275 | Rate Constraint in lbs/MMBtu | FALSE | L | Annual | Allowances Purchased SO2 | Thousand Tons | 0 | 0 | 0 | 0 | 0 | 0 | 0
KS La Cygne SO2 Rate Annual v5.14 | 680 | 7275 | Rate Constraint in lbs/MMBtu | FALSE | L | Annual | Allowances Sold SO2 | Thousand Tons | 0 | 0 | 0 | 0 | 0 | 0 | 0
KS La Cygne SO2 Rate Annual v5.14 | 680 | 7275 | Rate Constraint in lbs/MMBtu | FALSE | L | Annual | Allowances Banked | Thousand Tons | 0 | 0 | 0 | 0 | 0 | 0 | 0
KS La Cygne SO2 Rate Annual v5.14 | 680 | 7275 | Rate Constraint in lbs/MMBtu | FALSE | L | Annual | Allowances Withdrawn (1:1) | Thousand Tons | 0 | 0 | 0 | 0 | 0 | 0 | 0
KS La Cygne SO2 Rate Annual v5.14 | 680 | 7275 | Rate Constraint in lbs/MMBtu | FALSE | L | Annual | Allowances Withdrawn (n:1) | Thousand Tons | 0 | 0 | 0 | 0 | 0 | 0 | 0
KS La Cygne SO2 Rate Annual v5.14 | 680 | 7275 | Rate Constraint in lbs/MMBtu | FALSE | L | Annual | Net Emissions Allowance Position | Thousand Tons | 1.1233 | 1.2468 | 0 | 0 | 0 | 0 | 0
KS La Cygne SO2 Rate Annual v5.14 | 680 | 7275 | Rate Constraint in lbs/MMBtu | FALSE | L | Annual | Fuel Consumed | TBtu | 39.316 | 43.6369 | 0 | 0 | 0 | 0 | 0
KS La Cygne SO2 Rate Annual v5.14 | 680 | 7275 | Rate Constraint in lbs/MMBtu | FALSE | L | Annual | Rate | lb/MMBtu | 0.057143 | 0.057143 | 0 | 0 | 0 | 0 | 0
KS La Cygne SO2 Rate Annual v5.14 | 680 | 7275 | Rate Constraint in lbs/MMBtu | FALSE | L | Annual | Generation | TWh | 3.5921 | 3.9869 | 0 | 0 | 0 | 0 | 0
KS La Cygne SO2 Rate Annual v5.14 | 680 | 7275 | Rate Constraint in lbs/MMBtu | FALSE | L | Annual | Qualifying Generation | TWh | 3.5921 | 3.9869 | 0 | 0 | 0 | 0 | 0
KS La Cygne SO2 Rate Annual v5.14 | 680 | 7275 | Rate Constraint in lbs/MMBtu | FALSE | L | Annual | Rate | lb/MWh | 0.62544 | 0.62544 | 0 | 0 | 0 | 0 | 0
KS La Cygne SO2 Rate Annual v5.14 | 680 | 7275 | Rate Constraint in lbs/MMBtu | FALSE | L | Annual | Constraint Shadow Price | US2022$/Ton | 0 | 0 | 0 | 0 | 0 | 0 | 0
KY Bluegrass - NOX Cap Annual v6.21 | 681 | 7743 | Rate Constraint in MTons | FALSE | L | Annual | Seasons Included | Seasons | Winter, Spring, Summer, Fall | Winter, Spring, Summer, Fall | Winter, Spring, Summer, Fall | Winter, Spring, Summer, Fall | Winter, Spring, Summer, Fall | Winter, Spring, Summer, Fall | Winter, Spring, Summer, Fall
KY Bluegrass - NOX Cap Annual v6.21 | 681 | 7743 | Rate Constraint in MTons | FALSE | L | Annual | Standard NOX | Thousand Tons | 0.095 | 0.095 | 0.095 | 0.095 | 0.095 | 0.095 | 0.095
KY Bluegrass - NOX Cap Annual v6.21 | 681 | 7743 | Rate Constraint in MTons | FALSE | L | Annual | Emissions at Affected Plants NOX | Thousand Tons | 0.063131 | 0.054365 | 0.0094372 | 0.00061547 | 0 | 0.0040006 | 0.0041031
KY Bluegrass - NOX Cap Annual v6.21 | 681 | 7743 | Rate Constraint in MTons | FALSE | L | Annual | Allowances Purchased NOX | Thousand Tons | 0 | 0 | 0 | 0 | 0 | 0 | 0
KY Bluegrass - NOX Cap Annual v6.21 | 681 | 7743 | Rate Constraint in MTons | FALSE | L | Annual | Allowances Sold NOX | Thousand Tons | 0 | 0 | 0 | 0 | 0 | 0 | 0
KY Bluegrass - NOX Cap Annual v6.21 | 681 | 7743 | Rate Constraint in MTons | FALSE | L | Annual | Allowances Banked | Thousand Tons | 0 | 0 | 0 | 0 | 0 | 0 | 0
KY Bluegrass - NOX Cap Annual v6.21 | 681 | 7743 | Rate Constraint in MTons | FALSE | L | Annual | Allowances Withdrawn (1:1) | Thousand Tons | 0 | 0 | 0 | 0 | 0 | 0 | 0
KY Bluegrass - NOX Cap Annual v6.21 | 681 | 7743 | Rate Constraint in MTons | FALSE | L | Annual | Allowances Withdrawn (n:1) | Thousand Tons | 0 | 0 | 0 | 0 | 0 | 0 | 0
KY Bluegrass - NOX Cap Annual v6.21 | 681 | 7743 | Rate Constraint in MTons | FALSE | L | Annual | Net Emissions Allowance Position | Thousand Tons | 0.063131 | 0.054365 | 0.0094372 | 0.00061547 | 0 | 0.0040006 | 0.0041031
KY Bluegrass - NOX Cap Annual v6.21 | 681 | 7743 | Rate Constraint in MTons | FALSE | L | Annual | Fuel Consumed | TBtu | 2.3677 | 2.125 | 0.4268 | 0.027835 | 0 | 0.18093 | 0.18556
KY Bluegrass - NOX Cap Annual v6.21 | 681 | 7743 | Rate Constraint in MTons | FALSE | L | Annual | Rate | lb/MMBtu | 0.053327 | 0.051167 | 0.044223 | 0.044223 | 0 | 0.044223 | 0.044223
KY Bluegrass - NOX Cap Annual v6.21 | 681 | 7743 | Rate Constraint in MTons | FALSE | L | Annual | Generation | TWh | 0.21344 | 0.19156 | 0.038475 | 0.0025092 | 0 | 0.01631 | 0.016728
KY Bluegrass - NOX Cap Annual v6.21 | 681 | 7743 | Rate Constraint in MTons | FALSE | L | Annual | Qualifying Generation | TWh | 0.21344 | 0.19156 | 0.038475 | 0.0025092 | 0 | 0.01631 | 0.016728
KY Bluegrass - NOX Cap Annual v6.21 | 681 | 7743 | Rate Constraint in MTons | FALSE | L | Annual | Rate | lb/MWh | 0.59155 | 0.56759 | 0.49057 | 0.49057 | 0 | 0.49057 | 0.49057
KY Bluegrass - NOX Cap Annual v6.21 | 681 | 7743 | Rate Constraint in MTons | FALSE | L | Annual | Constraint Shadow Price | US2022$/Ton | 0 | 0 | 0 | 0 | 0 | 0 | 0
KY Paddys Run - NOX Cap Annual v6.21 | 682 | 7741 | Rate Constraint in MTons | FALSE | L | Annual | Seasons Included | Seasons | Winter, Spring, Summer, Fall | Winter, Spring, Summer, Fall | Winter, Spring, Summer, Fall | Winter, Spring, Summer, Fall | Winter, Spring, Summer, Fall | Winter, Spring, Summer, Fall | Winter, Spring, Summer, Fall
KY Paddys Run - NOX Cap Annual v6.21 | 682 | 7741 | Rate Constraint in MTons | FALSE | L | Annual | Standard NOX | Thousand Tons | 0.1 | 0.1 | 0.1 | 0.1 | 0.1 | 0.1 | 0.1
KY Paddys Run - NOX Cap Annual v6.21 | 682 | 7741 | Rate Constraint in MTons | FALSE | L | Annual | Emissions at Affected Plants NOX | Thousand Tons | 0.1 | 0.070167 | 0.041295 | 0.008177 | 0 | 0.00089204 | 0.0052036
KY Paddys Run - NOX Cap Annual v6.21 | 682 | 7741 | Rate Constraint in MTons | FALSE | L | Annual | Allowances Purchased NOX | Thousand Tons | 0 | 0 | 0 | 0 | 0 | 0 | 0
KY Paddys Run - NOX Cap Annual v6.21 | 682 | 7741 | Rate Constraint in MTons | FALSE | L | Annual | Allowances Sold NOX | Thousand Tons | 0 | 0 | 0 | 0 | 0 | 0 | 0
KY Paddys Run - NOX Cap Annual v6.21 | 682 | 7741 | Rate Constraint in MTons | FALSE | L | Annual | Allowances Banked | Thousand Tons | 0 | 0 | 0 | 0 | 0 | 0 | 0
KY Paddys Run - NOX Cap Annual v6.21 | 682 | 7741 | Rate Constraint in MTons | FALSE | L | Annual | Allowances Withdrawn (1:1) | Thousand Tons | 0 | 0 | 0 | 0 | 0 | 0 | 0
KY Paddys Run - NOX Cap Annual v6.21 | 682 | 7741 | Rate Constraint in MTons | FALSE | L | Annual | Allowances Withdrawn (n:1) | Thousand Tons | 0 | 0 | 0 | 0 | 0 | 0 | 0
KY Paddys Run - NOX Cap Annual v6.21 | 682 | 7741 | Rate Constraint in MTons | FALSE | L | Annual | Net Emissions Allowance Position | Thousand Tons | 0.1 | 0.070167 | 0.041295 | 0.008177 | 0 | 0.00089204 | 0.0052036
KY Paddys Run - NOX Cap Annual v6.21 | 682 | 7741 | Rate Constraint in MTons | FALSE | L | Annual | Fuel Consumed | TBtu | 1.5842 | 0.79209 | 0.47862 | 0.092968 | 0 | 0.010142 | 0.059162
KY Paddys Run - NOX Cap Annual v6.21 | 682 | 7741 | Rate Constraint in MTons | FALSE | L | Annual | Rate | lb/MMBtu | 0.12624 | 0.17717 | 0.17256 | 0.17591 | 0 | 0.17591 | 0.17591
KY Paddys Run - NOX Cap Annual v6.21 | 682 | 7741 | Rate Constraint in MTons | FALSE | L | Annual | Generation | TWh | 0.14251 | 0.07125 | 0.043053 | 0.0083627 | 0 | 0.0009123 | 0.0053217
KY Paddys Run - NOX Cap Annual v6.21 | 682 | 7741 | Rate Constraint in MTons | FALSE | L | Annual | Qualifying Generation | TWh | 0.14251 | 0.07125 | 0.043053 | 0.0083627 | 0 | 0.0009123 | 0.0053217
KY Paddys Run - NOX Cap Annual v6.21 | 682 | 7741 | Rate Constraint in MTons | FALSE | L | Annual | Rate | lb/MWh | 1.4035 | 1.9696 | 1.9183 | 1.9556 | 0 | 1.9556 | 1.9556
KY Paddys Run - NOX Cap Annual v6.21 | 682 | 7741 | Rate Constraint in MTons | FALSE | L | Annual | Constraint Shadow Price | US2022$/Ton | 262.3825 | 0 | 0 | 0 | 0 | 0 | 0
LA Big Cajun 1 CT- NOx Summer v4.10 | 683 | 7519 | Rate Constraint in lbs/MMBtu | FALSE | L | Annual | Seasons Included | Seasons | Summer | Summer | Summer | Summer | Summer | Summer | Summer
LA Big Cajun 1 CT- NOx Summer v4.10 | 683 | 7519 | Rate Constraint in lbs/MMBtu | FALSE | L | Annual | Standard NOX | lb/MMBtu | 0.2 | 0.2 | 0.2 | 0.2 | 0.2 | 0.2 | 0.2
LA Big Cajun 1 CT- NOx Summer v4.10 | 683 | 7519 | Rate Constraint in lbs/MMBtu | FALSE | L | Annual | Emissions at Affected Plants NOX | Thousand Tons | 0.001967 | 0.001037 | 0.0038887 | 0.00025925 | 0 | 0 | 0
LA Big Cajun 1 CT- NOx Summer v4.10 | 683 | 7519 | Rate Constraint in lbs/MMBtu | FALSE | L | Annual | Allowances Purchased NOX | Thousand Tons | 0 | 0 | 0 | 0 | 0 | 0 | 0
LA Big Cajun 1 CT- NOx Summer v4.10 | 683 | 7519 | Rate Constraint in lbs/MMBtu | FALSE | L | Annual | Allowances Sold NOX | Thousand Tons | 0 | 0 | 0 | 0 | 0 | 0 | 0
LA Big Cajun 1 CT- NOx Summer v4.10 | 683 | 7519 | Rate Constraint in lbs/MMBtu | FALSE | L | Annual | Allowances Banked | Thousand Tons | 0 | 0 | 0 | 0 | 0 | 0 | 0
LA Big Cajun 1 CT- NOx Summer v4.10 | 683 | 7519 | Rate Constraint in lbs/MMBtu | FALSE | L | Annual | Allowances Withdrawn (1:1) | Thousand Tons | 0 | 0 | 0 | 0 | 0 | 0 | 0
LA Big Cajun 1 CT- NOx Summer v4.10 | 683 | 7519 | Rate Constraint in lbs/MMBtu | FALSE | L | Annual | Allowances Withdrawn (n:1) | Thousand Tons | 0 | 0 | 0 | 0 | 0 | 0 | 0
LA Big Cajun 1 CT- NOx Summer v4.10 | 683 | 7519 | Rate Constraint in lbs/MMBtu | FALSE | L | Annual | Net Emissions Allowance Position | Thousand Tons | 0.001967 | 0.001037 | 0.0038887 | 0.00025925 | 0 | 0 | 0
LA Big Cajun 1 CT- NOx Summer v4.10 | 683 | 7519 | Rate Constraint in lbs/MMBtu | FALSE | L | Annual | Fuel Consumed | TBtu | 0.05416 | 0.028553 | 0.10707 | 0.0071383 | 0 | 0 | 0
LA Big Cajun 1 CT- NOx Summer v4.10 | 683 | 7519 | Rate Constraint in lbs/MMBtu | FALSE | L | Annual | Rate | lb/MMBtu | 0.072635 | 0.072635 | 0.072635 | 0.072635 | 0 | 0 | 0
LA Big Cajun 1 CT- NOx Summer v4.10 | 683 | 7519 | Rate Constraint in lbs/MMBtu | FALSE | L | Annual | Generation | TWh | 0.004282 | 0.0022574 | 0.0084654 | 0.00056436 | 0 | 0 | 0
LA Big Cajun 1 CT- NOx Summer v4.10 | 683 | 7519 | Rate Constraint in lbs/MMBtu | FALSE | L | Annual | Qualifying Generation | TWh | 0.004282 | 0.0022574 | 0.0084654 | 0.00056436 | 0 | 0 | 0
LA Big Cajun 1 CT- NOx Summer v4.10 | 683 | 7519 | Rate Constraint in lbs/MMBtu | FALSE | L | Annual | Rate | lb/MWh | 0.91872 | 0.91872 | 0.91872 | 0.91872 | 0 | 0 | 0
LA Big Cajun 1 CT- NOx Summer v4.10 | 683 | 7519 | Rate Constraint in lbs/MMBtu | FALSE | L | Annual | Constraint Shadow Price | US2022$/Ton | 0 | 0 | 0 | 0 | 0 | 0 | 0
LA Big Cajun 1 OGS- NOx Summer v4.10 | 684 | 7520 | Rate Constraint in lbs/MMBtu | FALSE | L | Annual | Seasons Included | Seasons | Summer | Summer | Summer | Summer | Summer | Summer | Summer
LA Big Cajun 1 OGS- NOx Summer v4.10 | 684 | 7520 | Rate Constraint in lbs/MMBtu | FALSE | L | Annual | Standard NOX | lb/MMBtu | 0.1 | 0.1 | 0.1 | 0.1 | 0.1 | 0.1 | 0.1
LA Big Cajun 1 OGS- NOx Summer v4.10 | 684 | 7520 | Rate Constraint in lbs/MMBtu | FALSE | L | Annual | Emissions at Affected Plants NOX | Thousand Tons | 0 | 0 | 0 | 0 | 0 | 0 | 0
LA Big Cajun 1 OGS- NOx Summer v4.10 | 684 | 7520 | Rate Constraint in lbs/MMBtu | FALSE | L | Annual | Allowances Purchased NOX | Thousand Tons | 0 | 0 | 0 | 0 | 0 | 0 | 0
LA Big Cajun 1 OGS- NOx Summer v4.10 | 684 | 7520 | Rate Constraint in lbs/MMBtu | FALSE | L | Annual | Allowances Sold NOX | Thousand Tons | 0 | 0 | 0 | 0 | 0 | 0 | 0
LA Big Cajun 1 OGS- NOx Summer v4.10 | 684 | 7520 | Rate Constraint in lbs/MMBtu | FALSE | L | Annual | Allowances Banked | Thousand Tons | 0 | 0 | 0 | 0 | 0 | 0 | 0
LA Big Cajun 1 OGS- NOx Summer v4.10 | 684 | 7520 | Rate Constraint in lbs/MMBtu | FALSE | L | Annual | Allowances Withdrawn (1:1) | Thousand Tons | 0 | 0 | 0 | 0 | 0 | 0 | 0
LA Big Cajun 1 OGS- NOx Summer v4.10 | 684 | 7520 | Rate Constraint in lbs/MMBtu | FALSE | L | Annual | Allowances Withdrawn (n:1) | Thousand Tons | 0 | 0 | 0 | 0 | 0 | 0 | 0
LA Big Cajun 1 OGS- NOx Summer v4.10 | 684 | 7520 | Rate Constraint in lbs/MMBtu | FALSE | L | Annual | Net Emissions Allowance Position | Thousand Tons | 0 | 0 | 0 | 0 | 0 | 0 | 0
LA Big Cajun 1 OGS- NOx Summer v4.10 | 684 | 7520 | Rate Constraint in lbs/MMBtu | FALSE | L | Annual | Fuel Consumed | TBtu | 0 | 0 | 0 | 0 | 0 | 0 | 0
LA Big Cajun 1 OGS- NOx Summer v4.10 | 684 | 7520 | Rate Constraint in lbs/MMBtu | FALSE | L | Annual | Rate | lb/MMBtu | 0 | 0 | 0 | 0 | 0 | 0 | 0
LA Big Cajun 1 OGS- NOx Summer v4.10 | 684 | 7520 | Rate Constraint in lbs/MMBtu | FALSE | L | Annual | Generation | TWh | 0 | 0 | 0 | 0 | 0 | 0 | 0
LA Big Cajun 1 OGS- NOx Summer v4.10 | 684 | 7520 | Rate Constraint in lbs/MMBtu | FALSE | L | Annual | Qualifying Generation | TWh | 0 | 0 | 0 | 0 | 0 | 0 | 0
LA Big Cajun 1 OGS- NOx Summer v4.10 | 684 | 7520 | Rate Constraint in lbs/MMBtu | FALSE | L | Annual | Rate | lb/MWh | 0 | 0 | 0 | 0 | 0 | 0 | 0
LA Big Cajun 1 OGS- NOx Summer v4.10 | 684 | 7520 | Rate Constraint in lbs/MMBtu | FALSE | L | Annual | Constraint Shadow Price | US2022$/Ton | 0 | 0 | 0 | 0 | 0 | 0 | 0
LA Big Cajun 2- NOx Summer v4.10 | 685 | 7521 | Rate Constraint in lbs/MMBtu | FALSE | L | Annual | Seasons Included | Seasons | Summer | Summer | Summer | Summer | Summer | Summer | Summer
LA Big Cajun 2- NOx Summer v4.10 | 685 | 7521 | Rate Constraint in lbs/MMBtu | FALSE | L | Annual | Standard NOX | lb/MMBtu | 0.21 | 0.21 | 0.21 | 0.21 | 0.21 | 0.21 | 0.21
LA Big Cajun 2- NOx Summer v4.10 | 685 | 7521 | Rate Constraint in lbs/MMBtu | FALSE | L | Annual | Emissions at Affected Plants NOX | Thousand Tons | 0 | 0 | 0 | 0 | 0 | 0 | 0
LA Big Cajun 2- NOx Summer v4.10 | 685 | 7521 | Rate Constraint in lbs/MMBtu | FALSE | L | Annual | Allowances Purchased NOX | Thousand Tons | 0 | 0 | 0 | 0 | 0 | 0 | 0
LA Big Cajun 2- NOx Summer v4.10 | 685 | 7521 | Rate Constraint in lbs/MMBtu | FALSE | L | Annual | Allowances Sold NOX | Thousand Tons | 0 | 0 | 0 | 0 | 0 | 0 | 0
LA Big Cajun 2- NOx Summer v4.10 | 685 | 7521 | Rate Constraint in lbs/MMBtu | FALSE | L | Annual | Allowances Banked | Thousand Tons | 0 | 0 | 0 | 0 | 0 | 0 | 0
LA Big Cajun 2- NOx Summer v4.10 | 685 | 7521 | Rate Constraint in lbs/MMBtu | FALSE | L | Annual | Allowances Withdrawn (1:1) | Thousand Tons | 0 | 0 | 0 | 0 | 0 | 0 | 0
LA Big Cajun 2- NOx Summer v4.10 | 685 | 7521 | Rate Constraint in lbs/MMBtu | FALSE | L | Annual | Allowances Withdrawn (n:1) | Thousand Tons | 0 | 0 | 0 | 0 | 0 | 0 | 0
LA Big Cajun 2- NOx Summer v4.10 | 685 | 7521 | Rate Constraint in lbs/MMBtu | FALSE | L | Annual | Net Emissions Allowance Position | Thousand Tons | 0 | 0 | 0 | 0 | 0 | 0 | 0
LA Big Cajun 2- NOx Summer v4.10 | 685 | 7521 | Rate Constraint in lbs/MMBtu | FALSE | L | Annual | Fuel Consumed | TBtu | 0 | 0 | 0 | 0 | 0 | 0 | 0
LA Big Cajun 2- NOx Summer v4.10 | 685 | 7521 | Rate Constraint in lbs/MMBtu | FALSE | L | Annual | Rate | lb/MMBtu | 0 | 0 | 0 | 0 | 0 | 0 | 0
LA Big Cajun 2- NOx Summer v4.10 | 685 | 7521 | Rate Constraint in lbs/MMBtu | FALSE | L | Annual | Generation | TWh | 0 | 0 | 0 | 0 | 0 | 0 | 0
LA Big Cajun 2- NOx Summer v4.10 | 685 | 7521 | Rate Constraint in lbs/MMBtu | FALSE | L | Annual | Qualifying Generation | TWh | 0 | 0 | 0 | 0 | 0 | 0 | 0
LA Big Cajun 2- NOx Summer v4.10 | 685 | 7521 | Rate Constraint in lbs/MMBtu | FALSE | L | Annual | Rate | lb/MWh | 0 | 0 | 0 | 0 | 0 | 0 | 0
LA Big Cajun 2- NOx Summer v4.10 | 685 | 7521 | Rate Constraint in lbs/MMBtu | FALSE | L | Annual | Constraint Shadow Price | US2022$/Ton | 0 | 0 | 0 | 0 | 0 | 0 | 0
LA Carville Energy LLC -Nox Summer v5.12 | 686 | 7522 | Rate Constraint in lbs/MMBtu | FALSE | L | Annual | Seasons Included | Seasons | Summer | Summer | Summer | Summer | Summer | Summer | Summer
LA Carville Energy LLC -Nox Summer v5.12 | 686 | 7522 | Rate Constraint in lbs/MMBtu | FALSE | L | Annual | Standard NOX | lb/MMBtu | 0.2 | 0.2 | 0.2 | 0.2 | 0.2 | 0.2 | 0.2
LA Carville Energy LLC -Nox Summer v5.12 | 686 | 7522 | Rate Constraint in lbs/MMBtu | FALSE | L | Annual | Emissions at Affected Plants NOX | Thousand Tons | 0.17531 | 0.10923 | 0.23677 | 0.23677 | 0.23677 | 0.23677 | 0.23677
LA Carville Energy LLC -Nox Summer v5.12 | 686 | 7522 | Rate Constraint in lbs/MMBtu | FALSE | L | Annual | Allowances Purchased NOX | Thousand Tons | 0 | 0 | 0 | 0 | 0 | 0 | 0
LA Carville Energy LLC -Nox Summer v5.12 | 686 | 7522 | Rate Constraint in lbs/MMBtu | FALSE | L | Annual | Allowances Sold NOX | Thousand Tons | 0 | 0 | 0 | 0 | 0 | 0 | 0
LA Carville Energy LLC -Nox Summer v5.12 | 686 | 7522 | Rate Constraint in lbs/MMBtu | FALSE | L | Annual | Allowances Banked | Thousand Tons | 0 | 0 | 0 | 0 | 0 | 0 | 0
LA Carville Energy LLC -Nox Summer v5.12 | 686 | 7522 | Rate Constraint in lbs/MMBtu | FALSE | L | Annual | Allowances Withdrawn (1:1) | Thousand Tons | 0 | 0 | 0 | 0 | 0 | 0 | 0
LA Carville Energy LLC -Nox Summer v5.12 | 686 | 7522 | Rate Constraint in lbs/MMBtu | FALSE | L | Annual | Allowances Withdrawn (n:1) | Thousand Tons | 0 | 0 | 0 | 0 | 0 | 0 | 0
LA Carville Energy LLC -Nox Summer v5.12 | 686 | 7522 | Rate Constraint in lbs/MMBtu | FALSE | L | Annual | Net Emissions Allowance Position | Thousand Tons | 0.17531 | 0.10923 | 0.23677 | 0.23677 | 0.23677 | 0.23677 | 0.23677
LA Carville Energy LLC -Nox Summer v5.12 | 686 | 7522 | Rate Constraint in lbs/MMBtu | FALSE | L | Annual | Fuel Consumed | TBtu | 8.2872 | 5.1633 | 11.1921 | 11.1921 | 11.1921 | 11.1921 | 11.1921
LA Carville Energy LLC -Nox Summer v5.12 | 686 | 7522 | Rate Constraint in lbs/MMBtu | FALSE | L | Annual | Rate | lb/MMBtu | 0.04231 | 0.04231 | 0.04231 | 0.04231 | 0.04231 | 0.04231 | 0.04231
LA Carville Energy LLC -Nox Summer v5.12 | 686 | 7522 | Rate Constraint in lbs/MMBtu | FALSE | L | Annual | Generation | TWh | 1.2646 | 0.78792 | 1.7079 | 1.7079 | 1.7079 | 1.7079 | 1.7079
LA Carville Energy LLC -Nox Summer v5.12 | 686 | 7522 | Rate Constraint in lbs/MMBtu | FALSE | L | Annual | Qualifying Generation | TWh | 1.2646 | 0.78792 | 1.7079 | 1.7079 | 1.7079 | 1.7079 | 1.7079
LA Carville Energy LLC -Nox Summer v5.12 | 686 | 7522 | Rate Constraint in lbs/MMBtu | FALSE | L | Annual | Rate | lb/MWh | 0.27725 | 0.27725 | 0.27725 | 0.27725 | 0.27725 | 0.27725 | 0.27725
LA Carville Energy LLC -Nox Summer v5.12 | 686 | 7522 | Rate Constraint in lbs/MMBtu | FALSE | L | Annual | Constraint Shadow Price | US2022$/Ton | 0 | 0 | 0 | 0 | 0 | 0 | 0
LA Formosa Plastics High - NOx Summer v4.10 | 687 | 7523 | Rate Constraint in lbs/MMBtu | FALSE | L | Annual | Seasons Included | Seasons | Summer | Summer | Summer | Summer | Summer | Summer | Summer
LA Formosa Plastics High - NOx Summer v4.10 | 687 | 7523 | Rate Constraint in lbs/MMBtu | FALSE | L | Annual | Standard NOX | lb/MMBtu | 0.52663 | 0.52663 | 0.52663 | 0.52663 | 0.52663 | 0.52663 | 0.52663
LA Formosa Plastics High - NOx Summer v4.10 | 687 | 7523 | Rate Constraint in lbs/MMBtu | FALSE | L | Annual | Emissions at Affected Plants NOX | Thousand Tons | 0.052399 | 0.052399 | 0.035974 | 0.011245 | 0.0042809 | 0.01123 | 0.011216
LA Formosa Plastics High - NOx Summer v4.10 | 687 | 7523 | Rate Constraint in lbs/MMBtu | FALSE | L | Annual | Allowances Purchased NOX | Thousand Tons | 0 | 0 | 0 | 0 | 0 | 0 | 0
LA Formosa Plastics High - NOx Summer v4.10 | 687 | 7523 | Rate Constraint in lbs/MMBtu | FALSE | L | Annual | Allowances Sold NOX | Thousand Tons | 0 | 0 | 0 | 0 | 0 | 0 | 0
LA Formosa Plastics High - NOx Summer v4.10 | 687 | 7523 | Rate Constraint in lbs/MMBtu | FALSE | L | Annual | Allowances Banked | Thousand Tons | 0 | 0 | 0 | 0 | 0 | 0 | 0
LA Formosa Plastics High - NOx Summer v4.10 | 687 | 7523 | Rate Constraint in lbs/MMBtu | FALSE | L | Annual | Allowances Withdrawn (1:1) | Thousand Tons | 0 | 0 | 0 | 0 | 0 | 0 | 0
LA Formosa Plastics High - NOx Summer v4.10 | 687 | 7523 | Rate Constraint in lbs/MMBtu | FALSE | L | Annual | Allowances Withdrawn (n:1) | Thousand Tons | 0 | 0 | 0 | 0 | 0 | 0 | 0
LA Formosa Plastics High - NOx Summer v4.10 | 687 | 7523 | Rate Constraint in lbs/MMBtu | FALSE | L | Annual | Net Emissions Allowance Position | Thousand Tons | 0.052399 | 0.052399 | 0.035974 | 0.011245 | 0.0042809 | 0.01123 | 0.011216
LA Formosa Plastics High - NOx Summer v4.10 | 687 | 7523 | Rate Constraint in lbs/MMBtu | FALSE | L | Annual | Fuel Consumed | TBtu | 0.39633 | 0.39633 | 0.2721 | 0.085051 | 0.03238 | 0.084943 | 0.084835
LA Formosa Plastics High - NOx Summer v4.10 | 687 | 7523 | Rate Constraint in lbs/MMBtu | FALSE | L | Annual | Rate | lb/MMBtu | 0.26442 | 0.26442 | 0.26442 | 0.26442 | 0.26442 | 0.26442 | 0.26442
LA Formosa Plastics High - NOx Summer v4.10 | 687 | 7523 | Rate Constraint in lbs/MMBtu | FALSE | L | Annual | Generation | TWh | 0.047751 | 0.047751 | 0.032783 | 0.010247 | 0.0039012 | 0.010234 | 0.010221
LA Formosa Plastics High - NOx Summer v4.10 | 687 | 7523 | Rate Constraint in lbs/MMBtu | FALSE | L | Annual | Qualifying Generation | TWh | 0.047751 | 0.047751 | 0.032783 | 0.010247 | 0.0039012 | 0.010234 | 0.010221
LA Formosa Plastics High - NOx Summer v4.10 | 687 | 7523 | Rate Constraint in lbs/MMBtu | FALSE | L | Annual | Rate | lb/MWh | 2.1947 | 2.1947 | 2.1947 | 2.1947 | 2.1947 | 2.1947 | 2.1947
LA Formosa Plastics High - NOx Summer v4.10 | 687 | 7523 | Rate Constraint in lbs/MMBtu | FALSE | L | Annual | Constraint Shadow Price | US2022$/Ton | 0 | 0 | 0 | 0 | 0 | 0 | 0
LA Formosa Plastics Low - NOx Summer v4.10 | 688 | 7524 | Rate Constraint in lbs/MMBtu | FALSE | L | Annual | Seasons Included | Seasons | Summer | Summer | Summer | Summer | Summer | Summer | Summer
LA Formosa Plastics Low - NOx Summer v4.10 | 688 | 7524 | Rate Constraint in lbs/MMBtu | FALSE | L | Annual | Standard NOX | lb/MMBtu | 0.28506 | 0.28506 | 0.28506 | 0.28506 | 0.28506 | 0.28506 | 0.28506
LA Formosa Plastics Low - NOx Summer v4.10 | 688 | 7524 | Rate Constraint in lbs/MMBtu | FALSE | L | Annual | Emissions at Affected Plants NOX | Thousand Tons | 0.0039396 | 0.00071454 | 0.016743 | 0.0041714 | 0.0074589 | 0.010004 | 0.0146
LA Formosa Plastics Low - NOx Summer v4.10 | 688 | 7524 | Rate Constraint in lbs/MMBtu | FALSE | L | Annual | Allowances Purchased NOX | Thousand Tons | 0 | 0 | 0 | 0 | 0 | 0 | 0
LA Formosa Plastics Low - NOx Summer v4.10 | 688 | 7524 | Rate Constraint in lbs/MMBtu | FALSE | L | Annual | Allowances Sold NOX | Thousand Tons | 0 | 0 | 0 | 0 | 0 | 0 | 0
LA Formosa Plastics Low - NOx Summer v4.10 | 688 | 7524 | Rate Constraint in lbs/MMBtu | FALSE | L | Annual | Allowances Banked | Thousand Tons | 0 | 0 | 0 | 0 | 0 | 0 | 0
LA Formosa Plastics Low - NOx Summer v4.10 | 688 | 7524 | Rate Constraint in lbs/MMBtu | FALSE | L | Annual | Allowances Withdrawn (1:1) | Thousand Tons | 0 | 0 | 0 | 0 | 0 | 0 | 0
LA Formosa Plastics Low - NOx Summer v4.10 | 688 | 7524 | Rate Constraint in lbs/MMBtu | FALSE | L | Annual | Allowances Withdrawn (n:1) | Thousand Tons | 0 | 0 | 0 | 0 | 0 | 0 | 0
LA Formosa Plastics Low - NOx Summer v4.10 | 688 | 7524 | Rate Constraint in lbs/MMBtu | FALSE | L | Annual | Net Emissions Allowance Position | Thousand Tons | 0.0039396 | 0.00071454 | 0.016743 | 0.0041714 | 0.0074589 | 0.010004 | 0.0146
LA Formosa Plastics Low - NOx Summer v4.10 | 688 | 7524 | Rate Constraint in lbs/MMBtu | FALSE | L | Annual | Fuel Consumed | TBtu | 0.10372 | 0.018812 | 0.44081 | 0.10982 | 0.19637 | 0.26336 | 0.38437
LA Formosa Plastics Low - NOx Summer v4.10 | 688 | 7524 | Rate Constraint in lbs/MMBtu | FALSE | L | Annual | Rate | lb/MMBtu | 0.075968 | 0.075968 | 0.075968 | 0.075968 | 0.075968 | 0.075968 | 0.075968
LA Formosa Plastics Low - NOx Summer v4.10 | 688 | 7524 | Rate Constraint in lbs/MMBtu | FALSE | L | Annual | Generation | TWh | 0.011922 | 0.0021623 | 0.050667 | 0.012623 | 0.022571 | 0.030272 | 0.04418
LA Formosa Plastics Low - NOx Summer v4.10 | 688 | 7524 | Rate Constraint in lbs/MMBtu | FALSE | L | Annual | Qualifying Generation | TWh | 0.011922 | 0.0021623 | 0.050667 | 0.012623 | 0.022571 | 0.030272 | 0.04418
LA Formosa Plastics Low - NOx Summer v4.10 | 688 | 7524 | Rate Constraint in lbs/MMBtu | FALSE | L | Annual | Rate | lb/MWh | 0.66092 | 0.66092 | 0.66092 | 0.66092 | 0.66092 | 0.66092 | 0.66092
LA Formosa Plastics Low - NOx Summer v4.10 | 688 | 7524 | Rate Constraint in lbs/MMBtu | FALSE | L | Annual | Constraint Shadow Price | US2022$/Ton | 0 | 0 | 0 | 0 | 0 | 0 | 0
LA Geismar Cogen -Nox Summer v5.12 | 689 | 7525 | Rate Constraint in lbs/MMBtu | FALSE | L | Annual | Seasons Included | Seasons | Summer | Summer | Summer | Summer | Summer | Summer | Summer
LA Geismar Cogen -Nox Summer v5.12 | 689 | 7525 | Rate Constraint in lbs/MMBtu | FALSE | L | Annual | Standard NOX | lb/MMBtu | 0.2 | 0.2 | 0.2 | 0.2 | 0.2 | 0.2 | 0.2
LA Geismar Cogen -Nox Summer v5.12 | 689 | 7525 | Rate Constraint in lbs/MMBtu | FALSE | L | Annual | Emissions at Affected Plants NOX | Thousand Tons | 0.0041927 | 0.00076043 | 0.017819 | 0.0044393 | 0.0069261 | 0.010646 | 0.015538
LA Geismar Cogen -Nox Summer v5.12 | 689 | 7525 | Rate Constraint in lbs/MMBtu | FALSE | L | Annual | Allowances Purchased NOX | Thousand Tons | 0 | 0 | 0 | 0 | 0 | 0 | 0
LA Geismar Cogen -Nox Summer v5.12 | 689 | 7525 | Rate Constraint in lbs/MMBtu | FALSE | L | Annual | Allowances Sold NOX | Thousand Tons | 0 | 0 | 0 | 0 | 0 | 0 | 0
LA Geismar Cogen -Nox Summer v5.12 | 689 | 7525 | Rate Constraint in lbs/MMBtu | FALSE | L | Annual | Allowances Banked | Thousand Tons | 0 | 0 | 0 | 0 | 0 | 0 | 0
LA Geismar Cogen -Nox Summer v5.12 | 689 | 7525 | Rate Constraint in lbs/MMBtu | FALSE | L | Annual | Allowances Withdrawn (1:1) | Thousand Tons | 0 | 0 | 0 | 0 | 0 | 0 | 0
LA Geismar Cogen -Nox Summer v5.12 | 689 | 7525 | Rate Constraint in lbs/MMBtu | FALSE | L | Annual | Allowances Withdrawn (n:1) | Thousand Tons | 0 | 0 | 0 | 0 | 0 | 0 | 0
LA Geismar Cogen -Nox Summer v5.12 | 689 | 7525 | Rate Constraint in lbs/MMBtu | FALSE | L | Annual | Net Emissions Allowance Position | Thousand Tons | 0.0041927 | 0.00076043 | 0.017819 | 0.0044393 | 0.0069261 | 0.010646 | 0.015538
LA Geismar Cogen -Nox Summer v5.12 | 689 | 7525 | Rate Constraint in lbs/MMBtu | FALSE | L | Annual | Fuel Consumed | TBtu | 0.11527 | 0.020906 | 0.48988 | 0.12205 | 0.19042 | 0.29269 | 0.42716
LA Geismar Cogen -Nox Summer v5.12 | 689 | 7525 | Rate Constraint in lbs/MMBtu | FALSE | L | Annual | Rate | lb/MMBtu | 0.072747 | 0.072747 | 0.072747 | 0.072747 | 0.072747 | 0.072747 | 0.072747
LA Geismar Cogen -Nox Summer v5.12 | 689 | 7525 | Rate Constraint in lbs/MMBtu | FALSE | L | Annual | Generation | TWh | 0.013249 | 0.002403 | 0.056308 | 0.014028 | 0.021887 | 0.033642 | 0.049099
LA Geismar Cogen -Nox Summer v5.12 | 689 | 7525 | Rate Constraint in lbs/MMBtu | FALSE | L | Annual | Qualifying Generation | TWh | 0.013249 | 0.002403 | 0.056308 | 0.014028 | 0.021887 | 0.033642 | 0.049099
LA Geismar Cogen -Nox Summer v5.12 | 689 | 7525 | Rate Constraint in lbs/MMBtu | FALSE | L | Annual | Rate | lb/MWh | 0.6329 | 0.6329 | 0.6329 | 0.6329 | 0.6329 | 0.6329 | 0.6329
LA Geismar Cogen -Nox Summer v5.12 | 689 | 7525 | Rate Constraint in lbs/MMBtu | FALSE | L | Annual | Constraint Shadow Price | US2022$/Ton | 0 | 0 | 0 | 0 | 0 | 0 | 0
LA Georgia Gulf Plaquemine -Nox Summer v5.12 | 690 | 7526 | Rate Constraint in lbs/MMBtu | FALSE | L | Annual | Seasons Included | Seasons | Summer | Summer | Summer | Summer | Summer | Summer | Summer
LA Georgia Gulf Plaquemine -Nox Summer v5.12 | 690 | 7526 | Rate Constraint in lbs/MMBtu | FALSE | L | Annual | Standard NOX | lb/MMBtu | 0.2 | 0.2 | 0.2 | 0.2 | 0.2 | 0.2 | 0.2
LA Georgia Gulf Plaquemine -Nox Summer v5.12 | 690 | 7526 | Rate Constraint in lbs/MMBtu | FALSE | L | Annual | Emissions at Affected Plants NOX | Thousand Tons | 0.0046674 | 0.0047936 | 0.065091 | 0.02271 | 0.045287 | 0.065596 | 0.065848
LA Georgia Gulf Plaquemine -Nox Summer v5.12 | 690 | 7526 | Rate Constraint in lbs/MMBtu | FALSE | L | Annual | Allowances Purchased NOX | Thousand Tons | 0 | 0 | 0 | 0 | 0 | 0 | 0
LA Georgia Gulf Plaquemine -Nox Summer v5.12 | 690 | 7526 | Rate Constraint in lbs/MMBtu | FALSE | L | Annual | Allowances Sold NOX | Thousand Tons | 0 | 0 | 0 | 0 | 0 | 0 | 0
LA Georgia Gulf Plaquemine -Nox Summer v5.12 | 690 | 7526 | Rate Constraint in lbs/MMBtu | FALSE | L | Annual | Allowances Banked | Thousand Tons | 0 | 0 | 0 | 0 | 0 | 0 | 0
LA Georgia Gulf Plaquemine -Nox Summer v5.12 | 690 | 7526 | Rate Constraint in lbs/MMBtu | FALSE | L | Annual | Allowances Withdrawn (1:1) | Thousand Tons | 0 | 0 | 0 | 0 | 0 | 0 | 0
LA Georgia Gulf Plaquemine -Nox Summer v5.12 | 690 | 7526 | Rate Constraint in lbs/MMBtu | FALSE | L | Annual | Allowances Withdrawn (n:1) | Thousand Tons | 0 | 0 | 0 | 0 | 0 | 0 | 0
LA Georgia Gulf Plaquemine -Nox Summer v5.12 | 690 | 7526 | Rate Constraint in lbs/MMBtu | FALSE | L | Annual | Net Emissions Allowance Position | Thousand Tons | 0.0046674 | 0.0047936 | 0.065091 | 0.02271 | 0.045287 | 0.065596 | 0.065848
LA Georgia Gulf Plaquemine -Nox Summer v5.12 | 690 | 7526 | Rate Constraint in lbs/MMBtu | FALSE | L | Annual | Fuel Consumed | TBtu | 0.064881 | 0.066635 | 0.90483 | 0.31569 | 0.62952 | 0.91184 | 0.91535
LA Georgia Gulf Plaquemine -Nox Summer v5.12 | 690 | 7526 | Rate Constraint in lbs/MMBtu | FALSE | L | Annual | Rate | lb/MMBtu | 0.14388 | 0.14388 | 0.14388 | 0.14388 | 0.14388 | 0.14388 | 0.14388
LA Georgia Gulf Plaquemine -Nox Summer v5.12 | 690 | 7526 | Rate Constraint in lbs/MMBtu | FALSE | L | Annual | Generation | TWh | 0.0074576 | 0.0076592 | 0.104 | 0.036286 | 0.072359 | 0.10481 | 0.10521
LA Georgia Gulf Plaquemine -Nox Summer v5.12 | 690 | 7526 | Rate Constraint in lbs/MMBtu | FALSE | L | Annual | Qualifying Generation | TWh | 0.0074576 | 0.0076592 | 0.104 | 0.036286 | 0.072359 | 0.10481 | 0.10521
LA Georgia Gulf Plaquemine -Nox Summer v5.12 | 690 | 7526 | Rate Constraint in lbs/MMBtu | FALSE | L | Annual | Rate | lb/MWh | 1.2517 | 1.2517 | 1.2517 | 1.2517 | 1.2517 | 1.2517 | 1.2517
LA Georgia Gulf Plaquemine -Nox Summer v5.12 | 690 | 7526 | Rate Constraint in lbs/MMBtu | FALSE | L | Annual | Constraint Shadow Price | US2022$/Ton | 0 | 0 | 0 | 0 | 0 | 0 | 0
LA Louisiana 1 - NOx Summer v4.10 | 691 | 7527 | Rate Constraint in lbs/MMBtu | FALSE | L | Annual | Seasons Included | Seasons | Summer | Summer | Summer | Summer | Summer | Summer | Summer
LA Louisiana 1 - NOx Summer v4.10 | 691 | 7527 | Rate Constraint in lbs/MMBtu | FALSE | L | Annual | Standard NOX | lb/MMBtu | 0.24144 | 0.24144 | 0.24144 | 0.24144 | 0.24144 | 0.24144 | 0.24144
LA Louisiana 1 - NOx Summer v4.10 | 691 | 7527 | Rate Constraint in lbs/MMBtu | FALSE | L | Annual | Emissions at Affected Plants NOX | Thousand Tons | 0.22528 | 0.21359 | 0.56515 | 0.51793 | 0.40746 | 0.51024 | 0.51367
LA Louisiana 1 - NOx Summer v4.10 | 691 | 7527 | Rate Constraint in lbs/MMBtu | FALSE | L | Annual | Allowances Purchased NOX | Thousand Tons | 0 | 0 | 0 | 0 | 0 | 0 | 0
LA Louisiana 1 - NOx Summer v4.10 | 691 | 7527 | Rate Constraint in lbs/MMBtu | FALSE | L | Annual | Allowances Sold NOX | Thousand Tons | 0 | 0 | 0 | 0 | 0 | 0 | 0
LA Louisiana 1 - NOx Summer v4.10 | 691 | 7527 | Rate Constraint in lbs/MMBtu | FALSE | L | Annual | Allowances Banked | Thousand Tons | 0 | 0 | 0 | 0 | 0 | 0 | 0
LA Louisiana 1 - NOx Summer v4.10 | 691 | 7527 | Rate Constraint in lbs/MMBtu | FALSE | L | Annual | Allowances Withdrawn (1:1) | Thousand Tons | 0 | 0 | 0 | 0 | 0 | 0 | 0
LA Louisiana 1 - NOx Summer v4.10 | 691 | 7527 | Rate Constraint in lbs/MMBtu | FALSE | L | Annual | Allowances Withdrawn (n:1) | Thousand Tons | 0 | 0 | 0 | 0 | 0 | 0 | 0
LA Louisiana 1 - NOx Summer v4.10 | 691 | 7527 | Rate Constraint in lbs/MMBtu | FALSE | L | Annual | Net Emissions Allowance Position | Thousand Tons | 0.22528 | 0.21359 | 0.56515 | 0.51793 | 0.40746 | 0.51024 | 0.51367
LA Louisiana 1 - NOx Summer v4.10 | 691 | 7527 | Rate Constraint in lbs/MMBtu | FALSE | L | Annual | Fuel Consumed | TBtu | 2.1848 | 2.0661 | 5.637 | 5.1573 | 4.0353 | 5.0792 | 5.1141
LA Louisiana 1 - NOx Summer v4.10 | 691 | 7527 | Rate Constraint in lbs/MMBtu | FALSE | L | Annual | Rate | lb/MMBtu | 0.20623 | 0.20676 | 0.20052 | 0.20085 | 0.20195 | 0.20091 | 0.20089
LA Louisiana 1 - NOx Summer v4.10 | 691 | 7527 | Rate Constraint in lbs/MMBtu | FALSE | L | Annual | Generation | TWh | 0.48028 | 0.45418 | 1.2392 | 1.1337 | 0.88707 | 1.1166 | 1.1242
LA Louisiana 1 - NOx Summer v4.10 | 691 | 7527 | Rate Constraint in lbs/MMBtu | FALSE | L | Annual | Qualifying Generation | TWh | 0.48028 | 0.45418 | 1.2392 | 1.1337 | 0.88707 | 1.1166 | 1.1242
LA Louisiana 1 - NOx Summer v4.10 | 691 | 7527 | Rate Constraint in lbs/MMBtu | FALSE | L | Annual | Rate | lb/MWh | 0.93812 | 0.94056 | 0.91215 | 0.91367 | 0.91867 | 0.91395 | 0.91383
LA Louisiana 1 - NOx Summer v4.10 | 691 | 7527 | Rate Constraint in lbs/MMBtu | FALSE | L | Annual | Constraint Shadow Price | US2022$/Ton | 0 | 0 | 0 | 0 | 0 | 0 | 0
LA New Roads - NOx Summer v4.10 | 692 | 7528 | Rate Constraint in lbs/MMBtu | FALSE | L | Annual | Seasons Included | Seasons | Summer | Summer | Summer | Summer | Summer | Summer | Summer
LA New Roads - NOx Summer v4.10 | 692 | 7528 | Rate Constraint in lbs/MMBtu | FALSE | L | Annual | Standard NOX | lb/MMBtu | 0.2 | 0.2 | 0.2 | 0.2 | 0.2 | 0.2 | 0.2
LA New Roads - NOx Summer v4.10 | 692 | 7528 | Rate Constraint in lbs/MMBtu | FALSE | L | Annual | Emissions at Affected Plants NOX | Thousand Tons | 0.0017816 | 0.0017903 | 0.00039299 | 2.6199e-05 | 0 | 0 | 0
LA New Roads - NOx Summer v4.10 | 692 | 7528 | Rate Constraint in lbs/MMBtu | FALSE | L | Annual | Allowances Purchased NOX | Thousand Tons | 0 | 0 | 0 | 0 | 0 | 0 | 0
LA New Roads - NOx Summer v4.10 | 692 | 7528 | Rate Constraint in lbs/MMBtu | FALSE | L | Annual | Allowances Sold NOX | Thousand Tons | 0 | 0 | 0 | 0 | 0 | 0 | 0
LA New Roads - NOx Summer v4.10 | 692 | 7528 | Rate Constraint in lbs/MMBtu | FALSE | L | Annual | Allowances Banked | Thousand Tons | 0 | 0 | 0 | 0 | 0 | 0 | 0
LA New Roads - NOx Summer v4.10 | 692 | 7528 | Rate Constraint in lbs/MMBtu | FALSE | L | Annual | Allowances Withdrawn (1:1) | Thousand Tons | 0 | 0 | 0 | 0 | 0 | 0 | 0
LA New Roads - NOx Summer v4.10 | 692 | 7528 | Rate Constraint in lbs/MMBtu | FALSE | L | Annual | Allowances Withdrawn (n:1) | Thousand Tons | 0 | 0 | 0 | 0 | 0 | 0 | 0
LA New Roads - NOx Summer v4.10 | 692 | 7528 | Rate Constraint in lbs/MMBtu | FALSE | L | Annual | Net Emissions Allowance Position | Thousand Tons | 0.0017816 | 0.0017903 | 0.00039299 | 2.6199e-05 | 0 | 0 | 0
LA New Roads - NOx Summer v4.10 | 692 | 7528 | Rate Constraint in lbs/MMBtu | FALSE | L | Annual | Fuel Consumed | TBtu | 0.017816 | 0.017904 | 0.0039301 | 0.00026201 | 0 | 0 | 0
LA New Roads - NOx Summer v4.10 | 692 | 7528 | Rate Constraint in lbs/MMBtu | FALSE | L | Annual | Rate | lb/MMBtu | 0.19999 | 0.19999 | 0.19999 | 0.19999 | 0 | 0 | 0
LA New Roads - NOx Summer v4.10 | 692 | 7528 | Rate Constraint in lbs/MMBtu | FALSE | L | Annual | Generation | TWh | 0.0013482 | 0.0013548 | 0.0002974 | 1.9827e-05 | 0 | 0 | 0
LA New Roads - NOx Summer v4.10 | 692 | 7528 | Rate Constraint in lbs/MMBtu | FALSE | L | Annual | Qualifying Generation | TWh | 0.0013482 | 0.0013548 | 0.0002974 | 1.9827e-05 | 0 | 0 | 0
LA New Roads - NOx Summer v4.10 | 692 | 7528 | Rate Constraint in lbs/MMBtu | FALSE | L | Annual | Rate | lb/MWh | 2.6428 | 2.6428 | 2.6428 | 2.6428 | 0 | 0 | 0
LA New Roads - NOx Summer v4.10 | 692 | 7528 | Rate Constraint in lbs/MMBtu | FALSE | L | Annual | Constraint Shadow Price | US2022$/Ton | 0 | 0 | 0 | 0 | 0 | 0 | 0
LA Plaquemine Cogeneration Plant -Nox Summer v5.12 | 693 | 7529 | Rate Constraint in lbs/MMBtu | FALSE | L | Annual | Seasons Included | Seasons | Summer | Summer | Summer | Summer | Summer | Summer | Summer
LA Plaquemine Cogeneration Plant -Nox Summer v5.12 | 693 | 7529 | Rate Constraint in lbs/MMBtu | FALSE | L | Annual | Standard NOX | lb/MMBtu | 0.2 | 0.2 | 0.2 | 0.2 | 0.2 | 0.2 | 0.2
LA Plaquemine Cogeneration Plant -Nox Summer v5.12 | 693 | 7529 | Rate Constraint in lbs/MMBtu | FALSE | L | Annual | Emissions at Affected Plants NOX | Thousand Tons | 0.063048 | 0.063048 | 0.063048 | 0.029105 | 0.011166 | 0.029328 | 0.029328
LA Plaquemine Cogeneration Plant -Nox Summer v5.12 | 693 | 7529 | Rate Constraint in lbs/MMBtu | FALSE | L | Annual | Allowances Purchased NOX | Thousand Tons | 0 | 0 | 0 | 0 | 0 | 0 | 0
LA Plaquemine Cogeneration Plant -Nox Summer v5.12 | 693 | 7529 | Rate Constraint in lbs/MMBtu | FALSE | L | Annual | Allowances Sold NOX | Thousand Tons | 0 | 0 | 0 | 0 | 0 | 0 | 0
LA Plaquemine Cogeneration Plant -Nox Summer v5.12 | 693 | 7529 | Rate Constraint in lbs/MMBtu | FALSE | L | Annual | Allowances Banked | Thousand Tons | 0 | 0 | 0 | 0 | 0 | 0 | 0
LA Plaquemine Cogeneration Plant -Nox Summer v5.12 | 693 | 7529 | Rate Constraint in lbs/MMBtu | FALSE | L | Annual | Allowances Withdrawn (1:1) | Thousand Tons | 0 | 0 | 0 | 0 | 0 | 0 | 0
LA Plaquemine Cogeneration Plant -Nox Summer v5.12 | 693 | 7529 | Rate Constraint in lbs/MMBtu | FALSE | L | Annual | Allowances Withdrawn (n:1) | Thousand Tons | 0 | 0 | 0 | 0 | 0 | 0 | 0
LA Plaquemine Cogeneration Plant -Nox Summer v5.12 | 693 | 7529 | Rate Constraint in lbs/MMBtu | FALSE | L | Annual | Net Emissions Allowance Position | Thousand Tons | 0.063048 | 0.063048 | 0.063048 | 0.029105 | 0.011166 | 0.029328 | 0.029328
LA Plaquemine Cogeneration Plant -Nox Summer v5.12 | 693 | 7529 | Rate Constraint in lbs/MMBtu | FALSE | L | Annual | Fuel Consumed | TBtu | 9.3436 | 9.3436 | 9.3436 | 4.3133 | 1.6547 | 4.3464 | 4.3464
LA Plaquemine Cogeneration Plant -Nox Summer v5.12 | 693 | 7529 | Rate Constraint in lbs/MMBtu | FALSE | L | Annual | Rate | lb/MMBtu | 0.013496 | 0.013496 | 0.013496 | 0.013496 | 0.013496 | 0.013496 | 0.013496
LA Plaquemine Cogeneration Plant -Nox Summer v5.12 | 693 | 7529 | Rate Constraint in lbs/MMBtu | FALSE | L | Annual | Generation | TWh | 1.1993 | 1.1993 | 1.1993 | 0.55362 | 0.21239 | 0.55787 | 0.55787
LA Plaquemine Cogeneration Plant -Nox Summer v5.12 | 693 | 7529 | Rate Constraint in lbs/MMBtu | FALSE | L | Annual | Qualifying Generation | TWh | 1.1993 | 1.1993 | 1.1993 | 0.55362 | 0.21239 | 0.55787 | 0.55787
LA Plaquemine Cogeneration Plant -Nox Summer v5.12 | 693 | 7529 | Rate Constraint in lbs/MMBtu | FALSE | L | Annual | Rate | lb/MWh | 0.10514 | 0.10514 | 0.10514 | 0.10514 | 0.10514 | 0.10514 | 0.10514
LA Plaquemine Cogeneration Plant -Nox Summer v5.12 | 693 | 7529 | Rate Constraint in lbs/MMBtu | FALSE | L | Annual | Constraint Shadow Price | US2022$/Ton | 0 | 0 | 0 | 0 | 0 | 0 | 0
LA Shell Chemical - NOx Summer v4.10 | 694 | 7530 | Rate Constraint in lbs/MMBtu | FALSE | L | Annual | Seasons Included | Seasons | Summer | Summer | Summer | Summer | Summer | Summer | Summer
LA Shell Chemical - NOx Summer v4.10 | 694 | 7530 | Rate Constraint in lbs/MMBtu | FALSE | L | Annual | Standard NOX | lb/MMBtu | 0.29434 | 0.29434 | 0.29434 | 0.29434 | 0.29434 | 0.29434 | 0.29434
LA Shell Chemical - NOx Summer v4.10 | 694 | 7530 | Rate Constraint in lbs/MMBtu | FALSE | L | Annual | Emissions at Affected Plants NOX | Thousand Tons | 0.00086046 | 7.8224e-05 | 0.06782 | 0.016896 | 0.026361 | 0.04052 | 0.059137
LA Shell Chemical - NOx Summer v4.10 | 694 | 7530 | Rate Constraint in lbs/MMBtu | FALSE | L | Annual | Allowances Purchased NOX | Thousand Tons | 0 | 0 | 0 | 0 | 0 | 0 | 0
LA Shell Chemical - NOx Summer v4.10 | 694 | 7530 | Rate Constraint in lbs/MMBtu | FALSE | L | Annual | Allowances Sold NOX | Thousand Tons | 0 | 0 | 0 | 0 | 0 | 0 | 0
LA Shell Chemical - NOx Summer v4.10 | 694 | 7530 | Rate Constraint in lbs/MMBtu | FALSE | L | Annual | Allowances Banked | Thousand Tons | 0 | 0 | 0 | 0 | 0 | 0 | 0
LA Shell Chemical - NOx Summer v4.10 | 694 | 7530 | Rate Constraint in lbs/MMBtu | FALSE | L | Annual | Allowances Withdrawn (1:1) | Thousand Tons | 0 | 0 | 0 | 0 | 0 | 0 | 0
LA Shell Chemical - NOx Summer v4.10 | 694 | 7530 | Rate Constraint in lbs/MMBtu | FALSE | L | Annual | Allowances Withdrawn (n:1) | Thousand Tons | 0 | 0 | 0 | 0 | 0 | 0 | 0
LA Shell Chemical - NOx Summer v4.10 | 694 | 7530 | Rate Constraint in lbs/MMBtu | FALSE | L | Annual | Net Emissions Allowance Position | Thousand Tons | 0.00086046 | 7.8224e-05 | 0.06782 | 0.016896 | 0.026361 | 0.04052 | 0.059137
LA Shell Chemical - NOx Summer v4.10 | 694 | 7530 | Rate Constraint in lbs/MMBtu | FALSE | L | Annual | Fuel Consumed | TBtu | 0.0058469 | 0.00053154 | 0.46084 | 0.11481 | 0.17913 | 0.27534 | 0.40184
LA Shell Chemical - NOx Summer v4.10 | 694 | 7530 | Rate Constraint in lbs/MMBtu | FALSE | L | Annual | Rate | lb/MMBtu | 0.29433 | 0.29433 | 0.29433 | 0.29433 | 0.29433 | 0.29433 | 0.29433
LA Shell Chemical - NOx Summer v4.10 | 694 | 7530 | Rate Constraint in lbs/MMBtu | FALSE | L | Annual | Generation | TWh | 0.00067206 | 6.1096e-05 | 0.05297 | 0.013197 | 0.020589 | 0.031648 | 0.046189
LA Shell Chemical - NOx Summer v4.10 | 694 | 7530 | Rate Constraint in lbs/MMBtu | FALSE | L | Annual | Qualifying Generation | TWh | 0.00067206 | 6.1096e-05 | 0.05297 | 0.013197 | 0.020589 | 0.031648 | 0.046189
LA Shell Chemical - NOx Summer v4.10 | 694 | 7530 | Rate Constraint in lbs/MMBtu | FALSE | L | Annual | Rate | lb/MWh | 2.5607 | 2.5607 | 2.5607 | 2.5607 | 2.5607 | 2.5607 | 2.5607
LA Shell Chemical - NOx Summer v4.10 | 694 | 7530 | Rate Constraint in lbs/MMBtu | FALSE | L | Annual | Constraint Shadow Price | US2022$/Ton | 0 | 0 | 0 | 0 | 0 | 0 | 0
Louisiana Coal Units - SO2 Rate Annual v3.1, Unit 2604 and retrofits | 695 | 7321 | Rate Constraint in lbs/MMBtu | FALSE | L | Annual | Seasons Included | Seasons | Winter, Spring, Summer, Fall | Winter, Spring, Summer, Fall | Winter, Spring, Summer, Fall | Winter, Spring, Summer, Fall | Winter, Spring, Summer, Fall | Winter, Spring, Summer, Fall | Winter, Spring, Summer, Fall
Louisiana Coal Units - SO2 Rate Annual v3.1, Unit 2604 and retrofits | 695 | 7321 | Rate Constraint in lbs/MMBtu | FALSE | L | Annual | Standard SO2 | lb/MMBtu | 1.2 | 1.2 | 1.2 | 1.2 | 1.2 | 1.2 | 1.2
Louisiana Coal Units - SO2 Rate Annual v3.1, Unit 2604 and retrofits | 695 | 7321 | Rate Constraint in lbs/MMBtu | FALSE | L | Annual | Emissions at Affected Plants SO2 | Thousand Tons | 1.6126 | 0 | 0 | 0 | 0 | 0 | 0
Louisiana Coal Units - SO2 Rate Annual v3.1, Unit 2604 and retrofits | 695 | 7321 | Rate Constraint in lbs/MMBtu | FALSE | L | Annual | Allowances Purchased SO2 | Thousand Tons | 0 | 0 | 0 | 0 | 0 | 0 | 0
Louisiana Coal Units - SO2 Rate Annual v3.1, Unit 2604 and retrofits | 695 | 7321 | Rate Constraint in lbs/MMBtu | FALSE | L | Annual | Allowances Sold SO2 | Thousand Tons | 0 | 0 | 0 | 0 | 0 | 0 | 0
Louisiana Coal Units - SO2 Rate Annual v3.1, Unit 2604 and retrofits | 695 | 7321 | Rate Constraint in lbs/MMBtu | FALSE | L | Annual | Allowances Banked | Thousand Tons | 0 | 0 | 0 | 0 | 0 | 0 | 0
Louisiana Coal Units - SO2 Rate Annual v3.1, Unit 2604 and retrofits | 695 | 7321 | Rate Constraint in lbs/MMBtu | FALSE | L | Annual | Allowances Withdrawn (1:1) | Thousand Tons | 0 | 0 | 0 | 0 | 0 | 0 | 0
Louisiana Coal Units - SO2 Rate Annual v3.1, Unit 2604 and retrofits | 695 | 7321 | Rate Constraint in lbs/MMBtu | FALSE | L | Annual | Allowances Withdrawn (n:1) | Thousand Tons | 0 | 0 | 0 | 0 | 0 | 0 | 0
Louisiana Coal Units - SO2 Rate Annual v3.1, Unit 2604 and retrofits | 695 | 7321 | Rate Constraint in lbs/MMBtu | FALSE | L | Annual | Net Emissions Allowance Position | Thousand Tons | 1.6126 | 0 | 0 | 0 | 0 | 0 | 0
Louisiana Coal Units - SO2 Rate Annual v3.1, Unit 2604 and retrofits | 695 | 7321 | Rate Constraint in lbs/MMBtu | FALSE | L | Annual | Fuel Consumed | TBtu | 7.18 | 0 | 0 | 0 | 0 | 0 | 0
Louisiana Coal Units - SO2 Rate Annual v3.1, Unit 2604 and retrofits | 695 | 7321 | Rate Constraint in lbs/MMBtu | FALSE | L | Annual | Rate | lb/MMBtu | 0.44919 | 0 | 0 | 0 | 0 | 0 | 0
Louisiana Coal Units - SO2 Rate Annual v3.1, Unit 2604 and retrofits | 695 | 7321 | Rate Constraint in lbs/MMBtu | FALSE | L | Annual | Generation | TWh | 0.68788 | 0 | 0 | 0 | 0 | 0 | 0
Louisiana Coal Units - SO2 Rate Annual v3.1, Unit 2604 and retrofits | 695 | 7321 | Rate Constraint in lbs/MMBtu | FALSE | L | Annual | Qualifying Generation | TWh | 0.68788 | 0 | 0 | 0 | 0 | 0 | 0
Louisiana Coal Units - SO2 Rate Annual v3.1, Unit 2604 and retrofits | 695 | 7321 | Rate Constraint in lbs/MMBtu | FALSE | L | Annual | Rate | lb/MWh | 4.6887 | 0 | 0 | 0 | 0 | 0 | 0
Louisiana Coal Units - SO2 Rate Annual v3.1, Unit 2604 and retrofits | 695 | 7321 | Rate Constraint in lbs/MMBtu | FALSE | L | Annual | Constraint Shadow Price | US2022$/Ton | 0 | 0 | 0 | 0 | 0 | 0 | 0
Louisiana Coal Units - SO2 Rate Annual v3.1, Unit 2621 and retrofits | 696 | 7321 | Rate Constraint in lbs/MMBtu | FALSE | L | Annual | Seasons Included | Seasons | Winter, Spring, Summer, Fall | Winter, Spring, Summer, Fall | Winter, Spring, Summer, Fall | Winter, Spring, Summer, Fall | Winter, Spring, Summer, Fall | Winter, Spring, Summer, Fall | Winter, Spring, Summer, Fall
Louisiana Coal Units - SO2 Rate Annual v3.1, Unit 2621 and retrofits | 696 | 7321 | Rate Constraint in lbs/MMBtu | FALSE | L | Annual | Standard SO2 | lb/MMBtu | 1.2 | 1.2 | 1.2 | 1.2 | 1.2 | 1.2 | 1.2
Louisiana Coal Units - SO2 Rate Annual v3.1, Unit 2621 and retrofits | 696 | 7321 | Rate Constraint in lbs/MMBtu | FALSE | L | Annual | Emissions at Affected Plants SO2 | Thousand Tons | 0 | 0 | 0 | 0 | 0 | 0 | 0
Louisiana Coal Units - SO2 Rate Annual v3.1, Unit 2621 and retrofits | 696 | 7321 | Rate Constraint in lbs/MMBtu | FALSE | L | Annual | Allowances Purchased SO2 | Thousand Tons | 0 | 0 | 0 | 0 | 0 | 0 | 0
Louisiana Coal Units - SO2 Rate Annual v3.1, Unit 2621 and retrofits | 696 | 7321 | Rate Constraint in lbs/MMBtu | FALSE | L | Annual | Allowances Sold SO2 | Thousand Tons | 0 | 0 | 0 | 0 | 0 | 0 | 0
Louisiana Coal Units - SO2 Rate Annual v3.1, Unit 2621 and retrofits | 696 | 7321 | Rate Constraint in lbs/MMBtu | FALSE | L | Annual | Allowances Banked | Thousand Tons | 0 | 0 | 0 | 0 | 0 | 0 | 0
Louisiana Coal Units - SO2 Rate Annual v3.1, Unit 2621 and retrofits | 696 | 7321 | Rate Constraint in lbs/MMBtu | FALSE | L | Annual | Allowances Withdrawn (1:1) | Thousand Tons | 0 | 0 | 0 | 0 | 0 | 0 | 0
Louisiana Coal Units - SO2 Rate Annual v3.1, Unit 2621 and retrofits | 696 | 7321 | Rate Constraint in lbs/MMBtu | FALSE | L | Annual | Allowances Withdrawn (n:1) | Thousand Tons | 0 | 0 | 0 | 0 | 0 | 0 | 0
Louisiana Coal Units - SO2 Rate Annual v3.1, Unit 2621 and retrofits | 696 | 7321 | Rate Constraint in lbs/MMBtu | FALSE | L | Annual | Net Emissions Allowance Position | Thousand Tons | 0 | 0 | 0 | 0 | 0 | 0 | 0
Louisiana Coal Units - SO2 Rate Annual v3.1, Unit 2621 and retrofits | 696 | 7321 | Rate Constraint in lbs/MMBtu | FALSE | L | Annual | Fuel Consumed | TBtu | 0 | 0 | 0 | 0 | 0 | 0 | 0
Louisiana Coal Units - SO2 Rate Annual v3.1, Unit 2621 and retrofits | 696 | 7321 | Rate Constraint in lbs/MMBtu | FALSE | L | Annual | Rate | lb/MMBtu | 0 | 0 | 0 | 0 | 0 | 0 | 0
Louisiana Coal Units - SO2 Rate Annual v3.1, Unit 2621 and retrofits | 696 | 7321 | Rate Constraint in lbs/MMBtu | FALSE | L | Annual | Generation | TWh | 0 | 0 | 0 | 0 | 0 | 0 | 0
Louisiana Coal Units - SO2 Rate Annual v3.1, Unit 2621 and retrofits | 696 | 7321 | Rate Constraint in lbs/MMBtu | FALSE | L | Annual | Qualifying Generation | TWh | 0 | 0 | 0 | 0 | 0 | 0 | 0
Louisiana Coal Units - SO2 Rate Annual v3.1, Unit 2621 and retrofits | 696 | 7321 | Rate Constraint in lbs/MMBtu | FALSE | L | Annual | Rate | lb/MWh | 0 | 0 | 0 | 0 | 0 | 0 | 0
Louisiana Coal Units - SO2 Rate Annual v3.1, Unit 2621 and retrofits | 696 | 7321 | Rate Constraint in lbs/MMBtu | FALSE | L | Annual | Constraint Shadow Price | US2022$/Ton | 0 | 0 | 0 | 0 | 0 | 0 | 0
Louisiana Coal Units - SO2 Rate Annual v3.1, Unit 3152 and retrofits | 697 | 7321 | Rate Constraint in lbs/MMBtu | FALSE | L | Annual | Seasons Included | Seasons | Winter, Spring, Summer, Fall | Winter, Spring, Summer, Fall | Winter, Spring, Summer, Fall | Winter, Spring, Summer, Fall | Winter, Spring, Summer, Fall | Winter, Spring, Summer, Fall | Winter, Spring, Summer, Fall
Louisiana Coal Units - SO2 Rate Annual v3.1, Unit 3152 and retrofits | 697 | 7321 | Rate Constraint in lbs/MMBtu | FALSE | L | Annual | Standard SO2 | lb/MMBtu | 1.2 | 1.2 | 1.2 | 1.2 | 1.2 | 1.2 | 1.2
Louisiana Coal Units - SO2 Rate Annual v3.1, Unit 3152 and retrofits | 697 | 7321 | Rate Constraint in lbs/MMBtu | FALSE | L | Annual | Emissions at Affected Plants SO2 | Thousand Tons | 0 | 0 | 0 | 0 | 0 | 0 | 0
Louisiana Coal Units - SO2 Rate Annual v3.1, Unit 3152 and retrofits | 697 | 7321 | Rate Constraint in lbs/MMBtu | FALSE | L | Annual | Allowances Purchased SO2 | Thousand Tons | 0 | 0 | 0 | 0 | 0 | 0 | 0
Louisiana Coal Units - SO2 Rate Annual v3.1, Unit 3152 and retrofits | 697 | 7321 | Rate Constraint in lbs/MMBtu | FALSE | L | Annual | Allowances Sold SO2 | Thousand Tons | 0 | 0 | 0 | 0 | 0 | 0 | 0
Louisiana Coal Units - SO2 Rate Annual v3.1, Unit 3152 and retrofits | 697 | 7321 | Rate Constraint in lbs/MMBtu | FALSE | L | Annual | Allowances Banked | Thousand Tons | 0 | 0 | 0 | 0 | 0 | 0 | 0
Louisiana Coal Units - SO2 Rate Annual v3.1, Unit 3152 and retrofits | 697 | 7321 | Rate Constraint in lbs/MMBtu | FALSE | L | Annual | Allowances Withdrawn (1:1) | Thousand Tons | 0 | 0 | 0 | 0 | 0 | 0 | 0
Louisiana Coal Units - SO2 Rate Annual v3.1, Unit 3152 and retrofits | 697 | 7321 | Rate Constraint in lbs/MMBtu | FALSE | L | Annual | Allowances Withdrawn (n:1) | Thousand Tons | 0 | 0 | 0 | 0 | 0 | 0 | 0
Louisiana Coal Units - SO2 Rate Annual v3.1, Unit 3152 and retrofits | 697 | 7321 | Rate Constraint in lbs/MMBtu | FALSE | L | Annual | Net Emissions Allowance Position | Thousand Tons | 0 | 0 | 0 | 0 | 0 | 0 | 0
Louisiana Coal Units - SO2 Rate Annual v3.1, Unit 3152 and retrofits | 697 | 7321 | Rate Constraint in lbs/MMBtu | FALSE | L | Annual | Fuel Consumed | TBtu | 0 | 0 | 0 | 0 | 0 | 0 | 0
Louisiana Coal Units - SO2 Rate Annual v3.1, Unit 3152 and retrofits | 697 | 7321 | Rate Constraint in lbs/MMBtu | FALSE | L | Annual | Rate | lb/MMBtu | 0 | 0 | 0 | 0 | 0 | 0 | 0
Louisiana Coal Units - SO2 Rate Annual v3.1, Unit 3152 and retrofits | 697 | 7321 | Rate Constraint in lbs/MMBtu | FALSE | L | Annual | Generation | TWh | 0 | 0 | 0 | 0 | 0 | 0 | 0
Louisiana Coal Units - SO2 Rate Annual v3.1, Unit 3152 and retrofits | 697 | 7321 | Rate Constraint in lbs/MMBtu | FALSE | L | Annual | Qualifying Generation | TWh | 0 | 0 | 0 | 0 | 0 | 0 | 0
Louisiana Coal Units - SO2 Rate Annual v3.1, Unit 3152 and retrofits | 697 | 7321 | Rate Constraint in lbs/MMBtu | FALSE | L | Annual | Rate | lb/MWh | 0 | 0 | 0 | 0 | 0 | 0 | 0
Louisiana Coal Units - SO2 Rate Annual v3.1, Unit 3152 and retrofits | 697 | 7321 | Rate Constraint in lbs/MMBtu | FALSE | L | Annual | Constraint Shadow Price | US2022$/Ton | 0 | 0 | 0 | 0 | 0 | 0 | 0
Louisiana Coal Units - SO2 Rate Annual v3.1, Unit 3153 and retrofits | 698 | 7321 | Rate Constraint in lbs/MMBtu | FALSE | L | Annual | Seasons Included | Seasons | Winter, Spring, Summer, Fall | Winter, Spring, Summer, Fall | Winter, Spring, Summer, Fall | Winter, Spring, Summer, Fall | Winter, Spring, Summer, Fall | Winter, Spring, Summer, Fall | Winter, Spring, Summer, Fall
Louisiana Coal Units - SO2 Rate Annual v3.1, Unit 3153 and retrofits | 698 | 7321 | Rate Constraint in lbs/MMBtu | FALSE | L | Annual | Standard SO2 | lb/MMBtu | 1.2 | 1.2 | 1.2 | 1.2 | 1.2 | 1.2 | 1.2
Louisiana Coal Units - SO2 Rate Annual v3.1, Unit 3153 and retrofits | 698 | 7321 | Rate Constraint in lbs/MMBtu | FALSE | L | Annual | Emissions at Affected Plants SO2 | Thousand Tons | 0 | 0 | 0 | 0 | 0 | 0 | 0
Louisiana Coal Units - SO2 Rate Annual v3.1, Unit 3153 and retrofits | 698 | 7321 | Rate Constraint in lbs/MMBtu | FALSE | L | Annual | Allowances Purchased SO2 | Thousand Tons | 0 | 0 | 0 | 0 | 0 | 0 | 0
Louisiana Coal Units - SO2 Rate Annual v3.1, Unit 3153 and retrofits | 698 | 7321 | Rate Constraint in lbs/MMBtu | FALSE | L | Annual | Allowances Sold SO2 | Thousand Tons | 0 | 0 | 0 | 0 | 0 | 0 | 0
Louisiana Coal Units - SO2 Rate Annual v3.1, Unit 3153 and retrofits | 698 | 7321 | Rate Constraint in lbs/MMBtu | FALSE | L | Annual | Allowances Banked | Thousand Tons | 0 | 0 | 0 | 0 | 0 | 0 | 0
Louisiana Coal Units - SO2 Rate Annual v3.1, Unit 3153 and retrofits | 698 | 7321 | Rate Constraint in lbs/MMBtu | FALSE | L | Annual | Allowances Withdrawn (1:1) | Thousand Tons | 0 | 0 | 0 | 0 | 0 | 0 | 0
Louisiana Coal Units - SO2 Rate Annual v3.1, Unit 3153 and retrofits | 698 | 7321 | Rate Constraint in lbs/MMBtu | FALSE | L | Annual | Allowances Withdrawn (n:1) | Thousand Tons | 0 | 0 | 0 | 0 | 0 | 0 | 0
Louisiana Coal Units - SO2 Rate Annual v3.1, Unit 3153 and retrofits | 698 | 7321 | Rate Constraint in lbs/MMBtu | FALSE | L | Annual | Net Emissions Allowance Position | Thousand Tons | 0 | 0 | 0 | 0 | 0 | 0 | 0
Louisiana Coal Units - SO2 Rate Annual v3.1, Unit 3153 and retrofits | 698 | 7321 | Rate Constraint in lbs/MMBtu | FALSE | L | Annual | Fuel Consumed | TBtu | 0 | 0 | 0 | 0 | 0 | 0 | 0
Louisiana Coal Units - SO2 Rate Annual v3.1, Unit 3153 and retrofits | 698 | 7321 | Rate Constraint in lbs/MMBtu | FALSE | L | Annual | Rate | lb/MMBtu | 0 | 0 | 0 | 0 | 0 | 0 | 0
Louisiana Coal Units - SO2 Rate Annual v3.1, Unit 3153 and retrofits | 698 | 7321 | Rate Constraint in lbs/MMBtu | FALSE | L | Annual | Generation | TWh | 0 | 0 | 0 | 0 | 0 | 0 | 0
Louisiana Coal Units - SO2 Rate Annual v3.1, Unit 3153 and retrofits | 698 | 7321 | Rate Constraint in lbs/MMBtu | FALSE | L | Annual | Qualifying Generation | TWh | 0 | 0 | 0 | 0 | 0 | 0 | 0
Louisiana Coal Units - SO2 Rate Annual v3.1, Unit 3153 and retrofits | 698 | 7321 | Rate Constraint in lbs/MMBtu | FALSE | L | Annual | Rate | lb/MWh | 0 | 0 | 0 | 0 | 0 | 0 | 0
Louisiana Coal Units - SO2 Rate Annual v3.1, Unit 3153 and retrofits | 698 | 7321 | Rate Constraint in lbs/MMBtu | FALSE | L | Annual | Constraint Shadow Price | US2022$/Ton | 0 | 0 | 0 | 0 | 0 | 0 | 0
Louisiana Coal Units - SO2 Rate Annual v3.1, Unit 3448 and retrofits | 699 | 7321 | Rate Constraint in lbs/MMBtu | FALSE | L | Annual | Seasons Included | Seasons | Winter, Spring, Summer, Fall | Winter, Spring, Summer, Fall | Winter, Spring, Summer, Fall | Winter, Spring, Summer, Fall | Winter, Spring, Summer, Fall | Winter, Spring, Summer, Fall | Winter, Spring, Summer, Fall
Louisiana Coal Units - SO2 Rate Annual v3.1, Unit 3448 and retrofits | 699 | 7321 | Rate Constraint in lbs/MMBtu | FALSE | L | Annual | Standard SO2 | lb/MMBtu | 1.2 | 1.2 | 1.2 | 1.2 | 1.2 | 1.2 | 1.2
Louisiana Coal Units - SO2 Rate Annual v3.1, Unit 3448 and retrofits | 699 | 7321 | Rate Constraint in lbs/MMBtu | FALSE | L | Annual | Emissions at Affected Plants SO2 | Thousand Tons | 1.5576 | 6.4186 | 6.5975 | 6.5975 | 0 | 0 | 0
Louisiana Coal Units - SO2 Rate Annual v3.1, Unit 3448 and retrofits | 699 | 7321 | Rate Constraint in lbs/MMBtu | FALSE | L | Annual | Allowances Purchased SO2 | Thousand Tons | 0 | 0 | 0 | 0 | 0 | 0 | 0
Louisiana Coal Units - SO2 Rate Annual v3.1, Unit 3448 and retrofits | 699 | 7321 | Rate Constraint in lbs/MMBtu | FALSE | L | Annual | Allowances Sold SO2 | Thousand Tons | 0 | 0 | 0 | 0 | 0 | 0 | 0
Louisiana Coal Units - SO2 Rate Annual v3.1, Unit 3448 and retrofits | 699 | 7321 | Rate Constraint in lbs/MMBtu | FALSE | L | Annual | Allowances Banked | Thousand Tons | 0 | 0 | 0 | 0 | 0 | 0 | 0
Louisiana Coal Units - SO2 Rate Annual v3.1, Unit 3448 and retrofits | 699 | 7321 | Rate Constraint in lbs/MMBtu | FALSE | L | Annual | Allowances Withdrawn (1:1) | Thousand Tons | 0 | 0 | 0 | 0 | 0 | 0 | 0
Louisiana Coal Units - SO2 Rate Annual v3.1, Unit 3448 and retrofits | 699 | 7321 | Rate Constraint in lbs/MMBtu | FALSE | L | Annual | Allowances Withdrawn (n:1) | Thousand Tons | 0 | 0 | 0 | 0 | 0 | 0 | 0
Louisiana Coal Units - SO2 Rate Annual v3.1, Unit 3448 and retrofits | 699 | 7321 | Rate Constraint in lbs/MMBtu | FALSE | L | Annual | Net Emissions Allowance Position | Thousand Tons | 1.5576 | 6.4186 | 6.5975 | 6.5975 | 0 | 0 | 0
Louisiana Coal Units - SO2 Rate Annual v3.1, Unit 3448 and retrofits | 699 | 7321 | Rate Constraint in lbs/MMBtu | FALSE | L | Annual | Fuel Consumed | TBtu | 5.0571 | 20.8396 | 21.4203 | 21.4203 | 0 | 0 | 0
Louisiana Coal Units - SO2 Rate Annual v3.1, Unit 3448 and retrofits | 699 | 7321 | Rate Constraint in lbs/MMBtu | FALSE | L | Annual | Rate | lb/MMBtu | 0.616 | 0.616 | 0.616 | 0.616 | 0 | 0 | 0
Louisiana Coal Units - SO2 Rate Annual v3.1, Unit 3448 and retrofits | 699 | 7321 | Rate Constraint in lbs/MMBtu | FALSE | L | Annual | Generation | TWh | 0.49691 | 1.4183 | 1.4474 | 1.4474 | 0 | 0 | 0
Louisiana Coal Units - SO2 Rate Annual v3.1, Unit 3448 and retrofits | 699 | 7321 | Rate Constraint in lbs/MMBtu | FALSE | L | Annual | Qualifying Generation | TWh | 0.49691 | 1.4183 | 1.4474 | 1.4474 | 0 | 0 | 0
Louisiana Coal Units - SO2 Rate Annual v3.1, Unit 3448 and retrofits | 699 | 7321 | Rate Constraint in lbs/MMBtu | FALSE | L | Annual | Rate | lb/MWh | 6.269 | 9.0509 | 9.1165 | 9.1165 | 0 | 0 | 0
Louisiana Coal Units - SO2 Rate Annual v3.1, Unit 3448 and retrofits | 699 | 7321 | Rate Constraint in lbs/MMBtu | FALSE | L | Annual | Constraint Shadow Price | US2022$/Ton | 0 | 0 | 0 | 0 | 0 | 0 | 0
Louisiana Coal Units - SO2 Rate Annual v3.1, Unit 3449 and retrofits | 700 | 7321 | Rate Constraint in lbs/MMBtu | FALSE | L | Annual | Seasons Included | Seasons | Winter, Spring, Summer, Fall | Winter, Spring, Summer, Fall | Winter, Spring, Summer, Fall | Winter, Spring, Summer, Fall | Winter, Spring, Summer, Fall | Winter, Spring, Summer, Fall | Winter, Spring, Summer, Fall
Louisiana Coal Units - SO2 Rate Annual v3.1, Unit 3449 and retrofits | 700 | 7321 | Rate Constraint in lbs/MMBtu | FALSE | L | Annual | Standard SO2 | lb/MMBtu | 1.2 | 1.2 | 1.2 | 1.2 | 1.2 | 1.2 | 1.2
Louisiana Coal Units - SO2 Rate Annual v3.1, Unit 3449 and retrofits | 700 | 7321 | Rate Constraint in lbs/MMBtu | FALSE | L | Annual | Emissions at Affected Plants SO2 | Thousand Tons | 1.5576 | 6.5975 | 6.5975 | 6.5975 | 2.4547 | 2.6948 | 2.6948
Louisiana Coal Units - SO2 Rate Annual v3.1, Unit 3449 and retrofits | 700 | 7321 | Rate Constraint in lbs/MMBtu | FALSE | L | Annual | Allowances Purchased SO2 | Thousand Tons | 0 | 0 | 0 | 0 | 0 | 0 | 0
Louisiana Coal Units - SO2 Rate Annual v3.1, Unit 3449 and retrofits | 700 | 7321 | Rate Constraint in lbs/MMBtu | FALSE | L | Annual | Allowances Sold SO2 | Thousand Tons | 0 | 0 | 0 | 0 | 0 | 0 | 0
Louisiana Coal Units - SO2 Rate Annual v3.1, Unit 3449 and retrofits | 700 | 7321 | Rate Constraint in lbs/MMBtu | FALSE | L | Annual | Allowances Banked | Thousand Tons | 0 | 0 | 0 | 0 | 0 | 0 | 0
Louisiana Coal Units - SO2 Rate Annual v3.1, Unit 3449 and retrofits | 700 | 7321 | Rate Constraint in lbs/MMBtu | FALSE | L | Annual | Allowances Withdrawn (1:1) | Thousand Tons | 0 | 0 | 0 | 0 | 0 | 0 | 0
Louisiana Coal Units - SO2 Rate Annual v3.1, Unit 3449 and retrofits | 700 | 7321 | Rate Constraint in lbs/MMBtu | FALSE | L | Annual | Allowances Withdrawn (n:1) | Thousand Tons | 0 | 0 | 0 | 0 | 0 | 0 | 0
Louisiana Coal Units - SO2 Rate Annual v3.1, Unit 3449 and retrofits | 700 | 7321 | Rate Constraint in lbs/MMBtu | FALSE | L | Annual | Net Emissions Allowance Position | Thousand Tons | 1.5576 | 6.5975 | 6.5975 | 6.5975 | 2.4547 | 2.6948 | 2.6948
Louisiana Coal Units - SO2 Rate Annual v3.1, Unit 3449 and retrofits | 700 | 7321 | Rate Constraint in lbs/MMBtu | FALSE | L | Annual | Fuel Consumed | TBtu | 5.0571 | 21.4203 | 21.4203 | 21.4203 | 7.9699 | 8.7494 | 8.7494
Louisiana Coal Units - SO2 Rate Annual v3.1, Unit 3449 and retrofits | 700 | 7321 | Rate Constraint in lbs/MMBtu | FALSE | L | Annual | Rate | lb/MMBtu | 0.616 | 0.616 | 0.616 | 0.616 | 0.616 | 0.616 | 0.616
Louisiana Coal Units - SO2 Rate Annual v3.1, Unit 3449 and retrofits | 700 | 7321 | Rate Constraint in lbs/MMBtu | FALSE | L | Annual | Generation | TWh | 0.49691 | 1.4475 | 1.4475 | 1.4475 | 0.53859 | 0.59127 | 0.59127
Louisiana Coal Units - SO2 Rate Annual v3.1, Unit 3449 and retrofits | 700 | 7321 | Rate Constraint in lbs/MMBtu | FALSE | L | Annual | Qualifying Generation | TWh | 0.49691 | 1.4475 | 1.4475 | 1.4475 | 0.53859 | 0.59127 | 0.59127
Louisiana Coal Units - SO2 Rate Annual v3.1, Unit 3449 and retrofits | 700 | 7321 | Rate Constraint in lbs/MMBtu | FALSE | L | Annual | Rate | lb/MWh | 6.269 | 9.1154 | 9.1154 | 9.1154 | 9.1154 | 9.1154 | 9.1154
Louisiana Coal Units - SO2 Rate Annual v3.1, Unit 3449 and retrofits | 700 | 7321 | Rate Constraint in lbs/MMBtu | FALSE | L | Annual | Constraint Shadow Price | US2022$/Ton | 0 | 0 | 0 | 0 | 0 | 0 | 0
Louisiana Coal Units - SO2 Rate Annual v3.1, Unit 3456 and retrofits | 701 | 7321 | Rate Constraint in lbs/MMBtu | FALSE | L | Annual | Seasons Included | Seasons | Winter, Spring, Summer, Fall | Winter, Spring, Summer, Fall | Winter, Spring, Summer, Fall | Winter, Spring, Summer, Fall | Winter, Spring, Summer, Fall | Winter, Spring, Summer, Fall | Winter, Spring, Summer, Fall
Louisiana Coal Units - SO2 Rate Annual v3.1, Unit 3456 and retrofits | 701 | 7321 | Rate Constraint in lbs/MMBtu | FALSE | L | Annual | Standard SO2 | lb/MMBtu | 1.2 | 1.2 | 1.2 | 1.2 | 1.2 | 1.2 | 1.2
Louisiana Coal Units - SO2 Rate Annual v3.1, Unit 3456 and retrofits | 701 | 7321 | Rate Constraint in lbs/MMBtu | FALSE | L | Annual | Emissions at Affected Plants SO2 | Thousand Tons | 1.8308 | 1.824 | 0 | 0 | 0 | 0 | 0
Louisiana Coal Units - SO2 Rate Annual v3.1, Unit 3456 and retrofits | 701 | 7321 | Rate Constraint in lbs/MMBtu | FALSE | L | Annual | Allowances Purchased SO2 | Thousand Tons | 0 | 0 | 0 | 0 | 0 | 0 | 0
Louisiana Coal Units - SO2 Rate Annual v3.1, Unit 3456 and retrofits | 701 | 7321 | Rate Constraint in lbs/MMBtu | FALSE | L | Annual | Allowances Sold SO2 | Thousand Tons | 0 | 0 | 0 | 0 | 0 | 0 | 0
Louisiana Coal Units - SO2 Rate Annual v3.1, Unit 3456 and retrofits | 701 | 7321 | Rate Constraint in lbs/MMBtu | FALSE | L | Annual | Allowances Banked | Thousand Tons | 0 | 0 | 0 | 0 | 0 | 0 | 0
Louisiana Coal Units - SO2 Rate Annual v3.1, Unit 3456 and retrofits | 701 | 7321 | Rate Constraint in lbs/MMBtu | FALSE | L | Annual | Allowances Withdrawn (1:1) | Thousand Tons | 0 | 0 | 0 | 0 | 0 | 0 | 0
Louisiana Coal Units - SO2 Rate Annual v3.1, Unit 3456 and retrofits | 701 | 7321 | Rate Constraint in lbs/MMBtu | FALSE | L | Annual | Allowances Withdrawn (n:1) | Thousand Tons | 0 | 0 | 0 | 0 | 0 | 0 | 0
Louisiana Coal Units - SO2 Rate Annual v3.1, Unit 3456 and retrofits | 701 | 7321 | Rate Constraint in lbs/MMBtu | FALSE | L | Annual | Net Emissions Allowance Position | Thousand Tons | 1.8308 | 1.824 | 0 | 0 | 0 | 0 | 0
Louisiana Coal Units - SO2 Rate Annual v3.1, Unit 3456 and retrofits | 701 | 7321 | Rate Constraint in lbs/MMBtu | FALSE | L | Annual | Fuel Consumed | TBtu | 4.4074 | 4.391 | 0 | 0 | 0 | 0 | 0
Louisiana Coal Units - SO2 Rate Annual v3.1, Unit 3456 and retrofits | 701 | 7321 | Rate Constraint in lbs/MMBtu | FALSE | L | Annual | Rate | lb/MMBtu | 0.8308 | 0.8308 | 0 | 0 | 0 | 0 | 0
Louisiana Coal Units - SO2 Rate Annual v3.1, Unit 3456 and retrofits | 701 | 7321 | Rate Constraint in lbs/MMBtu | FALSE | L | Annual | Generation | TWh | 0.35856 | 0.35722 | 0 | 0 | 0 | 0 | 0
Louisiana Coal Units - SO2 Rate Annual v3.1, Unit 3456 and retrofits | 701 | 7321 | Rate Constraint in lbs/MMBtu | FALSE | L | Annual | Qualifying Generation | TWh | 0.35856 | 0.35722 | 0 | 0 | 0 | 0 | 0
Louisiana Coal Units - SO2 Rate Annual v3.1, Unit 3456 and retrofits | 701 | 7321 | Rate Constraint in lbs/MMBtu | FALSE | L | Annual | Rate | lb/MWh | 10.2122 | 10.2122 | 0 | 0 | 0 | 0 | 0
Louisiana Coal Units - SO2 Rate Annual v3.1, Unit 3456 and retrofits | 701 | 7321 | Rate Constraint in lbs/MMBtu | FALSE | L | Annual | Constraint Shadow Price | US2022$/Ton | 0 | 0 | 0 | 0 | 0 | 0 | 0
Louisiana Coal Units - SO2 Rate Annual v3.1, Unit 3457 and retrofits | 702 | 7321 | Rate Constraint in lbs/MMBtu | FALSE | L | Annual | Seasons Included | Seasons | Winter, Spring, Summer, Fall | Winter, Spring, Summer, Fall | Winter, Spring, Summer, Fall | Winter, Spring, Summer, Fall | Winter, Spring, Summer, Fall | Winter, Spring, Summer, Fall | Winter, Spring, Summer, Fall
Louisiana Coal Units - SO2 Rate Annual v3.1, Unit 3457 and retrofits | 702 | 7321 | Rate Constraint in lbs/MMBtu | FALSE | L | Annual | Standard SO2 | lb/MMBtu | 1.2 | 1.2 | 1.2 | 1.2 | 1.2 | 1.2 | 1.2
Louisiana Coal Units - SO2 Rate Annual v3.1, Unit 3457 and retrofits | 702 | 7321 | Rate Constraint in lbs/MMBtu | FALSE | L | Annual | Emissions at Affected Plants SO2 | Thousand Tons | 0.9327 | 0.92923 | 0 | 0 | 0 | 0 | 0
Louisiana Coal Units - SO2 Rate Annual v3.1, Unit 3457 and retrofits | 702 | 7321 | Rate Constraint in lbs/MMBtu | FALSE | L | Annual | Allowances Purchased SO2 | Thousand Tons | 0 | 0 | 0 | 0 | 0 | 0 | 0
Louisiana Coal Units - SO2 Rate Annual v3.1, Unit 3457 and retrofits | 702 | 7321 | Rate Constraint in lbs/MMBtu | FALSE | L | Annual | Allowances Sold SO2 | Thousand Tons | 0 | 0 | 0 | 0 | 0 | 0 | 0
Louisiana Coal Units - SO2 Rate Annual v3.1, Unit 3457 and retrofits | 702 | 7321 | Rate Constraint in lbs/MMBtu | FALSE | L | Annual | Allowances Banked | Thousand Tons | 0 | 0 | 0 | 0 | 0 | 0 | 0
Louisiana Coal Units - SO2 Rate Annual v3.1, Unit 3457 and retrofits | 702 | 7321 | Rate Constraint in lbs/MMBtu | FALSE | L | Annual | Allowances Withdrawn (1:1) | Thousand Tons | 0 | 0 | 0 | 0 | 0 | 0 | 0
Louisiana Coal Units - SO2 Rate Annual v3.1, Unit 3457 and retrofits | 702 | 7321 | Rate Constraint in lbs/MMBtu | FALSE | L | Annual | Allowances Withdrawn (n:1) | Thousand Tons | 0 | 0 | 0 | 0 | 0 | 0 | 0
Louisiana Coal Units - SO2 Rate Annual v3.1, Unit 3457 and retrofits | 702 | 7321 | Rate Constraint in lbs/MMBtu | FALSE | L | Annual | Net Emissions Allowance Position | Thousand Tons | 0.9327 | 0.92923 | 0 | 0 | 0 | 0 | 0
Louisiana Coal Units - SO2 Rate Annual v3.1, Unit 3457 and retrofits | 702 | 7321 | Rate Constraint in lbs/MMBtu | FALSE | L | Annual | Fuel Consumed | TBtu | 2.2513 | 2.2429 | 0 | 0 | 0 | 0 | 0
Louisiana Coal Units - SO2 Rate Annual v3.1, Unit 3457 and retrofits | 702 | 7321 | Rate Constraint in lbs/MMBtu | FALSE | L | Annual | Rate | lb/MMBtu | 0.82859 | 0.82859 | 0 | 0 | 0 | 0 | 0
Louisiana Coal Units - SO2 Rate Annual v3.1, Unit 3457 and retrofits | 702 | 7321 | Rate Constraint in lbs/MMBtu | FALSE | L | Annual | Generation | TWh | 0.18315 | 0.18247 | 0 | 0 | 0 | 0 | 0
Louisiana Coal Units - SO2 Rate Annual v3.1, Unit 3457 and retrofits | 702 | 7321 | Rate Constraint in lbs/MMBtu | FALSE | L | Annual | Qualifying Generation | TWh | 0.18315 | 0.18247 | 0 | 0 | 0 | 0 | 0
Louisiana Coal Units - SO2 Rate Annual v3.1, Unit 3457 and retrofits | 702 | 7321 | Rate Constraint in lbs/MMBtu | FALSE | L | Annual | Rate | lb/MWh | 10.1851 | 10.1851 | 0 | 0 | 0 | 0 | 0
Louisiana Coal Units - SO2 Rate Annual v3.1, Unit 3457 and retrofits | 702 | 7321 | Rate Constraint in lbs/MMBtu | FALSE | L | Annual | Constraint Shadow Price | US2022$/Ton | 0 | 0 | 0 | 0 | 0 | 0 | 0
MA - CO2 Cap Annual v6.21 | 703 | 7738 | Rate Constraint in MTons | FALSE | L | Annual | Seasons Included | Seasons | Winter, Spring, Summer, Fall | Winter, Spring, Summer, Fall | Winter, Spring, Summer, Fall | Winter, Spring, Summer, Fall | Winter, Spring, Summer, Fall | Winter, Spring, Summer, Fall | Winter, Spring, Summer, Fall
MA - CO2 Cap Annual v6.21 | 703 | 7738 | Rate Constraint in MTons | FALSE | L | Annual | Standard CO2 | Thousand Tons | NA | 14228.6304 | 10671.4728 | 7114.3152 | 5691.4522 | 4268.5891 | 4268.5891
MA - CO2 Cap Annual v6.21 | 703 | 7738 | Rate Constraint in MTons | FALSE | L | Annual | Emissions at Affected Plants CO2 | Thousand Tons | 0 | 6105.5751 | 5112.2681 | 4540.6359 | 3561.7128 | 4062.3845 | 4202.3989
MA - CO2 Cap Annual v6.21 | 703 | 7738 | Rate Constraint in MTons | FALSE | L | Annual | Allowances Purchased CO2 | Thousand Tons | 0 | 0 | 0 | 0 | 0 | 0 | 0
MA - CO2 Cap Annual v6.21 | 703 | 7738 | Rate Constraint in MTons | FALSE | L | Annual | Allowances Sold CO2 | Thousand Tons | 0 | 0 | 0 | 0 | 0 | 0 | 0
MA - CO2 Cap Annual v6.21 | 703 | 7738 | Rate Constraint in MTons | FALSE | L | Annual | Allowances Banked | Thousand Tons | 0 | 0 | 0 | 0 | 0 | 0 | 0
MA - CO2 Cap Annual v6.21 | 703 | 7738 | Rate Constraint in MTons | FALSE | L | Annual | Allowances Withdrawn (1:1) | Thousand Tons | 0 | 0 | 0 | 0 | 0 | 0 | 0
MA - CO2 Cap Annual v6.21 | 703 | 7738 | Rate Constraint in MTons | FALSE | L | Annual | Allowances Withdrawn (n:1) | Thousand Tons | 0 | 0 | 0 | 0 | 0 | 0 | 0
MA - CO2 Cap Annual v6.21 | 703 | 7738 | Rate Constraint in MTons | FALSE | L | Annual | Net Emissions Allowance Position | Thousand Tons | 0 | 6105.5751 | 5112.2681 | 4540.6359 | 3561.7128 | 4062.3845 | 4202.3989
MA - CO2 Cap Annual v6.21 | 703 | 7738 | Rate Constraint in MTons | FALSE | L | Annual | Fuel Consumed | TBtu | 0 | 104.6979 | 89.5336 | 79.3277 | 63.2777 | 70.1528 | 73.6247
MA - CO2 Cap Annual v6.21 | 703 | 7738 | Rate Constraint in MTons | FALSE | L | Annual | Rate | lb/MMBtu | 0 | 116.6323 | 114.1977 | 114.478 | 112.574 | 115.8153 | 114.1572
MA - CO2 Cap Annual v6.21 | 703 | 7738 | Rate Constraint in MTons | FALSE | L | Annual | Generation | TWh | 0 | 12.0794 | 9.8953 | 8.6582 | 6.4493 | 7.4522 | 7.6538
MA - CO2 Cap Annual v6.21 | 703 | 7738 | Rate Constraint in MTons | FALSE | L | Annual | Qualifying Generation | TWh | 0 | 12.0794 | 9.8953 | 8.6582 | 6.4493 | 7.4522 | 7.6538
MA - CO2 Cap Annual v6.21 | 703 | 7738 | Rate Constraint in MTons | FALSE | L | Annual | Rate | lb/MWh | 0 | 1010.9057 | 1033.2753 | 1048.8596 | 1104.5321 | 1090.2523 | 1098.115
MA - CO2 Cap Annual v6.21 | 703 | 7738 | Rate Constraint in MTons | FALSE | L | Annual | Constraint Shadow Price | US2022$/Ton | 0 | 0 | 0 | 0 | 0 | 0 | 0
MA- CO2 Cap Annual v6.20 | 704 | 7665 | Rate Constraint in MTons | FALSE | L | Annual | Seasons Included | Seasons | Winter, Spring, Summer, Fall | Winter, Spring, Summer, Fall | Winter, Spring, Summer, Fall | Winter, Spring, Summer, Fall | Winter, Spring, Summer, Fall | Winter, Spring, Summer, Fall | Winter, Spring, Summer, Fall
MA- CO2 Cap Annual v6.20 | 704 | 7665 | Rate Constraint in MTons | FALSE | L | Annual | Standard CO2 | Thousand Tons | 7280.0444 | 6786.4828 | 5799.3598 | 4565.4561 | 3331.5523 | 2122.3266 | 1974.2582
MA- CO2 Cap Annual v6.20 | 704 | 7665 | Rate Constraint in MTons | FALSE | L | Annual | Emissions at Affected Plants CO2 | Thousand Tons | 2967.3665 | 3085.0133 | 2409.4172 | 2165.1229 | 1858.7231 | 2151.9748 | 2148.4199
MA- CO2 Cap Annual v6.20 | 704 | 7665 | Rate Constraint in MTons | FALSE | L | Annual | Allowances Purchased CO2 | Thousand Tons | 0 | 0 | 0 | 0 | 0 | 0 | 0
MA- CO2 Cap Annual v6.20 | 704 | 7665 | Rate Constraint in MTons | FALSE | L | Annual | Allowances Sold CO2 | Thousand Tons | 0 | 0 | 0 | 0 | 0 | 0 | 0
MA- CO2 Cap Annual v6.20 | 704 | 7665 | Rate Constraint in MTons | FALSE | L | Annual | Allowances Banked | Thousand Tons | 0 | 0 | 2471.6846 | 2400.3332 | 0 | 0 | 0
MA- CO2 Cap Annual v6.20 | 704 | 7665 | Rate Constraint in MTons | FALSE | L | Annual | Allowances Withdrawn (1:1) | Thousand Tons | 0 | 0 | 0 | 0 | 0 | -2122.3266 | -1974.2582
MA- CO2 Cap Annual v6.20 | 704 | 7665 | Rate Constraint in MTons | FALSE | L | Annual | Allowances Withdrawn (n:1) | Thousand Tons | 0 | 0 | 0 | 0 | 0 | 0 | 0
MA- CO2 Cap Annual v6.20 | 704 | 7665 | Rate Constraint in MTons | FALSE | L | Annual | Net Emissions Allowance Position | Thousand Tons | 2967.3665 | 3085.0133 | 4881.1018 | 4565.4561 | 1858.7231 | 29.6482 | 174.1617
MA- CO2 Cap Annual v6.20 | 704 | 7665 | Rate Constraint in MTons | FALSE | L | Annual | Fuel Consumed | TBtu | 45.0687 | 47.4413 | 37.167 | 33.4478 | 28.6734 | 32.365 | 32.5995
MA- CO2 Cap Annual v6.20 | 704 | 7665 | Rate Constraint in MTons | FALSE | L | Annual | Rate | lb/MMBtu | 131.6821 | 130.0561 | 129.6536 | 129.4628 | 129.6477 | 132.9815 | 131.8069
MA- CO2 Cap Annual v6.20 | 704 | 7665 | Rate Constraint in MTons | FALSE | L | Annual | Generation | TWh | 6.3831 | 6.6463 | 5.1541 | 4.5509 | 3.9253 | 4.4955 | 4.506
MA- CO2 Cap Annual v6.20 | 704 | 7665 | Rate Constraint in MTons | FALSE | L | Annual | Qualifying Generation | TWh | 6.3831 | 6.6463 | 5.1541 | 4.5509 | 3.9253 | 4.4955 | 4.506
MA- CO2 Cap Annual v6.20 | 704 | 7665 | Rate Constraint in MTons | FALSE | L | Annual | Rate | lb/MWh | 929.7616 | 928.3353 | 934.9465 | 951.5201 | 947.0534 | 957.4007 | 953.5763
MA- CO2 Cap Annual v6.20 | 704 | 7665 | Rate Constraint in MTons | FALSE | L | Annual | Constraint Shadow Price | US2022$/Ton | 0 | 0 | 0 | 0 | 0 | 0 | 0
MA Fac. Spec. - Canal NOx v3.1 | 705 | 7531 | Rate Constraint in lbs/MWh | FALSE | L | Annual | Seasons Included | Seasons | Winter, Spring, Summer, Fall | Winter, Spring, Summer, Fall | Winter, Spring, Summer, Fall | Winter, Spring, Summer, Fall | Winter, Spring, Summer, Fall | Winter, Spring, Summer, Fall | Winter, Spring, Summer, Fall
MA Fac. Spec. - Canal NOx v3.1 | 705 | 7531 | Rate Constraint in lbs/MWh | FALSE | L | Annual | Standard NOX | lb/MWh | 1.5 | 1.5 | 1.5 | 1.5 | 1.5 | 1.5 | 1.5
MA Fac. Spec. - Canal NOx v3.1 | 705 | 7531 | Rate Constraint in lbs/MWh | FALSE | L | Annual | Emissions at Affected Plants NOX | Thousand Tons | 8.9366e-05 | 0 | 0.0015838 | 0 | 0 | 0.00074681 | 0.0015838
MA Fac. Spec. - Canal NOx v3.1 | 705 | 7531 | Rate Constraint in lbs/MWh | FALSE | L | Annual | Allowances Purchased NOX | Thousand Tons | 0 | 0 | 0 | 0 | 0 | 0 | 0
MA Fac. Spec. - Canal NOx v3.1 | 705 | 7531 | Rate Constraint in lbs/MWh | FALSE | L | Annual | Allowances Sold NOX | Thousand Tons | 0 | 0 | 0 | 0 | 0 | 0 | 0
MA Fac. Spec. - Canal NOx v3.1 | 705 | 7531 | Rate Constraint in lbs/MWh | FALSE | L | Annual | Allowances Banked | Thousand Tons | 0 | 0 | 0 | 0 | 0 | 0 | 0
MA Fac. Spec. - Canal NOx v3.1 | 705 | 7531 | Rate Constraint in lbs/MWh | FALSE | L | Annual | Allowances Withdrawn (1:1) | Thousand Tons | 0 | 0 | 0 | 0 | 0 | 0 | 0
MA Fac. Spec. - Canal NOx v3.1 | 705 | 7531 | Rate Constraint in lbs/MWh | FALSE | L | Annual | Allowances Withdrawn (n:1) | Thousand Tons | 0 | 0 | 0 | 0 | 0 | 0 | 0
MA Fac. Spec. - Canal NOx v3.1 | 705 | 7531 | Rate Constraint in lbs/MWh | FALSE | L | Annual | Net Emissions Allowance Position | Thousand Tons | 8.9366e-05 | 0 | 0.0015838 | 0 | 0 | 0.00074681 | 0.0015838
MA Fac. Spec. - Canal NOx v3.1 | 705 | 7531 | Rate Constraint in lbs/MWh | FALSE | L | Annual | Fuel Consumed | TBtu | 0.0059144 | 0 | 0.10482 | 0 | 0 | 0.049425 | 0.10482
MA Fac. Spec. - Canal NOx v3.1 | 705 | 7531 | Rate Constraint in lbs/MWh | FALSE | L | Annual | Rate | lb/MMBtu | 0.03022 | 0 | 0.03022 | 0 | 0 | 0.03022 | 0.03022
MA Fac. Spec. - Canal NOx v3.1 | 705 | 7531 | Rate Constraint in lbs/MWh | FALSE | L | Annual | Generation | TWh | 0.00055043 | 0 | 0.0097554 | 0 | 0 | 0.0045998 | 0.0097554
MA Fac. Spec. - Canal NOx v3.1 | 705 | 7531 | Rate Constraint in lbs/MWh | FALSE | L | Annual | Qualifying Generation | TWh | 0.00055043 | 0 | 0.0097554 | 0 | 0 | 0.0045998 | 0.0097554
MA Fac. Spec. - Canal NOx v3.1 | 705 | 7531 | Rate Constraint in lbs/MWh | FALSE | L | Annual | Constraint Shadow Price | US2022$/Ton | 0 | 1046.0085 | 0 | 2597.3474 | 10026.8863 | 0 | 0
MA Fac. Spec. - Canal SO2 Annual v3.1 | 706 | 7532 | Rate Constraint in lbs/MWh | FALSE | L | Annual | Seasons Included | Seasons | Winter, Spring, Summer, Fall | Winter, Spring, Summer, Fall | Winter, Spring, Summer, Fall | Winter, Spring, Summer, Fall | Winter, Spring, Summer, Fall | Winter, Spring, Summer, Fall | Winter, Spring, Summer, Fall
MA Fac. Spec. - Canal SO2 Annual v3.1 | 706 | 7532 | Rate Constraint in lbs/MWh | FALSE | L | Annual | Standard SO2 | lb/MWh | 3 | 3 | 3 | 3 | 3 | 3 | 3
MA Fac. Spec. - Canal SO2 Annual v3.1 | 706 | 7532 | Rate Constraint in lbs/MWh | FALSE | L | Annual | Emissions at Affected Plants SO2 | Thousand Tons | 0 | 0 | 0 | 0 | 0 | 0 | 0
MA Fac. Spec. - Canal SO2 Annual v3.1 | 706 | 7532 | Rate Constraint in lbs/MWh | FALSE | L | Annual | Allowances Purchased SO2 | Thousand Tons | 0 | 0 | 0 | 0 | 0 | 0 | 0
MA Fac. Spec. - Canal SO2 Annual v3.1 | 706 | 7532 | Rate Constraint in lbs/MWh | FALSE | L | Annual | Allowances Sold SO2 | Thousand Tons | 0 | 0 | 0 | 0 | 0 | 0 | 0
MA Fac. Spec. - Canal SO2 Annual v3.1 | 706 | 7532 | Rate Constraint in lbs/MWh | FALSE | L | Annual | Allowances Banked | Thousand Tons | 0 | 0 | 0 | 0 | 0 | 0 | 0
MA Fac. Spec. - Canal SO2 Annual v3.1 | 706 | 7532 | Rate Constraint in lbs/MWh | FALSE | L | Annual | Allowances Withdrawn (1:1) | Thousand Tons | 0 | 0 | 0 | 0 | 0 | 0 | 0
MA Fac. Spec. - Canal SO2 Annual v3.1 | 706 | 7532 | Rate Constraint in lbs/MWh | FALSE | L | Annual | Allowances Withdrawn (n:1) | Thousand Tons | 0 | 0 | 0 | 0 | 0 | 0 | 0
MA Fac. Spec. - Canal SO2 Annual v3.1 | 706 | 7532 | Rate Constraint in lbs/MWh | FALSE | L | Annual | Net Emissions Allowance Position | Thousand Tons | 0 | 0 | 0 | 0 | 0 | 0 | 0
MA Fac. Spec. - Canal SO2 Annual v3.1 | 706 | 7532 | Rate Constraint in lbs/MWh | FALSE | L | Annual | Fuel Consumed | TBtu | 0 | 0 | 0 | 0 | 0 | 0 | 0
MA Fac. Spec. - Canal SO2 Annual v3.1 | 706 | 7532 | Rate Constraint in lbs/MWh | FALSE | L | Annual | Rate | lb/MMBtu | 0 | 0 | 0 | 0 | 0 | 0 | 0
MA Fac. Spec. - Canal SO2 Annual v3.1 | 706 | 7532 | Rate Constraint in lbs/MWh | FALSE | L | Annual | Generation | TWh | 0 | 0 | 0 | 0 | 0 | 0 | 0
MA Fac. Spec. - Canal SO2 Annual v3.1 | 706 | 7532 | Rate Constraint in lbs/MWh | FALSE | L | Annual | Qualifying Generation | TWh | 0 | 0 | 0 | 0 | 0 | 0 | 0
MA Fac. Spec. - Canal SO2 Annual v3.1 | 706 | 7532 | Rate Constraint in lbs/MWh | FALSE | L | Annual | Constraint Shadow Price | US2022$/Ton | 537.7809 | 2602.0027 | 2582.9141 | 3295.7651 | 3351.7021 | 4160.8813 | 3281.7746
MA Fac. Spec. - MER Output Annual v3.1 | 707 | 7335 | Rate Constraint in lbs/MWh | FALSE | L | Annual | Seasons Included | Seasons | Winter, Spring, Summer, Fall | Winter, Spring, Summer, Fall | Winter, Spring, Summer, Fall | Winter, Spring, Summer, Fall | Winter, Spring, Summer, Fall | Winter, Spring, Summer, Fall | Winter, Spring, Summer, Fall
MA Fac. Spec. - MER Output Annual v3.1 | 707 | 7335 | Rate Constraint in lbs/MWh | FALSE | L | Annual | Standard MER | lb/MWh | 2.5e-06 | 2.5e-06 | 2.5e-06 | 2.5e-06 | 2.5e-06 | 2.5e-06 | 2.5e-06
MA Fac. Spec. - MER Output Annual v3.1 | 707 | 7335 | Rate Constraint in lbs/MWh | FALSE | L | Annual | Emissions at Affected Plants MER | lbs | 0 | 0 | 0 | 0 | 0 | 0 | 0
MA Fac. Spec. - MER Output Annual v3.1 | 707 | 7335 | Rate Constraint in lbs/MWh | FALSE | L | Annual | Allowances Purchased MER | lbs | 0 | 0 | 0 | 0 | 0 | 0 | 0
MA Fac. Spec. - MER Output Annual v3.1 | 707 | 7335 | Rate Constraint in lbs/MWh | FALSE | L | Annual | Allowances Sold MER | lbs | 0 | 0 | 0 | 0 | 0 | 0 | 0
MA Fac. Spec. - MER Output Annual v3.1 | 707 | 7335 | Rate Constraint in lbs/MWh | FALSE | L | Annual | Allowances Banked | lbs | 0 | 0 | 0 | 0 | 0 | 0 | 0
MA Fac. Spec. - MER Output Annual v3.1 | 707 | 7335 | Rate Constraint in lbs/MWh | FALSE | L | Annual | Allowances Withdrawn (1:1) | lbs | 0 | 0 | 0 | 0 | 0 | 0 | 0
MA Fac. Spec. - MER Output Annual v3.1 | 707 | 7335 | Rate Constraint in lbs/MWh | FALSE | L | Annual | Allowances Withdrawn (n:1) | lbs | 0 | 0 | 0 | 0 | 0 | 0 | 0
MA Fac. Spec. - MER Output Annual v3.1 | 707 | 7335 | Rate Constraint in lbs/MWh | FALSE | L | Annual | Net Emissions Allowance Position | lbs | 0 | 0 | 0 | 0 | 0 | 0 | 0
MA Fac. Spec. - MER Output Annual v3.1 | 707 | 7335 | Rate Constraint in lbs/MWh | FALSE | L | Annual | Fuel Consumed | TBtu | 0 | 0 | 0 | 0 | 0 | 0 | 0
MA Fac. Spec. - MER Output Annual v3.1 | 707 | 7335 | Rate Constraint in lbs/MWh | FALSE | L | Annual | Rate | lb/MMBtu | 0 | 0 | 0 | 0 | 0 | 0 | 0
MA Fac. Spec. - MER Output Annual v3.1 | 707 | 7335 | Rate Constraint in lbs/MWh | FALSE | L | Annual | Generation | TWh | 0 | 0 | 0 | 0 | 0 | 0 | 0
MA Fac. Spec. - MER Output Annual v3.1 | 707 | 7335 | Rate Constraint in lbs/MWh | FALSE | L | Annual | Qualifying Generation | TWh | 0 | 0 | 0 | 0 | 0 | 0 | 0
MA Fac. Spec. - MER Output Annual v3.1 | 707 | 7335 | Rate Constraint in lbs/MWh | FALSE | L | Annual | Constraint Shadow Price | US2022$/Lb | 0 | 0 | 0 | 0 | 0 | 0 | 0
MD Coal-fired EGUs NOx rate - Raven v5.16 | 708 | 7333 | Rate Constraint in lbs/MMBtu | FALSE | L | Annual | Seasons Included | Seasons | Summer | Summer | Summer | Summer | Summer | Summer | Summer
MD Coal-fired EGUs NOx rate - Raven v5.16 | 708 | 7333 | Rate Constraint in lbs/MMBtu | FALSE | L | Annual | Standard NOX | lb/MMBtu | 0.15 | 0.15 | 0.15 | 0.15 | 0.15 | 0.15 | 0.15
MD Coal-fired EGUs NOx rate - Raven v5.16 | 708 | 7333 | Rate Constraint in lbs/MMBtu | FALSE | L | Annual | Emissions at Affected Plants NOX | Thousand Tons | 0 | 0 | 0 | 0 | 0 | 0 | 0
MD Coal-fired EGUs NOx rate - Raven v5.16 | 708 | 7333 | Rate Constraint in lbs/MMBtu | FALSE | L | Annual | Allowances Purchased NOX | Thousand Tons | 0 | 0 | 0 | 0 | 0 | 0 | 0
MD Coal-fired EGUs NOx rate - Raven v5.16 | 708 | 7333 | Rate Constraint in lbs/MMBtu | FALSE | L | Annual | Allowances Sold NOX | Thousand Tons | 0 | 0 | 0 | 0 | 0 | 0 | 0
MD Coal-fired EGUs NOx rate - Raven v5.16 | 708 | 7333 | Rate Constraint in lbs/MMBtu | FALSE | L | Annual | Allowances Banked | Thousand Tons | 0 | 0 | 0 | 0 | 0 | 0 | 0
MD Coal-fired EGUs NOx rate - Raven v5.16 | 708 | 7333 | Rate Constraint in lbs/MMBtu | FALSE | L | Annual | Allowances Withdrawn (1:1) | Thousand Tons | 0 | 0 | 0 | 0 | 0 | 0 | 0
MD Coal-fired EGUs NOx rate - Raven v5.16 | 708 | 7333 | Rate Constraint in lbs/MMBtu | FALSE | L | Annual | Allowances Withdrawn (n:1) | Thousand Tons | 0 | 0 | 0 | 0 | 0 | 0 | 0
MD Coal-fired EGUs NOx rate - Raven v5.16 | 708 | 7333 | Rate Constraint in lbs/MMBtu | FALSE | L | Annual | Net Emissions Allowance Position | Thousand Tons | 0 | 0 | 0 | 0 | 0 | 0 | 0
MD Coal-fired EGUs NOx rate - Raven v5.16 | 708 | 7333 | Rate Constraint in lbs/MMBtu | FALSE | L | Annual | Fuel Consumed | TBtu | 0 | 0 | 0 | 0 | 0 | 0 | 0
MD Coal-fired EGUs NOx rate - Raven v5.16 | 708 | 7333 | Rate Constraint in lbs/MMBtu | FALSE | L | Annual | Rate | lb/MMBtu | 0 | 0 | 0 | 0 | 0 | 0 | 0
MD Coal-fired EGUs NOx rate - Raven v5.16 | 708 | 7333 | Rate Constraint in lbs/MMBtu | FALSE | L | Annual | Generation | TWh | 0 | 0 | 0 | 0 | 0 | 0 | 0
MD Coal-fired EGUs NOx rate - Raven v5.16 | 708 | 7333 | Rate Constraint in lbs/MMBtu | FALSE | L | Annual | Qualifying Generation | TWh | 0 | 0 | 0 | 0 | 0 | 0 | 0
MD Coal-fired EGUs NOx rate - Raven v5.16 | 708 | 7333 | Rate Constraint in lbs/MMBtu | FALSE | L | Annual | Rate | lb/MWh | 0 | 0 | 0 | 0 | 0 | 0 | 0
MD Coal-fired EGUs NOx rate - Raven v5.16 | 708 | 7333 | Rate Constraint in lbs/MMBtu | FALSE | L | Annual | Constraint Shadow Price | US2022$/Ton | 0 | 0 | 0 | 0 | 0 | 0 | 0
MD Healthy Air Act - Constellation NOx Cap Ann 4.1 | 709 | 7330 | Rate Constraint in MTons | FALSE | L | Annual | Seasons Included | Seasons | Winter, Spring, Summer, Fall | Winter, Spring, Summer, Fall | Winter, Spring, Summer, Fall | Winter, Spring, Summer, Fall | Winter, Spring, Summer, Fall | Winter, Spring, Summer, Fall | Winter, Spring, Summer, Fall
MD Healthy Air Act - Constellation NOx Cap Ann 4.1 | 709 | 7330 | Rate Constraint in MTons | FALSE | L | Annual | Standard NOX | Thousand Tons | 8.026 | 8.026 | 8.026 | 8.026 | 8.026 | 8.026 | 8.026
MD Healthy Air Act - Constellation NOx Cap Ann 4.1 | 709 | 7330 | Rate Constraint in MTons | FALSE | L | Annual | Emissions at Affected Plants NOX | Thousand Tons | 0 | 0 | 0 | 0 | 0 | 0 | 0
MD Healthy Air Act - Constellation NOx Cap Ann 4.1 | 709 | 7330 | Rate Constraint in MTons | FALSE | L | Annual | Allowances Purchased NOX | Thousand Tons | 0 | 0 | 0 | 0 | 0 | 0 | 0
MD Healthy Air Act - Constellation NOx Cap Ann 4.1 | 709 | 7330 | Rate Constraint in MTons | FALSE | L | Annual | Allowances Sold NOX | Thousand Tons | 0 | 0 | 0 | 0 | 0 | 0 | 0
MD Healthy Air Act - Constellation NOx Cap Ann 4.1 | 709 | 7330 | Rate Constraint in MTons | FALSE | L | Annual | Allowances Banked | Thousand Tons | 0 | 0 | 0 | 0 | 0 | 0 | 0
MD Healthy Air Act - Constellation NOx Cap Ann 4.1 | 709 | 7330 | Rate Constraint in MTons | FALSE | L | Annual | Allowances Withdrawn (1:1) | Thousand Tons | 0 | 0 | 0 | 0 | 0 | 0 | 0
MD Healthy Air Act - Constellation NOx Cap Ann 4.1 | 709 | 7330 | Rate Constraint in MTons | FALSE | L | Annual | Allowances Withdrawn (n:1) | Thousand Tons | 0 | 0 | 0 | 0 | 0 | 0 | 0
MD Healthy Air Act - Constellation NOx Cap Ann 4.1 | 709 | 7330 | Rate Constraint in MTons | FALSE | L | Annual | Net Emissions Allowance Position | Thousand Tons | 0 | 0 | 0 | 0 | 0 | 0 | 0
MD Healthy Air Act - Constellation NOx Cap Ann 4.1 | 709 | 7330 | Rate Constraint in MTons | FALSE | L | Annual | Fuel Consumed | TBtu | 0 | 0 | 0 | 0 | 0 | 0 | 0
MD Healthy Air Act - Constellation NOx Cap Ann 4.1 | 709 | 7330 | Rate Constraint in MTons | FALSE | L | Annual | Rate | lb/MMBtu | 0 | 0 | 0 | 0 | 0 | 0 | 0
MD Healthy Air Act - Constellation NOx Cap Ann 4.1 | 709 | 7330 | Rate Constraint in MTons | FALSE | L | Annual | Generation | TWh | 0 | 0 | 0 | 0 | 0 | 0 | 0
MD Healthy Air Act - Constellation NOx Cap Ann 4.1 | 709 | 7330 | Rate Constraint in MTons | FALSE | L | Annual | Qualifying Generation | TWh | 0 | 0 | 0 | 0 | 0 | 0 | 0
MD Healthy Air Act - Constellation NOx Cap Ann 4.1 | 709 | 7330 | Rate Constraint in MTons | FALSE | L | Annual | Rate | lb/MWh | 0 | 0 | 0 | 0 | 0 | 0 | 0
MD Healthy Air Act - Constellation NOx Cap Ann 4.1 | 709 | 7330 | Rate Constraint in MTons | FALSE | L | Annual | Constraint Shadow Price | US2022$/Ton | 0 | 0 | 0 | 0 | 0 | 0 | 0
MD Healthy Air Act - Constellation NOx Cap Sum 4.1 | 710 | 7328 | Rate Constraint in MTons | FALSE | L | Annual | Seasons Included | Seasons | Summer | Summer | Summer | Summer | Summer | Summer | Summer
MD Healthy Air Act - Constellation NOx Cap Sum 4.1 | 710 | 7328 | Rate Constraint in MTons | FALSE | L | Annual | Standard NOX | Thousand Tons | 3.63 | 3.63 | 3.63 | 3.63 | 3.63 | 3.63 | 3.63
MD Healthy Air Act - Constellation NOx Cap Sum 4.1 | 710 | 7328 | Rate Constraint in MTons | FALSE | L | Annual | Emissions at Affected Plants NOX | Thousand Tons | 0 | 0 | 0 | 0 | 0 | 0 | 0
MD Healthy Air Act - Constellation NOx Cap Sum 4.1 | 710 | 7328 | Rate Constraint in MTons | FALSE | L | Annual | Allowances Purchased NOX | Thousand Tons | 0 | 0 | 0 | 0 | 0 | 0 | 0
MD Healthy Air Act - Constellation NOx Cap Sum 4.1 | 710 | 7328 | Rate Constraint in MTons | FALSE | L | Annual | Allowances Sold NOX | Thousand Tons | 0 | 0 | 0 | 0 | 0 | 0 | 0
MD Healthy Air Act - Constellation NOx Cap Sum 4.1 | 710 | 7328 | Rate Constraint in MTons | FALSE | L | Annual | Allowances Banked | Thousand Tons | 0 | 0 | 0 | 0 | 0 | 0 | 0
MD Healthy Air Act - Constellation NOx Cap Sum 4.1 | 710 | 7328 | Rate Constraint in MTons | FALSE | L | Annual | Allowances Withdrawn (1:1) | Thousand Tons | 0 | 0 | 0 | 0 | 0 | 0 | 0
MD Healthy Air Act - Constellation NOx Cap Sum 4.1 | 710 | 7328 | Rate Constraint in MTons | FALSE | L | Annual | Allowances Withdrawn (n:1) | Thousand Tons | 0 | 0 | 0 | 0 | 0 | 0 | 0
MD Healthy Air Act - Constellation NOx Cap Sum 4.1 | 710 | 7328 | Rate Constraint in MTons | FALSE | L | Annual | Net Emissions Allowance Position | Thousand Tons | 0 | 0 | 0 | 0 | 0 | 0 | 0
MD Healthy Air Act - Constellation NOx Cap Sum 4.1 | 710 | 7328 | Rate Constraint in MTons | FALSE | L | Annual | Fuel Consumed | TBtu | 0 | 0 | 0 | 0 | 0 | 0 | 0
MD Healthy Air Act - Constellation NOx Cap Sum 4.1 | 710 | 7328 | Rate Constraint in MTons | FALSE | L | Annual | Rate | lb/MMBtu | 0 | 0 | 0 | 0 | 0 | 0 | 0
MD Healthy Air Act - Constellation NOx Cap Sum 4.1 | 710 | 7328 | Rate Constraint in MTons | FALSE | L | Annual | Generation | TWh | 0 | 0 | 0 | 0 | 0 | 0 | 0
MD Healthy Air Act - Constellation NOx Cap Sum 4.1 | 710 | 7328 | Rate Constraint in MTons | FALSE | L | Annual | Qualifying Generation | TWh | 0 | 0 | 0 | 0 | 0 | 0 | 0
MD Healthy Air Act - Constellation NOx Cap Sum 4.1 | 710 | 7328 | Rate Constraint in MTons | FALSE | L | Annual | Rate | lb/MWh | 0 | 0 | 0 | 0 | 0 | 0 | 0
MD Healthy Air Act - Constellation NOx Cap Sum 4.1 | 710 | 7328 | Rate Constraint in MTons | FALSE | L | Annual | Constraint Shadow Price | US2022$/Ton | 0 | 0 | 0 | 0 | 0 | 0 | 0
MD Healthy Air Act - Constellation SO2 Cap Ann 4.1 | 711 | 7326 | Rate Constraint in MTons | FALSE | L | Annual | Seasons Included | Seasons | Winter, Spring, Summer, Fall | Winter, Spring, Summer, Fall | Winter, Spring, Summer, Fall | Winter, Spring, Summer, Fall | Winter, Spring, Summer, Fall | Winter, Spring, Summer, Fall | Winter, Spring, Summer, Fall
MD Healthy Air Act - Constellation SO2 Cap Ann 4.1 | 711 | 7326 | Rate Constraint in MTons | FALSE | L | Annual | Standard SO2 | Thousand Tons | 17.926 | 17.926 | 17.926 | 17.926 | 17.926 | 17.926 | 17.926
MD Healthy Air Act - Constellation SO2 Cap Ann 4.1 | 711 | 7326 | Rate Constraint in MTons | FALSE | L | Annual | Emissions at Affected Plants SO2 | Thousand Tons | 0 | 0 | 0 | 0 | 0 | 0 | 0
MD Healthy Air Act - Constellation SO2 Cap Ann 4.1 | 711 | 7326 | Rate Constraint in MTons | FALSE | L | Annual | Allowances Purchased SO2 | Thousand Tons | 0 | 0 | 0 | 0 | 0 | 0 | 0
MD Healthy Air Act - Constellation SO2 Cap Ann 4.1 | 711 | 7326 | Rate Constraint in MTons | FALSE | L | Annual | Allowances Sold SO2 | Thousand Tons | 0 | 0 | 0 | 0 | 0 | 0 | 0
MD Healthy Air Act - Constellation SO2 Cap Ann 4.1 | 711 | 7326 | Rate Constraint in MTons | FALSE | L | Annual | Allowances Banked | Thousand Tons | 0 | 0 | 0 | 0 | 0 | 0 | 0
MD Healthy Air Act - Constellation SO2 Cap Ann 4.1 | 711 | 7326 | Rate Constraint in MTons | FALSE | L | Annual | Allowances Withdrawn (1:1) | Thousand Tons | 0 | 0 | 0 | 0 | 0 | 0 | 0
MD Healthy Air Act - Constellation SO2 Cap Ann 4.1 | 711 | 7326 | Rate Constraint in MTons | FALSE | L | Annual | Allowances Withdrawn (n:1) | Thousand Tons | 0 | 0 | 0 | 0 | 0 | 0 | 0
MD Healthy Air Act - Constellation SO2 Cap Ann 4.1 | 711 | 7326 | Rate Constraint in MTons | FALSE | L | Annual | Net Emissions Allowance Position | Thousand Tons | 0 | 0 | 0 | 0 | 0 | 0 | 0
MD Healthy Air Act - Constellation SO2 Cap Ann 4.1 | 711 | 7326 | Rate Constraint in MTons | FALSE | L | Annual | Fuel Consumed | TBtu | 0 | 0 | 0 | 0 | 0 | 0 | 0
MD Healthy Air Act - Constellation SO2 Cap Ann 4.1 | 711 | 7326 | Rate Constraint in MTons | FALSE | L | Annual | Rate | lb/MMBtu | 0 | 0 | 0 | 0 | 0 | 0 | 0
MD Healthy Air Act - Constellation SO2 Cap Ann 4.1 | 711 | 7326 | Rate Constraint in MTons | FALSE | L | Annual | Generation | TWh | 0 | 0 | 0 | 0 | 0 | 0 | 0
MD Healthy Air Act - Constellation SO2 Cap Ann 4.1 | 711 | 7326 | Rate Constraint in MTons | FALSE | L | Annual | Qualifying Generation | TWh | 0 | 0 | 0 | 0 | 0 | 0 | 0
MD Healthy Air Act - Constellation SO2 Cap Ann 4.1 | 711 | 7326 | Rate Constraint in MTons | FALSE | L | Annual | Rate | lb/MWh | 0 | 0 | 0 | 0 | 0 | 0 | 0
MD Healthy Air Act - Constellation SO2 Cap Ann 4.1 | 711 | 7326 | Rate Constraint in MTons | FALSE | L | Annual | Constraint Shadow Price | US2022$/Ton | 0 | 0 | 0 | 0 | 0 | 0 | 0
MD Healthy Air Act - MER Removal Annual v3.1 | 712 | 7332 | MACT Fuel Choice Floor in lbs/MMBtu | FALSE | L | Annual | Seasons Included | Seasons | Winter, Spring, Summer, Fall | Winter, Spring, Summer, Fall | Winter, Spring, Summer, Fall | Winter, Spring, Summer, Fall | Winter, Spring, Summer, Fall | Winter, Spring, Summer, Fall | Winter, Spring, Summer, Fall
MD Healthy Air Act - MER Removal Annual v3.1 | 712 | 7332 | MACT Fuel Choice Floor in lbs/MMBtu | FALSE | L | Annual | Emission Floor | lbs/MMBtu | 0 | 0 | 0 | 0 | 0 | 0 | 0
MD Healthy Air Act - MER Removal Annual v3.1 | 712 | 7332 | MACT Fuel Choice Floor in lbs/MMBtu | FALSE | L | Annual | Emissions at Affected Plants MER | lbs | 0 | 0 | 0 | 0 | 0 | 0 | 0
MD Healthy Air Act - MER Removal Annual v3.1 | 712 | 7332 | MACT Fuel Choice Floor in lbs/MMBtu | FALSE | L | Annual | Allowances Purchased MER | lbs | 0 | 0 | 0 | 0 | 0 | 0 | 0
MD Healthy Air Act - MER Removal Annual v3.1 | 712 | 7332 | MACT Fuel Choice Floor in lbs/MMBtu | FALSE | L | Annual | Allowances Sold MER | lbs | 0 | 0 | 0 | 0 | 0 | 0 | 0
MD Healthy Air Act - MER Removal Annual v3.1 | 712 | 7332 | MACT Fuel Choice Floor in lbs/MMBtu | FALSE | L | Annual | Allowances Banked | lbs | 0 | 0 | 0 | 0 | 0 | 0 | 0
MD Healthy Air Act - MER Removal Annual v3.1 | 712 | 7332 | MACT Fuel Choice Floor in lbs/MMBtu | FALSE | L | Annual | Allowances Withdrawn (1:1) | lbs | 0 | 0 | 0 | 0 | 0 | 0 | 0
MD Healthy Air Act - MER Removal Annual v3.1 | 712 | 7332 | MACT Fuel Choice Floor in lbs/MMBtu | FALSE | L | Annual | Allowances Withdrawn (n:1) | lbs | 0 | 0 | 0 | 0 | 0 | 0 | 0
MD Healthy Air Act - MER Removal Annual v3.1 | 712 | 7332 | MACT Fuel Choice Floor in lbs/MMBtu | FALSE | L | Annual | Net Emissions Allowance Position | lbs | 0 | 0 | 0 | 0 | 0 | 0 | 0
MD Healthy Air Act - MER Removal Annual v3.1 | 712 | 7332 | MACT Fuel Choice Floor in lbs/MMBtu | FALSE | L | Annual | Fuel Consumed | TBtu | 0 | 0 | 0 | 0 | 0 | 0 | 0
MD Healthy Air Act - MER Removal Annual v3.1 | 712 | 7332 | MACT Fuel Choice Floor in lbs/MMBtu | FALSE | L | Annual | Rate | lb/MMBtu | 0 | 0 | 0 | 0 | 0 | 0 | 0
MD Healthy Air Act - MER Removal Annual v3.1 | 712 | 7332 | MACT Fuel Choice Floor in lbs/MMBtu | FALSE | L | Annual | Generation | TWh | 0 | 0 | 0 | 0 | 0 | 0 | 0
MD Healthy Air Act - MER Removal Annual v3.1 | 712 | 7332 | MACT Fuel Choice Floor in lbs/MMBtu | FALSE | L | Annual | Qualifying Generation | TWh | 0 | 0 | 0 | 0 | 0 | 0 | 0
MD Healthy Air Act - MER Removal Annual v3.1 | 712 | 7332 | MACT Fuel Choice Floor in lbs/MMBtu | FALSE | L | Annual | Constraint Shadow Price | US2022$/Lb | 0 | 0 | 0 | 0 | 0 | 0 | 0
ME Fac. Spec. - NOX 0.15 Rate Annual v3.1, Unit 2403 and retrofits | 713 | 7323 | Rate Constraint in lbs/MMBtu | FALSE | L | Annual | Seasons Included | Seasons | Winter, Spring, Summer, Fall | Winter, Spring, Summer, Fall | Winter, Spring, Summer, Fall | Winter, Spring, Summer, Fall | Winter, Spring, Summer, Fall | Winter, Spring, Summer, Fall | Winter, Spring, Summer, Fall
ME Fac. Spec. - NOX 0.15 Rate Annual v3.1, Unit 2403 and retrofits | 713 | 7323 | Rate Constraint in lbs/MMBtu | FALSE | L | Annual | Standard NOX | lb/MMBtu | 0.15 | 0.15 | 0.15 | 0.15 | 0.15 | 0.15 | 0.15
ME Fac. Spec. - NOX 0.15 Rate Annual v3.1, Unit 2403 and retrofits | 713 | 7323 | Rate Constraint in lbs/MMBtu | FALSE | L | Annual | Emissions at Affected Plants NOX | Thousand Tons | 0 | 0 | 0 | 0 | 0 | 0 | 0
ME Fac. Spec. - NOX 0.15 Rate Annual v3.1, Unit 2403 and retrofits | 713 | 7323 | Rate Constraint in lbs/MMBtu | FALSE | L | Annual | Allowances Purchased NOX | Thousand Tons | 0 | 0 | 0 | 0 | 0 | 0 | 0
ME Fac. Spec. - NOX 0.15 Rate Annual v3.1, Unit 2403 and retrofits | 713 | 7323 | Rate Constraint in lbs/MMBtu | FALSE | L | Annual | Allowances Sold NOX | Thousand Tons | 0 | 0 | 0 | 0 | 0 | 0 | 0
ME Fac. Spec. - NOX 0.15 Rate Annual v3.1, Unit 2403 and retrofits | 713 | 7323 | Rate Constraint in lbs/MMBtu | FALSE | L | Annual | Allowances Banked | Thousand Tons | 0 | 0 | 0 | 0 | 0 | 0 | 0
ME Fac. Spec. - NOX 0.15 Rate Annual v3.1, Unit 2403 and retrofits | 713 | 7323 | Rate Constraint in lbs/MMBtu | FALSE | L | Annual | Allowances Withdrawn (1:1) | Thousand Tons | 0 | 0 | 0 | 0 | 0 | 0 | 0
ME Fac. Spec. - NOX 0.15 Rate Annual v3.1, Unit 2403 and retrofits | 713 | 7323 | Rate Constraint in lbs/MMBtu | FALSE | L | Annual | Allowances Withdrawn (n:1) | Thousand Tons | 0 | 0 | 0 | 0 | 0 | 0 | 0
ME Fac. Spec. - NOX 0.15 Rate Annual v3.1, Unit 2403 and retrofits | 713 | 7323 | Rate Constraint in lbs/MMBtu | FALSE | L | Annual | Net Emissions Allowance Position | Thousand Tons | 0 | 0 | 0 | 0 | 0 | 0 | 0
ME Fac. Spec. - NOX 0.15 Rate Annual v3.1, Unit 2403 and retrofits | 713 | 7323 | Rate Constraint in lbs/MMBtu | FALSE | L | Annual | Fuel Consumed | TBtu | 0 | 0 | 0 | 0 | 0 | 0 | 0
ME Fac. Spec. - NOX 0.15 Rate Annual v3.1, Unit 2403 and retrofits | 713 | 7323 | Rate Constraint in lbs/MMBtu | FALSE | L | Annual | Rate | lb/MMBtu | 0 | 0 | 0 | 0 | 0 | 0 | 0
ME Fac. Spec. - NOX 0.15 Rate Annual v3.1, Unit 2403 and retrofits | 713 | 7323 | Rate Constraint in lbs/MMBtu | FALSE | L | Annual | Generation | TWh | 0 | 0 | 0 | 0 | 0 | 0 | 0
ME Fac. Spec. - NOX 0.15 Rate Annual v3.1, Unit 2403 and retrofits | 713 | 7323 | Rate Constraint in lbs/MMBtu | FALSE | L | Annual | Qualifying Generation | TWh | 0 | 0 | 0 | 0 | 0 | 0 | 0
ME Fac. Spec. - NOX 0.15 Rate Annual v3.1, Unit 2403 and retrofits | 713 | 7323 | Rate Constraint in lbs/MMBtu | FALSE | L | Annual | Rate | lb/MWh | 0 | 0 | 0 | 0 | 0 | 0 | 0
ME Fac. Spec. - NOX 0.15 Rate Annual v3.1, Unit 2403 and retrofits | 713 | 7323 | Rate Constraint in lbs/MMBtu | FALSE | L | Annual | Constraint Shadow Price | US2022$/Ton | 0 | 0 | 0 | 0 | 0 | 0 | 0
ME Fac. Spec. - NOX 0.15 Rate Annual v3.1, Unit 2404 and retrofits | 714 | 7323 | Rate Constraint in lbs/MMBtu | FALSE | L | Annual | Seasons Included | Seasons | Winter, Spring, Summer, Fall | Winter, Spring, Summer, Fall | Winter, Spring, Summer, Fall | Winter, Spring, Summer, Fall | Winter, Spring, Summer, Fall | Winter, Spring, Summer, Fall | Winter, Spring, Summer, Fall
ME Fac. Spec. - NOX 0.15 Rate Annual v3.1, Unit 2404 and retrofits | 714 | 7323 | Rate Constraint in lbs/MMBtu | FALSE | L | Annual | Standard NOX | lb/MMBtu | 0.15 | 0.15 | 0.15 | 0.15 | 0.15 | 0.15 | 0.15
ME Fac. Spec. - NOX 0.15 Rate Annual v3.1, Unit 2404 and retrofits | 714 | 7323 | Rate Constraint in lbs/MMBtu | FALSE | L | Annual | Emissions at Affected Plants NOX | Thousand Tons | 0 | 0 | 0 | 0 | 0 | 0 | 0
ME Fac. Spec. - NOX 0.15 Rate Annual v3.1, Unit 2404 and retrofits | 714 | 7323 | Rate Constraint in lbs/MMBtu | FALSE | L | Annual | Allowances Purchased NOX | Thousand Tons | 0 | 0 | 0 | 0 | 0 | 0 | 0
ME Fac. Spec. - NOX 0.15 Rate Annual v3.1, Unit 2404 and retrofits | 714 | 7323 | Rate Constraint in lbs/MMBtu | FALSE | L | Annual | Allowances Sold NOX | Thousand Tons | 0 | 0 | 0 | 0 | 0 | 0 | 0
ME Fac. Spec. - NOX 0.15 Rate Annual v3.1, Unit 2404 and retrofits | 714 | 7323 | Rate Constraint in lbs/MMBtu | FALSE | L | Annual | Allowances Banked | Thousand Tons | 0 | 0 | 0 | 0 | 0 | 0 | 0
ME Fac. Spec. - NOX 0.15 Rate Annual v3.1, Unit 2404 and retrofits | 714 | 7323 | Rate Constraint in lbs/MMBtu | FALSE | L | Annual | Allowances Withdrawn (1:1) | Thousand Tons | 0 | 0 | 0 | 0 | 0 | 0 | 0
ME Fac. Spec. - NOX 0.15 Rate Annual v3.1, Unit 2404 and retrofits | 714 | 7323 | Rate Constraint in lbs/MMBtu | FALSE | L | Annual | Allowances Withdrawn (n:1) | Thousand Tons | 0 | 0 | 0 | 0 | 0 | 0 | 0
ME Fac. Spec. - NOX 0.15 Rate Annual v3.1, Unit 2404 and retrofits | 714 | 7323 | Rate Constraint in lbs/MMBtu | FALSE | L | Annual | Net Emissions Allowance Position | Thousand Tons | 0 | 0 | 0 | 0 | 0 | 0 | 0
ME Fac. Spec. - NOX 0.15 Rate Annual v3.1, Unit 2404 and retrofits | 714 | 7323 | Rate Constraint in lbs/MMBtu | FALSE | L | Annual | Fuel Consumed | TBtu | 0 | 0 | 0 | 0 | 0 | 0 | 0
ME Fac. Spec. - NOX 0.15 Rate Annual v3.1, Unit 2404 and retrofits | 714 | 7323 | Rate Constraint in lbs/MMBtu | FALSE | L | Annual | Rate | lb/MMBtu | 0 | 0 | 0 | 0 | 0 | 0 | 0
ME Fac. Spec. - NOX 0.15 Rate Annual v3.1, Unit 2404 and retrofits | 714 | 7323 | Rate Constraint in lbs/MMBtu | FALSE | L | Annual | Generation | TWh | 0 | 0 | 0 | 0 | 0 | 0 | 0
ME Fac. Spec. - NOX 0.15 Rate Annual v3.1, Unit 2404 and retrofits | 714 | 7323 | Rate Constraint in lbs/MMBtu | FALSE | L | Annual | Qualifying Generation | TWh | 0 | 0 | 0 | 0 | 0 | 0 | 0
ME Fac. Spec. - NOX 0.15 Rate Annual v3.1, Unit 2404 and retrofits | 714 | 7323 | Rate Constraint in lbs/MMBtu | FALSE | L | Annual | Rate | lb/MWh | 0 | 0 | 0 | 0 | 0 | 0 | 0
ME Fac. Spec. - NOX 0.15 Rate Annual v3.1, Unit 2404 and retrofits | 714 | 7323 | Rate Constraint in lbs/MMBtu | FALSE | L | Annual | Constraint Shadow Price | US2022$/Ton | 0 | 0 | 0 | 0 | 0 | 0 | 42543.6656
ME Fac. Spec. - NOx 0.20 Rate Annual v3.1, Unit 1135 and retrofits | 715 | 7324 | Rate Constraint in lbs/MMBtu | FALSE | L | Annual | Seasons Included | Seasons | Winter, Spring, Summer, Fall | Winter, Spring, Summer, Fall | Winter, Spring, Summer, Fall | Winter, Spring, Summer, Fall | Winter, Spring, Summer, Fall | Winter, Spring, Summer, Fall | Winter, Spring, Summer, Fall
ME Fac. Spec. - NOx 0.20 Rate Annual v3.1, Unit 1135 and retrofits | 715 | 7324 | Rate Constraint in lbs/MMBtu | FALSE | L | Annual | Standard NOX | lb/MMBtu | 0.2 | 0.2 | 0.2 | 0.2 | 0.2 | 0.2 | 0.2
ME Fac. Spec. - NOx 0.20 Rate Annual v3.1, Unit 1135 and retrofits | 715 | 7324 | Rate Constraint in lbs/MMBtu | FALSE | L | Annual | Emissions at Affected Plants NOX | Thousand Tons | 0 | 0 | 0 | 0 | 0 | 0 | 0
ME Fac. Spec. - NOx 0.20 Rate Annual v3.1, Unit 1135 and retrofits | 715 | 7324 | Rate Constraint in lbs/MMBtu | FALSE | L | Annual | Allowances Purchased NOX | Thousand Tons | 0 | 0 | 0 | 0 | 0 | 0 | 0
ME Fac. Spec. - NOx 0.20 Rate Annual v3.1, Unit 1135 and retrofits | 715 | 7324 | Rate Constraint in lbs/MMBtu | FALSE | L | Annual | Allowances Sold NOX | Thousand Tons | 0 | 0 | 0 | 0 | 0 | 0 | 0
ME Fac. Spec. - NOx 0.20 Rate Annual v3.1, Unit 1135 and retrofits | 715 | 7324 | Rate Constraint in lbs/MMBtu | FALSE | L | Annual | Allowances Banked | Thousand Tons | 0 | 0 | 0 | 0 | 0 | 0 | 0
ME Fac. Spec. - NOx 0.20 Rate Annual v3.1, Unit 1135 and retrofits | 715 | 7324 | Rate Constraint in lbs/MMBtu | FALSE | L | Annual | Allowances Withdrawn (1:1) | Thousand Tons | 0 | 0 | 0 | 0 | 0 | 0 | 0
ME Fac. Spec. - NOx 0.20 Rate Annual v3.1, Unit 1135 and retrofits | 715 | 7324 | Rate Constraint in lbs/MMBtu | FALSE | L | Annual | Allowances Withdrawn (n:1) | Thousand Tons | 0 | 0 | 0 | 0 | 0 | 0 | 0
ME Fac. Spec. - NOx 0.20 Rate Annual v3.1, Unit 1135 and retrofits | 715 | 7324 | Rate Constraint in lbs/MMBtu | FALSE | L | Annual | Net Emissions Allowance Position | Thousand Tons | 0 | 0 | 0 | 0 | 0 | 0 | 0
ME Fac. Spec. - NOx 0.20 Rate Annual v3.1, Unit 1135 and retrofits | 715 | 7324 | Rate Constraint in lbs/MMBtu | FALSE | L | Annual | Fuel Consumed | TBtu | 0 | 0 | 0 | 0 | 0 | 0 | 0
ME Fac. Spec. - NOx 0.20 Rate Annual v3.1, Unit 1135 and retrofits | 715 | 7324 | Rate Constraint in lbs/MMBtu | FALSE | L | Annual | Rate | lb/MMBtu | 0 | 0 | 0 | 0 | 0 | 0 | 0
ME Fac. Spec. - NOx 0.20 Rate Annual v3.1, Unit 1135 and retrofits | 715 | 7324 | Rate Constraint in lbs/MMBtu | FALSE | L | Annual | Generation | TWh | 0 | 0 | 0 | 0 | 0 | 0 | 0
ME Fac. Spec. - NOx 0.20 Rate Annual v3.1, Unit 1135 and retrofits | 715 | 7324 | Rate Constraint in lbs/MMBtu | FALSE | L | Annual | Qualifying Generation | TWh | 0 | 0 | 0 | 0 | 0 | 0 | 0
ME Fac. Spec. - NOx 0.20 Rate Annual v3.1, Unit 1135 and retrofits | 715 | 7324 | Rate Constraint in lbs/MMBtu | FALSE | L | Annual | Rate | lb/MWh | 0 | 0 | 0 | 0 | 0 | 0 | 0
ME Fac. Spec. - NOx 0.20 Rate Annual v3.1, Unit 1135 and retrofits | 715 | 7324 | Rate Constraint in lbs/MMBtu | FALSE | L | Annual | Constraint Shadow Price | US2022$/Ton | 0 | 0 | 0 | 0 | 0 | 0 | 0
ME Fac. Spec. - NOx 0.20 Rate Annual v3.1, Unit 1136 and retrofits | 716 | 7324 | Rate Constraint in lbs/MMBtu | FALSE | L | Annual | Seasons Included | Seasons | Winter, Spring, Summer, Fall | Winter, Spring, Summer, Fall | Winter, Spring, Summer, Fall | Winter, Spring, Summer, Fall | Winter, Spring, Summer, Fall | Winter, Spring, Summer, Fall | Winter, Spring, Summer, Fall
ME Fac. Spec. - NOx 0.20 Rate Annual v3.1, Unit 1136 and retrofits | 716 | 7324 | Rate Constraint in lbs/MMBtu | FALSE | L | Annual | Standard NOX | lb/MMBtu | 0.2 | 0.2 | 0.2 | 0.2 | 0.2 | 0.2 | 0.2
ME Fac. Spec. - NOx 0.20 Rate Annual v3.1, Unit 1136 and retrofits | 716 | 7324 | Rate Constraint in lbs/MMBtu | FALSE | L | Annual | Emissions at Affected Plants NOX | Thousand Tons | 0 | 0 | 0 | 0 | 0 | 0 | 0
ME Fac. Spec. - NOx 0.20 Rate Annual v3.1, Unit 1136 and retrofits | 716 | 7324 | Rate Constraint in lbs/MMBtu | FALSE | L | Annual | Allowances Purchased NOX | Thousand Tons | 0 | 0 | 0 | 0 | 0 | 0 | 0
ME Fac. Spec. - NOx 0.20 Rate Annual v3.1, Unit 1136 and retrofits | 716 | 7324 | Rate Constraint in lbs/MMBtu | FALSE | L | Annual | Allowances Sold NOX | Thousand Tons | 0 | 0 | 0 | 0 | 0 | 0 | 0
ME Fac. Spec. - NOx 0.20 Rate Annual v3.1, Unit 1136 and retrofits | 716 | 7324 | Rate Constraint in lbs/MMBtu | FALSE | L | Annual | Allowances Banked | Thousand Tons | 0 | 0 | 0 | 0 | 0 | 0 | 0
ME Fac. Spec. - NOx 0.20 Rate Annual v3.1, Unit 1136 and retrofits | 716 | 7324 | Rate Constraint in lbs/MMBtu | FALSE | L | Annual | Allowances Withdrawn (1:1) | Thousand Tons | 0 | 0 | 0 | 0 | 0 | 0 | 0
ME Fac. Spec. - NOx 0.20 Rate Annual v3.1, Unit 1136 and retrofits | 716 | 7324 | Rate Constraint in lbs/MMBtu | FALSE | L | Annual | Allowances Withdrawn (n:1) | Thousand Tons | 0 | 0 | 0 | 0 | 0 | 0 | 0
ME Fac. Spec. - NOx 0.20 Rate Annual v3.1, Unit 1136 and retrofits | 716 | 7324 | Rate Constraint in lbs/MMBtu | FALSE | L | Annual | Net Emissions Allowance Position | Thousand Tons | 0 | 0 | 0 | 0 | 0 | 0 | 0
ME Fac. Spec. - NOx 0.20 Rate Annual v3.1, Unit 1136 and retrofits | 716 | 7324 | Rate Constraint in lbs/MMBtu | FALSE | L | Annual | Fuel Consumed | TBtu | 0 | 0 | 0 | 0 | 0 | 0 | 0
ME Fac. Spec. - NOx 0.20 Rate Annual v3.1, Unit 1136 and retrofits | 716 | 7324 | Rate Constraint in lbs/MMBtu | FALSE | L | Annual | Rate | lb/MMBtu | 0 | 0 | 0 | 0 | 0 | 0 | 0
ME Fac. Spec. - NOx 0.20 Rate Annual v3.1, Unit 1136 and retrofits | 716 | 7324 | Rate Constraint in lbs/MMBtu | FALSE | L | Annual | Generation | TWh | 0 | 0 | 0 | 0 | 0 | 0 | 0
ME Fac. Spec. - NOx 0.20 Rate Annual v3.1, Unit 1136 and retrofits | 716 | 7324 | Rate Constraint in lbs/MMBtu | FALSE | L | Annual | Qualifying Generation | TWh | 0 | 0 | 0 | 0 | 0 | 0 | 0
ME Fac. Spec. - NOx 0.20 Rate Annual v3.1, Unit 1136 and retrofits | 716 | 7324 | Rate Constraint in lbs/MMBtu | FALSE | L | Annual | Rate | lb/MWh | 0 | 0 | 0 | 0 | 0 | 0 | 0
ME Fac. Spec. - NOx 0.20 Rate Annual v3.1, Unit 1136 and retrofits | 716 | 7324 | Rate Constraint in lbs/MMBtu | FALSE | L | Annual | Constraint Shadow Price | US2022$/Ton | 0 | 0 | 0 | 0 | 0 | 0 | 0
ME Mercury Cap Annual v3.1 | 717 | 7325 | Rate Constraint in MTons | FALSE | L | Annual | Seasons Included | Seasons | Winter, Spring, Summer, Fall | Winter, Spring, Summer, Fall | Winter, Spring, Summer, Fall | Winter, Spring, Summer, Fall | Winter, Spring, Summer, Fall | Winter, Spring, Summer, Fall | Winter, Spring, Summer, Fall
ME Mercury Cap Annual v3.1 | 717 | 7325 | Rate Constraint in MTons | FALSE | L | Annual | Standard MER | lbs | 26 | 26 | 26 | 26 | 26 | 26 | 26
ME Mercury Cap Annual v3.1 | 717 | 7325 | Rate Constraint in MTons | FALSE | L | Annual | Emissions at Affected Plants MER | lbs | 0 | 0 | 0 | 0 | 0 | 0 | 0
ME Mercury Cap Annual v3.1 | 717 | 7325 | Rate Constraint in MTons | FALSE | L | Annual | Allowances Purchased MER | lbs | 0 | 0 | 0 | 0 | 0 | 0 | 0
ME Mercury Cap Annual v3.1 | 717 | 7325 | Rate Constraint in MTons | FALSE | L | Annual | Allowances Sold MER | lbs | 0 | 0 | 0 | 0 | 0 | 0 | 0
ME Mercury Cap Annual v3.1 | 717 | 7325 | Rate Constraint in MTons | FALSE | L | Annual | Allowances Banked | lbs | 0 | 0 | 0 | 0 | 0 | 0 | 0
ME Mercury Cap Annual v3.1 | 717 | 7325 | Rate Constraint in MTons | FALSE | L | Annual | Allowances Withdrawn (1:1) | lbs | 0 | 0 | 0 | 0 | 0 | 0 | 0
ME Mercury Cap Annual v3.1 | 717 | 7325 | Rate Constraint in MTons | FALSE | L | Annual | Allowances Withdrawn (n:1) | lbs | 0 | 0 | 0 | 0 | 0 | 0 | 0
ME Mercury Cap Annual v3.1 | 717 | 7325 | Rate Constraint in MTons | FALSE | L | Annual | Net Emissions Allowance Position | lbs | 0 | 0 | 0 | 0 | 0 | 0 | 0
ME Mercury Cap Annual v3.1 | 717 | 7325 | Rate Constraint in MTons | FALSE | L | Annual | Fuel Consumed | TBtu | 0 | 0 | 0 | 0 | 0 | 0 | 0
ME Mercury Cap Annual v3.1 | 717 | 7325 | Rate Constraint in MTons | FALSE | L | Annual | Rate | lb/MMBtu | 0 | 0 | 0 | 0 | 0 | 0 | 0
ME Mercury Cap Annual v3.1 | 717 | 7325 | Rate Constraint in MTons | FALSE | L | Annual | Generation | TWh | 0 | 0 | 0 | 0 | 0 | 0 | 0
ME Mercury Cap Annual v3.1 | 717 | 7325 | Rate Constraint in MTons | FALSE | L | Annual | Qualifying Generation | TWh | 0 | 0 | 0 | 0 | 0 | 0 | 0
ME Mercury Cap Annual v3.1 | 717 | 7325 | Rate Constraint in MTons | FALSE | L | Annual | Rate | lb/MWh | 0 | 0 | 0 | 0 | 0 | 0 | 0
ME Mercury Cap Annual v3.1 | 717 | 7325 | Rate Constraint in MTons | FALSE | L | Annual | Constraint Shadow Price | US2022$/Lb | 0 | 0 | 0 | 0 | 0 | 0 | 0
MI Hg Rule - MER Annual Reduction v4.10 | 718 | 7336 | MACT Fuel Choice Floor in lbs/MMBtu | FALSE | L | Annual | Seasons Included | Seasons | Winter, Spring, Summer, Fall | Winter, Spring, Summer, Fall | Winter, Spring, Summer, Fall | Winter, Spring, Summer, Fall | Winter, Spring, Summer, Fall | Winter, Spring, Summer, Fall | Winter, Spring, Summer, Fall
MI Hg Rule - MER Annual Reduction v4.10 | 718 | 7336 | MACT Fuel Choice Floor in lbs/MMBtu | FALSE | L | Annual | Emission Floor | lbs/MMBtu | 8.07e-07 | 8.07e-07 | 8.07e-07 | 8.07e-07 | 8.07e-07 | 8.07e-07 | 8.07e-07
MI Hg Rule - MER Annual Reduction v4.10 | 718 | 7336 | MACT Fuel Choice Floor in lbs/MMBtu | FALSE | L | Annual | Emissions at Affected Plants MER | lbs | 17.2143 | 0 | 0 | 0 | 0 | 0 | 0
MI Hg Rule - MER Annual Reduction v4.10 | 718 | 7336 | MACT Fuel Choice Floor in lbs/MMBtu | FALSE | L | Annual | Allowances Purchased MER | lbs | 0 | 0 | 0 | 0 | 0 | 0 | 0
MI Hg Rule - MER Annual Reduction v4.10 | 718 | 7336 | MACT Fuel Choice Floor in lbs/MMBtu | FALSE | L | Annual | Allowances Sold MER | lbs | 0 | 0 | 0 | 0 | 0 | 0 | 0
MI Hg Rule - MER Annual Reduction v4.10 | 718 | 7336 | MACT Fuel Choice Floor in lbs/MMBtu | FALSE | L | Annual | Allowances Banked | lbs | 0 | 0 | 0 | 0 | 0 | 0 | 0
MI Hg Rule - MER Annual Reduction v4.10 | 718 | 7336 | MACT Fuel Choice Floor in lbs/MMBtu | FALSE | L | Annual | Allowances Withdrawn (1:1) | lbs | 0 | 0 | 0 | 0 | 0 | 0 | 0
MI Hg Rule - MER Annual Reduction v4.10 | 718 | 7336 | MACT Fuel Choice Floor in lbs/MMBtu | FALSE | L | Annual | Allowances Withdrawn (n:1) | lbs | 0 | 0 | 0 | 0 | 0 | 0 | 0
MI Hg Rule - MER Annual Reduction v4.10 | 718 | 7336 | MACT Fuel Choice Floor in lbs/MMBtu | FALSE | L | Annual | Net Emissions Allowance Position | lbs | 17.2143 | 0 | 0 | 0 | 0 | 0 | 0
MI Hg Rule - MER Annual Reduction v4.10 | 718 | 7336 | MACT Fuel Choice Floor in lbs/MMBtu | FALSE | L | Annual | Fuel Consumed | TBtu | 92.3119 | 0 | 0 | 0 | 0 | 0 | 0
MI Hg Rule - MER Annual Reduction v4.10 | 718 | 7336 | MACT Fuel Choice Floor in lbs/MMBtu | FALSE | L | Annual | Rate | lb/MMBtu | 1.8648e-07 | 0 | 0 | 0 | 0 | 0 | 0
MI Hg Rule - MER Annual Reduction v4.10 | 718 | 7336 | MACT Fuel Choice Floor in lbs/MMBtu | FALSE | L | Annual | Generation | TWh | 9.0795 | 0 | 0 | 0 | 0 | 0 | 0
MI Hg Rule - MER Annual Reduction v4.10 | 718 | 7336 | MACT Fuel Choice Floor in lbs/MMBtu | FALSE | L | Annual | Qualifying Generation | TWh | 9.0795 | 0 | 0 | 0 | 0 | 0 | 0
MI Hg Rule - MER Annual Reduction v4.10 | 718 | 7336 | MACT Fuel Choice Floor in lbs/MMBtu | FALSE | L | Annual | Constraint Shadow Price | US2022$/Lb | 0 | 0 | 0 | 0 | 0 | 0 | 0
MN Hg Emis Red Act - MER Removal Annual v3.1 | 719 | 7337 | MACT Fuel Choice Floor in lbs/MMBtu | FALSE | L | Annual | Seasons Included | Seasons | Winter, Spring, Summer, Fall | Winter, Spring, Summer, Fall | Winter, Spring, Summer, Fall | Winter, Spring, Summer, Fall | Winter, Spring, Summer, Fall | Winter, Spring, Summer, Fall | Winter, Spring, Summer, Fall
MN Hg Emis Red Act - MER Removal Annual v3.1 | 719 | 7337 | MACT Fuel Choice Floor in lbs/MMBtu | FALSE | L | Annual | Emission Floor | lbs/MMBtu | 0 | 0 | 0 | 0 | 0 | 0 | 0
MN Hg Emis Red Act - MER Removal Annual v3.1 | 719 | 7337 | MACT Fuel Choice Floor in lbs/MMBtu | FALSE | L | Annual | Emissions at Affected Plants MER | lbs | 43.5403 | 29.2424 | 0 | 0 | 0 | 0 | 0
MN Hg Emis Red Act - MER Removal Annual v3.1 | 719 | 7337 | MACT Fuel Choice Floor in lbs/MMBtu | FALSE | L | Annual | Allowances Purchased MER | lbs | 0 | 0 | 0 | 0 | 0 | 0 | 0
MN Hg Emis Red Act - MER Removal Annual v3.1 | 719 | 7337 | MACT Fuel Choice Floor in lbs/MMBtu | FALSE | L | Annual | Allowances Sold MER | lbs | 0 | 0 | 0 | 0 | 0 | 0 | 0
MN Hg Emis Red Act - MER Removal Annual v3.1 | 719 | 7337 | MACT Fuel Choice Floor in lbs/MMBtu | FALSE | L | Annual | Allowances Banked | lbs | 0 | 0 | 0 | 0 | 0 | 0 | 0
MN Hg Emis Red Act - MER Removal Annual v3.1 | 719 | 7337 | MACT Fuel Choice Floor in lbs/MMBtu | FALSE | L | Annual | Allowances Withdrawn (1:1) | lbs | 0 | 0 | 0 | 0 | 0 | 0 | 0
MN Hg Emis Red Act - MER Removal Annual v3.1 | 719 | 7337 | MACT Fuel Choice Floor in lbs/MMBtu | FALSE | L | Annual | Allowances Withdrawn (n:1) | lbs | 0 | 0 | 0 | 0 | 0 | 0 | 0
MN Hg Emis Red Act - MER Removal Annual v3.1 | 719 | 7337 | MACT Fuel Choice Floor in lbs/MMBtu | FALSE | L | Annual | Net Emissions Allowance Position | lbs | 43.5403 | 29.2424 | 0 | 0 | 0 | 0 | 0
MN Hg Emis Red Act - MER Removal Annual v3.1 | 719 | 7337 | MACT Fuel Choice Floor in lbs/MMBtu | FALSE | L | Annual | Fuel Consumed | TBtu | 83.4765 | 59.1552 | 0 | 0 | 0 | 0 | 0
MN Hg Emis Red Act - MER Removal Annual v3.1 | 719 | 7337 | MACT Fuel Choice Floor in lbs/MMBtu | FALSE | L | Annual | Rate | lb/MMBtu | 5.2159e-07 | 4.9433e-07 | 0 | 0 | 0 | 0 | 0
MN Hg Emis Red Act - MER Removal Annual v3.1 | 719 | 7337 | MACT Fuel Choice Floor in lbs/MMBtu | FALSE | L | Annual | Generation | TWh | 8.4111 | 5.9049 | 0 | 0 | 0 | 0 | 0
MN Hg Emis Red Act - MER Removal Annual v3.1 | 719 | 7337 | MACT Fuel Choice Floor in lbs/MMBtu | FALSE | L | Annual | Qualifying Generation | TWh | 8.4111 | 5.9049 | 0 | 0 | 0 | 0 | 0
MN Hg Emis Red Act - MER Removal Annual v3.1 | 719 | 7337 | MACT Fuel Choice Floor in lbs/MMBtu | FALSE | L | Annual | Constraint Shadow Price | US2022$/Lb | 0 | 0 | 0 | 0 | 0 | 0 | 0
MT Hg Rate Lignite Annual v3.1 | 720 | 7342 | Rate Constraint in lbs/MMBtu | FALSE | L | Annual | Seasons Included | Seasons | Winter, Spring, Summer, Fall | Winter, Spring, Summer, Fall | Winter, Spring, Summer, Fall | Winter, Spring, Summer, Fall | Winter, Spring, Summer, Fall | Winter, Spring, Summer, Fall | Winter, Spring, Summer, Fall
MT Hg Rate Lignite Annual v3.1 | 720 | 7342 | Rate Constraint in lbs/MMBtu | FALSE | L | Annual | Standard MER | lb/MMBtu | 1.5e-06 | 1.5e-06 | 1.5e-06 | 1.5e-06 | 1.5e-06 | 1.5e-06 | 1.5e-06
MT Hg Rate Lignite Annual v3.1 | 720 | 7342 | Rate Constraint in lbs/MMBtu | FALSE | L | Annual | Emissions at Affected Plants MER | lbs | 0 | 0 | 0 | 0 | 0 | 0 | 0
MT Hg Rate Lignite Annual v3.1 | 720 | 7342 | Rate Constraint in lbs/MMBtu | FALSE | L | Annual | Allowances Purchased MER | lbs | 0 | 0 | 0 | 0 | 0 | 0 | 0
MT Hg Rate Lignite Annual v3.1 | 720 | 7342 | Rate Constraint in lbs/MMBtu | FALSE | L | Annual | Allowances Sold MER | lbs | 0 | 0 | 0 | 0 | 0 | 0 | 0
MT Hg Rate Lignite Annual v3.1 | 720 | 7342 | Rate Constraint in lbs/MMBtu | FALSE | L | Annual | Allowances Banked | lbs | 0 | 0 | 0 | 0 | 0 | 0 | 0
MT Hg Rate Lignite Annual v3.1 | 720 | 7342 | Rate Constraint in lbs/MMBtu | FALSE | L | Annual | Allowances Withdrawn (1:1) | lbs | 0 | 0 | 0 | 0 | 0 | 0 | 0
MT Hg Rate Lignite Annual v3.1 | 720 | 7342 | Rate Constraint in lbs/MMBtu | FALSE | L | Annual | Allowances Withdrawn (n:1) | lbs | 0 | 0 | 0 | 0 | 0 | 0 | 0
MT Hg Rate Lignite Annual v3.1 | 720 | 7342 | Rate Constraint in lbs/MMBtu | FALSE | L | Annual | Net Emissions Allowance Position | lbs | 0 | 0 | 0 | 0 | 0 | 0 | 0
MT Hg Rate Lignite Annual v3.1 | 720 | 7342 | Rate Constraint in lbs/MMBtu | FALSE | L | Annual | Fuel Consumed | TBtu | 0 | 0 | 0 | 0 | 0 | 0 | 0
MT Hg Rate Lignite Annual v3.1 | 720 | 7342 | Rate Constraint in lbs/MMBtu | FALSE | L | Annual | Rate | lb/MMBtu | 0 | 0 | 0 | 0 | 0 | 0 | 0
MT Hg Rate Lignite Annual v3.1 | 720 | 7342 | Rate Constraint in lbs/MMBtu | FALSE | L | Annual | Generation | TWh | 0 | 0 | 0 | 0 | 0 | 0 | 0
MT Hg Rate Lignite Annual v3.1 | 720 | 7342 | Rate Constraint in lbs/MMBtu | FALSE | L | Annual | Qualifying Generation | TWh | 0 | 0 | 0 | 0 | 0 | 0 | 0
MT Hg Rate Lignite Annual v3.1 | 720 | 7342 | Rate Constraint in lbs/MMBtu | FALSE | L | Annual | Rate | lb/MWh | 0 | 0 | 0 | 0 | 0 | 0 | 0
MT Hg Rate Lignite Annual v3.1 | 720 | 7342 | Rate Constraint in lbs/MMBtu | FALSE | L | Annual | Constraint Shadow Price | US2022$/Lb | 0 | 0 | 0 | 0 | 0 | 0 | 0
MT Hg Rate Non Lignite Annual v3.1 | 721 | 7341 | Rate Constraint in lbs/MMBtu | FALSE | L | Annual | Seasons Included | Seasons | Winter, Spring, Summer, Fall | Winter, Spring, Summer, Fall | Winter, Spring, Summer, Fall | Winter, Spring, Summer, Fall | Winter, Spring, Summer, Fall | Winter, Spring, Summer, Fall | Winter, Spring, Summer, Fall
MT Hg Rate Non Lignite Annual v3.1 | 721 | 7341 | Rate Constraint in lbs/MMBtu | FALSE | L | Annual | Standard MER | lb/MMBtu | 9e-07 | 9e-07 | 9e-07 | 9e-07 | 9e-07 | 9e-07 | 9e-07
MT Hg Rate Non Lignite Annual v3.1 | 721 | 7341 | Rate Constraint in lbs/MMBtu | FALSE | L | Annual | Emissions at Affected Plants MER | lbs | 56.715 | 57.1164 | 57.3509 | 59.2273 | 0.14302 | 0.14302 | 0.14302
MT Hg Rate Non Lignite Annual v3.1 | 721 | 7341 | Rate Constraint in lbs/MMBtu | FALSE | L | Annual | Allowances Purchased MER | lbs | 0 | 0 | 0 | 0 | 0 | 0 | 0
MT Hg Rate Non Lignite Annual v3.1 | 721 | 7341 | Rate Constraint in lbs/MMBtu | FALSE | L | Annual | Allowances Sold MER | lbs | 0 | 0 | 0 | 0 | 0 | 0 | 0
MT Hg Rate Non Lignite Annual v3.1 | 721 | 7341 | Rate Constraint in lbs/MMBtu | FALSE | L | Annual | Allowances Banked | lbs | 0 | 0 | 0 | 0 | 0 | 0.11737 | 0
MT Hg Rate Non Lignite Annual v3.1 | 721 | 7341 | Rate Constraint in lbs/MMBtu | FALSE | L | Annual | Allowances Withdrawn (1:1) | lbs | 0 | 0 | 0 | 0 | 0 | 0 | 0
MT Hg Rate Non Lignite Annual v3.1 | 721 | 7341 | Rate Constraint in lbs/MMBtu | FALSE | L | Annual | Allowances Withdrawn (n:1) | lbs | 0 | 0 | 0 | 0 | 0 | 0 | 0
MT Hg Rate Non Lignite Annual v3.1 | 721 | 7341 | Rate Constraint in lbs/MMBtu | FALSE | L | Annual | Net Emissions Allowance Position | lbs | 56.715 | 57.1164 | 57.3509 | 59.2273 | 0.14302 | 0.26039 | 0.14302
MT Hg Rate Non Lignite Annual v3.1 | 721 | 7341 | Rate Constraint in lbs/MMBtu | FALSE | L | Annual | Fuel Consumed | TBtu | 120.2756 | 121.0141 | 123.1719 | 119.8123 | 0.28933 | 0.28933 | 0.28933
MT Hg Rate Non Lignite Annual v3.1 | 721 | 7341 | Rate Constraint in lbs/MMBtu | FALSE | L | Annual | Rate | lb/MMBtu | 4.7154e-07 | 4.7198e-07 | 4.6562e-07 | 4.9433e-07 | 4.9433e-07 | 4.9433e-07 | 4.9433e-07
MT Hg Rate Non Lignite Annual v3.1 | 721 | 7341 | Rate Constraint in lbs/MMBtu | FALSE | L | Annual | Generation | TWh | 11.0203 | 11.0696 | 7.4375 | 7.1191 | 0.017459 | 0.017459 | 0.017459
MT Hg Rate Non Lignite Annual v3.1 | 721 | 7341 | Rate Constraint in lbs/MMBtu | FALSE | L | Annual | Qualifying Generation | TWh | 11.0203 | 11.0696 | 7.4375 | 7.1191 | 0.017459 | 0.017459 | 0.017459
MT Hg Rate Non Lignite Annual v3.1 | 721 | 7341 | Rate Constraint in lbs/MMBtu | FALSE | L | Annual | Rate | lb/MWh | 5.1464e-06 | 5.1598e-06 | 7.7111e-06 | 8.3195e-06 | 8.1919e-06 | 8.1919e-06 | 8.1919e-06
MT Hg Rate Non Lignite Annual v3.1 | 721 | 7341 | Rate Constraint in lbs/MMBtu | FALSE | L | Annual | Constraint Shadow Price | US2022$/Lb | 0 | 0 | 0 | 0 | 0 | 0 | 0
NC - CO2 Cap Annual v6.21 | 722 | 7737 | Rate Constraint in MTons | FALSE | L | Annual | Seasons Included | Seasons | Winter, Spring, Summer, Fall | Winter, Spring, Summer, Fall | Winter, Spring, Summer, Fall | Winter, Spring, Summer, Fall | Winter, Spring, Summer, Fall | Winter, Spring, Summer, Fall | Winter, Spring, Summer, Fall
NC - CO2 Cap Annual v6.21 | 722 | 7737 | Rate Constraint in MTons | FALSE | L | Annual | Standard CO2 | Thousand Tons | NA | 24956.762 | 24956.762 | 24956.762 | 24956.762 | 24956.762 | 24956.762
NC - CO2 Cap Annual v6.21 | 722 | 7737 | Rate Constraint in MTons | FALSE | L | Annual | Emissions at Affected Plants CO2 | Thousand Tons | 0 | 24956.762 | 20232.4765 | 17834.7977 | 16932.3783 | 24047.9825 | 24956.762
NC - CO2 Cap Annual v6.21 | 722 | 7737 | Rate Constraint in MTons | FALSE | L | Annual | Allowances Purchased CO2 | Thousand Tons | 0 | 0 | 0 | 0 | 0 | 0 | 0
NC - CO2 Cap Annual v6.21 | 722 | 7737 | Rate Constraint in MTons | FALSE | L | Annual | Allowances Sold CO2 | Thousand Tons | 0 | 0 | 0 | 0 | 0 | 0 | 0
NC - CO2 Cap Annual v6.21 | 722 | 7737 | Rate Constraint in MTons | FALSE | L | Annual | Allowances Banked | Thousand Tons | 0 | 0 | 0 | 0 | 0 | 0 | 0
NC - CO2 Cap Annual v6.21 | 722 | 7737 | Rate Constraint in MTons | FALSE | L | Annual | Allowances Withdrawn (1:1) | Thousand Tons | 0 | 0 | 0 | 0 | 0 | 0 | 0
NC - CO2 Cap Annual v6.21 | 722 | 7737 | Rate Constraint in MTons | FALSE | L | Annual | Allowances Withdrawn (n:1) | Thousand Tons | 0 | 0 | 0 | 0 | 0 | 0 | 0
NC - CO2 Cap Annual v6.21 | 722 | 7737 | Rate Constraint in MTons | FALSE | L | Annual | Net Emissions Allowance Position | Thousand Tons | 0 | 24956.762 | 20232.4765 | 17834.7977 | 16932.3783 | 24047.9825 | 24956.762
NC - CO2 Cap Annual v6.21 | 722 | 7737 | Rate Constraint in MTons | FALSE | L | Annual | Fuel Consumed | TBtu | 0 | 391.1412 | 346.5119 | 305.5642 | 290.1546 | 411.7283 | 427.2597
NC - CO2 Cap Annual v6.21 | 722 | 7737 | Rate Constraint in MTons | FALSE | L | Annual | Rate | lb/MMBtu | 0 | 127.61 | 116.778 | 116.7336 | 116.7128 | 116.8148 | 116.8224
NC - CO2 Cap Annual v6.21 | 722 | 7737 | Rate Constraint in MTons | FALSE | L | Annual | Generation | TWh | 0 | 70.2293 | 58.3342 | 52.4904 | 51.2809 | 85.0124 | 103.3827
NC - CO2 Cap Annual v6.21 | 722 | 7737 | Rate Constraint in MTons | FALSE | L | Annual | Qualifying Generation | TWh | 0 | 54.3664 | 49.331 | 43.6308 | 40.5791 | 59.8221 | 63.5303
NC - CO2 Cap Annual v6.21 | 722 | 7737 | Rate Constraint in MTons | FALSE | L | Annual | Rate | lb/MWh | 0 | 918.0951 | 820.2749 | 817.5328 | 834.5379 | 803.9827 | 785.6651
NC - CO2 Cap Annual v6.21 | 722 | 7737 | Rate Constraint in MTons | FALSE | L | Annual | Constraint Shadow Price | US2022$/Ton | 0 | 3.898 | 0 | 0 | 0 | 0 | 9.2826
New Hampshire MER Removal Annual v3.1 | 723 | 7346 | MACT Fuel Choice Floor in lbs/MMBtu | FALSE | L | Annual | Seasons Included | Seasons | Winter, Spring, Summer, Fall | Winter, Spring, Summer, Fall | Winter, Spring, Summer, Fall | Winter, Spring, Summer, Fall | Winter, Spring, Summer, Fall | Winter, Spring, Summer, Fall | Winter, Spring, Summer, Fall
New Hampshire MER Removal Annual v3.1 | 723 | 7346 | MACT Fuel Choice Floor in lbs/MMBtu | FALSE | L | Annual | Emission Floor | lbs/MMBtu | 0 | 0 | 0 | 0 | 0 | 0 | 0
New Hampshire MER Removal Annual v3.1 | 723 | 7346 | MACT Fuel Choice Floor in lbs/MMBtu | FALSE | L | Annual | Emissions at Affected Plants MER | lbs | 0 | 0 | 0 | 0 | 0 | 0 | 0
New Hampshire MER Removal Annual v3.1 | 723 | 7346 | MACT Fuel Choice Floor in lbs/MMBtu | FALSE | L | Annual | Allowances Purchased MER | lbs | 0 | 0 | 0 | 0 | 0 | 0 | 0
New Hampshire MER Removal Annual v3.1 | 723 | 7346 | MACT Fuel Choice Floor in lbs/MMBtu | FALSE | L | Annual | Allowances Sold MER | lbs | 0 | 0 | 0 | 0 | 0 | 0 | 0
New Hampshire MER Removal Annual v3.1 | 723 | 7346 | MACT Fuel Choice Floor in lbs/MMBtu | FALSE | L | Annual | Allowances Banked | lbs | 0 | 0 | 0 | 0 | 0 | 0 | 0
New Hampshire MER Removal Annual v3.1 | 723 | 7346 | MACT Fuel Choice Floor in lbs/MMBtu | FALSE | L | Annual | Allowances Withdrawn (1:1) | lbs | 0 | 0 | 0 | 0 | 0 | 0 | 0
New Hampshire MER Removal Annual v3.1 | 723 | 7346 | MACT Fuel Choice Floor in lbs/MMBtu | FALSE | L | Annual | Allowances Withdrawn (n:1) | lbs | 0 | 0 | 0 | 0 | 0 | 0 | 0
New Hampshire MER Removal Annual v3.1 | 723 | 7346 | MACT Fuel Choice Floor in lbs/MMBtu | FALSE | L | Annual | Net Emissions Allowance Position | lbs | 0 | 0 | 0 | 0 | 0 | 0 | 0
New Hampshire MER Removal Annual v3.1 | 723 | 7346 | MACT Fuel Choice Floor in lbs/MMBtu | FALSE | L | Annual | Fuel Consumed | TBtu | 0 | 0 | 0 | 0 | 0 | 0 | 0
New Hampshire MER Removal Annual v3.1 | 723 | 7346 | MACT Fuel Choice Floor in lbs/MMBtu | FALSE | L | Annual | Rate | lb/MMBtu | 0 | 0 | 0 | 0 | 0 | 0 | 0
New Hampshire MER Removal Annual v3.1 | 723 | 7346 | MACT Fuel Choice Floor in lbs/MMBtu | FALSE | L | Annual | Generation | TWh | 0 | 0 | 0 | 0 | 0 | 0 | 0
New Hampshire MER Removal Annual v3.1 | 723 | 7346 | MACT Fuel Choice Floor in lbs/MMBtu | FALSE | L | Annual | Qualifying Generation | TWh | 0 | 0 | 0 | 0 | 0 | 0 | 0
New Hampshire MER Removal Annual v3.1 | 723 | 7346 | MACT Fuel Choice Floor in lbs/MMBtu | FALSE | L | Annual | Constraint Shadow Price | US2022$/Lb | 0 | 0 | 0 | 0 | 0 | 0 | 0
New Hampshire 6 Unit - NOX Cap Annual v3.1 | 724 | 7343 | Rate Constraint in MTons | FALSE | L | Annual | Seasons Included | Seasons | Winter, Spring, Summer, Fall | Winter, Spring, Summer, Fall | Winter, Spring, Summer, Fall | Winter, Spring, Summer, Fall | Winter, Spring, Summer, Fall | Winter, Spring, Summer, Fall | Winter, Spring, Summer, Fall
New Hampshire 6 Unit - NOX Cap Annual v3.1 | 724 | 7343 | Rate Constraint in MTons | FALSE | L | Annual | Standard NOX | Thousand Tons | 3.64 | 3.64 | 3.64 | 3.64 | 3.64 | 3.64 | 3.64
New Hampshire 6 Unit - NOX Cap Annual v3.1 | 724 | 7343 | Rate Constraint in MTons | FALSE | L | Annual | Emissions at Affected Plants NOX | Thousand Tons | 0 | 0 | 0 | 0 | 0 | 0 | 0
New Hampshire 6 Unit - NOX Cap Annual v3.1 | 724 | 7343 | Rate Constraint in MTons | FALSE | L | Annual | Allowances Purchased NOX | Thousand Tons | 0 | 0 | 0 | 0 | 0 | 0 | 0
New Hampshire 6 Unit - NOX Cap Annual v3.1 | 724 | 7343 | Rate Constraint in MTons | FALSE | L | Annual | Allowances Sold NOX | Thousand Tons | 0 | 0 | 0 | 0 | 0 | 0 | 0
New Hampshire 6 Unit - NOX Cap Annual v3.1 | 724 | 7343 | Rate Constraint in MTons | FALSE | L | Annual | Allowances Banked | Thousand Tons | 0 | 0 | 2.4267 | 0 | 0 | 0 | 0
New Hampshire 6 Unit - NOX Cap Annual v3.1 | 724 | 7343 | Rate Constraint in MTons | FALSE | L | Annual | Allowances Withdrawn (1:1) | Thousand Tons | 0 | 0 | 0 | -3.64 | 0 | 0 | 0
New Hampshire 6 Unit - NOX Cap Annual v3.1 | 724 | 7343 | Rate Constraint in MTons | FALSE | L | Annual | Allowances Withdrawn (n:1) | Thousand Tons | 0 | 0 | 0 | 0 | 0 | 0 | 0
New Hampshire 6 Unit - NOX Cap Annual v3.1 | 724 | 7343 | Rate Constraint in MTons | FALSE | L | Annual | Net Emissions Allowance Position | Thousand Tons | 0 | 0 | 2.4267 | -3.64 | 0 | 0 | 0
New Hampshire 6 Unit - NOX Cap Annual v3.1 | 724 | 7343 | Rate Constraint in MTons | FALSE | L | Annual | Fuel Consumed | TBtu | 0 | 0 | 0 | 0 | 0 | 0 | 0
New Hampshire 6 Unit - NOX Cap Annual v3.1 | 724 | 7343 | Rate Constraint in MTons | FALSE | L | Annual | Rate | lb/MMBtu | 0 | 0 | 0 | 0 | 0 | 0 | 0
New Hampshire 6 Unit - NOX Cap Annual v3.1 | 724 | 7343 | Rate Constraint in MTons | FALSE | L | Annual | Generation | TWh | 0 | 0 | 0 | 0 | 0 | 0 | 0
New Hampshire 6 Unit - NOX Cap Annual v3.1 | 724 | 7343 | Rate Constraint in MTons | FALSE | L | Annual | Qualifying Generation | TWh | 0 | 0 | 0 | 0 | 0 | 0 | 0
New Hampshire 6 Unit - NOX Cap Annual v3.1 | 724 | 7343 | Rate Constraint in MTons | FALSE | L | Annual | Rate | lb/MWh | 0 | 0 | 0 | 0 | 0 | 0 | 0
New Hampshire 6 Unit - NOX Cap Annual v3.1 | 724 | 7343 | Rate Constraint in MTons | FALSE | L | Annual | Constraint Shadow Price | US2022$/Ton | 0 | 0 | 0 | 0 | 0 | 0 | 0
New Hampshire 6 Unit - SO2 Cap Annual v3.1 | 725 | 7344 | Rate Constraint in MTons | FALSE | L | Annual | Seasons Included | Seasons | Winter, Spring, Summer, Fall | Winter, Spring, Summer, Fall | Winter, Spring, Summer, Fall | Winter, Spring, Summer, Fall | Winter, Spring, Summer, Fall | Winter, Spring, Summer, Fall | Winter, Spring, Summer, Fall
New Hampshire 6 Unit - SO2 Cap Annual v3.1 | 725 | 7344 | Rate Constraint in MTons | FALSE | L | Annual | Standard SO2 | Thousand Tons | 7.29 | 7.29 | 7.29 | 7.29 | 7.29 | 7.29 | 7.29
New Hampshire 6 Unit - SO2 Cap Annual v3.1 | 725 | 7344 | Rate Constraint in MTons | FALSE | L | Annual | Emissions at Affected Plants SO2 | Thousand Tons | 0 | 0 | 0 | 0 | 0 | 0 | 0
New Hampshire 6 Unit - SO2 Cap Annual v3.1 | 725 | 7344 | Rate Constraint in MTons | FALSE | L | Annual | Allowances Purchased SO2 | Thousand Tons | 0 | 0 | 0 | 0 | 0 | 0 | 0
New Hampshire 6 Unit - SO2 Cap Annual v3.1 | 725 | 7344 | Rate Constraint in MTons | FALSE | L | Annual | Allowances Sold SO2 | Thousand Tons | 0 | 0 | 0 | 0 | 0 | 0 | 0
New Hampshire 6 Unit - SO2 Cap Annual v3.1 | 725 | 7344 | Rate Constraint in MTons | FALSE | L | Annual | Allowances Banked | Thousand Tons | 0 | 0 | 0 | 0 | 0 | 0 | 0
New Hampshire 6 Unit - SO2 Cap Annual v3.1 | 725 | 7344 | Rate Constraint in MTons | FALSE | L | Annual | Allowances Withdrawn (1:1) | Thousand Tons | 0 | 0 | 0 | 0 | 0 | 0 | 0
New Hampshire 6 Unit - SO2 Cap Annual v3.1 | 725 | 7344 | Rate Constraint in MTons | FALSE | L | Annual | Allowances Withdrawn (n:1) | Thousand Tons | 0 | 0 | 0 | 0 | 0 | 0 | 0
New Hampshire 6 Unit - SO2 Cap Annual v3.1 | 725 | 7344 | Rate Constraint in MTons | FALSE | L | Annual | Net Emissions Allowance Position | Thousand Tons | 0 | 0 | 0 | 0 | 0 | 0 | 0
New Hampshire 6 Unit - SO2 Cap Annual v3.1 | 725 | 7344 | Rate Constraint in MTons | FALSE | L | Annual | Fuel Consumed | TBtu | 0 | 0 | 0 | 0 | 0 | 0 | 0
New Hampshire 6 Unit - SO2 Cap Annual v3.1 | 725 | 7344 | Rate Constraint in MTons | FALSE | L | Annual | Rate | lb/MMBtu | 0 | 0 | 0 | 0 | 0 | 0 | 0
New Hampshire 6 Unit - SO2 Cap Annual v3.1 | 725 | 7344 | Rate Constraint in MTons | FALSE | L | Annual | Generation | TWh | 0 | 0 | 0 | 0 | 0 | 0 | 0
New Hampshire 6 Unit - SO2 Cap Annual v3.1 | 725 | 7344 | Rate Constraint in MTons | FALSE | L | Annual | Qualifying Generation | TWh | 0 | 0 | 0 | 0 | 0 | 0 | 0
New Hampshire 6 Unit - SO2 Cap Annual v3.1 | 725 | 7344 | Rate Constraint in MTons | FALSE | L | Annual | Rate | lb/MWh | 0 | 0 | 0 | 0 | 0 | 0 | 0
New Hampshire 6 Unit - SO2 Cap Annual v3.1 | 725 | 7344 | Rate Constraint in MTons | FALSE | L | Annual | Constraint Shadow Price | US2022$/Ton | 0 | 0 | 0 | 0 | 0 | 0 | 0
New Hampshire State - NOX Cap Summer v3.1 | 726 | 7345 | Rate Constraint in MTons | FALSE | L | Annual | Seasons Included | Seasons | Summer | Summer | Summer | Summer | Summer | Summer | Summer
New Hampshire State - NOX Cap Summer v3.1 | 726 | 7345 | Rate Constraint in MTons | FALSE | L | Annual | Standard NOX | Thousand Tons | 2.4 | 2.4 | 2.4 | 2.4 | 2.4 | 2.4 | 2.4
New Hampshire State - NOX Cap Summer v3.1 | 726 | 7345 | Rate Constraint in MTons | FALSE | L | Annual | Emissions at Affected Plants NOX | Thousand Tons | 0.077092 | 0.060556 | 0.059336 | 0.048996 | 0.048785 | 0.047771 | 0.047856
New Hampshire State - NOX Cap Summer v3.1 | 726 | 7345 | Rate Constraint in MTons | FALSE | L | Annual | Allowances Purchased NOX | Thousand Tons | 0 | 0 | 0 | 0 | 0 | 0 | 0
New Hampshire State - NOX Cap Summer v3.1 | 726 | 7345 | Rate Constraint in MTons | FALSE | L | Annual | Allowances Sold NOX | Thousand Tons | 0 | 0 | 0 | 0 | 0 | 0 | 0
New Hampshire State - NOX Cap Summer v3.1 | 726 | 7345 | Rate Constraint in MTons | FALSE | L | Annual | Allowances Banked | Thousand Tons | 0 | 2.3394 | 0 | 0 | 0 | 0 | 0
New Hampshire State - NOX Cap Summer v3.1 | 726 | 7345 | Rate Constraint in MTons | FALSE | L | Annual | Allowances Withdrawn (1:1) | Thousand Tons | 0 | 0 | 0 | 0 | 0 | 0 | 0
New Hampshire State - NOX Cap Summer v3.1 | 726 | 7345 | Rate Constraint in MTons | FALSE | L | Annual | Allowances Withdrawn (n:1) | Thousand Tons | 0 | 0 | 0 | 0 | 0 | 0 | 0
New Hampshire State - NOX Cap Summer v3.1 | 726 | 7345 | Rate Constraint in MTons | FALSE | L | Annual | Net Emissions Allowance Position | Thousand Tons | 0.077092 | 2.4 | 0.059336 | 0.048996 | 0.048785 | 0.047771 | 0.047856
New Hampshire State - NOX Cap Summer v3.1 | 726 | 7345 | Rate Constraint in MTons | FALSE | L | Annual | Fuel Consumed | TBtu | 16.1625 | 12.1795 | 11.9052 | 9.5295 | 9.4884 | 9.2913 | 9.3077
New Hampshire State - NOX Cap Summer v3.1 | 726 | 7345 | Rate Constraint in MTons | FALSE | L | Annual | Rate | lb/MMBtu | 0.0095396 | 0.0099439 | 0.009968 | 0.010283 | 0.010283 | 0.010283 | 0.010283
New Hampshire State - NOX Cap Summer v3.1 | 726 | 7345 | Rate Constraint in MTons | FALSE | L | Annual | Generation | TWh | 2.1868 | 1.6432 | 1.6059 | 1.2826 | 1.2771 | 1.2505 | 1.2527
New Hampshire State - NOX Cap Summer v3.1 | 726 | 7345 | Rate Constraint in MTons | FALSE | L | Annual | Qualifying Generation | TWh | 2.1868 | 1.6432 | 1.6059 | 1.2826 | 1.2771 | 1.2505 | 1.2527
New Hampshire State - NOX Cap Summer v3.1 | 726 | 7345 | Rate Constraint in MTons | FALSE | L | Annual | Rate | lb/MWh | 0.070507 | 0.073705 | 0.073897 | 0.076402 | 0.076402 | 0.076402 | 0.076402
New Hampshire State - NOX Cap Summer v3.1 | 726 | 7345 | Rate Constraint in MTons | FALSE | L | Annual | Constraint Shadow Price | US2022$/Ton | 0 | 0 | 0 | 0 | 0 | 0 | 0
New Jersey - MER Removal Annual v3.1 | 727 | 7348 | MACT Fuel Choice Floor in lbs/MMBtu | FALSE | L | Annual | Seasons Included | Seasons | Winter, Spring, Summer, Fall | Winter, Spring, Summer, Fall | Winter, Spring, Summer, Fall | Winter, Spring, Summer, Fall | Winter, Spring, Summer, Fall | Winter, Spring, Summer, Fall | Winter, Spring, Summer, Fall
New Jersey - MER Removal Annual v3.1 | 727 | 7348 | MACT Fuel Choice Floor in lbs/MMBtu | FALSE | L | Annual | Emission Floor | lbs/MMBtu | 0 | 0 | 0 | 0 | 0 | 0 | 0
New Jersey - MER Removal Annual v3.1 | 727 | 7348 | MACT Fuel Choice Floor in lbs/MMBtu | FALSE | L | Annual | Emissions at Affected Plants MER | lbs | 0 | 0 | 0 | 0 | 0 | 0 | 0
New Jersey - MER Removal Annual v3.1 | 727 | 7348 | MACT Fuel Choice Floor in lbs/MMBtu | FALSE | L | Annual | Allowances Purchased MER | lbs | 0 | 0 | 0 | 0 | 0 | 0 | 0
New Jersey - MER Removal Annual v3.1 | 727 | 7348 | MACT Fuel Choice Floor in lbs/MMBtu | FALSE | L | Annual | Allowances Sold MER | lbs | 0 | 0 | 0 | 0 | 0 | 0 | 0
New Jersey - MER Removal Annual v3.1 | 727 | 7348 | MACT Fuel Choice Floor in lbs/MMBtu | FALSE | L | Annual | Allowances Banked | lbs | 0 | 0 | 0 | 0 | 0 | 0 | 0
New Jersey - MER Removal Annual v3.1 | 727 | 7348 | MACT Fuel Choice Floor in lbs/MMBtu | FALSE | L | Annual | Allowances Withdrawn (1:1) | lbs | 0 | 0 | 0 | 0 | 0 | 0 | 0
New Jersey - MER Removal Annual v3.1 | 727 | 7348 | MACT Fuel Choice Floor in lbs/MMBtu | FALSE | L | Annual | Allowances Withdrawn (n:1) | lbs | 0 | 0 | 0 | 0 | 0 | 0 | 0
New Jersey - MER Removal Annual v3.1 | 727 | 7348 | MACT Fuel Choice Floor in lbs/MMBtu | FALSE | L | Annual | Net Emissions Allowance Position | lbs | 0 | 0 | 0 | 0 | 0 | 0 | 0
New Jersey - MER Removal Annual v3.1 | 727 | 7348 | MACT Fuel Choice Floor in lbs/MMBtu | FALSE | L | Annual | Fuel Consumed | TBtu | 0 | 0 | 0 | 0 | 0 | 0 | 0
New Jersey - MER Removal Annual v3.1 | 727 | 7348 | MACT Fuel Choice Floor in lbs/MMBtu | FALSE | L | Annual | Rate | lb/MMBtu | 0 | 0 | 0 | 0 | 0 | 0 | 0
New Jersey - MER Removal Annual v3.1 | 727 | 7348 | MACT Fuel Choice Floor in lbs/MMBtu | FALSE | L | Annual | Generation | TWh | 0 | 0 | 0 | 0 | 0 | 0 | 0
New Jersey - MER Removal Annual v3.1 | 727 | 7348 | MACT Fuel Choice Floor in lbs/MMBtu | FALSE | L | Annual | Qualifying Generation | TWh | 0 | 0 | 0 | 0 | 0 | 0 | 0
New Jersey - MER Removal Annual v3.1 | 727 | 7348 | MACT Fuel Choice Floor in lbs/MMBtu | FALSE | L | Annual | Constraint Shadow Price | US2022$/Lb | 0 | 0 | 0 | 0 | 0 | 0 | 0
Newington Station 1 - SO2 Rate v5.12 | 728 | 7347 | Rate Constraint in lbs/MMBtu | FALSE | L | Annual | Seasons Included | Seasons | Winter, Spring, Summer, Fall | Winter, Spring, Summer, Fall | Winter, Spring, Summer, Fall | Winter, Spring, Summer, Fall | Winter, Spring, Summer, Fall | Winter, Spring, Summer, Fall | Winter, Spring, Summer, Fall
Newington Station 1 - SO2 Rate v5.12 | 728 | 7347 | Rate Constraint in lbs/MMBtu | FALSE | L | Annual | Standard SO2 | lb/MMBtu | 0.5 | 0.5 | 0.5 | 0.5 | 0.5 | 0.5 | 0.5
Newington Station 1 - SO2 Rate v5.12 | 728 | 7347 | Rate Constraint in lbs/MMBtu | FALSE | L | Annual | Emissions at Affected Plants SO2 | Thousand Tons | 0 | 0 | 0 | 0 | 0 | 0 | 0
Newington Station 1 - SO2 Rate v5.12 | 728 | 7347 | Rate Constraint in lbs/MMBtu | FALSE | L | Annual | Allowances Purchased SO2 | Thousand Tons | 0 | 0 | 0 | 0 | 0 | 0 | 0
Newington Station 1 - SO2 Rate v5.12 | 728 | 7347 | Rate Constraint in lbs/MMBtu | FALSE | L | Annual | Allowances Sold SO2 | Thousand Tons | 0 | 0 | 0 | 0 | 0 | 0 | 0
Newington Station 1 - SO2 Rate v5.12 | 728 | 7347 | Rate Constraint in lbs/MMBtu | FALSE | L | Annual | Allowances Banked | Thousand Tons | 0 | 0 | 0 | 0 | 0 | 0 | 0
Newington Station 1 - SO2 Rate v5.12 | 728 | 7347 | Rate Constraint in lbs/MMBtu | FALSE | L | Annual | Allowances Withdrawn (1:1) | Thousand Tons | 0 | 0 | 0 | 0 | 0 | 0 | 0
Newington Station 1 - SO2 Rate v5.12 | 728 | 7347 | Rate Constraint in lbs/MMBtu | FALSE | L | Annual | Allowances Withdrawn (n:1) | Thousand Tons | 0 | 0 | 0 | 0 | 0 | 0 | 0
Newington Station 1 - SO2 Rate v5.12 | 728 | 7347 | Rate Constraint in lbs/MMBtu | FALSE | L | Annual | Net Emissions Allowance Position | Thousand Tons | 0 | 0 | 0 | 0 | 0 | 0 | 0
Newington Station 1 - SO2 Rate v5.12 | 728 | 7347 | Rate Constraint in lbs/MMBtu | FALSE | L | Annual | Fuel Consumed | TBtu | 0 | 0 | 0 | 0 | 0 | 0 | 0
Newington Station 1 - SO2 Rate v5.12 | 728 | 7347 | Rate Constraint in lbs/MMBtu | FALSE | L | Annual | Rate | lb/MMBtu | 0 | 0 | 0 | 0 | 0 | 0 | 0
Newington Station 1 - SO2 Rate v5.12 | 728 | 7347 | Rate Constraint in lbs/MMBtu | FALSE | L | Annual | Generation | TWh | 0 | 0 | 0 | 0 | 0 | 0 | 0
Newington Station 1 - SO2 Rate v5.12 | 728 | 7347 | Rate Constraint in lbs/MMBtu | FALSE | L | Annual | Qualifying Generation | TWh | 0 | 0 | 0 | 0 | 0 | 0 | 0
Newington Station 1 - SO2 Rate v5.12 | 728 | 7347 | Rate Constraint in lbs/MMBtu | FALSE | L | Annual | Rate | lb/MWh | 0 | 0 | 0 | 0 | 0 | 0 | 0
Newington Station 1 - SO2 Rate v5.12 | 728 | 7347 | Rate Constraint in lbs/MMBtu | FALSE | L | Annual | Constraint Shadow Price | US2022$/Ton | 5279.7254 | 0 | 3586.594 | 3295.7651 | 3351.7021 | 5429.109 | 6207.1585
NJ SO2 Constraint v5.14 | 729 | 7349 | Rate Constraint in lbs/MMBtu | FALSE | L | Annual | Seasons Included | Seasons | Winter, Spring, Summer, Fall | Winter, Spring, Summer, Fall | Winter, Spring, Summer, Fall | Winter, Spring, Summer, Fall | Winter, Spring, Summer, Fall | Winter, Spring, Summer, Fall | Winter, Spring, Summer, Fall
NJ SO2 Constraint v5.14 | 729 | 7349 | Rate Constraint in lbs/MMBtu | FALSE | L | Annual | Standard SO2 | lb/MMBtu | 0.15 | 0.15 | 0.15 | 0.15 | 0.15 | 0.15 | 0.15
NJ SO2 Constraint v5.14 | 729 | 7349 | Rate Constraint in lbs/MMBtu | FALSE | L | Annual | Emissions at Affected Plants SO2 | Thousand Tons | 0 | 0 | 0 | 0 | 0 | 0 | 0
NJ SO2 Constraint v5.14 | 729 | 7349 | Rate Constraint in lbs/MMBtu | FALSE | L | Annual | Allowances Purchased SO2 | Thousand Tons | 0 | 0 | 0 | 0 | 0 | 0 | 0
NJ SO2 Constraint v5.14 | 729 | 7349 | Rate Constraint in lbs/MMBtu | FALSE | L | Annual | Allowances Sold SO2 | Thousand Tons | 0 | 0 | 0 | 0 | 0 | 0 | 0
NJ SO2 Constraint v5.14 | 729 | 7349 | Rate Constraint in lbs/MMBtu | FALSE | L | Annual | Allowances Banked | Thousand Tons | 0 | 0 | 0 | 0 | 0 | 0 | 0
NJ SO2 Constraint v5.14 | 729 | 7349 | Rate Constraint in lbs/MMBtu | FALSE | L | Annual | Allowances Withdrawn (1:1) | Thousand Tons | 0 | 0 | 0 | 0 | 0 | 0 | 0
NJ SO2 Constraint v5.14 | 729 | 7349 | Rate Constraint in lbs/MMBtu | FALSE | L | Annual | Allowances Withdrawn (n:1) | Thousand Tons | 0 | 0 | 0 | 0 | 0 | 0 | 0
NJ SO2 Constraint v5.14 | 729 | 7349 | Rate Constraint in lbs/MMBtu | FALSE | L | Annual | Net Emissions Allowance Position | Thousand Tons | 0 | 0 | 0 | 0 | 0 | 0 | 0
NJ SO2 Constraint v5.14 | 729 | 7349 | Rate Constraint in lbs/MMBtu | FALSE | L | Annual | Fuel Consumed | TBtu | 0 | 0 | 0 | 0 | 0 | 0 | 0
NJ SO2 Constraint v5.14 | 729 | 7349 | Rate Constraint in lbs/MMBtu | FALSE | L | Annual | Rate | lb/MMBtu | 0 | 0 | 0 | 0 | 0 | 0 | 0
NJ SO2 Constraint v5.14 | 729 | 7349 | Rate Constraint in lbs/MMBtu | FALSE | L | Annual | Generation | TWh | 0 | 0 | 0 | 0 | 0 | 0 | 0
NJ SO2 Constraint v5.14 | 729 | 7349 | Rate Constraint in lbs/MMBtu | FALSE | L | Annual | Qualifying Generation | TWh | 0 | 0 | 0 | 0 | 0 | 0 | 0
NJ SO2 Constraint v5.14 | 729 | 7349 | Rate Constraint in lbs/MMBtu | FALSE | L | Annual | Rate | lb/MWh | 0 | 0 | 0 | 0 | 0 | 0 | 0
NJ SO2 Constraint v5.14 | 729 | 7349 | Rate Constraint in lbs/MMBtu | FALSE | L | Annual | Constraint Shadow Price | US2022$/Ton | 22284.8045 | 25078.337 | 18854.1682 | 10427.5917 | 10282.4207 | 12946.3764 | 13938.7374
NODA Covanta Bristol 1 NOX Cap Annual v5.15 | 730 | 7255 | Rate Constraint in MTons | FALSE | L | Annual | Seasons Included | Seasons | Winter, Spring, Summer, Fall | Winter, Spring, Summer, Fall | Winter, Spring, Summer, Fall | Winter, Spring, Summer, Fall | Winter, Spring, Summer, Fall | Winter, Spring, Summer, Fall | Winter, Spring, Summer, Fall
NODA Covanta Bristol 1 NOX Cap Annual v5.15 | 730 | 7255 | Rate Constraint in MTons | FALSE | L | Annual | Standard NOX | Thousand Tons | 0.112 | 0.112 | 0.112 | 0.112 | 0.112 | 0.112 | 0.112
NODA Covanta Bristol 1 NOX Cap Annual v5.15 | 730 | 7255 | Rate Constraint in MTons | FALSE | L | Annual | Emissions at Affected Plants NOX | Thousand Tons | 0.10182 | 0.10182 | 0.10182 | 0 | 0 | 0 | 0
NODA Covanta Bristol 1 NOX Cap Annual v5.15 | 730 | 7255 | Rate Constraint in MTons | FALSE | L | Annual | Allowances Purchased NOX | Thousand Tons | 0 | 0 | 0 | 0 | 0 | 0 | 0
NODA Covanta Bristol 1 NOX Cap Annual v5.15 | 730 | 7255 | Rate Constraint in MTons | FALSE | L | Annual | Allowances Sold NOX | Thousand Tons | 0 | 0 | 0 | 0 | 0 | 0 | 0
NODA Covanta Bristol 1 NOX Cap Annual v5.15 | 730 | 7255 | Rate Constraint in MTons | FALSE | L | Annual | Allowances Banked | Thousand Tons | 0 | 0 | 0 | 0 | 0 | 0 | 0
NODA Covanta Bristol 1 NOX Cap Annual v5.15 | 730 | 7255 | Rate Constraint in MTons | FALSE | L | Annual | Allowances Withdrawn (1:1) | Thousand Tons | 0 | 0 | 0 | 0 | 0 | 0 | 0
NODA Covanta Bristol 1 NOX Cap Annual v5.15 | 730 | 7255 | Rate Constraint in MTons | FALSE | L | Annual | Allowances Withdrawn (n:1) | Thousand Tons | 0 | 0 | 0 | 0 | 0 | 0 | 0
NODA Covanta Bristol 1 NOX Cap Annual v5.15 | 730 | 7255 | Rate Constraint in MTons | FALSE | L | Annual | Net Emissions Allowance Position | Thousand Tons | 0.10182 | 0.10182 | 0.10182 | 0 | 0 | 0 | 0
NODA Covanta Bristol 1 NOX Cap Annual v5.15 | 730 | 7255 | Rate Constraint in MTons | FALSE | L | Annual | Fuel Consumed | TBtu | 0.93936 | 0.93936 | 0.93936 | 0 | 0 | 0 | 0
NODA Covanta Bristol 1 NOX Cap Annual v5.15 | 730 | 7255 | Rate Constraint in MTons | FALSE | L | Annual | Rate | lb/MMBtu | 0.21679 | 0.21679 | 0.21679 | 0 | 0 | 0 | 0
NODA Covanta Bristol 1 NOX Cap Annual v5.15 | 730 | 7255 | Rate Constraint in MTons | FALSE | L | Annual | Generation | TWh | 0.050699 | 0.050699 | 0.050699 | 0 | 0 | 0 | 0
NODA Covanta Bristol 1 NOX Cap Annual v5.15 | 730 | 7255 | Rate Constraint in MTons | FALSE | L | Annual | Qualifying Generation | TWh | 0.050699 | 0.050699 | 0.050699 | 0 | 0 | 0 | 0
NODA Covanta Bristol 1 NOX Cap Annual v5.15 | 730 | 7255 | Rate Constraint in MTons | FALSE | L | Annual | Rate | lb/MWh | 4.0167 | 4.0167 | 4.0167 | 0 | 0 | 0 | 0
NODA Covanta Bristol 1 NOX Cap Annual v5.15 | 730 | 7255 | Rate Constraint in MTons | FALSE | L | Annual | Constraint Shadow Price | US2022$/Ton | 0 | 0 | 0 | 0 | 0 | 0 | 0
NODA Covanta Bristol 2 NOX Cap Annual v5.15 | 731 | 7256 | Rate Constraint in MTons | FALSE | L | Annual | Seasons Included | Seasons | Winter, Spring, Summer, Fall | Winter, Spring, Summer, Fall | Winter, Spring, Summer, Fall | Winter, Spring, Summer, Fall | Winter, Spring, Summer, Fall | Winter, Spring, Summer, Fall | Winter, Spring, Summer, Fall
NODA Covanta Bristol 2 NOX Cap Annual v5.15 | 731 | 7256 | Rate Constraint in MTons | FALSE | L | Annual | Standard NOX | Thousand Tons | 0.1917 | 0.1917 | 0.1917 | 0.1917 | 0.1917 | 0.1917 | 0.1917
NODA Covanta Bristol 2 NOX Cap Annual v5.15 | 731 | 7256 | Rate Constraint in MTons | FALSE | L | Annual | Emissions at Affected Plants NOX | Thousand Tons | 0.12298 | 0.12298 | 0.12298 | 0 | 0 | 0 | 0
NODA Covanta Bristol 2 NOX Cap Annual v5.15 | 731 | 7256 | Rate Constraint in MTons | FALSE | L | Annual | Allowances Purchased NOX | Thousand Tons | 0 | 0 | 0 | 0 | 0 | 0 | 0
NODA Covanta Bristol 2 NOX Cap Annual v5.15 | 731 | 7256 | Rate Constraint in MTons | FALSE | L | Annual | Allowances Sold NOX | Thousand Tons | 0 | 0 | 0 | 0 | 0 | 0 | 0
NODA Covanta Bristol 2 NOX Cap Annual v5.15 | 731 | 7256 | Rate Constraint in MTons | FALSE | L | Annual | Allowances Banked | Thousand Tons | 0 | 0 | 0 | 0 | 0 | 0 | 0
NODA Covanta Bristol 2 NOX Cap Annual v5.15 | 731 | 7256 | Rate Constraint in MTons | FALSE | L | Annual | Allowances Withdrawn (1:1) | Thousand Tons | 0 | 0 | 0 | 0 | 0 | 0 | 0
NODA Covanta Bristol 2 NOX Cap Annual v5.15 | 731 | 7256 | Rate Constraint in MTons | FALSE | L | Annual | Allowances Withdrawn (n:1) | Thousand Tons | 0 | 0 | 0 | 0 | 0 | 0 | 0
NODA Covanta Bristol 2 NOX Cap Annual v5.15 | 731 | 7256 | Rate Constraint in MTons | FALSE | L | Annual | Net Emissions Allowance Position | Thousand Tons | 0.12298 | 0.12298 | 0.12298 | 0 | 0 | 0 | 0
NODA Covanta Bristol 2 NOX Cap Annual v5.15 | 731 | 7256 | Rate Constraint in MTons | FALSE | L | Annual | Fuel Consumed | TBtu | 0.93936 | 0.93936 | 0.93936 | 0 | 0 | 0 | 0
NODA Covanta Bristol 2 NOX Cap Annual v5.15 | 731 | 7256 | Rate Constraint in MTons | FALSE | L | Annual | Rate | lb/MMBtu | 0.26183 | 0.26183 | 0.26183 | 0 | 0 | 0 | 0
NODA Covanta Bristol 2 NOX Cap Annual v5.15 | 731 | 7256 | Rate Constraint in MTons | FALSE | L | Annual | Generation | TWh | 0.050699 | 0.050699 | 0.050699 | 0 | 0 | 0 | 0
NODA Covanta Bristol 2 NOX Cap Annual v5.15 | 731 | 7256 | Rate Constraint in MTons | FALSE | L | Annual | Qualifying Generation | TWh | 0.050699 | 0.050699 | 0.050699 | 0 | 0 | 0 | 0
NODA Covanta Bristol 2 NOX Cap Annual v5.15 | 731 | 7256 | Rate Constraint in MTons | FALSE | L | Annual | Rate | lb/MWh | 4.8512 | 4.8512 | 4.8512 | 0 | 0 | 0 | 0
NODA Covanta Bristol 2 NOX Cap Annual v5.15 | 731 | 7256 | Rate Constraint in MTons | FALSE | L | Annual | Constraint Shadow Price | US2022$/Ton | 0 | 0 | 0 | 0 | 0 | 0 | 0
NODA Kemper County IGCC SO2 Cap Annual v5.15 | 732 | 7262 | Rate Constraint in MTons | FALSE | L | Annual | Seasons Included | Seasons | Winter, Spring, Summer, Fall | Winter, Spring, Summer, Fall | Winter, Spring, Summer, Fall | Winter, Spring, Summer, Fall | Winter, Spring, Summer, Fall | Winter, Spring, Summer, Fall | Winter, Spring, Summer, Fall
NODA Kemper County IGCC SO2 Cap Annual v5.15 | 732 | 7262 | Rate Constraint in MTons | FALSE | L | Annual | Standard SO2 | Thousand Tons | 0.116 | 0.116 | 0.116 | 0.116 | 0.116 | 0.116 | 0.116
NODA Kemper County IGCC SO2 Cap Annual v5.15 | 732 | 7262 | Rate Constraint in MTons | FALSE | L | Annual | Emissions at Affected Plants SO2 | Thousand Tons | 0 | 0 | 0 | 0 | 0 | 0 | 0
NODA Kemper County IGCC SO2 Cap Annual v5.15 | 732 | 7262 | Rate Constraint in MTons | FALSE | L | Annual | Allowances Purchased SO2 | Thousand Tons | 0 | 0 | 0 | 0 | 0 | 0 | 0
NODA Kemper County IGCC SO2 Cap Annual v5.15 | 732 | 7262 | Rate Constraint in MTons | FALSE | L | Annual | Allowances Sold SO2 | Thousand Tons | 0 | 0 | 0 | 0 | 0 | 0 | 0
NODA Kemper County IGCC SO2 Cap Annual v5.15 | 732 | 7262 | Rate Constraint in MTons | FALSE | L | Annual | Allowances Banked | Thousand Tons | 0 | 0 | 0 | 0 | 0 | 0 | 0
NODA Kemper County IGCC SO2 Cap Annual v5.15 | 732 | 7262 | Rate Constraint in MTons | FALSE | L | Annual | Allowances Withdrawn (1:1) | Thousand Tons | 0 | 0 | 0 | 0 | 0 | 0 | 0
NODA Kemper County IGCC SO2 Cap Annual v5.15 | 732 | 7262 | Rate Constraint in MTons | FALSE | L | Annual | Allowances Withdrawn (n:1) | Thousand Tons | 0 | 0 | 0 | 0 | 0 | 0 | 0
NODA Kemper County IGCC SO2 Cap Annual v5.15 | 732 | 7262 | Rate Constraint in MTons | FALSE | L | Annual | Net Emissions Allowance Position | Thousand Tons | 0 | 0 | 0 | 0 | 0 | 0 | 0
NODA Kemper County IGCC SO2 Cap Annual v5.15 | 732 | 7262 | Rate Constraint in MTons | FALSE | L | Annual | Fuel Consumed | TBtu | 9.6668 | 7.1329 | 8.9052 | 1.4492 | 0 | 0.69945 | 0.94854
NODA Kemper County IGCC SO2 Cap Annual v5.15 | 732 | 7262 | Rate Constraint in MTons | FALSE | L | Annual | Rate | lb/MMBtu | 0 | 0 | 0 | 0 | 0 | 0 | 0
NODA Kemper County IGCC SO2 Cap Annual v5.15 | 732 | 7262 | Rate Constraint in MTons | FALSE | L | Annual | Generation | TWh | 1.2713 | 0.93805 | 1.1711 | 0.19058 | 0 | 0.091984 | 0.12474
NODA Kemper County IGCC SO2 Cap Annual v5.15 | 732 | 7262 | Rate Constraint in MTons | FALSE | L | Annual | Qualifying Generation | TWh | 1.2713 | 0.93805 | 1.1711 | 0.19058 | 0 | 0.091984 | 0.12474
NODA Kemper County IGCC SO2 Cap Annual v5.15 | 732 | 7262 | Rate Constraint in MTons | FALSE | L | Annual | Rate | lb/MWh | 0 | 0 | 0 | 0 | 0 | 0 | 0
NODA Kemper County IGCC SO2 Cap Annual v5.15 | 732 | 7262 | Rate Constraint in MTons | FALSE | L | Annual | Constraint Shadow Price | US2022$/Ton | 0 | 0 | 0 | 0 | 0 | 0 | 0
NODA Marshalltown NOx Cap Annual v5.15 | 733 | 7252 | Rate Constraint in MTons | FALSE | L | Annual | Seasons Included | Seasons | Winter, Spring, Summer, Fall | Winter, Spring, Summer, Fall | Winter, Spring, Summer, Fall | Winter, Spring, Summer, Fall | Winter, Spring, Summer, Fall | Winter, Spring, Summer, Fall | Winter, Spring, Summer, Fall
NODA Marshalltown NOx Cap Annual v5.15 | 733 | 7252 | Rate Constraint in MTons | FALSE | L | Annual | Standard NOX | Thousand Tons | 0.229 | 0.229 | 0.229 | 0.229 | 0.229 | 0.229 | 0.229
NODA Marshalltown NOx Cap Annual v5.15 | 733 | 7252 | Rate Constraint in MTons | FALSE | L | Annual | Emissions at Affected Plants NOX | Thousand Tons | 0.050518 | 0.066797 | 0.032885 | 0.0076918 | 0.0031551 | 0.0076815 | 0.008128
NODA Marshalltown NOx Cap Annual v5.15 | 733 | 7252 | Rate Constraint in MTons | FALSE | L | Annual | Allowances Purchased NOX | Thousand Tons | 0 | 0 | 0 | 0 | 0 | 0 | 0
NODA Marshalltown NOx Cap Annual v5.15 | 733 | 7252 | Rate Constraint in MTons | FALSE | L | Annual | Allowances Sold NOX | Thousand Tons | 0 | 0 | 0 | 0 | 0 | 0 | 0
NODA Marshalltown NOx Cap Annual v5.15 | 733 | 7252 | Rate Constraint in MTons | FALSE | L | Annual | Allowances Banked | Thousand Tons | 0 | 0 | 0 | 0 | 0 | 0 | 0
NODA Marshalltown NOx Cap Annual v5.15 | 733 | 7252 | Rate Constraint in MTons | FALSE | L | Annual | Allowances Withdrawn (1:1) | Thousand Tons | 0 | 0 | 0 | 0 | 0 | 0 | 0
NODA Marshalltown NOx Cap Annual v5.15 | 733 | 7252 | Rate Constraint in MTons | FALSE | L | Annual | Allowances Withdrawn (n:1) | Thousand Tons | 0 | 0 | 0 | 0 | 0 | 0 | 0
NODA Marshalltown NOx Cap Annual v5.15 | 733 | 7252 | Rate Constraint in MTons | FALSE | L | Annual | Net Emissions Allowance Position | Thousand Tons | 0.050518 | 0.066797 | 0.032885 | 0.0076918 | 0.0031551 | 0.0076815 | 0.008128
NODA Marshalltown NOx Cap Annual v5.15 | 733 | 7252 | Rate Constraint in MTons | FALSE | L | Annual | Fuel Consumed | TBtu | 20.5774 | 27.2086 | 13.3953 | 3.1331 | 1.2852 | 3.1289 | 3.3108
NODA Marshalltown NOx Cap Annual v5.15 | 733 | 7252 | Rate Constraint in MTons | FALSE | L | Annual | Rate | lb/MMBtu | 0.00491 | 0.00491 | 0.00491 | 0.00491 | 0.00491 | 0.00491 | 0.00491
NODA Marshalltown NOx Cap Annual v5.15 | 733 | 7252 | Rate Constraint in MTons | FALSE | L | Annual | Generation | TWh | 2.8978 | 3.8317 | 1.8864 | 0.44122 | 0.18098 | 0.44063 | 0.46624
NODA Marshalltown NOx Cap Annual v5.15 | 733 | 7252 | Rate Constraint in MTons | FALSE | L | Annual | Qualifying Generation | TWh | 2.8978 | 3.8317 | 1.8864 | 0.44122 | 0.18098 | 0.44063 | 0.46624
NODA Marshalltown NOx Cap Annual v5.15 | 733 | 7252 | Rate Constraint in MTons | FALSE | L | Annual | Rate | lb/MWh | 0.034866 | 0.034866 | 0.034866 | 0.034866 | 0.034866 | 0.034866 | 0.034866
NODA Marshalltown NOx Cap Annual v5.15 | 733 | 7252 | Rate Constraint in MTons | FALSE | L | Annual | Constraint Shadow Price | US2022$/Ton | 0 | 0 | 0 | 0 | 0 | 0 | 0
NODA Nacogdoches SO2 Cap Annual v5.15 | 734 | 7253 | Rate Constraint in MTons | FALSE | L | Annual | Seasons Included | Seasons | Winter, Spring, Summer, Fall | Winter, Spring, Summer, Fall | Winter, Spring, Summer, Fall | Winter, Spring, Summer, Fall | Winter, Spring, Summer, Fall | Winter, Spring, Summer, Fall | Winter, Spring, Summer, Fall
NODA Nacogdoches SO2 Cap Annual v5.15 | 734 | 7253 | Rate Constraint in MTons | FALSE | L | Annual | Standard SO2 | Thousand Tons | 0.277 | 0.277 | 0.277 | 0.277 | 0.277 | 0.277 | 0.277
NODA Nacogdoches SO2 Cap Annual v5.15 | 734 | 7253 | Rate Constraint in MTons | FALSE | L | Annual | Emissions at Affected Plants SO2 | Thousand Tons | 0 | 0 | 0 | 0 | 0 | 0 | 0
NODA Nacogdoches SO2 Cap Annual v5.15 | 734 | 7253 | Rate Constraint in MTons | FALSE | L | Annual | Allowances Purchased SO2 | Thousand Tons | 0 | 0 | 0 | 0 | 0 | 0 | 0
NODA Nacogdoches SO2 Cap Annual v5.15 | 734 | 7253 | Rate Constraint in MTons | FALSE | L | Annual | Allowances Sold SO2 | Thousand Tons | 0 | 0 | 0 | 0 | 0 | 0 | 0
NODA Nacogdoches SO2 Cap Annual v5.15 | 734 | 7253 | Rate Constraint in MTons | FALSE | L | Annual | Allowances Banked | Thousand Tons | 0 | 0 | 0 | 0 | 0 | 0 | 0
NODA Nacogdoches SO2 Cap Annual v5.15 | 734 | 7253 | Rate Constraint in MTons | FALSE | L | Annual | Allowances Withdrawn (1:1) | Thousand Tons | 0 | 0 | 0 | 0 | 0 | 0 | 0
NODA Nacogdoches SO2 Cap Annual v5.15 | 734 | 7253 | Rate Constraint in MTons | FALSE | L | Annual | Allowances Withdrawn (n:1) | Thousand Tons | 0 | 0 | 0 | 0 | 0 | 0 | 0
NODA Nacogdoches SO2 Cap Annual v5.15 | 734 | 7253 | Rate Constraint in MTons | FALSE | L | Annual | Net Emissions Allowance Position | Thousand Tons | 0 | 0 | 0 | 0 | 0 | 0 | 0
NODA Nacogdoches SO2 Cap Annual v5.15 | 734 | 7253 | Rate Constraint in MTons | FALSE | L | Annual | Fuel Consumed | TBtu | 0 | 0 | 0 | 0 | 0 | 0 | 0
NODA Nacogdoches SO2 Cap Annual v5.15 | 734 | 7253 | Rate Constraint in MTons | FALSE | L | Annual | Rate | lb/MMBtu | 0 | 0 | 0 | 0 | 0 | 0 | 0
NODA Nacogdoches SO2 Cap Annual v5.15 | 734 | 7253 | Rate Constraint in MTons | FALSE | L | Annual | Generation | TWh | 0 | 0 | 0 | 0 | 0 | 0 | 0
NODA Nacogdoches SO2 Cap Annual v5.15 | 734 | 7253 | Rate Constraint in MTons | FALSE | L | Annual | Qualifying Generation | TWh | 0 | 0 | 0 | 0 | 0 | 0 | 0
NODA Nacogdoches SO2 Cap Annual v5.15 | 734 | 7253 | Rate Constraint in MTons | FALSE | L | Annual | Rate | lb/MWh | 0 | 0 | 0 | 0 | 0 | 0 | 0
NODA Nacogdoches SO2 Cap Annual v5.15 | 734 | 7253 | Rate Constraint in MTons | FALSE | L | Annual | Constraint Shadow Price | US2022$/Ton | 0 | 0 | 0 | 0 | 0 | 0 | 0
NODA Newark NOx Cap Annual v5.15 | 735 | 7249 | Rate Constraint in MTons | FALSE | L | Annual | Seasons Included | Seasons | Winter, Spring, Summer, Fall | Winter, Spring, Summer, Fall | Winter, Spring, Summer, Fall | Winter, Spring, Summer, Fall | Winter, Spring, Summer, Fall | Winter, Spring, Summer, Fall | Winter, Spring, Summer, Fall
NODA Newark NOx Cap Annual v5.15 | 735 | 7249 | Rate Constraint in MTons | FALSE | L | Annual | Standard NOX | Thousand Tons | 0.278 | 0.278 | 0.278 | 0.278 | 0.278 | 0.278 | 0.278
NODA Newark NOx Cap Annual v5.15 | 735 | 7249 | Rate Constraint in MTons | FALSE | L | Annual | Emissions at Affected Plants NOX | Thousand Tons | 0.093919 | 0.099737 | 0.084633 | 0.0514 | 0.052702 | 0.081845 | 0.09798
NODA Newark NOx Cap Annual v5.15 | 735 | 7249 | Rate Constraint in MTons | FALSE | L | Annual | Allowances Purchased NOX | Thousand Tons | 0 | 0 | 0 | 0 | 0 | 0 | 0
NODA Newark NOx Cap Annual v5.15 | 735 | 7249 | Rate Constraint in MTons | FALSE | L | Annual | Allowances Sold NOX | Thousand Tons | 0 | 0 | 0 | 0 | 0 | 0 | 0
NODA Newark NOx Cap Annual v5.15 | 735 | 7249 | Rate Constraint in MTons | FALSE | L | Annual | Allowances Banked | Thousand Tons | 0 | 0 | 0 | 0 | 0 | 0 | 0
NODA Newark NOx Cap Annual v5.15 | 735 | 7249 | Rate Constraint in MTons | FALSE | L | Annual | Allowances Withdrawn (1:1) | Thousand Tons | 0 | 0 | 0 | 0 | 0 | 0 | 0
NODA Newark NOx Cap Annual v5.15 | 735 | 7249 | Rate Constraint in MTons | FALSE | L | Annual | Allowances Withdrawn (n:1) | Thousand Tons | 0 | 0 | 0 | 0 | 0 | 0 | 0
NODA Newark NOx Cap Annual v5.15 | 735 | 7249 | Rate Constraint in MTons | FALSE | L | Annual | Net Emissions Allowance Position | Thousand Tons | 0.093919 | 0.099737 | 0.084633 | 0.0514 | 0.052702 | 0.081845 | 0.09798
NODA Newark NOx Cap Annual v5.15 | 735 | 7249 | Rate Constraint in MTons | FALSE | L | Annual | Fuel Consumed | TBtu | 31.1505 | 33.0804 | 28.0706 | 17.048 | 17.4798 | 27.1459 | 32.4975
NODA Newark NOx Cap Annual v5.15 | 735 | 7249 | Rate Constraint in MTons | FALSE | L | Annual | Rate | lb/MMBtu | 0.00603 | 0.00603 | 0.00603 | 0.00603 | 0.00603 | 0.00603 | 0.00603
NODA Newark NOx Cap Annual v5.15 | 735 | 7249 | Rate Constraint in MTons | FALSE | L | Annual | Generation | TWh | 4.4185 | 4.6923 | 3.9816 | 2.4182 | 2.4794 | 3.8505 | 4.6096
NODA Newark NOx Cap Annual v5.15 | 735 | 7249 | Rate Constraint in MTons | FALSE | L | Annual | Qualifying Generation | TWh | 4.4185 | 4.6923 | 3.9816 | 2.4182 | 2.4794 | 3.8505 | 4.6096
NODA Newark NOx Cap Annual v5.15 | 735 | 7249 | Rate Constraint in MTons | FALSE | L | Annual | Rate | lb/MWh | 0.042511 | 0.042511 | 0.042511 | 0.042511 | 0.042511 | 0.042511 | 0.042511
NODA Newark NOx Cap Annual v5.15 | 735 | 7249 | Rate Constraint in MTons | FALSE | L | Annual | Constraint Shadow Price | US2022$/Ton | 0 | 0 | 0 | 0 | 0 | 0 | 0
NODA West Deptford NOx Cap Annual v5.15 | 736 | 7250 | Rate Constraint in MTons | FALSE | L | Annual | Seasons Included | Seasons | Winter, Spring, Summer, Fall | Winter, Spring, Summer, Fall | Winter, Spring, Summer, Fall | Winter, Spring, Summer, Fall | Winter, Spring, Summer, Fall | Winter, Spring, Summer, Fall | Winter, Spring, Summer, Fall
NODA West Deptford NOx Cap Annual v5.15 | 736 | 7250 | Rate Constraint in MTons | FALSE | L | Annual | Standard NOX | Thousand Tons | 0.717 | 0.717 | 0.717 | 0.717 | 0.717 | 0.717 | 0.717
NODA West Deptford NOx Cap Annual v5.15 | 736 | 7250 | Rate Constraint in MTons | FALSE | L | Annual | Emissions at Affected Plants NOX | Thousand Tons | 0.07655 | 0.073381 | 0.079034 | 0.045725 | 0.055828 | 0.073092 | 0.10308
NODA West Deptford NOx Cap Annual v5.15 | 736 | 7250 | Rate Constraint in MTons | FALSE | L | Annual | Allowances Purchased NOX | Thousand Tons | 0 | 0 | 0 | 0 | 0 | 0 | 0
NODA West Deptford NOx Cap Annual v5.15 | 736 | 7250 | Rate Constraint in MTons | FALSE | L | Annual | Allowances Sold NOX | Thousand Tons | 0 | 0 | 0 | 0 | 0 | 0 | 0
NODA West Deptford NOx Cap Annual v5.15 | 736 | 7250 | Rate Constraint in MTons | FALSE | L | Annual | Allowances Banked | Thousand Tons | 0 | 0 | 0 | 0 | 0 | 0 | 0
NODA West Deptford NOx Cap Annual v5.15 | 736 | 7250 | Rate Constraint in MTons | FALSE | L | Annual | Allowances Withdrawn (1:1) | Thousand Tons | 0 | 0 | 0 | 0 | 0 | 0 | 0
NODA West Deptford NOx Cap Annual v5.15 | 736 | 7250 | Rate Constraint in MTons | FALSE | L | Annual | Allowances Withdrawn (n:1) | Thousand Tons | 0 | 0 | 0 | 0 | 0 | 0 | 0
NODA West Deptford NOx Cap Annual v5.15 | 736 | 7250 | Rate Constraint in MTons | FALSE | L | Annual | Net Emissions Allowance Position | Thousand Tons | 0.07655 | 0.073381 | 0.079034 | 0.045725 | 0.055828 | 0.073092 | 0.10308
NODA West Deptford NOx Cap Annual v5.15 | 736 | 7250 | Rate Constraint in MTons | FALSE | L | Annual | Fuel Consumed | TBtu | 24.9755 | 23.9415 | 25.7858 | 14.9184 | 18.2148 | 23.8473 | 33.6327
NODA West Deptford NOx Cap Annual v5.15 | 736 | 7250 | Rate Constraint in MTons | FALSE | L | Annual | Rate | lb/MMBtu | 0.00613 | 0.00613 | 0.00613 | 0.00613 | 0.00613 | 0.00613 | 0.00613
NODA West Deptford NOx Cap Annual v5.15 | 736 | 7250 | Rate Constraint in MTons | FALSE | L | Annual | Generation | TWh | 3.5306 | 3.3844 | 3.6452 | 2.1089 | 2.5749 | 3.3711 | 4.7544
NODA West Deptford NOx Cap Annual v5.15 | 736 | 7250 | Rate Constraint in MTons | FALSE | L | Annual | Qualifying Generation | TWh | 3.5306 | 3.3844 | 3.6452 | 2.1089 | 2.5749 | 3.3711 | 4.7544
NODA West Deptford NOx Cap Annual v5.15 | 736 | 7250 | Rate Constraint in MTons | FALSE | L | Annual | Rate | lb/MWh | 0.043364 | 0.043364 | 0.043364 | 0.043364 | 0.043364 | 0.043364 | 0.043364
NODA West Deptford NOx Cap Annual v5.15 | 736 | 7250 | Rate Constraint in MTons | FALSE | L | Annual | Constraint Shadow Price | US2022$/Ton | 0 | 0 | 0 | 0 | 0 | 0 | 0
NODA Wheelabrator Lisbon 1 NOX Cap Annual v5.15 | 737 | 7260 | Rate Constraint in MTons | FALSE | L | Annual | Seasons Included | Seasons | Winter, Spring, Summer, Fall | Winter, Spring, Summer, Fall | Winter, Spring, Summer, Fall | Winter, Spring, Summer, Fall | Winter, Spring, Summer, Fall | Winter, Spring, Summer, Fall | Winter, Spring, Summer, Fall
NODA Wheelabrator Lisbon 1 NOX Cap Annual v5.15 | 737 | 7260 | Rate Constraint in MTons | FALSE | L | Annual | Standard NOX | Thousand Tons | 0.148 | 0.148 | 0.148 | 0.148 | 0.148 | 0.148 | 0.148
NODA Wheelabrator Lisbon 1 NOX Cap Annual v5.15 | 737 | 7260 | Rate Constraint in MTons | FALSE | L | Annual | Emissions at Affected Plants NOX | Thousand Tons | 0.1311 | 0.1311 | 0.1311 | 0 | 0 | 0 | 0
NODA Wheelabrator Lisbon 1 NOX Cap Annual v5.15 | 737 | 7260 | Rate Constraint in MTons | FALSE | L | Annual | Allowances Purchased NOX | Thousand Tons | 0 | 0 | 0 | 0 | 0 | 0 | 0
NODA Wheelabrator Lisbon 1 NOX Cap Annual v5.15 | 737 | 7260 | Rate Constraint in MTons | FALSE | L | Annual | Allowances Sold NOX | Thousand Tons | 0 | 0 | 0 | 0 | 0 | 0 | 0
NODA Wheelabrator Lisbon 1 NOX Cap Annual v5.15 | 737 | 7260 | Rate Constraint in MTons | FALSE | L | Annual | Allowances Banked | Thousand Tons | 0 | 0 | 0 | 0 | 0 | 0 | 0
NODA Wheelabrator Lisbon 1 NOX Cap Annual v5.15 | 737 | 7260 | Rate Constraint in MTons | FALSE | L | Annual | Allowances Withdrawn (1:1) | Thousand Tons | 0 | 0 | 0 | 0 | 0 | 0 | 0
NODA Wheelabrator Lisbon 1 NOX Cap Annual v5.15 | 737 | 7260 | Rate Constraint in MTons | FALSE | L | Annual | Allowances Withdrawn (n:1) | Thousand Tons | 0 | 0 | 0 | 0 | 0 | 0 | 0
NODA Wheelabrator Lisbon 1 NOX Cap Annual v5.15 | 737 | 7260 | Rate Constraint in MTons | FALSE | L | Annual | Net Emissions Allowance Position | Thousand Tons | 0.1311 | 0.1311 | 0.1311 | 0 | 0 | 0 | 0
NODA Wheelabrator Lisbon 1 NOX Cap Annual v5.15 | 737 | 7260 | Rate Constraint in MTons | FALSE | L | Annual | Fuel Consumed | TBtu | 0.98736 | 0.98736 | 0.98736 | 0 | 0 | 0 | 0
NODA Wheelabrator Lisbon 1 NOX Cap Annual v5.15 | 737 | 7260 | Rate Constraint in MTons | FALSE | L | Annual | Rate | lb/MMBtu | 0.26556 | 0.26556 | 0.26556 | 0 | 0 | 0 | 0
NODA Wheelabrator Lisbon 1 NOX Cap Annual v5.15 | 737 | 7260 | Rate Constraint in MTons | FALSE | L | Annual | Generation | TWh | 0.053772 | 0.053772 | 0.053772 | 0 | 0 | 0 | 0
NODA Wheelabrator Lisbon 1 NOX Cap Annual v5.15 | 737 | 7260 | Rate Constraint in MTons | FALSE | L | Annual | Qualifying Generation | TWh | 0.053772 | 0.053772 | 0.053772 | 0 | 0 | 0 | 0
NODA Wheelabrator Lisbon 1 NOX Cap Annual v5.15 | 737 | 7260 | Rate Constraint in MTons | FALSE | L | Annual | Rate | lb/MWh | 4.8762 | 4.8762 | 4.8762 | 0 | 0 | 0 | 0
NODA Wheelabrator Lisbon 1 NOX Cap Annual v5.15 | 737 | 7260 | Rate Constraint in MTons | FALSE | L | Annual | Constraint Shadow Price | US2022$/Ton | 0 | 0 | 0 | 0 | 0 | 0 | 0
NODA WheelabratorBridgeport 1 NOX Cap Annual v5.15 | 738 | 7257 | Rate Constraint in MTons | FALSE | L | Annual | Seasons Included | Seasons | Winter, Spring, Summer, Fall | Winter, Spring, Summer, Fall | Winter, Spring, Summer, Fall | Winter, Spring, Summer, Fall | Winter, Spring, Summer, Fall | Winter, Spring, Summer, Fall | Winter, Spring, Summer, Fall
NODA WheelabratorBridgeport 1 NOX Cap Annual v5.15 | 738 | 7257 | Rate Constraint in MTons | FALSE | L | Annual | Standard NOX | Thousand Tons | 0.501 | 0.501 | 0.501 | 0.501 | 0.501 | 0.501 | 0.501
NODA WheelabratorBridgeport 1 NOX Cap Annual v5.15 | 738 | 7257 | Rate Constraint in MTons | FALSE | L | Annual | Emissions at Affected Plants NOX | Thousand Tons | 0.30164 | 0.30164 | 0.30164 | 0 | 0 | 0 | 0
NODA WheelabratorBridgeport 1 NOX Cap Annual v5.15 | 738 | 7257 | Rate Constraint in MTons | FALSE | L | Annual | Allowances Purchased NOX | Thousand Tons | 0 | 0 | 0 | 0 | 0 | 0 | 0
NODA WheelabratorBridgeport 1 NOX Cap Annual v5.15 | 738 | 7257 | Rate Constraint in MTons | FALSE | L | Annual | Allowances Sold NOX | Thousand Tons | 0 | 0 | 0 | 0 | 0 | 0 | 0
NODA WheelabratorBridgeport 1 NOX Cap Annual v5.15 | 738 | 7257 | Rate Constraint in MTons | FALSE | L | Annual | Allowances Banked | Thousand Tons | 0 | 0 | 0 | 0 | 0 | 0 | 0
NODA WheelabratorBridgeport 1 NOX Cap Annual v5.15 | 738 | 7257 | Rate Constraint in MTons | FALSE | L | Annual | Allowances Withdrawn (1:1) | Thousand Tons | 0 | 0 | 0 | 0 | 0 | 0 | 0
NODA WheelabratorBridgeport 1 NOX Cap Annual v5.15 | 738 | 7257 | Rate Constraint in MTons | FALSE | L | Annual | Allowances Withdrawn (n:1) | Thousand Tons | 0 | 0 | 0 | 0 | 0 | 0 | 0
NODA WheelabratorBridgeport 1 NOX Cap Annual v5.15 | 738 | 7257 | Rate Constraint in MTons | FALSE | L | Annual | Net Emissions Allowance Position | Thousand Tons | 0.30164 | 0.30164 | 0.30164 | 0 | 0 | 0 | 0
NODA WheelabratorBridgeport 1 NOX Cap Annual v5.15 | 738 | 7257 | Rate Constraint in MTons | FALSE | L | Annual | Fuel Consumed | TBtu | 2.4858 | 2.4858 | 2.4858 | 0 | 0 | 0 | 0
NODA WheelabratorBridgeport 1 NOX Cap Annual v5.15 | 738 | 7257 | Rate Constraint in MTons | FALSE | L | Annual | Rate | lb/MMBtu | 0.24269 | 0.24269 | 0.24269 | 0 | 0 | 0 | 0
NODA WheelabratorBridgeport 1 NOX Cap Annual v5.15 | 738 | 7257 | Rate Constraint in MTons | FALSE | L | Annual | Generation | TWh | 0.14826 | 0.14826 | 0.14826 | 0 | 0 | 0 | 0
NODA WheelabratorBridgeport 1 NOX Cap Annual v5.15 | 738 | 7257 | Rate Constraint in MTons | FALSE | L | Annual | Qualifying Generation | TWh | 0.14826 | 0.14826 | 0.14826 | 0 | 0 | 0 | 0
NODA WheelabratorBridgeport 1 NOX Cap Annual v5.15 | 738 | 7257 | Rate Constraint in MTons | FALSE | L | Annual | Rate | lb/MWh | 4.0692 | 4.0692 | 4.0692 | 0 | 0 | 0 | 0
NODA WheelabratorBridgeport 1 NOX Cap Annual v5.15 | 738 | 7257 | Rate Constraint in MTons | FALSE | L | Annual | Constraint Shadow Price | US2022$/Ton | 0 | 0 | 0 | 0 | 0 | 0 | 0
NODA WheelabratorBridgeport 2 NOX Cap Annual v5.15 | 739 | 7258 | Rate Constraint in MTons | FALSE | L | Annual | Seasons Included | Seasons | Winter, Spring, Summer, Fall | Winter, Spring, Summer, Fall | Winter, Spring, Summer, Fall | Winter, Spring, Summer, Fall | Winter, Spring, Summer, Fall | Winter, Spring, Summer, Fall | Winter, Spring, Summer, Fall
NODA WheelabratorBridgeport 2 NOX Cap Annual v5.15 | 739 | 7258 | Rate Constraint in MTons | FALSE | L | Annual | Standard NOX | Thousand Tons | 0.501 | 0.501 | 0.501 | 0.501 | 0.501 | 0.501 | 0.501
NODA WheelabratorBridgeport 2 NOX Cap Annual v5.15 | 739 | 7258 | Rate Constraint in MTons | FALSE | L | Annual | Emissions at Affected Plants NOX | Thousand Tons | 0.30952 | 0.30952 | 0.30952 | 0 | 0 | 0 | 0
NODA WheelabratorBridgeport 2 NOX Cap Annual v5.15 | 739 | 7258 | Rate Constraint in MTons | FALSE | L | Annual | Allowances Purchased NOX | Thousand Tons | 0 | 0 | 0 | 0 | 0 | 0 | 0
NODA WheelabratorBridgeport 2 NOX Cap Annual v5.15 | 739 | 7258 | Rate Constraint in MTons | FALSE | L | Annual | Allowances Sold NOX | Thousand Tons | 0 | 0 | 0 | 0 | 0 | 0 | 0
NODA WheelabratorBridgeport 2 NOX Cap Annual v5.15 | 739 | 7258 | Rate Constraint in MTons | FALSE | L | Annual | Allowances Banked | Thousand Tons | 0 | 0 | 0 | 0 | 0 | 0 | 0
NODA WheelabratorBridgeport 2 NOX Cap Annual v5.15 | 739 | 7258 | Rate Constraint in MTons | FALSE | L | Annual | Allowances Withdrawn (1:1) | Thousand Tons | 0 | 0 | 0 | 0 | 0 | 0 | 0
NODA WheelabratorBridgeport 2 NOX Cap Annual v5.15 | 739 | 7258 | Rate Constraint in MTons | FALSE | L | Annual | Allowances Withdrawn (n:1) | Thousand Tons | 0 | 0 | 0 | 0 | 0 | 0 | 0
NODA WheelabratorBridgeport 2 NOX Cap Annual v5.15 | 739 | 7258 | Rate Constraint in MTons | FALSE | L | Annual | Net Emissions Allowance Position | Thousand Tons | 0.30952 | 0.30952 | 0.30952 | 0 | 0 | 0 | 0
NODA WheelabratorBridgeport 2 NOX Cap Annual v5.15 | 739 | 7258 | Rate Constraint in MTons | FALSE | L | Annual | Fuel Consumed | TBtu | 2.4858 | 2.4858 | 2.4858 | 0 | 0 | 0 | 0
NODA WheelabratorBridgeport 2 NOX Cap Annual v5.15 | 739 | 7258 | Rate Constraint in MTons | FALSE | L | Annual | Rate | lb/MMBtu | 0.24903 | 0.24903 | 0.24903 | 0 | 0 | 0 | 0
NODA WheelabratorBridgeport 2 NOX Cap Annual v5.15 | 739 | 7258 | Rate Constraint in MTons | FALSE | L | Annual | Generation | TWh | 0.14826 | 0.14826 | 0.14826 | 0 | 0 | 0 | 0
NODA WheelabratorBridgeport 2 NOX Cap Annual v5.15 | 739 | 7258 | Rate Constraint in MTons | FALSE | L | Annual | Qualifying Generation | TWh | 0.14826 | 0.14826 | 0.14826 | 0 | 0 | 0 | 0
NODA WheelabratorBridgeport 2 NOX Cap Annual v5.15 | 739 | 7258 | Rate Constraint in MTons | FALSE | L | Annual | Rate | lb/MWh | 4.1755 | 4.1755 | 4.1755 | 0 | 0 | 0 | 0
NODA WheelabratorBridgeport 2 NOX Cap Annual v5.15 | 739 | 7258 | Rate Constraint in MTons | FALSE | L | Annual | Constraint Shadow Price | US2022$/Ton | 0 | 0 | 0 | 0 | 0 | 0 | 0
NODA WheelabratorBridgeport 3 NOX Cap Annual v5.15 | 740 | 7259 | Rate Constraint in MTons | FALSE | L | Annual | Seasons Included | Seasons | Winter, Spring, Summer, Fall | Winter, Spring, Summer, Fall | Winter, Spring, Summer, Fall | Winter, Spring, Summer, Fall | Winter, Spring, Summer, Fall | Winter, Spring, Summer, Fall | Winter, Spring, Summer, Fall
NODA WheelabratorBridgeport 3 NOX Cap Annual v5.15 | 740 | 7259 | Rate Constraint in MTons | FALSE | L | Annual | Standard NOX | Thousand Tons | 0.501 | 0.501 | 0.501 | 0.501 | 0.501 | 0.501 | 0.501
NODA WheelabratorBridgeport 3 NOX Cap Annual v5.15 | 740 | 7259 | Rate Constraint in MTons | FALSE | L | Annual | Emissions at Affected Plants NOX | Thousand Tons | 0.29852 | 0.29852 | 0.29852 | 0 | 0 | 0 | 0
NODA WheelabratorBridgeport 3 NOX Cap Annual v5.15 | 740 | 7259 | Rate Constraint in MTons | FALSE | L | Annual | Allowances Purchased NOX | Thousand Tons | 0 | 0 | 0 | 0 | 0 | 0 | 0
NODA WheelabratorBridgeport 3 NOX Cap Annual v5.15 | 740 | 7259 | Rate Constraint in MTons | FALSE | L | Annual | Allowances Sold NOX | Thousand Tons | 0 | 0 | 0 | 0 | 0 | 0 | 0
NODA WheelabratorBridgeport 3 NOX Cap Annual v5.15 | 740 | 7259 | Rate Constraint in MTons | FALSE | L | Annual | Allowances Banked | Thousand Tons | 0 | 0 | 0 | 0 | 0 | 0 | 0
NODA WheelabratorBridgeport 3 NOX Cap Annual v5.15 | 740 | 7259 | Rate Constraint in MTons | FALSE | L | Annual | Allowances Withdrawn (1:1) | Thousand Tons | 0 | 0 | 0 | 0 | 0 | 0 | 0
NODA WheelabratorBridgeport 3 NOX Cap Annual v5.15 | 740 | 7259 | Rate Constraint in MTons | FALSE | L | Annual | Allowances Withdrawn (n:1) | Thousand Tons | 0 | 0 | 0 | 0 | 0 | 0 | 0
NODA WheelabratorBridgeport 3 NOX Cap Annual v5.15 | 740 | 7259 | Rate Constraint in MTons | FALSE | L | Annual | Net Emissions Allowance Position | Thousand Tons | 0.29852 | 0.29852 | 0.29852 | 0 | 0 | 0 | 0
NODA WheelabratorBridgeport 3 NOX Cap Annual v5.15 | 740 | 7259 | Rate Constraint in MTons | FALSE | L | Annual | Fuel Consumed | TBtu | 2.4858 | 2.4858 | 2.4858 | 0 | 0 | 0 | 0
NODA WheelabratorBridgeport 3 NOX Cap Annual v5.15 | 740 | 7259 | Rate Constraint in MTons | FALSE | L | Annual | Rate | lb/MMBtu | 0.24018 | 0.24018 | 0.24018 | 0 | 0 | 0 | 0
NODA WheelabratorBridgeport 3 NOX Cap Annual v5.15 | 740 | 7259 | Rate Constraint in MTons | FALSE | L | Annual | Generation | TWh | 0.14826 | 0.14826 | 0.14826 | 0 | 0 | 0 | 0
NODA WheelabratorBridgeport 3 NOX Cap Annual v5.15 | 740 | 7259 | Rate Constraint in MTons | FALSE | L | Annual | Qualifying Generation | TWh | 0.14826 | 0.14826 | 0.14826 | 0 | 0 | 0 | 0
NODA WheelabratorBridgeport 3 NOX Cap Annual v5.15 | 740 | 7259 | Rate Constraint in MTons | FALSE | L | Annual | Rate | lb/MWh | 4.0271 | 4.0271 | 4.0271 | 0 | 0 | 0 | 0
NODA WheelabratorBridgeport 3 NOX Cap Annual v5.15 | 740 | 7259 | Rate Constraint in MTons | FALSE | L | Annual | Constraint Shadow Price | US2022$/Ton | 0 | 0 | 0 | 0 | 0 | 0 | 0
NODA Woodbridge NOx Cap Annual v5.15 | 741 | 7251 | Rate Constraint in MTons | FALSE | L | Annual | Seasons Included | Seasons | Winter, Spring, Summer, Fall | Winter, Spring, Summer, Fall | Winter, Spring, Summer, Fall | Winter, Spring, Summer, Fall | Winter, Spring, Summer, Fall | Winter, Spring, Summer, Fall | Winter, Spring, Summer, Fall
NODA Woodbridge NOx Cap Annual v5.15 | 741 | 7251 | Rate Constraint in MTons | FALSE | L | Annual | Standard NOX | Thousand Tons | 0.297 | 0.297 | 0.297 | 0.297 | 0.297 | 0.297 | 0.297
NODA Woodbridge NOx Cap Annual v5.15 | 741 | 7251 | Rate Constraint in MTons | FALSE | L | Annual | Emissions at Affected Plants NOX | Thousand Tons | 0.052547 | 0.054472 | 0.045562 | 0.028997 | 0.028339 | 0.051161 | 0.052686
NODA Woodbridge NOx Cap Annual v5.15 | 741 | 7251 | Rate Constraint in MTons | FALSE | L | Annual | Allowances Purchased NOX | Thousand Tons | 0 | 0 | 0 | 0 | 0 | 0 | 0
NODA Woodbridge NOx Cap Annual v5.15 | 741 | 7251 | Rate Constraint in MTons | FALSE | L | Annual | Allowances Sold NOX | Thousand Tons | 0 | 0 | 0 | 0 | 0 | 0 | 0
NODA Woodbridge NOx Cap Annual v5.15 | 741 | 7251 | Rate Constraint in MTons | FALSE | L | Annual | Allowances Banked | Thousand Tons | 0 | 0 | 0 | 0 | 0 | 0 | 0
NODA Woodbridge NOx Cap Annual v5.15 | 741 | 7251 | Rate Constraint in MTons | FALSE | L | Annual | Allowances Withdrawn (1:1) | Thousand Tons | 0 | 0 | 0 | 0 | 0 | 0 | 0
NODA Woodbridge NOx Cap Annual v5.15 | 741 | 7251 | Rate Constraint in MTons | FALSE | L | Annual | Allowances Withdrawn (n:1) | Thousand Tons | 0 | 0 | 0 | 0 | 0 | 0 | 0
NODA Woodbridge NOx Cap Annual v5.15 | 741 | 7251 | Rate Constraint in MTons | FALSE | L | Annual | Net Emissions Allowance Position | Thousand Tons | 0.052547 | 0.054472 | 0.045562 | 0.028997 | 0.028339 | 0.051161 | 0.052686
NODA Woodbridge NOx Cap Annual v5.15 | 741 | 7251 | Rate Constraint in MTons | FALSE | L | Annual | Fuel Consumed | TBtu | 18.8679 | 19.5591 | 16.3596 | 10.4119 | 10.1755 | 18.3701 | 18.9177
NODA Woodbridge NOx Cap Annual v5.15 | 741 | 7251 | Rate Constraint in MTons | FALSE | L | Annual | Rate | lb/MMBtu | 0.00557 | 0.00557 | 0.00557 | 0.00557 | 0.00557 | 0.00557 | 0.00557
NODA Woodbridge NOx Cap Annual v5.15 | 741 | 7251 | Rate Constraint in MTons | FALSE | L | Annual | Generation | TWh | 2.6763 | 2.7743 | 2.3205 | 1.4769 | 1.4433 | 2.6057 | 2.6834
NODA Woodbridge NOx Cap Annual v5.15 | 741 | 7251 | Rate Constraint in MTons | FALSE | L | Annual | Qualifying Generation | TWh | 2.6763 | 2.7743 | 2.3205 | 1.4769 | 1.4433 | 2.6057 | 2.6834
NODA Woodbridge NOx Cap Annual v5.15 | 741 | 7251 | Rate Constraint in MTons | FALSE | L | Annual | Rate | lb/MWh | 0.039268 | 0.039268 | 0.039268 | 0.039268 | 0.039268 | 0.039268 | 0.039268
NODA Woodbridge NOx Cap Annual v5.15 | 741 | 7251 | Rate Constraint in MTons | FALSE | L | Annual | Constraint Shadow Price | US2022$/Ton | 0 | 0 | 0 | 0 | 0 | 0 | 0
North Carolina Duke - NOX Cap Annual v3.1 | 742 | 7354 | Rate Constraint in MTons | FALSE | L | Annual | Seasons Included | Seasons | Winter, Spring, Summer, Fall | Winter, Spring, Summer, Fall | Winter, Spring, Summer, Fall | Winter, Spring, Summer, Fall | Winter, Spring, Summer, Fall | Winter, Spring, Summer, Fall | Winter, Spring, Summer, Fall
North Carolina Duke - NOX Cap Annual v3.1 | 742 | 7354 | Rate Constraint in MTons | FALSE | L | Annual | Standard NOX | Thousand Tons | 31 | 31 | 31 | 31 | 31 | 31 | 31
North Carolina Duke - NOX Cap Annual v3.1 | 742 | 7354 | Rate Constraint in MTons | FALSE | L | Annual | Emissions at Affected Plants NOX | Thousand Tons | 4.0668 | 3.9283 | 0.035283 | 0.035283 | 0.035283 | 0.00041805 | 0.00041805
North Carolina Duke - NOX Cap Annual v3.1 | 742 | 7354 | Rate Constraint in MTons | FALSE | L | Annual | Allowances Purchased NOX | Thousand Tons | 0 | 0 | 0 | 0 | 0 | 0 | 0
North Carolina Duke - NOX Cap Annual v3.1 | 742 | 7354 | Rate Constraint in MTons | FALSE | L | Annual | Allowances Sold NOX | Thousand Tons | 0 | 0 | 0 | 0 | 0 | 0 | 0
North Carolina Duke - NOX Cap Annual v3.1 | 742 | 7354 | Rate Constraint in MTons | FALSE | L | Annual | Allowances Banked | Thousand Tons | 0 | 0 | 0 | 0 | 0 | 0 | 0
North Carolina Duke - NOX Cap Annual v3.1 | 742 | 7354 | Rate Constraint in MTons | FALSE | L | Annual | Allowances Withdrawn (1:1) | Thousand Tons | 0 | 0 | 0 | 0 | 0 | 0 | 0
North Carolina Duke - NOX Cap Annual v3.1 | 742 | 7354 | Rate Constraint in MTons | FALSE | L | Annual | Allowances Withdrawn (n:1) | Thousand Tons | 0 | 0 | 0 | 0 | 0 | 0 | 0
North Carolina Duke - NOX Cap Annual v3.1 | 742 | 7354 | Rate Constraint in MTons | FALSE | L | Annual | Net Emissions Allowance Position | Thousand Tons | 4.0668 | 3.9283 | 0.035283 | 0.035283 | 0.035283 | 0.00041805 | 0.00041805
North Carolina Duke - NOX Cap Annual v3.1 | 742 | 7354 | Rate Constraint in MTons | FALSE | L | Annual | Fuel Consumed | TBtu | 75.1464 | 49.4244 | 1.4113 | 1.4113 | 1.4113 | 0.016722 | 0.016722
North Carolina Duke - NOX Cap Annual v3.1 | 742 | 7354 | Rate Constraint in MTons | FALSE | L | Annual | Rate | lb/MMBtu | 0.10824 | 0.15896 | 0.05 | 0.05 | 0.05 | 0.05 | 0.05
North Carolina Duke - NOX Cap Annual v3.1 | 742 | 7354 | Rate Constraint in MTons | FALSE | L | Annual | Generation | TWh | 8.1638 | 5.2901 | 0.14787 | 0.14787 | 0.14787 | 0.001752 | 0.001752
North Carolina Duke - NOX Cap Annual v3.1 | 742 | 7354 | Rate Constraint in MTons | FALSE | L | Annual | Qualifying Generation | TWh | 8.1638 | 5.2901 | 0.14787 | 0.14787 | 0.14787 | 0.001752 | 0.001752
North Carolina Duke - NOX Cap Annual v3.1 | 742 | 7354 | Rate Constraint in MTons | FALSE | L | Annual | Rate | lb/MWh | 0.99631 | 1.4851 | 0.47723 | 0.47723 | 0.47723 | 0.47723 | 0.47723
North Carolina Duke - NOX Cap Annual v3.1 | 742 | 7354 | Rate Constraint in MTons | FALSE | L | Annual | Constraint Shadow Price | US2022$/Ton | 0 | 0 | 0 | 0 | 0 | 0 | 0
North Carolina Duke - SO2 Cap Annual v3.1 | 743 | 7356 | Rate Constraint in MTons | FALSE | L | Annual | Seasons Included | Seasons | Winter, Spring, Summer, Fall | Winter, Spring, Summer, Fall | Winter, Spring, Summer, Fall | Winter, Spring, Summer, Fall | Winter, Spring, Summer, Fall | Winter, Spring, Summer, Fall | Winter, Spring, Summer, Fall
North Carolina Duke - SO2 Cap Annual v3.1 | 743 | 7356 | Rate Constraint in MTons | FALSE | L | Annual | Standard SO2 | Thousand Tons | 80 | 80 | 80 | 80 | 80 | 80 | 80
North Carolina Duke - SO2 Cap Annual v3.1 | 743 | 7356 | Rate Constraint in MTons | FALSE | L | Annual | Emissions at Affected Plants SO2 | Thousand Tons | 2.2814 | 1.7295 | 0 | 0 | 0 | 0 | 0
North Carolina Duke - SO2 Cap Annual v3.1 | 743 | 7356 | Rate Constraint in MTons | FALSE | L | Annual | Allowances Purchased SO2 | Thousand Tons | 0 | 0 | 0 | 0 | 0 | 0 | 0
North Carolina Duke - SO2 Cap Annual v3.1 | 743 | 7356 | Rate Constraint in MTons | FALSE | L | Annual | Allowances Sold SO2 | Thousand Tons | 0 | 0 | 0 | 0 | 0 | 0 | 0
North Carolina Duke - SO2 Cap Annual v3.1 | 743 | 7356 | Rate Constraint in MTons | FALSE | L | Annual | Allowances Banked | Thousand Tons | 0 | 0 | 0 | 0 | 0 | 0 | 0
North Carolina Duke - SO2 Cap Annual v3.1 | 743 | 7356 | Rate Constraint in MTons | FALSE | L | Annual | Allowances Withdrawn (1:1) | Thousand Tons | 0 | 0 | 0 | 0 | 0 | 0 | 0
North Carolina Duke - SO2 Cap Annual v3.1 | 743 | 7356 | Rate Constraint in MTons | FALSE | L | Annual | Allowances Withdrawn (n:1) | Thousand Tons | 0 | 0 | 0 | 0 | 0 | 0 | 0
North Carolina Duke - SO2 Cap Annual v3.1 | 743 | 7356 | Rate Constraint in MTons | FALSE | L | Annual | Net Emissions Allowance Position | Thousand Tons | 2.2814 | 1.7295 | 0 | 0 | 0 | 0 | 0
North Carolina Duke - SO2 Cap Annual v3.1 | 743 | 7356 | Rate Constraint in MTons | FALSE | L | Annual | Fuel Consumed | TBtu | 75.1464 | 49.4244 | 1.4113 | 1.4113 | 1.4113 | 0.016722 | 0.016722
North Carolina Duke - SO2 Cap Annual v3.1 | 743 | 7356 | Rate Constraint in MTons | FALSE | L | Annual | Rate | lb/MMBtu | 0.060718 | 0.069987 | 0 | 0 | 0 | 0 | 0
North Carolina Duke - SO2 Cap Annual v3.1 | 743 | 7356 | Rate Constraint in MTons | FALSE | L | Annual | Generation | TWh | 8.1638 | 5.2901 | 0.14787 | 0.14787 | 0.14787 | 0.001752 | 0.001752
North Carolina Duke - SO2 Cap Annual v3.1 | 743 | 7356 | Rate Constraint in MTons | FALSE | L | Annual | Qualifying Generation | TWh | 8.1638 | 5.2901 | 0.14787 | 0.14787 | 0.14787 | 0.001752 | 0.001752
North Carolina Duke - SO2 Cap Annual v3.1 | 743 | 7356 | Rate Constraint in MTons | FALSE | L | Annual | Rate | lb/MWh | 0.5589 | 0.65388 | 0 | 0 | 0 | 0 | 0
North Carolina Duke - SO2 Cap Annual v3.1 | 743 | 7356 | Rate Constraint in MTons | FALSE | L | Annual | Constraint Shadow Price | US2022$/Ton | 0 | 0 | 0 | 0 | 0 | 0 | 0
North Carolina Progress - NOX Cap Annual v3.1 | 744 | 7353 | Rate Constraint in MTons | FALSE | L | Annual | Seasons Included | Seasons | Winter, Spring, Summer, Fall | Winter, Spring, Summer, Fall | Winter, Spring, Summer, Fall | Winter, Spring, Summer, Fall | Winter, Spring, Summer, Fall | Winter, Spring, Summer, Fall | Winter, Spring, Summer, Fall
North Carolina Progress - NOX Cap Annual v3.1 | 744 | 7353 | Rate Constraint in MTons | FALSE | L | Annual | Standard NOX | Thousand Tons | 25 | 25 | 25 | 25 | 25 | 25 | 25
North Carolina Progress - NOX Cap Annual v3.1 | 744 | 7353 | Rate Constraint in MTons | FALSE | L | Annual | Emissions at Affected Plants NOX | Thousand Tons | 3.445 | 2.0672 | 0 | 0 | 0 | 0 | 0
North Carolina Progress - NOX Cap Annual v3.1 | 744 | 7353 | Rate Constraint in MTons | FALSE | L | Annual | Allowances Purchased NOX | Thousand Tons | 0 | 0 | 0 | 0 | 0 | 0 | 0
North Carolina Progress - NOX Cap Annual v3.1 | 744 | 7353 | Rate Constraint in MTons | FALSE | L | Annual | Allowances Sold NOX | Thousand Tons | 0 | 0 | 0 | 0 | 0 | 0 | 0
North Carolina Progress - NOX Cap Annual v3.1 | 744 | 7353 | Rate Constraint in MTons | FALSE | L | Annual | Allowances Banked | Thousand Tons | 0 | 0 | 0 | 0 | 0 | 0 | 0
North Carolina Progress - NOX Cap Annual v3.1 | 744 | 7353 | Rate Constraint in MTons | FALSE | L | Annual | Allowances Withdrawn (1:1) | Thousand Tons | 0 | 0 | 0 | 0 | 0 | 0 | 0
North Carolina Progress - NOX Cap Annual v3.1 | 744 | 7353 | Rate Constraint in MTons | FALSE | L | Annual | Allowances Withdrawn (n:1) | Thousand Tons | 0 | 0 | 0 | 0 | 0 | 0 | 0
North Carolina Progress - NOX Cap Annual v3.1 | 744 | 7353 | Rate Constraint in MTons | FALSE | L | Annual | Net Emissions Allowance Position | Thousand Tons | 3.445 | 2.0672 | 0 | 0 | 0 | 0 | 0
North Carolina Progress - NOX Cap Annual v3.1 | 744 | 7353 | Rate Constraint in MTons | FALSE | L | Annual | Fuel Consumed | TBtu | 50.2393 | 30.3827 | 0 | 0 | 0 | 0 | 0
North Carolina Progress - NOX Cap Annual v3.1 | 744 | 7353 | Rate Constraint in MTons | FALSE | L | Annual | Rate | lb/MMBtu | 0.13714 | 0.13608 | 0 | 0 | 0 | 0 | 0
North Carolina Progress - NOX Cap Annual v3.1 | 744 | 7353 | Rate Constraint in MTons | FALSE | L | Annual | Generation | TWh | 4.8632 | 2.9398 | 0 | 0 | 0 | 0 | 0
North Carolina Progress - NOX Cap Annual v3.1 | 744 | 7353 | Rate Constraint in MTons | FALSE | L | Annual | Qualifying Generation | TWh | 4.8632 | 2.9398 | 0 | 0 | 0 | 0 | 0
North Carolina Progress - NOX Cap Annual v3.1 | 744 | 7353 | Rate Constraint in MTons | FALSE | L | Annual | Rate | lb/MWh | 1.4168 | 1.4063 | 0 | 0 | 0 | 0 | 0
North Carolina Progress - NOX Cap Annual v3.1 | 744 | 7353 | Rate Constraint in MTons | FALSE | L | Annual | Constraint Shadow Price | US2022$/Ton | 0 | 0 | 0 | 0 | 0 | 0 | 0
North Carolina Progress - SO2 Cap Annual v3.1 | 745 | 7355 | Rate Constraint in MTons | FALSE | L | Annual | Seasons Included | Seasons | Winter, Spring, Summer, Fall | Winter, Spring, Summer, Fall | Winter, Spring, Summer, Fall | Winter, Spring, Summer, Fall | Winter, Spring, Summer, Fall | Winter, Spring, Summer, Fall | Winter, Spring, Summer, Fall
North Carolina Progress - SO2 Cap Annual v3.1 | 745 | 7355 | Rate Constraint in MTons | FALSE | L | Annual | Standard SO2 | Thousand Tons | 50 | 50 | 50 | 50 | 50 | 50 | 50
North Carolina Progress - SO2 Cap Annual v3.1 | 745 | 7355 | Rate Constraint in MTons | FALSE | L | Annual | Emissions at Affected Plants SO2 | Thousand Tons | 1.6489 | 0.99716 | 0 | 0 | 0 | 0 | 0
North Carolina Progress - SO2 Cap Annual v3.1 | 745 | 7355 | Rate Constraint in MTons | FALSE | L | Annual | Allowances Purchased SO2 | Thousand Tons | 0 | 0 | 0 | 0 | 0 | 0 | 0
North Carolina Progress - SO2 Cap Annual v3.1 | 745 | 7355 | Rate Constraint in MTons | FALSE | L | Annual | Allowances Sold SO2 | Thousand Tons | 0 | 0 | 0 | 0 | 0 | 0 | 0
North Carolina Progress - SO2 Cap Annual v3.1 | 745 | 7355 | Rate Constraint in MTons | FALSE | L | Annual | Allowances Banked | Thousand Tons | 0 | 0 | 0 | 0 | 0 | 0 | 0
North Carolina Progress - SO2 Cap Annual v3.1 | 745 | 7355 | Rate Constraint in MTons | FALSE | L | Annual | Allowances Withdrawn (1:1) | Thousand Tons | 0 | 0 | 0 | 0 | 0 | 0 | 0
North Carolina Progress - SO2 Cap Annual v3.1 | 745 | 7355 | Rate Constraint in MTons | FALSE | L | Annual | Allowances Withdrawn (n:1) | Thousand Tons | 0 | 0 | 0 | 0 | 0 | 0 | 0
North Carolina Progress - SO2 Cap Annual v3.1 | 745 | 7355 | Rate Constraint in MTons | FALSE | L | Annual | Net Emissions Allowance Position | Thousand Tons | 1.6489 | 0.99716 | 0 | 0 | 0 | 0 | 0
North Carolina Progress - SO2 Cap Annual v3.1 | 745 | 7355 | Rate Constraint in MTons | FALSE | L | Annual | Fuel Consumed | TBtu | 50.2393 | 30.3827 | 0 | 0 | 0 | 0 | 0
North Carolina Progress - SO2 Cap Annual v3.1 | 745 | 7355 | Rate Constraint in MTons | FALSE | L | Annual | Rate | lb/MMBtu | 0.06564 | 0.06564 | 0 | 0 | 0 | 0 | 0
North Carolina Progress - SO2 Cap Annual v3.1 | 745 | 7355 | Rate Constraint in MTons | FALSE | L | Annual | Generation | TWh | 4.8632 | 2.9398 | 0 | 0 | 0 | 0 | 0
North Carolina Progress - SO2 Cap Annual v3.1 | 745 | 7355 | Rate Constraint in MTons | FALSE | L | Annual | Qualifying Generation | TWh | 4.8632 | 2.9398 | 0 | 0 | 0 | 0 | 0
North Carolina Progress - SO2 Cap Annual v3.1 | 745 | 7355 | Rate Constraint in MTons | FALSE | L | Annual | Rate | lb/MWh | 0.67809 | 0.67838 | 0 | 0 | 0 | 0 | 0
North Carolina Progress - SO2 Cap Annual v3.1 | 745 | 7355 | Rate Constraint in MTons | FALSE | L | Annual | Constraint Shadow Price | US2022$/Ton | 0 | 0 | 0 | 0 | 0 | 0 | 0
NSR AEP Consent - NOX Cap Annual v3.1 | 746 | 7372 | Rate Constraint in MTons | FALSE | L | Annual | Seasons Included | Seasons | Winter, Spring, Summer, Fall | Winter, Spring, Summer, Fall | Winter, Spring, Summer, Fall | Winter, Spring, Summer, Fall | Winter, Spring, Summer, Fall | Winter, Spring, Summer, Fall | Winter, Spring, Summer, Fall
NSR AEP Consent - NOX Cap Annual v3.1 | 746 | 7372 | Rate Constraint in MTons | FALSE | L | Annual | Standard NOX | Thousand Tons | 52 | 44 | 44 | 44 | 44 | 44 | 44
NSR AEP Consent - NOX Cap Annual v3.1 | 746 | 7372 | Rate Constraint in MTons | FALSE | L | Annual | Emissions at Affected Plants NOX | Thousand Tons | 16.9201 | 18.8583 | 0 | 0 | 0 | 0 | 0
NSR AEP Consent - NOX Cap Annual v3.1 | 746 | 7372 | Rate Constraint in MTons | FALSE | L | Annual | Allowances Purchased NOX | Thousand Tons | 0 | 0 | 0 | 0 | 0 | 0 | 0
NSR AEP Consent - NOX Cap Annual v3.1 | 746 | 7372 | Rate Constraint in MTons | FALSE | L | Annual | Allowances Sold NOX | Thousand Tons | 0 | 0 | 0 | 0 | 0 | 0 | 0
NSR AEP Consent - NOX Cap Annual v3.1 | 746 | 7372 | Rate Constraint in MTons | FALSE | L | Annual | Allowances Banked | Thousand Tons | 0 | 0 | 0 | 0 | 0 | 0 | 0
NSR AEP Consent - NOX Cap Annual v3.1 | 746 | 7372 | Rate Constraint in MTons | FALSE | L | Annual | Allowances Withdrawn (1:1) | Thousand Tons | 0 | 0 | 0 | 0 | 0 | 0 | 0
NSR AEP Consent - NOX Cap Annual v3.1 | 746 | 7372 | Rate Constraint in MTons | FALSE | L | Annual | Allowances Withdrawn (n:1) | Thousand Tons | 0 | 0 | 0 | 0 | 0 | 0 | 0
NSR AEP Consent - NOX Cap Annual v3.1 | 746 | 7372 | Rate Constraint in MTons | FALSE | L | Annual | Net Emissions Allowance Position | Thousand Tons | 16.9201 | 18.8583 | 0 | 0 | 0 | 0 | 0
NSR AEP Consent - NOX Cap Annual v3.1 | 746 | 7372 | Rate Constraint in MTons | FALSE | L | Annual | Fuel Consumed | TBtu | 394.5758 | 446.0751 | 0 | 0 | 0 | 0 | 0
NSR AEP Consent - NOX Cap Annual v3.1 | 746 | 7372 | Rate Constraint in MTons | FALSE | L | Annual | Rate | lb/MMBtu | 0.085764 | 0.084552 | 0 | 0 | 0 | 0 | 0
NSR AEP Consent - NOX Cap Annual v3.1 | 746 | 7372 | Rate Constraint in MTons | FALSE | L | Annual | Generation | TWh | 39.5838 | 44.7733 | 0 | 0 | 0 | 0 | 0
NSR AEP Consent - NOX Cap Annual v3.1 | 746 | 7372 | Rate Constraint in MTons | FALSE | L | Annual | Qualifying Generation | TWh | 39.5838 | 44.7733 | 0 | 0 | 0 | 0 | 0
NSR AEP Consent - NOX Cap Annual v3.1 | 746 | 7372 | Rate Constraint in MTons | FALSE | L | Annual | Rate | lb/MWh | 0.8549 | 0.84239 | 0 | 0 | 0 | 0 | 0
NSR AEP Consent - NOX Cap Annual v3.1 | 746 | 7372 | Rate Constraint in MTons | FALSE | L | Annual | Constraint Shadow Price | US2022$/Ton | 0 | 0 | 0 | 0 | 0 | 0 | 0
NSR AEP Consent - SO2 Cap Annual v5.13 | 747 | 7371 | Rate Constraint in MTons | FALSE | L | Annual | Seasons Included | Seasons | Winter, Spring, Summer, Fall | Winter, Spring, Summer, Fall | Winter, Spring, Summer, Fall | Winter, Spring, Summer, Fall | Winter, Spring, Summer, Fall | Winter, Spring, Summer, Fall | Winter, Spring, Summer, Fall
NSR AEP Consent - SO2 Cap Annual v5.13 | 747 | 7371 | Rate Constraint in MTons | FALSE | L | Annual | Standard SO2 | Thousand Tons | 94 | 89 | 89 | 89 | 89 | 89 | 89
NSR AEP Consent - SO2 Cap Annual v5.13 | 747 | 7371 | Rate Constraint in MTons | FALSE | L | Annual | Emissions at Affected Plants SO2 | Thousand Tons | 19.3657 | 23.9668 | 0 | 0 | 0 | 0 | 0
NSR AEP Consent - SO2 Cap Annual v5.13 | 747 | 7371 | Rate Constraint in MTons | FALSE | L | Annual | Allowances Purchased SO2 | Thousand Tons | 0 | 0 | 0 | 0 | 0 | 0 | 0
NSR AEP Consent - SO2 Cap Annual v5.13 | 747 | 7371 | Rate Constraint in MTons | FALSE | L | Annual | Allowances Sold SO2 | Thousand Tons | 0 | 0 | 0 | 0 | 0 | 0 | 0
NSR AEP Consent - SO2 Cap Annual v5.13 | 747 | 7371 | Rate Constraint in MTons | FALSE | L | Annual | Allowances Banked | Thousand Tons | 0 | 0 | 0 | 0 | 0 | 0 | 0
NSR AEP Consent - SO2 Cap Annual v5.13 | 747 | 7371 | Rate Constraint in MTons | FALSE | L | Annual | Allowances Withdrawn (1:1) | Thousand Tons | 0 | 0 | 0 | 0 | 0 | 0 | 0
NSR AEP Consent - SO2 Cap Annual v5.13 | 747 | 7371 | Rate Constraint in MTons | FALSE | L | Annual | Allowances Withdrawn (n:1) | Thousand Tons | 0 | 0 | 0 | 0 | 0 | 0 | 0
NSR AEP Consent - SO2 Cap Annual v5.13 | 747 | 7371 | Rate Constraint in MTons | FALSE | L | Annual | Net Emissions Allowance Position | Thousand Tons | 19.3657 | 23.9668 | 0 | 0 | 0 | 0 | 0
NSR AEP Consent - SO2 Cap Annual v5.13 | 747 | 7371 | Rate Constraint in MTons | FALSE | L | Annual | Fuel Consumed | TBtu | 394.5758 | 446.0751 | 0 | 0 | 0 | 0 | 0
NSR AEP Consent - SO2 Cap Annual v5.13 | 747 | 7371 | Rate Constraint in MTons | FALSE | L | Annual | Rate | lb/MMBtu | 0.09816 | 0.10746 | 0 | 0 | 0 | 0 | 0
NSR AEP Consent - SO2 Cap Annual v5.13 | 747 | 7371 | Rate Constraint in MTons | FALSE | L | Annual | Generation | TWh | 39.5838 | 44.7733 | 0 | 0 | 0 | 0 | 0
NSR AEP Consent - SO2 Cap Annual v5.13 | 747 | 7371 | Rate Constraint in MTons | FALSE | L | Annual | Qualifying Generation | TWh | 39.5838 | 44.7733 | 0 | 0 | 0 | 0 | 0
NSR AEP Consent - SO2 Cap Annual v5.13 | 747 | 7371 | Rate Constraint in MTons | FALSE | L | Annual | Rate | lb/MWh | 0.97847 | 1.0706 | 0 | 0 | 0 | 0 | 0
NSR AEP Consent - SO2 Cap Annual v5.13 | 747 | 7371 | Rate Constraint in MTons | FALSE | L | Annual | Constraint Shadow Price | US2022$/Ton | 0 | 0 | 0 | 0 | 0 | 0 | 0
NSR Big Cajun 2- NOx Cap Annual v5.13 | 748 | 7460 | Rate Constraint in MTons | FALSE | L | Annual | Seasons Included | Seasons | Winter, Spring, Summer, Fall | Winter, Spring, Summer, Fall | Winter, Spring, Summer, Fall | Winter, Spring, Summer, Fall | Winter, Spring, Summer, Fall | Winter, Spring, Summer, Fall | Winter, Spring, Summer, Fall
NSR Big Cajun 2- NOx Cap Annual v5.13 | 748 | 7460 | Rate Constraint in MTons | FALSE | L | Annual | Standard NOX | Thousand Tons | 8.95 | 8.95 | 8.95 | 8.95 | 8.95 | 8.95 | 8.95
NSR Big Cajun 2- NOx Cap Annual v5.13 | 748 | 7460 | Rate Constraint in MTons | FALSE | L | Annual | Emissions at Affected Plants NOX | Thousand Tons | 0.43852 | 0 | 0 | 0 | 0 | 0 | 0
NSR Big Cajun 2- NOx Cap Annual v5.13 | 748 | 7460 | Rate Constraint in MTons | FALSE | L | Annual | Allowances Purchased NOX | Thousand Tons | 0 | 0 | 0 | 0 | 0 | 0 | 0
NSR Big Cajun 2- NOx Cap Annual v5.13 | 748 | 7460 | Rate Constraint in MTons | FALSE | L | Annual | Allowances Sold NOX | Thousand Tons | 0 | 0 | 0 | 0 | 0 | 0 | 0
NSR Big Cajun 2- NOx Cap Annual v5.13 | 748 | 7460 | Rate Constraint in MTons | FALSE | L | Annual | Allowances Banked | Thousand Tons | 0 | 0 | 0 | 0 | 0 | 0 | 0
NSR Big Cajun 2- NOx Cap Annual v5.13 | 748 | 7460 | Rate Constraint in MTons | FALSE | L | Annual | Allowances Withdrawn (1:1) | Thousand Tons | 0 | 0 | 0 | 0 | 0 | 0 | 0
NSR Big Cajun 2- NOx Cap Annual v5.13 | 748 | 7460 | Rate Constraint in MTons | FALSE | L | Annual | Allowances Withdrawn (n:1) | Thousand Tons | 0 | 0 | 0 | 0 | 0 | 0 | 0
NSR Big Cajun 2- NOx Cap Annual v5.13 | 748 | 7460 | Rate Constraint in MTons | FALSE | L | Annual | Net Emissions Allowance Position | Thousand Tons | 0.43852 | 0 | 0 | 0 | 0 | 0 | 0
NSR Big Cajun 2- NOx Cap Annual v5.13 | 748 | 7460 | Rate Constraint in MTons | FALSE | L | Annual | Fuel Consumed | TBtu | 7.18 | 0 | 0 | 0 | 0 | 0 | 0
NSR Big Cajun 2- NOx Cap Annual v5.13 | 748 | 7460 | Rate Constraint in MTons | FALSE | L | Annual | Rate | lb/MMBtu | 0.12215 | 0 | 0 | 0 | 0 | 0 | 0
NSR Big Cajun 2- NOx Cap Annual v5.13 | 748 | 7460 | Rate Constraint in MTons | FALSE | L | Annual | Generation | TWh | 0.68788 | 0 | 0 | 0 | 0 | 0 | 0
NSR Big Cajun 2- NOx Cap Annual v5.13 | 748 | 7460 | Rate Constraint in MTons | FALSE | L | Annual | Qualifying Generation | TWh | 0.68788 | 0 | 0 | 0 | 0 | 0 | 0
NSR Big Cajun 2- NOx Cap Annual v5.13 | 748 | 7460 | Rate Constraint in MTons | FALSE | L | Annual | Rate | lb/MWh | 1.275 | 0 | 0 | 0 | 0 | 0 | 0
NSR Big Cajun 2- NOx Cap Annual v5.13 | 748 | 7460 | Rate Constraint in MTons | FALSE | L | Annual | Constraint Shadow Price | US2022$/Ton | 0 | 0 | 0 | 0 | 0 | 0 | 0
NSR Big Cajun 2- SO2 Cap Annual v5.13 | 749 | 7458 | Rate Constraint in MTons | FALSE | L | Annual | Seasons Included | Seasons | Winter, Spring, Summer, Fall | Winter, Spring, Summer, Fall | Winter, Spring, Summer, Fall | Winter, Spring, Summer, Fall | Winter, Spring, Summer, Fall | Winter, Spring, Summer, Fall | Winter, Spring, Summer, Fall
NSR Big Cajun 2- SO2 Cap Annual v5.13 | 749 | 7458 | Rate Constraint in MTons | FALSE | L | Annual | Standard SO2 | Thousand Tons | 18.95 | 18.95 | 18.95 | 18.95 | 18.95 | 18.95 | 18.95
NSR Big Cajun 2- SO2 Cap Annual v5.13 | 749 | 7458 | Rate Constraint in MTons | FALSE | L | Annual | Emissions at Affected Plants SO2 | Thousand Tons | 1.6126 | 0 | 0 | 0 | 0 | 0 | 0
NSR Big Cajun 2- SO2 Cap Annual v5.13 | 749 | 7458 | Rate Constraint in MTons | FALSE | L | Annual | Allowances Purchased SO2 | Thousand Tons | 0 | 0 | 0 | 0 | 0 | 0 | 0
NSR Big Cajun 2- SO2 Cap Annual v5.13 | 749 | 7458 | Rate Constraint in MTons | FALSE | L | Annual | Allowances Sold SO2 | Thousand Tons | 0 | 0 | 0 | 0 | 0 | 0 | 0
NSR Big Cajun 2- SO2 Cap Annual v5.13 | 749 | 7458 | Rate Constraint in MTons | FALSE | L | Annual | Allowances Banked | Thousand Tons | 0 | 0 | 0 | 0 | 0 | 0 | 0
NSR Big Cajun 2- SO2 Cap Annual v5.13 | 749 | 7458 | Rate Constraint in MTons | FALSE | L | Annual | Allowances Withdrawn (1:1) | Thousand Tons | 0 | 0 | 0 | 0 | 0 | 0 | 0
NSR Big Cajun 2- SO2 Cap Annual v5.13 | 749 | 7458 | Rate Constraint in MTons | FALSE | L | Annual | Allowances Withdrawn (n:1) | Thousand Tons | 0 | 0 | 0 | 0 | 0 | 0 | 0
NSR Big Cajun 2- SO2 Cap Annual v5.13 | 749 | 7458 | Rate Constraint in MTons | FALSE | L | Annual | Net Emissions Allowance Position | Thousand Tons | 1.6126 | 0 | 0 | 0 | 0 | 0 | 0
NSR Big Cajun 2- SO2 Cap Annual v5.13 | 749 | 7458 | Rate Constraint in MTons | FALSE | L | Annual | Fuel Consumed | TBtu | 7.18 | 0 | 0 | 0 | 0 | 0 | 0
NSR Big Cajun 2- SO2 Cap Annual v5.13 | 749 | 7458 | Rate Constraint in MTons | FALSE | L | Annual | Rate | lb/MMBtu | 0.44919 | 0 | 0 | 0 | 0 | 0 | 0
NSR Big Cajun 2- SO2 Cap Annual v5.13 | 749 | 7458 | Rate Constraint in MTons | FALSE | L | Annual | Generation | TWh | 0.68788 | 0 | 0 | 0 | 0 | 0 | 0
NSR Big Cajun 2- SO2 Cap Annual v5.13 | 749 | 7458 | Rate Constraint in MTons | FALSE | L | Annual | Qualifying Generation | TWh | 0.68788 | 0 | 0 | 0 | 0 | 0 | 0
NSR Big Cajun 2- SO2 Cap Annual v5.13 | 749 | 7458 | Rate Constraint in MTons | FALSE | L | Annual | Rate | lb/MWh | 4.6887 | 0 | 0 | 0 | 0 | 0 | 0
NSR Big Cajun 2- SO2 Cap Annual v5.13 | 749 | 7458 | Rate Constraint in MTons | FALSE | L | Annual | Constraint Shadow Price | US2022$/Ton | 0 | 0 | 0 | 0 | 0 | 0 | 0
NSR Big Cajun 2- Unit 1 - NOx Rate Annual v5.13 | 751 | 7459 | Rate Constraint in lbs/MMBtu | FALSE | L | Annual | Seasons Included | Seasons | Winter, Spring, Summer, Fall | Winter, Spring, Summer, Fall | Winter, Spring, Summer, Fall | Winter, Spring, Summer, Fall | Winter, Spring, Summer, Fall | Winter, Spring, Summer, Fall | Winter, Spring, Summer, Fall
NSR Big Cajun 2- Unit 1 - NOx Rate Annual v5.13 | 751 | 7459 | Rate Constraint in lbs/MMBtu | FALSE | L | Annual | Standard NOX | lb/MMBtu | 0.15 | 0.15 | 0.15 | 0.15 | 0.15 | 0.15 | 0.15
NSR Big Cajun 2- Unit 1 - NOx Rate Annual v5.13 | 751 | 7459 | Rate Constraint in lbs/MMBtu | FALSE | L | Annual | Emissions at Affected Plants NOX | Thousand Tons | 0 | 0 | 0 | 0 | 0 | 0 | 0
NSR Big Cajun 2- Unit 1 - NOx Rate Annual v5.13 | 751 | 7459 | Rate Constraint in lbs/MMBtu | FALSE | L | Annual | Allowances Purchased NOX | Thousand Tons | 0 | 0 | 0 | 0 | 0 | 0 | 0
NSR Big Cajun 2- Unit 1 - NOx Rate Annual v5.13 | 751 | 7459 | Rate Constraint in lbs/MMBtu | FALSE | L | Annual | Allowances Sold NOX | Thousand Tons | 0 | 0 | 0 | 0 | 0 | 0 | 0
NSR Big Cajun 2- Unit 1 - NOx Rate Annual v5.13 | 751 | 7459 | Rate Constraint in lbs/MMBtu | FALSE | L | Annual | Allowances Banked | Thousand Tons | 0 | 0 | 0 | 0 | 0 | 0 | 0
NSR Big Cajun 2- Unit 1 - NOx Rate Annual v5.13 | 751 | 7459 | Rate Constraint in lbs/MMBtu | FALSE | L | Annual | Allowances Withdrawn (1:1) | Thousand Tons | 0 | 0 | 0 | 0 | 0 | 0 | 0
NSR Big Cajun 2- Unit 1 - NOx Rate Annual v5.13 | 751 | 7459 | Rate Constraint in lbs/MMBtu | FALSE | L | Annual | Allowances Withdrawn (n:1) | Thousand Tons | 0 | 0 | 0 | 0 | 0 | 0 | 0
NSR Big Cajun 2- Unit 1 - NOx Rate Annual v5.13 | 751 | 7459 | Rate Constraint in lbs/MMBtu | FALSE | L | Annual | Net Emissions Allowance Position | Thousand Tons | 0 | 0 | 0 | 0 | 0 | 0 | 0
NSR Big Cajun 2- Unit 1 - NOx Rate Annual v5.13 | 751 | 7459 | Rate Constraint in lbs/MMBtu | FALSE | L | Annual | Fuel Consumed | TBtu | 0 | 0 | 0 | 0 | 0 | 0 | 0
NSR Big Cajun 2- Unit 1 - NOx Rate Annual v5.13 | 751 | 7459 | Rate Constraint in lbs/MMBtu | FALSE | L | Annual | Rate | lb/MMBtu | 0 | 0 | 0 | 0 | 0 | 0 | 0
NSR Big Cajun 2- Unit 1 - NOx Rate Annual v5.13 | 751 | 7459 | Rate Constraint in lbs/MMBtu | FALSE | L | Annual | Generation | TWh | 0 | 0 | 0 | 0 | 0 | 0 | 0
NSR Big Cajun 2- Unit 1 - NOx Rate Annual v5.13 | 751 | 7459 | Rate Constraint in lbs/MMBtu | FALSE | L | Annual | Qualifying Generation | TWh | 0 | 0 | 0 | 0 | 0 | 0 | 0
NSR Big Cajun 2- Unit 1 - NOx Rate Annual v5.13 | 751 | 7459 | Rate Constraint in lbs/MMBtu | FALSE | L | Annual | Rate | lb/MWh | 0 | 0 | 0 | 0 | 0 | 0 | 0
NSR Big Cajun 2- Unit 1 - NOx Rate Annual v5.13 | 751 | 7459 | Rate Constraint in lbs/MMBtu | FALSE | L | Annual | Constraint Shadow Price | US2022$/Ton | 0 | 0 | 0 | 0 | 0 | 0 | 0
NSR Big Cajun 2- Unit 1 - SO2 Rate Annual v5.13 | 752 | 7457 | Rate Constraint in lbs/MMBtu | FALSE | L | Annual | Seasons Included | Seasons | Winter, Spring, Summer, Fall | Winter, Spring, Summer, Fall | Winter, Spring, Summer, Fall | Winter, Spring, Summer, Fall | Winter, Spring, Summer, Fall | Winter, Spring, Summer, Fall | Winter, Spring, Summer, Fall
NSR Big Cajun 2- Unit 1 - SO2 Rate Annual v5.13 | 752 | 7457 | Rate Constraint in lbs/MMBtu | FALSE | L | Annual | Standard SO2 | lb/MMBtu | 0.07 | 0.07 | 0.07 | 0.07 | 0.07 | 0.07 | 0.07
NSR Big Cajun 2- Unit 1 - SO2 Rate Annual v5.13 | 752 | 7457 | Rate Constraint in lbs/MMBtu | FALSE | L | Annual | Emissions at Affected Plants SO2 | Thousand Tons | 0 | 0 | 0 | 0 | 0 | 0 | 0
NSR Big Cajun 2- Unit 1 - SO2 Rate Annual v5.13 | 752 | 7457 | Rate Constraint in lbs/MMBtu | FALSE | L | Annual | Allowances Purchased SO2 | Thousand Tons | 0 | 0 | 0 | 0 | 0 | 0 | 0
NSR Big Cajun 2- Unit 1 - SO2 Rate Annual v5.13 | 752 | 7457 | Rate Constraint in lbs/MMBtu | FALSE | L | Annual | Allowances Sold SO2 | Thousand Tons | 0 | 0 | 0 | 0 | 0 | 0 | 0
NSR Big Cajun 2- Unit 1 - SO2 Rate Annual v5.13 | 752 | 7457 | Rate Constraint in lbs/MMBtu | FALSE | L | Annual | Allowances Banked | Thousand Tons | 0 | 0 | 0 | 0 | 0 | 0 | 0
NSR Big Cajun 2- Unit 1 - SO2 Rate Annual v5.13 | 752 | 7457 | Rate Constraint in lbs/MMBtu | FALSE | L | Annual | Allowances Withdrawn (1:1) | Thousand Tons | 0 | 0 | 0 | 0 | 0 | 0 | 0
NSR Big Cajun 2- Unit 1 - SO2 Rate Annual v5.13 | 752 | 7457 | Rate Constraint in lbs/MMBtu | FALSE | L | Annual | Allowances Withdrawn (n:1) | Thousand Tons | 0 | 0 | 0 | 0 | 0 | 0 | 0
NSR Big Cajun 2- Unit 1 - SO2 Rate Annual v5.13 | 752 | 7457 | Rate Constraint in lbs/MMBtu | FALSE | L | Annual | Net Emissions Allowance Position | Thousand Tons | 0 | 0 | 0 | 0 | 0 | 0 | 0
NSR Big Cajun 2- Unit 1 - SO2 Rate Annual v5.13 | 752 | 7457 | Rate Constraint in lbs/MMBtu | FALSE | L | Annual | Fuel Consumed | TBtu | 0 | 0 | 0 | 0 | 0 | 0 | 0
NSR Big Cajun 2- Unit 1 - SO2 Rate Annual v5.13 | 752 | 7457 | Rate Constraint in lbs/MMBtu | FALSE | L | Annual | Rate | lb/MMBtu | 0 | 0 | 0 | 0 | 0 | 0 | 0
NSR Big Cajun 2- Unit 1 - SO2 Rate Annual v5.13 | 752 | 7457 | Rate Constraint in lbs/MMBtu | FALSE | L | Annual | Generation | TWh | 0 | 0 | 0 | 0 | 0 | 0 | 0
NSR Big Cajun 2- Unit 1 - SO2 Rate Annual v5.13 | 752 | 7457 | Rate Constraint in lbs/MMBtu | FALSE | L | Annual | Qualifying Generation | TWh | 0 | 0 | 0 | 0 | 0 | 0 | 0
NSR Big Cajun 2- Unit 1 - SO2 Rate Annual v5.13 | 752 | 7457 | Rate Constraint in lbs/MMBtu | FALSE | L | Annual | Rate | lb/MWh | 0 | 0 | 0 | 0 | 0 | 0 | 0
NSR Big Cajun 2- Unit 1 - SO2 Rate Annual v5.13 | 752 | 7457 | Rate Constraint in lbs/MMBtu | FALSE | L | Annual | Constraint Shadow Price | US2022$/Ton | 4467.422 | 713.5945 | 13180.3597 | 20328.9398 | 0 | 24706.7669 | 30671.1125
NSR Big Cajun 2- Unit 3 - NOx Rate Annual v5.13 | 754 | 7461 | Rate Constraint in lbs/MMBtu | FALSE | L | Annual | Seasons Included | Seasons | Winter, Spring, Summer, Fall | Winter, Spring, Summer, Fall | Winter, Spring, Summer, Fall | Winter, Spring, Summer, Fall | Winter, Spring, Summer, Fall | Winter, Spring, Summer, Fall | Winter, Spring, Summer, Fall
NSR Big Cajun 2- Unit 3 - NOx Rate Annual v5.13 | 754 | 7461 | Rate Constraint in lbs/MMBtu | FALSE | L | Annual | Standard NOX | lb/MMBtu | 0.135 | 0.135 | 0.135 | 0.135 | 0.135 | 0.135 | 0.135
NSR Big Cajun 2- Unit 3 - NOx Rate Annual v5.13 | 754 | 7461 | Rate Constraint in lbs/MMBtu | FALSE | L | Annual | Emissions at Affected Plants NOX | Thousand Tons | 0.43852 | 0 | 0 | 0 | 0 | 0 | 0
NSR Big Cajun 2- Unit 3 - NOx Rate Annual v5.13 | 754 | 7461 | Rate Constraint in lbs/MMBtu | FALSE | L | Annual | Allowances Purchased NOX | Thousand Tons | 0 | 0 | 0 | 0 | 0 | 0 | 0
NSR Big Cajun 2- Unit 3 - NOx Rate Annual v5.13 | 754 | 7461 | Rate Constraint in lbs/MMBtu | FALSE | L | Annual | Allowances Sold NOX | Thousand Tons | 0 | 0 | 0 | 0 | 0 | 0 | 0
NSR Big Cajun 2- Unit 3 - NOx Rate Annual v5.13 | 754 | 7461 | Rate Constraint in lbs/MMBtu | FALSE | L | Annual | Allowances Banked | Thousand Tons | 0 | 0 | 0 | 0 | 0 | 0 | 0
NSR Big Cajun 2- Unit 3 - NOx Rate Annual v5.13 | 754 | 7461 | Rate Constraint in lbs/MMBtu | FALSE | L | Annual | Allowances Withdrawn (1:1) | Thousand Tons | 0 | 0 | 0 | 0 | 0 | 0 | 0
NSR Big Cajun 2- Unit 3 - NOx Rate Annual v5.13 | 754 | 7461 | Rate Constraint in lbs/MMBtu | FALSE | L | Annual | Allowances Withdrawn (n:1) | Thousand Tons | 0 | 0 | 0 | 0 | 0 | 0 | 0
NSR Big Cajun 2- Unit 3 - NOx Rate Annual v5.13 | 754 | 7461 | Rate Constraint in lbs/MMBtu | FALSE | L | Annual | Net Emissions Allowance Position | Thousand Tons | 0.43852 | 0 | 0 | 0 | 0 | 0 | 0
NSR Big Cajun 2- Unit 3 - NOx Rate Annual v5.13 | 754 | 7461 | Rate Constraint in lbs/MMBtu | FALSE | L | Annual | Fuel Consumed | TBtu | 7.18 | 0 | 0 | 0 | 0 | 0 | 0
NSR Big Cajun 2- Unit 3 - NOx Rate Annual v5.13 | 754 | 7461 | Rate Constraint in lbs/MMBtu | FALSE | L | Annual | Rate | lb/MMBtu | 0.12215 | 0 | 0 | 0 | 0 | 0 | 0
NSR Big Cajun 2- Unit 3 - NOx Rate Annual v5.13 | 754 | 7461 | Rate Constraint in lbs/MMBtu | FALSE | L | Annual | Generation | TWh | 0.68788 | 0 | 0 | 0 | 0 | 0 | 0
NSR Big Cajun 2- Unit 3 - NOx Rate Annual v5.13 | 754 | 7461 | Rate Constraint in lbs/MMBtu | FALSE | L | Annual | Qualifying Generation | TWh | 0.68788 | 0 | 0 | 0 | 0 | 0 | 0
NSR Big Cajun 2- Unit 3 - NOx Rate Annual v5.13 | 754 | 7461 | Rate Constraint in lbs/MMBtu | FALSE | L | Annual | Rate | lb/MWh | 1.275 | 0 | 0 | 0 | 0 | 0 | 0
NSR Big Cajun 2- Unit 3 - NOx Rate Annual v5.13 | 754 | 7461 | Rate Constraint in lbs/MMBtu | FALSE | L | Annual | Constraint Shadow Price | US2022$/Ton | 0 | 0 | 0 | 0 | 0 | 0 | 0
NSR Boswell 1-3 - SO2 Rate Annual v5.14 | 756 | 7484 | Rate Constraint in lbs/MMBtu | FALSE | L | Annual | Seasons Included | Seasons | Winter, Spring, Summer, Fall | Winter, Spring, Summer, Fall | Winter, Spring, Summer, Fall | Winter, Spring, Summer, Fall | Winter, Spring, Summer, Fall | Winter, Spring, Summer, Fall | Winter, Spring, Summer, Fall
NSR Boswell 1-3 - SO2 Rate Annual v5.14 | 756 | 7484 | Rate Constraint in lbs/MMBtu | FALSE | L | Annual | Standard SO2 | lb/MMBtu | 0.03 | 0.03 | 0.03 | 0.03 | 0.03 | 0.03 | 0.03
NSR Boswell 1-3 - SO2 Rate Annual v5.14 | 756 | 7484 | Rate Constraint in lbs/MMBtu | FALSE | L | Annual | Emissions at Affected Plants SO2 | Thousand Tons | 0 | 0 | 0 | 0 | 0 | 0 | 0
NSR Boswell 1-3 - SO2 Rate Annual v5.14 | 756 | 7484 | Rate Constraint in lbs/MMBtu | FALSE | L | Annual | Allowances Purchased SO2 | Thousand Tons | 0 | 0 | 0 | 0 | 0 | 0 | 0
NSR Boswell 1-3 - SO2 Rate Annual v5.14 | 756 | 7484 | Rate Constraint in lbs/MMBtu | FALSE | L | Annual | Allowances Sold SO2 | Thousand Tons | 0 | 0 | 0 | 0 | 0 | 0 | 0
NSR Boswell 1-3 - SO2 Rate Annual v5.14 | 756 | 7484 | Rate Constraint in lbs/MMBtu | FALSE | L | Annual | Allowances Banked | Thousand Tons | 0 | 0 | 0 | 0 | 0 | 0 | 0
NSR Boswell 1-3 - SO2 Rate Annual v5.14 | 756 | 7484 | Rate Constraint in lbs/MMBtu | FALSE | L | Annual | Allowances Withdrawn (1:1) | Thousand Tons | 0 | 0 | 0 | 0 | 0 | 0 | 0
NSR Boswell 1-3 - SO2 Rate Annual v5.14 | 756 | 7484 | Rate Constraint in lbs/MMBtu | FALSE | L | Annual | Allowances Withdrawn (n:1) | Thousand Tons | 0 | 0 | 0 | 0 | 0 | 0 | 0
NSR Boswell 1-3 - SO2 Rate Annual v5.14 | 756 | 7484 | Rate Constraint in lbs/MMBtu | FALSE | L | Annual | Net Emissions Allowance Position | Thousand Tons | 0 | 0 | 0 | 0 | 0 | 0 | 0
NSR Boswell 1-3 - SO2 Rate Annual v5.14 | 756 | 7484 | Rate Constraint in lbs/MMBtu | FALSE | L | Annual | Fuel Consumed | TBtu | 0 | 0 | 0 | 0 | 0 | 0 | 0
NSR Boswell 1-3 - SO2 Rate Annual v5.14 | 756 | 7484 | Rate Constraint in lbs/MMBtu | FALSE | L | Annual | Rate | lb/MMBtu | 0 | 0 | 0 | 0 | 0 | 0 | 0
NSR Boswell 1-3 - SO2 Rate Annual v5.14 | 756 | 7484 | Rate Constraint in lbs/MMBtu | FALSE | L | Annual | Generation | TWh | 0 | 0 | 0 | 0 | 0 | 0 | 0
NSR Boswell 1-3 - SO2 Rate Annual v5.14 | 756 | 7484 | Rate Constraint in lbs/MMBtu | FALSE | L | Annual | Qualifying Generation | TWh | 0 | 0 | 0 | 0 | 0 | 0 | 0
NSR Boswell 1-3 - SO2 Rate Annual v5.14 | 756 | 7484 | Rate Constraint in lbs/MMBtu | FALSE | L | Annual | Rate | lb/MWh | 0 | 0 | 0 | 0 | 0 | 0 | 0
NSR Boswell 1-3 - SO2 Rate Annual v5.14 | 756 | 7484 | Rate Constraint in lbs/MMBtu | FALSE | L | Annual | Constraint Shadow Price | US2022$/Ton | 182086.1274 | 33804.4926 | 0 | 0 | 0 | 0 | 0
NSR Boswell 3 - NOX Rate Annual v5.14 | 757 | 7485 | Rate Constraint in lbs/MMBtu | FALSE | L | Annual | Seasons Included | Seasons | Winter, Spring, Summer, Fall | Winter, Spring, Summer, Fall | Winter, Spring, Summer, Fall | Winter, Spring, Summer, Fall | Winter, Spring, Summer, Fall | Winter, Spring, Summer, Fall | Winter, Spring, Summer, Fall
NSR Boswell 3 - NOX Rate Annual v5.14 | 757 | 7485 | Rate Constraint in lbs/MMBtu | FALSE | L | Annual | Standard NOX | lb/MMBtu | 0.06 | 0.06 | 0.06 | 0.06 | 0.06 | 0.06 | 0.06
NSR Boswell 3 - NOX Rate Annual v5.14 | 757 | 7485 | Rate Constraint in lbs/MMBtu | FALSE | L | Annual | Emissions at Affected Plants NOX | Thousand Tons | 0 | 0 | 0 | 0 | 0 | 0 | 0
NSR Boswell 3 - NOX Rate Annual v5.14 | 757 | 7485 | Rate Constraint in lbs/MMBtu | FALSE | L | Annual | Allowances Purchased NOX | Thousand Tons | 0 | 0 | 0 | 0 | 0 | 0 | 0
NSR Boswell 3 - NOX Rate Annual v5.14 | 757 | 7485 | Rate Constraint in lbs/MMBtu | FALSE | L | Annual | Allowances Sold NOX | Thousand Tons | 0 | 0 | 0 | 0 | 0 | 0 | 0
NSR Boswell 3 - NOX Rate Annual v5.14 | 757 | 7485 | Rate Constraint in lbs/MMBtu | FALSE | L | Annual | Allowances Banked | Thousand Tons | 0 | 0 | 0 | 0 | 0 | 0 | 0
NSR Boswell 3 - NOX Rate Annual v5.14 | 757 | 7485 | Rate Constraint in lbs/MMBtu | FALSE | L | Annual | Allowances Withdrawn (1:1) | Thousand Tons | 0 | 0 | 0 | 0 | 0 | 0 | 0
NSR Boswell 3 - NOX Rate Annual v5.14 | 757 | 7485 | Rate Constraint in lbs/MMBtu | FALSE | L | Annual | Allowances Withdrawn (n:1) | Thousand Tons | 0 | 0 | 0 | 0 | 0 | 0 | 0
NSR Boswell 3 - NOX Rate Annual v5.14 | 757 | 7485 | Rate Constraint in lbs/MMBtu | FALSE | L | Annual | Net Emissions Allowance Position | Thousand Tons | 0 | 0 | 0 | 0 | 0 | 0 | 0
NSR Boswell 3 - NOX Rate Annual v5.14 | 757 | 7485 | Rate Constraint in lbs/MMBtu | FALSE | L | Annual | Fuel Consumed | TBtu | 0 | 0 | 0 | 0 | 0 | 0 | 0
NSR Boswell 3 - NOX Rate Annual v5.14 | 757 | 7485 | Rate Constraint in lbs/MMBtu | FALSE | L | Annual | Rate | lb/MMBtu | 0 | 0 | 0 | 0 | 0 | 0 | 0
NSR Boswell 3 - NOX Rate Annual v5.14 | 757 | 7485 | Rate Constraint in lbs/MMBtu | FALSE | L | Annual | Generation | TWh | 0 | 0 | 0 | 0 | 0 | 0 | 0
NSR Boswell 3 - NOX Rate Annual v5.14 | 757 | 7485 | Rate Constraint in lbs/MMBtu | FALSE | L | Annual | Qualifying Generation | TWh | 0 | 0 | 0 | 0 | 0 | 0 | 0
NSR Boswell 3 - NOX Rate Annual v5.14 | 757 | 7485 | Rate Constraint in lbs/MMBtu | FALSE | L | Annual | Rate | lb/MWh | 0 | 0 | 0 | 0 | 0 | 0 | 0
NSR Boswell 3 - NOX Rate Annual v5.14 | 757 | 7485 | Rate Constraint in lbs/MMBtu | FALSE | L | Annual | Constraint Shadow Price | US2022$/Ton | 0 | 0 | 0 | 0 | 0 | 0 | 0
NSR Boswell 4 - NOX Rate Annual v5.14 | 758 | 7487 | Rate Constraint in lbs/MMBtu | FALSE | L | Annual | Seasons Included | Seasons | Winter, Spring, Summer, Fall | Winter, Spring, Summer, Fall | Winter, Spring, Summer, Fall | Winter, Spring, Summer, Fall | Winter, Spring, Summer, Fall | Winter, Spring, Summer, Fall | Winter, Spring, Summer, Fall
NSR Boswell 4 - NOX Rate Annual v5.14 | 758 | 7487 | Rate Constraint in lbs/MMBtu | FALSE | L | Annual | Standard NOX | lb/MMBtu | 0.12 | 0.12 | 0.12 | 0.12 | 0.12 | 0.12 | 0.12
NSR Boswell 4 - NOX Rate Annual v5.14 | 758 | 7487 | Rate Constraint in lbs/MMBtu | FALSE | L | Annual | Emissions at Affected Plants NOX | Thousand Tons | 0 | 0 | 0 | 0 | 0 | 0 | 0
NSR Boswell 4 - NOX Rate Annual v5.14 | 758 | 7487 | Rate Constraint in lbs/MMBtu | FALSE | L | Annual | Allowances Purchased NOX | Thousand Tons | 0 | 0 | 0 | 0 | 0 | 0 | 0
NSR Boswell 4 - NOX Rate Annual v5.14 | 758 | 7487 | Rate Constraint in lbs/MMBtu | FALSE | L | Annual | Allowances Sold NOX | Thousand Tons | 0 | 0 | 0 | 0 | 0 | 0 | 0
NSR Boswell 4 - NOX Rate Annual v5.14 | 758 | 7487 | Rate Constraint in lbs/MMBtu | FALSE | L | Annual | Allowances Banked | Thousand Tons | 0 | 0 | 0 | 0 | 0 | 0 | 0
NSR Boswell 4 - NOX Rate Annual v5.14 | 758 | 7487 | Rate Constraint in lbs/MMBtu | FALSE | L | Annual | Allowances Withdrawn (1:1) | Thousand Tons | 0 | 0 | 0 | 0 | 0 | 0 | 0
NSR Boswell 4 - NOX Rate Annual v5.14 | 758 | 7487 | Rate Constraint in lbs/MMBtu | FALSE | L | Annual | Allowances Withdrawn (n:1) | Thousand Tons | 0 | 0 | 0 | 0 | 0 | 0 | 0
NSR Boswell 4 - NOX Rate Annual v5.14 | 758 | 7487 | Rate Constraint in lbs/MMBtu | FALSE | L | Annual | Net Emissions Allowance Position | Thousand Tons | 0 | 0 | 0 | 0 | 0 | 0 | 0
NSR Boswell 4 - NOX Rate Annual v5.14 | 758 | 7487 | Rate Constraint in lbs/MMBtu | FALSE | L | Annual | Fuel Consumed | TBtu | 0 | 0 | 0 | 0 | 0 | 0 | 0
NSR Boswell 4 - NOX Rate Annual v5.14 | 758 | 7487 | Rate Constraint in lbs/MMBtu | FALSE | L | Annual | Rate | lb/MMBtu | 0 | 0 | 0 | 0 | 0 | 0 | 0
NSR Boswell 4 - NOX Rate Annual v5.14 | 758 | 7487 | Rate Constraint in lbs/MMBtu | FALSE | L | Annual | Generation | TWh | 0 | 0 | 0 | 0 | 0 | 0 | 0
NSR Boswell 4 - NOX Rate Annual v5.14 | 758 | 7487 | Rate Constraint in lbs/MMBtu | FALSE | L | Annual | Qualifying Generation | TWh | 0 | 0 | 0 | 0 | 0 | 0 | 0
NSR Boswell 4 - NOX Rate Annual v5.14 | 758 | 7487 | Rate Constraint in lbs/MMBtu | FALSE | L | Annual | Rate | lb/MWh | 0 | 0 | 0 | 0 | 0 | 0 | 0
NSR Boswell 4 - NOX Rate Annual v5.14 | 758 | 7487 | Rate Constraint in lbs/MMBtu | FALSE | L | Annual | Constraint Shadow Price | US2022$/Ton | 0 | 0 | 0 | 0 | 0 | 0 | 0
NSR Boswell 4 - SO2 Rate Annual v5.14 | 759 | 7486 | Rate Constraint in lbs/MMBtu | FALSE | L | Annual | Seasons Included | Seasons | Winter, Spring, Summer, Fall | Winter, Spring, Summer, Fall | Winter, Spring, Summer, Fall | Winter, Spring, Summer, Fall | Winter, Spring, Summer, Fall | Winter, Spring, Summer, Fall | Winter, Spring, Summer, Fall
NSR Boswell 4 - SO2 Rate Annual v5.14 | 759 | 7486 | Rate Constraint in lbs/MMBtu | FALSE | L | Annual | Standard SO2 | lb/MMBtu | 0.03 | 0.03 | 0.03 | 0.03 | 0.03 | 0.03 | 0.03
NSR Boswell 4 - SO2 Rate Annual v5.14 | 759 | 7486 | Rate Constraint in lbs/MMBtu | FALSE | L | Annual | Emissions at Affected Plants SO2 | Thousand Tons | 0 | 0 | 0 | 0 | 0 | 0 | 0
NSR Boswell 4 - SO2 Rate Annual v5.14 | 759 | 7486 | Rate Constraint in lbs/MMBtu | FALSE | L | Annual | Allowances Purchased SO2 | Thousand Tons | 0 | 0 | 0 | 0 | 0 | 0 | 0
NSR Boswell 4 - SO2 Rate Annual v5.14 | 759 | 7486 | Rate Constraint in lbs/MMBtu | FALSE | L | Annual | Allowances Sold SO2 | Thousand Tons | 0 | 0 | 0 | 0 | 0 | 0 | 0
NSR Boswell 4 - SO2 Rate Annual v5.14 | 759 | 7486 | Rate Constraint in lbs/MMBtu | FALSE | L | Annual | Allowances Banked | Thousand Tons | 0 | 0 | 0 | 0 | 0 | 0 | 0
NSR Boswell 4 - SO2 Rate Annual v5.14 | 759 | 7486 | Rate Constraint in lbs/MMBtu | FALSE | L | Annual | Allowances Withdrawn (1:1) | Thousand Tons | 0 | 0 | 0 | 0 | 0 | 0 | 0
NSR Boswell 4 - SO2 Rate Annual v5.14 | 759 | 7486 | Rate Constraint in lbs/MMBtu | FALSE | L | Annual | Allowances Withdrawn (n:1) | Thousand Tons | 0 | 0 | 0 | 0 | 0 | 0 | 0
NSR Boswell 4 - SO2 Rate Annual v5.14 | 759 | 7486 | Rate Constraint in lbs/MMBtu | FALSE | L | Annual | Net Emissions Allowance Position | Thousand Tons | 0 | 0 | 0 | 0 | 0 | 0 | 0
NSR Boswell 4 - SO2 Rate Annual v5.14 | 759 | 7486 | Rate Constraint in lbs/MMBtu | FALSE | L | Annual | Fuel Consumed | TBtu | 0 | 0 | 0 | 0 | 0 | 0 | 0
NSR Boswell 4 - SO2 Rate Annual v5.14 | 759 | 7486 | Rate Constraint in lbs/MMBtu | FALSE | L | Annual | Rate | lb/MMBtu | 0 | 0 | 0 | 0 | 0 | 0 | 0
NSR Boswell 4 - SO2 Rate Annual v5.14 | 759 | 7486 | Rate Constraint in lbs/MMBtu | FALSE | L | Annual | Generation | TWh | 0 | 0 | 0 | 0 | 0 | 0 | 0
NSR Boswell 4 - SO2 Rate Annual v5.14 | 759 | 7486 | Rate Constraint in lbs/MMBtu | FALSE | L | Annual | Qualifying Generation | TWh | 0 | 0 | 0 | 0 | 0 | 0 | 0
NSR Boswell 4 - SO2 Rate Annual v5.14 | 759 | 7486 | Rate Constraint in lbs/MMBtu | FALSE | L | Annual | Rate | lb/MWh | 0 | 0 | 0 | 0 | 0 | 0 | 0
NSR Boswell 4 - SO2 Rate Annual v5.14 | 759 | 7486 | Rate Constraint in lbs/MMBtu | FALSE | L | Annual | Constraint Shadow Price | US2022$/Ton | 75772.2427 | 67457.8868 | 8186.3022 | 0 | 0 | 0 | 0
NSR Burlington Unit 1 SO2 Rate v5.16 | 760 | 7672 | Rate Constraint in lbs/MMBtu | FALSE | L | Annual | Seasons Included | Seasons | Winter, Spring, Summer, Fall | Winter, Spring, Summer, Fall | Winter, Spring, Summer, Fall | Winter, Spring, Summer, Fall | Winter, Spring, Summer, Fall | Winter, Spring, Summer, Fall | Winter, Spring, Summer, Fall
NSR Burlington Unit 1 SO2 Rate v5.16 | 760 | 7672 | Rate Constraint in lbs/MMBtu | FALSE | L | Annual | Standard SO2 | lb/MMBtu | 0.75 | 0.75 | 0.75 | 0.75 | 0.75 | 0.75 | 0.75
NSR Burlington Unit 1 SO2 Rate v5.16 | 760 | 7672 | Rate Constraint in lbs/MMBtu | FALSE | L | Annual | Emissions at Affected Plants SO2 | Thousand Tons | 0 | 0 | 0 | 0 | 0 | 0 | 0
NSR Burlington Unit 1 SO2 Rate v5.16 | 760 | 7672 | Rate Constraint in lbs/MMBtu | FALSE | L | Annual | Allowances Purchased SO2 | Thousand Tons | 0 | 0 | 0 | 0 | 0 | 0 | 0
NSR Burlington Unit 1 SO2 Rate v5.16 | 760 | 7672 | Rate Constraint in lbs/MMBtu | FALSE | L | Annual | Allowances Sold SO2 | Thousand Tons | 0 | 0 | 0 | 0 | 0 | 0 | 0
NSR Burlington Unit 1 SO2 Rate v5.16 | 760 | 7672 | Rate Constraint in lbs/MMBtu | FALSE | L | Annual | Allowances Banked | Thousand Tons | 0 | 0 | 0 | 0 | 0 | 0 | 0
NSR Burlington Unit 1 SO2 Rate v5.16 | 760 | 7672 | Rate Constraint in lbs/MMBtu | FALSE | L | Annual | Allowances Withdrawn (1:1) | Thousand Tons | 0 | 0 | 0 | 0 | 0 | 0 | 0
NSR Burlington Unit 1 SO2 Rate v5.16 | 760 | 7672 | Rate Constraint in lbs/MMBtu | FALSE | L | Annual | Allowances Withdrawn (n:1) | Thousand Tons | 0 | 0 | 0 | 0 | 0 | 0 | 0
NSR Burlington Unit 1 SO2 Rate v5.16 | 760 | 7672 | Rate Constraint in lbs/MMBtu | FALSE | L | Annual | Net Emissions Allowance Position | Thousand Tons | 0 | 0 | 0 | 0 | 0 | 0 | 0
NSR Burlington Unit 1 SO2 Rate v5.16 | 760 | 7672 | Rate Constraint in lbs/MMBtu | FALSE | L | Annual | Fuel Consumed | TBtu | 0 | 0 | 0 | 0 | 0 | 0 | 0
NSR Burlington Unit 1 SO2 Rate v5.16 | 760 | 7672 | Rate Constraint in lbs/MMBtu | FALSE | L | Annual | Rate | lb/MMBtu | 0 | 0 | 0 | 0 | 0 | 0 | 0
NSR Burlington Unit 1 SO2 Rate v5.16 | 760 | 7672 | Rate Constraint in lbs/MMBtu | FALSE | L | Annual | Generation | TWh | 0 | 0 | 0 | 0 | 0 | 0 | 0
NSR Burlington Unit 1 SO2 Rate v5.16 | 760 | 7672 | Rate Constraint in lbs/MMBtu | FALSE | L | Annual | Qualifying Generation | TWh | 0 | 0 | 0 | 0 | 0 | 0 | 0
NSR Burlington Unit 1 SO2 Rate v5.16 | 760 | 7672 | Rate Constraint in lbs/MMBtu | FALSE | L | Annual | Rate | lb/MWh | 0 | 0 | 0 | 0 | 0 | 0 | 0
NSR Burlington Unit 1 SO2 Rate v5.16 | 760 | 7672 | Rate Constraint in lbs/MMBtu | FALSE | L | Annual | Constraint Shadow Price | US2022$/Ton | 0 | 0 | 0 | 0 | 0 | 0 | 0
NSR Clifty Creek 1-6 - SO2 Cap Annual v5.16 | 761 | 7502 | Rate Constraint in MTons | FALSE | L | Annual | Seasons Included | Seasons | Winter, Spring, Summer, Fall | Winter, Spring, Summer, Fall | Winter, Spring, Summer, Fall | Winter, Spring, Summer, Fall | Winter, Spring, Summer, Fall | Winter, Spring, Summer, Fall | Winter, Spring, Summer, Fall
NSR Clifty Creek 1-6 - SO2 Cap Annual v5.16 | 761 | 7502 | Rate Constraint in MTons | FALSE | L | Annual | Standard SO2 | Thousand Tons | 11.503 | 11.503 | 11.503 | 11.503 | 11.503 | 11.503 | 11.503
NSR Clifty Creek 1-6 - SO2 Cap Annual v5.16 | 761 | 7502 | Rate Constraint in MTons | FALSE | L | Annual | Emissions at Affected Plants SO2 | Thousand Tons | 1.281 | 2.0075 | 0 | 0 | 0 | 0 | 0
NSR Clifty Creek 1-6 - SO2 Cap Annual v5.16 | 761 | 7502 | Rate Constraint in MTons | FALSE | L | Annual | Allowances Purchased SO2 | Thousand Tons | 0 | 0 | 0 | 0 | 0 | 0 | 0
NSR Clifty Creek 1-6 - SO2 Cap Annual v5.16 | 761 | 7502 | Rate Constraint in MTons | FALSE | L | Annual | Allowances Sold SO2 | Thousand Tons | 0 | 0 | 0 | 0 | 0 | 0 | 0
NSR Clifty Creek 1-6 - SO2 Cap Annual v5.16 | 761 | 7502 | Rate Constraint in MTons | FALSE | L | Annual | Allowances Banked | Thousand Tons | 0 | 0 | 0 | 0 | 0 | 0 | 0
NSR Clifty Creek 1-6 - SO2 Cap Annual v5.16 | 761 | 7502 | Rate Constraint in MTons | FALSE | L | Annual | Allowances Withdrawn (1:1) | Thousand Tons | 0 | 0 | 0 | 0 | 0 | 0 | 0
NSR Clifty Creek 1-6 - SO2 Cap Annual v5.16 | 761 | 7502 | Rate Constraint in MTons | FALSE | L | Annual | Allowances Withdrawn (n:1) | Thousand Tons | 0 | 0 | 0 | 0 | 0 | 0 | 0
NSR Clifty Creek 1-6 - SO2 Cap Annual v5.16 | 761 | 7502 | Rate Constraint in MTons | FALSE | L | Annual | Net Emissions Allowance Position | Thousand Tons | 1.281 | 2.0075 | 0 | 0 | 0 | 0 | 0
NSR Clifty Creek 1-6 - SO2 Cap Annual v5.16 | 761 | 7502 | Rate Constraint in MTons | FALSE | L | Annual | Fuel Consumed | TBtu | 42.7006 | 42.5946 | 0 | 0 | 0 | 0 | 0
NSR Clifty Creek 1-6 - SO2 Cap Annual v5.16 | 761 | 7502 | Rate Constraint in MTons | FALSE | L | Annual | Rate | lb/MMBtu | 0.06 | 0.094258 | 0 | 0 | 0 | 0 | 0
NSR Clifty Creek 1-6 - SO2 Cap Annual v5.16 | 761 | 7502 | Rate Constraint in MTons | FALSE | L | Annual | Generation | TWh | 3.9723 | 3.955 | 0 | 0 | 0 | 0 | 0
NSR Clifty Creek 1-6 - SO2 Cap Annual v5.16 | 761 | 7502 | Rate Constraint in MTons | FALSE | L | Annual | Qualifying Generation | TWh | 3.9723 | 3.955 | 0 | 0 | 0 | 0 | 0
NSR Clifty Creek 1-6 - SO2 Cap Annual v5.16 | 761 | 7502 | Rate Constraint in MTons | FALSE | L | Annual | Rate | lb/MWh | 0.64498 | 1.0151 | 0 | 0 | 0 | 0 | 0
NSR Clifty Creek 1-6 - SO2 Cap Annual v5.16 | 761 | 7502 | Rate Constraint in MTons | FALSE | L | Annual | Constraint Shadow Price | US2022$/Ton | 0 | 0 | 0 | 0 | 0 | 0 | 0
NSR ClinchRiver 1-3 - SO2 Cap Annual v3.1 | 762 | 7373 | Rate Constraint in MTons | FALSE | L | Annual | Seasons Included | Seasons | Winter, Spring, Summer, Fall | Winter, Spring, Summer, Fall | Winter, Spring, Summer, Fall | Winter, Spring, Summer, Fall | Winter, Spring, Summer, Fall | Winter, Spring, Summer, Fall | Winter, Spring, Summer, Fall
NSR ClinchRiver 1-3 - SO2 Cap Annual v3.1 | 762 | 7373 | Rate Constraint in MTons | FALSE | L | Annual | Standard SO2 | Thousand Tons | 16.3 | 16.3 | 16.3 | 16.3 | 16.3 | 16.3 | 16.3
NSR ClinchRiver 1-3 - SO2 Cap Annual v3.1 | 762 | 7373 | Rate Constraint in MTons | FALSE | L | Annual | Emissions at Affected Plants SO2 | Thousand Tons | 0 | 0 | 0 | 0 | 0 | 0 | 0
NSR ClinchRiver 1-3 - SO2 Cap Annual v3.1 | 762 | 7373 | Rate Constraint in MTons | FALSE | L | Annual | Allowances Purchased SO2 | Thousand Tons | 0 | 0 | 0 | 0 | 0 | 0 | 0
NSR ClinchRiver 1-3 - SO2 Cap Annual v3.1 | 762 | 7373 | Rate Constraint in MTons | FALSE | L | Annual | Allowances Sold SO2 | Thousand Tons | 0 | 0 | 0 | 0 | 0 | 0 | 0
NSR ClinchRiver 1-3 - SO2 Cap Annual v3.1 | 762 | 7373 | Rate Constraint in MTons | FALSE | L | Annual | Allowances Banked | Thousand Tons | 0 | 0 | 0 | 0 | 0 | 0 | 0
NSR ClinchRiver 1-3 - SO2 Cap Annual v3.1 | 762 | 7373 | Rate Constraint in MTons | FALSE | L | Annual | Allowances Withdrawn (1:1) | Thousand Tons | 0 | 0 | 0 | 0 | 0 | 0 | 0
NSR ClinchRiver 1-3 - SO2 Cap Annual v3.1 | 762 | 7373 | Rate Constraint in MTons | FALSE | L | Annual | Allowances Withdrawn (n:1) | Thousand Tons | 0 | 0 | 0 | 0 | 0 | 0 | 0
NSR ClinchRiver 1-3 - SO2 Cap Annual v3.1 | 762 | 7373 | Rate Constraint in MTons | FALSE | L | Annual | Net Emissions Allowance Position | Thousand Tons | 0 | 0 | 0 | 0 | 0 | 0 | 0
NSR ClinchRiver 1-3 - SO2 Cap Annual v3.1 | 762 | 7373 | Rate Constraint in MTons | FALSE | L | Annual | Fuel Consumed | TBtu | 0 | 0 | 0 | 0 | 0 | 0 | 0
NSR ClinchRiver 1-3 - SO2 Cap Annual v3.1 | 762 | 7373 | Rate Constraint in MTons | FALSE | L | Annual | Rate | lb/MMBtu | 0 | 0 | 0 | 0 | 0 | 0 | 0
NSR ClinchRiver 1-3 - SO2 Cap Annual v3.1 | 762 | 7373 | Rate Constraint in MTons | FALSE | L | Annual | Generation | TWh | 0 | 0 | 0 | 0 | 0 | 0 | 0
NSR ClinchRiver 1-3 - SO2 Cap Annual v3.1 | 762 | 7373 | Rate Constraint in MTons | FALSE | L | Annual | Qualifying Generation | TWh | 0 | 0 | 0 | 0 | 0 | 0 | 0
NSR ClinchRiver 1-3 - SO2 Cap Annual v3.1 | 762 | 7373 | Rate Constraint in MTons | FALSE | L | Annual | Rate | lb/MWh | 0 | 0 | 0 | 0 | 0 | 0 | 0
NSR ClinchRiver 1-3 - SO2 Cap Annual v3.1 | 762 | 7373 | Rate Constraint in MTons | FALSE | L | Annual | Constraint Shadow Price | US2022$/Ton | 0 | 0 | 0 | 0 | 0 | 0 | 0
NSR Cooper 2 - NOX Rate Annual v3.1, Unit 2557 and retrofits | 763 | 7447 | Rate Constraint in lbs/MMBtu | FALSE | L | Annual | Seasons Included | Seasons | Winter, Spring, Summer, Fall | Winter, Spring, Summer, Fall | Winter, Spring, Summer, Fall | Winter, Spring, Summer, Fall | Winter, Spring, Summer, Fall | Winter, Spring, Summer, Fall | Winter, Spring, Summer, Fall
NSR Cooper 2 - NOX Rate Annual v3.1, Unit 2557 and retrofits | 763 | 7447 | Rate Constraint in lbs/MMBtu | FALSE | L | Annual | Standard NOX | lb/MMBtu | 0.08 | 0.08 | 0.08 | 0.08 | 0.08 | 0.08 | 0.08
NSR Cooper 2 - NOX Rate Annual v3.1, Unit 2557 and retrofits | 763 | 7447 | Rate Constraint in lbs/MMBtu | FALSE | L | Annual | Emissions at Affected Plants NOX | Thousand Tons | 0 | 0 | 0 | 0 | 0 | 0 | 0
NSR Cooper 2 - NOX Rate Annual v3.1, Unit 2557 and retrofits | 763 | 7447 | Rate Constraint in lbs/MMBtu | FALSE | L | Annual | Allowances Purchased NOX | Thousand Tons | 0 | 0 | 0 | 0 | 0 | 0 | 0
NSR Cooper 2 - NOX Rate Annual v3.1, Unit 2557 and retrofits | 763 | 7447 | Rate Constraint in lbs/MMBtu | FALSE | L | Annual | Allowances Sold NOX | Thousand Tons | 0 | 0 | 0 | 0 | 0 | 0 | 0
NSR Cooper 2 - NOX Rate Annual v3.1, Unit 2557 and retrofits | 763 | 7447 | Rate Constraint in lbs/MMBtu | FALSE | L | Annual | Allowances Banked | Thousand Tons | 0 | 0 | 0 | 0 | 0 | 0 | 0
NSR Cooper 2 - NOX Rate Annual v3.1, Unit 2557 and retrofits | 763 | 7447 | Rate Constraint in lbs/MMBtu | FALSE | L | Annual | Allowances Withdrawn (1:1) | Thousand Tons | 0 | 0 | 0 | 0 | 0 | 0 | 0
NSR Cooper 2 - NOX Rate Annual v3.1, Unit 2557 and retrofits | 763 | 7447 | Rate Constraint in lbs/MMBtu | FALSE | L | Annual | Allowances Withdrawn (n:1) | Thousand Tons | 0 | 0 | 0 | 0 | 0 | 0 | 0
NSR Cooper 2 - NOX Rate Annual v3.1, Unit 2557 and retrofits | 763 | 7447 | Rate Constraint in lbs/MMBtu | FALSE | L | Annual | Net Emissions Allowance Position | Thousand Tons | 0 | 0 | 0 | 0 | 0 | 0 | 0
NSR Cooper 2 - NOX Rate Annual v3.1, Unit 2557 and retrofits | 763 | 7447 | Rate Constraint in lbs/MMBtu | FALSE | L | Annual | Fuel Consumed | TBtu | 0 | 0 | 0 | 0 | 0 | 0 | 0
NSR Cooper 2 - NOX Rate Annual v3.1, Unit 2557 and retrofits | 763 | 7447 | Rate Constraint in lbs/MMBtu | FALSE | L | Annual | Rate | lb/MMBtu | 0 | 0 | 0 | 0 | 0 | 0 | 0
NSR Cooper 2 - NOX Rate Annual v3.1, Unit 2557 and retrofits | 763 | 7447 | Rate Constraint in lbs/MMBtu | FALSE | L | Annual | Generation | TWh | 0 | 0 | 0 | 0 | 0 | 0 | 0
NSR Cooper 2 - NOX Rate Annual v3.1, Unit 2557 and retrofits | 763 | 7447 | Rate Constraint in lbs/MMBtu | FALSE | L | Annual | Qualifying Generation | TWh | 0 | 0 | 0 | 0 | 0 | 0 | 0
NSR Cooper 2 - NOX Rate Annual v3.1, Unit 2557 and retrofits | 763 | 7447 | Rate Constraint in lbs/MMBtu | FALSE | L | Annual | Rate | lb/MWh | 0 | 0 | 0 | 0 | 0 | 0 | 0
NSR Cooper 2 - NOX Rate Annual v3.1, Unit 2557 and retrofits | 763 | 7447 | Rate Constraint in lbs/MMBtu | FALSE | L | Annual | Constraint Shadow Price | US2022$/Ton | 0 | 0 | 0 | 0 | 0 | 0 | 0
NSR Cooper 2 - SO2 Rate Annual v3.1, Unit 2557 and retrofits | 764 | 7446 | Rate Constraint in lbs/MMBtu | FALSE | L | Annual | Seasons Included | Seasons | Winter, Spring, Summer, Fall | Winter, Spring, Summer, Fall | Winter, Spring, Summer, Fall | Winter, Spring, Summer, Fall | Winter, Spring, Summer, Fall | Winter, Spring, Summer, Fall | Winter, Spring, Summer, Fall
NSR Cooper 2 - SO2 Rate Annual v3.1, Unit 2557 and retrofits | 764 | 7446 | Rate Constraint in lbs/MMBtu | FALSE | L | Annual | Standard SO2 | lb/MMBtu | 0.1 | 0.1 | 0.1 | 0.1 | 0.1 | 0.1 | 0.1
NSR Cooper 2 - SO2 Rate Annual v3.1, Unit 2557 and retrofits | 764 | 7446 | Rate Constraint in lbs/MMBtu | FALSE | L | Annual | Emissions at Affected Plants SO2 | Thousand Tons | 0 | 0 | 0 | 0 | 0 | 0 | 0
NSR Cooper 2 - SO2 Rate Annual v3.1, Unit 2557 and retrofits | 764 | 7446 | Rate Constraint in lbs/MMBtu | FALSE | L | Annual | Allowances Purchased SO2 | Thousand Tons | 0 | 0 | 0 | 0 | 0 | 0 | 0
NSR Cooper 2 - SO2 Rate Annual v3.1, Unit 2557 and retrofits | 764 | 7446 | Rate Constraint in lbs/MMBtu | FALSE | L | Annual | Allowances Sold SO2 | Thousand Tons | 0 | 0 | 0 | 0 | 0 | 0 | 0
NSR Cooper 2 - SO2 Rate Annual v3.1, Unit 2557 and retrofits | 764 | 7446 | Rate Constraint in lbs/MMBtu | FALSE | L | Annual | Allowances Banked | Thousand Tons | 0 | 0 | 0 | 0 | 0 | 0 | 0
NSR Cooper 2 - SO2 Rate Annual v3.1, Unit 2557 and retrofits | 764 | 7446 | Rate Constraint in lbs/MMBtu | FALSE | L | Annual | Allowances Withdrawn (1:1) | Thousand Tons | 0 | 0 | 0 | 0 | 0 | 0 | 0
NSR Cooper 2 - SO2 Rate Annual v3.1, Unit 2557 and retrofits | 764 | 7446 | Rate Constraint in lbs/MMBtu | FALSE | L | Annual | Allowances Withdrawn (n:1) | Thousand Tons | 0 | 0 | 0 | 0 | 0 | 0 | 0
NSR Cooper 2 - SO2 Rate Annual v3.1, Unit 2557 and retrofits | 764 | 7446 | Rate Constraint in lbs/MMBtu | FALSE | L | Annual | Net Emissions Allowance Position | Thousand Tons | 0 | 0 | 0 | 0 | 0 | 0 | 0
NSR Cooper 2 - SO2 Rate Annual v3.1, Unit 2557 and retrofits | 764 | 7446 | Rate Constraint in lbs/MMBtu | FALSE | L | Annual | Fuel Consumed | TBtu | 0 | 0 | 0 | 0 | 0 | 0 | 0
NSR Cooper 2 - SO2 Rate Annual v3.1, Unit 2557 and retrofits | 764 | 7446 | Rate Constraint in lbs/MMBtu | FALSE | L | Annual | Rate | lb/MMBtu | 0 | 0 | 0 | 0 | 0 | 0 | 0
NSR Cooper 2 - SO2 Rate Annual v3.1, Unit 2557 and retrofits | 764 | 7446 | Rate Constraint in lbs/MMBtu | FALSE | L | Annual | Generation | TWh | 0 | 0 | 0 | 0 | 0 | 0 | 0
NSR Cooper 2 - SO2 Rate Annual v3.1, Unit 2557 and retrofits | 764 | 7446 | Rate Constraint in lbs/MMBtu | FALSE | L | Annual | Qualifying Generation | TWh | 0 | 0 | 0 | 0 | 0 | 0 | 0
NSR Cooper 2 - SO2 Rate Annual v3.1, Unit 2557 and retrofits | 764 | 7446 | Rate Constraint in lbs/MMBtu | FALSE | L | Annual | Rate | lb/MWh | 0 | 0 | 0 | 0 | 0 | 0 | 0
NSR Cooper 2 - SO2 Rate Annual v3.1, Unit 2557 and retrofits | 764 | 7446 | Rate Constraint in lbs/MMBtu | FALSE | L | Annual | Constraint Shadow Price | US2022$/Ton | 0 | 0 | 0 | 0 | 0 | 0 | 0
NSR Coronado 1,2 - NOX Cap Annual v6.17 | 765 | 7394 | Rate Constraint in MTons | FALSE | L | Annual | Seasons Included | Seasons | Winter, Spring, Summer, Fall | Winter, Spring, Summer, Fall | Winter, Spring, Summer, Fall | Winter, Spring, Summer, Fall | Winter, Spring, Summer, Fall | Winter, Spring, Summer, Fall | Winter, Spring, Summer, Fall
NSR Coronado 1,2 - NOX Cap Annual v6.17 | 765 | 7394 | Rate Constraint in MTons | FALSE | L | Annual | Standard NOX | Thousand Tons | 7.3 | 7.3 | 7.3 | 7.3 | 7.3 | 7.3 | 7.3
NSR Coronado 1,2 - NOX Cap Annual v6.17 | 765 | 7394 | Rate Constraint in MTons | FALSE | L | Annual | Emissions at Affected Plants NOX | Thousand Tons | 0.17275 | 0.63596 | 0 | 0 | 0 | 0 | 0
NSR Coronado 1,2 - NOX Cap Annual v6.17 | 765 | 7394 | Rate Constraint in MTons | FALSE | L | Annual | Allowances Purchased NOX | Thousand Tons | 0 | 0 | 0 | 0 | 0 | 0 | 0
NSR Coronado 1,2 - NOX Cap Annual v6.17 | 765 | 7394 | Rate Constraint in MTons | FALSE | L | Annual | Allowances Sold NOX | Thousand Tons | 0 | 0 | 0 | 0 | 0 | 0 | 0
NSR Coronado 1,2 - NOX Cap Annual v6.17 | 765 | 7394 | Rate Constraint in MTons | FALSE | L | Annual | Allowances Banked | Thousand Tons | 0 | 0 | 0 | 0 | 0 | 0 | 0
NSR Coronado 1,2 - NOX Cap Annual v6.17 | 765 | 7394 | Rate Constraint in MTons | FALSE | L | Annual | Allowances Withdrawn (1:1) | Thousand Tons | 0 | 0 | 0 | 0 | 0 | 0 | 0
NSR Coronado 1,2 - NOX Cap Annual v6.17 | 765 | 7394 | Rate Constraint in MTons | FALSE | L | Annual | Allowances Withdrawn (n:1) | Thousand Tons | 0 | 0 | 0 | 0 | 0 | 0 | 0
NSR Coronado 1,2 - NOX Cap Annual v6.17 | 765 | 7394 | Rate Constraint in MTons | FALSE | L | Annual | Net Emissions Allowance Position | Thousand Tons | 0.17275 | 0.63596 | 0 | 0 | 0 | 0 | 0
NSR Coronado 1,2 - NOX Cap Annual v6.17 | 765 | 7394 | Rate Constraint in MTons | FALSE | L | Annual | Fuel Consumed | TBtu | 5.5829 | 21.6379 | 0 | 0 | 0 | 0 | 0
NSR Coronado 1,2 - NOX Cap Annual v6.17 | 765 | 7394 | Rate Constraint in MTons | FALSE | L | Annual | Rate | lb/MMBtu | 0.061885 | 0.058782 | 0 | 0 | 0 | 0 | 0
NSR Coronado 1,2 - NOX Cap Annual v6.17 | 765 | 7394 | Rate Constraint in MTons | FALSE | L | Annual | Generation | TWh | 0.5223 | 2.0241 | 0 | 0 | 0 | 0 | 0
NSR Coronado 1,2 - NOX Cap Annual v6.17 | 765 | 7394 | Rate Constraint in MTons | FALSE | L | Annual | Qualifying Generation | TWh | 0.5223 | 2.0241 | 0 | 0 | 0 | 0 | 0
NSR Coronado 1,2 - NOX Cap Annual v6.17 | 765 | 7394 | Rate Constraint in MTons | FALSE | L | Annual | Rate | lb/MWh | 0.6615 | 0.6284 | 0 | 0 | 0 | 0 | 0
NSR Coronado 1,2 - NOX Cap Annual v6.17 | 765 | 7394 | Rate Constraint in MTons | FALSE | L | Annual | Constraint Shadow Price | US2022$/Ton | 0 | 0 | 0 | 0 | 0 | 0 | 0
NSR Cross 1,2 - NOX Rate Annual v3.1, Unit 4700 and retrofits | 766 | 7432 | Rate Constraint in lbs/MMBtu | FALSE | L | Annual | Seasons Included | Seasons | Winter, Spring, Summer, Fall | Winter, Spring, Summer, Fall | Winter, Spring, Summer, Fall | Winter, Spring, Summer, Fall | Winter, Spring, Summer, Fall | Winter, Spring, Summer, Fall | Winter, Spring, Summer, Fall
NSR Cross 1,2 - NOX Rate Annual v3.1, Unit 4700 and retrofits | 766 | 7432 | Rate Constraint in lbs/MMBtu | FALSE | L | Annual | Standard NOX | lb/MMBtu | 0.1 | 0.1 | 0.1 | 0.1 | 0.1 | 0.1 | 0.1
NSR Cross 1,2 - NOX Rate Annual v3.1, Unit 4700 and retrofits | 766 | 7432 | Rate Constraint in lbs/MMBtu | FALSE | L | Annual | Emissions at Affected Plants NOX | Thousand Tons | 0.26458 | 0.80081 | 1.7177 | 1.7177 | 0 | 0 | 0
NSR Cross 1,2 - NOX Rate Annual v3.1, Unit 4700 and retrofits | 766 | 7432 | Rate Constraint in lbs/MMBtu | FALSE | L | Annual | Allowances Purchased NOX | Thousand Tons | 0 | 0 | 0 | 0 | 0 | 0 | 0
NSR Cross 1,2 - NOX Rate Annual v3.1, Unit 4700 and retrofits | 766 | 7432 | Rate Constraint in lbs/MMBtu | FALSE | L | Annual | Allowances Sold NOX | Thousand Tons | 0 | 0 | 0 | 0 | 0 | 0 | 0
NSR Cross 1,2 - NOX Rate Annual v3.1, Unit 4700 and retrofits | 766 | 7432 | Rate Constraint in lbs/MMBtu | FALSE | L | Annual | Allowances Banked | Thousand Tons | 0 | 0 | 0 | 0 | 0 | 0 | 0
NSR Cross 1,2 - NOX Rate Annual v3.1, Unit 4700 and retrofits | 766 | 7432 | Rate Constraint in lbs/MMBtu | FALSE | L | Annual | Allowances Withdrawn (1:1) | Thousand Tons | 0 | 0 | 0 | 0 | 0 | 0 | 0
NSR Cross 1,2 - NOX Rate Annual v3.1, Unit 4700 and retrofits | 766 | 7432 | Rate Constraint in lbs/MMBtu | FALSE | L | Annual | Allowances Withdrawn (n:1) | Thousand Tons | 0 | 0 | 0 | 0 | 0 | 0 | 0
NSR Cross 1,2 - NOX Rate Annual v3.1, Unit 4700 and retrofits | 766 | 7432 | Rate Constraint in lbs/MMBtu | FALSE | L | Annual | Net Emissions Allowance Position | Thousand Tons | 0.26458 | 0.80081 | 1.7177 | 1.7177 | 0 | 0 | 0
NSR Cross 1,2 - NOX Rate Annual v3.1, Unit 4700 and retrofits | 766 | 7432 | Rate Constraint in lbs/MMBtu | FALSE | L | Annual | Fuel Consumed | TBtu | 6.428 | 19.456 | 41.7334 | 41.7334 | 0 | 0 | 0
NSR Cross 1,2 - NOX Rate Annual v3.1, Unit 4700 and retrofits | 766 | 7432 | Rate Constraint in lbs/MMBtu | FALSE | L | Annual | Rate | lb/MMBtu | 0.08232 | 0.08232 | 0.08232 | 0.08232 | 0 | 0 | 0
NSR Cross 1,2 - NOX Rate Annual v3.1, Unit 4700 and retrofits | 766 | 7432 | Rate Constraint in lbs/MMBtu | FALSE | L | Annual | Generation | TWh | 0.60813 | 1.8407 | 2.6599 | 2.6599 | 0 | 0 | 0
NSR Cross 1,2 - NOX Rate Annual v3.1, Unit 4700 and retrofits | 766 | 7432 | Rate Constraint in lbs/MMBtu | FALSE | L | Annual | Qualifying Generation | TWh | 0.60813 | 1.8407 | 2.6599 | 2.6599 | 0 | 0 | 0
NSR Cross 1,2 - NOX Rate Annual v3.1, Unit 4700 and retrofits | 766 | 7432 | Rate Constraint in lbs/MMBtu | FALSE | L | Annual | Rate | lb/MWh | 0.87012 | 0.87012 | 1.2916 | 1.2916 | 0 | 0 | 0
NSR Cross 1,2 - NOX Rate Annual v3.1, Unit 4700 and retrofits | 766 | 7432 | Rate Constraint in lbs/MMBtu | FALSE | L | Annual | Constraint Shadow Price | US2022$/Ton | 0 | 0 | 0 | 0 | 0 | 0 | 0
NSR Cross 1,2 - NOX Rate Annual v3.1, Unit 4701 and retrofits | 767 | 7432 | Rate Constraint in lbs/MMBtu | FALSE | L | Annual | Seasons Included | Seasons | Winter, Spring, Summer, Fall | Winter, Spring, Summer, Fall | Winter, Spring, Summer, Fall | Winter, Spring, Summer, Fall | Winter, Spring, Summer, Fall | Winter, Spring, Summer, Fall | Winter, Spring, Summer, Fall
NSR Cross 1,2 - NOX Rate Annual v3.1, Unit 4701 and retrofits | 767 | 7432 | Rate Constraint in lbs/MMBtu | FALSE | L | Annual | Standard NOX | lb/MMBtu | 0.1 | 0.1 | 0.1 | 0.1 | 0.1 | 0.1 | 0.1
NSR Cross 1,2 - NOX Rate Annual v3.1, Unit 4701 and retrofits | 767 | 7432 | Rate Constraint in lbs/MMBtu | FALSE | L | Annual | Emissions at Affected Plants NOX | Thousand Tons | 0.26568 | 0.79581 | 1.394 | 1.394 | 0 | 0 | 0
NSR Cross 1,2 - NOX Rate Annual v3.1, Unit 4701 and retrofits | 767 | 7432 | Rate Constraint in lbs/MMBtu | FALSE | L | Annual | Allowances Purchased NOX | Thousand Tons | 0 | 0 | 0 | 0 | 0 | 0 | 0
NSR Cross 1,2 - NOX Rate Annual v3.1, Unit 4701 and retrofits | 767 | 7432 | Rate Constraint in lbs/MMBtu | FALSE | L | Annual | Allowances Sold NOX | Thousand Tons | 0 | 0 | 0 | 0 | 0 | 0 | 0
NSR Cross 1,2 - NOX Rate Annual v3.1, Unit 4701 and retrofits | 767 | 7432 | Rate Constraint in lbs/MMBtu | FALSE | L | Annual | Allowances Banked | Thousand Tons | 0 | 0 | 0 | 0 | 0 | 0 | 0
NSR Cross 1,2 - NOX Rate Annual v3.1, Unit 4701 and retrofits | 767 | 7432 | Rate Constraint in lbs/MMBtu | FALSE | L | Annual | Allowances Withdrawn (1:1) | Thousand Tons | 0 | 0 | 0 | 0 | 0 | 0 | 0
NSR Cross 1,2 - NOX Rate Annual v3.1, Unit 4701 and retrofits | 767 | 7432 | Rate Constraint in lbs/MMBtu | FALSE | L | Annual | Allowances Withdrawn (n:1) | Thousand Tons | 0 | 0 | 0 | 0 | 0 | 0 | 0
NSR Cross 1,2 - NOX Rate Annual v3.1, Unit 4701 and retrofits | 767 | 7432 | Rate Constraint in lbs/MMBtu | FALSE | L | Annual | Net Emissions Allowance Position | Thousand Tons | 0.26568 | 0.79581 | 1.394 | 1.394 | 0 | 0 | 0
NSR Cross 1,2 - NOX Rate Annual v3.1, Unit 4701 and retrofits | 767 | 7432 | Rate Constraint in lbs/MMBtu | FALSE | L | Annual | Fuel Consumed | TBtu | 7.6787 | 23.0002 | 40.2887 | 40.2887 | 0 | 0 | 0
NSR Cross 1,2 - NOX Rate Annual v3.1, Unit 4701 and retrofits | 767 | 7432 | Rate Constraint in lbs/MMBtu | FALSE | L | Annual | Rate | lb/MMBtu | 0.0692 | 0.0692 | 0.0692 | 0.0692 | 0 | 0 | 0
NSR Cross 1,2 - NOX Rate Annual v3.1, Unit 4701 and retrofits | 767 | 7432 | Rate Constraint in lbs/MMBtu | FALSE | L | Annual | Generation | TWh | 0.73305 | 2.1957 | 2.6025 | 2.6025 | 0 | 0 | 0
NSR Cross 1,2 - NOX Rate Annual v3.1, Unit 4701 and retrofits | 767 | 7432 | Rate Constraint in lbs/MMBtu | FALSE | L | Annual | Qualifying Generation | TWh | 0.73305 | 2.1957 | 2.6025 | 2.6025 | 0 | 0 | 0
NSR Cross 1,2 - NOX Rate Annual v3.1, Unit 4701 and retrofits | 767 | 7432 | Rate Constraint in lbs/MMBtu | FALSE | L | Annual | Rate | lb/MWh | 0.72487 | 0.72487 | 1.0713 | 1.0713 | 0 | 0 | 0
NSR Cross 1,2 - NOX Rate Annual v3.1, Unit 4701 and retrofits | 767 | 7432 | Rate Constraint in lbs/MMBtu | FALSE | L | Annual | Constraint Shadow Price | US2022$/Ton | 0 | 0 | 0 | 0 | 0 | 0 | 0
NSR Dairyland- NOx Cap Annual v5.13 | 768 | 7414 | Rate Constraint in MTons | FALSE | L | Annual | Seasons Included | Seasons | Winter, Spring, Summer, Fall | Winter, Spring, Summer, Fall | Winter, Spring, Summer, Fall | Winter, Spring, Summer, Fall | Winter, Spring, Summer, Fall | Winter, Spring, Summer, Fall | Winter, Spring, Summer, Fall
NSR Dairyland- NOx Cap Annual v5.13 | 768 | 7414 | Rate Constraint in MTons | FALSE | L | Annual | Standard NOX | Thousand Tons | 3.236 | 3.236 | 3.236 | 3.236 | 3.236 | 3.236 | 3.236
NSR Dairyland- NOx Cap Annual v5.13 | 768 | 7414 | Rate Constraint in MTons | FALSE | L | Annual | Emissions at Affected Plants NOX | Thousand Tons | 0.49291 | 0.69182 | 0 | 0 | 0 | 0 | 0
NSR Dairyland- NOx Cap Annual v5.13 | 768 | 7414 | Rate Constraint in MTons | FALSE | L | Annual | Allowances Purchased NOX | Thousand Tons | 0 | 0 | 0 | 0 | 0 | 0 | 0
NSR Dairyland- NOx Cap Annual v5.13 | 768 | 7414 | Rate Constraint in MTons | FALSE | L | Annual | Allowances Sold NOX | Thousand Tons | 0 | 0 | 0 | 0 | 0 | 0 | 0
NSR Dairyland- NOx Cap Annual v5.13 | 768 | 7414 | Rate Constraint in MTons | FALSE | L | Annual | Allowances Banked | Thousand Tons | 0 | 0 | 0 | 0 | 0 | 0 | 0
NSR Dairyland- NOx Cap Annual v5.13 | 768 | 7414 | Rate Constraint in MTons | FALSE | L | Annual | Allowances Withdrawn (1:1) | Thousand Tons | 0 | 0 | 0 | 0 | 0 | 0 | 0
NSR Dairyland- NOx Cap Annual v5.13 | 768 | 7414 | Rate Constraint in MTons | FALSE | L | Annual | Allowances Withdrawn (n:1) | Thousand Tons | 0 | 0 | 0 | 0 | 0 | 0 | 0
NSR Dairyland- NOx Cap Annual v5.13 | 768 | 7414 | Rate Constraint in MTons | FALSE | L | Annual | Net Emissions Allowance Position | Thousand Tons | 0.49291 | 0.69182 | 0 | 0 | 0 | 0 | 0
NSR Dairyland- NOx Cap Annual v5.13 | 768 | 7414 | Rate Constraint in MTons | FALSE | L | Annual | Fuel Consumed | TBtu | 12.9748 | 18.2105 | 0 | 0 | 0 | 0 | 0
NSR Dairyland- NOx Cap Annual v5.13 | 768 | 7414 | Rate Constraint in MTons | FALSE | L | Annual | Rate | lb/MMBtu | 0.07598 | 0.07598 | 0 | 0 | 0 | 0 | 0
NSR Dairyland- NOx Cap Annual v5.13 | 768 | 7414 | Rate Constraint in MTons | FALSE | L | Annual | Generation | TWh | 1.1542 | 1.62 | 0 | 0 | 0 | 0 | 0
NSR Dairyland- NOx Cap Annual v5.13 | 768 | 7414 | Rate Constraint in MTons | FALSE | L | Annual | Qualifying Generation | TWh | 1.1542 | 1.62 | 0 | 0 | 0 | 0 | 0
NSR Dairyland- NOx Cap Annual v5.13 | 768 | 7414 | Rate Constraint in MTons | FALSE | L | Annual | Rate | lb/MWh | 0.85409 | 0.85409 | 0 | 0 | 0 | 0 | 0
NSR Dairyland- NOx Cap Annual v5.13 | 768 | 7414 | Rate Constraint in MTons | FALSE | L | Annual | Constraint Shadow Price | US2022$/Ton | 0 | 0 | 0 | 0 | 0 | 0 | 0
NSR Dairyland- SO2 Cap Annual v5.13 | 769 | 7415 | Rate Constraint in MTons | FALSE | L | Annual | Seasons Included | Seasons | Winter, Spring, Summer, Fall | Winter, Spring, Summer, Fall | Winter, Spring, Summer, Fall | Winter, Spring, Summer, Fall | Winter, Spring, Summer, Fall | Winter, Spring, Summer, Fall | Winter, Spring, Summer, Fall
NSR Dairyland- SO2 Cap Annual v5.13 | 769 | 7415 | Rate Constraint in MTons | FALSE | L | Annual | Standard SO2 | Thousand Tons | 4.578 | 4.578 | 4.578 | 4.578 | 4.578 | 4.578 | 4.578
NSR Dairyland- SO2 Cap Annual v5.13 | 769 | 7415 | Rate Constraint in MTons | FALSE | L | Annual | Emissions at Affected Plants SO2 | Thousand Tons | 0.4405 | 0.61826 | 0 | 0 | 0 | 0 | 0
NSR Dairyland- SO2 Cap Annual v5.13 | 769 | 7415 | Rate Constraint in MTons | FALSE | L | Annual | Allowances Purchased SO2 | Thousand Tons | 0 | 0 | 0 | 0 | 0 | 0 | 0
NSR Dairyland- SO2 Cap Annual v5.13 | 769 | 7415 | Rate Constraint in MTons | FALSE | L | Annual | Allowances Sold SO2 | Thousand Tons | 0 | 0 | 0 | 0 | 0 | 0 | 0
NSR Dairyland- SO2 Cap Annual v5.13 | 769 | 7415 | Rate Constraint in MTons | FALSE | L | Annual | Allowances Banked | Thousand Tons | 0 | 0 | 0 | 0 | 0 | 0 | 0
NSR Dairyland- SO2 Cap Annual v5.13 | 769 | 7415 | Rate Constraint in MTons | FALSE | L | Annual | Allowances Withdrawn (1:1) | Thousand Tons | 0 | 0 | 0 | 0 | 0 | 0 | 0
NSR Dairyland- SO2 Cap Annual v5.13 | 769 | 7415 | Rate Constraint in MTons | FALSE | L | Annual | Allowances Withdrawn (n:1) | Thousand Tons | 0 | 0 | 0 | 0 | 0 | 0 | 0
NSR Dairyland- SO2 Cap Annual v5.13 | 769 | 7415 | Rate Constraint in MTons | FALSE | L | Annual | Net Emissions Allowance Position | Thousand Tons | 0.4405 | 0.61826 | 0 | 0 | 0 | 0 | 0
NSR Dairyland- SO2 Cap Annual v5.13 | 769 | 7415 | Rate Constraint in MTons | FALSE | L | Annual | Fuel Consumed | TBtu | 12.9748 | 18.2105 | 0 | 0 | 0 | 0 | 0
NSR Dairyland- SO2 Cap Annual v5.13 | 769 | 7415 | Rate Constraint in MTons | FALSE | L | Annual | Rate | lb/MMBtu | 0.067901 | 0.067901 | 0 | 0 | 0 | 0 | 0
NSR Dairyland- SO2 Cap Annual v5.13 | 769 | 7415 | Rate Constraint in MTons | FALSE | L | Annual | Generation | TWh | 1.1542 | 1.62 | 0 | 0 | 0 | 0 | 0
NSR Dairyland- SO2 Cap Annual v5.13 | 769 | 7415 | Rate Constraint in MTons | FALSE | L | Annual | Qualifying Generation | TWh | 1.1542 | 1.62 | 0 | 0 | 0 | 0 | 0
NSR Dairyland- SO2 Cap Annual v5.13 | 769 | 7415 | Rate Constraint in MTons | FALSE | L | Annual | Rate | lb/MWh | 0.76328 | 0.76328 | 0 | 0 | 0 | 0 | 0
NSR Dairyland- SO2 Cap Annual v5.13 | 769 | 7415 | Rate Constraint in MTons | FALSE | L | Annual | Constraint Shadow Price | US2022$/Ton | 0 | 0 | 0 | 0 | 0 | 0 | 0
NSR Dominion Consent - NOX Cap Annual v3.1 | 770 | 7375 | Rate Constraint in MTons | FALSE | L | Annual | Seasons Included | Seasons | Winter, Spring, Summer, Fall | Winter, Spring, Summer, Fall | Winter, Spring, Summer, Fall | Winter, Spring, Summer, Fall | Winter, Spring, Summer, Fall | Winter, Spring, Summer, Fall | Winter, Spring, Summer, Fall
NSR Dominion Consent - NOX Cap Annual v3.1 | 770 | 7375 | Rate Constraint in MTons | FALSE | L | Annual | Standard NOX | Thousand Tons | 30.25 | 30.25 | 30.25 | 30.25 | 30.25 | 30.25 | 30.25
NSR Dominion Consent - NOX Cap Annual v3.1 | 770 | 7375 | Rate Constraint in MTons | FALSE | L | Annual | Emissions at Affected Plants NOX | Thousand Tons | 1.2001 | 2.0792 | 3.0321 | 2.9738 | 0.01443 | 0 | 0
NSR Dominion Consent - NOX Cap Annual v3.1 | 770 | 7375 | Rate Constraint in MTons | FALSE | L | Annual | Allowances Purchased NOX | Thousand Tons | 0 | 0 | 0 | 0 | 0 | 0 | 0
NSR Dominion Consent - NOX Cap Annual v3.1 | 770 | 7375 | Rate Constraint in MTons | FALSE | L | Annual | Allowances Sold NOX | Thousand Tons | 0 | 0 | 0 | 0 | 0 | 0 | 0
NSR Dominion Consent - NOX Cap Annual v3.1 | 770 | 7375 | Rate Constraint in MTons | FALSE | L | Annual | Allowances Banked | Thousand Tons | 0 | 0 | 0 | 0 | 0 | 0 | 0
NSR Dominion Consent - NOX Cap Annual v3.1 | 770 | 7375 | Rate Constraint in MTons | FALSE | L | Annual | Allowances Withdrawn (1:1) | Thousand Tons | 0 | 0 | 0 | 0 | 0 | 0 | 0
NSR Dominion Consent - NOX Cap Annual v3.1 | 770 | 7375 | Rate Constraint in MTons | FALSE | L | Annual | Allowances Withdrawn (n:1) | Thousand Tons | 0 | 0 | 0 | 0 | 0 | 0 | 0
NSR Dominion Consent - NOX Cap Annual v3.1 | 770 | 7375 | Rate Constraint in MTons | FALSE | L | Annual | Net Emissions Allowance Position | Thousand Tons | 1.2001 | 2.0792 | 3.0321 | 2.9738 | 0.01443 | 0 | 0
NSR Dominion Consent - NOX Cap Annual v3.1 | 770 | 7375 | Rate Constraint in MTons | FALSE | L | Annual | Fuel Consumed | TBtu | 53.5795 | 77.4063 | 97.5092 | 86.3748 | 2.759 | 0 | 0
NSR Dominion Consent - NOX Cap Annual v3.1 | 770 | 7375 | Rate Constraint in MTons | FALSE | L | Annual | Rate | lb/MMBtu | 0.044798 | 0.053723 | 0.06219 | 0.068859 | 0.01046 | 0 | 0
NSR Dominion Consent - NOX Cap Annual v3.1 | 770 | 7375 | Rate Constraint in MTons | FALSE | L | Annual | Generation | TWh | 6.3177 | 8.714 | 8.1127 | 6.5712 | 0.38198 | 0 | 0
NSR Dominion Consent - NOX Cap Annual v3.1 | 770 | 7375 | Rate Constraint in MTons | FALSE | L | Annual | Qualifying Generation | TWh | 6.3177 | 8.714 | 8.1127 | 6.5712 | 0.38198 | 0 | 0
NSR Dominion Consent - NOX Cap Annual v3.1 | 770 | 7375 | Rate Constraint in MTons | FALSE | L | Annual | Rate | lb/MWh | 0.37993 | 0.47722 | 0.74749 | 0.90512 | 0.075553 | 0 | 0
NSR Dominion Consent - NOX Cap Annual v3.1 | 770 | 7375 | Rate Constraint in MTons | FALSE | L | Annual | Constraint Shadow Price | US2022$/Ton | 0 | 0 | 0 | 0 | 0 | 0 | 0
NSR Dominion Consent - NOX Rate Annual v3.1 | 771 | 7376 | Rate Constraint in lbs/MMBtu | FALSE | L | Annual | Seasons Included | Seasons | Winter, Spring, Summer, Fall | Winter, Spring, Summer, Fall | Winter, Spring, Summer, Fall | Winter, Spring, Summer, Fall | Winter, Spring, Summer, Fall | Winter, Spring, Summer, Fall | Winter, Spring, Summer, Fall
NSR Dominion Consent - NOX Rate Annual v3.1 | 771 | 7376 | Rate Constraint in lbs/MMBtu | FALSE | L | Annual | Standard NOX | lb/MMBtu | 0.15 | 0.15 | 0.15 | 0.15 | 0.15 | 0.15 | 0.15
NSR Dominion Consent - NOX Rate Annual v3.1 | 771 | 7376 | Rate Constraint in lbs/MMBtu | FALSE | L | Annual | Emissions at Affected Plants NOX | Thousand Tons | 1.2001 | 2.0792 | 3.0321 | 2.9738 | 0.01443 | 0 | 0
NSR Dominion Consent - NOX Rate Annual v3.1 | 771 | 7376 | Rate Constraint in lbs/MMBtu | FALSE | L | Annual | Allowances Purchased NOX | Thousand Tons | 0 | 0 | 0 | 0 | 0 | 0 | 0
NSR Dominion Consent - NOX Rate Annual v3.1 | 771 | 7376 | Rate Constraint in lbs/MMBtu | FALSE | L | Annual | Allowances Sold NOX | Thousand Tons | 0 | 0 | 0 | 0 | 0 | 0 | 0
NSR Dominion Consent - NOX Rate Annual v3.1 | 771 | 7376 | Rate Constraint in lbs/MMBtu | FALSE | L | Annual | Allowances Banked | Thousand Tons | 0 | 0 | 0 | 0 | 0 | 0 | 0
NSR Dominion Consent - NOX Rate Annual v3.1 | 771 | 7376 | Rate Constraint in lbs/MMBtu | FALSE | L | Annual | Allowances Withdrawn (1:1) | Thousand Tons | 0 | 0 | 0 | 0 | 0 | 0 | 0
NSR Dominion Consent - NOX Rate Annual v3.1 | 771 | 7376 | Rate Constraint in lbs/MMBtu | FALSE | L | Annual | Allowances Withdrawn (n:1) | Thousand Tons | 0 | 0 | 0 | 0 | 0 | 0 | 0
NSR Dominion Consent - NOX Rate Annual v3.1 | 771 | 7376 | Rate Constraint in lbs/MMBtu | FALSE | L | Annual | Net Emissions Allowance Position | Thousand Tons | 1.2001 | 2.0792 | 3.0321 | 2.9738 | 0.01443 | 0 | 0
NSR Dominion Consent - NOX Rate Annual v3.1 | 771 | 7376 | Rate Constraint in lbs/MMBtu | FALSE | L | Annual | Fuel Consumed | TBtu | 53.5795 | 77.4063 | 97.5092 | 86.3748 | 2.759 | 0 | 0
NSR Dominion Consent - NOX Rate Annual v3.1 | 771 | 7376 | Rate Constraint in lbs/MMBtu | FALSE | L | Annual | Rate | lb/MMBtu | 0.044798 | 0.053723 | 0.06219 | 0.068859 | 0.01046 | 0 | 0
NSR Dominion Consent - NOX Rate Annual v3.1 | 771 | 7376 | Rate Constraint in lbs/MMBtu | FALSE | L | Annual | Generation | TWh | 6.3177 | 8.714 | 8.1127 | 6.5712 | 0.38198 | 0 | 0
NSR Dominion Consent - NOX Rate Annual v3.1 | 771 | 7376 | Rate Constraint in lbs/MMBtu | FALSE | L | Annual | Qualifying Generation | TWh | 6.3177 | 8.714 | 8.1127 | 6.5712 | 0.38198 | 0 | 0
NSR Dominion Consent - NOX Rate Annual v3.1 | 771 | 7376 | Rate Constraint in lbs/MMBtu | FALSE | L | Annual | Rate | lb/MWh | 0.37993 | 0.47722 | 0.74749 | 0.90512 | 0.075553 | 0 | 0
NSR Dominion Consent - NOX Rate Annual v3.1 | 771 | 7376 | Rate Constraint in lbs/MMBtu | FALSE | L | Annual | Constraint Shadow Price | US2022$/Ton | 0 | 0 | 0 | 0 | 0 | 0 | 0
NSR EKPC Consent - NOX Cap Annual v3.1 | 772 | 7378 | Rate Constraint in MTons | FALSE | L | Annual | Seasons Included | Seasons | Winter, Spring, Summer, Fall | Winter, Spring, Summer, Fall | Winter, Spring, Summer, Fall | Winter, Spring, Summer, Fall | Winter, Spring, Summer, Fall | Winter, Spring, Summer, Fall | Winter, Spring, Summer, Fall
NSR EKPC Consent - NOX Cap Annual v3.1 | 772 | 7378 | Rate Constraint in MTons | FALSE | L | Annual | Standard NOX | Thousand Tons | 8 | 8 | 8 | 8 | 8 | 8 | 8
NSR EKPC Consent - NOX Cap Annual v3.1 | 772 | 7378 | Rate Constraint in MTons | FALSE | L | Annual | Emissions at Affected Plants NOX | Thousand Tons | 2.1676 | 2.3474 | 2.323 | 2.323 | 0 | 0 | 0
NSR EKPC Consent - NOX Cap Annual v3.1 | 772 | 7378 | Rate Constraint in MTons | FALSE | L | Annual | Allowances Purchased NOX | Thousand Tons | 0 | 0 | 0 | 0 | 0 | 0 | 0
NSR EKPC Consent - NOX Cap Annual v3.1 | 772 | 7378 | Rate Constraint in MTons | FALSE | L | Annual | Allowances Sold NOX | Thousand Tons | 0 | 0 | 0 | 0 | 0 | 0 | 0
NSR EKPC Consent - NOX Cap Annual v3.1 | 772 | 7378 | Rate Constraint in MTons | FALSE | L | Annual | Allowances Banked | Thousand Tons | 0 | 0 | 0 | 0 | 0 | 0 | 0
NSR EKPC Consent - NOX Cap Annual v3.1 | 772 | 7378 | Rate Constraint in MTons | FALSE | L | Annual | Allowances Withdrawn (1:1) | Thousand Tons | 0 | 0 | 0 | 0 | 0 | 0 | 0
NSR EKPC Consent - NOX Cap Annual v3.1 | 772 | 7378 | Rate Constraint in MTons | FALSE | L | Annual | Allowances Withdrawn (n:1) | Thousand Tons | 0 | 0 | 0 | 0 | 0 | 0 | 0
NSR EKPC Consent - NOX Cap Annual v3.1 | 772 | 7378 | Rate Constraint in MTons | FALSE | L | Annual | Net Emissions Allowance Position | Thousand Tons | 2.1676 | 2.3474 | 2.323 | 2.323 | 0 | 0 | 0
NSR EKPC Consent - NOX Cap Annual v3.1 | 772 | 7378 | Rate Constraint in MTons | FALSE | L | Annual | Fuel Consumed | TBtu | 51.6302 | 56.0027 | 55.4381 | 55.4381 | 0 | 0 | 0
NSR EKPC Consent - NOX Cap Annual v3.1 | 772 | 7378 | Rate Constraint in MTons | FALSE | L | Annual | Rate | lb/MMBtu | 0.083966 | 0.08383 | 0.083806 | 0.083806 | 0 | 0 | 0
NSR EKPC Consent - NOX Cap Annual v3.1 | 772 | 7378 | Rate Constraint in MTons | FALSE | L | Annual | Generation | TWh | 5.1115 | 5.5443 | 3.8709 | 3.8709 | 0 | 0 | 0
NSR EKPC Consent - NOX Cap Annual v3.1 | 772 | 7378 | Rate Constraint in MTons | FALSE | L | Annual | Qualifying Generation | TWh | 5.1115 | 5.5443 | 3.8709 | 3.8709 | 0 | 0 | 0
NSR EKPC Consent - NOX Cap Annual v3.1 | 772 | 7378 | Rate Constraint in MTons | FALSE | L | Annual | Rate | lb/MWh | 0.84813 | 0.84677 | 1.2002 | 1.2002 | 0 | 0 | 0
NSR EKPC Consent - NOX Cap Annual v3.1 | 772 | 7378 | Rate Constraint in MTons | FALSE | L | Annual | Constraint Shadow Price | US2022$/Ton | 0 | 0 | 0 | 0 | 0 | 0 | 0
NSR EKPC Consent - SO2 Cap Annual v3.1 | 773 | 7377 | Rate Constraint in MTons | FALSE | L | Annual | Seasons Included | Seasons | Winter, Spring, Summer, Fall | Winter, Spring, Summer, Fall | Winter, Spring, Summer, Fall | Winter, Spring, Summer, Fall | Winter, Spring, Summer, Fall | Winter, Spring, Summer, Fall | Winter, Spring, Summer, Fall
NSR EKPC Consent - SO2 Cap Annual v3.1 | 773 | 7377 | Rate Constraint in MTons | FALSE | L | Annual | Standard SO2 | Thousand Tons | 28 | 28 | 28 | 28 | 28 | 28 | 28
NSR EKPC Consent - SO2 Cap Annual v3.1 | 773 | 7377 | Rate Constraint in MTons | FALSE | L | Annual | Emissions at Affected Plants SO2 | Thousand Tons | 2.3381 | 2.5345 | 2.3698 | 2.3698 | 0 | 0 | 0
NSR EKPC Consent - SO2 Cap Annual v3.1 | 773 | 7377 | Rate Constraint in MTons | FALSE | L | Annual | Allowances Purchased SO2 | Thousand Tons | 0 | 0 | 0 | 0 | 0 | 0 | 0
NSR EKPC Consent - SO2 Cap Annual v3.1 | 773 | 7377 | Rate Constraint in MTons | FALSE | L | Annual | Allowances Sold SO2 | Thousand Tons | 0 | 0 | 0 | 0 | 0 | 0 | 0
NSR EKPC Consent - SO2 Cap Annual v3.1 | 773 | 7377 | Rate Constraint in MTons | FALSE | L | Annual | Allowances Banked | Thousand Tons | 0 | 0 | 0 | 0 | 0 | 0 | 0
NSR EKPC Consent - SO2 Cap Annual v3.1 | 773 | 7377 | Rate Constraint in MTons | FALSE | L | Annual | Allowances Withdrawn (1:1) | Thousand Tons | 0 | 0 | 0 | 0 | 0 | 0 | 0
NSR EKPC Consent - SO2 Cap Annual v3.1 | 773 | 7377 | Rate Constraint in MTons | FALSE | L | Annual | Allowances Withdrawn (n:1) | Thousand Tons | 0 | 0 | 0 | 0 | 0 | 0 | 0
NSR EKPC Consent - SO2 Cap Annual v3.1 | 773 | 7377 | Rate Constraint in MTons | FALSE | L | Annual | Net Emissions Allowance Position | Thousand Tons | 2.3381 | 2.5345 | 2.3698 | 2.3698 | 0 | 0 | 0
NSR EKPC Consent - SO2 Cap Annual v3.1 | 773 | 7377 | Rate Constraint in MTons | FALSE | L | Annual | Fuel Consumed | TBtu | 51.6302 | 56.0027 | 55.4381 | 55.4381 | 0 | 0 | 0
NSR EKPC Consent - SO2 Cap Annual v3.1 | 773 | 7377 | Rate Constraint in MTons | FALSE | L | Annual | Rate | lb/MMBtu | 0.090573 | 0.090514 | 0.085493 | 0.085493 | 0 | 0 | 0
NSR EKPC Consent - SO2 Cap Annual v3.1 | 773 | 7377 | Rate Constraint in MTons | FALSE | L | Annual | Generation | TWh | 5.1115 | 5.5443 | 3.8709 | 3.8709 | 0 | 0 | 0
NSR EKPC Consent - SO2 Cap Annual v3.1 | 773 | 7377 | Rate Constraint in MTons | FALSE | L | Annual | Qualifying Generation | TWh | 5.1115 | 5.5443 | 3.8709 | 3.8709 | 0 | 0 | 0
NSR EKPC Consent - SO2 Cap Annual v3.1 | 773 | 7377 | Rate Constraint in MTons | FALSE | L | Annual | Rate | lb/MWh | 0.91487 | 0.91428 | 1.2244 | 1.2244 | 0 | 0 | 0
NSR EKPC Consent - SO2 Cap Annual v3.1 | 773 | 7377 | Rate Constraint in MTons | FALSE | L | Annual | Constraint Shadow Price | US2022$/Ton | 0 | 0 | 0 | 0 | 0 | 0 | 0
NSR FB Culley 3 - NOX Rate Annual v3.1, Unit 3428 and retrofits | 774 | 7424 | Rate Constraint in lbs/MMBtu | FALSE | L | Annual | Seasons Included | Seasons | Winter, Spring, Summer, Fall | Winter, Spring, Summer, Fall | Winter, Spring, Summer, Fall | Winter, Spring, Summer, Fall | Winter, Spring, Summer, Fall | Winter, Spring, Summer, Fall | Winter, Spring, Summer, Fall
NSR FB Culley 3 - NOX Rate Annual v3.1, Unit 3428 and retrofits | 774 | 7424 | Rate Constraint in lbs/MMBtu | FALSE | L | Annual | Standard NOX | lb/MMBtu | 0.121 | 0.121 | 0.121 | 0.121 | 0.121 | 0.121 | 0.121
NSR FB Culley 3 - NOX Rate Annual v3.1, Unit 3428 and retrofits | 774 | 7424 | Rate Constraint in lbs/MMBtu | FALSE | L | Annual | Emissions at Affected Plants NOX | Thousand Tons | 0 | 0 | 0 | 0 | 0 | 0 | 0
NSR FB Culley 3 - NOX Rate Annual v3.1, Unit 3428 and retrofits | 774 | 7424 | Rate Constraint in lbs/MMBtu | FALSE | L | Annual | Allowances Purchased NOX | Thousand Tons | 0 | 0 | 0 | 0 | 0 | 0 | 0
NSR FB Culley 3 - NOX Rate Annual v3.1, Unit 3428 and retrofits | 774 | 7424 | Rate Constraint in lbs/MMBtu | FALSE | L | Annual | Allowances Sold NOX | Thousand Tons | 0 | 0 | 0 | 0 | 0 | 0 | 0
NSR FB Culley 3 - NOX Rate Annual v3.1, Unit 3428 and retrofits | 774 | 7424 | Rate Constraint in lbs/MMBtu | FALSE | L | Annual | Allowances Banked | Thousand Tons | 0 | 0 | 0 | 0 | 0 | 0 | 0
NSR FB Culley 3 - NOX Rate Annual v3.1, Unit 3428 and retrofits | 774 | 7424 | Rate Constraint in lbs/MMBtu | FALSE | L | Annual | Allowances Withdrawn (1:1) | Thousand Tons | 0 | 0 | 0 | 0 | 0 | 0 | 0
NSR FB Culley 3 - NOX Rate Annual v3.1, Unit 3428 and retrofits | 774 | 7424 | Rate Constraint in lbs/MMBtu | FALSE | L | Annual | Allowances Withdrawn (n:1) | Thousand Tons | 0 | 0 | 0 | 0 | 0 | 0 | 0
NSR FB Culley 3 - NOX Rate Annual v3.1, Unit 3428 and retrofits | 774 | 7424 | Rate Constraint in lbs/MMBtu | FALSE | L | Annual | Net Emissions Allowance Position | Thousand Tons | 0 | 0 | 0 | 0 | 0 | 0 | 0
NSR FB Culley 3 - NOX Rate Annual v3.1, Unit 3428 and retrofits | 774 | 7424 | Rate Constraint in lbs/MMBtu | FALSE | L | Annual | Fuel Consumed | TBtu | 0 | 0 | 0 | 0 | 0 | 0 | 0
NSR FB Culley 3 - NOX Rate Annual v3.1, Unit 3428 and retrofits | 774 | 7424 | Rate Constraint in lbs/MMBtu | FALSE | L | Annual | Rate | lb/MMBtu | 0 | 0 | 0 | 0 | 0 | 0 | 0
NSR FB Culley 3 - NOX Rate Annual v3.1, Unit 3428 and retrofits | 774 | 7424 | Rate Constraint in lbs/MMBtu | FALSE | L | Annual | Generation | TWh | 0 | 0 | 0 | 0 | 0 | 0 | 0
NSR FB Culley 3 - NOX Rate Annual v3.1, Unit 3428 and retrofits | 774 | 7424 | Rate Constraint in lbs/MMBtu | FALSE | L | Annual | Qualifying Generation | TWh | 0 | 0 | 0 | 0 | 0 | 0 | 0
NSR FB Culley 3 - NOX Rate Annual v3.1, Unit 3428 and retrofits | 774 | 7424 | Rate Constraint in lbs/MMBtu | FALSE | L | Annual | Rate | lb/MWh | 0 | 0 | 0 | 0 | 0 | 0 | 0
NSR FB Culley 3 - NOX Rate Annual v3.1, Unit 3428 and retrofits | 774 | 7424 | Rate Constraint in lbs/MMBtu | FALSE | L | Annual | Constraint Shadow Price | US2022$/Ton | 0 | 0 | 0 | 0 | 0 | 0 | 0
NSR Four Corners 4,5 - NOX Cap Annual v5.16 | 775 | 7501 | Rate Constraint in MTons | FALSE | L | Annual | Seasons Included | Seasons | Winter, Spring, Summer, Fall | Winter, Spring, Summer, Fall | Winter, Spring, Summer, Fall | Winter, Spring, Summer, Fall | Winter, Spring, Summer, Fall | Winter, Spring, Summer, Fall | Winter, Spring, Summer, Fall
NSR Four Corners 4,5 - NOX Cap Annual v5.16 | 775 | 7501 | Rate Constraint in MTons | FALSE | L | Annual | Standard NOX | Thousand Tons | 4.968 | 4.968 | 4.968 | 4.968 | 4.968 | 4.968 | 4.968
NSR Four Corners 4,5 - NOX Cap Annual v5.16 | 775 | 7501 | Rate Constraint in MTons | FALSE | L | Annual | Emissions at Affected Plants NOX | Thousand Tons | 2.735 | 2.7443 | 0.023612 | 0.023612 | 0.022693 | 0.023612 | 0.023612
NSR Four Corners 4,5 - NOX Cap Annual v5.16 | 775 | 7501 | Rate Constraint in MTons | FALSE | L | Annual | Allowances Purchased NOX | Thousand Tons | 0 | 0 | 0 | 0 | 0 | 0 | 0
NSR Four Corners 4,5 - NOX Cap Annual v5.16 | 775 | 7501 | Rate Constraint in MTons | FALSE | L | Annual | Allowances Sold NOX | Thousand Tons | 0 | 0 | 0 | 0 | 0 | 0 | 0
NSR Four Corners 4,5 - NOX Cap Annual v5.16 | 775 | 7501 | Rate Constraint in MTons | FALSE | L | Annual | Allowances Banked | Thousand Tons | 0 | 0 | 0 | 0 | 0 | 0 | 0
NSR Four Corners 4,5 - NOX Cap Annual v5.16 | 775 | 7501 | Rate Constraint in MTons | FALSE | L | Annual | Allowances Withdrawn (1:1) | Thousand Tons | 0 | 0 | 0 | 0 | 0 | 0 | 0
NSR Four Corners 4,5 - NOX Cap Annual v5.16 | 775 | 7501 | Rate Constraint in MTons | FALSE | L | Annual | Allowances Withdrawn (n:1) | Thousand Tons | 0 | 0 | 0 | 0 | 0 | 0 | 0
NSR Four Corners 4,5 - NOX Cap Annual v5.16 | 775 | 7501 | Rate Constraint in MTons | FALSE | L | Annual | Net Emissions Allowance Position | Thousand Tons | 2.735 | 2.7443 | 0.023612 | 0.023612 | 0.022693 | 0.023612 | 0.023612
NSR Four Corners 4,5 - NOX Cap Annual v5.16 | 775 | 7501 | Rate Constraint in MTons | FALSE | L | Annual | Fuel Consumed | TBtu | 89.4286 | 89.4286 | 0.81153 | 0.81153 | 0.77997 | 0.81153 | 0.81153
NSR Four Corners 4,5 - NOX Cap Annual v5.16 | 775 | 7501 | Rate Constraint in MTons | FALSE | L | Annual | Rate | lb/MMBtu | 0.061166 | 0.061373 | 0.05819 | 0.05819 | 0.05819 | 0.05819 | 0.05819
NSR Four Corners 4,5 - NOX Cap Annual v5.16 | 775 | 7501 | Rate Constraint in MTons | FALSE | L | Annual | Generation | TWh | 9.1546 | 9.129 | 0.057312 | 0.057312 | 0.055082 | 0.057312 | 0.057312
NSR Four Corners 4,5 - NOX Cap Annual v5.16 | 775 | 7501 | Rate Constraint in MTons | FALSE | L | Annual | Qualifying Generation | TWh | 9.1546 | 9.129 | 0.057312 | 0.057312 | 0.055082 | 0.057312 | 0.057312
NSR Four Corners 4,5 - NOX Cap Annual v5.16 | 775 | 7501 | Rate Constraint in MTons | FALSE | L | Annual | Rate | lb/MWh | 0.59751 | 0.60122 | 0.82397 | 0.82397 | 0.82397 | 0.82397 | 0.82397
NSR Four Corners 4,5 - NOX Cap Annual v5.16 | 775 | 7501 | Rate Constraint in MTons | FALSE | L | Annual | Constraint Shadow Price | US2022$/Ton | 0 | 0 | 0 | 0 | 0 | 0 | 0
NSR Four Corners 4,5 - NOX Rate Annual v5.16 | 776 | 7500 | Rate Constraint in lbs/MMBtu | FALSE | L | Annual | Seasons Included | Seasons | Winter, Spring, Summer, Fall | Winter, Spring, Summer, Fall | Winter, Spring, Summer, Fall | Winter, Spring, Summer, Fall | Winter, Spring, Summer, Fall | Winter, Spring, Summer, Fall | Winter, Spring, Summer, Fall
NSR Four Corners 4,5 - NOX Rate Annual v5.16 | 776 | 7500 | Rate Constraint in lbs/MMBtu | FALSE | L | Annual | Standard NOX | lb/MMBtu | 0.08 | 0.08 | 0.08 | 0.08 | 0.08 | 0.08 | 0.08
NSR Four Corners 4,5 - NOX Rate Annual v5.16 | 776 | 7500 | Rate Constraint in lbs/MMBtu | FALSE | L | Annual | Emissions at Affected Plants NOX | Thousand Tons | 2.735 | 2.7443 | 0.023612 | 0.023612 | 0.022693 | 0.023612 | 0.023612
NSR Four Corners 4,5 - NOX Rate Annual v5.16 | 776 | 7500 | Rate Constraint in lbs/MMBtu | FALSE | L | Annual | Allowances Purchased NOX | Thousand Tons | 0 | 0 | 0 | 0 | 0 | 0 | 0
NSR Four Corners 4,5 - NOX Rate Annual v5.16 | 776 | 7500 | Rate Constraint in lbs/MMBtu | FALSE | L | Annual | Allowances Sold NOX | Thousand Tons | 0 | 0 | 0 | 0 | 0 | 0 | 0
NSR Four Corners 4,5 - NOX Rate Annual v5.16 | 776 | 7500 | Rate Constraint in lbs/MMBtu | FALSE | L | Annual | Allowances Banked | Thousand Tons | 0 | 0 | 0 | 0 | 0 | 0 | 0
NSR Four Corners 4,5 - NOX Rate Annual v5.16 | 776 | 7500 | Rate Constraint in lbs/MMBtu | FALSE | L | Annual | Allowances Withdrawn (1:1) | Thousand Tons | 0 | 0 | 0 | 0 | 0 | 0 | 0
NSR Four Corners 4,5 - NOX Rate Annual v5.16 | 776 | 7500 | Rate Constraint in lbs/MMBtu | FALSE | L | Annual | Allowances Withdrawn (n:1) | Thousand Tons | 0 | 0 | 0 | 0 | 0 | 0 | 0
NSR Four Corners 4,5 - NOX Rate Annual v5.16 | 776 | 7500 | Rate Constraint in lbs/MMBtu | FALSE | L | Annual | Net Emissions Allowance Position | Thousand Tons | 2.735 | 2.7443 | 0.023612 | 0.023612 | 0.022693 | 0.023612 | 0.023612
NSR Four Corners 4,5 - NOX Rate Annual v5.16 | 776 | 7500 | Rate Constraint in lbs/MMBtu | FALSE | L | Annual | Fuel Consumed | TBtu | 89.4286 | 89.4286 | 0.81153 | 0.81153 | 0.77997 | 0.81153 | 0.81153
NSR Four Corners 4,5 - NOX Rate Annual v5.16 | 776 | 7500 | Rate Constraint in lbs/MMBtu | FALSE | L | Annual | Rate | lb/MMBtu | 0.061166 | 0.061373 | 0.05819 | 0.05819 | 0.05819 | 0.05819 | 0.05819
NSR Four Corners 4,5 - NOX Rate Annual v5.16 | 776 | 7500 | Rate Constraint in lbs/MMBtu | FALSE | L | Annual | Generation | TWh | 9.1546 | 9.129 | 0.057312 | 0.057312 | 0.055082 | 0.057312 | 0.057312
NSR Four Corners 4,5 - NOX Rate Annual v5.16 | 776 | 7500 | Rate Constraint in lbs/MMBtu | FALSE | L | Annual | Qualifying Generation | TWh | 9.1546 | 9.129 | 0.057312 | 0.057312 | 0.055082 | 0.057312 | 0.057312
NSR Four Corners 4,5 - NOX Rate Annual v5.16 | 776 | 7500 | Rate Constraint in lbs/MMBtu | FALSE | L | Annual | Rate | lb/MWh | 0.59751 | 0.60122 | 0.82397 | 0.82397 | 0.82397 | 0.82397 | 0.82397
NSR Four Corners 4,5 - NOX Rate Annual v5.16 | 776 | 7500 | Rate Constraint in lbs/MMBtu | FALSE | L | Annual | Constraint Shadow Price | US2022$/Ton | 0 | 0 | 0 | 0 | 0 | 0 | 0
NSR Four Corners 4,5 - SO2 Cap Annual v5.16 | 777 | 7499 | Rate Constraint in MTons | FALSE | L | Annual | Seasons Included | Seasons | Winter, Spring, Summer, Fall | Winter, Spring, Summer, Fall | Winter, Spring, Summer, Fall | Winter, Spring, Summer, Fall | Winter, Spring, Summer, Fall | Winter, Spring, Summer, Fall | Winter, Spring, Summer, Fall
NSR Four Corners 4,5 - SO2 Cap Annual v5.16 | 777 | 7499 | Rate Constraint in MTons | FALSE | L | Annual | Standard SO2 | Thousand Tons | 6.8 | 6.8 | 6.8 | 6.8 | 6.8 | 6.8 | 6.8
NSR Four Corners 4,5 - SO2 Cap Annual v5.16 | 777 | 7499 | Rate Constraint in MTons | FALSE | L | Annual | Emissions at Affected Plants SO2 | Thousand Tons | 6.8 | 6.8 | 0.061708 | 0.061708 | 0.059307 | 0.061708 | 0.061708
NSR Four Corners 4,5 - SO2 Cap Annual v5.16 | 777 | 7499 | Rate Constraint in MTons | FALSE | L | Annual | Allowances Purchased SO2 | Thousand Tons | 0 | 0 | 0 | 0 | 0 | 0 | 0
NSR Four Corners 4,5 - SO2 Cap Annual v5.16 | 777 | 7499 | Rate Constraint in MTons | FALSE | L | Annual | Allowances Sold SO2 | Thousand Tons | 0 | 0 | 0 | 0 | 0 | 0 | 0
NSR Four Corners 4,5 - SO2 Cap Annual v5.16 | 777 | 7499 | Rate Constraint in MTons | FALSE | L | Annual | Allowances Banked | Thousand Tons | 0 | 0 | 0 | 0 | 0 | 0 | 0
NSR Four Corners 4,5 - SO2 Cap Annual v5.16 | 777 | 7499 | Rate Constraint in MTons | FALSE | L | Annual | Allowances Withdrawn (1:1) | Thousand Tons | 0 | 0 | 0 | 0 | 0 | 0 | 0
NSR Four Corners 4,5 - SO2 Cap Annual v5.16 | 777 | 7499 | Rate Constraint in MTons | FALSE | L | Annual | Allowances Withdrawn (n:1) | Thousand Tons | 0 | 0 | 0 | 0 | 0 | 0 | 0
NSR Four Corners 4,5 - SO2 Cap Annual v5.16 | 777 | 7499 | Rate Constraint in MTons | FALSE | L | Annual | Net Emissions Allowance Position | Thousand Tons | 6.8 | 6.8 | 0.061708 | 0.061708 | 0.059307 | 0.061708 | 0.061708
NSR Four Corners 4,5 - SO2 Cap Annual v5.16 | 777 | 7499 | Rate Constraint in MTons | FALSE | L | Annual | Fuel Consumed | TBtu | 89.4286 | 89.4286 | 0.81153 | 0.81153 | 0.77997 | 0.81153 | 0.81153
NSR Four Corners 4,5 - SO2 Cap Annual v5.16 | 777 | 7499 | Rate Constraint in MTons | FALSE | L | Annual | Rate | lb/MMBtu | 0.15208 | 0.15208 | 0.15208 | 0.15208 | 0.15208 | 0.15208 | 0.15208
NSR Four Corners 4,5 - SO2 Cap Annual v5.16 | 777 | 7499 | Rate Constraint in MTons | FALSE | L | Annual | Generation | TWh | 9.1546 | 9.129 | 0.057312 | 0.057312 | 0.055082 | 0.057312 | 0.057312
NSR Four Corners 4,5 - SO2 Cap Annual v5.16 | 777 | 7499 | Rate Constraint in MTons | FALSE | L | Annual | Qualifying Generation | TWh | 9.1546 | 9.129 | 0.057312 | 0.057312 | 0.055082 | 0.057312 | 0.057312
NSR Four Corners 4,5 - SO2 Cap Annual v5.16 | 777 | 7499 | Rate Constraint in MTons | FALSE | L | Annual | Rate | lb/MWh | 1.4856 | 1.4898 | 2.1534 | 2.1534 | 2.1534 | 2.1534 | 2.1534
NSR Four Corners 4,5 - SO2 Cap Annual v5.16 | 777 | 7499 | Rate Constraint in MTons | FALSE | L | Annual | Constraint Shadow Price | US2022$/Ton | 875.9817 | 5563.7202 | 0 | 0 | 0 | 0 | 0
NSR Harrison 1-3 - NOX Rate Annual v5.16 | 778 | 7268 | Rate Constraint in lbs/MMBtu | FALSE | L | Annual | Seasons Included | Seasons | Winter, Spring, Summer, Fall | Winter, Spring, Summer, Fall | Winter, Spring, Summer, Fall | Winter, Spring, Summer, Fall | Winter, Spring, Summer, Fall | Winter, Spring, Summer, Fall | Winter, Spring, Summer, Fall
NSR Harrison 1-3 - NOX Rate Annual v5.16 | 778 | 7268 | Rate Constraint in lbs/MMBtu | FALSE | L | Annual | Standard NOX | lb/MMBtu | 0.25 | 0.25 | 0.25 | 0.25 | 0.25 | 0.25 | 0.25
NSR Harrison 1-3 - NOX Rate Annual v5.16 | 778 | 7268 | Rate Constraint in lbs/MMBtu | FALSE | L | Annual | Emissions at Affected Plants NOX | Thousand Tons | 5.1448 | 5.3908 | 0 | 0 | 0 | 0 | 0
NSR Harrison 1-3 - NOX Rate Annual v5.16 | 778 | 7268 | Rate Constraint in lbs/MMBtu | FALSE | L | Annual | Allowances Purchased NOX | Thousand Tons | 0 | 0 | 0 | 0 | 0 | 0 | 0
NSR Harrison 1-3 - NOX Rate Annual v5.16 | 778 | 7268 | Rate Constraint in lbs/MMBtu | FALSE | L | Annual | Allowances Sold NOX | Thousand Tons | 0 | 0 | 0 | 0 | 0 | 0 | 0
NSR Harrison 1-3 - NOX Rate Annual v5.16 | 778 | 7268 | Rate Constraint in lbs/MMBtu | FALSE | L | Annual | Allowances Banked | Thousand Tons | 0 | 0 | 0 | 0 | 0 | 0 | 0
NSR Harrison 1-3 - NOX Rate Annual v5.16 | 778 | 7268 | Rate Constraint in lbs/MMBtu | FALSE | L | Annual | Allowances Withdrawn (1:1) | Thousand Tons | 0 | 0 | 0 | 0 | 0 | 0 | 0
NSR Harrison 1-3 - NOX Rate Annual v5.16 | 778 | 7268 | Rate Constraint in lbs/MMBtu | FALSE | L | Annual | Allowances Withdrawn (n:1) | Thousand Tons | 0 | 0 | 0 | 0 | 0 | 0 | 0
NSR Harrison 1-3 - NOX Rate Annual v5.16 | 778 | 7268 | Rate Constraint in lbs/MMBtu | FALSE | L | Annual | Net Emissions Allowance Position | Thousand Tons | 5.1448 | 5.3908 | 0 | 0 | 0 | 0 | 0
NSR Harrison 1-3 - NOX Rate Annual v5.16 | 778 | 7268 | Rate Constraint in lbs/MMBtu | FALSE | L | Annual | Fuel Consumed | TBtu | 121.3413 | 127.712 | 0 | 0 | 0 | 0 | 0
NSR Harrison 1-3 - NOX Rate Annual v5.16 | 778 | 7268 | Rate Constraint in lbs/MMBtu | FALSE | L | Annual | Rate | lb/MMBtu | 0.084798 | 0.084421 | 0 | 0 | 0 | 0 | 0
NSR Harrison 1-3 - NOX Rate Annual v5.16 | 778 | 7268 | Rate Constraint in lbs/MMBtu | FALSE | L | Annual | Generation | TWh | 11.9666 | 12.5948 | 0 | 0 | 0 | 0 | 0
NSR Harrison 1-3 - NOX Rate Annual v5.16 | 778 | 7268 | Rate Constraint in lbs/MMBtu | FALSE | L | Annual | Qualifying Generation | TWh | 11.9666 | 12.5948 | 0 | 0 | 0 | 0 | 0
NSR Harrison 1-3 - NOX Rate Annual v5.16 | 778 | 7268 | Rate Constraint in lbs/MMBtu | FALSE | L | Annual | Rate | lb/MWh | 0.85985 | 0.85603 | 0 | 0 | 0 | 0 | 0
NSR Harrison 1-3 - NOX Rate Annual v5.16 | 778 | 7268 | Rate Constraint in lbs/MMBtu | FALSE | L | Annual | Constraint Shadow Price | US2022$/Ton | 0 | 0 | 0 | 0 | 0 | 0 | 0
NSR Harrison 1-3 - NOX Rate Summer v5.16 | 779 | 7269 | Rate Constraint in lbs/MMBtu | FALSE | L | Annual | Seasons Included | Seasons | Summer | Summer | Summer | Summer | Summer | Summer | Summer
NSR Harrison 1-3 - NOX Rate Summer v5.16 | 779 | 7269 | Rate Constraint in lbs/MMBtu | FALSE | L | Annual | Standard NOX | lb/MMBtu | 0.2 | 0.2 | 0.2 | 0.2 | 0.2 | 0.2 | 0.2
NSR Harrison 1-3 - NOX Rate Summer v5.16 | 779 | 7269 | Rate Constraint in lbs/MMBtu | FALSE | L | Annual | Emissions at Affected Plants NOX | Thousand Tons | 1.6599 | 1.9123 | 0 | 0 | 0 | 0 | 0
NSR Harrison 1-3 - NOX Rate Summer v5.16 | 779 | 7269 | Rate Constraint in lbs/MMBtu | FALSE | L | Annual | Allowances Purchased NOX | Thousand Tons | 0 | 0 | 0 | 0 | 0 | 0 | 0
NSR Harrison 1-3 - NOX Rate Summer v5.16 | 779 | 7269 | Rate Constraint in lbs/MMBtu | FALSE | L | Annual | Allowances Sold NOX | Thousand Tons | 0 | 0 | 0 | 0 | 0 | 0 | 0
NSR Harrison 1-3 - NOX Rate Summer v5.16 | 779 | 7269 | Rate Constraint in lbs/MMBtu | FALSE | L | Annual | Allowances Banked | Thousand Tons | 0 | 0 | 0 | 0 | 0 | 0 | 0
NSR Harrison 1-3 - NOX Rate Summer v5.16 | 779 | 7269 | Rate Constraint in lbs/MMBtu | FALSE | L | Annual | Allowances Withdrawn (1:1) | Thousand Tons | 0 | 0 | 0 | 0 | 0 | 0 | 0
NSR Harrison 1-3 - NOX Rate Summer v5.16 | 779 | 7269 | Rate Constraint in lbs/MMBtu | FALSE | L | Annual | Allowances Withdrawn (n:1) | Thousand Tons | 0 | 0 | 0 | 0 | 0 | 0 | 0
NSR Harrison 1-3 - NOX Rate Summer v5.16 | 779 | 7269 | Rate Constraint in lbs/MMBtu | FALSE | L | Annual | Net Emissions Allowance Position | Thousand Tons | 1.6599 | 1.9123 | 0 | 0 | 0 | 0 | 0
NSR Harrison 1-3 - NOX Rate Summer v5.16 | 779 | 7269 | Rate Constraint in lbs/MMBtu | FALSE | L | Annual | Fuel Consumed | TBtu | 42.8399 | 49.3556 | 0 | 0 | 0 | 0 | 0
NSR Harrison 1-3 - NOX Rate Summer v5.16 | 779 | 7269 | Rate Constraint in lbs/MMBtu | FALSE | L | Annual | Rate | lb/MMBtu | 0.077491 | 0.077491 | 0 | 0 | 0 | 0 | 0
NSR Harrison 1-3 - NOX Rate Summer v5.16 | 779 | 7269 | Rate Constraint in lbs/MMBtu | FALSE | L | Annual | Generation | TWh | 4.2248 | 4.8674 | 0 | 0 | 0 | 0 | 0
NSR Harrison 1-3 - NOX Rate Summer v5.16 | 779 | 7269 | Rate Constraint in lbs/MMBtu | FALSE | L | Annual | Qualifying Generation | TWh | 4.2248 | 4.8674 | 0 | 0 | 0 | 0 | 0
NSR Harrison 1-3 - NOX Rate Summer v5.16 | 779 | 7269 | Rate Constraint in lbs/MMBtu | FALSE | L | Annual | Rate | lb/MWh | 0.78576 | 0.78576 | 0 | 0 | 0 | 0 | 0
NSR Harrison 1-3 - NOX Rate Summer v5.16 | 779 | 7269 | Rate Constraint in lbs/MMBtu | FALSE | L | Annual | Constraint Shadow Price | US2022$/Ton | 0 | 0 | 0 | 0 | 0 | 0 | 0
NSR HL Spurlock 1 - NOX Rate Annual v3.1, Unit 4695 and retrofits | 780 | 7444 | Rate Constraint in lbs/MMBtu | FALSE | L | Annual | Seasons Included | Seasons | Winter, Spring, Summer, Fall | Winter, Spring, Summer, Fall | Winter, Spring, Summer, Fall | Winter, Spring, Summer, Fall | Winter, Spring, Summer, Fall | Winter, Spring, Summer, Fall | Winter, Spring, Summer, Fall
NSR HL Spurlock 1 - NOX Rate Annual v3.1, Unit 4695 and retrofits | 780 | 7444 | Rate Constraint in lbs/MMBtu | FALSE | L | Annual | Standard NOX | lb/MMBtu | 0.1 | 0.1 | 0.1 | 0.1 | 0.1 | 0.1 | 0.1
NSR HL Spurlock 1 - NOX Rate Annual v3.1, Unit 4695 and retrofits | 780 | 7444 | Rate Constraint in lbs/MMBtu | FALSE | L | Annual | Emissions at Affected Plants NOX | Thousand Tons | 0.81886 | 0.89152 | 0.86718 | 0.86718 | 0 | 0 | 0
NSR HL Spurlock 1 - NOX Rate Annual v3.1, Unit 4695 and retrofits | 780 | 7444 | Rate Constraint in lbs/MMBtu | FALSE | L | Annual | Allowances Purchased NOX | Thousand Tons | 0 | 0 | 0 | 0 | 0 | 0 | 0
NSR HL Spurlock 1 - NOX Rate Annual v3.1, Unit 4695 and retrofits | 780 | 7444 | Rate Constraint in lbs/MMBtu | FALSE | L | Annual | Allowances Sold NOX | Thousand Tons | 0 | 0 | 0 | 0 | 0 | 0 | 0
NSR HL Spurlock 1 - NOX Rate Annual v3.1, Unit 4695 and retrofits | 780 | 7444 | Rate Constraint in lbs/MMBtu | FALSE | L | Annual | Allowances Banked | Thousand Tons | 0 | 0 | 0 | 0 | 0 | 0 | 0
NSR HL Spurlock 1 - NOX Rate Annual v3.1, Unit 4695 and retrofits | 780 | 7444 | Rate Constraint in lbs/MMBtu | FALSE | L | Annual | Allowances Withdrawn (1:1) | Thousand Tons | 0 | 0 | 0 | 0 | 0 | 0 | 0
NSR HL Spurlock 1 - NOX Rate Annual v3.1, Unit 4695 and retrofits | 780 | 7444 | Rate Constraint in lbs/MMBtu | FALSE | L | Annual | Allowances Withdrawn (n:1) | Thousand Tons | 0 | 0 | 0 | 0 | 0 | 0 | 0
NSR HL Spurlock 1 - NOX Rate Annual v3.1, Unit 4695 and retrofits | 780 | 7444 | Rate Constraint in lbs/MMBtu | FALSE | L | Annual | Net Emissions Allowance Position | Thousand Tons | 0.81886 | 0.89152 | 0.86718 | 0.86718 | 0 | 0 | 0
NSR HL Spurlock 1 - NOX Rate Annual v3.1, Unit 4695 and retrofits | 780 | 7444 | Rate Constraint in lbs/MMBtu | FALSE | L | Annual | Fuel Consumed | TBtu | 18.9397 | 20.671 | 20.1064 | 20.1064 | 0 | 0 | 0
NSR HL Spurlock 1 - NOX Rate Annual v3.1, Unit 4695 and retrofits | 780 | 7444 | Rate Constraint in lbs/MMBtu | FALSE | L | Annual | Rate | lb/MMBtu | 0.08647 | 0.086258 | 0.086259 | 0.086259 | 0 | 0 | 0
NSR HL Spurlock 1 - NOX Rate Annual v3.1, Unit 4695 and retrofits | 780 | 7444 | Rate Constraint in lbs/MMBtu | FALSE | L | Annual | Generation | TWh | 1.8713 | 2.0424 | 1.3662 | 1.3662 | 0 | 0 | 0
NSR HL Spurlock 1 - NOX Rate Annual v3.1, Unit 4695 and retrofits | 780 | 7444 | Rate Constraint in lbs/MMBtu | FALSE | L | Annual | Qualifying Generation | TWh | 1.8713 | 2.0424 | 1.3662 | 1.3662 | 0 | 0 | 0
NSR HL Spurlock 1 - NOX Rate Annual v3.1, Unit 4695 and retrofits | 780 | 7444 | Rate Constraint in lbs/MMBtu | FALSE | L | Annual | Rate | lb/MWh | 0.87516 | 0.87302 | 1.2695 | 1.2695 | 0 | 0 | 0
NSR HL Spurlock 1 - NOX Rate Annual v3.1, Unit 4695 and retrofits | 780 | 7444 | Rate Constraint in lbs/MMBtu | FALSE | L | Annual | Constraint Shadow Price | US2022$/Ton | 0 | 0 | 0 | 0 | 0 | 0 | 0
NSR HL Spurlock 2 - NOX Rate Annual v3.1, Unit 4694 and retrofits | 781 | 7445 | Rate Constraint in lbs/MMBtu | FALSE | L | Annual | Seasons Included | Seasons | Winter, Spring, Summer, Fall | Winter, Spring, Summer, Fall | Winter, Spring, Summer, Fall | Winter, Spring, Summer, Fall | Winter, Spring, Summer, Fall | Winter, Spring, Summer, Fall | Winter, Spring, Summer, Fall
NSR HL Spurlock 2 - NOX Rate Annual v3.1, Unit 4694 and retrofits | 781 | 7445 | Rate Constraint in lbs/MMBtu | FALSE | L | Annual | Standard NOX | lb/MMBtu | 0.1 | 0.1 | 0.1 | 0.1 | 0.1 | 0.1 | 0.1
NSR HL Spurlock 2 - NOX Rate Annual v3.1, Unit 4694 and retrofits | 781 | 7445 | Rate Constraint in lbs/MMBtu | FALSE | L | Annual | Emissions at Affected Plants NOX | Thousand Tons | 1.3487 | 1.4558 | 1.4558 | 1.4558 | 0 | 0 | 0
NSR HL Spurlock 2 - NOX Rate Annual v3.1, Unit 4694 and retrofits | 781 | 7445 | Rate Constraint in lbs/MMBtu | FALSE | L | Annual | Allowances Purchased NOX | Thousand Tons | 0 | 0 | 0 | 0 | 0 | 0 | 0
NSR HL Spurlock 2 - NOX Rate Annual v3.1, Unit 4694 and retrofits | 781 | 7445 | Rate Constraint in lbs/MMBtu | FALSE | L | Annual | Allowances Sold NOX | Thousand Tons | 0 | 0 | 0 | 0 | 0 | 0 | 0
NSR HL Spurlock 2 - NOX Rate Annual v3.1, Unit 4694 and retrofits | 781 | 7445 | Rate Constraint in lbs/MMBtu | FALSE | L | Annual | Allowances Banked | Thousand Tons | 0 | 0 | 0 | 0 | 0 | 0 | 0
NSR HL Spurlock 2 - NOX Rate Annual v3.1, Unit 4694 and retrofits | 781 | 7445 | Rate Constraint in lbs/MMBtu | FALSE | L | Annual | Allowances Withdrawn (1:1) | Thousand Tons | 0 | 0 | 0 | 0 | 0 | 0 | 0
NSR HL Spurlock 2 - NOX Rate Annual v3.1, Unit 4694 and retrofits | 781 | 7445 | Rate Constraint in lbs/MMBtu | FALSE | L | Annual | Allowances Withdrawn (n:1) | Thousand Tons | 0 | 0 | 0 | 0 | 0 | 0 | 0
NSR HL Spurlock 2 - NOX Rate Annual v3.1, Unit 4694 and retrofits | 781 | 7445 | Rate Constraint in lbs/MMBtu | FALSE | L | Annual | Net Emissions Allowance Position | Thousand Tons | 1.3487 | 1.4558 | 1.4558 | 1.4558 | 0 | 0 | 0
NSR HL Spurlock 2 - NOX Rate Annual v3.1, Unit 4694 and retrofits | 781 | 7445 | Rate Constraint in lbs/MMBtu | FALSE | L | Annual | Fuel Consumed | TBtu | 32.6905 | 35.3317 | 35.3317 | 35.3317 | 0 | 0 | 0
NSR HL Spurlock 2 - NOX Rate Annual v3.1, Unit 4694 and retrofits | 781 | 7445 | Rate Constraint in lbs/MMBtu | FALSE | L | Annual | Rate | lb/MMBtu | 0.082515 | 0.08241 | 0.08241 | 0.08241 | 0 | 0 | 0
NSR HL Spurlock 2 - NOX Rate Annual v3.1, Unit 4694 and retrofits | 781 | 7445 | Rate Constraint in lbs/MMBtu | FALSE | L | Annual | Generation | TWh | 3.2401 | 3.5019 | 2.5047 | 2.5047 | 0 | 0 | 0
NSR HL Spurlock 2 - NOX Rate Annual v3.1, Unit 4694 and retrofits | 781 | 7445 | Rate Constraint in lbs/MMBtu | FALSE | L | Annual | Qualifying Generation | TWh | 3.2401 | 3.5019 | 2.5047 | 2.5047 | 0 | 0 | 0
NSR HL Spurlock 2 - NOX Rate Annual v3.1, Unit 4694 and retrofits | 781 | 7445 | Rate Constraint in lbs/MMBtu | FALSE | L | Annual | Rate | lb/MWh | 0.83252 | 0.83146 | 1.1625 | 1.1625 | 0 | 0 | 0
NSR HL Spurlock 2 - NOX Rate Annual v3.1, Unit 4694 and retrofits | 781 | 7445 | Rate Constraint in lbs/MMBtu | FALSE | L | Annual | Constraint Shadow Price | US2022$/Ton | 0 | 0 | 0 | 0 | 0 | 0 | 0
NSR HL Spurlock 2 - SO2 Rate Annual v3.1, Unit 4694 and retrofits | 782 | 7443 | Rate Constraint in lbs/MMBtu | FALSE | L | Annual | Seasons Included | Seasons | Winter, Spring, Summer, Fall | Winter, Spring, Summer, Fall | Winter, Spring, Summer, Fall | Winter, Spring, Summer, Fall | Winter, Spring, Summer, Fall | Winter, Spring, Summer, Fall | Winter, Spring, Summer, Fall
NSR HL Spurlock 2 - SO2 Rate Annual v3.1, Unit 4694 and retrofits | 782 | 7443 | Rate Constraint in lbs/MMBtu | FALSE | L | Annual | Standard SO2 | lb/MMBtu | 0.1 | 0.1 | 0.1 | 0.1 | 0.1 | 0.1 | 0.1
NSR HL Spurlock 2 - SO2 Rate Annual v3.1, Unit 4694 and retrofits | 782 | 7443 | Rate Constraint in lbs/MMBtu | FALSE | L | Annual | Emissions at Affected Plants SO2 | Thousand Tons | 1.6345 | 1.7666 | 1.7666 | 1.7666 | 0 | 0 | 0
NSR HL Spurlock 2 - SO2 Rate Annual v3.1, Unit 4694 and retrofits | 782 | 7443 | Rate Constraint in lbs/MMBtu | FALSE | L | Annual | Allowances Purchased SO2 | Thousand Tons | 0 | 0 | 0 | 0 | 0 | 0 | 0
NSR HL Spurlock 2 - SO2 Rate Annual v3.1, Unit 4694 and retrofits | 782 | 7443 | Rate Constraint in lbs/MMBtu | FALSE | L | Annual | Allowances Sold SO2 | Thousand Tons | 0 | 0 | 0 | 0 | 0 | 0 | 0
NSR HL Spurlock 2 - SO2 Rate Annual v3.1, Unit 4694 and retrofits | 782 | 7443 | Rate Constraint in lbs/MMBtu | FALSE | L | Annual | Allowances Banked | Thousand Tons | 0 | 0 | 0 | 0 | 0 | 0 | 0
NSR HL Spurlock 2 - SO2 Rate Annual v3.1, Unit 4694 and retrofits | 782 | 7443 | Rate Constraint in lbs/MMBtu | FALSE | L | Annual | Allowances Withdrawn (1:1) | Thousand Tons | 0 | 0 | 0 | 0 | 0 | 0 | 0
NSR HL Spurlock 2 - SO2 Rate Annual v3.1, Unit 4694 and retrofits | 782 | 7443 | Rate Constraint in lbs/MMBtu | FALSE | L | Annual | Allowances Withdrawn (n:1) | Thousand Tons | 0 | 0 | 0 | 0 | 0 | 0 | 0
NSR HL Spurlock 2 - SO2 Rate Annual v3.1, Unit 4694 and retrofits | 782 | 7443 | Rate Constraint in lbs/MMBtu | FALSE | L | Annual | Net Emissions Allowance Position | Thousand Tons | 1.6345 | 1.7666 | 1.7666 | 1.7666 | 0 | 0 | 0
NSR HL Spurlock 2 - SO2 Rate Annual v3.1, Unit 4694 and retrofits | 782 | 7443 | Rate Constraint in lbs/MMBtu | FALSE | L | Annual | Fuel Consumed | TBtu | 32.6905 | 35.3317 | 35.3317 | 35.3317 | 0 | 0 | 0
NSR HL Spurlock 2 - SO2 Rate Annual v3.1, Unit 4694 and retrofits | 782 | 7443 | Rate Constraint in lbs/MMBtu | FALSE | L | Annual | Rate | lb/MMBtu | 0.1 | 0.1 | 0.1 | 0.1 | 0 | 0 | 0
NSR HL Spurlock 2 - SO2 Rate Annual v3.1, Unit 4694 and retrofits | 782 | 7443 | Rate Constraint in lbs/MMBtu | FALSE | L | Annual | Generation | TWh | 3.2401 | 3.5019 | 2.5047 | 2.5047 | 0 | 0 | 0
NSR HL Spurlock 2 - SO2 Rate Annual v3.1, Unit 4694 and retrofits | 782 | 7443 | Rate Constraint in lbs/MMBtu | FALSE | L | Annual | Qualifying Generation | TWh | 3.2401 | 3.5019 | 2.5047 | 2.5047 | 0 | 0 | 0
NSR HL Spurlock 2 - SO2 Rate Annual v3.1, Unit 4694 and retrofits | 782 | 7443 | Rate Constraint in lbs/MMBtu | FALSE | L | Annual | Rate | lb/MWh | 1.0089 | 1.0089 | 1.4106 | 1.4106 | 0 | 0 | 0
NSR HL Spurlock 2 - SO2 Rate Annual v3.1, Unit 4694 and retrofits | 782 | 7443 | Rate Constraint in lbs/MMBtu | FALSE | L | Annual | Constraint Shadow Price | US2022$/Ton | 21290.9302 | 20452.4421 | 20576.1857 | 37339.2214 | 14353.6845 | 2666.0099 | 26359.1639
NSR Hoosier - NOX Cap Annual v4.10 Final | 783 | 7379 | Rate Constraint in MTons | FALSE | L | Annual | Seasons Included | Seasons | Winter, Spring, Summer, Fall | Winter, Spring, Summer, Fall | Winter, Spring, Summer, Fall | Winter, Spring, Summer, Fall | Winter, Spring, Summer, Fall | Winter, Spring, Summer, Fall | Winter, Spring, Summer, Fall
NSR Hoosier - NOX Cap Annual v4.10 Final | 783 | 7379 | Rate Constraint in MTons | FALSE | L | Annual | Standard NOX | Thousand Tons | 4.8 | 4.8 | 4.8 | 4.8 | 4.8 | 4.8 | 4.8
NSR Hoosier - NOX Cap Annual v4.10 Final | 783 | 7379 | Rate Constraint in MTons | FALSE | L | Annual | Emissions at Affected Plants NOX | Thousand Tons | 0.38584 | 1.3746 | 2.0664 | 2.0664 | 0 | 0 | 0
NSR Hoosier - NOX Cap Annual v4.10 Final | 783 | 7379 | Rate Constraint in MTons | FALSE | L | Annual | Allowances Purchased NOX | Thousand Tons | 0 | 0 | 0 | 0 | 0 | 0 | 0
NSR Hoosier - NOX Cap Annual v4.10 Final | 783 | 7379 | Rate Constraint in MTons | FALSE | L | Annual | Allowances Sold NOX | Thousand Tons | 0 | 0 | 0 | 0 | 0 | 0 | 0
NSR Hoosier - NOX Cap Annual v4.10 Final | 783 | 7379 | Rate Constraint in MTons | FALSE | L | Annual | Allowances Banked | Thousand Tons | 0 | 0 | 0 | 0 | 0 | 0 | 0
NSR Hoosier - NOX Cap Annual v4.10 Final | 783 | 7379 | Rate Constraint in MTons | FALSE | L | Annual | Allowances Withdrawn (1:1) | Thousand Tons | 0 | 0 | 0 | 0 | 0 | 0 | 0
NSR Hoosier - NOX Cap Annual v4.10 Final | 783 | 7379 | Rate Constraint in MTons | FALSE | L | Annual | Allowances Withdrawn (n:1) | Thousand Tons | 0 | 0 | 0 | 0 | 0 | 0 | 0
NSR Hoosier - NOX Cap Annual v4.10 Final | 783 | 7379 | Rate Constraint in MTons | FALSE | L | Annual | Net Emissions Allowance Position | Thousand Tons | 0.38584 | 1.3746 | 2.0664 | 2.0664 | 0 | 0 | 0
NSR Hoosier - NOX Cap Annual v4.10 Final | 783 | 7379 | Rate Constraint in MTons | FALSE | L | Annual | Fuel Consumed | TBtu | 12.8902 | 45.9225 | 69.0359 | 69.0359 | 0 | 0 | 0
NSR Hoosier - NOX Cap Annual v4.10 Final | 783 | 7379 | Rate Constraint in MTons | FALSE | L | Annual | Rate | lb/MMBtu | 0.059865 | 0.059865 | 0.059865 | 0.059865 | 0 | 0 | 0
NSR Hoosier - NOX Cap Annual v4.10 Final | 783 | 7379 | Rate Constraint in MTons | FALSE | L | Annual | Generation | TWh | 1.2418 | 4.4241 | 4.5195 | 4.5195 | 0 | 0 | 0
NSR Hoosier - NOX Cap Annual v4.10 Final | 783 | 7379 | Rate Constraint in MTons | FALSE | L | Annual | Qualifying Generation | TWh | 1.2418 | 4.4241 | 4.5195 | 4.5195 | 0 | 0 | 0
NSR Hoosier - NOX Cap Annual v4.10 Final | 783 | 7379 | Rate Constraint in MTons | FALSE | L | Annual | Rate | lb/MWh | 0.6214 | 0.6214 | 0.91445 | 0.91445 | 0 | 0 | 0
NSR Hoosier - NOX Cap Annual v4.10 Final | 783 | 7379 | Rate Constraint in MTons | FALSE | L | Annual | Constraint Shadow Price | US2022$/Ton | 0 | 0 | 0 | 0 | 0 | 0 | 0
NSR Hoosier System - SO2 Cap Annual v4.10 Final | 784 | 7380 | Rate Constraint in MTons | FALSE | L | Annual | Seasons Included | Seasons | Winter, Spring, Summer, Fall | Winter, Spring, Summer, Fall | Winter, Spring, Summer, Fall | Winter, Spring, Summer, Fall | Winter, Spring, Summer, Fall | Winter, Spring, Summer, Fall | Winter, Spring, Summer, Fall
NSR Hoosier System - SO2 Cap Annual v4.10 Final | 784 | 7380 | Rate Constraint in MTons | FALSE | L | Annual | Standard SO2 | Thousand Tons | 18.75 | 18.75 | 18.75 | 18.75 | 18.75 | 18.75 | 18.75
NSR Hoosier System - SO2 Cap Annual v4.10 Final | 784 | 7380 | Rate Constraint in MTons | FALSE | L | Annual | Emissions at Affected Plants SO2 | Thousand Tons | 0.57103 | 2.0343 | 3.3053 | 3.6499 | 0 | 0 | 0
NSR Hoosier System - SO2 Cap Annual v4.10 Final | 784 | 7380 | Rate Constraint in MTons | FALSE | L | Annual | Allowances Purchased SO2 | Thousand Tons | 0 | 0 | 0 | 0 | 0 | 0 | 0
NSR Hoosier System - SO2 Cap Annual v4.10 Final | 784 | 7380 | Rate Constraint in MTons | FALSE | L | Annual | Allowances Sold SO2 | Thousand Tons | 0 | 0 | 0 | 0 | 0 | 0 | 0
NSR Hoosier System - SO2 Cap Annual v4.10 Final | 784 | 7380 | Rate Constraint in MTons | FALSE | L | Annual | Allowances Banked | Thousand Tons | 0 | 0 | 0 | 0 | 0 | 0 | 0
NSR Hoosier System - SO2 Cap Annual v4.10 Final | 784 | 7380 | Rate Constraint in MTons | FALSE | L | Annual | Allowances Withdrawn (1:1) | Thousand Tons | 0 | 0 | 0 | 0 | 0 | 0 | 0
NSR Hoosier System - SO2 Cap Annual v4.10 Final | 784 | 7380 | Rate Constraint in MTons | FALSE | L | Annual | Allowances Withdrawn (n:1) | Thousand Tons | 0 | 0 | 0 | 0 | 0 | 0 | 0
NSR Hoosier System - SO2 Cap Annual v4.10 Final | 784 | 7380 | Rate Constraint in MTons | FALSE | L | Annual | Net Emissions Allowance Position | Thousand Tons | 0.57103 | 2.0343 | 3.3053 | 3.6499 | 0 | 0 | 0
NSR Hoosier System - SO2 Cap Annual v4.10 Final | 784 | 7380 | Rate Constraint in MTons | FALSE | L | Annual | Fuel Consumed | TBtu | 12.8902 | 45.9225 | 69.0359 | 69.0359 | 0 | 0 | 0
NSR Hoosier System - SO2 Cap Annual v4.10 Final | 784 | 7380 | Rate Constraint in MTons | FALSE | L | Annual | Rate | lb/MMBtu | 0.088598 | 0.088598 | 0.095756 | 0.10574 | 0 | 0 | 0
NSR Hoosier System - SO2 Cap Annual v4.10 Final | 784 | 7380 | Rate Constraint in MTons | FALSE | L | Annual | Generation | TWh | 1.2418 | 4.4241 | 4.5195 | 4.5195 | 0 | 0 | 0
NSR Hoosier System - SO2 Cap Annual v4.10 Final | 784 | 7380 | Rate Constraint in MTons | FALSE | L | Annual | Qualifying Generation | TWh | 1.2418 | 4.4241 | 4.5195 | 4.5195 | 0 | 0 | 0
NSR Hoosier System - SO2 Cap Annual v4.10 Final | 784 | 7380 | Rate Constraint in MTons | FALSE | L | Annual | Rate | lb/MWh | 0.91965 | 0.91965 | 1.4627 | 1.6152 | 0 | 0 | 0
NSR Hoosier System - SO2 Cap Annual v4.10 Final | 784 | 7380 | Rate Constraint in MTons | FALSE | L | Annual | Constraint Shadow Price | US2022$/Ton | 0 | 0 | 0 | 0 | 0 | 0 | 0
NSR Interstate System-Wide NOX Cap v5.16 | 785 | 7515 | Rate Constraint in MTons | FALSE | L | Annual | Seasons Included | Seasons | Winter, Spring, Summer, Fall | Winter, Spring, Summer, Fall | Winter, Spring, Summer, Fall | Winter, Spring, Summer, Fall | Winter, Spring, Summer, Fall | Winter, Spring, Summer, Fall | Winter, Spring, Summer, Fall
NSR Interstate System-Wide NOX Cap v5.16 | 785 | 7515 | Rate Constraint in MTons | FALSE | L | Annual | Standard NOX | Thousand Tons | 6.8 | 6.8 | 6.8 | 6.8 | 6.8 | 6.8 | 6.8
NSR Interstate System-Wide NOX Cap v5.16 | 785 | 7515 | Rate Constraint in MTons | FALSE | L | Annual | Emissions at Affected Plants NOX | Thousand Tons | 1.8914 | 2.2902 | 0 | 0 | 0 | 0 | 0
NSR Interstate System-Wide NOX Cap v5.16 | 785 | 7515 | Rate Constraint in MTons | FALSE | L | Annual | Allowances Purchased NOX | Thousand Tons | 0 | 0 | 0 | 0 | 0 | 0 | 0
NSR Interstate System-Wide NOX Cap v5.16 | 785 | 7515 | Rate Constraint in MTons | FALSE | L | Annual | Allowances Sold NOX | Thousand Tons | 0 | 0 | 0 | 0 | 0 | 0 | 0
NSR Interstate System-Wide NOX Cap v5.16 | 785 | 7515 | Rate Constraint in MTons | FALSE | L | Annual | Allowances Banked | Thousand Tons | 0 | 0 | 0 | 0 | 0 | 0 | 0
NSR Interstate System-Wide NOX Cap v5.16 | 785 | 7515 | Rate Constraint in MTons | FALSE | L | Annual | Allowances Withdrawn (1:1) | Thousand Tons | 0 | 0 | 0 | 0 | 0 | 0 | 0
NSR Interstate System-Wide NOX Cap v5.16 | 785 | 7515 | Rate Constraint in MTons | FALSE | L | Annual | Allowances Withdrawn (n:1) | Thousand Tons | 0 | 0 | 0 | 0 | 0 | 0 | 0
NSR Interstate System-Wide NOX Cap v5.16 | 785 | 7515 | Rate Constraint in MTons | FALSE | L | Annual | Net Emissions Allowance Position | Thousand Tons | 1.8914 | 2.2902 | 0 | 0 | 0 | 0 | 0
NSR Interstate System-Wide NOX Cap v5.16 | 785 | 7515 | Rate Constraint in MTons | FALSE | L | Annual | Fuel Consumed | TBtu | 44.3871 | 53.3158 | 0 | 0 | 0 | 0 | 0
NSR Interstate System-Wide NOX Cap v5.16 | 785 | 7515 | Rate Constraint in MTons | FALSE | L | Annual | Rate | lb/MMBtu | 0.085223 | 0.085912 | 0 | 0 | 0 | 0 | 0
NSR Interstate System-Wide NOX Cap v5.16 | 785 | 7515 | Rate Constraint in MTons | FALSE | L | Annual | Generation | TWh | 4.2879 | 5.1522 | 0 | 0 | 0 | 0 | 0
NSR Interstate System-Wide NOX Cap v5.16 | 785 | 7515 | Rate Constraint in MTons | FALSE | L | Annual | Qualifying Generation | TWh | 4.2879 | 5.1522 | 0 | 0 | 0 | 0 | 0
NSR Interstate System-Wide NOX Cap v5.16 | 785 | 7515 | Rate Constraint in MTons | FALSE | L | Annual | Rate | lb/MWh | 0.8822 | 0.88904 | 0 | 0 | 0 | 0 | 0
NSR Interstate System-Wide NOX Cap v5.16 | 785 | 7515 | Rate Constraint in MTons | FALSE | L | Annual | Constraint Shadow Price | US2022$/Ton | 0 | 0 | 0 | 0 | 0 | 0 | 0
NSR Interstate System-Wide SO2 Cap v5.16 | 786 | 7514 | Rate Constraint in MTons | FALSE | L | Annual | Seasons Included | Seasons | Winter, Spring, Summer, Fall | Winter, Spring, Summer, Fall | Winter, Spring, Summer, Fall | Winter, Spring, Summer, Fall | Winter, Spring, Summer, Fall | Winter, Spring, Summer, Fall | Winter, Spring, Summer, Fall
NSR Interstate System-Wide SO2 Cap v5.16 | 786 | 7514 | Rate Constraint in MTons | FALSE | L | Annual | Standard SO2 | Thousand Tons | 3.25 | 3.25 | 3.25 | 3.25 | 3.25 | 3.25 | 3.25
NSR Interstate System-Wide SO2 Cap v5.16 | 786 | 7514 | Rate Constraint in MTons | FALSE | L | Annual | Emissions at Affected Plants SO2 | Thousand Tons | 1.6383 | 1.9569 | 0 | 0 | 0 | 0 | 0
NSR Interstate System-Wide SO2 Cap v5.16 | 786 | 7514 | Rate Constraint in MTons | FALSE | L | Annual | Allowances Purchased SO2 | Thousand Tons | 0 | 0 | 0 | 0 | 0 | 0 | 0
NSR Interstate System-Wide SO2 Cap v5.16 | 786 | 7514 | Rate Constraint in MTons | FALSE | L | Annual | Allowances Sold SO2 | Thousand Tons | 0 | 0 | 0 | 0 | 0 | 0 | 0
NSR Interstate System-Wide SO2 Cap v5.16 | 786 | 7514 | Rate Constraint in MTons | FALSE | L | Annual | Allowances Banked | Thousand Tons | 0 | 0 | 0 | 0 | 0 | 0 | 0
NSR Interstate System-Wide SO2 Cap v5.16 | 786 | 7514 | Rate Constraint in MTons | FALSE | L | Annual | Allowances Withdrawn (1:1) | Thousand Tons | 0 | 0 | 0 | 0 | 0 | 0 | 0
NSR Interstate System-Wide SO2 Cap v5.16 | 786 | 7514 | Rate Constraint in MTons | FALSE | L | Annual | Allowances Withdrawn (n:1) | Thousand Tons | 0 | 0 | 0 | 0 | 0 | 0 | 0
NSR Interstate System-Wide SO2 Cap v5.16 | 786 | 7514 | Rate Constraint in MTons | FALSE | L | Annual | Net Emissions Allowance Position | Thousand Tons | 1.6383 | 1.9569 | 0 | 0 | 0 | 0 | 0
NSR Interstate System-Wide SO2 Cap v5.16 | 786 | 7514 | Rate Constraint in MTons | FALSE | L | Annual | Fuel Consumed | TBtu | 44.3871 | 53.3158 | 0 | 0 | 0 | 0 | 0
NSR Interstate System-Wide SO2 Cap v5.16 | 786 | 7514 | Rate Constraint in MTons | FALSE | L | Annual | Rate | lb/MMBtu | 0.073817 | 0.073408 | 0 | 0 | 0 | 0 | 0
NSR Interstate System-Wide SO2 Cap v5.16 | 786 | 7514 | Rate Constraint in MTons | FALSE | L | Annual | Generation | TWh | 4.2879 | 5.1522 | 0 | 0 | 0 | 0 | 0
NSR Interstate System-Wide SO2 Cap v5.16 | 786 | 7514 | Rate Constraint in MTons | FALSE | L | Annual | Qualifying Generation | TWh | 4.2879 | 5.1522 | 0 | 0 | 0 | 0 | 0
NSR Interstate System-Wide SO2 Cap v5.16 | 786 | 7514 | Rate Constraint in MTons | FALSE | L | Annual | Rate | lb/MWh | 0.76413 | 0.75965 | 0 | 0 | 0 | 0 | 0
NSR Interstate System-Wide SO2 Cap v5.16 | 786 | 7514 | Rate Constraint in MTons | FALSE | L | Annual | Constraint Shadow Price | US2022$/Ton | 0 | 0 | 0 | 0 | 0 | 0 | 0
NSR J P Madgett 1 - NOx Rate Annual v5.13 | 788 | 7466 | Rate Constraint in lbs/MMBtu | FALSE | L | Annual | Seasons Included | Seasons | Winter, Spring, Summer, Fall | Winter, Spring, Summer, Fall | Winter, Spring, Summer, Fall | Winter, Spring, Summer, Fall | Winter, Spring, Summer, Fall | Winter, Spring, Summer, Fall | Winter, Spring, Summer, Fall
NSR J P Madgett 1 - NOx Rate Annual v5.13 | 788 | 7466 | Rate Constraint in lbs/MMBtu | FALSE | L | Annual | Standard NOX | lb/MMBtu | 0.08 | 0.08 | 0.08 | 0.08 | 0.08 | 0.08 | 0.08
NSR J P Madgett 1 - NOx Rate Annual v5.13 | 788 | 7466 | Rate Constraint in lbs/MMBtu | FALSE | L | Annual | Emissions at Affected Plants NOX | Thousand Tons | 0.49291 | 0.69182 | 0 | 0 | 0 | 0 | 0
NSR J P Madgett 1 - NOx Rate Annual v5.13 | 788 | 7466 | Rate Constraint in lbs/MMBtu | FALSE | L | Annual | Allowances Purchased NOX | Thousand Tons | 0 | 0 | 0 | 0 | 0 | 0 | 0
NSR J P Madgett 1 - NOx Rate Annual v5.13 | 788 | 7466 | Rate Constraint in lbs/MMBtu | FALSE | L | Annual | Allowances Sold NOX | Thousand Tons | 0 | 0 | 0 | 0 | 0 | 0 | 0
NSR J P Madgett 1 - NOx Rate Annual v5.13 | 788 | 7466 | Rate Constraint in lbs/MMBtu | FALSE | L | Annual | Allowances Banked | Thousand Tons | 0 | 0 | 0 | 0 | 0 | 0 | 0
NSR J P Madgett 1 - NOx Rate Annual v5.13 | 788 | 7466 | Rate Constraint in lbs/MMBtu | FALSE | L | Annual | Allowances Withdrawn (1:1) | Thousand Tons | 0 | 0 | 0 | 0 | 0 | 0 | 0
NSR J P Madgett 1 - NOx Rate Annual v5.13 | 788 | 7466 | Rate Constraint in lbs/MMBtu | FALSE | L | Annual | Allowances Withdrawn (n:1) | Thousand Tons | 0 | 0 | 0 | 0 | 0 | 0 | 0
NSR J P Madgett 1 - NOx Rate Annual v5.13 | 788 | 7466 | Rate Constraint in lbs/MMBtu | FALSE | L | Annual | Net Emissions Allowance Position | Thousand Tons | 0.49291 | 0.69182 | 0 | 0 | 0 | 0 | 0
NSR J P Madgett 1 - NOx Rate Annual v5.13 | 788 | 7466 | Rate Constraint in lbs/MMBtu | FALSE | L | Annual | Fuel Consumed | TBtu | 12.9748 | 18.2105 | 0 | 0 | 0 | 0 | 0
NSR J P Madgett 1 - NOx Rate Annual v5.13 | 788 | 7466 | Rate Constraint in lbs/MMBtu | FALSE | L | Annual | Rate | lb/MMBtu | 0.07598 | 0.07598 | 0 | 0 | 0 | 0 | 0
NSR J P Madgett 1 - NOx Rate Annual v5.13 | 788 | 7466 | Rate Constraint in lbs/MMBtu | FALSE | L | Annual | Generation | TWh | 1.1542 | 1.62 | 0 | 0 | 0 | 0 | 0
NSR J P Madgett 1 - NOx Rate Annual v5.13 | 788 | 7466 | Rate Constraint in lbs/MMBtu | FALSE | L | Annual | Qualifying Generation | TWh | 1.1542 | 1.62 | 0 | 0 | 0 | 0 | 0
NSR J P Madgett 1 - NOx Rate Annual v5.13 | 788 | 7466 | Rate Constraint in lbs/MMBtu | FALSE | L | Annual | Rate | lb/MWh | 0.85409 | 0.85409 | 0 | 0 | 0 | 0 | 0
NSR J P Madgett 1 - NOx Rate Annual v5.13 | 788 | 7466 | Rate Constraint in lbs/MMBtu | FALSE | L | Annual | Constraint Shadow Price | US2022$/Ton | 0 | 0 | 0 | 0 | 0 | 0 | 0
NSR J P Madgett 1 - SO2 Rate Annual v5.13 | 789 | 7464 | Rate Constraint in lbs/MMBtu | FALSE | L | Annual | Seasons Included | Seasons | Winter, Spring, Summer, Fall | Winter, Spring, Summer, Fall | Winter, Spring, Summer, Fall | Winter, Spring, Summer, Fall | Winter, Spring, Summer, Fall | Winter, Spring, Summer, Fall | Winter, Spring, Summer, Fall
NSR J P Madgett 1 - SO2 Rate Annual v5.13 | 789 | 7464 | Rate Constraint in lbs/MMBtu | FALSE | L | Annual | Standard SO2 | lb/MMBtu | 0.09 | 0.09 | 0.09 | 0.09 | 0.09 | 0.09 | 0.09
NSR J P Madgett 1 - SO2 Rate Annual v5.13 | 789 | 7464 | Rate Constraint in lbs/MMBtu | FALSE | L | Annual | Emissions at Affected Plants SO2 | Thousand Tons | 0.4405 | 0.61826 | 0 | 0 | 0 | 0 | 0
NSR J P Madgett 1 - SO2 Rate Annual v5.13 | 789 | 7464 | Rate Constraint in lbs/MMBtu | FALSE | L | Annual | Allowances Purchased SO2 | Thousand Tons | 0 | 0 | 0 | 0 | 0 | 0 | 0
NSR J P Madgett 1 - SO2 Rate Annual v5.13 | 789 | 7464 | Rate Constraint in lbs/MMBtu | FALSE | L | Annual | Allowances Sold SO2 | Thousand Tons | 0 | 0 | 0 | 0 | 0 | 0 | 0
NSR J P Madgett 1 - SO2 Rate Annual v5.13 | 789 | 7464 | Rate Constraint in lbs/MMBtu | FALSE | L | Annual | Allowances Banked | Thousand Tons | 0 | 0 | 0 | 0 | 0 | 0 | 0
NSR J P Madgett 1 - SO2 Rate Annual v5.13 | 789 | 7464 | Rate Constraint in lbs/MMBtu | FALSE | L | Annual | Allowances Withdrawn (1:1) | Thousand Tons | 0 | 0 | 0 | 0 | 0 | 0 | 0
NSR J P Madgett 1 - SO2 Rate Annual v5.13 | 789 | 7464 | Rate Constraint in lbs/MMBtu | FALSE | L | Annual | Allowances Withdrawn (n:1) | Thousand Tons | 0 | 0 | 0 | 0 | 0 | 0 | 0
NSR J P Madgett 1 - SO2 Rate Annual v5.13 | 789 | 7464 | Rate Constraint in lbs/MMBtu | FALSE | L | Annual | Net Emissions Allowance Position | Thousand Tons | 0.4405 | 0.61826 | 0 | 0 | 0 | 0 | 0
NSR J P Madgett 1 - SO2 Rate Annual v5.13 | 789 | 7464 | Rate Constraint in lbs/MMBtu | FALSE | L | Annual | Fuel Consumed | TBtu | 12.9748 | 18.2105 | 0 | 0 | 0 | 0 | 0
NSR J P Madgett 1 - SO2 Rate Annual v5.13 | 789 | 7464 | Rate Constraint in lbs/MMBtu | FALSE | L | Annual | Rate | lb/MMBtu | 0.067901 | 0.067901 | 0 | 0 | 0 | 0 | 0
NSR J P Madgett 1 - SO2 Rate Annual v5.13 | 789 | 7464 | Rate Constraint in lbs/MMBtu | FALSE | L | Annual | Generation | TWh | 1.1542 | 1.62 | 0 | 0 | 0 | 0 | 0
NSR J P Madgett 1 - SO2 Rate Annual v5.13 | 789 | 7464 | Rate Constraint in lbs/MMBtu | FALSE | L | Annual | Qualifying Generation | TWh | 1.1542 | 1.62 | 0 | 0 | 0 | 0 | 0
NSR J P Madgett 1 - SO2 Rate Annual v5.13 | 789 | 7464 | Rate Constraint in lbs/MMBtu | FALSE | L | Annual | Rate | lb/MWh | 0.76328 | 0.76328 | 0 | 0 | 0 | 0 | 0
NSR J P Madgett 1 - SO2 Rate Annual v5.13 | 789 | 7464 | Rate Constraint in lbs/MMBtu | FALSE | L | Annual | Constraint Shadow Price | US2022$/Ton | 0 | 0 | 11359.8589 | 0 | 37346.8973 | 37270.8389 | 39392.6854
NSR James Miller 3,4 - NOX Rate Annual v3.1, Unit 2509 and retrofits | 790 | 7422 | Rate Constraint in lbs/MMBtu | FALSE | L | Annual | Seasons Included | Seasons | Winter, Spring, Summer, Fall | Winter, Spring, Summer, Fall | Winter, Spring, Summer, Fall | Winter, Spring, Summer, Fall | Winter, Spring, Summer, Fall | Winter, Spring, Summer, Fall | Winter, Spring, Summer, Fall
NSR James Miller 3,4 - NOX Rate Annual v3.1, Unit 2509 and retrofits | 790 | 7422 | Rate Constraint in lbs/MMBtu | FALSE | L | Annual | Standard NOX | lb/MMBtu | 0.1 | 0.1 | 0.1 | 0.1 | 0.1 | 0.1 | 0.1
NSR James Miller 3,4 - NOX Rate Annual v3.1, Unit 2509 and retrofits | 790 | 7422 | Rate Constraint in lbs/MMBtu | FALSE | L | Annual | Emissions at Affected Plants NOX | Thousand Tons | 1.6149 | 1.734 | 1.8595 | 1.8595 | 0 | 0 | 0
NSR James Miller 3,4 - NOX Rate Annual v3.1, Unit 2509 and retrofits | 790 | 7422 | Rate Constraint in lbs/MMBtu | FALSE | L | Annual | Allowances Purchased NOX | Thousand Tons | 0 | 0 | 0 | 0 | 0 | 0 | 0
NSR James Miller 3,4 - NOX Rate Annual v3.1, Unit 2509 and retrofits | 790 | 7422 | Rate Constraint in lbs/MMBtu | FALSE | L | Annual | Allowances Sold NOX | Thousand Tons | 0 | 0 | 0 | 0 | 0 | 0 | 0
NSR James Miller 3,4 - NOX Rate Annual v3.1, Unit 2509 and retrofits | 790 | 7422 | Rate Constraint in lbs/MMBtu | FALSE | L | Annual | Allowances Banked | Thousand Tons | 0 | 0 | 0 | 0 | 0 | 0 | 0
NSR James Miller 3,4 - NOX Rate Annual v3.1, Unit 2509 and retrofits | 790 | 7422 | Rate Constraint in lbs/MMBtu | FALSE | L | Annual | Allowances Withdrawn (1:1) | Thousand Tons | 0 | 0 | 0 | 0 | 0 | 0 | 0
NSR James Miller 3,4 - NOX Rate Annual v3.1, Unit 2509 and retrofits | 790 | 7422 | Rate Constraint in lbs/MMBtu | FALSE | L | Annual | Allowances Withdrawn (n:1) | Thousand Tons | 0 | 0 | 0 | 0 | 0 | 0 | 0
NSR James Miller 3,4 - NOX Rate Annual v3.1, Unit 2509 and retrofits | 790 | 7422 | Rate Constraint in lbs/MMBtu | FALSE | L | Annual | Net Emissions Allowance Position | Thousand Tons | 1.6149 | 1.734 | 1.8595 | 1.8595 | 0 | 0 | 0
NSR James Miller 3,4 - NOX Rate Annual v3.1, Unit 2509 and retrofits | 790 | 7422 | Rate Constraint in lbs/MMBtu | FALSE | L | Annual | Fuel Consumed | TBtu | 41.6584 | 44.73 | 47.9692 | 47.9692 | 0 | 0 | 0
NSR James Miller 3,4 - NOX Rate Annual v3.1, Unit 2509 and retrofits | 790 | 7422 | Rate Constraint in lbs/MMBtu | FALSE | L | Annual | Rate | lb/MMBtu | 0.07753 | 0.07753 | 0.07753 | 0.07753 | 0 | 0 | 0
NSR James Miller 3,4 - NOX Rate Annual v3.1, Unit 2509 and retrofits | 790 | 7422 | Rate Constraint in lbs/MMBtu | FALSE | L | Annual | Generation | TWh | 4.1654 | 4.4726 | 3.2657 | 3.2657 | 0 | 0 | 0
NSR James Miller 3,4 - NOX Rate Annual v3.1, Unit 2509 and retrofits | 790 | 7422 | Rate Constraint in lbs/MMBtu | FALSE | L | Annual | Qualifying Generation | TWh | 4.1654 | 4.4726 | 3.2657 | 3.2657 | 0 | 0 | 0
NSR James Miller 3,4 - NOX Rate Annual v3.1, Unit 2509 and retrofits | 790 | 7422 | Rate Constraint in lbs/MMBtu | FALSE | L | Annual | Rate | lb/MWh | 0.77538 | 0.77538 | 1.1388 | 1.1388 | 0 | 0 | 0
NSR James Miller 3,4 - NOX Rate Annual v3.1, Unit 2509 and retrofits | 790 | 7422 | Rate Constraint in lbs/MMBtu | FALSE | L | Annual | Constraint Shadow Price | US2022$/Ton | 0 | 0 | 0 | 0 | 0 | 0 | 0
NSR James Miller 3,4 - NOX Rate Annual v3.1, Unit 2510 and retrofits | 791 | 7422 | Rate Constraint in lbs/MMBtu | FALSE | L | Annual | Seasons Included | Seasons | Winter, Spring, Summer, Fall | Winter, Spring, Summer, Fall | Winter, Spring, Summer, Fall | Winter, Spring, Summer, Fall | Winter, Spring, Summer, Fall | Winter, Spring, Summer, Fall | Winter, Spring, Summer, Fall
NSR James Miller 3,4 - NOX Rate Annual v3.1, Unit 2510 and retrofits | 791 | 7422 | Rate Constraint in lbs/MMBtu | FALSE | L | Annual | Standard NOX | lb/MMBtu | 0.1 | 0.1 | 0.1 | 0.1 | 0.1 | 0.1 | 0.1
NSR James Miller 3,4 - NOX Rate Annual v3.1, Unit 2510 and retrofits | 791 | 7422 | Rate Constraint in lbs/MMBtu | FALSE | L | Annual | Emissions at Affected Plants NOX | Thousand Tons | 1.3903 | 1.4928 | 1.6009 | 1.6009 | 0 | 0 | 0
NSR James Miller 3,4 - NOX Rate Annual v3.1, Unit 2510 and retrofits | 791 | 7422 | Rate Constraint in lbs/MMBtu | FALSE | L | Annual | Allowances Purchased NOX | Thousand Tons | 0 | 0 | 0 | 0 | 0 | 0 | 0
NSR James Miller 3,4 - NOX Rate Annual v3.1, Unit 2510 and retrofits | 791 | 7422 | Rate Constraint in lbs/MMBtu | FALSE | L | Annual | Allowances Sold NOX | Thousand Tons | 0 | 0 | 0 | 0 | 0 | 0 | 0
NSR James Miller 3,4 - NOX Rate Annual v3.1, Unit 2510 and retrofits | 791 | 7422 | Rate Constraint in lbs/MMBtu | FALSE | L | Annual | Allowances Banked | Thousand Tons | 0 | 0 | 0 | 0 | 0 | 0 | 0
NSR James Miller 3,4 - NOX Rate Annual v3.1, Unit 2510 and retrofits | 791 | 7422 | Rate Constraint in lbs/MMBtu | FALSE | L | Annual | Allowances Withdrawn (1:1) | Thousand Tons | 0 | 0 | 0 | 0 | 0 | 0 | 0
NSR James Miller 3,4 - NOX Rate Annual v3.1, Unit 2510 and retrofits | 791 | 7422 | Rate Constraint in lbs/MMBtu | FALSE | L | Annual | Allowances Withdrawn (n:1) | Thousand Tons | 0 | 0 | 0 | 0 | 0 | 0 | 0
NSR James Miller 3,4 - NOX Rate Annual v3.1, Unit 2510 and retrofits | 791 | 7422 | Rate Constraint in lbs/MMBtu | FALSE | L | Annual | Net Emissions Allowance Position | Thousand Tons | 1.3903 | 1.4928 | 1.6009 | 1.6009 | 0 | 0 | 0
NSR James Miller 3,4 - NOX Rate Annual v3.1, Unit 2510 and retrofits | 791 | 7422 | Rate Constraint in lbs/MMBtu | FALSE | L | Annual | Fuel Consumed | TBtu | 42.362 | 45.4854 | 48.7794 | 48.7794 | 0 | 0 | 0
NSR James Miller 3,4 - NOX Rate Annual v3.1, Unit 2510 and retrofits | 791 | 7422 | Rate Constraint in lbs/MMBtu | FALSE | L | Annual | Rate | lb/MMBtu | 0.06564 | 0.06564 | 0.06564 | 0.06564 | 0 | 0 | 0
NSR James Miller 3,4 - NOX Rate Annual v3.1, Unit 2510 and retrofits | 791 | 7422 | Rate Constraint in lbs/MMBtu | FALSE | L | Annual | Generation | TWh | 4.2315 | 4.5435 | 3.3157 | 3.3157 | 0 | 0 | 0
NSR James Miller 3,4 - NOX Rate Annual v3.1, Unit 2510 and retrofits | 791 | 7422 | Rate Constraint in lbs/MMBtu | FALSE | L | Annual | Qualifying Generation | TWh | 4.2315 | 4.5435 | 3.3157 | 3.3157 | 0 | 0 | 0
NSR James Miller 3,4 - NOX Rate Annual v3.1, Unit 2510 and retrofits | 791 | 7422 | Rate Constraint in lbs/MMBtu | FALSE | L | Annual | Rate | lb/MWh | 0.65712 | 0.65712 | 0.96566 | 0.96566 | 0 | 0 | 0
NSR James Miller 3,4 - NOX Rate Annual v3.1, Unit 2510 and retrofits | 791 | 7422 | Rate Constraint in lbs/MMBtu | FALSE | L | Annual | Constraint Shadow Price | US2022$/Ton | 0 | 0 | 0 | 0 | 0 | 0 | 0
NSR KU Brown Unit 3 - SO2 Cap Annual v3.1 | 792 | 7383 | Rate Constraint in MTons | FALSE | L | Annual | Seasons Included | Seasons | Winter, Spring, Summer, Fall | Winter, Spring, Summer, Fall | Winter, Spring, Summer, Fall | Winter, Spring, Summer, Fall | Winter, Spring, Summer, Fall | Winter, Spring, Summer, Fall | Winter, Spring, Summer, Fall
NSR KU Brown Unit 3 - SO2 Cap Annual v3.1 | 792 | 7383 | Rate Constraint in MTons | FALSE | L | Annual | Standard SO2 | Thousand Tons | 2.3 | 2.3 | 2.3 | 2.3 | 2.3 | 2.3 | 2.3
NSR KU Brown Unit 3 - SO2 Cap Annual v3.1 | 792 | 7383 | Rate Constraint in MTons | FALSE | L | Annual | Emissions at Affected Plants SO2 | Thousand Tons | 0 | 0 | 0 | 0 | 0 | 0 | 0
NSR KU Brown Unit 3 - SO2 Cap Annual v3.1 | 792 | 7383 | Rate Constraint in MTons | FALSE | L | Annual | Allowances Purchased SO2 | Thousand Tons | 0 | 0 | 0 | 0 | 0 | 0 | 0
NSR KU Brown Unit 3 - SO2 Cap Annual v3.1 | 792 | 7383 | Rate Constraint in MTons | FALSE | L | Annual | Allowances Sold SO2 | Thousand Tons | 0 | 0 | 0 | 0 | 0 | 0 | 0
NSR KU Brown Unit 3 - SO2 Cap Annual v3.1 | 792 | 7383 | Rate Constraint in MTons | FALSE | L | Annual | Allowances Banked | Thousand Tons | 0 | 0 | 0 | 0 | 0 | 0 | 0
NSR KU Brown Unit 3 - SO2 Cap Annual v3.1 | 792 | 7383 | Rate Constraint in MTons | FALSE | L | Annual | Allowances Withdrawn (1:1) | Thousand Tons | 0 | 0 | 0 | 0 | 0 | 0 | 0
NSR KU Brown Unit 3 - SO2 Cap Annual v3.1 | 792 | 7383 | Rate Constraint in MTons | FALSE | L | Annual | Allowances Withdrawn (n:1) | Thousand Tons | 0 | 0 | 0 | 0 | 0 | 0 | 0
NSR KU Brown Unit 3 - SO2 Cap Annual v3.1 | 792 | 7383 | Rate Constraint in MTons | FALSE | L | Annual | Net Emissions Allowance Position | Thousand Tons | 0 | 0 | 0 | 0 | 0 | 0 | 0
NSR KU Brown Unit 3 - SO2 Cap Annual v3.1 | 792 | 7383 | Rate Constraint in MTons | FALSE | L | Annual | Fuel Consumed | TBtu | 0 | 0 | 0 | 0 | 0 | 0 | 0
NSR KU Brown Unit 3 - SO2 Cap Annual v3.1 | 792 | 7383 | Rate Constraint in MTons | FALSE | L | Annual | Rate | lb/MMBtu | 0 | 0 | 0 | 0 | 0 | 0 | 0
NSR KU Brown Unit 3 - SO2 Cap Annual v3.1 | 792 | 7383 | Rate Constraint in MTons | FALSE | L | Annual | Generation | TWh | 0 | 0 | 0 | 0 | 0 | 0 | 0
NSR KU Brown Unit 3 - SO2 Cap Annual v3.1 | 792 | 7383 | Rate Constraint in MTons | FALSE | L | Annual | Qualifying Generation | TWh | 0 | 0 | 0 | 0 | 0 | 0 | 0
NSR KU Brown Unit 3 - SO2 Cap Annual v3.1 | 792 | 7383 | Rate Constraint in MTons | FALSE | L | Annual | Rate | lb/MWh | 0 | 0 | 0 | 0 | 0 | 0 | 0
NSR KU Brown Unit 3 - SO2 Cap Annual v3.1 | 792 | 7383 | Rate Constraint in MTons | FALSE | L | Annual | Constraint Shadow Price | US2022$/Ton | 0 | 0 | 0 | 0 | 0 | 0 | 0
NSR KU Brown Unit 3 - SO2 Rate Annual v3.1 | 793 | 7384 | Rate Constraint in lbs/MMBtu | FALSE | L | Annual | Seasons Included | Seasons | Winter, Spring, Summer, Fall | Winter, Spring, Summer, Fall | Winter, Spring, Summer, Fall | Winter, Spring, Summer, Fall | Winter, Spring, Summer, Fall | Winter, Spring, Summer, Fall | Winter, Spring, Summer, Fall
NSR KU Brown Unit 3 - SO2 Rate Annual v3.1 | 793 | 7384 | Rate Constraint in lbs/MMBtu | FALSE | L | Annual | Standard SO2 | lb/MMBtu | 0.1 | 0.1 | 0.1 | 0.1 | 0.1 | 0.1 | 0.1
NSR KU Brown Unit 3 - SO2 Rate Annual v3.1 | 793 | 7384 | Rate Constraint in lbs/MMBtu | FALSE | L | Annual | Emissions at Affected Plants SO2 | Thousand Tons | 0 | 0 | 0 | 0 | 0 | 0 | 0
NSR KU Brown Unit 3 - SO2 Rate Annual v3.1 | 793 | 7384 | Rate Constraint in lbs/MMBtu | FALSE | L | Annual | Allowances Purchased SO2 | Thousand Tons | 0 | 0 | 0 | 0 | 0 | 0 | 0
NSR KU Brown Unit 3 - SO2 Rate Annual v3.1 | 793 | 7384 | Rate Constraint in lbs/MMBtu | FALSE | L | Annual | Allowances Sold SO2 | Thousand Tons | 0 | 0 | 0 | 0 | 0 | 0 | 0
NSR KU Brown Unit 3 - SO2 Rate Annual v3.1 | 793 | 7384 | Rate Constraint in lbs/MMBtu | FALSE | L | Annual | Allowances Banked | Thousand Tons | 0 | 0 | 0 | 0 | 0 | 0 | 0
NSR KU Brown Unit 3 - SO2 Rate Annual v3.1 | 793 | 7384 | Rate Constraint in lbs/MMBtu | FALSE | L | Annual | Allowances Withdrawn (1:1) | Thousand Tons | 0 | 0 | 0 | 0 | 0 | 0 | 0
NSR KU Brown Unit 3 - SO2 Rate Annual v3.1 | 793 | 7384 | Rate Constraint in lbs/MMBtu | FALSE | L | Annual | Allowances Withdrawn (n:1) | Thousand Tons | 0 | 0 | 0 | 0 | 0 | 0 | 0
NSR KU Brown Unit 3 - SO2 Rate Annual v3.1 | 793 | 7384 | Rate Constraint in lbs/MMBtu | FALSE | L | Annual | Net Emissions Allowance Position | Thousand Tons | 0 | 0 | 0 | 0 | 0 | 0 | 0
NSR KU Brown Unit 3 - SO2 Rate Annual v3.1 | 793 | 7384 | Rate Constraint in lbs/MMBtu | FALSE | L | Annual | Fuel Consumed | TBtu | 0 | 0 | 0 | 0 | 0 | 0 | 0
NSR KU Brown Unit 3 - SO2 Rate Annual v3.1 | 793 | 7384 | Rate Constraint in lbs/MMBtu | FALSE | L | Annual | Rate | lb/MMBtu | 0 | 0 | 0 | 0 | 0 | 0 | 0
NSR KU Brown Unit 3 - SO2 Rate Annual v3.1 | 793 | 7384 | Rate Constraint in lbs/MMBtu | FALSE | L | Annual | Generation | TWh | 0 | 0 | 0 | 0 | 0 | 0 | 0
NSR KU Brown Unit 3 - SO2 Rate Annual v3.1 | 793 | 7384 | Rate Constraint in lbs/MMBtu | FALSE | L | Annual | Qualifying Generation | TWh | 0 | 0 | 0 | 0 | 0 | 0 | 0
NSR KU Brown Unit 3 - SO2 Rate Annual v3.1 | 793 | 7384 | Rate Constraint in lbs/MMBtu | FALSE | L | Annual | Rate | lb/MWh | 0 | 0 | 0 | 0 | 0 | 0 | 0
NSR KU Brown Unit 3 - SO2 Rate Annual v3.1 | 793 | 7384 | Rate Constraint in lbs/MMBtu | FALSE | L | Annual | Constraint Shadow Price | US2022$/Ton | 36597.0014 | 12604.3455 | 11520.8223 | 16048.8903 | 0 | 0 | 0
NSR Laskin 1,2 - NOX Rate Annual v5.14 | 794 | 7491 | Rate Constraint in lbs/MMBtu | FALSE | L | Annual | Seasons Included | Seasons | Winter, Spring, Summer, Fall | Winter, Spring, Summer, Fall | Winter, Spring, Summer, Fall | Winter, Spring, Summer, Fall | Winter, Spring, Summer, Fall | Winter, Spring, Summer, Fall | Winter, Spring, Summer, Fall
NSR Laskin 1,2 - NOX Rate Annual v5.14 | 794 | 7491 | Rate Constraint in lbs/MMBtu | FALSE | L | Annual | Standard NOX | lb/MMBtu | 0.19 | 0.19 | 0.19 | 0.19 | 0.19 | 0.19 | 0.19
NSR Laskin 1,2 - NOX Rate Annual v5.14 | 794 | 7491 | Rate Constraint in lbs/MMBtu | FALSE | L | Annual | Emissions at Affected Plants NOX | Thousand Tons | 0 | 0 | 0 | 0 | 0 | 0 | 0
NSR Laskin 1,2 - NOX Rate Annual v5.14 | 794 | 7491 | Rate Constraint in lbs/MMBtu | FALSE | L | Annual | Allowances Purchased NOX | Thousand Tons | 0 | 0 | 0 | 0 | 0 | 0 | 0
NSR Laskin 1,2 - NOX Rate Annual v5.14 | 794 | 7491 | Rate Constraint in lbs/MMBtu | FALSE | L | Annual | Allowances Sold NOX | Thousand Tons | 0 | 0 | 0 | 0 | 0 | 0 | 0
NSR Laskin 1,2 - NOX Rate Annual v5.14 | 794 | 7491 | Rate Constraint in lbs/MMBtu | FALSE | L | Annual | Allowances Banked | Thousand Tons | 0 | 0 | 0 | 0 | 0 | 0 | 0
NSR Laskin 1,2 - NOX Rate Annual v5.14 | 794 | 7491 | Rate Constraint in lbs/MMBtu | FALSE | L | Annual | Allowances Withdrawn (1:1) | Thousand Tons | 0 | 0 | 0 | 0 | 0 | 0 | 0
NSR Laskin 1,2 - NOX Rate Annual v5.14 | 794 | 7491 | Rate Constraint in lbs/MMBtu | FALSE | L | Annual | Allowances Withdrawn (n:1) | Thousand Tons | 0 | 0 | 0 | 0 | 0 | 0 | 0
NSR Laskin 1,2 - NOX Rate Annual v5.14 | 794 | 7491 | Rate Constraint in lbs/MMBtu | FALSE | L | Annual | Net Emissions Allowance Position | Thousand Tons | 0 | 0 | 0 | 0 | 0 | 0 | 0
NSR Laskin 1,2 - NOX Rate Annual v5.14 | 794 | 7491 | Rate Constraint in lbs/MMBtu | FALSE | L | Annual | Fuel Consumed | TBtu | 0 | 0 | 0 | 0 | 0 | 0 | 0
NSR Laskin 1,2 - NOX Rate Annual v5.14 | 794 | 7491 | Rate Constraint in lbs/MMBtu | FALSE | L | Annual | Rate | lb/MMBtu | 0 | 0 | 0 | 0 | 0 | 0 | 0
NSR Laskin 1,2 - NOX Rate Annual v5.14 | 794 | 7491 | Rate Constraint in lbs/MMBtu | FALSE | L | Annual | Generation | TWh | 0 | 0 | 0 | 0 | 0 | 0 | 0
NSR Laskin 1,2 - NOX Rate Annual v5.14 | 794 | 7491 | Rate Constraint in lbs/MMBtu | FALSE | L | Annual | Qualifying Generation | TWh | 0 | 0 | 0 | 0 | 0 | 0 | 0
NSR Laskin 1,2 - NOX Rate Annual v5.14 | 794 | 7491 | Rate Constraint in lbs/MMBtu | FALSE | L | Annual | Rate | lb/MWh | 0 | 0 | 0 | 0 | 0 | 0 | 0
NSR Laskin 1,2 - NOX Rate Annual v5.14 | 794 | 7491 | Rate Constraint in lbs/MMBtu | FALSE | L | Annual | Constraint Shadow Price | US2022$/Ton | 0 | 0 | 0 | 0 | 0 | 0 | 0
NSR Laskin 1,2 - SO2 Rate Annual v5.14 | 795 | 7490 | Rate Constraint in lbs/MMBtu | FALSE | L | Annual | Seasons Included | Seasons | Winter, Spring, Summer, Fall | Winter, Spring, Summer, Fall | Winter, Spring, Summer, Fall | Winter, Spring, Summer, Fall | Winter, Spring, Summer, Fall | Winter, Spring, Summer, Fall | Winter, Spring, Summer, Fall
NSR Laskin 1,2 - SO2 Rate Annual v5.14 | 795 | 7490 | Rate Constraint in lbs/MMBtu | FALSE | L | Annual | Standard SO2 | lb/MMBtu | 0.2 | 0.2 | 0.2 | 0.2 | 0.2 | 0.2 | 0.2
NSR Laskin 1,2 - SO2 Rate Annual v5.14 | 795 | 7490 | Rate Constraint in lbs/MMBtu | FALSE | L | Annual | Emissions at Affected Plants SO2 | Thousand Tons | 0 | 0 | 0 | 0 | 0 | 0 | 0
NSR Laskin 1,2 - SO2 Rate Annual v5.14 | 795 | 7490 | Rate Constraint in lbs/MMBtu | FALSE | L | Annual | Allowances Purchased SO2 | Thousand Tons | 0 | 0 | 0 | 0 | 0 | 0 | 0
NSR Laskin 1,2 - SO2 Rate Annual v5.14 | 795 | 7490 | Rate Constraint in lbs/MMBtu | FALSE | L | Annual | Allowances Sold SO2 | Thousand Tons | 0 | 0 | 0 | 0 | 0 | 0 | 0
NSR Laskin 1,2 - SO2 Rate Annual v5.14 | 795 | 7490 | Rate Constraint in lbs/MMBtu | FALSE | L | Annual | Allowances Banked | Thousand Tons | 0 | 0 | 0 | 0 | 0 | 0 | 0
NSR Laskin 1,2 - SO2 Rate Annual v5.14 | 795 | 7490 | Rate Constraint in lbs/MMBtu | FALSE | L | Annual | Allowances Withdrawn (1:1) | Thousand Tons | 0 | 0 | 0 | 0 | 0 | 0 | 0
NSR Laskin 1,2 - SO2 Rate Annual v5.14 | 795 | 7490 | Rate Constraint in lbs/MMBtu | FALSE | L | Annual | Allowances Withdrawn (n:1) | Thousand Tons | 0 | 0 | 0 | 0 | 0 | 0 | 0
NSR Laskin 1,2 - SO2 Rate Annual v5.14 | 795 | 7490 | Rate Constraint in lbs/MMBtu | FALSE | L | Annual | Net Emissions Allowance Position | Thousand Tons | 0 | 0 | 0 | 0 | 0 | 0 | 0
NSR Laskin 1,2 - SO2 Rate Annual v5.14 | 795 | 7490 | Rate Constraint in lbs/MMBtu | FALSE | L | Annual | Fuel Consumed | TBtu | 0 | 0 | 0 | 0 | 0 | 0 | 0
NSR Laskin 1,2 - SO2 Rate Annual v5.14 | 795 | 7490 | Rate Constraint in lbs/MMBtu | FALSE | L | Annual | Rate | lb/MMBtu | 0 | 0 | 0 | 0 | 0 | 0 | 0
NSR Laskin 1,2 - SO2 Rate Annual v5.14 | 795 | 7490 | Rate Constraint in lbs/MMBtu | FALSE | L | Annual | Generation | TWh | 0 | 0 | 0 | 0 | 0 | 0 | 0
NSR Laskin 1,2 - SO2 Rate Annual v5.14 | 795 | 7490 | Rate Constraint in lbs/MMBtu | FALSE | L | Annual | Qualifying Generation | TWh | 0 | 0 | 0 | 0 | 0 | 0 | 0
NSR Laskin 1,2 - SO2 Rate Annual v5.14 | 795 | 7490 | Rate Constraint in lbs/MMBtu | FALSE | L | Annual | Rate | lb/MWh | 0 | 0 | 0 | 0 | 0 | 0 | 0
NSR Laskin 1,2 - SO2 Rate Annual v5.14 | 795 | 7490 | Rate Constraint in lbs/MMBtu | FALSE | L | Annual | Constraint Shadow Price | US2022$/Ton | 0 | 0 | 0 | 0 | 0 | 0 | 0
NSR Milton Young 1 - NOX Rate Annual v3.1 | 796 | 7423 | Rate Constraint in lbs/MMBtu | FALSE | L | Annual | Seasons Included | Seasons | Winter, Spring, Summer, Fall | Winter, Spring, Summer, Fall | Winter, Spring, Summer, Fall | Winter, Spring, Summer, Fall | Winter, Spring, Summer, Fall | Winter, Spring, Summer, Fall | Winter, Spring, Summer, Fall
NSR Milton Young 1 - NOX Rate Annual v3.1 | 796 | 7423 | Rate Constraint in lbs/MMBtu | FALSE | L | Annual | Standard NOX | lb/MMBtu | 0.36 | 0.36 | 0.36 | 0.36 | 0.36 | 0.36 | 0.36
NSR Milton Young 1 - NOX Rate Annual v3.1 | 796 | 7423 | Rate Constraint in lbs/MMBtu | FALSE | L | Annual | Emissions at Affected Plants NOX | Thousand Tons | 2.4026 | 2.4797 | 0 | 0 | 0 | 0 | 0
NSR Milton Young 1 - NOX Rate Annual v3.1 | 796 | 7423 | Rate Constraint in lbs/MMBtu | FALSE | L | Annual | Allowances Purchased NOX | Thousand Tons | 0 | 0 | 0 | 0 | 0 | 0 | 0
NSR Milton Young 1 - NOX Rate Annual v3.1 | 796 | 7423 | Rate Constraint in lbs/MMBtu | FALSE | L | Annual | Allowances Sold NOX | Thousand Tons | 0 | 0 | 0 | 0 | 0 | 0 | 0
NSR Milton Young 1 - NOX Rate Annual v3.1 | 796 | 7423 | Rate Constraint in lbs/MMBtu | FALSE | L | Annual | Allowances Banked | Thousand Tons | 0 | 0 | 0 | 0 | 0 | 0 | 0
NSR Milton Young 1 - NOX Rate Annual v3.1 | 796 | 7423 | Rate Constraint in lbs/MMBtu | FALSE | L | Annual | Allowances Withdrawn (1:1) | Thousand Tons | 0 | 0 | 0 | 0 | 0 | 0 | 0
NSR Milton Young 1 - NOX Rate Annual v3.1 | 796 | 7423 | Rate Constraint in lbs/MMBtu | FALSE | L | Annual | Allowances Withdrawn (n:1) | Thousand Tons | 0 | 0 | 0 | 0 | 0 | 0 | 0
NSR Milton Young 1 - NOX Rate Annual v3.1 | 796 | 7423 | Rate Constraint in lbs/MMBtu | FALSE | L | Annual | Net Emissions Allowance Position | Thousand Tons | 2.4026 | 2.4797 | 0 | 0 | 0 | 0 | 0
NSR Milton Young 1 - NOX Rate Annual v3.1 | 796 | 7423 | Rate Constraint in lbs/MMBtu | FALSE | L | Annual | Fuel Consumed | TBtu | 17.9812 | 18.5585 | 0 | 0 | 0 | 0 | 0
NSR Milton Young 1 - NOX Rate Annual v3.1 | 796 | 7423 | Rate Constraint in lbs/MMBtu | FALSE | L | Annual | Rate | lb/MMBtu | 0.26723 | 0.26723 | 0 | 0 | 0 | 0 | 0
NSR Milton Young 1 - NOX Rate Annual v3.1 | 796 | 7423 | Rate Constraint in lbs/MMBtu | FALSE | L | Annual | Generation | TWh | 1.546 | 1.5956 | 0 | 0 | 0 | 0 | 0
NSR Milton Young 1 - NOX Rate Annual v3.1 | 796 | 7423 | Rate Constraint in lbs/MMBtu | FALSE | L | Annual | Qualifying Generation | TWh | 1.546 | 1.5956 | 0 | 0 | 0 | 0 | 0
NSR Milton Young 1 - NOX Rate Annual v3.1 | 796 | 7423 | Rate Constraint in lbs/MMBtu | FALSE | L | Annual | Rate | lb/MWh | 3.1082 | 3.1082 | 0 | 0 | 0 | 0 | 0
NSR Milton Young 1 - NOX Rate Annual v3.1 | 796 | 7423 | Rate Constraint in lbs/MMBtu | FALSE | L | Annual | Constraint Shadow Price | US2022$/Ton | 0 | 0 | 0 | 0 | 0 | 0 | 0
NSR Milton Young 2 - NOX Rate Annual v3.1 | 797 | 7974 | Rate Constraint in lbs/MMBtu | FALSE | L | Annual | Seasons Included | Seasons | Winter, Spring, Summer, Fall | Winter, Spring, Summer, Fall | Winter, Spring, Summer, Fall | Winter, Spring, Summer, Fall | Winter, Spring, Summer, Fall | Winter, Spring, Summer, Fall | Winter, Spring, Summer, Fall
NSR Milton Young 2 - NOX Rate Annual v3.1 | 797 | 7974 | Rate Constraint in lbs/MMBtu | FALSE | L | Annual | Standard NOX | lb/MMBtu | 0.35 | 0.35 | 0.35 | 0.35 | 0.35 | 0.35 | 0.35
NSR Milton Young 2 - NOX Rate Annual v3.1 | 797 | 7974 | Rate Constraint in lbs/MMBtu | FALSE | L | Annual | Emissions at Affected Plants NOX | Thousand Tons | 4.5535 | 3.7941 | 0.68566 | 0.68566 | 0 | 0 | 0
NSR Milton Young 2 - NOX Rate Annual v3.1 | 797 | 7974 | Rate Constraint in lbs/MMBtu | FALSE | L | Annual | Allowances Purchased NOX | Thousand Tons | 0 | 0 | 0 | 0 | 0 | 0 | 0
NSR Milton Young 2 - NOX Rate Annual v3.1 | 797 | 7974 | Rate Constraint in lbs/MMBtu | FALSE | L | Annual | Allowances Sold NOX | Thousand Tons | 0 | 0 | 0 | 0 | 0 | 0 | 0
NSR Milton Young 2 - NOX Rate Annual v3.1 | 797 | 7974 | Rate Constraint in lbs/MMBtu | FALSE | L | Annual | Allowances Banked | Thousand Tons | 0 | 0 | 0 | 0 | 0 | 0 | 0
NSR Milton Young 2 - NOX Rate Annual v3.1 | 797 | 7974 | Rate Constraint in lbs/MMBtu | FALSE | L | Annual | Allowances Withdrawn (1:1) | Thousand Tons | 0 | 0 | 0 | 0 | 0 | 0 | 0
NSR Milton Young 2 - NOX Rate Annual v3.1 | 797 | 7974 | Rate Constraint in lbs/MMBtu | FALSE | L | Annual | Allowances Withdrawn (n:1) | Thousand Tons | 0 | 0 | 0 | 0 | 0 | 0 | 0
NSR Milton Young 2 - NOX Rate Annual v3.1 | 797 | 7974 | Rate Constraint in lbs/MMBtu | FALSE | L | Annual | Net Emissions Allowance Position | Thousand Tons | 4.5535 | 3.7941 | 0.68566 | 0.68566 | 0 | 0 | 0
NSR Milton Young 2 - NOX Rate Annual v3.1 | 797 | 7974 | Rate Constraint in lbs/MMBtu | FALSE | L | Annual | Fuel Consumed | TBtu | 32.1203 | 34.8471 | 36.3656 | 36.3656 | 0 | 0 | 0
NSR Milton Young 2 - NOX Rate Annual v3.1 | 797 | 7974 | Rate Constraint in lbs/MMBtu | FALSE | L | Annual | Rate | lb/MMBtu | 0.28353 | 0.21776 | 0.037709 | 0.037709 | 0 | 0 | 0
NSR Milton Young 2 - NOX Rate Annual v3.1 | 797 | 7974 | Rate Constraint in lbs/MMBtu | FALSE | L | Annual | Generation | TWh | 2.8198 | 2.7584 | 2.0196 | 2.0196 | 0 | 0 | 0
NSR Milton Young 2 - NOX Rate Annual v3.1 | 797 | 7974 | Rate Constraint in lbs/MMBtu | FALSE | L | Annual | Qualifying Generation | TWh | 2.8198 | 2.7584 | 2.0196 | 2.0196 | 0 | 0 | 0
NSR Milton Young 2 - NOX Rate Annual v3.1 | 797 | 7974 | Rate Constraint in lbs/MMBtu | FALSE | L | Annual | Rate | lb/MWh | 3.2297 | 2.7509 | 0.679 | 0.679 | 0 | 0 | 0
NSR Milton Young 2 - NOX Rate Annual v3.1 | 797 | 7974 | Rate Constraint in lbs/MMBtu | FALSE | L | Annual | Constraint Shadow Price | US2022$/Ton | 0 | 0 | 0 | 0 | 0 | 0 | 0
NSR Minnkota Power - SO2 Cap Annual v3.1 | 798 | 7385 | Rate Constraint in MTons | FALSE | L | Annual | Seasons Included | Seasons | Winter, Spring, Summer, Fall | Winter, Spring, Summer, Fall | Winter, Spring, Summer, Fall | Winter, Spring, Summer, Fall | Winter, Spring, Summer, Fall | Winter, Spring, Summer, Fall | Winter, Spring, Summer, Fall
NSR Minnkota Power - SO2 Cap Annual v3.1 | 798 | 7385 | Rate Constraint in MTons | FALSE | L | Annual | Standard SO2 | Thousand Tons | 8.5 | 8.5 | 8.5 | 8.5 | 8.5 | 8.5 | 8.5
NSR Minnkota Power - SO2 Cap Annual v3.1 | 798 | 7385 | Rate Constraint in MTons | FALSE | L | Annual | Emissions at Affected Plants SO2 | Thousand Tons | 1.8059 | 1.9264 | 1.3418 | 1.3418 | 0 | 0 | 0
NSR Minnkota Power - SO2 Cap Annual v3.1 | 798 | 7385 | Rate Constraint in MTons | FALSE | L | Annual | Allowances Purchased SO2 | Thousand Tons | 0 | 0 | 0 | 0 | 0 | 0 | 0
NSR Minnkota Power - SO2 Cap Annual v3.1 | 798 | 7385 | Rate Constraint in MTons | FALSE | L | Annual | Allowances Sold SO2 | Thousand Tons | 0 | 0 | 0 | 0 | 0 | 0 | 0
NSR Minnkota Power - SO2 Cap Annual v3.1 | 798 | 7385 | Rate Constraint in MTons | FALSE | L | Annual | Allowances Banked | Thousand Tons | 0 | 0 | 0 | 0 | 0 | 0 | 0
NSR Minnkota Power - SO2 Cap Annual v3.1 | 798 | 7385 | Rate Constraint in MTons | FALSE | L | Annual | Allowances Withdrawn (1:1) | Thousand Tons | 0 | 0 | 0 | 0 | 0 | 0 | 0
NSR Minnkota Power - SO2 Cap Annual v3.1 | 798 | 7385 | Rate Constraint in MTons | FALSE | L | Annual | Allowances Withdrawn (n:1) | Thousand Tons | 0 | 0 | 0 | 0 | 0 | 0 | 0
NSR Minnkota Power - SO2 Cap Annual v3.1 | 798 | 7385 | Rate Constraint in MTons | FALSE | L | Annual | Net Emissions Allowance Position | Thousand Tons | 1.8059 | 1.9264 | 1.3418 | 1.3418 | 0 | 0 | 0
NSR Minnkota Power - SO2 Cap Annual v3.1 | 798 | 7385 | Rate Constraint in MTons | FALSE | L | Annual | Fuel Consumed | TBtu | 50.1014 | 53.4056 | 36.3656 | 36.3656 | 0 | 0 | 0
NSR Minnkota Power - SO2 Cap Annual v3.1 | 798 | 7385 | Rate Constraint in MTons | FALSE | L | Annual | Rate | lb/MMBtu | 0.072088 | 0.072143 | 0.073797 | 0.073797 | 0 | 0 | 0
NSR Minnkota Power - SO2 Cap Annual v3.1 | 798 | 7385 | Rate Constraint in MTons | FALSE | L | Annual | Generation | TWh | 4.3658 | 4.3541 | 2.0196 | 2.0196 | 0 | 0 | 0
NSR Minnkota Power - SO2 Cap Annual v3.1 | 798 | 7385 | Rate Constraint in MTons | FALSE | L | Annual | Qualifying Generation | TWh | 4.3658 | 4.3541 | 2.0196 | 2.0196 | 0 | 0 | 0
NSR Minnkota Power - SO2 Cap Annual v3.1 | 798 | 7385 | Rate Constraint in MTons | FALSE | L | Annual | Rate | lb/MWh | 0.82729 | 0.88488 | 1.3288 | 1.3288 | 0 | 0 | 0
NSR Minnkota Power - SO2 Cap Annual v3.1 | 798 | 7385 | Rate Constraint in MTons | FALSE | L | Annual | Constraint Shadow Price | US2022$/Ton | 0 | 0 | 0 | 0 | 0 | 0 | 0
NSR Mt Storm 1-3 - NOX Rate Annual v3.1, Unit 4722 and retrofits | 799 | 7430 | Rate Constraint in lbs/MMBtu | FALSE | L | Annual | Seasons Included | Seasons | Winter, Spring, Summer, Fall | Winter, Spring, Summer, Fall | Winter, Spring, Summer, Fall | Winter, Spring, Summer, Fall | Winter, Spring, Summer, Fall | Winter, Spring, Summer, Fall | Winter, Spring, Summer, Fall
NSR Mt Storm 1-3 - NOX Rate Annual v3.1, Unit 4722 and retrofits | 799 | 7430 | Rate Constraint in lbs/MMBtu | FALSE | L | Annual | Standard NOX | lb/MMBtu | 0.11 | 0.11 | 0.11 | 0.11 | 0.11 | 0.11 | 0.11
NSR Mt Storm 1-3 - NOX Rate Annual v3.1, Unit 4722 and retrofits | 799 | 7430 | Rate Constraint in lbs/MMBtu | FALSE | L | Annual | Emissions at Affected Plants NOX | Thousand Tons | 0.52074 | 0.94938 | 1.422 | 1.422 | 0 | 0 | 0
NSR Mt Storm 1-3 - NOX Rate Annual v3.1, Unit 4722 and retrofits | 799 | 7430 | Rate Constraint in lbs/MMBtu | FALSE | L | Annual | Allowances Purchased NOX | Thousand Tons | 0 | 0 | 0 | 0 | 0 | 0 | 0
NSR Mt Storm 1-3 - NOX Rate Annual v3.1, Unit 4722 and retrofits | 799 | 7430 | Rate Constraint in lbs/MMBtu | FALSE | L | Annual | Allowances Sold NOX | Thousand Tons | 0 | 0 | 0 | 0 | 0 | 0 | 0
NSR Mt Storm 1-3 - NOX Rate Annual v3.1, Unit 4722 and retrofits | 799 | 7430 | Rate Constraint in lbs/MMBtu | FALSE | L | Annual | Allowances Banked | Thousand Tons | 0 | 0 | 0 | 0 | 0 | 0 | 0
NSR Mt Storm 1-3 - NOX Rate Annual v3.1, Unit 4722 and retrofits | 799 | 7430 | Rate Constraint in lbs/MMBtu | FALSE | L | Annual | Allowances Withdrawn (1:1) | Thousand Tons | 0 | 0 | 0 | 0 | 0 | 0 | 0
NSR Mt Storm 1-3 - NOX Rate Annual v3.1, Unit 4722 and retrofits | 799 | 7430 | Rate Constraint in lbs/MMBtu | FALSE | L | Annual | Allowances Withdrawn (n:1) | Thousand Tons | 0 | 0 | 0 | 0 | 0 | 0 | 0
NSR Mt Storm 1-3 - NOX Rate Annual v3.1, Unit 4722 and retrofits | 799 | 7430 | Rate Constraint in lbs/MMBtu | FALSE | L | Annual | Net Emissions Allowance Position | Thousand Tons | 0.52074 | 0.94938 | 1.422 | 1.422 | 0 | 0 | 0
NSR Mt Storm 1-3 - NOX Rate Annual v3.1, Unit 4722 and retrofits | 799 | 7430 | Rate Constraint in lbs/MMBtu | FALSE | L | Annual | Fuel Consumed | TBtu | 14.0721 | 25.6555 | 38.4278 | 38.4278 | 0 | 0 | 0
NSR Mt Storm 1-3 - NOX Rate Annual v3.1, Unit 4722 and retrofits | 799 | 7430 | Rate Constraint in lbs/MMBtu | FALSE | L | Annual | Rate | lb/MMBtu | 0.07401 | 0.07401 | 0.07401 | 0.07401 | 0 | 0 | 0
NSR Mt Storm 1-3 - NOX Rate Annual v3.1, Unit 4722 and retrofits | 799 | 7430 | Rate Constraint in lbs/MMBtu | FALSE | L | Annual | Generation | TWh | 1.3941 | 2.5417 | 2.6209 | 2.6209 | 0 | 0 | 0
NSR Mt Storm 1-3 - NOX Rate Annual v3.1, Unit 4722 and retrofits | 799 | 7430 | Rate Constraint in lbs/MMBtu | FALSE | L | Annual | Qualifying Generation | TWh | 1.3941 | 2.5417 | 2.6209 | 2.6209 | 0 | 0 | 0
NSR Mt Storm 1-3 - NOX Rate Annual v3.1, Unit 4722 and retrofits | 799 | 7430 | Rate Constraint in lbs/MMBtu | FALSE | L | Annual | Rate | lb/MWh | 0.74706 | 0.74706 | 1.0851 | 1.0851 | 0 | 0 | 0
NSR Mt Storm 1-3 - NOX Rate Annual v3.1, Unit 4722 and retrofits | 799 | 7430 | Rate Constraint in lbs/MMBtu | FALSE | L | Annual | Constraint Shadow Price | US2022$/Ton | 0 | 0 | 0 | 0 | 0 | 0 | 0
NSR Mt Storm 1-3 - NOX Rate Annual v3.1, Unit 4723 and retrofits | 800 | 7430 | Rate Constraint in lbs/MMBtu | FALSE | L | Annual | Seasons Included | Seasons | Winter, Spring, Summer, Fall | Winter, Spring, Summer, Fall | Winter, Spring, Summer, Fall | Winter, Spring, Summer, Fall | Winter, Spring, Summer, Fall | Winter, Spring, Summer, Fall | Winter, Spring, Summer, Fall
NSR Mt Storm 1-3 - NOX Rate Annual v3.1, Unit 4723 and retrofits | 800 | 7430 | Rate Constraint in lbs/MMBtu | FALSE | L | Annual | Standard NOX | lb/MMBtu | 0.11 | 0.11 | 0.11 | 0.11 | 0.11 | 0.11 | 0.11
NSR Mt Storm 1-3 - NOX Rate Annual v3.1, Unit 4723 and retrofits | 800 | 7430 | Rate Constraint in lbs/MMBtu | FALSE | L | Annual | Emissions at Affected Plants NOX | Thousand Tons | 0.54575 | 0.99184 | 1.5019 | 1.5019 | 0 | 0 | 0
NSR Mt Storm 1-3 - NOX Rate Annual v3.1, Unit 4723 and retrofits | 800 | 7430 | Rate Constraint in lbs/MMBtu | FALSE | L | Annual | Allowances Purchased NOX | Thousand Tons | 0 | 0 | 0 | 0 | 0 | 0 | 0
NSR Mt Storm 1-3 - NOX Rate Annual v3.1, Unit 4723 and retrofits | 800 | 7430 | Rate Constraint in lbs/MMBtu | FALSE | L | Annual | Allowances Sold NOX | Thousand Tons | 0 | 0 | 0 | 0 | 0 | 0 | 0
NSR Mt Storm 1-3 - NOX Rate Annual v3.1, Unit 4723 and retrofits | 800 | 7430 | Rate Constraint in lbs/MMBtu | FALSE | L | Annual | Allowances Banked | Thousand Tons | 0 | 0 | 0 | 0 | 0 | 0 | 0
NSR Mt Storm 1-3 - NOX Rate Annual v3.1, Unit 4723 and retrofits | 800 | 7430 | Rate Constraint in lbs/MMBtu | FALSE | L | Annual | Allowances Withdrawn (1:1) | Thousand Tons | 0 | 0 | 0 | 0 | 0 | 0 | 0
NSR Mt Storm 1-3 - NOX Rate Annual v3.1, Unit 4723 and retrofits | 800 | 7430 | Rate Constraint in lbs/MMBtu | FALSE | L | Annual | Allowances Withdrawn (n:1) | Thousand Tons | 0 | 0 | 0 | 0 | 0 | 0 | 0
NSR Mt Storm 1-3 - NOX Rate Annual v3.1, Unit 4723 and retrofits | 800 | 7430 | Rate Constraint in lbs/MMBtu | FALSE | L | Annual | Net Emissions Allowance Position | Thousand Tons | 0.54575 | 0.99184 | 1.5019 | 1.5019 | 0 | 0 | 0
NSR Mt Storm 1-3 - NOX Rate Annual v3.1, Unit 4723 and retrofits | 800 | 7430 | Rate Constraint in lbs/MMBtu | FALSE | L | Annual | Fuel Consumed | TBtu | 13.9543 | 25.3603 | 38.4018 | 38.4018 | 0 | 0 | 0
NSR Mt Storm 1-3 - NOX Rate Annual v3.1, Unit 4723 and retrofits | 800 | 7430 | Rate Constraint in lbs/MMBtu | FALSE | L | Annual | Rate | lb/MMBtu | 0.07822 | 0.07822 | 0.07822 | 0.07822 | 0 | 0 | 0
NSR Mt Storm 1-3 - NOX Rate Annual v3.1, Unit 4723 and retrofits | 800 | 7430 | Rate Constraint in lbs/MMBtu | FALSE | L | Annual | Generation | TWh | 1.3859 | 2.5186 | 2.6287 | 2.6287 | 0 | 0 | 0
NSR Mt Storm 1-3 - NOX Rate Annual v3.1, Unit 4723 and retrofits | 800 | 7430 | Rate Constraint in lbs/MMBtu | FALSE | L | Annual | Qualifying Generation | TWh | 1.3859 | 2.5186 | 2.6287 | 2.6287 | 0 | 0 | 0
NSR Mt Storm 1-3 - NOX Rate Annual v3.1, Unit 4723 and retrofits | 800 | 7430 | Rate Constraint in lbs/MMBtu | FALSE | L | Annual | Rate | lb/MWh | 0.7876 | 0.7876 | 1.1427 | 1.1427 | 0 | 0 | 0
NSR Mt Storm 1-3 - NOX Rate Annual v3.1, Unit 4723 and retrofits | 800 | 7430 | Rate Constraint in lbs/MMBtu | FALSE | L | Annual | Constraint Shadow Price | US2022$/Ton | 0 | 0 | 0 | 0 | 0 | 0 | 0
NSR Mt Storm 1-3 - NOX Rate Annual v3.1, Unit 4724 and retrofits | 801 | 7430 | Rate Constraint in lbs/MMBtu | FALSE | L | Annual | Seasons Included | Seasons | Winter, Spring, Summer, Fall | Winter, Spring, Summer, Fall | Winter, Spring, Summer, Fall | Winter, Spring, Summer, Fall | Winter, Spring, Summer, Fall | Winter, Spring, Summer, Fall | Winter, Spring, Summer, Fall
NSR Mt Storm 1-3 - NOX Rate Annual v3.1, Unit 4724 and retrofits | 801 | 7430 | Rate Constraint in lbs/MMBtu | FALSE | L | Annual | Standard NOX | lb/MMBtu | 0.11 | 0.11 | 0.11 | 0.11 | 0.11 | 0.11 | 0.11
NSR Mt Storm 1-3 - NOX Rate Annual v3.1, Unit 4724 and retrofits | 801 | 7430 | Rate Constraint in lbs/MMBtu | FALSE | L | Annual | Emissions at Affected Plants NOX | Thousand Tons | 0 | 0 | 0 | 0 | 0 | 0 | 0
NSR Mt Storm 1-3 - NOX Rate Annual v3.1, Unit 4724 and retrofits | 801 | 7430 | Rate Constraint in lbs/MMBtu | FALSE | L | Annual | Allowances Purchased NOX | Thousand Tons | 0 | 0 | 0 | 0 | 0 | 0 | 0
NSR Mt Storm 1-3 - NOX Rate Annual v3.1, Unit 4724 and retrofits | 801 | 7430 | Rate Constraint in lbs/MMBtu | FALSE | L | Annual | Allowances Sold NOX | Thousand Tons | 0 | 0 | 0 | 0 | 0 | 0 | 0
NSR Mt Storm 1-3 - NOX Rate Annual v3.1, Unit 4724 and retrofits | 801 | 7430 | Rate Constraint in lbs/MMBtu | FALSE | L | Annual | Allowances Banked | Thousand Tons | 0 | 0 | 0 | 0 | 0 | 0 | 0
NSR Mt Storm 1-3 - NOX Rate Annual v3.1, Unit 4724 and retrofits | 801 | 7430 | Rate Constraint in lbs/MMBtu | FALSE | L | Annual | Allowances Withdrawn (1:1) | Thousand Tons | 0 | 0 | 0 | 0 | 0 | 0 | 0
NSR Mt Storm 1-3 - NOX Rate Annual v3.1, Unit 4724 and retrofits | 801 | 7430 | Rate Constraint in lbs/MMBtu | FALSE | L | Annual | Allowances Withdrawn (n:1) | Thousand Tons | 0 | 0 | 0 | 0 | 0 | 0 | 0
NSR Mt Storm 1-3 - NOX Rate Annual v3.1, Unit 4724 and retrofits | 801 | 7430 | Rate Constraint in lbs/MMBtu | FALSE | L | Annual | Net Emissions Allowance Position | Thousand Tons | 0 | 0 | 0 | 0 | 0 | 0 | 0
NSR Mt Storm 1-3 - NOX Rate Annual v3.1, Unit 4724 and retrofits | 801 | 7430 | Rate Constraint in lbs/MMBtu | FALSE | L | Annual | Fuel Consumed | TBtu | 0 | 0 | 0 | 0 | 0 | 0 | 0
NSR Mt Storm 1-3 - NOX Rate Annual v3.1, Unit 4724 and retrofits | 801 | 7430 | Rate Constraint in lbs/MMBtu | FALSE | L | Annual | Rate | lb/MMBtu | 0 | 0 | 0 | 0 | 0 | 0 | 0
NSR Mt Storm 1-3 - NOX Rate Annual v3.1, Unit 4724 and retrofits | 801 | 7430 | Rate Constraint in lbs/MMBtu | FALSE | L | Annual | Generation | TWh | 0 | 0 | 0 | 0 | 0 | 0 | 0
NSR Mt Storm 1-3 - NOX Rate Annual v3.1, Unit 4724 and retrofits | 801 | 7430 | Rate Constraint in lbs/MMBtu | FALSE | L | Annual | Qualifying Generation | TWh | 0 | 0 | 0 | 0 | 0 | 0 | 0
NSR Mt Storm 1-3 - NOX Rate Annual v3.1, Unit 4724 and retrofits | 801 | 7430 | Rate Constraint in lbs/MMBtu | FALSE | L | Annual | Rate | lb/MWh | 0 | 0 | 0 | 0 | 0 | 0 | 0
NSR Mt Storm 1-3 - NOX Rate Annual v3.1, Unit 4724 and retrofits | 801 | 7430 | Rate Constraint in lbs/MMBtu | FALSE | L | Annual | Constraint Shadow Price | US2022$/Ton | 0 | 0 | 0 | 0 | 0 | 0 | 0
NSR NV Power Consent - NOX Cap Annual v3.1 | 802 | 7389 | Rate Constraint in MTons | FALSE | L | Annual | Seasons Included | Seasons | Winter, Spring, Summer, Fall | Winter, Spring, Summer, Fall | Winter, Spring, Summer, Fall | Winter, Spring, Summer, Fall | Winter, Spring, Summer, Fall | Winter, Spring, Summer, Fall | Winter, Spring, Summer, Fall
NSR NV Power Consent - NOX Cap Annual v3.1 | 802 | 7389 | Rate Constraint in MTons | FALSE | L | Annual | Standard NOX | Thousand Tons | 0.36 | 0.36 | 0.36 | 0.36 | 0.36 | 0.36 | 0.36
NSR NV Power Consent - NOX Cap Annual v3.1 | 802 | 7389 | Rate Constraint in MTons | FALSE | L | Annual | Emissions at Affected Plants NOX | Thousand Tons | 0.0017621 | 0 | 0.1118 | 0.038071 | 0.038071 | 0.038071 | 0.037903
NSR NV Power Consent - NOX Cap Annual v3.1 | 802 | 7389 | Rate Constraint in MTons | FALSE | L | Annual | Allowances Purchased NOX | Thousand Tons | 0 | 0 | 0 | 0 | 0 | 0 | 0
NSR NV Power Consent - NOX Cap Annual v3.1 | 802 | 7389 | Rate Constraint in MTons | FALSE | L | Annual | Allowances Sold NOX | Thousand Tons | 0 | 0 | 0 | 0 | 0 | 0 | 0
NSR NV Power Consent - NOX Cap Annual v3.1 | 802 | 7389 | Rate Constraint in MTons | FALSE | L | Annual | Allowances Banked | Thousand Tons | 0 | 0 | 0 | 0 | 0 | 0 | 0
NSR NV Power Consent - NOX Cap Annual v3.1 | 802 | 7389 | Rate Constraint in MTons | FALSE | L | Annual | Allowances Withdrawn (1:1) | Thousand Tons | 0 | 0 | 0 | 0 | 0 | 0 | 0
NSR NV Power Consent - NOX Cap Annual v3.1 | 802 | 7389 | Rate Constraint in MTons | FALSE | L | Annual | Allowances Withdrawn (n:1) | Thousand Tons | 0 | 0 | 0 | 0 | 0 | 0 | 0
NSR NV Power Consent - NOX Cap Annual v3.1 | 802 | 7389 | Rate Constraint in MTons | FALSE | L | Annual | Net Emissions Allowance Position | Thousand Tons | 0.0017621 | 0 | 0.1118 | 0.038071 | 0.038071 | 0.038071 | 0.037903
NSR NV Power Consent - NOX Cap Annual v3.1 | 802 | 7389 | Rate Constraint in MTons | FALSE | L | Annual | Fuel Consumed | TBtu | 0.046519 | 0 | 2.9514 | 1.005 | 1.005 | 1.005 | 1.0006
NSR NV Power Consent - NOX Cap Annual v3.1 | 802 | 7389 | Rate Constraint in MTons | FALSE | L | Annual | Rate | lb/MMBtu | 0.07576 | 0 | 0.07576 | 0.07576 | 0.07576 | 0.07576 | 0.07576
NSR NV Power Consent - NOX Cap Annual v3.1 | 802 | 7389 | Rate Constraint in MTons | FALSE | L | Annual | Generation | TWh | 0.004953 | 0 | 0.31425 | 0.10701 | 0.10701 | 0.10701 | 0.10654
NSR NV Power Consent - NOX Cap Annual v3.1 | 802 | 7389 | Rate Constraint in MTons | FALSE | L | Annual | Qualifying Generation | TWh | 0.004953 | 0 | 0.31425 | 0.10701 | 0.10701 | 0.10701 | 0.10654
NSR NV Power Consent - NOX Cap Annual v3.1 | 802 | 7389 | Rate Constraint in MTons | FALSE | L | Annual | Rate | lb/MWh | 0.71154 | 0 | 0.71154 | 0.71154 | 0.71154 | 0.71154 | 0.71154
NSR NV Power Consent - NOX Cap Annual v3.1 | 802 | 7389 | Rate Constraint in MTons | FALSE | L | Annual | Constraint Shadow Price | US2022$/Ton | 0 | 0 | 0 | 0 | 0 | 0 | 0
NSR Ottumwa Unit 1 NOX Rate v5.16 | 803 | 7510 | Rate Constraint in lbs/MMBtu | FALSE | L | Annual | Seasons Included | Seasons | Winter, Spring, Summer, Fall | Winter, Spring, Summer, Fall | Winter, Spring, Summer, Fall | Winter, Spring, Summer, Fall | Winter, Spring, Summer, Fall | Winter, Spring, Summer, Fall | Winter, Spring, Summer, Fall
NSR Ottumwa Unit 1 NOX Rate v5.16 | 803 | 7510 | Rate Constraint in lbs/MMBtu | FALSE | L | Annual | Standard NOX | lb/MMBtu | 0.08 | 0.08 | 0.08 | 0.08 | 0.08 | 0.08 | 0.08
NSR Ottumwa Unit 1 NOX Rate v5.16 | 803 | 7510 | Rate Constraint in lbs/MMBtu | FALSE | L | Annual | Emissions at Affected Plants NOX | Thousand Tons | 1.7123 | 2.0437 | 0 | 0 | 0 | 0 | 0
NSR Ottumwa Unit 1 NOX Rate v5.16 | 803 | 7510 | Rate Constraint in lbs/MMBtu | FALSE | L | Annual | Allowances Purchased NOX | Thousand Tons | 0 | 0 | 0 | 0 | 0 | 0 | 0
NSR Ottumwa Unit 1 NOX Rate v5.16 | 803 | 7510 | Rate Constraint in lbs/MMBtu | FALSE | L | Annual | Allowances Sold NOX | Thousand Tons | 0 | 0 | 0 | 0 | 0 | 0 | 0
NSR Ottumwa Unit 1 NOX Rate v5.16 | 803 | 7510 | Rate Constraint in lbs/MMBtu | FALSE | L | Annual | Allowances Banked | Thousand Tons | 0 | 0 | 0 | 0 | 0 | 0 | 0
NSR Ottumwa Unit 1 NOX Rate v5.16 | 803 | 7510 | Rate Constraint in lbs/MMBtu | FALSE | L | Annual | Allowances Withdrawn (1:1) | Thousand Tons | 0 | 0 | 0 | 0 | 0 | 0 | 0
NSR Ottumwa Unit 1 NOX Rate v5.16 | 803 | 7510 | Rate Constraint in lbs/MMBtu | FALSE | L | Annual | Allowances Withdrawn (n:1) | Thousand Tons | 0 | 0 | 0 | 0 | 0 | 0 | 0
NSR Ottumwa Unit 1 NOX Rate v5.16 | 803 | 7510 | Rate Constraint in lbs/MMBtu | FALSE | L | Annual | Net Emissions Allowance Position | Thousand Tons | 1.7123 | 2.0437 | 0 | 0 | 0 | 0 | 0
NSR Ottumwa Unit 1 NOX Rate v5.16 | 803 | 7510 | Rate Constraint in lbs/MMBtu | FALSE | L | Annual | Fuel Consumed | TBtu | 42.8135 | 51.0979 | 0 | 0 | 0 | 0 | 0
NSR Ottumwa Unit 1 NOX Rate v5.16 | 803 | 7510 | Rate Constraint in lbs/MMBtu | FALSE | L | Annual | Rate | lb/MMBtu | 0.07999 | 0.07999 | 0 | 0 | 0 | 0 | 0
NSR Ottumwa Unit 1 NOX Rate v5.16 | 803 | 7510 | Rate Constraint in lbs/MMBtu | FALSE | L | Annual | Generation | TWh | 4.129 | 4.9279 | 0 | 0 | 0 | 0 | 0
NSR Ottumwa Unit 1 NOX Rate v5.16 | 803 | 7510 | Rate Constraint in lbs/MMBtu | FALSE | L | Annual | Qualifying Generation | TWh | 4.129 | 4.9279 | 0 | 0 | 0 | 0 | 0
NSR Ottumwa Unit 1 NOX Rate v5.16 | 803 | 7510 | Rate Constraint in lbs/MMBtu | FALSE | L | Annual | Rate | lb/MWh | 0.82942 | 0.82942 | 0 | 0 | 0 | 0 | 0
NSR Ottumwa Unit 1 NOX Rate v5.16 | 803 | 7510 | Rate Constraint in lbs/MMBtu | FALSE | L | Annual | Constraint Shadow Price | US2022$/Ton | 0 | 0 | 0 | 0 | 0 | 0 | 0
NSR Ottumwa Unit 1 SO2 Rate v5.16 | 804 | 7509 | Rate Constraint in lbs/MMBtu | FALSE | L | Annual | Seasons Included | Seasons | Winter, Spring, Summer, Fall | Winter, Spring, Summer, Fall | Winter, Spring, Summer, Fall | Winter, Spring, Summer, Fall | Winter, Spring, Summer, Fall | Winter, Spring, Summer, Fall | Winter, Spring, Summer, Fall
NSR Ottumwa Unit 1 SO2 Rate v5.16 | 804 | 7509 | Rate Constraint in lbs/MMBtu | FALSE | L | Annual | Standard SO2 | lb/MMBtu | 0.075 | 0.075 | 0.075 | 0.075 | 0.075 | 0.075 | 0.075
NSR Ottumwa Unit 1 SO2 Rate v5.16 | 804 | 7509 | Rate Constraint in lbs/MMBtu | FALSE | L | Annual | Emissions at Affected Plants SO2 | Thousand Tons | 1.6055 | 1.9162 | 0 | 0 | 0 | 0 | 0
NSR Ottumwa Unit 1 SO2 Rate v5.16 | 804 | 7509 | Rate Constraint in lbs/MMBtu | FALSE | L | Annual | Allowances Purchased SO2 | Thousand Tons | 0 | 0 | 0 | 0 | 0 | 0 | 0
NSR Ottumwa Unit 1 SO2 Rate v5.16 | 804 | 7509 | Rate Constraint in lbs/MMBtu | FALSE | L | Annual | Allowances Sold SO2 | Thousand Tons | 0 | 0 | 0 | 0 | 0 | 0 | 0
NSR Ottumwa Unit 1 SO2 Rate v5.16 | 804 | 7509 | Rate Constraint in lbs/MMBtu | FALSE | L | Annual | Allowances Banked | Thousand Tons | 0 | 0 | 0 | 0 | 0 | 0 | 0
NSR Ottumwa Unit 1 SO2 Rate v5.16 | 804 | 7509 | Rate Constraint in lbs/MMBtu | FALSE | L | Annual | Allowances Withdrawn (1:1) | Thousand Tons | 0 | 0 | 0 | 0 | 0 | 0 | 0
NSR Ottumwa Unit 1 SO2 Rate v5.16 | 804 | 7509 | Rate Constraint in lbs/MMBtu | FALSE | L | Annual | Allowances Withdrawn (n:1) | Thousand Tons | 0 | 0 | 0 | 0 | 0 | 0 | 0
NSR Ottumwa Unit 1 SO2 Rate v5.16 | 804 | 7509 | Rate Constraint in lbs/MMBtu | FALSE | L | Annual | Net Emissions Allowance Position | Thousand Tons | 1.6055 | 1.9162 | 0 | 0 | 0 | 0 | 0
NSR Ottumwa Unit 1 SO2 Rate v5.16 | 804 | 7509 | Rate Constraint in lbs/MMBtu | FALSE | L | Annual | Fuel Consumed | TBtu | 42.8135 | 51.0979 | 0 | 0 | 0 | 0 | 0
NSR Ottumwa Unit 1 SO2 Rate v5.16 | 804 | 7509 | Rate Constraint in lbs/MMBtu | FALSE | L | Annual | Rate | lb/MMBtu | 0.075 | 0.075 | 0 | 0 | 0 | 0 | 0
NSR Ottumwa Unit 1 SO2 Rate v5.16 | 804 | 7509 | Rate Constraint in lbs/MMBtu | FALSE | L | Annual | Generation | TWh | 4.129 | 4.9279 | 0 | 0 | 0 | 0 | 0
NSR Ottumwa Unit 1 SO2 Rate v5.16 | 804 | 7509 | Rate Constraint in lbs/MMBtu | FALSE | L | Annual | Qualifying Generation | TWh | 4.129 | 4.9279 | 0 | 0 | 0 | 0 | 0
NSR Ottumwa Unit 1 SO2 Rate v5.16 | 804 | 7509 | Rate Constraint in lbs/MMBtu | FALSE | L | Annual | Rate | lb/MWh | 0.77767 | 0.77768 | 0 | 0 | 0 | 0 | 0
NSR Ottumwa Unit 1 SO2 Rate v5.16 | 804 | 7509 | Rate Constraint in lbs/MMBtu | FALSE | L | Annual | Constraint Shadow Price | US2022$/Ton | 0 | 0 | 0 | 0 | 0 | 0 | 0
NSR Prairie Creek 1,2 - SO2 Rate v5.16 | 805 | 7506 | Rate Constraint in lbs/MMBtu | FALSE | L | Annual | Seasons Included | Seasons | Winter, Spring, Summer, Fall | Winter, Spring, Summer, Fall | Winter, Spring, Summer, Fall | Winter, Spring, Summer, Fall | Winter, Spring, Summer, Fall | Winter, Spring, Summer, Fall | Winter, Spring, Summer, Fall
NSR Prairie Creek 1,2 - SO2 Rate v5.16 | 805 | 7506 | Rate Constraint in lbs/MMBtu | FALSE | L | Annual | Standard SO2 | lb/MMBtu | 0.9 | 0.9 | 0.9 | 0.9 | 0.9 | 0.9 | 0.9
NSR Prairie Creek 1,2 - SO2 Rate v5.16 | 805 | 7506 | Rate Constraint in lbs/MMBtu | FALSE | L | Annual | Emissions at Affected Plants SO2 | Thousand Tons | 0.070508 | 0.086513 | 0.024934 | 0 | 0 | 0.024312 | 0.037386
NSR Prairie Creek 1,2 - SO2 Rate v5.16 | 805 | 7506 | Rate Constraint in lbs/MMBtu | FALSE | L | Annual | Allowances Purchased SO2 | Thousand Tons | 0 | 0 | 0 | 0 | 0 | 0 | 0
NSR Prairie Creek 1,2 - SO2 Rate v5.16 | 805 | 7506 | Rate Constraint in lbs/MMBtu | FALSE | L | Annual | Allowances Sold SO2 | Thousand Tons | 0 | 0 | 0 | 0 | 0 | 0 | 0
NSR Prairie Creek 1,2 - SO2 Rate v5.16 | 805 | 7506 | Rate Constraint in lbs/MMBtu | FALSE | L | Annual | Allowances Banked | Thousand Tons | 0 | 0 | 0 | 0 | 0 | 0 | 0
NSR Prairie Creek 1,2 - SO2 Rate v5.16 | 805 | 7506 | Rate Constraint in lbs/MMBtu | FALSE | L | Annual | Allowances Withdrawn (1:1) | Thousand Tons | 0 | 0 | 0 | 0 | 0 | 0 | 0
NSR Prairie Creek 1,2 - SO2 Rate v5.16 | 805 | 7506 | Rate Constraint in lbs/MMBtu | FALSE | L | Annual | Allowances Withdrawn (n:1) | Thousand Tons | 0 | 0 | 0 | 0 | 0 | 0 | 0
NSR Prairie Creek 1,2 - SO2 Rate v5.16 | 805 | 7506 | Rate Constraint in lbs/MMBtu | FALSE | L | Annual | Net Emissions Allowance Position | Thousand Tons | 0.070508 | 0.086513 | 0.024934 | 0 | 0 | 0.024312 | 0.037386
NSR Prairie Creek 1,2 - SO2 Rate v5.16 | 805 | 7506 | Rate Constraint in lbs/MMBtu | FALSE | L | Annual | Fuel Consumed | TBtu | 0.26998 | 0.33126 | 0.095474 | 0 | 0 | 0.093094 | 0.14315
NSR Prairie Creek 1,2 - SO2 Rate v5.16 | 805 | 7506 | Rate Constraint in lbs/MMBtu | FALSE | L | Annual | Rate | lb/MMBtu | 0.52232 | 0.52232 | 0.52232 | 0 | 0 | 0.52232 | 0.52232
NSR Prairie Creek 1,2 - SO2 Rate v5.16 | 805 | 7506 | Rate Constraint in lbs/MMBtu | FALSE | L | Annual | Generation | TWh | 0.024751 | 0.030369 | 0.0087527 | 0 | 0 | 0.0085345 | 0.013124
NSR Prairie Creek 1,2 - SO2 Rate v5.16 | 805 | 7506 | Rate Constraint in lbs/MMBtu | FALSE | L | Annual | Qualifying Generation | TWh | 0.024751 | 0.030369 | 0.0087527 | 0 | 0 | 0.0085345 | 0.013124
NSR Prairie Creek 1,2 - SO2 Rate v5.16 | 805 | 7506 | Rate Constraint in lbs/MMBtu | FALSE | L | Annual | Rate | lb/MWh | 5.6974 | 5.6974 | 5.6974 | 0 | 0 | 5.6974 | 5.6974
NSR Prairie Creek 1,2 - SO2 Rate v5.16 | 805 | 7506 | Rate Constraint in lbs/MMBtu | FALSE | L | Annual | Constraint Shadow Price | US2022$/Ton | 0 | 0 | 0 | 696.8433 | 1685.4729 | 0 | 0
NSR Prairie Creek NOX Cap v5.16 | 806 | 7513 | Rate Constraint in MTons | FALSE | L | Annual | Seasons Included | Seasons | Winter, Spring, Summer, Fall | Winter, Spring, Summer, Fall | Winter, Spring, Summer, Fall | Winter, Spring, Summer, Fall | Winter, Spring, Summer, Fall | Winter, Spring, Summer, Fall | Winter, Spring, Summer, Fall
NSR Prairie Creek NOX Cap v5.16 | 806 | 7513 | Rate Constraint in MTons | FALSE | L | Annual | Standard NOX | Thousand Tons | 1.5 | 1.5 | 1.5 | 1.5 | 1.5 | 1.5 | 1.5
NSR Prairie Creek NOX Cap v5.16 | 806 | 7513 | Rate Constraint in MTons | FALSE | L | Annual | Emissions at Affected Plants NOX | Thousand Tons | 0.24472 | 0.32619 | 0.043367 | 0 | 0 | 0.042286 | 0.065024
NSR Prairie Creek NOX Cap v5.16 | 806 | 7513 | Rate Constraint in MTons | FALSE | L | Annual | Allowances Purchased NOX | Thousand Tons | 0 | 0 | 0 | 0 | 0 | 0 | 0
NSR Prairie Creek NOX Cap v5.16 | 806 | 7513 | Rate Constraint in MTons | FALSE | L | Annual | Allowances Sold NOX | Thousand Tons | 0 | 0 | 0 | 0 | 0 | 0 | 0
NSR Prairie Creek NOX Cap v5.16 | 806 | 7513 | Rate Constraint in MTons | FALSE | L | Annual | Allowances Banked | Thousand Tons | 0 | 0 | 0 | 0 | 0 | 0 | 0
NSR Prairie Creek NOX Cap v5.16 | 806 | 7513 | Rate Constraint in MTons | FALSE | L | Annual | Allowances Withdrawn (1:1) | Thousand Tons | 0 | 0 | 0 | 0 | 0 | 0 | 0
NSR Prairie Creek NOX Cap v5.16 | 806 | 7513 | Rate Constraint in MTons | FALSE | L | Annual | Allowances Withdrawn (n:1) | Thousand Tons | 0 | 0 | 0 | 0 | 0 | 0 | 0
NSR Prairie Creek NOX Cap v5.16 | 806 | 7513 | Rate Constraint in MTons | FALSE | L | Annual | Net Emissions Allowance Position | Thousand Tons | 0.24472 | 0.32619 | 0.043367 | 0 | 0 | 0.042286 | 0.065024
NSR Prairie Creek NOX Cap v5.16 | 806 | 7513 | Rate Constraint in MTons | FALSE | L | Annual | Fuel Consumed | TBtu | 1.7181 | 2.3932 | 0.095474 | 0 | 0 | 0.093094 | 0.14315
NSR Prairie Creek NOX Cap v5.16 | 806 | 7513 | Rate Constraint in MTons | FALSE | L | Annual | Rate | lb/MMBtu | 0.28487 | 0.2726 | 0.90846 | 0 | 0 | 0.90846 | 0.90846
NSR Prairie Creek NOX Cap v5.16 | 806 | 7513 | Rate Constraint in MTons | FALSE | L | Annual | Generation | TWh | 0.17219 | 0.2403 | 0.0087527 | 0 | 0 | 0.0085345 | 0.013124
NSR Prairie Creek NOX Cap v5.16 | 806 | 7513 | Rate Constraint in MTons | FALSE | L | Annual | Qualifying Generation | TWh | 0.17219 | 0.2403 | 0.0087527 | 0 | 0 | 0.0085345 | 0.013124
NSR Prairie Creek NOX Cap v5.16 | 806 | 7513 | Rate Constraint in MTons | FALSE | L | Annual | Rate | lb/MWh | 2.8425 | 2.7149 | 9.9095 | 0 | 0 | 9.9095 | 9.9095
NSR Prairie Creek NOX Cap v5.16 | 806 | 7513 | Rate Constraint in MTons | FALSE | L | Annual | Constraint Shadow Price | US2022$/Ton | 0 | 0 | 0 | 0 | 0 | 0 | 0
NSR Prairie Creek SO2 Cap v5.16 | 807 | 7505 | Rate Constraint in MTons | FALSE | L | Annual | Seasons Included | Seasons | Winter, Spring, Summer, Fall | Winter, Spring, Summer, Fall | Winter, Spring, Summer, Fall | Winter, Spring, Summer, Fall | Winter, Spring, Summer, Fall | Winter, Spring, Summer, Fall | Winter, Spring, Summer, Fall
NSR Prairie Creek SO2 Cap v5.16 | 807 | 7505 | Rate Constraint in MTons | FALSE | L | Annual | Standard SO2 | Thousand Tons | 0.1 | 0.1 | 0.1 | 0.1 | 0.1 | 0.1 | 0.1
NSR Prairie Creek SO2 Cap v5.16 | 807 | 7505 | Rate Constraint in MTons | FALSE | L | Annual | Emissions at Affected Plants SO2 | Thousand Tons | 0.070508 | 0.086513 | 0.024934 | 0 | 0 | 0.024312 | 0.037386
NSR Prairie Creek SO2 Cap v5.16 | 807 | 7505 | Rate Constraint in MTons | FALSE | L | Annual | Allowances Purchased SO2 | Thousand Tons | 0 | 0 | 0 | 0 | 0 | 0 | 0
NSR Prairie Creek SO2 Cap v5.16 | 807 | 7505 | Rate Constraint in MTons | FALSE | L | Annual | Allowances Sold SO2 | Thousand Tons | 0 | 0 | 0 | 0 | 0 | 0 | 0
NSR Prairie Creek SO2 Cap v5.16 | 807 | 7505 | Rate Constraint in MTons | FALSE | L | Annual | Allowances Banked | Thousand Tons | 0 | 0 | 0 | 0 | 0 | 0 | 0
NSR Prairie Creek SO2 Cap v5.16 | 807 | 7505 | Rate Constraint in MTons | FALSE | L | Annual | Allowances Withdrawn (1:1) | Thousand Tons | 0 | 0 | 0 | 0 | 0 | 0 | 0
NSR Prairie Creek SO2 Cap v5.16 | 807 | 7505 | Rate Constraint in MTons | FALSE | L | Annual | Allowances Withdrawn (n:1) | Thousand Tons | 0 | 0 | 0 | 0 | 0 | 0 | 0
NSR Prairie Creek SO2 Cap v5.16 | 807 | 7505 | Rate Constraint in MTons | FALSE | L | Annual | Net Emissions Allowance Position | Thousand Tons | 0.070508 | 0.086513 | 0.024934 | 0 | 0 | 0.024312 | 0.037386
NSR Prairie Creek SO2 Cap v5.16 | 807 | 7505 | Rate Constraint in MTons | FALSE | L | Annual | Fuel Consumed | TBtu | 1.7181 | 2.3932 | 0.095474 | 0 | 0 | 0.093094 | 0.14315
NSR Prairie Creek SO2 Cap v5.16 | 807 | 7505 | Rate Constraint in MTons | FALSE | L | Annual | Rate | lb/MMBtu | 0.082075 | 0.0723 | 0.52232 | 0 | 0 | 0.52232 | 0.52232
NSR Prairie Creek SO2 Cap v5.16 | 807 | 7505 | Rate Constraint in MTons | FALSE | L | Annual | Generation | TWh | 0.17219 | 0.2403 | 0.0087527 | 0 | 0 | 0.0085345 | 0.013124
NSR Prairie Creek SO2 Cap v5.16 | 807 | 7505 | Rate Constraint in MTons | FALSE | L | Annual | Qualifying Generation | TWh | 0.17219 | 0.2403 | 0.0087527 | 0 | 0 | 0.0085345 | 0.013124
NSR Prairie Creek SO2 Cap v5.16 | 807 | 7505 | Rate Constraint in MTons | FALSE | L | Annual | Rate | lb/MWh | 0.81895 | 0.72005 | 5.6974 | 0 | 0 | 5.6974 | 5.6974
NSR Prairie Creek SO2 Cap v5.16 | 807 | 7505 | Rate Constraint in MTons | FALSE | L | Annual | Constraint Shadow Price | US2022$/Ton | 0 | 0 | 0 | 0 | 0 | 0 | 0
NSR Prairie Creek Unit 3 SO2 Rate v5.16 | 808 | 7507 | Rate Constraint in lbs/MMBtu | FALSE | L | Annual | Seasons Included | Seasons | Winter, Spring, Summer, Fall | Winter, Spring, Summer, Fall | Winter, Spring, Summer, Fall | Winter, Spring, Summer, Fall | Winter, Spring, Summer, Fall | Winter, Spring, Summer, Fall | Winter, Spring, Summer, Fall
NSR Prairie Creek Unit 3 SO2 Rate v5.16 | 808 | 7507 | Rate Constraint in lbs/MMBtu | FALSE | L | Annual | Standard SO2 | lb/MMBtu | 0.7 | 0.7 | 0.7 | 0.7 | 0.7 | 0.7 | 0.7
NSR Prairie Creek Unit 3 SO2 Rate v5.16 | 808 | 7507 | Rate Constraint in lbs/MMBtu | FALSE | L | Annual | Emissions at Affected Plants SO2 | Thousand Tons | 0 | 0 | 0 | 0 | 0 | 0 | 0
NSR Prairie Creek Unit 3 SO2 Rate v5.16 | 808 | 7507 | Rate Constraint in lbs/MMBtu | FALSE | L | Annual | Allowances Purchased SO2 | Thousand Tons | 0 | 0 | 0 | 0 | 0 | 0 | 0
NSR Prairie Creek Unit 3 SO2 Rate v5.16 | 808 | 7507 | Rate Constraint in lbs/MMBtu | FALSE | L | Annual | Allowances Sold SO2 | Thousand Tons | 0 | 0 | 0 | 0 | 0 | 0 | 0
NSR Prairie Creek Unit 3 SO2 Rate v5.16 | 808 | 7507 | Rate Constraint in lbs/MMBtu | FALSE | L | Annual | Allowances Banked | Thousand Tons | 0 | 0 | 0 | 0 | 0 | 0 | 0
NSR Prairie Creek Unit 3 SO2 Rate v5.16 | 808 | 7507 | Rate Constraint in lbs/MMBtu | FALSE | L | Annual | Allowances Withdrawn (1:1) | Thousand Tons | 0 | 0 | 0 | 0 | 0 | 0 | 0
NSR Prairie Creek Unit 3 SO2 Rate v5.16 | 808 | 7507 | Rate Constraint in lbs/MMBtu | FALSE | L | Annual | Allowances Withdrawn (n:1) | Thousand Tons | 0 | 0 | 0 | 0 | 0 | 0 | 0
NSR Prairie Creek Unit 3 SO2 Rate v5.16 | 808 | 7507 | Rate Constraint in lbs/MMBtu | FALSE | L | Annual | Net Emissions Allowance Position | Thousand Tons | 0 | 0 | 0 | 0 | 0 | 0 | 0
NSR Prairie Creek Unit 3 SO2 Rate v5.16 | 808 | 7507 | Rate Constraint in lbs/MMBtu | FALSE | L | Annual | Fuel Consumed | TBtu | 0 | 0 | 0 | 0 | 0 | 0 | 0
NSR Prairie Creek Unit 3 SO2 Rate v5.16 | 808 | 7507 | Rate Constraint in lbs/MMBtu | FALSE | L | Annual | Rate | lb/MMBtu | 0 | 0 | 0 | 0 | 0 | 0 | 0
NSR Prairie Creek Unit 3 SO2 Rate v5.16 | 808 | 7507 | Rate Constraint in lbs/MMBtu | FALSE | L | Annual | Generation | TWh | 0 | 0 | 0 | 0 | 0 | 0 | 0
NSR Prairie Creek Unit 3 SO2 Rate v5.16 | 808 | 7507 | Rate Constraint in lbs/MMBtu | FALSE | L | Annual | Qualifying Generation | TWh | 0 | 0 | 0 | 0 | 0 | 0 | 0
NSR Prairie Creek Unit 3 SO2 Rate v5.16 | 808 | 7507 | Rate Constraint in lbs/MMBtu | FALSE | L | Annual | Rate | lb/MWh | 0 | 0 | 0 | 0 | 0 | 0 | 0
NSR Prairie Creek Unit 3 SO2 Rate v5.16 | 808 | 7507 | Rate Constraint in lbs/MMBtu | FALSE | L | Annual | Constraint Shadow Price | US2022$/Ton | 0 | 0 | 0 | 0 | 0 | 0 | 0
NSR Prairie Creek Unit 4 SO2 Rate v5.16 | 809 | 7508 | Rate Constraint in lbs/MMBtu | FALSE | L | Annual | Seasons Included | Seasons | Winter, Spring, Summer, Fall | Winter, Spring, Summer, Fall | Winter, Spring, Summer, Fall | Winter, Spring, Summer, Fall | Winter, Spring, Summer, Fall | Winter, Spring, Summer, Fall | Winter, Spring, Summer, Fall
NSR Prairie Creek Unit 4 SO2 Rate v5.16 | 809 | 7508 | Rate Constraint in lbs/MMBtu | FALSE | L | Annual | Standard SO2 | lb/MMBtu | 0.7 | 0.7 | 0.7 | 0.7 | 0.7 | 0.7 | 0.7
NSR Prairie Creek Unit 4 SO2 Rate v5.16 | 809 | 7508 | Rate Constraint in lbs/MMBtu | FALSE | L | Annual | Emissions at Affected Plants SO2 | Thousand Tons | 0 | 0 | 0 | 0 | 0 | 0 | 0
NSR Prairie Creek Unit 4 SO2 Rate v5.16 | 809 | 7508 | Rate Constraint in lbs/MMBtu | FALSE | L | Annual | Allowances Purchased SO2 | Thousand Tons | 0 | 0 | 0 | 0 | 0 | 0 | 0
NSR Prairie Creek Unit 4 SO2 Rate v5.16 | 809 | 7508 | Rate Constraint in lbs/MMBtu | FALSE | L | Annual | Allowances Sold SO2 | Thousand Tons | 0 | 0 | 0 | 0 | 0 | 0 | 0
NSR Prairie Creek Unit 4 SO2 Rate v5.16 | 809 | 7508 | Rate Constraint in lbs/MMBtu | FALSE | L | Annual | Allowances Banked | Thousand Tons | 0 | 0 | 0 | 0 | 0 | 0 | 0
NSR Prairie Creek Unit 4 SO2 Rate v5.16 | 809 | 7508 | Rate Constraint in lbs/MMBtu | FALSE | L | Annual | Allowances Withdrawn (1:1) | Thousand Tons | 0 | 0 | 0 | 0 | 0 | 0 | 0
NSR Prairie Creek Unit 4 SO2 Rate v5.16 | 809 | 7508 | Rate Constraint in lbs/MMBtu | FALSE | L | Annual | Allowances Withdrawn (n:1) | Thousand Tons | 0 | 0 | 0 | 0 | 0 | 0 | 0
NSR Prairie Creek Unit 4 SO2 Rate v5.16 | 809 | 7508 | Rate Constraint in lbs/MMBtu | FALSE | L | Annual | Net Emissions Allowance Position | Thousand Tons | 0 | 0 | 0 | 0 | 0 | 0 | 0
NSR Prairie Creek Unit 4 SO2 Rate v5.16 | 809 | 7508 | Rate Constraint in lbs/MMBtu | FALSE | L | Annual | Fuel Consumed | TBtu | 1.4482 | 2.0619 | 0 | 0 | 0 | 0 | 0
NSR Prairie Creek Unit 4 SO2 Rate v5.16 | 809 | 7508 | Rate Constraint in lbs/MMBtu | FALSE | L | Annual | Rate | lb/MMBtu | 0 | 0 | 0 | 0 | 0 | 0 | 0
NSR Prairie Creek Unit 4 SO2 Rate v5.16 | 809 | 7508 | Rate Constraint in lbs/MMBtu | FALSE | L | Annual | Generation | TWh | 0.14744 | 0.20993 | 0 | 0 | 0 | 0 | 0
NSR Prairie Creek Unit 4 SO2 Rate v5.16 | 809 | 7508 | Rate Constraint in lbs/MMBtu | FALSE | L | Annual | Qualifying Generation | TWh | 0.14744 | 0.20993 | 0 | 0 | 0 | 0 | 0
NSR Prairie Creek Unit 4 SO2 Rate v5.16 | 809 | 7508 | Rate Constraint in lbs/MMBtu | FALSE | L | Annual | Rate | lb/MWh | 0 | 0 | 0 | 0 | 0 | 0 | 0
NSR Prairie Creek Unit 4 SO2 Rate v5.16 | 809 | 7508 | Rate Constraint in lbs/MMBtu | FALSE | L | Annual | Constraint Shadow Price | US2022$/Ton | 0 | 0 | 0 | 0 | 0 | 0 | 0
NSR Rockport 1 & 2 - SO2 Cap Annual v5.13 | 812 | 7374 | Rate Constraint in MTons | FALSE | L | Annual | Seasons Included | Seasons | Winter, Spring, Summer, Fall | Winter, Spring, Summer, Fall | Winter, Spring, Summer, Fall | Winter, Spring, Summer, Fall | Winter, Spring, Summer, Fall | Winter, Spring, Summer, Fall | Winter, Spring, Summer, Fall
NSR Rockport 1 & 2 - SO2 Cap Annual v5.13 | 812 | 7374 | Rate Constraint in MTons | FALSE | L | Annual | Standard SO2 | Thousand Tons | 10 | 5 | 5 | 5 | 5 | 5 | 5
NSR Rockport 1 & 2 - SO2 Cap Annual v5.13 | 812 | 7374 | Rate Constraint in MTons | FALSE | L | Annual | Emissions at Affected Plants SO2 | Thousand Tons | 0 | 0 | 0 | 0 | 0 | 0 | 0
NSR Rockport 1 & 2 - SO2 Cap Annual v5.13 | 812 | 7374 | Rate Constraint in MTons | FALSE | L | Annual | Allowances Purchased SO2 | Thousand Tons | 0 | 0 | 0 | 0 | 0 | 0 | 0
NSR Rockport 1 & 2 - SO2 Cap Annual v5.13 | 812 | 7374 | Rate Constraint in MTons | FALSE | L | Annual | Allowances Sold SO2 | Thousand Tons | 0 | 0 | 0 | 0 | 0 | 0 | 0
NSR Rockport 1 & 2 - SO2 Cap Annual v5.13 | 812 | 7374 | Rate Constraint in MTons | FALSE | L | Annual | Allowances Banked | Thousand Tons | 0 | 0 | 0 | 0 | 0 | 0 | 0
NSR Rockport 1 & 2 - SO2 Cap Annual v5.13 | 812 | 7374 | Rate Constraint in MTons | FALSE | L | Annual | Allowances Withdrawn (1:1) | Thousand Tons | 0 | 0 | 0 | 0 | 0 | 0 | 0
NSR Rockport 1 & 2 - SO2 Cap Annual v5.13 | 812 | 7374 | Rate Constraint in MTons | FALSE | L | Annual | Allowances Withdrawn (n:1) | Thousand Tons | 0 | 0 | 0 | 0 | 0 | 0 | 0
NSR Rockport 1 & 2 - SO2 Cap Annual v5.13 | 812 | 7374 | Rate Constraint in MTons | FALSE | L | Annual | Net Emissions Allowance Position | Thousand Tons | 0 | 0 | 0 | 0 | 0 | 0 | 0
NSR Rockport 1 & 2 - SO2 Cap Annual v5.13 | 812 | 7374 | Rate Constraint in MTons | FALSE | L | Annual | Fuel Consumed | TBtu | 0 | 0 | 0 | 0 | 0 | 0 | 0
NSR Rockport 1 & 2 - SO2 Cap Annual v5.13 | 812 | 7374 | Rate Constraint in MTons | FALSE | L | Annual | Rate | lb/MMBtu | 0 | 0 | 0 | 0 | 0 | 0 | 0
NSR Rockport 1 & 2 - SO2 Cap Annual v5.13 | 812 | 7374 | Rate Constraint in MTons | FALSE | L | Annual | Generation | TWh | 0 | 0 | 0 | 0 | 0 | 0 | 0
NSR Rockport 1 & 2 - SO2 Cap Annual v5.13 | 812 | 7374 | Rate Constraint in MTons | FALSE | L | Annual | Qualifying Generation | TWh | 0 | 0 | 0 | 0 | 0 | 0 | 0
NSR Rockport 1 & 2 - SO2 Cap Annual v5.13 | 812 | 7374 | Rate Constraint in MTons | FALSE | L | Annual | Rate | lb/MWh | 0 | 0 | 0 | 0 | 0 | 0 | 0
NSR Rockport 1 & 2 - SO2 Cap Annual v5.13 | 812 | 7374 | Rate Constraint in MTons | FALSE | L | Annual | Constraint Shadow Price | US2022$/Ton | 0 | 0 | 0 | 0 | 0 | 0 | 0
NSR Santee Cooper - NOX Cap Annual v3.1 | 813 | 7395 | Rate Constraint in MTons | FALSE | L | Annual | Seasons Included | Seasons | Winter, Spring, Summer, Fall | Winter, Spring, Summer, Fall | Winter, Spring, Summer, Fall | Winter, Spring, Summer, Fall | Winter, Spring, Summer, Fall | Winter, Spring, Summer, Fall | Winter, Spring, Summer, Fall
NSR Santee Cooper - NOX Cap Annual v3.1 | 813 | 7395 | Rate Constraint in MTons | FALSE | L | Annual | Standard NOX | Thousand Tons | 20 | 20 | 20 | 20 | 20 | 20 | 20
NSR Santee Cooper - NOX Cap Annual v3.1 | 813 | 7395 | Rate Constraint in MTons | FALSE | L | Annual | Emissions at Affected Plants NOX | Thousand Tons | 1.5181 | 3.6921 | 5.7775 | 5.7775 | 0 | 0 | 0
NSR Santee Cooper - NOX Cap Annual v3.1 | 813 | 7395 | Rate Constraint in MTons | FALSE | L | Annual | Allowances Purchased NOX | Thousand Tons | 0 | 0 | 0 | 0 | 0 | 0 | 0
NSR Santee Cooper - NOX Cap Annual v3.1 | 813 | 7395 | Rate Constraint in MTons | FALSE | L | Annual | Allowances Sold NOX | Thousand Tons | 0 | 0 | 0 | 0 | 0 | 0 | 0
NSR Santee Cooper - NOX Cap Annual v3.1 | 813 | 7395 | Rate Constraint in MTons | FALSE | L | Annual | Allowances Banked | Thousand Tons | 0 | 0 | 0 | 0 | 0 | 0 | 0
NSR Santee Cooper - NOX Cap Annual v3.1 | 813 | 7395 | Rate Constraint in MTons | FALSE | L | Annual | Allowances Withdrawn (1:1) | Thousand Tons | 0 | 0 | 0 | 0 | 0 | 0 | 0
NSR Santee Cooper - NOX Cap Annual v3.1 | 813 | 7395 | Rate Constraint in MTons | FALSE | L | Annual | Allowances Withdrawn (n:1) | Thousand Tons | 0 | 0 | 0 | 0 | 0 | 0 | 0
NSR Santee Cooper - NOX Cap Annual v3.1 | 813 | 7395 | Rate Constraint in MTons | FALSE | L | Annual | Net Emissions Allowance Position | Thousand Tons | 1.5181 | 3.6921 | 5.7775 | 5.7775 | 0 | 0 | 0
NSR Santee Cooper - NOX Cap Annual v3.1 | 813 | 7395 | Rate Constraint in MTons | FALSE | L | Annual | Fuel Consumed | TBtu | 41.4598 | 102.4943 | 164.9981 | 164.9981 | 0 | 0 | 0
NSR Santee Cooper - NOX Cap Annual v3.1 | 813 | 7395 | Rate Constraint in MTons | FALSE | L | Annual | Rate | lb/MMBtu | 0.07323 | 0.072045 | 0.070031 | 0.070031 | 0 | 0 | 0
NSR Santee Cooper - NOX Cap Annual v3.1 | 813 | 7395 | Rate Constraint in MTons | FALSE | L | Annual | Generation | TWh | 4.0623 | 10.0585 | 11.1799 | 11.1799 | 0 | 0 | 0
NSR Santee Cooper - NOX Cap Annual v3.1 | 813 | 7395 | Rate Constraint in MTons | FALSE | L | Annual | Qualifying Generation | TWh | 4.0623 | 10.0585 | 11.1799 | 11.1799 | 0 | 0 | 0
NSR Santee Cooper - NOX Cap Annual v3.1 | 813 | 7395 | Rate Constraint in MTons | FALSE | L | Annual | Rate | lb/MWh | 0.74739 | 0.73413 | 1.0336 | 1.0336 | 0 | 0 | 0
NSR Santee Cooper - NOX Cap Annual v3.1 | 813 | 7395 | Rate Constraint in MTons | FALSE | L | Annual | Constraint Shadow Price | US2022$/Ton | 0 | 0 | 0 | 0 | 0 | 0 | 0
NSR Santee Cooper - NOX Rate Annual v3.1 | 814 | 7396 | Rate Constraint in lbs/MMBtu | FALSE | L | Annual | Seasons Included | Seasons | Winter, Spring, Summer, Fall | Winter, Spring, Summer, Fall | Winter, Spring, Summer, Fall | Winter, Spring, Summer, Fall | Winter, Spring, Summer, Fall | Winter, Spring, Summer, Fall | Winter, Spring, Summer, Fall
NSR Santee Cooper - NOX Rate Annual v3.1 | 814 | 7396 | Rate Constraint in lbs/MMBtu | FALSE | L | Annual | Standard NOX | lb/MMBtu | 0.15 | 0.15 | 0.15 | 0.15 | 0.15 | 0.15 | 0.15
NSR Santee Cooper - NOX Rate Annual v3.1 | 814 | 7396 | Rate Constraint in lbs/MMBtu | FALSE | L | Annual | Emissions at Affected Plants NOX | Thousand Tons | 1.5181 | 3.6921 | 5.7775 | 5.7775 | 0 | 0 | 0
NSR Santee Cooper - NOX Rate Annual v3.1 | 814 | 7396 | Rate Constraint in lbs/MMBtu | FALSE | L | Annual | Allowances Purchased NOX | Thousand Tons | 0 | 0 | 0 | 0 | 0 | 0 | 0
NSR Santee Cooper - NOX Rate Annual v3.1 | 814 | 7396 | Rate Constraint in lbs/MMBtu | FALSE | L | Annual | Allowances Sold NOX | Thousand Tons | 0 | 0 | 0 | 0 | 0 | 0 | 0
NSR Santee Cooper - NOX Rate Annual v3.1 | 814 | 7396 | Rate Constraint in lbs/MMBtu | FALSE | L | Annual | Allowances Banked | Thousand Tons | 0 | 0 | 0 | 0 | 0 | 0 | 0
NSR Santee Cooper - NOX Rate Annual v3.1 | 814 | 7396 | Rate Constraint in lbs/MMBtu | FALSE | L | Annual | Allowances Withdrawn (1:1) | Thousand Tons | 0 | 0 | 0 | 0 | 0 | 0 | 0
NSR Santee Cooper - NOX Rate Annual v3.1 | 814 | 7396 | Rate Constraint in lbs/MMBtu | FALSE | L | Annual | Allowances Withdrawn (n:1) | Thousand Tons | 0 | 0 | 0 | 0 | 0 | 0 | 0
NSR Santee Cooper - NOX Rate Annual v3.1 | 814 | 7396 | Rate Constraint in lbs/MMBtu | FALSE | L | Annual | Net Emissions Allowance Position | Thousand Tons | 1.5181 | 3.6921 | 5.7775 | 5.7775 | 0 | 0 | 0
NSR Santee Cooper - NOX Rate Annual v3.1 | 814 | 7396 | Rate Constraint in lbs/MMBtu | FALSE | L | Annual | Fuel Consumed | TBtu | 41.4598 | 102.4943 | 164.9981 | 164.9981 | 0 | 0 | 0
NSR Santee Cooper - NOX Rate Annual v3.1 | 814 | 7396 | Rate Constraint in lbs/MMBtu | FALSE | L | Annual | Rate | lb/MMBtu | 0.07323 | 0.072045 | 0.070031 | 0.070031 | 0 | 0 | 0
NSR Santee Cooper - NOX Rate Annual v3.1 | 814 | 7396 | Rate Constraint in lbs/MMBtu | FALSE | L | Annual | Generation | TWh | 4.0623 | 10.0585 | 11.1799 | 11.1799 | 0 | 0 | 0
NSR Santee Cooper - NOX Rate Annual v3.1 | 814 | 7396 | Rate Constraint in lbs/MMBtu | FALSE | L | Annual | Qualifying Generation | TWh | 4.0623 | 10.0585 | 11.1799 | 11.1799 | 0 | 0 | 0
NSR Santee Cooper - NOX Rate Annual v3.1 | 814 | 7396 | Rate Constraint in lbs/MMBtu | FALSE | L | Annual | Rate | lb/MWh | 0.74739 | 0.73413 | 1.0336 | 1.0336 | 0 | 0 | 0
NSR Santee Cooper - NOX Rate Annual v3.1 | 814 | 7396 | Rate Constraint in lbs/MMBtu | FALSE | L | Annual | Constraint Shadow Price | US2022$/Ton | 0 | 0 | 0 | 0 | 0 | 0 | 0
NSR Santee Cooper - SO2 Cap Annual v3.1 | 815 | 7397 | Rate Constraint in MTons | FALSE | L | Annual | Seasons Included | Seasons | Winter, Spring, Summer, Fall | Winter, Spring, Summer, Fall | Winter, Spring, Summer, Fall | Winter, Spring, Summer, Fall | Winter, Spring, Summer, Fall | Winter, Spring, Summer, Fall | Winter, Spring, Summer, Fall
NSR Santee Cooper - SO2 Cap Annual v3.1 | 815 | 7397 | Rate Constraint in MTons | FALSE | L | Annual | Standard SO2 | Thousand Tons | 65 | 65 | 65 | 65 | 65 | 65 | 65
NSR Santee Cooper - SO2 Cap Annual v3.1 | 815 | 7397 | Rate Constraint in MTons | FALSE | L | Annual | Emissions at Affected Plants SO2 | Thousand Tons | 1.8576 | 4.3137 | 6.0332 | 6.0332 | 0 | 0 | 0
NSR Santee Cooper - SO2 Cap Annual v3.1 | 815 | 7397 | Rate Constraint in MTons | FALSE | L | Annual | Allowances Purchased SO2 | Thousand Tons | 0 | 0 | 0 | 0 | 0 | 0 | 0
NSR Santee Cooper - SO2 Cap Annual v3.1 | 815 | 7397 | Rate Constraint in MTons | FALSE | L | Annual | Allowances Sold SO2 | Thousand Tons | 0 | 0 | 0 | 0 | 0 | 0 | 0
NSR Santee Cooper - SO2 Cap Annual v3.1 | 815 | 7397 | Rate Constraint in MTons | FALSE | L | Annual | Allowances Banked | Thousand Tons | 0 | 0 | 0 | 0 | 0 | 0 | 0
NSR Santee Cooper - SO2 Cap Annual v3.1 | 815 | 7397 | Rate Constraint in MTons | FALSE | L | Annual | Allowances Withdrawn (1:1) | Thousand Tons | 0 | 0 | 0 | 0 | 0 | 0 | 0
NSR Santee Cooper - SO2 Cap Annual v3.1 | 815 | 7397 | Rate Constraint in MTons | FALSE | L | Annual | Allowances Withdrawn (n:1) | Thousand Tons | 0 | 0 | 0 | 0 | 0 | 0 | 0
NSR Santee Cooper - SO2 Cap Annual v3.1 | 815 | 7397 | Rate Constraint in MTons | FALSE | L | Annual | Net Emissions Allowance Position | Thousand Tons | 1.8576 | 4.3137 | 6.0332 | 6.0332 | 0 | 0 | 0
NSR Santee Cooper - SO2 Cap Annual v3.1 | 815 | 7397 | Rate Constraint in MTons | FALSE | L | Annual | Fuel Consumed | TBtu | 41.4598 | 102.4943 | 164.9981 | 164.9981 | 0 | 0 | 0
NSR Santee Cooper - SO2 Cap Annual v3.1 | 815 | 7397 | Rate Constraint in MTons | FALSE | L | Annual | Rate | lb/MMBtu | 0.08961 | 0.084174 | 0.073131 | 0.073131 | 0 | 0 | 0
NSR Santee Cooper - SO2 Cap Annual v3.1 | 815 | 7397 | Rate Constraint in MTons | FALSE | L | Annual | Generation | TWh | 4.0623 | 10.0585 | 11.1799 | 11.1799 | 0 | 0 | 0
NSR Santee Cooper - SO2 Cap Annual v3.1 | 815 | 7397 | Rate Constraint in MTons | FALSE | L | Annual | Qualifying Generation | TWh | 4.0623 | 10.0585 | 11.1799 | 11.1799 | 0 | 0 | 0
NSR Santee Cooper - SO2 Cap Annual v3.1 | 815 | 7397 | Rate Constraint in MTons | FALSE | L | Annual | Rate | lb/MWh | 0.91456 | 0.85772 | 1.0793 | 1.0793 | 0 | 0 | 0
NSR Santee Cooper - SO2 Cap Annual v3.1 | 815 | 7397 | Rate Constraint in MTons | FALSE | L | Annual | Constraint Shadow Price | US2022$/Ton | 0 | 0 | 0 | 0 | 0 | 0 | 0
NSR Santee Cooper - SO2 Rate Annual v3.1 | 816 | 7398 | Rate Constraint in lbs/MMBtu | FALSE | L | Annual | Seasons Included | Seasons | Winter, Spring, Summer, Fall | Winter, Spring, Summer, Fall | Winter, Spring, Summer, Fall | Winter, Spring, Summer, Fall | Winter, Spring, Summer, Fall | Winter, Spring, Summer, Fall | Winter, Spring, Summer, Fall
NSR Santee Cooper - SO2 Rate Annual v3.1 | 816 | 7398 | Rate Constraint in lbs/MMBtu | FALSE | L | Annual | Standard SO2 | lb/MMBtu | 0.5 | 0.5 | 0.5 | 0.5 | 0.5 | 0.5 | 0.5
NSR Santee Cooper - SO2 Rate Annual v3.1 | 816 | 7398 | Rate Constraint in lbs/MMBtu | FALSE | L | Annual | Emissions at Affected Plants SO2 | Thousand Tons | 1.8576 | 4.3137 | 6.0332 | 6.0332 | 0 | 0 | 0
NSR Santee Cooper - SO2 Rate Annual v3.1 | 816 | 7398 | Rate Constraint in lbs/MMBtu | FALSE | L | Annual | Allowances Purchased SO2 | Thousand Tons | 0 | 0 | 0 | 0 | 0 | 0 | 0
NSR Santee Cooper - SO2 Rate Annual v3.1 | 816 | 7398 | Rate Constraint in lbs/MMBtu | FALSE | L | Annual | Allowances Sold SO2 | Thousand Tons | 0 | 0 | 0 | 0 | 0 | 0 | 0
NSR Santee Cooper - SO2 Rate Annual v3.1 | 816 | 7398 | Rate Constraint in lbs/MMBtu | FALSE | L | Annual | Allowances Banked | Thousand Tons | 0 | 0 | 0 | 0 | 0 | 0 | 0
NSR Santee Cooper - SO2 Rate Annual v3.1 | 816 | 7398 | Rate Constraint in lbs/MMBtu | FALSE | L | Annual | Allowances Withdrawn (1:1) | Thousand Tons | 0 | 0 | 0 | 0 | 0 | 0 | 0
NSR Santee Cooper - SO2 Rate Annual v3.1 | 816 | 7398 | Rate Constraint in lbs/MMBtu | FALSE | L | Annual | Allowances Withdrawn (n:1) | Thousand Tons | 0 | 0 | 0 | 0 | 0 | 0 | 0
NSR Santee Cooper - SO2 Rate Annual v3.1 | 816 | 7398 | Rate Constraint in lbs/MMBtu | FALSE | L | Annual | Net Emissions Allowance Position | Thousand Tons | 1.8576 | 4.3137 | 6.0332 | 6.0332 | 0 | 0 | 0
NSR Santee Cooper - SO2 Rate Annual v3.1 | 816 | 7398 | Rate Constraint in lbs/MMBtu | FALSE | L | Annual | Fuel Consumed | TBtu | 41.4598 | 102.4943 | 164.9981 | 164.9981 | 0 | 0 | 0
NSR Santee Cooper - SO2 Rate Annual v3.1 | 816 | 7398 | Rate Constraint in lbs/MMBtu | FALSE | L | Annual | Rate | lb/MMBtu | 0.08961 | 0.084174 | 0.073131 | 0.073131 | 0 | 0 | 0
NSR Santee Cooper - SO2 Rate Annual v3.1 | 816 | 7398 | Rate Constraint in lbs/MMBtu | FALSE | L | Annual | Generation | TWh | 4.0623 | 10.0585 | 11.1799 | 11.1799 | 0 | 0 | 0
NSR Santee Cooper - SO2 Rate Annual v3.1 | 816 | 7398 | Rate Constraint in lbs/MMBtu | FALSE | L | Annual | Qualifying Generation | TWh | 4.0623 | 10.0585 | 11.1799 | 11.1799 | 0 | 0 | 0
NSR Santee Cooper - SO2 Rate Annual v3.1 | 816 | 7398 | Rate Constraint in lbs/MMBtu | FALSE | L | Annual | Rate | lb/MWh | 0.91456 | 0.85772 | 1.0793 | 1.0793 | 0 | 0 | 0
NSR Santee Cooper - SO2 Rate Annual v3.1 | 816 | 7398 | Rate Constraint in lbs/MMBtu | FALSE | L | Annual | Constraint Shadow Price | US2022$/Ton | 0 | 0 | 0 | 0 | 0 | 0 | 0
NSR Shawnee 1& 4 - SO2 Rate Annual v4.11 | 817 | 7455 | Rate Constraint in lbs/MMBtu | FALSE | L | Annual | Seasons Included | Seasons | Winter, Spring, Summer, Fall | Winter, Spring, Summer, Fall | Winter, Spring, Summer, Fall | Winter, Spring, Summer, Fall | Winter, Spring, Summer, Fall | Winter, Spring, Summer, Fall | Winter, Spring, Summer, Fall
NSR Shawnee 1& 4 - SO2 Rate Annual v4.11 | 817 | 7455 | Rate Constraint in lbs/MMBtu | FALSE | L | Annual | Standard SO2 | lb/MMBtu | 1.2 | 1.2 | 1.2 | 1.2 | 1.2 | 1.2 | 1.2
NSR Shawnee 1& 4 - SO2 Rate Annual v4.11 | 817 | 7455 | Rate Constraint in lbs/MMBtu | FALSE | L | Annual | Emissions at Affected Plants SO2 | Thousand Tons | 0.55989 | 0.5129 | 0 | 0 | 0 | 0 | 0
NSR Shawnee 1& 4 - SO2 Rate Annual v4.11 | 817 | 7455 | Rate Constraint in lbs/MMBtu | FALSE | L | Annual | Allowances Purchased SO2 | Thousand Tons | 0 | 0 | 0 | 0 | 0 | 0 | 0
NSR Shawnee 1& 4 - SO2 Rate Annual v4.11 | 817 | 7455 | Rate Constraint in lbs/MMBtu | FALSE | L | Annual | Allowances Sold SO2 | Thousand Tons | 0 | 0 | 0 | 0 | 0 | 0 | 0
NSR Shawnee 1& 4 - SO2 Rate Annual v4.11 | 817 | 7455 | Rate Constraint in lbs/MMBtu | FALSE | L | Annual | Allowances Banked | Thousand Tons | 0 | 0 | 0 | 0 | 0 | 0 | 0
NSR Shawnee 1& 4 - SO2 Rate Annual v4.11 | 817 | 7455 | Rate Constraint in lbs/MMBtu | FALSE | L | Annual | Allowances Withdrawn (1:1) | Thousand Tons | 0 | 0 | 0 | 0 | 0 | 0 | 0
NSR Shawnee 1& 4 - SO2 Rate Annual v4.11 | 817 | 7455 | Rate Constraint in lbs/MMBtu | FALSE | L | Annual | Allowances Withdrawn (n:1) | Thousand Tons | 0 | 0 | 0 | 0 | 0 | 0 | 0
NSR Shawnee 1& 4 - SO2 Rate Annual v4.11 | 817 | 7455 | Rate Constraint in lbs/MMBtu | FALSE | L | Annual | Net Emissions Allowance Position | Thousand Tons | 0.55989 | 0.5129 | 0 | 0 | 0 | 0 | 0
NSR Shawnee 1& 4 - SO2 Rate Annual v4.11 | 817 | 7455 | Rate Constraint in lbs/MMBtu | FALSE | L | Annual | Fuel Consumed | TBtu | 14.697 | 13.4637 | 0 | 0 | 0 | 0 | 0
NSR Shawnee 1& 4 - SO2 Rate Annual v4.11 | 817 | 7455 | Rate Constraint in lbs/MMBtu | FALSE | L | Annual | Rate | lb/MMBtu | 0.07619 | 0.07619 | 0 | 0 | 0 | 0 | 0
NSR Shawnee 1& 4 - SO2 Rate Annual v4.11 | 817 | 7455 | Rate Constraint in lbs/MMBtu | FALSE | L | Annual | Generation | TWh | 1.2545 | 1.1492 | 0 | 0 | 0 | 0 | 0
NSR Shawnee 1& 4 - SO2 Rate Annual v4.11 | 817 | 7455 | Rate Constraint in lbs/MMBtu | FALSE | L | Annual | Qualifying Generation | TWh | 1.2545 | 1.1492 | 0 | 0 | 0 | 0 | 0
NSR Shawnee 1& 4 - SO2 Rate Annual v4.11 | 817 | 7455 | Rate Constraint in lbs/MMBtu | FALSE | L | Annual | Rate | lb/MWh | 0.89264 | 0.89264 | 0 | 0 | 0 | 0 | 0
NSR Shawnee 1& 4 - SO2 Rate Annual v4.11 | 817 | 7455 | Rate Constraint in lbs/MMBtu | FALSE | L | Annual | Constraint Shadow Price | US2022$/Ton | 0 | 0 | 0 | 0 | 0 | 0 | 0
NSR Shawnee 5-10 - SO2 Rate Annual v4.11 | 818 | 7456 | Rate Constraint in lbs/MMBtu | FALSE | L | Annual | Seasons Included | Seasons | Winter, Spring, Summer, Fall | Winter, Spring, Summer, Fall | Winter, Spring, Summer, Fall | Winter, Spring, Summer, Fall | Winter, Spring, Summer, Fall | Winter, Spring, Summer, Fall | Winter, Spring, Summer, Fall
NSR Shawnee 5-10 - SO2 Rate Annual v4.11 | 818 | 7456 | Rate Constraint in lbs/MMBtu | FALSE | L | Annual | Standard SO2 | lb/MMBtu | 1.2 | 1.2 | 1.2 | 1.2 | 1.2 | 1.2 | 1.2
NSR Shawnee 5-10 - SO2 Rate Annual v4.11 | 818 | 7456 | Rate Constraint in lbs/MMBtu | FALSE | L | Annual | Emissions at Affected Plants SO2 | Thousand Tons | 1.8655 | 0 | 0 | 0 | 0 | 0 | 0
NSR Shawnee 5-10 - SO2 Rate Annual v4.11 | 818 | 7456 | Rate Constraint in lbs/MMBtu | FALSE | L | Annual | Allowances Purchased SO2 | Thousand Tons | 0 | 0 | 0 | 0 | 0 | 0 | 0
NSR Shawnee 5-10 - SO2 Rate Annual v4.11 | 818 | 7456 | Rate Constraint in lbs/MMBtu | FALSE | L | Annual | Allowances Sold SO2 | Thousand Tons | 0 | 0 | 0 | 0 | 0 | 0 | 0
NSR Shawnee 5-10 - SO2 Rate Annual v4.11 | 818 | 7456 | Rate Constraint in lbs/MMBtu | FALSE | L | Annual | Allowances Banked | Thousand Tons | 0 | 0 | 0 | 0 | 0 | 0 | 0
NSR Shawnee 5-10 - SO2 Rate Annual v4.11 | 818 | 7456 | Rate Constraint in lbs/MMBtu | FALSE | L | Annual | Allowances Withdrawn (1:1) | Thousand Tons | 0 | 0 | 0 | 0 | 0 | 0 | 0
NSR Shawnee 5-10 - SO2 Rate Annual v4.11 | 818 | 7456 | Rate Constraint in lbs/MMBtu | FALSE | L | Annual | Allowances Withdrawn (n:1) | Thousand Tons | 0 | 0 | 0 | 0 | 0 | 0 | 0
NSR Shawnee 5-10 - SO2 Rate Annual v4.11 | 818 | 7456 | Rate Constraint in lbs/MMBtu | FALSE | L | Annual | Net Emissions Allowance Position | Thousand Tons | 1.8655 | 0 | 0 | 0 | 0 | 0 | 0
NSR Shawnee 5-10 - SO2 Rate Annual v4.11 | 818 | 7456 | Rate Constraint in lbs/MMBtu | FALSE | L | Annual | Fuel Consumed | TBtu | 8.3797 | 0 | 0 | 0 | 0 | 0 | 0
NSR Shawnee 5-10 - SO2 Rate Annual v4.11 | 818 | 7456 | Rate Constraint in lbs/MMBtu | FALSE | L | Annual | Rate | lb/MMBtu | 0.44525 | 0 | 0 | 0 | 0 | 0 | 0
NSR Shawnee 5-10 - SO2 Rate Annual v4.11 | 818 | 7456 | Rate Constraint in lbs/MMBtu | FALSE | L | Annual | Generation | TWh | 0.71281 | 0 | 0 | 0 | 0 | 0 | 0
NSR Shawnee 5-10 - SO2 Rate Annual v4.11 | 818 | 7456 | Rate Constraint in lbs/MMBtu | FALSE | L | Annual | Qualifying Generation | TWh | 0.71281 | 0 | 0 | 0 | 0 | 0 | 0
NSR Shawnee 5-10 - SO2 Rate Annual v4.11 | 818 | 7456 | Rate Constraint in lbs/MMBtu | FALSE | L | Annual | Rate | lb/MWh | 5.2343 | 0 | 0 | 0 | 0 | 0 | 0
NSR Shawnee 5-10 - SO2 Rate Annual v4.11 | 818 | 7456 | Rate Constraint in lbs/MMBtu | FALSE | L | Annual | Constraint Shadow Price | US2022$/Ton | 0 | 0 | 0 | 0 | 0 | 0 | 0
NSR Tucson Electric - SO2 Cap Annual v4.0 | 819 | 7276 | Rate Constraint in MTons | FALSE | L | Annual | Seasons Included | Seasons | Winter, Spring, Summer, Fall | Winter, Spring, Summer, Fall | Winter, Spring, Summer, Fall | Winter, Spring, Summer, Fall | Winter, Spring, Summer, Fall | Winter, Spring, Summer, Fall | Winter, Spring, Summer, Fall
NSR Tucson Electric - SO2 Cap Annual v4.0 | 819 | 7276 | Rate Constraint in MTons | FALSE | L | Annual | Standard SO2 | Thousand Tons | 10.66 | 10.66 | 10.66 | 10.66 | 10.66 | 10.66 | 10.66
NSR Tucson Electric - SO2 Cap Annual v4.0 | 819 | 7276 | Rate Constraint in MTons | FALSE | L | Annual | Emissions at Affected Plants SO2 | Thousand Tons | 2.0186 | 5.7907 | 4.2994 | 1.8374 | 0 | 0 | 0
NSR Tucson Electric - SO2 Cap Annual v4.0 | 819 | 7276 | Rate Constraint in MTons | FALSE | L | Annual | Allowances Purchased SO2 | Thousand Tons | 0 | 0 | 0 | 0 | 0 | 0 | 0
NSR Tucson Electric - SO2 Cap Annual v4.0 | 819 | 7276 | Rate Constraint in MTons | FALSE | L | Annual | Allowances Sold SO2 | Thousand Tons | 0 | 0 | 0 | 0 | 0 | 0 | 0
NSR Tucson Electric - SO2 Cap Annual v4.0 | 819 | 7276 | Rate Constraint in MTons | FALSE | L | Annual | Allowances Banked | Thousand Tons | 0 | 0 | 0 | 0 | 0 | 0 | 0
NSR Tucson Electric - SO2 Cap Annual v4.0 | 819 | 7276 | Rate Constraint in MTons | FALSE | L | Annual | Allowances Withdrawn (1:1) | Thousand Tons | 0 | 0 | 0 | 0 | 0 | 0 | 0
NSR Tucson Electric - SO2 Cap Annual v4.0 | 819 | 7276 | Rate Constraint in MTons | FALSE | L | Annual | Allowances Withdrawn (n:1) | Thousand Tons | 0 | 0 | 0 | 0 | 0 | 0 | 0
NSR Tucson Electric - SO2 Cap Annual v4.0 | 819 | 7276 | Rate Constraint in MTons | FALSE | L | Annual | Net Emissions Allowance Position | Thousand Tons | 2.0186 | 5.7907 | 4.2994 | 1.8374 | 0 | 0 | 0
NSR Tucson Electric - SO2 Cap Annual v4.0 | 819 | 7276 | Rate Constraint in MTons | FALSE | L | Annual | Fuel Consumed | TBtu | 16.3901 | 40.8485 | 45.9351 | 45.9351 | 0 | 0 | 0
NSR Tucson Electric - SO2 Cap Annual v4.0 | 819 | 7276 | Rate Constraint in MTons | FALSE | L | Annual | Rate | lb/MMBtu | 0.24632 | 0.28352 | 0.1872 | 0.08 | 0 | 0 | 0
NSR Tucson Electric - SO2 Cap Annual v4.0 | 819 | 7276 | Rate Constraint in MTons | FALSE | L | Annual | Generation | TWh | 1.5994 | 3.9925 | 3.0261 | 3.0261 | 0 | 0 | 0
NSR Tucson Electric - SO2 Cap Annual v4.0 | 819 | 7276 | Rate Constraint in MTons | FALSE | L | Annual | Qualifying Generation | TWh | 1.5994 | 3.9925 | 3.0261 | 3.0261 | 0 | 0 | 0
NSR Tucson Electric - SO2 Cap Annual v4.0 | 819 | 7276 | Rate Constraint in MTons | FALSE | L | Annual | Rate | lb/MWh | 2.5242 | 2.9008 | 2.8416 | 1.2144 | 0 | 0 | 0
NSR Tucson Electric - SO2 Cap Annual v4.0 | 819 | 7276 | Rate Constraint in MTons | FALSE | L | Annual | Constraint Shadow Price | US2022$/Ton | 0 | 0 | 0 | 0 | 0 | 0 | 0
NSR Tucson Electric NOx Cap Annual - v4.0 | 820 | 7277 | Rate Constraint in MTons | FALSE | L | Annual | Seasons Included | Seasons | Winter, Spring, Summer, Fall | Winter, Spring, Summer, Fall | Winter, Spring, Summer, Fall | Winter, Spring, Summer, Fall | Winter, Spring, Summer, Fall | Winter, Spring, Summer, Fall | Winter, Spring, Summer, Fall
NSR Tucson Electric NOx Cap Annual - v4.0 | 820 | 7277 | Rate Constraint in MTons | FALSE | L | Annual | Standard NOX | Thousand Tons | 8.94 | 8.94 | 8.94 | 8.94 | 8.94 | 8.94 | 8.94
NSR Tucson Electric NOx Cap Annual - v4.0 | 820 | 7277 | Rate Constraint in MTons | FALSE | L | Annual | Emissions at Affected Plants NOX | Thousand Tons | 0.81625 | 1.6889 | 1.754 | 1.754 | 0 | 0 | 0
NSR Tucson Electric NOx Cap Annual - v4.0 | 820 | 7277 | Rate Constraint in MTons | FALSE | L | Annual | Allowances Purchased NOX | Thousand Tons | 0 | 0 | 0 | 0 | 0 | 0 | 0
NSR Tucson Electric NOx Cap Annual - v4.0 | 820 | 7277 | Rate Constraint in MTons | FALSE | L | Annual | Allowances Sold NOX | Thousand Tons | 0 | 0 | 0 | 0 | 0 | 0 | 0
NSR Tucson Electric NOx Cap Annual - v4.0 | 820 | 7277 | Rate Constraint in MTons | FALSE | L | Annual | Allowances Banked | Thousand Tons | 0 | 0 | 0 | 0 | 0 | 0 | 0
NSR Tucson Electric NOx Cap Annual - v4.0 | 820 | 7277 | Rate Constraint in MTons | FALSE | L | Annual | Allowances Withdrawn (1:1) | Thousand Tons | 0 | 0 | 0 | 0 | 0 | 0 | 0
NSR Tucson Electric NOx Cap Annual - v4.0 | 820 | 7277 | Rate Constraint in MTons | FALSE | L | Annual | Allowances Withdrawn (n:1) | Thousand Tons | 0 | 0 | 0 | 0 | 0 | 0 | 0
NSR Tucson Electric NOx Cap Annual - v4.0 | 820 | 7277 | Rate Constraint in MTons | FALSE | L | Annual | Net Emissions Allowance Position | Thousand Tons | 0.81625 | 1.6889 | 1.754 | 1.754 | 0 | 0 | 0
NSR Tucson Electric NOx Cap Annual - v4.0 | 820 | 7277 | Rate Constraint in MTons | FALSE | L | Annual | Fuel Consumed | TBtu | 16.3901 | 40.8485 | 45.9351 | 45.9351 | 0 | 0 | 0
NSR Tucson Electric NOx Cap Annual - v4.0 | 820 | 7277 | Rate Constraint in MTons | FALSE | L | Annual | Rate | lb/MMBtu | 0.099603 | 0.08269 | 0.076369 | 0.076369 | 0 | 0 | 0
NSR Tucson Electric NOx Cap Annual - v4.0 | 820 | 7277 | Rate Constraint in MTons | FALSE | L | Annual | Generation | TWh | 1.5994 | 3.9925 | 3.0261 | 3.0261 | 0 | 0 | 0
NSR Tucson Electric NOx Cap Annual - v4.0 | 820 | 7277 | Rate Constraint in MTons | FALSE | L | Annual | Qualifying Generation | TWh | 1.5994 | 3.9925 | 3.0261 | 3.0261 | 0 | 0 | 0
NSR Tucson Electric NOx Cap Annual - v4.0 | 820 | 7277 | Rate Constraint in MTons | FALSE | L | Annual | Rate | lb/MWh | 1.0207 | 0.84604 | 1.1593 | 1.1593 | 0 | 0 | 0
NSR Tucson Electric NOx Cap Annual - v4.0 | 820 | 7277 | Rate Constraint in MTons | FALSE | L | Annual | Constraint Shadow Price | US2022$/Ton | 0 | 0 | 0 | 0 | 0 | 0 | 0
NSR TVA System - NOX Cap Annual v4.11 | 821 | 7400 | Rate Constraint in MTons | FALSE | L | Annual | Seasons Included | Seasons | Winter, Spring, Summer, Fall | Winter, Spring, Summer, Fall | Winter, Spring, Summer, Fall | Winter, Spring, Summer, Fall | Winter, Spring, Summer, Fall | Winter, Spring, Summer, Fall | Winter, Spring, Summer, Fall
NSR TVA System - NOX Cap Annual v4.11 | 821 | 7400 | Rate Constraint in MTons | FALSE | L | Annual | Standard NOX | Thousand Tons | 52 | 52 | 52 | 52 | 52 | 52 | 52
NSR TVA System - NOX Cap Annual v4.11 | 821 | 7400 | Rate Constraint in MTons | FALSE | L | Annual | Emissions at Affected Plants NOX | Thousand Tons | 3.8009 | 1.1969 | 0 | 0 | 0 | 0 | 0
NSR TVA System - NOX Cap Annual v4.11 | 821 | 7400 | Rate Constraint in MTons | FALSE | L | Annual | Allowances Purchased NOX | Thousand Tons | 0 | 0 | 0 | 0 | 0 | 0 | 0
NSR TVA System - NOX Cap Annual v4.11 | 821 | 7400 | Rate Constraint in MTons | FALSE | L | Annual | Allowances Sold NOX | Thousand Tons | 0 | 0 | 0 | 0 | 0 | 0 | 0
NSR TVA System - NOX Cap Annual v4.11 | 821 | 7400 | Rate Constraint in MTons | FALSE | L | Annual | Allowances Banked | Thousand Tons | 0 | 0 | 0 | 0 | 0 | 0 | 0
NSR TVA System - NOX Cap Annual v4.11 | 821 | 7400 | Rate Constraint in MTons | FALSE | L | Annual | Allowances Withdrawn (1:1) | Thousand Tons | 0 | 0 | 0 | 0 | 0 | 0 | 0
NSR TVA System - NOX Cap Annual v4.11 | 821 | 7400 | Rate Constraint in MTons | FALSE | L | Annual | Allowances Withdrawn (n:1) | Thousand Tons | 0 | 0 | 0 | 0 | 0 | 0 | 0
NSR TVA System - NOX Cap Annual v4.11 | 821 | 7400 | Rate Constraint in MTons | FALSE | L | Annual | Net Emissions Allowance Position | Thousand Tons | 3.8009 | 1.1969 | 0 | 0 | 0 | 0 | 0
NSR TVA System - NOX Cap Annual v4.11 | 821 | 7400 | Rate Constraint in MTons | FALSE | L | Annual | Fuel Consumed | TBtu | 69.5518 | 23.8461 | 0 | 0 | 0 | 0 | 0
NSR TVA System - NOX Cap Annual v4.11 | 821 | 7400 | Rate Constraint in MTons | FALSE | L | Annual | Rate | lb/MMBtu | 0.1093 | 0.10039 | 0 | 0 | 0 | 0 | 0
NSR TVA System - NOX Cap Annual v4.11 | 821 | 7400 | Rate Constraint in MTons | FALSE | L | Annual | Generation | TWh | 6.4202 | 2.0864 | 0 | 0 | 0 | 0 | 0
NSR TVA System - NOX Cap Annual v4.11 | 821 | 7400 | Rate Constraint in MTons | FALSE | L | Annual | Qualifying Generation | TWh | 6.4202 | 2.0864 | 0 | 0 | 0 | 0 | 0
NSR TVA System - NOX Cap Annual v4.11 | 821 | 7400 | Rate Constraint in MTons | FALSE | L | Annual | Rate | lb/MWh | 1.184 | 1.1473 | 0 | 0 | 0 | 0 | 0
NSR TVA System - NOX Cap Annual v4.11 | 821 | 7400 | Rate Constraint in MTons | FALSE | L | Annual | Constraint Shadow Price | US2022$/Ton | 0 | 0 | 0 | 0 | 0 | 0 | 0
NSR TVA System - SO2 Cap Annual v4.11 | 822 | 7399 | Rate Constraint in MTons | FALSE | L | Annual | Seasons Included | Seasons | Winter, Spring, Summer, Fall | Winter, Spring, Summer, Fall | Winter, Spring, Summer, Fall | Winter, Spring, Summer, Fall | Winter, Spring, Summer, Fall | Winter, Spring, Summer, Fall | Winter, Spring, Summer, Fall
NSR TVA System - SO2 Cap Annual v4.11 | 822 | 7399 | Rate Constraint in MTons | FALSE | L | Annual | Standard SO2 | Thousand Tons | 100 | 100 | 100 | 100 | 100 | 100 | 100
NSR TVA System - SO2 Cap Annual v4.11 | 822 | 7399 | Rate Constraint in MTons | FALSE | L | Annual | Emissions at Affected Plants SO2 | Thousand Tons | 7.3193 | 0.9747 | 0 | 0 | 0 | 0 | 0
NSR TVA System - SO2 Cap Annual v4.11 | 822 | 7399 | Rate Constraint in MTons | FALSE | L | Annual | Allowances Purchased SO2 | Thousand Tons | 0 | 0 | 0 | 0 | 0 | 0 | 0
NSR TVA System - SO2 Cap Annual v4.11 | 822 | 7399 | Rate Constraint in MTons | FALSE | L | Annual | Allowances Sold SO2 | Thousand Tons | 0 | 0 | 0 | 0 | 0 | 0 | 0
NSR TVA System - SO2 Cap Annual v4.11 | 822 | 7399 | Rate Constraint in MTons | FALSE | L | Annual | Allowances Banked | Thousand Tons | 0 | 0 | 0 | 0 | 0 | 0 | 0
NSR TVA System - SO2 Cap Annual v4.11 | 822 | 7399 | Rate Constraint in MTons | FALSE | L | Annual | Allowances Withdrawn (1:1) | Thousand Tons | 0 | 0 | 0 | 0 | 0 | 0 | 0
NSR TVA System - SO2 Cap Annual v4.11 | 822 | 7399 | Rate Constraint in MTons | FALSE | L | Annual | Allowances Withdrawn (n:1) | Thousand Tons | 0 | 0 | 0 | 0 | 0 | 0 | 0
NSR TVA System - SO2 Cap Annual v4.11 | 822 | 7399 | Rate Constraint in MTons | FALSE | L | Annual | Net Emissions Allowance Position | Thousand Tons | 7.3193 | 0.9747 | 0 | 0 | 0 | 0 | 0
NSR TVA System - SO2 Cap Annual v4.11 | 822 | 7399 | Rate Constraint in MTons | FALSE | L | Annual | Fuel Consumed | TBtu | 69.5518 | 23.8461 | 0 | 0 | 0 | 0 | 0
NSR TVA System - SO2 Cap Annual v4.11 | 822 | 7399 | Rate Constraint in MTons | FALSE | L | Annual | Rate | lb/MMBtu | 0.21047 | 0.08175 | 0 | 0 | 0 | 0 | 0
NSR TVA System - SO2 Cap Annual v4.11 | 822 | 7399 | Rate Constraint in MTons | FALSE | L | Annual | Generation | TWh | 6.4202 | 2.0864 | 0 | 0 | 0 | 0 | 0
NSR TVA System - SO2 Cap Annual v4.11 | 822 | 7399 | Rate Constraint in MTons | FALSE | L | Annual | Qualifying Generation | TWh | 6.4202 | 2.0864 | 0 | 0 | 0 | 0 | 0
NSR TVA System - SO2 Cap Annual v4.11 | 822 | 7399 | Rate Constraint in MTons | FALSE | L | Annual | Rate | lb/MWh | 2.2801 | 0.93434 | 0 | 0 | 0 | 0 | 0
NSR TVA System - SO2 Cap Annual v4.11 | 822 | 7399 | Rate Constraint in MTons | FALSE | L | Annual | Constraint Shadow Price | US2022$/Ton | 0 | 0 | 0 | 0 | 0 | 0 | 0
NSR Valley 1-4 - NOX Rate Annual v5.16 | 823 | 7429 | Rate Constraint in lbs/MMBtu | FALSE | L | Annual | Seasons Included | Seasons | Winter, Spring, Summer, Fall | Winter, Spring, Summer, Fall | Winter, Spring, Summer, Fall | Winter, Spring, Summer, Fall | Winter, Spring, Summer, Fall | Winter, Spring, Summer, Fall | Winter, Spring, Summer, Fall
NSR Valley 1-4 - NOX Rate Annual v5.16 | 823 | 7429 | Rate Constraint in lbs/MMBtu | FALSE | L | Annual | Standard NOX | lb/MMBtu | 0.08 | 0.08 | 0.08 | 0.08 | 0.08 | 0.08 | 0.08
NSR Valley 1-4 - NOX Rate Annual v5.16 | 823 | 7429 | Rate Constraint in lbs/MMBtu | FALSE | L | Annual | Emissions at Affected Plants NOX | Thousand Tons | 0.11323 | 0.1582 | 0.16581 | 0 | 0 | 0 | 0
NSR Valley 1-4 - NOX Rate Annual v5.16 | 823 | 7429 | Rate Constraint in lbs/MMBtu | FALSE | L | Annual | Allowances Purchased NOX | Thousand Tons | 0 | 0 | 0 | 0 | 0 | 0 | 0
NSR Valley 1-4 - NOX Rate Annual v5.16 | 823 | 7429 | Rate Constraint in lbs/MMBtu | FALSE | L | Annual | Allowances Sold NOX | Thousand Tons | 0 | 0 | 0 | 0 | 0 | 0 | 0
NSR Valley 1-4 - NOX Rate Annual v5.16 | 823 | 7429 | Rate Constraint in lbs/MMBtu | FALSE | L | Annual | Allowances Banked | Thousand Tons | 0 | 0 | 0 | 0 | 0 | 0 | 0
NSR Valley 1-4 - NOX Rate Annual v5.16 | 823 | 7429 | Rate Constraint in lbs/MMBtu | FALSE | L | Annual | Allowances Withdrawn (1:1) | Thousand Tons | 0 | 0 | 0 | 0 | 0 | 0 | 0
NSR Valley 1-4 - NOX Rate Annual v5.16 | 823 | 7429 | Rate Constraint in lbs/MMBtu | FALSE | L | Annual | Allowances Withdrawn (n:1) | Thousand Tons | 0 | 0 | 0 | 0 | 0 | 0 | 0
NSR Valley 1-4 - NOX Rate Annual v5.16 | 823 | 7429 | Rate Constraint in lbs/MMBtu | FALSE | L | Annual | Net Emissions Allowance Position | Thousand Tons | 0.11323 | 0.1582 | 0.16581 | 0 | 0 | 0 | 0
NSR Valley 1-4 - NOX Rate Annual v5.16 | 823 | 7429 | Rate Constraint in lbs/MMBtu | FALSE | L | Annual | Fuel Consumed | TBtu | 3.0673 | 4.2855 | 4.4916 | 0 | 0 | 0 | 0
NSR Valley 1-4 - NOX Rate Annual v5.16 | 823 | 7429 | Rate Constraint in lbs/MMBtu | FALSE | L | Annual | Rate | lb/MMBtu | 0.073832 | 0.073832 | 0.073832 | 0 | 0 | 0 | 0
NSR Valley 1-4 - NOX Rate Annual v5.16 | 823 | 7429 | Rate Constraint in lbs/MMBtu | FALSE | L | Annual | Generation | TWh | 0.31845 | 0.44492 | 0.46632 | 0 | 0 | 0 | 0
NSR Valley 1-4 - NOX Rate Annual v5.16 | 823 | 7429 | Rate Constraint in lbs/MMBtu | FALSE | L | Annual | Qualifying Generation | TWh | 0.31845 | 0.44492 | 0.46632 | 0 | 0 | 0 | 0
NSR Valley 1-4 - NOX Rate Annual v5.16 | 823 | 7429 | Rate Constraint in lbs/MMBtu | FALSE | L | Annual | Rate | lb/MWh | 0.71115 | 0.71115 | 0.71115 | 0 | 0 | 0 | 0
NSR Valley 1-4 - NOX Rate Annual v5.16 | 823 | 7429 | Rate Constraint in lbs/MMBtu | FALSE | L | Annual | Constraint Shadow Price | US2022$/Ton | 0 | 0 | 0 | 0 | 0 | 0 | 0
NSR Valley 1-4 - SO2 Cap Annual v5.16 | 824 | 7428 | Rate Constraint in MTons | FALSE | L | Annual | Seasons Included | Seasons | Winter, Spring, Summer, Fall | Winter, Spring, Summer, Fall | Winter, Spring, Summer, Fall | Winter, Spring, Summer, Fall | Winter, Spring, Summer, Fall | Winter, Spring, Summer, Fall | Winter, Spring, Summer, Fall
NSR Valley 1-4 - SO2 Cap Annual v5.16 | 824 | 7428 | Rate Constraint in MTons | FALSE | L | Annual | Standard SO2 | Thousand Tons | 0.0095 | 0.0095 | 0.0095 | 0.0095 | 0.0095 | 0.0095 | 0.0095
NSR Valley 1-4 - SO2 Cap Annual v5.16 | 824 | 7428 | Rate Constraint in MTons | FALSE | L | Annual | Emissions at Affected Plants SO2 | Thousand Tons | 0 | 0 | 0 | 0 | 0 | 0 | 0
NSR Valley 1-4 - SO2 Cap Annual v5.16 | 824 | 7428 | Rate Constraint in MTons | FALSE | L | Annual | Allowances Purchased SO2 | Thousand Tons | 0 | 0 | 0 | 0 | 0 | 0 | 0
NSR Valley 1-4 - SO2 Cap Annual v5.16 | 824 | 7428 | Rate Constraint in MTons | FALSE | L | Annual | Allowances Sold SO2 | Thousand Tons | 0 | 0 | 0 | 0 | 0 | 0 | 0
NSR Valley 1-4 - SO2 Cap Annual v5.16 | 824 | 7428 | Rate Constraint in MTons | FALSE | L | Annual | Allowances Banked | Thousand Tons | 0 | 0 | 0 | 0 | 0 | 0 | 0
NSR Valley 1-4 - SO2 Cap Annual v5.16 | 824 | 7428 | Rate Constraint in MTons | FALSE | L | Annual | Allowances Withdrawn (1:1) | Thousand Tons | 0 | 0 | 0 | 0 | 0 | 0 | 0
NSR Valley 1-4 - SO2 Cap Annual v5.16 | 824 | 7428 | Rate Constraint in MTons | FALSE | L | Annual | Allowances Withdrawn (n:1) | Thousand Tons | 0 | 0 | 0 | 0 | 0 | 0 | 0
NSR Valley 1-4 - SO2 Cap Annual v5.16 | 824 | 7428 | Rate Constraint in MTons | FALSE | L | Annual | Net Emissions Allowance Position | Thousand Tons | 0 | 0 | 0 | 0 | 0 | 0 | 0
NSR Valley 1-4 - SO2 Cap Annual v5.16 | 824 | 7428 | Rate Constraint in MTons | FALSE | L | Annual | Fuel Consumed | TBtu | 3.0673 | 4.2855 | 4.4916 | 0 | 0 | 0 | 0
NSR Valley 1-4 - SO2 Cap Annual v5.16 | 824 | 7428 | Rate Constraint in MTons | FALSE | L | Annual | Rate | lb/MMBtu | 0 | 0 | 0 | 0 | 0 | 0 | 0
NSR Valley 1-4 - SO2 Cap Annual v5.16 | 824 | 7428 | Rate Constraint in MTons | FALSE | L | Annual | Generation | TWh | 0.31845 | 0.44492 | 0.46632 | 0 | 0 | 0 | 0
NSR Valley 1-4 - SO2 Cap Annual v5.16 | 824 | 7428 | Rate Constraint in MTons | FALSE | L | Annual | Qualifying Generation | TWh | 0.31845 | 0.44492 | 0.46632 | 0 | 0 | 0 | 0
NSR Valley 1-4 - SO2 Cap Annual v5.16 | 824 | 7428 | Rate Constraint in MTons | FALSE | L | Annual | Rate | lb/MWh | 0 | 0 | 0 | 0 | 0 | 0 | 0
NSR Valley 1-4 - SO2 Cap Annual v5.16 | 824 | 7428 | Rate Constraint in MTons | FALSE | L | Annual | Constraint Shadow Price | US2022$/Ton | 0 | 0 | 0 | 0 | 0 | 0 | 0
NSR WEPCO Settlement - NOX Cap Annual v3.1 | 825 | 7401 | Rate Constraint in MTons | FALSE | L | Annual | Seasons Included | Seasons | Winter, Spring, Summer, Fall | Winter, Spring, Summer, Fall | Winter, Spring, Summer, Fall | Winter, Spring, Summer, Fall | Winter, Spring, Summer, Fall | Winter, Spring, Summer, Fall | Winter, Spring, Summer, Fall
NSR WEPCO Settlement - NOX Cap Annual v3.1 | 825 | 7401 | Rate Constraint in MTons | FALSE | L | Annual | Standard NOX | Thousand Tons | 17.4 | 17.4 | 17.4 | 17.4 | 17.4 | 17.4 | 17.4
NSR WEPCO Settlement - NOX Cap Annual v3.1 | 825 | 7401 | Rate Constraint in MTons | FALSE | L | Annual | Emissions at Affected Plants NOX | Thousand Tons | 0.11323 | 0.1582 | 0.16581 | 0 | 0 | 0 | 0
NSR WEPCO Settlement - NOX Cap Annual v3.1 | 825 | 7401 | Rate Constraint in MTons | FALSE | L | Annual | Allowances Purchased NOX | Thousand Tons | 0 | 0 | 0 | 0 | 0 | 0 | 0
NSR WEPCO Settlement - NOX Cap Annual v3.1 | 825 | 7401 | Rate Constraint in MTons | FALSE | L | Annual | Allowances Sold NOX | Thousand Tons | 0 | 0 | 0 | 0 | 0 | 0 | 0
NSR WEPCO Settlement - NOX Cap Annual v3.1 | 825 | 7401 | Rate Constraint in MTons | FALSE | L | Annual | Allowances Banked | Thousand Tons | 0 | 0 | 0 | 0 | 0 | 0 | 0
NSR WEPCO Settlement - NOX Cap Annual v3.1 | 825 | 7401 | Rate Constraint in MTons | FALSE | L | Annual | Allowances Withdrawn (1:1) | Thousand Tons | 0 | 0 | 0 | 0 | 0 | 0 | 0
NSR WEPCO Settlement - NOX Cap Annual v3.1 | 825 | 7401 | Rate Constraint in MTons | FALSE | L | Annual | Allowances Withdrawn (n:1) | Thousand Tons | 0 | 0 | 0 | 0 | 0 | 0 | 0
NSR WEPCO Settlement - NOX Cap Annual v3.1 | 825 | 7401 | Rate Constraint in MTons | FALSE | L | Annual | Net Emissions Allowance Position | Thousand Tons | 0.11323 | 0.1582 | 0.16581 | 0 | 0 | 0 | 0
NSR WEPCO Settlement - NOX Cap Annual v3.1 | 825 | 7401 | Rate Constraint in MTons | FALSE | L | Annual | Fuel Consumed | TBtu | 3.0673 | 4.2855 | 4.4916 | 0 | 0 | 0 | 0
NSR WEPCO Settlement - NOX Cap Annual v3.1 | 825 | 7401 | Rate Constraint in MTons | FALSE | L | Annual | Rate | lb/MMBtu | 0.073832 | 0.073832 | 0.073832 | 0 | 0 | 0 | 0
NSR WEPCO Settlement - NOX Cap Annual v3.1 | 825 | 7401 | Rate Constraint in MTons | FALSE | L | Annual | Generation | TWh | 0.31845 | 0.44492 | 0.46632 | 0 | 0 | 0 | 0
NSR WEPCO Settlement - NOX Cap Annual v3.1 | 825 | 7401 | Rate Constraint in MTons | FALSE | L | Annual | Qualifying Generation | TWh | 0.31845 | 0.44492 | 0.46632 | 0 | 0 | 0 | 0
NSR WEPCO Settlement - NOX Cap Annual v3.1 | 825 | 7401 | Rate Constraint in MTons | FALSE | L | Annual | Rate | lb/MWh | 0.71115 | 0.71115 | 0.71115 | 0 | 0 | 0 | 0
NSR WEPCO Settlement - NOX Cap Annual v3.1 | 825 | 7401 | Rate Constraint in MTons | FALSE | L | Annual | Constraint Shadow Price | US2022$/Ton | 0 | 0 | 0 | 0 | 0 | 0 | 0
NSR WEPCO Settlement - NOX Rate Annual v3.1 | 826 | 7402 | Rate Constraint in lbs/MMBtu | FALSE | L | Annual | Seasons Included | Seasons | Winter, Spring, Summer, Fall | Winter, Spring, Summer, Fall | Winter, Spring, Summer, Fall | Winter, Spring, Summer, Fall | Winter, Spring, Summer, Fall | Winter, Spring, Summer, Fall | Winter, Spring, Summer, Fall
NSR WEPCO Settlement - NOX Rate Annual v3.1 | 826 | 7402 | Rate Constraint in lbs/MMBtu | FALSE | L | Annual | Standard NOX | lb/MMBtu | 0.17 | 0.17 | 0.17 | 0.17 | 0.17 | 0.17 | 0.17
NSR WEPCO Settlement - NOX Rate Annual v3.1 | 826 | 7402 | Rate Constraint in lbs/MMBtu | FALSE | L | Annual | Emissions at Affected Plants NOX | Thousand Tons | 0.11323 | 0.1582 | 0.16581 | 0 | 0 | 0 | 0
NSR WEPCO Settlement - NOX Rate Annual v3.1 | 826 | 7402 | Rate Constraint in lbs/MMBtu | FALSE | L | Annual | Allowances Purchased NOX | Thousand Tons | 0 | 0 | 0 | 0 | 0 | 0 | 0
NSR WEPCO Settlement - NOX Rate Annual v3.1 | 826 | 7402 | Rate Constraint in lbs/MMBtu | FALSE | L | Annual | Allowances Sold NOX | Thousand Tons | 0 | 0 | 0 | 0 | 0 | 0 | 0
NSR WEPCO Settlement - NOX Rate Annual v3.1 | 826 | 7402 | Rate Constraint in lbs/MMBtu | FALSE | L | Annual | Allowances Banked | Thousand Tons | 0 | 0 | 0 | 0 | 0 | 0 | 0
NSR WEPCO Settlement - NOX Rate Annual v3.1 | 826 | 7402 | Rate Constraint in lbs/MMBtu | FALSE | L | Annual | Allowances Withdrawn (1:1) | Thousand Tons | 0 | 0 | 0 | 0 | 0 | 0 | 0
NSR WEPCO Settlement - NOX Rate Annual v3.1 | 826 | 7402 | Rate Constraint in lbs/MMBtu | FALSE | L | Annual | Allowances Withdrawn (n:1) | Thousand Tons | 0 | 0 | 0 | 0 | 0 | 0 | 0
NSR WEPCO Settlement - NOX Rate Annual v3.1 | 826 | 7402 | Rate Constraint in lbs/MMBtu | FALSE | L | Annual | Net Emissions Allowance Position | Thousand Tons | 0.11323 | 0.1582 | 0.16581 | 0 | 0 | 0 | 0
NSR WEPCO Settlement - NOX Rate Annual v3.1 | 826 | 7402 | Rate Constraint in lbs/MMBtu | FALSE | L | Annual | Fuel Consumed | TBtu | 3.0673 | 4.2855 | 4.4916 | 0 | 0 | 0 | 0
NSR WEPCO Settlement - NOX Rate Annual v3.1 | 826 | 7402 | Rate Constraint in lbs/MMBtu | FALSE | L | Annual | Rate | lb/MMBtu | 0.073832 | 0.073832 | 0.073832 | 0 | 0 | 0 | 0
NSR WEPCO Settlement - NOX Rate Annual v3.1 | 826 | 7402 | Rate Constraint in lbs/MMBtu | FALSE | L | Annual | Generation | TWh | 0.31845 | 0.44492 | 0.46632 | 0 | 0 | 0 | 0
NSR WEPCO Settlement - NOX Rate Annual v3.1 | 826 | 7402 | Rate Constraint in lbs/MMBtu | FALSE | L | Annual | Qualifying Generation | TWh | 0.31845 | 0.44492 | 0.46632 | 0 | 0 | 0 | 0
NSR WEPCO Settlement - NOX Rate Annual v3.1 | 826 | 7402 | Rate Constraint in lbs/MMBtu | FALSE | L | Annual | Rate | lb/MWh | 0.71115 | 0.71115 | 0.71115 | 0 | 0 | 0 | 0
NSR WEPCO Settlement - NOX Rate Annual v3.1 | 826 | 7402 | Rate Constraint in lbs/MMBtu | FALSE | L | Annual | Constraint Shadow Price | US2022$/Ton | 0 | 0 | 0 | 0 | 0 | 0 | 0
NSR WEPCO Settlement - SO2 Cap Annual v3.1 | 827 | 7403 | Rate Constraint in MTons | FALSE | L | Annual | Seasons Included | Seasons | Winter, Spring, Summer, Fall | Winter, Spring, Summer, Fall | Winter, Spring, Summer, Fall | Winter, Spring, Summer, Fall | Winter, Spring, Summer, Fall | Winter, Spring, Summer, Fall | Winter, Spring, Summer, Fall
NSR WEPCO Settlement - SO2 Cap Annual v3.1 | 827 | 7403 | Rate Constraint in MTons | FALSE | L | Annual | Standard SO2 | Thousand Tons | 33.3 | 33.3 | 33.3 | 33.3 | 33.3 | 33.3 | 33.3
NSR WEPCO Settlement - SO2 Cap Annual v3.1 | 827 | 7403 | Rate Constraint in MTons | FALSE | L | Annual | Emissions at Affected Plants SO2 | Thousand Tons | 0 | 0 | 0 | 0 | 0 | 0 | 0
NSR WEPCO Settlement - SO2 Cap Annual v3.1 | 827 | 7403 | Rate Constraint in MTons | FALSE | L | Annual | Allowances Purchased SO2 | Thousand Tons | 0 | 0 | 0 | 0 | 0 | 0 | 0
NSR WEPCO Settlement - SO2 Cap Annual v3.1 | 827 | 7403 | Rate Constraint in MTons | FALSE | L | Annual | Allowances Sold SO2 | Thousand Tons | 0 | 0 | 0 | 0 | 0 | 0 | 0
NSR WEPCO Settlement - SO2 Cap Annual v3.1 | 827 | 7403 | Rate Constraint in MTons | FALSE | L | Annual | Allowances Banked | Thousand Tons | 0 | 0 | 0 | 0 | 0 | 0 | 0
NSR WEPCO Settlement - SO2 Cap Annual v3.1 | 827 | 7403 | Rate Constraint in MTons | FALSE | L | Annual | Allowances Withdrawn (1:1) | Thousand Tons | 0 | 0 | 0 | 0 | 0 | 0 | 0
NSR WEPCO Settlement - SO2 Cap Annual v3.1 | 827 | 7403 | Rate Constraint in MTons | FALSE | L | Annual | Allowances Withdrawn (n:1) | Thousand Tons | 0 | 0 | 0 | 0 | 0 | 0 | 0
NSR WEPCO Settlement - SO2 Cap Annual v3.1 | 827 | 7403 | Rate Constraint in MTons | FALSE | L | Annual | Net Emissions Allowance Position | Thousand Tons | 0 | 0 | 0 | 0 | 0 | 0 | 0
NSR WEPCO Settlement - SO2 Cap Annual v3.1 | 827 | 7403 | Rate Constraint in MTons | FALSE | L | Annual | Fuel Consumed | TBtu | 3.0673 | 4.2855 | 4.4916 | 0 | 0 | 0 | 0
NSR WEPCO Settlement - SO2 Cap Annual v3.1 | 827 | 7403 | Rate Constraint in MTons | FALSE | L | Annual | Rate | lb/MMBtu | 0 | 0 | 0 | 0 | 0 | 0 | 0
NSR WEPCO Settlement - SO2 Cap Annual v3.1 | 827 | 7403 | Rate Constraint in MTons | FALSE | L | Annual | Generation | TWh | 0.31845 | 0.44492 | 0.46632 | 0 | 0 | 0 | 0
NSR WEPCO Settlement - SO2 Cap Annual v3.1 | 827 | 7403 | Rate Constraint in MTons | FALSE | L | Annual | Qualifying Generation | TWh | 0.31845 | 0.44492 | 0.46632 | 0 | 0 | 0 | 0
NSR WEPCO Settlement - SO2 Cap Annual v3.1 | 827 | 7403 | Rate Constraint in MTons | FALSE | L | Annual | Rate | lb/MWh | 0 | 0 | 0 | 0 | 0 | 0 | 0
NSR WEPCO Settlement - SO2 Cap Annual v3.1 | 827 | 7403 | Rate Constraint in MTons | FALSE | L | Annual | Constraint Shadow Price | US2022$/Ton | 0 | 0 | 0 | 0 | 0 | 0 | 0
NSR WEPCO Settlement - SO2 Rate Annual v3.1 | 828 | 7404 | Rate Constraint in lbs/MMBtu | FALSE | L | Annual | Seasons Included | Seasons | Winter, Spring, Summer, Fall | Winter, Spring, Summer, Fall | Winter, Spring, Summer, Fall | Winter, Spring, Summer, Fall | Winter, Spring, Summer, Fall | Winter, Spring, Summer, Fall | Winter, Spring, Summer, Fall
NSR WEPCO Settlement - SO2 Rate Annual v3.1 | 828 | 7404 | Rate Constraint in lbs/MMBtu | FALSE | L | Annual | Standard SO2 | lb/MMBtu | 0.32 | 0.32 | 0.32 | 0.32 | 0.32 | 0.32 | 0.32
NSR WEPCO Settlement - SO2 Rate Annual v3.1 | 828 | 7404 | Rate Constraint in lbs/MMBtu | FALSE | L | Annual | Emissions at Affected Plants SO2 | Thousand Tons | 0 | 0 | 0 | 0 | 0 | 0 | 0
NSR WEPCO Settlement - SO2 Rate Annual v3.1 | 828 | 7404 | Rate Constraint in lbs/MMBtu | FALSE | L | Annual | Allowances Purchased SO2 | Thousand Tons | 0 | 0 | 0 | 0 | 0 | 0 | 0
NSR WEPCO Settlement - SO2 Rate Annual v3.1 | 828 | 7404 | Rate Constraint in lbs/MMBtu | FALSE | L | Annual | Allowances Sold SO2 | Thousand Tons | 0 | 0 | 0 | 0 | 0 | 0 | 0
NSR WEPCO Settlement - SO2 Rate Annual v3.1 | 828 | 7404 | Rate Constraint in lbs/MMBtu | FALSE | L | Annual | Allowances Banked | Thousand Tons | 0 | 0 | 0 | 0 | 0 | 0 | 0
NSR WEPCO Settlement - SO2 Rate Annual v3.1 | 828 | 7404 | Rate Constraint in lbs/MMBtu | FALSE | L | Annual | Allowances Withdrawn (1:1) | Thousand Tons | 0 | 0 | 0 | 0 | 0 | 0 | 0
NSR WEPCO Settlement - SO2 Rate Annual v3.1 | 828 | 7404 | Rate Constraint in lbs/MMBtu | FALSE | L | Annual | Allowances Withdrawn (n:1) | Thousand Tons | 0 | 0 | 0 | 0 | 0 | 0 | 0
NSR WEPCO Settlement - SO2 Rate Annual v3.1 | 828 | 7404 | Rate Constraint in lbs/MMBtu | FALSE | L | Annual | Net Emissions Allowance Position | Thousand Tons | 0 | 0 | 0 | 0 | 0 | 0 | 0
NSR WEPCO Settlement - SO2 Rate Annual v3.1 | 828 | 7404 | Rate Constraint in lbs/MMBtu | FALSE | L | Annual | Fuel Consumed | TBtu | 3.0673 | 4.2855 | 4.4916 | 0 | 0 | 0 | 0
NSR WEPCO Settlement - SO2 Rate Annual v3.1 | 828 | 7404 | Rate Constraint in lbs/MMBtu | FALSE | L | Annual | Rate | lb/MMBtu | 0 | 0 | 0 | 0 | 0 | 0 | 0
NSR WEPCO Settlement - SO2 Rate Annual v3.1 | 828 | 7404 | Rate Constraint in lbs/MMBtu | FALSE | L | Annual | Generation | TWh | 0.31845 | 0.44492 | 0.46632 | 0 | 0 | 0 | 0
NSR WEPCO Settlement - SO2 Rate Annual v3.1 | 828 | 7404 | Rate Constraint in lbs/MMBtu | FALSE | L | Annual | Qualifying Generation | TWh | 0.31845 | 0.44492 | 0.46632 | 0 | 0 | 0 | 0
NSR WEPCO Settlement - SO2 Rate Annual v3.1 | 828 | 7404 | Rate Constraint in lbs/MMBtu | FALSE | L | Annual | Rate | lb/MWh | 0 | 0 | 0 | 0 | 0 | 0 | 0
NSR WEPCO Settlement - SO2 Rate Annual v3.1 | 828 | 7404 | Rate Constraint in lbs/MMBtu | FALSE | L | Annual | Constraint Shadow Price | US2022$/Ton | 0 | 0 | 0 | 0 | 0 | 0 | 0
NSR Westar Consent - NOX Cap Annual v4.10 | 829 | 7405 | Rate Constraint in MTons | FALSE | L | Annual | Seasons Included | Seasons | Winter, Spring, Summer, Fall | Winter, Spring, Summer, Fall | Winter, Spring, Summer, Fall | Winter, Spring, Summer, Fall | Winter, Spring, Summer, Fall | Winter, Spring, Summer, Fall | Winter, Spring, Summer, Fall
NSR Westar Consent - NOX Cap Annual v4.10 | 829 | 7405 | Rate Constraint in MTons | FALSE | L | Annual | Standard NOX | Thousand Tons | 9.6 | 9.6 | 9.6 | 9.6 | 9.6 | 9.6 | 9.6
NSR Westar Consent - NOX Cap Annual v4.10 | 829 | 7405 | Rate Constraint in MTons | FALSE | L | Annual | Emissions at Affected Plants NOX | Thousand Tons | 2.2492 | 2.3034 | 0 | 0 | 0 | 0 | 0
NSR Westar Consent - NOX Cap Annual v4.10 | 829 | 7405 | Rate Constraint in MTons | FALSE | L | Annual | Allowances Purchased NOX | Thousand Tons | 0 | 0 | 0 | 0 | 0 | 0 | 0
NSR Westar Consent - NOX Cap Annual v4.10 | 829 | 7405 | Rate Constraint in MTons | FALSE | L | Annual | Allowances Sold NOX | Thousand Tons | 0 | 0 | 0 | 0 | 0 | 0 | 0
NSR Westar Consent - NOX Cap Annual v4.10 | 829 | 7405 | Rate Constraint in MTons | FALSE | L | Annual | Allowances Banked | Thousand Tons | 0 | 0 | 0 | 0 | 0 | 0 | 0
NSR Westar Consent - NOX Cap Annual v4.10 | 829 | 7405 | Rate Constraint in MTons | FALSE | L | Annual | Allowances Withdrawn (1:1) | Thousand Tons | 0 | 0 | 0 | 0 | 0 | 0 | 0
NSR Westar Consent - NOX Cap Annual v4.10 | 829 | 7405 | Rate Constraint in MTons | FALSE | L | Annual | Allowances Withdrawn (n:1) | Thousand Tons | 0 | 0 | 0 | 0 | 0 | 0 | 0
NSR Westar Consent - NOX Cap Annual v4.10 | 829 | 7405 | Rate Constraint in MTons | FALSE | L | Annual | Net Emissions Allowance Position | Thousand Tons | 2.2492 | 2.3034 | 0 | 0 | 0 | 0 | 0
NSR Westar Consent - NOX Cap Annual v4.10 | 829 | 7405 | Rate Constraint in MTons | FALSE | L | Annual | Fuel Consumed | TBtu | 69.7162 | 72.432 | 0 | 0 | 0 | 0 | 0
NSR Westar Consent - NOX Cap Annual v4.10 | 829 | 7405 | Rate Constraint in MTons | FALSE | L | Annual | Rate | lb/MMBtu | 0.064525 | 0.063602 | 0 | 0 | 0 | 0 | 0
NSR Westar Consent - NOX Cap Annual v4.10 | 829 | 7405 | Rate Constraint in MTons | FALSE | L | Annual | Generation | TWh | 6.3075 | 6.5546 | 0 | 0 | 0 | 0 | 0
NSR Westar Consent - NOX Cap Annual v4.10 | 829 | 7405 | Rate Constraint in MTons | FALSE | L | Annual | Qualifying Generation | TWh | 6.3075 | 6.5546 | 0 | 0 | 0 | 0 | 0
NSR Westar Consent - NOX Cap Annual v4.10 | 829 | 7405 | Rate Constraint in MTons | FALSE | L | Annual | Rate | lb/MWh | 0.71318 | 0.70284 | 0 | 0 | 0 | 0 | 0
NSR Westar Consent - NOX Cap Annual v4.10 | 829 | 7405 | Rate Constraint in MTons | FALSE | L | Annual | Constraint Shadow Price | US2022$/Ton | 0 | 0 | 0 | 0 | 0 | 0 | 0
NSR Westar Consent - NOX Rate Annual v4.10, Unit 2516 and retrofits | 830 | 7406 | Rate Constraint in lbs/MMBtu | FALSE | L | Annual | Seasons Included | Seasons | Winter, Spring, Summer, Fall | Winter, Spring, Summer, Fall | Winter, Spring, Summer, Fall | Winter, Spring, Summer, Fall | Winter, Spring, Summer, Fall | Winter, Spring, Summer, Fall | Winter, Spring, Summer, Fall
NSR Westar Consent - NOX Rate Annual v4.10, Unit 2516 and retrofits | 830 | 7406 | Rate Constraint in lbs/MMBtu | FALSE | L | Annual | Standard NOX | lb/MMBtu | 0.1 | 0.1 | 0.1 | 0.1 | 0.1 | 0.1 | 0.1
NSR Westar Consent - NOX Rate Annual v4.10, Unit 2516 and retrofits | 830 | 7406 | Rate Constraint in lbs/MMBtu | FALSE | L | Annual | Emissions at Affected Plants NOX | Thousand Tons | 0.82166 | 0.87586 | 0 | 0 | 0 | 0 | 0
NSR Westar Consent - NOX Rate Annual v4.10, Unit 2516 and retrofits | 830 | 7406 | Rate Constraint in lbs/MMBtu | FALSE | L | Annual | Allowances Purchased NOX | Thousand Tons | 0 | 0 | 0 | 0 | 0 | 0 | 0
NSR Westar Consent - NOX Rate Annual v4.10, Unit 2516 and retrofits | 830 | 7406 | Rate Constraint in lbs/MMBtu | FALSE | L | Annual | Allowances Sold NOX | Thousand Tons | 0 | 0 | 0 | 0 | 0 | 0 | 0
NSR Westar Consent - NOX Rate Annual v4.10, Unit 2516 and retrofits | 830 | 7406 | Rate Constraint in lbs/MMBtu | FALSE | L | Annual | Allowances Banked | Thousand Tons | 0 | 0 | 0 | 0 | 0 | 0 | 0
NSR Westar Consent - NOX Rate Annual v4.10, Unit 2516 and retrofits | 830 | 7406 | Rate Constraint in lbs/MMBtu | FALSE | L | Annual | Allowances Withdrawn (1:1) | Thousand Tons | 0 | 0 | 0 | 0 | 0 | 0 | 0
NSR Westar Consent - NOX Rate Annual v4.10, Unit 2516 and retrofits | 830 | 7406 | Rate Constraint in lbs/MMBtu | FALSE | L | Annual | Allowances Withdrawn (n:1) | Thousand Tons | 0 | 0 | 0 | 0 | 0 | 0 | 0
NSR Westar Consent - NOX Rate Annual v4.10, Unit 2516 and retrofits | 830 | 7406 | Rate Constraint in lbs/MMBtu | FALSE | L | Annual | Net Emissions Allowance Position | Thousand Tons | 0.82166 | 0.87586 | 0 | 0 | 0 | 0 | 0
NSR Westar Consent - NOX Rate Annual v4.10, Unit 2516 and retrofits | 830 | 7406 | Rate Constraint in lbs/MMBtu | FALSE | L | Annual | Fuel Consumed | TBtu | 41.1651 | 43.881 | 0 | 0 | 0 | 0 | 0
NSR Westar Consent - NOX Rate Annual v4.10, Unit 2516 and retrofits | 830 | 7406 | Rate Constraint in lbs/MMBtu | FALSE | L | Annual | Rate | lb/MMBtu | 0.03992 | 0.03992 | 0 | 0 | 0 | 0 | 0
NSR Westar Consent - NOX Rate Annual v4.10, Unit 2516 and retrofits | 830 | 7406 | Rate Constraint in lbs/MMBtu | FALSE | L | Annual | Generation | TWh | 3.7457 | 3.9928 | 0 | 0 | 0 | 0 | 0
NSR Westar Consent - NOX Rate Annual v4.10, Unit 2516 and retrofits | 830 | 7406 | Rate Constraint in lbs/MMBtu | FALSE | L | Annual | Qualifying Generation | TWh | 3.7457 | 3.9928 | 0 | 0 | 0 | 0 | 0
NSR Westar Consent - NOX Rate Annual v4.10, Unit 2516 and retrofits | 830 | 7406 | Rate Constraint in lbs/MMBtu | FALSE | L | Annual | Rate | lb/MWh | 0.43872 | 0.43872 | 0 | 0 | 0 | 0 | 0
NSR Westar Consent - NOX Rate Annual v4.10, Unit 2516 and retrofits | 830 | 7406 | Rate Constraint in lbs/MMBtu | FALSE | L | Annual | Constraint Shadow Price | US2022$/Ton | 0 | 0 | 0 | 0 | 0 | 0 | 0
NSR Westar Consent - NOX Rate Annual v4.10, Unit 2530 and retrofits | 831 | 7406 | Rate Constraint in lbs/MMBtu | FALSE | L | Annual | Seasons Included | Seasons | Winter, Spring, Summer, Fall | Winter, Spring, Summer, Fall | Winter, Spring, Summer, Fall | Winter, Spring, Summer, Fall | Winter, Spring, Summer, Fall | Winter, Spring, Summer, Fall | Winter, Spring, Summer, Fall
NSR Westar Consent - NOX Rate Annual v4.10, Unit 2530 and retrofits | 831 | 7406 | Rate Constraint in lbs/MMBtu | FALSE | L | Annual | Standard NOX | lb/MMBtu | 0.1 | 0.1 | 0.1 | 0.1 | 0.1 | 0.1 | 0.1
NSR Westar Consent - NOX Rate Annual v4.10, Unit 2530 and retrofits | 831 | 7406 | Rate Constraint in lbs/MMBtu | FALSE | L | Annual | Emissions at Affected Plants NOX | Thousand Tons | 0 | 0 | 0 | 0 | 0 | 0 | 0
NSR Westar Consent - NOX Rate Annual v4.10, Unit 2530 and retrofits | 831 | 7406 | Rate Constraint in lbs/MMBtu | FALSE | L | Annual | Allowances Purchased NOX | Thousand Tons | 0 | 0 | 0 | 0 | 0 | 0 | 0
NSR Westar Consent - NOX Rate Annual v4.10, Unit 2530 and retrofits | 831 | 7406 | Rate Constraint in lbs/MMBtu | FALSE | L | Annual | Allowances Sold NOX | Thousand Tons | 0 | 0 | 0 | 0 | 0 | 0 | 0
NSR Westar Consent - NOX Rate Annual v4.10, Unit 2530 and retrofits | 831 | 7406 | Rate Constraint in lbs/MMBtu | FALSE | L | Annual | Allowances Banked | Thousand Tons | 0 | 0 | 0 | 0 | 0 | 0 | 0
NSR Westar Consent - NOX Rate Annual v4.10, Unit 2530 and retrofits | 831 | 7406 | Rate Constraint in lbs/MMBtu | FALSE | L | Annual | Allowances Withdrawn (1:1) | Thousand Tons | 0 | 0 | 0 | 0 | 0 | 0 | 0
NSR Westar Consent - NOX Rate Annual v4.10, Unit 2530 and retrofits | 831 | 7406 | Rate Constraint in lbs/MMBtu | FALSE | L | Annual | Allowances Withdrawn (n:1) | Thousand Tons | 0 | 0 | 0 | 0 | 0 | 0 | 0
NSR Westar Consent - NOX Rate Annual v4.10, Unit 2530 and retrofits | 831 | 7406 | Rate Constraint in lbs/MMBtu | FALSE | L | Annual | Net Emissions Allowance Position | Thousand Tons | 0 | 0 | 0 | 0 | 0 | 0 | 0
NSR Westar Consent - NOX Rate Annual v4.10, Unit 2530 and retrofits | 831 | 7406 | Rate Constraint in lbs/MMBtu | FALSE | L | Annual | Fuel Consumed | TBtu | 0 | 0 | 0 | 0 | 0 | 0 | 0
NSR Westar Consent - NOX Rate Annual v4.10, Unit 2530 and retrofits | 831 | 7406 | Rate Constraint in lbs/MMBtu | FALSE | L | Annual | Rate | lb/MMBtu | 0 | 0 | 0 | 0 | 0 | 0 | 0
NSR Westar Consent - NOX Rate Annual v4.10, Unit 2530 and retrofits | 831 | 7406 | Rate Constraint in lbs/MMBtu | FALSE | L | Annual | Generation | TWh | 0 | 0 | 0 | 0 | 0 | 0 | 0
NSR Westar Consent - NOX Rate Annual v4.10, Unit 2530 and retrofits | 831 | 7406 | Rate Constraint in lbs/MMBtu | FALSE | L | Annual | Qualifying Generation | TWh | 0 | 0 | 0 | 0 | 0 | 0 | 0
NSR Westar Consent - NOX Rate Annual v4.10, Unit 2530 and retrofits | 831 | 7406 | Rate Constraint in lbs/MMBtu | FALSE | L | Annual | Rate | lb/MWh | 0 | 0 | 0 | 0 | 0 | 0 | 0
NSR Westar Consent - NOX Rate Annual v4.10, Unit 2530 and retrofits | 831 | 7406 | Rate Constraint in lbs/MMBtu | FALSE | L | Annual | Constraint Shadow Price | US2022$/Ton | 4128.1183 | 0 | 0 | 0 | 0 | 0 | 0
NSR Westar Consent - NOX Rate Annual v4.10, Unit 2531 and retrofits | 832 | 7406 | Rate Constraint in lbs/MMBtu | FALSE | L | Annual | Seasons Included | Seasons | Winter, Spring, Summer, Fall | Winter, Spring, Summer, Fall | Winter, Spring, Summer, Fall | Winter, Spring, Summer, Fall | Winter, Spring, Summer, Fall | Winter, Spring, Summer, Fall | Winter, Spring, Summer, Fall
NSR Westar Consent - NOX Rate Annual v4.10, Unit 2531 and retrofits | 832 | 7406 | Rate Constraint in lbs/MMBtu | FALSE | L | Annual | Standard NOX | lb/MMBtu | 0.1 | 0.1 | 0.1 | 0.1 | 0.1 | 0.1 | 0.1
NSR Westar Consent - NOX Rate Annual v4.10, Unit 2531 and retrofits | 832 | 7406 | Rate Constraint in lbs/MMBtu | FALSE | L | Annual | Emissions at Affected Plants NOX | Thousand Tons | 1.4276 | 1.4276 | 0 | 0 | 0 | 0 | 0
NSR Westar Consent - NOX Rate Annual v4.10, Unit 2531 and retrofits | 832 | 7406 | Rate Constraint in lbs/MMBtu | FALSE | L | Annual | Allowances Purchased NOX | Thousand Tons | 0 | 0 | 0 | 0 | 0 | 0 | 0
NSR Westar Consent - NOX Rate Annual v4.10, Unit 2531 and retrofits | 832 | 7406 | Rate Constraint in lbs/MMBtu | FALSE | L | Annual | Allowances Sold NOX | Thousand Tons | 0 | 0 | 0 | 0 | 0 | 0 | 0
NSR Westar Consent - NOX Rate Annual v4.10, Unit 2531 and retrofits | 832 | 7406 | Rate Constraint in lbs/MMBtu | FALSE | L | Annual | Allowances Banked | Thousand Tons | 0 | 0 | 0 | 0 | 0 | 0 | 0
NSR Westar Consent - NOX Rate Annual v4.10, Unit 2531 and retrofits | 832 | 7406 | Rate Constraint in lbs/MMBtu | FALSE | L | Annual | Allowances Withdrawn (1:1) | Thousand Tons | 0 | 0 | 0 | 0 | 0 | 0 | 0
NSR Westar Consent - NOX Rate Annual v4.10, Unit 2531 and retrofits | 832 | 7406 | Rate Constraint in lbs/MMBtu | FALSE | L | Annual | Allowances Withdrawn (n:1) | Thousand Tons | 0 | 0 | 0 | 0 | 0 | 0 | 0
NSR Westar Consent - NOX Rate Annual v4.10, Unit 2531 and retrofits | 832 | 7406 | Rate Constraint in lbs/MMBtu | FALSE | L | Annual | Net Emissions Allowance Position | Thousand Tons | 1.4276 | 1.4276 | 0 | 0 | 0 | 0 | 0
NSR Westar Consent - NOX Rate Annual v4.10, Unit 2531 and retrofits | 832 | 7406 | Rate Constraint in lbs/MMBtu | FALSE | L | Annual | Fuel Consumed | TBtu | 28.5511 | 28.5511 | 0 | 0 | 0 | 0 | 0
NSR Westar Consent - NOX Rate Annual v4.10, Unit 2531 and retrofits | 832 | 7406 | Rate Constraint in lbs/MMBtu | FALSE | L | Annual | Rate | lb/MMBtu | 0.1 | 0.1 | 0 | 0 | 0 | 0 | 0
NSR Westar Consent - NOX Rate Annual v4.10, Unit 2531 and retrofits | 832 | 7406 | Rate Constraint in lbs/MMBtu | FALSE | L | Annual | Generation | TWh | 2.5618 | 2.5618 | 0 | 0 | 0 | 0 | 0
NSR Westar Consent - NOX Rate Annual v4.10, Unit 2531 and retrofits | 832 | 7406 | Rate Constraint in lbs/MMBtu | FALSE | L | Annual | Qualifying Generation | TWh | 2.5618 | 2.5618 | 0 | 0 | 0 | 0 | 0
NSR Westar Consent - NOX Rate Annual v4.10, Unit 2531 and retrofits | 832 | 7406 | Rate Constraint in lbs/MMBtu | FALSE | L | Annual | Rate | lb/MWh | 1.1145 | 1.1145 | 0 | 0 | 0 | 0 | 0
NSR Westar Consent - NOX Rate Annual v4.10, Unit 2531 and retrofits | 832 | 7406 | Rate Constraint in lbs/MMBtu | FALSE | L | Annual | Constraint Shadow Price | US2022$/Ton | 31547.1607 | 41776.4855 | 0 | 25225.595 | 4169.2014 | 0 | 4154.42
NSR Westar Consent - SO2 Cap Annual v4.10 | 833 | 7407 | Rate Constraint in MTons | FALSE | L | Annual | Seasons Included | Seasons | Winter, Spring, Summer, Fall | Winter, Spring, Summer, Fall | Winter, Spring, Summer, Fall | Winter, Spring, Summer, Fall | Winter, Spring, Summer, Fall | Winter, Spring, Summer, Fall | Winter, Spring, Summer, Fall
NSR Westar Consent - SO2 Cap Annual v4.10 | 833 | 7407 | Rate Constraint in MTons | FALSE | L | Annual | Standard SO2 | Thousand Tons | 6.6 | 6.6 | 6.6 | 6.6 | 6.6 | 6.6 | 6.6
NSR Westar Consent - SO2 Cap Annual v4.10 | 833 | 7407 | Rate Constraint in MTons | FALSE | L | Annual | Emissions at Affected Plants SO2 | Thousand Tons | 2.0915 | 2.173 | 0 | 0 | 0 | 0 | 0
NSR Westar Consent - SO2 Cap Annual v4.10 | 833 | 7407 | Rate Constraint in MTons | FALSE | L | Annual | Allowances Purchased SO2 | Thousand Tons | 0 | 0 | 0 | 0 | 0 | 0 | 0
NSR Westar Consent - SO2 Cap Annual v4.10 | 833 | 7407 | Rate Constraint in MTons | FALSE | L | Annual | Allowances Sold SO2 | Thousand Tons | 0 | 0 | 0 | 0 | 0 | 0 | 0
NSR Westar Consent - SO2 Cap Annual v4.10 | 833 | 7407 | Rate Constraint in MTons | FALSE | L | Annual | Allowances Banked | Thousand Tons | 0 | 0 | 0 | 0 | 0 | 0 | 0
NSR Westar Consent - SO2 Cap Annual v4.10 | 833 | 7407 | Rate Constraint in MTons | FALSE | L | Annual | Allowances Withdrawn (1:1) | Thousand Tons | 0 | 0 | 0 | 0 | 0 | 0 | 0
NSR Westar Consent - SO2 Cap Annual v4.10 | 833 | 7407 | Rate Constraint in MTons | FALSE | L | Annual | Allowances Withdrawn (n:1) | Thousand Tons | 0 | 0 | 0 | 0 | 0 | 0 | 0
NSR Westar Consent - SO2 Cap Annual v4.10 | 833 | 7407 | Rate Constraint in MTons | FALSE | L | Annual | Net Emissions Allowance Position | Thousand Tons | 2.0915 | 2.173 | 0 | 0 | 0 | 0 | 0
NSR Westar Consent - SO2 Cap Annual v4.10 | 833 | 7407 | Rate Constraint in MTons | FALSE | L | Annual | Fuel Consumed | TBtu | 69.7162 | 72.432 | 0 | 0 | 0 | 0 | 0
NSR Westar Consent - SO2 Cap Annual v4.10 | 833 | 7407 | Rate Constraint in MTons | FALSE | L | Annual | Rate | lb/MMBtu | 0.06 | 0.06 | 0 | 0 | 0 | 0 | 0
NSR Westar Consent - SO2 Cap Annual v4.10 | 833 | 7407 | Rate Constraint in MTons | FALSE | L | Annual | Generation | TWh | 6.3075 | 6.5546 | 0 | 0 | 0 | 0 | 0
NSR Westar Consent - SO2 Cap Annual v4.10 | 833 | 7407 | Rate Constraint in MTons | FALSE | L | Annual | Qualifying Generation | TWh | 6.3075 | 6.5546 | 0 | 0 | 0 | 0 | 0
NSR Westar Consent - SO2 Cap Annual v4.10 | 833 | 7407 | Rate Constraint in MTons | FALSE | L | Annual | Rate | lb/MWh | 0.66317 | 0.66303 | 0 | 0 | 0 | 0 | 0
NSR Westar Consent - SO2 Cap Annual v4.10 | 833 | 7407 | Rate Constraint in MTons | FALSE | L | Annual | Constraint Shadow Price | US2022$/Ton | 0 | 0 | 0 | 0 | 0 | 0 | 0
NSR Westar Consent - SO2 Rate Annual v4.10 | 834 | 7408 | MACT Fuel Choice Floor in lbs/MMBtu | FALSE | L | Annual | Seasons Included | Seasons | Winter, Spring, Summer, Fall | Winter, Spring, Summer, Fall | Winter, Spring, Summer, Fall | Winter, Spring, Summer, Fall | Winter, Spring, Summer, Fall | Winter, Spring, Summer, Fall | Winter, Spring, Summer, Fall
NSR Westar Consent - SO2 Rate Annual v4.10 | 834 | 7408 | MACT Fuel Choice Floor in lbs/MMBtu | FALSE | L | Annual | Emission Floor | lb/MMBtu | 0.07 | 0.07 | 0.07 | 0.07 | 0.07 | 0.07 | 0.07
NSR Westar Consent - SO2 Rate Annual v4.10 | 834 | 7408 | MACT Fuel Choice Floor in lbs/MMBtu | FALSE | L | Annual | Emissions at Affected Plants SO2 | Thousand Tons | 2.0915 | 2.173 | 0 | 0 | 0 | 0 | 0
NSR Westar Consent - SO2 Rate Annual v4.10 | 834 | 7408 | MACT Fuel Choice Floor in lbs/MMBtu | FALSE | L | Annual | Allowances Purchased SO2 | Thousand Tons | 0 | 0 | 0 | 0 | 0 | 0 | 0
NSR Westar Consent - SO2 Rate Annual v4.10 | 834 | 7408 | MACT Fuel Choice Floor in lbs/MMBtu | FALSE | L | Annual | Allowances Sold SO2 | Thousand Tons | 0 | 0 | 0 | 0 | 0 | 0 | 0
NSR Westar Consent - SO2 Rate Annual v4.10 | 834 | 7408 | MACT Fuel Choice Floor in lbs/MMBtu | FALSE | L | Annual | Allowances Banked | Thousand Tons | 0 | 0 | 0 | 0 | 0 | 0 | 0
NSR Westar Consent - SO2 Rate Annual v4.10 | 834 | 7408 | MACT Fuel Choice Floor in lbs/MMBtu | FALSE | L | Annual | Allowances Withdrawn (1:1) | Thousand Tons | 0 | 0 | 0 | 0 | 0 | 0 | 0
NSR Westar Consent - SO2 Rate Annual v4.10 | 834 | 7408 | MACT Fuel Choice Floor in lbs/MMBtu | FALSE | L | Annual | Allowances Withdrawn (n:1) | Thousand Tons | 0 | 0 | 0 | 0 | 0 | 0 | 0
NSR Westar Consent - SO2 Rate Annual v4.10 | 834 | 7408 | MACT Fuel Choice Floor in lbs/MMBtu | FALSE | L | Annual | Net Emissions Allowance Position | Thousand Tons | 2.0915 | 2.173 | 0 | 0 | 0 | 0 | 0
NSR Westar Consent - SO2 Rate Annual v4.10 | 834 | 7408 | MACT Fuel Choice Floor in lbs/MMBtu | FALSE | L | Annual | Fuel Consumed | TBtu | 69.7162 | 72.432 | 0 | 0 | 0 | 0 | 0
NSR Westar Consent - SO2 Rate Annual v4.10 | 834 | 7408 | MACT Fuel Choice Floor in lbs/MMBtu | FALSE | L | Annual | Rate | lb/MMBtu | 0.06 | 0.06 | 0 | 0 | 0 | 0 | 0
NSR Westar Consent - SO2 Rate Annual v4.10 | 834 | 7408 | MACT Fuel Choice Floor in lbs/MMBtu | FALSE | L | Annual | Generation | TWh | 6.3075 | 6.5546 | 0 | 0 | 0 | 0 | 0
NSR Westar Consent - SO2 Rate Annual v4.10 | 834 | 7408 | MACT Fuel Choice Floor in lbs/MMBtu | FALSE | L | Annual | Qualifying Generation | TWh | 6.3075 | 6.5546 | 0 | 0 | 0 | 0 | 0
NSR Westar Consent - SO2 Rate Annual v4.10 | 834 | 7408 | MACT Fuel Choice Floor in lbs/MMBtu | FALSE | L | Annual | Constraint Shadow Price | US2022$/Ton | 0 | 0 | 0 | 0 | 0 | 0 | 0
NSR Winyah 1 - NOX Rate Annual v3.1, Unit 4712 and retrofits | 835 | 7433 | Rate Constraint in lbs/MMBtu | FALSE | L | Annual | Seasons Included | Seasons | Winter, Spring, Summer, Fall | Winter, Spring, Summer, Fall | Winter, Spring, Summer, Fall | Winter, Spring, Summer, Fall | Winter, Spring, Summer, Fall | Winter, Spring, Summer, Fall | Winter, Spring, Summer, Fall
NSR Winyah 1 - NOX Rate Annual v3.1, Unit 4712 and retrofits | 835 | 7433 | Rate Constraint in lbs/MMBtu | FALSE | L | Annual | Standard NOX | lb/MMBtu | 0.1 | 0.1 | 0.1 | 0.1 | 0.1 | 0.1 | 0.1
NSR Winyah 1 - NOX Rate Annual v3.1, Unit 4712 and retrofits | 835 | 7433 | Rate Constraint in lbs/MMBtu | FALSE | L | Annual | Emissions at Affected Plants NOX | Thousand Tons | 0 | 0 | 0 | 0 | 0 | 0 | 0
NSR Winyah 1 - NOX Rate Annual v3.1, Unit 4712 and retrofits | 835 | 7433 | Rate Constraint in lbs/MMBtu | FALSE | L | Annual | Allowances Purchased NOX | Thousand Tons | 0 | 0 | 0 | 0 | 0 | 0 | 0
NSR Winyah 1 - NOX Rate Annual v3.1, Unit 4712 and retrofits | 835 | 7433 | Rate Constraint in lbs/MMBtu | FALSE | L | Annual | Allowances Sold NOX | Thousand Tons | 0 | 0 | 0 | 0 | 0 | 0 | 0
NSR Winyah 1 - NOX Rate Annual v3.1, Unit 4712 and retrofits | 835 | 7433 | Rate Constraint in lbs/MMBtu | FALSE | L | Annual | Allowances Banked | Thousand Tons | 0 | 0 | 0 | 0 | 0 | 0 | 0
NSR Winyah 1 - NOX Rate Annual v3.1, Unit 4712 and retrofits | 835 | 7433 | Rate Constraint in lbs/MMBtu | FALSE | L | Annual | Allowances Withdrawn (1:1) | Thousand Tons | 0 | 0 | 0 | 0 | 0 | 0 | 0
NSR Winyah 1 - NOX Rate Annual v3.1, Unit 4712 and retrofits | 835 | 7433 | Rate Constraint in lbs/MMBtu | FALSE | L | Annual | Allowances Withdrawn (n:1) | Thousand Tons | 0 | 0 | 0 | 0 | 0 | 0 | 0
NSR Winyah 1 - NOX Rate Annual v3.1, Unit 4712 and retrofits | 835 | 7433 | Rate Constraint in lbs/MMBtu | FALSE | L | Annual | Net Emissions Allowance Position | Thousand Tons | 0 | 0 | 0 | 0 | 0 | 0 | 0
NSR Winyah 1 - NOX Rate Annual v3.1, Unit 4712 and retrofits | 835 | 7433 | Rate Constraint in lbs/MMBtu | FALSE | L | Annual | Fuel Consumed | TBtu | 0 | 0 | 0 | 0 | 0 | 0 | 0
NSR Winyah 1 - NOX Rate Annual v3.1, Unit 4712 and retrofits | 835 | 7433 | Rate Constraint in lbs/MMBtu | FALSE | L | Annual | Rate | lb/MMBtu | 0 | 0 | 0 | 0 | 0 | 0 | 0
NSR Winyah 1 - NOX Rate Annual v3.1, Unit 4712 and retrofits | 835 | 7433 | Rate Constraint in lbs/MMBtu | FALSE | L | Annual | Generation | TWh | 0 | 0 | 0 | 0 | 0 | 0 | 0
NSR Winyah 1 - NOX Rate Annual v3.1, Unit 4712 and retrofits | 835 | 7433 | Rate Constraint in lbs/MMBtu | FALSE | L | Annual | Qualifying Generation | TWh | 0 | 0 | 0 | 0 | 0 | 0 | 0
NSR Winyah 1 - NOX Rate Annual v3.1, Unit 4712 and retrofits | 835 | 7433 | Rate Constraint in lbs/MMBtu | FALSE | L | Annual | Rate | lb/MWh | 0 | 0 | 0 | 0 | 0 | 0 | 0
NSR Winyah 1 - NOX Rate Annual v3.1, Unit 4712 and retrofits | 835 | 7433 | Rate Constraint in lbs/MMBtu | FALSE | L | Annual | Constraint Shadow Price | US2022$/Ton | 0 | 0 | 0 | 0 | 0 | 0 | 0
NSR Winyah 2-4 - NOX Rate Annual v3.1, Unit 4709 and retrofits | 836 | 7434 | Rate Constraint in lbs/MMBtu | FALSE | L | Annual | Seasons Included | Seasons | Winter, Spring, Summer, Fall | Winter, Spring, Summer, Fall | Winter, Spring, Summer, Fall | Winter, Spring, Summer, Fall | Winter, Spring, Summer, Fall | Winter, Spring, Summer, Fall | Winter, Spring, Summer, Fall
NSR Winyah 2-4 - NOX Rate Annual v3.1, Unit 4709 and retrofits | 836 | 7434 | Rate Constraint in lbs/MMBtu | FALSE | L | Annual | Standard NOX | lb/MMBtu | 0.12 | 0.12 | 0.12 | 0.12 | 0.12 | 0.12 | 0.12
NSR Winyah 2-4 - NOX Rate Annual v3.1, Unit 4709 and retrofits | 836 | 7434 | Rate Constraint in lbs/MMBtu | FALSE | L | Annual | Emissions at Affected Plants NOX | Thousand Tons | 0.16725 | 0.25326 | 0 | 0 | 0 | 0 | 0
NSR Winyah 2-4 - NOX Rate Annual v3.1, Unit 4709 and retrofits | 836 | 7434 | Rate Constraint in lbs/MMBtu | FALSE | L | Annual | Allowances Purchased NOX | Thousand Tons | 0 | 0 | 0 | 0 | 0 | 0 | 0
NSR Winyah 2-4 - NOX Rate Annual v3.1, Unit 4709 and retrofits | 836 | 7434 | Rate Constraint in lbs/MMBtu | FALSE | L | Annual | Allowances Sold NOX | Thousand Tons | 0 | 0 | 0 | 0 | 0 | 0 | 0
NSR Winyah 2-4 - NOX Rate Annual v3.1, Unit 4709 and retrofits | 836 | 7434 | Rate Constraint in lbs/MMBtu | FALSE | L | Annual | Allowances Banked | Thousand Tons | 0 | 0 | 0 | 0 | 0 | 0 | 0
NSR Winyah 2-4 - NOX Rate Annual v3.1, Unit 4709 and retrofits | 836 | 7434 | Rate Constraint in lbs/MMBtu | FALSE | L | Annual | Allowances Withdrawn (1:1) | Thousand Tons | 0 | 0 | 0 | 0 | 0 | 0 | 0
NSR Winyah 2-4 - NOX Rate Annual v3.1, Unit 4709 and retrofits | 836 | 7434 | Rate Constraint in lbs/MMBtu | FALSE | L | Annual | Allowances Withdrawn (n:1) | Thousand Tons | 0 | 0 | 0 | 0 | 0 | 0 | 0
NSR Winyah 2-4 - NOX Rate Annual v3.1, Unit 4709 and retrofits | 836 | 7434 | Rate Constraint in lbs/MMBtu | FALSE | L | Annual | Net Emissions Allowance Position | Thousand Tons | 0.16725 | 0.25326 | 0 | 0 | 0 | 0 | 0
NSR Winyah 2-4 - NOX Rate Annual v3.1, Unit 4709 and retrofits | 836 | 7434 | Rate Constraint in lbs/MMBtu | FALSE | L | Annual | Fuel Consumed | TBtu | 3.9539 | 5.9873 | 0 | 0 | 0 | 0 | 0
NSR Winyah 2-4 - NOX Rate Annual v3.1, Unit 4709 and retrofits | 836 | 7434 | Rate Constraint in lbs/MMBtu | FALSE | L | Annual | Rate | lb/MMBtu | 0.0846 | 0.0846 | 0 | 0 | 0 | 0 | 0
NSR Winyah 2-4 - NOX Rate Annual v3.1, Unit 4709 and retrofits | 836 | 7434 | Rate Constraint in lbs/MMBtu | FALSE | L | Annual | Generation | TWh | 0.36664 | 0.5552 | 0 | 0 | 0 | 0 | 0
NSR Winyah 2-4 - NOX Rate Annual v3.1, Unit 4709 and retrofits | 836 | 7434 | Rate Constraint in lbs/MMBtu | FALSE | L | Annual | Qualifying Generation | TWh | 0.36664 | 0.5552 | 0 | 0 | 0 | 0 | 0
NSR Winyah 2-4 - NOX Rate Annual v3.1, Unit 4709 and retrofits | 836 | 7434 | Rate Constraint in lbs/MMBtu | FALSE | L | Annual | Rate | lb/MWh | 0.91233 | 0.91233 | 0 | 0 | 0 | 0 | 0
NSR Winyah 2-4 - NOX Rate Annual v3.1, Unit 4709 and retrofits | 836 | 7434 | Rate Constraint in lbs/MMBtu | FALSE | L | Annual | Constraint Shadow Price | US2022$/Ton | 0 | 0 | 0 | 0 | 0 | 0 | 0
NSR Winyah 2-4 - NOX Rate Annual v3.1, Unit 4710 and retrofits | 837 | 7434 | Rate Constraint in lbs/MMBtu | FALSE | L | Annual | Seasons Included | Seasons | Winter, Spring, Summer, Fall | Winter, Spring, Summer, Fall | Winter, Spring, Summer, Fall | Winter, Spring, Summer, Fall | Winter, Spring, Summer, Fall | Winter, Spring, Summer, Fall | Winter, Spring, Summer, Fall
NSR Winyah 2-4 - NOX Rate Annual v3.1, Unit 4710 and retrofits | 837 | 7434 | Rate Constraint in lbs/MMBtu | FALSE | L | Annual | Standard NOX | lb/MMBtu | 0.12 | 0.12 | 0.12 | 0.12 | 0.12 | 0.12 | 0.12
NSR Winyah 2-4 - NOX Rate Annual v3.1, Unit 4710 and retrofits | 837 | 7434 | Rate Constraint in lbs/MMBtu | FALSE | L | Annual | Emissions at Affected Plants NOX | Thousand Tons | 0.19077 | 0.29316 | 0 | 0 | 0 | 0 | 0
NSR Winyah 2-4 - NOX Rate Annual v3.1, Unit 4710 and retrofits | 837 | 7434 | Rate Constraint in lbs/MMBtu | FALSE | L | Annual | Allowances Purchased NOX | Thousand Tons | 0 | 0 | 0 | 0 | 0 | 0 | 0
NSR Winyah 2-4 - NOX Rate Annual v3.1, Unit 4710 and retrofits | 837 | 7434 | Rate Constraint in lbs/MMBtu | FALSE | L | Annual | Allowances Sold NOX | Thousand Tons | 0 | 0 | 0 | 0 | 0 | 0 | 0
NSR Winyah 2-4 - NOX Rate Annual v3.1, Unit 4710 and retrofits | 837 | 7434 | Rate Constraint in lbs/MMBtu | FALSE | L | Annual | Allowances Banked | Thousand Tons | 0 | 0 | 0 | 0 | 0 | 0 | 0
NSR Winyah 2-4 - NOX Rate Annual v3.1, Unit 4710 and retrofits | 837 | 7434 | Rate Constraint in lbs/MMBtu | FALSE | L | Annual | Allowances Withdrawn (1:1) | Thousand Tons | 0 | 0 | 0 | 0 | 0 | 0 | 0
NSR Winyah 2-4 - NOX Rate Annual v3.1, Unit 4710 and retrofits | 837 | 7434 | Rate Constraint in lbs/MMBtu | FALSE | L | Annual | Allowances Withdrawn (n:1) | Thousand Tons | 0 | 0 | 0 | 0 | 0 | 0 | 0
NSR Winyah 2-4 - NOX Rate Annual v3.1, Unit 4710 and retrofits | 837 | 7434 | Rate Constraint in lbs/MMBtu | FALSE | L | Annual | Net Emissions Allowance Position | Thousand Tons | 0.19077 | 0.29316 | 0 | 0 | 0 | 0 | 0
NSR Winyah 2-4 - NOX Rate Annual v3.1, Unit 4710 and retrofits | 837 | 7434 | Rate Constraint in lbs/MMBtu | FALSE | L | Annual | Fuel Consumed | TBtu | 3.7964 | 5.8341 | 0 | 0 | 0 | 0 | 0
NSR Winyah 2-4 - NOX Rate Annual v3.1, Unit 4710 and retrofits | 837 | 7434 | Rate Constraint in lbs/MMBtu | FALSE | L | Annual | Rate | lb/MMBtu | 0.1005 | 0.1005 | 0 | 0 | 0 | 0 | 0
NSR Winyah 2-4 - NOX Rate Annual v3.1, Unit 4710 and retrofits | 837 | 7434 | Rate Constraint in lbs/MMBtu | FALSE | L | Annual | Generation | TWh | 0.35142 | 0.54004 | 0 | 0 | 0 | 0 | 0
NSR Winyah 2-4 - NOX Rate Annual v3.1, Unit 4710 and retrofits | 837 | 7434 | Rate Constraint in lbs/MMBtu | FALSE | L | Annual | Qualifying Generation | TWh | 0.35142 | 0.54004 | 0 | 0 | 0 | 0 | 0
NSR Winyah 2-4 - NOX Rate Annual v3.1, Unit 4710 and retrofits | 837 | 7434 | Rate Constraint in lbs/MMBtu | FALSE | L | Annual | Rate | lb/MWh | 1.0857 | 1.0857 | 0 | 0 | 0 | 0 | 0
NSR Winyah 2-4 - NOX Rate Annual v3.1, Unit 4710 and retrofits | 837 | 7434 | Rate Constraint in lbs/MMBtu | FALSE | L | Annual | Constraint Shadow Price | US2022$/Ton | 0 | 0 | 0 | 0 | 0 | 0 | 0
NSR Winyah 2-4 - NOX Rate Annual v3.1, Unit 4711 and retrofits | 838 | 7434 | Rate Constraint in lbs/MMBtu | FALSE | L | Annual | Seasons Included | Seasons | Winter, Spring, Summer, Fall | Winter, Spring, Summer, Fall | Winter, Spring, Summer, Fall | Winter, Spring, Summer, Fall | Winter, Spring, Summer, Fall | Winter, Spring, Summer, Fall | Winter, Spring, Summer, Fall
NSR Winyah 2-4 - NOX Rate Annual v3.1, Unit 4711 and retrofits | 838 | 7434 | Rate Constraint in lbs/MMBtu | FALSE | L | Annual | Standard NOX | lb/MMBtu | 0.12 | 0.12 | 0.12 | 0.12 | 0.12 | 0.12 | 0.12
NSR Winyah 2-4 - NOX Rate Annual v3.1, Unit 4711 and retrofits | 838 | 7434 | Rate Constraint in lbs/MMBtu | FALSE | L | Annual | Emissions at Affected Plants NOX | Thousand Tons | 0 | 0 | 0 | 0 | 0 | 0 | 0
NSR Winyah 2-4 - NOX Rate Annual v3.1, Unit 4711 and retrofits | 838 | 7434 | Rate Constraint in lbs/MMBtu | FALSE | L | Annual | Allowances Purchased NOX | Thousand Tons | 0 | 0 | 0 | 0 | 0 | 0 | 0
NSR Winyah 2-4 - NOX Rate Annual v3.1, Unit 4711 and retrofits | 838 | 7434 | Rate Constraint in lbs/MMBtu | FALSE | L | Annual | Allowances Sold NOX | Thousand Tons | 0 | 0 | 0 | 0 | 0 | 0 | 0
NSR Winyah 2-4 - NOX Rate Annual v3.1, Unit 4711 and retrofits | 838 | 7434 | Rate Constraint in lbs/MMBtu | FALSE | L | Annual | Allowances Banked | Thousand Tons | 0 | 0 | 0 | 0 | 0 | 0 | 0
NSR Winyah 2-4 - NOX Rate Annual v3.1, Unit 4711 and retrofits | 838 | 7434 | Rate Constraint in lbs/MMBtu | FALSE | L | Annual | Allowances Withdrawn (1:1) | Thousand Tons | 0 | 0 | 0 | 0 | 0 | 0 | 0
NSR Winyah 2-4 - NOX Rate Annual v3.1, Unit 4711 and retrofits | 838 | 7434 | Rate Constraint in lbs/MMBtu | FALSE | L | Annual | Allowances Withdrawn (n:1) | Thousand Tons | 0 | 0 | 0 | 0 | 0 | 0 | 0
NSR Winyah 2-4 - NOX Rate Annual v3.1, Unit 4711 and retrofits | 838 | 7434 | Rate Constraint in lbs/MMBtu | FALSE | L | Annual | Net Emissions Allowance Position | Thousand Tons | 0 | 0 | 0 | 0 | 0 | 0 | 0
NSR Winyah 2-4 - NOX Rate Annual v3.1, Unit 4711 and retrofits | 838 | 7434 | Rate Constraint in lbs/MMBtu | FALSE | L | Annual | Fuel Consumed | TBtu | 0 | 0 | 0 | 0 | 0 | 0 | 0
NSR Winyah 2-4 - NOX Rate Annual v3.1, Unit 4711 and retrofits | 838 | 7434 | Rate Constraint in lbs/MMBtu | FALSE | L | Annual | Rate | lb/MMBtu | 0 | 0 | 0 | 0 | 0 | 0 | 0
NSR Winyah 2-4 - NOX Rate Annual v3.1, Unit 4711 and retrofits | 838 | 7434 | Rate Constraint in lbs/MMBtu | FALSE | L | Annual | Generation | TWh | 0 | 0 | 0 | 0 | 0 | 0 | 0
NSR Winyah 2-4 - NOX Rate Annual v3.1, Unit 4711 and retrofits | 838 | 7434 | Rate Constraint in lbs/MMBtu | FALSE | L | Annual | Qualifying Generation | TWh | 0 | 0 | 0 | 0 | 0 | 0 | 0
NSR Winyah 2-4 - NOX Rate Annual v3.1, Unit 4711 and retrofits | 838 | 7434 | Rate Constraint in lbs/MMBtu | FALSE | L | Annual | Rate | lb/MWh | 0 | 0 | 0 | 0 | 0 | 0 | 0
NSR Winyah 2-4 - NOX Rate Annual v3.1, Unit 4711 and retrofits | 838 | 7434 | Rate Constraint in lbs/MMBtu | FALSE | L | Annual | Constraint Shadow Price | US2022$/Ton | 0 | 0 | 0 | 0 | 0 | 0 | 0
NSR WPS Consent - NOX Cap Annual v5.12 | 839 | 7409 | Rate Constraint in MTons | FALSE | L | Annual | Seasons Included | Seasons | Winter, Spring, Summer, Fall | Winter, Spring, Summer, Fall | Winter, Spring, Summer, Fall | Winter, Spring, Summer, Fall | Winter, Spring, Summer, Fall | Winter, Spring, Summer, Fall | Winter, Spring, Summer, Fall
NSR WPS Consent - NOX Cap Annual v5.12 | 839 | 7409 | Rate Constraint in MTons | FALSE | L | Annual | Standard NOX | Thousand Tons | 3.7 | 3.7 | 3.7 | 3.7 | 3.7 | 3.7 | 3.7
NSR WPS Consent - NOX Cap Annual v5.12 | 839 | 7409 | Rate Constraint in MTons | FALSE | L | Annual | Emissions at Affected Plants NOX | Thousand Tons | 0.96606 | 0.37152 | 0 | 0 | 0 | 0 | 0
NSR WPS Consent - NOX Cap Annual v5.12 | 839 | 7409 | Rate Constraint in MTons | FALSE | L | Annual | Allowances Purchased NOX | Thousand Tons | 0 | 0 | 0 | 0 | 0 | 0 | 0
NSR WPS Consent - NOX Cap Annual v5.12 | 839 | 7409 | Rate Constraint in MTons | FALSE | L | Annual | Allowances Sold NOX | Thousand Tons | 0 | 0 | 0 | 0 | 0 | 0 | 0
NSR WPS Consent - NOX Cap Annual v5.12 | 839 | 7409 | Rate Constraint in MTons | FALSE | L | Annual | Allowances Banked | Thousand Tons | 0 | 0 | 0 | 0 | 0 | 0 | 0
NSR WPS Consent - NOX Cap Annual v5.12 | 839 | 7409 | Rate Constraint in MTons | FALSE | L | Annual | Allowances Withdrawn (1:1) | Thousand Tons | 0 | 0 | 0 | 0 | 0 | 0 | 0
NSR WPS Consent - NOX Cap Annual v5.12 | 839 | 7409 | Rate Constraint in MTons | FALSE | L | Annual | Allowances Withdrawn (n:1) | Thousand Tons | 0 | 0 | 0 | 0 | 0 | 0 | 0
NSR WPS Consent - NOX Cap Annual v5.12 | 839 | 7409 | Rate Constraint in MTons | FALSE | L | Annual | Net Emissions Allowance Position | Thousand Tons | 0.96606 | 0.37152 | 0 | 0 | 0 | 0 | 0
NSR WPS Consent - NOX Cap Annual v5.12 | 839 | 7409 | Rate Constraint in MTons | FALSE | L | Annual | Fuel Consumed | TBtu | 35.6561 | 13.1443 | 0 | 0 | 0 | 0 | 0
NSR WPS Consent - NOX Cap Annual v5.12 | 839 | 7409 | Rate Constraint in MTons | FALSE | L | Annual | Rate | lb/MMBtu | 0.054188 | 0.05653 | 0 | 0 | 0 | 0 | 0
NSR WPS Consent - NOX Cap Annual v5.12 | 839 | 7409 | Rate Constraint in MTons | FALSE | L | Annual | Generation | TWh | 3.6663 | 1.3152 | 0 | 0 | 0 | 0 | 0
NSR WPS Consent - NOX Cap Annual v5.12 | 839 | 7409 | Rate Constraint in MTons | FALSE | L | Annual | Qualifying Generation | TWh | 3.6663 | 1.3152 | 0 | 0 | 0 | 0 | 0
NSR WPS Consent - NOX Cap Annual v5.12 | 839 | 7409 | Rate Constraint in MTons | FALSE | L | Annual | Rate | lb/MWh | 0.527 | 0.56496 | 0 | 0 | 0 | 0 | 0
NSR WPS Consent - NOX Cap Annual v5.12 | 839 | 7409 | Rate Constraint in MTons | FALSE | L | Annual | Constraint Shadow Price | US2022$/Ton | 0 | 0 | 0 | 0 | 0 | 0 | 0
NSR WPS Consent - SO2 Cap Annual v5.12 | 840 | 7410 | Rate Constraint in MTons | FALSE | L | Annual | Seasons Included | Seasons | Winter, Spring, Summer, Fall | Winter, Spring, Summer, Fall | Winter, Spring, Summer, Fall | Winter, Spring, Summer, Fall | Winter, Spring, Summer, Fall | Winter, Spring, Summer, Fall | Winter, Spring, Summer, Fall
NSR WPS Consent - SO2 Cap Annual v5.12 | 840 | 7410 | Rate Constraint in MTons | FALSE | L | Annual | Standard SO2 | Thousand Tons | 4.25 | 4.25 | 4.25 | 4.25 | 4.25 | 4.25 | 4.25
NSR WPS Consent - SO2 Cap Annual v5.12 | 840 | 7410 | Rate Constraint in MTons | FALSE | L | Annual | Emissions at Affected Plants SO2 | Thousand Tons | 1.2222 | 0.028835 | 0 | 0 | 0 | 0 | 0
NSR WPS Consent - SO2 Cap Annual v5.12 | 840 | 7410 | Rate Constraint in MTons | FALSE | L | Annual | Allowances Purchased SO2 | Thousand Tons | 0 | 0 | 0 | 0 | 0 | 0 | 0
NSR WPS Consent - SO2 Cap Annual v5.12 | 840 | 7410 | Rate Constraint in MTons | FALSE | L | Annual | Allowances Sold SO2 | Thousand Tons | 0 | 0 | 0 | 0 | 0 | 0 | 0
NSR WPS Consent - SO2 Cap Annual v5.12 | 840 | 7410 | Rate Constraint in MTons | FALSE | L | Annual | Allowances Banked | Thousand Tons | 0 | 0 | 0 | 0 | 0 | 0 | 0
NSR WPS Consent - SO2 Cap Annual v5.12 | 840 | 7410 | Rate Constraint in MTons | FALSE | L | Annual | Allowances Withdrawn (1:1) | Thousand Tons | 0 | 0 | 0 | 0 | 0 | 0 | 0
NSR WPS Consent - SO2 Cap Annual v5.12 | 840 | 7410 | Rate Constraint in MTons | FALSE | L | Annual | Allowances Withdrawn (n:1) | Thousand Tons | 0 | 0 | 0 | 0 | 0 | 0 | 0
NSR WPS Consent - SO2 Cap Annual v5.12 | 840 | 7410 | Rate Constraint in MTons | FALSE | L | Annual | Net Emissions Allowance Position | Thousand Tons | 1.2222 | 0.028835 | 0 | 0 | 0 | 0 | 0
NSR WPS Consent - SO2 Cap Annual v5.12 | 840 | 7410 | Rate Constraint in MTons | FALSE | L | Annual | Fuel Consumed | TBtu | 35.6561 | 13.1443 | 0 | 0 | 0 | 0 | 0
NSR WPS Consent - SO2 Cap Annual v5.12 | 840 | 7410 | Rate Constraint in MTons | FALSE | L | Annual | Rate | lb/MMBtu | 0.068557 | 0.0043875 | 0 | 0 | 0 | 0 | 0
NSR WPS Consent - SO2 Cap Annual v5.12 | 840 | 7410 | Rate Constraint in MTons | FALSE | L | Annual | Generation | TWh | 3.6663 | 1.3152 | 0 | 0 | 0 | 0 | 0
NSR WPS Consent - SO2 Cap Annual v5.12 | 840 | 7410 | Rate Constraint in MTons | FALSE | L | Annual | Qualifying Generation | TWh | 3.6663 | 1.3152 | 0 | 0 | 0 | 0 | 0
NSR WPS Consent - SO2 Cap Annual v5.12 | 840 | 7410 | Rate Constraint in MTons | FALSE | L | Annual | Rate | lb/MWh | 0.66675 | 0.043848 | 0 | 0 | 0 | 0 | 0
NSR WPS Consent - SO2 Cap Annual v5.12 | 840 | 7410 | Rate Constraint in MTons | FALSE | L | Annual | Constraint Shadow Price | US2022$/Ton | 0 | 0 | 0 | 0 | 0 | 0 | 0
NSR WPS Weston 3 - NOX Rate Annual v5.12, Unit 3161 and retrofits | 841 | 7411 | Rate Constraint in lbs/MMBtu | FALSE | L | Annual | Seasons Included | Seasons | Winter, Spring, Summer, Fall | Winter, Spring, Summer, Fall | Winter, Spring, Summer, Fall | Winter, Spring, Summer, Fall | Winter, Spring, Summer, Fall | Winter, Spring, Summer, Fall | Winter, Spring, Summer, Fall
NSR WPS Weston 3 - NOX Rate Annual v5.12, Unit 3161 and retrofits | 841 | 7411 | Rate Constraint in lbs/MMBtu | FALSE | L | Annual | Standard NOX | lb/MMBtu | 0.1 | 0.1 | 0.1 | 0.1 | 0.1 | 0.1 | 0.1
NSR WPS Weston 3 - NOX Rate Annual v5.12, Unit 3161 and retrofits | 841 | 7411 | Rate Constraint in lbs/MMBtu | FALSE | L | Annual | Emissions at Affected Plants NOX | Thousand Tons | 0.15251 | 0.37152 | 0 | 0 | 0 | 0 | 0
NSR WPS Weston 3 - NOX Rate Annual v5.12, Unit 3161 and retrofits | 841 | 7411 | Rate Constraint in lbs/MMBtu | FALSE | L | Annual | Allowances Purchased NOX | Thousand Tons | 0 | 0 | 0 | 0 | 0 | 0 | 0
NSR WPS Weston 3 - NOX Rate Annual v5.12, Unit 3161 and retrofits | 841 | 7411 | Rate Constraint in lbs/MMBtu | FALSE | L | Annual | Allowances Sold NOX | Thousand Tons | 0 | 0 | 0 | 0 | 0 | 0 | 0
NSR WPS Weston 3 - NOX Rate Annual v5.12, Unit 3161 and retrofits | 841 | 7411 | Rate Constraint in lbs/MMBtu | FALSE | L | Annual | Allowances Banked | Thousand Tons | 0 | 0 | 0 | 0 | 0 | 0 | 0
NSR WPS Weston 3 - NOX Rate Annual v5.12, Unit 3161 and retrofits | 841 | 7411 | Rate Constraint in lbs/MMBtu | FALSE | L | Annual | Allowances Withdrawn (1:1) | Thousand Tons | 0 | 0 | 0 | 0 | 0 | 0 | 0
NSR WPS Weston 3 - NOX Rate Annual v5.12, Unit 3161 and retrofits | 841 | 7411 | Rate Constraint in lbs/MMBtu | FALSE | L | Annual | Allowances Withdrawn (n:1) | Thousand Tons | 0 | 0 | 0 | 0 | 0 | 0 | 0
NSR WPS Weston 3 - NOX Rate Annual v5.12, Unit 3161 and retrofits | 841 | 7411 | Rate Constraint in lbs/MMBtu | FALSE | L | Annual | Net Emissions Allowance Position | Thousand Tons | 0.15251 | 0.37152 | 0 | 0 | 0 | 0 | 0
NSR WPS Weston 3 - NOX Rate Annual v5.12, Unit 3161 and retrofits | 841 | 7411 | Rate Constraint in lbs/MMBtu | FALSE | L | Annual | Fuel Consumed | TBtu | 5.3959 | 13.1443 | 0 | 0 | 0 | 0 | 0
NSR WPS Weston 3 - NOX Rate Annual v5.12, Unit 3161 and retrofits | 841 | 7411 | Rate Constraint in lbs/MMBtu | FALSE | L | Annual | Rate | lb/MMBtu | 0.05653 | 0.05653 | 0 | 0 | 0 | 0 | 0
NSR WPS Weston 3 - NOX Rate Annual v5.12, Unit 3161 and retrofits | 841 | 7411 | Rate Constraint in lbs/MMBtu | FALSE | L | Annual | Generation | TWh | 0.53991 | 1.3152 | 0 | 0 | 0 | 0 | 0
NSR WPS Weston 3 - NOX Rate Annual v5.12, Unit 3161 and retrofits | 841 | 7411 | Rate Constraint in lbs/MMBtu | FALSE | L | Annual | Qualifying Generation | TWh | 0.53991 | 1.3152 | 0 | 0 | 0 | 0 | 0
NSR WPS Weston 3 - NOX Rate Annual v5.12, Unit 3161 and retrofits | 841 | 7411 | Rate Constraint in lbs/MMBtu | FALSE | L | Annual | Rate | lb/MWh | 0.56496 | 0.56496 | 0 | 0 | 0 | 0 | 0
NSR WPS Weston 3 - NOX Rate Annual v5.12, Unit 3161 and retrofits | 841 | 7411 | Rate Constraint in lbs/MMBtu | FALSE | L | Annual | Constraint Shadow Price | US2022$/Ton | 0 | 0 | 0 | 0 | 0 | 0 | 0
NSR WPS Weston 3 - SO2 Rate Annual v5.12, Unit 3161 and retrofits | 842 | 7412 | Rate Constraint in lbs/MMBtu | FALSE | L | Annual | Seasons Included | Seasons | Winter, Spring, Summer, Fall | Winter, Spring, Summer, Fall | Winter, Spring, Summer, Fall | Winter, Spring, Summer, Fall | Winter, Spring, Summer, Fall | Winter, Spring, Summer, Fall | Winter, Spring, Summer, Fall
NSR WPS Weston 3 - SO2 Rate Annual v5.12, Unit 3161 and retrofits | 842 | 7412 | Rate Constraint in lbs/MMBtu | FALSE | L | Annual | Standard SO2 | lb/MMBtu | 0.08 | 0.08 | 0.08 | 0.08 | 0.08 | 0.08 | 0.08
NSR WPS Weston 3 - SO2 Rate Annual v5.12, Unit 3161 and retrofits | 842 | 7412 | Rate Constraint in lbs/MMBtu | FALSE | L | Annual | Emissions at Affected Plants SO2 | Thousand Tons | 0.011837 | 0.028835 | 0 | 0 | 0 | 0 | 0
NSR WPS Weston 3 - SO2 Rate Annual v5.12, Unit 3161 and retrofits | 842 | 7412 | Rate Constraint in lbs/MMBtu | FALSE | L | Annual | Allowances Purchased SO2 | Thousand Tons | 0 | 0 | 0 | 0 | 0 | 0 | 0
NSR WPS Weston 3 - SO2 Rate Annual v5.12, Unit 3161 and retrofits | 842 | 7412 | Rate Constraint in lbs/MMBtu | FALSE | L | Annual | Allowances Sold SO2 | Thousand Tons | 0 | 0 | 0 | 0 | 0 | 0 | 0
NSR WPS Weston 3 - SO2 Rate Annual v5.12, Unit 3161 and retrofits | 842 | 7412 | Rate Constraint in lbs/MMBtu | FALSE | L | Annual | Allowances Banked | Thousand Tons | 0 | 0 | 0 | 0 | 0 | 0 | 0
NSR WPS Weston 3 - SO2 Rate Annual v5.12, Unit 3161 and retrofits | 842 | 7412 | Rate Constraint in lbs/MMBtu | FALSE | L | Annual | Allowances Withdrawn (1:1) | Thousand Tons | 0 | 0 | 0 | 0 | 0 | 0 | 0
NSR WPS Weston 3 - SO2 Rate Annual v5.12, Unit 3161 and retrofits | 842 | 7412 | Rate Constraint in lbs/MMBtu | FALSE | L | Annual | Allowances Withdrawn (n:1) | Thousand Tons | 0 | 0 | 0 | 0 | 0 | 0 | 0
NSR WPS Weston 3 - SO2 Rate Annual v5.12, Unit 3161 and retrofits | 842 | 7412 | Rate Constraint in lbs/MMBtu | FALSE | L | Annual | Net Emissions Allowance Position | Thousand Tons | 0.011837 | 0.028835 | 0 | 0 | 0 | 0 | 0
NSR WPS Weston 3 - SO2 Rate Annual v5.12, Unit 3161 and retrofits | 842 | 7412 | Rate Constraint in lbs/MMBtu | FALSE | L | Annual | Fuel Consumed | TBtu | 5.3959 | 13.1443 | 0 | 0 | 0 | 0 | 0
NSR WPS Weston 3 - SO2 Rate Annual v5.12, Unit 3161 and retrofits | 842 | 7412 | Rate Constraint in lbs/MMBtu | FALSE | L | Annual | Rate | lb/MMBtu | 0.0043875 | 0.0043875 | 0 | 0 | 0 | 0 | 0
NSR WPS Weston 3 - SO2 Rate Annual v5.12, Unit 3161 and retrofits | 842 | 7412 | Rate Constraint in lbs/MMBtu | FALSE | L | Annual | Generation | TWh | 0.53991 | 1.3152 | 0 | 0 | 0 | 0 | 0
NSR WPS Weston 3 - SO2 Rate Annual v5.12, Unit 3161 and retrofits | 842 | 7412 | Rate Constraint in lbs/MMBtu | FALSE | L | Annual | Qualifying Generation | TWh | 0.53991 | 1.3152 | 0 | 0 | 0 | 0 | 0
NSR WPS Weston 3 - SO2 Rate Annual v5.12, Unit 3161 and retrofits | 842 | 7412 | Rate Constraint in lbs/MMBtu | FALSE | L | Annual | Rate | lb/MWh | 0.043848 | 0.043848 | 0 | 0 | 0 | 0 | 0
NSR WPS Weston 3 - SO2 Rate Annual v5.12, Unit 3161 and retrofits | 842 | 7412 | Rate Constraint in lbs/MMBtu | FALSE | L | Annual | Constraint Shadow Price | US2022$/Ton | 0 | 0 | 0 | 0 | 0 | 0 | 0
NSR WPS Weston 4 - SO2 Rate Annual v5.12, Unit 2563 and retrofits | 843 | 7413 | Rate Constraint in lbs/MMBtu | FALSE | L | Annual | Seasons Included | Seasons | Winter, Spring, Summer, Fall | Winter, Spring, Summer, Fall | Winter, Spring, Summer, Fall | Winter, Spring, Summer, Fall | Winter, Spring, Summer, Fall | Winter, Spring, Summer, Fall | Winter, Spring, Summer, Fall
NSR WPS Weston 4 - SO2 Rate Annual v5.12, Unit 2563 and retrofits | 843 | 7413 | Rate Constraint in lbs/MMBtu | FALSE | L | Annual | Standard SO2 | lb/MMBtu | 0.08 | 0.08 | 0.08 | 0.08 | 0.08 | 0.08 | 0.08
NSR WPS Weston 4 - SO2 Rate Annual v5.12, Unit 2563 and retrofits | 843 | 7413 | Rate Constraint in lbs/MMBtu | FALSE | L | Annual | Emissions at Affected Plants SO2 | Thousand Tons | 1.2104 | 0 | 0 | 0 | 0 | 0 | 0
NSR WPS Weston 4 - SO2 Rate Annual v5.12, Unit 2563 and retrofits | 843 | 7413 | Rate Constraint in lbs/MMBtu | FALSE | L | Annual | Allowances Purchased SO2 | Thousand Tons | 0 | 0 | 0 | 0 | 0 | 0 | 0
NSR WPS Weston 4 - SO2 Rate Annual v5.12, Unit 2563 and retrofits | 843 | 7413 | Rate Constraint in lbs/MMBtu | FALSE | L | Annual | Allowances Sold SO2 | Thousand Tons | 0 | 0 | 0 | 0 | 0 | 0 | 0
NSR WPS Weston 4 - SO2 Rate Annual v5.12, Unit 2563 and retrofits | 843 | 7413 | Rate Constraint in lbs/MMBtu | FALSE | L | Annual | Allowances Banked | Thousand Tons | 0 | 0 | 0 | 0 | 0 | 0 | 0
NSR WPS Weston 4 - SO2 Rate Annual v5.12, Unit 2563 and retrofits | 843 | 7413 | Rate Constraint in lbs/MMBtu | FALSE | L | Annual | Allowances Withdrawn (1:1) | Thousand Tons | 0 | 0 | 0 | 0 | 0 | 0 | 0
NSR WPS Weston 4 - SO2 Rate Annual v5.12, Unit 2563 and retrofits | 843 | 7413 | Rate Constraint in lbs/MMBtu | FALSE | L | Annual | Allowances Withdrawn (n:1) | Thousand Tons | 0 | 0 | 0 | 0 | 0 | 0 | 0
NSR WPS Weston 4 - SO2 Rate Annual v5.12, Unit 2563 and retrofits | 843 | 7413 | Rate Constraint in lbs/MMBtu | FALSE | L | Annual | Net Emissions Allowance Position | Thousand Tons | 1.2104 | 0 | 0 | 0 | 0 | 0 | 0
NSR WPS Weston 4 - SO2 Rate Annual v5.12, Unit 2563 and retrofits | 843 | 7413 | Rate Constraint in lbs/MMBtu | FALSE | L | Annual | Fuel Consumed | TBtu | 30.2603 | 0 | 0 | 0 | 0 | 0 | 0
NSR WPS Weston 4 - SO2 Rate Annual v5.12, Unit 2563 and retrofits | 843 | 7413 | Rate Constraint in lbs/MMBtu | FALSE | L | Annual | Rate | lb/MMBtu | 0.08 | 0 | 0 | 0 | 0 | 0 | 0
NSR WPS Weston 4 - SO2 Rate Annual v5.12, Unit 2563 and retrofits | 843 | 7413 | Rate Constraint in lbs/MMBtu | FALSE | L | Annual | Generation | TWh | 3.1264 | 0 | 0 | 0 | 0 | 0 | 0
NSR WPS Weston 4 - SO2 Rate Annual v5.12, Unit 2563 and retrofits | 843 | 7413 | Rate Constraint in lbs/MMBtu | FALSE | L | Annual | Qualifying Generation | TWh | 3.1264 | 0 | 0 | 0 | 0 | 0 | 0
NSR WPS Weston 4 - SO2 Rate Annual v5.12, Unit 2563 and retrofits | 843 | 7413 | Rate Constraint in lbs/MMBtu | FALSE | L | Annual | Rate | lb/MWh | 0.77432 | 0 | 0 | 0 | 0 | 0 | 0
NSR WPS Weston 4 - SO2 Rate Annual v5.12, Unit 2563 and retrofits | 843 | 7413 | Rate Constraint in lbs/MMBtu | FALSE | L | Annual | Constraint Shadow Price | US2022$/Ton | 0 | 0 | 0 | 0 | 0 | 0 | 0
NY- CO2 Budget- v5.16 | 844 | 7537 | Rate Constraint in MTons | FALSE | L | Annual | Seasons Included | Seasons | Winter, Spring, Summer, Fall | Winter, Spring, Summer, Fall | Winter, Spring, Summer, Fall | Winter, Spring, Summer, Fall | Winter, Spring, Summer, Fall | Winter, Spring, Summer, Fall | Winter, Spring, Summer, Fall
NY- CO2 Budget- v5.16 | 844 | 7537 | Rate Constraint in MTons | FALSE | L | Annual | Standard CO2 | Thousand Tons | 22892.819 | 21131.833 | 21131.833 | 21131.833 | 21131.833 | 21131.833 | 21131.833
NY- CO2 Budget- v5.16 | 844 | 7537 | Rate Constraint in MTons | FALSE | L | Annual | Emissions at Affected Plants CO2 | Thousand Tons | 21713.8269 | 22310.8251 | 16908.9001 | 6660.985 | 7071.0102 | 7739.8376 | 7965.6
NY- CO2 Budget- v5.16 | 844 | 7537 | Rate Constraint in MTons | FALSE | L | Annual | Allowances Purchased CO2 | Thousand Tons | 0 | 0 | 0 | 0 | 0 | 0 | 0
NY- CO2 Budget- v5.16 | 844 | 7537 | Rate Constraint in MTons | FALSE | L | Annual | Allowances Sold CO2 | Thousand Tons | 0 | 0 | 0 | 0 | 0 | 0 | 0
NY- CO2 Budget- v5.16 | 844 | 7537 | Rate Constraint in MTons | FALSE | L | Annual | Allowances Banked | Thousand Tons | 1178.9921 | 0 | 0 | 0 | 0 | 0 | 0
NY- CO2 Budget- v5.16 | 844 | 7537 | Rate Constraint in MTons | FALSE | L | Annual | Allowances Withdrawn (1:1) | Thousand Tons | 0 | -1178.9921 | 0 | 0 | 0 | 0 | 0
NY- CO2 Budget- v5.16 | 844 | 7537 | Rate Constraint in MTons | FALSE | L | Annual | Allowances Withdrawn (n:1) | Thousand Tons | 0 | 0 | 0 | 0 | 0 | 0 | 0
NY- CO2 Budget- v5.16 | 844 | 7537 | Rate Constraint in MTons | FALSE | L | Annual | Net Emissions Allowance Position | Thousand Tons | 22892.819 | 21131.833 | 16908.9001 | 6660.985 | 7071.0102 | 7739.8376 | 7965.6
NY- CO2 Budget- v5.16 | 844 | 7537 | Rate Constraint in MTons | FALSE | L | Annual | Fuel Consumed | TBtu | 355.9867 | 365.5199 | 273.2752 | 107.519 | 114.3601 | 126.4075 | 130.3124
NY- CO2 Budget- v5.16 | 844 | 7537 | Rate Constraint in MTons | FALSE | L | Annual | Rate | lb/MMBtu | 121.9924 | 122.0772 | 123.75 | 123.9033 | 123.6622 | 122.4585 | 122.254
NY- CO2 Budget- v5.16 | 844 | 7537 | Rate Constraint in MTons | FALSE | L | Annual | Generation | TWh | 52.417 | 66.0793 | 106.2166 | 138.4719 | 150.39 | 172.0999 | 182.1583
NY- CO2 Budget- v5.16 | 844 | 7537 | Rate Constraint in MTons | FALSE | L | Annual | Qualifying Generation | TWh | 52.417 | 66.0793 | 106.2166 | 138.3736 | 150.2205 | 171.6288 | 181.3609
NY- CO2 Budget- v5.16 | 844 | 7537 | Rate Constraint in MTons | FALSE | L | Annual | Rate | lb/MWh | 828.5039 | 675.2738 | 318.3854 | 96.2754 | 94.1418 | 90.1928 | 87.8425
NY- CO2 Budget- v5.16 | 844 | 7537 | Rate Constraint in MTons | FALSE | L | Annual | Constraint Shadow Price | US2022$/Ton | 6.7442 | 7.2609 | 0 | 0 | 0 | 0 | 0
NY- CO2 Rate Limit- Existing Fossil Units- v6.20 | 845 | 7561 | Rate Constraint in lbs/MWh | FALSE | L | Annual | Seasons Included | Seasons | Winter, Spring, Summer, Fall | Winter, Spring, Summer, Fall | Winter, Spring, Summer, Fall | Winter, Spring, Summer, Fall | Winter, Spring, Summer, Fall | Winter, Spring, Summer, Fall | Winter, Spring, Summer, Fall
NY- CO2 Rate Limit- Existing Fossil Units- v6.20 | 845 | 7561 | Rate Constraint in lbs/MWh | FALSE | L | Annual | Standard CO2 | lb/MWh | 1800 | 1800 | 1800 | 1800 | 1800 | 1800 | 1800
NY- CO2 Rate Limit- Existing Fossil Units- v6.20 | 845 | 7561 | Rate Constraint in lbs/MWh | FALSE | L | Annual | Emissions at Affected Plants CO2 | Thousand Tons | 21283.8344 | 21881.3898 | 16479.4632 | 5951.1057 | 6112.8983 | 5374.0023 | 4787.9663
NY- CO2 Rate Limit- Existing Fossil Units- v6.20 | 845 | 7561 | Rate Constraint in lbs/MWh | FALSE | L | Annual | Allowances Purchased CO2 | Thousand Tons | 0 | 0 | 0 | 0 | 0 | 0 | 0
NY- CO2 Rate Limit- Existing Fossil Units- v6.20 | 845 | 7561 | Rate Constraint in lbs/MWh | FALSE | L | Annual | Allowances Sold CO2 | Thousand Tons | 0 | 0 | 0 | 0 | 0 | 0 | 0
NY- CO2 Rate Limit- Existing Fossil Units- v6.20 | 845 | 7561 | Rate Constraint in lbs/MWh | FALSE | L | Annual | Allowances Banked | Thousand Tons | 0 | 0 | 0 | 0 | 0 | 0 | 0
NY- CO2 Rate Limit- Existing Fossil Units- v6.20 | 845 | 7561 | Rate Constraint in lbs/MWh | FALSE | L | Annual | Allowances Withdrawn (1:1) | Thousand Tons | 0 | 0 | 0 | 0 | 0 | 0 | 0
NY- CO2 Rate Limit- Existing Fossil Units- v6.20 | 845 | 7561 | Rate Constraint in lbs/MWh | FALSE | L | Annual | Allowances Withdrawn (n:1) | Thousand Tons | 0 | 0 | 0 | 0 | 0 | 0 | 0
NY- CO2 Rate Limit- Existing Fossil Units- v6.20 | 845 | 7561 | Rate Constraint in lbs/MWh | FALSE | L | Annual | Net Emissions Allowance Position | Thousand Tons | 21283.8344 | 21881.3898 | 16479.4632 | 5951.1057 | 6112.8983 | 5374.0023 | 4787.9663
NY- CO2 Rate Limit- Existing Fossil Units- v6.20 | 845 | 7561 | Rate Constraint in lbs/MWh | FALSE | L | Annual | Fuel Consumed | TBtu | 348.5256 | 358.0684 | 265.8236 | 95.2768 | 97.8842 | 85.7627 | 75.8001
NY- CO2 Rate Limit- Existing Fossil Units- v6.20 | 845 | 7561 | Rate Constraint in lbs/MWh | FALSE | L | Annual | Rate | lb/MMBtu | 122.1364 | 122.2191 | 123.988 | 124.9224 | 124.9007 | 125.3226 | 126.3314
NY- CO2 Rate Limit- Existing Fossil Units- v6.20 | 845 | 7561 | Rate Constraint in lbs/MWh | FALSE | L | Annual | Generation | TWh | 46.6877 | 48.6028 | 36.7673 | 13.2312 | 13.5995 | 11.971 | 10.6481
NY- CO2 Rate Limit- Existing Fossil Units- v6.20 | 845 | 7561 | Rate Constraint in lbs/MWh | FALSE | L | Annual | Qualifying Generation | TWh | 46.6877 | 48.6028 | 36.7673 | 13.2312 | 13.5995 | 11.971 | 10.6481
NY- CO2 Rate Limit- Existing Fossil Units- v6.20 | 845 | 7561 | Rate Constraint in lbs/MWh | FALSE | L | Annual | Constraint Shadow Price | US2022$/Ton | 0 | 0 | 0 | 0 | 0 | 0 | 0
NY- CO2 Rate Limit- New CT Units- v5.12 | 846 | 7352 | Rate Constraint in lbs/MWh | FALSE | L | Annual | Seasons Included | Seasons | Winter, Spring, Summer, Fall | Winter, Spring, Summer, Fall | Winter, Spring, Summer, Fall | Winter, Spring, Summer, Fall | Winter, Spring, Summer, Fall | Winter, Spring, Summer, Fall | Winter, Spring, Summer, Fall
NY- CO2 Rate Limit- New CT Units- v5.12 | 846 | 7352 | Rate Constraint in lbs/MWh | FALSE | L | Annual | Standard CO2 | lb/MWh | 1450 | 1450 | 1450 | 1450 | 1450 | 1450 | 1450
NY- CO2 Rate Limit- New CT Units- v5.12 | 846 | 7352 | Rate Constraint in lbs/MWh | FALSE | L | Annual | Emissions at Affected Plants CO2 | Thousand Tons | 1.1512 | 0.59383 | 0.59552 | 69.0123 | 188.4387 | 494.8098 | 602.8348
NY- CO2 Rate Limit- New CT Units- v5.12 | 846 | 7352 | Rate Constraint in lbs/MWh | FALSE | L | Annual | Allowances Purchased CO2 | Thousand Tons | 0 | 0 | 0 | 0 | 0 | 0 | 0
NY- CO2 Rate Limit- New CT Units- v5.12 | 846 | 7352 | Rate Constraint in lbs/MWh | FALSE | L | Annual | Allowances Sold CO2 | Thousand Tons | 0 | 0 | 0 | 0 | 0 | 0 | 0
NY- CO2 Rate Limit- New CT Units- v5.12 | 846 | 7352 | Rate Constraint in lbs/MWh | FALSE | L | Annual | Allowances Banked | Thousand Tons | 0 | 0 | 0 | 0 | 0 | 0 | 0
NY- CO2 Rate Limit- New CT Units- v5.12 | 846 | 7352 | Rate Constraint in lbs/MWh | FALSE | L | Annual | Allowances Withdrawn (1:1) | Thousand Tons | 0 | 0 | 0 | 0 | 0 | 0 | 0
NY- CO2 Rate Limit- New CT Units- v5.12 | 846 | 7352 | Rate Constraint in lbs/MWh | FALSE | L | Annual | Allowances Withdrawn (n:1) | Thousand Tons | 0 | 0 | 0 | 0 | 0 | 0 | 0
NY- CO2 Rate Limit- New CT Units- v5.12 | 846 | 7352 | Rate Constraint in lbs/MWh | FALSE | L | Annual | Net Emissions Allowance Position | Thousand Tons | 1.1512 | 0.59383 | 0.59552 | 69.0123 | 188.4387 | 494.8098 | 602.8348
NY- CO2 Rate Limit- New CT Units- v5.12 | 846 | 7352 | Rate Constraint in lbs/MWh | FALSE | L | Annual | Fuel Consumed | TBtu | 0.019664 | 0.010144 | 0.010173 | 1.1789 | 3.219 | 8.4525 | 10.2978
NY- CO2 Rate Limit- New CT Units- v5.12 | 846 | 7352 | Rate Constraint in lbs/MWh | FALSE | L | Annual | Rate | lb/MMBtu | 117.08 | 117.08 | 117.08 | 117.08 | 117.08 | 117.08 | 117.08
NY- CO2 Rate Limit- New CT Units- v5.12 | 846 | 7352 | Rate Constraint in lbs/MWh | FALSE | L | Annual | Generation | TWh | 0.0019853 | 0.0010241 | 0.001027 | 0.11902 | 0.32498 | 0.85336 | 1.0397
NY- CO2 Rate Limit- New CT Units- v5.12 | 846 | 7352 | Rate Constraint in lbs/MWh | FALSE | L | Annual | Qualifying Generation | TWh | 0.0019853 | 0.0010241 | 0.001027 | 0.11902 | 0.32498 | 0.85336 | 1.0397
NY- CO2 Rate Limit- New CT Units- v5.12 | 846 | 7352 | Rate Constraint in lbs/MWh | FALSE | L | Annual | Constraint Shadow Price | US2022$/Ton | 0 | 0 | 0 | 0 | 0 | 0 | 0
NY- CO2 Rate Limit- New Fossil Units- v5.12 | 847 | 7351 | Rate Constraint in lbs/MWh | FALSE | L | Annual | Seasons Included | Seasons | Winter, Spring, Summer, Fall | Winter, Spring, Summer, Fall | Winter, Spring, Summer, Fall | Winter, Spring, Summer, Fall | Winter, Spring, Summer, Fall | Winter, Spring, Summer, Fall | Winter, Spring, Summer, Fall
NY- CO2 Rate Limit- New Fossil Units- v5.12 | 847 | 7351 | Rate Constraint in lbs/MWh | FALSE | L | Annual | Standard CO2 | lb/MWh | 925 | 925 | 925 | 925 | 925 | 925 | 925
NY- CO2 Rate Limit- New Fossil Units- v5.12 | 847 | 7351 | Rate Constraint in lbs/MWh | FALSE | L | Annual | Emissions at Affected Plants CO2 | Thousand Tons | 5055.1178 | 5055.1178 | 3868.9993 | 1302.17 | 1584.5701 | 2527.2432 | 3232.3998
NY- CO2 Rate Limit- New Fossil Units- v5.12 | 847 | 7351 | Rate Constraint in lbs/MWh | FALSE | L | Annual | Allowances Purchased CO2 | Thousand Tons | 0 | 0 | 0 | 0 | 0 | 0 | 0
NY- CO2 Rate Limit- New Fossil Units- v5.12 | 847 | 7351 | Rate Constraint in lbs/MWh | FALSE | L | Annual | Allowances Sold CO2 | Thousand Tons | 0 | 0 | 0 | 0 | 0 | 0 | 0
NY- CO2 Rate Limit- New Fossil Units- v5.12 | 847 | 7351 | Rate Constraint in lbs/MWh | FALSE | L | Annual | Allowances Banked | Thousand Tons | 0 | 0 | 0 | 0 | 0 | 0 | 0
NY- CO2 Rate Limit- New Fossil Units- v5.12 | 847 | 7351 | Rate Constraint in lbs/MWh | FALSE | L | Annual | Allowances Withdrawn (1:1) | Thousand Tons | 0 | 0 | 0 | 0 | 0 | 0 | 0
NY- CO2 Rate Limit- New Fossil Units- v5.12 | 847 | 7351 | Rate Constraint in lbs/MWh | FALSE | L | Annual | Allowances Withdrawn (n:1) | Thousand Tons | 0 | 0 | 0 | 0 | 0 | 0 | 0
NY- CO2 Rate Limit- New Fossil Units- v5.12 | 847 | 7351 | Rate Constraint in lbs/MWh | FALSE | L | Annual | Net Emissions Allowance Position | Thousand Tons | 5055.1178 | 5055.1178 | 3868.9993 | 1302.17 | 1584.5701 | 2527.2432 | 3232.3998
NY- CO2 Rate Limit- New Fossil Units- v5.12 | 847 | 7351 | Rate Constraint in lbs/MWh | FALSE | L | Annual | Fuel Consumed | TBtu | 86.3532 | 86.3532 | 66.0915 | 22.2441 | 27.0682 | 43.1712 | 55.2169
NY- CO2 Rate Limit- New Fossil Units- v5.12 | 847 | 7351 | Rate Constraint in lbs/MWh | FALSE | L | Annual | Rate | lb/MMBtu | 117.08 | 117.08 | 117.08 | 117.08 | 117.08 | 117.08 | 117.08
NY- CO2 Rate Limit- New Fossil Units- v5.12 | 847 | 7351 | Rate Constraint in lbs/MWh | FALSE | L | Annual | Generation | TWh | 12.2487 | 12.2487 | 9.3747 | 3.3029 | 4.0942 | 6.8317 | 9.0307
NY- CO2 Rate Limit- New Fossil Units- v5.12 | 847 | 7351 | Rate Constraint in lbs/MWh | FALSE | L | Annual | Qualifying Generation | TWh | 12.2487 | 12.2487 | 9.3747 | 3.2046 | 3.9247 | 6.3606 | 8.2333
NY- CO2 Rate Limit- New Fossil Units- v5.12 | 847 | 7351 | Rate Constraint in lbs/MWh | FALSE | L | Annual | Constraint Shadow Price | US2022$/Ton | 0 | 0 | 0 | 0 | 0 | 0 | 0
NY Min Oil Burn - Astoria - Summer | 848 | 7541 | Generation Constraint in GWh | FALSE | G | Annual | Seasons Included | Seasons | Winter, Spring, Summer, Fall | Winter, Spring, Summer, Fall | Winter, Spring, Summer, Fall | Winter, Spring, Summer, Fall | Winter, Spring, Summer, Fall | Winter, Spring, Summer, Fall | Winter, Spring, Summer, Fall
NY Min Oil Burn - Astoria - Summer | 848 | 7541 | Generation Constraint in GWh | FALSE | G | Annual | Standard GWh | GWh | 0 | 0 | 0 | 0 | 0 | 0 | 0
NY Min Oil Burn - Astoria - Summer | 848 | 7541 | Generation Constraint in GWh | FALSE | G | Annual | Emissions at Affected Plants | GWh | 0 | 0 | 0 | 0 | 0 | 0 | 0
NY Min Oil Burn - Astoria - Summer | 848 | 7541 | Generation Constraint in GWh | FALSE | G | Annual | Allowances Purchased | GWh | 0 | 0 | 0 | 0 | 0 | 0 | 0
NY Min Oil Burn - Astoria - Summer | 848 | 7541 | Generation Constraint in GWh | FALSE | G | Annual | Allowances Sold | GWh | 0 | 0 | 0 | 0 | 0 | 0 | 0
NY Min Oil Burn - Astoria - Summer | 848 | 7541 | Generation Constraint in GWh | FALSE | G | Annual | Allowances Banked | GWh | 0 | 0 | 0 | 0 | 0 | 0 | 0
NY Min Oil Burn - Astoria - Summer | 848 | 7541 | Generation Constraint in GWh | FALSE | G | Annual | Allowances Withdrawn (1:1) | GWh | 0 | 0 | 0 | 0 | 0 | 0 | 0
NY Min Oil Burn - Astoria - Summer | 848 | 7541 | Generation Constraint in GWh | FALSE | G | Annual | Allowances Withdrawn (n:1) | GWh | 0 | 0 | 0 | 0 | 0 | 0 | 0
NY Min Oil Burn - Astoria - Summer | 848 | 7541 | Generation Constraint in GWh | FALSE | G | Annual | Net Emissions Allowance Position | GWh | 0 | 0 | 0 | 0 | 0 | 0 | 0
NY Min Oil Burn - Astoria - Summer | 848 | 7541 | Generation Constraint in GWh | FALSE | G | Annual | Constraint Shadow Price | US2022$/MWh | 0 | 0 | 0 | 0 | 0 | 0 | 0
NY Min Oil Burn - Astoria - Winter | 849 | 7539 | Generation Constraint in GWh | FALSE | G | Annual | Seasons Included | Seasons | Winter, Spring, Summer, Fall | Winter, Spring, Summer, Fall | Winter, Spring, Summer, Fall | Winter, Spring, Summer, Fall | Winter, Spring, Summer, Fall | Winter, Spring, Summer, Fall | Winter, Spring, Summer, Fall
NY Min Oil Burn - Astoria - Winter | 849 | 7539 | Generation Constraint in GWh | FALSE | G | Annual | Standard GWh | GWh | 0 | 0 | 0 | 0 | 0 | 0 | 0
NY Min Oil Burn - Astoria - Winter | 849 | 7539 | Generation Constraint in GWh | FALSE | G | Annual | Emissions at Affected Plants | GWh | 0 | 0 | 0 | 0 | 0 | 0 | 0
NY Min Oil Burn - Astoria - Winter | 849 | 7539 | Generation Constraint in GWh | FALSE | G | Annual | Allowances Purchased | GWh | 0 | 0 | 0 | 0 | 0 | 0 | 0
NY Min Oil Burn - Astoria - Winter | 849 | 7539 | Generation Constraint in GWh | FALSE | G | Annual | Allowances Sold | GWh | 0 | 0 | 0 | 0 | 0 | 0 | 0
NY Min Oil Burn - Astoria - Winter | 849 | 7539 | Generation Constraint in GWh | FALSE | G | Annual | Allowances Banked | GWh | 0 | 0 | 0 | 0 | 0 | 0 | 0
NY Min Oil Burn - Astoria - Winter | 849 | 7539 | Generation Constraint in GWh | FALSE | G | Annual | Allowances Withdrawn (1:1) | GWh | 0 | 0 | 0 | 0 | 0 | 0 | 0
NY Min Oil Burn - Astoria - Winter | 849 | 7539 | Generation Constraint in GWh | FALSE | G | Annual | Allowances Withdrawn (n:1) | GWh | 0 | 0 | 0 | 0 | 0 | 0 | 0
NY Min Oil Burn - Astoria - Winter | 849 | 7539 | Generation Constraint in GWh | FALSE | G | Annual | Net Emissions Allowance Position | GWh | 0 | 0 | 0 | 0 | 0 | 0 | 0
NY Min Oil Burn - Astoria - Winter | 849 | 7539 | Generation Constraint in GWh | FALSE | G | Annual | Constraint Shadow Price | US2022$/MWh | 0 | 0 | 0 | 0 | 0 | 0 | 0
NY Min Oil Burn - Astoria - Winter Shldr | 850 | 7540 | Generation Constraint in GWh | FALSE | G | Annual | Seasons Included | Seasons | Winter, Spring, Summer, Fall | Winter, Spring, Summer, Fall | Winter, Spring, Summer, Fall | Winter, Spring, Summer, Fall | Winter, Spring, Summer, Fall | Winter, Spring, Summer, Fall | Winter, Spring, Summer, Fall
NY Min Oil Burn - Astoria - Winter Shldr | 850 | 7540 | Generation Constraint in GWh | FALSE | G | Annual | Standard GWh | GWh | 0 | 0 | 0 | 0 | 0 | 0 | 0
NY Min Oil Burn - Astoria - Winter Shldr | 850 | 7540 | Generation Constraint in GWh | FALSE | G | Annual | Emissions at Affected Plants | GWh | 0 | 0 | 0 | 0 | 0 | 0 | 0
NY Min Oil Burn - Astoria - Winter Shldr | 850 | 7540 | Generation Constraint in GWh | FALSE | G | Annual | Allowances Purchased | GWh | 0 | 0 | 0 | 0 | 0 | 0 | 0
NY Min Oil Burn - Astoria - Winter Shldr | 850 | 7540 | Generation Constraint in GWh | FALSE | G | Annual | Allowances Sold | GWh | 0 | 0 | 0 | 0 | 0 | 0 | 0
NY Min Oil Burn - Astoria - Winter Shldr | 850 | 7540 | Generation Constraint in GWh | FALSE | G | Annual | Allowances Banked | GWh | 0 | 0 | 0 | 0 | 0 | 0 | 0
NY Min Oil Burn - Astoria - Winter Shldr | 850 | 7540 | Generation Constraint in GWh | FALSE | G | Annual | Allowances Withdrawn (1:1) | GWh | 0 | 0 | 0 | 0 | 0 | 0 | 0
NY Min Oil Burn - Astoria - Winter Shldr | 850 | 7540 | Generation Constraint in GWh | FALSE | G | Annual | Allowances Withdrawn (n:1) | GWh | 0 | 0 | 0 | 0 | 0 | 0 | 0
NY Min Oil Burn - Astoria - Winter Shldr | 850 | 7540 | Generation Constraint in GWh | FALSE | G | Annual | Net Emissions Allowance Position | GWh | 0 | 0 | 0 | 0 | 0 | 0 | 0
NY Min Oil Burn - Astoria - Winter Shldr | 850 | 7540 | Generation Constraint in GWh | FALSE | G | Annual | Constraint Shadow Price | US2022$/MWh | 0 | 0 | 0 | 0 | 0 | 0 | 0
NY Min Oil Burn - Astoria Energy - Summer | 851 | 7553 | Generation Constraint in GWh | FALSE | G | Annual | Seasons Included | Seasons | Winter, Spring, Summer, Fall | Winter, Spring, Summer, Fall | Winter, Spring, Summer, Fall | Winter, Spring, Summer, Fall | Winter, Spring, Summer, Fall | Winter, Spring, Summer, Fall | Winter, Spring, Summer, Fall
NY Min Oil Burn - Astoria Energy - Summer | 851 | 7553 | Generation Constraint in GWh | FALSE | G | Annual | Standard GWh | GWh | 0 | 0 | 0 | 0 | 0 | 0 | 0
NY Min Oil Burn - Astoria Energy - Summer | 851 | 7553 | Generation Constraint in GWh | FALSE | G | Annual | Emissions at Affected Plants | GWh | 2841.5498 | 3023.5778 | 1723.515 | 1418.3303 | 1418.3303 | 1443.1581 | 1442.7067
NY Min Oil Burn - Astoria Energy - Summer | 851 | 7553 | Generation Constraint in GWh | FALSE | G | Annual | Allowances Purchased | GWh | 0 | 0 | 0 | 0 | 0 | 0 | 0
NY Min Oil Burn - Astoria Energy - Summer | 851 | 7553 | Generation Constraint in GWh | FALSE | G | Annual | Allowances Sold | GWh | 0 | 0 | 0 | 0 | 0 | 0 | 0
NY Min Oil Burn - Astoria Energy - Summer | 851 | 7553 | Generation Constraint in GWh | FALSE | G | Annual | Allowances Banked | GWh | 0 | 0 | 0 | 0 | 0 | 0 | 0
NY Min Oil Burn - Astoria Energy - Summer | 851 | 7553 | Generation Constraint in GWh | FALSE | G | Annual | Allowances Withdrawn (1:1) | GWh | 0 | 0 | 0 | 0 | 0 | 0 | 0
NY Min Oil Burn - Astoria Energy - Summer | 851 | 7553 | Generation Constraint in GWh | FALSE | G | Annual | Allowances Withdrawn (n:1) | GWh | 0 | 0 | 0 | 0 | 0 | 0 | 0
NY Min Oil Burn - Astoria Energy - Summer | 851 | 7553 | Generation Constraint in GWh | FALSE | G | Annual | Net Emissions Allowance Position | GWh | 2841.5498 | 3023.5778 | 1723.515 | 1418.3303 | 1418.3303 | 1443.1581 | 1442.7067
NY Min Oil Burn - Astoria Energy - Summer | 851 | 7553 | Generation Constraint in GWh | FALSE | G | Annual | Constraint Shadow Price | US2022$/MWh | 0 | 0 | 0 | 0 | 0 | 0 | 0
NY Min Oil Burn - Astoria Energy - Winter | 852 | 7551 | Generation Constraint in GWh | FALSE | G | Annual | Seasons Included | Seasons | Winter, Spring, Summer, Fall | Winter, Spring, Summer, Fall | Winter, Spring, Summer, Fall | Winter, Spring, Summer, Fall | Winter, Spring, Summer, Fall | Winter, Spring, Summer, Fall | Winter, Spring, Summer, Fall
NY Min Oil Burn - Astoria Energy - Winter | 852 | 7551 | Generation Constraint in GWh | FALSE | G | Annual | Standard GWh | GWh | 0 | 0 | 0 | 0 | 0 | 0 | 0
NY Min Oil Burn - Astoria Energy - Winter | 852 | 7551 | Generation Constraint in GWh | FALSE | G | Annual | Emissions at Affected Plants | GWh | 2841.5498 | 3023.5778 | 1723.515 | 1418.3303 | 1418.3303 | 1443.1581 | 1442.7067
NY Min Oil Burn - Astoria Energy - Winter | 852 | 7551 | Generation Constraint in GWh | FALSE | G | Annual | Allowances Purchased | GWh | 0 | 0 | 0 | 0 | 0 | 0 | 0
NY Min Oil Burn - Astoria Energy - Winter | 852 | 7551 | Generation Constraint in GWh | FALSE | G | Annual | Allowances Sold | GWh | 0 | 0 | 0 | 0 | 0 | 0 | 0
NY Min Oil Burn - Astoria Energy - Winter | 852 | 7551 | Generation Constraint in GWh | FALSE | G | Annual | Allowances Banked | GWh | 0 | 0 | 0 | 0 | 0 | 0 | 0
NY Min Oil Burn - Astoria Energy - Winter | 852 | 7551 | Generation Constraint in GWh | FALSE | G | Annual | Allowances Withdrawn (1:1) | GWh | 0 | 0 | 0 | 0 | 0 | 0 | 0
NY Min Oil Burn - Astoria Energy - Winter | 852 | 7551 | Generation Constraint in GWh | FALSE | G | Annual | Allowances Withdrawn (n:1) | GWh | 0 | 0 | 0 | 0 | 0 | 0 | 0
NY Min Oil Burn - Astoria Energy - Winter | 852 | 7551 | Generation Constraint in GWh | FALSE | G | Annual | Net Emissions Allowance Position | GWh | 2841.5498 | 3023.5778 | 1723.515 | 1418.3303 | 1418.3303 | 1443.1581 | 1442.7067
NY Min Oil Burn - Astoria Energy - Winter | 852 | 7551 | Generation Constraint in GWh | FALSE | G | Annual | Constraint Shadow Price | US2022$/MWh | 0 | 0 | 0 | 0 | 0 | 0 | 0
NY Min Oil Burn - Astoria Energy - Winter Shldr | 853 | 7552 | Generation Constraint in GWh | FALSE | G | Annual | Seasons Included | Seasons | Winter, Spring, Summer, Fall | Winter, Spring, Summer, Fall | Winter, Spring, Summer, Fall | Winter, Spring, Summer, Fall | Winter, Spring, Summer, Fall | Winter, Spring, Summer, Fall | Winter, Spring, Summer, Fall
NY Min Oil Burn - Astoria Energy - Winter Shldr | 853 | 7552 | Generation Constraint in GWh | FALSE | G | Annual | Standard GWh | GWh | 0 | 0 | 0 | 0 | 0 | 0 | 0
NY Min Oil Burn - Astoria Energy - Winter Shldr | 853 | 7552 | Generation Constraint in GWh | FALSE | G | Annual | Emissions at Affected Plants | GWh | 2841.5498 | 3023.5778 | 1723.515 | 1418.3303 | 1418.3303 | 1443.1581 | 1442.7067
NY Min Oil Burn - Astoria Energy - Winter Shldr | 853 | 7552 | Generation Constraint in GWh | FALSE | G | Annual | Allowances Purchased | GWh | 0 | 0 | 0 | 0 | 0 | 0 | 0
NY Min Oil Burn - Astoria Energy - Winter Shldr | 853 | 7552 | Generation Constraint in GWh | FALSE | G | Annual | Allowances Sold | GWh | 0 | 0 | 0 | 0 | 0 | 0 | 0
NY Min Oil Burn - Astoria Energy - Winter Shldr | 853 | 7552 | Generation Constraint in GWh | FALSE | G | Annual | Allowances Banked | GWh | 0 | 0 | 0 | 0 | 0 | 0 | 0
NY Min Oil Burn - Astoria Energy - Winter Shldr | 853 | 7552 | Generation Constraint in GWh | FALSE | G | Annual | Allowances Withdrawn (1:1) | GWh | 0 | 0 | 0 | 0 | 0 | 0 | 0
NY Min Oil Burn - Astoria Energy - Winter Shldr | 853 | 7552 | Generation Constraint in GWh | FALSE | G | Annual | Allowances Withdrawn (n:1) | GWh | 0 | 0 | 0 | 0 | 0 | 0 | 0
NY Min Oil Burn - Astoria Energy - Winter Shldr | 853 | 7552 | Generation Constraint in GWh | FALSE | G | Annual | Net Emissions Allowance Position | GWh | 2841.5498 | 3023.5778 | 1723.515 | 1418.3303 | 1418.3303 | 1443.1581 | 1442.7067
NY Min Oil Burn - Astoria Energy - Winter Shldr | 853 | 7552 | Generation Constraint in GWh | FALSE | G | Annual | Constraint Shadow Price | US2022$/MWh | 0 | 0 | 0 | 0 | 0 | 0 | 0
NY Min Oil Burn - East River - Summer | 854 | 7544 | Generation Constraint in GWh | FALSE | G | Annual | Seasons Included | Seasons | Winter, Spring, Summer, Fall | Winter, Spring, Summer, Fall | Winter, Spring, Summer, Fall | Winter, Spring, Summer, Fall | Winter, Spring, Summer, Fall | Winter, Spring, Summer, Fall | Winter, Spring, Summer, Fall
NY Min Oil Burn - East River - Summer | 854 | 7544 | Generation Constraint in GWh | FALSE | G | Annual | Standard GWh | GWh | 0 | 0 | 0 | 0 | 0 | 0 | 0
NY Min Oil Burn - East River - Summer | 854 | 7544 | Generation Constraint in GWh | FALSE | G | Annual | Emissions at Affected Plants | GWh | 765.1616 | 728.0542 | 645.8321 | 484.2738 | 484.1578 | 175.111 | 175.1998
NY Min Oil Burn - East River - Summer | 854 | 7544 | Generation Constraint in GWh | FALSE | G | Annual | Allowances Purchased | GWh | 0 | 0 | 0 | 0 | 0 | 0 | 0
NY Min Oil Burn - East River - Summer | 854 | 7544 | Generation Constraint in GWh | FALSE | G | Annual | Allowances Sold | GWh | 0 | 0 | 0 | 0 | 0 | 0 | 0
NY Min Oil Burn - East River - Summer | 854 | 7544 | Generation Constraint in GWh | FALSE | G | Annual | Allowances Banked | GWh | 0 | 0 | 0 | 0 | 0 | 0 | 0
NY Min Oil Burn - East River - Summer | 854 | 7544 | Generation Constraint in GWh | FALSE | G | Annual | Allowances Withdrawn (1:1) | GWh | 0 | 0 | 0 | 0 | 0 | 0 | 0
NY Min Oil Burn - East River - Summer | 854 | 7544 | Generation Constraint in GWh | FALSE | G | Annual | Allowances Withdrawn (n:1) | GWh | 0 | 0 | 0 | 0 | 0 | 0 | 0
NY Min Oil Burn - East River - Summer | 854 | 7544 | Generation Constraint in GWh | FALSE | G | Annual | Net Emissions Allowance Position | GWh | 765.1616 | 728.0542 | 645.8321 | 484.2738 | 484.1578 | 175.111 | 175.1998
NY Min Oil Burn - East River - Summer | 854 | 7544 | Generation Constraint in GWh | FALSE | G | Annual | Constraint Shadow Price | US2022$/MWh | 0 | 0 | 0 | 0 | 0 | 0 | 0
NY Min Oil Burn - East River - Winter | 855 | 7542 | Generation Constraint in GWh | FALSE | G | Annual | Seasons Included | Seasons | Winter, Spring, Summer, Fall | Winter, Spring, Summer, Fall | Winter, Spring, Summer, Fall | Winter, Spring, Summer, Fall | Winter, Spring, Summer, Fall | Winter, Spring, Summer, Fall | Winter, Spring, Summer, Fall
NY Min Oil Burn - East River - Winter | 855 | 7542 | Generation Constraint in GWh | FALSE | G | Annual | Standard GWh | GWh | 0 | 0 | 0 | 0 | 0 | 0 | 0
NY Min Oil Burn - East River - Winter | 855 | 7542 | Generation Constraint in GWh | FALSE | G | Annual | Emissions at Affected Plants | GWh | 765.1616 | 728.0542 | 645.8321 | 484.2738 | 484.1578 | 175.111 | 175.1998
NY Min Oil Burn - East River - Winter | 855 | 7542 | Generation Constraint in GWh | FALSE | G | Annual | Allowances Purchased | GWh | 0 | 0 | 0 | 0 | 0 | 0 | 0
NY Min Oil Burn - East River - Winter | 855 | 7542 | Generation Constraint in GWh | FALSE | G | Annual | Allowances Sold | GWh | 0 | 0 | 0 | 0 | 0 | 0 | 0
NY Min Oil Burn - East River - Winter | 855 | 7542 | Generation Constraint in GWh | FALSE | G | Annual | Allowances Banked | GWh | 0 | 0 | 0 | 0 | 0 | 0 | 0
NY Min Oil Burn - East River - Winter | 855 | 7542 | Generation Constraint in GWh | FALSE | G | Annual | Allowances Withdrawn (1:1) | GWh | 0 | 0 | 0 | 0 | 0 | 0 | 0
NY Min Oil Burn - East River - Winter | 855 | 7542 | Generation Constraint in GWh | FALSE | G | Annual | Allowances Withdrawn (n:1) | GWh | 0 | 0 | 0 | 0 | 0 | 0 | 0
NY Min Oil Burn - East River - Winter | 855 | 7542 | Generation Constraint in GWh | FALSE | G | Annual | Net Emissions Allowance Position | GWh | 765.1616 | 728.0542 | 645.8321 | 484.2738 | 484.1578 | 175.111 | 175.1998
NY Min Oil Burn - East River - Winter | 855 | 7542 | Generation Constraint in GWh | FALSE | G | Annual | Constraint Shadow Price | US2022$/MWh | 0 | 0 | 0 | 0 | 0 | 0 | 0
NY Min Oil Burn - East River - Winter Shldr | 856 | 7543 | Generation Constraint in GWh | FALSE | G | Annual | Seasons Included | Seasons | Winter, Spring, Summer, Fall | Winter, Spring, Summer, Fall | Winter, Spring, Summer, Fall | Winter, Spring, Summer, Fall | Winter, Spring, Summer, Fall | Winter, Spring, Summer, Fall | Winter, Spring, Summer, Fall
NY Min Oil Burn - East River - Winter Shldr | 856 | 7543 | Generation Constraint in GWh | FALSE | G | Annual | Standard GWh | GWh | 0 | 0 | 0 | 0 | 0 | 0 | 0
NY Min Oil Burn - East River - Winter Shldr | 856 | 7543 | Generation Constraint in GWh | FALSE | G | Annual | Emissions at Affected Plants | GWh | 765.1616 | 728.0542 | 645.8321 | 484.2738 | 484.1578 | 175.111 | 175.1998
NY Min Oil Burn - East River - Winter Shldr | 856 | 7543 | Generation Constraint in GWh | FALSE | G | Annual | Allowances Purchased | GWh | 0 | 0 | 0 | 0 | 0 | 0 | 0
NY Min Oil Burn - East River - Winter Shldr | 856 | 7543 | Generation Constraint in GWh | FALSE | G | Annual | Allowances Sold | GWh | 0 | 0 | 0 | 0 | 0 | 0 | 0
NY Min Oil Burn - East River - Winter Shldr | 856 | 7543 | Generation Constraint in GWh | FALSE | G | Annual | Allowances Banked | GWh | 0 | 0 | 0 | 0 | 0 | 0 | 0
NY Min Oil Burn - East River - Winter Shldr | 856 | 7543 | Generation Constraint in GWh | FALSE | G | Annual | Allowances Withdrawn (1:1) | GWh | 0 | 0 | 0 | 0 | 0 | 0 | 0
NY Min Oil Burn - East River - Winter Shldr | 856 | 7543 | Generation Constraint in GWh | FALSE | G | Annual | Allowances Withdrawn (n:1) | GWh | 0 | 0 | 0 | 0 | 0 | 0 | 0
NY Min Oil Burn - East River - Winter Shldr | 856 | 7543 | Generation Constraint in GWh | FALSE | G | Annual | Net Emissions Allowance Position | GWh | 765.1616 | 728.0542 | 645.8321 | 484.2738 | 484.1578 | 175.111 | 175.1998
NY Min Oil Burn - East River - Winter Shldr | 856 | 7543 | Generation Constraint in GWh | FALSE | G | Annual | Constraint Shadow Price | US2022$/MWh | 0 | 0 | 0 | 0 | 0 | 0 | 0
NY Min Oil Burn - Northport - Summer | 857 | 7547 | Generation Constraint in GWh | FALSE | G | Annual | Seasons Included | Seasons | Winter, Spring, Summer, Fall | Winter, Spring, Summer, Fall | Winter, Spring, Summer, Fall | Winter, Spring, Summer, Fall | Winter, Spring, Summer, Fall | Winter, Spring, Summer, Fall | Winter, Spring, Summer, Fall
NY Min Oil Burn - Northport - Summer | 857 | 7547 | Generation Constraint in GWh | FALSE | G | Annual | Standard GWh | GWh | 0 | 0 | 0 | 0 | 0 | 0 | 0
NY Min Oil Burn - Northport - Summer | 857 | 7547 | Generation Constraint in GWh | FALSE | G | Annual | Emissions at Affected Plants | GWh | 2282.7179 | 1879.6881 | 384.9129 | 0 | 0 | 0 | 0
NY Min Oil Burn - Northport - Summer | 857 | 7547 | Generation Constraint in GWh | FALSE | G | Annual | Allowances Purchased | GWh | 0 | 0 | 0 | 0 | 0 | 0 | 0
NY Min Oil Burn - Northport - Summer | 857 | 7547 | Generation Constraint in GWh | FALSE | G | Annual | Allowances Sold | GWh | 0 | 0 | 0 | 0 | 0 | 0 | 0
NY Min Oil Burn - Northport - Summer | 857 | 7547 | Generation Constraint in GWh | FALSE | G | Annual | Allowances Banked | GWh | 0 | 0 | 0 | 0 | 0 | 0 | 0
NY Min Oil Burn - Northport - Summer | 857 | 7547 | Generation Constraint in GWh | FALSE | G | Annual | Allowances Withdrawn (1:1) | GWh | 0 | 0 | 0 | 0 | 0 | 0 | 0
NY Min Oil Burn - Northport - Summer | 857 | 7547 | Generation Constraint in GWh | FALSE | G | Annual | Allowances Withdrawn (n:1) | GWh | 0 | 0 | 0 | 0 | 0 | 0 | 0
NY Min Oil Burn - Northport - Summer | 857 | 7547 | Generation Constraint in GWh | FALSE | G | Annual | Net Emissions Allowance Position | GWh | 2282.7179 | 1879.6881 | 384.9129 | 0 | 0 | 0 | 0
NY Min Oil Burn - Northport - Summer | 857 | 7547 | Generation Constraint in GWh | FALSE | G | Annual | Constraint Shadow Price | US2022$/MWh | 0 | 0 | 0 | 0 | 0 | 0 | 0
NY Min Oil Burn - Northport - Winter | 858 | 7545 | Generation Constraint in GWh | FALSE | G | Annual | Seasons Included | Seasons | Winter, Spring, Summer, Fall | Winter, Spring, Summer, Fall | Winter, Spring, Summer, Fall | Winter, Spring, Summer, Fall | Winter, Spring, Summer, Fall | Winter, Spring, Summer, Fall | Winter, Spring, Summer, Fall
NY Min Oil Burn - Northport - Winter | 858 | 7545 | Generation Constraint in GWh | FALSE | G | Annual | Standard GWh | GWh | 0 | 0 | 0 | 0 | 0 | 0 | 0
NY Min Oil Burn - Northport - Winter | 858 | 7545 | Generation Constraint in GWh | FALSE | G | Annual | Emissions at Affected Plants | GWh | 2282.7179 | 1879.6881 | 384.9129 | 0 | 0 | 0 | 0
NY Min Oil Burn - Northport - Winter | 858 | 7545 | Generation Constraint in GWh | FALSE | G | Annual | Allowances Purchased | GWh | 0 | 0 | 0 | 0 | 0 | 0 | 0
NY Min Oil Burn - Northport - Winter | 858 | 7545 | Generation Constraint in GWh | FALSE | G | Annual | Allowances Sold | GWh | 0 | 0 | 0 | 0 | 0 | 0 | 0
NY Min Oil Burn - Northport - Winter | 858 | 7545 | Generation Constraint in GWh | FALSE | G | Annual | Allowances Banked | GWh | 0 | 0 | 0 | 0 | 0 | 0 | 0
NY Min Oil Burn - Northport - Winter | 858 | 7545 | Generation Constraint in GWh | FALSE | G | Annual | Allowances Withdrawn (1:1) | GWh | 0 | 0 | 0 | 0 | 0 | 0 | 0
NY Min Oil Burn - Northport - Winter | 858 | 7545 | Generation Constraint in GWh | FALSE | G | Annual | Allowances Withdrawn (n:1) | GWh | 0 | 0 | 0 | 0 | 0 | 0 | 0
NY Min Oil Burn - Northport - Winter | 858 | 7545 | Generation Constraint in GWh | FALSE | G | Annual | Net Emissions Allowance Position | GWh | 2282.7179 | 1879.6881 | 384.9129 | 0 | 0 | 0 | 0
NY Min Oil Burn - Northport - Winter | 858 | 7545 | Generation Constraint in GWh | FALSE | G | Annual | Constraint Shadow Price | US2022$/MWh | 0 | 0 | 0 | 0 | 0 | 0 | 0
NY Min Oil Burn - Northport - Winter Shldr | 859 | 7546 | Generation Constraint in GWh | FALSE | G | Annual | Seasons Included | Seasons | Winter, Spring, Summer, Fall | Winter, Spring, Summer, Fall | Winter, Spring, Summer, Fall | Winter, Spring, Summer, Fall | Winter, Spring, Summer, Fall | Winter, Spring, Summer, Fall | Winter, Spring, Summer, Fall
NY Min Oil Burn - Northport - Winter Shldr | 859 | 7546 | Generation Constraint in GWh | FALSE | G | Annual | Standard GWh | GWh | 0 | 0 | 0 | 0 | 0 | 0 | 0
NY Min Oil Burn - Northport - Winter Shldr | 859 | 7546 | Generation Constraint in GWh | FALSE | G | Annual | Emissions at Affected Plants | GWh | 2282.7179 | 1879.6881 | 384.9129 | 0 | 0 | 0 | 0
NY Min Oil Burn - Northport - Winter Shldr | 859 | 7546 | Generation Constraint in GWh | FALSE | G | Annual | Allowances Purchased | GWh | 0 | 0 | 0 | 0 | 0 | 0 | 0
NY Min Oil Burn - Northport - Winter Shldr | 859 | 7546 | Generation Constraint in GWh | FALSE | G | Annual | Allowances Sold | GWh | 0 | 0 | 0 | 0 | 0 | 0 | 0
NY Min Oil Burn - Northport - Winter Shldr | 859 | 7546 | Generation Constraint in GWh | FALSE | G | Annual | Allowances Banked | GWh | 0 | 0 | 0 | 0 | 0 | 0 | 0
NY Min Oil Burn - Northport - Winter Shldr | 859 | 7546 | Generation Constraint in GWh | FALSE | G | Annual | Allowances Withdrawn (1:1) | GWh | 0 | 0 | 0 | 0 | 0 | 0 | 0
NY Min Oil Burn - Northport - Winter Shldr | 859 | 7546 | Generation Constraint in GWh | FALSE | G | Annual | Allowances Withdrawn (n:1) | GWh | 0 | 0 | 0 | 0 | 0 | 0 | 0
NY Min Oil Burn - Northport - Winter Shldr | 859 | 7546 | Generation Constraint in GWh | FALSE | G | Annual | Net Emissions Allowance Position | GWh | 2282.7179 | 1879.6881 | 384.9129 | 0 | 0 | 0 | 0
NY Min Oil Burn - Northport - Winter Shldr | 859 | 7546 | Generation Constraint in GWh | FALSE | G | Annual | Constraint Shadow Price | US2022$/MWh | 0 | 0 | 0 | 0 | 0 | 0 | 0
NY Min Oil Burn - Ravenswood CC - Summer | 860 | 7556 | Generation Constraint in GWh | FALSE | G | Annual | Seasons Included | Seasons | Winter, Spring, Summer, Fall | Winter, Spring, Summer, Fall | Winter, Spring, Summer, Fall | Winter, Spring, Summer, Fall | Winter, Spring, Summer, Fall | Winter, Spring, Summer, Fall | Winter, Spring, Summer, Fall
NY Min Oil Burn - Ravenswood CC - Summer | 860 | 7556 | Generation Constraint in GWh | FALSE | G | Annual | Standard GWh | GWh | 0 | 0 | 0 | 0 | 0 | 0 | 0
NY Min Oil Burn - Ravenswood CC - Summer | 860 | 7556 | Generation Constraint in GWh | FALSE | G | Annual | Emissions at Affected Plants | GWh | 1030.1562 | 916.4872 | 653.972 | 610.2887 | 610.2887 | 620.9718 | 174.2993
NY Min Oil Burn - Ravenswood CC - Summer | 860 | 7556 | Generation Constraint in GWh | FALSE | G | Annual | Allowances Purchased | GWh | 0 | 0 | 0 | 0 | 0 | 0 | 0
NY Min Oil Burn - Ravenswood CC - Summer | 860 | 7556 | Generation Constraint in GWh | FALSE | G | Annual | Allowances Sold | GWh | 0 | 0 | 0 | 0 | 0 | 0 | 0
NY Min Oil Burn - Ravenswood CC - Summer | 860 | 7556 | Generation Constraint in GWh | FALSE | G | Annual | Allowances Banked | GWh | 0 | 0 | 0 | 0 | 0 | 0 | 0
NY Min Oil Burn - Ravenswood CC - Summer | 860 | 7556 | Generation Constraint in GWh | FALSE | G | Annual | Allowances Withdrawn (1:1) | GWh | 0 | 0 | 0 | 0 | 0 | 0 | 0
NY Min Oil Burn - Ravenswood CC - Summer | 860 | 7556 | Generation Constraint in GWh | FALSE | G | Annual | Allowances Withdrawn (n:1) | GWh | 0 | 0 | 0 | 0 | 0 | 0 | 0
NY Min Oil Burn - Ravenswood CC - Summer | 860 | 7556 | Generation Constraint in GWh | FALSE | G | Annual | Net Emissions Allowance Position | GWh | 1030.1562 | 916.4872 | 653.972 | 610.2887 | 610.2887 | 620.9718 | 174.2993
NY Min Oil Burn - Ravenswood CC - Summer | 860 | 7556 | Generation Constraint in GWh | FALSE | G | Annual | Constraint Shadow Price | US2022$/MWh | 0 | 0 | 0 | 0 | 0 | 0 | 0
NY Min Oil Burn - Ravenswood CC - Winter | 861 | 7554 | Generation Constraint in GWh | FALSE | G | Annual | Seasons Included | Seasons | Winter, Spring, Summer, Fall | Winter, Spring, Summer, Fall | Winter, Spring, Summer, Fall | Winter, Spring, Summer, Fall | Winter, Spring, Summer, Fall | Winter, Spring, Summer, Fall | Winter, Spring, Summer, Fall
NY Min Oil Burn - Ravenswood CC - Winter | 861 | 7554 | Generation Constraint in GWh | FALSE | G | Annual | Standard GWh | GWh | 0 | 0 | 0 | 0 | 0 | 0 | 0
NY Min Oil Burn - Ravenswood CC - Winter | 861 | 7554 | Generation Constraint in GWh | FALSE | G | Annual | Emissions at Affected Plants | GWh | 1030.1562 | 916.4872 | 653.972 | 610.2887 | 610.2887 | 620.9718 | 174.2993
NY Min Oil Burn - Ravenswood CC - Winter | 861 | 7554 | Generation Constraint in GWh | FALSE | G | Annual | Allowances Purchased | GWh | 0 | 0 | 0 | 0 | 0 | 0 | 0
NY Min Oil Burn - Ravenswood CC - Winter | 861 | 7554 | Generation Constraint in GWh | FALSE | G | Annual | Allowances Sold | GWh | 0 | 0 | 0 | 0 | 0 | 0 | 0
NY Min Oil Burn - Ravenswood CC - Winter | 861 | 7554 | Generation Constraint in GWh | FALSE | G | Annual | Allowances Banked | GWh | 0 | 0 | 0 | 0 | 0 | 0 | 0
NY Min Oil Burn - Ravenswood CC - Winter | 861 | 7554 | Generation Constraint in GWh | FALSE | G | Annual | Allowances Withdrawn (1:1) | GWh | 0 | 0 | 0 | 0 | 0 | 0 | 0
NY Min Oil Burn - Ravenswood CC - Winter | 861 | 7554 | Generation Constraint in GWh | FALSE | G | Annual | Allowances Withdrawn (n:1) | GWh | 0 | 0 | 0 | 0 | 0 | 0 | 0
NY Min Oil Burn - Ravenswood CC - Winter | 861 | 7554 | Generation Constraint in GWh | FALSE | G | Annual | Net Emissions Allowance Position | GWh | 1030.1562 | 916.4872 | 653.972 | 610.2887 | 610.2887 | 620.9718 | 174.2993
NY Min Oil Burn - Ravenswood CC - Winter | 861 | 7554 | Generation Constraint in GWh | FALSE | G | Annual | Constraint Shadow Price | US2022$/MWh | 0 | 0 | 0 | 0 | 0 | 0 | 0
NY Min Oil Burn - Ravenswood CC - Winter Shldr | 862 | 7555 | Generation Constraint in GWh | FALSE | G | Annual | Seasons Included | Seasons | Winter, Spring, Summer, Fall | Winter, Spring, Summer, Fall | Winter, Spring, Summer, Fall | Winter, Spring, Summer, Fall | Winter, Spring, Summer, Fall | Winter, Spring, Summer, Fall | Winter, Spring, Summer, Fall
NY Min Oil Burn - Ravenswood CC - Winter Shldr | 862 | 7555 | Generation Constraint in GWh | FALSE | G | Annual | Standard GWh | GWh | 0 | 0 | 0 | 0 | 0 | 0 | 0
NY Min Oil Burn - Ravenswood CC - Winter Shldr | 862 | 7555 | Generation Constraint in GWh | FALSE | G | Annual | Emissions at Affected Plants | GWh | 1030.1562 | 916.4872 | 653.972 | 610.2887 | 610.2887 | 620.9718 | 174.2993
NY Min Oil Burn - Ravenswood CC - Winter Shldr | 862 | 7555 | Generation Constraint in GWh | FALSE | G | Annual | Allowances Purchased | GWh | 0 | 0 | 0 | 0 | 0 | 0 | 0
NY Min Oil Burn - Ravenswood CC - Winter Shldr | 862 | 7555 | Generation Constraint in GWh | FALSE | G | Annual | Allowances Sold | GWh | 0 | 0 | 0 | 0 | 0 | 0 | 0
NY Min Oil Burn - Ravenswood CC - Winter Shldr | 862 | 7555 | Generation Constraint in GWh | FALSE | G | Annual | Allowances Banked | GWh | 0 | 0 | 0 | 0 | 0 | 0 | 0
NY Min Oil Burn - Ravenswood CC - Winter Shldr | 862 | 7555 | Generation Constraint in GWh | FALSE | G | Annual | Allowances Withdrawn (1:1) | GWh | 0 | 0 | 0 | 0 | 0 | 0 | 0
NY Min Oil Burn - Ravenswood CC - Winter Shldr | 862 | 7555 | Generation Constraint in GWh | FALSE | G | Annual | Allowances Withdrawn (n:1) | GWh | 0 | 0 | 0 | 0 | 0 | 0 | 0
NY Min Oil Burn - Ravenswood CC - Winter Shldr | 862 | 7555 | Generation Constraint in GWh | FALSE | G | Annual | Net Emissions Allowance Position | GWh | 1030.1562 | 916.4872 | 653.972 | 610.2887 | 610.2887 | 620.9718 | 174.2993
NY Min Oil Burn - Ravenswood CC - Winter Shldr | 862 | 7555 | Generation Constraint in GWh | FALSE | G | Annual | Constraint Shadow Price | US2022$/MWh | 0 | 0 | 0 | 0 | 0 | 0 | 0
NY Min Oil Burn - Ravenswood Oil - Summer | 863 | 7550 | Generation Constraint in GWh | FALSE | G | Annual | Seasons Included | Seasons | Winter, Spring, Summer, Fall | Winter, Spring, Summer, Fall | Winter, Spring, Summer, Fall | Winter, Spring, Summer, Fall | Winter, Spring, Summer, Fall | Winter, Spring, Summer, Fall | Winter, Spring, Summer, Fall
NY Min Oil Burn - Ravenswood Oil - Summer | 863 | 7550 | Generation Constraint in GWh | FALSE | G | Annual | Standard GWh | GWh | 0 | 0 | 0 | 0 | 0 | 0 | 0
NY Min Oil Burn - Ravenswood Oil - Summer | 863 | 7550 | Generation Constraint in GWh | FALSE | G | Annual | Emissions at Affected Plants | GWh | 961.6212 | 204.5874 | 0 | 0 | 0 | 0 | 0
NY Min Oil Burn - Ravenswood Oil - Summer | 863 | 7550 | Generation Constraint in GWh | FALSE | G | Annual | Allowances Purchased | GWh | 0 | 0 | 0 | 0 | 0 | 0 | 0
NY Min Oil Burn - Ravenswood Oil - Summer | 863 | 7550 | Generation Constraint in GWh | FALSE | G | Annual | Allowances Sold | GWh | 0 | 0 | 0 | 0 | 0 | 0 | 0
NY Min Oil Burn - Ravenswood Oil - Summer | 863 | 7550 | Generation Constraint in GWh | FALSE | G | Annual | Allowances Banked | GWh | 0 | 0 | 0 | 0 | 0 | 0 | 0
NY Min Oil Burn - Ravenswood Oil - Summer | 863 | 7550 | Generation Constraint in GWh | FALSE | G | Annual | Allowances Withdrawn (1:1) | GWh | 0 | 0 | 0 | 0 | 0 | 0 | 0
NY Min Oil Burn - Ravenswood Oil - Summer | 863 | 7550 | Generation Constraint in GWh | FALSE | G | Annual | Allowances Withdrawn (n:1) | GWh | 0 | 0 | 0 | 0 | 0 | 0 | 0
NY Min Oil Burn - Ravenswood Oil - Summer | 863 | 7550 | Generation Constraint in GWh | FALSE | G | Annual | Net Emissions Allowance Position | GWh | 961.6212 | 204.5874 | 0 | 0 | 0 | 0 | 0
NY Min Oil Burn - Ravenswood Oil - Summer | 863 | 7550 | Generation Constraint in GWh | FALSE | G | Annual | Constraint Shadow Price | US2022$/MWh | 0 | 0 | 0 | 0 | 0 | 0 | 0
NY Min Oil Burn - Ravenswood Oil - Winter | 864 | 7548 | Generation Constraint in GWh | FALSE | G | Annual | Seasons Included | Seasons | Winter, Spring, Summer, Fall | Winter, Spring, Summer, Fall | Winter, Spring, Summer, Fall | Winter, Spring, Summer, Fall | Winter, Spring, Summer, Fall | Winter, Spring, Summer, Fall | Winter, Spring, Summer, Fall
NY Min Oil Burn - Ravenswood Oil - Winter | 864 | 7548 | Generation Constraint in GWh | FALSE | G | Annual | Standard GWh | GWh | 0 | 0 | 0 | 0 | 0 | 0 | 0
NY Min Oil Burn - Ravenswood Oil - Winter | 864 | 7548 | Generation Constraint in GWh | FALSE | G | Annual | Emissions at Affected Plants | GWh | 961.6212 | 204.5874 | 0 | 0 | 0 | 0 | 0
NY Min Oil Burn - Ravenswood Oil - Winter | 864 | 7548 | Generation Constraint in GWh | FALSE | G | Annual | Allowances Purchased | GWh | 0 | 0 | 0 | 0 | 0 | 0 | 0
NY Min Oil Burn - Ravenswood Oil - Winter | 864 | 7548 | Generation Constraint in GWh | FALSE | G | Annual | Allowances Sold | GWh | 0 | 0 | 0 | 0 | 0 | 0 | 0
NY Min Oil Burn - Ravenswood Oil - Winter | 864 | 7548 | Generation Constraint in GWh | FALSE | G | Annual | Allowances Banked | GWh | 0 | 0 | 0 | 0 | 0 | 0 | 0
NY Min Oil Burn - Ravenswood Oil - Winter | 864 | 7548 | Generation Constraint in GWh | FALSE | G | Annual | Allowances Withdrawn (1:1) | GWh | 0 | 0 | 0 | 0 | 0 | 0 | 0
NY Min Oil Burn - Ravenswood Oil - Winter | 864 | 7548 | Generation Constraint in GWh | FALSE | G | Annual | Allowances Withdrawn (n:1) | GWh | 0 | 0 | 0 | 0 | 0 | 0 | 0
NY Min Oil Burn - Ravenswood Oil - Winter | 864 | 7548 | Generation Constraint in GWh | FALSE | G | Annual | Net Emissions Allowance Position | GWh | 961.6212 | 204.5874 | 0 | 0 | 0 | 0 | 0
NY Min Oil Burn - Ravenswood Oil - Winter | 864 | 7548 | Generation Constraint in GWh | FALSE | G | Annual | Constraint Shadow Price | US2022$/MWh | 0 | 0 | 0 | 0 | 0 | 0 | 0
NY Min Oil Burn - Ravenswood Oil - Winter Shldr | 865 | 7549 | Generation Constraint in GWh | FALSE | G | Annual | Seasons Included | Seasons | Winter, Spring, Summer, Fall | Winter, Spring, Summer, Fall | Winter, Spring, Summer, Fall | Winter, Spring, Summer, Fall | Winter, Spring, Summer, Fall | Winter, Spring, Summer, Fall | Winter, Spring, Summer, Fall
NY Min Oil Burn - Ravenswood Oil - Winter Shldr | 865 | 7549 | Generation Constraint in GWh | FALSE | G | Annual | Standard GWh | GWh | 0 | 0 | 0 | 0 | 0 | 0 | 0
NY Min Oil Burn - Ravenswood Oil - Winter Shldr | 865 | 7549 | Generation Constraint in GWh | FALSE | G | Annual | Emissions at Affected Plants | GWh | 961.6212 | 204.5874 | 0 | 0 | 0 | 0 | 0
NY Min Oil Burn - Ravenswood Oil - Winter Shldr | 865 | 7549 | Generation Constraint in GWh | FALSE | G | Annual | Allowances Purchased | GWh | 0 | 0 | 0 | 0 | 0 | 0 | 0
NY Min Oil Burn - Ravenswood Oil - Winter Shldr | 865 | 7549 | Generation Constraint in GWh | FALSE | G | Annual | Allowances Sold | GWh | 0 | 0 | 0 | 0 | 0 | 0 | 0
NY Min Oil Burn - Ravenswood Oil - Winter Shldr | 865 | 7549 | Generation Constraint in GWh | FALSE | G | Annual | Allowances Banked | GWh | 0 | 0 | 0 | 0 | 0 | 0 | 0
NY Min Oil Burn - Ravenswood Oil - Winter Shldr | 865 | 7549 | Generation Constraint in GWh | FALSE | G | Annual | Allowances Withdrawn (1:1) | GWh | 0 | 0 | 0 | 0 | 0 | 0 | 0
NY Min Oil Burn - Ravenswood Oil - Winter Shldr | 865 | 7549 | Generation Constraint in GWh | FALSE | G | Annual | Allowances Withdrawn (n:1) | GWh | 0 | 0 | 0 | 0 | 0 | 0 | 0
NY Min Oil Burn - Ravenswood Oil - Winter Shldr | 865 | 7549 | Generation Constraint in GWh | FALSE | G | Annual | Net Emissions Allowance Position | GWh | 961.6212 | 204.5874 | 0 | 0 | 0 | 0 | 0
NY Min Oil Burn - Ravenswood Oil - Winter Shldr | 865 | 7549 | Generation Constraint in GWh | FALSE | G | Annual | Constraint Shadow Price | US2022$/MWh | 0 | 0 | 0 | 0 | 0 | 0 | 0
NY New Units MER Rate Limit v3.1 | 866 | 7350 | MACT Fuel Choice Floor in lbs/MMBtu | FALSE | L | Annual | Seasons Included | Seasons | Winter, Spring, Summer, Fall | Winter, Spring, Summer, Fall | Winter, Spring, Summer, Fall | Winter, Spring, Summer, Fall | Winter, Spring, Summer, Fall | Winter, Spring, Summer, Fall | Winter, Spring, Summer, Fall
NY New Units MER Rate Limit v3.1 | 866 | 7350 | MACT Fuel Choice Floor in lbs/MMBtu | FALSE | L | Annual | Emission Floor | lbs/MMBtu | 6e-07 | 6e-07 | 6e-07 | 6e-07 | 6e-07 | 6e-07 | 6e-07
NY New Units MER Rate Limit v3.1 | 866 | 7350 | MACT Fuel Choice Floor in lbs/MMBtu | FALSE | L | Annual | Emissions at Affected Plants MER | lbs | 0 | 0 | 0 | 0 | 0 | 0 | 0
NY New Units MER Rate Limit v3.1 | 866 | 7350 | MACT Fuel Choice Floor in lbs/MMBtu | FALSE | L | Annual | Allowances Purchased MER | lbs | 0 | 0 | 0 | 0 | 0 | 0 | 0
NY New Units MER Rate Limit v3.1 | 866 | 7350 | MACT Fuel Choice Floor in lbs/MMBtu | FALSE | L | Annual | Allowances Sold MER | lbs | 0 | 0 | 0 | 0 | 0 | 0 | 0
NY New Units MER Rate Limit v3.1 | 866 | 7350 | MACT Fuel Choice Floor in lbs/MMBtu | FALSE | L | Annual | Allowances Banked | lbs | 0 | 0 | 0 | 0 | 0 | 0 | 0
NY New Units MER Rate Limit v3.1 | 866 | 7350 | MACT Fuel Choice Floor in lbs/MMBtu | FALSE | L | Annual | Allowances Withdrawn (1:1) | lbs | 0 | 0 | 0 | 0 | 0 | 0 | 0
NY New Units MER Rate Limit v3.1 | 866 | 7350 | MACT Fuel Choice Floor in lbs/MMBtu | FALSE | L | Annual | Allowances Withdrawn (n:1) | lbs | 0 | 0 | 0 | 0 | 0 | 0 | 0
NY New Units MER Rate Limit v3.1 | 866 | 7350 | MACT Fuel Choice Floor in lbs/MMBtu | FALSE | L | Annual | Net Emissions Allowance Position | lbs | 0 | 0 | 0 | 0 | 0 | 0 | 0
NY New Units MER Rate Limit v3.1 | 866 | 7350 | MACT Fuel Choice Floor in lbs/MMBtu | FALSE | L | Annual | Fuel Consumed | TBtu | 0 | 0 | 0 | 0 | 0 | 0 | 0
NY New Units MER Rate Limit v3.1 | 866 | 7350 | MACT Fuel Choice Floor in lbs/MMBtu | FALSE | L | Annual | Rate | lb/MMBtu | 0 | 0 | 0 | 0 | 0 | 0 | 0
NY New Units MER Rate Limit v3.1 | 866 | 7350 | MACT Fuel Choice Floor in lbs/MMBtu | FALSE | L | Annual | Generation | TWh | 0 | 0 | 0 | 0 | 0 | 0 | 0
NY New Units MER Rate Limit v3.1 | 866 | 7350 | MACT Fuel Choice Floor in lbs/MMBtu | FALSE | L | Annual | Qualifying Generation | TWh | 0 | 0 | 0 | 0 | 0 | 0 | 0
NY New Units MER Rate Limit v3.1 | 866 | 7350 | MACT Fuel Choice Floor in lbs/MMBtu | FALSE | L | Annual | Constraint Shadow Price | US2022$/Lb | 0 | 0 | 0 | 0 | 0 | 0 | 0
NY New Units MER Rate Limit v3.1 | 867 | 7350 | MACT Fuel Choice Floor in lbs/MMBtu | FALSE | L | Annual | Seasons Included | Seasons | Winter, Spring, Summer, Fall | Winter, Spring, Summer, Fall | Winter, Spring, Summer, Fall | Winter, Spring, Summer, Fall | Winter, Spring, Summer, Fall | Winter, Spring, Summer, Fall | Winter, Spring, Summer, Fall
NY New Units MER Rate Limit v3.1 | 867 | 7350 | MACT Fuel Choice Floor in lbs/MMBtu | FALSE | L | Annual | Emission Floor | lbs/MMBtu | 6e-07 | 6e-07 | 6e-07 | 6e-07 | 6e-07 | 6e-07 | 6e-07
NY New Units MER Rate Limit v3.1 | 867 | 7350 | MACT Fuel Choice Floor in lbs/MMBtu | FALSE | L | Annual | Emissions at Affected Plants MER | lbs | 0 | 0 | 0 | 0 | 0 | 0 | 0
NY New Units MER Rate Limit v3.1 | 867 | 7350 | MACT Fuel Choice Floor in lbs/MMBtu | FALSE | L | Annual | Allowances Purchased MER | lbs | 0 | 0 | 0 | 0 | 0 | 0 | 0
NY New Units MER Rate Limit v3.1 | 867 | 7350 | MACT Fuel Choice Floor in lbs/MMBtu | FALSE | L | Annual | Allowances Sold MER | lbs | 0 | 0 | 0 | 0 | 0 | 0 | 0
NY New Units MER Rate Limit v3.1 | 867 | 7350 | MACT Fuel Choice Floor in lbs/MMBtu | FALSE | L | Annual | Allowances Banked | lbs | 0 | 0 | 0 | 0 | 0 | 0 | 0
NY New Units MER Rate Limit v3.1 | 867 | 7350 | MACT Fuel Choice Floor in lbs/MMBtu | FALSE | L | Annual | Allowances Withdrawn (1:1) | lbs | 0 | 0 | 0 | 0 | 0 | 0 | 0
NY New Units MER Rate Limit v3.1 | 867 | 7350 | MACT Fuel Choice Floor in lbs/MMBtu | FALSE | L | Annual | Allowances Withdrawn (n:1) | lbs | 0 | 0 | 0 | 0 | 0 | 0 | 0
NY New Units MER Rate Limit v3.1 | 867 | 7350 | MACT Fuel Choice Floor in lbs/MMBtu | FALSE | L | Annual | Net Emissions Allowance Position | lbs | 0 | 0 | 0 | 0 | 0 | 0 | 0
NY New Units MER Rate Limit v3.1 | 867 | 7350 | MACT Fuel Choice Floor in lbs/MMBtu | FALSE | L | Annual | Fuel Consumed | TBtu | 0 | 0 | 0 | 0 | 0 | 0 | 0
NY New Units MER Rate Limit v3.1 | 867 | 7350 | MACT Fuel Choice Floor in lbs/MMBtu | FALSE | L | Annual | Rate | lb/MMBtu | 0 | 0 | 0 | 0 | 0 | 0 | 0
NY New Units MER Rate Limit v3.1 | 867 | 7350 | MACT Fuel Choice Floor in lbs/MMBtu | FALSE | L | Annual | Generation | TWh | 0 | 0 | 0 | 0 | 0 | 0 | 0
NY New Units MER Rate Limit v3.1 | 867 | 7350 | MACT Fuel Choice Floor in lbs/MMBtu | FALSE | L | Annual | Qualifying Generation | TWh | 0 | 0 | 0 | 0 | 0 | 0 | 0
NY New Units MER Rate Limit v3.1 | 867 | 7350 | MACT Fuel Choice Floor in lbs/MMBtu | FALSE | L | Annual | Constraint Shadow Price | US2022$/Lb | 0 | 0 | 0 | 0 | 0 | 0 | 0
NY New Units MER Rate Limit v3.1 | 868 | 7350 | MACT Fuel Choice Floor in lbs/MMBtu | FALSE | L | Annual | Seasons Included | Seasons | Winter, Spring, Summer, Fall | Winter, Spring, Summer, Fall | Winter, Spring, Summer, Fall | Winter, Spring, Summer, Fall | Winter, Spring, Summer, Fall | Winter, Spring, Summer, Fall | Winter, Spring, Summer, Fall
NY New Units MER Rate Limit v3.1 | 868 | 7350 | MACT Fuel Choice Floor in lbs/MMBtu | FALSE | L | Annual | Emission Floor | lbs/MMBtu | 6e-07 | 6e-07 | 6e-07 | 6e-07 | 6e-07 | 6e-07 | 6e-07
NY New Units MER Rate Limit v3.1 | 868 | 7350 | MACT Fuel Choice Floor in lbs/MMBtu | FALSE | L | Annual | Emissions at Affected Plants MER | lbs | 0 | 0 | 0 | 0 | 0 | 0 | 0
NY New Units MER Rate Limit v3.1 | 868 | 7350 | MACT Fuel Choice Floor in lbs/MMBtu | FALSE | L | Annual | Allowances Purchased MER | lbs | 0 | 0 | 0 | 0 | 0 | 0 | 0
NY New Units MER Rate Limit v3.1 | 868 | 7350 | MACT Fuel Choice Floor in lbs/MMBtu | FALSE | L | Annual | Allowances Sold MER | lbs | 0 | 0 | 0 | 0 | 0 | 0 | 0
NY New Units MER Rate Limit v3.1 | 868 | 7350 | MACT Fuel Choice Floor in lbs/MMBtu | FALSE | L | Annual | Allowances Banked | lbs | 0 | 0 | 0 | 0 | 0 | 0 | 0
NY New Units MER Rate Limit v3.1 | 868 | 7350 | MACT Fuel Choice Floor in lbs/MMBtu | FALSE | L | Annual | Allowances Withdrawn (1:1) | lbs | 0 | 0 | 0 | 0 | 0 | 0 | 0
NY New Units MER Rate Limit v3.1 | 868 | 7350 | MACT Fuel Choice Floor in lbs/MMBtu | FALSE | L | Annual | Allowances Withdrawn (n:1) | lbs | 0 | 0 | 0 | 0 | 0 | 0 | 0
NY New Units MER Rate Limit v3.1 | 868 | 7350 | MACT Fuel Choice Floor in lbs/MMBtu | FALSE | L | Annual | Net Emissions Allowance Position | lbs | 0 | 0 | 0 | 0 | 0 | 0 | 0
NY New Units MER Rate Limit v3.1 | 868 | 7350 | MACT Fuel Choice Floor in lbs/MMBtu | FALSE | L | Annual | Fuel Consumed | TBtu | 0 | 0 | 0 | 0 | 0 | 0 | 0
NY New Units MER Rate Limit v3.1 | 868 | 7350 | MACT Fuel Choice Floor in lbs/MMBtu | FALSE | L | Annual | Rate | lb/MMBtu | 0 | 0 | 0 | 0 | 0 | 0 | 0
NY New Units MER Rate Limit v3.1 | 868 | 7350 | MACT Fuel Choice Floor in lbs/MMBtu | FALSE | L | Annual | Generation | TWh | 0 | 0 | 0 | 0 | 0 | 0 | 0
NY New Units MER Rate Limit v3.1 | 868 | 7350 | MACT Fuel Choice Floor in lbs/MMBtu | FALSE | L | Annual | Qualifying Generation | TWh | 0 | 0 | 0 | 0 | 0 | 0 | 0
NY New Units MER Rate Limit v3.1 | 868 | 7350 | MACT Fuel Choice Floor in lbs/MMBtu | FALSE | L | Annual | Constraint Shadow Price | US2022$/Lb | 0 | 0 | 0 | 0 | 0 | 0 | 0
NY New Units MER Rate Limit v3.1 | 869 | 7350 | MACT Fuel Choice Floor in lbs/MMBtu | FALSE | L | Annual | Seasons Included | Seasons | Winter, Spring, Summer, Fall | Winter, Spring, Summer, Fall | Winter, Spring, Summer, Fall | Winter, Spring, Summer, Fall | Winter, Spring, Summer, Fall | Winter, Spring, Summer, Fall | Winter, Spring, Summer, Fall
NY New Units MER Rate Limit v3.1 | 869 | 7350 | MACT Fuel Choice Floor in lbs/MMBtu | FALSE | L | Annual | Emission Floor | lbs/MMBtu | 6e-07 | 6e-07 | 6e-07 | 6e-07 | 6e-07 | 6e-07 | 6e-07
NY New Units MER Rate Limit v3.1 | 869 | 7350 | MACT Fuel Choice Floor in lbs/MMBtu | FALSE | L | Annual | Emissions at Affected Plants MER | lbs | 0 | 0 | 0 | 0 | 0 | 0 | 0
NY New Units MER Rate Limit v3.1 | 869 | 7350 | MACT Fuel Choice Floor in lbs/MMBtu | FALSE | L | Annual | Allowances Purchased MER | lbs | 0 | 0 | 0 | 0 | 0 | 0 | 0
NY New Units MER Rate Limit v3.1 | 869 | 7350 | MACT Fuel Choice Floor in lbs/MMBtu | FALSE | L | Annual | Allowances Sold MER | lbs | 0 | 0 | 0 | 0 | 0 | 0 | 0
NY New Units MER Rate Limit v3.1 | 869 | 7350 | MACT Fuel Choice Floor in lbs/MMBtu | FALSE | L | Annual | Allowances Banked | lbs | 0 | 0 | 0 | 0 | 0 | 0 | 0
NY New Units MER Rate Limit v3.1 | 869 | 7350 | MACT Fuel Choice Floor in lbs/MMBtu | FALSE | L | Annual | Allowances Withdrawn (1:1) | lbs | 0 | 0 | 0 | 0 | 0 | 0 | 0
NY New Units MER Rate Limit v3.1 | 869 | 7350 | MACT Fuel Choice Floor in lbs/MMBtu | FALSE | L | Annual | Allowances Withdrawn (n:1) | lbs | 0 | 0 | 0 | 0 | 0 | 0 | 0
NY New Units MER Rate Limit v3.1 | 869 | 7350 | MACT Fuel Choice Floor in lbs/MMBtu | FALSE | L | Annual | Net Emissions Allowance Position | lbs | 0 | 0 | 0 | 0 | 0 | 0 | 0
NY New Units MER Rate Limit v3.1 | 869 | 7350 | MACT Fuel Choice Floor in lbs/MMBtu | FALSE | L | Annual | Fuel Consumed | TBtu | 0 | 0 | 0 | 0 | 0 | 0 | 0
NY New Units MER Rate Limit v3.1 | 869 | 7350 | MACT Fuel Choice Floor in lbs/MMBtu | FALSE | L | Annual | Rate | lb/MMBtu | 0 | 0 | 0 | 0 | 0 | 0 | 0
NY New Units MER Rate Limit v3.1 | 869 | 7350 | MACT Fuel Choice Floor in lbs/MMBtu | FALSE | L | Annual | Generation | TWh | 0 | 0 | 0 | 0 | 0 | 0 | 0
NY New Units MER Rate Limit v3.1 | 869 | 7350 | MACT Fuel Choice Floor in lbs/MMBtu | FALSE | L | Annual | Qualifying Generation | TWh | 0 | 0 | 0 | 0 | 0 | 0 | 0
NY New Units MER Rate Limit v3.1 | 869 | 7350 | MACT Fuel Choice Floor in lbs/MMBtu | FALSE | L | Annual | Constraint Shadow Price | US2022$/Lb | 0 | 0 | 0 | 0 | 0 | 0 | 0
NY New Units MER Rate Limit v3.1 | 870 | 7350 | MACT Fuel Choice Floor in lbs/MMBtu | FALSE | L | Annual | Seasons Included | Seasons | Winter, Spring, Summer, Fall | Winter, Spring, Summer, Fall | Winter, Spring, Summer, Fall | Winter, Spring, Summer, Fall | Winter, Spring, Summer, Fall | Winter, Spring, Summer, Fall | Winter, Spring, Summer, Fall
NY New Units MER Rate Limit v3.1 | 870 | 7350 | MACT Fuel Choice Floor in lbs/MMBtu | FALSE | L | Annual | Emission Floor | lbs/MMBtu | 6e-07 | 6e-07 | 6e-07 | 6e-07 | 6e-07 | 6e-07 | 6e-07
NY New Units MER Rate Limit v3.1 | 870 | 7350 | MACT Fuel Choice Floor in lbs/MMBtu | FALSE | L | Annual | Emissions at Affected Plants MER | lbs | 0 | 0 | 0 | 0 | 0 | 0 | 0
NY New Units MER Rate Limit v3.1 | 870 | 7350 | MACT Fuel Choice Floor in lbs/MMBtu | FALSE | L | Annual | Allowances Purchased MER | lbs | 0 | 0 | 0 | 0 | 0 | 0 | 0
NY New Units MER Rate Limit v3.1 | 870 | 7350 | MACT Fuel Choice Floor in lbs/MMBtu | FALSE | L | Annual | Allowances Sold MER | lbs | 0 | 0 | 0 | 0 | 0 | 0 | 0
NY New Units MER Rate Limit v3.1 | 870 | 7350 | MACT Fuel Choice Floor in lbs/MMBtu | FALSE | L | Annual | Allowances Banked | lbs | 0 | 0 | 0 | 0 | 0 | 0 | 0
NY New Units MER Rate Limit v3.1 | 870 | 7350 | MACT Fuel Choice Floor in lbs/MMBtu | FALSE | L | Annual | Allowances Withdrawn (1:1) | lbs | 0 | 0 | 0 | 0 | 0 | 0 | 0
NY New Units MER Rate Limit v3.1 | 870 | 7350 | MACT Fuel Choice Floor in lbs/MMBtu | FALSE | L | Annual | Allowances Withdrawn (n:1) | lbs | 0 | 0 | 0 | 0 | 0 | 0 | 0
NY New Units MER Rate Limit v3.1 | 870 | 7350 | MACT Fuel Choice Floor in lbs/MMBtu | FALSE | L | Annual | Net Emissions Allowance Position | lbs | 0 | 0 | 0 | 0 | 0 | 0 | 0
NY New Units MER Rate Limit v3.1 | 870 | 7350 | MACT Fuel Choice Floor in lbs/MMBtu | FALSE | L | Annual | Fuel Consumed | TBtu | 0 | 0 | 0 | 0 | 0 | 0 | 0
NY New Units MER Rate Limit v3.1 | 870 | 7350 | MACT Fuel Choice Floor in lbs/MMBtu | FALSE | L | Annual | Rate | lb/MMBtu | 0 | 0 | 0 | 0 | 0 | 0 | 0
NY New Units MER Rate Limit v3.1 | 870 | 7350 | MACT Fuel Choice Floor in lbs/MMBtu | FALSE | L | Annual | Generation | TWh | 0 | 0 | 0 | 0 | 0 | 0 | 0
NY New Units MER Rate Limit v3.1 | 870 | 7350 | MACT Fuel Choice Floor in lbs/MMBtu | FALSE | L | Annual | Qualifying Generation | TWh | 0 | 0 | 0 | 0 | 0 | 0 | 0
NY New Units MER Rate Limit v3.1 | 870 | 7350 | MACT Fuel Choice Floor in lbs/MMBtu | FALSE | L | Annual | Constraint Shadow Price | US2022$/Lb | 0 | 0 | 0 | 0 | 0 | 0 | 0
NY New Units MER Rate Limit v3.1 | 871 | 7350 | MACT Fuel Choice Floor in lbs/MMBtu | FALSE | L | Annual | Seasons Included | Seasons | Winter, Spring, Summer, Fall | Winter, Spring, Summer, Fall | Winter, Spring, Summer, Fall | Winter, Spring, Summer, Fall | Winter, Spring, Summer, Fall | Winter, Spring, Summer, Fall | Winter, Spring, Summer, Fall
NY New Units MER Rate Limit v3.1 | 871 | 7350 | MACT Fuel Choice Floor in lbs/MMBtu | FALSE | L | Annual | Emission Floor | lbs/MMBtu | 6e-07 | 6e-07 | 6e-07 | 6e-07 | 6e-07 | 6e-07 | 6e-07
NY New Units MER Rate Limit v3.1 | 871 | 7350 | MACT Fuel Choice Floor in lbs/MMBtu | FALSE | L | Annual | Emissions at Affected Plants MER | lbs | 0 | 0 | 0 | 0 | 0 | 0 | 0
NY New Units MER Rate Limit v3.1 | 871 | 7350 | MACT Fuel Choice Floor in lbs/MMBtu | FALSE | L | Annual | Allowances Purchased MER | lbs | 0 | 0 | 0 | 0 | 0 | 0 | 0
NY New Units MER Rate Limit v3.1 | 871 | 7350 | MACT Fuel Choice Floor in lbs/MMBtu | FALSE | L | Annual | Allowances Sold MER | lbs | 0 | 0 | 0 | 0 | 0 | 0 | 0
NY New Units MER Rate Limit v3.1 | 871 | 7350 | MACT Fuel Choice Floor in lbs/MMBtu | FALSE | L | Annual | Allowances Banked | lbs | 0 | 0 | 0 | 0 | 0 | 0 | 0
NY New Units MER Rate Limit v3.1 | 871 | 7350 | MACT Fuel Choice Floor in lbs/MMBtu | FALSE | L | Annual | Allowances Withdrawn (1:1) | lbs | 0 | 0 | 0 | 0 | 0 | 0 | 0
NY New Units MER Rate Limit v3.1 | 871 | 7350 | MACT Fuel Choice Floor in lbs/MMBtu | FALSE | L | Annual | Allowances Withdrawn (n:1) | lbs | 0 | 0 | 0 | 0 | 0 | 0 | 0
NY New Units MER Rate Limit v3.1 | 871 | 7350 | MACT Fuel Choice Floor in lbs/MMBtu | FALSE | L | Annual | Net Emissions Allowance Position | lbs | 0 | 0 | 0 | 0 | 0 | 0 | 0
NY New Units MER Rate Limit v3.1 | 871 | 7350 | MACT Fuel Choice Floor in lbs/MMBtu | FALSE | L | Annual | Fuel Consumed | TBtu | 0 | 0 | 0 | 0 | 0 | 0 | 0
NY New Units MER Rate Limit v3.1 | 871 | 7350 | MACT Fuel Choice Floor in lbs/MMBtu | FALSE | L | Annual | Rate | lb/MMBtu | 0 | 0 | 0 | 0 | 0 | 0 | 0
NY New Units MER Rate Limit v3.1 | 871 | 7350 | MACT Fuel Choice Floor in lbs/MMBtu | FALSE | L | Annual | Generation | TWh | 0 | 0 | 0 | 0 | 0 | 0 | 0
NY New Units MER Rate Limit v3.1 | 871 | 7350 | MACT Fuel Choice Floor in lbs/MMBtu | FALSE | L | Annual | Qualifying Generation | TWh | 0 | 0 | 0 | 0 | 0 | 0 | 0
NY New Units MER Rate Limit v3.1 | 871 | 7350 | MACT Fuel Choice Floor in lbs/MMBtu | FALSE | L | Annual | Constraint Shadow Price | US2022$/Lb | 0 | 0 | 0 | 0 | 0 | 0 | 0
NY New Units MER Rate Limit v3.1 | 872 | 7350 | MACT Fuel Choice Floor in lbs/MMBtu | FALSE | L | Annual | Seasons Included | Seasons | Winter, Spring, Summer, Fall | Winter, Spring, Summer, Fall | Winter, Spring, Summer, Fall | Winter, Spring, Summer, Fall | Winter, Spring, Summer, Fall | Winter, Spring, Summer, Fall | Winter, Spring, Summer, Fall
NY New Units MER Rate Limit v3.1 | 872 | 7350 | MACT Fuel Choice Floor in lbs/MMBtu | FALSE | L | Annual | Emission Floor | lbs/MMBtu | 6e-07 | 6e-07 | 6e-07 | 6e-07 | 6e-07 | 6e-07 | 6e-07
NY New Units MER Rate Limit v3.1 | 872 | 7350 | MACT Fuel Choice Floor in lbs/MMBtu | FALSE | L | Annual | Emissions at Affected Plants MER | lbs | 0 | 0 | 0 | 0 | 0 | 0 | 0
NY New Units MER Rate Limit v3.1 | 872 | 7350 | MACT Fuel Choice Floor in lbs/MMBtu | FALSE | L | Annual | Allowances Purchased MER | lbs | 0 | 0 | 0 | 0 | 0 | 0 | 0
NY New Units MER Rate Limit v3.1 | 872 | 7350 | MACT Fuel Choice Floor in lbs/MMBtu | FALSE | L | Annual | Allowances Sold MER | lbs | 0 | 0 | 0 | 0 | 0 | 0 | 0
NY New Units MER Rate Limit v3.1 | 872 | 7350 | MACT Fuel Choice Floor in lbs/MMBtu | FALSE | L | Annual | Allowances Banked | lbs | 0 | 0 | 0 | 0 | 0 | 0 | 0
NY New Units MER Rate Limit v3.1 | 872 | 7350 | MACT Fuel Choice Floor in lbs/MMBtu | FALSE | L | Annual | Allowances Withdrawn (1:1) | lbs | 0 | 0 | 0 | 0 | 0 | 0 | 0
NY New Units MER Rate Limit v3.1 | 872 | 7350 | MACT Fuel Choice Floor in lbs/MMBtu | FALSE | L | Annual | Allowances Withdrawn (n:1) | lbs | 0 | 0 | 0 | 0 | 0 | 0 | 0
NY New Units MER Rate Limit v3.1 | 872 | 7350 | MACT Fuel Choice Floor in lbs/MMBtu | FALSE | L | Annual | Net Emissions Allowance Position | lbs | 0 | 0 | 0 | 0 | 0 | 0 | 0
NY New Units MER Rate Limit v3.1 | 872 | 7350 | MACT Fuel Choice Floor in lbs/MMBtu | FALSE | L | Annual | Fuel Consumed | TBtu | 0 | 0 | 0 | 0 | 0 | 0 | 0
NY New Units MER Rate Limit v3.1 | 872 | 7350 | MACT Fuel Choice Floor in lbs/MMBtu | FALSE | L | Annual | Rate | lb/MMBtu | 0 | 0 | 0 | 0 | 0 | 0 | 0
NY New Units MER Rate Limit v3.1 | 872 | 7350 | MACT Fuel Choice Floor in lbs/MMBtu | FALSE | L | Annual | Generation | TWh | 0 | 0 | 0 | 0 | 0 | 0 | 0
NY New Units MER Rate Limit v3.1 | 872 | 7350 | MACT Fuel Choice Floor in lbs/MMBtu | FALSE | L | Annual | Qualifying Generation | TWh | 0 | 0 | 0 | 0 | 0 | 0 | 0
NY New Units MER Rate Limit v3.1 | 872 | 7350 | MACT Fuel Choice Floor in lbs/MMBtu | FALSE | L | Annual | Constraint Shadow Price | US2022$/Lb | 0 | 0 | 0 | 0 | 0 | 0 | 0
NY New Units MER Rate Limit v3.1 | 873 | 7350 | MACT Fuel Choice Floor in lbs/MMBtu | FALSE | L | Annual | Seasons Included | Seasons | Winter, Spring, Summer, Fall | Winter, Spring, Summer, Fall | Winter, Spring, Summer, Fall | Winter, Spring, Summer, Fall | Winter, Spring, Summer, Fall | Winter, Spring, Summer, Fall | Winter, Spring, Summer, Fall
NY New Units MER Rate Limit v3.1 | 873 | 7350 | MACT Fuel Choice Floor in lbs/MMBtu | FALSE | L | Annual | Emission Floor | lbs/MMBtu | 6e-07 | 6e-07 | 6e-07 | 6e-07 | 6e-07 | 6e-07 | 6e-07
NY New Units MER Rate Limit v3.1 | 873 | 7350 | MACT Fuel Choice Floor in lbs/MMBtu | FALSE | L | Annual | Emissions at Affected Plants MER | lbs | 0 | 0 | 0 | 0 | 0 | 0 | 0
NY New Units MER Rate Limit v3.1 | 873 | 7350 | MACT Fuel Choice Floor in lbs/MMBtu | FALSE | L | Annual | Allowances Purchased MER | lbs | 0 | 0 | 0 | 0 | 0 | 0 | 0
NY New Units MER Rate Limit v3.1 | 873 | 7350 | MACT Fuel Choice Floor in lbs/MMBtu | FALSE | L | Annual | Allowances Sold MER | lbs | 0 | 0 | 0 | 0 | 0 | 0 | 0
NY New Units MER Rate Limit v3.1 | 873 | 7350 | MACT Fuel Choice Floor in lbs/MMBtu | FALSE | L | Annual | Allowances Banked | lbs | 0 | 0 | 0 | 0 | 0 | 0 | 0
NY New Units MER Rate Limit v3.1 | 873 | 7350 | MACT Fuel Choice Floor in lbs/MMBtu | FALSE | L | Annual | Allowances Withdrawn (1:1) | lbs | 0 | 0 | 0 | 0 | 0 | 0 | 0
NY New Units MER Rate Limit v3.1 | 873 | 7350 | MACT Fuel Choice Floor in lbs/MMBtu | FALSE | L | Annual | Allowances Withdrawn (n:1) | lbs | 0 | 0 | 0 | 0 | 0 | 0 | 0
NY New Units MER Rate Limit v3.1 | 873 | 7350 | MACT Fuel Choice Floor in lbs/MMBtu | FALSE | L | Annual | Net Emissions Allowance Position | lbs | 0 | 0 | 0 | 0 | 0 | 0 | 0
NY New Units MER Rate Limit v3.1 | 873 | 7350 | MACT Fuel Choice Floor in lbs/MMBtu | FALSE | L | Annual | Fuel Consumed | TBtu | 0 | 0 | 0 | 0 | 0 | 0 | 0
NY New Units MER Rate Limit v3.1 | 873 | 7350 | MACT Fuel Choice Floor in lbs/MMBtu | FALSE | L | Annual | Rate | lb/MMBtu | 0 | 0 | 0 | 0 | 0 | 0 | 0
NY New Units MER Rate Limit v3.1 | 873 | 7350 | MACT Fuel Choice Floor in lbs/MMBtu | FALSE | L | Annual | Generation | TWh | 0 | 0 | 0 | 0 | 0 | 0 | 0
NY New Units MER Rate Limit v3.1 | 873 | 7350 | MACT Fuel Choice Floor in lbs/MMBtu | FALSE | L | Annual | Qualifying Generation | TWh | 0 | 0 | 0 | 0 | 0 | 0 | 0
NY New Units MER Rate Limit v3.1 | 873 | 7350 | MACT Fuel Choice Floor in lbs/MMBtu | FALSE | L | Annual | Constraint Shadow Price | US2022$/Lb | 0 | 0 | 0 | 0 | 0 | 0 | 0
NY New Units MER Rate Limit v3.1 | 874 | 7350 | MACT Fuel Choice Floor in lbs/MMBtu | FALSE | L | Annual | Seasons Included | Seasons | Winter, Spring, Summer, Fall | Winter, Spring, Summer, Fall | Winter, Spring, Summer, Fall | Winter, Spring, Summer, Fall | Winter, Spring, Summer, Fall | Winter, Spring, Summer, Fall | Winter, Spring, Summer, Fall
NY New Units MER Rate Limit v3.1 | 874 | 7350 | MACT Fuel Choice Floor in lbs/MMBtu | FALSE | L | Annual | Emission Floor | lbs/MMBtu | 6e-07 | 6e-07 | 6e-07 | 6e-07 | 6e-07 | 6e-07 | 6e-07
NY New Units MER Rate Limit v3.1 | 874 | 7350 | MACT Fuel Choice Floor in lbs/MMBtu | FALSE | L | Annual | Emissions at Affected Plants MER | lbs | 0 | 0 | 0 | 0 | 0 | 0 | 0
NY New Units MER Rate Limit v3.1 | 874 | 7350 | MACT Fuel Choice Floor in lbs/MMBtu | FALSE | L | Annual | Allowances Purchased MER | lbs | 0 | 0 | 0 | 0 | 0 | 0 | 0
NY New Units MER Rate Limit v3.1 | 874 | 7350 | MACT Fuel Choice Floor in lbs/MMBtu | FALSE | L | Annual | Allowances Sold MER | lbs | 0 | 0 | 0 | 0 | 0 | 0 | 0
NY New Units MER Rate Limit v3.1 | 874 | 7350 | MACT Fuel Choice Floor in lbs/MMBtu | FALSE | L | Annual | Allowances Banked | lbs | 0 | 0 | 0 | 0 | 0 | 0 | 0
NY New Units MER Rate Limit v3.1 | 874 | 7350 | MACT Fuel Choice Floor in lbs/MMBtu | FALSE | L | Annual | Allowances Withdrawn (1:1) | lbs | 0 | 0 | 0 | 0 | 0 | 0 | 0
NY New Units MER Rate Limit v3.1 | 874 | 7350 | MACT Fuel Choice Floor in lbs/MMBtu | FALSE | L | Annual | Allowances Withdrawn (n:1) | lbs | 0 | 0 | 0 | 0 | 0 | 0 | 0
NY New Units MER Rate Limit v3.1 | 874 | 7350 | MACT Fuel Choice Floor in lbs/MMBtu | FALSE | L | Annual | Net Emissions Allowance Position | lbs | 0 | 0 | 0 | 0 | 0 | 0 | 0
NY New Units MER Rate Limit v3.1 | 874 | 7350 | MACT Fuel Choice Floor in lbs/MMBtu | FALSE | L | Annual | Fuel Consumed | TBtu | 0 | 0 | 0 | 0 | 0 | 0 | 0
NY New Units MER Rate Limit v3.1 | 874 | 7350 | MACT Fuel Choice Floor in lbs/MMBtu | FALSE | L | Annual | Rate | lb/MMBtu | 0 | 0 | 0 | 0 | 0 | 0 | 0
NY New Units MER Rate Limit v3.1 | 874 | 7350 | MACT Fuel Choice Floor in lbs/MMBtu | FALSE | L | Annual | Generation | TWh | 0 | 0 | 0 | 0 | 0 | 0 | 0
NY New Units MER Rate Limit v3.1 | 874 | 7350 | MACT Fuel Choice Floor in lbs/MMBtu | FALSE | L | Annual | Qualifying Generation | TWh | 0 | 0 | 0 | 0 | 0 | 0 | 0
NY New Units MER Rate Limit v3.1 | 874 | 7350 | MACT Fuel Choice Floor in lbs/MMBtu | FALSE | L | Annual | Constraint Shadow Price | US2022$/Lb | 0 | 0 | 0 | 0 | 0 | 0 | 0
NY New Units MER Rate Limit v3.1 | 875 | 7350 | MACT Fuel Choice Floor in lbs/MMBtu | FALSE | L | Annual | Seasons Included | Seasons | Winter, Spring, Summer, Fall | Winter, Spring, Summer, Fall | Winter, Spring, Summer, Fall | Winter, Spring, Summer, Fall | Winter, Spring, Summer, Fall | Winter, Spring, Summer, Fall | Winter, Spring, Summer, Fall
NY New Units MER Rate Limit v3.1 | 875 | 7350 | MACT Fuel Choice Floor in lbs/MMBtu | FALSE | L | Annual | Emission Floor | lbs/MMBtu | 6e-07 | 6e-07 | 6e-07 | 6e-07 | 6e-07 | 6e-07 | 6e-07
NY New Units MER Rate Limit v3.1 | 875 | 7350 | MACT Fuel Choice Floor in lbs/MMBtu | FALSE | L | Annual | Emissions at Affected Plants MER | lbs | 0 | 0 | 0 | 0 | 0 | 0 | 0
NY New Units MER Rate Limit v3.1 | 875 | 7350 | MACT Fuel Choice Floor in lbs/MMBtu | FALSE | L | Annual | Allowances Purchased MER | lbs | 0 | 0 | 0 | 0 | 0 | 0 | 0
NY New Units MER Rate Limit v3.1 | 875 | 7350 | MACT Fuel Choice Floor in lbs/MMBtu | FALSE | L | Annual | Allowances Sold MER | lbs | 0 | 0 | 0 | 0 | 0 | 0 | 0
NY New Units MER Rate Limit v3.1 | 875 | 7350 | MACT Fuel Choice Floor in lbs/MMBtu | FALSE | L | Annual | Allowances Banked | lbs | 0 | 0 | 0 | 0 | 0 | 0 | 0
NY New Units MER Rate Limit v3.1 | 875 | 7350 | MACT Fuel Choice Floor in lbs/MMBtu | FALSE | L | Annual | Allowances Withdrawn (1:1) | lbs | 0 | 0 | 0 | 0 | 0 | 0 | 0
NY New Units MER Rate Limit v3.1 | 875 | 7350 | MACT Fuel Choice Floor in lbs/MMBtu | FALSE | L | Annual | Allowances Withdrawn (n:1) | lbs | 0 | 0 | 0 | 0 | 0 | 0 | 0
NY New Units MER Rate Limit v3.1 | 875 | 7350 | MACT Fuel Choice Floor in lbs/MMBtu | FALSE | L | Annual | Net Emissions Allowance Position | lbs | 0 | 0 | 0 | 0 | 0 | 0 | 0
NY New Units MER Rate Limit v3.1 | 875 | 7350 | MACT Fuel Choice Floor in lbs/MMBtu | FALSE | L | Annual | Fuel Consumed | TBtu | 0 | 0 | 0 | 0 | 0 | 0 | 0
NY New Units MER Rate Limit v3.1 | 875 | 7350 | MACT Fuel Choice Floor in lbs/MMBtu | FALSE | L | Annual | Rate | lb/MMBtu | 0 | 0 | 0 | 0 | 0 | 0 | 0
NY New Units MER Rate Limit v3.1 | 875 | 7350 | MACT Fuel Choice Floor in lbs/MMBtu | FALSE | L | Annual | Generation | TWh | 0 | 0 | 0 | 0 | 0 | 0 | 0
NY New Units MER Rate Limit v3.1 | 875 | 7350 | MACT Fuel Choice Floor in lbs/MMBtu | FALSE | L | Annual | Qualifying Generation | TWh | 0 | 0 | 0 | 0 | 0 | 0 | 0
NY New Units MER Rate Limit v3.1 | 875 | 7350 | MACT Fuel Choice Floor in lbs/MMBtu | FALSE | L | Annual | Constraint Shadow Price | US2022$/Lb | 0 | 0 | 0 | 0 | 0 | 0 | 0
NY New Units MER Rate Limit v3.1 | 876 | 7350 | MACT Fuel Choice Floor in lbs/MMBtu | FALSE | L | Annual | Seasons Included | Seasons | Winter, Spring, Summer, Fall | Winter, Spring, Summer, Fall | Winter, Spring, Summer, Fall | Winter, Spring, Summer, Fall | Winter, Spring, Summer, Fall | Winter, Spring, Summer, Fall | Winter, Spring, Summer, Fall
NY New Units MER Rate Limit v3.1 | 876 | 7350 | MACT Fuel Choice Floor in lbs/MMBtu | FALSE | L | Annual | Emission Floor | lbs/MMBtu | 6e-07 | 6e-07 | 6e-07 | 6e-07 | 6e-07 | 6e-07 | 6e-07
NY New Units MER Rate Limit v3.1 | 876 | 7350 | MACT Fuel Choice Floor in lbs/MMBtu | FALSE | L | Annual | Emissions at Affected Plants MER | lbs | 0 | 0 | 0 | 0 | 0 | 0 | 0
NY New Units MER Rate Limit v3.1 | 876 | 7350 | MACT Fuel Choice Floor in lbs/MMBtu | FALSE | L | Annual | Allowances Purchased MER | lbs | 0 | 0 | 0 | 0 | 0 | 0 | 0
NY New Units MER Rate Limit v3.1 | 876 | 7350 | MACT Fuel Choice Floor in lbs/MMBtu | FALSE | L | Annual | Allowances Sold MER | lbs | 0 | 0 | 0 | 0 | 0 | 0 | 0
NY New Units MER Rate Limit v3.1 | 876 | 7350 | MACT Fuel Choice Floor in lbs/MMBtu | FALSE | L | Annual | Allowances Banked | lbs | 0 | 0 | 0 | 0 | 0 | 0 | 0
NY New Units MER Rate Limit v3.1 | 876 | 7350 | MACT Fuel Choice Floor in lbs/MMBtu | FALSE | L | Annual | Allowances Withdrawn (1:1) | lbs | 0 | 0 | 0 | 0 | 0 | 0 | 0
NY New Units MER Rate Limit v3.1 | 876 | 7350 | MACT Fuel Choice Floor in lbs/MMBtu | FALSE | L | Annual | Allowances Withdrawn (n:1) | lbs | 0 | 0 | 0 | 0 | 0 | 0 | 0
NY New Units MER Rate Limit v3.1 | 876 | 7350 | MACT Fuel Choice Floor in lbs/MMBtu | FALSE | L | Annual | Net Emissions Allowance Position | lbs | 0 | 0 | 0 | 0 | 0 | 0 | 0
NY New Units MER Rate Limit v3.1 | 876 | 7350 | MACT Fuel Choice Floor in lbs/MMBtu | FALSE | L | Annual | Fuel Consumed | TBtu | 0 | 0 | 0 | 0 | 0 | 0 | 0
NY New Units MER Rate Limit v3.1 | 876 | 7350 | MACT Fuel Choice Floor in lbs/MMBtu | FALSE | L | Annual | Rate | lb/MMBtu | 0 | 0 | 0 | 0 | 0 | 0 | 0
NY New Units MER Rate Limit v3.1 | 876 | 7350 | MACT Fuel Choice Floor in lbs/MMBtu | FALSE | L | Annual | Generation | TWh | 0 | 0 | 0 | 0 | 0 | 0 | 0
NY New Units MER Rate Limit v3.1 | 876 | 7350 | MACT Fuel Choice Floor in lbs/MMBtu | FALSE | L | Annual | Qualifying Generation | TWh | 0 | 0 | 0 | 0 | 0 | 0 | 0
NY New Units MER Rate Limit v3.1 | 876 | 7350 | MACT Fuel Choice Floor in lbs/MMBtu | FALSE | L | Annual | Constraint Shadow Price | US2022$/Lb | 0 | 0 | 0 | 0 | 0 | 0 | 0
NY New Units MER Rate Limit v3.1 | 877 | 7350 | MACT Fuel Choice Floor in lbs/MMBtu | FALSE | L | Annual | Seasons Included | Seasons | Winter, Spring, Summer, Fall | Winter, Spring, Summer, Fall | Winter, Spring, Summer, Fall | Winter, Spring, Summer, Fall | Winter, Spring, Summer, Fall | Winter, Spring, Summer, Fall | Winter, Spring, Summer, Fall
NY New Units MER Rate Limit v3.1 | 877 | 7350 | MACT Fuel Choice Floor in lbs/MMBtu | FALSE | L | Annual | Emission Floor | lbs/MMBtu | 6e-07 | 6e-07 | 6e-07 | 6e-07 | 6e-07 | 6e-07 | 6e-07
NY New Units MER Rate Limit v3.1 | 877 | 7350 | MACT Fuel Choice Floor in lbs/MMBtu | FALSE | L | Annual | Emissions at Affected Plants MER | lbs | 0 | 0 | 0 | 0 | 0 | 0 | 0
NY New Units MER Rate Limit v3.1 | 877 | 7350 | MACT Fuel Choice Floor in lbs/MMBtu | FALSE | L | Annual | Allowances Purchased MER | lbs | 0 | 0 | 0 | 0 | 0 | 0 | 0
NY New Units MER Rate Limit v3.1 | 877 | 7350 | MACT Fuel Choice Floor in lbs/MMBtu | FALSE | L | Annual | Allowances Sold MER | lbs | 0 | 0 | 0 | 0 | 0 | 0 | 0
NY New Units MER Rate Limit v3.1 | 877 | 7350 | MACT Fuel Choice Floor in lbs/MMBtu | FALSE | L | Annual | Allowances Banked | lbs | 0 | 0 | 0 | 0 | 0 | 0 | 0
NY New Units MER Rate Limit v3.1 | 877 | 7350 | MACT Fuel Choice Floor in lbs/MMBtu | FALSE | L | Annual | Allowances Withdrawn (1:1) | lbs | 0 | 0 | 0 | 0 | 0 | 0 | 0
NY New Units MER Rate Limit v3.1 | 877 | 7350 | MACT Fuel Choice Floor in lbs/MMBtu | FALSE | L | Annual | Allowances Withdrawn (n:1) | lbs | 0 | 0 | 0 | 0 | 0 | 0 | 0
NY New Units MER Rate Limit v3.1 | 877 | 7350 | MACT Fuel Choice Floor in lbs/MMBtu | FALSE | L | Annual | Net Emissions Allowance Position | lbs | 0 | 0 | 0 | 0 | 0 | 0 | 0
NY New Units MER Rate Limit v3.1 | 877 | 7350 | MACT Fuel Choice Floor in lbs/MMBtu | FALSE | L | Annual | Fuel Consumed | TBtu | 0 | 0 | 0 | 0 | 0 | 0 | 0
NY New Units MER Rate Limit v3.1 | 877 | 7350 | MACT Fuel Choice Floor in lbs/MMBtu | FALSE | L | Annual | Rate | lb/MMBtu | 0 | 0 | 0 | 0 | 0 | 0 | 0
NY New Units MER Rate Limit v3.1 | 877 | 7350 | MACT Fuel Choice Floor in lbs/MMBtu | FALSE | L | Annual | Generation | TWh | 0 | 0 | 0 | 0 | 0 | 0 | 0
NY New Units MER Rate Limit v3.1 | 877 | 7350 | MACT Fuel Choice Floor in lbs/MMBtu | FALSE | L | Annual | Qualifying Generation | TWh | 0 | 0 | 0 | 0 | 0 | 0 | 0
NY New Units MER Rate Limit v3.1 | 877 | 7350 | MACT Fuel Choice Floor in lbs/MMBtu | FALSE | L | Annual | Constraint Shadow Price | US2022$/Lb | 0 | 0 | 0 | 0 | 0 | 0 | 0
NY New Units MER Rate Limit v3.1 | 878 | 7350 | MACT Fuel Choice Floor in lbs/MMBtu | FALSE | L | Annual | Seasons Included | Seasons | Winter, Spring, Summer, Fall | Winter, Spring, Summer, Fall | Winter, Spring, Summer, Fall | Winter, Spring, Summer, Fall | Winter, Spring, Summer, Fall | Winter, Spring, Summer, Fall | Winter, Spring, Summer, Fall
NY New Units MER Rate Limit v3.1 | 878 | 7350 | MACT Fuel Choice Floor in lbs/MMBtu | FALSE | L | Annual | Emission Floor | lbs/MMBtu | 6e-07 | 6e-07 | 6e-07 | 6e-07 | 6e-07 | 6e-07 | 6e-07
NY New Units MER Rate Limit v3.1 | 878 | 7350 | MACT Fuel Choice Floor in lbs/MMBtu | FALSE | L | Annual | Emissions at Affected Plants MER | lbs | 0 | 0 | 0 | 0 | 0 | 0 | 0
NY New Units MER Rate Limit v3.1 | 878 | 7350 | MACT Fuel Choice Floor in lbs/MMBtu | FALSE | L | Annual | Allowances Purchased MER | lbs | 0 | 0 | 0 | 0 | 0 | 0 | 0
NY New Units MER Rate Limit v3.1 | 878 | 7350 | MACT Fuel Choice Floor in lbs/MMBtu | FALSE | L | Annual | Allowances Sold MER | lbs | 0 | 0 | 0 | 0 | 0 | 0 | 0
NY New Units MER Rate Limit v3.1 | 878 | 7350 | MACT Fuel Choice Floor in lbs/MMBtu | FALSE | L | Annual | Allowances Banked | lbs | 0 | 0 | 0 | 0 | 0 | 0 | 0
NY New Units MER Rate Limit v3.1 | 878 | 7350 | MACT Fuel Choice Floor in lbs/MMBtu | FALSE | L | Annual | Allowances Withdrawn (1:1) | lbs | 0 | 0 | 0 | 0 | 0 | 0 | 0
NY New Units MER Rate Limit v3.1 | 878 | 7350 | MACT Fuel Choice Floor in lbs/MMBtu | FALSE | L | Annual | Allowances Withdrawn (n:1) | lbs | 0 | 0 | 0 | 0 | 0 | 0 | 0
NY New Units MER Rate Limit v3.1 | 878 | 7350 | MACT Fuel Choice Floor in lbs/MMBtu | FALSE | L | Annual | Net Emissions Allowance Position | lbs | 0 | 0 | 0 | 0 | 0 | 0 | 0
NY New Units MER Rate Limit v3.1 | 878 | 7350 | MACT Fuel Choice Floor in lbs/MMBtu | FALSE | L | Annual | Fuel Consumed | TBtu | 0 | 0 | 0 | 0 | 0 | 0 | 0
NY New Units MER Rate Limit v3.1 | 878 | 7350 | MACT Fuel Choice Floor in lbs/MMBtu | FALSE | L | Annual | Rate | lb/MMBtu | 0 | 0 | 0 | 0 | 0 | 0 | 0
NY New Units MER Rate Limit v3.1 | 878 | 7350 | MACT Fuel Choice Floor in lbs/MMBtu | FALSE | L | Annual | Generation | TWh | 0 | 0 | 0 | 0 | 0 | 0 | 0
NY New Units MER Rate Limit v3.1 | 878 | 7350 | MACT Fuel Choice Floor in lbs/MMBtu | FALSE | L | Annual | Qualifying Generation | TWh | 0 | 0 | 0 | 0 | 0 | 0 | 0
NY New Units MER Rate Limit v3.1 | 878 | 7350 | MACT Fuel Choice Floor in lbs/MMBtu | FALSE | L | Annual | Constraint Shadow Price | US2022$/Lb | 0 | 0 | 0 | 0 | 0 | 0 | 0
NY New Units MER Rate Limit v3.1 | 879 | 7350 | MACT Fuel Choice Floor in lbs/MMBtu | FALSE | L | Annual | Seasons Included | Seasons | Winter, Spring, Summer, Fall | Winter, Spring, Summer, Fall | Winter, Spring, Summer, Fall | Winter, Spring, Summer, Fall | Winter, Spring, Summer, Fall | Winter, Spring, Summer, Fall | Winter, Spring, Summer, Fall
NY New Units MER Rate Limit v3.1 | 879 | 7350 | MACT Fuel Choice Floor in lbs/MMBtu | FALSE | L | Annual | Emission Floor | lbs/MMBtu | 6e-07 | 6e-07 | 6e-07 | 6e-07 | 6e-07 | 6e-07 | 6e-07
NY New Units MER Rate Limit v3.1 | 879 | 7350 | MACT Fuel Choice Floor in lbs/MMBtu | FALSE | L | Annual | Emissions at Affected Plants MER | lbs | 0 | 0 | 0 | 0 | 0 | 0 | 0
NY New Units MER Rate Limit v3.1 | 879 | 7350 | MACT Fuel Choice Floor in lbs/MMBtu | FALSE | L | Annual | Allowances Purchased MER | lbs | 0 | 0 | 0 | 0 | 0 | 0 | 0
NY New Units MER Rate Limit v3.1 | 879 | 7350 | MACT Fuel Choice Floor in lbs/MMBtu | FALSE | L | Annual | Allowances Sold MER | lbs | 0 | 0 | 0 | 0 | 0 | 0 | 0
NY New Units MER Rate Limit v3.1 | 879 | 7350 | MACT Fuel Choice Floor in lbs/MMBtu | FALSE | L | Annual | Allowances Banked | lbs | 0 | 0 | 0 | 0 | 0 | 0 | 0
NY New Units MER Rate Limit v3.1 | 879 | 7350 | MACT Fuel Choice Floor in lbs/MMBtu | FALSE | L | Annual | Allowances Withdrawn (1:1) | lbs | 0 | 0 | 0 | 0 | 0 | 0 | 0
NY New Units MER Rate Limit v3.1 | 879 | 7350 | MACT Fuel Choice Floor in lbs/MMBtu | FALSE | L | Annual | Allowances Withdrawn (n:1) | lbs | 0 | 0 | 0 | 0 | 0 | 0 | 0
NY New Units MER Rate Limit v3.1 | 879 | 7350 | MACT Fuel Choice Floor in lbs/MMBtu | FALSE | L | Annual | Net Emissions Allowance Position | lbs | 0 | 0 | 0 | 0 | 0 | 0 | 0
NY New Units MER Rate Limit v3.1 | 879 | 7350 | MACT Fuel Choice Floor in lbs/MMBtu | FALSE | L | Annual | Fuel Consumed | TBtu | 0 | 0 | 0 | 0 | 0 | 0 | 0
NY New Units MER Rate Limit v3.1 | 879 | 7350 | MACT Fuel Choice Floor in lbs/MMBtu | FALSE | L | Annual | Rate | lb/MMBtu | 0 | 0 | 0 | 0 | 0 | 0 | 0
NY New Units MER Rate Limit v3.1 | 879 | 7350 | MACT Fuel Choice Floor in lbs/MMBtu | FALSE | L | Annual | Generation | TWh | 0 | 0 | 0 | 0 | 0 | 0 | 0
NY New Units MER Rate Limit v3.1 | 879 | 7350 | MACT Fuel Choice Floor in lbs/MMBtu | FALSE | L | Annual | Qualifying Generation | TWh | 0 | 0 | 0 | 0 | 0 | 0 | 0
NY New Units MER Rate Limit v3.1 | 879 | 7350 | MACT Fuel Choice Floor in lbs/MMBtu | FALSE | L | Annual | Constraint Shadow Price | US2022$/Lb | 0 | 0 | 0 | 0 | 0 | 0 | 0
NY New Units MER Rate Limit v3.1 | 880 | 7350 | MACT Fuel Choice Floor in lbs/MMBtu | FALSE | L | Annual | Seasons Included | Seasons | Winter, Spring, Summer, Fall | Winter, Spring, Summer, Fall | Winter, Spring, Summer, Fall | Winter, Spring, Summer, Fall | Winter, Spring, Summer, Fall | Winter, Spring, Summer, Fall | Winter, Spring, Summer, Fall
NY New Units MER Rate Limit v3.1 | 880 | 7350 | MACT Fuel Choice Floor in lbs/MMBtu | FALSE | L | Annual | Emission Floor | lbs/MMBtu | 6e-07 | 6e-07 | 6e-07 | 6e-07 | 6e-07 | 6e-07 | 6e-07
NY New Units MER Rate Limit v3.1 | 880 | 7350 | MACT Fuel Choice Floor in lbs/MMBtu | FALSE | L | Annual | Emissions at Affected Plants MER | lbs | 0 | 0 | 0 | 0 | 0 | 0 | 0
NY New Units MER Rate Limit v3.1 | 880 | 7350 | MACT Fuel Choice Floor in lbs/MMBtu | FALSE | L | Annual | Allowances Purchased MER | lbs | 0 | 0 | 0 | 0 | 0 | 0 | 0
NY New Units MER Rate Limit v3.1 | 880 | 7350 | MACT Fuel Choice Floor in lbs/MMBtu | FALSE | L | Annual | Allowances Sold MER | lbs | 0 | 0 | 0 | 0 | 0 | 0 | 0
NY New Units MER Rate Limit v3.1 | 880 | 7350 | MACT Fuel Choice Floor in lbs/MMBtu | FALSE | L | Annual | Allowances Banked | lbs | 0 | 0 | 0 | 0 | 0 | 0 | 0
NY New Units MER Rate Limit v3.1 | 880 | 7350 | MACT Fuel Choice Floor in lbs/MMBtu | FALSE | L | Annual | Allowances Withdrawn (1:1) | lbs | 0 | 0 | 0 | 0 | 0 | 0 | 0
NY New Units MER Rate Limit v3.1 | 880 | 7350 | MACT Fuel Choice Floor in lbs/MMBtu | FALSE | L | Annual | Allowances Withdrawn (n:1) | lbs | 0 | 0 | 0 | 0 | 0 | 0 | 0
NY New Units MER Rate Limit v3.1 | 880 | 7350 | MACT Fuel Choice Floor in lbs/MMBtu | FALSE | L | Annual | Net Emissions Allowance Position | lbs | 0 | 0 | 0 | 0 | 0 | 0 | 0
NY New Units MER Rate Limit v3.1 | 880 | 7350 | MACT Fuel Choice Floor in lbs/MMBtu | FALSE | L | Annual | Fuel Consumed | TBtu | 0 | 0 | 0 | 0 | 0 | 0 | 0
NY New Units MER Rate Limit v3.1 | 880 | 7350 | MACT Fuel Choice Floor in lbs/MMBtu | FALSE | L | Annual | Rate | lb/MMBtu | 0 | 0 | 0 | 0 | 0 | 0 | 0
NY New Units MER Rate Limit v3.1 | 880 | 7350 | MACT Fuel Choice Floor in lbs/MMBtu | FALSE | L | Annual | Generation | TWh | 0 | 0 | 0 | 0 | 0 | 0 | 0
NY New Units MER Rate Limit v3.1 | 880 | 7350 | MACT Fuel Choice Floor in lbs/MMBtu | FALSE | L | Annual | Qualifying Generation | TWh | 0 | 0 | 0 | 0 | 0 | 0 | 0
NY New Units MER Rate Limit v3.1 | 880 | 7350 | MACT Fuel Choice Floor in lbs/MMBtu | FALSE | L | Annual | Constraint Shadow Price | US2022$/Lb | 0 | 0 | 0 | 0 | 0 | 0 | 0
NY New Units MER Rate Limit v3.1 | 881 | 7350 | MACT Fuel Choice Floor in lbs/MMBtu | FALSE | L | Annual | Seasons Included | Seasons | Winter, Spring, Summer, Fall | Winter, Spring, Summer, Fall | Winter, Spring, Summer, Fall | Winter, Spring, Summer, Fall | Winter, Spring, Summer, Fall | Winter, Spring, Summer, Fall | Winter, Spring, Summer, Fall
NY New Units MER Rate Limit v3.1 | 881 | 7350 | MACT Fuel Choice Floor in lbs/MMBtu | FALSE | L | Annual | Emission Floor | lbs/MMBtu | 6e-07 | 6e-07 | 6e-07 | 6e-07 | 6e-07 | 6e-07 | 6e-07
NY New Units MER Rate Limit v3.1 | 881 | 7350 | MACT Fuel Choice Floor in lbs/MMBtu | FALSE | L | Annual | Emissions at Affected Plants MER | lbs | 0 | 0 | 0 | 0 | 0 | 0 | 0
NY New Units MER Rate Limit v3.1 | 881 | 7350 | MACT Fuel Choice Floor in lbs/MMBtu | FALSE | L | Annual | Allowances Purchased MER | lbs | 0 | 0 | 0 | 0 | 0 | 0 | 0
NY New Units MER Rate Limit v3.1 | 881 | 7350 | MACT Fuel Choice Floor in lbs/MMBtu | FALSE | L | Annual | Allowances Sold MER | lbs | 0 | 0 | 0 | 0 | 0 | 0 | 0
NY New Units MER Rate Limit v3.1 | 881 | 7350 | MACT Fuel Choice Floor in lbs/MMBtu | FALSE | L | Annual | Allowances Banked | lbs | 0 | 0 | 0 | 0 | 0 | 0 | 0
NY New Units MER Rate Limit v3.1 | 881 | 7350 | MACT Fuel Choice Floor in lbs/MMBtu | FALSE | L | Annual | Allowances Withdrawn (1:1) | lbs | 0 | 0 | 0 | 0 | 0 | 0 | 0
NY New Units MER Rate Limit v3.1 | 881 | 7350 | MACT Fuel Choice Floor in lbs/MMBtu | FALSE | L | Annual | Allowances Withdrawn (n:1) | lbs | 0 | 0 | 0 | 0 | 0 | 0 | 0
NY New Units MER Rate Limit v3.1 | 881 | 7350 | MACT Fuel Choice Floor in lbs/MMBtu | FALSE | L | Annual | Net Emissions Allowance Position | lbs | 0 | 0 | 0 | 0 | 0 | 0 | 0
NY New Units MER Rate Limit v3.1 | 881 | 7350 | MACT Fuel Choice Floor in lbs/MMBtu | FALSE | L | Annual | Fuel Consumed | TBtu | 0 | 0 | 0 | 0 | 0 | 0 | 0
NY New Units MER Rate Limit v3.1 | 881 | 7350 | MACT Fuel Choice Floor in lbs/MMBtu | FALSE | L | Annual | Rate | lb/MMBtu | 0 | 0 | 0 | 0 | 0 | 0 | 0
NY New Units MER Rate Limit v3.1 | 881 | 7350 | MACT Fuel Choice Floor in lbs/MMBtu | FALSE | L | Annual | Generation | TWh | 0 | 0 | 0 | 0 | 0 | 0 | 0
NY New Units MER Rate Limit v3.1 | 881 | 7350 | MACT Fuel Choice Floor in lbs/MMBtu | FALSE | L | Annual | Qualifying Generation | TWh | 0 | 0 | 0 | 0 | 0 | 0 | 0
NY New Units MER Rate Limit v3.1 | 881 | 7350 | MACT Fuel Choice Floor in lbs/MMBtu | FALSE | L | Annual | Constraint Shadow Price | US2022$/Lb | 0 | 0 | 0 | 0 | 0 | 0 | 0
NY New Units MER Rate Limit v3.1 | 882 | 7350 | MACT Fuel Choice Floor in lbs/MMBtu | FALSE | L | Annual | Seasons Included | Seasons | Winter, Spring, Summer, Fall | Winter, Spring, Summer, Fall | Winter, Spring, Summer, Fall | Winter, Spring, Summer, Fall | Winter, Spring, Summer, Fall | Winter, Spring, Summer, Fall | Winter, Spring, Summer, Fall
NY New Units MER Rate Limit v3.1 | 882 | 7350 | MACT Fuel Choice Floor in lbs/MMBtu | FALSE | L | Annual | Emission Floor | lbs/MMBtu | 6e-07 | 6e-07 | 6e-07 | 6e-07 | 6e-07 | 6e-07 | 6e-07
NY New Units MER Rate Limit v3.1 | 882 | 7350 | MACT Fuel Choice Floor in lbs/MMBtu | FALSE | L | Annual | Emissions at Affected Plants MER | lbs | 0 | 0 | 0 | 0 | 0 | 0 | 0
NY New Units MER Rate Limit v3.1 | 882 | 7350 | MACT Fuel Choice Floor in lbs/MMBtu | FALSE | L | Annual | Allowances Purchased MER | lbs | 0 | 0 | 0 | 0 | 0 | 0 | 0
NY New Units MER Rate Limit v3.1 | 882 | 7350 | MACT Fuel Choice Floor in lbs/MMBtu | FALSE | L | Annual | Allowances Sold MER | lbs | 0 | 0 | 0 | 0 | 0 | 0 | 0
NY New Units MER Rate Limit v3.1 | 882 | 7350 | MACT Fuel Choice Floor in lbs/MMBtu | FALSE | L | Annual | Allowances Banked | lbs | 0 | 0 | 0 | 0 | 0 | 0 | 0
NY New Units MER Rate Limit v3.1 | 882 | 7350 | MACT Fuel Choice Floor in lbs/MMBtu | FALSE | L | Annual | Allowances Withdrawn (1:1) | lbs | 0 | 0 | 0 | 0 | 0 | 0 | 0
NY New Units MER Rate Limit v3.1 | 882 | 7350 | MACT Fuel Choice Floor in lbs/MMBtu | FALSE | L | Annual | Allowances Withdrawn (n:1) | lbs | 0 | 0 | 0 | 0 | 0 | 0 | 0
NY New Units MER Rate Limit v3.1 | 882 | 7350 | MACT Fuel Choice Floor in lbs/MMBtu | FALSE | L | Annual | Net Emissions Allowance Position | lbs | 0 | 0 | 0 | 0 | 0 | 0 | 0
NY New Units MER Rate Limit v3.1 | 882 | 7350 | MACT Fuel Choice Floor in lbs/MMBtu | FALSE | L | Annual | Fuel Consumed | TBtu | 0 | 0 | 0 | 0 | 0 | 0 | 0
NY New Units MER Rate Limit v3.1 | 882 | 7350 | MACT Fuel Choice Floor in lbs/MMBtu | FALSE | L | Annual | Rate | lb/MMBtu | 0 | 0 | 0 | 0 | 0 | 0 | 0
NY New Units MER Rate Limit v3.1 | 882 | 7350 | MACT Fuel Choice Floor in lbs/MMBtu | FALSE | L | Annual | Generation | TWh | 0 | 0 | 0 | 0 | 0 | 0 | 0
NY New Units MER Rate Limit v3.1 | 882 | 7350 | MACT Fuel Choice Floor in lbs/MMBtu | FALSE | L | Annual | Qualifying Generation | TWh | 0 | 0 | 0 | 0 | 0 | 0 | 0
NY New Units MER Rate Limit v3.1 | 882 | 7350 | MACT Fuel Choice Floor in lbs/MMBtu | FALSE | L | Annual | Constraint Shadow Price | US2022$/Lb | 0 | 0 | 0 | 0 | 0 | 0 | 0
NY New Units MER Rate Limit v3.1 | 883 | 7350 | MACT Fuel Choice Floor in lbs/MMBtu | FALSE | L | Annual | Seasons Included | Seasons | Winter, Spring, Summer, Fall | Winter, Spring, Summer, Fall | Winter, Spring, Summer, Fall | Winter, Spring, Summer, Fall | Winter, Spring, Summer, Fall | Winter, Spring, Summer, Fall | Winter, Spring, Summer, Fall
NY New Units MER Rate Limit v3.1 | 883 | 7350 | MACT Fuel Choice Floor in lbs/MMBtu | FALSE | L | Annual | Emission Floor | lbs/MMBtu | 6e-07 | 6e-07 | 6e-07 | 6e-07 | 6e-07 | 6e-07 | 6e-07
NY New Units MER Rate Limit v3.1 | 883 | 7350 | MACT Fuel Choice Floor in lbs/MMBtu | FALSE | L | Annual | Emissions at Affected Plants MER | lbs | 0 | 0 | 0 | 0 | 0 | 0 | 0
NY New Units MER Rate Limit v3.1 | 883 | 7350 | MACT Fuel Choice Floor in lbs/MMBtu | FALSE | L | Annual | Allowances Purchased MER | lbs | 0 | 0 | 0 | 0 | 0 | 0 | 0
NY New Units MER Rate Limit v3.1 | 883 | 7350 | MACT Fuel Choice Floor in lbs/MMBtu | FALSE | L | Annual | Allowances Sold MER | lbs | 0 | 0 | 0 | 0 | 0 | 0 | 0
NY New Units MER Rate Limit v3.1 | 883 | 7350 | MACT Fuel Choice Floor in lbs/MMBtu | FALSE | L | Annual | Allowances Banked | lbs | 0 | 0 | 0 | 0 | 0 | 0 | 0
NY New Units MER Rate Limit v3.1 | 883 | 7350 | MACT Fuel Choice Floor in lbs/MMBtu | FALSE | L | Annual | Allowances Withdrawn (1:1) | lbs | 0 | 0 | 0 | 0 | 0 | 0 | 0
NY New Units MER Rate Limit v3.1 | 883 | 7350 | MACT Fuel Choice Floor in lbs/MMBtu | FALSE | L | Annual | Allowances Withdrawn (n:1) | lbs | 0 | 0 | 0 | 0 | 0 | 0 | 0
NY New Units MER Rate Limit v3.1 | 883 | 7350 | MACT Fuel Choice Floor in lbs/MMBtu | FALSE | L | Annual | Net Emissions Allowance Position | lbs | 0 | 0 | 0 | 0 | 0 | 0 | 0
NY New Units MER Rate Limit v3.1 | 883 | 7350 | MACT Fuel Choice Floor in lbs/MMBtu | FALSE | L | Annual | Fuel Consumed | TBtu | 0 | 0 | 0 | 0 | 0 | 0 | 0
NY New Units MER Rate Limit v3.1 | 883 | 7350 | MACT Fuel Choice Floor in lbs/MMBtu | FALSE | L | Annual | Rate | lb/MMBtu | 0 | 0 | 0 | 0 | 0 | 0 | 0
NY New Units MER Rate Limit v3.1 | 883 | 7350 | MACT Fuel Choice Floor in lbs/MMBtu | FALSE | L | Annual | Generation | TWh | 0 | 0 | 0 | 0 | 0 | 0 | 0
NY New Units MER Rate Limit v3.1 | 883 | 7350 | MACT Fuel Choice Floor in lbs/MMBtu | FALSE | L | Annual | Qualifying Generation | TWh | 0 | 0 | 0 | 0 | 0 | 0 | 0
NY New Units MER Rate Limit v3.1 | 883 | 7350 | MACT Fuel Choice Floor in lbs/MMBtu | FALSE | L | Annual | Constraint Shadow Price | US2022$/Lb | 0 | 0 | 0 | 0 | 0 | 0 | 0
NY New Units MER Rate Limit v3.1 | 884 | 7350 | MACT Fuel Choice Floor in lbs/MMBtu | FALSE | L | Annual | Seasons Included | Seasons | Winter, Spring, Summer, Fall | Winter, Spring, Summer, Fall | Winter, Spring, Summer, Fall | Winter, Spring, Summer, Fall | Winter, Spring, Summer, Fall | Winter, Spring, Summer, Fall | Winter, Spring, Summer, Fall
NY New Units MER Rate Limit v3.1 | 884 | 7350 | MACT Fuel Choice Floor in lbs/MMBtu | FALSE | L | Annual | Emission Floor | lbs/MMBtu | 6e-07 | 6e-07 | 6e-07 | 6e-07 | 6e-07 | 6e-07 | 6e-07
NY New Units MER Rate Limit v3.1 | 884 | 7350 | MACT Fuel Choice Floor in lbs/MMBtu | FALSE | L | Annual | Emissions at Affected Plants MER | lbs | 0 | 0 | 0 | 0 | 0 | 0 | 0
NY New Units MER Rate Limit v3.1 | 884 | 7350 | MACT Fuel Choice Floor in lbs/MMBtu | FALSE | L | Annual | Allowances Purchased MER | lbs | 0 | 0 | 0 | 0 | 0 | 0 | 0
NY New Units MER Rate Limit v3.1 | 884 | 7350 | MACT Fuel Choice Floor in lbs/MMBtu | FALSE | L | Annual | Allowances Sold MER | lbs | 0 | 0 | 0 | 0 | 0 | 0 | 0
NY New Units MER Rate Limit v3.1 | 884 | 7350 | MACT Fuel Choice Floor in lbs/MMBtu | FALSE | L | Annual | Allowances Banked | lbs | 0 | 0 | 0 | 0 | 0 | 0 | 0
NY New Units MER Rate Limit v3.1 | 884 | 7350 | MACT Fuel Choice Floor in lbs/MMBtu | FALSE | L | Annual | Allowances Withdrawn (1:1) | lbs | 0 | 0 | 0 | 0 | 0 | 0 | 0
NY New Units MER Rate Limit v3.1 | 884 | 7350 | MACT Fuel Choice Floor in lbs/MMBtu | FALSE | L | Annual | Allowances Withdrawn (n:1) | lbs | 0 | 0 | 0 | 0 | 0 | 0 | 0
NY New Units MER Rate Limit v3.1 | 884 | 7350 | MACT Fuel Choice Floor in lbs/MMBtu | FALSE | L | Annual | Net Emissions Allowance Position | lbs | 0 | 0 | 0 | 0 | 0 | 0 | 0
NY New Units MER Rate Limit v3.1 | 884 | 7350 | MACT Fuel Choice Floor in lbs/MMBtu | FALSE | L | Annual | Fuel Consumed | TBtu | 0 | 0 | 0 | 0 | 0 | 0 | 0
NY New Units MER Rate Limit v3.1 | 884 | 7350 | MACT Fuel Choice Floor in lbs/MMBtu | FALSE | L | Annual | Rate | lb/MMBtu | 0 | 0 | 0 | 0 | 0 | 0 | 0
NY New Units MER Rate Limit v3.1 | 884 | 7350 | MACT Fuel Choice Floor in lbs/MMBtu | FALSE | L | Annual | Generation | TWh | 0 | 0 | 0 | 0 | 0 | 0 | 0
NY New Units MER Rate Limit v3.1 | 884 | 7350 | MACT Fuel Choice Floor in lbs/MMBtu | FALSE | L | Annual | Qualifying Generation | TWh | 0 | 0 | 0 | 0 | 0 | 0 | 0
NY New Units MER Rate Limit v3.1 | 884 | 7350 | MACT Fuel Choice Floor in lbs/MMBtu | FALSE | L | Annual | Constraint Shadow Price | US2022$/Lb | 0 | 0 | 0 | 0 | 0 | 0 | 0
NY New Units MER Rate Limit v3.1 | 885 | 7350 | MACT Fuel Choice Floor in lbs/MMBtu | FALSE | L | Annual | Seasons Included | Seasons | Winter, Spring, Summer, Fall | Winter, Spring, Summer, Fall | Winter, Spring, Summer, Fall | Winter, Spring, Summer, Fall | Winter, Spring, Summer, Fall | Winter, Spring, Summer, Fall | Winter, Spring, Summer, Fall
NY New Units MER Rate Limit v3.1 | 885 | 7350 | MACT Fuel Choice Floor in lbs/MMBtu | FALSE | L | Annual | Emission Floor | lbs/MMBtu | 6e-07 | 6e-07 | 6e-07 | 6e-07 | 6e-07 | 6e-07 | 6e-07
NY New Units MER Rate Limit v3.1 | 885 | 7350 | MACT Fuel Choice Floor in lbs/MMBtu | FALSE | L | Annual | Emissions at Affected Plants MER | lbs | 0 | 0 | 0 | 0 | 0 | 0 | 0
NY New Units MER Rate Limit v3.1 | 885 | 7350 | MACT Fuel Choice Floor in lbs/MMBtu | FALSE | L | Annual | Allowances Purchased MER | lbs | 0 | 0 | 0 | 0 | 0 | 0 | 0
NY New Units MER Rate Limit v3.1 | 885 | 7350 | MACT Fuel Choice Floor in lbs/MMBtu | FALSE | L | Annual | Allowances Sold MER | lbs | 0 | 0 | 0 | 0 | 0 | 0 | 0
NY New Units MER Rate Limit v3.1 | 885 | 7350 | MACT Fuel Choice Floor in lbs/MMBtu | FALSE | L | Annual | Allowances Banked | lbs | 0 | 0 | 0 | 0 | 0 | 0 | 0
NY New Units MER Rate Limit v3.1 | 885 | 7350 | MACT Fuel Choice Floor in lbs/MMBtu | FALSE | L | Annual | Allowances Withdrawn (1:1) | lbs | 0 | 0 | 0 | 0 | 0 | 0 | 0
NY New Units MER Rate Limit v3.1 | 885 | 7350 | MACT Fuel Choice Floor in lbs/MMBtu | FALSE | L | Annual | Allowances Withdrawn (n:1) | lbs | 0 | 0 | 0 | 0 | 0 | 0 | 0
NY New Units MER Rate Limit v3.1 | 885 | 7350 | MACT Fuel Choice Floor in lbs/MMBtu | FALSE | L | Annual | Net Emissions Allowance Position | lbs | 0 | 0 | 0 | 0 | 0 | 0 | 0
NY New Units MER Rate Limit v3.1 | 885 | 7350 | MACT Fuel Choice Floor in lbs/MMBtu | FALSE | L | Annual | Fuel Consumed | TBtu | 0 | 0 | 0 | 0 | 0 | 0 | 0
NY New Units MER Rate Limit v3.1 | 885 | 7350 | MACT Fuel Choice Floor in lbs/MMBtu | FALSE | L | Annual | Rate | lb/MMBtu | 0 | 0 | 0 | 0 | 0 | 0 | 0
NY New Units MER Rate Limit v3.1 | 885 | 7350 | MACT Fuel Choice Floor in lbs/MMBtu | FALSE | L | Annual | Generation | TWh | 0 | 0 | 0 | 0 | 0 | 0 | 0
NY New Units MER Rate Limit v3.1 | 885 | 7350 | MACT Fuel Choice Floor in lbs/MMBtu | FALSE | L | Annual | Qualifying Generation | TWh | 0 | 0 | 0 | 0 | 0 | 0 | 0
NY New Units MER Rate Limit v3.1 | 885 | 7350 | MACT Fuel Choice Floor in lbs/MMBtu | FALSE | L | Annual | Constraint Shadow Price | US2022$/Lb | 0 | 0 | 0 | 0 | 0 | 0 | 0
NY New Units MER Rate Limit v3.1 | 886 | 7350 | MACT Fuel Choice Floor in lbs/MMBtu | FALSE | L | Annual | Seasons Included | Seasons | Winter, Spring, Summer, Fall | Winter, Spring, Summer, Fall | Winter, Spring, Summer, Fall | Winter, Spring, Summer, Fall | Winter, Spring, Summer, Fall | Winter, Spring, Summer, Fall | Winter, Spring, Summer, Fall
NY New Units MER Rate Limit v3.1 | 886 | 7350 | MACT Fuel Choice Floor in lbs/MMBtu | FALSE | L | Annual | Emission Floor | lbs/MMBtu | 6e-07 | 6e-07 | 6e-07 | 6e-07 | 6e-07 | 6e-07 | 6e-07
NY New Units MER Rate Limit v3.1 | 886 | 7350 | MACT Fuel Choice Floor in lbs/MMBtu | FALSE | L | Annual | Emissions at Affected Plants MER | lbs | 0 | 0 | 0 | 0 | 0 | 0 | 0
NY New Units MER Rate Limit v3.1 | 886 | 7350 | MACT Fuel Choice Floor in lbs/MMBtu | FALSE | L | Annual | Allowances Purchased MER | lbs | 0 | 0 | 0 | 0 | 0 | 0 | 0
NY New Units MER Rate Limit v3.1 | 886 | 7350 | MACT Fuel Choice Floor in lbs/MMBtu | FALSE | L | Annual | Allowances Sold MER | lbs | 0 | 0 | 0 | 0 | 0 | 0 | 0
NY New Units MER Rate Limit v3.1 | 886 | 7350 | MACT Fuel Choice Floor in lbs/MMBtu | FALSE | L | Annual | Allowances Banked | lbs | 0 | 0 | 0 | 0 | 0 | 0 | 0
NY New Units MER Rate Limit v3.1 | 886 | 7350 | MACT Fuel Choice Floor in lbs/MMBtu | FALSE | L | Annual | Allowances Withdrawn (1:1) | lbs | 0 | 0 | 0 | 0 | 0 | 0 | 0
NY New Units MER Rate Limit v3.1 | 886 | 7350 | MACT Fuel Choice Floor in lbs/MMBtu | FALSE | L | Annual | Allowances Withdrawn (n:1) | lbs | 0 | 0 | 0 | 0 | 0 | 0 | 0
NY New Units MER Rate Limit v3.1 | 886 | 7350 | MACT Fuel Choice Floor in lbs/MMBtu | FALSE | L | Annual | Net Emissions Allowance Position | lbs | 0 | 0 | 0 | 0 | 0 | 0 | 0
NY New Units MER Rate Limit v3.1 | 886 | 7350 | MACT Fuel Choice Floor in lbs/MMBtu | FALSE | L | Annual | Fuel Consumed | TBtu | 0 | 0 | 0 | 0 | 0 | 0 | 0
NY New Units MER Rate Limit v3.1 | 886 | 7350 | MACT Fuel Choice Floor in lbs/MMBtu | FALSE | L | Annual | Rate | lb/MMBtu | 0 | 0 | 0 | 0 | 0 | 0 | 0
NY New Units MER Rate Limit v3.1 | 886 | 7350 | MACT Fuel Choice Floor in lbs/MMBtu | FALSE | L | Annual | Generation | TWh | 0 | 0 | 0 | 0 | 0 | 0 | 0
NY New Units MER Rate Limit v3.1 | 886 | 7350 | MACT Fuel Choice Floor in lbs/MMBtu | FALSE | L | Annual | Qualifying Generation | TWh | 0 | 0 | 0 | 0 | 0 | 0 | 0
NY New Units MER Rate Limit v3.1 | 886 | 7350 | MACT Fuel Choice Floor in lbs/MMBtu | FALSE | L | Annual | Constraint Shadow Price | US2022$/Lb | 0 | 0 | 0 | 0 | 0 | 0 | 0
NY New Units MER Rate Limit v3.1 | 887 | 7350 | MACT Fuel Choice Floor in lbs/MMBtu | FALSE | L | Annual | Seasons Included | Seasons | Winter, Spring, Summer, Fall | Winter, Spring, Summer, Fall | Winter, Spring, Summer, Fall | Winter, Spring, Summer, Fall | Winter, Spring, Summer, Fall | Winter, Spring, Summer, Fall | Winter, Spring, Summer, Fall
NY New Units MER Rate Limit v3.1 | 887 | 7350 | MACT Fuel Choice Floor in lbs/MMBtu | FALSE | L | Annual | Emission Floor | lbs/MMBtu | 6e-07 | 6e-07 | 6e-07 | 6e-07 | 6e-07 | 6e-07 | 6e-07
NY New Units MER Rate Limit v3.1 | 887 | 7350 | MACT Fuel Choice Floor in lbs/MMBtu | FALSE | L | Annual | Emissions at Affected Plants MER | lbs | 0 | 0 | 0 | 0 | 0 | 0 | 0
NY New Units MER Rate Limit v3.1 | 887 | 7350 | MACT Fuel Choice Floor in lbs/MMBtu | FALSE | L | Annual | Allowances Purchased MER | lbs | 0 | 0 | 0 | 0 | 0 | 0 | 0
NY New Units MER Rate Limit v3.1 | 887 | 7350 | MACT Fuel Choice Floor in lbs/MMBtu | FALSE | L | Annual | Allowances Sold MER | lbs | 0 | 0 | 0 | 0 | 0 | 0 | 0
NY New Units MER Rate Limit v3.1 | 887 | 7350 | MACT Fuel Choice Floor in lbs/MMBtu | FALSE | L | Annual | Allowances Banked | lbs | 0 | 0 | 0 | 0 | 0 | 0 | 0
NY New Units MER Rate Limit v3.1 | 887 | 7350 | MACT Fuel Choice Floor in lbs/MMBtu | FALSE | L | Annual | Allowances Withdrawn (1:1) | lbs | 0 | 0 | 0 | 0 | 0 | 0 | 0
NY New Units MER Rate Limit v3.1 | 887 | 7350 | MACT Fuel Choice Floor in lbs/MMBtu | FALSE | L | Annual | Allowances Withdrawn (n:1) | lbs | 0 | 0 | 0 | 0 | 0 | 0 | 0
NY New Units MER Rate Limit v3.1 | 887 | 7350 | MACT Fuel Choice Floor in lbs/MMBtu | FALSE | L | Annual | Net Emissions Allowance Position | lbs | 0 | 0 | 0 | 0 | 0 | 0 | 0
NY New Units MER Rate Limit v3.1 | 887 | 7350 | MACT Fuel Choice Floor in lbs/MMBtu | FALSE | L | Annual | Fuel Consumed | TBtu | 0 | 0 | 0 | 0 | 0 | 0 | 0
NY New Units MER Rate Limit v3.1 | 887 | 7350 | MACT Fuel Choice Floor in lbs/MMBtu | FALSE | L | Annual | Rate | lb/MMBtu | 0 | 0 | 0 | 0 | 0 | 0 | 0
NY New Units MER Rate Limit v3.1 | 887 | 7350 | MACT Fuel Choice Floor in lbs/MMBtu | FALSE | L | Annual | Generation | TWh | 0 | 0 | 0 | 0 | 0 | 0 | 0
NY New Units MER Rate Limit v3.1 | 887 | 7350 | MACT Fuel Choice Floor in lbs/MMBtu | FALSE | L | Annual | Qualifying Generation | TWh | 0 | 0 | 0 | 0 | 0 | 0 | 0
NY New Units MER Rate Limit v3.1 | 887 | 7350 | MACT Fuel Choice Floor in lbs/MMBtu | FALSE | L | Annual | Constraint Shadow Price | US2022$/Lb | 0 | 0 | 0 | 0 | 0 | 0 | 0
NY New Units MER Rate Limit v3.1 | 888 | 7350 | MACT Fuel Choice Floor in lbs/MMBtu | FALSE | L | Annual | Seasons Included | Seasons | Winter, Spring, Summer, Fall | Winter, Spring, Summer, Fall | Winter, Spring, Summer, Fall | Winter, Spring, Summer, Fall | Winter, Spring, Summer, Fall | Winter, Spring, Summer, Fall | Winter, Spring, Summer, Fall
NY New Units MER Rate Limit v3.1 | 888 | 7350 | MACT Fuel Choice Floor in lbs/MMBtu | FALSE | L | Annual | Emission Floor | lbs/MMBtu | 6e-07 | 6e-07 | 6e-07 | 6e-07 | 6e-07 | 6e-07 | 6e-07
NY New Units MER Rate Limit v3.1 | 888 | 7350 | MACT Fuel Choice Floor in lbs/MMBtu | FALSE | L | Annual | Emissions at Affected Plants MER | lbs | 0 | 0 | 0 | 0 | 0 | 0 | 0
NY New Units MER Rate Limit v3.1 | 888 | 7350 | MACT Fuel Choice Floor in lbs/MMBtu | FALSE | L | Annual | Allowances Purchased MER | lbs | 0 | 0 | 0 | 0 | 0 | 0 | 0
NY New Units MER Rate Limit v3.1 | 888 | 7350 | MACT Fuel Choice Floor in lbs/MMBtu | FALSE | L | Annual | Allowances Sold MER | lbs | 0 | 0 | 0 | 0 | 0 | 0 | 0
NY New Units MER Rate Limit v3.1 | 888 | 7350 | MACT Fuel Choice Floor in lbs/MMBtu | FALSE | L | Annual | Allowances Banked | lbs | 0 | 0 | 0 | 0 | 0 | 0 | 0
NY New Units MER Rate Limit v3.1 | 888 | 7350 | MACT Fuel Choice Floor in lbs/MMBtu | FALSE | L | Annual | Allowances Withdrawn (1:1) | lbs | 0 | 0 | 0 | 0 | 0 | 0 | 0
NY New Units MER Rate Limit v3.1 | 888 | 7350 | MACT Fuel Choice Floor in lbs/MMBtu | FALSE | L | Annual | Allowances Withdrawn (n:1) | lbs | 0 | 0 | 0 | 0 | 0 | 0 | 0
NY New Units MER Rate Limit v3.1 | 888 | 7350 | MACT Fuel Choice Floor in lbs/MMBtu | FALSE | L | Annual | Net Emissions Allowance Position | lbs | 0 | 0 | 0 | 0 | 0 | 0 | 0
NY New Units MER Rate Limit v3.1 | 888 | 7350 | MACT Fuel Choice Floor in lbs/MMBtu | FALSE | L | Annual | Fuel Consumed | TBtu | 0 | 0 | 0 | 0 | 0 | 0 | 0
NY New Units MER Rate Limit v3.1 | 888 | 7350 | MACT Fuel Choice Floor in lbs/MMBtu | FALSE | L | Annual | Rate | lb/MMBtu | 0 | 0 | 0 | 0 | 0 | 0 | 0
NY New Units MER Rate Limit v3.1 | 888 | 7350 | MACT Fuel Choice Floor in lbs/MMBtu | FALSE | L | Annual | Generation | TWh | 0 | 0 | 0 | 0 | 0 | 0 | 0
NY New Units MER Rate Limit v3.1 | 888 | 7350 | MACT Fuel Choice Floor in lbs/MMBtu | FALSE | L | Annual | Qualifying Generation | TWh | 0 | 0 | 0 | 0 | 0 | 0 | 0
NY New Units MER Rate Limit v3.1 | 888 | 7350 | MACT Fuel Choice Floor in lbs/MMBtu | FALSE | L | Annual | Constraint Shadow Price | US2022$/Lb | 0 | 0 | 0 | 0 | 0 | 0 | 0
NY New Units MER Rate Limit v3.1 | 889 | 7350 | MACT Fuel Choice Floor in lbs/MMBtu | FALSE | L | Annual | Seasons Included | Seasons | Winter, Spring, Summer, Fall | Winter, Spring, Summer, Fall | Winter, Spring, Summer, Fall | Winter, Spring, Summer, Fall | Winter, Spring, Summer, Fall | Winter, Spring, Summer, Fall | Winter, Spring, Summer, Fall
NY New Units MER Rate Limit v3.1 | 889 | 7350 | MACT Fuel Choice Floor in lbs/MMBtu | FALSE | L | Annual | Emission Floor | lbs/MMBtu | 6e-07 | 6e-07 | 6e-07 | 6e-07 | 6e-07 | 6e-07 | 6e-07
NY New Units MER Rate Limit v3.1 | 889 | 7350 | MACT Fuel Choice Floor in lbs/MMBtu | FALSE | L | Annual | Emissions at Affected Plants MER | lbs | 0 | 0 | 0 | 0 | 0 | 0 | 0
NY New Units MER Rate Limit v3.1 | 889 | 7350 | MACT Fuel Choice Floor in lbs/MMBtu | FALSE | L | Annual | Allowances Purchased MER | lbs | 0 | 0 | 0 | 0 | 0 | 0 | 0
NY New Units MER Rate Limit v3.1 | 889 | 7350 | MACT Fuel Choice Floor in lbs/MMBtu | FALSE | L | Annual | Allowances Sold MER | lbs | 0 | 0 | 0 | 0 | 0 | 0 | 0
NY New Units MER Rate Limit v3.1 | 889 | 7350 | MACT Fuel Choice Floor in lbs/MMBtu | FALSE | L | Annual | Allowances Banked | lbs | 0 | 0 | 0 | 0 | 0 | 0 | 0
NY New Units MER Rate Limit v3.1 | 889 | 7350 | MACT Fuel Choice Floor in lbs/MMBtu | FALSE | L | Annual | Allowances Withdrawn (1:1) | lbs | 0 | 0 | 0 | 0 | 0 | 0 | 0
NY New Units MER Rate Limit v3.1 | 889 | 7350 | MACT Fuel Choice Floor in lbs/MMBtu | FALSE | L | Annual | Allowances Withdrawn (n:1) | lbs | 0 | 0 | 0 | 0 | 0 | 0 | 0
NY New Units MER Rate Limit v3.1 | 889 | 7350 | MACT Fuel Choice Floor in lbs/MMBtu | FALSE | L | Annual | Net Emissions Allowance Position | lbs | 0 | 0 | 0 | 0 | 0 | 0 | 0
NY New Units MER Rate Limit v3.1 | 889 | 7350 | MACT Fuel Choice Floor in lbs/MMBtu | FALSE | L | Annual | Fuel Consumed | TBtu | 0 | 0 | 0 | 0 | 0 | 0 | 0
NY New Units MER Rate Limit v3.1 | 889 | 7350 | MACT Fuel Choice Floor in lbs/MMBtu | FALSE | L | Annual | Rate | lb/MMBtu | 0 | 0 | 0 | 0 | 0 | 0 | 0
NY New Units MER Rate Limit v3.1 | 889 | 7350 | MACT Fuel Choice Floor in lbs/MMBtu | FALSE | L | Annual | Generation | TWh | 0 | 0 | 0 | 0 | 0 | 0 | 0
NY New Units MER Rate Limit v3.1 | 889 | 7350 | MACT Fuel Choice Floor in lbs/MMBtu | FALSE | L | Annual | Qualifying Generation | TWh | 0 | 0 | 0 | 0 | 0 | 0 | 0
NY New Units MER Rate Limit v3.1 | 889 | 7350 | MACT Fuel Choice Floor in lbs/MMBtu | FALSE | L | Annual | Constraint Shadow Price | US2022$/Lb | 0 | 0 | 0 | 0 | 0 | 0 | 0
NY New Units MER Rate Limit v3.1 | 890 | 7350 | MACT Fuel Choice Floor in lbs/MMBtu | FALSE | L | Annual | Seasons Included | Seasons | Winter, Spring, Summer, Fall | Winter, Spring, Summer, Fall | Winter, Spring, Summer, Fall | Winter, Spring, Summer, Fall | Winter, Spring, Summer, Fall | Winter, Spring, Summer, Fall | Winter, Spring, Summer, Fall
NY New Units MER Rate Limit v3.1 | 890 | 7350 | MACT Fuel Choice Floor in lbs/MMBtu | FALSE | L | Annual | Emission Floor | lbs/MMBtu | 6e-07 | 6e-07 | 6e-07 | 6e-07 | 6e-07 | 6e-07 | 6e-07
NY New Units MER Rate Limit v3.1 | 890 | 7350 | MACT Fuel Choice Floor in lbs/MMBtu | FALSE | L | Annual | Emissions at Affected Plants MER | lbs | 0 | 0 | 0 | 0 | 0 | 0 | 0
NY New Units MER Rate Limit v3.1 | 890 | 7350 | MACT Fuel Choice Floor in lbs/MMBtu | FALSE | L | Annual | Allowances Purchased MER | lbs | 0 | 0 | 0 | 0 | 0 | 0 | 0
NY New Units MER Rate Limit v3.1 | 890 | 7350 | MACT Fuel Choice Floor in lbs/MMBtu | FALSE | L | Annual | Allowances Sold MER | lbs | 0 | 0 | 0 | 0 | 0 | 0 | 0
NY New Units MER Rate Limit v3.1 | 890 | 7350 | MACT Fuel Choice Floor in lbs/MMBtu | FALSE | L | Annual | Allowances Banked | lbs | 0 | 0 | 0 | 0 | 0 | 0 | 0
NY New Units MER Rate Limit v3.1 | 890 | 7350 | MACT Fuel Choice Floor in lbs/MMBtu | FALSE | L | Annual | Allowances Withdrawn (1:1) | lbs | 0 | 0 | 0 | 0 | 0 | 0 | 0
NY New Units MER Rate Limit v3.1 | 890 | 7350 | MACT Fuel Choice Floor in lbs/MMBtu | FALSE | L | Annual | Allowances Withdrawn (n:1) | lbs | 0 | 0 | 0 | 0 | 0 | 0 | 0
NY New Units MER Rate Limit v3.1 | 890 | 7350 | MACT Fuel Choice Floor in lbs/MMBtu | FALSE | L | Annual | Net Emissions Allowance Position | lbs | 0 | 0 | 0 | 0 | 0 | 0 | 0
NY New Units MER Rate Limit v3.1 | 890 | 7350 | MACT Fuel Choice Floor in lbs/MMBtu | FALSE | L | Annual | Fuel Consumed | TBtu | 0 | 0 | 0 | 0 | 0 | 0 | 0
NY New Units MER Rate Limit v3.1 | 890 | 7350 | MACT Fuel Choice Floor in lbs/MMBtu | FALSE | L | Annual | Rate | lb/MMBtu | 0 | 0 | 0 | 0 | 0 | 0 | 0
NY New Units MER Rate Limit v3.1 | 890 | 7350 | MACT Fuel Choice Floor in lbs/MMBtu | FALSE | L | Annual | Generation | TWh | 0 | 0 | 0 | 0 | 0 | 0 | 0
NY New Units MER Rate Limit v3.1 | 890 | 7350 | MACT Fuel Choice Floor in lbs/MMBtu | FALSE | L | Annual | Qualifying Generation | TWh | 0 | 0 | 0 | 0 | 0 | 0 | 0
NY New Units MER Rate Limit v3.1 | 890 | 7350 | MACT Fuel Choice Floor in lbs/MMBtu | FALSE | L | Annual | Constraint Shadow Price | US2022$/Lb | 0 | 0 | 0 | 0 | 0 | 0 | 0
NY New Units MER Rate Limit v3.1 | 891 | 7350 | MACT Fuel Choice Floor in lbs/MMBtu | FALSE | L | Annual | Seasons Included | Seasons | Winter, Spring, Summer, Fall | Winter, Spring, Summer, Fall | Winter, Spring, Summer, Fall | Winter, Spring, Summer, Fall | Winter, Spring, Summer, Fall | Winter, Spring, Summer, Fall | Winter, Spring, Summer, Fall
NY New Units MER Rate Limit v3.1 | 891 | 7350 | MACT Fuel Choice Floor in lbs/MMBtu | FALSE | L | Annual | Emission Floor | lbs/MMBtu | 6e-07 | 6e-07 | 6e-07 | 6e-07 | 6e-07 | 6e-07 | 6e-07
NY New Units MER Rate Limit v3.1 | 891 | 7350 | MACT Fuel Choice Floor in lbs/MMBtu | FALSE | L | Annual | Emissions at Affected Plants MER | lbs | 0 | 0 | 0 | 0 | 0 | 0 | 0
NY New Units MER Rate Limit v3.1 | 891 | 7350 | MACT Fuel Choice Floor in lbs/MMBtu | FALSE | L | Annual | Allowances Purchased MER | lbs | 0 | 0 | 0 | 0 | 0 | 0 | 0
NY New Units MER Rate Limit v3.1 | 891 | 7350 | MACT Fuel Choice Floor in lbs/MMBtu | FALSE | L | Annual | Allowances Sold MER | lbs | 0 | 0 | 0 | 0 | 0 | 0 | 0
NY New Units MER Rate Limit v3.1 | 891 | 7350 | MACT Fuel Choice Floor in lbs/MMBtu | FALSE | L | Annual | Allowances Banked | lbs | 0 | 0 | 0 | 0 | 0 | 0 | 0
NY New Units MER Rate Limit v3.1 | 891 | 7350 | MACT Fuel Choice Floor in lbs/MMBtu | FALSE | L | Annual | Allowances Withdrawn (1:1) | lbs | 0 | 0 | 0 | 0 | 0 | 0 | 0
NY New Units MER Rate Limit v3.1 | 891 | 7350 | MACT Fuel Choice Floor in lbs/MMBtu | FALSE | L | Annual | Allowances Withdrawn (n:1) | lbs | 0 | 0 | 0 | 0 | 0 | 0 | 0
NY New Units MER Rate Limit v3.1 | 891 | 7350 | MACT Fuel Choice Floor in lbs/MMBtu | FALSE | L | Annual | Net Emissions Allowance Position | lbs | 0 | 0 | 0 | 0 | 0 | 0 | 0
NY New Units MER Rate Limit v3.1 | 891 | 7350 | MACT Fuel Choice Floor in lbs/MMBtu | FALSE | L | Annual | Fuel Consumed | TBtu | 0 | 0 | 0 | 0 | 0 | 0 | 0
NY New Units MER Rate Limit v3.1 | 891 | 7350 | MACT Fuel Choice Floor in lbs/MMBtu | FALSE | L | Annual | Rate | lb/MMBtu | 0 | 0 | 0 | 0 | 0 | 0 | 0
NY New Units MER Rate Limit v3.1 | 891 | 7350 | MACT Fuel Choice Floor in lbs/MMBtu | FALSE | L | Annual | Generation | TWh | 0 | 0 | 0 | 0 | 0 | 0 | 0
NY New Units MER Rate Limit v3.1 | 891 | 7350 | MACT Fuel Choice Floor in lbs/MMBtu | FALSE | L | Annual | Qualifying Generation | TWh | 0 | 0 | 0 | 0 | 0 | 0 | 0
NY New Units MER Rate Limit v3.1 | 891 | 7350 | MACT Fuel Choice Floor in lbs/MMBtu | FALSE | L | Annual | Constraint Shadow Price | US2022$/Lb | 0 | 0 | 0 | 0 | 0 | 0 | 0
NY New Units MER Rate Limit v3.1 | 892 | 7350 | MACT Fuel Choice Floor in lbs/MMBtu | FALSE | L | Annual | Seasons Included | Seasons | Winter, Spring, Summer, Fall | Winter, Spring, Summer, Fall | Winter, Spring, Summer, Fall | Winter, Spring, Summer, Fall | Winter, Spring, Summer, Fall | Winter, Spring, Summer, Fall | Winter, Spring, Summer, Fall
NY New Units MER Rate Limit v3.1 | 892 | 7350 | MACT Fuel Choice Floor in lbs/MMBtu | FALSE | L | Annual | Emission Floor | lbs/MMBtu | 6e-07 | 6e-07 | 6e-07 | 6e-07 | 6e-07 | 6e-07 | 6e-07
NY New Units MER Rate Limit v3.1 | 892 | 7350 | MACT Fuel Choice Floor in lbs/MMBtu | FALSE | L | Annual | Emissions at Affected Plants MER | lbs | 0 | 0 | 0 | 0 | 0 | 0 | 0
NY New Units MER Rate Limit v3.1 | 892 | 7350 | MACT Fuel Choice Floor in lbs/MMBtu | FALSE | L | Annual | Allowances Purchased MER | lbs | 0 | 0 | 0 | 0 | 0 | 0 | 0
NY New Units MER Rate Limit v3.1 | 892 | 7350 | MACT Fuel Choice Floor in lbs/MMBtu | FALSE | L | Annual | Allowances Sold MER | lbs | 0 | 0 | 0 | 0 | 0 | 0 | 0
NY New Units MER Rate Limit v3.1 | 892 | 7350 | MACT Fuel Choice Floor in lbs/MMBtu | FALSE | L | Annual | Allowances Banked | lbs | 0 | 0 | 0 | 0 | 0 | 0 | 0
NY New Units MER Rate Limit v3.1 | 892 | 7350 | MACT Fuel Choice Floor in lbs/MMBtu | FALSE | L | Annual | Allowances Withdrawn (1:1) | lbs | 0 | 0 | 0 | 0 | 0 | 0 | 0
NY New Units MER Rate Limit v3.1 | 892 | 7350 | MACT Fuel Choice Floor in lbs/MMBtu | FALSE | L | Annual | Allowances Withdrawn (n:1) | lbs | 0 | 0 | 0 | 0 | 0 | 0 | 0
NY New Units MER Rate Limit v3.1 | 892 | 7350 | MACT Fuel Choice Floor in lbs/MMBtu | FALSE | L | Annual | Net Emissions Allowance Position | lbs | 0 | 0 | 0 | 0 | 0 | 0 | 0
NY New Units MER Rate Limit v3.1 | 892 | 7350 | MACT Fuel Choice Floor in lbs/MMBtu | FALSE | L | Annual | Fuel Consumed | TBtu | 0 | 0 | 0 | 0 | 0 | 0 | 0
NY New Units MER Rate Limit v3.1 | 892 | 7350 | MACT Fuel Choice Floor in lbs/MMBtu | FALSE | L | Annual | Rate | lb/MMBtu | 0 | 0 | 0 | 0 | 0 | 0 | 0
NY New Units MER Rate Limit v3.1 | 892 | 7350 | MACT Fuel Choice Floor in lbs/MMBtu | FALSE | L | Annual | Generation | TWh | 0 | 0 | 0 | 0 | 0 | 0 | 0
NY New Units MER Rate Limit v3.1 | 892 | 7350 | MACT Fuel Choice Floor in lbs/MMBtu | FALSE | L | Annual | Qualifying Generation | TWh | 0 | 0 | 0 | 0 | 0 | 0 | 0
NY New Units MER Rate Limit v3.1 | 892 | 7350 | MACT Fuel Choice Floor in lbs/MMBtu | FALSE | L | Annual | Constraint Shadow Price | US2022$/Lb | 0 | 0 | 0 | 0 | 0 | 0 | 0
NY New Units MER Rate Limit v3.1 | 893 | 7350 | MACT Fuel Choice Floor in lbs/MMBtu | FALSE | L | Annual | Seasons Included | Seasons | Winter, Spring, Summer, Fall | Winter, Spring, Summer, Fall | Winter, Spring, Summer, Fall | Winter, Spring, Summer, Fall | Winter, Spring, Summer, Fall | Winter, Spring, Summer, Fall | Winter, Spring, Summer, Fall
NY New Units MER Rate Limit v3.1 | 893 | 7350 | MACT Fuel Choice Floor in lbs/MMBtu | FALSE | L | Annual | Emission Floor | lbs/MMBtu | 6e-07 | 6e-07 | 6e-07 | 6e-07 | 6e-07 | 6e-07 | 6e-07
NY New Units MER Rate Limit v3.1 | 893 | 7350 | MACT Fuel Choice Floor in lbs/MMBtu | FALSE | L | Annual | Emissions at Affected Plants MER | lbs | 0 | 0 | 0 | 0 | 0 | 0 | 0
NY New Units MER Rate Limit v3.1 | 893 | 7350 | MACT Fuel Choice Floor in lbs/MMBtu | FALSE | L | Annual | Allowances Purchased MER | lbs | 0 | 0 | 0 | 0 | 0 | 0 | 0
NY New Units MER Rate Limit v3.1 | 893 | 7350 | MACT Fuel Choice Floor in lbs/MMBtu | FALSE | L | Annual | Allowances Sold MER | lbs | 0 | 0 | 0 | 0 | 0 | 0 | 0
NY New Units MER Rate Limit v3.1 | 893 | 7350 | MACT Fuel Choice Floor in lbs/MMBtu | FALSE | L | Annual | Allowances Banked | lbs | 0 | 0 | 0 | 0 | 0 | 0 | 0
NY New Units MER Rate Limit v3.1 | 893 | 7350 | MACT Fuel Choice Floor in lbs/MMBtu | FALSE | L | Annual | Allowances Withdrawn (1:1) | lbs | 0 | 0 | 0 | 0 | 0 | 0 | 0
NY New Units MER Rate Limit v3.1 | 893 | 7350 | MACT Fuel Choice Floor in lbs/MMBtu | FALSE | L | Annual | Allowances Withdrawn (n:1) | lbs | 0 | 0 | 0 | 0 | 0 | 0 | 0
NY New Units MER Rate Limit v3.1 | 893 | 7350 | MACT Fuel Choice Floor in lbs/MMBtu | FALSE | L | Annual | Net Emissions Allowance Position | lbs | 0 | 0 | 0 | 0 | 0 | 0 | 0
NY New Units MER Rate Limit v3.1 | 893 | 7350 | MACT Fuel Choice Floor in lbs/MMBtu | FALSE | L | Annual | Fuel Consumed | TBtu | 0 | 0 | 0 | 0 | 0 | 0 | 0
NY New Units MER Rate Limit v3.1 | 893 | 7350 | MACT Fuel Choice Floor in lbs/MMBtu | FALSE | L | Annual | Rate | lb/MMBtu | 0 | 0 | 0 | 0 | 0 | 0 | 0
NY New Units MER Rate Limit v3.1 | 893 | 7350 | MACT Fuel Choice Floor in lbs/MMBtu | FALSE | L | Annual | Generation | TWh | 0 | 0 | 0 | 0 | 0 | 0 | 0
NY New Units MER Rate Limit v3.1 | 893 | 7350 | MACT Fuel Choice Floor in lbs/MMBtu | FALSE | L | Annual | Qualifying Generation | TWh | 0 | 0 | 0 | 0 | 0 | 0 | 0
NY New Units MER Rate Limit v3.1 | 893 | 7350 | MACT Fuel Choice Floor in lbs/MMBtu | FALSE | L | Annual | Constraint Shadow Price | US2022$/Lb | 0 | 0 | 0 | 0 | 0 | 0 | 0
NY New Units MER Rate Limit v3.1 | 894 | 7350 | MACT Fuel Choice Floor in lbs/MMBtu | FALSE | L | Annual | Seasons Included | Seasons | Winter, Spring, Summer, Fall | Winter, Spring, Summer, Fall | Winter, Spring, Summer, Fall | Winter, Spring, Summer, Fall | Winter, Spring, Summer, Fall | Winter, Spring, Summer, Fall | Winter, Spring, Summer, Fall
NY New Units MER Rate Limit v3.1 | 894 | 7350 | MACT Fuel Choice Floor in lbs/MMBtu | FALSE | L | Annual | Emission Floor | lbs/MMBtu | 6e-07 | 6e-07 | 6e-07 | 6e-07 | 6e-07 | 6e-07 | 6e-07
NY New Units MER Rate Limit v3.1 | 894 | 7350 | MACT Fuel Choice Floor in lbs/MMBtu | FALSE | L | Annual | Emissions at Affected Plants MER | lbs | 0 | 0 | 0 | 0 | 0 | 0 | 0
NY New Units MER Rate Limit v3.1 | 894 | 7350 | MACT Fuel Choice Floor in lbs/MMBtu | FALSE | L | Annual | Allowances Purchased MER | lbs | 0 | 0 | 0 | 0 | 0 | 0 | 0
NY New Units MER Rate Limit v3.1 | 894 | 7350 | MACT Fuel Choice Floor in lbs/MMBtu | FALSE | L | Annual | Allowances Sold MER | lbs | 0 | 0 | 0 | 0 | 0 | 0 | 0
NY New Units MER Rate Limit v3.1 | 894 | 7350 | MACT Fuel Choice Floor in lbs/MMBtu | FALSE | L | Annual | Allowances Banked | lbs | 0 | 0 | 0 | 0 | 0 | 0 | 0
NY New Units MER Rate Limit v3.1 | 894 | 7350 | MACT Fuel Choice Floor in lbs/MMBtu | FALSE | L | Annual | Allowances Withdrawn (1:1) | lbs | 0 | 0 | 0 | 0 | 0 | 0 | 0
NY New Units MER Rate Limit v3.1 | 894 | 7350 | MACT Fuel Choice Floor in lbs/MMBtu | FALSE | L | Annual | Allowances Withdrawn (n:1) | lbs | 0 | 0 | 0 | 0 | 0 | 0 | 0
NY New Units MER Rate Limit v3.1 | 894 | 7350 | MACT Fuel Choice Floor in lbs/MMBtu | FALSE | L | Annual | Net Emissions Allowance Position | lbs | 0 | 0 | 0 | 0 | 0 | 0 | 0
NY New Units MER Rate Limit v3.1 | 894 | 7350 | MACT Fuel Choice Floor in lbs/MMBtu | FALSE | L | Annual | Fuel Consumed | TBtu | 0 | 0 | 0 | 0 | 0 | 0 | 0
NY New Units MER Rate Limit v3.1 | 894 | 7350 | MACT Fuel Choice Floor in lbs/MMBtu | FALSE | L | Annual | Rate | lb/MMBtu | 0 | 0 | 0 | 0 | 0 | 0 | 0
NY New Units MER Rate Limit v3.1 | 894 | 7350 | MACT Fuel Choice Floor in lbs/MMBtu | FALSE | L | Annual | Generation | TWh | 0 | 0 | 0 | 0 | 0 | 0 | 0
NY New Units MER Rate Limit v3.1 | 894 | 7350 | MACT Fuel Choice Floor in lbs/MMBtu | FALSE | L | Annual | Qualifying Generation | TWh | 0 | 0 | 0 | 0 | 0 | 0 | 0
NY New Units MER Rate Limit v3.1 | 894 | 7350 | MACT Fuel Choice Floor in lbs/MMBtu | FALSE | L | Annual | Constraint Shadow Price | US2022$/Lb | 0 | 0 | 0 | 0 | 0 | 0 | 0
NY New Units MER Rate Limit v3.1 | 895 | 7350 | MACT Fuel Choice Floor in lbs/MMBtu | FALSE | L | Annual | Seasons Included | Seasons | Winter, Spring, Summer, Fall | Winter, Spring, Summer, Fall | Winter, Spring, Summer, Fall | Winter, Spring, Summer, Fall | Winter, Spring, Summer, Fall | Winter, Spring, Summer, Fall | Winter, Spring, Summer, Fall
NY New Units MER Rate Limit v3.1 | 895 | 7350 | MACT Fuel Choice Floor in lbs/MMBtu | FALSE | L | Annual | Emission Floor | lbs/MMBtu | 6e-07 | 6e-07 | 6e-07 | 6e-07 | 6e-07 | 6e-07 | 6e-07
NY New Units MER Rate Limit v3.1 | 895 | 7350 | MACT Fuel Choice Floor in lbs/MMBtu | FALSE | L | Annual | Emissions at Affected Plants MER | lbs | 0 | 0 | 0 | 0 | 0 | 0 | 0
NY New Units MER Rate Limit v3.1 | 895 | 7350 | MACT Fuel Choice Floor in lbs/MMBtu | FALSE | L | Annual | Allowances Purchased MER | lbs | 0 | 0 | 0 | 0 | 0 | 0 | 0
NY New Units MER Rate Limit v3.1 | 895 | 7350 | MACT Fuel Choice Floor in lbs/MMBtu | FALSE | L | Annual | Allowances Sold MER | lbs | 0 | 0 | 0 | 0 | 0 | 0 | 0
NY New Units MER Rate Limit v3.1 | 895 | 7350 | MACT Fuel Choice Floor in lbs/MMBtu | FALSE | L | Annual | Allowances Banked | lbs | 0 | 0 | 0 | 0 | 0 | 0 | 0
NY New Units MER Rate Limit v3.1 | 895 | 7350 | MACT Fuel Choice Floor in lbs/MMBtu | FALSE | L | Annual | Allowances Withdrawn (1:1) | lbs | 0 | 0 | 0 | 0 | 0 | 0 | 0
NY New Units MER Rate Limit v3.1 | 895 | 7350 | MACT Fuel Choice Floor in lbs/MMBtu | FALSE | L | Annual | Allowances Withdrawn (n:1) | lbs | 0 | 0 | 0 | 0 | 0 | 0 | 0
NY New Units MER Rate Limit v3.1 | 895 | 7350 | MACT Fuel Choice Floor in lbs/MMBtu | FALSE | L | Annual | Net Emissions Allowance Position | lbs | 0 | 0 | 0 | 0 | 0 | 0 | 0
NY New Units MER Rate Limit v3.1 | 895 | 7350 | MACT Fuel Choice Floor in lbs/MMBtu | FALSE | L | Annual | Fuel Consumed | TBtu | 0 | 0 | 0 | 0 | 0 | 0 | 0
NY New Units MER Rate Limit v3.1 | 895 | 7350 | MACT Fuel Choice Floor in lbs/MMBtu | FALSE | L | Annual | Rate | lb/MMBtu | 0 | 0 | 0 | 0 | 0 | 0 | 0
NY New Units MER Rate Limit v3.1 | 895 | 7350 | MACT Fuel Choice Floor in lbs/MMBtu | FALSE | L | Annual | Generation | TWh | 0 | 0 | 0 | 0 | 0 | 0 | 0
NY New Units MER Rate Limit v3.1 | 895 | 7350 | MACT Fuel Choice Floor in lbs/MMBtu | FALSE | L | Annual | Qualifying Generation | TWh | 0 | 0 | 0 | 0 | 0 | 0 | 0
NY New Units MER Rate Limit v3.1 | 895 | 7350 | MACT Fuel Choice Floor in lbs/MMBtu | FALSE | L | Annual | Constraint Shadow Price | US2022$/Lb | 0 | 0 | 0 | 0 | 0 | 0 | 0
NY New Units MER Rate Limit v3.1 | 896 | 7350 | MACT Fuel Choice Floor in lbs/MMBtu | FALSE | L | Annual | Seasons Included | Seasons | Winter, Spring, Summer, Fall | Winter, Spring, Summer, Fall | Winter, Spring, Summer, Fall | Winter, Spring, Summer, Fall | Winter, Spring, Summer, Fall | Winter, Spring, Summer, Fall | Winter, Spring, Summer, Fall
NY New Units MER Rate Limit v3.1 | 896 | 7350 | MACT Fuel Choice Floor in lbs/MMBtu | FALSE | L | Annual | Emission Floor | lbs/MMBtu | 6e-07 | 6e-07 | 6e-07 | 6e-07 | 6e-07 | 6e-07 | 6e-07
NY New Units MER Rate Limit v3.1 | 896 | 7350 | MACT Fuel Choice Floor in lbs/MMBtu | FALSE | L | Annual | Emissions at Affected Plants MER | lbs | 0 | 0 | 0 | 0 | 0 | 0 | 0
NY New Units MER Rate Limit v3.1 | 896 | 7350 | MACT Fuel Choice Floor in lbs/MMBtu | FALSE | L | Annual | Allowances Purchased MER | lbs | 0 | 0 | 0 | 0 | 0 | 0 | 0
NY New Units MER Rate Limit v3.1 | 896 | 7350 | MACT Fuel Choice Floor in lbs/MMBtu | FALSE | L | Annual | Allowances Sold MER | lbs | 0 | 0 | 0 | 0 | 0 | 0 | 0
NY New Units MER Rate Limit v3.1 | 896 | 7350 | MACT Fuel Choice Floor in lbs/MMBtu | FALSE | L | Annual | Allowances Banked | lbs | 0 | 0 | 0 | 0 | 0 | 0 | 0
NY New Units MER Rate Limit v3.1 | 896 | 7350 | MACT Fuel Choice Floor in lbs/MMBtu | FALSE | L | Annual | Allowances Withdrawn (1:1) | lbs | 0 | 0 | 0 | 0 | 0 | 0 | 0
NY New Units MER Rate Limit v3.1 | 896 | 7350 | MACT Fuel Choice Floor in lbs/MMBtu | FALSE | L | Annual | Allowances Withdrawn (n:1) | lbs | 0 | 0 | 0 | 0 | 0 | 0 | 0
NY New Units MER Rate Limit v3.1 | 896 | 7350 | MACT Fuel Choice Floor in lbs/MMBtu | FALSE | L | Annual | Net Emissions Allowance Position | lbs | 0 | 0 | 0 | 0 | 0 | 0 | 0
NY New Units MER Rate Limit v3.1 | 896 | 7350 | MACT Fuel Choice Floor in lbs/MMBtu | FALSE | L | Annual | Fuel Consumed | TBtu | 0 | 0 | 0 | 0 | 0 | 0 | 0
NY New Units MER Rate Limit v3.1 | 896 | 7350 | MACT Fuel Choice Floor in lbs/MMBtu | FALSE | L | Annual | Rate | lb/MMBtu | 0 | 0 | 0 | 0 | 0 | 0 | 0
NY New Units MER Rate Limit v3.1 | 896 | 7350 | MACT Fuel Choice Floor in lbs/MMBtu | FALSE | L | Annual | Generation | TWh | 0 | 0 | 0 | 0 | 0 | 0 | 0
NY New Units MER Rate Limit v3.1 | 896 | 7350 | MACT Fuel Choice Floor in lbs/MMBtu | FALSE | L | Annual | Qualifying Generation | TWh | 0 | 0 | 0 | 0 | 0 | 0 | 0
NY New Units MER Rate Limit v3.1 | 896 | 7350 | MACT Fuel Choice Floor in lbs/MMBtu | FALSE | L | Annual | Constraint Shadow Price | US2022$/Lb | 0 | 0 | 0 | 0 | 0 | 0 | 0
NY New Units MER Rate Limit v3.1 | 897 | 7350 | MACT Fuel Choice Floor in lbs/MMBtu | FALSE | L | Annual | Seasons Included | Seasons | Winter, Spring, Summer, Fall | Winter, Spring, Summer, Fall | Winter, Spring, Summer, Fall | Winter, Spring, Summer, Fall | Winter, Spring, Summer, Fall | Winter, Spring, Summer, Fall | Winter, Spring, Summer, Fall
NY New Units MER Rate Limit v3.1 | 897 | 7350 | MACT Fuel Choice Floor in lbs/MMBtu | FALSE | L | Annual | Emission Floor | lbs/MMBtu | 6e-07 | 6e-07 | 6e-07 | 6e-07 | 6e-07 | 6e-07 | 6e-07
NY New Units MER Rate Limit v3.1 | 897 | 7350 | MACT Fuel Choice Floor in lbs/MMBtu | FALSE | L | Annual | Emissions at Affected Plants MER | lbs | 0 | 0 | 0 | 0 | 0 | 0 | 0
NY New Units MER Rate Limit v3.1 | 897 | 7350 | MACT Fuel Choice Floor in lbs/MMBtu | FALSE | L | Annual | Allowances Purchased MER | lbs | 0 | 0 | 0 | 0 | 0 | 0 | 0
NY New Units MER Rate Limit v3.1 | 897 | 7350 | MACT Fuel Choice Floor in lbs/MMBtu | FALSE | L | Annual | Allowances Sold MER | lbs | 0 | 0 | 0 | 0 | 0 | 0 | 0
NY New Units MER Rate Limit v3.1 | 897 | 7350 | MACT Fuel Choice Floor in lbs/MMBtu | FALSE | L | Annual | Allowances Banked | lbs | 0 | 0 | 0 | 0 | 0 | 0 | 0
NY New Units MER Rate Limit v3.1 | 897 | 7350 | MACT Fuel Choice Floor in lbs/MMBtu | FALSE | L | Annual | Allowances Withdrawn (1:1) | lbs | 0 | 0 | 0 | 0 | 0 | 0 | 0
NY New Units MER Rate Limit v3.1 | 897 | 7350 | MACT Fuel Choice Floor in lbs/MMBtu | FALSE | L | Annual | Allowances Withdrawn (n:1) | lbs | 0 | 0 | 0 | 0 | 0 | 0 | 0
NY New Units MER Rate Limit v3.1 | 897 | 7350 | MACT Fuel Choice Floor in lbs/MMBtu | FALSE | L | Annual | Net Emissions Allowance Position | lbs | 0 | 0 | 0 | 0 | 0 | 0 | 0
NY New Units MER Rate Limit v3.1 | 897 | 7350 | MACT Fuel Choice Floor in lbs/MMBtu | FALSE | L | Annual | Fuel Consumed | TBtu | 0 | 0 | 0 | 0 | 0 | 0 | 0
NY New Units MER Rate Limit v3.1 | 897 | 7350 | MACT Fuel Choice Floor in lbs/MMBtu | FALSE | L | Annual | Rate | lb/MMBtu | 0 | 0 | 0 | 0 | 0 | 0 | 0
NY New Units MER Rate Limit v3.1 | 897 | 7350 | MACT Fuel Choice Floor in lbs/MMBtu | FALSE | L | Annual | Generation | TWh | 0 | 0 | 0 | 0 | 0 | 0 | 0
NY New Units MER Rate Limit v3.1 | 897 | 7350 | MACT Fuel Choice Floor in lbs/MMBtu | FALSE | L | Annual | Qualifying Generation | TWh | 0 | 0 | 0 | 0 | 0 | 0 | 0
NY New Units MER Rate Limit v3.1 | 897 | 7350 | MACT Fuel Choice Floor in lbs/MMBtu | FALSE | L | Annual | Constraint Shadow Price | US2022$/Lb | 0 | 0 | 0 | 0 | 0 | 0 | 0
NY New Units MER Rate Limit v3.1 | 898 | 7350 | MACT Fuel Choice Floor in lbs/MMBtu | FALSE | L | Annual | Seasons Included | Seasons | Winter, Spring, Summer, Fall | Winter, Spring, Summer, Fall | Winter, Spring, Summer, Fall | Winter, Spring, Summer, Fall | Winter, Spring, Summer, Fall | Winter, Spring, Summer, Fall | Winter, Spring, Summer, Fall
NY New Units MER Rate Limit v3.1 | 898 | 7350 | MACT Fuel Choice Floor in lbs/MMBtu | FALSE | L | Annual | Emission Floor | lbs/MMBtu | 6e-07 | 6e-07 | 6e-07 | 6e-07 | 6e-07 | 6e-07 | 6e-07
NY New Units MER Rate Limit v3.1 | 898 | 7350 | MACT Fuel Choice Floor in lbs/MMBtu | FALSE | L | Annual | Emissions at Affected Plants MER | lbs | 0 | 0 | 0 | 0 | 0 | 0 | 0
NY New Units MER Rate Limit v3.1 | 898 | 7350 | MACT Fuel Choice Floor in lbs/MMBtu | FALSE | L | Annual | Allowances Purchased MER | lbs | 0 | 0 | 0 | 0 | 0 | 0 | 0
NY New Units MER Rate Limit v3.1 | 898 | 7350 | MACT Fuel Choice Floor in lbs/MMBtu | FALSE | L | Annual | Allowances Sold MER | lbs | 0 | 0 | 0 | 0 | 0 | 0 | 0
NY New Units MER Rate Limit v3.1 | 898 | 7350 | MACT Fuel Choice Floor in lbs/MMBtu | FALSE | L | Annual | Allowances Banked | lbs | 0 | 0 | 0 | 0 | 0 | 0 | 0
NY New Units MER Rate Limit v3.1 | 898 | 7350 | MACT Fuel Choice Floor in lbs/MMBtu | FALSE | L | Annual | Allowances Withdrawn (1:1) | lbs | 0 | 0 | 0 | 0 | 0 | 0 | 0
NY New Units MER Rate Limit v3.1 | 898 | 7350 | MACT Fuel Choice Floor in lbs/MMBtu | FALSE | L | Annual | Allowances Withdrawn (n:1) | lbs | 0 | 0 | 0 | 0 | 0 | 0 | 0
NY New Units MER Rate Limit v3.1 | 898 | 7350 | MACT Fuel Choice Floor in lbs/MMBtu | FALSE | L | Annual | Net Emissions Allowance Position | lbs | 0 | 0 | 0 | 0 | 0 | 0 | 0
NY New Units MER Rate Limit v3.1 | 898 | 7350 | MACT Fuel Choice Floor in lbs/MMBtu | FALSE | L | Annual | Fuel Consumed | TBtu | 0 | 0 | 0 | 0 | 0 | 0 | 0
NY New Units MER Rate Limit v3.1 | 898 | 7350 | MACT Fuel Choice Floor in lbs/MMBtu | FALSE | L | Annual | Rate | lb/MMBtu | 0 | 0 | 0 | 0 | 0 | 0 | 0
NY New Units MER Rate Limit v3.1 | 898 | 7350 | MACT Fuel Choice Floor in lbs/MMBtu | FALSE | L | Annual | Generation | TWh | 0 | 0 | 0 | 0 | 0 | 0 | 0
NY New Units MER Rate Limit v3.1 | 898 | 7350 | MACT Fuel Choice Floor in lbs/MMBtu | FALSE | L | Annual | Qualifying Generation | TWh | 0 | 0 | 0 | 0 | 0 | 0 | 0
NY New Units MER Rate Limit v3.1 | 898 | 7350 | MACT Fuel Choice Floor in lbs/MMBtu | FALSE | L | Annual | Constraint Shadow Price | US2022$/Lb | 0 | 0 | 0 | 0 | 0 | 0 | 0
NY New Units MER Rate Limit v3.1 | 899 | 7350 | MACT Fuel Choice Floor in lbs/MMBtu | FALSE | L | Annual | Seasons Included | Seasons | Winter, Spring, Summer, Fall | Winter, Spring, Summer, Fall | Winter, Spring, Summer, Fall | Winter, Spring, Summer, Fall | Winter, Spring, Summer, Fall | Winter, Spring, Summer, Fall | Winter, Spring, Summer, Fall
NY New Units MER Rate Limit v3.1 | 899 | 7350 | MACT Fuel Choice Floor in lbs/MMBtu | FALSE | L | Annual | Emission Floor | lbs/MMBtu | 6e-07 | 6e-07 | 6e-07 | 6e-07 | 6e-07 | 6e-07 | 6e-07
NY New Units MER Rate Limit v3.1 | 899 | 7350 | MACT Fuel Choice Floor in lbs/MMBtu | FALSE | L | Annual | Emissions at Affected Plants MER | lbs | 0 | 0 | 0 | 0 | 0 | 0 | 0
NY New Units MER Rate Limit v3.1 | 899 | 7350 | MACT Fuel Choice Floor in lbs/MMBtu | FALSE | L | Annual | Allowances Purchased MER | lbs | 0 | 0 | 0 | 0 | 0 | 0 | 0
NY New Units MER Rate Limit v3.1 | 899 | 7350 | MACT Fuel Choice Floor in lbs/MMBtu | FALSE | L | Annual | Allowances Sold MER | lbs | 0 | 0 | 0 | 0 | 0 | 0 | 0
NY New Units MER Rate Limit v3.1 | 899 | 7350 | MACT Fuel Choice Floor in lbs/MMBtu | FALSE | L | Annual | Allowances Banked | lbs | 0 | 0 | 0 | 0 | 0 | 0 | 0
NY New Units MER Rate Limit v3.1 | 899 | 7350 | MACT Fuel Choice Floor in lbs/MMBtu | FALSE | L | Annual | Allowances Withdrawn (1:1) | lbs | 0 | 0 | 0 | 0 | 0 | 0 | 0
NY New Units MER Rate Limit v3.1 | 899 | 7350 | MACT Fuel Choice Floor in lbs/MMBtu | FALSE | L | Annual | Allowances Withdrawn (n:1) | lbs | 0 | 0 | 0 | 0 | 0 | 0 | 0
NY New Units MER Rate Limit v3.1 | 899 | 7350 | MACT Fuel Choice Floor in lbs/MMBtu | FALSE | L | Annual | Net Emissions Allowance Position | lbs | 0 | 0 | 0 | 0 | 0 | 0 | 0
NY New Units MER Rate Limit v3.1 | 899 | 7350 | MACT Fuel Choice Floor in lbs/MMBtu | FALSE | L | Annual | Fuel Consumed | TBtu | 0 | 0 | 0 | 0 | 0 | 0 | 0
NY New Units MER Rate Limit v3.1 | 899 | 7350 | MACT Fuel Choice Floor in lbs/MMBtu | FALSE | L | Annual | Rate | lb/MMBtu | 0 | 0 | 0 | 0 | 0 | 0 | 0
NY New Units MER Rate Limit v3.1 | 899 | 7350 | MACT Fuel Choice Floor in lbs/MMBtu | FALSE | L | Annual | Generation | TWh | 0 | 0 | 0 | 0 | 0 | 0 | 0
NY New Units MER Rate Limit v3.1 | 899 | 7350 | MACT Fuel Choice Floor in lbs/MMBtu | FALSE | L | Annual | Qualifying Generation | TWh | 0 | 0 | 0 | 0 | 0 | 0 | 0
NY New Units MER Rate Limit v3.1 | 899 | 7350 | MACT Fuel Choice Floor in lbs/MMBtu | FALSE | L | Annual | Constraint Shadow Price | US2022$/Lb | 0 | 0 | 0 | 0 | 0 | 0 | 0
NY New Units MER Rate Limit v3.1 | 900 | 7350 | MACT Fuel Choice Floor in lbs/MMBtu | FALSE | L | Annual | Seasons Included | Seasons | Winter, Spring, Summer, Fall | Winter, Spring, Summer, Fall | Winter, Spring, Summer, Fall | Winter, Spring, Summer, Fall | Winter, Spring, Summer, Fall | Winter, Spring, Summer, Fall | Winter, Spring, Summer, Fall
NY New Units MER Rate Limit v3.1 | 900 | 7350 | MACT Fuel Choice Floor in lbs/MMBtu | FALSE | L | Annual | Emission Floor | lbs/MMBtu | 6e-07 | 6e-07 | 6e-07 | 6e-07 | 6e-07 | 6e-07 | 6e-07
NY New Units MER Rate Limit v3.1 | 900 | 7350 | MACT Fuel Choice Floor in lbs/MMBtu | FALSE | L | Annual | Emissions at Affected Plants MER | lbs | 0 | 0 | 0 | 0 | 0 | 0 | 0
NY New Units MER Rate Limit v3.1 | 900 | 7350 | MACT Fuel Choice Floor in lbs/MMBtu | FALSE | L | Annual | Allowances Purchased MER | lbs | 0 | 0 | 0 | 0 | 0 | 0 | 0
NY New Units MER Rate Limit v3.1 | 900 | 7350 | MACT Fuel Choice Floor in lbs/MMBtu | FALSE | L | Annual | Allowances Sold MER | lbs | 0 | 0 | 0 | 0 | 0 | 0 | 0
NY New Units MER Rate Limit v3.1 | 900 | 7350 | MACT Fuel Choice Floor in lbs/MMBtu | FALSE | L | Annual | Allowances Banked | lbs | 0 | 0 | 0 | 0 | 0 | 0 | 0
NY New Units MER Rate Limit v3.1 | 900 | 7350 | MACT Fuel Choice Floor in lbs/MMBtu | FALSE | L | Annual | Allowances Withdrawn (1:1) | lbs | 0 | 0 | 0 | 0 | 0 | 0 | 0
NY New Units MER Rate Limit v3.1 | 900 | 7350 | MACT Fuel Choice Floor in lbs/MMBtu | FALSE | L | Annual | Allowances Withdrawn (n:1) | lbs | 0 | 0 | 0 | 0 | 0 | 0 | 0
NY New Units MER Rate Limit v3.1 | 900 | 7350 | MACT Fuel Choice Floor in lbs/MMBtu | FALSE | L | Annual | Net Emissions Allowance Position | lbs | 0 | 0 | 0 | 0 | 0 | 0 | 0
NY New Units MER Rate Limit v3.1 | 900 | 7350 | MACT Fuel Choice Floor in lbs/MMBtu | FALSE | L | Annual | Fuel Consumed | TBtu | 0 | 0 | 0 | 0 | 0 | 0 | 0
NY New Units MER Rate Limit v3.1 | 900 | 7350 | MACT Fuel Choice Floor in lbs/MMBtu | FALSE | L | Annual | Rate | lb/MMBtu | 0 | 0 | 0 | 0 | 0 | 0 | 0
NY New Units MER Rate Limit v3.1 | 900 | 7350 | MACT Fuel Choice Floor in lbs/MMBtu | FALSE | L | Annual | Generation | TWh | 0 | 0 | 0 | 0 | 0 | 0 | 0
NY New Units MER Rate Limit v3.1 | 900 | 7350 | MACT Fuel Choice Floor in lbs/MMBtu | FALSE | L | Annual | Qualifying Generation | TWh | 0 | 0 | 0 | 0 | 0 | 0 | 0
NY New Units MER Rate Limit v3.1 | 900 | 7350 | MACT Fuel Choice Floor in lbs/MMBtu | FALSE | L | Annual | Constraint Shadow Price | US2022$/Lb | 0 | 0 | 0 | 0 | 0 | 0 | 0
NY New Units MER Rate Limit v3.1 | 901 | 7350 | MACT Fuel Choice Floor in lbs/MMBtu | FALSE | L | Annual | Seasons Included | Seasons | Winter, Spring, Summer, Fall | Winter, Spring, Summer, Fall | Winter, Spring, Summer, Fall | Winter, Spring, Summer, Fall | Winter, Spring, Summer, Fall | Winter, Spring, Summer, Fall | Winter, Spring, Summer, Fall
NY New Units MER Rate Limit v3.1 | 901 | 7350 | MACT Fuel Choice Floor in lbs/MMBtu | FALSE | L | Annual | Emission Floor | lbs/MMBtu | 6e-07 | 6e-07 | 6e-07 | 6e-07 | 6e-07 | 6e-07 | 6e-07
NY New Units MER Rate Limit v3.1 | 901 | 7350 | MACT Fuel Choice Floor in lbs/MMBtu | FALSE | L | Annual | Emissions at Affected Plants MER | lbs | 0 | 0 | 0 | 0 | 0 | 0 | 0
NY New Units MER Rate Limit v3.1 | 901 | 7350 | MACT Fuel Choice Floor in lbs/MMBtu | FALSE | L | Annual | Allowances Purchased MER | lbs | 0 | 0 | 0 | 0 | 0 | 0 | 0
NY New Units MER Rate Limit v3.1 | 901 | 7350 | MACT Fuel Choice Floor in lbs/MMBtu | FALSE | L | Annual | Allowances Sold MER | lbs | 0 | 0 | 0 | 0 | 0 | 0 | 0
NY New Units MER Rate Limit v3.1 | 901 | 7350 | MACT Fuel Choice Floor in lbs/MMBtu | FALSE | L | Annual | Allowances Banked | lbs | 0 | 0 | 0 | 0 | 0 | 0 | 0
NY New Units MER Rate Limit v3.1 | 901 | 7350 | MACT Fuel Choice Floor in lbs/MMBtu | FALSE | L | Annual | Allowances Withdrawn (1:1) | lbs | 0 | 0 | 0 | 0 | 0 | 0 | 0
NY New Units MER Rate Limit v3.1 | 901 | 7350 | MACT Fuel Choice Floor in lbs/MMBtu | FALSE | L | Annual | Allowances Withdrawn (n:1) | lbs | 0 | 0 | 0 | 0 | 0 | 0 | 0
NY New Units MER Rate Limit v3.1 | 901 | 7350 | MACT Fuel Choice Floor in lbs/MMBtu | FALSE | L | Annual | Net Emissions Allowance Position | lbs | 0 | 0 | 0 | 0 | 0 | 0 | 0
NY New Units MER Rate Limit v3.1 | 901 | 7350 | MACT Fuel Choice Floor in lbs/MMBtu | FALSE | L | Annual | Fuel Consumed | TBtu | 0 | 0 | 0 | 0 | 0 | 0 | 0
NY New Units MER Rate Limit v3.1 | 901 | 7350 | MACT Fuel Choice Floor in lbs/MMBtu | FALSE | L | Annual | Rate | lb/MMBtu | 0 | 0 | 0 | 0 | 0 | 0 | 0
NY New Units MER Rate Limit v3.1 | 901 | 7350 | MACT Fuel Choice Floor in lbs/MMBtu | FALSE | L | Annual | Generation | TWh | 0 | 0 | 0 | 0 | 0 | 0 | 0
NY New Units MER Rate Limit v3.1 | 901 | 7350 | MACT Fuel Choice Floor in lbs/MMBtu | FALSE | L | Annual | Qualifying Generation | TWh | 0 | 0 | 0 | 0 | 0 | 0 | 0
NY New Units MER Rate Limit v3.1 | 901 | 7350 | MACT Fuel Choice Floor in lbs/MMBtu | FALSE | L | Annual | Constraint Shadow Price | US2022$/Lb | 0 | 0 | 0 | 0 | 0 | 0 | 0
NY New Units MER Rate Limit v3.1 | 902 | 7350 | MACT Fuel Choice Floor in lbs/MMBtu | FALSE | L | Annual | Seasons Included | Seasons | Winter, Spring, Summer, Fall | Winter, Spring, Summer, Fall | Winter, Spring, Summer, Fall | Winter, Spring, Summer, Fall | Winter, Spring, Summer, Fall | Winter, Spring, Summer, Fall | Winter, Spring, Summer, Fall
NY New Units MER Rate Limit v3.1 | 902 | 7350 | MACT Fuel Choice Floor in lbs/MMBtu | FALSE | L | Annual | Emission Floor | lbs/MMBtu | 6e-07 | 6e-07 | 6e-07 | 6e-07 | 6e-07 | 6e-07 | 6e-07
NY New Units MER Rate Limit v3.1 | 902 | 7350 | MACT Fuel Choice Floor in lbs/MMBtu | FALSE | L | Annual | Emissions at Affected Plants MER | lbs | 0 | 0 | 0 | 0 | 0 | 0 | 0
NY New Units MER Rate Limit v3.1 | 902 | 7350 | MACT Fuel Choice Floor in lbs/MMBtu | FALSE | L | Annual | Allowances Purchased MER | lbs | 0 | 0 | 0 | 0 | 0 | 0 | 0
NY New Units MER Rate Limit v3.1 | 902 | 7350 | MACT Fuel Choice Floor in lbs/MMBtu | FALSE | L | Annual | Allowances Sold MER | lbs | 0 | 0 | 0 | 0 | 0 | 0 | 0
NY New Units MER Rate Limit v3.1 | 902 | 7350 | MACT Fuel Choice Floor in lbs/MMBtu | FALSE | L | Annual | Allowances Banked | lbs | 0 | 0 | 0 | 0 | 0 | 0 | 0
NY New Units MER Rate Limit v3.1 | 902 | 7350 | MACT Fuel Choice Floor in lbs/MMBtu | FALSE | L | Annual | Allowances Withdrawn (1:1) | lbs | 0 | 0 | 0 | 0 | 0 | 0 | 0
NY New Units MER Rate Limit v3.1 | 902 | 7350 | MACT Fuel Choice Floor in lbs/MMBtu | FALSE | L | Annual | Allowances Withdrawn (n:1) | lbs | 0 | 0 | 0 | 0 | 0 | 0 | 0
NY New Units MER Rate Limit v3.1 | 902 | 7350 | MACT Fuel Choice Floor in lbs/MMBtu | FALSE | L | Annual | Net Emissions Allowance Position | lbs | 0 | 0 | 0 | 0 | 0 | 0 | 0
NY New Units MER Rate Limit v3.1 | 902 | 7350 | MACT Fuel Choice Floor in lbs/MMBtu | FALSE | L | Annual | Fuel Consumed | TBtu | 0 | 0 | 0 | 0 | 0 | 0 | 0
NY New Units MER Rate Limit v3.1 | 902 | 7350 | MACT Fuel Choice Floor in lbs/MMBtu | FALSE | L | Annual | Rate | lb/MMBtu | 0 | 0 | 0 | 0 | 0 | 0 | 0
NY New Units MER Rate Limit v3.1 | 902 | 7350 | MACT Fuel Choice Floor in lbs/MMBtu | FALSE | L | Annual | Generation | TWh | 0 | 0 | 0 | 0 | 0 | 0 | 0
NY New Units MER Rate Limit v3.1 | 902 | 7350 | MACT Fuel Choice Floor in lbs/MMBtu | FALSE | L | Annual | Qualifying Generation | TWh | 0 | 0 | 0 | 0 | 0 | 0 | 0
NY New Units MER Rate Limit v3.1 | 902 | 7350 | MACT Fuel Choice Floor in lbs/MMBtu | FALSE | L | Annual | Constraint Shadow Price | US2022$/Lb | 0 | 0 | 0 | 0 | 0 | 0 | 0
NY New Units MER Rate Limit v3.1 | 903 | 7350 | MACT Fuel Choice Floor in lbs/MMBtu | FALSE | L | Annual | Seasons Included | Seasons | Winter, Spring, Summer, Fall | Winter, Spring, Summer, Fall | Winter, Spring, Summer, Fall | Winter, Spring, Summer, Fall | Winter, Spring, Summer, Fall | Winter, Spring, Summer, Fall | Winter, Spring, Summer, Fall
NY New Units MER Rate Limit v3.1 | 903 | 7350 | MACT Fuel Choice Floor in lbs/MMBtu | FALSE | L | Annual | Emission Floor | lbs/MMBtu | 6e-07 | 6e-07 | 6e-07 | 6e-07 | 6e-07 | 6e-07 | 6e-07
NY New Units MER Rate Limit v3.1 | 903 | 7350 | MACT Fuel Choice Floor in lbs/MMBtu | FALSE | L | Annual | Emissions at Affected Plants MER | lbs | 0 | 0 | 0 | 0 | 0 | 0 | 0
NY New Units MER Rate Limit v3.1 | 903 | 7350 | MACT Fuel Choice Floor in lbs/MMBtu | FALSE | L | Annual | Allowances Purchased MER | lbs | 0 | 0 | 0 | 0 | 0 | 0 | 0
NY New Units MER Rate Limit v3.1 | 903 | 7350 | MACT Fuel Choice Floor in lbs/MMBtu | FALSE | L | Annual | Allowances Sold MER | lbs | 0 | 0 | 0 | 0 | 0 | 0 | 0
NY New Units MER Rate Limit v3.1 | 903 | 7350 | MACT Fuel Choice Floor in lbs/MMBtu | FALSE | L | Annual | Allowances Banked | lbs | 0 | 0 | 0 | 0 | 0 | 0 | 0
NY New Units MER Rate Limit v3.1 | 903 | 7350 | MACT Fuel Choice Floor in lbs/MMBtu | FALSE | L | Annual | Allowances Withdrawn (1:1) | lbs | 0 | 0 | 0 | 0 | 0 | 0 | 0
NY New Units MER Rate Limit v3.1 | 903 | 7350 | MACT Fuel Choice Floor in lbs/MMBtu | FALSE | L | Annual | Allowances Withdrawn (n:1) | lbs | 0 | 0 | 0 | 0 | 0 | 0 | 0
NY New Units MER Rate Limit v3.1 | 903 | 7350 | MACT Fuel Choice Floor in lbs/MMBtu | FALSE | L | Annual | Net Emissions Allowance Position | lbs | 0 | 0 | 0 | 0 | 0 | 0 | 0
NY New Units MER Rate Limit v3.1 | 903 | 7350 | MACT Fuel Choice Floor in lbs/MMBtu | FALSE | L | Annual | Fuel Consumed | TBtu | 0 | 0 | 0 | 0 | 0 | 0 | 0
NY New Units MER Rate Limit v3.1 | 903 | 7350 | MACT Fuel Choice Floor in lbs/MMBtu | FALSE | L | Annual | Rate | lb/MMBtu | 0 | 0 | 0 | 0 | 0 | 0 | 0
NY New Units MER Rate Limit v3.1 | 903 | 7350 | MACT Fuel Choice Floor in lbs/MMBtu | FALSE | L | Annual | Generation | TWh | 0 | 0 | 0 | 0 | 0 | 0 | 0
NY New Units MER Rate Limit v3.1 | 903 | 7350 | MACT Fuel Choice Floor in lbs/MMBtu | FALSE | L | Annual | Qualifying Generation | TWh | 0 | 0 | 0 | 0 | 0 | 0 | 0
NY New Units MER Rate Limit v3.1 | 903 | 7350 | MACT Fuel Choice Floor in lbs/MMBtu | FALSE | L | Annual | Constraint Shadow Price | US2022$/Lb | 0 | 0 | 0 | 0 | 0 | 0 | 0
NY New Units MER Rate Limit v3.1 | 904 | 7350 | MACT Fuel Choice Floor in lbs/MMBtu | FALSE | L | Annual | Seasons Included | Seasons | Winter, Spring, Summer, Fall | Winter, Spring, Summer, Fall | Winter, Spring, Summer, Fall | Winter, Spring, Summer, Fall | Winter, Spring, Summer, Fall | Winter, Spring, Summer, Fall | Winter, Spring, Summer, Fall
NY New Units MER Rate Limit v3.1 | 904 | 7350 | MACT Fuel Choice Floor in lbs/MMBtu | FALSE | L | Annual | Emission Floor | lbs/MMBtu | 6e-07 | 6e-07 | 6e-07 | 6e-07 | 6e-07 | 6e-07 | 6e-07
NY New Units MER Rate Limit v3.1 | 904 | 7350 | MACT Fuel Choice Floor in lbs/MMBtu | FALSE | L | Annual | Emissions at Affected Plants MER | lbs | 0 | 0 | 0 | 0 | 0 | 0 | 0
NY New Units MER Rate Limit v3.1 | 904 | 7350 | MACT Fuel Choice Floor in lbs/MMBtu | FALSE | L | Annual | Allowances Purchased MER | lbs | 0 | 0 | 0 | 0 | 0 | 0 | 0
NY New Units MER Rate Limit v3.1 | 904 | 7350 | MACT Fuel Choice Floor in lbs/MMBtu | FALSE | L | Annual | Allowances Sold MER | lbs | 0 | 0 | 0 | 0 | 0 | 0 | 0
NY New Units MER Rate Limit v3.1 | 904 | 7350 | MACT Fuel Choice Floor in lbs/MMBtu | FALSE | L | Annual | Allowances Banked | lbs | 0 | 0 | 0 | 0 | 0 | 0 | 0
NY New Units MER Rate Limit v3.1 | 904 | 7350 | MACT Fuel Choice Floor in lbs/MMBtu | FALSE | L | Annual | Allowances Withdrawn (1:1) | lbs | 0 | 0 | 0 | 0 | 0 | 0 | 0
NY New Units MER Rate Limit v3.1 | 904 | 7350 | MACT Fuel Choice Floor in lbs/MMBtu | FALSE | L | Annual | Allowances Withdrawn (n:1) | lbs | 0 | 0 | 0 | 0 | 0 | 0 | 0
NY New Units MER Rate Limit v3.1 | 904 | 7350 | MACT Fuel Choice Floor in lbs/MMBtu | FALSE | L | Annual | Net Emissions Allowance Position | lbs | 0 | 0 | 0 | 0 | 0 | 0 | 0
NY New Units MER Rate Limit v3.1 | 904 | 7350 | MACT Fuel Choice Floor in lbs/MMBtu | FALSE | L | Annual | Fuel Consumed | TBtu | 0 | 0 | 0 | 0 | 0 | 0 | 0
NY New Units MER Rate Limit v3.1 | 904 | 7350 | MACT Fuel Choice Floor in lbs/MMBtu | FALSE | L | Annual | Rate | lb/MMBtu | 0 | 0 | 0 | 0 | 0 | 0 | 0
NY New Units MER Rate Limit v3.1 | 904 | 7350 | MACT Fuel Choice Floor in lbs/MMBtu | FALSE | L | Annual | Generation | TWh | 0 | 0 | 0 | 0 | 0 | 0 | 0
NY New Units MER Rate Limit v3.1 | 904 | 7350 | MACT Fuel Choice Floor in lbs/MMBtu | FALSE | L | Annual | Qualifying Generation | TWh | 0 | 0 | 0 | 0 | 0 | 0 | 0
NY New Units MER Rate Limit v3.1 | 904 | 7350 | MACT Fuel Choice Floor in lbs/MMBtu | FALSE | L | Annual | Constraint Shadow Price | US2022$/Lb | 0 | 0 | 0 | 0 | 0 | 0 | 0
NY New Units MER Rate Limit v3.1 | 905 | 7350 | MACT Fuel Choice Floor in lbs/MMBtu | FALSE | L | Annual | Seasons Included | Seasons | Winter, Spring, Summer, Fall | Winter, Spring, Summer, Fall | Winter, Spring, Summer, Fall | Winter, Spring, Summer, Fall | Winter, Spring, Summer, Fall | Winter, Spring, Summer, Fall | Winter, Spring, Summer, Fall
NY New Units MER Rate Limit v3.1 | 905 | 7350 | MACT Fuel Choice Floor in lbs/MMBtu | FALSE | L | Annual | Emission Floor | lbs/MMBtu | 6e-07 | 6e-07 | 6e-07 | 6e-07 | 6e-07 | 6e-07 | 6e-07
NY New Units MER Rate Limit v3.1 | 905 | 7350 | MACT Fuel Choice Floor in lbs/MMBtu | FALSE | L | Annual | Emissions at Affected Plants MER | lbs | 0 | 0 | 0 | 0 | 0 | 0 | 0
NY New Units MER Rate Limit v3.1 | 905 | 7350 | MACT Fuel Choice Floor in lbs/MMBtu | FALSE | L | Annual | Allowances Purchased MER | lbs | 0 | 0 | 0 | 0 | 0 | 0 | 0
NY New Units MER Rate Limit v3.1 | 905 | 7350 | MACT Fuel Choice Floor in lbs/MMBtu | FALSE | L | Annual | Allowances Sold MER | lbs | 0 | 0 | 0 | 0 | 0 | 0 | 0
NY New Units MER Rate Limit v3.1 | 905 | 7350 | MACT Fuel Choice Floor in lbs/MMBtu | FALSE | L | Annual | Allowances Banked | lbs | 0 | 0 | 0 | 0 | 0 | 0 | 0
NY New Units MER Rate Limit v3.1 | 905 | 7350 | MACT Fuel Choice Floor in lbs/MMBtu | FALSE | L | Annual | Allowances Withdrawn (1:1) | lbs | 0 | 0 | 0 | 0 | 0 | 0 | 0
NY New Units MER Rate Limit v3.1 | 905 | 7350 | MACT Fuel Choice Floor in lbs/MMBtu | FALSE | L | Annual | Allowances Withdrawn (n:1) | lbs | 0 | 0 | 0 | 0 | 0 | 0 | 0
NY New Units MER Rate Limit v3.1 | 905 | 7350 | MACT Fuel Choice Floor in lbs/MMBtu | FALSE | L | Annual | Net Emissions Allowance Position | lbs | 0 | 0 | 0 | 0 | 0 | 0 | 0
NY New Units MER Rate Limit v3.1 | 905 | 7350 | MACT Fuel Choice Floor in lbs/MMBtu | FALSE | L | Annual | Fuel Consumed | TBtu | 0 | 0 | 0 | 0 | 0 | 0 | 0
NY New Units MER Rate Limit v3.1 | 905 | 7350 | MACT Fuel Choice Floor in lbs/MMBtu | FALSE | L | Annual | Rate | lb/MMBtu | 0 | 0 | 0 | 0 | 0 | 0 | 0
NY New Units MER Rate Limit v3.1 | 905 | 7350 | MACT Fuel Choice Floor in lbs/MMBtu | FALSE | L | Annual | Generation | TWh | 0 | 0 | 0 | 0 | 0 | 0 | 0
NY New Units MER Rate Limit v3.1 | 905 | 7350 | MACT Fuel Choice Floor in lbs/MMBtu | FALSE | L | Annual | Qualifying Generation | TWh | 0 | 0 | 0 | 0 | 0 | 0 | 0
NY New Units MER Rate Limit v3.1 | 905 | 7350 | MACT Fuel Choice Floor in lbs/MMBtu | FALSE | L | Annual | Constraint Shadow Price | US2022$/Lb | 0 | 0 | 0 | 0 | 0 | 0 | 0
NY New Units MER Rate Limit v3.1 | 906 | 7350 | MACT Fuel Choice Floor in lbs/MMBtu | FALSE | L | Annual | Seasons Included | Seasons | Winter, Spring, Summer, Fall | Winter, Spring, Summer, Fall | Winter, Spring, Summer, Fall | Winter, Spring, Summer, Fall | Winter, Spring, Summer, Fall | Winter, Spring, Summer, Fall | Winter, Spring, Summer, Fall
NY New Units MER Rate Limit v3.1 | 906 | 7350 | MACT Fuel Choice Floor in lbs/MMBtu | FALSE | L | Annual | Emission Floor | lbs/MMBtu | 6e-07 | 6e-07 | 6e-07 | 6e-07 | 6e-07 | 6e-07 | 6e-07
NY New Units MER Rate Limit v3.1 | 906 | 7350 | MACT Fuel Choice Floor in lbs/MMBtu | FALSE | L | Annual | Emissions at Affected Plants MER | lbs | 0 | 0 | 0 | 0 | 0 | 0 | 0
NY New Units MER Rate Limit v3.1 | 906 | 7350 | MACT Fuel Choice Floor in lbs/MMBtu | FALSE | L | Annual | Allowances Purchased MER | lbs | 0 | 0 | 0 | 0 | 0 | 0 | 0
NY New Units MER Rate Limit v3.1 | 906 | 7350 | MACT Fuel Choice Floor in lbs/MMBtu | FALSE | L | Annual | Allowances Sold MER | lbs | 0 | 0 | 0 | 0 | 0 | 0 | 0
NY New Units MER Rate Limit v3.1 | 906 | 7350 | MACT Fuel Choice Floor in lbs/MMBtu | FALSE | L | Annual | Allowances Banked | lbs | 0 | 0 | 0 | 0 | 0 | 0 | 0
NY New Units MER Rate Limit v3.1 | 906 | 7350 | MACT Fuel Choice Floor in lbs/MMBtu | FALSE | L | Annual | Allowances Withdrawn (1:1) | lbs | 0 | 0 | 0 | 0 | 0 | 0 | 0
NY New Units MER Rate Limit v3.1 | 906 | 7350 | MACT Fuel Choice Floor in lbs/MMBtu | FALSE | L | Annual | Allowances Withdrawn (n:1) | lbs | 0 | 0 | 0 | 0 | 0 | 0 | 0
NY New Units MER Rate Limit v3.1 | 906 | 7350 | MACT Fuel Choice Floor in lbs/MMBtu | FALSE | L | Annual | Net Emissions Allowance Position | lbs | 0 | 0 | 0 | 0 | 0 | 0 | 0
NY New Units MER Rate Limit v3.1 | 906 | 7350 | MACT Fuel Choice Floor in lbs/MMBtu | FALSE | L | Annual | Fuel Consumed | TBtu | 0 | 0 | 0 | 0 | 0 | 0 | 0
NY New Units MER Rate Limit v3.1 | 906 | 7350 | MACT Fuel Choice Floor in lbs/MMBtu | FALSE | L | Annual | Rate | lb/MMBtu | 0 | 0 | 0 | 0 | 0 | 0 | 0
NY New Units MER Rate Limit v3.1 | 906 | 7350 | MACT Fuel Choice Floor in lbs/MMBtu | FALSE | L | Annual | Generation | TWh | 0 | 0 | 0 | 0 | 0 | 0 | 0
NY New Units MER Rate Limit v3.1 | 906 | 7350 | MACT Fuel Choice Floor in lbs/MMBtu | FALSE | L | Annual | Qualifying Generation | TWh | 0 | 0 | 0 | 0 | 0 | 0 | 0
NY New Units MER Rate Limit v3.1 | 906 | 7350 | MACT Fuel Choice Floor in lbs/MMBtu | FALSE | L | Annual | Constraint Shadow Price | US2022$/Lb | 0 | 0 | 0 | 0 | 0 | 0 | 0
NY New Units MER Rate Limit v3.1 | 907 | 7350 | MACT Fuel Choice Floor in lbs/MMBtu | FALSE | L | Annual | Seasons Included | Seasons | Winter, Spring, Summer, Fall | Winter, Spring, Summer, Fall | Winter, Spring, Summer, Fall | Winter, Spring, Summer, Fall | Winter, Spring, Summer, Fall | Winter, Spring, Summer, Fall | Winter, Spring, Summer, Fall
NY New Units MER Rate Limit v3.1 | 907 | 7350 | MACT Fuel Choice Floor in lbs/MMBtu | FALSE | L | Annual | Emission Floor | lbs/MMBtu | 6e-07 | 6e-07 | 6e-07 | 6e-07 | 6e-07 | 6e-07 | 6e-07
NY New Units MER Rate Limit v3.1 | 907 | 7350 | MACT Fuel Choice Floor in lbs/MMBtu | FALSE | L | Annual | Emissions at Affected Plants MER | lbs | 0 | 0 | 0 | 0 | 0 | 0 | 0
NY New Units MER Rate Limit v3.1 | 907 | 7350 | MACT Fuel Choice Floor in lbs/MMBtu | FALSE | L | Annual | Allowances Purchased MER | lbs | 0 | 0 | 0 | 0 | 0 | 0 | 0
NY New Units MER Rate Limit v3.1 | 907 | 7350 | MACT Fuel Choice Floor in lbs/MMBtu | FALSE | L | Annual | Allowances Sold MER | lbs | 0 | 0 | 0 | 0 | 0 | 0 | 0
NY New Units MER Rate Limit v3.1 | 907 | 7350 | MACT Fuel Choice Floor in lbs/MMBtu | FALSE | L | Annual | Allowances Banked | lbs | 0 | 0 | 0 | 0 | 0 | 0 | 0
NY New Units MER Rate Limit v3.1 | 907 | 7350 | MACT Fuel Choice Floor in lbs/MMBtu | FALSE | L | Annual | Allowances Withdrawn (1:1) | lbs | 0 | 0 | 0 | 0 | 0 | 0 | 0
NY New Units MER Rate Limit v3.1 | 907 | 7350 | MACT Fuel Choice Floor in lbs/MMBtu | FALSE | L | Annual | Allowances Withdrawn (n:1) | lbs | 0 | 0 | 0 | 0 | 0 | 0 | 0
NY New Units MER Rate Limit v3.1 | 907 | 7350 | MACT Fuel Choice Floor in lbs/MMBtu | FALSE | L | Annual | Net Emissions Allowance Position | lbs | 0 | 0 | 0 | 0 | 0 | 0 | 0
NY New Units MER Rate Limit v3.1 | 907 | 7350 | MACT Fuel Choice Floor in lbs/MMBtu | FALSE | L | Annual | Fuel Consumed | TBtu | 0 | 0 | 0 | 0 | 0 | 0 | 0
NY New Units MER Rate Limit v3.1 | 907 | 7350 | MACT Fuel Choice Floor in lbs/MMBtu | FALSE | L | Annual | Rate | lb/MMBtu | 0 | 0 | 0 | 0 | 0 | 0 | 0
NY New Units MER Rate Limit v3.1 | 907 | 7350 | MACT Fuel Choice Floor in lbs/MMBtu | FALSE | L | Annual | Generation | TWh | 0 | 0 | 0 | 0 | 0 | 0 | 0
NY New Units MER Rate Limit v3.1 | 907 | 7350 | MACT Fuel Choice Floor in lbs/MMBtu | FALSE | L | Annual | Qualifying Generation | TWh | 0 | 0 | 0 | 0 | 0 | 0 | 0
NY New Units MER Rate Limit v3.1 | 907 | 7350 | MACT Fuel Choice Floor in lbs/MMBtu | FALSE | L | Annual | Constraint Shadow Price | US2022$/Lb | 0 | 0 | 0 | 0 | 0 | 0 | 0
NY New Units MER Rate Limit v3.1 | 908 | 7350 | MACT Fuel Choice Floor in lbs/MMBtu | FALSE | L | Annual | Seasons Included | Seasons | Winter, Spring, Summer, Fall | Winter, Spring, Summer, Fall | Winter, Spring, Summer, Fall | Winter, Spring, Summer, Fall | Winter, Spring, Summer, Fall | Winter, Spring, Summer, Fall | Winter, Spring, Summer, Fall
NY New Units MER Rate Limit v3.1 | 908 | 7350 | MACT Fuel Choice Floor in lbs/MMBtu | FALSE | L | Annual | Emission Floor | lbs/MMBtu | 6e-07 | 6e-07 | 6e-07 | 6e-07 | 6e-07 | 6e-07 | 6e-07
NY New Units MER Rate Limit v3.1 | 908 | 7350 | MACT Fuel Choice Floor in lbs/MMBtu | FALSE | L | Annual | Emissions at Affected Plants MER | lbs | 0 | 0 | 0 | 0 | 0 | 0 | 0
NY New Units MER Rate Limit v3.1 | 908 | 7350 | MACT Fuel Choice Floor in lbs/MMBtu | FALSE | L | Annual | Allowances Purchased MER | lbs | 0 | 0 | 0 | 0 | 0 | 0 | 0
NY New Units MER Rate Limit v3.1 | 908 | 7350 | MACT Fuel Choice Floor in lbs/MMBtu | FALSE | L | Annual | Allowances Sold MER | lbs | 0 | 0 | 0 | 0 | 0 | 0 | 0
NY New Units MER Rate Limit v3.1 | 908 | 7350 | MACT Fuel Choice Floor in lbs/MMBtu | FALSE | L | Annual | Allowances Banked | lbs | 0 | 0 | 0 | 0 | 0 | 0 | 0
NY New Units MER Rate Limit v3.1 | 908 | 7350 | MACT Fuel Choice Floor in lbs/MMBtu | FALSE | L | Annual | Allowances Withdrawn (1:1) | lbs | 0 | 0 | 0 | 0 | 0 | 0 | 0
NY New Units MER Rate Limit v3.1 | 908 | 7350 | MACT Fuel Choice Floor in lbs/MMBtu | FALSE | L | Annual | Allowances Withdrawn (n:1) | lbs | 0 | 0 | 0 | 0 | 0 | 0 | 0
NY New Units MER Rate Limit v3.1 | 908 | 7350 | MACT Fuel Choice Floor in lbs/MMBtu | FALSE | L | Annual | Net Emissions Allowance Position | lbs | 0 | 0 | 0 | 0 | 0 | 0 | 0
NY New Units MER Rate Limit v3.1 | 908 | 7350 | MACT Fuel Choice Floor in lbs/MMBtu | FALSE | L | Annual | Fuel Consumed | TBtu | 0 | 0 | 0 | 0 | 0 | 0 | 0
NY New Units MER Rate Limit v3.1 | 908 | 7350 | MACT Fuel Choice Floor in lbs/MMBtu | FALSE | L | Annual | Rate | lb/MMBtu | 0 | 0 | 0 | 0 | 0 | 0 | 0
NY New Units MER Rate Limit v3.1 | 908 | 7350 | MACT Fuel Choice Floor in lbs/MMBtu | FALSE | L | Annual | Generation | TWh | 0 | 0 | 0 | 0 | 0 | 0 | 0
NY New Units MER Rate Limit v3.1 | 908 | 7350 | MACT Fuel Choice Floor in lbs/MMBtu | FALSE | L | Annual | Qualifying Generation | TWh | 0 | 0 | 0 | 0 | 0 | 0 | 0
NY New Units MER Rate Limit v3.1 | 908 | 7350 | MACT Fuel Choice Floor in lbs/MMBtu | FALSE | L | Annual | Constraint Shadow Price | US2022$/Lb | 0 | 0 | 0 | 0 | 0 | 0 | 0
NY New Units MER Rate Limit v3.1 | 909 | 7350 | MACT Fuel Choice Floor in lbs/MMBtu | FALSE | L | Annual | Seasons Included | Seasons | Winter, Spring, Summer, Fall | Winter, Spring, Summer, Fall | Winter, Spring, Summer, Fall | Winter, Spring, Summer, Fall | Winter, Spring, Summer, Fall | Winter, Spring, Summer, Fall | Winter, Spring, Summer, Fall
NY New Units MER Rate Limit v3.1 | 909 | 7350 | MACT Fuel Choice Floor in lbs/MMBtu | FALSE | L | Annual | Emission Floor | lbs/MMBtu | 6e-07 | 6e-07 | 6e-07 | 6e-07 | 6e-07 | 6e-07 | 6e-07
NY New Units MER Rate Limit v3.1 | 909 | 7350 | MACT Fuel Choice Floor in lbs/MMBtu | FALSE | L | Annual | Emissions at Affected Plants MER | lbs | 0 | 0 | 0 | 0 | 0 | 0 | 0
NY New Units MER Rate Limit v3.1 | 909 | 7350 | MACT Fuel Choice Floor in lbs/MMBtu | FALSE | L | Annual | Allowances Purchased MER | lbs | 0 | 0 | 0 | 0 | 0 | 0 | 0
NY New Units MER Rate Limit v3.1 | 909 | 7350 | MACT Fuel Choice Floor in lbs/MMBtu | FALSE | L | Annual | Allowances Sold MER | lbs | 0 | 0 | 0 | 0 | 0 | 0 | 0
NY New Units MER Rate Limit v3.1 | 909 | 7350 | MACT Fuel Choice Floor in lbs/MMBtu | FALSE | L | Annual | Allowances Banked | lbs | 0 | 0 | 0 | 0 | 0 | 0 | 0
NY New Units MER Rate Limit v3.1 | 909 | 7350 | MACT Fuel Choice Floor in lbs/MMBtu | FALSE | L | Annual | Allowances Withdrawn (1:1) | lbs | 0 | 0 | 0 | 0 | 0 | 0 | 0
NY New Units MER Rate Limit v3.1 | 909 | 7350 | MACT Fuel Choice Floor in lbs/MMBtu | FALSE | L | Annual | Allowances Withdrawn (n:1) | lbs | 0 | 0 | 0 | 0 | 0 | 0 | 0
NY New Units MER Rate Limit v3.1 | 909 | 7350 | MACT Fuel Choice Floor in lbs/MMBtu | FALSE | L | Annual | Net Emissions Allowance Position | lbs | 0 | 0 | 0 | 0 | 0 | 0 | 0
NY New Units MER Rate Limit v3.1 | 909 | 7350 | MACT Fuel Choice Floor in lbs/MMBtu | FALSE | L | Annual | Fuel Consumed | TBtu | 0 | 0 | 0 | 0 | 0 | 0 | 0
NY New Units MER Rate Limit v3.1 | 909 | 7350 | MACT Fuel Choice Floor in lbs/MMBtu | FALSE | L | Annual | Rate | lb/MMBtu | 0 | 0 | 0 | 0 | 0 | 0 | 0
NY New Units MER Rate Limit v3.1 | 909 | 7350 | MACT Fuel Choice Floor in lbs/MMBtu | FALSE | L | Annual | Generation | TWh | 0 | 0 | 0 | 0 | 0 | 0 | 0
NY New Units MER Rate Limit v3.1 | 909 | 7350 | MACT Fuel Choice Floor in lbs/MMBtu | FALSE | L | Annual | Qualifying Generation | TWh | 0 | 0 | 0 | 0 | 0 | 0 | 0
NY New Units MER Rate Limit v3.1 | 909 | 7350 | MACT Fuel Choice Floor in lbs/MMBtu | FALSE | L | Annual | Constraint Shadow Price | US2022$/Lb | 0 | 0 | 0 | 0 | 0 | 0 | 0
NY New Units MER Rate Limit v3.1 | 910 | 7350 | MACT Fuel Choice Floor in lbs/MMBtu | FALSE | L | Annual | Seasons Included | Seasons | Winter, Spring, Summer, Fall | Winter, Spring, Summer, Fall | Winter, Spring, Summer, Fall | Winter, Spring, Summer, Fall | Winter, Spring, Summer, Fall | Winter, Spring, Summer, Fall | Winter, Spring, Summer, Fall
NY New Units MER Rate Limit v3.1 | 910 | 7350 | MACT Fuel Choice Floor in lbs/MMBtu | FALSE | L | Annual | Emission Floor | lbs/MMBtu | 6e-07 | 6e-07 | 6e-07 | 6e-07 | 6e-07 | 6e-07 | 6e-07
NY New Units MER Rate Limit v3.1 | 910 | 7350 | MACT Fuel Choice Floor in lbs/MMBtu | FALSE | L | Annual | Emissions at Affected Plants MER | lbs | 0 | 0 | 0 | 0 | 0 | 0 | 0
NY New Units MER Rate Limit v3.1 | 910 | 7350 | MACT Fuel Choice Floor in lbs/MMBtu | FALSE | L | Annual | Allowances Purchased MER | lbs | 0 | 0 | 0 | 0 | 0 | 0 | 0
NY New Units MER Rate Limit v3.1 | 910 | 7350 | MACT Fuel Choice Floor in lbs/MMBtu | FALSE | L | Annual | Allowances Sold MER | lbs | 0 | 0 | 0 | 0 | 0 | 0 | 0
NY New Units MER Rate Limit v3.1 | 910 | 7350 | MACT Fuel Choice Floor in lbs/MMBtu | FALSE | L | Annual | Allowances Banked | lbs | 0 | 0 | 0 | 0 | 0 | 0 | 0
NY New Units MER Rate Limit v3.1 | 910 | 7350 | MACT Fuel Choice Floor in lbs/MMBtu | FALSE | L | Annual | Allowances Withdrawn (1:1) | lbs | 0 | 0 | 0 | 0 | 0 | 0 | 0
NY New Units MER Rate Limit v3.1 | 910 | 7350 | MACT Fuel Choice Floor in lbs/MMBtu | FALSE | L | Annual | Allowances Withdrawn (n:1) | lbs | 0 | 0 | 0 | 0 | 0 | 0 | 0
NY New Units MER Rate Limit v3.1 | 910 | 7350 | MACT Fuel Choice Floor in lbs/MMBtu | FALSE | L | Annual | Net Emissions Allowance Position | lbs | 0 | 0 | 0 | 0 | 0 | 0 | 0
NY New Units MER Rate Limit v3.1 | 910 | 7350 | MACT Fuel Choice Floor in lbs/MMBtu | FALSE | L | Annual | Fuel Consumed | TBtu | 0 | 0 | 0 | 0 | 0 | 0 | 0
NY New Units MER Rate Limit v3.1 | 910 | 7350 | MACT Fuel Choice Floor in lbs/MMBtu | FALSE | L | Annual | Rate | lb/MMBtu | 0 | 0 | 0 | 0 | 0 | 0 | 0
NY New Units MER Rate Limit v3.1 | 910 | 7350 | MACT Fuel Choice Floor in lbs/MMBtu | FALSE | L | Annual | Generation | TWh | 0 | 0 | 0 | 0 | 0 | 0 | 0
NY New Units MER Rate Limit v3.1 | 910 | 7350 | MACT Fuel Choice Floor in lbs/MMBtu | FALSE | L | Annual | Qualifying Generation | TWh | 0 | 0 | 0 | 0 | 0 | 0 | 0
NY New Units MER Rate Limit v3.1 | 910 | 7350 | MACT Fuel Choice Floor in lbs/MMBtu | FALSE | L | Annual | Constraint Shadow Price | US2022$/Lb | 0 | 0 | 0 | 0 | 0 | 0 | 0
NY New Units MER Rate Limit v3.1 | 911 | 7350 | MACT Fuel Choice Floor in lbs/MMBtu | FALSE | L | Annual | Seasons Included | Seasons | Winter, Spring, Summer, Fall | Winter, Spring, Summer, Fall | Winter, Spring, Summer, Fall | Winter, Spring, Summer, Fall | Winter, Spring, Summer, Fall | Winter, Spring, Summer, Fall | Winter, Spring, Summer, Fall
NY New Units MER Rate Limit v3.1 | 911 | 7350 | MACT Fuel Choice Floor in lbs/MMBtu | FALSE | L | Annual | Emission Floor | lbs/MMBtu | 6e-07 | 6e-07 | 6e-07 | 6e-07 | 6e-07 | 6e-07 | 6e-07
NY New Units MER Rate Limit v3.1 | 911 | 7350 | MACT Fuel Choice Floor in lbs/MMBtu | FALSE | L | Annual | Emissions at Affected Plants MER | lbs | 0 | 0 | 0 | 0 | 0 | 0 | 0
NY New Units MER Rate Limit v3.1 | 911 | 7350 | MACT Fuel Choice Floor in lbs/MMBtu | FALSE | L | Annual | Allowances Purchased MER | lbs | 0 | 0 | 0 | 0 | 0 | 0 | 0
NY New Units MER Rate Limit v3.1 | 911 | 7350 | MACT Fuel Choice Floor in lbs/MMBtu | FALSE | L | Annual | Allowances Sold MER | lbs | 0 | 0 | 0 | 0 | 0 | 0 | 0
NY New Units MER Rate Limit v3.1 | 911 | 7350 | MACT Fuel Choice Floor in lbs/MMBtu | FALSE | L | Annual | Allowances Banked | lbs | 0 | 0 | 0 | 0 | 0 | 0 | 0
NY New Units MER Rate Limit v3.1 | 911 | 7350 | MACT Fuel Choice Floor in lbs/MMBtu | FALSE | L | Annual | Allowances Withdrawn (1:1) | lbs | 0 | 0 | 0 | 0 | 0 | 0 | 0
NY New Units MER Rate Limit v3.1 | 911 | 7350 | MACT Fuel Choice Floor in lbs/MMBtu | FALSE | L | Annual | Allowances Withdrawn (n:1) | lbs | 0 | 0 | 0 | 0 | 0 | 0 | 0
NY New Units MER Rate Limit v3.1 | 911 | 7350 | MACT Fuel Choice Floor in lbs/MMBtu | FALSE | L | Annual | Net Emissions Allowance Position | lbs | 0 | 0 | 0 | 0 | 0 | 0 | 0
NY New Units MER Rate Limit v3.1 | 911 | 7350 | MACT Fuel Choice Floor in lbs/MMBtu | FALSE | L | Annual | Fuel Consumed | TBtu | 0 | 0 | 0 | 0 | 0 | 0 | 0
NY New Units MER Rate Limit v3.1 | 911 | 7350 | MACT Fuel Choice Floor in lbs/MMBtu | FALSE | L | Annual | Rate | lb/MMBtu | 0 | 0 | 0 | 0 | 0 | 0 | 0
NY New Units MER Rate Limit v3.1 | 911 | 7350 | MACT Fuel Choice Floor in lbs/MMBtu | FALSE | L | Annual | Generation | TWh | 0 | 0 | 0 | 0 | 0 | 0 | 0
NY New Units MER Rate Limit v3.1 | 911 | 7350 | MACT Fuel Choice Floor in lbs/MMBtu | FALSE | L | Annual | Qualifying Generation | TWh | 0 | 0 | 0 | 0 | 0 | 0 | 0
NY New Units MER Rate Limit v3.1 | 911 | 7350 | MACT Fuel Choice Floor in lbs/MMBtu | FALSE | L | Annual | Constraint Shadow Price | US2022$/Lb | 0 | 0 | 0 | 0 | 0 | 0 | 0
NY New Units MER Rate Limit v3.1 | 912 | 7350 | MACT Fuel Choice Floor in lbs/MMBtu | FALSE | L | Annual | Seasons Included | Seasons | Winter, Spring, Summer, Fall | Winter, Spring, Summer, Fall | Winter, Spring, Summer, Fall | Winter, Spring, Summer, Fall | Winter, Spring, Summer, Fall | Winter, Spring, Summer, Fall | Winter, Spring, Summer, Fall
NY New Units MER Rate Limit v3.1 | 912 | 7350 | MACT Fuel Choice Floor in lbs/MMBtu | FALSE | L | Annual | Emission Floor | lbs/MMBtu | 6e-07 | 6e-07 | 6e-07 | 6e-07 | 6e-07 | 6e-07 | 6e-07
NY New Units MER Rate Limit v3.1 | 912 | 7350 | MACT Fuel Choice Floor in lbs/MMBtu | FALSE | L | Annual | Emissions at Affected Plants MER | lbs | 0 | 0 | 0 | 0 | 0 | 0 | 0
NY New Units MER Rate Limit v3.1 | 912 | 7350 | MACT Fuel Choice Floor in lbs/MMBtu | FALSE | L | Annual | Allowances Purchased MER | lbs | 0 | 0 | 0 | 0 | 0 | 0 | 0
NY New Units MER Rate Limit v3.1 | 912 | 7350 | MACT Fuel Choice Floor in lbs/MMBtu | FALSE | L | Annual | Allowances Sold MER | lbs | 0 | 0 | 0 | 0 | 0 | 0 | 0
NY New Units MER Rate Limit v3.1 | 912 | 7350 | MACT Fuel Choice Floor in lbs/MMBtu | FALSE | L | Annual | Allowances Banked | lbs | 0 | 0 | 0 | 0 | 0 | 0 | 0
NY New Units MER Rate Limit v3.1 | 912 | 7350 | MACT Fuel Choice Floor in lbs/MMBtu | FALSE | L | Annual | Allowances Withdrawn (1:1) | lbs | 0 | 0 | 0 | 0 | 0 | 0 | 0
NY New Units MER Rate Limit v3.1 | 912 | 7350 | MACT Fuel Choice Floor in lbs/MMBtu | FALSE | L | Annual | Allowances Withdrawn (n:1) | lbs | 0 | 0 | 0 | 0 | 0 | 0 | 0
NY New Units MER Rate Limit v3.1 | 912 | 7350 | MACT Fuel Choice Floor in lbs/MMBtu | FALSE | L | Annual | Net Emissions Allowance Position | lbs | 0 | 0 | 0 | 0 | 0 | 0 | 0
NY New Units MER Rate Limit v3.1 | 912 | 7350 | MACT Fuel Choice Floor in lbs/MMBtu | FALSE | L | Annual | Fuel Consumed | TBtu | 0 | 0 | 0 | 0 | 0 | 0 | 0
NY New Units MER Rate Limit v3.1 | 912 | 7350 | MACT Fuel Choice Floor in lbs/MMBtu | FALSE | L | Annual | Rate | lb/MMBtu | 0 | 0 | 0 | 0 | 0 | 0 | 0
NY New Units MER Rate Limit v3.1 | 912 | 7350 | MACT Fuel Choice Floor in lbs/MMBtu | FALSE | L | Annual | Generation | TWh | 0 | 0 | 0 | 0 | 0 | 0 | 0
NY New Units MER Rate Limit v3.1 | 912 | 7350 | MACT Fuel Choice Floor in lbs/MMBtu | FALSE | L | Annual | Qualifying Generation | TWh | 0 | 0 | 0 | 0 | 0 | 0 | 0
NY New Units MER Rate Limit v3.1 | 912 | 7350 | MACT Fuel Choice Floor in lbs/MMBtu | FALSE | L | Annual | Constraint Shadow Price | US2022$/Lb | 0 | 0 | 0 | 0 | 0 | 0 | 0
NY New Units MER Rate Limit v3.1 | 913 | 7350 | MACT Fuel Choice Floor in lbs/MMBtu | FALSE | L | Annual | Seasons Included | Seasons | Winter, Spring, Summer, Fall | Winter, Spring, Summer, Fall | Winter, Spring, Summer, Fall | Winter, Spring, Summer, Fall | Winter, Spring, Summer, Fall | Winter, Spring, Summer, Fall | Winter, Spring, Summer, Fall
NY New Units MER Rate Limit v3.1 | 913 | 7350 | MACT Fuel Choice Floor in lbs/MMBtu | FALSE | L | Annual | Emission Floor | lbs/MMBtu | 6e-07 | 6e-07 | 6e-07 | 6e-07 | 6e-07 | 6e-07 | 6e-07
NY New Units MER Rate Limit v3.1 | 913 | 7350 | MACT Fuel Choice Floor in lbs/MMBtu | FALSE | L | Annual | Emissions at Affected Plants MER | lbs | 0 | 0 | 0 | 0 | 0 | 0 | 0
NY New Units MER Rate Limit v3.1 | 913 | 7350 | MACT Fuel Choice Floor in lbs/MMBtu | FALSE | L | Annual | Allowances Purchased MER | lbs | 0 | 0 | 0 | 0 | 0 | 0 | 0
NY New Units MER Rate Limit v3.1 | 913 | 7350 | MACT Fuel Choice Floor in lbs/MMBtu | FALSE | L | Annual | Allowances Sold MER | lbs | 0 | 0 | 0 | 0 | 0 | 0 | 0
NY New Units MER Rate Limit v3.1 | 913 | 7350 | MACT Fuel Choice Floor in lbs/MMBtu | FALSE | L | Annual | Allowances Banked | lbs | 0 | 0 | 0 | 0 | 0 | 0 | 0
NY New Units MER Rate Limit v3.1 | 913 | 7350 | MACT Fuel Choice Floor in lbs/MMBtu | FALSE | L | Annual | Allowances Withdrawn (1:1) | lbs | 0 | 0 | 0 | 0 | 0 | 0 | 0
NY New Units MER Rate Limit v3.1 | 913 | 7350 | MACT Fuel Choice Floor in lbs/MMBtu | FALSE | L | Annual | Allowances Withdrawn (n:1) | lbs | 0 | 0 | 0 | 0 | 0 | 0 | 0
NY New Units MER Rate Limit v3.1 | 913 | 7350 | MACT Fuel Choice Floor in lbs/MMBtu | FALSE | L | Annual | Net Emissions Allowance Position | lbs | 0 | 0 | 0 | 0 | 0 | 0 | 0
NY New Units MER Rate Limit v3.1 | 913 | 7350 | MACT Fuel Choice Floor in lbs/MMBtu | FALSE | L | Annual | Fuel Consumed | TBtu | 0 | 0 | 0 | 0 | 0 | 0 | 0
NY New Units MER Rate Limit v3.1 | 913 | 7350 | MACT Fuel Choice Floor in lbs/MMBtu | FALSE | L | Annual | Rate | lb/MMBtu | 0 | 0 | 0 | 0 | 0 | 0 | 0
NY New Units MER Rate Limit v3.1 | 913 | 7350 | MACT Fuel Choice Floor in lbs/MMBtu | FALSE | L | Annual | Generation | TWh | 0 | 0 | 0 | 0 | 0 | 0 | 0
NY New Units MER Rate Limit v3.1 | 913 | 7350 | MACT Fuel Choice Floor in lbs/MMBtu | FALSE | L | Annual | Qualifying Generation | TWh | 0 | 0 | 0 | 0 | 0 | 0 | 0
NY New Units MER Rate Limit v3.1 | 913 | 7350 | MACT Fuel Choice Floor in lbs/MMBtu | FALSE | L | Annual | Constraint Shadow Price | US2022$/Lb | 0 | 0 | 0 | 0 | 0 | 0 | 0
NY- NOx Annual Budget- v6.20 | 914 | 7559 | Rate Constraint in MTons | FALSE | L | Annual | Seasons Included | Seasons | Winter, Spring, Summer, Fall | Winter, Spring, Summer, Fall | Winter, Spring, Summer, Fall | Winter, Spring, Summer, Fall | Winter, Spring, Summer, Fall | Winter, Spring, Summer, Fall | Winter, Spring, Summer, Fall
NY- NOx Annual Budget- v6.20 | 914 | 7559 | Rate Constraint in MTons | FALSE | L | Annual | Standard NOX | Thousand Tons | 16.081 | 16.081 | 16.081 | 16.081 | 16.081 | 16.081 | 16.081
NY- NOx Annual Budget- v6.20 | 914 | 7559 | Rate Constraint in MTons | FALSE | L | Annual | Emissions at Affected Plants NOX | Thousand Tons | 3.5081 | 3.2572 | 2.2157 | 0.66595 | 0.69911 | 0.64564 | 0.67489
NY- NOx Annual Budget- v6.20 | 914 | 7559 | Rate Constraint in MTons | FALSE | L | Annual | Allowances Purchased NOX | Thousand Tons | 0 | 0 | 0 | 0 | 0 | 0 | 0
NY- NOx Annual Budget- v6.20 | 914 | 7559 | Rate Constraint in MTons | FALSE | L | Annual | Allowances Sold NOX | Thousand Tons | 0 | 0 | 0 | 0 | 0 | 0 | 0
NY- NOx Annual Budget- v6.20 | 914 | 7559 | Rate Constraint in MTons | FALSE | L | Annual | Allowances Banked | Thousand Tons | 0 | 0 | 0 | 0 | 0 | 0 | 0
NY- NOx Annual Budget- v6.20 | 914 | 7559 | Rate Constraint in MTons | FALSE | L | Annual | Allowances Withdrawn (1:1) | Thousand Tons | 0 | 0 | 0 | 0 | 0 | 0 | 0
NY- NOx Annual Budget- v6.20 | 914 | 7559 | Rate Constraint in MTons | FALSE | L | Annual | Allowances Withdrawn (n:1) | Thousand Tons | 0 | 0 | 0 | 0 | 0 | 0 | 0
NY- NOx Annual Budget- v6.20 | 914 | 7559 | Rate Constraint in MTons | FALSE | L | Annual | Net Emissions Allowance Position | Thousand Tons | 3.5081 | 3.2572 | 2.2157 | 0.66595 | 0.69911 | 0.64564 | 0.67489
NY- NOx Annual Budget- v6.20 | 914 | 7559 | Rate Constraint in MTons | FALSE | L | Annual | Fuel Consumed | TBtu | 348.5453 | 358.0785 | 265.8338 | 100.0776 | 107.3488 | 111.5748 | 115.4796
NY- NOx Annual Budget- v6.20 | 914 | 7559 | Rate Constraint in MTons | FALSE | L | Annual | Rate | lb/MMBtu | 0.02013 | 0.018193 | 0.01667 | 0.013309 | 0.013025 | 0.011573 | 0.011688
NY- NOx Annual Budget- v6.20 | 914 | 7559 | Rate Constraint in MTons | FALSE | L | Annual | Generation | TWh | 46.6897 | 48.6038 | 36.7683 | 14.0117 | 15.0652 | 15.9948 | 17.0539
NY- NOx Annual Budget- v6.20 | 914 | 7559 | Rate Constraint in MTons | FALSE | L | Annual | Qualifying Generation | TWh | 46.6897 | 48.6038 | 36.7683 | 13.9134 | 14.8957 | 15.5237 | 16.2565
NY- NOx Annual Budget- v6.20 | 914 | 7559 | Rate Constraint in MTons | FALSE | L | Annual | Rate | lb/MWh | 0.15027 | 0.13403 | 0.12052 | 0.095728 | 0.093868 | 0.083181 | 0.08303
NY- NOx Annual Budget- v6.20 | 914 | 7559 | Rate Constraint in MTons | FALSE | L | Annual | Constraint Shadow Price | US2022$/Ton | 0 | 0 | 0 | 0 | 0 | 0 | 0
NY- NOx Ozone Season Budget- v6.20 | 915 | 7558 | Rate Constraint in MTons | FALSE | L | Annual | Seasons Included | Seasons | Summer | Summer | Summer | Summer | Summer | Summer | Summer
NY- NOx Ozone Season Budget- v6.20 | 915 | 7558 | Rate Constraint in MTons | FALSE | L | Annual | Standard NOX | Thousand Tons | 5.135 | 5.135 | 5.135 | 5.135 | 5.135 | 5.135 | 5.135
NY- NOx Ozone Season Budget- v6.20 | 915 | 7558 | Rate Constraint in MTons | FALSE | L | Annual | Emissions at Affected Plants NOX | Thousand Tons | 2.1566 | 1.9898 | 1.2748 | 0.6514 | 0.6832 | 0.5469 | 0.57448
NY- NOx Ozone Season Budget- v6.20 | 915 | 7558 | Rate Constraint in MTons | FALSE | L | Annual | Allowances Purchased NOX | Thousand Tons | 0 | 0 | 0 | 0 | 0 | 0 | 0
NY- NOx Ozone Season Budget- v6.20 | 915 | 7558 | Rate Constraint in MTons | FALSE | L | Annual | Allowances Sold NOX | Thousand Tons | 0 | 0 | 0 | 0 | 0 | 0 | 0
NY- NOx Ozone Season Budget- v6.20 | 915 | 7558 | Rate Constraint in MTons | FALSE | L | Annual | Allowances Banked | Thousand Tons | 0 | 0 | 0 | 0 | 0 | 0 | 0
NY- NOx Ozone Season Budget- v6.20 | 915 | 7558 | Rate Constraint in MTons | FALSE | L | Annual | Allowances Withdrawn (1:1) | Thousand Tons | 0 | 0 | 0 | 0 | 0 | 0 | 0
NY- NOx Ozone Season Budget- v6.20 | 915 | 7558 | Rate Constraint in MTons | FALSE | L | Annual | Allowances Withdrawn (n:1) | Thousand Tons | 0 | 0 | 0 | 0 | 0 | 0 | 0
NY- NOx Ozone Season Budget- v6.20 | 915 | 7558 | Rate Constraint in MTons | FALSE | L | Annual | Net Emissions Allowance Position | Thousand Tons | 2.1566 | 1.9898 | 1.2748 | 0.6514 | 0.6832 | 0.5469 | 0.57448
NY- NOx Ozone Season Budget- v6.20 | 915 | 7558 | Rate Constraint in MTons | FALSE | L | Annual | Fuel Consumed | TBtu | 189.8021 | 203.0127 | 173.4786 | 97.2466 | 104.3324 | 94.859 | 97.4458
NY- NOx Ozone Season Budget- v6.20 | 915 | 7558 | Rate Constraint in MTons | FALSE | L | Annual | Rate | lb/MMBtu | 0.022725 | 0.019603 | 0.014697 | 0.013397 | 0.013097 | 0.011531 | 0.011791
NY- NOx Ozone Season Budget- v6.20 | 915 | 7558 | Rate Constraint in MTons | FALSE | L | Annual | Generation | TWh | 24.5267 | 26.7964 | 23.6621 | 13.6023 | 14.6099 | 13.485 | 14.3086
NY- NOx Ozone Season Budget- v6.20 | 915 | 7558 | Rate Constraint in MTons | FALSE | L | Annual | Qualifying Generation | TWh | 24.5267 | 26.7964 | 23.6621 | 13.5131 | 14.4535 | 13.0656 | 13.6002
NY- NOx Ozone Season Budget- v6.20 | 915 | 7558 | Rate Constraint in MTons | FALSE | L | Annual | Rate | lb/MWh | 0.17586 | 0.14851 | 0.10775 | 0.09641 | 0.094538 | 0.083715 | 0.084481
NY- NOx Ozone Season Budget- v6.20 | 915 | 7558 | Rate Constraint in MTons | FALSE | L | Annual | Constraint Shadow Price | US2022$/Ton | 0 | 0 | 0 | 0 | 0 | 0 | 0
NY- NOx Ozone Season Limit- CT Gas Units- v6.20 | 916 | 7639 | Rate Constraint in lbs/MMBtu | FALSE | L | Annual | Seasons Included | Seasons | Summer | Summer | Summer | Summer | Summer | Summer | Summer
NY- NOx Ozone Season Limit- CT Gas Units- v6.20 | 916 | 7639 | Rate Constraint in lbs/MMBtu | FALSE | L | Annual | Standard NOX | lb/MMBtu | 0.09191 | 0.09191 | 0.09191 | 0.09191 | 0.09191 | 0.09191 | 0.09191
NY- NOx Ozone Season Limit- CT Gas Units- v6.20 | 916 | 7639 | Rate Constraint in lbs/MMBtu | FALSE | L | Annual | Emissions at Affected Plants NOX | Thousand Tons | 0.073803 | 0.073675 | 0.049961 | 0.050891 | 0.019833 | 0.05212 | 0.048984
NY- NOx Ozone Season Limit- CT Gas Units- v6.20 | 916 | 7639 | Rate Constraint in lbs/MMBtu | FALSE | L | Annual | Allowances Purchased NOX | Thousand Tons | 0 | 0 | 0 | 0 | 0 | 0 | 0
NY- NOx Ozone Season Limit- CT Gas Units- v6.20 | 916 | 7639 | Rate Constraint in lbs/MMBtu | FALSE | L | Annual | Allowances Sold NOX | Thousand Tons | 0 | 0 | 0 | 0 | 0 | 0 | 0
NY- NOx Ozone Season Limit- CT Gas Units- v6.20 | 916 | 7639 | Rate Constraint in lbs/MMBtu | FALSE | L | Annual | Allowances Banked | Thousand Tons | 0 | 0 | 0 | 0 | 0 | 0 | 0
NY- NOx Ozone Season Limit- CT Gas Units- v6.20 | 916 | 7639 | Rate Constraint in lbs/MMBtu | FALSE | L | Annual | Allowances Withdrawn (1:1) | Thousand Tons | 0 | 0 | 0 | 0 | 0 | 0 | 0
NY- NOx Ozone Season Limit- CT Gas Units- v6.20 | 916 | 7639 | Rate Constraint in lbs/MMBtu | FALSE | L | Annual | Allowances Withdrawn (n:1) | Thousand Tons | 0 | 0 | 0 | 0 | 0 | 0 | 0
NY- NOx Ozone Season Limit- CT Gas Units- v6.20 | 916 | 7639 | Rate Constraint in lbs/MMBtu | FALSE | L | Annual | Net Emissions Allowance Position | Thousand Tons | 0.073803 | 0.073675 | 0.049961 | 0.050891 | 0.019833 | 0.05212 | 0.048984
NY- NOx Ozone Season Limit- CT Gas Units- v6.20 | 916 | 7639 | Rate Constraint in lbs/MMBtu | FALSE | L | Annual | Fuel Consumed | TBtu | 4.6982 | 4.001 | 3.7549 | 2.6275 | 1.5913 | 2.4897 | 2.1264
NY- NOx Ozone Season Limit- CT Gas Units- v6.20 | 916 | 7639 | Rate Constraint in lbs/MMBtu | FALSE | L | Annual | Rate | lb/MMBtu | 0.031417 | 0.036828 | 0.026612 | 0.038738 | 0.024927 | 0.041869 | 0.046073
NY- NOx Ozone Season Limit- CT Gas Units- v6.20 | 916 | 7639 | Rate Constraint in lbs/MMBtu | FALSE | L | Annual | Generation | TWh | 0.41096 | 0.34866 | 0.34174 | 0.21701 | 0.14103 | 0.22225 | 0.19421
NY- NOx Ozone Season Limit- CT Gas Units- v6.20 | 916 | 7639 | Rate Constraint in lbs/MMBtu | FALSE | L | Annual | Qualifying Generation | TWh | 0.41096 | 0.34866 | 0.34174 | 0.21701 | 0.14103 | 0.22225 | 0.19421
NY- NOx Ozone Season Limit- CT Gas Units- v6.20 | 916 | 7639 | Rate Constraint in lbs/MMBtu | FALSE | L | Annual | Rate | lb/MWh | 0.35917 | 0.42262 | 0.29239 | 0.46901 | 0.28126 | 0.46902 | 0.50445
NY- NOx Ozone Season Limit- CT Gas Units- v6.20 | 916 | 7639 | Rate Constraint in lbs/MMBtu | FALSE | L | Annual | Constraint Shadow Price | US2022$/Ton | 0 | 0 | 0 | 0 | 0 | 0 | 0
NY- NOx Ozone Season Limit- CT Oil Units- v6.20 | 917 | 7640 | Rate Constraint in lbs/MMBtu | FALSE | L | Annual | Seasons Included | Seasons | Summer | Summer | Summer | Summer | Summer | Summer | Summer
NY- NOx Ozone Season Limit- CT Oil Units- v6.20 | 917 | 7640 | Rate Constraint in lbs/MMBtu | FALSE | L | Annual | Standard NOX | lb/MMBtu | 0.16279 | 0.16279 | 0.16279 | 0.16279 | 0.16279 | 0.16279 | 0.16279
NY- NOx Ozone Season Limit- CT Oil Units- v6.20 | 917 | 7640 | Rate Constraint in lbs/MMBtu | FALSE | L | Annual | Emissions at Affected Plants NOX | Thousand Tons | 0 | 0 | 0.0010312 | 0 | 0.00053316 | 0 | 0
NY- NOx Ozone Season Limit- CT Oil Units- v6.20 | 917 | 7640 | Rate Constraint in lbs/MMBtu | FALSE | L | Annual | Allowances Purchased NOX | Thousand Tons | 0 | 0 | 0 | 0 | 0 | 0 | 0
NY- NOx Ozone Season Limit- CT Oil Units- v6.20 | 917 | 7640 | Rate Constraint in lbs/MMBtu | FALSE | L | Annual | Allowances Sold NOX | Thousand Tons | 0 | 0 | 0 | 0 | 0 | 0 | 0
NY- NOx Ozone Season Limit- CT Oil Units- v6.20 | 917 | 7640 | Rate Constraint in lbs/MMBtu | FALSE | L | Annual | Allowances Banked | Thousand Tons | 0 | 0 | 0 | 0 | 0 | 0 | 0
NY- NOx Ozone Season Limit- CT Oil Units- v6.20 | 917 | 7640 | Rate Constraint in lbs/MMBtu | FALSE | L | Annual | Allowances Withdrawn (1:1) | Thousand Tons | 0 | 0 | 0 | 0 | 0 | 0 | 0
NY- NOx Ozone Season Limit- CT Oil Units- v6.20 | 917 | 7640 | Rate Constraint in lbs/MMBtu | FALSE | L | Annual | Allowances Withdrawn (n:1) | Thousand Tons | 0 | 0 | 0 | 0 | 0 | 0 | 0
NY- NOx Ozone Season Limit- CT Oil Units- v6.20 | 917 | 7640 | Rate Constraint in lbs/MMBtu | FALSE | L | Annual | Net Emissions Allowance Position | Thousand Tons | 0 | 0 | 0.0010312 | 0 | 0.00053316 | 0 | 0
NY- NOx Ozone Season Limit- CT Oil Units- v6.20 | 917 | 7640 | Rate Constraint in lbs/MMBtu | FALSE | L | Annual | Fuel Consumed | TBtu | 0 | 0 | 0.015428 | 0 | 0.038155 | 0 | 0
NY- NOx Ozone Season Limit- CT Oil Units- v6.20 | 917 | 7640 | Rate Constraint in lbs/MMBtu | FALSE | L | Annual | Rate | lb/MMBtu | 0 | 0 | 0.13369 | 0 | 0.027947 | 0 | 0
NY- NOx Ozone Season Limit- CT Oil Units- v6.20 | 917 | 7640 | Rate Constraint in lbs/MMBtu | FALSE | L | Annual | Generation | TWh | 0 | 0 | 0.0010883 | 0 | 0.0034694 | 0 | 0
NY- NOx Ozone Season Limit- CT Oil Units- v6.20 | 917 | 7640 | Rate Constraint in lbs/MMBtu | FALSE | L | Annual | Qualifying Generation | TWh | 0 | 0 | 0.0010883 | 0 | 0.0034694 | 0 | 0
NY- NOx Ozone Season Limit- CT Oil Units- v6.20 | 917 | 7640 | Rate Constraint in lbs/MMBtu | FALSE | L | Annual | Rate | lb/MWh | 0 | 0 | 1.8952 | 0 | 0.30736 | 0 | 0
NY- NOx Ozone Season Limit- CT Oil Units- v6.20 | 917 | 7640 | Rate Constraint in lbs/MMBtu | FALSE | L | Annual | Constraint Shadow Price | US2022$/Ton | 0 | 47360.9681 | 0 | 45317.4294 | 0 | 22823.6391 | 167321.6163
NY- SO2 Annual Budget- v6.20 | 918 | 7560 | Rate Constraint in MTons | FALSE | L | Annual | Seasons Included | Seasons | Winter, Spring, Summer, Fall | Winter, Spring, Summer, Fall | Winter, Spring, Summer, Fall | Winter, Spring, Summer, Fall | Winter, Spring, Summer, Fall | Winter, Spring, Summer, Fall | Winter, Spring, Summer, Fall
NY- SO2 Annual Budget- v6.20 | 918 | 7560 | Rate Constraint in MTons | FALSE | L | Annual | Standard SO2 | Thousand Tons | 27.556 | 27.556 | 27.556 | 27.556 | 27.556 | 27.556 | 27.556
NY- SO2 Annual Budget- v6.20 | 918 | 7560 | Rate Constraint in MTons | FALSE | L | Annual | Emissions at Affected Plants SO2 | Thousand Tons | 0 | 0 | 0 | 0 | 0 | 0 | 0
NY- SO2 Annual Budget- v6.20 | 918 | 7560 | Rate Constraint in MTons | FALSE | L | Annual | Allowances Purchased SO2 | Thousand Tons | 0 | 0 | 0 | 0 | 0 | 0 | 0
NY- SO2 Annual Budget- v6.20 | 918 | 7560 | Rate Constraint in MTons | FALSE | L | Annual | Allowances Sold SO2 | Thousand Tons | 0 | 0 | 0 | 0 | 0 | 0 | 0
NY- SO2 Annual Budget- v6.20 | 918 | 7560 | Rate Constraint in MTons | FALSE | L | Annual | Allowances Banked | Thousand Tons | 0 | 0 | 9.1853 | 27.556 | 22.9633 | 0 | 0
NY- SO2 Annual Budget- v6.20 | 918 | 7560 | Rate Constraint in MTons | FALSE | L | Annual | Allowances Withdrawn (1:1) | Thousand Tons | 0 | 0 | 0 | 0 | -27.556 | -27.556 | 0
NY- SO2 Annual Budget- v6.20 | 918 | 7560 | Rate Constraint in MTons | FALSE | L | Annual | Allowances Withdrawn (n:1) | Thousand Tons | 0 | 0 | 0 | 0 | 0 | 0 | 0
NY- SO2 Annual Budget- v6.20 | 918 | 7560 | Rate Constraint in MTons | FALSE | L | Annual | Net Emissions Allowance Position | Thousand Tons | 0 | 0 | 9.1853 | 27.556 | -4.5927 | -27.556 | 0
NY- SO2 Annual Budget- v6.20 | 918 | 7560 | Rate Constraint in MTons | FALSE | L | Annual | Fuel Consumed | TBtu | 348.5453 | 358.0785 | 265.8338 | 100.0776 | 107.3488 | 111.5748 | 115.4796
NY- SO2 Annual Budget- v6.20 | 918 | 7560 | Rate Constraint in MTons | FALSE | L | Annual | Rate | lb/MMBtu | 0 | 0 | 0 | 0 | 0 | 0 | 0
NY- SO2 Annual Budget- v6.20 | 918 | 7560 | Rate Constraint in MTons | FALSE | L | Annual | Generation | TWh | 46.6897 | 48.6038 | 36.7683 | 14.0117 | 15.0652 | 15.9948 | 17.0539
NY- SO2 Annual Budget- v6.20 | 918 | 7560 | Rate Constraint in MTons | FALSE | L | Annual | Qualifying Generation | TWh | 46.6897 | 48.6038 | 36.7683 | 13.9134 | 14.8957 | 15.5237 | 16.2565
NY- SO2 Annual Budget- v6.20 | 918 | 7560 | Rate Constraint in MTons | FALSE | L | Annual | Rate | lb/MWh | 0 | 0 | 0 | 0 | 0 | 0 | 0
NY- SO2 Annual Budget- v6.20 | 918 | 7560 | Rate Constraint in MTons | FALSE | L | Annual | Constraint Shadow Price | US2022$/Ton | 0 | 0 | 0 | 0 | 0 | 0 | 0
OR - CO2 Cap Annual v6.21 | 919 | 7736 | Rate Constraint in MTons | FALSE | L | Annual | Seasons Included | Seasons | Winter, Spring, Summer, Fall | Winter, Spring, Summer, Fall | Winter, Spring, Summer, Fall | Winter, Spring, Summer, Fall | Winter, Spring, Summer, Fall | Winter, Spring, Summer, Fall | Winter, Spring, Summer, Fall
OR - CO2 Cap Annual v6.21 | 919 | 7736 | Rate Constraint in MTons | FALSE | L | Annual | Standard CO2 | Thousand Tons | NA | 1847.1125 | 923.5562 | 0 | 0 | 0 | 0
OR - CO2 Cap Annual v6.21 | 919 | 7736 | Rate Constraint in MTons | FALSE | L | Annual | Emissions at Affected Plants CO2 | Thousand Tons | 0 | 1847.1125 | 923.5562 | 0 | 0 | 0 | 0
OR - CO2 Cap Annual v6.21 | 919 | 7736 | Rate Constraint in MTons | FALSE | L | Annual | Allowances Purchased CO2 | Thousand Tons | 0 | 0 | 0 | 0 | 0 | 0 | 0
OR - CO2 Cap Annual v6.21 | 919 | 7736 | Rate Constraint in MTons | FALSE | L | Annual | Allowances Sold CO2 | Thousand Tons | 0 | 0 | 0 | 0 | 0 | 0 | 0
OR - CO2 Cap Annual v6.21 | 919 | 7736 | Rate Constraint in MTons | FALSE | L | Annual | Allowances Banked | Thousand Tons | 0 | 0 | 0 | 0 | 0 | 0 | 0
OR - CO2 Cap Annual v6.21 | 919 | 7736 | Rate Constraint in MTons | FALSE | L | Annual | Allowances Withdrawn (1:1) | Thousand Tons | 0 | 0 | 0 | 0 | 0 | 0 | 0
OR - CO2 Cap Annual v6.21 | 919 | 7736 | Rate Constraint in MTons | FALSE | L | Annual | Allowances Withdrawn (n:1) | Thousand Tons | 0 | 0 | 0 | 0 | 0 | 0 | 0
OR - CO2 Cap Annual v6.21 | 919 | 7736 | Rate Constraint in MTons | FALSE | L | Annual | Net Emissions Allowance Position | Thousand Tons | 0 | 1847.1125 | 923.5562 | 0 | 0 | 0 | 0
OR - CO2 Cap Annual v6.21 | 919 | 7736 | Rate Constraint in MTons | FALSE | L | Annual | Fuel Consumed | TBtu | 0 | 62.4107 | 46.6324 | 30.9286 | 30.9286 | 30.9286 | 30.9286
OR - CO2 Cap Annual v6.21 | 919 | 7736 | Rate Constraint in MTons | FALSE | L | Annual | Rate | lb/MMBtu | 0 | 59.1921 | 39.61 | 0 | 0 | 0 | 0
OR - CO2 Cap Annual v6.21 | 919 | 7736 | Rate Constraint in MTons | FALSE | L | Annual | Generation | TWh | 0 | 5.2214 | 3.1403 | 1.1356 | 1.1356 | 1.1356 | 1.1356
OR - CO2 Cap Annual v6.21 | 919 | 7736 | Rate Constraint in MTons | FALSE | L | Annual | Qualifying Generation | TWh | 0 | 5.2214 | 3.1403 | 1.1356 | 1.1356 | 1.1356 | 1.1356
OR - CO2 Cap Annual v6.21 | 919 | 7736 | Rate Constraint in MTons | FALSE | L | Annual | Rate | lb/MWh | 0 | 707.5188 | 588.2017 | 0 | 0 | 0 | 0
OR - CO2 Cap Annual v6.21 | 919 | 7736 | Rate Constraint in MTons | FALSE | L | Annual | Constraint Shadow Price | US2022$/Ton | 0 | 18.1813 | 27.8864 | 1938.5352 | 688.9129 | 896.7704 | 1289.9099
OR Utility Hg Rule - MER Removal New Units v3.1 | 920 | 7563 | MACT Fuel Choice Floor in lbs/MMBtu | FALSE | L | Annual | Seasons Included | Seasons | Winter, Spring, Summer, Fall | Winter, Spring, Summer, Fall | Winter, Spring, Summer, Fall | Winter, Spring, Summer, Fall | Winter, Spring, Summer, Fall | Winter, Spring, Summer, Fall | Winter, Spring, Summer, Fall
OR Utility Hg Rule - MER Removal New Units v3.1 | 920 | 7563 | MACT Fuel Choice Floor in lbs/MMBtu | FALSE | L | Annual | Emission Floor | lbs/MMBtu | 6e-07 | 6e-07 | 6e-07 | 6e-07 | 6e-07 | 6e-07 | 6e-07
OR Utility Hg Rule - MER Removal New Units v3.1 | 920 | 7563 | MACT Fuel Choice Floor in lbs/MMBtu | FALSE | L | Annual | Emissions at Affected Plants MER | lbs | 0 | 0 | 0 | 0 | 0 | 0 | 0
OR Utility Hg Rule - MER Removal New Units v3.1 | 920 | 7563 | MACT Fuel Choice Floor in lbs/MMBtu | FALSE | L | Annual | Allowances Purchased MER | lbs | 0 | 0 | 0 | 0 | 0 | 0 | 0
OR Utility Hg Rule - MER Removal New Units v3.1 | 920 | 7563 | MACT Fuel Choice Floor in lbs/MMBtu | FALSE | L | Annual | Allowances Sold MER | lbs | 0 | 0 | 0 | 0 | 0 | 0 | 0
OR Utility Hg Rule - MER Removal New Units v3.1 | 920 | 7563 | MACT Fuel Choice Floor in lbs/MMBtu | FALSE | L | Annual | Allowances Banked | lbs | 0 | 0 | 0 | 0 | 0 | 0 | 0
OR Utility Hg Rule - MER Removal New Units v3.1 | 920 | 7563 | MACT Fuel Choice Floor in lbs/MMBtu | FALSE | L | Annual | Allowances Withdrawn (1:1) | lbs | 0 | 0 | 0 | 0 | 0 | 0 | 0
OR Utility Hg Rule - MER Removal New Units v3.1 | 920 | 7563 | MACT Fuel Choice Floor in lbs/MMBtu | FALSE | L | Annual | Allowances Withdrawn (n:1) | lbs | 0 | 0 | 0 | 0 | 0 | 0 | 0
OR Utility Hg Rule - MER Removal New Units v3.1 | 920 | 7563 | MACT Fuel Choice Floor in lbs/MMBtu | FALSE | L | Annual | Net Emissions Allowance Position | lbs | 0 | 0 | 0 | 0 | 0 | 0 | 0
OR Utility Hg Rule - MER Removal New Units v3.1 | 920 | 7563 | MACT Fuel Choice Floor in lbs/MMBtu | FALSE | L | Annual | Fuel Consumed | TBtu | 0 | 0 | 0 | 0 | 0 | 0 | 0
OR Utility Hg Rule - MER Removal New Units v3.1 | 920 | 7563 | MACT Fuel Choice Floor in lbs/MMBtu | FALSE | L | Annual | Rate | lb/MMBtu | 0 | 0 | 0 | 0 | 0 | 0 | 0
OR Utility Hg Rule - MER Removal New Units v3.1 | 920 | 7563 | MACT Fuel Choice Floor in lbs/MMBtu | FALSE | L | Annual | Generation | TWh | 0 | 0 | 0 | 0 | 0 | 0 | 0
OR Utility Hg Rule - MER Removal New Units v3.1 | 920 | 7563 | MACT Fuel Choice Floor in lbs/MMBtu | FALSE | L | Annual | Qualifying Generation | TWh | 0 | 0 | 0 | 0 | 0 | 0 | 0
OR Utility Hg Rule - MER Removal New Units v3.1 | 920 | 7563 | MACT Fuel Choice Floor in lbs/MMBtu | FALSE | L | Annual | Constraint Shadow Price | US2022$/Lb | 0 | 0 | 0 | 0 | 0 | 0 | 0
Ozone Season NOX Cap TR - AL | 921 | 7705 | Rate Constraint in MTons | FALSE | L | Annual | Seasons Included | Seasons | Summer | Summer | Summer | Summer | Summer | Summer | Summer
Ozone Season NOX Cap TR - AL | 921 | 7705 | Rate Constraint in MTons | FALSE | L | Annual | Standard NOX | Thousand Tons | 7.546 | 5.578 | 5.578 | 5.578 | 5.578 | 5.578 | 5.578
Ozone Season NOX Cap TR - AL | 921 | 7705 | Rate Constraint in MTons | FALSE | L | Annual | Emissions at Affected Plants NOX | Thousand Tons | 4.397 | 4.9333 | 4.9651 | 4.7114 | 0.84886 | 1.0658 | 1.2273
Ozone Season NOX Cap TR - AL | 921 | 7705 | Rate Constraint in MTons | FALSE | L | Annual | Allowances Purchased NOX | Thousand Tons | 0 | 0 | 0 | 0 | 0 | 0 | 0
Ozone Season NOX Cap TR - AL | 921 | 7705 | Rate Constraint in MTons | FALSE | L | Annual | Allowances Sold NOX | Thousand Tons | 0 | 0 | 0 | 0 | 0 | 0 | 0
Ozone Season NOX Cap TR - AL | 921 | 7705 | Rate Constraint in MTons | FALSE | L | Annual | Allowances Banked | Thousand Tons | 0 | 0 | 0 | 0 | 0 | 0 | 0
Ozone Season NOX Cap TR - AL | 921 | 7705 | Rate Constraint in MTons | FALSE | L | Annual | Allowances Withdrawn (1:1) | Thousand Tons | 0 | 0 | 0 | 0 | 0 | 0 | 0
Ozone Season NOX Cap TR - AL | 921 | 7705 | Rate Constraint in MTons | FALSE | L | Annual | Allowances Withdrawn (n:1) | Thousand Tons | 0 | 0 | 0 | 0 | 0 | 0 | 0
Ozone Season NOX Cap TR - AL | 921 | 7705 | Rate Constraint in MTons | FALSE | L | Annual | Net Emissions Allowance Position | Thousand Tons | 4.397 | 4.9333 | 4.9651 | 4.7114 | 0.84886 | 1.0658 | 1.2273
Ozone Season NOX Cap TR - AL | 921 | 7705 | Rate Constraint in MTons | FALSE | L | Annual | Fuel Consumed | TBtu | 335.4523 | 340.0378 | 338.6662 | 297.707 | 143.4181 | 187.0079 | 221.4498
Ozone Season NOX Cap TR - AL | 921 | 7705 | Rate Constraint in MTons | FALSE | L | Annual | Rate | lb/MMBtu | 0.026215 | 0.029016 | 0.029321 | 0.031651 | 0.011838 | 0.011398 | 0.011084
Ozone Season NOX Cap TR - AL | 921 | 7705 | Rate Constraint in MTons | FALSE | L | Annual | Generation | TWh | 44.1165 | 44.2082 | 40.4729 | 34.8047 | 22.1688 | 28.6825 | 37.8524
Ozone Season NOX Cap TR - AL | 921 | 7705 | Rate Constraint in MTons | FALSE | L | Annual | Qualifying Generation | TWh | 43.7209 | 43.7373 | 40.2072 | 34.709 | 20.6346 | 26.6134 | 31.41
Ozone Season NOX Cap TR - AL | 921 | 7705 | Rate Constraint in MTons | FALSE | L | Annual | Rate | lb/MWh | 0.20114 | 0.22559 | 0.24697 | 0.27148 | 0.082276 | 0.080093 | 0.078147
Ozone Season NOX Cap TR - AL | 921 | 7705 | Rate Constraint in MTons | FALSE | L | Annual | Constraint Shadow Price | US2022$/Ton | 0 | 0 | 0 | 0 | 0 | 0 | 0
Ozone Season NOX Cap TR - AR | 922 | 7706 | Rate Constraint in MTons | FALSE | L | Annual | Seasons Included | Seasons | Summer | Summer | Summer | Summer | Summer | Summer | Summer
Ozone Season NOX Cap TR - AR | 922 | 7706 | Rate Constraint in MTons | FALSE | L | Annual | Standard NOX | Thousand Tons | 4.877 | 4.334 | 4.334 | 4.334 | 4.334 | 4.334 | 4.334
Ozone Season NOX Cap TR - AR | 922 | 7706 | Rate Constraint in MTons | FALSE | L | Annual | Emissions at Affected Plants NOX | Thousand Tons | 4.877 | 2.3123 | 0.87145 | 0.42645 | 0.18508 | 0.48096 | 0.48356
Ozone Season NOX Cap TR - AR | 922 | 7706 | Rate Constraint in MTons | FALSE | L | Annual | Allowances Purchased NOX | Thousand Tons | 0 | 0 | 0 | 0 | 0 | 0 | 0
Ozone Season NOX Cap TR - AR | 922 | 7706 | Rate Constraint in MTons | FALSE | L | Annual | Allowances Sold NOX | Thousand Tons | 0 | 0 | 0 | 0 | 0 | 0 | 0
Ozone Season NOX Cap TR - AR | 922 | 7706 | Rate Constraint in MTons | FALSE | L | Annual | Allowances Banked | Thousand Tons | 0 | 0 | 0 | 0 | 0 | 0 | 0
Ozone Season NOX Cap TR - AR | 922 | 7706 | Rate Constraint in MTons | FALSE | L | Annual | Allowances Withdrawn (1:1) | Thousand Tons | 0 | 0 | 0 | 0 | 0 | 0 | 0
Ozone Season NOX Cap TR - AR | 922 | 7706 | Rate Constraint in MTons | FALSE | L | Annual | Allowances Withdrawn (n:1) | Thousand Tons | 0 | 0 | 0 | 0 | 0 | 0 | 0
Ozone Season NOX Cap TR - AR | 922 | 7706 | Rate Constraint in MTons | FALSE | L | Annual | Net Emissions Allowance Position | Thousand Tons | 4.877 | 2.3123 | 0.87145 | 0.42645 | 0.18508 | 0.48096 | 0.48356
Ozone Season NOX Cap TR - AR | 922 | 7706 | Rate Constraint in MTons | FALSE | L | Annual | Fuel Consumed | TBtu | 152.0185 | 130.7801 | 77.8136 | 33.4301 | 16.919 | 47.1248 | 47.0218
Ozone Season NOX Cap TR - AR | 922 | 7706 | Rate Constraint in MTons | FALSE | L | Annual | Rate | lb/MMBtu | 0.064163 | 0.035362 | 0.022399 | 0.025513 | 0.021878 | 0.020412 | 0.020568
Ozone Season NOX Cap TR - AR | 922 | 7706 | Rate Constraint in MTons | FALSE | L | Annual | Generation | TWh | 18.4712 | 16.4369 | 10.4983 | 4.5284 | 2.3912 | 6.5531 | 6.535
Ozone Season NOX Cap TR - AR | 922 | 7706 | Rate Constraint in MTons | FALSE | L | Annual | Qualifying Generation | TWh | 18.4712 | 16.4369 | 10.4983 | 4.5284 | 2.388 | 6.549 | 6.5283
Ozone Season NOX Cap TR - AR | 922 | 7706 | Rate Constraint in MTons | FALSE | L | Annual | Rate | lb/MWh | 0.52807 | 0.28136 | 0.16602 | 0.18834 | 0.15501 | 0.14688 | 0.14814
Ozone Season NOX Cap TR - AR | 922 | 7706 | Rate Constraint in MTons | FALSE | L | Annual | Constraint Shadow Price | US2022$/Ton | 5327.2719 | 0 | 0 | 0 | 0 | 0 | 0
Ozone Season NOX Cap TR - IL | 923 | 7708 | Rate Constraint in MTons | FALSE | L | Annual | Seasons Included | Seasons | Summer | Summer | Summer | Summer | Summer | Summer | Summer
Ozone Season NOX Cap TR - IL | 923 | 7708 | Rate Constraint in MTons | FALSE | L | Annual | Standard NOX | Thousand Tons | 5.511 | 4.901 | 4.901 | 4.901 | 4.901 | 4.901 | 4.901
Ozone Season NOX Cap TR - IL | 923 | 7708 | Rate Constraint in MTons | FALSE | L | Annual | Emissions at Affected Plants NOX | Thousand Tons | 2.6882 | 2.5854 | 2.3439 | 1.9873 | 0.0040534 | 0.0144 | 0.012817
Ozone Season NOX Cap TR - IL | 923 | 7708 | Rate Constraint in MTons | FALSE | L | Annual | Allowances Purchased NOX | Thousand Tons | 0 | 0 | 0 | 0 | 0 | 0 | 0
Ozone Season NOX Cap TR - IL | 923 | 7708 | Rate Constraint in MTons | FALSE | L | Annual | Allowances Sold NOX | Thousand Tons | 0 | 0 | 0 | 0 | 0 | 0 | 0
Ozone Season NOX Cap TR - IL | 923 | 7708 | Rate Constraint in MTons | FALSE | L | Annual | Allowances Banked | Thousand Tons | 0 | 0 | 0 | 0 | 0 | 0 | 0
Ozone Season NOX Cap TR - IL | 923 | 7708 | Rate Constraint in MTons | FALSE | L | Annual | Allowances Withdrawn (1:1) | Thousand Tons | 0 | 0 | 0 | 0 | 0 | 0 | 0
Ozone Season NOX Cap TR - IL | 923 | 7708 | Rate Constraint in MTons | FALSE | L | Annual | Allowances Withdrawn (n:1) | Thousand Tons | 0 | 0 | 0 | 0 | 0 | 0 | 0
Ozone Season NOX Cap TR - IL | 923 | 7708 | Rate Constraint in MTons | FALSE | L | Annual | Net Emissions Allowance Position | Thousand Tons | 2.6882 | 2.5854 | 2.3439 | 1.9873 | 0.0040534 | 0.0144 | 0.012817
Ozone Season NOX Cap TR - IL | 923 | 7708 | Rate Constraint in MTons | FALSE | L | Annual | Fuel Consumed | TBtu | 159.9736 | 161.3955 | 148.8259 | 101.0416 | 0.41604 | 1.4452 | 1.5985
Ozone Season NOX Cap TR - IL | 923 | 7708 | Rate Constraint in MTons | FALSE | L | Annual | Rate | lb/MMBtu | 0.033608 | 0.032037 | 0.031498 | 0.039337 | 0.019485 | 0.019928 | 0.016036
Ozone Season NOX Cap TR - IL | 923 | 7708 | Rate Constraint in MTons | FALSE | L | Annual | Generation | TWh | 20.4389 | 22.6281 | 18.3773 | 11.0141 | 0.049416 | 0.65578 | 0.96517
Ozone Season NOX Cap TR - IL | 923 | 7708 | Rate Constraint in MTons | FALSE | L | Annual | Qualifying Generation | TWh | 20.4389 | 20.8241 | 17.7685 | 10.9391 | 0.049416 | 0.16463 | 0.17747
Ozone Season NOX Cap TR - IL | 923 | 7708 | Rate Constraint in MTons | FALSE | L | Annual | Rate | lb/MWh | 0.26305 | 0.2483 | 0.26382 | 0.36335 | 0.16405 | 0.17493 | 0.14444
Ozone Season NOX Cap TR - IL | 923 | 7708 | Rate Constraint in MTons | FALSE | L | Annual | Constraint Shadow Price | US2022$/Ton | 0 | 0 | 0 | 0 | 0 | 0 | 0
Ozone Season NOX Cap TR - IN | 924 | 7709 | Rate Constraint in MTons | FALSE | L | Annual | Seasons Included | Seasons | Summer | Summer | Summer | Summer | Summer | Summer | Summer
Ozone Season NOX Cap TR - IN | 924 | 7709 | Rate Constraint in MTons | FALSE | L | Annual | Standard NOX | Thousand Tons | 10.446 | 7.631 | 7.631 | 7.631 | 7.631 | 7.631 | 7.631
Ozone Season NOX Cap TR - IN | 924 | 7709 | Rate Constraint in MTons | FALSE | L | Annual | Emissions at Affected Plants NOX | Thousand Tons | 6.8611 | 4.3194 | 1.3692 | 1.1366 | 0.17204 | 0.31303 | 0.32276
Ozone Season NOX Cap TR - IN | 924 | 7709 | Rate Constraint in MTons | FALSE | L | Annual | Allowances Purchased NOX | Thousand Tons | 0 | 0 | 0 | 0 | 0 | 0 | 0
Ozone Season NOX Cap TR - IN | 924 | 7709 | Rate Constraint in MTons | FALSE | L | Annual | Allowances Sold NOX | Thousand Tons | 0 | 0 | 0 | 0 | 0 | 0 | 0
Ozone Season NOX Cap TR - IN | 924 | 7709 | Rate Constraint in MTons | FALSE | L | Annual | Allowances Banked | Thousand Tons | 0 | 0 | 0 | 0 | 0 | 0 | 0
Ozone Season NOX Cap TR - IN | 924 | 7709 | Rate Constraint in MTons | FALSE | L | Annual | Allowances Withdrawn (1:1) | Thousand Tons | 0 | 0 | 0 | 0 | 0 | 0 | 0
Ozone Season NOX Cap TR - IN | 924 | 7709 | Rate Constraint in MTons | FALSE | L | Annual | Allowances Withdrawn (n:1) | Thousand Tons | 0 | 0 | 0 | 0 | 0 | 0 | 0
Ozone Season NOX Cap TR - IN | 924 | 7709 | Rate Constraint in MTons | FALSE | L | Annual | Net Emissions Allowance Position | Thousand Tons | 6.8611 | 4.3194 | 1.3692 | 1.1366 | 0.17204 | 0.31303 | 0.32276
Ozone Season NOX Cap TR - IN | 924 | 7709 | Rate Constraint in MTons | FALSE | L | Annual | Fuel Consumed | TBtu | 212.6472 | 216.1425 | 126.6066 | 82.7392 | 39.9529 | 68.4627 | 70.3932
Ozone Season NOX Cap TR - IN | 924 | 7709 | Rate Constraint in MTons | FALSE | L | Annual | Rate | lb/MMBtu | 0.06453 | 0.039968 | 0.02163 | 0.027474 | 0.0086119 | 0.0091444 | 0.0091702
Ozone Season NOX Cap TR - IN | 924 | 7709 | Rate Constraint in MTons | FALSE | L | Annual | Generation | TWh | 23.6749 | 24.2012 | 16.5296 | 9.8373 | 6.5722 | 9.2177 | 9.4236
Ozone Season NOX Cap TR - IN | 924 | 7709 | Rate Constraint in MTons | FALSE | L | Annual | Qualifying Generation | TWh | 23.6306 | 24.0613 | 14.6518 | 9.2181 | 5.5268 | 9.1518 | 9.3462
Ozone Season NOX Cap TR - IN | 924 | 7709 | Rate Constraint in MTons | FALSE | L | Annual | Rate | lb/MWh | 0.58069 | 0.35904 | 0.1869 | 0.2466 | 0.062255 | 0.068408 | 0.069068
Ozone Season NOX Cap TR - IN | 924 | 7709 | Rate Constraint in MTons | FALSE | L | Annual | Constraint Shadow Price | US2022$/Ton | 0 | 0 | 0 | 0 | 0 | 0 | 0
Ozone Season NOX Cap TR - KY | 925 | 7710 | Rate Constraint in MTons | FALSE | L | Annual | Seasons Included | Seasons | Summer | Summer | Summer | Summer | Summer | Summer | Summer
Ozone Season NOX Cap TR - KY | 925 | 7710 | Rate Constraint in MTons | FALSE | L | Annual | Standard NOX | Thousand Tons | 9.513 | 9.291 | 9.291 | 9.291 | 9.291 | 9.291 | 9.291
Ozone Season NOX Cap TR - KY | 925 | 7710 | Rate Constraint in MTons | FALSE | L | Annual | Emissions at Affected Plants NOX | Thousand Tons | 3.6983 | 4.057 | 3.826 | 3.7514 | 0.42688 | 0.50185 | 0.51306
Ozone Season NOX Cap TR - KY | 925 | 7710 | Rate Constraint in MTons | FALSE | L | Annual | Allowances Purchased NOX | Thousand Tons | 0 | 0 | 0 | 0 | 0 | 0 | 0
Ozone Season NOX Cap TR - KY | 925 | 7710 | Rate Constraint in MTons | FALSE | L | Annual | Allowances Sold NOX | Thousand Tons | 0 | 0 | 0 | 0 | 0 | 0 | 0
Ozone Season NOX Cap TR - KY | 925 | 7710 | Rate Constraint in MTons | FALSE | L | Annual | Allowances Banked | Thousand Tons | 0 | 0 | 0 | 0 | 0 | 0 | 0
Ozone Season NOX Cap TR - KY | 925 | 7710 | Rate Constraint in MTons | FALSE | L | Annual | Allowances Withdrawn (1:1) | Thousand Tons | 0 | 0 | 0 | 0 | 0 | 0 | 0
Ozone Season NOX Cap TR - KY | 925 | 7710 | Rate Constraint in MTons | FALSE | L | Annual | Allowances Withdrawn (n:1) | Thousand Tons | 0 | 0 | 0 | 0 | 0 | 0 | 0
Ozone Season NOX Cap TR - KY | 925 | 7710 | Rate Constraint in MTons | FALSE | L | Annual | Net Emissions Allowance Position | Thousand Tons | 3.6983 | 4.057 | 3.826 | 3.7514 | 0.42688 | 0.50185 | 0.51306
Ozone Season NOX Cap TR - KY | 925 | 7710 | Rate Constraint in MTons | FALSE | L | Annual | Fuel Consumed | TBtu | 179.8878 | 192.503 | 175.3888 | 172.9657 | 62.6336 | 72.7813 | 88.367
Ozone Season NOX Cap TR - KY | 925 | 7710 | Rate Constraint in MTons | FALSE | L | Annual | Rate | lb/MMBtu | 0.041118 | 0.04215 | 0.043629 | 0.043377 | 0.013631 | 0.013791 | 0.011612
Ozone Season NOX Cap TR - KY | 925 | 7710 | Rate Constraint in MTons | FALSE | L | Annual | Generation | TWh | 23.2698 | 26.2612 | 21.7658 | 19.1013 | 10.6507 | 12.0353 | 14.9222
Ozone Season NOX Cap TR - KY | 925 | 7710 | Rate Constraint in MTons | FALSE | L | Annual | Qualifying Generation | TWh | 22.064 | 23.3252 | 18.166 | 18.2262 | 9.4526 | 10.8459 | 13.3316
Ozone Season NOX Cap TR - KY | 925 | 7710 | Rate Constraint in MTons | FALSE | L | Annual | Rate | lb/MWh | 0.33523 | 0.34786 | 0.42123 | 0.41165 | 0.09032 | 0.092542 | 0.07697
Ozone Season NOX Cap TR - KY | 925 | 7710 | Rate Constraint in MTons | FALSE | L | Annual | Constraint Shadow Price | US2022$/Ton | 0 | 0 | 0 | 0 | 0 | 0 | 0
Ozone Season NOX Cap TR - LA | 926 | 7711 | Rate Constraint in MTons | FALSE | L | Annual | Seasons Included | Seasons | Summer | Summer | Summer | Summer | Summer | Summer | Summer
Ozone Season NOX Cap TR - LA | 926 | 7711 | Rate Constraint in MTons | FALSE | L | Annual | Standard NOX | Thousand Tons | 3.592 | 3.592 | 3.592 | 3.592 | 3.592 | 3.592 | 3.592
Ozone Season NOX Cap TR - LA | 926 | 7711 | Rate Constraint in MTons | FALSE | L | Annual | Emissions at Affected Plants NOX | Thousand Tons | 3.592 | 3.592 | 2.9973 | 2.0696 | 1.6066 | 2.2399 | 2.4474
Ozone Season NOX Cap TR - LA | 926 | 7711 | Rate Constraint in MTons | FALSE | L | Annual | Allowances Purchased NOX | Thousand Tons | 0 | 0 | 0 | 0 | 0 | 0 | 0
Ozone Season NOX Cap TR - LA | 926 | 7711 | Rate Constraint in MTons | FALSE | L | Annual | Allowances Sold NOX | Thousand Tons | 0 | 0 | 0 | 0 | 0 | 0 | 0
Ozone Season NOX Cap TR - LA | 926 | 7711 | Rate Constraint in MTons | FALSE | L | Annual | Allowances Banked | Thousand Tons | 0 | 0 | 0 | 0 | 0 | 0 | 0
Ozone Season NOX Cap TR - LA | 926 | 7711 | Rate Constraint in MTons | FALSE | L | Annual | Allowances Withdrawn (1:1) | Thousand Tons | 0 | 0 | 0 | 0 | 0 | 0 | 0
Ozone Season NOX Cap TR - LA | 926 | 7711 | Rate Constraint in MTons | FALSE | L | Annual | Allowances Withdrawn (n:1) | Thousand Tons | 0 | 0 | 0 | 0 | 0 | 0 | 0
Ozone Season NOX Cap TR - LA | 926 | 7711 | Rate Constraint in MTons | FALSE | L | Annual | Net Emissions Allowance Position | Thousand Tons | 3.592 | 3.592 | 2.9973 | 2.0696 | 1.6066 | 2.2399 | 2.4474
Ozone Season NOX Cap TR - LA | 926 | 7711 | Rate Constraint in MTons | FALSE | L | Annual | Fuel Consumed | TBtu | 207.3231 | 209.6126 | 224.2836 | 144.9558 | 88.7475 | 147.577 | 178.3231
Ozone Season NOX Cap TR - LA | 926 | 7711 | Rate Constraint in MTons | FALSE | L | Annual | Rate | lb/MMBtu | 0.034651 | 0.034273 | 0.026728 | 0.028555 | 0.036205 | 0.030356 | 0.02745
Ozone Season NOX Cap TR - LA | 926 | 7711 | Rate Constraint in MTons | FALSE | L | Annual | Generation | TWh | 28.4239 | 27.2909 | 30.4972 | 19.6818 | 12.6133 | 21.1969 | 25.7668
Ozone Season NOX Cap TR - LA | 926 | 7711 | Rate Constraint in MTons | FALSE | L | Annual | Qualifying Generation | TWh | 28.4239 | 27.2909 | 30.4972 | 19.6818 | 12.6133 | 21.1925 | 25.7592
Ozone Season NOX Cap TR - LA | 926 | 7711 | Rate Constraint in MTons | FALSE | L | Annual | Rate | lb/MWh | 0.25275 | 0.26324 | 0.19656 | 0.2103 | 0.25474 | 0.21139 | 0.19002
Ozone Season NOX Cap TR - LA | 926 | 7711 | Rate Constraint in MTons | FALSE | L | Annual | Constraint Shadow Price | US2022$/Ton | 38046.9405 | 67487.6864 | 0 | 0 | 0 | 0 | 0
Ozone Season NOX Cap TR - MD | 927 | 7712 | Rate Constraint in MTons | FALSE | L | Annual | Seasons Included | Seasons | Summer | Summer | Summer | Summer | Summer | Summer | Summer
Ozone Season NOX Cap TR - MD | 927 | 7712 | Rate Constraint in MTons | FALSE | L | Annual | Standard NOX | Thousand Tons | 0.717 | 0.717 | 0.717 | 0.717 | 0.717 | 0.717 | 0.717
Ozone Season NOX Cap TR - MD | 927 | 7712 | Rate Constraint in MTons | FALSE | L | Annual | Emissions at Affected Plants NOX | Thousand Tons | 0.717 | 0.63142 | 0.60132 | 0.50254 | 0.27994 | 0.38782 | 0.46223
Ozone Season NOX Cap TR - MD | 927 | 7712 | Rate Constraint in MTons | FALSE | L | Annual | Allowances Purchased NOX | Thousand Tons | 0 | 0 | 0 | 0 | 0 | 0 | 0
Ozone Season NOX Cap TR - MD | 927 | 7712 | Rate Constraint in MTons | FALSE | L | Annual | Allowances Sold NOX | Thousand Tons | 0 | 0 | 0 | 0 | 0 | 0 | 0
Ozone Season NOX Cap TR - MD | 927 | 7712 | Rate Constraint in MTons | FALSE | L | Annual | Allowances Banked | Thousand Tons | 0 | 0 | 0 | 0 | 0 | 0 | 0
Ozone Season NOX Cap TR - MD | 927 | 7712 | Rate Constraint in MTons | FALSE | L | Annual | Allowances Withdrawn (1:1) | Thousand Tons | 0 | 0 | 0 | 0 | 0 | 0 | 0
Ozone Season NOX Cap TR - MD | 927 | 7712 | Rate Constraint in MTons | FALSE | L | Annual | Allowances Withdrawn (n:1) | Thousand Tons | 0 | 0 | 0 | 0 | 0 | 0 | 0
Ozone Season NOX Cap TR - MD | 927 | 7712 | Rate Constraint in MTons | FALSE | L | Annual | Net Emissions Allowance Position | Thousand Tons | 0.717 | 0.63142 | 0.60132 | 0.50254 | 0.27994 | 0.38782 | 0.46223
Ozone Season NOX Cap TR - MD | 927 | 7712 | Rate Constraint in MTons | FALSE | L | Annual | Fuel Consumed | TBtu | 95.472 | 92.9949 | 90.4899 | 76.4285 | 67.9627 | 90.6743 | 104.5865
Ozone Season NOX Cap TR - MD | 927 | 7712 | Rate Constraint in MTons | FALSE | L | Annual | Rate | lb/MMBtu | 0.01502 | 0.01358 | 0.01329 | 0.013151 | 0.0082381 | 0.0085542 | 0.0088391
Ozone Season NOX Cap TR - MD | 927 | 7712 | Rate Constraint in MTons | FALSE | L | Annual | Generation | TWh | 13.5278 | 13.2797 | 12.7584 | 10.9791 | 10.5781 | 37.3463 | 57.4729
Ozone Season NOX Cap TR - MD | 927 | 7712 | Rate Constraint in MTons | FALSE | L | Annual | Qualifying Generation | TWh | 13.5278 | 13.2797 | 12.7584 | 10.8729 | 9.8776 | 13.2374 | 15.3041
Ozone Season NOX Cap TR - MD | 927 | 7712 | Rate Constraint in MTons | FALSE | L | Annual | Rate | lb/MWh | 0.106 | 0.095096 | 0.094263 | 0.092439 | 0.056682 | 0.058595 | 0.060405
Ozone Season NOX Cap TR - MD | 927 | 7712 | Rate Constraint in MTons | FALSE | L | Annual | Constraint Shadow Price | US2022$/Ton | 256.4852 | 0 | 0 | 0 | 0 | 0 | 0
Ozone Season NOX Cap TR - MI | 928 | 7713 | Rate Constraint in MTons | FALSE | L | Annual | Seasons Included | Seasons | Summer | Summer | Summer | Summer | Summer | Summer | Summer
Ozone Season NOX Cap TR - MI | 928 | 7713 | Rate Constraint in MTons | FALSE | L | Annual | Standard NOX | Thousand Tons | 7.256 | 6.886 | 6.886 | 6.886 | 6.886 | 6.886 | 6.886
Ozone Season NOX Cap TR - MI | 928 | 7713 | Rate Constraint in MTons | FALSE | L | Annual | Emissions at Affected Plants NOX | Thousand Tons | 5.4496 | 4.7046 | 3.9717 | 2.9509 | 1.3667 | 2.853 | 1.5785
Ozone Season NOX Cap TR - MI | 928 | 7713 | Rate Constraint in MTons | FALSE | L | Annual | Allowances Purchased NOX | Thousand Tons | 0 | 0 | 0 | 0 | 0 | 0 | 0
Ozone Season NOX Cap TR - MI | 928 | 7713 | Rate Constraint in MTons | FALSE | L | Annual | Allowances Sold NOX | Thousand Tons | 0 | 0 | 0 | 0 | 0 | 0 | 0
Ozone Season NOX Cap TR - MI | 928 | 7713 | Rate Constraint in MTons | FALSE | L | Annual | Allowances Banked | Thousand Tons | 0 | 0 | 0 | 0 | 0 | 0 | 0
Ozone Season NOX Cap TR - MI | 928 | 7713 | Rate Constraint in MTons | FALSE | L | Annual | Allowances Withdrawn (1:1) | Thousand Tons | 0 | 0 | 0 | 0 | 0 | 0 | 0
Ozone Season NOX Cap TR - MI | 928 | 7713 | Rate Constraint in MTons | FALSE | L | Annual | Allowances Withdrawn (n:1) | Thousand Tons | 0 | 0 | 0 | 0 | 0 | 0 | 0
Ozone Season NOX Cap TR - MI | 928 | 7713 | Rate Constraint in MTons | FALSE | L | Annual | Net Emissions Allowance Position | Thousand Tons | 5.4496 | 4.7046 | 3.9717 | 2.9509 | 1.3667 | 2.853 | 1.5785
Ozone Season NOX Cap TR - MI | 928 | 7713 | Rate Constraint in MTons | FALSE | L | Annual | Fuel Consumed | TBtu | 241.0447 | 213.8579 | 195.6543 | 171.0483 | 126.2706 | 192.6742 | 164.527
Ozone Season NOX Cap TR - MI | 928 | 7713 | Rate Constraint in MTons | FALSE | L | Annual | Rate | lb/MMBtu | 0.045217 | 0.043997 | 0.0406 | 0.034504 | 0.021646 | 0.029615 | 0.019188
Ozone Season NOX Cap TR - MI | 928 | 7713 | Rate Constraint in MTons | FALSE | L | Annual | Generation | TWh | 32.3718 | 31.3396 | 30.1871 | 25.4047 | 19.9952 | 28.8518 | 25.1673
Ozone Season NOX Cap TR - MI | 928 | 7713 | Rate Constraint in MTons | FALSE | L | Annual | Qualifying Generation | TWh | 32.3714 | 29.8981 | 27.8854 | 24.7103 | 18.842 | 28.384 | 24.5189
Ozone Season NOX Cap TR - MI | 928 | 7713 | Rate Constraint in MTons | FALSE | L | Annual | Rate | lb/MWh | 0.33669 | 0.31471 | 0.28486 | 0.23884 | 0.14506 | 0.20103 | 0.12876
Ozone Season NOX Cap TR - MI | 928 | 7713 | Rate Constraint in MTons | FALSE | L | Annual | Constraint Shadow Price | US2022$/Ton | 0 | 0 | 0 | 0 | 0 | 0 | 0
Ozone Season NOX Cap TR - MN | 929 | 7714 | Rate Constraint in MTons | FALSE | L | Annual | Seasons Included | Seasons | Summer | Summer | Summer | Summer | Summer | Summer | Summer
Ozone Season NOX Cap TR - MN | 929 | 7714 | Rate Constraint in MTons | FALSE | L | Annual | Standard NOX | Thousand Tons | 3.515 | 2.012 | 2.012 | 2.012 | 2.012 | 2.012 | 2.012
Ozone Season NOX Cap TR - MN | 929 | 7714 | Rate Constraint in MTons | FALSE | L | Annual | Emissions at Affected Plants NOX | Thousand Tons | 1.9991 | 1.8857 | 0.11614 | 0.02361 | 0.0083341 | 0.06277 | 0.090912
Ozone Season NOX Cap TR - MN | 929 | 7714 | Rate Constraint in MTons | FALSE | L | Annual | Allowances Purchased NOX | Thousand Tons | 0 | 0 | 0 | 0 | 0 | 0 | 0
Ozone Season NOX Cap TR - MN | 929 | 7714 | Rate Constraint in MTons | FALSE | L | Annual | Allowances Sold NOX | Thousand Tons | 0 | 0 | 0 | 0 | 0 | 0 | 0
Ozone Season NOX Cap TR - MN | 929 | 7714 | Rate Constraint in MTons | FALSE | L | Annual | Allowances Banked | Thousand Tons | 0 | 0 | 0 | 0 | 0 | 0 | 0
Ozone Season NOX Cap TR - MN | 929 | 7714 | Rate Constraint in MTons | FALSE | L | Annual | Allowances Withdrawn (1:1) | Thousand Tons | 0 | 0 | 0 | 0 | 0 | 0 | 0
Ozone Season NOX Cap TR - MN | 929 | 7714 | Rate Constraint in MTons | FALSE | L | Annual | Allowances Withdrawn (n:1) | Thousand Tons | 0 | 0 | 0 | 0 | 0 | 0 | 0
Ozone Season NOX Cap TR - MN | 929 | 7714 | Rate Constraint in MTons | FALSE | L | Annual | Net Emissions Allowance Position | Thousand Tons | 1.9991 | 1.8857 | 0.11614 | 0.02361 | 0.0083341 | 0.06277 | 0.090912
Ozone Season NOX Cap TR - MN | 929 | 7714 | Rate Constraint in MTons | FALSE | L | Annual | Fuel Consumed | TBtu | 67.4045 | 66.4083 | 20.2085 | 4.1005 | 1.3951 | 10.6319 | 16.2723
Ozone Season NOX Cap TR - MN | 929 | 7714 | Rate Constraint in MTons | FALSE | L | Annual | Rate | lb/MMBtu | 0.059316 | 0.056791 | 0.011494 | 0.011516 | 0.011948 | 0.011808 | 0.011174
Ozone Season NOX Cap TR - MN | 929 | 7714 | Rate Constraint in MTons | FALSE | L | Annual | Generation | TWh | 12.5585 | 12.672 | 6.5363 | 4.3547 | 4.5938 | 10.7904 | 11.1562
Ozone Season NOX Cap TR - MN | 929 | 7714 | Rate Constraint in MTons | FALSE | L | Annual | Qualifying Generation | TWh | 7.9591 | 8.0727 | 2.7784 | 0.57021 | 0.1921 | 1.4632 | 2.2228
Ozone Season NOX Cap TR - MN | 929 | 7714 | Rate Constraint in MTons | FALSE | L | Annual | Rate | lb/MWh | 0.50234 | 0.46718 | 0.083602 | 0.082811 | 0.086769 | 0.085797 | 0.081801
Ozone Season NOX Cap TR - MN | 929 | 7714 | Rate Constraint in MTons | FALSE | L | Annual | Constraint Shadow Price | US2022$/Ton | 0 | 0 | 0 | 0 | 0 | 0 | 0
Ozone Season NOX Cap TR - MO | 930 | 7716 | Rate Constraint in MTons | FALSE | L | Annual | Seasons Included | Seasons | Summer | Summer | Summer | Summer | Summer | Summer | Summer
Ozone Season NOX Cap TR - MO | 930 | 7716 | Rate Constraint in MTons | FALSE | L | Annual | Standard NOX | Thousand Tons | 8.868 | 8.191 | 8.191 | 8.191 | 8.191 | 8.191 | 8.191
Ozone Season NOX Cap TR - MO | 930 | 7716 | Rate Constraint in MTons | FALSE | L | Annual | Emissions at Affected Plants NOX | Thousand Tons | 7.771 | 4.3262 | 1.6237 | 1.5358 | 0.027804 | 0.061715 | 0.081075
Ozone Season NOX Cap TR - MO | 930 | 7716 | Rate Constraint in MTons | FALSE | L | Annual | Allowances Purchased NOX | Thousand Tons | 0 | 0 | 0 | 0 | 0 | 0 | 0
Ozone Season NOX Cap TR - MO | 930 | 7716 | Rate Constraint in MTons | FALSE | L | Annual | Allowances Sold NOX | Thousand Tons | 0 | 0 | 0 | 0 | 0 | 0 | 0
Ozone Season NOX Cap TR - MO | 930 | 7716 | Rate Constraint in MTons | FALSE | L | Annual | Allowances Banked | Thousand Tons | 0 | 0 | 0 | 0 | 0 | 0 | 0
Ozone Season NOX Cap TR - MO | 930 | 7716 | Rate Constraint in MTons | FALSE | L | Annual | Allowances Withdrawn (1:1) | Thousand Tons | 0 | 0 | 0 | 0 | 0 | 0 | 0
Ozone Season NOX Cap TR - MO | 930 | 7716 | Rate Constraint in MTons | FALSE | L | Annual | Allowances Withdrawn (n:1) | Thousand Tons | 0 | 0 | 0 | 0 | 0 | 0 | 0
Ozone Season NOX Cap TR - MO | 930 | 7716 | Rate Constraint in MTons | FALSE | L | Annual | Net Emissions Allowance Position | Thousand Tons | 7.771 | 4.3262 | 1.6237 | 1.5358 | 0.027804 | 0.061715 | 0.081075
Ozone Season NOX Cap TR - MO | 930 | 7716 | Rate Constraint in MTons | FALSE | L | Annual | Fuel Consumed | TBtu | 213.8896 | 146.699 | 53.8509 | 41.4055 | 1.2402 | 7.5507 | 11.0706
Ozone Season NOX Cap TR - MO | 930 | 7716 | Rate Constraint in MTons | FALSE | L | Annual | Rate | lb/MMBtu | 0.072664 | 0.058981 | 0.060302 | 0.074181 | 0.044838 | 0.016347 | 0.014647
Ozone Season NOX Cap TR - MO | 930 | 7716 | Rate Constraint in MTons | FALSE | L | Annual | Generation | TWh | 21.9613 | 15.5373 | 4.4932 | 2.959 | 0.1307 | 0.89614 | 1.3179
Ozone Season NOX Cap TR - MO | 930 | 7716 | Rate Constraint in MTons | FALSE | L | Annual | Qualifying Generation | TWh | 21.9613 | 15.3637 | 4.4346 | 2.9518 | 0.12994 | 0.84931 | 1.2047
Ozone Season NOX Cap TR - MO | 930 | 7716 | Rate Constraint in MTons | FALSE | L | Annual | Rate | lb/MWh | 0.7077 | 0.56317 | 0.73227 | 1.0406 | 0.42795 | 0.14533 | 0.1346
Ozone Season NOX Cap TR - MO | 930 | 7716 | Rate Constraint in MTons | FALSE | L | Annual | Constraint Shadow Price | US2022$/Ton | 0 | 0 | 0 | 0 | 0 | 0 | 0
Ozone Season NOX Cap TR - MS | 931 | 7715 | Rate Constraint in MTons | FALSE | L | Annual | Seasons Included | Seasons | Summer | Summer | Summer | Summer | Summer | Summer | Summer
Ozone Season NOX Cap TR - MS | 931 | 7715 | Rate Constraint in MTons | FALSE | L | Annual | Standard NOX | Thousand Tons | 1.848 | 1.848 | 1.848 | 1.848 | 1.848 | 1.848 | 1.848
Ozone Season NOX Cap TR - MS | 931 | 7715 | Rate Constraint in MTons | FALSE | L | Annual | Emissions at Affected Plants NOX | Thousand Tons | 1.2046 | 1.8101 | 1.848 | 1.7677 | 0.54123 | 0.67863 | 0.86634
Ozone Season NOX Cap TR - MS | 931 | 7715 | Rate Constraint in MTons | FALSE | L | Annual | Allowances Purchased NOX | Thousand Tons | 0 | 0 | 0 | 0 | 0 | 0 | 0
Ozone Season NOX Cap TR - MS | 931 | 7715 | Rate Constraint in MTons | FALSE | L | Annual | Allowances Sold NOX | Thousand Tons | 0 | 0 | 0 | 0 | 0 | 0 | 0
Ozone Season NOX Cap TR - MS | 931 | 7715 | Rate Constraint in MTons | FALSE | L | Annual | Allowances Banked | Thousand Tons | 0 | 0 | 0 | 0 | 0 | 0 | 0
Ozone Season NOX Cap TR - MS | 931 | 7715 | Rate Constraint in MTons | FALSE | L | Annual | Allowances Withdrawn (1:1) | Thousand Tons | 0 | 0 | 0 | 0 | 0 | 0 | 0
Ozone Season NOX Cap TR - MS | 931 | 7715 | Rate Constraint in MTons | FALSE | L | Annual | Allowances Withdrawn (n:1) | Thousand Tons | 0 | 0 | 0 | 0 | 0 | 0 | 0
Ozone Season NOX Cap TR - MS | 931 | 7715 | Rate Constraint in MTons | FALSE | L | Annual | Net Emissions Allowance Position | Thousand Tons | 1.2046 | 1.8101 | 1.848 | 1.7677 | 0.54123 | 0.67863 | 0.86634
Ozone Season NOX Cap TR - MS | 931 | 7715 | Rate Constraint in MTons | FALSE | L | Annual | Fuel Consumed | TBtu | 191.3507 | 197.5015 | 184.3962 | 150.1715 | 77.4157 | 101.7713 | 134.89
Ozone Season NOX Cap TR - MS | 931 | 7715 | Rate Constraint in MTons | FALSE | L | Annual | Rate | lb/MMBtu | 0.012591 | 0.01833 | 0.020044 | 0.023543 | 0.013982 | 0.013336 | 0.012845
Ozone Season NOX Cap TR - MS | 931 | 7715 | Rate Constraint in MTons | FALSE | L | Annual | Generation | TWh | 26.8946 | 27.2889 | 24.7104 | 19.8628 | 13.1314 | 17.23 | 28.2143
Ozone Season NOX Cap TR - MS | 931 | 7715 | Rate Constraint in MTons | FALSE | L | Annual | Qualifying Generation | TWh | 26.4879 | 26.8049 | 24.4373 | 19.7643 | 10.9602 | 14.3022 | 19.1286
Ozone Season NOX Cap TR - MS | 931 | 7715 | Rate Constraint in MTons | FALSE | L | Annual | Rate | lb/MWh | 0.090956 | 0.13506 | 0.15124 | 0.17888 | 0.098763 | 0.094899 | 0.09058
Ozone Season NOX Cap TR - MS | 931 | 7715 | Rate Constraint in MTons | FALSE | L | Annual | Constraint Shadow Price | US2022$/Ton | 0 | 0 | 1486.0195 | 0 | 0 | 0 | 0
Ozone Season NOX Cap TR - NJ | 932 | 7718 | Rate Constraint in MTons | FALSE | L | Annual | Seasons Included | Seasons | Summer | Summer | Summer | Summer | Summer | Summer | Summer
Ozone Season NOX Cap TR - NJ | 932 | 7718 | Rate Constraint in MTons | FALSE | L | Annual | Standard NOX | Thousand Tons | 0.93 | 0.93 | 0.93 | 0.93 | 0.93 | 0.93 | 0.93
Ozone Season NOX Cap TR - NJ | 932 | 7718 | Rate Constraint in MTons | FALSE | L | Annual | Emissions at Affected Plants NOX | Thousand Tons | 0.78363 | 0.8335 | 0.72727 | 0.4887 | 0.46273 | 0.74489 | 0.93
Ozone Season NOX Cap TR - NJ | 932 | 7718 | Rate Constraint in MTons | FALSE | L | Annual | Allowances Purchased NOX | Thousand Tons | 0 | 0 | 0 | 0 | 0 | 0 | 0
Ozone Season NOX Cap TR - NJ | 932 | 7718 | Rate Constraint in MTons | FALSE | L | Annual | Allowances Sold NOX | Thousand Tons | 0 | 0 | 0 | 0 | 0 | 0 | 0
Ozone Season NOX Cap TR - NJ | 932 | 7718 | Rate Constraint in MTons | FALSE | L | Annual | Allowances Banked | Thousand Tons | 0 | 0 | 0 | 0 | 0 | 0 | 0
Ozone Season NOX Cap TR - NJ | 932 | 7718 | Rate Constraint in MTons | FALSE | L | Annual | Allowances Withdrawn (1:1) | Thousand Tons | 0 | 0 | 0 | 0 | 0 | 0 | 0
Ozone Season NOX Cap TR - NJ | 932 | 7718 | Rate Constraint in MTons | FALSE | L | Annual | Allowances Withdrawn (n:1) | Thousand Tons | 0 | 0 | 0 | 0 | 0 | 0 | 0
Ozone Season NOX Cap TR - NJ | 932 | 7718 | Rate Constraint in MTons | FALSE | L | Annual | Net Emissions Allowance Position | Thousand Tons | 0.78363 | 0.8335 | 0.72727 | 0.4887 | 0.46273 | 0.74489 | 0.93
Ozone Season NOX Cap TR - NJ | 932 | 7718 | Rate Constraint in MTons | FALSE | L | Annual | Fuel Consumed | TBtu | 144.2463 | 146.7231 | 140.7288 | 101.3395 | 95.3461 | 142.5888 | 187.859
Ozone Season NOX Cap TR - NJ | 932 | 7718 | Rate Constraint in MTons | FALSE | L | Annual | Rate | lb/MMBtu | 0.010865 | 0.011362 | 0.010336 | 0.0096448 | 0.0097064 | 0.010448 | 0.009901
Ozone Season NOX Cap TR - NJ | 932 | 7718 | Rate Constraint in MTons | FALSE | L | Annual | Generation | TWh | 19.9481 | 20.2258 | 19.7936 | 15.0065 | 14.8744 | 22.9669 | 37.8033
Ozone Season NOX Cap TR - NJ | 932 | 7718 | Rate Constraint in MTons | FALSE | L | Annual | Qualifying Generation | TWh | 19.9481 | 20.2258 | 19.7936 | 14.4333 | 13.5678 | 19.6479 | 26.6849
Ozone Season NOX Cap TR - NJ | 932 | 7718 | Rate Constraint in MTons | FALSE | L | Annual | Rate | lb/MWh | 0.078567 | 0.08242 | 0.073485 | 0.067718 | 0.068211 | 0.075823 | 0.069702
Ozone Season NOX Cap TR - NJ | 932 | 7718 | Rate Constraint in MTons | FALSE | L | Annual | Constraint Shadow Price | US2022$/Ton | 0 | 0 | 0 | 0 | 0 | 0 | 2237.011
Ozone Season NOX Cap TR - NV | 933 | 7717 | Rate Constraint in MTons | FALSE | L | Annual | Seasons Included | Seasons | Summer | Summer | Summer | Summer | Summer | Summer | Summer
Ozone Season NOX Cap TR - NV | 933 | 7717 | Rate Constraint in MTons | FALSE | L | Annual | Standard NOX | Thousand Tons | 1.271 | 0.989 | 0.989 | 0.989 | 0.989 | 0.989 | 0.989
Ozone Season NOX Cap TR - NV | 933 | 7717 | Rate Constraint in MTons | FALSE | L | Annual | Emissions at Affected Plants NOX | Thousand Tons | 0.26195 | 0.34116 | 0.33781 | 0.33944 | 0.14195 | 0.072076 | 0.043976
Ozone Season NOX Cap TR - NV | 933 | 7717 | Rate Constraint in MTons | FALSE | L | Annual | Allowances Purchased NOX | Thousand Tons | 0 | 0 | 0 | 0 | 0 | 0 | 0
Ozone Season NOX Cap TR - NV | 933 | 7717 | Rate Constraint in MTons | FALSE | L | Annual | Allowances Sold NOX | Thousand Tons | 0 | 0 | 0 | 0 | 0 | 0 | 0
Ozone Season NOX Cap TR - NV | 933 | 7717 | Rate Constraint in MTons | FALSE | L | Annual | Allowances Banked | Thousand Tons | 0 | 0 | 0 | 0 | 0 | 0 | 0
Ozone Season NOX Cap TR - NV | 933 | 7717 | Rate Constraint in MTons | FALSE | L | Annual | Allowances Withdrawn (1:1) | Thousand Tons | 0 | 0 | 0 | 0 | 0 | 0 | 0
Ozone Season NOX Cap TR - NV | 933 | 7717 | Rate Constraint in MTons | FALSE | L | Annual | Allowances Withdrawn (n:1) | Thousand Tons | 0 | 0 | 0 | 0 | 0 | 0 | 0
Ozone Season NOX Cap TR - NV | 933 | 7717 | Rate Constraint in MTons | FALSE | L | Annual | Net Emissions Allowance Position | Thousand Tons | 0.26195 | 0.34116 | 0.33781 | 0.33944 | 0.14195 | 0.072076 | 0.043976
Ozone Season NOX Cap TR - NV | 933 | 7717 | Rate Constraint in MTons | FALSE | L | Annual | Fuel Consumed | TBtu | 52.3593 | 66.5651 | 63.2071 | 66.3795 | 19.4638 | 8.8171 | 7.5719
Ozone Season NOX Cap TR - NV | 933 | 7717 | Rate Constraint in MTons | FALSE | L | Annual | Rate | lb/MMBtu | 0.010006 | 0.01025 | 0.010689 | 0.010227 | 0.014586 | 0.016349 | 0.011615
Ozone Season NOX Cap TR - NV | 933 | 7717 | Rate Constraint in MTons | FALSE | L | Annual | Generation | TWh | 7.2825 | 9.1716 | 8.7173 | 9.1526 | 2.4406 | 1.113 | 1.0112
Ozone Season NOX Cap TR - NV | 933 | 7717 | Rate Constraint in MTons | FALSE | L | Annual | Qualifying Generation | TWh | 7.2825 | 9.1716 | 8.7173 | 9.1526 | 2.4406 | 1.113 | 1.0112
Ozone Season NOX Cap TR - NV | 933 | 7717 | Rate Constraint in MTons | FALSE | L | Annual | Rate | lb/MWh | 0.071938 | 0.074394 | 0.077503 | 0.074174 | 0.11633 | 0.12952 | 0.086975
Ozone Season NOX Cap TR - NV | 933 | 7717 | Rate Constraint in MTons | FALSE | L | Annual | Constraint Shadow Price | US2022$/Ton | 0 | 0 | 0 | 0 | 0 | 0 | 0
Ozone Season NOX Cap TR - NY | 934 | 7719 | Rate Constraint in MTons | FALSE | L | Annual | Seasons Included | Seasons | Summer | Summer | Summer | Summer | Summer | Summer | Summer
Ozone Season NOX Cap TR - NY | 934 | 7719 | Rate Constraint in MTons | FALSE | L | Annual | Standard NOX | Thousand Tons | 4.033 | 4.033 | 4.033 | 4.033 | 4.033 | 4.033 | 4.033
Ozone Season NOX Cap TR - NY | 934 | 7719 | Rate Constraint in MTons | FALSE | L | Annual | Emissions at Affected Plants NOX | Thousand Tons | 2.1566 | 1.9898 | 1.2748 | 0.6514 | 0.6832 | 0.5469 | 0.57448
Ozone Season NOX Cap TR - NY | 934 | 7719 | Rate Constraint in MTons | FALSE | L | Annual | Allowances Purchased NOX | Thousand Tons | 0 | 0 | 0 | 0 | 0 | 0 | 0
Ozone Season NOX Cap TR - NY | 934 | 7719 | Rate Constraint in MTons | FALSE | L | Annual | Allowances Sold NOX | Thousand Tons | 0 | 0 | 0 | 0 | 0 | 0 | 0
Ozone Season NOX Cap TR - NY | 934 | 7719 | Rate Constraint in MTons | FALSE | L | Annual | Allowances Banked | Thousand Tons | 0 | 0 | 0 | 0 | 0 | 0 | 0
Ozone Season NOX Cap TR - NY | 934 | 7719 | Rate Constraint in MTons | FALSE | L | Annual | Allowances Withdrawn (1:1) | Thousand Tons | 0 | 0 | 0 | 0 | 0 | 0 | 0
Ozone Season NOX Cap TR - NY | 934 | 7719 | Rate Constraint in MTons | FALSE | L | Annual | Allowances Withdrawn (n:1) | Thousand Tons | 0 | 0 | 0 | 0 | 0 | 0 | 0
Ozone Season NOX Cap TR - NY | 934 | 7719 | Rate Constraint in MTons | FALSE | L | Annual | Net Emissions Allowance Position | Thousand Tons | 2.1566 | 1.9898 | 1.2748 | 0.6514 | 0.6832 | 0.5469 | 0.57448
Ozone Season NOX Cap TR - NY | 934 | 7719 | Rate Constraint in MTons | FALSE | L | Annual | Fuel Consumed | TBtu | 189.8021 | 203.0127 | 173.4786 | 97.2466 | 104.3324 | 94.859 | 97.4458
Ozone Season NOX Cap TR - NY | 934 | 7719 | Rate Constraint in MTons | FALSE | L | Annual | Rate | lb/MMBtu | 0.022725 | 0.019603 | 0.014697 | 0.013397 | 0.013097 | 0.011531 | 0.011791
Ozone Season NOX Cap TR - NY | 934 | 7719 | Rate Constraint in MTons | FALSE | L | Annual | Generation | TWh | 24.5267 | 26.7964 | 23.6621 | 13.6023 | 14.6099 | 13.485 | 14.3086
Ozone Season NOX Cap TR - NY | 934 | 7719 | Rate Constraint in MTons | FALSE | L | Annual | Qualifying Generation | TWh | 24.5267 | 26.7964 | 23.6621 | 13.5131 | 14.4535 | 13.0656 | 13.6002
Ozone Season NOX Cap TR - NY | 934 | 7719 | Rate Constraint in MTons | FALSE | L | Annual | Rate | lb/MWh | 0.17586 | 0.14851 | 0.10775 | 0.09641 | 0.094538 | 0.083715 | 0.084481
Ozone Season NOX Cap TR - NY | 934 | 7719 | Rate Constraint in MTons | FALSE | L | Annual | Constraint Shadow Price | US2022$/Ton | 0 | 0 | 0 | 0 | 0 | 0 | 0
Ozone Season NOX Cap TR - OH | 935 | 7720 | Rate Constraint in MTons | FALSE | L | Annual | Seasons Included | Seasons | Summer | Summer | Summer | Summer | Summer | Summer | Summer
Ozone Season NOX Cap TR - OH | 935 | 7720 | Rate Constraint in MTons | FALSE | L | Annual | Standard NOX | Thousand Tons | 8.391 | 7.742 | 7.742 | 7.742 | 7.742 | 7.742 | 7.742
Ozone Season NOX Cap TR - OH | 935 | 7720 | Rate Constraint in MTons | FALSE | L | Annual | Emissions at Affected Plants NOX | Thousand Tons | 2.9469 | 5.0793 | 1.6904 | 1.4787 | 1.119 | 1.6961 | 1.8932
Ozone Season NOX Cap TR - OH | 935 | 7720 | Rate Constraint in MTons | FALSE | L | Annual | Allowances Purchased NOX | Thousand Tons | 0 | 0 | 0 | 0 | 0 | 0 | 0
Ozone Season NOX Cap TR - OH | 935 | 7720 | Rate Constraint in MTons | FALSE | L | Annual | Allowances Sold NOX | Thousand Tons | 0 | 0 | 0 | 0 | 0 | 0 | 0
Ozone Season NOX Cap TR - OH | 935 | 7720 | Rate Constraint in MTons | FALSE | L | Annual | Allowances Banked | Thousand Tons | 0 | 0 | 0 | 0 | 0 | 0 | 0
Ozone Season NOX Cap TR - OH | 935 | 7720 | Rate Constraint in MTons | FALSE | L | Annual | Allowances Withdrawn (1:1) | Thousand Tons | 0 | 0 | 0 | 0 | 0 | 0 | 0
Ozone Season NOX Cap TR - OH | 935 | 7720 | Rate Constraint in MTons | FALSE | L | Annual | Allowances Withdrawn (n:1) | Thousand Tons | 0 | 0 | 0 | 0 | 0 | 0 | 0
Ozone Season NOX Cap TR - OH | 935 | 7720 | Rate Constraint in MTons | FALSE | L | Annual | Net Emissions Allowance Position | Thousand Tons | 2.9469 | 5.0793 | 1.6904 | 1.4787 | 1.119 | 1.6961 | 1.8932
Ozone Season NOX Cap TR - OH | 935 | 7720 | Rate Constraint in MTons | FALSE | L | Annual | Fuel Consumed | TBtu | 332.908 | 381.4775 | 293.3907 | 265.5905 | 234.193 | 327.6089 | 362.7168
Ozone Season NOX Cap TR - OH | 935 | 7720 | Rate Constraint in MTons | FALSE | L | Annual | Rate | lb/MMBtu | 0.017704 | 0.02663 | 0.011523 | 0.011135 | 0.0095558 | 0.010355 | 0.010439
Ozone Season NOX Cap TR - OH | 935 | 7720 | Rate Constraint in MTons | FALSE | L | Annual | Generation | TWh | 48.0492 | 52.6676 | 44.1614 | 39.9916 | 36.9551 | 51.1291 | 57.5571
Ozone Season NOX Cap TR - OH | 935 | 7720 | Rate Constraint in MTons | FALSE | L | Annual | Qualifying Generation | TWh | 46.4904 | 51.1088 | 41.7644 | 38.322 | 34.6534 | 48.1731 | 53.6629
Ozone Season NOX Cap TR - OH | 935 | 7720 | Rate Constraint in MTons | FALSE | L | Annual | Rate | lb/MWh | 0.12678 | 0.19876 | 0.080948 | 0.077172 | 0.06458 | 0.070419 | 0.07056
Ozone Season NOX Cap TR - OH | 935 | 7720 | Rate Constraint in MTons | FALSE | L | Annual | Constraint Shadow Price | US2022$/Ton | 0 | 0 | 0 | 0 | 0 | 0 | 0
Ozone Season NOX Cap TR - OK | 936 | 7721 | Rate Constraint in MTons | FALSE | L | Annual | Seasons Included | Seasons | Summer | Summer | Summer | Summer | Summer | Summer | Summer
Ozone Season NOX Cap TR - OK | 936 | 7721 | Rate Constraint in MTons | FALSE | L | Annual | Standard NOX | Thousand Tons | 4.649 | 4.649 | 4.649 | 4.649 | 4.649 | 4.649 | 4.649
Ozone Season NOX Cap TR - OK | 936 | 7721 | Rate Constraint in MTons | FALSE | L | Annual | Emissions at Affected Plants NOX | Thousand Tons | 3.3641 | 3.0223 | 1.029 | 0.75238 | 0.7429 | 0.77065 | 0.84512
Ozone Season NOX Cap TR - OK | 936 | 7721 | Rate Constraint in MTons | FALSE | L | Annual | Allowances Purchased NOX | Thousand Tons | 0 | 0 | 0 | 0 | 0 | 0 | 0
Ozone Season NOX Cap TR - OK | 936 | 7721 | Rate Constraint in MTons | FALSE | L | Annual | Allowances Sold NOX | Thousand Tons | 0 | 0 | 0 | 0 | 0 | 0 | 0
Ozone Season NOX Cap TR - OK | 936 | 7721 | Rate Constraint in MTons | FALSE | L | Annual | Allowances Banked | Thousand Tons | 0 | 0 | 0 | 0 | 0 | 0 | 0
Ozone Season NOX Cap TR - OK | 936 | 7721 | Rate Constraint in MTons | FALSE | L | Annual | Allowances Withdrawn (1:1) | Thousand Tons | 0 | 0 | 0 | 0 | 0 | 0 | 0
Ozone Season NOX Cap TR - OK | 936 | 7721 | Rate Constraint in MTons | FALSE | L | Annual | Allowances Withdrawn (n:1) | Thousand Tons | 0 | 0 | 0 | 0 | 0 | 0 | 0
Ozone Season NOX Cap TR - OK | 936 | 7721 | Rate Constraint in MTons | FALSE | L | Annual | Net Emissions Allowance Position | Thousand Tons | 3.3641 | 3.0223 | 1.029 | 0.75238 | 0.7429 | 0.77065 | 0.84512
Ozone Season NOX Cap TR - OK | 936 | 7721 | Rate Constraint in MTons | FALSE | L | Annual | Fuel Consumed | TBtu | 156.697 | 144.6207 | 47.7586 | 10.3634 | 7.8447 | 12.858 | 23.0868
Ozone Season NOX Cap TR - OK | 936 | 7721 | Rate Constraint in MTons | FALSE | L | Annual | Rate | lb/MMBtu | 0.042938 | 0.041796 | 0.04309 | 0.1452 | 0.1894 | 0.11987 | 0.073212
Ozone Season NOX Cap TR - OK | 936 | 7721 | Rate Constraint in MTons | FALSE | L | Annual | Generation | TWh | 20.0985 | 18.4575 | 6.1224 | 0.98483 | 0.6867 | 1.3771 | 2.8539
Ozone Season NOX Cap TR - OK | 936 | 7721 | Rate Constraint in MTons | FALSE | L | Annual | Qualifying Generation | TWh | 20.0985 | 18.4575 | 6.1224 | 0.98483 | 0.68376 | 1.37 | 2.8068
Ozone Season NOX Cap TR - OK | 936 | 7721 | Rate Constraint in MTons | FALSE | L | Annual | Rate | lb/MWh | 0.33476 | 0.32748 | 0.33613 | 1.5279 | 2.173 | 1.125 | 0.6022
Ozone Season NOX Cap TR - OK | 936 | 7721 | Rate Constraint in MTons | FALSE | L | Annual | Constraint Shadow Price | US2022$/Ton | 0 | 0 | 0 | 0 | 0 | 0 | 0
Ozone Season NOX Cap TR - PA | 937 | 7722 | Rate Constraint in MTons | FALSE | L | Annual | Seasons Included | Seasons | Summer | Summer | Summer | Summer | Summer | Summer | Summer
Ozone Season NOX Cap TR - PA | 937 | 7722 | Rate Constraint in MTons | FALSE | L | Annual | Standard NOX | Thousand Tons | 8.646 | 5.827 | 5.827 | 5.827 | 5.827 | 5.827 | 5.827
Ozone Season NOX Cap TR - PA | 937 | 7722 | Rate Constraint in MTons | FALSE | L | Annual | Emissions at Affected Plants NOX | Thousand Tons | 7.0153 | 5.6518 | 3.0583 | 2.5131 | 1.4212 | 2.0194 | 2.2924
Ozone Season NOX Cap TR - PA | 937 | 7722 | Rate Constraint in MTons | FALSE | L | Annual | Allowances Purchased NOX | Thousand Tons | 0 | 0 | 0 | 0 | 0 | 0 | 0
Ozone Season NOX Cap TR - PA | 937 | 7722 | Rate Constraint in MTons | FALSE | L | Annual | Allowances Sold NOX | Thousand Tons | 0 | 0 | 0 | 0 | 0 | 0 | 0
Ozone Season NOX Cap TR - PA | 937 | 7722 | Rate Constraint in MTons | FALSE | L | Annual | Allowances Banked | Thousand Tons | 0 | 0 | 0 | 0 | 0 | 0 | 0
Ozone Season NOX Cap TR - PA | 937 | 7722 | Rate Constraint in MTons | FALSE | L | Annual | Allowances Withdrawn (1:1) | Thousand Tons | 0 | 0 | 0 | 0 | 0 | 0 | 0
Ozone Season NOX Cap TR - PA | 937 | 7722 | Rate Constraint in MTons | FALSE | L | Annual | Allowances Withdrawn (n:1) | Thousand Tons | 0 | 0 | 0 | 0 | 0 | 0 | 0
Ozone Season NOX Cap TR - PA | 937 | 7722 | Rate Constraint in MTons | FALSE | L | Annual | Net Emissions Allowance Position | Thousand Tons | 7.0153 | 5.6518 | 3.0583 | 2.5131 | 1.4212 | 2.0194 | 2.2924
Ozone Season NOX Cap TR - PA | 937 | 7722 | Rate Constraint in MTons | FALSE | L | Annual | Fuel Consumed | TBtu | 518.1652 | 500.5481 | 423.6098 | 374.527 | 352.5693 | 466.6216 | 509.8649
Ozone Season NOX Cap TR - PA | 937 | 7722 | Rate Constraint in MTons | FALSE | L | Annual | Rate | lb/MMBtu | 0.027078 | 0.022582 | 0.014439 | 0.01342 | 0.008062 | 0.0086553 | 0.0089921
Ozone Season NOX Cap TR - PA | 937 | 7722 | Rate Constraint in MTons | FALSE | L | Annual | Generation | TWh | 75.3253 | 73.8054 | 66.0026 | 58.9763 | 60.0049 | 99.9506 | 125.9046
Ozone Season NOX Cap TR - PA | 937 | 7722 | Rate Constraint in MTons | FALSE | L | Annual | Qualifying Generation | TWh | 66.8746 | 65.3547 | 57.604 | 51.4131 | 49.6757 | 65.5109 | 72.8377
Ozone Season NOX Cap TR - PA | 937 | 7722 | Rate Constraint in MTons | FALSE | L | Annual | Rate | lb/MWh | 0.2098 | 0.17296 | 0.10618 | 0.09776 | 0.05722 | 0.06165 | 0.062945
Ozone Season NOX Cap TR - PA | 937 | 7722 | Rate Constraint in MTons | FALSE | L | Annual | Constraint Shadow Price | US2022$/Ton | 0 | 0 | 0 | 0 | 0 | 0 | 0
Ozone Season NOX Cap TR - Region | 938 | 7730 | Rate Constraint in MTons | FALSE | L | Annual | Seasons Included | Seasons | Summer | Summer | Summer | Summer | Summer | Summer | Summer
Ozone Season NOX Cap TR - Region | 938 | 7730 | Rate Constraint in MTons | FALSE | L | Annual | Standard NOX | Thousand Tons | 133.695 | 104.685 | 104.685 | 104.685 | 104.685 | 104.685 | 104.685
Ozone Season NOX Cap TR - Region | 938 | 7730 | Rate Constraint in MTons | FALSE | L | Annual | Emissions at Affected Plants NOX | Thousand Tons | 81.9373 | 72.3151 | 42.8912 | 34.8358 | 12.5201 | 19.3 | 19.9503
Ozone Season NOX Cap TR - Region | 938 | 7730 | Rate Constraint in MTons | FALSE | L | Annual | Allowances Purchased NOX | Thousand Tons | 0 | 0 | 0 | 0 | 0 | 0 | 0
Ozone Season NOX Cap TR - Region | 938 | 7730 | Rate Constraint in MTons | FALSE | L | Annual | Allowances Sold NOX | Thousand Tons | 0 | 0 | 0 | 0 | 0 | 0 | 0
Ozone Season NOX Cap TR - Region | 938 | 7730 | Rate Constraint in MTons | FALSE | L | Annual | Allowances Banked | Thousand Tons | 69.2757 | 0 | 0 | 0 | 0 | 0 | 0
Ozone Season NOX Cap TR - Region | 938 | 7730 | Rate Constraint in MTons | FALSE | L | Annual | Allowances Withdrawn (1:1) | Thousand Tons | 0 | 0 | -23.0919 | 0 | 0 | 0 | 0
Ozone Season NOX Cap TR - Region | 938 | 7730 | Rate Constraint in MTons | FALSE | L | Annual | Allowances Withdrawn (n:1) | Thousand Tons | 0 | 0 | 0 | 0 | 0 | 0 | 0
Ozone Season NOX Cap TR - Region | 938 | 7730 | Rate Constraint in MTons | FALSE | L | Annual | Net Emissions Allowance Position | Thousand Tons | 151.213 | 72.3151 | 19.7993 | 34.8358 | 12.5201 | 19.3 | 19.9503
Ozone Season NOX Cap TR - Region | 938 | 7730 | Rate Constraint in MTons | FALSE | L | Annual | Fuel Consumed | TBtu | 4680.2775 | 4596.4687 | 3560.3934 | 2762.396 | 1748.3398 | 2483.0962 | 2807.733
Ozone Season NOX Cap TR - Region | 938 | 7730 | Rate Constraint in MTons | FALSE | L | Annual | Rate | lb/MMBtu | 0.035014 | 0.031465 | 0.024094 | 0.025221 | 0.014322 | 0.015545 | 0.014211
Ozone Season NOX Cap TR - Region | 938 | 7730 | Rate Constraint in MTons | FALSE | L | Annual | Generation | TWh | 606.5931 | 596.7812 | 465.7105 | 359.7415 | 254.1334 | 363.9749 | 419.0227
Ozone Season NOX Cap TR - Region | 938 | 7730 | Rate Constraint in MTons | FALSE | L | Annual | Qualifying Generation | TWh | 606.3392 | 596.426 | 465.5221 | 357.2083 | 249.1654 | 356.4321 | 405.9063
Ozone Season NOX Cap TR - Region | 938 | 7730 | Rate Constraint in MTons | FALSE | L | Annual | Rate | lb/MWh | 0.27027 | 0.24249 | 0.18427 | 0.19504 | 0.1005 | 0.1083 | 0.0983
Ozone Season NOX Cap TR - Region | 938 | 7730 | Rate Constraint in MTons | FALSE | L | Annual | Constraint Shadow Price | US2022$/Ton | 0 | 0 | 0 | 0 | 0 | 0 | 0
Ozone Season NOX Cap TR - TX | 939 | 7724 | Rate Constraint in MTons | FALSE | L | Annual | Seasons Included | Seasons | Summer | Summer | Summer | Summer | Summer | Summer | Summer
Ozone Season NOX Cap TR - TX | 939 | 7724 | Rate Constraint in MTons | FALSE | L | Annual | Standard NOX | Thousand Tons | 27.112 | 26.174 | 26.174 | 26.174 | 26.174 | 26.174 | 26.174
Ozone Season NOX Cap TR - TX | 939 | 7724 | Rate Constraint in MTons | FALSE | L | Annual | Emissions at Affected Plants NOX | Thousand Tons | 8.6956 | 8.4194 | 6.3927 | 4.768 | 1.5398 | 3.4403 | 3.6333
Ozone Season NOX Cap TR - TX | 939 | 7724 | Rate Constraint in MTons | FALSE | L | Annual | Allowances Purchased NOX | Thousand Tons | 0 | 0 | 0 | 0 | 0 | 0 | 0
Ozone Season NOX Cap TR - TX | 939 | 7724 | Rate Constraint in MTons | FALSE | L | Annual | Allowances Sold NOX | Thousand Tons | 0 | 0 | 0 | 0 | 0 | 0 | 0
Ozone Season NOX Cap TR - TX | 939 | 7724 | Rate Constraint in MTons | FALSE | L | Annual | Allowances Banked | Thousand Tons | 0 | 0 | 0 | 0 | 0 | 0 | 0
Ozone Season NOX Cap TR - TX | 939 | 7724 | Rate Constraint in MTons | FALSE | L | Annual | Allowances Withdrawn (1:1) | Thousand Tons | 0 | 0 | 0 | 0 | 0 | 0 | 0
Ozone Season NOX Cap TR - TX | 939 | 7724 | Rate Constraint in MTons | FALSE | L | Annual | Allowances Withdrawn (n:1) | Thousand Tons | 0 | 0 | 0 | 0 | 0 | 0 | 0
Ozone Season NOX Cap TR - TX | 939 | 7724 | Rate Constraint in MTons | FALSE | L | Annual | Net Emissions Allowance Position | Thousand Tons | 8.6956 | 8.4194 | 6.3927 | 4.768 | 1.5398 | 3.4403 | 3.6333
Ozone Season NOX Cap TR - TX | 939 | 7724 | Rate Constraint in MTons | FALSE | L | Annual | Fuel Consumed | TBtu | 629.3034 | 584.4321 | 391.7465 | 236.0476 | 100.5994 | 244.722 | 268.2235
Ozone Season NOX Cap TR - TX | 939 | 7724 | Rate Constraint in MTons | FALSE | L | Annual | Rate | lb/MMBtu | 0.027636 | 0.028812 | 0.032637 | 0.040399 | 0.030613 | 0.028116 | 0.027092
Ozone Season NOX Cap TR - TX | 939 | 7724 | Rate Constraint in MTons | FALSE | L | Annual | Generation | TWh | 88.3859 | 82.2951 | 52.8462 | 32.162 | 17.5533 | 42.6908 | 46.8647
Ozone Season NOX Cap TR - TX | 939 | 7724 | Rate Constraint in MTons | FALSE | L | Annual | Qualifying Generation | TWh | 88.3859 | 82.2951 | 52.8462 | 29.7023 | 14.0856 | 37.3607 | 40.9874
Ozone Season NOX Cap TR - TX | 939 | 7724 | Rate Constraint in MTons | FALSE | L | Annual | Rate | lb/MWh | 0.19677 | 0.20461 | 0.24194 | 0.32105 | 0.21864 | 0.18417 | 0.17729
Ozone Season NOX Cap TR - TX | 939 | 7724 | Rate Constraint in MTons | FALSE | L | Annual | Constraint Shadow Price | US2022$/Ton | 0 | 0 | 0 | 0 | 0 | 0 | 0
Ozone Season NOX Cap TR - UT | 940 | 7725 | Rate Constraint in MTons | FALSE | L | Annual | Seasons Included | Seasons | Summer | Summer | Summer | Summer | Summer | Summer | Summer
Ozone Season NOX Cap TR - UT | 940 | 7725 | Rate Constraint in MTons | FALSE | L | Annual | Standard NOX | Thousand Tons | 3.15 | 3.15 | 3.15 | 3.15 | 3.15 | 3.15 | 3.15
Ozone Season NOX Cap TR - UT | 940 | 7725 | Rate Constraint in MTons | FALSE | L | Annual | Emissions at Affected Plants NOX | Thousand Tons | 3.15 | 0.60018 | 0.35597 | 0.41718 | 0.31651 | 0.42257 | 0.47756
Ozone Season NOX Cap TR - UT | 940 | 7725 | Rate Constraint in MTons | FALSE | L | Annual | Allowances Purchased NOX | Thousand Tons | 0 | 0 | 0 | 0 | 0 | 0 | 0
Ozone Season NOX Cap TR - UT | 940 | 7725 | Rate Constraint in MTons | FALSE | L | Annual | Allowances Sold NOX | Thousand Tons | 0 | 0 | 0 | 0 | 0 | 0 | 0
Ozone Season NOX Cap TR - UT | 940 | 7725 | Rate Constraint in MTons | FALSE | L | Annual | Allowances Banked | Thousand Tons | 0 | 0 | 0 | 0 | 0 | 0 | 0
Ozone Season NOX Cap TR - UT | 940 | 7725 | Rate Constraint in MTons | FALSE | L | Annual | Allowances Withdrawn (1:1) | Thousand Tons | 0 | 0 | 0 | 0 | 0 | 0 | 0
Ozone Season NOX Cap TR - UT | 940 | 7725 | Rate Constraint in MTons | FALSE | L | Annual | Allowances Withdrawn (n:1) | Thousand Tons | 0 | 0 | 0 | 0 | 0 | 0 | 0
Ozone Season NOX Cap TR - UT | 940 | 7725 | Rate Constraint in MTons | FALSE | L | Annual | Net Emissions Allowance Position | Thousand Tons | 3.15 | 0.60018 | 0.35597 | 0.41718 | 0.31651 | 0.42257 | 0.47756
Ozone Season NOX Cap TR - UT | 940 | 7725 | Rate Constraint in MTons | FALSE | L | Annual | Fuel Consumed | TBtu | 111.2573 | 87.5494 | 78.2301 | 89.4105 | 57.799 | 69.83 | 79.8247
Ozone Season NOX Cap TR - UT | 940 | 7725 | Rate Constraint in MTons | FALSE | L | Annual | Rate | lb/MMBtu | 0.056625 | 0.013711 | 0.0091005 | 0.0093317 | 0.010952 | 0.012103 | 0.011965
Ozone Season NOX Cap TR - UT | 940 | 7725 | Rate Constraint in MTons | FALSE | L | Annual | Generation | TWh | 15.2179 | 13.0021 | 11.2109 | 12.3346 | 7.8767 | 9.518 | 10.6
Ozone Season NOX Cap TR - UT | 940 | 7725 | Rate Constraint in MTons | FALSE | L | Annual | Qualifying Generation | TWh | 15.2179 | 13.0021 | 11.2109 | 12.3346 | 7.8767 | 9.518 | 10.6
Ozone Season NOX Cap TR - UT | 940 | 7725 | Rate Constraint in MTons | FALSE | L | Annual | Rate | lb/MWh | 0.41399 | 0.092321 | 0.063504 | 0.067644 | 0.080367 | 0.088794 | 0.090106
Ozone Season NOX Cap TR - UT | 940 | 7725 | Rate Constraint in MTons | FALSE | L | Annual | Constraint Shadow Price | US2022$/Ton | 2221.3592 | 0 | 0 | 0 | 0 | 0 | 0
Ozone Season NOX Cap TR - VA | 941 | 7726 | Rate Constraint in MTons | FALSE | L | Annual | Seasons Included | Seasons | Summer | Summer | Summer | Summer | Summer | Summer | Summer
Ozone Season NOX Cap TR - VA | 941 | 7726 | Rate Constraint in MTons | FALSE | L | Annual | Standard NOX | Thousand Tons | 2.871 | 2.361 | 2.361 | 2.361 | 2.361 | 2.361 | 2.361
Ozone Season NOX Cap TR - VA | 941 | 7726 | Rate Constraint in MTons | FALSE | L | Annual | Emissions at Affected Plants NOX | Thousand Tons | 1.9084 | 1.7166 | 1.1679 | 0.59198 | 0.47327 | 0.20057 | 0.24397
Ozone Season NOX Cap TR - VA | 941 | 7726 | Rate Constraint in MTons | FALSE | L | Annual | Allowances Purchased NOX | Thousand Tons | 0 | 0 | 0 | 0 | 0 | 0 | 0
Ozone Season NOX Cap TR - VA | 941 | 7726 | Rate Constraint in MTons | FALSE | L | Annual | Allowances Sold NOX | Thousand Tons | 0 | 0 | 0 | 0 | 0 | 0 | 0
Ozone Season NOX Cap TR - VA | 941 | 7726 | Rate Constraint in MTons | FALSE | L | Annual | Allowances Banked | Thousand Tons | 0 | 0 | 0 | 0 | 0 | 0 | 0
Ozone Season NOX Cap TR - VA | 941 | 7726 | Rate Constraint in MTons | FALSE | L | Annual | Allowances Withdrawn (1:1) | Thousand Tons | 0 | 0 | 0 | 0 | 0 | 0 | 0
Ozone Season NOX Cap TR - VA | 941 | 7726 | Rate Constraint in MTons | FALSE | L | Annual | Allowances Withdrawn (n:1) | Thousand Tons | 0 | 0 | 0 | 0 | 0 | 0 | 0
Ozone Season NOX Cap TR - VA | 941 | 7726 | Rate Constraint in MTons | FALSE | L | Annual | Net Emissions Allowance Position | Thousand Tons | 1.9084 | 1.7166 | 1.1679 | 0.59198 | 0.47327 | 0.20057 | 0.24397
Ozone Season NOX Cap TR - VA | 941 | 7726 | Rate Constraint in MTons | FALSE | L | Annual | Fuel Consumed | TBtu | 201.4534 | 189.3947 | 175.9782 | 147.2089 | 118.9255 | 51.6541 | 59.5452
Ozone Season NOX Cap TR - VA | 941 | 7726 | Rate Constraint in MTons | FALSE | L | Annual | Rate | lb/MMBtu | 0.018946 | 0.018127 | 0.013273 | 0.0080427 | 0.0079591 | 0.0077658 | 0.0081944
Ozone Season NOX Cap TR - VA | 941 | 7726 | Rate Constraint in MTons | FALSE | L | Annual | Generation | TWh | 27.3896 | 26.2151 | 26.6206 | 21.5673 | 18.7196 | 29.7267 | 49.4763
Ozone Season NOX Cap TR - VA | 941 | 7726 | Rate Constraint in MTons | FALSE | L | Annual | Qualifying Generation | TWh | 26.893 | 25.624 | 24.278 | 20.6463 | 16.743 | 7.6277 | 8.865
Ozone Season NOX Cap TR - VA | 941 | 7726 | Rate Constraint in MTons | FALSE | L | Annual | Rate | lb/MWh | 0.14192 | 0.13398 | 0.09621 | 0.057345 | 0.056534 | 0.052589 | 0.055041
Ozone Season NOX Cap TR - VA | 941 | 7726 | Rate Constraint in MTons | FALSE | L | Annual | Constraint Shadow Price | US2022$/Ton | 0 | 0 | 0 | 0 | 0 | 0 | 0
Ozone Season NOX Cap TR - WI | 942 | 7728 | Rate Constraint in MTons | FALSE | L | Annual | Seasons Included | Seasons | Summer | Summer | Summer | Summer | Summer | Summer | Summer
Ozone Season NOX Cap TR - WI | 942 | 7728 | Rate Constraint in MTons | FALSE | L | Annual | Standard NOX | Thousand Tons | 4.123 | 4.123 | 4.123 | 4.123 | 4.123 | 4.123 | 4.123
Ozone Season NOX Cap TR - WI | 942 | 7728 | Rate Constraint in MTons | FALSE | L | Annual | Emissions at Affected Plants NOX | Thousand Tons | 1.9358 | 1.1716 | 0.55239 | 0.24159 | 0.14195 | 0.25264 | 0.29863
Ozone Season NOX Cap TR - WI | 942 | 7728 | Rate Constraint in MTons | FALSE | L | Annual | Allowances Purchased NOX | Thousand Tons | 0 | 0 | 0 | 0 | 0 | 0 | 0
Ozone Season NOX Cap TR - WI | 942 | 7728 | Rate Constraint in MTons | FALSE | L | Annual | Allowances Sold NOX | Thousand Tons | 0 | 0 | 0 | 0 | 0 | 0 | 0
Ozone Season NOX Cap TR - WI | 942 | 7728 | Rate Constraint in MTons | FALSE | L | Annual | Allowances Banked | Thousand Tons | 0 | 0 | 0 | 0 | 0 | 0 | 0
Ozone Season NOX Cap TR - WI | 942 | 7728 | Rate Constraint in MTons | FALSE | L | Annual | Allowances Withdrawn (1:1) | Thousand Tons | 0 | 0 | 0 | 0 | 0 | 0 | 0
Ozone Season NOX Cap TR - WI | 942 | 7728 | Rate Constraint in MTons | FALSE | L | Annual | Allowances Withdrawn (n:1) | Thousand Tons | 0 | 0 | 0 | 0 | 0 | 0 | 0
Ozone Season NOX Cap TR - WI | 942 | 7728 | Rate Constraint in MTons | FALSE | L | Annual | Net Emissions Allowance Position | Thousand Tons | 1.9358 | 1.1716 | 0.55239 | 0.24159 | 0.14195 | 0.25264 | 0.29863
Ozone Season NOX Cap TR - WI | 942 | 7728 | Rate Constraint in MTons | FALSE | L | Annual | Fuel Consumed | TBtu | 121.63 | 110.0948 | 83.9592 | 48.7917 | 29.1138 | 52.1376 | 61.1879
Ozone Season NOX Cap TR - WI | 942 | 7728 | Rate Constraint in MTons | FALSE | L | Annual | Rate | lb/MMBtu | 0.031831 | 0.021283 | 0.013158 | 0.0099027 | 0.0097512 | 0.0096913 | 0.009761
Ozone Season NOX Cap TR - WI | 942 | 7728 | Rate Constraint in MTons | FALSE | L | Annual | Generation | TWh | 14.9252 | 13.9242 | 11.543 | 6.8814 | 4.1394 | 7.2029 | 8.4275
Ozone Season NOX Cap TR - WI | 942 | 7728 | Rate Constraint in MTons | FALSE | L | Annual | Qualifying Generation | TWh | 14.9252 | 13.8647 | 11.53 | 6.8807 | 4.1394 | 7.1836 | 8.3961
Ozone Season NOX Cap TR - WI | 942 | 7728 | Rate Constraint in MTons | FALSE | L | Annual | Rate | lb/MWh | 0.2594 | 0.169 | 0.095817 | 0.070221 | 0.068584 | 0.070338 | 0.071135
Ozone Season NOX Cap TR - WI | 942 | 7728 | Rate Constraint in MTons | FALSE | L | Annual | Constraint Shadow Price | US2022$/Ton | 0 | 0 | 0 | 0 | 0 | 0 | 0
Ozone Season NOX Cap TR - WV | 943 | 7727 | Rate Constraint in MTons | FALSE | L | Annual | Seasons Included | Seasons | Summer | Summer | Summer | Summer | Summer | Summer | Summer
Ozone Season NOX Cap TR - WV | 943 | 7727 | Rate Constraint in MTons | FALSE | L | Annual | Standard NOX | Thousand Tons | 11.71 | 11.71 | 11.71 | 11.71 | 11.71 | 11.71 | 11.71
Ozone Season NOX Cap TR - WV | 943 | 7727 | Rate Constraint in MTons | FALSE | L | Annual | Emissions at Affected Plants NOX | Thousand Tons | 6.464 | 8.3322 | 1.7709 | 1.7301 | 0.010173 | 0.47398 | 0.63165
Ozone Season NOX Cap TR - WV | 943 | 7727 | Rate Constraint in MTons | FALSE | L | Annual | Allowances Purchased NOX | Thousand Tons | 0 | 0 | 0 | 0 | 0 | 0 | 0
Ozone Season NOX Cap TR - WV | 943 | 7727 | Rate Constraint in MTons | FALSE | L | Annual | Allowances Sold NOX | Thousand Tons | 0 | 0 | 0 | 0 | 0 | 0 | 0
Ozone Season NOX Cap TR - WV | 943 | 7727 | Rate Constraint in MTons | FALSE | L | Annual | Allowances Banked | Thousand Tons | 0 | 0 | 0 | 0 | 0 | 0 | 0
Ozone Season NOX Cap TR - WV | 943 | 7727 | Rate Constraint in MTons | FALSE | L | Annual | Allowances Withdrawn (1:1) | Thousand Tons | 0 | 0 | 0 | 0 | 0 | 0 | 0
Ozone Season NOX Cap TR - WV | 943 | 7727 | Rate Constraint in MTons | FALSE | L | Annual | Allowances Withdrawn (n:1) | Thousand Tons | 0 | 0 | 0 | 0 | 0 | 0 | 0
Ozone Season NOX Cap TR - WV | 943 | 7727 | Rate Constraint in MTons | FALSE | L | Annual | Net Emissions Allowance Position | Thousand Tons | 6.464 | 8.3322 | 1.7709 | 1.7301 | 0.010173 | 0.47398 | 0.63165
Ozone Season NOX Cap TR - WV | 943 | 7727 | Rate Constraint in MTons | FALSE | L | Annual | Fuel Consumed | TBtu | 165.9915 | 214.1174 | 52.1214 | 49.4973 | 1.7815 | 83.6974 | 111.9048
Ozone Season NOX Cap TR - WV | 943 | 7727 | Rate Constraint in MTons | FALSE | L | Annual | Rate | lb/MMBtu | 0.077884 | 0.077828 | 0.067952 | 0.069907 | 0.011421 | 0.011326 | 0.011289
Ozone Season NOX Cap TR - WV | 943 | 7727 | Rate Constraint in MTons | FALSE | L | Annual | Generation | TWh | 16.6393 | 21.4305 | 5.7416 | 4.2775 | 1.2421 | 23.5627 | 31.4911
Ozone Season NOX Cap TR - WV | 943 | 7727 | Rate Constraint in MTons | FALSE | L | Annual | Qualifying Generation | TWh | 16.6393 | 21.4305 | 3.9102 | 3.6534 | 0.17957 | 13.1081 | 17.5219
Ozone Season NOX Cap TR - WV | 943 | 7727 | Rate Constraint in MTons | FALSE | L | Annual | Rate | lb/MWh | 0.77696 | 0.7776 | 0.90578 | 0.94713 | 0.11331 | 0.072319 | 0.072098
Ozone Season NOX Cap TR - WV | 943 | 7727 | Rate Constraint in MTons | FALSE | L | Annual | Constraint Shadow Price | US2022$/Ton | 0 | 0 | 0 | 0 | 0 | 0 | 0
Ozone Season NOX Transport - GA | 944 | 7046 | Rate Constraint in MTons | FALSE | L | Annual | Seasons Included | Seasons | Summer | Summer | Summer | Summer | Summer | Summer | Summer
Ozone Season NOX Transport - GA | 944 | 7046 | Rate Constraint in MTons | FALSE | L | Annual | Standard NOX | Thousand Tons | 29.09 | 29.09 | 29.09 | 29.09 | 29.09 | 29.09 | 29.09
Ozone Season NOX Transport - GA | 944 | 7046 | Rate Constraint in MTons | FALSE | L | Annual | Emissions at Affected Plants NOX | Thousand Tons | 1.4686 | 1.6006 | 1.1697 | 0.96268 | 0.84572 | 0.96326 | 1.1575
Ozone Season NOX Transport - GA | 944 | 7046 | Rate Constraint in MTons | FALSE | L | Annual | Allowances Purchased NOX | Thousand Tons | 0 | 0 | 0 | 0 | 0 | 0 | 0
Ozone Season NOX Transport - GA | 944 | 7046 | Rate Constraint in MTons | FALSE | L | Annual | Allowances Sold NOX | Thousand Tons | 0 | 0 | 0 | 0 | 0 | 0 | 0
Ozone Season NOX Transport - GA | 944 | 7046 | Rate Constraint in MTons | FALSE | L | Annual | Allowances Banked | Thousand Tons | 0 | 0 | 0 | 0 | 0 | 0 | 0
Ozone Season NOX Transport - GA | 944 | 7046 | Rate Constraint in MTons | FALSE | L | Annual | Allowances Withdrawn (1:1) | Thousand Tons | 0 | 0 | 0 | 0 | 0 | 0 | 0
Ozone Season NOX Transport - GA | 944 | 7046 | Rate Constraint in MTons | FALSE | L | Annual | Allowances Withdrawn (n:1) | Thousand Tons | 0 | 0 | 0 | 0 | 0 | 0 | 0
Ozone Season NOX Transport - GA | 944 | 7046 | Rate Constraint in MTons | FALSE | L | Annual | Net Emissions Allowance Position | Thousand Tons | 1.4686 | 1.6006 | 1.1697 | 0.96268 | 0.84572 | 0.96326 | 1.1575
Ozone Season NOX Transport - GA | 944 | 7046 | Rate Constraint in MTons | FALSE | L | Annual | Fuel Consumed | TBtu | 197.6659 | 198.3048 | 186.3795 | 162.9734 | 138.3302 | 165.7157 | 201.6415
Ozone Season NOX Transport - GA | 944 | 7046 | Rate Constraint in MTons | FALSE | L | Annual | Rate | lb/MMBtu | 0.014859 | 0.016143 | 0.012552 | 0.011814 | 0.012228 | 0.011625 | 0.011481
Ozone Season NOX Transport - GA | 944 | 7046 | Rate Constraint in MTons | FALSE | L | Annual | Generation | TWh | 42.8948 | 42.9179 | 35.5757 | 33.7233 | 35.2749 | 54.9257 | 78.981
Ozone Season NOX Transport - GA | 944 | 7046 | Rate Constraint in MTons | FALSE | L | Annual | Qualifying Generation | TWh | 27.1656 | 27.0943 | 25.9505 | 22.9631 | 19.1265 | 22.8069 | 27.9795
Ozone Season NOX Transport - GA | 944 | 7046 | Rate Constraint in MTons | FALSE | L | Annual | Rate | lb/MWh | 0.10812 | 0.11815 | 0.090147 | 0.083846 | 0.088435 | 0.084471 | 0.082738
Ozone Season NOX Transport - GA | 944 | 7046 | Rate Constraint in MTons | FALSE | L | Annual | Constraint Shadow Price | US2022$/Ton | 0 | 0 | 0 | 0 | 0 | 0 | 0
Ozone Season NOX Transport - IA | 945 | 7047 | Rate Constraint in MTons | FALSE | L | Annual | Seasons Included | Seasons | Summer | Summer | Summer | Summer | Summer | Summer | Summer
Ozone Season NOX Transport - IA | 945 | 7047 | Rate Constraint in MTons | FALSE | L | Annual | Standard NOX | Thousand Tons | 13.639 | 13.639 | 13.639 | 13.639 | 13.639 | 13.639 | 13.639
Ozone Season NOX Transport - IA | 945 | 7047 | Rate Constraint in MTons | FALSE | L | Annual | Emissions at Affected Plants NOX | Thousand Tons | 9.2425 | 7.6665 | 0.41431 | 0.036653 | 0.011263 | 0.040302 | 0.039881
Ozone Season NOX Transport - IA | 945 | 7047 | Rate Constraint in MTons | FALSE | L | Annual | Allowances Purchased NOX | Thousand Tons | 0 | 0 | 0 | 0 | 0 | 0 | 0
Ozone Season NOX Transport - IA | 945 | 7047 | Rate Constraint in MTons | FALSE | L | Annual | Allowances Sold NOX | Thousand Tons | 0 | 0 | 0 | 0 | 0 | 0 | 0
Ozone Season NOX Transport - IA | 945 | 7047 | Rate Constraint in MTons | FALSE | L | Annual | Allowances Banked | Thousand Tons | 0 | 0 | 0 | 0 | 0 | 0 | 0
Ozone Season NOX Transport - IA | 945 | 7047 | Rate Constraint in MTons | FALSE | L | Annual | Allowances Withdrawn (1:1) | Thousand Tons | 0 | 0 | 0 | 0 | 0 | 0 | 0
Ozone Season NOX Transport - IA | 945 | 7047 | Rate Constraint in MTons | FALSE | L | Annual | Allowances Withdrawn (n:1) | Thousand Tons | 0 | 0 | 0 | 0 | 0 | 0 | 0
Ozone Season NOX Transport - IA | 945 | 7047 | Rate Constraint in MTons | FALSE | L | Annual | Net Emissions Allowance Position | Thousand Tons | 9.2425 | 7.6665 | 0.41431 | 0.036653 | 0.011263 | 0.040302 | 0.039881
Ozone Season NOX Transport - IA | 945 | 7047 | Rate Constraint in MTons | FALSE | L | Annual | Fuel Consumed | TBtu | 160.1005 | 132.9364 | 41.1989 | 9.0992 | 3.0703 | 10.1051 | 9.6728
Ozone Season NOX Transport - IA | 945 | 7047 | Rate Constraint in MTons | FALSE | L | Annual | Rate | lb/MMBtu | 0.11546 | 0.11534 | 0.020113 | 0.0080562 | 0.007337 | 0.0079765 | 0.008246
Ozone Season NOX Transport - IA | 945 | 7047 | Rate Constraint in MTons | FALSE | L | Annual | Generation | TWh | 17.2948 | 16.7263 | 6.1991 | 1.3516 | 0.45234 | 1.7866 | 2.1145
Ozone Season NOX Transport - IA | 945 | 7047 | Rate Constraint in MTons | FALSE | L | Annual | Qualifying Generation | TWh | 17.2948 | 14.8547 | 5.5675 | 1.2738 | 0.45234 | 1.3754 | 1.3314
Ozone Season NOX Transport - IA | 945 | 7047 | Rate Constraint in MTons | FALSE | L | Annual | Rate | lb/MWh | 1.0688 | 1.0322 | 0.14883 | 0.057547 | 0.0498 | 0.058603 | 0.059907
Ozone Season NOX Transport - IA | 945 | 7047 | Rate Constraint in MTons | FALSE | L | Annual | Constraint Shadow Price | US2022$/Ton | 0 | 0 | 0 | 0 | 0 | 0 | 0
Ozone Season NOX Transport - KS | 946 | 7050 | Rate Constraint in MTons | FALSE | L | Annual | Seasons Included | Seasons | Summer | Summer | Summer | Summer | Summer | Summer | Summer
Ozone Season NOX Transport - KS | 946 | 7050 | Rate Constraint in MTons | FALSE | L | Annual | Standard NOX | Thousand Tons | 9.713 | 9.713 | 9.713 | 9.713 | 9.713 | 9.713 | 9.713
Ozone Season NOX Transport - KS | 946 | 7050 | Rate Constraint in MTons | FALSE | L | Annual | Emissions at Affected Plants NOX | Thousand Tons | 3.2846 | 3.7195 | 1.213 | 1.2084 | 0.12201 | 0.12082 | 0.12252
Ozone Season NOX Transport - KS | 946 | 7050 | Rate Constraint in MTons | FALSE | L | Annual | Allowances Purchased NOX | Thousand Tons | 0 | 0 | 0 | 0 | 0 | 0 | 0
Ozone Season NOX Transport - KS | 946 | 7050 | Rate Constraint in MTons | FALSE | L | Annual | Allowances Sold NOX | Thousand Tons | 0 | 0 | 0 | 0 | 0 | 0 | 0
Ozone Season NOX Transport - KS | 946 | 7050 | Rate Constraint in MTons | FALSE | L | Annual | Allowances Banked | Thousand Tons | 0 | 0 | 0 | 0 | 0 | 0 | 0
Ozone Season NOX Transport - KS | 946 | 7050 | Rate Constraint in MTons | FALSE | L | Annual | Allowances Withdrawn (1:1) | Thousand Tons | 0 | 0 | 0 | 0 | 0 | 0 | 0
Ozone Season NOX Transport - KS | 946 | 7050 | Rate Constraint in MTons | FALSE | L | Annual | Allowances Withdrawn (n:1) | Thousand Tons | 0 | 0 | 0 | 0 | 0 | 0 | 0
Ozone Season NOX Transport - KS | 946 | 7050 | Rate Constraint in MTons | FALSE | L | Annual | Net Emissions Allowance Position | Thousand Tons | 3.2846 | 3.7195 | 1.213 | 1.2084 | 0.12201 | 0.12082 | 0.12252
Ozone Season NOX Transport - KS | 946 | 7050 | Rate Constraint in MTons | FALSE | L | Annual | Fuel Consumed | TBtu | 72.6147 | 81.0483 | 14.0461 | 13.6965 | 1.9572 | 1.9328 | 2.2263
Ozone Season NOX Transport - KS | 946 | 7050 | Rate Constraint in MTons | FALSE | L | Annual | Rate | lb/MMBtu | 0.090465 | 0.091784 | 0.17272 | 0.17645 | 0.12468 | 0.12502 | 0.11007
Ozone Season NOX Transport - KS | 946 | 7050 | Rate Constraint in MTons | FALSE | L | Annual | Generation | TWh | 6.7931 | 7.4948 | 0.89726 | 0.86371 | 0.19372 | 0.31423 | 0.35979
Ozone Season NOX Transport - KS | 946 | 7050 | Rate Constraint in MTons | FALSE | L | Annual | Qualifying Generation | TWh | 6.7931 | 7.4948 | 0.89726 | 0.86371 | 0.16629 | 0.16506 | 0.19463
Ozone Season NOX Transport - KS | 946 | 7050 | Rate Constraint in MTons | FALSE | L | Annual | Rate | lb/MWh | 0.96703 | 0.99255 | 2.7038 | 2.7982 | 1.4675 | 1.4639 | 1.2591
Ozone Season NOX Transport - KS | 946 | 7050 | Rate Constraint in MTons | FALSE | L | Annual | Constraint Shadow Price | US2022$/Ton | 0 | 0 | 0 | 0 | 0 | 0 | 0
Ozone Season NOX Transport - Region 2 | 947 | 7063 | Rate Constraint in MTons | FALSE | L | Annual | Seasons Included | Seasons | Summer | Summer | Summer | Summer | Summer | Summer | Summer
Ozone Season NOX Transport - Region 2 | 947 | 7063 | Rate Constraint in MTons | FALSE | L | Annual | Standard NOX | Thousand Tons | 24.041 | 24.041 | 24.041 | 24.041 | 24.041 | 24.041 | 24.041
Ozone Season NOX Transport - Region 2 | 947 | 7063 | Rate Constraint in MTons | FALSE | L | Annual | Emissions at Affected Plants NOX | Thousand Tons | 1.4686 | 1.6006 | 1.1697 | 0.96268 | 0.84572 | 0.96326 | 1.1575
Ozone Season NOX Transport - Region 2 | 947 | 7063 | Rate Constraint in MTons | FALSE | L | Annual | Allowances Purchased NOX | Thousand Tons | 0 | 0 | 0 | 0 | 0 | 0 | 0
Ozone Season NOX Transport - Region 2 | 947 | 7063 | Rate Constraint in MTons | FALSE | L | Annual | Allowances Sold NOX | Thousand Tons | 0 | 0 | 0 | 0 | 0 | 0 | 0
Ozone Season NOX Transport - Region 2 | 947 | 7063 | Rate Constraint in MTons | FALSE | L | Annual | Allowances Banked | Thousand Tons | 22.5724 | 0 | 0 | 0 | 0 | 0 | 0
Ozone Season NOX Transport - Region 2 | 947 | 7063 | Rate Constraint in MTons | FALSE | L | Annual | Allowances Withdrawn (1:1) | Thousand Tons | 0 | 0 | 0 | 0 | 0 | -9.029 | 0
Ozone Season NOX Transport - Region 2 | 947 | 7063 | Rate Constraint in MTons | FALSE | L | Annual | Allowances Withdrawn (n:1) | Thousand Tons | 0 | 0 | 0 | 0 | 0 | 0 | 0
Ozone Season NOX Transport - Region 2 | 947 | 7063 | Rate Constraint in MTons | FALSE | L | Annual | Net Emissions Allowance Position | Thousand Tons | 24.041 | 1.6006 | 1.1697 | 0.96268 | 0.84572 | -8.0657 | 1.1575
Ozone Season NOX Transport - Region 2 | 947 | 7063 | Rate Constraint in MTons | FALSE | L | Annual | Fuel Consumed | TBtu | 197.6659 | 198.3048 | 186.3795 | 162.9734 | 138.3302 | 165.7157 | 201.6415
Ozone Season NOX Transport - Region 2 | 947 | 7063 | Rate Constraint in MTons | FALSE | L | Annual | Rate | lb/MMBtu | 0.014859 | 0.016143 | 0.012552 | 0.011814 | 0.012228 | 0.011625 | 0.011481
Ozone Season NOX Transport - Region 2 | 947 | 7063 | Rate Constraint in MTons | FALSE | L | Annual | Generation | TWh | 42.8948 | 42.9179 | 35.5757 | 33.7233 | 35.2749 | 54.9257 | 78.981
Ozone Season NOX Transport - Region 2 | 947 | 7063 | Rate Constraint in MTons | FALSE | L | Annual | Qualifying Generation | TWh | 27.1656 | 27.0943 | 25.9505 | 22.9631 | 19.1265 | 22.8069 | 27.9795
Ozone Season NOX Transport - Region 2 | 947 | 7063 | Rate Constraint in MTons | FALSE | L | Annual | Rate | lb/MWh | 0.10812 | 0.11815 | 0.090147 | 0.083846 | 0.088435 | 0.084471 | 0.082738
Ozone Season NOX Transport - Region 2 | 947 | 7063 | Rate Constraint in MTons | FALSE | L | Annual | Constraint Shadow Price | US2022$/Ton | 0 | 0 | 0 | 0 | 0 | 0 | 0
PA_RACT Conemaugh 1 & 2-NOx Cap Fall | 948 | 7960 | Rate Constraint in MTons | FALSE | L | Annual | Seasons Included | Seasons | Fall | Fall | Fall | Fall | Fall | Fall | Fall
PA_RACT Conemaugh 1 & 2-NOx Cap Fall | 948 | 7960 | Rate Constraint in MTons | FALSE | L | Annual | Standard NOX | Thousand Tons | 1.3163 | 1.3163 | 1.3163 | 1.3163 | 1.3163 | 1.3163 | 1.3163
PA_RACT Conemaugh 1 & 2-NOx Cap Fall | 948 | 7960 | Rate Constraint in MTons | FALSE | L | Annual | Emissions at Affected Plants NOX | Thousand Tons | 0 | 0 | 0 | 0 | 0 | 0 | 0
PA_RACT Conemaugh 1 & 2-NOx Cap Fall | 948 | 7960 | Rate Constraint in MTons | FALSE | L | Annual | Allowances Purchased NOX | Thousand Tons | 0 | 0 | 0 | 0 | 0 | 0 | 0
PA_RACT Conemaugh 1 & 2-NOx Cap Fall | 948 | 7960 | Rate Constraint in MTons | FALSE | L | Annual | Allowances Sold NOX | Thousand Tons | 0 | 0 | 0 | 0 | 0 | 0 | 0
PA_RACT Conemaugh 1 & 2-NOx Cap Fall | 948 | 7960 | Rate Constraint in MTons | FALSE | L | Annual | Allowances Banked | Thousand Tons | 0 | 0 | 0 | 0 | 0 | 0 | 0
PA_RACT Conemaugh 1 & 2-NOx Cap Fall | 948 | 7960 | Rate Constraint in MTons | FALSE | L | Annual | Allowances Withdrawn (1:1) | Thousand Tons | 0 | 0 | 0 | 0 | 0 | 0 | 0
PA_RACT Conemaugh 1 & 2-NOx Cap Fall | 948 | 7960 | Rate Constraint in MTons | FALSE | L | Annual | Allowances Withdrawn (n:1) | Thousand Tons | 0 | 0 | 0 | 0 | 0 | 0 | 0
PA_RACT Conemaugh 1 & 2-NOx Cap Fall | 948 | 7960 | Rate Constraint in MTons | FALSE | L | Annual | Net Emissions Allowance Position | Thousand Tons | 0 | 0 | 0 | 0 | 0 | 0 | 0
PA_RACT Conemaugh 1 & 2-NOx Cap Fall | 948 | 7960 | Rate Constraint in MTons | FALSE | L | Annual | Fuel Consumed | TBtu | 0 | 0 | 0 | 0 | 0 | 0 | 0
PA_RACT Conemaugh 1 & 2-NOx Cap Fall | 948 | 7960 | Rate Constraint in MTons | FALSE | L | Annual | Rate | lb/MMBtu | 0 | 0 | 0 | 0 | 0 | 0 | 0
PA_RACT Conemaugh 1 & 2-NOx Cap Fall | 948 | 7960 | Rate Constraint in MTons | FALSE | L | Annual | Generation | TWh | 0 | 0 | 0 | 0 | 0 | 0 | 0
PA_RACT Conemaugh 1 & 2-NOx Cap Fall | 948 | 7960 | Rate Constraint in MTons | FALSE | L | Annual | Qualifying Generation | TWh | 0 | 0 | 0 | 0 | 0 | 0 | 0
PA_RACT Conemaugh 1 & 2-NOx Cap Fall | 948 | 7960 | Rate Constraint in MTons | FALSE | L | Annual | Rate | lb/MWh | 0 | 0 | 0 | 0 | 0 | 0 | 0
PA_RACT Conemaugh 1 & 2-NOx Cap Fall | 948 | 7960 | Rate Constraint in MTons | FALSE | L | Annual | Constraint Shadow Price | US2022$/Ton | 0 | 0 | 0 | 0 | 0 | 0 | 0
PA_RACT Conemaugh 1 & 2-NOx Cap Spring | 949 | 7958 | Rate Constraint in MTons | FALSE | L | Annual | Seasons Included | Seasons | Spring | Spring | Spring | Spring | Spring | Spring | Spring
PA_RACT Conemaugh 1 & 2-NOx Cap Spring | 949 | 7958 | Rate Constraint in MTons | FALSE | L | Annual | Standard NOX | Thousand Tons | 0.87279 | 0.87279 | 0.87279 | 0.87279 | 0.87279 | 0.87279 | 0.87279
PA_RACT Conemaugh 1 & 2-NOx Cap Spring | 949 | 7958 | Rate Constraint in MTons | FALSE | L | Annual | Emissions at Affected Plants NOX | Thousand Tons | 0 | 0 | 0 | 0 | 0 | 0 | 0
PA_RACT Conemaugh 1 & 2-NOx Cap Spring | 949 | 7958 | Rate Constraint in MTons | FALSE | L | Annual | Allowances Purchased NOX | Thousand Tons | 0 | 0 | 0 | 0 | 0 | 0 | 0
PA_RACT Conemaugh 1 & 2-NOx Cap Spring | 949 | 7958 | Rate Constraint in MTons | FALSE | L | Annual | Allowances Sold NOX | Thousand Tons | 0 | 0 | 0 | 0 | 0 | 0 | 0
PA_RACT Conemaugh 1 & 2-NOx Cap Spring | 949 | 7958 | Rate Constraint in MTons | FALSE | L | Annual | Allowances Banked | Thousand Tons | 0 | 0 | 0 | 0 | 0 | 0 | 0
PA_RACT Conemaugh 1 & 2-NOx Cap Spring | 949 | 7958 | Rate Constraint in MTons | FALSE | L | Annual | Allowances Withdrawn (1:1) | Thousand Tons | 0 | 0 | 0 | 0 | 0 | 0 | 0
PA_RACT Conemaugh 1 & 2-NOx Cap Spring | 949 | 7958 | Rate Constraint in MTons | FALSE | L | Annual | Allowances Withdrawn (n:1) | Thousand Tons | 0 | 0 | 0 | 0 | 0 | 0 | 0
PA_RACT Conemaugh 1 & 2-NOx Cap Spring | 949 | 7958 | Rate Constraint in MTons | FALSE | L | Annual | Net Emissions Allowance Position | Thousand Tons | 0 | 0 | 0 | 0 | 0 | 0 | 0
PA_RACT Conemaugh 1 & 2-NOx Cap Spring | 949 | 7958 | Rate Constraint in MTons | FALSE | L | Annual | Fuel Consumed | TBtu | 0 | 0 | 0 | 0 | 0 | 0 | 0
PA_RACT Conemaugh 1 & 2-NOx Cap Spring | 949 | 7958 | Rate Constraint in MTons | FALSE | L | Annual | Rate | lb/MMBtu | 0 | 0 | 0 | 0 | 0 | 0 | 0
PA_RACT Conemaugh 1 & 2-NOx Cap Spring | 949 | 7958 | Rate Constraint in MTons | FALSE | L | Annual | Generation | TWh | 0 | 0 | 0 | 0 | 0 | 0 | 0
PA_RACT Conemaugh 1 & 2-NOx Cap Spring | 949 | 7958 | Rate Constraint in MTons | FALSE | L | Annual | Qualifying Generation | TWh | 0 | 0 | 0 | 0 | 0 | 0 | 0
PA_RACT Conemaugh 1 & 2-NOx Cap Spring | 949 | 7958 | Rate Constraint in MTons | FALSE | L | Annual | Rate | lb/MWh | 0 | 0 | 0 | 0 | 0 | 0 | 0
PA_RACT Conemaugh 1 & 2-NOx Cap Spring | 949 | 7958 | Rate Constraint in MTons | FALSE | L | Annual | Constraint Shadow Price | US2022$/Ton | 0 | 0 | 0 | 0 | 0 | 0 | 0
PA_RACT Conemaugh 1 & 2-NOx Cap Summer | 950 | 7959 | Rate Constraint in MTons | FALSE | L | Annual | Seasons Included | Seasons | Summer | Summer | Summer | Summer | Summer | Summer | Summer
PA_RACT Conemaugh 1 & 2-NOx Cap Summer | 950 | 7959 | Rate Constraint in MTons | FALSE | L | Annual | Standard NOX | Thousand Tons | 2.1891 | 2.1891 | 2.1891 | 2.1891 | 2.1891 | 2.1891 | 2.1891
PA_RACT Conemaugh 1 & 2-NOx Cap Summer | 950 | 7959 | Rate Constraint in MTons | FALSE | L | Annual | Emissions at Affected Plants NOX | Thousand Tons | 0 | 0 | 0 | 0 | 0 | 0 | 0
PA_RACT Conemaugh 1 & 2-NOx Cap Summer | 950 | 7959 | Rate Constraint in MTons | FALSE | L | Annual | Allowances Purchased NOX | Thousand Tons | 0 | 0 | 0 | 0 | 0 | 0 | 0
PA_RACT Conemaugh 1 & 2-NOx Cap Summer | 950 | 7959 | Rate Constraint in MTons | FALSE | L | Annual | Allowances Sold NOX | Thousand Tons | 0 | 0 | 0 | 0 | 0 | 0 | 0
PA_RACT Conemaugh 1 & 2-NOx Cap Summer | 950 | 7959 | Rate Constraint in MTons | FALSE | L | Annual | Allowances Banked | Thousand Tons | 0 | 0 | 0 | 0 | 0 | 0 | 0
PA_RACT Conemaugh 1 & 2-NOx Cap Summer | 950 | 7959 | Rate Constraint in MTons | FALSE | L | Annual | Allowances Withdrawn (1:1) | Thousand Tons | 0 | 0 | 0 | 0 | 0 | 0 | 0
PA_RACT Conemaugh 1 & 2-NOx Cap Summer | 950 | 7959 | Rate Constraint in MTons | FALSE | L | Annual | Allowances Withdrawn (n:1) | Thousand Tons | 0 | 0 | 0 | 0 | 0 | 0 | 0
PA_RACT Conemaugh 1 & 2-NOx Cap Summer | 950 | 7959 | Rate Constraint in MTons | FALSE | L | Annual | Net Emissions Allowance Position | Thousand Tons | 0 | 0 | 0 | 0 | 0 | 0 | 0
PA_RACT Conemaugh 1 & 2-NOx Cap Summer | 950 | 7959 | Rate Constraint in MTons | FALSE | L | Annual | Fuel Consumed | TBtu | 0 | 0 | 0 | 0 | 0 | 0 | 0
PA_RACT Conemaugh 1 & 2-NOx Cap Summer | 950 | 7959 | Rate Constraint in MTons | FALSE | L | Annual | Rate | lb/MMBtu | 0 | 0 | 0 | 0 | 0 | 0 | 0
PA_RACT Conemaugh 1 & 2-NOx Cap Summer | 950 | 7959 | Rate Constraint in MTons | FALSE | L | Annual | Generation | TWh | 0 | 0 | 0 | 0 | 0 | 0 | 0
PA_RACT Conemaugh 1 & 2-NOx Cap Summer | 950 | 7959 | Rate Constraint in MTons | FALSE | L | Annual | Qualifying Generation | TWh | 0 | 0 | 0 | 0 | 0 | 0 | 0
PA_RACT Conemaugh 1 & 2-NOx Cap Summer | 950 | 7959 | Rate Constraint in MTons | FALSE | L | Annual | Rate | lb/MWh | 0 | 0 | 0 | 0 | 0 | 0 | 0
PA_RACT Conemaugh 1 & 2-NOx Cap Summer | 950 | 7959 | Rate Constraint in MTons | FALSE | L | Annual | Constraint Shadow Price | US2022$/Ton | 0 | 0 | 0 | 0 | 0 | 0 | 0
PA_RACT Conemaugh 1 & 2-NOx Cap Winter | 951 | 7957 | Rate Constraint in MTons | FALSE | L | Annual | Seasons Included | Seasons | Winter | Winter | Winter | Winter | Winter | Winter | Winter
PA_RACT Conemaugh 1 & 2-NOx Cap Winter | 951 | 7957 | Rate Constraint in MTons | FALSE | L | Annual | Standard NOX | Thousand Tons | 0.84417 | 0.84417 | 0.84417 | 0.84417 | 0.84417 | 0.84417 | 0.84417
PA_RACT Conemaugh 1 & 2-NOx Cap Winter | 951 | 7957 | Rate Constraint in MTons | FALSE | L | Annual | Emissions at Affected Plants NOX | Thousand Tons | 0 | 0 | 0 | 0 | 0 | 0 | 0
PA_RACT Conemaugh 1 & 2-NOx Cap Winter | 951 | 7957 | Rate Constraint in MTons | FALSE | L | Annual | Allowances Purchased NOX | Thousand Tons | 0 | 0 | 0 | 0 | 0 | 0 | 0
PA_RACT Conemaugh 1 & 2-NOx Cap Winter | 951 | 7957 | Rate Constraint in MTons | FALSE | L | Annual | Allowances Sold NOX | Thousand Tons | 0 | 0 | 0 | 0 | 0 | 0 | 0
PA_RACT Conemaugh 1 & 2-NOx Cap Winter | 951 | 7957 | Rate Constraint in MTons | FALSE | L | Annual | Allowances Banked | Thousand Tons | 0 | 0 | 0 | 0 | 0 | 0 | 0
PA_RACT Conemaugh 1 & 2-NOx Cap Winter | 951 | 7957 | Rate Constraint in MTons | FALSE | L | Annual | Allowances Withdrawn (1:1) | Thousand Tons | 0 | 0 | 0 | 0 | 0 | 0 | 0
PA_RACT Conemaugh 1 & 2-NOx Cap Winter | 951 | 7957 | Rate Constraint in MTons | FALSE | L | Annual | Allowances Withdrawn (n:1) | Thousand Tons | 0 | 0 | 0 | 0 | 0 | 0 | 0
PA_RACT Conemaugh 1 & 2-NOx Cap Winter | 951 | 7957 | Rate Constraint in MTons | FALSE | L | Annual | Net Emissions Allowance Position | Thousand Tons | 0 | 0 | 0 | 0 | 0 | 0 | 0
PA_RACT Conemaugh 1 & 2-NOx Cap Winter | 951 | 7957 | Rate Constraint in MTons | FALSE | L | Annual | Fuel Consumed | TBtu | 0 | 0 | 0 | 0 | 0 | 0 | 0
PA_RACT Conemaugh 1 & 2-NOx Cap Winter | 951 | 7957 | Rate Constraint in MTons | FALSE | L | Annual | Rate | lb/MMBtu | 0 | 0 | 0 | 0 | 0 | 0 | 0
PA_RACT Conemaugh 1 & 2-NOx Cap Winter | 951 | 7957 | Rate Constraint in MTons | FALSE | L | Annual | Generation | TWh | 0 | 0 | 0 | 0 | 0 | 0 | 0
PA_RACT Conemaugh 1 & 2-NOx Cap Winter | 951 | 7957 | Rate Constraint in MTons | FALSE | L | Annual | Qualifying Generation | TWh | 0 | 0 | 0 | 0 | 0 | 0 | 0
PA_RACT Conemaugh 1 & 2-NOx Cap Winter | 951 | 7957 | Rate Constraint in MTons | FALSE | L | Annual | Rate | lb/MWh | 0 | 0 | 0 | 0 | 0 | 0 | 0
PA_RACT Conemaugh 1 & 2-NOx Cap Winter | 951 | 7957 | Rate Constraint in MTons | FALSE | L | Annual | Constraint Shadow Price | US2022$/Ton | 0 | 0 | 0 | 0 | 0 | 0 | 0
PA_RACT Keystone 1 & 2-NOx Cap Fall | 952 | 7964 | Rate Constraint in MTons | FALSE | L | Annual | Seasons Included | Seasons | Fall | Fall | Fall | Fall | Fall | Fall | Fall
PA_RACT Keystone 1 & 2-NOx Cap Fall | 952 | 7964 | Rate Constraint in MTons | FALSE | L | Annual | Standard NOX | Thousand Tons | 1.4436 | 1.4436 | 1.4436 | 1.4436 | 1.4436 | 1.4436 | 1.4436
PA_RACT Keystone 1 & 2-NOx Cap Fall | 952 | 7964 | Rate Constraint in MTons | FALSE | L | Annual | Emissions at Affected Plants NOX | Thousand Tons | 0 | 0 | 0 | 0 | 0 | 0 | 0
PA_RACT Keystone 1 & 2-NOx Cap Fall | 952 | 7964 | Rate Constraint in MTons | FALSE | L | Annual | Allowances Purchased NOX | Thousand Tons | 0 | 0 | 0 | 0 | 0 | 0 | 0
PA_RACT Keystone 1 & 2-NOx Cap Fall | 952 | 7964 | Rate Constraint in MTons | FALSE | L | Annual | Allowances Sold NOX | Thousand Tons | 0 | 0 | 0 | 0 | 0 | 0 | 0
PA_RACT Keystone 1 & 2-NOx Cap Fall | 952 | 7964 | Rate Constraint in MTons | FALSE | L | Annual | Allowances Banked | Thousand Tons | 0 | 0 | 0 | 0 | 0 | 0 | 0
PA_RACT Keystone 1 & 2-NOx Cap Fall | 952 | 7964 | Rate Constraint in MTons | FALSE | L | Annual | Allowances Withdrawn (1:1) | Thousand Tons | 0 | 0 | 0 | 0 | 0 | 0 | 0
PA_RACT Keystone 1 & 2-NOx Cap Fall | 952 | 7964 | Rate Constraint in MTons | FALSE | L | Annual | Allowances Withdrawn (n:1) | Thousand Tons | 0 | 0 | 0 | 0 | 0 | 0 | 0
PA_RACT Keystone 1 & 2-NOx Cap Fall | 952 | 7964 | Rate Constraint in MTons | FALSE | L | Annual | Net Emissions Allowance Position | Thousand Tons | 0 | 0 | 0 | 0 | 0 | 0 | 0
PA_RACT Keystone 1 & 2-NOx Cap Fall | 952 | 7964 | Rate Constraint in MTons | FALSE | L | Annual | Fuel Consumed | TBtu | 0 | 0 | 0 | 0 | 0 | 0 | 0
PA_RACT Keystone 1 & 2-NOx Cap Fall | 952 | 7964 | Rate Constraint in MTons | FALSE | L | Annual | Rate | lb/MMBtu | 0 | 0 | 0 | 0 | 0 | 0 | 0
PA_RACT Keystone 1 & 2-NOx Cap Fall | 952 | 7964 | Rate Constraint in MTons | FALSE | L | Annual | Generation | TWh | 0 | 0 | 0 | 0 | 0 | 0 | 0
PA_RACT Keystone 1 & 2-NOx Cap Fall | 952 | 7964 | Rate Constraint in MTons | FALSE | L | Annual | Qualifying Generation | TWh | 0 | 0 | 0 | 0 | 0 | 0 | 0
PA_RACT Keystone 1 & 2-NOx Cap Fall | 952 | 7964 | Rate Constraint in MTons | FALSE | L | Annual | Rate | lb/MWh | 0 | 0 | 0 | 0 | 0 | 0 | 0
PA_RACT Keystone 1 & 2-NOx Cap Fall | 952 | 7964 | Rate Constraint in MTons | FALSE | L | Annual | Constraint Shadow Price | US2022$/Ton | 0 | 0 | 0 | 0 | 0 | 0 | 0
PA_RACT Keystone 1 & 2-NOx Cap Spring | 953 | 7962 | Rate Constraint in MTons | FALSE | L | Annual | Seasons Included | Seasons | Spring | Spring | Spring | Spring | Spring | Spring | Spring
PA_RACT Keystone 1 & 2-NOx Cap Spring | 953 | 7962 | Rate Constraint in MTons | FALSE | L | Annual | Standard NOX | Thousand Tons | 0.95715 | 0.95715 | 0.95715 | 0.95715 | 0.95715 | 0.95715 | 0.95715
PA_RACT Keystone 1 & 2-NOx Cap Spring | 953 | 7962 | Rate Constraint in MTons | FALSE | L | Annual | Emissions at Affected Plants NOX | Thousand Tons | 0 | 0 | 0 | 0 | 0 | 0 | 0
PA_RACT Keystone 1 & 2-NOx Cap Spring | 953 | 7962 | Rate Constraint in MTons | FALSE | L | Annual | Allowances Purchased NOX | Thousand Tons | 0 | 0 | 0 | 0 | 0 | 0 | 0
PA_RACT Keystone 1 & 2-NOx Cap Spring | 953 | 7962 | Rate Constraint in MTons | FALSE | L | Annual | Allowances Sold NOX | Thousand Tons | 0 | 0 | 0 | 0 | 0 | 0 | 0
PA_RACT Keystone 1 & 2-NOx Cap Spring | 953 | 7962 | Rate Constraint in MTons | FALSE | L | Annual | Allowances Banked | Thousand Tons | 0 | 0 | 0 | 0 | 0 | 0 | 0
PA_RACT Keystone 1 & 2-NOx Cap Spring | 953 | 7962 | Rate Constraint in MTons | FALSE | L | Annual | Allowances Withdrawn (1:1) | Thousand Tons | 0 | 0 | 0 | 0 | 0 | 0 | 0
PA_RACT Keystone 1 & 2-NOx Cap Spring | 953 | 7962 | Rate Constraint in MTons | FALSE | L | Annual | Allowances Withdrawn (n:1) | Thousand Tons | 0 | 0 | 0 | 0 | 0 | 0 | 0
PA_RACT Keystone 1 & 2-NOx Cap Spring | 953 | 7962 | Rate Constraint in MTons | FALSE | L | Annual | Net Emissions Allowance Position | Thousand Tons | 0 | 0 | 0 | 0 | 0 | 0 | 0
PA_RACT Keystone 1 & 2-NOx Cap Spring | 953 | 7962 | Rate Constraint in MTons | FALSE | L | Annual | Fuel Consumed | TBtu | 0 | 0 | 0 | 0 | 0 | 0 | 0
PA_RACT Keystone 1 & 2-NOx Cap Spring | 953 | 7962 | Rate Constraint in MTons | FALSE | L | Annual | Rate | lb/MMBtu | 0 | 0 | 0 | 0 | 0 | 0 | 0
PA_RACT Keystone 1 & 2-NOx Cap Spring | 953 | 7962 | Rate Constraint in MTons | FALSE | L | Annual | Generation | TWh | 0 | 0 | 0 | 0 | 0 | 0 | 0
PA_RACT Keystone 1 & 2-NOx Cap Spring | 953 | 7962 | Rate Constraint in MTons | FALSE | L | Annual | Qualifying Generation | TWh | 0 | 0 | 0 | 0 | 0 | 0 | 0
PA_RACT Keystone 1 & 2-NOx Cap Spring | 953 | 7962 | Rate Constraint in MTons | FALSE | L | Annual | Rate | lb/MWh | 0 | 0 | 0 | 0 | 0 | 0 | 0
PA_RACT Keystone 1 & 2-NOx Cap Spring | 953 | 7962 | Rate Constraint in MTons | FALSE | L | Annual | Constraint Shadow Price | US2022$/Ton | 0 | 0 | 0 | 0 | 0 | 0 | 0
PA_RACT Keystone 1 & 2-NOx Cap Summer | 954 | 7963 | Rate Constraint in MTons | FALSE | L | Annual | Seasons Included | Seasons | Summer | Summer | Summer | Summer | Summer | Summer | Summer
PA_RACT Keystone 1 & 2-NOx Cap Summer | 954 | 7963 | Rate Constraint in MTons | FALSE | L | Annual | Standard NOX | Thousand Tons | 2.4007 | 2.4007 | 2.4007 | 2.4007 | 2.4007 | 2.4007 | 2.4007
PA_RACT Keystone 1 & 2-NOx Cap Summer | 954 | 7963 | Rate Constraint in MTons | FALSE | L | Annual | Emissions at Affected Plants NOX | Thousand Tons | 0 | 0 | 0 | 0 | 0 | 0 | 0
PA_RACT Keystone 1 & 2-NOx Cap Summer | 954 | 7963 | Rate Constraint in MTons | FALSE | L | Annual | Allowances Purchased NOX | Thousand Tons | 0 | 0 | 0 | 0 | 0 | 0 | 0
PA_RACT Keystone 1 & 2-NOx Cap Summer | 954 | 7963 | Rate Constraint in MTons | FALSE | L | Annual | Allowances Sold NOX | Thousand Tons | 0 | 0 | 0 | 0 | 0 | 0 | 0
PA_RACT Keystone 1 & 2-NOx Cap Summer | 954 | 7963 | Rate Constraint in MTons | FALSE | L | Annual | Allowances Banked | Thousand Tons | 0 | 0 | 0 | 0 | 0 | 0 | 0
PA_RACT Keystone 1 & 2-NOx Cap Summer | 954 | 7963 | Rate Constraint in MTons | FALSE | L | Annual | Allowances Withdrawn (1:1) | Thousand Tons | 0 | 0 | 0 | 0 | 0 | 0 | 0
PA_RACT Keystone 1 & 2-NOx Cap Summer | 954 | 7963 | Rate Constraint in MTons | FALSE | L | Annual | Allowances Withdrawn (n:1) | Thousand Tons | 0 | 0 | 0 | 0 | 0 | 0 | 0
PA_RACT Keystone 1 & 2-NOx Cap Summer | 954 | 7963 | Rate Constraint in MTons | FALSE | L | Annual | Net Emissions Allowance Position | Thousand Tons | 0 | 0 | 0 | 0 | 0 | 0 | 0
PA_RACT Keystone 1 & 2-NOx Cap Summer | 954 | 7963 | Rate Constraint in MTons | FALSE | L | Annual | Fuel Consumed | TBtu | 0 | 0 | 0 | 0 | 0 | 0 | 0
PA_RACT Keystone 1 & 2-NOx Cap Summer | 954 | 7963 | Rate Constraint in MTons | FALSE | L | Annual | Rate | lb/MMBtu | 0 | 0 | 0 | 0 | 0 | 0 | 0
PA_RACT Keystone 1 & 2-NOx Cap Summer | 954 | 7963 | Rate Constraint in MTons | FALSE | L | Annual | Generation | TWh | 0 | 0 | 0 | 0 | 0 | 0 | 0
PA_RACT Keystone 1 & 2-NOx Cap Summer | 954 | 7963 | Rate Constraint in MTons | FALSE | L | Annual | Qualifying Generation | TWh | 0 | 0 | 0 | 0 | 0 | 0 | 0
PA_RACT Keystone 1 & 2-NOx Cap Summer | 954 | 7963 | Rate Constraint in MTons | FALSE | L | Annual | Rate | lb/MWh | 0 | 0 | 0 | 0 | 0 | 0 | 0
PA_RACT Keystone 1 & 2-NOx Cap Summer | 954 | 7963 | Rate Constraint in MTons | FALSE | L | Annual | Constraint Shadow Price | US2022$/Ton | 0 | 0 | 0 | 0 | 0 | 0 | 0
PA_RACT Keystone 1 & 2-NOx Cap Winter | 955 | 7961 | Rate Constraint in MTons | FALSE | L | Annual | Seasons Included | Seasons | Winter | Winter | Winter | Winter | Winter | Winter | Winter
PA_RACT Keystone 1 & 2-NOx Cap Winter | 955 | 7961 | Rate Constraint in MTons | FALSE | L | Annual | Standard NOX | Thousand Tons | 0.92577 | 0.92577 | 0.92577 | 0.92577 | 0.92577 | 0.92577 | 0.92577
PA_RACT Keystone 1 & 2-NOx Cap Winter | 955 | 7961 | Rate Constraint in MTons | FALSE | L | Annual | Emissions at Affected Plants NOX | Thousand Tons | 0 | 0 | 0 | 0 | 0 | 0 | 0
PA_RACT Keystone 1 & 2-NOx Cap Winter | 955 | 7961 | Rate Constraint in MTons | FALSE | L | Annual | Allowances Purchased NOX | Thousand Tons | 0 | 0 | 0 | 0 | 0 | 0 | 0
PA_RACT Keystone 1 & 2-NOx Cap Winter | 955 | 7961 | Rate Constraint in MTons | FALSE | L | Annual | Allowances Sold NOX | Thousand Tons | 0 | 0 | 0 | 0 | 0 | 0 | 0
PA_RACT Keystone 1 & 2-NOx Cap Winter | 955 | 7961 | Rate Constraint in MTons | FALSE | L | Annual | Allowances Banked | Thousand Tons | 0 | 0 | 0 | 0 | 0 | 0 | 0
PA_RACT Keystone 1 & 2-NOx Cap Winter | 955 | 7961 | Rate Constraint in MTons | FALSE | L | Annual | Allowances Withdrawn (1:1) | Thousand Tons | 0 | 0 | 0 | 0 | 0 | 0 | 0
PA_RACT Keystone 1 & 2-NOx Cap Winter | 955 | 7961 | Rate Constraint in MTons | FALSE | L | Annual | Allowances Withdrawn (n:1) | Thousand Tons | 0 | 0 | 0 | 0 | 0 | 0 | 0
PA_RACT Keystone 1 & 2-NOx Cap Winter | 955 | 7961 | Rate Constraint in MTons | FALSE | L | Annual | Net Emissions Allowance Position | Thousand Tons | 0 | 0 | 0 | 0 | 0 | 0 | 0
PA_RACT Keystone 1 & 2-NOx Cap Winter | 955 | 7961 | Rate Constraint in MTons | FALSE | L | Annual | Fuel Consumed | TBtu | 0 | 0 | 0 | 0 | 0 | 0 | 0
PA_RACT Keystone 1 & 2-NOx Cap Winter | 955 | 7961 | Rate Constraint in MTons | FALSE | L | Annual | Rate | lb/MMBtu | 0 | 0 | 0 | 0 | 0 | 0 | 0
PA_RACT Keystone 1 & 2-NOx Cap Winter | 955 | 7961 | Rate Constraint in MTons | FALSE | L | Annual | Generation | TWh | 0 | 0 | 0 | 0 | 0 | 0 | 0
PA_RACT Keystone 1 & 2-NOx Cap Winter | 955 | 7961 | Rate Constraint in MTons | FALSE | L | Annual | Qualifying Generation | TWh | 0 | 0 | 0 | 0 | 0 | 0 | 0
PA_RACT Keystone 1 & 2-NOx Cap Winter | 955 | 7961 | Rate Constraint in MTons | FALSE | L | Annual | Rate | lb/MWh | 0 | 0 | 0 | 0 | 0 | 0 | 0
PA_RACT Keystone 1 & 2-NOx Cap Winter | 955 | 7961 | Rate Constraint in MTons | FALSE | L | Annual | Constraint Shadow Price | US2022$/Ton | 0 | 0 | 0 | 0 | 0 | 0 | 0
PA_RACT Montour 1 & 2-NOx Cap Fall | 956 | 7956 | Rate Constraint in MTons | FALSE | L | Annual | Seasons Included | Seasons | Fall | Fall | Fall | Fall | Fall | Fall | Fall
PA_RACT Montour 1 & 2-NOx Cap Fall | 956 | 7956 | Rate Constraint in MTons | FALSE | L | Annual | Standard NOX | Thousand Tons | 1.6391 | 1.6391 | 1.6391 | 1.6391 | 1.6391 | 1.6391 | 1.6391
PA_RACT Montour 1 & 2-NOx Cap Fall | 956 | 7956 | Rate Constraint in MTons | FALSE | L | Annual | Emissions at Affected Plants NOX | Thousand Tons | 0 | 0 | 0 | 0 | 0 | 0 | 0
PA_RACT Montour 1 & 2-NOx Cap Fall | 956 | 7956 | Rate Constraint in MTons | FALSE | L | Annual | Allowances Purchased NOX | Thousand Tons | 0 | 0 | 0 | 0 | 0 | 0 | 0
PA_RACT Montour 1 & 2-NOx Cap Fall | 956 | 7956 | Rate Constraint in MTons | FALSE | L | Annual | Allowances Sold NOX | Thousand Tons | 0 | 0 | 0 | 0 | 0 | 0 | 0
PA_RACT Montour 1 & 2-NOx Cap Fall | 956 | 7956 | Rate Constraint in MTons | FALSE | L | Annual | Allowances Banked | Thousand Tons | 0 | 0 | 0 | 0 | 0 | 0 | 0
PA_RACT Montour 1 & 2-NOx Cap Fall | 956 | 7956 | Rate Constraint in MTons | FALSE | L | Annual | Allowances Withdrawn (1:1) | Thousand Tons | 0 | 0 | 0 | 0 | 0 | 0 | 0
PA_RACT Montour 1 & 2-NOx Cap Fall | 956 | 7956 | Rate Constraint in MTons | FALSE | L | Annual | Allowances Withdrawn (n:1) | Thousand Tons | 0 | 0 | 0 | 0 | 0 | 0 | 0
PA_RACT Montour 1 & 2-NOx Cap Fall | 956 | 7956 | Rate Constraint in MTons | FALSE | L | Annual | Net Emissions Allowance Position | Thousand Tons | 0 | 0 | 0 | 0 | 0 | 0 | 0
PA_RACT Montour 1 & 2-NOx Cap Fall | 956 | 7956 | Rate Constraint in MTons | FALSE | L | Annual | Fuel Consumed | TBtu | 0 | 0 | 0 | 0 | 0 | 0 | 0
PA_RACT Montour 1 & 2-NOx Cap Fall | 956 | 7956 | Rate Constraint in MTons | FALSE | L | Annual | Rate | lb/MMBtu | 0 | 0 | 0 | 0 | 0 | 0 | 0
PA_RACT Montour 1 & 2-NOx Cap Fall | 956 | 7956 | Rate Constraint in MTons | FALSE | L | Annual | Generation | TWh | 0 | 0 | 0 | 0 | 0 | 0 | 0
PA_RACT Montour 1 & 2-NOx Cap Fall | 956 | 7956 | Rate Constraint in MTons | FALSE | L | Annual | Qualifying Generation | TWh | 0 | 0 | 0 | 0 | 0 | 0 | 0
PA_RACT Montour 1 & 2-NOx Cap Fall | 956 | 7956 | Rate Constraint in MTons | FALSE | L | Annual | Rate | lb/MWh | 0 | 0 | 0 | 0 | 0 | 0 | 0
PA_RACT Montour 1 & 2-NOx Cap Fall | 956 | 7956 | Rate Constraint in MTons | FALSE | L | Annual | Constraint Shadow Price | US2022$/Ton | 0 | 0 | 0 | 0 | 0 | 0 | 0
PA_RACT Montour 1 & 2-NOx Cap Spring | 957 | 7954 | Rate Constraint in MTons | FALSE | L | Annual | Seasons Included | Seasons | Spring | Spring | Spring | Spring | Spring | Spring | Spring
PA_RACT Montour 1 & 2-NOx Cap Spring | 957 | 7954 | Rate Constraint in MTons | FALSE | L | Annual | Standard NOX | Thousand Tons | 1.0868 | 1.0868 | 1.0868 | 1.0868 | 1.0868 | 1.0868 | 1.0868
PA_RACT Montour 1 & 2-NOx Cap Spring | 957 | 7954 | Rate Constraint in MTons | FALSE | L | Annual | Emissions at Affected Plants NOX | Thousand Tons | 0 | 0 | 0 | 0 | 0 | 0 | 0
PA_RACT Montour 1 & 2-NOx Cap Spring | 957 | 7954 | Rate Constraint in MTons | FALSE | L | Annual | Allowances Purchased NOX | Thousand Tons | 0 | 0 | 0 | 0 | 0 | 0 | 0
PA_RACT Montour 1 & 2-NOx Cap Spring | 957 | 7954 | Rate Constraint in MTons | FALSE | L | Annual | Allowances Sold NOX | Thousand Tons | 0 | 0 | 0 | 0 | 0 | 0 | 0
PA_RACT Montour 1 & 2-NOx Cap Spring | 957 | 7954 | Rate Constraint in MTons | FALSE | L | Annual | Allowances Banked | Thousand Tons | 0 | 0 | 0 | 0 | 0 | 0 | 0
PA_RACT Montour 1 & 2-NOx Cap Spring | 957 | 7954 | Rate Constraint in MTons | FALSE | L | Annual | Allowances Withdrawn (1:1) | Thousand Tons | 0 | 0 | 0 | 0 | 0 | 0 | 0
PA_RACT Montour 1 & 2-NOx Cap Spring | 957 | 7954 | Rate Constraint in MTons | FALSE | L | Annual | Allowances Withdrawn (n:1) | Thousand Tons | 0 | 0 | 0 | 0 | 0 | 0 | 0
PA_RACT Montour 1 & 2-NOx Cap Spring | 957 | 7954 | Rate Constraint in MTons | FALSE | L | Annual | Net Emissions Allowance Position | Thousand Tons | 0 | 0 | 0 | 0 | 0 | 0 | 0
PA_RACT Montour 1 & 2-NOx Cap Spring | 957 | 7954 | Rate Constraint in MTons | FALSE | L | Annual | Fuel Consumed | TBtu | 0 | 0 | 0 | 0 | 0 | 0 | 0
PA_RACT Montour 1 & 2-NOx Cap Spring | 957 | 7954 | Rate Constraint in MTons | FALSE | L | Annual | Rate | lb/MMBtu | 0 | 0 | 0 | 0 | 0 | 0 | 0
PA_RACT Montour 1 & 2-NOx Cap Spring | 957 | 7954 | Rate Constraint in MTons | FALSE | L | Annual | Generation | TWh | 0 | 0 | 0 | 0 | 0 | 0 | 0
PA_RACT Montour 1 & 2-NOx Cap Spring | 957 | 7954 | Rate Constraint in MTons | FALSE | L | Annual | Qualifying Generation | TWh | 0 | 0 | 0 | 0 | 0 | 0 | 0
PA_RACT Montour 1 & 2-NOx Cap Spring | 957 | 7954 | Rate Constraint in MTons | FALSE | L | Annual | Rate | lb/MWh | 0 | 0 | 0 | 0 | 0 | 0 | 0
PA_RACT Montour 1 & 2-NOx Cap Spring | 957 | 7954 | Rate Constraint in MTons | FALSE | L | Annual | Constraint Shadow Price | US2022$/Ton | 0 | 0 | 0 | 0 | 0 | 0 | 0
PA_RACT Montour 1 & 2-NOx Cap Summer | 958 | 7955 | Rate Constraint in MTons | FALSE | L | Annual | Seasons Included | Seasons | Summer | Summer | Summer | Summer | Summer | Summer | Summer
PA_RACT Montour 1 & 2-NOx Cap Summer | 958 | 7955 | Rate Constraint in MTons | FALSE | L | Annual | Standard NOX | Thousand Tons | 2.7259 | 2.7259 | 2.7259 | 2.7259 | 2.7259 | 2.7259 | 2.7259
PA_RACT Montour 1 & 2-NOx Cap Summer | 958 | 7955 | Rate Constraint in MTons | FALSE | L | Annual | Emissions at Affected Plants NOX | Thousand Tons | 0.27292 | 0.27333 | 0 | 0 | 0 | 0 | 0
PA_RACT Montour 1 & 2-NOx Cap Summer | 958 | 7955 | Rate Constraint in MTons | FALSE | L | Annual | Allowances Purchased NOX | Thousand Tons | 0 | 0 | 0 | 0 | 0 | 0 | 0
PA_RACT Montour 1 & 2-NOx Cap Summer | 958 | 7955 | Rate Constraint in MTons | FALSE | L | Annual | Allowances Sold NOX | Thousand Tons | 0 | 0 | 0 | 0 | 0 | 0 | 0
PA_RACT Montour 1 & 2-NOx Cap Summer | 958 | 7955 | Rate Constraint in MTons | FALSE | L | Annual | Allowances Banked | Thousand Tons | 0 | 0 | 0 | 0 | 0 | 0 | 0
PA_RACT Montour 1 & 2-NOx Cap Summer | 958 | 7955 | Rate Constraint in MTons | FALSE | L | Annual | Allowances Withdrawn (1:1) | Thousand Tons | 0 | 0 | 0 | 0 | 0 | 0 | 0
PA_RACT Montour 1 & 2-NOx Cap Summer | 958 | 7955 | Rate Constraint in MTons | FALSE | L | Annual | Allowances Withdrawn (n:1) | Thousand Tons | 0 | 0 | 0 | 0 | 0 | 0 | 0
PA_RACT Montour 1 & 2-NOx Cap Summer | 958 | 7955 | Rate Constraint in MTons | FALSE | L | Annual | Net Emissions Allowance Position | Thousand Tons | 0.27292 | 0.27333 | 0 | 0 | 0 | 0 | 0
PA_RACT Montour 1 & 2-NOx Cap Summer | 958 | 7955 | Rate Constraint in MTons | FALSE | L | Annual | Fuel Consumed | TBtu | 18.1944 | 18.2219 | 0 | 0 | 0 | 0 | 0
PA_RACT Montour 1 & 2-NOx Cap Summer | 958 | 7955 | Rate Constraint in MTons | FALSE | L | Annual | Rate | lb/MMBtu | 0.03 | 0.03 | 0 | 0 | 0 | 0 | 0
PA_RACT Montour 1 & 2-NOx Cap Summer | 958 | 7955 | Rate Constraint in MTons | FALSE | L | Annual | Generation | TWh | 1.7014 | 1.704 | 0 | 0 | 0 | 0 | 0
PA_RACT Montour 1 & 2-NOx Cap Summer | 958 | 7955 | Rate Constraint in MTons | FALSE | L | Annual | Qualifying Generation | TWh | 1.7014 | 1.704 | 0 | 0 | 0 | 0 | 0
PA_RACT Montour 1 & 2-NOx Cap Summer | 958 | 7955 | Rate Constraint in MTons | FALSE | L | Annual | Rate | lb/MWh | 0.32081 | 0.32081 | 0 | 0 | 0 | 0 | 0
PA_RACT Montour 1 & 2-NOx Cap Summer | 958 | 7955 | Rate Constraint in MTons | FALSE | L | Annual | Constraint Shadow Price | US2022$/Ton | 0 | 0 | 0 | 0 | 0 | 0 | 0
PA_RACT Montour 1 & 2-NOx Cap Winter | 959 | 7953 | Rate Constraint in MTons | FALSE | L | Annual | Seasons Included | Seasons | Winter | Winter | Winter | Winter | Winter | Winter | Winter
PA_RACT Montour 1 & 2-NOx Cap Winter | 959 | 7953 | Rate Constraint in MTons | FALSE | L | Annual | Standard NOX | Thousand Tons | 1.0512 | 1.0512 | 1.0512 | 1.0512 | 1.0512 | 1.0512 | 1.0512
PA_RACT Montour 1 & 2-NOx Cap Winter | 959 | 7953 | Rate Constraint in MTons | FALSE | L | Annual | Emissions at Affected Plants NOX | Thousand Tons | 0 | 0 | 0 | 0 | 0 | 0 | 0
PA_RACT Montour 1 & 2-NOx Cap Winter | 959 | 7953 | Rate Constraint in MTons | FALSE | L | Annual | Allowances Purchased NOX | Thousand Tons | 0 | 0 | 0 | 0 | 0 | 0 | 0
PA_RACT Montour 1 & 2-NOx Cap Winter | 959 | 7953 | Rate Constraint in MTons | FALSE | L | Annual | Allowances Sold NOX | Thousand Tons | 0 | 0 | 0 | 0 | 0 | 0 | 0
PA_RACT Montour 1 & 2-NOx Cap Winter | 959 | 7953 | Rate Constraint in MTons | FALSE | L | Annual | Allowances Banked | Thousand Tons | 0 | 0 | 0 | 0 | 0 | 0 | 0
PA_RACT Montour 1 & 2-NOx Cap Winter | 959 | 7953 | Rate Constraint in MTons | FALSE | L | Annual | Allowances Withdrawn (1:1) | Thousand Tons | 0 | 0 | 0 | 0 | 0 | 0 | 0
PA_RACT Montour 1 & 2-NOx Cap Winter | 959 | 7953 | Rate Constraint in MTons | FALSE | L | Annual | Allowances Withdrawn (n:1) | Thousand Tons | 0 | 0 | 0 | 0 | 0 | 0 | 0
PA_RACT Montour 1 & 2-NOx Cap Winter | 959 | 7953 | Rate Constraint in MTons | FALSE | L | Annual | Net Emissions Allowance Position | Thousand Tons | 0 | 0 | 0 | 0 | 0 | 0 | 0
PA_RACT Montour 1 & 2-NOx Cap Winter | 959 | 7953 | Rate Constraint in MTons | FALSE | L | Annual | Fuel Consumed | TBtu | 0 | 0 | 0 | 0 | 0 | 0 | 0
PA_RACT Montour 1 & 2-NOx Cap Winter | 959 | 7953 | Rate Constraint in MTons | FALSE | L | Annual | Rate | lb/MMBtu | 0 | 0 | 0 | 0 | 0 | 0 | 0
PA_RACT Montour 1 & 2-NOx Cap Winter | 959 | 7953 | Rate Constraint in MTons | FALSE | L | Annual | Generation | TWh | 0 | 0 | 0 | 0 | 0 | 0 | 0
PA_RACT Montour 1 & 2-NOx Cap Winter | 959 | 7953 | Rate Constraint in MTons | FALSE | L | Annual | Qualifying Generation | TWh | 0 | 0 | 0 | 0 | 0 | 0 | 0
PA_RACT Montour 1 & 2-NOx Cap Winter | 959 | 7953 | Rate Constraint in MTons | FALSE | L | Annual | Rate | lb/MWh | 0 | 0 | 0 | 0 | 0 | 0 | 0
PA_RACT Montour 1 & 2-NOx Cap Winter | 959 | 7953 | Rate Constraint in MTons | FALSE | L | Annual | Constraint Shadow Price | US2022$/Ton | 0 | 0 | 0 | 0 | 0 | 0 | 0
RED-Rochester MER Rate Limit v3.1 | 960 | 7518 | Rate Constraint in lbs/MMBtu | FALSE | L | Annual | Seasons Included | Seasons | Winter, Spring, Summer, Fall | Winter, Spring, Summer, Fall | Winter, Spring, Summer, Fall | Winter, Spring, Summer, Fall | Winter, Spring, Summer, Fall | Winter, Spring, Summer, Fall | Winter, Spring, Summer, Fall
RED-Rochester MER Rate Limit v3.1 | 960 | 7518 | Rate Constraint in lbs/MMBtu | FALSE | L | Annual | Standard MER | lb/MMBtu | 6e-07 | 6e-07 | 6e-07 | 6e-07 | 6e-07 | 6e-07 | 6e-07
RED-Rochester MER Rate Limit v3.1 | 960 | 7518 | Rate Constraint in lbs/MMBtu | FALSE | L | Annual | Emissions at Affected Plants MER | lbs | 0.00023424 | 0.00026226 | 0.0002741 | 0 | 0 | 0 | 0
RED-Rochester MER Rate Limit v3.1 | 960 | 7518 | Rate Constraint in lbs/MMBtu | FALSE | L | Annual | Allowances Purchased MER | lbs | 0 | 0 | 0 | 0 | 0 | 0 | 0
RED-Rochester MER Rate Limit v3.1 | 960 | 7518 | Rate Constraint in lbs/MMBtu | FALSE | L | Annual | Allowances Sold MER | lbs | 0 | 0 | 0 | 0 | 0 | 0 | 0
RED-Rochester MER Rate Limit v3.1 | 960 | 7518 | Rate Constraint in lbs/MMBtu | FALSE | L | Annual | Allowances Banked | lbs | 0 | 0 | 0 | 0 | 0 | 0 | 0
RED-Rochester MER Rate Limit v3.1 | 960 | 7518 | Rate Constraint in lbs/MMBtu | FALSE | L | Annual | Allowances Withdrawn (1:1) | lbs | 0 | 0 | 0 | 0 | 0 | 0 | 0
RED-Rochester MER Rate Limit v3.1 | 960 | 7518 | Rate Constraint in lbs/MMBtu | FALSE | L | Annual | Allowances Withdrawn (n:1) | lbs | 0 | 0 | 0 | 0 | 0 | 0 | 0
RED-Rochester MER Rate Limit v3.1 | 960 | 7518 | Rate Constraint in lbs/MMBtu | FALSE | L | Annual | Net Emissions Allowance Position | lbs | 0.00023424 | 0.00026226 | 0.0002741 | 0 | 0 | 0 | 0
RED-Rochester MER Rate Limit v3.1 | 960 | 7518 | Rate Constraint in lbs/MMBtu | FALSE | L | Annual | Fuel Consumed | TBtu | 1.2686 | 1.4203 | 1.4845 | 0 | 0 | 0 | 0
RED-Rochester MER Rate Limit v3.1 | 960 | 7518 | Rate Constraint in lbs/MMBtu | FALSE | L | Annual | Rate | lb/MMBtu | 1.8465e-10 | 1.8465e-10 | 1.8465e-10 | 0 | 0 | 0 | 0
RED-Rochester MER Rate Limit v3.1 | 960 | 7518 | Rate Constraint in lbs/MMBtu | FALSE | L | Annual | Generation | TWh | 0.15284 | 0.17113 | 0.17885 | 0 | 0 | 0 | 0
RED-Rochester MER Rate Limit v3.1 | 960 | 7518 | Rate Constraint in lbs/MMBtu | FALSE | L | Annual | Qualifying Generation | TWh | 0.15284 | 0.17113 | 0.17885 | 0 | 0 | 0 | 0
RED-Rochester MER Rate Limit v3.1 | 960 | 7518 | Rate Constraint in lbs/MMBtu | FALSE | L | Annual | Rate | lb/MWh | 1.5326e-09 | 1.5326e-09 | 1.5326e-09 | 0 | 0 | 0 | 0
RED-Rochester MER Rate Limit v3.1 | 960 | 7518 | Rate Constraint in lbs/MMBtu | FALSE | L | Annual | Constraint Shadow Price | US2022$/Lb | 0 | 0 | 0 | 0 | 0 | 0 | 0
RGGI CO2 Annual Constraint v5.13 | 961 | 7118 | Rate Constraint in MTons | FALSE | L | Annual | Seasons Included | Seasons | Winter, Spring, Summer, Fall | Winter, Spring, Summer, Fall | Winter, Spring, Summer, Fall | Winter, Spring, Summer, Fall | Winter, Spring, Summer, Fall | Winter, Spring, Summer, Fall | Winter, Spring, Summer, Fall
RGGI CO2 Annual Constraint v5.13 | 961 | 7118 | Rate Constraint in MTons | FALSE | L | Annual | Standard CO2 | Thousand Tons | 117571.4671 | 78610.4021 | 78610.4021 | 78610.4021 | 78610.4021 | 78610.4021 | 78610.4021
RGGI CO2 Annual Constraint v5.13 | 961 | 7118 | Rate Constraint in MTons | FALSE | L | Annual | Emissions at Affected Plants CO2 | Thousand Tons | 95999.2331 | 95017.5245 | 75200.9264 | 38730.2392 | 34738.6429 | 41787.9069 | 50748.7126
RGGI CO2 Annual Constraint v5.13 | 961 | 7118 | Rate Constraint in MTons | FALSE | L | Annual | Allowances Purchased CO2 | Thousand Tons | 0 | 0 | 0 | 0 | 0 | 0 | 0
RGGI CO2 Annual Constraint v5.13 | 961 | 7118 | Rate Constraint in MTons | FALSE | L | Annual | Allowances Sold CO2 | Thousand Tons | 0 | 0 | 0 | 0 | 0 | 0 | 0
RGGI CO2 Annual Constraint v5.13 | 961 | 7118 | Rate Constraint in MTons | FALSE | L | Annual | Allowances Banked | Thousand Tons | 16407.1225 | 0 | 0 | 0 | 0 | 0 | 0
RGGI CO2 Annual Constraint v5.13 | 961 | 7118 | Rate Constraint in MTons | FALSE | L | Annual | Allowances Withdrawn (1:1) | Thousand Tons | 0 | -16407.1225 | 0 | 0 | 0 | 0 | 0
RGGI CO2 Annual Constraint v5.13 | 961 | 7118 | Rate Constraint in MTons | FALSE | L | Annual | Allowances Withdrawn (n:1) | Thousand Tons | 0 | 0 | 0 | 0 | 0 | 0 | 0
RGGI CO2 Annual Constraint v5.13 | 961 | 7118 | Rate Constraint in MTons | FALSE | L | Annual | Net Emissions Allowance Position | Thousand Tons | 112406.3556 | 78610.4021 | 75200.9264 | 38730.2392 | 34738.6429 | 41787.9069 | 50748.7126
RGGI CO2 Annual Constraint v5.13 | 961 | 7118 | Rate Constraint in MTons | FALSE | L | Annual | Fuel Consumed | TBtu | 1564.8612 | 1553.8221 | 1253.3376 | 644.4715 | 565.5215 | 685.5303 | 838.5803
RGGI CO2 Annual Constraint v5.13 | 961 | 7118 | Rate Constraint in MTons | FALSE | L | Annual | Rate | lb/MMBtu | 122.6936 | 122.3017 | 120.0011 | 120.1922 | 122.8552 | 121.9141 | 121.0348
RGGI CO2 Annual Constraint v5.13 | 961 | 7118 | Rate Constraint in MTons | FALSE | L | Annual | Generation | TWh | 234.7687 | 234.7324 | 189.2621 | 102.0752 | 90.0721 | 136.018 | 182.3232
RGGI CO2 Annual Constraint v5.13 | 961 | 7118 | Rate Constraint in MTons | FALSE | L | Annual | Qualifying Generation | TWh | 216.8777 | 216.6777 | 176.3531 | 91.0988 | 80.5239 | 97.6569 | 121.2071
RGGI CO2 Annual Constraint v5.13 | 961 | 7118 | Rate Constraint in MTons | FALSE | L | Annual | Rate | lb/MWh | 885.2845 | 877.0403 | 852.8451 | 850.2912 | 862.8154 | 855.8105 | 837.3884
RGGI CO2 Annual Constraint v5.13 | 961 | 7118 | Rate Constraint in MTons | FALSE | L | Annual | Constraint Shadow Price | US2022$/Ton | 0 | 0 | 0 | 0 | 0 | 0 | 0
RI Block Island-NOx Cap Annual v7.23 | 962 | 7967 | Rate Constraint in MTons | FALSE | L | Annual | Seasons Included | Seasons | Winter, Spring, Summer, Fall | Winter, Spring, Summer, Fall | Winter, Spring, Summer, Fall | Winter, Spring, Summer, Fall | Winter, Spring, Summer, Fall | Winter, Spring, Summer, Fall | Winter, Spring, Summer, Fall
RI Block Island-NOx Cap Annual v7.23 | 962 | 7967 | Rate Constraint in MTons | FALSE | L | Annual | Standard NOX | Thousand Tons | 0.035 | 0.035 | 0.035 | 0.035 | 0.035 | 0.035 | 0.035
RI Block Island-NOx Cap Annual v7.23 | 962 | 7967 | Rate Constraint in MTons | FALSE | L | Annual | Emissions at Affected Plants NOX | Thousand Tons | 0 | 0 | 0 | 0 | 0 | 0 | 0
RI Block Island-NOx Cap Annual v7.23 | 962 | 7967 | Rate Constraint in MTons | FALSE | L | Annual | Allowances Purchased NOX | Thousand Tons | 0 | 0 | 0 | 0 | 0 | 0 | 0
RI Block Island-NOx Cap Annual v7.23 | 962 | 7967 | Rate Constraint in MTons | FALSE | L | Annual | Allowances Sold NOX | Thousand Tons | 0 | 0 | 0 | 0 | 0 | 0 | 0
RI Block Island-NOx Cap Annual v7.23 | 962 | 7967 | Rate Constraint in MTons | FALSE | L | Annual | Allowances Banked | Thousand Tons | 0 | 0 | 0 | 0 | 0 | 0 | 0
RI Block Island-NOx Cap Annual v7.23 | 962 | 7967 | Rate Constraint in MTons | FALSE | L | Annual | Allowances Withdrawn (1:1) | Thousand Tons | 0 | 0 | 0 | 0 | 0 | 0 | 0
RI Block Island-NOx Cap Annual v7.23 | 962 | 7967 | Rate Constraint in MTons | FALSE | L | Annual | Allowances Withdrawn (n:1) | Thousand Tons | 0 | 0 | 0 | 0 | 0 | 0 | 0
RI Block Island-NOx Cap Annual v7.23 | 962 | 7967 | Rate Constraint in MTons | FALSE | L | Annual | Net Emissions Allowance Position | Thousand Tons | 0 | 0 | 0 | 0 | 0 | 0 | 0
RI Block Island-NOx Cap Annual v7.23 | 962 | 7967 | Rate Constraint in MTons | FALSE | L | Annual | Fuel Consumed | TBtu | 0 | 0 | 0 | 0 | 0 | 0 | 0
RI Block Island-NOx Cap Annual v7.23 | 962 | 7967 | Rate Constraint in MTons | FALSE | L | Annual | Rate | lb/MMBtu | 0 | 0 | 0 | 0 | 0 | 0 | 0
RI Block Island-NOx Cap Annual v7.23 | 962 | 7967 | Rate Constraint in MTons | FALSE | L | Annual | Generation | TWh | 0 | 0 | 0 | 0 | 0 | 0 | 0
RI Block Island-NOx Cap Annual v7.23 | 962 | 7967 | Rate Constraint in MTons | FALSE | L | Annual | Qualifying Generation | TWh | 0 | 0 | 0 | 0 | 0 | 0 | 0
RI Block Island-NOx Cap Annual v7.23 | 962 | 7967 | Rate Constraint in MTons | FALSE | L | Annual | Rate | lb/MWh | 0 | 0 | 0 | 0 | 0 | 0 | 0
RI Block Island-NOx Cap Annual v7.23 | 962 | 7967 | Rate Constraint in MTons | FALSE | L | Annual | Constraint Shadow Price | US2022$/Ton | 0 | 0 | 0 | 0 | 0 | 0 | 0
RI Ocean State Power II(3&4)-NOx Cap Annual v7.23 | 963 | 7965 | Rate Constraint in MTons | FALSE | L | Annual | Seasons Included | Seasons | Winter, Spring, Summer, Fall | Winter, Spring, Summer, Fall | Winter, Spring, Summer, Fall | Winter, Spring, Summer, Fall | Winter, Spring, Summer, Fall | Winter, Spring, Summer, Fall | Winter, Spring, Summer, Fall
RI Ocean State Power II(3&4)-NOx Cap Annual v7.23 | 963 | 7965 | Rate Constraint in MTons | FALSE | L | Annual | Standard NOX | Thousand Tons | 0.09262 | 0.09262 | 0.09262 | 0.09262 | 0.09262 | 0.09262 | 0.09262
RI Ocean State Power II(3&4)-NOx Cap Annual v7.23 | 963 | 7965 | Rate Constraint in MTons | FALSE | L | Annual | Emissions at Affected Plants NOX | Thousand Tons | 0.00086651 | 0.0011302 | 0.0068944 | 0.0052368 | 0.0035773 | 0.0042949 | 0.0042572
RI Ocean State Power II(3&4)-NOx Cap Annual v7.23 | 963 | 7965 | Rate Constraint in MTons | FALSE | L | Annual | Allowances Purchased NOX | Thousand Tons | 0 | 0 | 0 | 0 | 0 | 0 | 0
RI Ocean State Power II(3&4)-NOx Cap Annual v7.23 | 963 | 7965 | Rate Constraint in MTons | FALSE | L | Annual | Allowances Sold NOX | Thousand Tons | 0 | 0 | 0 | 0 | 0 | 0 | 0
RI Ocean State Power II(3&4)-NOx Cap Annual v7.23 | 963 | 7965 | Rate Constraint in MTons | FALSE | L | Annual | Allowances Banked | Thousand Tons | 0 | 0 | 0 | 0 | 0 | 0 | 0
RI Ocean State Power II(3&4)-NOx Cap Annual v7.23 | 963 | 7965 | Rate Constraint in MTons | FALSE | L | Annual | Allowances Withdrawn (1:1) | Thousand Tons | 0 | 0 | 0 | 0 | 0 | 0 | 0
RI Ocean State Power II(3&4)-NOx Cap Annual v7.23 | 963 | 7965 | Rate Constraint in MTons | FALSE | L | Annual | Allowances Withdrawn (n:1) | Thousand Tons | 0 | 0 | 0 | 0 | 0 | 0 | 0
RI Ocean State Power II(3&4)-NOx Cap Annual v7.23 | 963 | 7965 | Rate Constraint in MTons | FALSE | L | Annual | Net Emissions Allowance Position | Thousand Tons | 0.00086651 | 0.0011302 | 0.0068944 | 0.0052368 | 0.0035773 | 0.0042949 | 0.0042572
RI Ocean State Power II(3&4)-NOx Cap Annual v7.23 | 963 | 7965 | Rate Constraint in MTons | FALSE | L | Annual | Fuel Consumed | TBtu | 0.061717 | 0.080501 | 0.49106 | 0.37299 | 0.25479 | 0.3059 | 0.30322
RI Ocean State Power II(3&4)-NOx Cap Annual v7.23 | 963 | 7965 | Rate Constraint in MTons | FALSE | L | Annual | Rate | lb/MMBtu | 0.02808 | 0.02808 | 0.02808 | 0.02808 | 0.02808 | 0.02808 | 0.02808
RI Ocean State Power II(3&4)-NOx Cap Annual v7.23 | 963 | 7965 | Rate Constraint in MTons | FALSE | L | Annual | Generation | TWh | 0.0068705 | 0.0089615 | 0.054665 | 0.041522 | 0.028364 | 0.034054 | 0.033755
RI Ocean State Power II(3&4)-NOx Cap Annual v7.23 | 963 | 7965 | Rate Constraint in MTons | FALSE | L | Annual | Qualifying Generation | TWh | 0.0068705 | 0.0089615 | 0.054665 | 0.041522 | 0.028364 | 0.034054 | 0.033755
RI Ocean State Power II(3&4)-NOx Cap Annual v7.23 | 963 | 7965 | Rate Constraint in MTons | FALSE | L | Annual | Rate | lb/MWh | 0.25224 | 0.25224 | 0.25224 | 0.25224 | 0.25224 | 0.25224 | 0.25224
RI Ocean State Power II(3&4)-NOx Cap Annual v7.23 | 963 | 7965 | Rate Constraint in MTons | FALSE | L | Annual | Constraint Shadow Price | US2022$/Ton | 0 | 0 | 0 | 0 | 0 | 0 | 0
RI State Energy Center-NOx Cap Annual v7.23 | 964 | 7966 | Rate Constraint in MTons | FALSE | L | Annual | Seasons Included | Seasons | Winter, Spring, Summer, Fall | Winter, Spring, Summer, Fall | Winter, Spring, Summer, Fall | Winter, Spring, Summer, Fall | Winter, Spring, Summer, Fall | Winter, Spring, Summer, Fall | Winter, Spring, Summer, Fall
RI State Energy Center-NOx Cap Annual v7.23 | 964 | 7966 | Rate Constraint in MTons | FALSE | L | Annual | Standard NOX | Thousand Tons | 0.156 | 0.156 | 0.156 | 0.156 | 0.156 | 0.156 | 0.156
RI State Energy Center-NOx Cap Annual v7.23 | 964 | 7966 | Rate Constraint in MTons | FALSE | L | Annual | Emissions at Affected Plants NOX | Thousand Tons | 0.066402 | 0.060856 | 0.05058 | 0.01845 | 0.015464 | 0.023927 | 0.022454
RI State Energy Center-NOx Cap Annual v7.23 | 964 | 7966 | Rate Constraint in MTons | FALSE | L | Annual | Allowances Purchased NOX | Thousand Tons | 0 | 0 | 0 | 0 | 0 | 0 | 0
RI State Energy Center-NOx Cap Annual v7.23 | 964 | 7966 | Rate Constraint in MTons | FALSE | L | Annual | Allowances Sold NOX | Thousand Tons | 0 | 0 | 0 | 0 | 0 | 0 | 0
RI State Energy Center-NOx Cap Annual v7.23 | 964 | 7966 | Rate Constraint in MTons | FALSE | L | Annual | Allowances Banked | Thousand Tons | 0 | 0 | 0 | 0 | 0 | 0 | 0
RI State Energy Center-NOx Cap Annual v7.23 | 964 | 7966 | Rate Constraint in MTons | FALSE | L | Annual | Allowances Withdrawn (1:1) | Thousand Tons | 0 | 0 | 0 | 0 | 0 | 0 | 0
RI State Energy Center-NOx Cap Annual v7.23 | 964 | 7966 | Rate Constraint in MTons | FALSE | L | Annual | Allowances Withdrawn (n:1) | Thousand Tons | 0 | 0 | 0 | 0 | 0 | 0 | 0
RI State Energy Center-NOx Cap Annual v7.23 | 964 | 7966 | Rate Constraint in MTons | FALSE | L | Annual | Net Emissions Allowance Position | Thousand Tons | 0.066402 | 0.060856 | 0.05058 | 0.01845 | 0.015464 | 0.023927 | 0.022454
RI State Energy Center-NOx Cap Annual v7.23 | 964 | 7966 | Rate Constraint in MTons | FALSE | L | Annual | Fuel Consumed | TBtu | 19.247 | 17.6394 | 14.6609 | 5.3479 | 4.4823 | 6.9353 | 6.5083
RI State Energy Center-NOx Cap Annual v7.23 | 964 | 7966 | Rate Constraint in MTons | FALSE | L | Annual | Rate | lb/MMBtu | 0.0069 | 0.0069 | 0.0069 | 0.0069 | 0.0069 | 0.0069 | 0.0069
RI State Energy Center-NOx Cap Annual v7.23 | 964 | 7966 | Rate Constraint in MTons | FALSE | L | Annual | Generation | TWh | 2.7116 | 2.4851 | 2.0655 | 0.75344 | 0.63148 | 0.97708 | 0.91692
RI State Energy Center-NOx Cap Annual v7.23 | 964 | 7966 | Rate Constraint in MTons | FALSE | L | Annual | Qualifying Generation | TWh | 2.7116 | 2.4851 | 2.0655 | 0.75344 | 0.63148 | 0.97708 | 0.91692
RI State Energy Center-NOx Cap Annual v7.23 | 964 | 7966 | Rate Constraint in MTons | FALSE | L | Annual | Rate | lb/MWh | 0.048976 | 0.048976 | 0.048976 | 0.048976 | 0.048976 | 0.048976 | 0.048976
RI State Energy Center-NOx Cap Annual v7.23 | 964 | 7966 | Rate Constraint in MTons | FALSE | L | Annual | Constraint Shadow Price | US2022$/Ton | 0 | 0 | 0 | 0 | 0 | 0 | 0
RPS Clean Energy v6.20- CO | 965 | 7660 | Generation Constraint in GWh | FALSE | G | Annual | Seasons Included | Seasons | Winter, Spring, Summer, Fall | Winter, Spring, Summer, Fall | Winter, Spring, Summer, Fall | Winter, Spring, Summer, Fall | Winter, Spring, Summer, Fall | Winter, Spring, Summer, Fall | Winter, Spring, Summer, Fall
RPS Clean Energy v6.20- CO | 965 | 7660 | Generation Constraint in GWh | FALSE | G | Annual | Standard GWh | GWh | 0 | 0 | 0 | 0 | 0 | 48241.9191 | 50804.3934
RPS Clean Energy v6.20- CO | 965 | 7660 | Generation Constraint in GWh | FALSE | G | Annual | Emissions at Affected Plants | GWh | 28497.9731 | 30758.1808 | 46669.184 | 63097.4452 | 79072.4424 | 79267.8283 | 80893.6216
RPS Clean Energy v6.20- CO | 965 | 7660 | Generation Constraint in GWh | FALSE | G | Annual | Allowances Purchased | GWh | 0 | 0 | 0 | 0 | 0 | 0 | 0
RPS Clean Energy v6.20- CO | 965 | 7660 | Generation Constraint in GWh | FALSE | G | Annual | Allowances Sold | GWh | 0 | 0 | 0 | 0 | 0 | 0 | 0
RPS Clean Energy v6.20- CO | 965 | 7660 | Generation Constraint in GWh | FALSE | G | Annual | Allowances Banked | GWh | 0 | 0 | 0 | 0 | 0 | 0 | 0
RPS Clean Energy v6.20- CO | 965 | 7660 | Generation Constraint in GWh | FALSE | G | Annual | Allowances Withdrawn (1:1) | GWh | 0 | 0 | 0 | 0 | 0 | 0 | 0
RPS Clean Energy v6.20- CO | 965 | 7660 | Generation Constraint in GWh | FALSE | G | Annual | Allowances Withdrawn (n:1) | GWh | 0 | 0 | 0 | 0 | 0 | 0 | 0
RPS Clean Energy v6.20- CO | 965 | 7660 | Generation Constraint in GWh | FALSE | G | Annual | Net Emissions Allowance Position | GWh | 28497.9731 | 30758.1808 | 46669.184 | 63097.4452 | 79072.4424 | 79267.8283 | 80893.6216
RPS Clean Energy v6.20- CO | 965 | 7660 | Generation Constraint in GWh | FALSE | G | Annual | Constraint Shadow Price | US2022$/MWh | 0 | 0 | 0 | 0 | 0 | 0 | 0
RPS Clean Energy v6.20- IL | 966 | 7734 | Generation Constraint in GWh | FALSE | G | Annual | Seasons Included | Seasons | Winter, Spring, Summer, Fall | Winter, Spring, Summer, Fall | Winter, Spring, Summer, Fall | Winter, Spring, Summer, Fall | Winter, Spring, Summer, Fall | Winter, Spring, Summer, Fall | Winter, Spring, Summer, Fall
RPS Clean Energy v6.20- IL | 966 | 7734 | Generation Constraint in GWh | FALSE | G | Annual | Standard GWh | GWh | 0 | 0 | 0 | 0 | 0 | 175609.0477 | 181988.0538
RPS Clean Energy v6.20- IL | 966 | 7734 | Generation Constraint in GWh | FALSE | G | Annual | Emissions at Affected Plants | GWh | 169008.6131 | 178266.3017 | 201862.734 | 266359.0184 | 322017.3738 | 292205.2611 | 292288.0772
RPS Clean Energy v6.20- IL | 966 | 7734 | Generation Constraint in GWh | FALSE | G | Annual | Allowances Purchased | GWh | 0 | 0 | 0 | 0 | 0 | 0 | 0
RPS Clean Energy v6.20- IL | 966 | 7734 | Generation Constraint in GWh | FALSE | G | Annual | Allowances Sold | GWh | 0 | 0 | 0 | 0 | 0 | 0 | 0
RPS Clean Energy v6.20- IL | 966 | 7734 | Generation Constraint in GWh | FALSE | G | Annual | Allowances Banked | GWh | 0 | 0 | 0 | 0 | 0 | 0 | 0
RPS Clean Energy v6.20- IL | 966 | 7734 | Generation Constraint in GWh | FALSE | G | Annual | Allowances Withdrawn (1:1) | GWh | 0 | 0 | 0 | 0 | 0 | 0 | 0
RPS Clean Energy v6.20- IL | 966 | 7734 | Generation Constraint in GWh | FALSE | G | Annual | Allowances Withdrawn (n:1) | GWh | 0 | 0 | 0 | 0 | 0 | 0 | 0
RPS Clean Energy v6.20- IL | 966 | 7734 | Generation Constraint in GWh | FALSE | G | Annual | Net Emissions Allowance Position | GWh | 169008.6131 | 178266.3017 | 201862.734 | 266359.0184 | 322017.3738 | 292205.2611 | 292288.0772
RPS Clean Energy v6.20- IL | 966 | 7734 | Generation Constraint in GWh | FALSE | G | Annual | Constraint Shadow Price | US2022$/MWh | 0 | 0 | 0 | 0 | 0 | 0 | 0
RPS Clean Energy v6.20- MA | 967 | 7661 | Generation Constraint in GWh | FALSE | G | Annual | Seasons Included | Seasons | Winter, Spring, Summer, Fall | Winter, Spring, Summer, Fall | Winter, Spring, Summer, Fall | Winter, Spring, Summer, Fall | Winter, Spring, Summer, Fall | Winter, Spring, Summer, Fall | Winter, Spring, Summer, Fall
RPS Clean Energy v6.20- MA | 967 | 7661 | Generation Constraint in GWh | FALSE | G | Annual | Standard GWh | GWh | 25748.7075 | 33587.6393 | 40245.3413 | 46596.8587 | 53298.3694 | 60143.2621 | 63177.6061
RPS Clean Energy v6.20- MA | 967 | 7661 | Generation Constraint in GWh | FALSE | G | Annual | Emissions at Affected Plants | GWh | 30297.5573 | 33587.6393 | 40245.3413 | 46596.8587 | 53298.3694 | 60143.2621 | 63177.6061
RPS Clean Energy v6.20- MA | 967 | 7661 | Generation Constraint in GWh | FALSE | G | Annual | Allowances Purchased | GWh | 0 | 0 | 0 | 0 | 0 | 0 | 0
RPS Clean Energy v6.20- MA | 967 | 7661 | Generation Constraint in GWh | FALSE | G | Annual | Allowances Sold | GWh | 0 | 0 | 0 | 0 | 0 | 0 | 0
RPS Clean Energy v6.20- MA | 967 | 7661 | Generation Constraint in GWh | FALSE | G | Annual | Allowances Banked | GWh | 0 | 0 | 0 | 0 | 0 | 0 | 0
RPS Clean Energy v6.20- MA | 967 | 7661 | Generation Constraint in GWh | FALSE | G | Annual | Allowances Withdrawn (1:1) | GWh | 0 | 0 | 0 | 0 | 0 | 0 | 0
RPS Clean Energy v6.20- MA | 967 | 7661 | Generation Constraint in GWh | FALSE | G | Annual | Allowances Withdrawn (n:1) | GWh | 0 | 0 | 0 | 0 | 0 | 0 | 0
RPS Clean Energy v6.20- MA | 967 | 7661 | Generation Constraint in GWh | FALSE | G | Annual | Net Emissions Allowance Position | GWh | 30297.5573 | 33587.6393 | 40245.3413 | 46596.8587 | 53298.3694 | 60143.2621 | 63177.6061
RPS Clean Energy v6.20- MA | 967 | 7661 | Generation Constraint in GWh | FALSE | G | Annual | Constraint Shadow Price | US2022$/MWh | 0 | 45.5577 | 13.6461 | 18.3435 | 10.3774 | 13.4236 | 13.3233
RPS Clean Energy v6.20- NM | 968 | 7571 | Generation Constraint in GWh | FALSE | G | Annual | Seasons Included | Seasons | Winter, Spring, Summer, Fall | Winter, Spring, Summer, Fall | Winter, Spring, Summer, Fall | Winter, Spring, Summer, Fall | Winter, Spring, Summer, Fall | Winter, Spring, Summer, Fall | Winter, Spring, Summer, Fall
RPS Clean Energy v6.20- NM | 968 | 7571 | Generation Constraint in GWh | FALSE | G | Annual | Standard GWh | GWh | 0 | 0 | 0 | 0 | 21692.1118 | 29943.9669 | 31634.1871
RPS Clean Energy v6.20- NM | 968 | 7571 | Generation Constraint in GWh | FALSE | G | Annual | Emissions at Affected Plants | GWh | 41401.5687 | 41401.734 | 41401.649 | 41738.2806 | 58641.4631 | 58676.7634 | 58670.6401
RPS Clean Energy v6.20- NM | 968 | 7571 | Generation Constraint in GWh | FALSE | G | Annual | Allowances Purchased | GWh | 0 | 0 | 0 | 0 | 0 | 0 | 0
RPS Clean Energy v6.20- NM | 968 | 7571 | Generation Constraint in GWh | FALSE | G | Annual | Allowances Sold | GWh | 0 | 0 | 0 | 0 | 0 | 0 | 0
RPS Clean Energy v6.20- NM | 968 | 7571 | Generation Constraint in GWh | FALSE | G | Annual | Allowances Banked | GWh | 0 | 0 | 0 | 0 | 0 | 0 | 0
RPS Clean Energy v6.20- NM | 968 | 7571 | Generation Constraint in GWh | FALSE | G | Annual | Allowances Withdrawn (1:1) | GWh | 0 | 0 | 0 | 0 | 0 | 0 | 0
RPS Clean Energy v6.20- NM | 968 | 7571 | Generation Constraint in GWh | FALSE | G | Annual | Allowances Withdrawn (n:1) | GWh | 0 | 0 | 0 | 0 | 0 | 0 | 0
RPS Clean Energy v6.20- NM | 968 | 7571 | Generation Constraint in GWh | FALSE | G | Annual | Net Emissions Allowance Position | GWh | 41401.5687 | 41401.734 | 41401.649 | 41738.2806 | 58641.4631 | 58676.7634 | 58670.6401
RPS Clean Energy v6.20- NM | 968 | 7571 | Generation Constraint in GWh | FALSE | G | Annual | Constraint Shadow Price | US2022$/MWh | 0 | 0 | 0 | 0 | 0 | 0 | 0
RPS Clean Energy v6.20- NV | 969 | 7572 | Generation Constraint in GWh | FALSE | G | Annual | Seasons Included | Seasons | Winter, Spring, Summer, Fall | Winter, Spring, Summer, Fall | Winter, Spring, Summer, Fall | Winter, Spring, Summer, Fall | Winter, Spring, Summer, Fall | Winter, Spring, Summer, Fall | Winter, Spring, Summer, Fall
RPS Clean Energy v6.20- NV | 969 | 7572 | Generation Constraint in GWh | FALSE | G | Annual | Standard GWh | GWh | 0 | 0 | 0 | 0 | 0 | 50025.5336 | 52931.0559
RPS Clean Energy v6.20- NV | 969 | 7572 | Generation Constraint in GWh | FALSE | G | Annual | Emissions at Affected Plants | GWh | 31950.8976 | 31954.5736 | 31951.8494 | 31951.8444 | 49879.5919 | 50025.5337 | 52931.0559
RPS Clean Energy v6.20- NV | 969 | 7572 | Generation Constraint in GWh | FALSE | G | Annual | Allowances Purchased | GWh | 0 | 0 | 0 | 0 | 0 | 0 | 0
RPS Clean Energy v6.20- NV | 969 | 7572 | Generation Constraint in GWh | FALSE | G | Annual | Allowances Sold | GWh | 0 | 0 | 0 | 0 | 0 | 0 | 0
RPS Clean Energy v6.20- NV | 969 | 7572 | Generation Constraint in GWh | FALSE | G | Annual | Allowances Banked | GWh | 0 | 0 | 0 | 0 | 0 | 0 | 0
RPS Clean Energy v6.20- NV | 969 | 7572 | Generation Constraint in GWh | FALSE | G | Annual | Allowances Withdrawn (1:1) | GWh | 0 | 0 | 0 | 0 | 0 | 0 | 0
RPS Clean Energy v6.20- NV | 969 | 7572 | Generation Constraint in GWh | FALSE | G | Annual | Allowances Withdrawn (n:1) | GWh | 0 | 0 | 0 | 0 | 0 | 0 | 0
RPS Clean Energy v6.20- NV | 969 | 7572 | Generation Constraint in GWh | FALSE | G | Annual | Net Emissions Allowance Position | GWh | 31950.8976 | 31954.5736 | 31951.8494 | 31951.8444 | 49879.5919 | 50025.5337 | 52931.0559
RPS Clean Energy v6.20- NV | 969 | 7572 | Generation Constraint in GWh | FALSE | G | Annual | Constraint Shadow Price | US2022$/MWh | 0 | 0 | 0 | 0 | 0 | 3.2027 | 10.1961
RPS Clean Energy v6.20- NY | 970 | 7573 | Generation Constraint in GWh | FALSE | G | Annual | Seasons Included | Seasons | Winter, Spring, Summer, Fall | Winter, Spring, Summer, Fall | Winter, Spring, Summer, Fall | Winter, Spring, Summer, Fall | Winter, Spring, Summer, Fall | Winter, Spring, Summer, Fall | Winter, Spring, Summer, Fall
RPS Clean Energy v6.20- NY | 970 | 7573 | Generation Constraint in GWh | FALSE | G | Annual | Standard GWh | GWh | 0 | 0 | 0 | 178242.7937 | 188066.8465 | 199190.3777 | 208189.7491
RPS Clean Energy v6.20- NY | 970 | 7573 | Generation Constraint in GWh | FALSE | G | Annual | Emissions at Affected Plants | GWh | 75920.5257 | 78078.3953 | 130051.1094 | 178242.7937 | 188066.8465 | 199190.3777 | 208189.7491
RPS Clean Energy v6.20- NY | 970 | 7573 | Generation Constraint in GWh | FALSE | G | Annual | Allowances Purchased | GWh | 0 | 0 | 0 | 0 | 0 | 0 | 0
RPS Clean Energy v6.20- NY | 970 | 7573 | Generation Constraint in GWh | FALSE | G | Annual | Allowances Sold | GWh | 0 | 0 | 0 | 0 | 0 | 0 | 0
RPS Clean Energy v6.20- NY | 970 | 7573 | Generation Constraint in GWh | FALSE | G | Annual | Allowances Banked | GWh | 0 | 0 | 0 | 0 | 0 | 0 | 0
RPS Clean Energy v6.20- NY | 970 | 7573 | Generation Constraint in GWh | FALSE | G | Annual | Allowances Withdrawn (1:1) | GWh | 0 | 0 | 0 | 0 | 0 | 0 | 0
RPS Clean Energy v6.20- NY | 970 | 7573 | Generation Constraint in GWh | FALSE | G | Annual | Allowances Withdrawn (n:1) | GWh | 0 | 0 | 0 | 0 | 0 | 0 | 0
RPS Clean Energy v6.20- NY | 970 | 7573 | Generation Constraint in GWh | FALSE | G | Annual | Net Emissions Allowance Position | GWh | 75920.5257 | 78078.3953 | 130051.1094 | 178242.7937 | 188066.8465 | 199190.3777 | 208189.7491
RPS Clean Energy v6.20- NY | 970 | 7573 | Generation Constraint in GWh | FALSE | G | Annual | Constraint Shadow Price | US2022$/MWh | 0 | 0 | 0 | 10.7168 | 1.3658 | 8.3309 | 7.3584
RPS Clean Energy v6.20- OR | 971 | 7735 | Generation Constraint in GWh | FALSE | G | Annual | Seasons Included | Seasons | Winter, Spring, Summer, Fall | Winter, Spring, Summer, Fall | Winter, Spring, Summer, Fall | Winter, Spring, Summer, Fall | Winter, Spring, Summer, Fall | Winter, Spring, Summer, Fall | Winter, Spring, Summer, Fall
RPS Clean Energy v6.20- OR | 971 | 7735 | Generation Constraint in GWh | FALSE | G | Annual | Standard GWh | GWh | 0 | 0 | 0 | 65736.5342 | 69147.8555 | 72408.1717 | 75277.7632
RPS Clean Energy v6.20- OR | 971 | 7735 | Generation Constraint in GWh | FALSE | G | Annual | Emissions at Affected Plants | GWh | 51733.8859 | 51733.7308 | 51681.1267 | 65736.5342 | 69147.8555 | 72408.1718 | 75277.7632
RPS Clean Energy v6.20- OR | 971 | 7735 | Generation Constraint in GWh | FALSE | G | Annual | Allowances Purchased | GWh | 0 | 0 | 0 | 0 | 0 | 0 | 0
RPS Clean Energy v6.20- OR | 971 | 7735 | Generation Constraint in GWh | FALSE | G | Annual | Allowances Sold | GWh | 0 | 0 | 0 | 0 | 0 | 0 | 0
RPS Clean Energy v6.20- OR | 971 | 7735 | Generation Constraint in GWh | FALSE | G | Annual | Allowances Banked | GWh | 0 | 0 | 0 | 0 | 0 | 0 | 0
RPS Clean Energy v6.20- OR | 971 | 7735 | Generation Constraint in GWh | FALSE | G | Annual | Allowances Withdrawn (1:1) | GWh | 0 | 0 | 0 | 0 | 0 | 0 | 0
RPS Clean Energy v6.20- OR | 971 | 7735 | Generation Constraint in GWh | FALSE | G | Annual | Allowances Withdrawn (n:1) | GWh | 0 | 0 | 0 | 0 | 0 | 0 | 0
RPS Clean Energy v6.20- OR | 971 | 7735 | Generation Constraint in GWh | FALSE | G | Annual | Net Emissions Allowance Position | GWh | 51733.8859 | 51733.7308 | 51681.1267 | 65736.5342 | 69147.8555 | 72408.1718 | 75277.7632
RPS Clean Energy v6.20- OR | 971 | 7735 | Generation Constraint in GWh | FALSE | G | Annual | Constraint Shadow Price | US2022$/MWh | 0 | 0 | 0 | 5.0117 | 4.4134 | 8.7704 | 2.5173
RPS Clean Energy v6.20- WA | 972 | 7574 | Generation Constraint in GWh | FALSE | G | Annual | Seasons Included | Seasons | Winter, Spring, Summer, Fall | Winter, Spring, Summer, Fall | Winter, Spring, Summer, Fall | Winter, Spring, Summer, Fall | Winter, Spring, Summer, Fall | Winter, Spring, Summer, Fall | Winter, Spring, Summer, Fall
RPS Clean Energy v6.20- WA | 972 | 7574 | Generation Constraint in GWh | FALSE | G | Annual | Standard GWh | GWh | 0 | 98339.6377 | 104915.9028 | 111717.7214 | 117515.1832 | 123056.0154 | 127932.8198
RPS Clean Energy v6.20- WA | 972 | 7574 | Generation Constraint in GWh | FALSE | G | Annual | Emissions at Affected Plants | GWh | 95723.4687 | 98339.6377 | 104915.9028 | 111717.7214 | 117515.1832 | 123056.0154 | 127932.8198
RPS Clean Energy v6.20- WA | 972 | 7574 | Generation Constraint in GWh | FALSE | G | Annual | Allowances Purchased | GWh | 0 | 0 | 0 | 0 | 0 | 0 | 0
RPS Clean Energy v6.20- WA | 972 | 7574 | Generation Constraint in GWh | FALSE | G | Annual | Allowances Sold | GWh | 0 | 0 | 0 | 0 | 0 | 0 | 0
RPS Clean Energy v6.20- WA | 972 | 7574 | Generation Constraint in GWh | FALSE | G | Annual | Allowances Banked | GWh | 0 | 0 | 0 | 0 | 0 | 0 | 0
RPS Clean Energy v6.20- WA | 972 | 7574 | Generation Constraint in GWh | FALSE | G | Annual | Allowances Withdrawn (1:1) | GWh | 0 | 0 | 0 | 0 | 0 | 0 | 0
RPS Clean Energy v6.20- WA | 972 | 7574 | Generation Constraint in GWh | FALSE | G | Annual | Allowances Withdrawn (n:1) | GWh | 0 | 0 | 0 | 0 | 0 | 0 | 0
RPS Clean Energy v6.20- WA | 972 | 7574 | Generation Constraint in GWh | FALSE | G | Annual | Net Emissions Allowance Position | GWh | 95723.4687 | 98339.6377 | 104915.9028 | 111717.7214 | 117515.1832 | 123056.0154 | 127932.8198
RPS Clean Energy v6.20- WA | 972 | 7574 | Generation Constraint in GWh | FALSE | G | Annual | Constraint Shadow Price | US2022$/MWh | 0 | 29.0973 | 10.1784 | 4.6519 | 4.1302 | 6.4459 | 0.20732
RPS Clean Energy v6.21- CT | 973 | 7788 | Generation Constraint in GWh | FALSE | G | Annual | Seasons Included | Seasons | Winter, Spring, Summer, Fall | Winter, Spring, Summer, Fall | Winter, Spring, Summer, Fall | Winter, Spring, Summer, Fall | Winter, Spring, Summer, Fall | Winter, Spring, Summer, Fall | Winter, Spring, Summer, Fall
RPS Clean Energy v6.21- CT | 973 | 7788 | Generation Constraint in GWh | FALSE | G | Annual | Standard GWh | GWh | NA | 12257.0831 | 23311.1517 | 35094.2615 | 37206.735 | 39444.9807 | 41509.7061
RPS Clean Energy v6.21- CT | 973 | 7788 | Generation Constraint in GWh | FALSE | G | Annual | Emissions at Affected Plants | GWh | 0 | 26374.502 | 23311.1517 | 35094.2615 | 37206.735 | 39444.9807 | 41509.7061
RPS Clean Energy v6.21- CT | 973 | 7788 | Generation Constraint in GWh | FALSE | G | Annual | Allowances Purchased | GWh | 0 | 0 | 0 | 0 | 0 | 0 | 0
RPS Clean Energy v6.21- CT | 973 | 7788 | Generation Constraint in GWh | FALSE | G | Annual | Allowances Sold | GWh | 0 | 0 | 0 | 0 | 0 | 0 | 0
RPS Clean Energy v6.21- CT | 973 | 7788 | Generation Constraint in GWh | FALSE | G | Annual | Allowances Banked | GWh | 0 | 0 | 0 | 0 | 0 | 0 | 0
RPS Clean Energy v6.21- CT | 973 | 7788 | Generation Constraint in GWh | FALSE | G | Annual | Allowances Withdrawn (1:1) | GWh | 0 | 0 | 0 | 0 | 0 | 0 | 0
RPS Clean Energy v6.21- CT | 973 | 7788 | Generation Constraint in GWh | FALSE | G | Annual | Allowances Withdrawn (n:1) | GWh | 0 | 0 | 0 | 0 | 0 | 0 | 0
RPS Clean Energy v6.21- CT | 973 | 7788 | Generation Constraint in GWh | FALSE | G | Annual | Net Emissions Allowance Position | GWh | 0 | 26374.502 | 23311.1517 | 35094.2615 | 37206.735 | 39444.9807 | 41509.7061
RPS Clean Energy v6.21- CT | 973 | 7788 | Generation Constraint in GWh | FALSE | G | Annual | Constraint Shadow Price | US2022$/MWh | 0 | 0 | 15.6601 | 22.4066 | 14.0544 | 15.6671 | 15.5711
RPS Clean Energy v7.23- MN | 974 | 7972 | Generation Constraint in GWh | FALSE | G | Annual | Seasons Included | Seasons |  | Winter, Spring, Summer, Fall | Winter, Spring, Summer, Fall | Winter, Spring, Summer, Fall | Winter, Spring, Summer, Fall | Winter, Spring, Summer, Fall | Winter, Spring, Summer, Fall
RPS Clean Energy v7.23- MN | 974 | 7972 | Generation Constraint in GWh | FALSE | G | Annual | Standard GWh | GWh | NA | 61261.6024 | 79089.086 | 92188.1225 | 96653.6777 | 101384.336 | 105601.4914
RPS Clean Energy v7.23- MN | 974 | 7972 | Generation Constraint in GWh | FALSE | G | Annual | Emissions at Affected Plants | GWh | 0 | 61261.6024 | 81062.2529 | 95554.1361 | 105959.816 | 107430.6422 | 106793.9063
RPS Clean Energy v7.23- MN | 974 | 7972 | Generation Constraint in GWh | FALSE | G | Annual | Allowances Purchased | GWh | 0 | 0 | 0 | 0 | 0 | 0 | 0
RPS Clean Energy v7.23- MN | 974 | 7972 | Generation Constraint in GWh | FALSE | G | Annual | Allowances Sold | GWh | 0 | 0 | 0 | 0 | 0 | 0 | 0
RPS Clean Energy v7.23- MN | 974 | 7972 | Generation Constraint in GWh | FALSE | G | Annual | Allowances Banked | GWh | 0 | 0 | 0 | 0 | 0 | 0 | 0
RPS Clean Energy v7.23- MN | 974 | 7972 | Generation Constraint in GWh | FALSE | G | Annual | Allowances Withdrawn (1:1) | GWh | 0 | 0 | 0 | 0 | 0 | 0 | 0
RPS Clean Energy v7.23- MN | 974 | 7972 | Generation Constraint in GWh | FALSE | G | Annual | Allowances Withdrawn (n:1) | GWh | 0 | 0 | 0 | 0 | 0 | 0 | 0
RPS Clean Energy v7.23- MN | 974 | 7972 | Generation Constraint in GWh | FALSE | G | Annual | Net Emissions Allowance Position | GWh | 0 | 61261.6024 | 81062.2529 | 95554.1361 | 105959.816 | 107430.6422 | 106793.9063
RPS Clean Energy v7.23- MN | 974 | 7972 | Generation Constraint in GWh | FALSE | G | Annual | Constraint Shadow Price | US2022$/MWh | 0 | 0 | 0 | 0 | 0 | 0 | 0
RPS Solar v6.20- DC | 975 | 7575 | Generation Constraint in GWh | FALSE | G | Annual | Seasons Included | Seasons | Winter, Spring, Summer, Fall | Winter, Spring, Summer, Fall | Winter, Spring, Summer, Fall | Winter, Spring, Summer, Fall | Winter, Spring, Summer, Fall | Winter, Spring, Summer, Fall | Winter, Spring, Summer, Fall
RPS Solar v6.20- DC | 975 | 7575 | Generation Constraint in GWh | FALSE | G | Annual | Standard GWh | GWh | 490.2765 | 562.4192 | 839.717 | 1192.6631 | 1317.9 | 1393.0734 | 1460.4279
RPS Solar v6.20- DC | 975 | 7575 | Generation Constraint in GWh | FALSE | G | Annual | Emissions at Affected Plants | GWh | 34.9752 | 34.9752 | 34.9752 | 34.9752 | 34.9752 | 34.9752 | 34.9752
RPS Solar v6.20- DC | 975 | 7575 | Generation Constraint in GWh | FALSE | G | Annual | Allowances Purchased | GWh | 455.3013 | 527.4441 | 804.7418 | 1157.6879 | 1282.9248 | 1358.0982 | 1425.4528
RPS Solar v6.20- DC | 975 | 7575 | Generation Constraint in GWh | FALSE | G | Annual | Allowances Sold | GWh | 0 | 0 | 0 | 0 | 0 | 0 | 0
RPS Solar v6.20- DC | 975 | 7575 | Generation Constraint in GWh | FALSE | G | Annual | Allowances Banked | GWh | 0 | 0 | 0 | 0 | 0 | 0 | 0
RPS Solar v6.20- DC | 975 | 7575 | Generation Constraint in GWh | FALSE | G | Annual | Allowances Withdrawn (1:1) | GWh | 0 | 0 | 0 | 0 | 0 | 0 | 0
RPS Solar v6.20- DC | 975 | 7575 | Generation Constraint in GWh | FALSE | G | Annual | Allowances Withdrawn (n:1) | GWh | 0 | 0 | 0 | 0 | 0 | 0 | 0
RPS Solar v6.20- DC | 975 | 7575 | Generation Constraint in GWh | FALSE | G | Annual | Net Emissions Allowance Position | GWh | 490.2765 | 562.4192 | 839.717 | 1192.6631 | 1317.9 | 1393.0734 | 1460.4279
RPS Solar v6.20- DC | 975 | 7575 | Generation Constraint in GWh | FALSE | G | Annual | Constraint Shadow Price | US2022$/MWh | 60.157 | 60.1573 | 60.1568 | 60.157 | 60.1568 | 60.1572 | 60.157
RPS Solar v6.20- DE | 976 | 7576 | Generation Constraint in GWh | FALSE | G | Annual | Seasons Included | Seasons | Winter, Spring, Summer, Fall | Winter, Spring, Summer, Fall | Winter, Spring, Summer, Fall | Winter, Spring, Summer, Fall | Winter, Spring, Summer, Fall | Winter, Spring, Summer, Fall | Winter, Spring, Summer, Fall
RPS Solar v6.20- DE | 976 | 7576 | Generation Constraint in GWh | FALSE | G | Annual | Standard GWh | GWh | 443.594 | 545.0702 | 1204.4335 | 1296.4077 | 1375.1604 | 1455.9864 | 1525.5151
RPS Solar v6.20- DE | 976 | 7576 | Generation Constraint in GWh | FALSE | G | Annual | Emissions at Affected Plants | GWh | 38272.1079 | 33715.4957 | 72686.8434 | 83099.1643 | 160735.7172 | 144760.5926 | 172619.2521
RPS Solar v6.20- DE | 976 | 7576 | Generation Constraint in GWh | FALSE | G | Annual | Allowances Purchased | GWh | 0 | 0 | 0 | 0 | 0 | 0 | 0
RPS Solar v6.20- DE | 976 | 7576 | Generation Constraint in GWh | FALSE | G | Annual | Allowances Sold | GWh | 0 | 0 | 0 | 0 | 0 | 0 | 0
RPS Solar v6.20- DE | 976 | 7576 | Generation Constraint in GWh | FALSE | G | Annual | Allowances Banked | GWh | 0 | 0 | 0 | 0 | 0 | 0 | 0
RPS Solar v6.20- DE | 976 | 7576 | Generation Constraint in GWh | FALSE | G | Annual | Allowances Withdrawn (1:1) | GWh | 0 | 0 | 0 | 0 | 0 | 0 | 0
RPS Solar v6.20- DE | 976 | 7576 | Generation Constraint in GWh | FALSE | G | Annual | Allowances Withdrawn (n:1) | GWh | 0 | 0 | 0 | 0 | 0 | 0 | 0
RPS Solar v6.20- DE | 976 | 7576 | Generation Constraint in GWh | FALSE | G | Annual | Net Emissions Allowance Position | GWh | 38272.1079 | 33715.4957 | 72686.8434 | 83099.1643 | 160735.7172 | 144760.5926 | 172619.2521
RPS Solar v6.20- DE | 976 | 7576 | Generation Constraint in GWh | FALSE | G | Annual | Constraint Shadow Price | US2022$/MWh | 0 | 0 | 0 | 0 | 0 | 0 | 0
RPS Solar v6.20- IL, MO | 977 | 7580 | Generation Constraint in GWh | FALSE | G | Annual | Seasons Included | Seasons | Winter, Spring, Summer, Fall | Winter, Spring, Summer, Fall | Winter, Spring, Summer, Fall | Winter, Spring, Summer, Fall | Winter, Spring, Summer, Fall | Winter, Spring, Summer, Fall | Winter, Spring, Summer, Fall
RPS Solar v6.20- IL, MO | 977 | 7580 | Generation Constraint in GWh | FALSE | G | Annual | Standard GWh | GWh | 2340.7923 | 2397.9485 | 2528.3467 | 2632.1272 | 2737.2329 | 2858.6163 | 2964.1904
RPS Solar v6.20- IL, MO | 977 | 7580 | Generation Constraint in GWh | FALSE | G | Annual | Emissions at Affected Plants | GWh | 13800.9121 | 21702.0188 | 29887.4093 | 39685.443 | 63317.8596 | 79292.9841 | 75079.8153
RPS Solar v6.20- IL, MO | 977 | 7580 | Generation Constraint in GWh | FALSE | G | Annual | Allowances Purchased | GWh | 0 | 0 | 0 | 0 | 0 | 0 | 0
RPS Solar v6.20- IL, MO | 977 | 7580 | Generation Constraint in GWh | FALSE | G | Annual | Allowances Sold | GWh | 0 | 0 | 0 | 0 | 0 | 0 | 0
RPS Solar v6.20- IL, MO | 977 | 7580 | Generation Constraint in GWh | FALSE | G | Annual | Allowances Banked | GWh | 0 | 0 | 0 | 0 | 0 | 0 | 0
RPS Solar v6.20- IL, MO | 977 | 7580 | Generation Constraint in GWh | FALSE | G | Annual | Allowances Withdrawn (1:1) | GWh | 0 | 0 | 0 | 0 | 0 | 0 | 0
RPS Solar v6.20- IL, MO | 977 | 7580 | Generation Constraint in GWh | FALSE | G | Annual | Allowances Withdrawn (n:1) | GWh | 0 | 0 | 0 | 0 | 0 | 0 | 0
RPS Solar v6.20- IL, MO | 977 | 7580 | Generation Constraint in GWh | FALSE | G | Annual | Net Emissions Allowance Position | GWh | 13800.9121 | 21702.0188 | 29887.4093 | 39685.443 | 63317.8596 | 79292.9841 | 75079.8153
RPS Solar v6.20- IL, MO | 977 | 7580 | Generation Constraint in GWh | FALSE | G | Annual | Constraint Shadow Price | US2022$/MWh | 0 | 0 | 0 | 0 | 0 | 0 | 0
RPS Solar v6.20- MA | 978 | 7577 | Generation Constraint in GWh | FALSE | G | Annual | Seasons Included | Seasons | Winter, Spring, Summer, Fall | Winter, Spring, Summer, Fall | Winter, Spring, Summer, Fall | Winter, Spring, Summer, Fall | Winter, Spring, Summer, Fall | Winter, Spring, Summer, Fall | Winter, Spring, Summer, Fall
RPS Solar v6.20- MA | 978 | 7577 | Generation Constraint in GWh | FALSE | G | Annual | Standard GWh | GWh | 0 | 0 | 0 | 0 | 0 | 0 | 0
RPS Solar v6.20- MA | 978 | 7577 | Generation Constraint in GWh | FALSE | G | Annual | Emissions at Affected Plants | GWh | 1703.5844 | 322.0565 | 429.4252 | 2904.0306 | 6782.9263 | 8619.2653 | 9814.3874
RPS Solar v6.20- MA | 978 | 7577 | Generation Constraint in GWh | FALSE | G | Annual | Allowances Purchased | GWh | 0 | 0 | 0 | 0 | 0 | 0 | 0
RPS Solar v6.20- MA | 978 | 7577 | Generation Constraint in GWh | FALSE | G | Annual | Allowances Sold | GWh | 0 | 0 | 0 | 0 | 0 | 0 | 0
RPS Solar v6.20- MA | 978 | 7577 | Generation Constraint in GWh | FALSE | G | Annual | Allowances Banked | GWh | 0 | 0 | 0 | 0 | 0 | 0 | 0
RPS Solar v6.20- MA | 978 | 7577 | Generation Constraint in GWh | FALSE | G | Annual | Allowances Withdrawn (1:1) | GWh | 0 | 0 | 0 | 0 | 0 | 0 | 0
RPS Solar v6.20- MA | 978 | 7577 | Generation Constraint in GWh | FALSE | G | Annual | Allowances Withdrawn (n:1) | GWh | 0 | 0 | 0 | 0 | 0 | 0 | 0
RPS Solar v6.20- MA | 978 | 7577 | Generation Constraint in GWh | FALSE | G | Annual | Net Emissions Allowance Position | GWh | 1703.5844 | 322.0565 | 429.4252 | 2904.0306 | 6782.9263 | 8619.2653 | 9814.3874
RPS Solar v6.20- MA | 978 | 7577 | Generation Constraint in GWh | FALSE | G | Annual | Constraint Shadow Price | US2022$/MWh | 0 | 0 | 0 | 0 | 0 | 0 | 0
RPS Solar v6.20- MD | 979 | 7578 | Generation Constraint in GWh | FALSE | G | Annual | Seasons Included | Seasons | Winter, Spring, Summer, Fall | Winter, Spring, Summer, Fall | Winter, Spring, Summer, Fall | Winter, Spring, Summer, Fall | Winter, Spring, Summer, Fall | Winter, Spring, Summer, Fall | Winter, Spring, Summer, Fall
RPS Solar v6.20- MD | 979 | 7578 | Generation Constraint in GWh | FALSE | G | Annual | Standard GWh | GWh | 9003.6047 | 9303.5874 | 9956.9035 | 10455.8641 | 10988.2614 | 11613.517 | 12171.1472
RPS Solar v6.20- MD | 979 | 7578 | Generation Constraint in GWh | FALSE | G | Annual | Emissions at Affected Plants | GWh | 9003.6047 | 9303.5874 | 9956.9035 | 10455.8641 | 16245.6294 | 16245.6294 | 28856.6728
RPS Solar v6.20- MD | 979 | 7578 | Generation Constraint in GWh | FALSE | G | Annual | Allowances Purchased | GWh | 0 | 0 | 0 | 0 | 0 | 0 | 0
RPS Solar v6.20- MD | 979 | 7578 | Generation Constraint in GWh | FALSE | G | Annual | Allowances Sold | GWh | 0 | 0 | 0 | 0 | 0 | 0 | 0
RPS Solar v6.20- MD | 979 | 7578 | Generation Constraint in GWh | FALSE | G | Annual | Allowances Banked | GWh | 0 | 0 | 0 | 0 | 0 | 0 | 0
RPS Solar v6.20- MD | 979 | 7578 | Generation Constraint in GWh | FALSE | G | Annual | Allowances Withdrawn (1:1) | GWh | 0 | 0 | 0 | 0 | 0 | 0 | 0
RPS Solar v6.20- MD | 979 | 7578 | Generation Constraint in GWh | FALSE | G | Annual | Allowances Withdrawn (n:1) | GWh | 0 | 0 | 0 | 0 | 0 | 0 | 0
RPS Solar v6.20- MD | 979 | 7578 | Generation Constraint in GWh | FALSE | G | Annual | Net Emissions Allowance Position | GWh | 9003.6047 | 9303.5874 | 9956.9035 | 10455.8641 | 16245.6294 | 16245.6294 | 28856.6728
RPS Solar v6.20- MD | 979 | 7578 | Generation Constraint in GWh | FALSE | G | Annual | Constraint Shadow Price | US2022$/MWh | 20.6802 | 51.4123 | 7.5014 | 5.5684 | 0 | 0 | 0
RPS Solar v6.20- MN | 980 | 7579 | Generation Constraint in GWh | FALSE | G | Annual | Seasons Included | Seasons | Winter, Spring, Summer, Fall | Winter, Spring, Summer, Fall | Winter, Spring, Summer, Fall | Winter, Spring, Summer, Fall | Winter, Spring, Summer, Fall | Winter, Spring, Summer, Fall | Winter, Spring, Summer, Fall
RPS Solar v6.20- MN | 980 | 7579 | Generation Constraint in GWh | FALSE | G | Annual | Standard GWh | GWh | 1200.1466 | 1232.9239 | 1318.1514 | 1382.8218 | 1449.8052 | 1520.765 | 1584.0224
RPS Solar v6.20- MN | 980 | 7579 | Generation Constraint in GWh | FALSE | G | Annual | Emissions at Affected Plants | GWh | 4073.3712 | 4073.3712 | 5583.1716 | 9872.6834 | 9872.6834 | 9872.6834 | 16446.6442
RPS Solar v6.20- MN | 980 | 7579 | Generation Constraint in GWh | FALSE | G | Annual | Allowances Purchased | GWh | 0 | 0 | 0 | 0 | 0 | 0 | 0
RPS Solar v6.20- MN | 980 | 7579 | Generation Constraint in GWh | FALSE | G | Annual | Allowances Sold | GWh | 0 | 0 | 0 | 0 | 0 | 0 | 0
RPS Solar v6.20- MN | 980 | 7579 | Generation Constraint in GWh | FALSE | G | Annual | Allowances Banked | GWh | 0 | 0 | 0 | 0 | 0 | 0 | 0
RPS Solar v6.20- MN | 980 | 7579 | Generation Constraint in GWh | FALSE | G | Annual | Allowances Withdrawn (1:1) | GWh | 0 | 0 | 0 | 0 | 0 | 0 | 0
RPS Solar v6.20- MN | 980 | 7579 | Generation Constraint in GWh | FALSE | G | Annual | Allowances Withdrawn (n:1) | GWh | 0 | 0 | 0 | 0 | 0 | 0 | 0
RPS Solar v6.20- MN | 980 | 7579 | Generation Constraint in GWh | FALSE | G | Annual | Net Emissions Allowance Position | GWh | 4073.3712 | 4073.3712 | 5583.1716 | 9872.6834 | 9872.6834 | 9872.6834 | 16446.6442
RPS Solar v6.20- MN | 980 | 7579 | Generation Constraint in GWh | FALSE | G | Annual | Constraint Shadow Price | US2022$/MWh | 0 | 0 | 0 | 0 | 0 | 0 | 0
RPS Solar v6.20- NC 75% limit | 981 | 7583 | Generation Constraint in GWh | FALSE | G | Annual | Seasons Included | Seasons | Winter, Spring, Summer, Fall | Winter, Spring, Summer, Fall | Winter, Spring, Summer, Fall | Winter, Spring, Summer, Fall | Winter, Spring, Summer, Fall | Winter, Spring, Summer, Fall | Winter, Spring, Summer, Fall
RPS Solar v6.20- NC 75% limit | 981 | 7583 | Generation Constraint in GWh | FALSE | G | Annual | Standard GWh | GWh | 214.5651 | 220.1672 | 232.7244 | 245.1169 | 259.8271 | 275.3185 | 290.6437
RPS Solar v6.20- NC 75% limit | 981 | 7583 | Generation Constraint in GWh | FALSE | G | Annual | Emissions at Affected Plants | GWh | 13002.7257 | 13002.7257 | 13002.7257 | 13002.7257 | 13002.7257 | 13002.7257 | 13002.7257
RPS Solar v6.20- NC 75% limit | 981 | 7583 | Generation Constraint in GWh | FALSE | G | Annual | Allowances Purchased | GWh | 0 | 0 | 0 | 0 | 0 | 0 | 0
RPS Solar v6.20- NC 75% limit | 981 | 7583 | Generation Constraint in GWh | FALSE | G | Annual | Allowances Sold | GWh | 0 | 0 | 0 | 0 | 0 | 0 | 0
RPS Solar v6.20- NC 75% limit | 981 | 7583 | Generation Constraint in GWh | FALSE | G | Annual | Allowances Banked | GWh | 0 | 0 | 0 | 0 | 0 | 0 | 0
RPS Solar v6.20- NC 75% limit | 981 | 7583 | Generation Constraint in GWh | FALSE | G | Annual | Allowances Withdrawn (1:1) | GWh | 0 | 0 | 0 | 0 | 0 | 0 | 0
RPS Solar v6.20- NC 75% limit | 981 | 7583 | Generation Constraint in GWh | FALSE | G | Annual | Allowances Withdrawn (n:1) | GWh | 0 | 0 | 0 | 0 | 0 | 0 | 0
RPS Solar v6.20- NC 75% limit | 981 | 7583 | Generation Constraint in GWh | FALSE | G | Annual | Net Emissions Allowance Position | GWh | 13002.7257 | 13002.7257 | 13002.7257 | 13002.7257 | 13002.7257 | 13002.7257 | 13002.7257
RPS Solar v6.20- NC 75% limit | 981 | 7583 | Generation Constraint in GWh | FALSE | G | Annual | Constraint Shadow Price | US2022$/MWh | 0 | 0 | 0 | 0 | 0 | 0 | 0
RPS Solar v6.20- NH, MA | 982 | 7581 | Generation Constraint in GWh | FALSE | G | Annual | Seasons Included | Seasons | Winter, Spring, Summer, Fall | Winter, Spring, Summer, Fall | Winter, Spring, Summer, Fall | Winter, Spring, Summer, Fall | Winter, Spring, Summer, Fall | Winter, Spring, Summer, Fall | Winter, Spring, Summer, Fall
RPS Solar v6.20- NH, MA | 982 | 7581 | Generation Constraint in GWh | FALSE | G | Annual | Standard GWh | GWh | 80.2938 | 83.7908 | 92.6766 | 99.6384 | 106.3704 | 112.5291 | 118.2064
RPS Solar v6.20- NH, MA | 982 | 7581 | Generation Constraint in GWh | FALSE | G | Annual | Emissions at Affected Plants | GWh | 3243.3916 | 4624.9194 | 8226.9717 | 21505.2749 | 25229.7011 | 42383.7621 | 46287.7093
RPS Solar v6.20- NH, MA | 982 | 7581 | Generation Constraint in GWh | FALSE | G | Annual | Allowances Purchased | GWh | 0 | 0 | 0 | 0 | 0 | 0 | 0
RPS Solar v6.20- NH, MA | 982 | 7581 | Generation Constraint in GWh | FALSE | G | Annual | Allowances Sold | GWh | 0 | 0 | 0 | 0 | 0 | 0 | 0
RPS Solar v6.20- NH, MA | 982 | 7581 | Generation Constraint in GWh | FALSE | G | Annual | Allowances Banked | GWh | 0 | 0 | 0 | 0 | 0 | 0 | 0
RPS Solar v6.20- NH, MA | 982 | 7581 | Generation Constraint in GWh | FALSE | G | Annual | Allowances Withdrawn (1:1) | GWh | 0 | 0 | 0 | 0 | 0 | 0 | 0
RPS Solar v6.20- NH, MA | 982 | 7581 | Generation Constraint in GWh | FALSE | G | Annual | Allowances Withdrawn (n:1) | GWh | 0 | 0 | 0 | 0 | 0 | 0 | 0
RPS Solar v6.20- NH, MA | 982 | 7581 | Generation Constraint in GWh | FALSE | G | Annual | Net Emissions Allowance Position | GWh | 3243.3916 | 4624.9194 | 8226.9717 | 21505.2749 | 25229.7011 | 42383.7621 | 46287.7093
RPS Solar v6.20- NH, MA | 982 | 7581 | Generation Constraint in GWh | FALSE | G | Annual | Constraint Shadow Price | US2022$/MWh | 0 | 0 | 0 | 0 | 0 | 0 | 0
RPS Solar v6.20- NJ | 983 | 7582 | Generation Constraint in GWh | FALSE | G | Annual | Seasons Included | Seasons | Winter, Spring, Summer, Fall | Winter, Spring, Summer, Fall | Winter, Spring, Summer, Fall | Winter, Spring, Summer, Fall | Winter, Spring, Summer, Fall | Winter, Spring, Summer, Fall | Winter, Spring, Summer, Fall
RPS Solar v6.20- NJ | 983 | 7582 | Generation Constraint in GWh | FALSE | G | Annual | Standard GWh | GWh | 2525.2575 | 1558.5042 | 857.0396 | 922.4763 | 978.5097 | 1036.0231 | 1085.4967
RPS Solar v6.20- NJ | 983 | 7582 | Generation Constraint in GWh | FALSE | G | Annual | Emissions at Affected Plants | GWh | 2525.2575 | 2525.2575 | 1482.4123 | 1482.4123 | 1482.4123 | 1482.4123 | 1482.4123
RPS Solar v6.20- NJ | 983 | 7582 | Generation Constraint in GWh | FALSE | G | Annual | Allowances Purchased | GWh | 0 | 0 | 0 | 0 | 0 | 0 | 0
RPS Solar v6.20- NJ | 983 | 7582 | Generation Constraint in GWh | FALSE | G | Annual | Allowances Sold | GWh | 0 | 0 | 0 | 0 | 0 | 0 | 0
RPS Solar v6.20- NJ | 983 | 7582 | Generation Constraint in GWh | FALSE | G | Annual | Allowances Banked | GWh | 0 | 0 | 0 | 0 | 0 | 0 | 0
RPS Solar v6.20- NJ | 983 | 7582 | Generation Constraint in GWh | FALSE | G | Annual | Allowances Withdrawn (1:1) | GWh | 0 | 0 | 0 | 0 | 0 | 0 | 0
RPS Solar v6.20- NJ | 983 | 7582 | Generation Constraint in GWh | FALSE | G | Annual | Allowances Withdrawn (n:1) | GWh | 0 | 0 | 0 | 0 | 0 | 0 | 0
RPS Solar v6.20- NJ | 983 | 7582 | Generation Constraint in GWh | FALSE | G | Annual | Net Emissions Allowance Position | GWh | 2525.2575 | 2525.2575 | 1482.4123 | 1482.4123 | 1482.4123 | 1482.4123 | 1482.4123
RPS Solar v6.20- NJ | 983 | 7582 | Generation Constraint in GWh | FALSE | G | Annual | Constraint Shadow Price | US2022$/MWh | 137.4545 | 0 | 0 | 0 | 0 | 0 | 0
RPS Solar v6.20- PA | 984 | 7584 | Generation Constraint in GWh | FALSE | G | Annual | Seasons Included | Seasons | Winter, Spring, Summer, Fall | Winter, Spring, Summer, Fall | Winter, Spring, Summer, Fall | Winter, Spring, Summer, Fall | Winter, Spring, Summer, Fall | Winter, Spring, Summer, Fall | Winter, Spring, Summer, Fall
RPS Solar v6.20- PA | 984 | 7584 | Generation Constraint in GWh | FALSE | G | Annual | Standard GWh | GWh | 757.5231 | 778.7086 | 832.4304 | 881.4387 | 930.1146 | 984.4247 | 1032.9969
RPS Solar v6.20- PA | 984 | 7584 | Generation Constraint in GWh | FALSE | G | Annual | Emissions at Affected Plants | GWh | 1028.1738 | 1028.1738 | 1028.1738 | 1028.1738 | 1028.1738 | 1028.1738 | 1915.6401
RPS Solar v6.20- PA | 984 | 7584 | Generation Constraint in GWh | FALSE | G | Annual | Allowances Purchased | GWh | 0 | 0 | 0 | 0 | 0 | 0 | 0
RPS Solar v6.20- PA | 984 | 7584 | Generation Constraint in GWh | FALSE | G | Annual | Allowances Sold | GWh | 0 | 0 | 0 | 0 | 0 | 0 | 0
RPS Solar v6.20- PA | 984 | 7584 | Generation Constraint in GWh | FALSE | G | Annual | Allowances Banked | GWh | 0 | 0 | 0 | 0 | 0 | 0 | 0
RPS Solar v6.20- PA | 984 | 7584 | Generation Constraint in GWh | FALSE | G | Annual | Allowances Withdrawn (1:1) | GWh | 0 | 0 | 0 | 0 | 0 | 0 | 0
RPS Solar v6.20- PA | 984 | 7584 | Generation Constraint in GWh | FALSE | G | Annual | Allowances Withdrawn (n:1) | GWh | 0 | 0 | 0 | 0 | 0 | 0 | 0
RPS Solar v6.20- PA | 984 | 7584 | Generation Constraint in GWh | FALSE | G | Annual | Net Emissions Allowance Position | GWh | 1028.1738 | 1028.1738 | 1028.1738 | 1028.1738 | 1028.1738 | 1028.1738 | 1915.6401
RPS Solar v6.20- PA | 984 | 7584 | Generation Constraint in GWh | FALSE | G | Annual | Constraint Shadow Price | US2022$/MWh | 0 | 0 | 0 | 0 | 0 | 0 | 0
RPS Solar v7.23- OR | 985 | 7973 | Generation Constraint in GWh | FALSE | G | Annual | Seasons Included | Seasons | Winter, Spring, Summer, Fall | Winter, Spring, Summer, Fall | Winter, Spring, Summer, Fall | Winter, Spring, Summer, Fall | Winter, Spring, Summer, Fall | Winter, Spring, Summer, Fall | Winter, Spring, Summer, Fall
RPS Solar v7.23- OR | 985 | 7973 | Generation Constraint in GWh | FALSE | G | Annual | Standard GWh | GWh | 4518.6287 | 4629.1721 | 4938.7386 | 5258.9227 | 5531.8284 | 5829.2534 | 6022.2211
RPS Solar v7.23- OR | 985 | 7973 | Generation Constraint in GWh | FALSE | G | Annual | Emissions at Affected Plants | GWh | 6234.8861 | 6234.8861 | 6234.8861 | 11966.0755 | 13562.5945 | 13562.5945 | 13562.5945
RPS Solar v7.23- OR | 985 | 7973 | Generation Constraint in GWh | FALSE | G | Annual | Allowances Purchased | GWh | 0 | 0 | 0 | 0 | 0 | 0 | 0
RPS Solar v7.23- OR | 985 | 7973 | Generation Constraint in GWh | FALSE | G | Annual | Allowances Sold | GWh | 0 | 0 | 0 | 0 | 0 | 0 | 0
RPS Solar v7.23- OR | 985 | 7973 | Generation Constraint in GWh | FALSE | G | Annual | Allowances Banked | GWh | 0 | 0 | 0 | 0 | 0 | 0 | 0
RPS Solar v7.23- OR | 985 | 7973 | Generation Constraint in GWh | FALSE | G | Annual | Allowances Withdrawn (1:1) | GWh | 0 | 0 | 0 | 0 | 0 | 0 | 0
RPS Solar v7.23- OR | 985 | 7973 | Generation Constraint in GWh | FALSE | G | Annual | Allowances Withdrawn (n:1) | GWh | 0 | 0 | 0 | 0 | 0 | 0 | 0
RPS Solar v7.23- OR | 985 | 7973 | Generation Constraint in GWh | FALSE | G | Annual | Net Emissions Allowance Position | GWh | 6234.8861 | 6234.8861 | 6234.8861 | 11966.0755 | 13562.5945 | 13562.5945 | 13562.5945
RPS Solar v7.23- OR | 985 | 7973 | Generation Constraint in GWh | FALSE | G | Annual | Constraint Shadow Price | US2022$/MWh | 0 | 0 | 0 | 0 | 0 | 0 | 0
RPS v6.20- AZ | 986 | 7585 | Generation Constraint in GWh | FALSE | G | Annual | Seasons Included | Seasons | Winter, Spring, Summer, Fall | Winter, Spring, Summer, Fall | Winter, Spring, Summer, Fall | Winter, Spring, Summer, Fall | Winter, Spring, Summer, Fall | Winter, Spring, Summer, Fall | Winter, Spring, Summer, Fall
RPS v6.20- AZ | 986 | 7585 | Generation Constraint in GWh | FALSE | G | Annual | Standard GWh | GWh | 7839.5179 | 8076.1895 | 8656.4863 | 9133.7136 | 9687.4763 | 10262.0064 | 10824.3047
RPS v6.20- AZ | 986 | 7585 | Generation Constraint in GWh | FALSE | G | Annual | Emissions at Affected Plants | GWh | 13558.5965 | 13563.8053 | 13513.9364 | 16239.1433 | 16185.9841 | 16531.7332 | 20911.4257
RPS v6.20- AZ | 986 | 7585 | Generation Constraint in GWh | FALSE | G | Annual | Allowances Purchased | GWh | 0 | 0 | 0 | 0 | 0 | 0 | 0
RPS v6.20- AZ | 986 | 7585 | Generation Constraint in GWh | FALSE | G | Annual | Allowances Sold | GWh | 0 | 0 | 0 | 0 | 0 | 0 | 0
RPS v6.20- AZ | 986 | 7585 | Generation Constraint in GWh | FALSE | G | Annual | Allowances Banked | GWh | 0 | 0 | 0 | 0 | 0 | 0 | 0
RPS v6.20- AZ | 986 | 7585 | Generation Constraint in GWh | FALSE | G | Annual | Allowances Withdrawn (1:1) | GWh | 0 | 0 | 0 | 0 | 0 | 0 | 0
RPS v6.20- AZ | 986 | 7585 | Generation Constraint in GWh | FALSE | G | Annual | Allowances Withdrawn (n:1) | GWh | 0 | 0 | 0 | 0 | 0 | 0 | 0
RPS v6.20- AZ | 986 | 7585 | Generation Constraint in GWh | FALSE | G | Annual | Net Emissions Allowance Position | GWh | 13558.5965 | 13563.8053 | 13513.9364 | 16239.1433 | 16185.9841 | 16531.7332 | 20911.4257
RPS v6.20- AZ | 986 | 7585 | Generation Constraint in GWh | FALSE | G | Annual | Constraint Shadow Price | US2022$/MWh | 0 | 0 | 0 | 0 | 0 | 0 | 0
RPS v6.20- CA 10% Unbundled | 987 | 7686 | Generation Constraint in GWh | FALSE | G | Annual | Seasons Included | Seasons | Winter, Spring, Summer, Fall | Winter, Spring, Summer, Fall | Winter, Spring, Summer, Fall | Winter, Spring, Summer, Fall | Winter, Spring, Summer, Fall | Winter, Spring, Summer, Fall | Winter, Spring, Summer, Fall
RPS v6.20- CA 10% Unbundled | 987 | 7686 | Generation Constraint in GWh | FALSE | G | Annual | Standard GWh | GWh | 14700.2947 | 16970.8439 | 23302.4957 | 29976.9379 | 36615.8208 | 39346.334 | 40718.7253
RPS v6.20- CA 10% Unbundled | 987 | 7686 | Generation Constraint in GWh | FALSE | G | Annual | Emissions at Affected Plants | GWh | 104890.0045 | 106331.7398 | 124080.9792 | 158586.6243 | 209595.4635 | 210209.7792 | 217492.7457
RPS v6.20- CA 10% Unbundled | 987 | 7686 | Generation Constraint in GWh | FALSE | G | Annual | Allowances Purchased | GWh | 0 | 0 | 0 | 0 | 0 | 0 | 0
RPS v6.20- CA 10% Unbundled | 987 | 7686 | Generation Constraint in GWh | FALSE | G | Annual | Allowances Sold | GWh | 0 | 0 | 0 | 0 | 0 | 0 | 0
RPS v6.20- CA 10% Unbundled | 987 | 7686 | Generation Constraint in GWh | FALSE | G | Annual | Allowances Banked | GWh | 0 | 0 | 0 | 0 | 0 | 0 | 0
RPS v6.20- CA 10% Unbundled | 987 | 7686 | Generation Constraint in GWh | FALSE | G | Annual | Allowances Withdrawn (1:1) | GWh | 0 | 0 | 0 | 0 | 0 | 0 | 0
RPS v6.20- CA 10% Unbundled | 987 | 7686 | Generation Constraint in GWh | FALSE | G | Annual | Allowances Withdrawn (n:1) | GWh | 0 | 0 | 0 | 0 | 0 | 0 | 0
RPS v6.20- CA 10% Unbundled | 987 | 7686 | Generation Constraint in GWh | FALSE | G | Annual | Net Emissions Allowance Position | GWh | 104890.0045 | 106331.7398 | 124080.9792 | 158586.6243 | 209595.4635 | 210209.7792 | 217492.7457
RPS v6.20- CA 10% Unbundled | 987 | 7686 | Generation Constraint in GWh | FALSE | G | Annual | Constraint Shadow Price | US2022$/MWh | 0 | 0 | 0 | 0 | 0 | 0 | 0
RPS v6.20- CA 15% Bundled | 988 | 7678 | Generation Constraint in GWh | FALSE | G | Annual | Seasons Included | Seasons | Winter, Spring, Summer, Fall | Winter, Spring, Summer, Fall | Winter, Spring, Summer, Fall | Winter, Spring, Summer, Fall | Winter, Spring, Summer, Fall | Winter, Spring, Summer, Fall | Winter, Spring, Summer, Fall
RPS v6.20- CA 15% Bundled | 988 | 7678 | Generation Constraint in GWh | FALSE | G | Annual | Standard GWh | GWh | 22050.442 | 25456.2659 | 34953.7436 | 44965.4069 | 54923.7312 | 59019.5009 | 61078.0879
RPS v6.20- CA 15% Bundled | 988 | 7678 | Generation Constraint in GWh | FALSE | G | Annual | Emissions at Affected Plants | GWh | 77535.4242 | 80155.1573 | 86908.4206 | 115641.2835 | 171800.2689 | 181034.1633 | 206729.7054
RPS v6.20- CA 15% Bundled | 988 | 7678 | Generation Constraint in GWh | FALSE | G | Annual | Allowances Purchased | GWh | 0 | 0 | 0 | 0 | 0 | 0 | 0
RPS v6.20- CA 15% Bundled | 988 | 7678 | Generation Constraint in GWh | FALSE | G | Annual | Allowances Sold | GWh | 0 | 0 | 0 | 0 | 0 | 0 | 0
RPS v6.20- CA 15% Bundled | 988 | 7678 | Generation Constraint in GWh | FALSE | G | Annual | Allowances Banked | GWh | 0 | 0 | 0 | 0 | 0 | 0 | 0
RPS v6.20- CA 15% Bundled | 988 | 7678 | Generation Constraint in GWh | FALSE | G | Annual | Allowances Withdrawn (1:1) | GWh | 0 | 0 | 0 | 0 | 0 | 0 | 0
RPS v6.20- CA 15% Bundled | 988 | 7678 | Generation Constraint in GWh | FALSE | G | Annual | Allowances Withdrawn (n:1) | GWh | 0 | 0 | 0 | 0 | 0 | 0 | 0
RPS v6.20- CA 15% Bundled | 988 | 7678 | Generation Constraint in GWh | FALSE | G | Annual | Net Emissions Allowance Position | GWh | 77535.4242 | 80155.1573 | 86908.4206 | 115641.2835 | 171800.2689 | 181034.1633 | 206729.7054
RPS v6.20- CA 15% Bundled | 988 | 7678 | Generation Constraint in GWh | FALSE | G | Annual | Constraint Shadow Price | US2022$/MWh | 0 | 0 | 0 | 0 | 0 | 0 | 0
RPS v6.20- CO | 989 | 7587 | Generation Constraint in GWh | FALSE | G | Annual | Seasons Included | Seasons | Winter, Spring, Summer, Fall | Winter, Spring, Summer, Fall | Winter, Spring, Summer, Fall | Winter, Spring, Summer, Fall | Winter, Spring, Summer, Fall | Winter, Spring, Summer, Fall | Winter, Spring, Summer, Fall
RPS v6.20- CO | 989 | 7587 | Generation Constraint in GWh | FALSE | G | Annual | Standard GWh | GWh | 13747.95 | 14312.0278 | 15969.0298 | 17277.4225 | 18535.9774 | 19635.7976 | 20678.7957
RPS v6.20- CO | 989 | 7587 | Generation Constraint in GWh | FALSE | G | Annual | Emissions at Affected Plants | GWh | 25624.0677 | 26940.1157 | 30167.8775 | 26446.9992 | 26392.8685 | 41950.2278 | 42486.377
RPS v6.20- CO | 989 | 7587 | Generation Constraint in GWh | FALSE | G | Annual | Allowances Purchased | GWh | 0 | 0 | 0 | 0 | 0 | 0 | 0
RPS v6.20- CO | 989 | 7587 | Generation Constraint in GWh | FALSE | G | Annual | Allowances Sold | GWh | 0 | 0 | 0 | 0 | 0 | 0 | 0
RPS v6.20- CO | 989 | 7587 | Generation Constraint in GWh | FALSE | G | Annual | Allowances Banked | GWh | 0 | 0 | 0 | 0 | 0 | 0 | 0
RPS v6.20- CO | 989 | 7587 | Generation Constraint in GWh | FALSE | G | Annual | Allowances Withdrawn (1:1) | GWh | 0 | 0 | 0 | 0 | 0 | 0 | 0
RPS v6.20- CO | 989 | 7587 | Generation Constraint in GWh | FALSE | G | Annual | Allowances Withdrawn (n:1) | GWh | 0 | 0 | 0 | 0 | 0 | 0 | 0
RPS v6.20- CO | 989 | 7587 | Generation Constraint in GWh | FALSE | G | Annual | Net Emissions Allowance Position | GWh | 25624.0677 | 26940.1157 | 30167.8775 | 26446.9992 | 26392.8685 | 41950.2278 | 42486.377
RPS v6.20- CO | 989 | 7587 | Generation Constraint in GWh | FALSE | G | Annual | Constraint Shadow Price | US2022$/MWh | 0 | 0 | 0 | 0 | 0 | 0 | 0
RPS v6.20- CT, MA, ME, NH, RI, VT | 990 | 7588 | Generation Constraint in GWh | FALSE | G | Annual | Seasons Included | Seasons | Winter, Spring, Summer, Fall | Winter, Spring, Summer, Fall | Winter, Spring, Summer, Fall | Winter, Spring, Summer, Fall | Winter, Spring, Summer, Fall | Winter, Spring, Summer, Fall | Winter, Spring, Summer, Fall
RPS v6.20- CT, MA, ME, NH, RI, VT | 990 | 7588 | Generation Constraint in GWh | FALSE | G | Annual | Standard GWh | GWh | 49483.5938 | 57542.7862 | 69695.6516 | 78531.4834 | 88050.7331 | 97823.0753 | 102944.4255
RPS v6.20- CT, MA, ME, NH, RI, VT | 990 | 7588 | Generation Constraint in GWh | FALSE | G | Annual | Emissions at Affected Plants | GWh | 49483.5938 | 57542.7861 | 115760.2806 | 229792.7179 | 210222.965 | 277351.9382 | 334313.6686
RPS v6.20- CT, MA, ME, NH, RI, VT | 990 | 7588 | Generation Constraint in GWh | FALSE | G | Annual | Allowances Purchased | GWh | 0 | 0 | 0 | 0 | 0 | 0 | 0
RPS v6.20- CT, MA, ME, NH, RI, VT | 990 | 7588 | Generation Constraint in GWh | FALSE | G | Annual | Allowances Sold | GWh | 0 | 0 | 0 | 0 | 0 | 0 | 0
RPS v6.20- CT, MA, ME, NH, RI, VT | 990 | 7588 | Generation Constraint in GWh | FALSE | G | Annual | Allowances Banked | GWh | 0 | 0 | 0 | 0 | 0 | 0 | 0
RPS v6.20- CT, MA, ME, NH, RI, VT | 990 | 7588 | Generation Constraint in GWh | FALSE | G | Annual | Allowances Withdrawn (1:1) | GWh | 0 | 0 | 0 | 0 | 0 | 0 | 0
RPS v6.20- CT, MA, ME, NH, RI, VT | 990 | 7588 | Generation Constraint in GWh | FALSE | G | Annual | Allowances Withdrawn (n:1) | GWh | 0 | 0 | 0 | 0 | 0 | 0 | 0
RPS v6.20- CT, MA, ME, NH, RI, VT | 990 | 7588 | Generation Constraint in GWh | FALSE | G | Annual | Net Emissions Allowance Position | GWh | 49483.5938 | 57542.7861 | 115760.2806 | 229792.7179 | 210222.965 | 277351.9382 | 334313.6686
RPS v6.20- CT, MA, ME, NH, RI, VT | 990 | 7588 | Generation Constraint in GWh | FALSE | G | Annual | Constraint Shadow Price | US2022$/MWh | 11.3756 | 2.2204 | 0 | 0 | 0 | 0 | 0
RPS v6.20- DC, DE, MD, NJ, PA | 991 | 7589 | Generation Constraint in GWh | FALSE | G | Annual | Seasons Included | Seasons | Winter, Spring, Summer, Fall | Winter, Spring, Summer, Fall | Winter, Spring, Summer, Fall | Winter, Spring, Summer, Fall | Winter, Spring, Summer, Fall | Winter, Spring, Summer, Fall | Winter, Spring, Summer, Fall
RPS v6.20- DC, DE, MD, NJ, PA | 991 | 7589 | Generation Constraint in GWh | FALSE | G | Annual | Standard GWh | GWh | 83731.1669 | 94402.4492 | 105370.8922 | 111924.9787 | 118153.6307 | 124998.6442 | 131011.5605
RPS v6.20- DC, DE, MD, NJ, PA | 991 | 7589 | Generation Constraint in GWh | FALSE | G | Annual | Emissions at Affected Plants | GWh | 83731.1669 | 94402.4492 | 117087.0855 | 141843.5224 | 160997.8488 | 157436.6865 | 131011.5604
RPS v6.20- DC, DE, MD, NJ, PA | 991 | 7589 | Generation Constraint in GWh | FALSE | G | Annual | Allowances Purchased | GWh | 0 | 0 | 0 | 0 | 0 | 0 | 0
RPS v6.20- DC, DE, MD, NJ, PA | 991 | 7589 | Generation Constraint in GWh | FALSE | G | Annual | Allowances Sold | GWh | 0 | 0 | 0 | 0 | 0 | 0 | 0
RPS v6.20- DC, DE, MD, NJ, PA | 991 | 7589 | Generation Constraint in GWh | FALSE | G | Annual | Allowances Banked | GWh | 0 | 0 | 0 | 0 | 0 | 0 | 0
RPS v6.20- DC, DE, MD, NJ, PA | 991 | 7589 | Generation Constraint in GWh | FALSE | G | Annual | Allowances Withdrawn (1:1) | GWh | 0 | 0 | 0 | 0 | 0 | 0 | 0
RPS v6.20- DC, DE, MD, NJ, PA | 991 | 7589 | Generation Constraint in GWh | FALSE | G | Annual | Allowances Withdrawn (n:1) | GWh | 0 | 0 | 0 | 0 | 0 | 0 | 0
RPS v6.20- DC, DE, MD, NJ, PA | 991 | 7589 | Generation Constraint in GWh | FALSE | G | Annual | Net Emissions Allowance Position | GWh | 83731.1669 | 94402.4492 | 117087.0855 | 141843.5224 | 160997.8488 | 157436.6865 | 131011.5604
RPS v6.20- DC, DE, MD, NJ, PA | 991 | 7589 | Generation Constraint in GWh | FALSE | G | Annual | Constraint Shadow Price | US2022$/MWh | 11.3756 | 2.2204 | 0 | 0 | 0 | 0 | 0
RPS v6.20- IA | 992 | 7590 | Generation Constraint in GWh | FALSE | G | Annual | Seasons Included | Seasons | Winter, Spring, Summer, Fall | Winter, Spring, Summer, Fall | Winter, Spring, Summer, Fall | Winter, Spring, Summer, Fall | Winter, Spring, Summer, Fall | Winter, Spring, Summer, Fall | Winter, Spring, Summer, Fall
RPS v6.20- IA | 992 | 7590 | Generation Constraint in GWh | FALSE | G | Annual | Standard GWh | GWh | 295.8 | 295.8 | 295.8 | 295.8 | 295.8 | 295.8 | 308.0811
RPS v6.20- IA | 992 | 7590 | Generation Constraint in GWh | FALSE | G | Annual | Emissions at Affected Plants | GWh | 44759.1746 | 48103.6197 | 55550.2603 | 8940.796 | 86208.04 | 86229.7496 | 86230.4526
RPS v6.20- IA | 992 | 7590 | Generation Constraint in GWh | FALSE | G | Annual | Allowances Purchased | GWh | 0 | 0 | 0 | 0 | 0 | 0 | 0
RPS v6.20- IA | 992 | 7590 | Generation Constraint in GWh | FALSE | G | Annual | Allowances Sold | GWh | 0 | 0 | 0 | 0 | 0 | 0 | 0
RPS v6.20- IA | 992 | 7590 | Generation Constraint in GWh | FALSE | G | Annual | Allowances Banked | GWh | 0 | 0 | 0 | 0 | 0 | 0 | 0
RPS v6.20- IA | 992 | 7590 | Generation Constraint in GWh | FALSE | G | Annual | Allowances Withdrawn (1:1) | GWh | 0 | 0 | 0 | 0 | 0 | 0 | 0
RPS v6.20- IA | 992 | 7590 | Generation Constraint in GWh | FALSE | G | Annual | Allowances Withdrawn (n:1) | GWh | 0 | 0 | 0 | 0 | 0 | 0 | 0
RPS v6.20- IA | 992 | 7590 | Generation Constraint in GWh | FALSE | G | Annual | Net Emissions Allowance Position | GWh | 44759.1746 | 48103.6197 | 55550.2603 | 8940.796 | 86208.04 | 86229.7496 | 86230.4526
RPS v6.20- IA | 992 | 7590 | Generation Constraint in GWh | FALSE | G | Annual | Constraint Shadow Price | US2022$/MWh | 0 | 0 | 0 | 0 | 0 | 0 | 0
RPS v6.20- IL | 993 | 7591 | Generation Constraint in GWh | FALSE | G | Annual | Seasons Included | Seasons | Winter, Spring, Summer, Fall | Winter, Spring, Summer, Fall | Winter, Spring, Summer, Fall | Winter, Spring, Summer, Fall | Winter, Spring, Summer, Fall | Winter, Spring, Summer, Fall | Winter, Spring, Summer, Fall
RPS v6.20- IL | 993 | 7591 | Generation Constraint in GWh | FALSE | G | Annual | Standard GWh | GWh | 46792.6965 | 59014.9284 | 69991.8874 | 80932.9436 | 84117.9344 | 87804.5238 | 90994.0269
RPS v6.20- IL | 993 | 7591 | Generation Constraint in GWh | FALSE | G | Annual | Emissions at Affected Plants | GWh | 50018.3929 | 83090.4257 | 231779.9629 | 449346.8219 | 577952.6188 | 566955.1128 | 586642.7145
RPS v6.20- IL | 993 | 7591 | Generation Constraint in GWh | FALSE | G | Annual | Allowances Purchased | GWh | 0 | 0 | 0 | 0 | 0 | 0 | 0
RPS v6.20- IL | 993 | 7591 | Generation Constraint in GWh | FALSE | G | Annual | Allowances Sold | GWh | 0 | 0 | 0 | 0 | 0 | 0 | 0
RPS v6.20- IL | 993 | 7591 | Generation Constraint in GWh | FALSE | G | Annual | Allowances Banked | GWh | 0 | 0 | 0 | 0 | 0 | 0 | 0
RPS v6.20- IL | 993 | 7591 | Generation Constraint in GWh | FALSE | G | Annual | Allowances Withdrawn (1:1) | GWh | 0 | 0 | 0 | 0 | 0 | 0 | 0
RPS v6.20- IL | 993 | 7591 | Generation Constraint in GWh | FALSE | G | Annual | Allowances Withdrawn (n:1) | GWh | 0 | 0 | 0 | 0 | 0 | 0 | 0
RPS v6.20- IL | 993 | 7591 | Generation Constraint in GWh | FALSE | G | Annual | Net Emissions Allowance Position | GWh | 50018.3929 | 83090.4257 | 231779.9629 | 449346.8219 | 577952.6188 | 566955.1128 | 586642.7145
RPS v6.20- IL | 993 | 7591 | Generation Constraint in GWh | FALSE | G | Annual | Constraint Shadow Price | US2022$/MWh | 0 | 0 | 0 | 0 | 0 | 0 | 0
RPS v6.20- MI | 994 | 7592 | Generation Constraint in GWh | FALSE | G | Annual | Seasons Included | Seasons | Winter, Spring, Summer, Fall | Winter, Spring, Summer, Fall | Winter, Spring, Summer, Fall | Winter, Spring, Summer, Fall | Winter, Spring, Summer, Fall | Winter, Spring, Summer, Fall | Winter, Spring, Summer, Fall
RPS v6.20- MI | 994 | 7592 | Generation Constraint in GWh | FALSE | G | Annual | Standard GWh | GWh | 36761.5282 | 37788.2777 | 40178.8733 | 41986.9581 | 43775.058 | 45795.3769 | 47521.1146
RPS v6.20- MI | 994 | 7592 | Generation Constraint in GWh | FALSE | G | Annual | Emissions at Affected Plants | GWh | 36761.5283 | 44232.2758 | 69260.7077 | 79416.4752 | 89438.8244 | 90219.9944 | 100647.5881
RPS v6.20- MI | 994 | 7592 | Generation Constraint in GWh | FALSE | G | Annual | Allowances Purchased | GWh | 0 | 0 | 0 | 0 | 0 | 0 | 0
RPS v6.20- MI | 994 | 7592 | Generation Constraint in GWh | FALSE | G | Annual | Allowances Sold | GWh | 0 | 0 | 0 | 0 | 0 | 0 | 0
RPS v6.20- MI | 994 | 7592 | Generation Constraint in GWh | FALSE | G | Annual | Allowances Banked | GWh | 0 | 0 | 0 | 0 | 0 | 0 | 0
RPS v6.20- MI | 994 | 7592 | Generation Constraint in GWh | FALSE | G | Annual | Allowances Withdrawn (1:1) | GWh | 0 | 0 | 0 | 0 | 0 | 0 | 0
RPS v6.20- MI | 994 | 7592 | Generation Constraint in GWh | FALSE | G | Annual | Allowances Withdrawn (n:1) | GWh | 0 | 0 | 0 | 0 | 0 | 0 | 0
RPS v6.20- MI | 994 | 7592 | Generation Constraint in GWh | FALSE | G | Annual | Net Emissions Allowance Position | GWh | 36761.5283 | 44232.2758 | 69260.7077 | 79416.4752 | 89438.8244 | 90219.9944 | 100647.5881
RPS v6.20- MI | 994 | 7592 | Generation Constraint in GWh | FALSE | G | Annual | Constraint Shadow Price | US2022$/MWh | 13.275 | 0 | 0 | 0 | 0 | 0 | 0
RPS v6.20- MN | 995 | 7593 | Generation Constraint in GWh | FALSE | G | Annual | Seasons Included | Seasons | Winter, Spring, Summer, Fall | Winter, Spring, Summer, Fall | Winter, Spring, Summer, Fall | Winter, Spring, Summer, Fall | Winter, Spring, Summer, Fall | Winter, Spring, Summer, Fall | Winter, Spring, Summer, Fall
RPS v6.20- MN | 995 | 7593 | Generation Constraint in GWh | FALSE | G | Annual | Standard GWh | GWh | 27203.3235 | 32877.9696 | 48332.2192 | 50703.4674 | 53159.5227 | 55761.3848 | 58080.8203
RPS v6.20- MN | 995 | 7593 | Generation Constraint in GWh | FALSE | G | Annual | Emissions at Affected Plants | GWh | 35656.2208 | 61432.8598 | 81229.3961 | 95695.6487 | 106084.7138 | 107573.5835 | 106946.241
RPS v6.20- MN | 995 | 7593 | Generation Constraint in GWh | FALSE | G | Annual | Allowances Purchased | GWh | 0 | 0 | 0 | 0 | 0 | 0 | 0
RPS v6.20- MN | 995 | 7593 | Generation Constraint in GWh | FALSE | G | Annual | Allowances Sold | GWh | 0 | 0 | 0 | 0 | 0 | 0 | 0
RPS v6.20- MN | 995 | 7593 | Generation Constraint in GWh | FALSE | G | Annual | Allowances Banked | GWh | 0 | 0 | 0 | 0 | 0 | 0 | 0
RPS v6.20- MN | 995 | 7593 | Generation Constraint in GWh | FALSE | G | Annual | Allowances Withdrawn (1:1) | GWh | 0 | 0 | 0 | 0 | 0 | 0 | 0
RPS v6.20- MN | 995 | 7593 | Generation Constraint in GWh | FALSE | G | Annual | Allowances Withdrawn (n:1) | GWh | 0 | 0 | 0 | 0 | 0 | 0 | 0
RPS v6.20- MN | 995 | 7593 | Generation Constraint in GWh | FALSE | G | Annual | Net Emissions Allowance Position | GWh | 35656.2208 | 61432.8598 | 81229.3961 | 95695.6487 | 106084.7138 | 107573.5835 | 106946.241
RPS v6.20- MN | 995 | 7593 | Generation Constraint in GWh | FALSE | G | Annual | Constraint Shadow Price | US2022$/MWh | 0 | 0 | 0 | 0 | 0 | 0 | 0
RPS v6.20- MO | 996 | 7594 | Generation Constraint in GWh | FALSE | G | Annual | Seasons Included | Seasons | Winter, Spring, Summer, Fall | Winter, Spring, Summer, Fall | Winter, Spring, Summer, Fall | Winter, Spring, Summer, Fall | Winter, Spring, Summer, Fall | Winter, Spring, Summer, Fall | Winter, Spring, Summer, Fall
RPS v6.20- MO | 996 | 7594 | Generation Constraint in GWh | FALSE | G | Annual | Standard GWh | GWh | 7245.1752 | 7395.5475 | 7811.3534 | 8165.5569 | 8547.7947 | 8979.2226 | 9374.7842
RPS v6.20- MO | 996 | 7594 | Generation Constraint in GWh | FALSE | G | Annual | Emissions at Affected Plants | GWh | 7245.1752 | 7395.5475 | 7811.3534 | 8165.5569 | 8547.7947 | 8979.2226 | 9374.7842
RPS v6.20- MO | 996 | 7594 | Generation Constraint in GWh | FALSE | G | Annual | Allowances Purchased | GWh | 0 | 0 | 0 | 0 | 0 | 0 | 0
RPS v6.20- MO | 996 | 7594 | Generation Constraint in GWh | FALSE | G | Annual | Allowances Sold | GWh | 0 | 0 | 0 | 0 | 0 | 0 | 0
RPS v6.20- MO | 996 | 7594 | Generation Constraint in GWh | FALSE | G | Annual | Allowances Banked | GWh | 0 | 0 | 0 | 0 | 0 | 0 | 0
RPS v6.20- MO | 996 | 7594 | Generation Constraint in GWh | FALSE | G | Annual | Allowances Withdrawn (1:1) | GWh | 0 | 0 | 0 | 0 | 0 | 0 | 0
RPS v6.20- MO | 996 | 7594 | Generation Constraint in GWh | FALSE | G | Annual | Allowances Withdrawn (n:1) | GWh | 0 | 0 | 0 | 0 | 0 | 0 | 0
RPS v6.20- MO | 996 | 7594 | Generation Constraint in GWh | FALSE | G | Annual | Net Emissions Allowance Position | GWh | 7245.1752 | 7395.5475 | 7811.3534 | 8165.5569 | 8547.7947 | 8979.2226 | 9374.7842
RPS v6.20- MO | 996 | 7594 | Generation Constraint in GWh | FALSE | G | Annual | Constraint Shadow Price | US2022$/MWh | 0 | 0 | 0 | 0 | 0 | 0 | 0
RPS v6.20- MT | 997 | 7595 | Generation Constraint in GWh | FALSE | G | Annual | Seasons Included | Seasons | Winter, Spring, Summer, Fall | Winter, Spring, Summer, Fall | Winter, Spring, Summer, Fall | Winter, Spring, Summer, Fall | Winter, Spring, Summer, Fall | Winter, Spring, Summer, Fall | Winter, Spring, Summer, Fall
RPS v6.20- MT | 997 | 7595 | Generation Constraint in GWh | FALSE | G | Annual | Standard GWh | GWh | 0 | 0 | 0 | 0 | 0 | 0 | 0
RPS v6.20- MT | 997 | 7595 | Generation Constraint in GWh | FALSE | G | Annual | Emissions at Affected Plants | GWh | 5462.594 | 5462.594 | 5462.5425 | 5462.3057 | 5462.1718 | 5462.3393 | 5462.8044
RPS v6.20- MT | 997 | 7595 | Generation Constraint in GWh | FALSE | G | Annual | Allowances Purchased | GWh | 0 | 0 | 0 | 0 | 0 | 0 | 0
RPS v6.20- MT | 997 | 7595 | Generation Constraint in GWh | FALSE | G | Annual | Allowances Sold | GWh | 0 | 0 | 0 | 0 | 0 | 0 | 0
RPS v6.20- MT | 997 | 7595 | Generation Constraint in GWh | FALSE | G | Annual | Allowances Banked | GWh | 0 | 0 | 0 | 0 | 0 | 0 | 0
RPS v6.20- MT | 997 | 7595 | Generation Constraint in GWh | FALSE | G | Annual | Allowances Withdrawn (1:1) | GWh | 0 | 0 | 0 | 0 | 0 | 0 | 0
RPS v6.20- MT | 997 | 7595 | Generation Constraint in GWh | FALSE | G | Annual | Allowances Withdrawn (n:1) | GWh | 0 | 0 | 0 | 0 | 0 | 0 | 0
RPS v6.20- MT | 997 | 7595 | Generation Constraint in GWh | FALSE | G | Annual | Net Emissions Allowance Position | GWh | 5462.594 | 5462.594 | 5462.5425 | 5462.3057 | 5462.1718 | 5462.3393 | 5462.8044
RPS v6.20- MT | 997 | 7595 | Generation Constraint in GWh | FALSE | G | Annual | Constraint Shadow Price | US2022$/MWh | 0 | 0 | 0 | 0 | 0 | 0 | 0
RPS v6.20- NC 75% limit | 998 | 7602 | Generation Constraint in GWh | FALSE | G | Annual | Seasons Included | Seasons | Winter, Spring, Summer, Fall | Winter, Spring, Summer, Fall | Winter, Spring, Summer, Fall | Winter, Spring, Summer, Fall | Winter, Spring, Summer, Fall | Winter, Spring, Summer, Fall | Winter, Spring, Summer, Fall
RPS v6.20- NC 75% limit | 998 | 7602 | Generation Constraint in GWh | FALSE | G | Annual | Standard GWh | GWh | 7309.2982 | 7628.566 | 8344.2214 | 9050.4878 | 9888.8405 | 10771.7198 | 15889.2057
RPS v6.20- NC 75% limit | 998 | 7602 | Generation Constraint in GWh | FALSE | G | Annual | Emissions at Affected Plants | GWh | 13249.2331 | 24958.7103 | 28089.5819 | 37341.0857 | 38022.6395 | 77636.0778 | 87019.7256
RPS v6.20- NC 75% limit | 998 | 7602 | Generation Constraint in GWh | FALSE | G | Annual | Allowances Purchased | GWh | 0 | 0 | 0 | 0 | 0 | 0 | 0
RPS v6.20- NC 75% limit | 998 | 7602 | Generation Constraint in GWh | FALSE | G | Annual | Allowances Sold | GWh | 0 | 0 | 0 | 0 | 0 | 0 | 0
RPS v6.20- NC 75% limit | 998 | 7602 | Generation Constraint in GWh | FALSE | G | Annual | Allowances Banked | GWh | 0 | 0 | 0 | 0 | 0 | 0 | 0
RPS v6.20- NC 75% limit | 998 | 7602 | Generation Constraint in GWh | FALSE | G | Annual | Allowances Withdrawn (1:1) | GWh | 0 | 0 | 0 | 0 | 0 | 0 | 0
RPS v6.20- NC 75% limit | 998 | 7602 | Generation Constraint in GWh | FALSE | G | Annual | Allowances Withdrawn (n:1) | GWh | 0 | 0 | 0 | 0 | 0 | 0 | 0
RPS v6.20- NC 75% limit | 998 | 7602 | Generation Constraint in GWh | FALSE | G | Annual | Net Emissions Allowance Position | GWh | 13249.2331 | 24958.7103 | 28089.5819 | 37341.0857 | 38022.6395 | 77636.0778 | 87019.7256
RPS v6.20- NC 75% limit | 998 | 7602 | Generation Constraint in GWh | FALSE | G | Annual | Constraint Shadow Price | US2022$/MWh | 0 | 0 | 0 | 0 | 0 | 0 | 0
RPS v6.20- NM | 999 | 7596 | Generation Constraint in GWh | FALSE | G | Annual | Seasons Included | Seasons | Winter, Spring, Summer, Fall | Winter, Spring, Summer, Fall | Winter, Spring, Summer, Fall | Winter, Spring, Summer, Fall | Winter, Spring, Summer, Fall | Winter, Spring, Summer, Fall | Winter, Spring, Summer, Fall
RPS v6.20- NM | 999 | 7596 | Generation Constraint in GWh | FALSE | G | Annual | Standard GWh | GWh | 10400.493 | 11630.5961 | 15782.9501 | 20313.6593 | 22071.4238 | 23955.1735 | 25307.3497
RPS v6.20- NM | 999 | 7596 | Generation Constraint in GWh | FALSE | G | Annual | Emissions at Affected Plants | GWh | 41265.9109 | 41266.2032 | 41266.2296 | 41603.4449 | 58505.9197 | 58541.1407 | 58535.282
RPS v6.20- NM | 999 | 7596 | Generation Constraint in GWh | FALSE | G | Annual | Allowances Purchased | GWh | 0 | 0 | 0 | 0 | 0 | 0 | 0
RPS v6.20- NM | 999 | 7596 | Generation Constraint in GWh | FALSE | G | Annual | Allowances Sold | GWh | 0 | 0 | 0 | 0 | 0 | 0 | 0
RPS v6.20- NM | 999 | 7596 | Generation Constraint in GWh | FALSE | G | Annual | Allowances Banked | GWh | 0 | 0 | 0 | 0 | 0 | 0 | 0
RPS v6.20- NM | 999 | 7596 | Generation Constraint in GWh | FALSE | G | Annual | Allowances Withdrawn (1:1) | GWh | 0 | 0 | 0 | 0 | 0 | 0 | 0
RPS v6.20- NM | 999 | 7596 | Generation Constraint in GWh | FALSE | G | Annual | Allowances Withdrawn (n:1) | GWh | 0 | 0 | 0 | 0 | 0 | 0 | 0
RPS v6.20- NM | 999 | 7596 | Generation Constraint in GWh | FALSE | G | Annual | Net Emissions Allowance Position | GWh | 41265.9109 | 41266.2032 | 41266.2296 | 41603.4449 | 58505.9197 | 58541.1407 | 58535.282
RPS v6.20- NM | 999 | 7596 | Generation Constraint in GWh | FALSE | G | Annual | Constraint Shadow Price | US2022$/MWh | 0 | 0 | 0 | 0 | 0 | 0 | 0
RPS v6.20- NV | 1000 | 7597 | Generation Constraint in GWh | FALSE | G | Annual | Seasons Included | Seasons | Winter, Spring, Summer, Fall | Winter, Spring, Summer, Fall | Winter, Spring, Summer, Fall | Winter, Spring, Summer, Fall | Winter, Spring, Summer, Fall | Winter, Spring, Summer, Fall | Winter, Spring, Summer, Fall
RPS v6.20- NV | 1000 | 7597 | Generation Constraint in GWh | FALSE | G | Annual | Standard GWh | GWh | 13251.3539 | 16218.4362 | 17347.4437 | 18322.4324 | 19519.1265 | 20705.2267 | 21907.8025
RPS v6.20- NV | 1000 | 7597 | Generation Constraint in GWh | FALSE | G | Annual | Emissions at Affected Plants | GWh | 28686.0741 | 28689.5948 | 28676.4813 | 28685.9934 | 28673.5018 | 37014.2788 | 37571.6276
RPS v6.20- NV | 1000 | 7597 | Generation Constraint in GWh | FALSE | G | Annual | Allowances Purchased | GWh | 0 | 0 | 0 | 0 | 0 | 0 | 0
RPS v6.20- NV | 1000 | 7597 | Generation Constraint in GWh | FALSE | G | Annual | Allowances Sold | GWh | 0 | 0 | 0 | 0 | 0 | 0 | 0
RPS v6.20- NV | 1000 | 7597 | Generation Constraint in GWh | FALSE | G | Annual | Allowances Banked | GWh | 0 | 0 | 0 | 0 | 0 | 0 | 0
RPS v6.20- NV | 1000 | 7597 | Generation Constraint in GWh | FALSE | G | Annual | Allowances Withdrawn (1:1) | GWh | 0 | 0 | 0 | 0 | 0 | 0 | 0
RPS v6.20- NV | 1000 | 7597 | Generation Constraint in GWh | FALSE | G | Annual | Allowances Withdrawn (n:1) | GWh | 0 | 0 | 0 | 0 | 0 | 0 | 0
RPS v6.20- NV | 1000 | 7597 | Generation Constraint in GWh | FALSE | G | Annual | Net Emissions Allowance Position | GWh | 28686.0741 | 28689.5948 | 28676.4813 | 28685.9934 | 28673.5018 | 37014.2788 | 37571.6276
RPS v6.20- NV | 1000 | 7597 | Generation Constraint in GWh | FALSE | G | Annual | Constraint Shadow Price | US2022$/MWh | 0 | 0 | 0 | 0 | 0 | 0 | 0
RPS v6.20- NY | 1001 | 7598 | Generation Constraint in GWh | FALSE | G | Annual | Seasons Included | Seasons | Winter, Spring, Summer, Fall | Winter, Spring, Summer, Fall | Winter, Spring, Summer, Fall | Winter, Spring, Summer, Fall | Winter, Spring, Summer, Fall | Winter, Spring, Summer, Fall | Winter, Spring, Summer, Fall
RPS v6.20- NY | 1001 | 7598 | Generation Constraint in GWh | FALSE | G | Annual | Standard GWh | GWh | 91260.4602 | 107877.7751 | 117191.4003 | 124769.9556 | 131646.7926 | 139433.2644 | 145732.8244
RPS v6.20- NY | 1001 | 7598 | Generation Constraint in GWh | FALSE | G | Annual | Emissions at Affected Plants | GWh | 91260.4602 | 107877.7751 | 117191.4003 | 124769.9556 | 131646.7926 | 139433.2644 | 145732.8244
RPS v6.20- NY | 1001 | 7598 | Generation Constraint in GWh | FALSE | G | Annual | Allowances Purchased | GWh | 0 | 0 | 0 | 0 | 0 | 0 | 0
RPS v6.20- NY | 1001 | 7598 | Generation Constraint in GWh | FALSE | G | Annual | Allowances Sold | GWh | 0 | 0 | 0 | 0 | 0 | 0 | 0
RPS v6.20- NY | 1001 | 7598 | Generation Constraint in GWh | FALSE | G | Annual | Allowances Banked | GWh | 0 | 0 | 0 | 0 | 0 | 0 | 0
RPS v6.20- NY | 1001 | 7598 | Generation Constraint in GWh | FALSE | G | Annual | Allowances Withdrawn (1:1) | GWh | 0 | 0 | 0 | 0 | 0 | 0 | 0
RPS v6.20- NY | 1001 | 7598 | Generation Constraint in GWh | FALSE | G | Annual | Allowances Withdrawn (n:1) | GWh | 0 | 0 | 0 | 0 | 0 | 0 | 0
RPS v6.20- NY | 1001 | 7598 | Generation Constraint in GWh | FALSE | G | Annual | Net Emissions Allowance Position | GWh | 91260.4602 | 107877.7751 | 117191.4003 | 124769.9556 | 131646.7926 | 139433.2644 | 145732.8244
RPS v6.20- NY | 1001 | 7598 | Generation Constraint in GWh | FALSE | G | Annual | Constraint Shadow Price | US2022$/MWh | 11.3756 | 2.2204 | 0 | 0 | 0 | 0 | 0
RPS v6.20- OH 50% limit | 1002 | 7603 | Generation Constraint in GWh | FALSE | G | Annual | Seasons Included | Seasons | Winter, Spring, Summer, Fall | Winter, Spring, Summer, Fall | Winter, Spring, Summer, Fall | Winter, Spring, Summer, Fall | Winter, Spring, Summer, Fall | Winter, Spring, Summer, Fall | Winter, Spring, Summer, Fall
RPS v6.20- OH 50% limit | 1002 | 7603 | Generation Constraint in GWh | FALSE | G | Annual | Standard GWh | GWh | 6284.3307 | 6411.9912 | 6728.5395 | 7018.0371 | 7330.9622 | 7689.986 | 8015.4494
RPS v6.20- OH 50% limit | 1002 | 7603 | Generation Constraint in GWh | FALSE | G | Annual | Emissions at Affected Plants | GWh | 6284.3307 | 6411.9912 | 6728.5395 | 7018.0371 | 24738.9622 | 25439.3431 | 38539.7706
RPS v6.20- OH 50% limit | 1002 | 7603 | Generation Constraint in GWh | FALSE | G | Annual | Allowances Purchased | GWh | 0 | 0 | 0 | 0 | 0 | 0 | 0
RPS v6.20- OH 50% limit | 1002 | 7603 | Generation Constraint in GWh | FALSE | G | Annual | Allowances Sold | GWh | 0 | 0 | 0 | 0 | 0 | 0 | 0
RPS v6.20- OH 50% limit | 1002 | 7603 | Generation Constraint in GWh | FALSE | G | Annual | Allowances Banked | GWh | 0 | 0 | 0 | 0 | 0 | 0 | 0
RPS v6.20- OH 50% limit | 1002 | 7603 | Generation Constraint in GWh | FALSE | G | Annual | Allowances Withdrawn (1:1) | GWh | 0 | 0 | 0 | 0 | 0 | 0 | 0
RPS v6.20- OH 50% limit | 1002 | 7603 | Generation Constraint in GWh | FALSE | G | Annual | Allowances Withdrawn (n:1) | GWh | 0 | 0 | 0 | 0 | 0 | 0 | 0
RPS v6.20- OH 50% limit | 1002 | 7603 | Generation Constraint in GWh | FALSE | G | Annual | Net Emissions Allowance Position | GWh | 6284.3307 | 6411.9912 | 6728.5395 | 7018.0371 | 24738.9622 | 25439.3431 | 38539.7706
RPS v6.20- OH 50% limit | 1002 | 7603 | Generation Constraint in GWh | FALSE | G | Annual | Constraint Shadow Price | US2022$/MWh | 11.3756 | 2.2204 | 0 | 0 | 0 | 0 | 0
RPS v6.20- OR,WA | 1003 | 7600 | Generation Constraint in GWh | FALSE | G | Annual | Seasons Included | Seasons | Winter, Spring, Summer, Fall | Winter, Spring, Summer, Fall | Winter, Spring, Summer, Fall | Winter, Spring, Summer, Fall | Winter, Spring, Summer, Fall | Winter, Spring, Summer, Fall | Winter, Spring, Summer, Fall
RPS v6.20- OR,WA | 1003 | 7600 | Generation Constraint in GWh | FALSE | G | Annual | Standard GWh | GWh | 22243.4555 | 25771.1252 | 32056.5121 | 37032.9499 | 41986.1298 | 43965.7727 | 45708.17
RPS v6.20- OR,WA | 1003 | 7600 | Generation Constraint in GWh | FALSE | G | Annual | Emissions at Affected Plants | GWh | 32570.2396 | 37004.8312 | 43530.1733 | 43573.025 | 49720.7331 | 52765.2527 | 56453.8155
RPS v6.20- OR,WA | 1003 | 7600 | Generation Constraint in GWh | FALSE | G | Annual | Allowances Purchased | GWh | 0 | 0 | 0 | 0 | 0 | 0 | 0
RPS v6.20- OR,WA | 1003 | 7600 | Generation Constraint in GWh | FALSE | G | Annual | Allowances Sold | GWh | 0 | 0 | 0 | 0 | 0 | 0 | 0
RPS v6.20- OR,WA | 1003 | 7600 | Generation Constraint in GWh | FALSE | G | Annual | Allowances Banked | GWh | 0 | 0 | 0 | 0 | 0 | 0 | 0
RPS v6.20- OR,WA | 1003 | 7600 | Generation Constraint in GWh | FALSE | G | Annual | Allowances Withdrawn (1:1) | GWh | 0 | 0 | 0 | 0 | 0 | 0 | 0
RPS v6.20- OR,WA | 1003 | 7600 | Generation Constraint in GWh | FALSE | G | Annual | Allowances Withdrawn (n:1) | GWh | 0 | 0 | 0 | 0 | 0 | 0 | 0
RPS v6.20- OR,WA | 1003 | 7600 | Generation Constraint in GWh | FALSE | G | Annual | Net Emissions Allowance Position | GWh | 32570.2396 | 37004.8312 | 43530.1733 | 43573.025 | 49720.7331 | 52765.2527 | 56453.8155
RPS v6.20- OR,WA | 1003 | 7600 | Generation Constraint in GWh | FALSE | G | Annual | Constraint Shadow Price | US2022$/MWh | 0 | 0 | 0 | 0 | 0 | 0 | 0
RPS v6.20- TX | 1004 | 7599 | Generation Constraint in GWh | FALSE | G | Annual | Seasons Included | Seasons | Winter, Spring, Summer, Fall | Winter, Spring, Summer, Fall | Winter, Spring, Summer, Fall | Winter, Spring, Summer, Fall | Winter, Spring, Summer, Fall | Winter, Spring, Summer, Fall | Winter, Spring, Summer, Fall
RPS v6.20- TX | 1004 | 7599 | Generation Constraint in GWh | FALSE | G | Annual | Standard GWh | GWh | 30660 | 30660 | 30660 | 30660 | 30660 | 30660 | 32210.4662
RPS v6.20- TX | 1004 | 7599 | Generation Constraint in GWh | FALSE | G | Annual | Emissions at Affected Plants | GWh | 283515.652 | 310036.9526 | 423119.8079 | 518135.8255 | 622137.3155 | 622367.4446 | 656618.6266
RPS v6.20- TX | 1004 | 7599 | Generation Constraint in GWh | FALSE | G | Annual | Allowances Purchased | GWh | 0 | 0 | 0 | 0 | 0 | 0 | 0
RPS v6.20- TX | 1004 | 7599 | Generation Constraint in GWh | FALSE | G | Annual | Allowances Sold | GWh | 0 | 0 | 0 | 0 | 0 | 0 | 0
RPS v6.20- TX | 1004 | 7599 | Generation Constraint in GWh | FALSE | G | Annual | Allowances Banked | GWh | 0 | 0 | 0 | 0 | 0 | 0 | 0
RPS v6.20- TX | 1004 | 7599 | Generation Constraint in GWh | FALSE | G | Annual | Allowances Withdrawn (1:1) | GWh | 0 | 0 | 0 | 0 | 0 | 0 | 0
RPS v6.20- TX | 1004 | 7599 | Generation Constraint in GWh | FALSE | G | Annual | Allowances Withdrawn (n:1) | GWh | 0 | 0 | 0 | 0 | 0 | 0 | 0
RPS v6.20- TX | 1004 | 7599 | Generation Constraint in GWh | FALSE | G | Annual | Net Emissions Allowance Position | GWh | 283515.652 | 310036.9526 | 423119.8079 | 518135.8255 | 622137.3155 | 622367.4446 | 656618.6266
RPS v6.20- TX | 1004 | 7599 | Generation Constraint in GWh | FALSE | G | Annual | Constraint Shadow Price | US2022$/MWh | 0 | 0 | 0 | 0 | 0 | 0 | 0
RPS v6.20- VA | 1005 | 7666 | Generation Constraint in GWh | FALSE | G | Annual | Seasons Included | Seasons | Winter, Spring, Summer, Fall | Winter, Spring, Summer, Fall | Winter, Spring, Summer, Fall | Winter, Spring, Summer, Fall | Winter, Spring, Summer, Fall | Winter, Spring, Summer, Fall | Winter, Spring, Summer, Fall
RPS v6.20- VA | 1005 | 7666 | Generation Constraint in GWh | FALSE | G | Annual | Standard GWh | GWh | 27139.6211 | 33249.5774 | 51787.4435 | 74310.2991 | 100103.307 | 110452.5634 | 117331.6898
RPS v6.20- VA | 1005 | 7666 | Generation Constraint in GWh | FALSE | G | Annual | Emissions at Affected Plants | GWh | 27139.6211 | 33249.5774 | 132149.3205 | 188936.7209 | 262911.0406 | 232379.6746 | 235059.1799
RPS v6.20- VA | 1005 | 7666 | Generation Constraint in GWh | FALSE | G | Annual | Allowances Purchased | GWh | 0 | 0 | 0 | 0 | 0 | 0 | 0
RPS v6.20- VA | 1005 | 7666 | Generation Constraint in GWh | FALSE | G | Annual | Allowances Sold | GWh | 0 | 0 | 0 | 0 | 0 | 0 | 0
RPS v6.20- VA | 1005 | 7666 | Generation Constraint in GWh | FALSE | G | Annual | Allowances Banked | GWh | 0 | 0 | 0 | 0 | 0 | 0 | 0
RPS v6.20- VA | 1005 | 7666 | Generation Constraint in GWh | FALSE | G | Annual | Allowances Withdrawn (1:1) | GWh | 0 | 0 | 0 | 0 | 0 | 0 | 0
RPS v6.20- VA | 1005 | 7666 | Generation Constraint in GWh | FALSE | G | Annual | Allowances Withdrawn (n:1) | GWh | 0 | 0 | 0 | 0 | 0 | 0 | 0
RPS v6.20- VA | 1005 | 7666 | Generation Constraint in GWh | FALSE | G | Annual | Net Emissions Allowance Position | GWh | 27139.6211 | 33249.5774 | 132149.3205 | 188936.7209 | 262911.0406 | 232379.6746 | 235059.1799
RPS v6.20- VA | 1005 | 7666 | Generation Constraint in GWh | FALSE | G | Annual | Constraint Shadow Price | US2022$/MWh | 11.3756 | 2.2204 | 0 | 0 | 0 | 0 | 0
RPS v6.20- VA - Phase II | 1006 | 7667 | Generation Constraint in GWh | FALSE | G | Annual | Seasons Included | Seasons | Winter, Spring, Summer, Fall | Winter, Spring, Summer, Fall | Winter, Spring, Summer, Fall | Winter, Spring, Summer, Fall | Winter, Spring, Summer, Fall | Winter, Spring, Summer, Fall | Winter, Spring, Summer, Fall
RPS v6.20- VA - Phase II | 1006 | 7667 | Generation Constraint in GWh | FALSE | G | Annual | Standard GWh | GWh | 18086.0062 | 21993.2983 | 34084.8741 | 48441.5522 | 65492.8202 | 70028.8128 | 74390.2965
RPS v6.20- VA - Phase II | 1006 | 7667 | Generation Constraint in GWh | FALSE | G | Annual | Emissions at Affected Plants | GWh | 28106.629 | 27315.6852 | 51823.0242 | 75030.9235 | 88870.879 | 88799.0674 | 98781.0053
RPS v6.20- VA - Phase II | 1006 | 7667 | Generation Constraint in GWh | FALSE | G | Annual | Allowances Purchased | GWh | 0 | 0 | 0 | 0 | 0 | 0 | 0
RPS v6.20- VA - Phase II | 1006 | 7667 | Generation Constraint in GWh | FALSE | G | Annual | Allowances Sold | GWh | 0 | 0 | 0 | 0 | 0 | 0 | 0
RPS v6.20- VA - Phase II | 1006 | 7667 | Generation Constraint in GWh | FALSE | G | Annual | Allowances Banked | GWh | 0 | 0 | 0 | 0 | 0 | 0 | 0
RPS v6.20- VA - Phase II | 1006 | 7667 | Generation Constraint in GWh | FALSE | G | Annual | Allowances Withdrawn (1:1) | GWh | 0 | 0 | 0 | 0 | 0 | 0 | 0
RPS v6.20- VA - Phase II | 1006 | 7667 | Generation Constraint in GWh | FALSE | G | Annual | Allowances Withdrawn (n:1) | GWh | 0 | 0 | 0 | 0 | 0 | 0 | 0
RPS v6.20- VA - Phase II | 1006 | 7667 | Generation Constraint in GWh | FALSE | G | Annual | Net Emissions Allowance Position | GWh | 28106.629 | 27315.6852 | 51823.0242 | 75030.9235 | 88870.879 | 88799.0674 | 98781.0053
RPS v6.20- VA - Phase II | 1006 | 7667 | Generation Constraint in GWh | FALSE | G | Annual | Constraint Shadow Price | US2022$/MWh | 0 | 0 | 0 | 0 | 0 | 0 | 0
RPS v6.20- WI | 1007 | 7601 | Generation Constraint in GWh | FALSE | G | Annual | Seasons Included | Seasons | Winter, Spring, Summer, Fall | Winter, Spring, Summer, Fall | Winter, Spring, Summer, Fall | Winter, Spring, Summer, Fall | Winter, Spring, Summer, Fall | Winter, Spring, Summer, Fall | Winter, Spring, Summer, Fall
RPS v6.20- WI | 1007 | 7601 | Generation Constraint in GWh | FALSE | G | Annual | Standard GWh | GWh | 6850.1213 | 7009.0543 | 7439.8627 | 7792.3695 | 8146.891 | 8541.2807 | 8896.952
RPS v6.20- WI | 1007 | 7601 | Generation Constraint in GWh | FALSE | G | Annual | Emissions at Affected Plants | GWh | 6850.1213 | 7009.0543 | 7439.8627 | 7792.3695 | 8146.891 | 8541.2807 | 8896.952
RPS v6.20- WI | 1007 | 7601 | Generation Constraint in GWh | FALSE | G | Annual | Allowances Purchased | GWh | 0 | 0 | 0 | 0 | 0 | 0 | 0
RPS v6.20- WI | 1007 | 7601 | Generation Constraint in GWh | FALSE | G | Annual | Allowances Sold | GWh | 0 | 0 | 0 | 0 | 0 | 0 | 0
RPS v6.20- WI | 1007 | 7601 | Generation Constraint in GWh | FALSE | G | Annual | Allowances Banked | GWh | 0 | 0 | 0 | 0 | 0 | 0 | 0
RPS v6.20- WI | 1007 | 7601 | Generation Constraint in GWh | FALSE | G | Annual | Allowances Withdrawn (1:1) | GWh | 0 | 0 | 0 | 0 | 0 | 0 | 0
RPS v6.20- WI | 1007 | 7601 | Generation Constraint in GWh | FALSE | G | Annual | Allowances Withdrawn (n:1) | GWh | 0 | 0 | 0 | 0 | 0 | 0 | 0
RPS v6.20- WI | 1007 | 7601 | Generation Constraint in GWh | FALSE | G | Annual | Net Emissions Allowance Position | GWh | 6850.1213 | 7009.0543 | 7439.8627 | 7792.3695 | 8146.891 | 8541.2807 | 8896.952
RPS v6.20- WI | 1007 | 7601 | Generation Constraint in GWh | FALSE | G | Annual | Constraint Shadow Price | US2022$/MWh | 6.4402 | 4.6748 | 0 | 0 | 0 | 0 | 0
RPS-CES v6.20- CA | 1008 | 7658 | Generation Constraint in GWh | FALSE | G | Annual | Seasons Included | Seasons | Winter, Spring, Summer, Fall | Winter, Spring, Summer, Fall | Winter, Spring, Summer, Fall | Winter, Spring, Summer, Fall | Winter, Spring, Summer, Fall | Winter, Spring, Summer, Fall | Winter, Spring, Summer, Fall
RPS-CES v6.20- CA | 1008 | 7658 | Generation Constraint in GWh | FALSE | G | Annual | Standard GWh | GWh | 147002.9467 | 169708.4394 | 233024.9574 | 299769.3792 | 366158.2077 | 393463.3395 | 407187.2526
RPS-CES v6.20- CA | 1008 | 7658 | Generation Constraint in GWh | FALSE | G | Annual | Emissions at Affected Plants | GWh | 195973.6327 | 207987.5467 | 328661.3612 | 439515.894 | 668928.5221 | 658593.5871 | 685679.1003
RPS-CES v6.20- CA | 1008 | 7658 | Generation Constraint in GWh | FALSE | G | Annual | Allowances Purchased | GWh | 0 | 0 | 0 | 0 | 0 | 0 | 0
RPS-CES v6.20- CA | 1008 | 7658 | Generation Constraint in GWh | FALSE | G | Annual | Allowances Sold | GWh | 0 | 0 | 0 | 0 | 0 | 0 | 0
RPS-CES v6.20- CA | 1008 | 7658 | Generation Constraint in GWh | FALSE | G | Annual | Allowances Banked | GWh | 0 | 0 | 0 | 0 | 0 | 0 | 0
RPS-CES v6.20- CA | 1008 | 7658 | Generation Constraint in GWh | FALSE | G | Annual | Allowances Withdrawn (1:1) | GWh | 0 | 0 | 0 | 0 | 0 | 0 | 0
RPS-CES v6.20- CA | 1008 | 7658 | Generation Constraint in GWh | FALSE | G | Annual | Allowances Withdrawn (n:1) | GWh | 0 | 0 | 0 | 0 | 0 | 0 | 0
RPS-CES v6.20- CA | 1008 | 7658 | Generation Constraint in GWh | FALSE | G | Annual | Net Emissions Allowance Position | GWh | 195973.6327 | 207987.5467 | 328661.3612 | 439515.894 | 668928.5221 | 658593.5871 | 685679.1003
RPS-CES v6.20- CA | 1008 | 7658 | Generation Constraint in GWh | FALSE | G | Annual | Constraint Shadow Price | US2022$/MWh | 0 | 0 | 0 | 0 | 0 | 0 | 0
RPS-CES v6.20- CA In-State limit | 1009 | 7671 | Generation Constraint in GWh | FALSE | G | Annual | Seasons Included | Seasons | Winter, Spring, Summer, Fall | Winter, Spring, Summer, Fall | Winter, Spring, Summer, Fall | Winter, Spring, Summer, Fall | Winter, Spring, Summer, Fall | Winter, Spring, Summer, Fall | Winter, Spring, Summer, Fall
RPS-CES v6.20- CA In-State limit | 1009 | 7671 | Generation Constraint in GWh | FALSE | G | Annual | Standard GWh | GWh | 110252.21 | 127281.3295 | 174768.718 | 224827.0344 | 274618.6558 | 295097.5046 | 305390.4394
RPS-CES v6.20- CA In-State limit | 1009 | 7671 | Generation Constraint in GWh | FALSE | G | Annual | Emissions at Affected Plants | GWh | 135695.9714 | 148577.9582 | 254439.747 | 300754.2404 | 437086.9441 | 444240.2715 | 447512.2505
RPS-CES v6.20- CA In-State limit | 1009 | 7671 | Generation Constraint in GWh | FALSE | G | Annual | Allowances Purchased | GWh | 0 | 0 | 0 | 0 | 0 | 0 | 0
RPS-CES v6.20- CA In-State limit | 1009 | 7671 | Generation Constraint in GWh | FALSE | G | Annual | Allowances Sold | GWh | 0 | 0 | 0 | 0 | 0 | 0 | 0
RPS-CES v6.20- CA In-State limit | 1009 | 7671 | Generation Constraint in GWh | FALSE | G | Annual | Allowances Banked | GWh | 0 | 0 | 0 | 0 | 0 | 0 | 0
RPS-CES v6.20- CA In-State limit | 1009 | 7671 | Generation Constraint in GWh | FALSE | G | Annual | Allowances Withdrawn (1:1) | GWh | 0 | 0 | 0 | 0 | 0 | 0 | 0
RPS-CES v6.20- CA In-State limit | 1009 | 7671 | Generation Constraint in GWh | FALSE | G | Annual | Allowances Withdrawn (n:1) | GWh | 0 | 0 | 0 | 0 | 0 | 0 | 0
RPS-CES v6.20- CA In-State limit | 1009 | 7671 | Generation Constraint in GWh | FALSE | G | Annual | Net Emissions Allowance Position | GWh | 135695.9714 | 148577.9582 | 254439.747 | 300754.2404 | 437086.9441 | 444240.2715 | 447512.2505
RPS-CES v6.20- CA In-State limit | 1009 | 7671 | Generation Constraint in GWh | FALSE | G | Annual | Constraint Shadow Price | US2022$/MWh | 0 | 0 | 0 | 0 | 0 | 0 | 0
RPS-CES v6.20 Fossil Dispatch Limit - CA | 1010 | 7679 | Generation Constraint in GWh | FALSE | L | Annual | Seasons Included | Seasons | Winter, Spring, Summer, Fall | Winter, Spring, Summer, Fall | Winter, Spring, Summer, Fall | Winter, Spring, Summer, Fall | Winter, Spring, Summer, Fall | Winter, Spring, Summer, Fall | Winter, Spring, Summer, Fall
RPS-CES v6.20 Fossil Dispatch Limit - CA | 1010 | 7679 | Generation Constraint in GWh | FALSE | L | Annual | Standard GWh | GWh | 158265.9416 | 150564.1651 | 135237.258 | 102949.3777 | 75364.9264 | 73942.9415 | 89090.4098
RPS-CES v6.20 Fossil Dispatch Limit - CA | 1010 | 7679 | Generation Constraint in GWh | FALSE | L | Annual | Emissions at Affected Plants | GWh | 121981.7937 | 135807.8244 | 107807.5025 | 95335.4204 | 27212.0718 | 32466.3131 | 42643.4556
RPS-CES v6.20 Fossil Dispatch Limit - CA | 1010 | 7679 | Generation Constraint in GWh | FALSE | L | Annual | Allowances Purchased | GWh | 0 | 0 | 0 | 0 | 0 | 0 | 0
RPS-CES v6.20 Fossil Dispatch Limit - CA | 1010 | 7679 | Generation Constraint in GWh | FALSE | L | Annual | Allowances Sold | GWh | 0 | 0 | 0 | 0 | 0 | 0 | 0
RPS-CES v6.20 Fossil Dispatch Limit - CA | 1010 | 7679 | Generation Constraint in GWh | FALSE | L | Annual | Allowances Banked | GWh | 0 | 0 | 0 | 0 | 0 | 0 | 0
RPS-CES v6.20 Fossil Dispatch Limit - CA | 1010 | 7679 | Generation Constraint in GWh | FALSE | L | Annual | Allowances Withdrawn (1:1) | GWh | 0 | 0 | 0 | 0 | 0 | 0 | 0
RPS-CES v6.20 Fossil Dispatch Limit - CA | 1010 | 7679 | Generation Constraint in GWh | FALSE | L | Annual | Allowances Withdrawn (n:1) | GWh | 0 | 0 | 0 | 0 | 0 | 0 | 0
RPS-CES v6.20 Fossil Dispatch Limit - CA | 1010 | 7679 | Generation Constraint in GWh | FALSE | L | Annual | Net Emissions Allowance Position | GWh | 121981.7937 | 135807.8244 | 107807.5025 | 95335.4204 | 27212.0718 | 32466.3131 | 42643.4556
RPS-CES v6.20 Fossil Dispatch Limit - CA | 1010 | 7679 | Generation Constraint in GWh | FALSE | L | Annual | Constraint Shadow Price | US2022$/MWh | 0 | 0 | 0 | 0 | 0 | 0 | 0
RPS-CES v6.20 Fossil Dispatch Limit - CO | 1011 | 7680 | Generation Constraint in GWh | FALSE | L | Annual | Seasons Included | Seasons | Winter, Spring, Summer, Fall | Winter, Spring, Summer, Fall | Winter, Spring, Summer, Fall | Winter, Spring, Summer, Fall | Winter, Spring, Summer, Fall | Winter, Spring, Summer, Fall | Winter, Spring, Summer, Fall
RPS-CES v6.20 Fossil Dispatch Limit - CO | 1011 | 7680 | Generation Constraint in GWh | FALSE | L | Annual | Standard GWh | GWh | 0 | 0 | 0 | 0 | 0 | 51354.2909 | 54186.6592
RPS-CES v6.20 Fossil Dispatch Limit - CO | 1011 | 7680 | Generation Constraint in GWh | FALSE | L | Annual | Emissions at Affected Plants | GWh | 27472.0068 | 20664.755 | 22046.0415 | 17484.1763 | 10328.0396 | 15342.6224 | 19726.3381
RPS-CES v6.20 Fossil Dispatch Limit - CO | 1011 | 7680 | Generation Constraint in GWh | FALSE | L | Annual | Allowances Purchased | GWh | 0 | 0 | 0 | 0 | 0 | 0 | 0
RPS-CES v6.20 Fossil Dispatch Limit - CO | 1011 | 7680 | Generation Constraint in GWh | FALSE | L | Annual | Allowances Sold | GWh | 0 | 0 | 0 | 0 | 0 | 0 | 0
RPS-CES v6.20 Fossil Dispatch Limit - CO | 1011 | 7680 | Generation Constraint in GWh | FALSE | L | Annual | Allowances Banked | GWh | 0 | 0 | 0 | 0 | 0 | 0 | 0
RPS-CES v6.20 Fossil Dispatch Limit - CO | 1011 | 7680 | Generation Constraint in GWh | FALSE | L | Annual | Allowances Withdrawn (1:1) | GWh | 0 | 0 | 0 | 0 | 0 | 0 | 0
RPS-CES v6.20 Fossil Dispatch Limit - CO | 1011 | 7680 | Generation Constraint in GWh | FALSE | L | Annual | Allowances Withdrawn (n:1) | GWh | 0 | 0 | 0 | 0 | 0 | 0 | 0
RPS-CES v6.20 Fossil Dispatch Limit - CO | 1011 | 7680 | Generation Constraint in GWh | FALSE | L | Annual | Net Emissions Allowance Position | GWh | 27472.0068 | 20664.755 | 22046.0415 | 17484.1763 | 10328.0396 | 15342.6224 | 19726.3381
RPS-CES v6.20 Fossil Dispatch Limit - CO | 1011 | 7680 | Generation Constraint in GWh | FALSE | L | Annual | Constraint Shadow Price | US2022$/MWh | 0 | 0 | 0 | 0 | 0 | 0 | 0
RPS-CES v6.20 Fossil Dispatch Limit - NM | 1012 | 7681 | Generation Constraint in GWh | FALSE | L | Annual | Seasons Included | Seasons | Winter, Spring, Summer, Fall | Winter, Spring, Summer, Fall | Winter, Spring, Summer, Fall | Winter, Spring, Summer, Fall | Winter, Spring, Summer, Fall | Winter, Spring, Summer, Fall | Winter, Spring, Summer, Fall
RPS-CES v6.20 Fossil Dispatch Limit - NM | 1012 | 7681 | Generation Constraint in GWh | FALSE | L | Annual | Standard GWh | GWh | 0 | 0 | 14248.1811 | 11681.541 | 11995.4382 | 6308.7264 | 6746.6062
RPS-CES v6.20 Fossil Dispatch Limit - NM | 1012 | 7681 | Generation Constraint in GWh | FALSE | L | Annual | Emissions at Affected Plants | GWh | 13281.7369 | 13421.765 | 5442.7969 | 5119.6957 | 4166.4423 | 6308.7264 | 6746.6062
RPS-CES v6.20 Fossil Dispatch Limit - NM | 1012 | 7681 | Generation Constraint in GWh | FALSE | L | Annual | Allowances Purchased | GWh | 0 | 0 | 0 | 0 | 0 | 0 | 0
RPS-CES v6.20 Fossil Dispatch Limit - NM | 1012 | 7681 | Generation Constraint in GWh | FALSE | L | Annual | Allowances Sold | GWh | 0 | 0 | 0 | 0 | 0 | 0 | 0
RPS-CES v6.20 Fossil Dispatch Limit - NM | 1012 | 7681 | Generation Constraint in GWh | FALSE | L | Annual | Allowances Banked | GWh | 0 | 0 | 0 | 0 | 0 | 0 | 0
RPS-CES v6.20 Fossil Dispatch Limit - NM | 1012 | 7681 | Generation Constraint in GWh | FALSE | L | Annual | Allowances Withdrawn (1:1) | GWh | 0 | 0 | 0 | 0 | 0 | 0 | 0
RPS-CES v6.20 Fossil Dispatch Limit - NM | 1012 | 7681 | Generation Constraint in GWh | FALSE | L | Annual | Allowances Withdrawn (n:1) | GWh | 0 | 0 | 0 | 0 | 0 | 0 | 0
RPS-CES v6.20 Fossil Dispatch Limit - NM | 1012 | 7681 | Generation Constraint in GWh | FALSE | L | Annual | Net Emissions Allowance Position | GWh | 13281.7369 | 13421.765 | 5442.7969 | 5119.6957 | 4166.4423 | 6308.7264 | 6746.6062
RPS-CES v6.20 Fossil Dispatch Limit - NM | 1012 | 7681 | Generation Constraint in GWh | FALSE | L | Annual | Constraint Shadow Price | US2022$/MWh | 0 | 0 | 0 | 0 | 0 | 0.044074 | 2.231
RPS-CES v6.20 Fossil Dispatch Limit - NV | 1013 | 7682 | Generation Constraint in GWh | FALSE | L | Annual | Seasons Included | Seasons | Winter, Spring, Summer, Fall | Winter, Spring, Summer, Fall | Winter, Spring, Summer, Fall | Winter, Spring, Summer, Fall | Winter, Spring, Summer, Fall | Winter, Spring, Summer, Fall | Winter, Spring, Summer, Fall
RPS-CES v6.20 Fossil Dispatch Limit - NV | 1013 | 7682 | Generation Constraint in GWh | FALSE | L | Annual | Standard GWh | GWh | 0 | 0 | 0 | 0 | 0 | 5873.9168 | 6514.1928
RPS-CES v6.20 Fossil Dispatch Limit - NV | 1013 | 7682 | Generation Constraint in GWh | FALSE | L | Annual | Emissions at Affected Plants | GWh | 15096.0048 | 18231.0681 | 18797.9079 | 19084.8996 | 7868.3262 | 5873.9168 | 6514.1928
RPS-CES v6.20 Fossil Dispatch Limit - NV | 1013 | 7682 | Generation Constraint in GWh | FALSE | L | Annual | Allowances Purchased | GWh | 0 | 0 | 0 | 0 | 0 | 0 | 0
RPS-CES v6.20 Fossil Dispatch Limit - NV | 1013 | 7682 | Generation Constraint in GWh | FALSE | L | Annual | Allowances Sold | GWh | 0 | 0 | 0 | 0 | 0 | 0 | 0
RPS-CES v6.20 Fossil Dispatch Limit - NV | 1013 | 7682 | Generation Constraint in GWh | FALSE | L | Annual | Allowances Banked | GWh | 0 | 0 | 0 | 0 | 0 | 0 | 0
RPS-CES v6.20 Fossil Dispatch Limit - NV | 1013 | 7682 | Generation Constraint in GWh | FALSE | L | Annual | Allowances Withdrawn (1:1) | GWh | 0 | 0 | 0 | 0 | 0 | 0 | 0
RPS-CES v6.20 Fossil Dispatch Limit - NV | 1013 | 7682 | Generation Constraint in GWh | FALSE | L | Annual | Allowances Withdrawn (n:1) | GWh | 0 | 0 | 0 | 0 | 0 | 0 | 0
RPS-CES v6.20 Fossil Dispatch Limit - NV | 1013 | 7682 | Generation Constraint in GWh | FALSE | L | Annual | Net Emissions Allowance Position | GWh | 15096.0048 | 18231.0681 | 18797.9079 | 19084.8996 | 7868.3262 | 5873.9168 | 6514.1928
RPS-CES v6.20 Fossil Dispatch Limit - NV | 1013 | 7682 | Generation Constraint in GWh | FALSE | L | Annual | Constraint Shadow Price | US2022$/MWh | 0 | 0 | 0 | 0 | 0 | 6.4198 | 6.5543
RPS-CES v6.20 Fossil Dispatch Limit - NY | 1014 | 7683 | Generation Constraint in GWh | FALSE | L | Annual | Seasons Included | Seasons | Winter, Spring, Summer, Fall | Winter, Spring, Summer, Fall | Winter, Spring, Summer, Fall | Winter, Spring, Summer, Fall | Winter, Spring, Summer, Fall | Winter, Spring, Summer, Fall | Winter, Spring, Summer, Fall
RPS-CES v6.20 Fossil Dispatch Limit - NY | 1014 | 7683 | Generation Constraint in GWh | FALSE | L | Annual | Standard GWh | GWh | 69194.5956 | 58109.4427 | 63363.4699 | 14243.5217 | 15195.3316 | 15924.9953 | 16651.8403
RPS-CES v6.20 Fossil Dispatch Limit - NY | 1014 | 7683 | Generation Constraint in GWh | FALSE | L | Annual | Emissions at Affected Plants | GWh | 48961.6052 | 50913.0546 | 38019.7615 | 14243.5217 | 15195.3316 | 15924.9953 | 16651.8403
RPS-CES v6.20 Fossil Dispatch Limit - NY | 1014 | 7683 | Generation Constraint in GWh | FALSE | L | Annual | Allowances Purchased | GWh | 0 | 0 | 0 | 0 | 0 | 0 | 0
RPS-CES v6.20 Fossil Dispatch Limit - NY | 1014 | 7683 | Generation Constraint in GWh | FALSE | L | Annual | Allowances Sold | GWh | 0 | 0 | 0 | 0 | 0 | 0 | 0
RPS-CES v6.20 Fossil Dispatch Limit - NY | 1014 | 7683 | Generation Constraint in GWh | FALSE | L | Annual | Allowances Banked | GWh | 0 | 0 | 0 | 0 | 0 | 0 | 0
RPS-CES v6.20 Fossil Dispatch Limit - NY | 1014 | 7683 | Generation Constraint in GWh | FALSE | L | Annual | Allowances Withdrawn (1:1) | GWh | 0 | 0 | 0 | 0 | 0 | 0 | 0
RPS-CES v6.20 Fossil Dispatch Limit - NY | 1014 | 7683 | Generation Constraint in GWh | FALSE | L | Annual | Allowances Withdrawn (n:1) | GWh | 0 | 0 | 0 | 0 | 0 | 0 | 0
RPS-CES v6.20 Fossil Dispatch Limit - NY | 1014 | 7683 | Generation Constraint in GWh | FALSE | L | Annual | Net Emissions Allowance Position | GWh | 48961.6052 | 50913.0546 | 38019.7615 | 14243.5217 | 15195.3316 | 15924.9953 | 16651.8403
RPS-CES v6.20 Fossil Dispatch Limit - NY | 1014 | 7683 | Generation Constraint in GWh | FALSE | L | Annual | Constraint Shadow Price | US2022$/MWh | 0 | 0 | 0 | 4.3357 | 4.2226 | 3.8861 | 2.5445
RPS-CES v6.20 Fossil Dispatch Limit - VA | 1015 | 7684 | Generation Constraint in GWh | FALSE | L | Annual | Seasons Included | Seasons | Winter, Spring, Summer, Fall | Winter, Spring, Summer, Fall | Winter, Spring, Summer, Fall | Winter, Spring, Summer, Fall | Winter, Spring, Summer, Fall | Winter, Spring, Summer, Fall | Winter, Spring, Summer, Fall
RPS-CES v6.20 Fossil Dispatch Limit - VA | 1015 | 7684 | Generation Constraint in GWh | FALSE | L | Annual | Standard GWh | GWh | 0 | 0 | 0 | 66893.393 | 44217.6738 | 42019.1061 | 44149.4785
RPS-CES v6.20 Fossil Dispatch Limit - VA | 1015 | 7684 | Generation Constraint in GWh | FALSE | L | Annual | Emissions at Affected Plants | GWh | 57738.2395 | 56983.3945 | 50212.1241 | 26080.0565 | 18784.9085 | 12041.3978 | 14170.3751
RPS-CES v6.20 Fossil Dispatch Limit - VA | 1015 | 7684 | Generation Constraint in GWh | FALSE | L | Annual | Allowances Purchased | GWh | 0 | 0 | 0 | 0 | 0 | 0 | 0
RPS-CES v6.20 Fossil Dispatch Limit - VA | 1015 | 7684 | Generation Constraint in GWh | FALSE | L | Annual | Allowances Sold | GWh | 0 | 0 | 0 | 0 | 0 | 0 | 0
RPS-CES v6.20 Fossil Dispatch Limit - VA | 1015 | 7684 | Generation Constraint in GWh | FALSE | L | Annual | Allowances Banked | GWh | 0 | 0 | 0 | 0 | 0 | 0 | 0
RPS-CES v6.20 Fossil Dispatch Limit - VA | 1015 | 7684 | Generation Constraint in GWh | FALSE | L | Annual | Allowances Withdrawn (1:1) | GWh | 0 | 0 | 0 | 0 | 0 | 0 | 0
RPS-CES v6.20 Fossil Dispatch Limit - VA | 1015 | 7684 | Generation Constraint in GWh | FALSE | L | Annual | Allowances Withdrawn (n:1) | GWh | 0 | 0 | 0 | 0 | 0 | 0 | 0
RPS-CES v6.20 Fossil Dispatch Limit - VA | 1015 | 7684 | Generation Constraint in GWh | FALSE | L | Annual | Net Emissions Allowance Position | GWh | 57738.2395 | 56983.3945 | 50212.1241 | 26080.0565 | 18784.9085 | 12041.3978 | 14170.3751
RPS-CES v6.20 Fossil Dispatch Limit - VA | 1015 | 7684 | Generation Constraint in GWh | FALSE | L | Annual | Constraint Shadow Price | US2022$/MWh | 0 | 0 | 0 | 0 | 0 | 0 | 0
RPS-CES v6.20 Fossil Dispatch Limit - WA | 1016 | 7685 | Generation Constraint in GWh | FALSE | L | Annual | Seasons Included | Seasons | Winter, Spring, Summer, Fall | Winter, Spring, Summer, Fall | Winter, Spring, Summer, Fall | Winter, Spring, Summer, Fall | Winter, Spring, Summer, Fall | Winter, Spring, Summer, Fall | Winter, Spring, Summer, Fall
RPS-CES v6.20 Fossil Dispatch Limit - WA | 1016 | 7685 | Generation Constraint in GWh | FALSE | L | Annual | Standard GWh | GWh | 0 | 10675.7036 | 11704.4932 | 12796.2789 | 14034.5571 | 15264.4862 | 16481.2391
RPS-CES v6.20 Fossil Dispatch Limit - WA | 1016 | 7685 | Generation Constraint in GWh | FALSE | L | Annual | Emissions at Affected Plants | GWh | 8915.1165 | 10675.7036 | 11704.4932 | 12796.2789 | 8416.265 | 7892.0076 | 8043.217
RPS-CES v6.20 Fossil Dispatch Limit - WA | 1016 | 7685 | Generation Constraint in GWh | FALSE | L | Annual | Allowances Purchased | GWh | 0 | 0 | 0 | 0 | 0 | 0 | 0
RPS-CES v6.20 Fossil Dispatch Limit - WA | 1016 | 7685 | Generation Constraint in GWh | FALSE | L | Annual | Allowances Sold | GWh | 0 | 0 | 0 | 0 | 0 | 0 | 0
RPS-CES v6.20 Fossil Dispatch Limit - WA | 1016 | 7685 | Generation Constraint in GWh | FALSE | L | Annual | Allowances Banked | GWh | 0 | 0 | 0 | 0 | 0 | 0 | 0
RPS-CES v6.20 Fossil Dispatch Limit - WA | 1016 | 7685 | Generation Constraint in GWh | FALSE | L | Annual | Allowances Withdrawn (1:1) | GWh | 0 | 0 | 0 | 0 | 0 | 0 | 0
RPS-CES v6.20 Fossil Dispatch Limit - WA | 1016 | 7685 | Generation Constraint in GWh | FALSE | L | Annual | Allowances Withdrawn (n:1) | GWh | 0 | 0 | 0 | 0 | 0 | 0 | 0
RPS-CES v6.20 Fossil Dispatch Limit - WA | 1016 | 7685 | Generation Constraint in GWh | FALSE | L | Annual | Net Emissions Allowance Position | GWh | 8915.1165 | 10675.7036 | 11704.4932 | 12796.2789 | 8416.265 | 7892.0076 | 8043.217
RPS-CES v6.20 Fossil Dispatch Limit - WA | 1016 | 7685 | Generation Constraint in GWh | FALSE | L | Annual | Constraint Shadow Price | US2022$/MWh | 0 | 2.2401 | 6.0608 | 0.99782 | 0 | 0 | 0
RPS-CES v6.21 Fossil Dispatch Limit - IL | 1017 | 7739 | Generation Constraint in GWh | FALSE | L | Annual | Seasons Included | Seasons | Winter, Spring, Summer, Fall | Winter, Spring, Summer, Fall | Winter, Spring, Summer, Fall | Winter, Spring, Summer, Fall | Winter, Spring, Summer, Fall | Winter, Spring, Summer, Fall | Winter, Spring, Summer, Fall
RPS-CES v6.21 Fossil Dispatch Limit - IL | 1017 | 7739 | Generation Constraint in GWh | FALSE | L | Annual | Standard GWh | GWh | 0 | 0 | 0 | 91211.6933 | 94870.0562 | 11250.9481 | 11710.4201
RPS-CES v6.21 Fossil Dispatch Limit - IL | 1017 | 7739 | Generation Constraint in GWh | FALSE | L | Annual | Emissions at Affected Plants | GWh | 0 | 0 | 0 | 15851.6361 | 49.8285 | 173.1256 | 203.5364
RPS-CES v6.21 Fossil Dispatch Limit - IL | 1017 | 7739 | Generation Constraint in GWh | FALSE | L | Annual | Allowances Purchased | GWh | 0 | 0 | 0 | 0 | 0 | 0 | 0
RPS-CES v6.21 Fossil Dispatch Limit - IL | 1017 | 7739 | Generation Constraint in GWh | FALSE | L | Annual | Allowances Sold | GWh | 0 | 0 | 0 | 0 | 0 | 0 | 0
RPS-CES v6.21 Fossil Dispatch Limit - IL | 1017 | 7739 | Generation Constraint in GWh | FALSE | L | Annual | Allowances Banked | GWh | 0 | 0 | 0 | 0 | 0 | 0 | 0
RPS-CES v6.21 Fossil Dispatch Limit - IL | 1017 | 7739 | Generation Constraint in GWh | FALSE | L | Annual | Allowances Withdrawn (1:1) | GWh | 0 | 0 | 0 | 0 | 0 | 0 | 0
RPS-CES v6.21 Fossil Dispatch Limit - IL | 1017 | 7739 | Generation Constraint in GWh | FALSE | L | Annual | Allowances Withdrawn (n:1) | GWh | 0 | 0 | 0 | 0 | 0 | 0 | 0
RPS-CES v6.21 Fossil Dispatch Limit - IL | 1017 | 7739 | Generation Constraint in GWh | FALSE | L | Annual | Net Emissions Allowance Position | GWh | 0 | 0 | 0 | 15851.6361 | 49.8285 | 173.1256 | 203.5364
RPS-CES v6.21 Fossil Dispatch Limit - IL | 1017 | 7739 | Generation Constraint in GWh | FALSE | L | Annual | Constraint Shadow Price | US2022$/MWh | 0 | 0 | 0 | 0 | 0 | 0 | 0
RPS-CES v6.21 Fossil Dispatch Limit - OR | 1018 | 7740 | Generation Constraint in GWh | FALSE | L | Annual | Seasons Included | Seasons | Winter, Spring, Summer, Fall | Winter, Spring, Summer, Fall | Winter, Spring, Summer, Fall | Winter, Spring, Summer, Fall | Winter, Spring, Summer, Fall | Winter, Spring, Summer, Fall | Winter, Spring, Summer, Fall
RPS-CES v6.21 Fossil Dispatch Limit - OR | 1018 | 7740 | Generation Constraint in GWh | FALSE | L | Annual | Standard GWh | GWh | 0 | 0 | 0 | 7529.5398 | 8258.1629 | 8981.8733 | 9697.8306
RPS-CES v6.21 Fossil Dispatch Limit - OR | 1018 | 7740 | Generation Constraint in GWh | FALSE | L | Annual | Emissions at Affected Plants | GWh | 15334.3053 | 3721.3775 | 1732.1559 | 0 | 0 | 0 | 0
RPS-CES v6.21 Fossil Dispatch Limit - OR | 1018 | 7740 | Generation Constraint in GWh | FALSE | L | Annual | Allowances Purchased | GWh | 0 | 0 | 0 | 0 | 0 | 0 | 0
RPS-CES v6.21 Fossil Dispatch Limit - OR | 1018 | 7740 | Generation Constraint in GWh | FALSE | L | Annual | Allowances Sold | GWh | 0 | 0 | 0 | 0 | 0 | 0 | 0
RPS-CES v6.21 Fossil Dispatch Limit - OR | 1018 | 7740 | Generation Constraint in GWh | FALSE | L | Annual | Allowances Banked | GWh | 0 | 0 | 0 | 0 | 0 | 0 | 0
RPS-CES v6.21 Fossil Dispatch Limit - OR | 1018 | 7740 | Generation Constraint in GWh | FALSE | L | Annual | Allowances Withdrawn (1:1) | GWh | 0 | 0 | 0 | 0 | 0 | 0 | 0
RPS-CES v6.21 Fossil Dispatch Limit - OR | 1018 | 7740 | Generation Constraint in GWh | FALSE | L | Annual | Allowances Withdrawn (n:1) | GWh | 0 | 0 | 0 | 0 | 0 | 0 | 0
RPS-CES v6.21 Fossil Dispatch Limit - OR | 1018 | 7740 | Generation Constraint in GWh | FALSE | L | Annual | Net Emissions Allowance Position | GWh | 15334.3053 | 3721.3775 | 1732.1559 | 0 | 0 | 0 | 0
RPS-CES v6.21 Fossil Dispatch Limit - OR | 1018 | 7740 | Generation Constraint in GWh | FALSE | L | Annual | Constraint Shadow Price | US2022$/MWh | 0 | 0 | 0 | 0 | 0 | 0 | 0
Texas BART FIP v6.17 | 1019 | 7538 | Rate Constraint in MTons | FALSE | L | Annual | Seasons Included | Seasons | Winter, Spring, Summer, Fall | Winter, Spring, Summer, Fall | Winter, Spring, Summer, Fall | Winter, Spring, Summer, Fall | Winter, Spring, Summer, Fall | Winter, Spring, Summer, Fall | Winter, Spring, Summer, Fall
Texas BART FIP v6.17 | 1019 | 7538 | Rate Constraint in MTons | FALSE | L | Annual | Standard SO2 | Thousand Tons | 248.393 | 248.393 | 248.393 | 248.393 | 248.393 | 248.393 | 248.393
Texas BART FIP v6.17 | 1019 | 7538 | Rate Constraint in MTons | FALSE | L | Annual | Emissions at Affected Plants SO2 | Thousand Tons | 0 | 0 | 0 | 0 | 0 | 0 | 0
Texas BART FIP v6.17 | 1019 | 7538 | Rate Constraint in MTons | FALSE | L | Annual | Allowances Purchased SO2 | Thousand Tons | 0 | 0 | 0 | 0 | 0 | 0 | 0
Texas BART FIP v6.17 | 1019 | 7538 | Rate Constraint in MTons | FALSE | L | Annual | Allowances Sold SO2 | Thousand Tons | 0 | 0 | 0 | 0 | 0 | 0 | 0
Texas BART FIP v6.17 | 1019 | 7538 | Rate Constraint in MTons | FALSE | L | Annual | Allowances Banked | Thousand Tons | 0 | 0 | 0 | 0 | 0 | 0 | 0
Texas BART FIP v6.17 | 1019 | 7538 | Rate Constraint in MTons | FALSE | L | Annual | Allowances Withdrawn (1:1) | Thousand Tons | 0 | 0 | 0 | 0 | 0 | 0 | 0
Texas BART FIP v6.17 | 1019 | 7538 | Rate Constraint in MTons | FALSE | L | Annual | Allowances Withdrawn (n:1) | Thousand Tons | 0 | 0 | 0 | 0 | 0 | 0 | 0
Texas BART FIP v6.17 | 1019 | 7538 | Rate Constraint in MTons | FALSE | L | Annual | Net Emissions Allowance Position | Thousand Tons | 0 | 0 | 0 | 0 | 0 | 0 | 0
Texas BART FIP v6.17 | 1019 | 7538 | Rate Constraint in MTons | FALSE | L | Annual | Fuel Consumed | TBtu | 99.6289 | 96.6743 | 74.0934 | 43.9877 | 32.5538 | 57.503 | 56.9508
Texas BART FIP v6.17 | 1019 | 7538 | Rate Constraint in MTons | FALSE | L | Annual | Rate | lb/MMBtu | 0 | 0 | 0 | 0 | 0 | 0 | 0
Texas BART FIP v6.17 | 1019 | 7538 | Rate Constraint in MTons | FALSE | L | Annual | Generation | TWh | 14.8396 | 14.5414 | 11.2536 | 8.7537 | 7.8527 | 13.4384 | 13.7408
Texas BART FIP v6.17 | 1019 | 7538 | Rate Constraint in MTons | FALSE | L | Annual | Qualifying Generation | TWh | 14.8396 | 14.5414 | 11.2536 | 6.2934 | 4.385 | 8.0015 | 7.862
Texas BART FIP v6.17 | 1019 | 7538 | Rate Constraint in MTons | FALSE | L | Annual | Rate | lb/MWh | 0 | 0 | 0 | 0 | 0 | 0 | 0
Texas BART FIP v6.17 | 1019 | 7538 | Rate Constraint in MTons | FALSE | L | Annual | Constraint Shadow Price | US2022$/Ton | 0 | 0 | 0 | 0 | 0 | 0 | 0
Texas East - NOX Cap Annual v3.1 | 1020 | 7358 | Rate Constraint in MTons | FALSE | L | Annual | Seasons Included | Seasons | Winter, Spring, Summer, Fall | Winter, Spring, Summer, Fall | Winter, Spring, Summer, Fall | Winter, Spring, Summer, Fall | Winter, Spring, Summer, Fall | Winter, Spring, Summer, Fall | Winter, Spring, Summer, Fall
Texas East - NOX Cap Annual v3.1 | 1020 | 7358 | Rate Constraint in MTons | FALSE | L | Annual | Standard NOX | Thousand Tons | 84.5 | 84.5 | 84.5 | 84.5 | 84.5 | 84.5 | 84.5
Texas East - NOX Cap Annual v3.1 | 1020 | 7358 | Rate Constraint in MTons | FALSE | L | Annual | Emissions at Affected Plants NOX | Thousand Tons | 0.48699 | 0.48696 | 0.30873 | 0.30187 | 0.29756 | 0.30463 | 0.30498
Texas East - NOX Cap Annual v3.1 | 1020 | 7358 | Rate Constraint in MTons | FALSE | L | Annual | Allowances Purchased NOX | Thousand Tons | 0 | 0 | 0 | 0 | 0 | 0 | 0
Texas East - NOX Cap Annual v3.1 | 1020 | 7358 | Rate Constraint in MTons | FALSE | L | Annual | Allowances Sold NOX | Thousand Tons | 0 | 0 | 0 | 0 | 0 | 0 | 0
Texas East - NOX Cap Annual v3.1 | 1020 | 7358 | Rate Constraint in MTons | FALSE | L | Annual | Allowances Banked | Thousand Tons | 0 | 0 | 0 | 0 | 0 | 0 | 0
Texas East - NOX Cap Annual v3.1 | 1020 | 7358 | Rate Constraint in MTons | FALSE | L | Annual | Allowances Withdrawn (1:1) | Thousand Tons | 0 | 0 | 0 | 0 | 0 | 0 | 0
Texas East - NOX Cap Annual v3.1 | 1020 | 7358 | Rate Constraint in MTons | FALSE | L | Annual | Allowances Withdrawn (n:1) | Thousand Tons | 0 | 0 | 0 | 0 | 0 | 0 | 0
Texas East - NOX Cap Annual v3.1 | 1020 | 7358 | Rate Constraint in MTons | FALSE | L | Annual | Net Emissions Allowance Position | Thousand Tons | 0.48699 | 0.48696 | 0.30873 | 0.30187 | 0.29756 | 0.30463 | 0.30498
Texas East - NOX Cap Annual v3.1 | 1020 | 7358 | Rate Constraint in MTons | FALSE | L | Annual | Fuel Consumed | TBtu | 14.9265 | 14.9229 | 8.0691 | 7.8122 | 7.6522 | 7.9144 | 7.9277
Texas East - NOX Cap Annual v3.1 | 1020 | 7358 | Rate Constraint in MTons | FALSE | L | Annual | Rate | lb/MMBtu | 0.065251 | 0.065263 | 0.076521 | 0.077282 | 0.07777 | 0.07698 | 0.076941
Texas East - NOX Cap Annual v3.1 | 1020 | 7358 | Rate Constraint in MTons | FALSE | L | Annual | Generation | TWh | 1.3088 | 1.3084 | 0.70126 | 0.65477 | 0.62568 | 0.67335 | 0.67577
Texas East - NOX Cap Annual v3.1 | 1020 | 7358 | Rate Constraint in MTons | FALSE | L | Annual | Qualifying Generation | TWh | 1.3088 | 1.3084 | 0.70126 | 0.65477 | 0.62568 | 0.67335 | 0.67577
Texas East - NOX Cap Annual v3.1 | 1020 | 7358 | Rate Constraint in MTons | FALSE | L | Annual | Rate | lb/MWh | 0.74415 | 0.74436 | 0.88049 | 0.92207 | 0.95115 | 0.90481 | 0.90263
Texas East - NOX Cap Annual v3.1 | 1020 | 7358 | Rate Constraint in MTons | FALSE | L | Annual | Constraint Shadow Price | US2022$/Ton | 0 | 0 | 0 | 0 | 0 | 0 | 0
Texas East - SO2 Cap Annual v3.1 | 1021 | 7359 | Rate Constraint in MTons | FALSE | L | Annual | Seasons Included | Seasons | Winter, Spring, Summer, Fall | Winter, Spring, Summer, Fall | Winter, Spring, Summer, Fall | Winter, Spring, Summer, Fall | Winter, Spring, Summer, Fall | Winter, Spring, Summer, Fall | Winter, Spring, Summer, Fall
Texas East - SO2 Cap Annual v3.1 | 1021 | 7359 | Rate Constraint in MTons | FALSE | L | Annual | Standard SO2 | Thousand Tons | 273.95 | 273.95 | 273.95 | 273.95 | 273.95 | 273.95 | 273.95
Texas East - SO2 Cap Annual v3.1 | 1021 | 7359 | Rate Constraint in MTons | FALSE | L | Annual | Emissions at Affected Plants SO2 | Thousand Tons | 0 | 0 | 0 | 0 | 0 | 0 | 0
Texas East - SO2 Cap Annual v3.1 | 1021 | 7359 | Rate Constraint in MTons | FALSE | L | Annual | Allowances Purchased SO2 | Thousand Tons | 0 | 0 | 0 | 0 | 0 | 0 | 0
Texas East - SO2 Cap Annual v3.1 | 1021 | 7359 | Rate Constraint in MTons | FALSE | L | Annual | Allowances Sold SO2 | Thousand Tons | 0 | 0 | 0 | 0 | 0 | 0 | 0
Texas East - SO2 Cap Annual v3.1 | 1021 | 7359 | Rate Constraint in MTons | FALSE | L | Annual | Allowances Banked | Thousand Tons | 273.95 | 273.95 | 456.5833 | 547.9 | 547.9 | 547.9 | 0
Texas East - SO2 Cap Annual v3.1 | 1021 | 7359 | Rate Constraint in MTons | FALSE | L | Annual | Allowances Withdrawn (1:1) | Thousand Tons | 0 | 0 | -182.6333 | -273.95 | -273.95 | -273.95 | 0
Texas East - SO2 Cap Annual v3.1 | 1021 | 7359 | Rate Constraint in MTons | FALSE | L | Annual | Allowances Withdrawn (n:1) | Thousand Tons | 0 | 0 | 0 | 0 | 0 | 0 | 0
Texas East - SO2 Cap Annual v3.1 | 1021 | 7359 | Rate Constraint in MTons | FALSE | L | Annual | Net Emissions Allowance Position | Thousand Tons | 273.95 | 273.95 | 273.95 | 273.95 | 273.95 | 273.95 | 0
Texas East - SO2 Cap Annual v3.1 | 1021 | 7359 | Rate Constraint in MTons | FALSE | L | Annual | Fuel Consumed | TBtu | 14.9265 | 14.9229 | 8.0691 | 7.8122 | 7.6522 | 7.9144 | 7.9277
Texas East - SO2 Cap Annual v3.1 | 1021 | 7359 | Rate Constraint in MTons | FALSE | L | Annual | Rate | lb/MMBtu | 0 | 0 | 0 | 0 | 0 | 0 | 0
Texas East - SO2 Cap Annual v3.1 | 1021 | 7359 | Rate Constraint in MTons | FALSE | L | Annual | Generation | TWh | 1.3088 | 1.3084 | 0.70126 | 0.65477 | 0.62568 | 0.67335 | 0.67577
Texas East - SO2 Cap Annual v3.1 | 1021 | 7359 | Rate Constraint in MTons | FALSE | L | Annual | Qualifying Generation | TWh | 1.3088 | 1.3084 | 0.70126 | 0.65477 | 0.62568 | 0.67335 | 0.67577
Texas East - SO2 Cap Annual v3.1 | 1021 | 7359 | Rate Constraint in MTons | FALSE | L | Annual | Rate | lb/MWh | 0 | 0 | 0 | 0 | 0 | 0 | 0
Texas East - SO2 Cap Annual v3.1 | 1021 | 7359 | Rate Constraint in MTons | FALSE | L | Annual | Constraint Shadow Price | US2022$/Ton | 0 | 0 | 0 | 0 | 0 | 0 | 0
Texas El Paso - NOX Cap Annual v3.1 | 1022 | 7361 | Rate Constraint in MTons | FALSE | L | Annual | Seasons Included | Seasons | Winter, Spring, Summer, Fall | Winter, Spring, Summer, Fall | Winter, Spring, Summer, Fall | Winter, Spring, Summer, Fall | Winter, Spring, Summer, Fall | Winter, Spring, Summer, Fall | Winter, Spring, Summer, Fall
Texas El Paso - NOX Cap Annual v3.1 | 1022 | 7361 | Rate Constraint in MTons | FALSE | L | Annual | Standard NOX | Thousand Tons | 1.06 | 1.06 | 1.06 | 1.06 | 1.06 | 1.06 | 1.06
Texas El Paso - NOX Cap Annual v3.1 | 1022 | 7361 | Rate Constraint in MTons | FALSE | L | Annual | Emissions at Affected Plants NOX | Thousand Tons | 0.015644 | 0.016855 | 0 | 0 | 0 | 0 | 0
Texas El Paso - NOX Cap Annual v3.1 | 1022 | 7361 | Rate Constraint in MTons | FALSE | L | Annual | Allowances Purchased NOX | Thousand Tons | 0 | 0 | 0 | 0 | 0 | 0 | 0
Texas El Paso - NOX Cap Annual v3.1 | 1022 | 7361 | Rate Constraint in MTons | FALSE | L | Annual | Allowances Sold NOX | Thousand Tons | 0 | 0 | 0 | 0 | 0 | 0 | 0
Texas El Paso - NOX Cap Annual v3.1 | 1022 | 7361 | Rate Constraint in MTons | FALSE | L | Annual | Allowances Banked | Thousand Tons | 0 | 1.0431 | 0.35895 | 0 | 1.06 | 0 | 0
Texas El Paso - NOX Cap Annual v3.1 | 1022 | 7361 | Rate Constraint in MTons | FALSE | L | Annual | Allowances Withdrawn (1:1) | Thousand Tons | 0 | 0 | 0 | -1.06 | 0 | -1.06 | 0
Texas El Paso - NOX Cap Annual v3.1 | 1022 | 7361 | Rate Constraint in MTons | FALSE | L | Annual | Allowances Withdrawn (n:1) | Thousand Tons | 0 | 0 | 0 | 0 | 0 | 0 | 0
Texas El Paso - NOX Cap Annual v3.1 | 1022 | 7361 | Rate Constraint in MTons | FALSE | L | Annual | Net Emissions Allowance Position | Thousand Tons | 0.015644 | 1.06 | 0.35895 | -1.06 | 1.06 | -1.06 | 0
Texas El Paso - NOX Cap Annual v3.1 | 1022 | 7361 | Rate Constraint in MTons | FALSE | L | Annual | Fuel Consumed | TBtu | 0.19851 | 0.21231 | 0 | 0 | 0 | 0 | 0
Texas El Paso - NOX Cap Annual v3.1 | 1022 | 7361 | Rate Constraint in MTons | FALSE | L | Annual | Rate | lb/MMBtu | 0.15761 | 0.15878 | 0 | 0 | 0 | 0 | 0
Texas El Paso - NOX Cap Annual v3.1 | 1022 | 7361 | Rate Constraint in MTons | FALSE | L | Annual | Generation | TWh | 0.016644 | 0.018156 | 0 | 0 | 0 | 0 | 0
Texas El Paso - NOX Cap Annual v3.1 | 1022 | 7361 | Rate Constraint in MTons | FALSE | L | Annual | Qualifying Generation | TWh | 0.016644 | 0.018156 | 0 | 0 | 0 | 0 | 0
Texas El Paso - NOX Cap Annual v3.1 | 1022 | 7361 | Rate Constraint in MTons | FALSE | L | Annual | Rate | lb/MWh | 1.8798 | 1.8567 | 0 | 0 | 0 | 0 | 0
Texas El Paso - NOX Cap Annual v3.1 | 1022 | 7361 | Rate Constraint in MTons | FALSE | L | Annual | Constraint Shadow Price | US2022$/Ton | 0 | 0 | 0 | 0 | 0 | 0 | 0
Texas Houston - NOX Cap Annual v3.1 | 1023 | 7362 | Rate Constraint in MTons | FALSE | L | Annual | Seasons Included | Seasons | Winter, Spring, Summer, Fall | Winter, Spring, Summer, Fall | Winter, Spring, Summer, Fall | Winter, Spring, Summer, Fall | Winter, Spring, Summer, Fall | Winter, Spring, Summer, Fall | Winter, Spring, Summer, Fall
Texas Houston - NOX Cap Annual v3.1 | 1023 | 7362 | Rate Constraint in MTons | FALSE | L | Annual | Standard NOX | Thousand Tons | 17.57 | 17.57 | 17.57 | 17.57 | 17.57 | 17.57 | 17.57
Texas Houston - NOX Cap Annual v3.1 | 1023 | 7362 | Rate Constraint in MTons | FALSE | L | Annual | Emissions at Affected Plants NOX | Thousand Tons | 4.9126 | 4.736 | 4.3516 | 2.0775 | 0.38354 | 1.8652 | 2.2129
Texas Houston - NOX Cap Annual v3.1 | 1023 | 7362 | Rate Constraint in MTons | FALSE | L | Annual | Allowances Purchased NOX | Thousand Tons | 0 | 0 | 0 | 0 | 0 | 0 | 0
Texas Houston - NOX Cap Annual v3.1 | 1023 | 7362 | Rate Constraint in MTons | FALSE | L | Annual | Allowances Sold NOX | Thousand Tons | 0 | 0 | 0 | 0 | 0 | 0 | 0
Texas Houston - NOX Cap Annual v3.1 | 1023 | 7362 | Rate Constraint in MTons | FALSE | L | Annual | Allowances Banked | Thousand Tons | 0 | 0 | 0 | 0 | 0 | 0 | 0
Texas Houston - NOX Cap Annual v3.1 | 1023 | 7362 | Rate Constraint in MTons | FALSE | L | Annual | Allowances Withdrawn (1:1) | Thousand Tons | 0 | 0 | 0 | 0 | 0 | 0 | 0
Texas Houston - NOX Cap Annual v3.1 | 1023 | 7362 | Rate Constraint in MTons | FALSE | L | Annual | Allowances Withdrawn (n:1) | Thousand Tons | 0 | 0 | 0 | 0 | 0 | 0 | 0
Texas Houston - NOX Cap Annual v3.1 | 1023 | 7362 | Rate Constraint in MTons | FALSE | L | Annual | Net Emissions Allowance Position | Thousand Tons | 4.9126 | 4.736 | 4.3516 | 2.0775 | 0.38354 | 1.8652 | 2.2129
Texas Houston - NOX Cap Annual v3.1 | 1023 | 7362 | Rate Constraint in MTons | FALSE | L | Annual | Fuel Consumed | TBtu | 374.5446 | 354.0803 | 314.7409 | 134.8653 | 38.9555 | 138.5874 | 164.512
Texas Houston - NOX Cap Annual v3.1 | 1023 | 7362 | Rate Constraint in MTons | FALSE | L | Annual | Rate | lb/MMBtu | 0.026232 | 0.026751 | 0.027652 | 0.030808 | 0.019691 | 0.026917 | 0.026902
Texas Houston - NOX Cap Annual v3.1 | 1023 | 7362 | Rate Constraint in MTons | FALSE | L | Annual | Generation | TWh | 59.1338 | 55.9778 | 47.1505 | 17.889 | 6.1325 | 22.9463 | 27.2218
Texas Houston - NOX Cap Annual v3.1 | 1023 | 7362 | Rate Constraint in MTons | FALSE | L | Annual | Qualifying Generation | TWh | 59.1338 | 55.9778 | 47.1505 | 17.889 | 6.1325 | 22.9463 | 27.2218
Texas Houston - NOX Cap Annual v3.1 | 1023 | 7362 | Rate Constraint in MTons | FALSE | L | Annual | Rate | lb/MWh | 0.16615 | 0.16921 | 0.18458 | 0.23226 | 0.12508 | 0.16257 | 0.16258
Texas Houston - NOX Cap Annual v3.1 | 1023 | 7362 | Rate Constraint in MTons | FALSE | L | Annual | Constraint Shadow Price | US2022$/Ton | 0 | 0 | 0 | 0 | 0 | 0 | 0
Texas West - NOX Cap Annual v3.1 | 1024 | 7360 | Rate Constraint in MTons | FALSE | L | Annual | Seasons Included | Seasons | Winter, Spring, Summer, Fall | Winter, Spring, Summer, Fall | Winter, Spring, Summer, Fall | Winter, Spring, Summer, Fall | Winter, Spring, Summer, Fall | Winter, Spring, Summer, Fall | Winter, Spring, Summer, Fall
Texas West - NOX Cap Annual v3.1 | 1024 | 7360 | Rate Constraint in MTons | FALSE | L | Annual | Standard NOX | Thousand Tons | 18.1 | 18.1 | 18.1 | 18.1 | 18.1 | 18.1 | 18.1
Texas West - NOX Cap Annual v3.1 | 1024 | 7360 | Rate Constraint in MTons | FALSE | L | Annual | Emissions at Affected Plants NOX | Thousand Tons | 0.19302 | 0.19303 | 0.1919 | 0.1919 | 0.1919 | 0.1919 | 0.1919
Texas West - NOX Cap Annual v3.1 | 1024 | 7360 | Rate Constraint in MTons | FALSE | L | Annual | Allowances Purchased NOX | Thousand Tons | 0 | 0 | 0 | 0 | 0 | 0 | 0
Texas West - NOX Cap Annual v3.1 | 1024 | 7360 | Rate Constraint in MTons | FALSE | L | Annual | Allowances Sold NOX | Thousand Tons | 0 | 0 | 0 | 0 | 0 | 0 | 0
Texas West - NOX Cap Annual v3.1 | 1024 | 7360 | Rate Constraint in MTons | FALSE | L | Annual | Allowances Banked | Thousand Tons | 0 | 17.907 | 9.1143 | 0 | 0 | 0 | 0
Texas West - NOX Cap Annual v3.1 | 1024 | 7360 | Rate Constraint in MTons | FALSE | L | Annual | Allowances Withdrawn (1:1) | Thousand Tons | 0 | 0 | 0 | 0 | 0 | -18.1 | 0
Texas West - NOX Cap Annual v3.1 | 1024 | 7360 | Rate Constraint in MTons | FALSE | L | Annual | Allowances Withdrawn (n:1) | Thousand Tons | 0 | 0 | 0 | 0 | 0 | 0 | 0
Texas West - NOX Cap Annual v3.1 | 1024 | 7360 | Rate Constraint in MTons | FALSE | L | Annual | Net Emissions Allowance Position | Thousand Tons | 0.19302 | 18.1 | 9.3062 | 0.1919 | 0.1919 | -17.9081 | 0.1919
Texas West - NOX Cap Annual v3.1 | 1024 | 7360 | Rate Constraint in MTons | FALSE | L | Annual | Fuel Consumed | TBtu | 1.5258 | 1.5261 | 1.4596 | 1.4596 | 1.4596 | 1.4596 | 1.4596
Texas West - NOX Cap Annual v3.1 | 1024 | 7360 | Rate Constraint in MTons | FALSE | L | Annual | Rate | lb/MMBtu | 0.25301 | 0.25297 | 0.26294 | 0.26294 | 0.26294 | 0.26294 | 0.26294
Texas West - NOX Cap Annual v3.1 | 1024 | 7360 | Rate Constraint in MTons | FALSE | L | Annual | Generation | TWh | 0.12858 | 0.12861 | 0.12176 | 0.12176 | 0.12176 | 0.12176 | 0.12176
Texas West - NOX Cap Annual v3.1 | 1024 | 7360 | Rate Constraint in MTons | FALSE | L | Annual | Qualifying Generation | TWh | 0.12858 | 0.12861 | 0.12176 | 0.12176 | 0.12176 | 0.12176 | 0.12176
Texas West - NOX Cap Annual v3.1 | 1024 | 7360 | Rate Constraint in MTons | FALSE | L | Annual | Rate | lb/MWh | 3.0024 | 3.0018 | 3.1519 | 3.1519 | 3.1519 | 3.1519 | 3.1519
Texas West - NOX Cap Annual v3.1 | 1024 | 7360 | Rate Constraint in MTons | FALSE | L | Annual | Constraint Shadow Price | US2022$/Ton | 0 | 0 | 0 | 0 | 0 | 0 | 0
Unit Comanche 3 - NOX Rate Annual v3.1, Unit 2559 and retrofits | 1025 | 7267 | Rate Constraint in lbs/MMBtu | FALSE | L | Annual | Seasons Included | Seasons | Winter, Spring, Summer, Fall | Winter, Spring, Summer, Fall | Winter, Spring, Summer, Fall | Winter, Spring, Summer, Fall | Winter, Spring, Summer, Fall | Winter, Spring, Summer, Fall | Winter, Spring, Summer, Fall
Unit Comanche 3 - NOX Rate Annual v3.1, Unit 2559 and retrofits | 1025 | 7267 | Rate Constraint in lbs/MMBtu | FALSE | L | Annual | Standard NOX | lb/MMBtu | 0.08 | 0.08 | 0.08 | 0.08 | 0.08 | 0.08 | 0.08
Unit Comanche 3 - NOX Rate Annual v3.1, Unit 2559 and retrofits | 1025 | 7267 | Rate Constraint in lbs/MMBtu | FALSE | L | Annual | Emissions at Affected Plants NOX | Thousand Tons | 0.8373 | 0.22666 | 0 | 0 | 0 | 0 | 0
Unit Comanche 3 - NOX Rate Annual v3.1, Unit 2559 and retrofits | 1025 | 7267 | Rate Constraint in lbs/MMBtu | FALSE | L | Annual | Allowances Purchased NOX | Thousand Tons | 0 | 0 | 0 | 0 | 0 | 0 | 0
Unit Comanche 3 - NOX Rate Annual v3.1, Unit 2559 and retrofits | 1025 | 7267 | Rate Constraint in lbs/MMBtu | FALSE | L | Annual | Allowances Sold NOX | Thousand Tons | 0 | 0 | 0 | 0 | 0 | 0 | 0
Unit Comanche 3 - NOX Rate Annual v3.1, Unit 2559 and retrofits | 1025 | 7267 | Rate Constraint in lbs/MMBtu | FALSE | L | Annual | Allowances Banked | Thousand Tons | 0 | 0 | 0 | 0 | 0 | 0 | 0
Unit Comanche 3 - NOX Rate Annual v3.1, Unit 2559 and retrofits | 1025 | 7267 | Rate Constraint in lbs/MMBtu | FALSE | L | Annual | Allowances Withdrawn (1:1) | Thousand Tons | 0 | 0 | 0 | 0 | 0 | 0 | 0
Unit Comanche 3 - NOX Rate Annual v3.1, Unit 2559 and retrofits | 1025 | 7267 | Rate Constraint in lbs/MMBtu | FALSE | L | Annual | Allowances Withdrawn (n:1) | Thousand Tons | 0 | 0 | 0 | 0 | 0 | 0 | 0
Unit Comanche 3 - NOX Rate Annual v3.1, Unit 2559 and retrofits | 1025 | 7267 | Rate Constraint in lbs/MMBtu | FALSE | L | Annual | Net Emissions Allowance Position | Thousand Tons | 0.8373 | 0.22666 | 0 | 0 | 0 | 0 | 0
Unit Comanche 3 - NOX Rate Annual v3.1, Unit 2559 and retrofits | 1025 | 7267 | Rate Constraint in lbs/MMBtu | FALSE | L | Annual | Fuel Consumed | TBtu | 25.3844 | 6.8716 | 0 | 0 | 0 | 0 | 0
Unit Comanche 3 - NOX Rate Annual v3.1, Unit 2559 and retrofits | 1025 | 7267 | Rate Constraint in lbs/MMBtu | FALSE | L | Annual | Rate | lb/MMBtu | 0.06597 | 0.06597 | 0 | 0 | 0 | 0 | 0
Unit Comanche 3 - NOX Rate Annual v3.1, Unit 2559 and retrofits | 1025 | 7267 | Rate Constraint in lbs/MMBtu | FALSE | L | Annual | Generation | TWh | 2.427 | 0.657 | 0 | 0 | 0 | 0 | 0
Unit Comanche 3 - NOX Rate Annual v3.1, Unit 2559 and retrofits | 1025 | 7267 | Rate Constraint in lbs/MMBtu | FALSE | L | Annual | Qualifying Generation | TWh | 2.427 | 0.657 | 0 | 0 | 0 | 0 | 0
Unit Comanche 3 - NOX Rate Annual v3.1, Unit 2559 and retrofits | 1025 | 7267 | Rate Constraint in lbs/MMBtu | FALSE | L | Annual | Rate | lb/MWh | 0.68998 | 0.68998 | 0 | 0 | 0 | 0 | 0
Unit Comanche 3 - NOX Rate Annual v3.1, Unit 2559 and retrofits | 1025 | 7267 | Rate Constraint in lbs/MMBtu | FALSE | L | Annual | Constraint Shadow Price | US2022$/Ton | 0 | 0 | 0 | 0 | 0 | 0 | 0
Unit Comanche 3 - SO2 Rate Annual v3.1, Unit 2559 and retrofits | 1026 | 7265 | Rate Constraint in lbs/MMBtu | FALSE | L | Annual | Seasons Included | Seasons | Winter, Spring, Summer, Fall | Winter, Spring, Summer, Fall | Winter, Spring, Summer, Fall | Winter, Spring, Summer, Fall | Winter, Spring, Summer, Fall | Winter, Spring, Summer, Fall | Winter, Spring, Summer, Fall
Unit Comanche 3 - SO2 Rate Annual v3.1, Unit 2559 and retrofits | 1026 | 7265 | Rate Constraint in lbs/MMBtu | FALSE | L | Annual | Standard SO2 | lb/MMBtu | 0.1 | 0.1 | 0.1 | 0.1 | 0.1 | 0.1 | 0.1
Unit Comanche 3 - SO2 Rate Annual v3.1, Unit 2559 and retrofits | 1026 | 7265 | Rate Constraint in lbs/MMBtu | FALSE | L | Annual | Emissions at Affected Plants SO2 | Thousand Tons | 1.0154 | 0.27486 | 0 | 0 | 0 | 0 | 0
Unit Comanche 3 - SO2 Rate Annual v3.1, Unit 2559 and retrofits | 1026 | 7265 | Rate Constraint in lbs/MMBtu | FALSE | L | Annual | Allowances Purchased SO2 | Thousand Tons | 0 | 0 | 0 | 0 | 0 | 0 | 0
Unit Comanche 3 - SO2 Rate Annual v3.1, Unit 2559 and retrofits | 1026 | 7265 | Rate Constraint in lbs/MMBtu | FALSE | L | Annual | Allowances Sold SO2 | Thousand Tons | 0 | 0 | 0 | 0 | 0 | 0 | 0
Unit Comanche 3 - SO2 Rate Annual v3.1, Unit 2559 and retrofits | 1026 | 7265 | Rate Constraint in lbs/MMBtu | FALSE | L | Annual | Allowances Banked | Thousand Tons | 0 | 0 | 0 | 0 | 0 | 0 | 0
Unit Comanche 3 - SO2 Rate Annual v3.1, Unit 2559 and retrofits | 1026 | 7265 | Rate Constraint in lbs/MMBtu | FALSE | L | Annual | Allowances Withdrawn (1:1) | Thousand Tons | 0 | 0 | 0 | 0 | 0 | 0 | 0
Unit Comanche 3 - SO2 Rate Annual v3.1, Unit 2559 and retrofits | 1026 | 7265 | Rate Constraint in lbs/MMBtu | FALSE | L | Annual | Allowances Withdrawn (n:1) | Thousand Tons | 0 | 0 | 0 | 0 | 0 | 0 | 0
Unit Comanche 3 - SO2 Rate Annual v3.1, Unit 2559 and retrofits | 1026 | 7265 | Rate Constraint in lbs/MMBtu | FALSE | L | Annual | Net Emissions Allowance Position | Thousand Tons | 1.0154 | 0.27486 | 0 | 0 | 0 | 0 | 0
Unit Comanche 3 - SO2 Rate Annual v3.1, Unit 2559 and retrofits | 1026 | 7265 | Rate Constraint in lbs/MMBtu | FALSE | L | Annual | Fuel Consumed | TBtu | 25.3844 | 6.8716 | 0 | 0 | 0 | 0 | 0
Unit Comanche 3 - SO2 Rate Annual v3.1, Unit 2559 and retrofits | 1026 | 7265 | Rate Constraint in lbs/MMBtu | FALSE | L | Annual | Rate | lb/MMBtu | 0.08 | 0.08 | 0 | 0 | 0 | 0 | 0
Unit Comanche 3 - SO2 Rate Annual v3.1, Unit 2559 and retrofits | 1026 | 7265 | Rate Constraint in lbs/MMBtu | FALSE | L | Annual | Generation | TWh | 2.427 | 0.657 | 0 | 0 | 0 | 0 | 0
Unit Comanche 3 - SO2 Rate Annual v3.1, Unit 2559 and retrofits | 1026 | 7265 | Rate Constraint in lbs/MMBtu | FALSE | L | Annual | Qualifying Generation | TWh | 2.427 | 0.657 | 0 | 0 | 0 | 0 | 0
Unit Comanche 3 - SO2 Rate Annual v3.1, Unit 2559 and retrofits | 1026 | 7265 | Rate Constraint in lbs/MMBtu | FALSE | L | Annual | Rate | lb/MWh | 0.83672 | 0.83672 | 0 | 0 | 0 | 0 | 0
Unit Comanche 3 - SO2 Rate Annual v3.1, Unit 2559 and retrofits | 1026 | 7265 | Rate Constraint in lbs/MMBtu | FALSE | L | Annual | Constraint Shadow Price | US2022$/Ton | 0 | 0 | 0 | 0 | 0 | 0 | 0
UT Bonanza - NOX Cap Annual v6.21 | 1027 | 7742 | Rate Constraint in MTons | FALSE | L | Annual | Seasons Included | Seasons | Winter, Spring, Summer, Fall | Winter, Spring, Summer, Fall | Winter, Spring, Summer, Fall | Winter, Spring, Summer, Fall | Winter, Spring, Summer, Fall | Winter, Spring, Summer, Fall | Winter, Spring, Summer, Fall
UT Bonanza - NOX Cap Annual v6.21 | 1027 | 7742 | Rate Constraint in MTons | FALSE | L | Annual | Standard NOX | Thousand Tons | 5.7 | 3 | 3 | 3 | 3 | 3 | 3
UT Bonanza - NOX Cap Annual v6.21 | 1027 | 7742 | Rate Constraint in MTons | FALSE | L | Annual | Emissions at Affected Plants NOX | Thousand Tons | 2.336 | 0 | 0 | 0 | 0 | 0 | 0
UT Bonanza - NOX Cap Annual v6.21 | 1027 | 7742 | Rate Constraint in MTons | FALSE | L | Annual | Allowances Purchased NOX | Thousand Tons | 0 | 0 | 0 | 0 | 0 | 0 | 0
UT Bonanza - NOX Cap Annual v6.21 | 1027 | 7742 | Rate Constraint in MTons | FALSE | L | Annual | Allowances Sold NOX | Thousand Tons | 0 | 0 | 0 | 0 | 0 | 0 | 0
UT Bonanza - NOX Cap Annual v6.21 | 1027 | 7742 | Rate Constraint in MTons | FALSE | L | Annual | Allowances Banked | Thousand Tons | 0 | 0 | 0 | 0 | 0 | 0 | 0
UT Bonanza - NOX Cap Annual v6.21 | 1027 | 7742 | Rate Constraint in MTons | FALSE | L | Annual | Allowances Withdrawn (1:1) | Thousand Tons | 0 | 0 | 0 | 0 | 0 | 0 | 0
UT Bonanza - NOX Cap Annual v6.21 | 1027 | 7742 | Rate Constraint in MTons | FALSE | L | Annual | Allowances Withdrawn (n:1) | Thousand Tons | 0 | 0 | 0 | 0 | 0 | 0 | 0
UT Bonanza - NOX Cap Annual v6.21 | 1027 | 7742 | Rate Constraint in MTons | FALSE | L | Annual | Net Emissions Allowance Position | Thousand Tons | 2.336 | 0 | 0 | 0 | 0 | 0 | 0
UT Bonanza - NOX Cap Annual v6.21 | 1027 | 7742 | Rate Constraint in MTons | FALSE | L | Annual | Fuel Consumed | TBtu | 17.7375 | 0 | 0 | 0 | 0 | 0 | 0
UT Bonanza - NOX Cap Annual v6.21 | 1027 | 7742 | Rate Constraint in MTons | FALSE | L | Annual | Rate | lb/MMBtu | 0.2634 | 0 | 0 | 0 | 0 | 0 | 0
UT Bonanza - NOX Cap Annual v6.21 | 1027 | 7742 | Rate Constraint in MTons | FALSE | L | Annual | Generation | TWh | 1.7768 | 0 | 0 | 0 | 0 | 0 | 0
UT Bonanza - NOX Cap Annual v6.21 | 1027 | 7742 | Rate Constraint in MTons | FALSE | L | Annual | Qualifying Generation | TWh | 1.7768 | 0 | 0 | 0 | 0 | 0 | 0
UT Bonanza - NOX Cap Annual v6.21 | 1027 | 7742 | Rate Constraint in MTons | FALSE | L | Annual | Rate | lb/MWh | 2.6295 | 0 | 0 | 0 | 0 | 0 | 0
UT Bonanza - NOX Cap Annual v6.21 | 1027 | 7742 | Rate Constraint in MTons | FALSE | L | Annual | Constraint Shadow Price | US2022$/Ton | 0 | 0 | 0 | 0 | 0 | 0 | 0
UT Hg Rule - MER Removal Annual v.4.10 | 1028 | 7363 | MACT Fuel Choice Floor in lbs/MMBtu | FALSE | L | Annual | Seasons Included | Seasons | Winter, Spring, Summer, Fall | Winter, Spring, Summer, Fall | Winter, Spring, Summer, Fall | Winter, Spring, Summer, Fall | Winter, Spring, Summer, Fall | Winter, Spring, Summer, Fall | Winter, Spring, Summer, Fall
UT Hg Rule - MER Removal Annual v.4.10 | 1028 | 7363 | MACT Fuel Choice Floor in lbs/MMBtu | FALSE | L | Annual | Emission Floor | lbs/MMBtu | 6.5e-07 | 6.5e-07 | 6.5e-07 | 6.5e-07 | 6.5e-07 | 6.5e-07 | 6.5e-07
UT Hg Rule - MER Removal Annual v.4.10 | 1028 | 7363 | MACT Fuel Choice Floor in lbs/MMBtu | FALSE | L | Annual | Emissions at Affected Plants MER | lbs | 30.7 | 2.4638 | 0 | 0 | 0 | 0 | 0
UT Hg Rule - MER Removal Annual v.4.10 | 1028 | 7363 | MACT Fuel Choice Floor in lbs/MMBtu | FALSE | L | Annual | Allowances Purchased MER | lbs | 0 | 0 | 0 | 0 | 0 | 0 | 0
UT Hg Rule - MER Removal Annual v.4.10 | 1028 | 7363 | MACT Fuel Choice Floor in lbs/MMBtu | FALSE | L | Annual | Allowances Sold MER | lbs | 0 | 0 | 0 | 0 | 0 | 0 | 0
UT Hg Rule - MER Removal Annual v.4.10 | 1028 | 7363 | MACT Fuel Choice Floor in lbs/MMBtu | FALSE | L | Annual | Allowances Banked | lbs | 0 | 0 | 0 | 0 | 0 | 0 | 0
UT Hg Rule - MER Removal Annual v.4.10 | 1028 | 7363 | MACT Fuel Choice Floor in lbs/MMBtu | FALSE | L | Annual | Allowances Withdrawn (1:1) | lbs | 0 | 0 | 0 | 0 | 0 | 0 | 0
UT Hg Rule - MER Removal Annual v.4.10 | 1028 | 7363 | MACT Fuel Choice Floor in lbs/MMBtu | FALSE | L | Annual | Allowances Withdrawn (n:1) | lbs | 0 | 0 | 0 | 0 | 0 | 0 | 0
UT Hg Rule - MER Removal Annual v.4.10 | 1028 | 7363 | MACT Fuel Choice Floor in lbs/MMBtu | FALSE | L | Annual | Net Emissions Allowance Position | lbs | 30.7 | 2.4638 | 0 | 0 | 0 | 0 | 0
UT Hg Rule - MER Removal Annual v.4.10 | 1028 | 7363 | MACT Fuel Choice Floor in lbs/MMBtu | FALSE | L | Annual | Fuel Consumed | TBtu | 135.0843 | 4.5753 | 0 | 0 | 0 | 0 | 0
UT Hg Rule - MER Removal Annual v.4.10 | 1028 | 7363 | MACT Fuel Choice Floor in lbs/MMBtu | FALSE | L | Annual | Rate | lb/MMBtu | 2.2727e-07 | 5.385e-07 | 0 | 0 | 0 | 0 | 0
UT Hg Rule - MER Removal Annual v.4.10 | 1028 | 7363 | MACT Fuel Choice Floor in lbs/MMBtu | FALSE | L | Annual | Generation | TWh | 13.1397 | 0.37246 | 0 | 0 | 0 | 0 | 0
UT Hg Rule - MER Removal Annual v.4.10 | 1028 | 7363 | MACT Fuel Choice Floor in lbs/MMBtu | FALSE | L | Annual | Qualifying Generation | TWh | 13.1397 | 0.37246 | 0 | 0 | 0 | 0 | 0
UT Hg Rule - MER Removal Annual v.4.10 | 1028 | 7363 | MACT Fuel Choice Floor in lbs/MMBtu | FALSE | L | Annual | Constraint Shadow Price | US2022$/Lb | 0 | 0 | 0 | 0 | 0 | 0 | 0
Virginia City Hybrid Unit 1 SO2 Rate v6.20 | 1029 | 7676 | Rate Constraint in lbs/MMBtu | FALSE | L | Annual | Seasons Included | Seasons | Winter, Spring, Summer, Fall | Winter, Spring, Summer, Fall | Winter, Spring, Summer, Fall | Winter, Spring, Summer, Fall | Winter, Spring, Summer, Fall | Winter, Spring, Summer, Fall | Winter, Spring, Summer, Fall
Virginia City Hybrid Unit 1 SO2 Rate v6.20 | 1029 | 7676 | Rate Constraint in lbs/MMBtu | FALSE | L | Annual | Standard SO2 | lb/MMBtu | 0.022 | 0.022 | 0.022 | 0.022 | 0.022 | 0.022 | 0.022
Virginia City Hybrid Unit 1 SO2 Rate v6.20 | 1029 | 7676 | Rate Constraint in lbs/MMBtu | FALSE | L | Annual | Emissions at Affected Plants SO2 | Thousand Tons | 0.029422 | 0.018112 | 0.00025896 | 0.00025896 | 0 | 0 | 0
Virginia City Hybrid Unit 1 SO2 Rate v6.20 | 1029 | 7676 | Rate Constraint in lbs/MMBtu | FALSE | L | Annual | Allowances Purchased SO2 | Thousand Tons | 0 | 0 | 0 | 0 | 0 | 0 | 0
Virginia City Hybrid Unit 1 SO2 Rate v6.20 | 1029 | 7676 | Rate Constraint in lbs/MMBtu | FALSE | L | Annual | Allowances Sold SO2 | Thousand Tons | 0 | 0 | 0 | 0 | 0 | 0 | 0
Virginia City Hybrid Unit 1 SO2 Rate v6.20 | 1029 | 7676 | Rate Constraint in lbs/MMBtu | FALSE | L | Annual | Allowances Banked | Thousand Tons | 0 | 0 | 0 | 0 | 0 | 0 | 0
Virginia City Hybrid Unit 1 SO2 Rate v6.20 | 1029 | 7676 | Rate Constraint in lbs/MMBtu | FALSE | L | Annual | Allowances Withdrawn (1:1) | Thousand Tons | 0 | 0 | 0 | 0 | 0 | 0 | 0
Virginia City Hybrid Unit 1 SO2 Rate v6.20 | 1029 | 7676 | Rate Constraint in lbs/MMBtu | FALSE | L | Annual | Allowances Withdrawn (n:1) | Thousand Tons | 0 | 0 | 0 | 0 | 0 | 0 | 0
Virginia City Hybrid Unit 1 SO2 Rate v6.20 | 1029 | 7676 | Rate Constraint in lbs/MMBtu | FALSE | L | Annual | Net Emissions Allowance Position | Thousand Tons | 0.029422 | 0.018112 | 0.00025896 | 0.00025896 | 0 | 0 | 0
Virginia City Hybrid Unit 1 SO2 Rate v6.20 | 1029 | 7676 | Rate Constraint in lbs/MMBtu | FALSE | L | Annual | Fuel Consumed | TBtu | 20.4583 | 12.5939 | 0.18006 | 0.18006 | 0 | 0 | 0
Virginia City Hybrid Unit 1 SO2 Rate v6.20 | 1029 | 7676 | Rate Constraint in lbs/MMBtu | FALSE | L | Annual | Rate | lb/MMBtu | 0.0028763 | 0.0028763 | 0.0028763 | 0.0028763 | 0 | 0 | 0
Virginia City Hybrid Unit 1 SO2 Rate v6.20 | 1029 | 7676 | Rate Constraint in lbs/MMBtu | FALSE | L | Annual | Generation | TWh | 2.0576 | 1.2666 | 0.01255 | 0.01255 | 0 | 0 | 0
Virginia City Hybrid Unit 1 SO2 Rate v6.20 | 1029 | 7676 | Rate Constraint in lbs/MMBtu | FALSE | L | Annual | Qualifying Generation | TWh | 2.0576 | 1.2666 | 0.01255 | 0.01255 | 0 | 0 | 0
Virginia City Hybrid Unit 1 SO2 Rate v6.20 | 1029 | 7676 | Rate Constraint in lbs/MMBtu | FALSE | L | Annual | Rate | lb/MWh | 0.028599 | 0.028599 | 0.041269 | 0.041269 | 0 | 0 | 0
Virginia City Hybrid Unit 1 SO2 Rate v6.20 | 1029 | 7676 | Rate Constraint in lbs/MMBtu | FALSE | L | Annual | Constraint Shadow Price | US2022$/Ton | 0 | 0 | 0 | 0 | 0 | 0 | 0
Virginia City Hybrid Unit 2 SO2 Rate v6.20 | 1030 | 7677 | Rate Constraint in lbs/MMBtu | FALSE | L | Annual | Seasons Included | Seasons | Winter, Spring, Summer, Fall | Winter, Spring, Summer, Fall | Winter, Spring, Summer, Fall | Winter, Spring, Summer, Fall | Winter, Spring, Summer, Fall | Winter, Spring, Summer, Fall | Winter, Spring, Summer, Fall
Virginia City Hybrid Unit 2 SO2 Rate v6.20 | 1030 | 7677 | Rate Constraint in lbs/MMBtu | FALSE | L | Annual | Standard SO2 | lb/MMBtu | 0.022 | 0.022 | 0.022 | 0.022 | 0.022 | 0.022 | 0.022
Virginia City Hybrid Unit 2 SO2 Rate v6.20 | 1030 | 7677 | Rate Constraint in lbs/MMBtu | FALSE | L | Annual | Emissions at Affected Plants SO2 | Thousand Tons | 5.1425e-05 | 4.7377e-05 | 0 | 0 | 0 | 0 | 0
Virginia City Hybrid Unit 2 SO2 Rate v6.20 | 1030 | 7677 | Rate Constraint in lbs/MMBtu | FALSE | L | Annual | Allowances Purchased SO2 | Thousand Tons | 0 | 0 | 0 | 0 | 0 | 0 | 0
Virginia City Hybrid Unit 2 SO2 Rate v6.20 | 1030 | 7677 | Rate Constraint in lbs/MMBtu | FALSE | L | Annual | Allowances Sold SO2 | Thousand Tons | 0 | 0 | 0 | 0 | 0 | 0 | 0
Virginia City Hybrid Unit 2 SO2 Rate v6.20 | 1030 | 7677 | Rate Constraint in lbs/MMBtu | FALSE | L | Annual | Allowances Banked | Thousand Tons | 0 | 0 | 0 | 0 | 0 | 0 | 0
Virginia City Hybrid Unit 2 SO2 Rate v6.20 | 1030 | 7677 | Rate Constraint in lbs/MMBtu | FALSE | L | Annual | Allowances Withdrawn (1:1) | Thousand Tons | 0 | 0 | 0 | 0 | 0 | 0 | 0
Virginia City Hybrid Unit 2 SO2 Rate v6.20 | 1030 | 7677 | Rate Constraint in lbs/MMBtu | FALSE | L | Annual | Allowances Withdrawn (n:1) | Thousand Tons | 0 | 0 | 0 | 0 | 0 | 0 | 0
Virginia City Hybrid Unit 2 SO2 Rate v6.20 | 1030 | 7677 | Rate Constraint in lbs/MMBtu | FALSE | L | Annual | Net Emissions Allowance Position | Thousand Tons | 5.1425e-05 | 4.7377e-05 | 0 | 0 | 0 | 0 | 0
Virginia City Hybrid Unit 2 SO2 Rate v6.20 | 1030 | 7677 | Rate Constraint in lbs/MMBtu | FALSE | L | Annual | Fuel Consumed | TBtu | 0.035758 | 0.032943 | 0 | 0 | 0 | 0 | 0
Virginia City Hybrid Unit 2 SO2 Rate v6.20 | 1030 | 7677 | Rate Constraint in lbs/MMBtu | FALSE | L | Annual | Rate | lb/MMBtu | 0.0028763 | 0.0028763 | 0 | 0 | 0 | 0 | 0
Virginia City Hybrid Unit 2 SO2 Rate v6.20 | 1030 | 7677 | Rate Constraint in lbs/MMBtu | FALSE | L | Annual | Generation | TWh | 0.0035963 | 0.0033132 | 0 | 0 | 0 | 0 | 0
Virginia City Hybrid Unit 2 SO2 Rate v6.20 | 1030 | 7677 | Rate Constraint in lbs/MMBtu | FALSE | L | Annual | Qualifying Generation | TWh | 0.0035963 | 0.0033132 | 0 | 0 | 0 | 0 | 0
Virginia City Hybrid Unit 2 SO2 Rate v6.20 | 1030 | 7677 | Rate Constraint in lbs/MMBtu | FALSE | L | Annual | Rate | lb/MWh | 0.028599 | 0.028599 | 0 | 0 | 0 | 0 | 0
Virginia City Hybrid Unit 2 SO2 Rate v6.20 | 1030 | 7677 | Rate Constraint in lbs/MMBtu | FALSE | L | Annual | Constraint Shadow Price | US2022$/Ton | 0 | 0 | 0 | 0 | 0 | 0 | 0
WA - CO2 Cap Annual v6.21 | 1031 | 7942 | Rate Constraint in MTons | FALSE | L | Annual | Seasons Included | Seasons | Winter, Spring, Summer, Fall | Winter, Spring, Summer, Fall | Winter, Spring, Summer, Fall | Winter, Spring, Summer, Fall | Winter, Spring, Summer, Fall | Winter, Spring, Summer, Fall | Winter, Spring, Summer, Fall
WA - CO2 Cap Annual v6.21 | 1031 | 7942 | Rate Constraint in MTons | FALSE | L | Annual | Standard CO2 | Thousand Tons | 50548.8002 | 43440.3751 | 33567.5626 | 23694.7501 | 13821.9375 | 3949.125 | 3949.125
WA - CO2 Cap Annual v6.21 | 1031 | 7942 | Rate Constraint in MTons | FALSE | L | Annual | Emissions at Affected Plants CO2 | Thousand Tons | 4793.6219 | 5938.1966 | 6430.6587 | 6240.3505 | 4285.0913 | 3949.125 | 3949.125
WA - CO2 Cap Annual v6.21 | 1031 | 7942 | Rate Constraint in MTons | FALSE | L | Annual | Allowances Purchased CO2 | Thousand Tons | 0 | 0 | 0 | 0 | 0 | 0 | 0
WA - CO2 Cap Annual v6.21 | 1031 | 7942 | Rate Constraint in MTons | FALSE | L | Annual | Allowances Sold CO2 | Thousand Tons | 0 | 0 | 0 | 0 | 0 | 0 | 0
WA - CO2 Cap Annual v6.21 | 1031 | 7942 | Rate Constraint in MTons | FALSE | L | Annual | Allowances Banked | Thousand Tons | 0 | 0 | 0 | 0 | 0 | 0 | 0
WA - CO2 Cap Annual v6.21 | 1031 | 7942 | Rate Constraint in MTons | FALSE | L | Annual | Allowances Withdrawn (1:1) | Thousand Tons | 0 | 0 | 0 | 0 | 0 | 0 | 0
WA - CO2 Cap Annual v6.21 | 1031 | 7942 | Rate Constraint in MTons | FALSE | L | Annual | Allowances Withdrawn (n:1) | Thousand Tons | 0 | 0 | 0 | 0 | 0 | 0 | 0
WA - CO2 Cap Annual v6.21 | 1031 | 7942 | Rate Constraint in MTons | FALSE | L | Annual | Net Emissions Allowance Position | Thousand Tons | 4793.6219 | 5938.1966 | 6430.6587 | 6240.3505 | 4285.0913 | 3949.125 | 3949.125
WA - CO2 Cap Annual v6.21 | 1031 | 7942 | Rate Constraint in MTons | FALSE | L | Annual | Fuel Consumed | TBtu | 80.1719 | 94.4422 | 102.2037 | 109.4152 | 76.4576 | 70.8333 | 70.6808
WA - CO2 Cap Annual v6.21 | 1031 | 7942 | Rate Constraint in MTons | FALSE | L | Annual | Rate | lb/MMBtu | 119.5836 | 125.753 | 125.8401 | 114.0673 | 112.0907 | 111.5048 | 111.7453
WA - CO2 Cap Annual v6.21 | 1031 | 7942 | Rate Constraint in MTons | FALSE | L | Annual | Generation | TWh | 10.3932 | 12.4108 | 13.3524 | 14.1061 | 9.7252 | 9.12 | 9.1179
WA - CO2 Cap Annual v6.21 | 1031 | 7942 | Rate Constraint in MTons | FALSE | L | Annual | Qualifying Generation | TWh | 10.3909 | 12.4108 | 13.3524 | 14.1061 | 9.7252 | 9.12 | 9.1179
WA - CO2 Cap Annual v6.21 | 1031 | 7942 | Rate Constraint in MTons | FALSE | L | Annual | Rate | lb/MWh | 922.6569 | 956.9374 | 963.2231 | 884.7752 | 881.2301 | 866.0342 | 866.238
WA - CO2 Cap Annual v6.21 | 1031 | 7942 | Rate Constraint in MTons | FALSE | L | Annual | Constraint Shadow Price | US2022$/Ton | 0 | 0 | 0 | 0 | 0 | 12.1657 | 16.7572
WA - CO2 Penalty Annual v5.13 | 1032 | 7357 | Rate Constraint in MTons | FALSE | L | Annual | Seasons Included | Seasons | Winter, Spring, Summer, Fall | Winter, Spring, Summer, Fall | Winter, Spring, Summer, Fall | Winter, Spring, Summer, Fall | Winter, Spring, Summer, Fall | Winter, Spring, Summer, Fall | Winter, Spring, Summer, Fall
WA - CO2 Penalty Annual v5.13 | 1032 | 7357 | Rate Constraint in MTons | FALSE | L | Annual | Standard CO2 | Thousand Tons | 0 | 0 | 0 | 0 | 0 | 0 | 0
WA - CO2 Penalty Annual v5.13 | 1032 | 7357 | Rate Constraint in MTons | FALSE | L | Annual | Emissions at Affected Plants CO2 | Thousand Tons | 2727.6068 | 2285.2017 | 2082.3265 | 2242.5991 | 1601.5134 | 1594.0502 | 1601.3911
WA - CO2 Penalty Annual v5.13 | 1032 | 7357 | Rate Constraint in MTons | FALSE | L | Annual | Allowances Purchased CO2 | Thousand Tons | -2727.6068 | -2285.2017 | -2082.3265 | -2242.5991 | -1601.5134 | -1594.0502 | -1601.3911
WA - CO2 Penalty Annual v5.13 | 1032 | 7357 | Rate Constraint in MTons | FALSE | L | Annual | Allowances Sold CO2 | Thousand Tons | 0 | 0 | 0 | 0 | 0 | 0 | 0
WA - CO2 Penalty Annual v5.13 | 1032 | 7357 | Rate Constraint in MTons | FALSE | L | Annual | Allowances Banked | Thousand Tons | 0 | 0 | 0 | 0 | 0 | 0 | 0
WA - CO2 Penalty Annual v5.13 | 1032 | 7357 | Rate Constraint in MTons | FALSE | L | Annual | Allowances Withdrawn (1:1) | Thousand Tons | 0 | 0 | 0 | 0 | 0 | 0 | 0
WA - CO2 Penalty Annual v5.13 | 1032 | 7357 | Rate Constraint in MTons | FALSE | L | Annual | Allowances Withdrawn (n:1) | Thousand Tons | 0 | 0 | 0 | 0 | 0 | 0 | 0
WA - CO2 Penalty Annual v5.13 | 1032 | 7357 | Rate Constraint in MTons | FALSE | L | Annual | Net Emissions Allowance Position | Thousand Tons | 1.7317e-06 | 4.425e-08 | 6.339e-07 | 1.0466e-06 | 8.147e-08 | -2.8421e-07 | 2.4842e-07
WA - CO2 Penalty Annual v5.13 | 1032 | 7357 | Rate Constraint in MTons | FALSE | L | Annual | Fuel Consumed | TBtu | 46.4564 | 38.9765 | 35.5095 | 38.3088 | 27.3576 | 27.2301 | 27.3555
WA - CO2 Penalty Annual v5.13 | 1032 | 7357 | Rate Constraint in MTons | FALSE | L | Annual | Rate | lb/MMBtu | 117.4265 | 117.2606 | 117.2828 | 117.08 | 117.08 | 117.08 | 117.08
WA - CO2 Penalty Annual v5.13 | 1032 | 7357 | Rate Constraint in MTons | FALSE | L | Annual | Generation | TWh | 6.4304 | 5.3176 | 4.7724 | 5.1641 | 3.6684 | 3.6504 | 3.6693
WA - CO2 Penalty Annual v5.13 | 1032 | 7357 | Rate Constraint in MTons | FALSE | L | Annual | Qualifying Generation | TWh | 6.4304 | 5.3176 | 4.7724 | 5.1641 | 3.6684 | 3.6504 | 3.6693
WA - CO2 Penalty Annual v5.13 | 1032 | 7357 | Rate Constraint in MTons | FALSE | L | Annual | Rate | lb/MWh | 848.3419 | 859.4909 | 872.6486 | 868.5337 | 873.1384 | 873.3559 | 872.8602
WA - CO2 Penalty Annual v5.13 | 1032 | 7357 | Rate Constraint in MTons | FALSE | L | Annual | Constraint Shadow Price | US2022$/Ton | 2.1892 | 2.1891 | 2.1888 | 2.1889 | 2.1888 | 2.1891 | 2.1889
WA - CO2 Rate Limit (New Advanced Coal with CCS) | 1033 | 7364 | Rate Constraint in lbs/MWh | FALSE | L | Annual | Seasons Included | Seasons | Winter, Spring, Summer, Fall | Winter, Spring, Summer, Fall | Winter, Spring, Summer, Fall | Winter, Spring, Summer, Fall | Winter, Spring, Summer, Fall | Winter, Spring, Summer, Fall | Winter, Spring, Summer, Fall
WA - CO2 Rate Limit (New Advanced Coal with CCS) | 1033 | 7364 | Rate Constraint in lbs/MWh | FALSE | L | Annual | Standard CO2 | lb/MWh | 970 | 970 | 970 | 970 | 970 | 970 | 970
WA - CO2 Rate Limit (New Advanced Coal with CCS) | 1033 | 7364 | Rate Constraint in lbs/MWh | FALSE | L | Annual | Emissions at Affected Plants CO2 | Thousand Tons | 0 | 0 | 0 | 0 | 0 | 0 | 0
WA - CO2 Rate Limit (New Advanced Coal with CCS) | 1033 | 7364 | Rate Constraint in lbs/MWh | FALSE | L | Annual | Allowances Purchased CO2 | Thousand Tons | 0 | 0 | 0 | 0 | 0 | 0 | 0
WA - CO2 Rate Limit (New Advanced Coal with CCS) | 1033 | 7364 | Rate Constraint in lbs/MWh | FALSE | L | Annual | Allowances Sold CO2 | Thousand Tons | 0 | 0 | 0 | 0 | 0 | 0 | 0
WA - CO2 Rate Limit (New Advanced Coal with CCS) | 1033 | 7364 | Rate Constraint in lbs/MWh | FALSE | L | Annual | Allowances Banked | Thousand Tons | 0 | 0 | 0 | 0 | 0 | 0 | 0
WA - CO2 Rate Limit (New Advanced Coal with CCS) | 1033 | 7364 | Rate Constraint in lbs/MWh | FALSE | L | Annual | Allowances Withdrawn (1:1) | Thousand Tons | 0 | 0 | 0 | 0 | 0 | 0 | 0
WA - CO2 Rate Limit (New Advanced Coal with CCS) | 1033 | 7364 | Rate Constraint in lbs/MWh | FALSE | L | Annual | Allowances Withdrawn (n:1) | Thousand Tons | 0 | 0 | 0 | 0 | 0 | 0 | 0
WA - CO2 Rate Limit (New Advanced Coal with CCS) | 1033 | 7364 | Rate Constraint in lbs/MWh | FALSE | L | Annual | Net Emissions Allowance Position | Thousand Tons | 0 | 0 | 0 | 0 | 0 | 0 | 0
WA - CO2 Rate Limit (New Advanced Coal with CCS) | 1033 | 7364 | Rate Constraint in lbs/MWh | FALSE | L | Annual | Fuel Consumed | TBtu | 0 | 0 | 0 | 0 | 0 | 0 | 0
WA - CO2 Rate Limit (New Advanced Coal with CCS) | 1033 | 7364 | Rate Constraint in lbs/MWh | FALSE | L | Annual | Rate | lb/MMBtu | 0 | 0 | 0 | 0 | 0 | 0 | 0
WA - CO2 Rate Limit (New Advanced Coal with CCS) | 1033 | 7364 | Rate Constraint in lbs/MWh | FALSE | L | Annual | Generation | TWh | 0 | 0 | 0 | 0 | 0 | 0 | 0
WA - CO2 Rate Limit (New Advanced Coal with CCS) | 1033 | 7364 | Rate Constraint in lbs/MWh | FALSE | L | Annual | Qualifying Generation | TWh | 0 | 0 | 0 | 0 | 0 | 0 | 0
WA - CO2 Rate Limit (New Advanced Coal with CCS) | 1033 | 7364 | Rate Constraint in lbs/MWh | FALSE | L | Annual | Constraint Shadow Price | US2022$/Ton | 0 | 0 | 529.7956 | 0 | 0 | 0 | 0
WI CC NGas NOx Annual Rate v3.1 | 1034 | 7368 | Rate Constraint in lbs/MMBtu | FALSE | L | Annual | Seasons Included | Seasons | Winter, Spring, Summer, Fall | Winter, Spring, Summer, Fall | Winter, Spring, Summer, Fall | Winter, Spring, Summer, Fall | Winter, Spring, Summer, Fall | Winter, Spring, Summer, Fall | Winter, Spring, Summer, Fall
WI CC NGas NOx Annual Rate v3.1 | 1034 | 7368 | Rate Constraint in lbs/MMBtu | FALSE | L | Annual | Standard NOX | lb/MMBtu | 0.04 | 0.04 | 0.04 | 0.04 | 0.04 | 0.04 | 0.04
WI CC NGas NOx Annual Rate v3.1 | 1034 | 7368 | Rate Constraint in lbs/MMBtu | FALSE | L | Annual | Emissions at Affected Plants NOX | Thousand Tons | 0.20018 | 0.26256 | 0.22001 | 0.076615 | 0.042216 | 0.078964 | 0.10686
WI CC NGas NOx Annual Rate v3.1 | 1034 | 7368 | Rate Constraint in lbs/MMBtu | FALSE | L | Annual | Allowances Purchased NOX | Thousand Tons | 0 | 0 | 0 | 0 | 0 | 0 | 0
WI CC NGas NOx Annual Rate v3.1 | 1034 | 7368 | Rate Constraint in lbs/MMBtu | FALSE | L | Annual | Allowances Sold NOX | Thousand Tons | 0 | 0 | 0 | 0 | 0 | 0 | 0
WI CC NGas NOx Annual Rate v3.1 | 1034 | 7368 | Rate Constraint in lbs/MMBtu | FALSE | L | Annual | Allowances Banked | Thousand Tons | 0 | 0 | 0 | 0 | 0 | 0 | 0
WI CC NGas NOx Annual Rate v3.1 | 1034 | 7368 | Rate Constraint in lbs/MMBtu | FALSE | L | Annual | Allowances Withdrawn (1:1) | Thousand Tons | 0 | 0 | 0 | 0 | 0 | 0 | 0
WI CC NGas NOx Annual Rate v3.1 | 1034 | 7368 | Rate Constraint in lbs/MMBtu | FALSE | L | Annual | Allowances Withdrawn (n:1) | Thousand Tons | 0 | 0 | 0 | 0 | 0 | 0 | 0
WI CC NGas NOx Annual Rate v3.1 | 1034 | 7368 | Rate Constraint in lbs/MMBtu | FALSE | L | Annual | Net Emissions Allowance Position | Thousand Tons | 0.20018 | 0.26256 | 0.22001 | 0.076615 | 0.042216 | 0.078964 | 0.10686
WI CC NGas NOx Annual Rate v3.1 | 1034 | 7368 | Rate Constraint in lbs/MMBtu | FALSE | L | Annual | Fuel Consumed | TBtu | 41.3219 | 54.103 | 45.4479 | 15.8215 | 8.6554 | 16.3143 | 22.0782
WI CC NGas NOx Annual Rate v3.1 | 1034 | 7368 | Rate Constraint in lbs/MMBtu | FALSE | L | Annual | Rate | lb/MMBtu | 0.0096889 | 0.0097059 | 0.0096819 | 0.0096849 | 0.009755 | 0.0096803 | 0.0096803
WI CC NGas NOx Annual Rate v3.1 | 1034 | 7368 | Rate Constraint in lbs/MMBtu | FALSE | L | Annual | Generation | TWh | 5.8613 | 7.6742 | 6.4465 | 2.2442 | 1.2277 | 2.3141 | 3.1317
WI CC NGas NOx Annual Rate v3.1 | 1034 | 7368 | Rate Constraint in lbs/MMBtu | FALSE | L | Annual | Qualifying Generation | TWh | 5.8613 | 7.6742 | 6.4465 | 2.2442 | 1.2277 | 2.3141 | 3.1317
WI CC NGas NOx Annual Rate v3.1 | 1034 | 7368 | Rate Constraint in lbs/MMBtu | FALSE | L | Annual | Rate | lb/MWh | 0.068307 | 0.068427 | 0.068257 | 0.068279 | 0.068773 | 0.068246 | 0.068246
WI CC NGas NOx Annual Rate v3.1 | 1034 | 7368 | Rate Constraint in lbs/MMBtu | FALSE | L | Annual | Constraint Shadow Price | US2022$/Ton | 0 | 0 | 0 | 0 | 0 | 0 | 0
WI CoalUnits1 NOx Annual Rate v3.1 | 1035 | 7365 | Rate Constraint in lbs/MMBtu | FALSE | L | Annual | Seasons Included | Seasons | Winter, Spring, Summer, Fall | Winter, Spring, Summer, Fall | Winter, Spring, Summer, Fall | Winter, Spring, Summer, Fall | Winter, Spring, Summer, Fall | Winter, Spring, Summer, Fall | Winter, Spring, Summer, Fall
WI CoalUnits1 NOx Annual Rate v3.1 | 1035 | 7365 | Rate Constraint in lbs/MMBtu | FALSE | L | Annual | Standard NOX | lb/MMBtu | 0.1 | 0.1 | 0.1 | 0.1 | 0.1 | 0.1 | 0.1
WI CoalUnits1 NOx Annual Rate v3.1 | 1035 | 7365 | Rate Constraint in lbs/MMBtu | FALSE | L | Annual | Emissions at Affected Plants NOX | Thousand Tons | 2.2103 | 0.01952 | 0.020641 | 0.020641 | 0 | 0 | 0
WI CoalUnits1 NOx Annual Rate v3.1 | 1035 | 7365 | Rate Constraint in lbs/MMBtu | FALSE | L | Annual | Allowances Purchased NOX | Thousand Tons | 0 | 0 | 0 | 0 | 0 | 0 | 0
WI CoalUnits1 NOx Annual Rate v3.1 | 1035 | 7365 | Rate Constraint in lbs/MMBtu | FALSE | L | Annual | Allowances Sold NOX | Thousand Tons | 0 | 0 | 0 | 0 | 0 | 0 | 0
WI CoalUnits1 NOx Annual Rate v3.1 | 1035 | 7365 | Rate Constraint in lbs/MMBtu | FALSE | L | Annual | Allowances Banked | Thousand Tons | 0 | 0 | 0 | 0 | 0 | 0 | 0
WI CoalUnits1 NOx Annual Rate v3.1 | 1035 | 7365 | Rate Constraint in lbs/MMBtu | FALSE | L | Annual | Allowances Withdrawn (1:1) | Thousand Tons | 0 | 0 | 0 | 0 | 0 | 0 | 0
WI CoalUnits1 NOx Annual Rate v3.1 | 1035 | 7365 | Rate Constraint in lbs/MMBtu | FALSE | L | Annual | Allowances Withdrawn (n:1) | Thousand Tons | 0 | 0 | 0 | 0 | 0 | 0 | 0
WI CoalUnits1 NOx Annual Rate v3.1 | 1035 | 7365 | Rate Constraint in lbs/MMBtu | FALSE | L | Annual | Net Emissions Allowance Position | Thousand Tons | 2.2103 | 0.01952 | 0.020641 | 0.020641 | 0 | 0 | 0
WI CoalUnits1 NOx Annual Rate v3.1 | 1035 | 7365 | Rate Constraint in lbs/MMBtu | FALSE | L | Annual | Fuel Consumed | TBtu | 70.3792 | 0.62716 | 0.66316 | 0.66316 | 0 | 0 | 0
WI CoalUnits1 NOx Annual Rate v3.1 | 1035 | 7365 | Rate Constraint in lbs/MMBtu | FALSE | L | Annual | Rate | lb/MMBtu | 0.06281 | 0.06225 | 0.06225 | 0.06225 | 0 | 0 | 0
WI CoalUnits1 NOx Annual Rate v3.1 | 1035 | 7365 | Rate Constraint in lbs/MMBtu | FALSE | L | Annual | Generation | TWh | 7.0457 | 0.065455 | 0.048285 | 0.048285 | 0 | 0 | 0
WI CoalUnits1 NOx Annual Rate v3.1 | 1035 | 7365 | Rate Constraint in lbs/MMBtu | FALSE | L | Annual | Qualifying Generation | TWh | 7.0457 | 0.065455 | 0.048285 | 0.048285 | 0 | 0 | 0
WI CoalUnits1 NOx Annual Rate v3.1 | 1035 | 7365 | Rate Constraint in lbs/MMBtu | FALSE | L | Annual | Rate | lb/MWh | 0.62741 | 0.59645 | 0.85495 | 0.85495 | 0 | 0 | 0
WI CoalUnits1 NOx Annual Rate v3.1 | 1035 | 7365 | Rate Constraint in lbs/MMBtu | FALSE | L | Annual | Constraint Shadow Price | US2022$/Ton | 0 | 0 | 0 | 0 | 0 | 0 | 0
WI CT DFO NOx Annual Rate v3.1 | 1036 | 7367 | Rate Constraint in lbs/MMBtu | FALSE | L | Annual | Seasons Included | Seasons | Winter, Spring, Summer, Fall | Winter, Spring, Summer, Fall | Winter, Spring, Summer, Fall | Winter, Spring, Summer, Fall | Winter, Spring, Summer, Fall | Winter, Spring, Summer, Fall | Winter, Spring, Summer, Fall
WI CT DFO NOx Annual Rate v3.1 | 1036 | 7367 | Rate Constraint in lbs/MMBtu | FALSE | L | Annual | Standard NOX | lb/MMBtu | 0.41 | 0.41 | 0.41 | 0.41 | 0.41 | 0.41 | 0.41
WI CT DFO NOx Annual Rate v3.1 | 1036 | 7367 | Rate Constraint in lbs/MMBtu | FALSE | L | Annual | Emissions at Affected Plants NOX | Thousand Tons | 0 | 0 | 0 | 0 | 0 | 0 | 0
WI CT DFO NOx Annual Rate v3.1 | 1036 | 7367 | Rate Constraint in lbs/MMBtu | FALSE | L | Annual | Allowances Purchased NOX | Thousand Tons | 0 | 0 | 0 | 0 | 0 | 0 | 0
WI CT DFO NOx Annual Rate v3.1 | 1036 | 7367 | Rate Constraint in lbs/MMBtu | FALSE | L | Annual | Allowances Sold NOX | Thousand Tons | 0 | 0 | 0 | 0 | 0 | 0 | 0
WI CT DFO NOx Annual Rate v3.1 | 1036 | 7367 | Rate Constraint in lbs/MMBtu | FALSE | L | Annual | Allowances Banked | Thousand Tons | 0 | 0 | 0 | 0 | 0 | 0 | 0
WI CT DFO NOx Annual Rate v3.1 | 1036 | 7367 | Rate Constraint in lbs/MMBtu | FALSE | L | Annual | Allowances Withdrawn (1:1) | Thousand Tons | 0 | 0 | 0 | 0 | 0 | 0 | 0
WI CT DFO NOx Annual Rate v3.1 | 1036 | 7367 | Rate Constraint in lbs/MMBtu | FALSE | L | Annual | Allowances Withdrawn (n:1) | Thousand Tons | 0 | 0 | 0 | 0 | 0 | 0 | 0
WI CT DFO NOx Annual Rate v3.1 | 1036 | 7367 | Rate Constraint in lbs/MMBtu | FALSE | L | Annual | Net Emissions Allowance Position | Thousand Tons | 0 | 0 | 0 | 0 | 0 | 0 | 0
WI CT DFO NOx Annual Rate v3.1 | 1036 | 7367 | Rate Constraint in lbs/MMBtu | FALSE | L | Annual | Fuel Consumed | TBtu | 0 | 0 | 0 | 0 | 0 | 0 | 0
WI CT DFO NOx Annual Rate v3.1 | 1036 | 7367 | Rate Constraint in lbs/MMBtu | FALSE | L | Annual | Rate | lb/MMBtu | 0 | 0 | 0 | 0 | 0 | 0 | 0
WI CT DFO NOx Annual Rate v3.1 | 1036 | 7367 | Rate Constraint in lbs/MMBtu | FALSE | L | Annual | Generation | TWh | 0 | 0 | 0 | 0 | 0 | 0 | 0
WI CT DFO NOx Annual Rate v3.1 | 1036 | 7367 | Rate Constraint in lbs/MMBtu | FALSE | L | Annual | Qualifying Generation | TWh | 0 | 0 | 0 | 0 | 0 | 0 | 0
WI CT DFO NOx Annual Rate v3.1 | 1036 | 7367 | Rate Constraint in lbs/MMBtu | FALSE | L | Annual | Rate | lb/MWh | 0 | 0 | 0 | 0 | 0 | 0 | 0
WI CT DFO NOx Annual Rate v3.1 | 1036 | 7367 | Rate Constraint in lbs/MMBtu | FALSE | L | Annual | Constraint Shadow Price | US2022$/Ton | 0 | 0 | 0 | 0 | 0 | 0 | 0
WI CT NGas NOx Annual Rate v3.1 | 1037 | 7366 | Rate Constraint in lbs/MMBtu | FALSE | L | Annual | Seasons Included | Seasons | Winter, Spring, Summer, Fall | Winter, Spring, Summer, Fall | Winter, Spring, Summer, Fall | Winter, Spring, Summer, Fall | Winter, Spring, Summer, Fall | Winter, Spring, Summer, Fall | Winter, Spring, Summer, Fall
WI CT NGas NOx Annual Rate v3.1 | 1037 | 7366 | Rate Constraint in lbs/MMBtu | FALSE | L | Annual | Standard NOX | lb/MMBtu | 0.11 | 0.11 | 0.11 | 0.11 | 0.11 | 0.11 | 0.11
WI CT NGas NOx Annual Rate v3.1 | 1037 | 7366 | Rate Constraint in lbs/MMBtu | FALSE | L | Annual | Emissions at Affected Plants NOX | Thousand Tons | 0.004394 | 0.090739 | 0.017637 | 0.0021163 | 0.00082208 | 0.025596 | 0.035024
WI CT NGas NOx Annual Rate v3.1 | 1037 | 7366 | Rate Constraint in lbs/MMBtu | FALSE | L | Annual | Allowances Purchased NOX | Thousand Tons | 0 | 0 | 0 | 0 | 0 | 0 | 0
WI CT NGas NOx Annual Rate v3.1 | 1037 | 7366 | Rate Constraint in lbs/MMBtu | FALSE | L | Annual | Allowances Sold NOX | Thousand Tons | 0 | 0 | 0 | 0 | 0 | 0 | 0
WI CT NGas NOx Annual Rate v3.1 | 1037 | 7366 | Rate Constraint in lbs/MMBtu | FALSE | L | Annual | Allowances Banked | Thousand Tons | 0 | 0 | 0 | 0 | 0 | 0 | 0
WI CT NGas NOx Annual Rate v3.1 | 1037 | 7366 | Rate Constraint in lbs/MMBtu | FALSE | L | Annual | Allowances Withdrawn (1:1) | Thousand Tons | 0 | 0 | 0 | 0 | 0 | 0 | 0
WI CT NGas NOx Annual Rate v3.1 | 1037 | 7366 | Rate Constraint in lbs/MMBtu | FALSE | L | Annual | Allowances Withdrawn (n:1) | Thousand Tons | 0 | 0 | 0 | 0 | 0 | 0 | 0
WI CT NGas NOx Annual Rate v3.1 | 1037 | 7366 | Rate Constraint in lbs/MMBtu | FALSE | L | Annual | Net Emissions Allowance Position | Thousand Tons | 0.004394 | 0.090739 | 0.017637 | 0.0021163 | 0.00082208 | 0.025596 | 0.035024
WI CT NGas NOx Annual Rate v3.1 | 1037 | 7366 | Rate Constraint in lbs/MMBtu | FALSE | L | Annual | Fuel Consumed | TBtu | 0.30654 | 16.2229 | 3.2066 | 0.38478 | 0.14947 | 4.6539 | 6.368
WI CT NGas NOx Annual Rate v3.1 | 1037 | 7366 | Rate Constraint in lbs/MMBtu | FALSE | L | Annual | Rate | lb/MMBtu | 0.028669 | 0.011187 | 0.011 | 0.011 | 0.011 | 0.011 | 0.011
WI CT NGas NOx Annual Rate v3.1 | 1037 | 7366 | Rate Constraint in lbs/MMBtu | FALSE | L | Annual | Generation | TWh | 0.024699 | 1.7013 | 0.33711 | 0.040452 | 0.015714 | 0.48926 | 0.67425
WI CT NGas NOx Annual Rate v3.1 | 1037 | 7366 | Rate Constraint in lbs/MMBtu | FALSE | L | Annual | Qualifying Generation | TWh | 0.024699 | 1.6344 | 0.32374 | 0.038847 | 0.01509 | 0.46985 | 0.64291
WI CT NGas NOx Annual Rate v3.1 | 1037 | 7366 | Rate Constraint in lbs/MMBtu | FALSE | L | Annual | Rate | lb/MWh | 0.35581 | 0.11104 | 0.10895 | 0.10895 | 0.10895 | 0.10895 | 0.10895
WI CT NGas NOx Annual Rate v3.1 | 1037 | 7366 | Rate Constraint in lbs/MMBtu | FALSE | L | Annual | Constraint Shadow Price | US2022$/Ton | 0 | 0 | 0 | 0 | 0 | 0 | 0
WI Large Coal Units Hg Rule v3.1, Unit 2563 and retrofits | 1038 | 7369 | MACT Fuel Choice Floor in lbs/MMBtu | FALSE | L | Annual | Seasons Included | Seasons | Winter, Spring, Summer, Fall | Winter, Spring, Summer, Fall | Winter, Spring, Summer, Fall | Winter, Spring, Summer, Fall | Winter, Spring, Summer, Fall | Winter, Spring, Summer, Fall | Winter, Spring, Summer, Fall
WI Large Coal Units Hg Rule v3.1, Unit 2563 and retrofits | 1038 | 7369 | MACT Fuel Choice Floor in lbs/MMBtu | FALSE | L | Annual | Emission Floor | lbs/MMBtu | 7.92e-07 | 7.92e-07 | 7.92e-07 | 7.92e-07 | 7.92e-07 | 7.92e-07 | 7.92e-07
WI Large Coal Units Hg Rule v3.1, Unit 2563 and retrofits | 1038 | 7369 | MACT Fuel Choice Floor in lbs/MMBtu | FALSE | L | Annual | Emissions at Affected Plants MER | lbs | 16.9798 | 0 | 0 | 0 | 0 | 0 | 0
WI Large Coal Units Hg Rule v3.1, Unit 2563 and retrofits | 1038 | 7369 | MACT Fuel Choice Floor in lbs/MMBtu | FALSE | L | Annual | Allowances Purchased MER | lbs | 0 | 0 | 0 | 0 | 0 | 0 | 0
WI Large Coal Units Hg Rule v3.1, Unit 2563 and retrofits | 1038 | 7369 | MACT Fuel Choice Floor in lbs/MMBtu | FALSE | L | Annual | Allowances Sold MER | lbs | 0 | 0 | 0 | 0 | 0 | 0 | 0
WI Large Coal Units Hg Rule v3.1, Unit 2563 and retrofits | 1038 | 7369 | MACT Fuel Choice Floor in lbs/MMBtu | FALSE | L | Annual | Allowances Banked | lbs | 0 | 0 | 0 | 0 | 0 | 0 | 0
WI Large Coal Units Hg Rule v3.1, Unit 2563 and retrofits | 1038 | 7369 | MACT Fuel Choice Floor in lbs/MMBtu | FALSE | L | Annual | Allowances Withdrawn (1:1) | lbs | 0 | 0 | 0 | 0 | 0 | 0 | 0
WI Large Coal Units Hg Rule v3.1, Unit 2563 and retrofits | 1038 | 7369 | MACT Fuel Choice Floor in lbs/MMBtu | FALSE | L | Annual | Allowances Withdrawn (n:1) | lbs | 0 | 0 | 0 | 0 | 0 | 0 | 0
WI Large Coal Units Hg Rule v3.1, Unit 2563 and retrofits | 1038 | 7369 | MACT Fuel Choice Floor in lbs/MMBtu | FALSE | L | Annual | Net Emissions Allowance Position | lbs | 16.9798 | 0 | 0 | 0 | 0 | 0 | 0
WI Large Coal Units Hg Rule v3.1, Unit 2563 and retrofits | 1038 | 7369 | MACT Fuel Choice Floor in lbs/MMBtu | FALSE | L | Annual | Fuel Consumed | TBtu | 30.2603 | 0 | 0 | 0 | 0 | 0 | 0
WI Large Coal Units Hg Rule v3.1, Unit 2563 and retrofits | 1038 | 7369 | MACT Fuel Choice Floor in lbs/MMBtu | FALSE | L | Annual | Rate | lb/MMBtu | 5.6112e-07 | 0 | 0 | 0 | 0 | 0 | 0
WI Large Coal Units Hg Rule v3.1, Unit 2563 and retrofits | 1038 | 7369 | MACT Fuel Choice Floor in lbs/MMBtu | FALSE | L | Annual | Generation | TWh | 3.1264 | 0 | 0 | 0 | 0 | 0 | 0
WI Large Coal Units Hg Rule v3.1, Unit 2563 and retrofits | 1038 | 7369 | MACT Fuel Choice Floor in lbs/MMBtu | FALSE | L | Annual | Qualifying Generation | TWh | 3.1264 | 0 | 0 | 0 | 0 | 0 | 0
WI Large Coal Units Hg Rule v3.1, Unit 2563 and retrofits | 1038 | 7369 | MACT Fuel Choice Floor in lbs/MMBtu | FALSE | L | Annual | Constraint Shadow Price | US2022$/Lb | 0 | 0 | 0 | 0 | 0 | 0 | 0
WI Large Coal Units Hg Rule v3.1, Unit 3161 and retrofits | 1039 | 7369 | MACT Fuel Choice Floor in lbs/MMBtu | FALSE | L | Annual | Seasons Included | Seasons | Winter, Spring, Summer, Fall | Winter, Spring, Summer, Fall | Winter, Spring, Summer, Fall | Winter, Spring, Summer, Fall | Winter, Spring, Summer, Fall | Winter, Spring, Summer, Fall | Winter, Spring, Summer, Fall
WI Large Coal Units Hg Rule v3.1, Unit 3161 and retrofits | 1039 | 7369 | MACT Fuel Choice Floor in lbs/MMBtu | FALSE | L | Annual | Emission Floor | lbs/MMBtu | 7.92e-07 | 7.92e-07 | 7.92e-07 | 7.92e-07 | 7.92e-07 | 7.92e-07 | 7.92e-07
WI Large Coal Units Hg Rule v3.1, Unit 3161 and retrofits | 1039 | 7369 | MACT Fuel Choice Floor in lbs/MMBtu | FALSE | L | Annual | Emissions at Affected Plants MER | lbs | 3.0278 | 7.3756 | 0 | 0 | 0 | 0 | 0
WI Large Coal Units Hg Rule v3.1, Unit 3161 and retrofits | 1039 | 7369 | MACT Fuel Choice Floor in lbs/MMBtu | FALSE | L | Annual | Allowances Purchased MER | lbs | 0 | 0 | 0 | 0 | 0 | 0 | 0
WI Large Coal Units Hg Rule v3.1, Unit 3161 and retrofits | 1039 | 7369 | MACT Fuel Choice Floor in lbs/MMBtu | FALSE | L | Annual | Allowances Sold MER | lbs | 0 | 0 | 0 | 0 | 0 | 0 | 0
WI Large Coal Units Hg Rule v3.1, Unit 3161 and retrofits | 1039 | 7369 | MACT Fuel Choice Floor in lbs/MMBtu | FALSE | L | Annual | Allowances Banked | lbs | 0 | 0 | 0 | 0 | 0 | 0 | 0
WI Large Coal Units Hg Rule v3.1, Unit 3161 and retrofits | 1039 | 7369 | MACT Fuel Choice Floor in lbs/MMBtu | FALSE | L | Annual | Allowances Withdrawn (1:1) | lbs | 0 | 0 | 0 | 0 | 0 | 0 | 0
WI Large Coal Units Hg Rule v3.1, Unit 3161 and retrofits | 1039 | 7369 | MACT Fuel Choice Floor in lbs/MMBtu | FALSE | L | Annual | Allowances Withdrawn (n:1) | lbs | 0 | 0 | 0 | 0 | 0 | 0 | 0
WI Large Coal Units Hg Rule v3.1, Unit 3161 and retrofits | 1039 | 7369 | MACT Fuel Choice Floor in lbs/MMBtu | FALSE | L | Annual | Net Emissions Allowance Position | lbs | 3.0278 | 7.3756 | 0 | 0 | 0 | 0 | 0
WI Large Coal Units Hg Rule v3.1, Unit 3161 and retrofits | 1039 | 7369 | MACT Fuel Choice Floor in lbs/MMBtu | FALSE | L | Annual | Fuel Consumed | TBtu | 5.3959 | 13.1443 | 0 | 0 | 0 | 0 | 0
WI Large Coal Units Hg Rule v3.1, Unit 3161 and retrofits | 1039 | 7369 | MACT Fuel Choice Floor in lbs/MMBtu | FALSE | L | Annual | Rate | lb/MMBtu | 5.6112e-07 | 5.6112e-07 | 0 | 0 | 0 | 0 | 0
WI Large Coal Units Hg Rule v3.1, Unit 3161 and retrofits | 1039 | 7369 | MACT Fuel Choice Floor in lbs/MMBtu | FALSE | L | Annual | Generation | TWh | 0.53991 | 1.3152 | 0 | 0 | 0 | 0 | 0
WI Large Coal Units Hg Rule v3.1, Unit 3161 and retrofits | 1039 | 7369 | MACT Fuel Choice Floor in lbs/MMBtu | FALSE | L | Annual | Qualifying Generation | TWh | 0.53991 | 1.3152 | 0 | 0 | 0 | 0 | 0
WI Large Coal Units Hg Rule v3.1, Unit 3161 and retrofits | 1039 | 7369 | MACT Fuel Choice Floor in lbs/MMBtu | FALSE | L | Annual | Constraint Shadow Price | US2022$/Lb | 0 | 0 | 0 | 0 | 0 | 0 | 0
WI Large Coal Units Hg Rule v3.1, Unit 3411 and retrofits | 1040 | 7369 | MACT Fuel Choice Floor in lbs/MMBtu | FALSE | L | Annual | Seasons Included | Seasons | Winter, Spring, Summer, Fall | Winter, Spring, Summer, Fall | Winter, Spring, Summer, Fall | Winter, Spring, Summer, Fall | Winter, Spring, Summer, Fall | Winter, Spring, Summer, Fall | Winter, Spring, Summer, Fall
WI Large Coal Units Hg Rule v3.1, Unit 3411 and retrofits | 1040 | 7369 | MACT Fuel Choice Floor in lbs/MMBtu | FALSE | L | Annual | Emission Floor | lbs/MMBtu | 7.92e-07 | 7.92e-07 | 7.92e-07 | 7.92e-07 | 7.92e-07 | 7.92e-07 | 7.92e-07
WI Large Coal Units Hg Rule v3.1, Unit 3411 and retrofits | 1040 | 7369 | MACT Fuel Choice Floor in lbs/MMBtu | FALSE | L | Annual | Emissions at Affected Plants MER | lbs | 7.2805 | 10.2184 | 0 | 0 | 0 | 0 | 0
WI Large Coal Units Hg Rule v3.1, Unit 3411 and retrofits | 1040 | 7369 | MACT Fuel Choice Floor in lbs/MMBtu | FALSE | L | Annual | Allowances Purchased MER | lbs | 0 | 0 | 0 | 0 | 0 | 0 | 0
WI Large Coal Units Hg Rule v3.1, Unit 3411 and retrofits | 1040 | 7369 | MACT Fuel Choice Floor in lbs/MMBtu | FALSE | L | Annual | Allowances Sold MER | lbs | 0 | 0 | 0 | 0 | 0 | 0 | 0
WI Large Coal Units Hg Rule v3.1, Unit 3411 and retrofits | 1040 | 7369 | MACT Fuel Choice Floor in lbs/MMBtu | FALSE | L | Annual | Allowances Banked | lbs | 0 | 0 | 0 | 0 | 0 | 0 | 0
WI Large Coal Units Hg Rule v3.1, Unit 3411 and retrofits | 1040 | 7369 | MACT Fuel Choice Floor in lbs/MMBtu | FALSE | L | Annual | Allowances Withdrawn (1:1) | lbs | 0 | 0 | 0 | 0 | 0 | 0 | 0
WI Large Coal Units Hg Rule v3.1, Unit 3411 and retrofits | 1040 | 7369 | MACT Fuel Choice Floor in lbs/MMBtu | FALSE | L | Annual | Allowances Withdrawn (n:1) | lbs | 0 | 0 | 0 | 0 | 0 | 0 | 0
WI Large Coal Units Hg Rule v3.1, Unit 3411 and retrofits | 1040 | 7369 | MACT Fuel Choice Floor in lbs/MMBtu | FALSE | L | Annual | Net Emissions Allowance Position | lbs | 7.2805 | 10.2184 | 0 | 0 | 0 | 0 | 0
WI Large Coal Units Hg Rule v3.1, Unit 3411 and retrofits | 1040 | 7369 | MACT Fuel Choice Floor in lbs/MMBtu | FALSE | L | Annual | Fuel Consumed | TBtu | 12.9748 | 18.2105 | 0 | 0 | 0 | 0 | 0
WI Large Coal Units Hg Rule v3.1, Unit 3411 and retrofits | 1040 | 7369 | MACT Fuel Choice Floor in lbs/MMBtu | FALSE | L | Annual | Rate | lb/MMBtu | 5.6112e-07 | 5.6112e-07 | 0 | 0 | 0 | 0 | 0
WI Large Coal Units Hg Rule v3.1, Unit 3411 and retrofits | 1040 | 7369 | MACT Fuel Choice Floor in lbs/MMBtu | FALSE | L | Annual | Generation | TWh | 1.1542 | 1.62 | 0 | 0 | 0 | 0 | 0
WI Large Coal Units Hg Rule v3.1, Unit 3411 and retrofits | 1040 | 7369 | MACT Fuel Choice Floor in lbs/MMBtu | FALSE | L | Annual | Qualifying Generation | TWh | 1.1542 | 1.62 | 0 | 0 | 0 | 0 | 0
WI Large Coal Units Hg Rule v3.1, Unit 3411 and retrofits | 1040 | 7369 | MACT Fuel Choice Floor in lbs/MMBtu | FALSE | L | Annual | Constraint Shadow Price | US2022$/Lb | 0 | 0 | 0 | 0 | 0 | 0 | 0
WI Large Coal Units Hg Rule v3.1, Unit 4713 and retrofits | 1041 | 7369 | MACT Fuel Choice Floor in lbs/MMBtu | FALSE | L | Annual | Seasons Included | Seasons | Winter, Spring, Summer, Fall | Winter, Spring, Summer, Fall | Winter, Spring, Summer, Fall | Winter, Spring, Summer, Fall | Winter, Spring, Summer, Fall | Winter, Spring, Summer, Fall | Winter, Spring, Summer, Fall
WI Large Coal Units Hg Rule v3.1, Unit 4713 and retrofits | 1041 | 7369 | MACT Fuel Choice Floor in lbs/MMBtu | FALSE | L | Annual | Emission Floor | lbs/MMBtu | 7.92e-07 | 7.92e-07 | 7.92e-07 | 7.92e-07 | 7.92e-07 | 7.92e-07 | 7.92e-07
WI Large Coal Units Hg Rule v3.1, Unit 4713 and retrofits | 1041 | 7369 | MACT Fuel Choice Floor in lbs/MMBtu | FALSE | L | Annual | Emissions at Affected Plants MER | lbs | 20.0511 | 0 | 0 | 0 | 0 | 0 | 0
WI Large Coal Units Hg Rule v3.1, Unit 4713 and retrofits | 1041 | 7369 | MACT Fuel Choice Floor in lbs/MMBtu | FALSE | L | Annual | Allowances Purchased MER | lbs | 0 | 0 | 0 | 0 | 0 | 0 | 0
WI Large Coal Units Hg Rule v3.1, Unit 4713 and retrofits | 1041 | 7369 | MACT Fuel Choice Floor in lbs/MMBtu | FALSE | L | Annual | Allowances Sold MER | lbs | 0 | 0 | 0 | 0 | 0 | 0 | 0
WI Large Coal Units Hg Rule v3.1, Unit 4713 and retrofits | 1041 | 7369 | MACT Fuel Choice Floor in lbs/MMBtu | FALSE | L | Annual | Allowances Banked | lbs | 0 | 0 | 0 | 0 | 0 | 0 | 0
WI Large Coal Units Hg Rule v3.1, Unit 4713 and retrofits | 1041 | 7369 | MACT Fuel Choice Floor in lbs/MMBtu | FALSE | L | Annual | Allowances Withdrawn (1:1) | lbs | 0 | 0 | 0 | 0 | 0 | 0 | 0
WI Large Coal Units Hg Rule v3.1, Unit 4713 and retrofits | 1041 | 7369 | MACT Fuel Choice Floor in lbs/MMBtu | FALSE | L | Annual | Allowances Withdrawn (n:1) | lbs | 0 | 0 | 0 | 0 | 0 | 0 | 0
WI Large Coal Units Hg Rule v3.1, Unit 4713 and retrofits | 1041 | 7369 | MACT Fuel Choice Floor in lbs/MMBtu | FALSE | L | Annual | Net Emissions Allowance Position | lbs | 20.0511 | 0 | 0 | 0 | 0 | 0 | 0
WI Large Coal Units Hg Rule v3.1, Unit 4713 and retrofits | 1041 | 7369 | MACT Fuel Choice Floor in lbs/MMBtu | FALSE | L | Annual | Fuel Consumed | TBtu | 35.1975 | 0 | 0 | 0 | 0 | 0 | 0
WI Large Coal Units Hg Rule v3.1, Unit 4713 and retrofits | 1041 | 7369 | MACT Fuel Choice Floor in lbs/MMBtu | FALSE | L | Annual | Rate | lb/MMBtu | 5.6967e-07 | 0 | 0 | 0 | 0 | 0 | 0
WI Large Coal Units Hg Rule v3.1, Unit 4713 and retrofits | 1041 | 7369 | MACT Fuel Choice Floor in lbs/MMBtu | FALSE | L | Annual | Generation | TWh | 3.5094 | 0 | 0 | 0 | 0 | 0 | 0
WI Large Coal Units Hg Rule v3.1, Unit 4713 and retrofits | 1041 | 7369 | MACT Fuel Choice Floor in lbs/MMBtu | FALSE | L | Annual | Qualifying Generation | TWh | 3.5094 | 0 | 0 | 0 | 0 | 0 | 0
WI Large Coal Units Hg Rule v3.1, Unit 4713 and retrofits | 1041 | 7369 | MACT Fuel Choice Floor in lbs/MMBtu | FALSE | L | Annual | Constraint Shadow Price | US2022$/Lb | 0 | 0 | 0 | 0 | 0 | 0 | 0
WI Large Coal Units Hg Rule v3.1, Unit 4714 and retrofits | 1042 | 7369 | MACT Fuel Choice Floor in lbs/MMBtu | FALSE | L | Annual | Seasons Included | Seasons | Winter, Spring, Summer, Fall | Winter, Spring, Summer, Fall | Winter, Spring, Summer, Fall | Winter, Spring, Summer, Fall | Winter, Spring, Summer, Fall | Winter, Spring, Summer, Fall | Winter, Spring, Summer, Fall
WI Large Coal Units Hg Rule v3.1, Unit 4714 and retrofits | 1042 | 7369 | MACT Fuel Choice Floor in lbs/MMBtu | FALSE | L | Annual | Emission Floor | lbs/MMBtu | 7.92e-07 | 7.92e-07 | 7.92e-07 | 7.92e-07 | 7.92e-07 | 7.92e-07 | 7.92e-07
WI Large Coal Units Hg Rule v3.1, Unit 4714 and retrofits | 1042 | 7369 | MACT Fuel Choice Floor in lbs/MMBtu | FALSE | L | Annual | Emissions at Affected Plants MER | lbs | 20.0421 | 0.35727 | 0.37779 | 0.37779 | 0 | 0 | 0
WI Large Coal Units Hg Rule v3.1, Unit 4714 and retrofits | 1042 | 7369 | MACT Fuel Choice Floor in lbs/MMBtu | FALSE | L | Annual | Allowances Purchased MER | lbs | 0 | 0 | 0 | 0 | 0 | 0 | 0
WI Large Coal Units Hg Rule v3.1, Unit 4714 and retrofits | 1042 | 7369 | MACT Fuel Choice Floor in lbs/MMBtu | FALSE | L | Annual | Allowances Sold MER | lbs | 0 | 0 | 0 | 0 | 0 | 0 | 0
WI Large Coal Units Hg Rule v3.1, Unit 4714 and retrofits | 1042 | 7369 | MACT Fuel Choice Floor in lbs/MMBtu | FALSE | L | Annual | Allowances Banked | lbs | 0 | 0 | 0 | 0 | 0 | 0 | 0
WI Large Coal Units Hg Rule v3.1, Unit 4714 and retrofits | 1042 | 7369 | MACT Fuel Choice Floor in lbs/MMBtu | FALSE | L | Annual | Allowances Withdrawn (1:1) | lbs | 0 | 0 | 0 | 0 | 0 | 0 | 0
WI Large Coal Units Hg Rule v3.1, Unit 4714 and retrofits | 1042 | 7369 | MACT Fuel Choice Floor in lbs/MMBtu | FALSE | L | Annual | Allowances Withdrawn (n:1) | lbs | 0 | 0 | 0 | 0 | 0 | 0 | 0
WI Large Coal Units Hg Rule v3.1, Unit 4714 and retrofits | 1042 | 7369 | MACT Fuel Choice Floor in lbs/MMBtu | FALSE | L | Annual | Net Emissions Allowance Position | lbs | 20.0421 | 0.35727 | 0.37779 | 0.37779 | 0 | 0 | 0
WI Large Coal Units Hg Rule v3.1, Unit 4714 and retrofits | 1042 | 7369 | MACT Fuel Choice Floor in lbs/MMBtu | FALSE | L | Annual | Fuel Consumed | TBtu | 35.1817 | 0.62716 | 0.66316 | 0.66316 | 0 | 0 | 0
WI Large Coal Units Hg Rule v3.1, Unit 4714 and retrofits | 1042 | 7369 | MACT Fuel Choice Floor in lbs/MMBtu | FALSE | L | Annual | Rate | lb/MMBtu | 5.6967e-07 | 5.6967e-07 | 5.6967e-07 | 5.6967e-07 | 0 | 0 | 0
WI Large Coal Units Hg Rule v3.1, Unit 4714 and retrofits | 1042 | 7369 | MACT Fuel Choice Floor in lbs/MMBtu | FALSE | L | Annual | Generation | TWh | 3.5363 | 0.065455 | 0.048285 | 0.048285 | 0 | 0 | 0
WI Large Coal Units Hg Rule v3.1, Unit 4714 and retrofits | 1042 | 7369 | MACT Fuel Choice Floor in lbs/MMBtu | FALSE | L | Annual | Qualifying Generation | TWh | 3.5363 | 0.065455 | 0.048285 | 0.048285 | 0 | 0 | 0
WI Large Coal Units Hg Rule v3.1, Unit 4714 and retrofits | 1042 | 7369 | MACT Fuel Choice Floor in lbs/MMBtu | FALSE | L | Annual | Constraint Shadow Price | US2022$/Lb | 0 | 0 | 0 | 0 | 0 | 0 | 0
WI Small Coal Units Hg Rule v3.1, Unit 3461 and retrofits | 1043 | 7370 | MACT Fuel Choice Floor in lbs/MMBtu | FALSE | L | Annual | Seasons Included | Seasons | Winter, Spring, Summer, Fall | Winter, Spring, Summer, Fall | Winter, Spring, Summer, Fall | Winter, Spring, Summer, Fall | Winter, Spring, Summer, Fall | Winter, Spring, Summer, Fall | Winter, Spring, Summer, Fall
WI Small Coal Units Hg Rule v3.1, Unit 3461 and retrofits | 1043 | 7370 | MACT Fuel Choice Floor in lbs/MMBtu | FALSE | L | Annual | Emission Floor | lbs/MMBtu | 6.91e-07 | 6.91e-07 | 6.91e-07 | 6.91e-07 | 6.91e-07 | 6.91e-07 | 6.91e-07
WI Small Coal Units Hg Rule v3.1, Unit 3461 and retrofits | 1043 | 7370 | MACT Fuel Choice Floor in lbs/MMBtu | FALSE | L | Annual | Emissions at Affected Plants MER | lbs | 2.3865 | 2.8536 | 0 | 0 | 0 | 0 | 0
WI Small Coal Units Hg Rule v3.1, Unit 3461 and retrofits | 1043 | 7370 | MACT Fuel Choice Floor in lbs/MMBtu | FALSE | L | Annual | Allowances Purchased MER | lbs | 0 | 0 | 0 | 0 | 0 | 0 | 0
WI Small Coal Units Hg Rule v3.1, Unit 3461 and retrofits | 1043 | 7370 | MACT Fuel Choice Floor in lbs/MMBtu | FALSE | L | Annual | Allowances Sold MER | lbs | 0 | 0 | 0 | 0 | 0 | 0 | 0
WI Small Coal Units Hg Rule v3.1, Unit 3461 and retrofits | 1043 | 7370 | MACT Fuel Choice Floor in lbs/MMBtu | FALSE | L | Annual | Allowances Banked | lbs | 0 | 0 | 0 | 0 | 0 | 0 | 0
WI Small Coal Units Hg Rule v3.1, Unit 3461 and retrofits | 1043 | 7370 | MACT Fuel Choice Floor in lbs/MMBtu | FALSE | L | Annual | Allowances Withdrawn (1:1) | lbs | 0 | 0 | 0 | 0 | 0 | 0 | 0
WI Small Coal Units Hg Rule v3.1, Unit 3461 and retrofits | 1043 | 7370 | MACT Fuel Choice Floor in lbs/MMBtu | FALSE | L | Annual | Allowances Withdrawn (n:1) | lbs | 0 | 0 | 0 | 0 | 0 | 0 | 0
WI Small Coal Units Hg Rule v3.1, Unit 3461 and retrofits | 1043 | 7370 | MACT Fuel Choice Floor in lbs/MMBtu | FALSE | L | Annual | Net Emissions Allowance Position | lbs | 2.3865 | 2.8536 | 0 | 0 | 0 | 0 | 0
WI Small Coal Units Hg Rule v3.1, Unit 3461 and retrofits | 1043 | 7370 | MACT Fuel Choice Floor in lbs/MMBtu | FALSE | L | Annual | Fuel Consumed | TBtu | 4.8019 | 5.0582 | 0 | 0 | 0 | 0 | 0
WI Small Coal Units Hg Rule v3.1, Unit 3461 and retrofits | 1043 | 7370 | MACT Fuel Choice Floor in lbs/MMBtu | FALSE | L | Annual | Rate | lb/MMBtu | 4.97e-07 | 5.6415e-07 | 0 | 0 | 0 | 0 | 0
WI Small Coal Units Hg Rule v3.1, Unit 3461 and retrofits | 1043 | 7370 | MACT Fuel Choice Floor in lbs/MMBtu | FALSE | L | Annual | Generation | TWh | 0.37902 | 0.39925 | 0 | 0 | 0 | 0 | 0
WI Small Coal Units Hg Rule v3.1, Unit 3461 and retrofits | 1043 | 7370 | MACT Fuel Choice Floor in lbs/MMBtu | FALSE | L | Annual | Qualifying Generation | TWh | 0.37902 | 0.39925 | 0 | 0 | 0 | 0 | 0
WI Small Coal Units Hg Rule v3.1, Unit 3461 and retrofits | 1043 | 7370 | MACT Fuel Choice Floor in lbs/MMBtu | FALSE | L | Annual | Constraint Shadow Price | US2022$/Lb | 0 | 0 | 0 | 0 | 0 | 0 | 0
Zero Reserve Margin Type 3 Constraints | 1044 | 7670 | MACT Fuel Choice Floor in lbs/MMBtu | FALSE | L | Annual | Seasons Included | Seasons | Winter, Spring, Summer, Fall | Winter, Spring, Summer, Fall | Winter, Spring, Summer, Fall | Winter, Spring, Summer, Fall | Winter, Spring, Summer, Fall | Winter, Spring, Summer, Fall | Winter, Spring, Summer, Fall
Zero Reserve Margin Type 3 Constraints | 1044 | 7670 | MACT Fuel Choice Floor in lbs/MMBtu | FALSE | L | Annual | Emission Floor | lb/MMBtu | NA | NA | NA | NA | NA | NA | NA
Zero Reserve Margin Type 3 Constraints | 1044 | 7670 | MACT Fuel Choice Floor in lbs/MMBtu | FALSE | L | Annual | Emissions at Affected Plants NOX | Thousand Tons | 0 | 0 | 0 | 0 | 0 | 0 | 0
Zero Reserve Margin Type 3 Constraints | 1044 | 7670 | MACT Fuel Choice Floor in lbs/MMBtu | FALSE | L | Annual | Allowances Purchased NOX | Thousand Tons | 0 | 0 | 0 | 0 | 0 | 0 | 0
Zero Reserve Margin Type 3 Constraints | 1044 | 7670 | MACT Fuel Choice Floor in lbs/MMBtu | FALSE | L | Annual | Allowances Sold NOX | Thousand Tons | 0 | 0 | 0 | 0 | 0 | 0 | 0
Zero Reserve Margin Type 3 Constraints | 1044 | 7670 | MACT Fuel Choice Floor in lbs/MMBtu | FALSE | L | Annual | Allowances Banked | Thousand Tons | 0 | 0 | 0 | 0 | 0 | 0 | 0
Zero Reserve Margin Type 3 Constraints | 1044 | 7670 | MACT Fuel Choice Floor in lbs/MMBtu | FALSE | L | Annual | Allowances Withdrawn (1:1) | Thousand Tons | 0 | 0 | 0 | 0 | 0 | 0 | 0
Zero Reserve Margin Type 3 Constraints | 1044 | 7670 | MACT Fuel Choice Floor in lbs/MMBtu | FALSE | L | Annual | Allowances Withdrawn (n:1) | Thousand Tons | 0 | 0 | 0 | 0 | 0 | 0 | 0
Zero Reserve Margin Type 3 Constraints | 1044 | 7670 | MACT Fuel Choice Floor in lbs/MMBtu | FALSE | L | Annual | Net Emissions Allowance Position | Thousand Tons | 0 | 0 | 0 | 0 | 0 | 0 | 0
Zero Reserve Margin Type 3 Constraints | 1044 | 7670 | MACT Fuel Choice Floor in lbs/MMBtu | FALSE | L | Annual | Fuel Consumed | TBtu | 0 | 0 | 0 | 0 | 0 | 0 | 0
Zero Reserve Margin Type 3 Constraints | 1044 | 7670 | MACT Fuel Choice Floor in lbs/MMBtu | FALSE | L | Annual | Rate | lb/MMBtu | 0 | 0 | 0 | 0 | 0 | 0 | 0
Zero Reserve Margin Type 3 Constraints | 1044 | 7670 | MACT Fuel Choice Floor in lbs/MMBtu | FALSE | L | Annual | Generation | TWh | 0 | 0 | 0 | 0 | 0 | 0 | 0
Zero Reserve Margin Type 3 Constraints | 1044 | 7670 | MACT Fuel Choice Floor in lbs/MMBtu | FALSE | L | Annual | Qualifying Generation | TWh | 0 | 0 | 0 | 0 | 0 | 0 | 0
Zero Reserve Margin Type 3 Constraints | 1044 | 7670 | MACT Fuel Choice Floor in lbs/MMBtu | FALSE | L | Annual | Constraint Shadow Price | US2022$/Ton | 0 | 0 | 0 | 0 | 0 | 0 | 0

## Table 1-16_US
Alternative 1
| 2028 | 2030 | 2035 | 2040 | 2045 | 2050 | 2055
1. Reserve Margin Capacity Winter [MW] | 928024.2155 | 949094.5639 | 1017399.7053 | 1094984.4876 | 1178623.2862 | 1272797.3192 | 1344953.8893
Plus Firm Contract Purchases Winter [MW] | 0 | 0 | 0 | 0 | 0 | 0 | 0
Plus Transmission In Winter [MW] | 31164.1695 | 31900.934 | 39079.5201 | 45454.9598 | 59425.3832 | 68968.708 | 68087.0212
Less Firm Contract Sales Winter [MW] | 0 | 0 | 0 | 0 | 0 | 0 | 0
Less Transmission Out Winter [MW] | 34195.7105 | 35488.3145 | 43030.1333 | 52528.5235 | 67400.9176 | 77212.9289 | 76445.4324
Total Reserve Margin Capacity Winter [MW] | 924992.6745 | 945507.1833 | 1013449.0922 | 1087910.924 | 1170647.7518 | 1264553.0983 | 1336595.4782
2. Peak Load Winter [MW] | 720017.0659 | 741564.7416 | 799319.8379 | 853874.8772 | 914544.6069 | 983261.4275 | 1038154.8162
Less DSM [MW] | 0 | 0 | 0 | 0 | 0 | 0 | 0
Net Demand Winter [MW] | 720017.0659 | 741564.7416 | 799319.8379 | 853874.8772 | 914544.6069 | 983261.4275 | 1038154.8162
3. Reserve Margin Winter [%] | 28.4682 | 27.5016 | 26.7889 | 27.4087 | 28.0034 | 28.608 | 28.7472
1. Reserve Margin Capacity Spring [MW] | 928024.2155 | 949094.5639 | 1017399.7053 | 1094984.4876 | 1178623.2862 | 1272797.3192 | 1344953.8893
Plus Firm Contract Purchases Spring [MW] | 0 | 0 | 0 | 0 | 0 | 0 | 0
Plus Transmission In Spring [MW] | 3988.2372 | 4758.8635 | 5044.6098 | 5238.7226 | 8704.5149 | 17593.5089 | 18555.2552
Less Firm Contract Sales Spring [MW] | 0 | 0 | 0 | 0 | 0 | 0 | 0
Less Transmission Out Spring [MW] | 4310.3015 | 4880.0251 | 5172.4789 | 5370.0943 | 8924.5827 | 18028.1506 | 19011.5319
Total Reserve Margin Capacity Spring [MW] | 927702.1512 | 948973.4023 | 1017271.8362 | 1094853.116 | 1178403.2184 | 1272362.6775 | 1344497.6125
2. Peak Load Spring [MW] | 614965.4742 | 635527.1691 | 690695.2366 | 738529.9282 | 788572.9369 | 843062.0103 | 890272.688
Less DSM [MW] | 0 | 0 | 0 | 0 | 0 | 0 | 0
Net Demand Spring [MW] | 614965.4742 | 635527.1691 | 690695.2366 | 738529.9282 | 788572.9369 | 843062.0103 | 890272.688
3. Reserve Margin Spring [%] | 50.8543 | 49.3207 | 47.2823 | 48.2476 | 49.4349 | 50.9216 | 51.0209
1. Reserve Margin Capacity Summer [MW] | 928024.2155 | 949094.5639 | 1017399.7053 | 1094984.4876 | 1178623.2862 | 1272797.3192 | 1344953.8893
Plus Firm Contract Purchases Summer [MW] | 0 | 0 | 0 | 0 | 0 | 0 | 0
Plus Transmission In Summer [MW] | 80701.2016 | 87365.4741 | 97269.1066 | 97968.1646 | 117240.657 | 127742.0812 | 131873.8081
Less Firm Contract Sales Summer [MW] | 0 | 0 | 0 | 0 | 0 | 0 | 0
Less Transmission Out Summer [MW] | 74559.4779 | 81339.7653 | 88908.5381 | 92030.3252 | 111678.7498 | 121713.6076 | 125903.9649
Total Reserve Margin Capacity Summer [MW] | 934165.9393 | 955120.2727 | 1025760.2738 | 1100922.3271 | 1184185.1933 | 1278825.7929 | 1350923.7326
2. Peak Load Summer [MW] | 807669.8709 | 829518.2149 | 890121.4947 | 955385.7447 | 1027711.9014 | 1109916.0512 | 1172554.2389
Less DSM [MW] | 0 | 0 | 0 | 0 | 0 | 0 | 0
Net Demand Summer [MW] | 807669.8709 | 829518.2149 | 890121.4947 | 955385.7447 | 1027711.9014 | 1109916.0512 | 1172554.2389
3. Reserve Margin Summer [%] | 15.6619 | 15.1416 | 15.2382 | 15.2333 | 15.2254 | 15.2182 | 15.212
1. Reserve Margin Capacity Fall [MW] | 928024.2155 | 949094.5639 | 1017399.7053 | 1094984.4876 | 1178623.2862 | 1272797.3192 | 1344953.8893
Plus Firm Contract Purchases Fall [MW] | 0 | 0 | 0 | 0 | 0 | 0 | 0
Plus Transmission In Fall [MW] | 7803.9918 | 7931.5333 | 10779.694 | 8433.716 | 15589.4022 | 24664.6626 | 25938.0166
Less Firm Contract Sales Fall [MW] | 0 | 0 | 0 | 0 | 0 | 0 | 0
Less Transmission Out Fall [MW] | 8767.4882 | 9432.8515 | 11136.073 | 8740.8048 | 16075.3883 | 25287.9784 | 26588.9117
Total Reserve Margin Capacity Fall [MW] | 927060.7191 | 947593.2457 | 1017043.3263 | 1094677.3989 | 1178137.3001 | 1272174.0035 | 1344302.9942
2. Peak Load Fall [MW] | 661779.5817 | 683222.7098 | 738710.7352 | 789985.9679 | 844989.1643 | 905954.4671 | 956405.7865
Less DSM [MW] | 0 | 0 | 0 | 0 | 0 | 0 | 0
Net Demand Fall [MW] | 661779.5817 | 683222.7098 | 738710.7352 | 789985.9679 | 844989.1643 | 905954.4671 | 956405.7865
3. Reserve Margin Fall [%] | 40.086 | 38.6946 | 37.6782 | 38.5692 | 39.4263 | 40.4236 | 40.5578
1. Reserve Margin Capacity Annual [MW] | 928024.2155 | 949094.5639 | 1017399.7053 | 1094984.4876 | 1178623.2862 | 1272797.3192 | 1344953.8893
Plus Firm Contract Purchases Annual [MW] | 0 | 0 | 0 | 0 | 0 | 0 | 0
Plus Transmission In Annual [MW] | 86032.1881 | 86984.851 | 95443.4815 | 99862.9173 | 120832.7802 | 132108.7828 | 136766.8111
Less Firm Contract Sales Annual [MW] | 0 | 0 | 0 | 0 | 0 | 0 | 0
Less Transmission Out Annual [MW] | 56160.2432 | 56583.7327 | 67985.9417 | 70722.0129 | 90039.1085 | 97376.2667 | 101782.7165
Total Reserve Margin Capacity Annual [MW] | 957896.1604 | 979495.6822 | 1044857.2451 | 1124125.392 | 1209416.9579 | 1307529.8353 | 1379937.984
(for seasonal/annual regions combined)
2. Peak Load Annual [MW] | 819961.1315 | 841059.5395 | 900983.9955 | 966331.6895 | 1039571.775 | 1123231.6359 | 1186867.4369
Less DSM [MW] | 0 | 0 | 0 | 0 | 0 | 0 | 0
Net Demand Annual [MW] | 819961.1315 | 841059.5395 | 900983.9955 | 966331.6895 | 1039571.775 | 1123231.6359 | 1186867.4369
(for seasonal/annual regions combined)
3. Reserve Margin Annual [%] | 16.8221 | 16.4597 | 15.9685 | 16.3291 | 16.338 | 16.4079 | 16.2672
(for seasonal/annual regions combined)
3a.Local Reserves Annual [%] | 113.179 | 112.8451 | 112.921 | 113.3135 | 113.3758 | 113.3157 | 113.3196
(for seasonal/annual regions combined)
4. Total Generation [GWh] | 4537539.7295 | 4693419.8217 | 5171035.7389 | 5578596.8935 | 6119964.1984 | 6417954.4071 | 6761986.4868
Inter-Region Transmission [GWh] | 15150.0638 | 9834.499 | -10610.0794 | -37006.1683 | -59285.4689 | -33675.4719 | -21828.851
Pumping & Storage Losses [GWh] | 91010.2349 | 105654.2803 | 214913.4739 | 256234.8818 | 374333.7166 | 378063.9331 | 383370.2865
Produced Fuel Losses [GWh] | 0 | 0 | 0 | 0 | 0 | 0 | 0
Plus Purchases [GWh] | 0 | 0 | 0 | 0 | 0 | 0 | 0
Less Sales [GWh] | 0 | 0 | 0 | 0 | 0 | 0 | 0
5. Total Supply for Demand [GWh] | 4461679.5583 | 4597600.0404 | 4945512.1856 | 5285355.8434 | 5686345.013 | 6006215.0021 | 6356787.3493
6. Projected Demand [GWh] | 4459175.9151 | 4597144.3211 | 4938506.624 | 5253580.296 | 5575841.7776 | 5927775.1507 | 6273872.1295
Energy Not Served [GWh] | 0 | 0 | 0 | 0 | 0 | 0 | 0
Less DSM [GWh] | 0 | 0 | 0 | 0 | 0 | 0 | 0
Energy Demand Response [GWh] | 0 | 0 | 0 | 0 | 0 | 0 | 0
Net Demand [GWh] | 4459175.9151 | 4597144.3211 | 4938506.624 | 5253580.296 | 5575841.7776 | 5927775.1507 | 6273872.1295
7. Dumped Energy [GWh] | 2503.6432 | 455.7193 | 7005.5616 | 31775.5474 | 110503.2354 | 78439.8514 | 82915.2198
8. Total Generation [GWh] | 4537539.7295 | 4693419.8217 | 5171035.7389 | 5578596.8935 | 6119964.1984 | 6417954.4071 | 6761986.4868
Less T&D Losses [GWh] | 320583.6021 | 331387.0484 | 366342.8278 | 394361.1878 | 431650.3122 | 454054.3057 | 479322.9605
9. Total Sales [GWh] | 4216956.1274 | 4362032.7733 | 4804692.911 | 5184235.7057 | 5688313.8862 | 5963900.1014 | 6282663.5263
Capacity Avoided Costs [US$/kW]
ANNUAL | 62.9511 | 91.9372 | 70.0546 | 90.8351 | 71.4082 | 73.1379 | 73.184
WINTER | 15.4655 | 8.209 | 10.4053 | 4.6877 | 7.489 | 6.7202 | 6.927
SPRING | 0.00076712 | 0.00085528 | 0.00086385 | 0.00075795 | 0.001697 | 0.00094832 | 0.00096727
SUMMER | 49.3881 | 84.6805 | 60.9426 | 86.7879 | 64.8315 | 67.4055 | 67.2848
FALL | 0.00090277 | 0.00086788 | 0.0014526 | 0.00095659 | 0.0017129 | 0.0015339 | 0.0014055
10. Capacity by Capacity Reporting Type [MW]
00 New Combined Cycle | 26681.1852 | 25789.0585 | 25031.9123 | 25268.7435 | 25343.3823 | 49702.742 | 84059.4239
00 New Combined Cycle with CCS Retrofit | 0 | 0 | 652.151 | 652.151 | 652.151 | 652.151 | 652.151
00 New Combined Cycle with CF Limit | 0 | 0 | 0 | 0 | 0 | 0 | 0
00 New Combined Cycle with HRI Retrofit | 0 | 0 | 0 | 0 | 0 | 0 | 0
00 New Combined Cycle with Hydrogen Retrofit | 0 | 1238.5703 | 0 | 0 | 0 | 0 | 0
00 New Combined Cycle with Hydrogen Retrofit Undone | 0 | 0 | 1238.5703 | 1238.5703 | 1238.5703 | 1238.5703 | 1238.5703
00 New Combined Cycle with CCS | 0 | 0 | 0 | 0 | 0 | 0 | 0
00 New Combustion Turbine | 8569.0913 | 16868.6099 | 23897.911 | 65303.8845 | 138039.9178 | 227457.1528 | 269207.0768
00 New Combustion Turbine with HRI Retrofit | 0 | 0 | 0 | 0 | 0 | 0 | 0
00 New Combustion Turbine with Hydrogen Retrofit | 0 | 0 | 0 | 0 | 0 | 4637.9099 | 4813.6244
00 New Combustion Turbine with Hydrogen Retrofit Undone | 0 | 0 | 0 | 0 | 0 | 0 | 0
00 New Hydro | 0 | 1251.1839 | 4888.3464 | 9404.0564 | 9525.9228 | 9525.9228 | 9525.9228
00 New Nuclear | 0 | 0 | 0 | 0 | 0 | 0 | 0
00 New Nuclear - SMR | 0 | 0 | 0 | 0 | 0 | 0 | 0
00 New Biomass | 0 | 0 | 0 | 0 | 0 | 0 | 0
00 New Geothermal | 601.83 | 601.83 | 601.83 | 601.83 | 601.83 | 601.83 | 601.83
00 New Landfill Gas | 1466.3345 | 1466.3345 | 1466.3345 | 1466.3345 | 1466.3345 | 2949.0212 | 3450.9148
00 New Battery Storage | 16649.6557 | 27064.5278 | 92197.1493 | 111338.7566 | 147689.1373 | 149470.9838 | 150578.4166
00 New Offshore Wind | 7191.8841 | 9834.9766 | 29051.8044 | 29498.4232 | 50998.4232 | 50998.4232 | 50998.4232
00 New Onshore Wind | 42486.4589 | 84818.897 | 209058.8114 | 397860.711 | 520063.526 | 526092.6493 | 560380.0563
00 New Solar PV | 38709.2251 | 40971.7629 | 157382.5254 | 206491.9768 | 359614.2041 | 377444.8201 | 406966.0317
00 New Solar Thermal | 0 | 0 | 0 | 0 | 0 | 0 | 476.1824
00 New Fuel Cell | 0 | 0 | 0 | 0 | 0 | 0 | 0
00 New Ultrasupercritical Coal without CCS | 0 | 0 | 0 | 0 | 0 | 0 | 0
00 New Ultrasupercritical Coal with 30% CCS | 0 | 0 | 0 | 0 | 0 | 0 | 0
00 New Ultrasupercritical Coal with 90% CCS | 0 | 0 | 0 | 0 | 0 | 0 | 0
00 Exist & New Distributed Solar PV | 81438.517 | 92295.5312 | 120510.1551 | 151530.8306 | 185355.8591 | 223729.6245 | 273919.1016
00 Exist Combined Cycle | 287980.5 | 287450.5 | 285852.5321 | 285232.4498 | 278871.4008 | 270622.9008 | 268810.7784
00 Exist Combustion Turbine | 149317.1 | 148848.6 | 147560.9996 | 147396.9996 | 136636.3 | 132168.8 | 132168.8
00 Exist FBC_Uncontrolled | 2.3 | 2.3 | 2.3 | 2.3 | 0 | 0 | 0
00 Exist FBC_ACI_DSI | 478 | 0 | 0 | 0 | 0 | 0 | 0
00 Exist FBC_DryFGD_ACI | 139 | 0 | 0 | 0 | 0 | 0 | 0
00 Exist FBC_DryFGD_DSI | 0 | 0 | 0 | 0 | 0 | 0 | 0
00 Exist FBC_DryFGD_SNCR | 1599.8864 | 0 | 0 | 0 | 0 | 0 | 0
00 Exist FBC_DryFGD_SNCR_ACI | 379 | 0 | 0 | 0 | 0 | 0 | 0
00 Exist FBC_DryFGD_SNCR_ACI_DSI | 624 | 6.6045e-07 | 6.6045e-07 | 6.6045e-07 | 6.6045e-07 | 6.6045e-07 | 6.6045e-07
00 Exist FBC_DryFGD_SNCR_DSI | 0 | 0 | 0 | 0 | 0 | 0 | 0
00 Exist FBC_DSI | 763.6785 | 0 | 0 | 0 | 0 | 0 | 0
00 Exist FBC_SNCR | 0 | 0 | 0 | 0 | 0 | 0 | 0
00 Exist FBC_SNCR_ACI_DSI | 0 | 0 | 0 | 0 | 0 | 0 | 0
00 Exist FBC_SNCR_DSI | 1060 | 0 | 0 | 0 | 0 | 0 | 0
00 Exist FBC_WetFGD_SNCR | 54 | 0 | 0 | 0 | 0 | 0 | 0
00 Exist FBC_WetFGD_DSI | 51 | 0 | 0 | 0 | 0 | 0 | 0
00 Exist_Non-FBC_Uncontrolled | 382.4 | 143.3 | 141.3 | 141.3 | 141.3 | 141.3 | 94.3
00 Exist_Non-FBC_ACI | 7859.6 | 10 | 10 | 10 | 10 | 10 | 10
00 Exist_Non-FBC_ACI_DSI | 993 | 0 | 0 | 0 | 0 | 0 | 0
00 Exist_Non-FBC_DryFGD | 0 | 0 | 0 | 0 | 0 | 0 | 0
00 Exist_Non-FBC_DryFGD_ACI | 5598.167 | 22 | 22 | 22 | 22 | 22 | 22
00 Exist_Non-FBC_DryFGD_SCR | 132.825 | 0 | 0 | 0 | 0 | 0 | 0
00 Exist_Non-FBC_DryFGD_SCR_ACI | 9438.8 | 17.8 | 0 | 0 | 0 | 0 | 0
00 Exist_Non-FBC_DryFGD_SCR_DSI | 268 | 0 | 0 | 0 | 0 | 0 | 0
00 Exist_Non-FBC_DryFGD_SCR_ACI_DSI | 691 | 0 | 0 | 0 | 0 | 0 | 0
00 Exist_Non-FBC_DryFGD_SNCR_ACI | 2163 | 0 | 0 | 0 | 0 | 0 | 0
00 Exist_Non-FBC_DryFGD_SNCR_ACI_DSI | 585 | 0 | 0 | 0 | 0 | 0 | 0
00 Exist_Non-FBC_DSI | 938 | 0 | 0 | 0 | 0 | 0 | 0
00 Exist_Non-FBC_SCR_ACI | 2089.9156 | 0 | 0 | 0 | 0 | 0 | 0
00 Exist_Non-FBC_SCR_ACI_DSI | 2371.6606 | 0 | 0 | 0 | 0 | 0 | 0
00 Exist_Non-FBC_SNCR_ACI | 515.751 | 0 | 0 | 0 | 0 | 0 | 0
00 Exist_Non-FBC_SNCR_ACI_DSI | 0 | 0 | 0 | 0 | 0 | 0 | 0
00 Exist_Non-FBC_WetFGD | 2926 | 0 | 0 | 0 | 0 | 0 | 0
00 Exist_Non-FBC_WetFGD_ACI | 2795.3239 | 4.352e-07 | 4.352e-07 | 4.352e-07 | 4.352e-07 | 4.352e-07 | 4.352e-07
00 Exist_Non-FBC_WetFGD_ACI_DSI | 0 | 0 | 0 | 0 | 0 | 0 | 0
00 Exist_Non-FBC_WetFGD_SCR | 30564.5166 | 0 | 0 | 0 | 0 | 0 | 0
00 Exist_Non-FBC_WetFGD_SCR_DSI | 995.0397 | 0 | 0 | 0 | 0 | 0 | 0
00 Exist_Non-FBC_WetFGD_SCR_ACI | 14029.9617 | 0 | 0 | 0 | 0 | 0 | 0
00 Exist_Non-FBC_WetFGD_SCR_ACI_DSI | 6929.3823 | 0 | 0 | 0 | 0 | 0 | 0
00 Exist_Non-FBC_WetFGD_SNCR | 450.77 | 0 | 0 | 0 | 0 | 0 | 0
00 Exist_Non-FBC_WetFGD_SNCR_ACI | 2515.1741 | 7.9712e-07 | 7.9712e-07 | 7.9712e-07 | 7.9712e-07 | 7.9712e-07 | 7.9712e-07
00 Exist IGCC | 595 | 595 | 0 | 0 | 0 | 0 | 0
00 Exist Fossil_Other | 1070.8 | 1070.8 | 1070.8 | 1070.8 | 1070.8 | 1070.8 | 1070.8
00 Exist Fuel Cell | 354.2 | 354.2 | 354.2 | 354.2 | 354.2 | 354.2 | 354.2
00 Exist Hydro | 79499.6 | 79499.6 | 79499.6 | 79499.6 | 79499.6 | 79499.6 | 79499.6
00 Exist Non Fossil_Other | 4075.3 | 4075.3 | 4075.3 | 4075.3 | 4075.3 | 4075.3 | 4075.3
00 Exist Nuclear | 93569.6 | 90882 | 83694.5 | 79061.9 | 64844 | 45364.4 | 28531.6
00 Exist Oil/Gas Steam | 44060.2898 | 44060.2898 | 38768.6898 | 38768.6898 | 38660.6898 | 38183.8898 | 38183.8898
00 Exist Oil/Gas Steam_SCR | 5260.3018 | 5260.3018 | 5028.3018 | 5028.3018 | 4861.3018 | 4861.3018 | 4861.3018
00 Exist Oil/Gas Steam_SNCR | 3951.2252 | 3951.2252 | 3346.4802 | 3346.4802 | 3346.4802 | 2831.6802 | 2831.6802
00 Exist Biomass | 202.9 | 202.9 | 190.9 | 144.4 | 144.4 | 144.4 | 144.4
00 Exist Landfill Gas | 1652.9 | 1652.9 | 1533.3 | 1533.3 | 1533.3 | 1533.3 | 1533.3
00 Exist Geothermal | 2609.4 | 2609.4 | 2609.4 | 2609.4 | 2609.4 | 2609.4 | 2609.4
00 Exist Pump Storage | 22907.1 | 22907.1 | 22907.1 | 22907.1 | 22907.1 | 22907.1 | 22907.1
00 Exist Energy Storage | 30048.4 | 30048.4 | 30048.4 | 30048.4 | 30048.4 | 30048.4 | 30048.4
00 Exist Solar PV | 141787.6 | 141787.6 | 141785.6 | 141785.6 | 141785.6 | 141785.6 | 141785.6
00 Exist Solar Thermal | 1480.1 | 1480.1 | 1480.1 | 1480.1 | 1480.1 | 1480.1 | 1480.1
00 Exist Offshore Wind | 6185.7 | 6185.7 | 6185.7 | 6185.7 | 6185.7 | 6185.7 | 6185.7
00 Exist Onshore Wind | 161270.2 | 161270.2 | 161270.2 | 161270.2 | 161270.2 | 161270.2 | 161270.2
00 International Imports | 1000 | 1000 | 1000 | 1000 | 1000 | 1000 | 1000
00 Ret.Exist Combined Cycle & CF Limit | 0 | 0 | 0 | 0 | 0 | 0 | 0
00 Ret.Exist Combined Cycle & CCS | 0 | 0 | 75.3982 | 75.3982 | 75.3982 | 75.3982 | 75.3982
00 Ret.Exist Combined Cycle & Hydrogen | 0 | 530 | 695 | 695 | 1090.349 | 1839.249 | 2998.3715
00 Ret.Exist Combined Cycle & Hydrogen Retrofit Undone | 0 | 0 | 0 | 0 | 0 | 0 | 0
00 Ret.Exist Combined Cycle & HRI | 0 | 0 | 0 | 0 | 0 | 0 | 0
00 Ret.Exist Combustion Turbine & HRI | 0 | 0 | 0 | 0 | 0 | 0 | 0
00 Ret.Exist_FBC_NoCtrl & CCS | 0 | 0 | 0 | 0 | 0 | 0 | 0
00 Ret.Exist_FBC_NoCtrl & DRET | 0 | 0 | 0 | 0 | 0 | 0 | 0
00 Ret.Exist_FBC_NoCtrl & GPM | 0 | 0 | 0 | 0 | 0 | 0 | 0
00 Ret.Exist_FBC_NoCtrl & GPM & CCS | 0 | 0 | 0 | 0 | 0 | 0 | 0
00 Ret.Exist_FBC_NoCtrl & GPM & DRET | 0 | 0 | 0 | 0 | 0 | 0 | 0
00 Ret.Exist_FBC_NoCtrl & GPM & NGC | 0 | 0 | 0 | 0 | 0 | 0 | 0
00 Ret.Exist_FBC_NoCtrl & GPM & SNCR | 0 | 0 | 0 | 0 | 0 | 0 | 0
00 Ret.Exist_FBC_NoCtrl & GPM & SNCR & CCS | 0 | 0 | 0 | 0 | 0 | 0 | 0
00 Ret.Exist_FBC_NoCtrl & GPM & SNCR & DRET | 0 | 0 | 0 | 0 | 0 | 0 | 0
00 Ret.Exist_FBC_NoCtrl & GPM & SNCR & NGC | 0 | 0 | 0 | 0 | 0 | 0 | 0
00 Ret.Exist_FBC_NoCtrl & NGC | 0 | 0 | 0 | 0 | 0 | 0 | 0
00 Ret.Exist_FBC_NoCtrl & SNCR | 0 | 0 | 0 | 0 | 0 | 0 | 0
00 Ret.Exist_FBC_NoCtrl & SNCR & CCS | 0 | 0 | 0 | 0 | 0 | 0 | 0
00 Ret.Exist_FBC_NoCtrl & SNCR & DRET | 0 | 0 | 0 | 0 | 0 | 0 | 0
00 Ret.Exist_FBC_NoCtrl & SNCR & NGC | 0 | 0 | 0 | 0 | 0 | 0 | 0
00 Ret.Exist_FBC_ACI_DSI & CCS | 0 | 0 | 0 | 0 | 0 | 0 | 0
00 Ret.Exist_FBC_ACI_DSI & DCCS | 0 | 440 | 1.4719e-07 | 1.4719e-07 | 1.4719e-07 | 1.4719e-07 | 1.4719e-07
00 Ret.Exist_FBC_ACI_DSI & DCCS & CCS | 0 | 0 | 282.6949 | 282.6949 | 0 | 0 | 0
00 Ret.Exist_FBC_ACI_DSI & DCCS & SNCR & CCS | 0 | 0 | 0 | 0 | 0 | 0 | 0
00 Ret.Exist_FBC_ACI_DSI & DRET | 0 | 38 | 0 | 0 | 0 | 0 | 0
00 Ret.Exist_FBC_ACI_DSI & GPM | 0 | 0 | 0 | 0 | 0 | 0 | 0
00 Ret.Exist_FBC_ACI_DSI & GPM & CCS | 0 | 0 | 0 | 0 | 0 | 0 | 0
00 Ret.Exist_FBC_ACI_DSI & GPM & DRET | 0 | 0 | 0 | 0 | 0 | 0 | 0
00 Ret.Exist_FBC_ACI_DSI & GPM & NGC | 0 | 0 | 0 | 0 | 0 | 0 | 0
00 Ret.Exist_FBC_ACI_DSI & GPM & SNCR | 0 | 0 | 0 | 0 | 0 | 0 | 0
00 Ret.Exist_FBC_ACI_DSI & GPM & SNCR & CCS | 0 | 0 | 0 | 0 | 0 | 0 | 0
00 Ret.Exist_FBC_ACI_DSI & GPM & SNCR & DRET | 0 | 0 | 0 | 0 | 0 | 0 | 0
00 Ret.Exist_FBC_ACI_DSI & GPM & SNCR & NGC | 0 | 0 | 0 | 0 | 0 | 0 | 0
00 Ret.Exist_FBC_ACI_DSI & NGC | 0 | 0 | 0 | 0 | 0 | 0 | 0
00 Ret.Exist_FBC_ACI_DSI & SNCR | 0 | 0 | 0 | 0 | 0 | 0 | 0
00 Ret.Exist_FBC_ACI_DSI & SNCR & CCS | 0 | 0 | 0 | 0 | 0 | 0 | 0
00 Ret.Exist_FBC_ACI_DSI & SNCR & DRET | 0 | 0 | 0 | 0 | 0 | 0 | 0
00 Ret.Exist_FBC_ACI_DSI & SNCR & NGC | 0 | 0 | 0 | 0 | 0 | 0 | 0
00 Ret.Exist_FBC_DryFGD_ACI & CCS | 0 | 0 | 0 | 0 | 0 | 0 | 0
00 Ret.Exist_FBC_DryFGD_ACI & DCCS | 0 | 0 | 0 | 0 | 0 | 0 | 0
00 Ret.Exist_FBC_DryFGD_ACI & DCCS & CCS | 0 | 0 | 0 | 0 | 0 | 0 | 0
00 Ret.Exist_FBC_DryFGD_ACI & DCCS & SNCR & CCS | 0 | 0 | 0 | 0 | 0 | 0 | 0
00 Ret.Exist_FBC_DryFGD_ACI & DRET | 0 | 139 | 0 | 0 | 0 | 0 | 0
00 Ret.Exist_FBC_DryFGD_ACI & GPM | 0 | 0 | 0 | 0 | 0 | 0 | 0
00 Ret.Exist_FBC_DryFGD_ACI & GPM & CCS | 0 | 0 | 0 | 0 | 0 | 0 | 0
00 Ret.Exist_FBC_DryFGD_ACI & GPM & DRET | 0 | 0 | 0 | 0 | 0 | 0 | 0
00 Ret.Exist_FBC_DryFGD_ACI & GPM & NGC | 0 | 0 | 0 | 0 | 0 | 0 | 0
00 Ret.Exist_FBC_DryFGD_ACI & GPM & SNCR | 0 | 0 | 0 | 0 | 0 | 0 | 0
00 Ret.Exist_FBC_DryFGD_ACI & GPM & SNCR & CCS | 0 | 0 | 0 | 0 | 0 | 0 | 0
00 Ret.Exist_FBC_DryFGD_ACI & GPM & SNCR & DRET | 0 | 0 | 0 | 0 | 0 | 0 | 0
00 Ret.Exist_FBC_DryFGD_ACI & GPM & SNCR & NGC | 0 | 0 | 0 | 0 | 0 | 0 | 0
00 Ret.Exist_FBC_DryFGD_ACI & NGC | 0 | 0 | 0 | 0 | 0 | 0 | 0
00 Ret.Exist_FBC_DryFGD_ACI & SNCR | 0 | 0 | 0 | 0 | 0 | 0 | 0
00 Ret.Exist_FBC_DryFGD_ACI & SNCR & CCS | 0 | 0 | 0 | 0 | 0 | 0 | 0
00 Ret.Exist_FBC_DryFGD_ACI & SNCR & DRET | 0 | 0 | 0 | 0 | 0 | 0 | 0
00 Ret.Exist_FBC_DryFGD_ACI & SNCR & NGC | 0 | 0 | 0 | 0 | 0 | 0 | 0
00 Ret.Exist_FBC_DryFGD_DSI & ACI | 0 | 0 | 0 | 0 | 0 | 0 | 0
00 Ret.Exist_FBC_DryFGD_DSI & ACI & DRET | 0 | 0 | 0 | 0 | 0 | 0 | 0
00 Ret.Exist_FBC_DryFGD_DSI & ACI & GPM | 0 | 0 | 0 | 0 | 0 | 0 | 0
00 Ret.Exist_FBC_DryFGD_DSI & ACI & GPM & DRET | 0 | 0 | 0 | 0 | 0 | 0 | 0
00 Ret.Exist_FBC_DryFGD_DSI & ACI & GPM & NGC | 0 | 0 | 0 | 0 | 0 | 0 | 0
00 Ret.Exist_FBC_DryFGD_DSI & ACI & GPM & SNCR | 0 | 0 | 0 | 0 | 0 | 0 | 0
00 Ret.Exist_FBC_DryFGD_DSI & ACI & GPM & SNCR & DRET | 0 | 0 | 0 | 0 | 0 | 0 | 0
00 Ret.Exist_FBC_DryFGD_DSI & ACI & GPM & SNCR & NGC | 0 | 0 | 0 | 0 | 0 | 0 | 0
00 Ret.Exist_FBC_DryFGD_DSI & ACI & NGC | 0 | 0 | 0 | 0 | 0 | 0 | 0
00 Ret.Exist_FBC_DryFGD_DSI & ACI & SNCR | 0 | 0 | 0 | 0 | 0 | 0 | 0
00 Ret.Exist_FBC_DryFGD_DSI & ACI & SNCR & DRET | 0 | 0 | 0 | 0 | 0 | 0 | 0
00 Ret.Exist_FBC_DryFGD_DSI & ACI & SNCR & NGC | 0 | 0 | 0 | 0 | 0 | 0 | 0
00 Ret.Exist_FBC_DryFGD_DSI & DRET | 0 | 0 | 0 | 0 | 0 | 0 | 0
00 Ret.Exist_FBC_DryFGD_DSI & GPM | 0 | 0 | 0 | 0 | 0 | 0 | 0
00 Ret.Exist_FBC_DryFGD_DSI & GPM & DRET | 0 | 0 | 0 | 0 | 0 | 0 | 0
00 Ret.Exist_FBC_DryFGD_DSI & GPM & NGC | 0 | 0 | 0 | 0 | 0 | 0 | 0
00 Ret.Exist_FBC_DryFGD_DSI & GPM & SNCR | 0 | 0 | 0 | 0 | 0 | 0 | 0
00 Ret.Exist_FBC_DryFGD_DSI & GPM & SNCR & DRET | 0 | 0 | 0 | 0 | 0 | 0 | 0
00 Ret.Exist_FBC_DryFGD_DSI & GPM & SNCR & NGC | 0 | 0 | 0 | 0 | 0 | 0 | 0
00 Ret.Exist_FBC_DryFGD_DSI & NGC | 0 | 0 | 0 | 0 | 0 | 0 | 0
00 Ret.Exist_FBC_DryFGD_DSI & SNCR | 0 | 0 | 0 | 0 | 0 | 0 | 0
00 Ret.Exist_FBC_DryFGD_DSI & SNCR & DRET | 0 | 0 | 0 | 0 | 0 | 0 | 0
00 Ret.Exist_FBC_DryFGD_DSI & SNCR & NGC | 0 | 0 | 0 | 0 | 0 | 0 | 0
00 Ret.Exist_FBC_DryFGD_SNCR & ACI | 0 | 0 | 0 | 0 | 0 | 0 | 0
00 Ret.Exist_FBC_DryFGD_SNCR & ACI & CCS | 0 | 0 | 0 | 0 | 0 | 0 | 0
00 Ret.Exist_FBC_DryFGD_SNCR & ACI & DRET | 0 | 0 | 0 | 0 | 0 | 0 | 0
00 Ret.Exist_FBC_DryFGD_SNCR & ACI & GPM | 0 | 0 | 0 | 0 | 0 | 0 | 0
00 Ret.Exist_FBC_DryFGD_SNCR & ACI & GPM & CCS | 0 | 0 | 0 | 0 | 0 | 0 | 0
00 Ret.Exist_FBC_DryFGD_SNCR & ACI & GPM & DRET | 0 | 0 | 0 | 0 | 0 | 0 | 0
00 Ret.Exist_FBC_DryFGD_SNCR & ACI & GPM & NGC | 0 | 0 | 0 | 0 | 0 | 0 | 0
00 Ret.Exist_FBC_DryFGD_SNCR & ACI & NGC | 0 | 0 | 0 | 0 | 0 | 0 | 0
00 Ret.Exist_FBC_DryFGD_SNCR & CCS | 0 | 0 | 0 | 0 | 0 | 0 | 0
00 Ret.Exist_FBC_DryFGD_SNCR & DCCS | 0 | 531.9512 | 0 | 0 | 0 | 0 | 0
00 Ret.Exist_FBC_DryFGD_SNCR & DCCS & CCS | 0 | 0 | 353.3966 | 353.3966 | 0 | 0 | 0
00 Ret.Exist_FBC_DryFGD_SNCR & DRET | 0 | 1067.9353 | 0 | 0 | 0 | 0 | 0
00 Ret.Exist_FBC_DryFGD_SNCR & GPM | 0 | 0 | 0 | 0 | 0 | 0 | 0
00 Ret.Exist_FBC_DryFGD_SNCR & GPM & CCS | 0 | 0 | 0 | 0 | 0 | 0 | 0
00 Ret.Exist_FBC_DryFGD_SNCR & GPM & DRET | 0 | 0 | 0 | 0 | 0 | 0 | 0
00 Ret.Exist_FBC_DryFGD_SNCR & GPM & NGC | 0 | 0 | 0 | 0 | 0 | 0 | 0
00 Ret.Exist_FBC_DryFGD_SNCR & NGC | 0 | 0 | 0 | 0 | 0 | 0 | 0
00 Ret.Exist_FBC_DryFGD_SNCR_ACI & CCS | 0 | 0 | 0 | 0 | 0 | 0 | 0
00 Ret.Exist_FBC_DryFGD_SNCR_ACI & DCCS | 0 | 2.6593 | 1.2619e-07 | 1.2619e-07 | 1.2619e-07 | 1.2619e-07 | 1.2619e-07
00 Ret.Exist_FBC_DryFGD_SNCR_ACI & DCCS & CCS | 0 | 0 | 1.8429 | 1.8429 | 0 | 0 | 0
00 Ret.Exist_FBC_DryFGD_SNCR_ACI & DRET | 0 | 376.3406 | 0 | 0 | 0 | 0 | 0
00 Ret.Exist_FBC_DryFGD_SNCR_ACI & GPM | 0 | 0 | 0 | 0 | 0 | 0 | 0
00 Ret.Exist_FBC_DryFGD_SNCR_ACI & GPM & CCS | 0 | 0 | 0 | 0 | 0 | 0 | 0
00 Ret.Exist_FBC_DryFGD_SNCR_ACI & GPM & DRET | 0 | 0 | 0 | 0 | 0 | 0 | 0
00 Ret.Exist_FBC_DryFGD_SNCR_ACI & GPM & NGC | 0 | 0 | 0 | 0 | 0 | 0 | 0
00 Ret.Exist_FBC_DryFGD_SNCR_ACI & NGC | 0 | 0 | 0 | 0 | 0 | 0 | 0
00 Ret.Exist_FBC_DryFGD_SNCR_ACI_DSI & CCS | 0 | 420.0528 | 420.0528 | 420.0528 | 104.3425 | 104.3425 | 104.3425
00 Ret.Exist_FBC_DryFGD_SNCR_ACI_DSI & DCCS | 0 | 13.2259 | 0 | 0 | 0 | 0 | 0
00 Ret.Exist_FBC_DryFGD_SNCR_ACI_DSI & DCCS & CCS | 0 | 0 | 9.071 | 9.071 | 0 | 0 | 0
00 Ret.Exist_FBC_DryFGD_SNCR_ACI_DSI & DRET | 0 | 0 | 0 | 0 | 0 | 0 | 0
00 Ret.Exist_FBC_DryFGD_SNCR_ACI_DSI & GPM | 0 | 0 | 0 | 0 | 0 | 0 | 0
00 Ret.Exist_FBC_DryFGD_SNCR_ACI_DSI & GPM & CCS | 0 | 0 | 0 | 0 | 0 | 0 | 0
00 Ret.Exist_FBC_DryFGD_SNCR_ACI_DSI & GPM & DRET | 0 | 0 | 0 | 0 | 0 | 0 | 0
00 Ret.Exist_FBC_DryFGD_SNCR_ACI_DSI & GPM & NGC | 0 | 0 | 0 | 0 | 0 | 0 | 0
00 Ret.Exist_FBC_DryFGD_SNCR_ACI_DSI & NGC | 0 | 0 | 0 | 0 | 0 | 0 | 0
00 Ret.Exist_FBC_DryFGD_SNCR_DSI & ACI | 0 | 0 | 0 | 0 | 0 | 0 | 0
00 Ret.Exist_FBC_DryFGD_SNCR_DSI & ACI & DRET | 0 | 0 | 0 | 0 | 0 | 0 | 0
00 Ret.Exist_FBC_DryFGD_SNCR_DSI & ACI & GPM | 0 | 0 | 0 | 0 | 0 | 0 | 0
00 Ret.Exist_FBC_DryFGD_SNCR_DSI & ACI & GPM & DRET | 0 | 0 | 0 | 0 | 0 | 0 | 0
00 Ret.Exist_FBC_DryFGD_SNCR_DSI & ACI & GPM & NGC | 0 | 0 | 0 | 0 | 0 | 0 | 0
00 Ret.Exist_FBC_DryFGD_SNCR_DSI & ACI & NGC | 0 | 0 | 0 | 0 | 0 | 0 | 0
00 Ret.Exist_FBC_DryFGD_SNCR_DSI & DRET | 0 | 0 | 0 | 0 | 0 | 0 | 0
00 Ret.Exist_FBC_DryFGD_SNCR_DSI & GPM | 0 | 0 | 0 | 0 | 0 | 0 | 0
00 Ret.Exist_FBC_DryFGD_SNCR_DSI & GPM & DRET | 0 | 0 | 0 | 0 | 0 | 0 | 0
00 Ret.Exist_FBC_DryFGD_SNCR_DSI & GPM & NGC | 0 | 0 | 0 | 0 | 0 | 0 | 0
00 Ret.Exist_FBC_DryFGD_SNCR_DSI & NGC | 0 | 0 | 0 | 0 | 0 | 0 | 0
00 Ret.Exist_FBC_DSI & ACI | 0 | 0 | 0 | 0 | 0 | 0 | 0
00 Ret.Exist_FBC_DSI & ACI & DRET | 0 | 0 | 0 | 0 | 0 | 0 | 0
00 Ret.Exist_FBC_DSI & ACI & GPM | 0 | 0 | 0 | 0 | 0 | 0 | 0
00 Ret.Exist_FBC_DSI & ACI & GPM & DRET | 0 | 0 | 0 | 0 | 0 | 0 | 0
00 Ret.Exist_FBC_DSI & ACI & GPM & NGC | 0 | 0 | 0 | 0 | 0 | 0 | 0
00 Ret.Exist_FBC_DSI & ACI & GPM & SNCR | 0 | 0 | 0 | 0 | 0 | 0 | 0
00 Ret.Exist_FBC_DSI & ACI & GPM & SNCR & DRET | 0 | 0 | 0 | 0 | 0 | 0 | 0
00 Ret.Exist_FBC_DSI & ACI & GPM & SNCR & NGC | 0 | 0 | 0 | 0 | 0 | 0 | 0
00 Ret.Exist_FBC_DSI & ACI & NGC | 0 | 0 | 0 | 0 | 0 | 0 | 0
00 Ret.Exist_FBC_DSI & ACI & SNCR | 0 | 0 | 0 | 0 | 0 | 0 | 0
00 Ret.Exist_FBC_DSI & ACI & SNCR & DRET | 0 | 0 | 0 | 0 | 0 | 0 | 0
00 Ret.Exist_FBC_DSI & ACI & SNCR & NGC | 0 | 0 | 0 | 0 | 0 | 0 | 0
00 Ret.Exist_FBC_DSI & DRET | 0 | 697.9676 | 0 | 0 | 0 | 0 | 0
00 Ret.Exist_FBC_DSI & GPM | 0 | 0 | 0 | 0 | 0 | 0 | 0
00 Ret.Exist_FBC_DSI & GPM & DRET | 0 | 0 | 0 | 0 | 0 | 0 | 0
00 Ret.Exist_FBC_DSI & GPM & NGC | 0 | 0 | 0 | 0 | 0 | 0 | 0
00 Ret.Exist_FBC_DSI & GPM & SNCR | 0 | 0 | 0 | 0 | 0 | 0 | 0
00 Ret.Exist_FBC_DSI & GPM & SNCR & DRET | 0 | 0 | 0 | 0 | 0 | 0 | 0
00 Ret.Exist_FBC_DSI & GPM & SNCR & NGC | 0 | 0 | 0 | 0 | 0 | 0 | 0
00 Ret.Exist_FBC_DSI & NGC | 0 | 52 | 52 | 0 | 0 | 0 | 0
00 Ret.Exist_FBC_DSI & SNCR | 0 | 0 | 0 | 0 | 0 | 0 | 0
00 Ret.Exist_FBC_DSI & SNCR & DRET | 0 | 0 | 0 | 0 | 0 | 0 | 0
00 Ret.Exist_FBC_DSI & SNCR & NGC | 0 | 0 | 0 | 0 | 0 | 0 | 0
00 Ret.Exist_FBC_SNCR & ACI | 0 | 0 | 0 | 0 | 0 | 0 | 0
00 Ret.Exist_FBC_SNCR & ACI & DRET | 0 | 0 | 0 | 0 | 0 | 0 | 0
00 Ret.Exist_FBC_SNCR & ACI & NGC | 0 | 0 | 0 | 0 | 0 | 0 | 0
00 Ret.Exist_FBC_SNCR & DRET | 0 | 0 | 0 | 0 | 0 | 0 | 0
00 Ret.Exist_FBC_SNCR & GPM | 0 | 0 | 0 | 0 | 0 | 0 | 0
00 Ret.Exist_FBC_SNCR & GPM & DRET | 0 | 0 | 0 | 0 | 0 | 0 | 0
00 Ret.Exist_FBC_SNCR & GPM & NGC | 0 | 0 | 0 | 0 | 0 | 0 | 0
00 Ret.Exist_FBC_SNCR & NGC | 0 | 0 | 0 | 0 | 0 | 0 | 0
00 Ret.Exist_FBC_SNCR_ACI_DSI & CCS | 0 | 0 | 0 | 0 | 0 | 0 | 0
00 Ret.Exist_FBC_SNCR_ACI_DSI & DCCS | 0 | 0 | 0 | 0 | 0 | 0 | 0
00 Ret.Exist_FBC_SNCR_ACI_DSI & DCCS & CCS | 0 | 0 | 0 | 0 | 0 | 0 | 0
00 Ret.Exist_FBC_SNCR_ACI_DSI & DRET | 0 | 0 | 0 | 0 | 0 | 0 | 0
00 Ret.Exist_FBC_SNCR_ACI_DSI & GPM | 0 | 0 | 0 | 0 | 0 | 0 | 0
00 Ret.Exist_FBC_SNCR_ACI_DSI & GPM & CCS | 0 | 0 | 0 | 0 | 0 | 0 | 0
00 Ret.Exist_FBC_SNCR_ACI_DSI & GPM & DRET | 0 | 0 | 0 | 0 | 0 | 0 | 0
00 Ret.Exist_FBC_SNCR_ACI_DSI & GPM & NGC | 0 | 0 | 0 | 0 | 0 | 0 | 0
00 Ret.Exist_FBC_SNCR_ACI_DSI & NGC | 0 | 0 | 0 | 0 | 0 | 0 | 0
00 Ret.Exist_FBC_SNCR_DSI & ACI | 0 | 0 | 0 | 0 | 0 | 0 | 0
00 Ret.Exist_FBC_SNCR_DSI & ACI & CCS | 0 | 0 | 0 | 0 | 0 | 0 | 0
00 Ret.Exist_FBC_SNCR_DSI & ACI & DRET | 0 | 0 | 0 | 0 | 0 | 0 | 0
00 Ret.Exist_FBC_SNCR_DSI & ACI & GPM | 0 | 0 | 0 | 0 | 0 | 0 | 0
00 Ret.Exist_FBC_SNCR_DSI & ACI & GPM & CCS | 0 | 0 | 0 | 0 | 0 | 0 | 0
00 Ret.Exist_FBC_SNCR_DSI & ACI & GPM & DRET | 0 | 0 | 0 | 0 | 0 | 0 | 0
00 Ret.Exist_FBC_SNCR_DSI & ACI & GPM & NGC | 0 | 0 | 0 | 0 | 0 | 0 | 0
00 Ret.Exist_FBC_SNCR_DSI & ACI & NGC | 0 | 0 | 0 | 0 | 0 | 0 | 0
00 Ret.Exist_FBC_SNCR_DSI & CCS | 0 | 0 | 0 | 0 | 0 | 0 | 0
00 Ret.Exist_FBC_SNCR_DSI & DCCS | 0 | 290 | 0 | 0 | 0 | 0 | 0
00 Ret.Exist_FBC_SNCR_DSI & DCCS & CCS | 0 | 0 | 202.9839 | 202.9839 | 0 | 0 | 0
00 Ret.Exist_FBC_SNCR_DSI & DRET | 0 | 390 | 0 | 0 | 0 | 0 | 0
00 Ret.Exist_FBC_SNCR_DSI & GPM | 0 | 0 | 0 | 0 | 0 | 0 | 0
00 Ret.Exist_FBC_SNCR_DSI & GPM & CCS | 0 | 0 | 0 | 0 | 0 | 0 | 0
00 Ret.Exist_FBC_SNCR_DSI & GPM & DRET | 0 | 0 | 0 | 0 | 0 | 0 | 0
00 Ret.Exist_FBC_SNCR_DSI & GPM & NGC | 0 | 0 | 0 | 0 | 0 | 0 | 0
00 Ret.Exist_FBC_SNCR_DSI & NGC | 0 | 260 | 260 | 0 | 0 | 0 | 0
00 Ret.Exist_FBC_WetFGD_DSI & ACI | 0 | 0 | 0 | 0 | 0 | 0 | 0
00 Ret.Exist_FBC_WetFGD_DSI & ACI & DRET | 0 | 0 | 0 | 0 | 0 | 0 | 0
00 Ret.Exist_FBC_WetFGD_DSI & ACI & GPM | 0 | 0 | 0 | 0 | 0 | 0 | 0
00 Ret.Exist_FBC_WetFGD_DSI & ACI & GPM & DRET | 0 | 0 | 0 | 0 | 0 | 0 | 0
00 Ret.Exist_FBC_WetFGD_DSI & ACI & GPM & NGC | 0 | 0 | 0 | 0 | 0 | 0 | 0
00 Ret.Exist_FBC_WetFGD_DSI & ACI & GPM & SNCR | 0 | 0 | 0 | 0 | 0 | 0 | 0
00 Ret.Exist_FBC_WetFGD_DSI & ACI & GPM & SNCR & DRET | 0 | 0 | 0 | 0 | 0 | 0 | 0
00 Ret.Exist_FBC_WetFGD_DSI & ACI & GPM & SNCR & NGC | 0 | 0 | 0 | 0 | 0 | 0 | 0
00 Ret.Exist_FBC_WetFGD_DSI & ACI & NGC | 0 | 0 | 0 | 0 | 0 | 0 | 0
00 Ret.Exist_FBC_WetFGD_DSI & ACI & SNCR | 0 | 0 | 0 | 0 | 0 | 0 | 0
00 Ret.Exist_FBC_WetFGD_DSI & ACI & SNCR & DRET | 0 | 0 | 0 | 0 | 0 | 0 | 0
00 Ret.Exist_FBC_WetFGD_DSI & ACI & SNCR & NGC | 0 | 0 | 0 | 0 | 0 | 0 | 0
00 Ret.Exist_FBC_WetFGD_DSI & DRET | 0 | 51 | 0 | 0 | 0 | 0 | 0
00 Ret.Exist_FBC_WetFGD_DSI & GPM | 0 | 0 | 0 | 0 | 0 | 0 | 0
00 Ret.Exist_FBC_WetFGD_DSI & GPM & DRET | 0 | 0 | 0 | 0 | 0 | 0 | 0
00 Ret.Exist_FBC_WetFGD_DSI & GPM & NGC | 0 | 0 | 0 | 0 | 0 | 0 | 0
00 Ret.Exist_FBC_WetFGD_DSI & GPM & SNCR | 0 | 0 | 0 | 0 | 0 | 0 | 0
00 Ret.Exist_FBC_WetFGD_DSI & GPM & SNCR & DRET | 0 | 0 | 0 | 0 | 0 | 0 | 0
00 Ret.Exist_FBC_WetFGD_DSI & GPM & SNCR & NGC | 0 | 0 | 0 | 0 | 0 | 0 | 0
00 Ret.Exist_FBC_WetFGD_DSI & NGC | 0 | 0 | 0 | 0 | 0 | 0 | 0
00 Ret.Exist_FBC_WetFGD_DSI & SNCR | 0 | 0 | 0 | 0 | 0 | 0 | 0
00 Ret.Exist_FBC_WetFGD_DSI & SNCR & DRET | 0 | 0 | 0 | 0 | 0 | 0 | 0
00 Ret.Exist_FBC_WetFGD_DSI & SNCR & NGC | 0 | 0 | 0 | 0 | 0 | 0 | 0
00 Ret.Exist_FBC_WetFGD_SNCR & ACI | 0 | 0 | 0 | 0 | 0 | 0 | 0
00 Ret.Exist_FBC_WetFGD_SNCR & ACI & DRET | 0 | 0 | 0 | 0 | 0 | 0 | 0
00 Ret.Exist_FBC_WetFGD_SNCR & ACI & NGC | 0 | 0 | 0 | 0 | 0 | 0 | 0
00 Ret.Exist_FBC_WetFGD_SNCR & DRET | 0 | 54 | 0 | 0 | 0 | 0 | 0
00 Ret.Exist_FBC_WetFGD_SNCR & GPM | 0 | 0 | 0 | 0 | 0 | 0 | 0
00 Ret.Exist_FBC_WetFGD_SNCR & GPM & DRET | 0 | 0 | 0 | 0 | 0 | 0 | 0
00 Ret.Exist_FBC_WetFGD_SNCR & GPM & NGC | 0 | 0 | 0 | 0 | 0 | 0 | 0
00 Ret.Exist_FBC_WetFGD_SNCR & NGC | 0 | 0 | 0 | 0 | 0 | 0 | 0
00 Ret.Exist_Non-FBC_ACI & C2G | 1047 | 2678 | 1660 | 1660 | 1660 | 1660 | 1660
00 Ret.Exist_Non-FBC_ACI & C2G & SCR | 0 | 0 | 0 | 0 | 0 | 0 | 0
00 Ret.Exist_Non-FBC_ACI & DCCS | 0 | 369.0765 | 2.389e-08 | 2.389e-08 | 2.389e-08 | 2.389e-08 | 2.389e-08
00 Ret.Exist_Non-FBC_ACI & DCCS & WetFGD & SCR & CCS | 0 | 0 | 245.4758 | 245.4758 | 0 | 0 | 0
00 Ret.Exist_Non-FBC_ACI & DRET | 0 | 1072.9235 | 0 | 0 | 0 | 0 | 0
00 Ret.Exist_Non-FBC_ACI & DSI | 0 | 0 | 0 | 0 | 0 | 0 | 0
00 Ret.Exist_Non-FBC_ACI & DSI & C2G | 0 | 0 | 0 | 0 | 0 | 0 | 0
00 Ret.Exist_Non-FBC_ACI & DSI & C2G & SCR | 0 | 0 | 0 | 0 | 0 | 0 | 0
00 Ret.Exist_Non-FBC_ACI & DSI & DRET | 0 | 0 | 0 | 0 | 0 | 0 | 0
00 Ret.Exist_Non-FBC_ACI & DSI & GPM | 0 | 0 | 0 | 0 | 0 | 0 | 0
00 Ret.Exist_Non-FBC_ACI & DSI & GPM & C2G | 0 | 0 | 0 | 0 | 0 | 0 | 0
00 Ret.Exist_Non-FBC_ACI & DSI & GPM & C2G & SCR | 0 | 0 | 0 | 0 | 0 | 0 | 0
00 Ret.Exist_Non-FBC_ACI & DSI & GPM & DRET | 0 | 0 | 0 | 0 | 0 | 0 | 0
00 Ret.Exist_Non-FBC_ACI & DSI & GPM & NGC | 0 | 0 | 0 | 0 | 0 | 0 | 0
00 Ret.Exist_Non-FBC_ACI & DSI & GPM & SCR | 0 | 0 | 0 | 0 | 0 | 0 | 0
00 Ret.Exist_Non-FBC_ACI & DSI & GPM & SCR & DRET | 0 | 0 | 0 | 0 | 0 | 0 | 0
00 Ret.Exist_Non-FBC_ACI & DSI & GPM & SCR & NGC | 0 | 0 | 0 | 0 | 0 | 0 | 0
00 Ret.Exist_Non-FBC_ACI & DSI & GPM & SNCR | 0 | 0 | 0 | 0 | 0 | 0 | 0
00 Ret.Exist_Non-FBC_ACI & DSI & GPM & SNCR & DRET | 0 | 0 | 0 | 0 | 0 | 0 | 0
00 Ret.Exist_Non-FBC_ACI & DSI & GPM & SNCR & NGC | 0 | 0 | 0 | 0 | 0 | 0 | 0
00 Ret.Exist_Non-FBC_ACI & DSI & GPM & WetFGD & SCR & CCS | 0 | 0 | 0 | 0 | 0 | 0 | 0
00 Ret.Exist_Non-FBC_ACI & DSI & NGC | 0 | 0 | 0 | 0 | 0 | 0 | 0
00 Ret.Exist_Non-FBC_ACI & DSI & SCR | 0 | 0 | 0 | 0 | 0 | 0 | 0
00 Ret.Exist_Non-FBC_ACI & DSI & SCR & DRET | 0 | 0 | 0 | 0 | 0 | 0 | 0
00 Ret.Exist_Non-FBC_ACI & DSI & SCR & NGC | 0 | 0 | 0 | 0 | 0 | 0 | 0
00 Ret.Exist_Non-FBC_ACI & DSI & SNCR | 0 | 0 | 0 | 0 | 0 | 0 | 0
00 Ret.Exist_Non-FBC_ACI & DSI & SNCR & DRET | 0 | 0 | 0 | 0 | 0 | 0 | 0
00 Ret.Exist_Non-FBC_ACI & DSI & SNCR & NGC | 0 | 0 | 0 | 0 | 0 | 0 | 0
00 Ret.Exist_Non-FBC_ACI & DSI & WetFGD & SCR & CCS | 0 | 0 | 0 | 0 | 0 | 0 | 0
00 Ret.Exist_Non-FBC_ACI & GPM | 0 | 0 | 0 | 0 | 0 | 0 | 0
00 Ret.Exist_Non-FBC_ACI & GPM & C2G | 0 | 0 | 0 | 0 | 0 | 0 | 0
00 Ret.Exist_Non-FBC_ACI & GPM & C2G & SCR | 0 | 0 | 0 | 0 | 0 | 0 | 0
00 Ret.Exist_Non-FBC_ACI & GPM & DRET | 0 | 0 | 0 | 0 | 0 | 0 | 0
00 Ret.Exist_Non-FBC_ACI & GPM & NGC | 0 | 0 | 0 | 0 | 0 | 0 | 0
00 Ret.Exist_Non-FBC_ACI & GPM & SCR | 0 | 0 | 0 | 0 | 0 | 0 | 0
00 Ret.Exist_Non-FBC_ACI & GPM & SCR & DRET | 0 | 0 | 0 | 0 | 0 | 0 | 0
00 Ret.Exist_Non-FBC_ACI & GPM & SCR & NGC | 0 | 0 | 0 | 0 | 0 | 0 | 0
00 Ret.Exist_Non-FBC_ACI & GPM & SNCR | 0 | 0 | 0 | 0 | 0 | 0 | 0
00 Ret.Exist_Non-FBC_ACI & GPM & SNCR & DRET | 0 | 0 | 0 | 0 | 0 | 0 | 0
00 Ret.Exist_Non-FBC_ACI & GPM & SNCR & NGC | 0 | 0 | 0 | 0 | 0 | 0 | 0
00 Ret.Exist_Non-FBC_ACI & GPM & WetFGD & SCR & CCS | 0 | 0 | 0 | 0 | 0 | 0 | 0
00 Ret.Exist_Non-FBC_ACI & NGC | 0 | 0 | 0 | 0 | 0 | 0 | 0
00 Ret.Exist_Non-FBC_ACI & SCR | 0 | 0 | 0 | 0 | 0 | 0 | 0
00 Ret.Exist_Non-FBC_ACI & SCR & C2G | 0 | 0 | 0 | 0 | 0 | 0 | 0
00 Ret.Exist_Non-FBC_ACI & SCR & DRET | 0 | 0 | 0 | 0 | 0 | 0 | 0
00 Ret.Exist_Non-FBC_ACI & SCR & NGC | 0 | 0 | 0 | 0 | 0 | 0 | 0
00 Ret.Exist_Non-FBC_ACI & SCR & WetFGD & CCS | 0 | 0 | 0 | 0 | 0 | 0 | 0
00 Ret.Exist_Non-FBC_ACI & SNCR | 0 | 0 | 0 | 0 | 0 | 0 | 0
00 Ret.Exist_Non-FBC_ACI & SNCR & C2G | 0 | 0 | 0 | 0 | 0 | 0 | 0
00 Ret.Exist_Non-FBC_ACI & SNCR & DRET | 0 | 0 | 0 | 0 | 0 | 0 | 0
00 Ret.Exist_Non-FBC_ACI & SNCR & NGC | 0 | 0 | 0 | 0 | 0 | 0 | 0
00 Ret.Exist_Non-FBC_ACI_DSI & C2G | 1270 | 1270 | 1270 | 1270 | 1270 | 1270 | 1270
00 Ret.Exist_Non-FBC_ACI_DSI & C2G & SCR | 0 | 0 | 0 | 0 | 0 | 0 | 0
00 Ret.Exist_Non-FBC_ACI_DSI & DCCS | 0 | 0 | 0 | 0 | 0 | 0 | 0
00 Ret.Exist_Non-FBC_ACI_DSI & DCCS & WetFGD & SCR & CCS | 0 | 0 | 0 | 0 | 0 | 0 | 0
00 Ret.Exist_Non-FBC_ACI_DSI & DRET | 0 | 993 | 0 | 0 | 0 | 0 | 0
00 Ret.Exist_Non-FBC_ACI_DSI & GPM | 0 | 0 | 0 | 0 | 0 | 0 | 0
00 Ret.Exist_Non-FBC_ACI_DSI & GPM & C2G | 0 | 0 | 0 | 0 | 0 | 0 | 0
00 Ret.Exist_Non-FBC_ACI_DSI & GPM & C2G & SCR | 0 | 0 | 0 | 0 | 0 | 0 | 0
00 Ret.Exist_Non-FBC_ACI_DSI & GPM & DRET | 0 | 0 | 0 | 0 | 0 | 0 | 0
00 Ret.Exist_Non-FBC_ACI_DSI & GPM & NGC | 0 | 0 | 0 | 0 | 0 | 0 | 0
00 Ret.Exist_Non-FBC_ACI_DSI & GPM & SCR | 0 | 0 | 0 | 0 | 0 | 0 | 0
00 Ret.Exist_Non-FBC_ACI_DSI & GPM & SCR & DRET | 0 | 0 | 0 | 0 | 0 | 0 | 0
00 Ret.Exist_Non-FBC_ACI_DSI & GPM & SCR & NGC | 0 | 0 | 0 | 0 | 0 | 0 | 0
00 Ret.Exist_Non-FBC_ACI_DSI & GPM & SNCR | 0 | 0 | 0 | 0 | 0 | 0 | 0
00 Ret.Exist_Non-FBC_ACI_DSI & GPM & SNCR & DRET | 0 | 0 | 0 | 0 | 0 | 0 | 0
00 Ret.Exist_Non-FBC_ACI_DSI & GPM & SNCR & NGC | 0 | 0 | 0 | 0 | 0 | 0 | 0
00 Ret.Exist_Non-FBC_ACI_DSI & GPM & WetFGD & SCR & CCS | 0 | 0 | 0 | 0 | 0 | 0 | 0
00 Ret.Exist_Non-FBC_ACI_DSI & NGC | 0 | 0 | 0 | 0 | 0 | 0 | 0
00 Ret.Exist_Non-FBC_ACI_DSI & SCR | 0 | 0 | 0 | 0 | 0 | 0 | 0
00 Ret.Exist_Non-FBC_ACI_DSI & SCR & C2G | 0 | 0 | 0 | 0 | 0 | 0 | 0
00 Ret.Exist_Non-FBC_ACI_DSI & SCR & DRET | 0 | 0 | 0 | 0 | 0 | 0 | 0
00 Ret.Exist_Non-FBC_ACI_DSI & SCR & NGC | 0 | 0 | 0 | 0 | 0 | 0 | 0
00 Ret.Exist_Non-FBC_ACI_DSI & SCR & WetFGD & CCS | 0 | 0 | 0 | 0 | 0 | 0 | 0
00 Ret.Exist_Non-FBC_ACI_DSI & SNCR | 0 | 0 | 0 | 0 | 0 | 0 | 0
00 Ret.Exist_Non-FBC_ACI_DSI & SNCR & C2G | 0 | 0 | 0 | 0 | 0 | 0 | 0
00 Ret.Exist_Non-FBC_ACI_DSI & SNCR & DRET | 0 | 0 | 0 | 0 | 0 | 0 | 0
00 Ret.Exist_Non-FBC_ACI_DSI & SNCR & NGC | 0 | 0 | 0 | 0 | 0 | 0 | 0
00 Ret.Exist_Non-FBC_DryFGD & C2G | 0 | 0 | 0 | 0 | 0 | 0 | 0
00 Ret.Exist_Non-FBC_DryFGD & C2G & SCR | 0 | 0 | 0 | 0 | 0 | 0 | 0
00 Ret.Exist_Non-FBC_DryFGD & DRET | 0 | 0 | 0 | 0 | 0 | 0 | 0
00 Ret.Exist_Non-FBC_DryFGD & GPM | 0 | 0 | 0 | 0 | 0 | 0 | 0
00 Ret.Exist_Non-FBC_DryFGD & GPM & C2G | 0 | 0 | 0 | 0 | 0 | 0 | 0
00 Ret.Exist_Non-FBC_DryFGD & GPM & C2G & SCR | 0 | 0 | 0 | 0 | 0 | 0 | 0
00 Ret.Exist_Non-FBC_DryFGD & GPM & DRET | 0 | 0 | 0 | 0 | 0 | 0 | 0
00 Ret.Exist_Non-FBC_DryFGD & GPM & NGC | 0 | 0 | 0 | 0 | 0 | 0 | 0
00 Ret.Exist_Non-FBC_DryFGD & GPM & SCR | 0 | 0 | 0 | 0 | 0 | 0 | 0
00 Ret.Exist_Non-FBC_DryFGD & GPM & SCR & CCS | 0 | 0 | 0 | 0 | 0 | 0 | 0
00 Ret.Exist_Non-FBC_DryFGD & GPM & SCR & DRET | 0 | 0 | 0 | 0 | 0 | 0 | 0
00 Ret.Exist_Non-FBC_DryFGD & GPM & SCR & NGC | 0 | 0 | 0 | 0 | 0 | 0 | 0
00 Ret.Exist_Non-FBC_DryFGD & GPM & SNCR | 0 | 0 | 0 | 0 | 0 | 0 | 0
00 Ret.Exist_Non-FBC_DryFGD & GPM & SNCR & DRET | 0 | 0 | 0 | 0 | 0 | 0 | 0
00 Ret.Exist_Non-FBC_DryFGD & GPM & SNCR & NGC | 0 | 0 | 0 | 0 | 0 | 0 | 0
00 Ret.Exist_Non-FBC_DryFGD & NGC | 0 | 0 | 0 | 0 | 0 | 0 | 0
00 Ret.Exist_Non-FBC_DryFGD & SCR | 0 | 0 | 0 | 0 | 0 | 0 | 0
00 Ret.Exist_Non-FBC_DryFGD & SCR & C2G | 0 | 0 | 0 | 0 | 0 | 0 | 0
00 Ret.Exist_Non-FBC_DryFGD & SCR & CCS | 0 | 0 | 0 | 0 | 0 | 0 | 0
00 Ret.Exist_Non-FBC_DryFGD & SCR & DRET | 0 | 0 | 0 | 0 | 0 | 0 | 0
00 Ret.Exist_Non-FBC_DryFGD & SCR & NGC | 0 | 0 | 0 | 0 | 0 | 0 | 0
00 Ret.Exist_Non-FBC_DryFGD & SNCR | 0 | 0 | 0 | 0 | 0 | 0 | 0
00 Ret.Exist_Non-FBC_DryFGD & SNCR & C2G | 0 | 0 | 0 | 0 | 0 | 0 | 0
00 Ret.Exist_Non-FBC_DryFGD & SNCR & DRET | 0 | 0 | 0 | 0 | 0 | 0 | 0
00 Ret.Exist_Non-FBC_DryFGD & SNCR & NGC | 0 | 0 | 0 | 0 | 0 | 0 | 0
00 Ret.Exist_Non-FBC_DryFGD_ACI & C2G | 0 | 858.9354 | 858.9354 | 858.9354 | 858.9354 | 858.9354 | 858.9354
00 Ret.Exist_Non-FBC_DryFGD_ACI & C2G & SCR | 0 | 0 | 0 | 0 | 0 | 0 | 0
00 Ret.Exist_Non-FBC_DryFGD_ACI & DCCS | 0 | 1525.8282 | 1.1566e-06 | 1.1566e-06 | 1.1566e-06 | 1.1566e-06 | 1.1566e-06
00 Ret.Exist_Non-FBC_DryFGD_ACI & DCCS & SCR & CCS | 0 | 0 | 971.0892 | 932.2696 | 6.0621 | 6.0621 | 6.0621
00 Ret.Exist_Non-FBC_DryFGD_ACI & DRET | 0 | 2364.2365 | 0 | 0 | 0 | 0 | 0
00 Ret.Exist_Non-FBC_DryFGD_ACI & GPM | 0 | 0 | 0 | 0 | 0 | 0 | 0
00 Ret.Exist_Non-FBC_DryFGD_ACI & GPM & C2G | 0 | 0 | 0 | 0 | 0 | 0 | 0
00 Ret.Exist_Non-FBC_DryFGD_ACI & GPM & C2G & SCR | 0 | 0 | 0 | 0 | 0 | 0 | 0
00 Ret.Exist_Non-FBC_DryFGD_ACI & GPM & DRET | 0 | 0 | 0 | 0 | 0 | 0 | 0
00 Ret.Exist_Non-FBC_DryFGD_ACI & GPM & NGC | 0 | 0 | 0 | 0 | 0 | 0 | 0
00 Ret.Exist_Non-FBC_DryFGD_ACI & GPM & SCR | 0 | 0 | 0 | 0 | 0 | 0 | 0
00 Ret.Exist_Non-FBC_DryFGD_ACI & GPM & SCR & CCS | 0 | 0 | 0 | 0 | 0 | 0 | 0
00 Ret.Exist_Non-FBC_DryFGD_ACI & GPM & SCR & DRET | 0 | 0 | 0 | 0 | 0 | 0 | 0
00 Ret.Exist_Non-FBC_DryFGD_ACI & GPM & SCR & NGC | 0 | 0 | 0 | 0 | 0 | 0 | 0
00 Ret.Exist_Non-FBC_DryFGD_ACI & GPM & SNCR | 0 | 0 | 0 | 0 | 0 | 0 | 0
00 Ret.Exist_Non-FBC_DryFGD_ACI & GPM & SNCR & DRET | 0 | 0 | 0 | 0 | 0 | 0 | 0
00 Ret.Exist_Non-FBC_DryFGD_ACI & GPM & SNCR & NGC | 0 | 0 | 0 | 0 | 0 | 0 | 0
00 Ret.Exist_Non-FBC_DryFGD_ACI & NGC | 0 | 334.2045 | 330 | 0 | 0 | 0 | 0
00 Ret.Exist_Non-FBC_DryFGD_ACI & SCR | 0 | 16.8629 | 0 | 0 | 0 | 0 | 0
00 Ret.Exist_Non-FBC_DryFGD_ACI & SCR & C2G | 0 | 0 | 0 | 0 | 0 | 0 | 0
00 Ret.Exist_Non-FBC_DryFGD_ACI & SCR & CCS | 0 | 0 | 11.1469 | 11.1469 | 0 | 0 | 0
00 Ret.Exist_Non-FBC_DryFGD_ACI & SCR & DRET | 0 | 0 | 0 | 0 | 0 | 0 | 0
00 Ret.Exist_Non-FBC_DryFGD_ACI & SCR & NGC | 0 | 0 | 0 | 0 | 0 | 0 | 0
00 Ret.Exist_Non-FBC_DryFGD_ACI & SNCR | 0 | 0 | 0 | 0 | 0 | 0 | 0
00 Ret.Exist_Non-FBC_DryFGD_ACI & SNCR & C2G | 0 | 0 | 0 | 0 | 0 | 0 | 0
00 Ret.Exist_Non-FBC_DryFGD_ACI & SNCR & DRET | 0 | 0 | 0 | 0 | 0 | 0 | 0
00 Ret.Exist_Non-FBC_DryFGD_ACI & SNCR & NGC | 0 | 0 | 0 | 0 | 0 | 0 | 0
00 Ret.Exist_Non-FBC_DryFGD_SCR & ACI | 0 | 0 | 0 | 0 | 0 | 0 | 0
00 Ret.Exist_Non-FBC_DryFGD_SCR & ACI & C2G | 0 | 0 | 0 | 0 | 0 | 0 | 0
00 Ret.Exist_Non-FBC_DryFGD_SCR & ACI & CCS | 0 | 0 | 0 | 0 | 0 | 0 | 0
00 Ret.Exist_Non-FBC_DryFGD_SCR & ACI & DRET | 0 | 0 | 0 | 0 | 0 | 0 | 0
00 Ret.Exist_Non-FBC_DryFGD_SCR & ACI & GPM | 0 | 0 | 0 | 0 | 0 | 0 | 0
00 Ret.Exist_Non-FBC_DryFGD_SCR & ACI & GPM & C2G | 0 | 0 | 0 | 0 | 0 | 0 | 0
00 Ret.Exist_Non-FBC_DryFGD_SCR & ACI & GPM & CCS | 0 | 0 | 0 | 0 | 0 | 0 | 0
00 Ret.Exist_Non-FBC_DryFGD_SCR & ACI & GPM & DRET | 0 | 0 | 0 | 0 | 0 | 0 | 0
00 Ret.Exist_Non-FBC_DryFGD_SCR & ACI & GPM & NGC | 0 | 0 | 0 | 0 | 0 | 0 | 0
00 Ret.Exist_Non-FBC_DryFGD_SCR & ACI & NGC | 0 | 0 | 0 | 0 | 0 | 0 | 0
00 Ret.Exist_Non-FBC_DryFGD_SCR & C2G | 0 | 0 | 0 | 0 | 0 | 0 | 0
00 Ret.Exist_Non-FBC_DryFGD_SCR & CCS | 0 | 0 | 0 | 0 | 0 | 0 | 0
00 Ret.Exist_Non-FBC_DryFGD_SCR & DRET | 0 | 0 | 0 | 0 | 0 | 0 | 0
00 Ret.Exist_Non-FBC_DryFGD_SCR & GPM | 0 | 0 | 0 | 0 | 0 | 0 | 0
00 Ret.Exist_Non-FBC_DryFGD_SCR & GPM & C2G | 0 | 0 | 0 | 0 | 0 | 0 | 0
00 Ret.Exist_Non-FBC_DryFGD_SCR & GPM & CCS | 0 | 0 | 0 | 0 | 0 | 0 | 0
00 Ret.Exist_Non-FBC_DryFGD_SCR & GPM & DRET | 0 | 0 | 0 | 0 | 0 | 0 | 0
00 Ret.Exist_Non-FBC_DryFGD_SCR & GPM & NGC | 0 | 0 | 0 | 0 | 0 | 0 | 0
00 Ret.Exist_Non-FBC_DryFGD_SCR & NGC | 0 | 0 | 0 | 0 | 0 | 0 | 0
00 Ret.Exist_Non-FBC_DryFGD_SCR_ACI & C2G | 497.2 | 4009.1439 | 4009.1439 | 4009.1439 | 4009.1439 | 4009.1439 | 4009.1439
00 Ret.Exist_Non-FBC_DryFGD_SCR_ACI & CCS | 0 | 259.4793 | 270.9606 | 270.9606 | 270.9606 | 270.9606 | 270.9606
00 Ret.Exist_Non-FBC_DryFGD_SCR_ACI & DCCS | 0 | 1105.9611 | 1.0021e-06 | 1.0021e-06 | 1.0021e-06 | 1.0021e-06 | 1.0021e-06
00 Ret.Exist_Non-FBC_DryFGD_SCR_ACI & DCCS & CCS | 0 | 0 | 727.0838 | 727.0838 | 0 | 0 | 0
00 Ret.Exist_Non-FBC_DryFGD_SCR_ACI & DRET | 0 | 3899.5836 | 0 | 0 | 0 | 0 | 0
00 Ret.Exist_Non-FBC_DryFGD_SCR_ACI & GPM | 0 | 0 | 0 | 0 | 0 | 0 | 0
00 Ret.Exist_Non-FBC_DryFGD_SCR_ACI & GPM & C2G | 0 | 0 | 0 | 0 | 0 | 0 | 0
00 Ret.Exist_Non-FBC_DryFGD_SCR_ACI & GPM & CCS | 0 | 0 | 0 | 0 | 0 | 0 | 0
00 Ret.Exist_Non-FBC_DryFGD_SCR_ACI & GPM & DRET | 0 | 0 | 0 | 0 | 0 | 0 | 0
00 Ret.Exist_Non-FBC_DryFGD_SCR_ACI & GPM & NGC | 0 | 0 | 0 | 0 | 0 | 0 | 0
00 Ret.Exist_Non-FBC_DryFGD_SCR_ACI & NGC | 0 | 2.5113 | 2.5113 | 0 | 0 | 0 | 0
00 Ret.Exist_Non-FBC_DryFGD_SCR_ACI_DSI & C2G | 0 | 237.358 | 237.358 | 237.358 | 237.358 | 237.358 | 237.358
00 Ret.Exist_Non-FBC_DryFGD_SCR_ACI_DSI & CCS | 0 | 0 | 0 | 0 | 0 | 0 | 0
00 Ret.Exist_Non-FBC_DryFGD_SCR_ACI_DSI & DCCS | 0 | 0.003452 | 0 | 0 | 0 | 0 | 0
00 Ret.Exist_Non-FBC_DryFGD_SCR_ACI_DSI & DCCS & CCS | 0 | 0 | 0.002349 | 0.002349 | 0 | 0 | 0
00 Ret.Exist_Non-FBC_DryFGD_SCR_ACI_DSI & DRET | 0 | 453.6386 | 0 | 0 | 0 | 0 | 0
00 Ret.Exist_Non-FBC_DryFGD_SCR_ACI_DSI & GPM | 0 | 0 | 0 | 0 | 0 | 0 | 0
00 Ret.Exist_Non-FBC_DryFGD_SCR_ACI_DSI & GPM & C2G | 0 | 0 | 0 | 0 | 0 | 0 | 0
00 Ret.Exist_Non-FBC_DryFGD_SCR_ACI_DSI & GPM & CCS | 0 | 0 | 0 | 0 | 0 | 0 | 0
00 Ret.Exist_Non-FBC_DryFGD_SCR_ACI_DSI & GPM & DRET | 0 | 0 | 0 | 0 | 0 | 0 | 0
00 Ret.Exist_Non-FBC_DryFGD_SCR_ACI_DSI & GPM & NGC | 0 | 0 | 0 | 0 | 0 | 0 | 0
00 Ret.Exist_Non-FBC_DryFGD_SCR_ACI_DSI & NGC | 0 | 0 | 0 | 0 | 0 | 0 | 0
00 Ret.Exist_Non-FBC_DryFGD_SCR_DSI & ACI | 0 | 0 | 0 | 0 | 0 | 0 | 0
00 Ret.Exist_Non-FBC_DryFGD_SCR_DSI & ACI & C2G | 0 | 0 | 0 | 0 | 0 | 0 | 0
00 Ret.Exist_Non-FBC_DryFGD_SCR_DSI & ACI & CCS | 0 | 0 | 0 | 0 | 0 | 0 | 0
00 Ret.Exist_Non-FBC_DryFGD_SCR_DSI & ACI & DRET | 0 | 0 | 0 | 0 | 0 | 0 | 0
00 Ret.Exist_Non-FBC_DryFGD_SCR_DSI & ACI & GPM | 0 | 0 | 0 | 0 | 0 | 0 | 0
00 Ret.Exist_Non-FBC_DryFGD_SCR_DSI & ACI & GPM & C2G | 0 | 0 | 0 | 0 | 0 | 0 | 0
00 Ret.Exist_Non-FBC_DryFGD_SCR_DSI & ACI & GPM & CCS | 0 | 0 | 0 | 0 | 0 | 0 | 0
00 Ret.Exist_Non-FBC_DryFGD_SCR_DSI & ACI & GPM & DRET | 0 | 0 | 0 | 0 | 0 | 0 | 0
00 Ret.Exist_Non-FBC_DryFGD_SCR_DSI & ACI & GPM & NGC | 0 | 0 | 0 | 0 | 0 | 0 | 0
00 Ret.Exist_Non-FBC_DryFGD_SCR_DSI & ACI & NGC | 0 | 0 | 0 | 0 | 0 | 0 | 0
00 Ret.Exist_Non-FBC_DryFGD_SCR_DSI & C2G | 0 | 0 | 0 | 0 | 0 | 0 | 0
00 Ret.Exist_Non-FBC_DryFGD_SCR_DSI & CCS | 0 | 0 | 0 | 0 | 0 | 0 | 0
00 Ret.Exist_Non-FBC_DryFGD_SCR_DSI & DRET | 0 | 268 | 0 | 0 | 0 | 0 | 0
00 Ret.Exist_Non-FBC_DryFGD_SCR_DSI & GPM | 0 | 0 | 0 | 0 | 0 | 0 | 0
00 Ret.Exist_Non-FBC_DryFGD_SCR_DSI & GPM & C2G | 0 | 0 | 0 | 0 | 0 | 0 | 0
00 Ret.Exist_Non-FBC_DryFGD_SCR_DSI & GPM & CCS | 0 | 0 | 0 | 0 | 0 | 0 | 0
00 Ret.Exist_Non-FBC_DryFGD_SCR_DSI & GPM & DRET | 0 | 0 | 0 | 0 | 0 | 0 | 0
00 Ret.Exist_Non-FBC_DryFGD_SCR_DSI & GPM & NGC | 0 | 0 | 0 | 0 | 0 | 0 | 0
00 Ret.Exist_Non-FBC_DryFGD_SCR_DSI & NGC | 0 | 0 | 0 | 0 | 0 | 0 | 0
00 Ret.Exist_Non-FBC_DryFGD_SNCR_ACI & C2G | 0 | 0 | 0 | 0 | 0 | 0 | 0
00 Ret.Exist_Non-FBC_DryFGD_SNCR_ACI & C2G & SCR | 0 | 0 | 0 | 0 | 0 | 0 | 0
00 Ret.Exist_Non-FBC_DryFGD_SNCR_ACI & DCCS | 0 | 570 | 0 | 0 | 0 | 0 | 0
00 Ret.Exist_Non-FBC_DryFGD_SNCR_ACI & DCCS & SCR & CCS | 0 | 0 | 383.3953 | 383.3953 | 58.0448 | 58.0448 | 58.0448
00 Ret.Exist_Non-FBC_DryFGD_SNCR_ACI & DRET | 0 | 1145 | 0 | 0 | 0 | 0 | 0
00 Ret.Exist_Non-FBC_DryFGD_SNCR_ACI & GPM | 0 | 0 | 0 | 0 | 0 | 0 | 0
00 Ret.Exist_Non-FBC_DryFGD_SNCR_ACI & GPM & C2G | 0 | 0 | 0 | 0 | 0 | 0 | 0
00 Ret.Exist_Non-FBC_DryFGD_SNCR_ACI & GPM & C2G & SCR | 0 | 0 | 0 | 0 | 0 | 0 | 0
00 Ret.Exist_Non-FBC_DryFGD_SNCR_ACI & GPM & DRET | 0 | 0 | 0 | 0 | 0 | 0 | 0
00 Ret.Exist_Non-FBC_DryFGD_SNCR_ACI & GPM & NGC | 0 | 0 | 0 | 0 | 0 | 0 | 0
00 Ret.Exist_Non-FBC_DryFGD_SNCR_ACI & GPM & SCR | 0 | 0 | 0 | 0 | 0 | 0 | 0
00 Ret.Exist_Non-FBC_DryFGD_SNCR_ACI & GPM & SCR & CCS | 0 | 0 | 0 | 0 | 0 | 0 | 0
00 Ret.Exist_Non-FBC_DryFGD_SNCR_ACI & GPM & SCR & DRET | 0 | 0 | 0 | 0 | 0 | 0 | 0
00 Ret.Exist_Non-FBC_DryFGD_SNCR_ACI & GPM & SCR & NGC | 0 | 0 | 0 | 0 | 0 | 0 | 0
00 Ret.Exist_Non-FBC_DryFGD_SNCR_ACI & NGC | 0 | 0 | 0 | 0 | 0 | 0 | 0
00 Ret.Exist_Non-FBC_DryFGD_SNCR_ACI & SCR | 0 | 0 | 0 | 0 | 0 | 0 | 0
00 Ret.Exist_Non-FBC_DryFGD_SNCR_ACI & SCR & C2G | 0 | 0 | 0 | 0 | 0 | 0 | 0
00 Ret.Exist_Non-FBC_DryFGD_SNCR_ACI & SCR & CCS | 0 | 0 | 0 | 0 | 0 | 0 | 0
00 Ret.Exist_Non-FBC_DryFGD_SNCR_ACI & SCR & DRET | 0 | 0 | 0 | 0 | 0 | 0 | 0
00 Ret.Exist_Non-FBC_DryFGD_SNCR_ACI & SCR & NGC | 0 | 0 | 0 | 0 | 0 | 0 | 0
00 Ret.Exist_Non-FBC_DryFGD_SNCR_ACI_DSI & C2G | 0 | 0 | 0 | 0 | 0 | 0 | 0
00 Ret.Exist_Non-FBC_DryFGD_SNCR_ACI_DSI & C2G & SCR | 0 | 0 | 0 | 0 | 0 | 0 | 0
00 Ret.Exist_Non-FBC_DryFGD_SNCR_ACI_DSI & DRET | 0 | 585 | 0 | 0 | 0 | 0 | 0
00 Ret.Exist_Non-FBC_DryFGD_SNCR_ACI_DSI & GPM | 0 | 0 | 0 | 0 | 0 | 0 | 0
00 Ret.Exist_Non-FBC_DryFGD_SNCR_ACI_DSI & GPM & C2G | 0 | 0 | 0 | 0 | 0 | 0 | 0
00 Ret.Exist_Non-FBC_DryFGD_SNCR_ACI_DSI & GPM & C2G & SCR | 0 | 0 | 0 | 0 | 0 | 0 | 0
00 Ret.Exist_Non-FBC_DryFGD_SNCR_ACI_DSI & GPM & DRET | 0 | 0 | 0 | 0 | 0 | 0 | 0
00 Ret.Exist_Non-FBC_DryFGD_SNCR_ACI_DSI & GPM & NGC | 0 | 0 | 0 | 0 | 0 | 0 | 0
00 Ret.Exist_Non-FBC_DryFGD_SNCR_ACI_DSI & GPM & SCR | 0 | 0 | 0 | 0 | 0 | 0 | 0
00 Ret.Exist_Non-FBC_DryFGD_SNCR_ACI_DSI & GPM & SCR & CCS | 0 | 0 | 0 | 0 | 0 | 0 | 0
00 Ret.Exist_Non-FBC_DryFGD_SNCR_ACI_DSI & GPM & SCR & DRET | 0 | 0 | 0 | 0 | 0 | 0 | 0
00 Ret.Exist_Non-FBC_DryFGD_SNCR_ACI_DSI & GPM & SCR & NGC | 0 | 0 | 0 | 0 | 0 | 0 | 0
00 Ret.Exist_Non-FBC_DryFGD_SNCR_ACI_DSI & NGC | 0 | 0 | 0 | 0 | 0 | 0 | 0
00 Ret.Exist_Non-FBC_DryFGD_SNCR_ACI_DSI & SCR | 0 | 0 | 0 | 0 | 0 | 0 | 0
00 Ret.Exist_Non-FBC_DryFGD_SNCR_ACI_DSI & SCR & C2G | 0 | 0 | 0 | 0 | 0 | 0 | 0
00 Ret.Exist_Non-FBC_DryFGD_SNCR_ACI_DSI & SCR & CCS | 0 | 0 | 0 | 0 | 0 | 0 | 0
00 Ret.Exist_Non-FBC_DryFGD_SNCR_ACI_DSI & SCR & DRET | 0 | 0 | 0 | 0 | 0 | 0 | 0
00 Ret.Exist_Non-FBC_DryFGD_SNCR_ACI_DSI & SCR & NGC | 0 | 0 | 0 | 0 | 0 | 0 | 0
00 Ret.Exist_Non-FBC_DSI & ACI | 0 | 0 | 0 | 0 | 0 | 0 | 0
00 Ret.Exist_Non-FBC_DSI & ACI & C2G | 0 | 0 | 0 | 0 | 0 | 0 | 0
00 Ret.Exist_Non-FBC_DSI & ACI & C2G & SCR | 0 | 0 | 0 | 0 | 0 | 0 | 0
00 Ret.Exist_Non-FBC_DSI & ACI & DRET | 0 | 0 | 0 | 0 | 0 | 0 | 0
00 Ret.Exist_Non-FBC_DSI & ACI & GPM | 0 | 0 | 0 | 0 | 0 | 0 | 0
00 Ret.Exist_Non-FBC_DSI & ACI & GPM & C2G | 0 | 0 | 0 | 0 | 0 | 0 | 0
00 Ret.Exist_Non-FBC_DSI & ACI & GPM & C2G & SCR | 0 | 0 | 0 | 0 | 0 | 0 | 0
00 Ret.Exist_Non-FBC_DSI & ACI & GPM & DRET | 0 | 0 | 0 | 0 | 0 | 0 | 0
00 Ret.Exist_Non-FBC_DSI & ACI & GPM & NGC | 0 | 0 | 0 | 0 | 0 | 0 | 0
00 Ret.Exist_Non-FBC_DSI & ACI & GPM & SCR | 0 | 0 | 0 | 0 | 0 | 0 | 0
00 Ret.Exist_Non-FBC_DSI & ACI & GPM & SCR & DRET | 0 | 0 | 0 | 0 | 0 | 0 | 0
00 Ret.Exist_Non-FBC_DSI & ACI & GPM & SCR & NGC | 0 | 0 | 0 | 0 | 0 | 0 | 0
00 Ret.Exist_Non-FBC_DSI & ACI & GPM & SNCR | 0 | 0 | 0 | 0 | 0 | 0 | 0
00 Ret.Exist_Non-FBC_DSI & ACI & GPM & SNCR & DRET | 0 | 0 | 0 | 0 | 0 | 0 | 0
00 Ret.Exist_Non-FBC_DSI & ACI & GPM & SNCR & NGC | 0 | 0 | 0 | 0 | 0 | 0 | 0
00 Ret.Exist_Non-FBC_DSI & ACI & GPM & WetFGD & SCR & CCS | 0 | 0 | 0 | 0 | 0 | 0 | 0
00 Ret.Exist_Non-FBC_DSI & ACI & NGC | 0 | 0 | 0 | 0 | 0 | 0 | 0
00 Ret.Exist_Non-FBC_DSI & ACI & SCR | 0 | 0 | 0 | 0 | 0 | 0 | 0
00 Ret.Exist_Non-FBC_DSI & ACI & SCR & DRET | 0 | 0 | 0 | 0 | 0 | 0 | 0
00 Ret.Exist_Non-FBC_DSI & ACI & SCR & NGC | 0 | 0 | 0 | 0 | 0 | 0 | 0
00 Ret.Exist_Non-FBC_DSI & ACI & SNCR | 0 | 0 | 0 | 0 | 0 | 0 | 0
00 Ret.Exist_Non-FBC_DSI & ACI & SNCR & DRET | 0 | 0 | 0 | 0 | 0 | 0 | 0
00 Ret.Exist_Non-FBC_DSI & ACI & SNCR & NGC | 0 | 0 | 0 | 0 | 0 | 0 | 0
00 Ret.Exist_Non-FBC_DSI & ACI & WetFGD & SCR & CCS | 0 | 0 | 0 | 0 | 0 | 0 | 0
00 Ret.Exist_Non-FBC_DSI & C2G | 0 | 0 | 0 | 0 | 0 | 0 | 0
00 Ret.Exist_Non-FBC_DSI & C2G & SCR | 0 | 0 | 0 | 0 | 0 | 0 | 0
00 Ret.Exist_Non-FBC_DSI & DRET | 0 | 0 | 0 | 0 | 0 | 0 | 0
00 Ret.Exist_Non-FBC_DSI & GPM | 0 | 0 | 0 | 0 | 0 | 0 | 0
00 Ret.Exist_Non-FBC_DSI & GPM & C2G | 0 | 0 | 0 | 0 | 0 | 0 | 0
00 Ret.Exist_Non-FBC_DSI & GPM & C2G & SCR | 0 | 0 | 0 | 0 | 0 | 0 | 0
00 Ret.Exist_Non-FBC_DSI & GPM & DRET | 0 | 0 | 0 | 0 | 0 | 0 | 0
00 Ret.Exist_Non-FBC_DSI & GPM & NGC | 0 | 0 | 0 | 0 | 0 | 0 | 0
00 Ret.Exist_Non-FBC_DSI & GPM & SCR | 0 | 0 | 0 | 0 | 0 | 0 | 0
00 Ret.Exist_Non-FBC_DSI & GPM & SCR & DRET | 0 | 0 | 0 | 0 | 0 | 0 | 0
00 Ret.Exist_Non-FBC_DSI & GPM & SCR & NGC | 0 | 0 | 0 | 0 | 0 | 0 | 0
00 Ret.Exist_Non-FBC_DSI & GPM & SNCR | 0 | 0 | 0 | 0 | 0 | 0 | 0
00 Ret.Exist_Non-FBC_DSI & GPM & SNCR & DRET | 0 | 0 | 0 | 0 | 0 | 0 | 0
00 Ret.Exist_Non-FBC_DSI & GPM & SNCR & NGC | 0 | 0 | 0 | 0 | 0 | 0 | 0
00 Ret.Exist_Non-FBC_DSI & GPM & WetFGD & SCR & CCS | 0 | 0 | 0 | 0 | 0 | 0 | 0
00 Ret.Exist_Non-FBC_DSI & NGC | 0 | 0 | 0 | 0 | 0 | 0 | 0
00 Ret.Exist_Non-FBC_DSI & SCR | 0 | 0 | 0 | 0 | 0 | 0 | 0
00 Ret.Exist_Non-FBC_DSI & SCR & C2G | 0 | 0 | 0 | 0 | 0 | 0 | 0
00 Ret.Exist_Non-FBC_DSI & SCR & DRET | 0 | 0 | 0 | 0 | 0 | 0 | 0
00 Ret.Exist_Non-FBC_DSI & SCR & NGC | 0 | 0 | 0 | 0 | 0 | 0 | 0
00 Ret.Exist_Non-FBC_DSI & SCR & WetFGD & CCS | 0 | 0 | 0 | 0 | 0 | 0 | 0
00 Ret.Exist_Non-FBC_DSI & SNCR | 0 | 0 | 0 | 0 | 0 | 0 | 0
00 Ret.Exist_Non-FBC_DSI & SNCR & C2G | 0 | 0 | 0 | 0 | 0 | 0 | 0
00 Ret.Exist_Non-FBC_DSI & SNCR & DRET | 0 | 0 | 0 | 0 | 0 | 0 | 0
00 Ret.Exist_Non-FBC_DSI & SNCR & NGC | 0 | 0 | 0 | 0 | 0 | 0 | 0
00 Ret.Exist_Non-FBC_NoCtrl & ACI | 0 | 0 | 0 | 0 | 0 | 0 | 0
00 Ret.Exist_Non-FBC_NoCtrl & ACI & C2G | 0 | 0 | 0 | 0 | 0 | 0 | 0
00 Ret.Exist_Non-FBC_NoCtrl & ACI & C2G & SCR | 0 | 0 | 0 | 0 | 0 | 0 | 0
00 Ret.Exist_Non-FBC_NoCtrl & ACI & DRET | 0 | 0 | 0 | 0 | 0 | 0 | 0
00 Ret.Exist_Non-FBC_NoCtrl & ACI & DSI | 0 | 0 | 0 | 0 | 0 | 0 | 0
00 Ret.Exist_Non-FBC_NoCtrl & ACI & DSI & C2G | 0 | 0 | 0 | 0 | 0 | 0 | 0
00 Ret.Exist_Non-FBC_NoCtrl & ACI & DSI & C2G & SCR | 0 | 0 | 0 | 0 | 0 | 0 | 0
00 Ret.Exist_Non-FBC_NoCtrl & ACI & DSI & DRET | 0 | 0 | 0 | 0 | 0 | 0 | 0
00 Ret.Exist_Non-FBC_NoCtrl & ACI & DSI & GPM | 0 | 0 | 0 | 0 | 0 | 0 | 0
00 Ret.Exist_Non-FBC_NoCtrl & ACI & DSI & GPM & C2G | 0 | 0 | 0 | 0 | 0 | 0 | 0
00 Ret.Exist_Non-FBC_NoCtrl & ACI & DSI & GPM & C2G & SCR | 0 | 0 | 0 | 0 | 0 | 0 | 0
00 Ret.Exist_Non-FBC_NoCtrl & ACI & DSI & GPM & DRET | 0 | 0 | 0 | 0 | 0 | 0 | 0
00 Ret.Exist_Non-FBC_NoCtrl & ACI & DSI & GPM & NGC | 0 | 0 | 0 | 0 | 0 | 0 | 0
00 Ret.Exist_Non-FBC_NoCtrl & ACI & DSI & GPM & SCR | 0 | 0 | 0 | 0 | 0 | 0 | 0
00 Ret.Exist_Non-FBC_NoCtrl & ACI & DSI & GPM & SCR & DRET | 0 | 0 | 0 | 0 | 0 | 0 | 0
00 Ret.Exist_Non-FBC_NoCtrl & ACI & DSI & GPM & SCR & NGC | 0 | 0 | 0 | 0 | 0 | 0 | 0
00 Ret.Exist_Non-FBC_NoCtrl & ACI & DSI & GPM & SNCR | 0 | 0 | 0 | 0 | 0 | 0 | 0
00 Ret.Exist_Non-FBC_NoCtrl & ACI & DSI & GPM & SNCR & DRET | 0 | 0 | 0 | 0 | 0 | 0 | 0
00 Ret.Exist_Non-FBC_NoCtrl & ACI & DSI & GPM & SNCR & NGC | 0 | 0 | 0 | 0 | 0 | 0 | 0
00 Ret.Exist_Non-FBC_NoCtrl & ACI & DSI & GPM & WetFGD & SCR & CCS | 0 | 0 | 0 | 0 | 0 | 0 | 0
00 Ret.Exist_Non-FBC_NoCtrl & ACI & DSI & NGC | 0 | 0 | 0 | 0 | 0 | 0 | 0
00 Ret.Exist_Non-FBC_NoCtrl & ACI & DSI & SCR | 0 | 0 | 0 | 0 | 0 | 0 | 0
00 Ret.Exist_Non-FBC_NoCtrl & ACI & DSI & SCR & DRET | 0 | 0 | 0 | 0 | 0 | 0 | 0
00 Ret.Exist_Non-FBC_NoCtrl & ACI & DSI & SCR & NGC | 0 | 0 | 0 | 0 | 0 | 0 | 0
00 Ret.Exist_Non-FBC_NoCtrl & ACI & DSI & SNCR | 0 | 0 | 0 | 0 | 0 | 0 | 0
00 Ret.Exist_Non-FBC_NoCtrl & ACI & DSI & SNCR & DRET | 0 | 0 | 0 | 0 | 0 | 0 | 0
00 Ret.Exist_Non-FBC_NoCtrl & ACI & DSI & SNCR & NGC | 0 | 0 | 0 | 0 | 0 | 0 | 0
00 Ret.Exist_Non-FBC_NoCtrl & ACI & DSI & WetFGD & SCR & CCS | 0 | 0 | 0 | 0 | 0 | 0 | 0
00 Ret.Exist_Non-FBC_NoCtrl & ACI & GPM | 0 | 0 | 0 | 0 | 0 | 0 | 0
00 Ret.Exist_Non-FBC_NoCtrl & ACI & GPM & C2G | 0 | 0 | 0 | 0 | 0 | 0 | 0
00 Ret.Exist_Non-FBC_NoCtrl & ACI & GPM & C2G & SCR | 0 | 0 | 0 | 0 | 0 | 0 | 0
00 Ret.Exist_Non-FBC_NoCtrl & ACI & GPM & DRET | 0 | 0 | 0 | 0 | 0 | 0 | 0
00 Ret.Exist_Non-FBC_NoCtrl & ACI & GPM & NGC | 0 | 0 | 0 | 0 | 0 | 0 | 0
00 Ret.Exist_Non-FBC_NoCtrl & ACI & GPM & SCR | 0 | 0 | 0 | 0 | 0 | 0 | 0
00 Ret.Exist_Non-FBC_NoCtrl & ACI & GPM & SCR & DRET | 0 | 0 | 0 | 0 | 0 | 0 | 0
00 Ret.Exist_Non-FBC_NoCtrl & ACI & GPM & SCR & NGC | 0 | 0 | 0 | 0 | 0 | 0 | 0
00 Ret.Exist_Non-FBC_NoCtrl & ACI & GPM & SNCR | 0 | 0 | 0 | 0 | 0 | 0 | 0
00 Ret.Exist_Non-FBC_NoCtrl & ACI & GPM & SNCR & DRET | 0 | 0 | 0 | 0 | 0 | 0 | 0
00 Ret.Exist_Non-FBC_NoCtrl & ACI & GPM & SNCR & NGC | 0 | 0 | 0 | 0 | 0 | 0 | 0
00 Ret.Exist_Non-FBC_NoCtrl & ACI & GPM & WetFGD & SCR & CCS | 0 | 0 | 0 | 0 | 0 | 0 | 0
00 Ret.Exist_Non-FBC_NoCtrl & ACI & NGC | 0 | 0 | 0 | 0 | 0 | 0 | 0
00 Ret.Exist_Non-FBC_NoCtrl & ACI & SCR | 0 | 0 | 0 | 0 | 0 | 0 | 0
00 Ret.Exist_Non-FBC_NoCtrl & ACI & SCR & DRET | 0 | 0 | 0 | 0 | 0 | 0 | 0
00 Ret.Exist_Non-FBC_NoCtrl & ACI & SCR & NGC | 0 | 0 | 0 | 0 | 0 | 0 | 0
00 Ret.Exist_Non-FBC_NoCtrl & ACI & SNCR | 0 | 0 | 0 | 0 | 0 | 0 | 0
00 Ret.Exist_Non-FBC_NoCtrl & ACI & SNCR & DRET | 0 | 0 | 0 | 0 | 0 | 0 | 0
00 Ret.Exist_Non-FBC_NoCtrl & ACI & SNCR & NGC | 0 | 0 | 0 | 0 | 0 | 0 | 0
00 Ret.Exist_Non-FBC_NoCtrl & ACI & WetFGD & SCR & CCS | 0 | 0 | 0 | 0 | 0 | 0 | 0
00 Ret.Exist_Non-FBC_NoCtrl & C2G | 0 | 0 | 0 | 0 | 0 | 0 | 0
00 Ret.Exist_Non-FBC_NoCtrl & C2G & SCR | 0 | 0 | 0 | 0 | 0 | 0 | 0
00 Ret.Exist_Non-FBC_NoCtrl & DCCS | 0 | 0 | 0 | 0 | 0 | 0 | 0
00 Ret.Exist_Non-FBC_NoCtrl & DCCS & WetFGD & SCR & CCS | 0 | 0 | 0 | 0 | 0 | 0 | 0
00 Ret.Exist_Non-FBC_NoCtrl & DRET | 0 | 219 | 0 | 0 | 0 | 0 | 0
00 Ret.Exist_Non-FBC_NoCtrl & DSI | 0 | 0 | 0 | 0 | 0 | 0 | 0
00 Ret.Exist_Non-FBC_NoCtrl & DSI & C2G | 0 | 0 | 0 | 0 | 0 | 0 | 0
00 Ret.Exist_Non-FBC_NoCtrl & DSI & C2G & SCR | 0 | 0 | 0 | 0 | 0 | 0 | 0
00 Ret.Exist_Non-FBC_NoCtrl & DSI & DRET | 0 | 0 | 0 | 0 | 0 | 0 | 0
00 Ret.Exist_Non-FBC_NoCtrl & DSI & GPM | 0 | 0 | 0 | 0 | 0 | 0 | 0
00 Ret.Exist_Non-FBC_NoCtrl & DSI & GPM & C2G | 0 | 0 | 0 | 0 | 0 | 0 | 0
00 Ret.Exist_Non-FBC_NoCtrl & DSI & GPM & C2G & SCR | 0 | 0 | 0 | 0 | 0 | 0 | 0
00 Ret.Exist_Non-FBC_NoCtrl & DSI & GPM & DRET | 0 | 0 | 0 | 0 | 0 | 0 | 0
00 Ret.Exist_Non-FBC_NoCtrl & DSI & GPM & NGC | 0 | 0 | 0 | 0 | 0 | 0 | 0
00 Ret.Exist_Non-FBC_NoCtrl & DSI & GPM & SCR | 0 | 0 | 0 | 0 | 0 | 0 | 0
00 Ret.Exist_Non-FBC_NoCtrl & DSI & GPM & SCR & DRET | 0 | 0 | 0 | 0 | 0 | 0 | 0
00 Ret.Exist_Non-FBC_NoCtrl & DSI & GPM & SCR & NGC | 0 | 0 | 0 | 0 | 0 | 0 | 0
00 Ret.Exist_Non-FBC_NoCtrl & DSI & GPM & SNCR | 0 | 0 | 0 | 0 | 0 | 0 | 0
00 Ret.Exist_Non-FBC_NoCtrl & DSI & GPM & SNCR & DRET | 0 | 0 | 0 | 0 | 0 | 0 | 0
00 Ret.Exist_Non-FBC_NoCtrl & DSI & GPM & SNCR & NGC | 0 | 0 | 0 | 0 | 0 | 0 | 0
00 Ret.Exist_Non-FBC_NoCtrl & DSI & GPM & WetFGD & SCR & CCS | 0 | 0 | 0 | 0 | 0 | 0 | 0
00 Ret.Exist_Non-FBC_NoCtrl & DSI & NGC | 0 | 0 | 0 | 0 | 0 | 0 | 0
00 Ret.Exist_Non-FBC_NoCtrl & DSI & SCR | 0 | 0 | 0 | 0 | 0 | 0 | 0
00 Ret.Exist_Non-FBC_NoCtrl & DSI & SCR & DRET | 0 | 0 | 0 | 0 | 0 | 0 | 0
00 Ret.Exist_Non-FBC_NoCtrl & DSI & SCR & NGC | 0 | 0 | 0 | 0 | 0 | 0 | 0
00 Ret.Exist_Non-FBC_NoCtrl & DSI & SNCR | 0 | 0 | 0 | 0 | 0 | 0 | 0
00 Ret.Exist_Non-FBC_NoCtrl & DSI & SNCR & DRET | 0 | 0 | 0 | 0 | 0 | 0 | 0
00 Ret.Exist_Non-FBC_NoCtrl & DSI & SNCR & NGC | 0 | 0 | 0 | 0 | 0 | 0 | 0
00 Ret.Exist_Non-FBC_NoCtrl & DSI & WetFGD & SCR & CCS | 0 | 0 | 0 | 0 | 0 | 0 | 0
00 Ret.Exist_Non-FBC_NoCtrl & GPM | 0 | 0 | 0 | 0 | 0 | 0 | 0
00 Ret.Exist_Non-FBC_NoCtrl & GPM & C2G | 0 | 0 | 0 | 0 | 0 | 0 | 0
00 Ret.Exist_Non-FBC_NoCtrl & GPM & C2G & SCR | 0 | 0 | 0 | 0 | 0 | 0 | 0
00 Ret.Exist_Non-FBC_NoCtrl & GPM & DRET | 0 | 0 | 0 | 0 | 0 | 0 | 0
00 Ret.Exist_Non-FBC_NoCtrl & GPM & NGC | 0 | 0 | 0 | 0 | 0 | 0 | 0
00 Ret.Exist_Non-FBC_NoCtrl & GPM & SCR | 0 | 0 | 0 | 0 | 0 | 0 | 0
00 Ret.Exist_Non-FBC_NoCtrl & GPM & SCR & DRET | 0 | 0 | 0 | 0 | 0 | 0 | 0
00 Ret.Exist_Non-FBC_NoCtrl & GPM & SCR & NGC | 0 | 0 | 0 | 0 | 0 | 0 | 0
00 Ret.Exist_Non-FBC_NoCtrl & GPM & SNCR | 0 | 0 | 0 | 0 | 0 | 0 | 0
00 Ret.Exist_Non-FBC_NoCtrl & GPM & SNCR & DRET | 0 | 0 | 0 | 0 | 0 | 0 | 0
00 Ret.Exist_Non-FBC_NoCtrl & GPM & SNCR & NGC | 0 | 0 | 0 | 0 | 0 | 0 | 0
00 Ret.Exist_Non-FBC_NoCtrl & GPM & WetFGD & SCR & CCS | 0 | 0 | 0 | 0 | 0 | 0 | 0
00 Ret.Exist_Non-FBC_NoCtrl & NGC | 0 | 0 | 0 | 0 | 0 | 0 | 0
00 Ret.Exist_Non-FBC_NoCtrl & SCR | 0 | 0 | 0 | 0 | 0 | 0 | 0
00 Ret.Exist_Non-FBC_NoCtrl & SCR & C2G | 0 | 0 | 0 | 0 | 0 | 0 | 0
00 Ret.Exist_Non-FBC_NoCtrl & SCR & DRET | 0 | 0 | 0 | 0 | 0 | 0 | 0
00 Ret.Exist_Non-FBC_NoCtrl & SCR & NGC | 0 | 0 | 0 | 0 | 0 | 0 | 0
00 Ret.Exist_Non-FBC_NoCtrl & SCR & WetFGD & CCS | 0 | 0 | 0 | 0 | 0 | 0 | 0
00 Ret.Exist_Non-FBC_NoCtrl & SNCR | 0 | 0 | 0 | 0 | 0 | 0 | 0
00 Ret.Exist_Non-FBC_NoCtrl & SNCR & C2G | 0 | 0 | 0 | 0 | 0 | 0 | 0
00 Ret.Exist_Non-FBC_NoCtrl & SNCR & DRET | 0 | 0 | 0 | 0 | 0 | 0 | 0
00 Ret.Exist_Non-FBC_NoCtrl & SNCR & NGC | 0 | 0 | 0 | 0 | 0 | 0 | 0
00 Ret.Exist_Non-FBC_SCR_ACI & C2G | 0 | 0 | 0 | 0 | 0 | 0 | 0
00 Ret.Exist_Non-FBC_SCR_ACI & DCCS | 0 | 1146 | 6.7017e-07 | 6.7017e-07 | 6.7017e-07 | 6.7017e-07 | 6.7017e-07
00 Ret.Exist_Non-FBC_SCR_ACI & DCCS & WetFGD & CCS | 0 | 0 | 775.2566 | 775.2566 | 0 | 0 | 0
00 Ret.Exist_Non-FBC_SCR_ACI & DRET | 0 | 943.9156 | 0 | 0 | 0 | 0 | 0
00 Ret.Exist_Non-FBC_SCR_ACI & DSI | 0 | 0 | 0 | 0 | 0 | 0 | 0
00 Ret.Exist_Non-FBC_SCR_ACI & DSI & C2G | 0 | 0 | 0 | 0 | 0 | 0 | 0
00 Ret.Exist_Non-FBC_SCR_ACI & DSI & DRET | 0 | 0 | 0 | 0 | 0 | 0 | 0
00 Ret.Exist_Non-FBC_SCR_ACI & DSI & GPM | 0 | 0 | 0 | 0 | 0 | 0 | 0
00 Ret.Exist_Non-FBC_SCR_ACI & DSI & GPM & C2G | 0 | 0 | 0 | 0 | 0 | 0 | 0
00 Ret.Exist_Non-FBC_SCR_ACI & DSI & GPM & DRET | 0 | 0 | 0 | 0 | 0 | 0 | 0
00 Ret.Exist_Non-FBC_SCR_ACI & DSI & GPM & NGC | 0 | 0 | 0 | 0 | 0 | 0 | 0
00 Ret.Exist_Non-FBC_SCR_ACI & DSI & GPM & WetFGD & CCS | 0 | 0 | 0 | 0 | 0 | 0 | 0
00 Ret.Exist_Non-FBC_SCR_ACI & DSI & NGC | 0 | 0 | 0 | 0 | 0 | 0 | 0
00 Ret.Exist_Non-FBC_SCR_ACI & DSI & WetFGD & CCS | 0 | 0 | 0 | 0 | 0 | 0 | 0
00 Ret.Exist_Non-FBC_SCR_ACI & GPM | 0 | 0 | 0 | 0 | 0 | 0 | 0
00 Ret.Exist_Non-FBC_SCR_ACI & GPM & C2G | 0 | 0 | 0 | 0 | 0 | 0 | 0
00 Ret.Exist_Non-FBC_SCR_ACI & GPM & DRET | 0 | 0 | 0 | 0 | 0 | 0 | 0
00 Ret.Exist_Non-FBC_SCR_ACI & GPM & NGC | 0 | 0 | 0 | 0 | 0 | 0 | 0
00 Ret.Exist_Non-FBC_SCR_ACI & GPM & WetFGD & CCS | 0 | 0 | 0 | 0 | 0 | 0 | 0
00 Ret.Exist_Non-FBC_SCR_ACI & NGC | 0 | 0 | 0 | 0 | 0 | 0 | 0
00 Ret.Exist_Non-FBC_SCR_ACI & WetFGD & CCS | 0 | 0 | 0 | 0 | 0 | 0 | 0
00 Ret.Exist_Non-FBC_SCR_ACI_DSI & C2G | 305 | 305 | 305 | 305 | 305 | 305 | 305
00 Ret.Exist_Non-FBC_SCR_ACI_DSI & DCCS | 0 | 0 | 0 | 0 | 0 | 0 | 0
00 Ret.Exist_Non-FBC_SCR_ACI_DSI & DCCS & WetFGD & CCS | 0 | 0 | 0 | 0 | 0 | 0 | 0
00 Ret.Exist_Non-FBC_SCR_ACI_DSI & DRET | 0 | 390 | 0 | 0 | 0 | 0 | 0
00 Ret.Exist_Non-FBC_SCR_ACI_DSI & GPM | 0 | 0 | 0 | 0 | 0 | 0 | 0
00 Ret.Exist_Non-FBC_SCR_ACI_DSI & GPM & C2G | 0 | 0 | 0 | 0 | 0 | 0 | 0
00 Ret.Exist_Non-FBC_SCR_ACI_DSI & GPM & DRET | 0 | 0 | 0 | 0 | 0 | 0 | 0
00 Ret.Exist_Non-FBC_SCR_ACI_DSI & GPM & NGC | 0 | 0 | 0 | 0 | 0 | 0 | 0
00 Ret.Exist_Non-FBC_SCR_ACI_DSI & GPM & WetFGD & CCS | 0 | 0 | 0 | 0 | 0 | 0 | 0
00 Ret.Exist_Non-FBC_SCR_ACI_DSI & NGC | 0 | 0 | 0 | 0 | 0 | 0 | 0
00 Ret.Exist_Non-FBC_SCR_ACI_DSI & WetFGD & CCS | 0 | 0 | 0 | 0 | 0 | 0 | 0
00 Ret.Exist_Non-FBC_SNCR_ACI & C2G | 0 | 0 | 0 | 0 | 0 | 0 | 0
00 Ret.Exist_Non-FBC_SNCR_ACI & C2G & SCR | 0 | 0 | 0 | 0 | 0 | 0 | 0
00 Ret.Exist_Non-FBC_SNCR_ACI & DRET | 0 | 0 | 0 | 0 | 0 | 0 | 0
00 Ret.Exist_Non-FBC_SNCR_ACI & DSI | 0 | 0 | 0 | 0 | 0 | 0 | 0
00 Ret.Exist_Non-FBC_SNCR_ACI & DSI & C2G | 0 | 0 | 0 | 0 | 0 | 0 | 0
00 Ret.Exist_Non-FBC_SNCR_ACI & DSI & C2G & SCR | 0 | 0 | 0 | 0 | 0 | 0 | 0
00 Ret.Exist_Non-FBC_SNCR_ACI & DSI & DRET | 0 | 0 | 0 | 0 | 0 | 0 | 0
00 Ret.Exist_Non-FBC_SNCR_ACI & DSI & NGC | 0 | 0 | 0 | 0 | 0 | 0 | 0
00 Ret.Exist_Non-FBC_SNCR_ACI & DSI & SCR | 0 | 0 | 0 | 0 | 0 | 0 | 0
00 Ret.Exist_Non-FBC_SNCR_ACI & DSI & SCR & DRET | 0 | 0 | 0 | 0 | 0 | 0 | 0
00 Ret.Exist_Non-FBC_SNCR_ACI & DSI & SCR & NGC | 0 | 0 | 0 | 0 | 0 | 0 | 0
00 Ret.Exist_Non-FBC_SNCR_ACI & DSI & WetFGD & SCR & CCS | 0 | 0 | 0 | 0 | 0 | 0 | 0
00 Ret.Exist_Non-FBC_SNCR_ACI & GPM | 0 | 0 | 0 | 0 | 0 | 0 | 0
00 Ret.Exist_Non-FBC_SNCR_ACI & GPM & C2G | 0 | 0 | 0 | 0 | 0 | 0 | 0
00 Ret.Exist_Non-FBC_SNCR_ACI & GPM & C2G & SCR | 0 | 0 | 0 | 0 | 0 | 0 | 0
00 Ret.Exist_Non-FBC_SNCR_ACI & GPM & DRET | 0 | 0 | 0 | 0 | 0 | 0 | 0
00 Ret.Exist_Non-FBC_SNCR_ACI & GPM & NGC | 0 | 0 | 0 | 0 | 0 | 0 | 0
00 Ret.Exist_Non-FBC_SNCR_ACI & GPM & SCR | 0 | 0 | 0 | 0 | 0 | 0 | 0
00 Ret.Exist_Non-FBC_SNCR_ACI & GPM & SCR & DRET | 0 | 0 | 0 | 0 | 0 | 0 | 0
00 Ret.Exist_Non-FBC_SNCR_ACI & GPM & SCR & NGC | 0 | 0 | 0 | 0 | 0 | 0 | 0
00 Ret.Exist_Non-FBC_SNCR_ACI & GPM & WetFGD & SCR & CCS | 0 | 0 | 0 | 0 | 0 | 0 | 0
00 Ret.Exist_Non-FBC_SNCR_ACI & NGC | 0 | 0 | 0 | 0 | 0 | 0 | 0
00 Ret.Exist_Non-FBC_SNCR_ACI & SCR | 0 | 0 | 0 | 0 | 0 | 0 | 0
00 Ret.Exist_Non-FBC_SNCR_ACI & SCR & C2G | 0 | 0 | 0 | 0 | 0 | 0 | 0
00 Ret.Exist_Non-FBC_SNCR_ACI & SCR & DRET | 0 | 0 | 0 | 0 | 0 | 0 | 0
00 Ret.Exist_Non-FBC_SNCR_ACI & SCR & NGC | 0 | 0 | 0 | 0 | 0 | 0 | 0
00 Ret.Exist_Non-FBC_SNCR_ACI & SCR & WetFGD & CCS | 0 | 0 | 0 | 0 | 0 | 0 | 0
00 Ret.Exist_Non-FBC_SNCR_ACI_DSI & C2G | 1033 | 496 | 496 | 496 | 496 | 496 | 496
00 Ret.Exist_Non-FBC_SNCR_ACI_DSI & C2G & SCR | 0 | 535.436 | 535.436 | 535.436 | 535.436 | 535.436 | 535.436
00 Ret.Exist_Non-FBC_SNCR_ACI_DSI & DCCS | 0 | 0 | 0 | 0 | 0 | 0 | 0
00 Ret.Exist_Non-FBC_SNCR_ACI_DSI & DCCS & WetFGD & SCR & CCS | 0 | 0 | 0 | 0 | 0 | 0 | 0
00 Ret.Exist_Non-FBC_SNCR_ACI_DSI & DRET | 0 | 0 | 0 | 0 | 0 | 0 | 0
00 Ret.Exist_Non-FBC_SNCR_ACI_DSI & GPM | 0 | 0 | 0 | 0 | 0 | 0 | 0
00 Ret.Exist_Non-FBC_SNCR_ACI_DSI & GPM & C2G | 0 | 0 | 0 | 0 | 0 | 0 | 0
00 Ret.Exist_Non-FBC_SNCR_ACI_DSI & GPM & C2G & SCR | 0 | 0 | 0 | 0 | 0 | 0 | 0
00 Ret.Exist_Non-FBC_SNCR_ACI_DSI & GPM & DRET | 0 | 0 | 0 | 0 | 0 | 0 | 0
00 Ret.Exist_Non-FBC_SNCR_ACI_DSI & GPM & NGC | 0 | 0 | 0 | 0 | 0 | 0 | 0
00 Ret.Exist_Non-FBC_SNCR_ACI_DSI & GPM & SCR | 0 | 0 | 0 | 0 | 0 | 0 | 0
00 Ret.Exist_Non-FBC_SNCR_ACI_DSI & GPM & SCR & DRET | 0 | 0 | 0 | 0 | 0 | 0 | 0
00 Ret.Exist_Non-FBC_SNCR_ACI_DSI & GPM & SCR & NGC | 0 | 0 | 0 | 0 | 0 | 0 | 0
00 Ret.Exist_Non-FBC_SNCR_ACI_DSI & GPM & WetFGD & SCR & CCS | 0 | 0 | 0 | 0 | 0 | 0 | 0
00 Ret.Exist_Non-FBC_SNCR_ACI_DSI & NGC | 0 | 0 | 0 | 0 | 0 | 0 | 0
00 Ret.Exist_Non-FBC_SNCR_ACI_DSI & SCR | 0 | 0 | 0 | 0 | 0 | 0 | 0
00 Ret.Exist_Non-FBC_SNCR_ACI_DSI & SCR & C2G | 0 | 0 | 0 | 0 | 0 | 0 | 0
00 Ret.Exist_Non-FBC_SNCR_ACI_DSI & SCR & DRET | 0 | 0 | 0 | 0 | 0 | 0 | 0
00 Ret.Exist_Non-FBC_SNCR_ACI_DSI & SCR & NGC | 0 | 0 | 0 | 0 | 0 | 0 | 0
00 Ret.Exist_Non-FBC_SNCR_ACI_DSI & SCR & WetFGD & CCS | 0 | 0 | 0 | 0 | 0 | 0 | 0
00 Ret.Exist_Non-FBC_WetFGD & ACI | 0 | 0 | 0 | 0 | 0 | 0 | 0
00 Ret.Exist_Non-FBC_WetFGD & ACI & C2G | 0 | 0 | 0 | 0 | 0 | 0 | 0
00 Ret.Exist_Non-FBC_WetFGD & ACI & C2G & SCR | 0 | 0 | 0 | 0 | 0 | 0 | 0
00 Ret.Exist_Non-FBC_WetFGD & ACI & DRET | 0 | 0 | 0 | 0 | 0 | 0 | 0
00 Ret.Exist_Non-FBC_WetFGD & ACI & GPM | 0 | 0 | 0 | 0 | 0 | 0 | 0
00 Ret.Exist_Non-FBC_WetFGD & ACI & GPM & C2G | 0 | 0 | 0 | 0 | 0 | 0 | 0
00 Ret.Exist_Non-FBC_WetFGD & ACI & GPM & C2G & SCR | 0 | 0 | 0 | 0 | 0 | 0 | 0
00 Ret.Exist_Non-FBC_WetFGD & ACI & GPM & DRET | 0 | 0 | 0 | 0 | 0 | 0 | 0
00 Ret.Exist_Non-FBC_WetFGD & ACI & GPM & NGC | 0 | 0 | 0 | 0 | 0 | 0 | 0
00 Ret.Exist_Non-FBC_WetFGD & ACI & GPM & SCR | 0 | 0 | 0 | 0 | 0 | 0 | 0
00 Ret.Exist_Non-FBC_WetFGD & ACI & GPM & SCR & CCS | 0 | 0 | 0 | 0 | 0 | 0 | 0
00 Ret.Exist_Non-FBC_WetFGD & ACI & GPM & SCR & DRET | 0 | 0 | 0 | 0 | 0 | 0 | 0
00 Ret.Exist_Non-FBC_WetFGD & ACI & GPM & SCR & NGC | 0 | 0 | 0 | 0 | 0 | 0 | 0
00 Ret.Exist_Non-FBC_WetFGD & ACI & GPM & SNCR | 0 | 0 | 0 | 0 | 0 | 0 | 0
00 Ret.Exist_Non-FBC_WetFGD & ACI & GPM & SNCR & DRET | 0 | 0 | 0 | 0 | 0 | 0 | 0
00 Ret.Exist_Non-FBC_WetFGD & ACI & GPM & SNCR & NGC | 0 | 0 | 0 | 0 | 0 | 0 | 0
00 Ret.Exist_Non-FBC_WetFGD & ACI & NGC | 0 | 0 | 0 | 0 | 0 | 0 | 0
00 Ret.Exist_Non-FBC_WetFGD & ACI & SCR | 0 | 0 | 0 | 0 | 0 | 0 | 0
00 Ret.Exist_Non-FBC_WetFGD & ACI & SCR & CCS | 0 | 0 | 0 | 0 | 0 | 0 | 0
00 Ret.Exist_Non-FBC_WetFGD & ACI & SCR & DRET | 0 | 0 | 0 | 0 | 0 | 0 | 0
00 Ret.Exist_Non-FBC_WetFGD & ACI & SCR & NGC | 0 | 0 | 0 | 0 | 0 | 0 | 0
00 Ret.Exist_Non-FBC_WetFGD & ACI & SNCR | 0 | 0 | 0 | 0 | 0 | 0 | 0
00 Ret.Exist_Non-FBC_WetFGD & ACI & SNCR & DRET | 0 | 0 | 0 | 0 | 0 | 0 | 0
00 Ret.Exist_Non-FBC_WetFGD & ACI & SNCR & NGC | 0 | 0 | 0 | 0 | 0 | 0 | 0
00 Ret.Exist_Non-FBC_WetFGD & C2G | 0 | 0 | 0 | 0 | 0 | 0 | 0
00 Ret.Exist_Non-FBC_WetFGD & C2G & SCR | 0 | 0 | 0 | 0 | 0 | 0 | 0
00 Ret.Exist_Non-FBC_WetFGD & DRET | 0 | 0 | 0 | 0 | 0 | 0 | 0
00 Ret.Exist_Non-FBC_WetFGD & DCCS | 0 | 0 | 0 | 0 | 0 | 0 | 0
00 Ret.Exist_Non-FBC_WetFGD & DCCS & SCR & CCS | 0 | 0 | 0 | 0 | 0 | 0 | 0
00 Ret.Exist_Non-FBC_WetFGD & GPM | 0 | 0 | 0 | 0 | 0 | 0 | 0
00 Ret.Exist_Non-FBC_WetFGD & GPM & C2G | 0 | 0 | 0 | 0 | 0 | 0 | 0
00 Ret.Exist_Non-FBC_WetFGD & GPM & C2G & SCR | 0 | 0 | 0 | 0 | 0 | 0 | 0
00 Ret.Exist_Non-FBC_WetFGD & GPM & DRET | 0 | 0 | 0 | 0 | 0 | 0 | 0
00 Ret.Exist_Non-FBC_WetFGD & GPM & NGC | 0 | 0 | 0 | 0 | 0 | 0 | 0
00 Ret.Exist_Non-FBC_WetFGD & GPM & SCR | 0 | 0 | 0 | 0 | 0 | 0 | 0
00 Ret.Exist_Non-FBC_WetFGD & GPM & SCR & CCS | 0 | 0 | 0 | 0 | 0 | 0 | 0
00 Ret.Exist_Non-FBC_WetFGD & GPM & SCR & DRET | 0 | 0 | 0 | 0 | 0 | 0 | 0
00 Ret.Exist_Non-FBC_WetFGD & GPM & SCR & NGC | 0 | 0 | 0 | 0 | 0 | 0 | 0
00 Ret.Exist_Non-FBC_WetFGD & GPM & SNCR | 0 | 0 | 0 | 0 | 0 | 0 | 0
00 Ret.Exist_Non-FBC_WetFGD & GPM & SNCR & DRET | 0 | 0 | 0 | 0 | 0 | 0 | 0
00 Ret.Exist_Non-FBC_WetFGD & GPM & SNCR & NGC | 0 | 0 | 0 | 0 | 0 | 0 | 0
00 Ret.Exist_Non-FBC_WetFGD & NGC | 0 | 0 | 0 | 0 | 0 | 0 | 0
00 Ret.Exist_Non-FBC_WetFGD & SCR | 0 | 0 | 0 | 0 | 0 | 0 | 0
00 Ret.Exist_Non-FBC_WetFGD & SCR & C2G | 0 | 0 | 0 | 0 | 0 | 0 | 0
00 Ret.Exist_Non-FBC_WetFGD & SCR & CCS | 0 | 0 | 0 | 0 | 0 | 0 | 0
00 Ret.Exist_Non-FBC_WetFGD & SCR & DRET | 0 | 0 | 0 | 0 | 0 | 0 | 0
00 Ret.Exist_Non-FBC_WetFGD & SCR & NGC | 0 | 0 | 0 | 0 | 0 | 0 | 0
00 Ret.Exist_Non-FBC_WetFGD & SNCR | 0 | 0 | 0 | 0 | 0 | 0 | 0
00 Ret.Exist_Non-FBC_WetFGD & SNCR & C2G | 0 | 0 | 0 | 0 | 0 | 0 | 0
00 Ret.Exist_Non-FBC_WetFGD & SNCR & DRET | 0 | 0 | 0 | 0 | 0 | 0 | 0
00 Ret.Exist_Non-FBC_WetFGD & SNCR & NGC | 0 | 0 | 0 | 0 | 0 | 0 | 0
00 Ret.Exist_Non-FBC_WetFGD_ACI & C2G | 1070 | 1070 | 1070 | 0 | 0 | 0 | 0
00 Ret.Exist_Non-FBC_WetFGD_ACI & C2G & SCR | 0 | 0 | 0 | 0 | 0 | 0 | 0
00 Ret.Exist_Non-FBC_WetFGD_ACI & DCCS | 0 | 2622 | 5.7492e-07 | 5.7492e-07 | 5.7492e-07 | 5.7492e-07 | 5.7492e-07
00 Ret.Exist_Non-FBC_WetFGD_ACI & DCCS & SCR & CCS | 0 | 0 | 1739.1899 | 1739.1899 | 108.9639 | 108.9639 | 108.9639
00 Ret.Exist_Non-FBC_WetFGD_ACI & DRET | 0 | 164 | 0 | 0 | 0 | 0 | 0
00 Ret.Exist_Non-FBC_WetFGD_ACI & GPM | 0 | 0 | 0 | 0 | 0 | 0 | 0
00 Ret.Exist_Non-FBC_WetFGD_ACI & GPM & C2G | 0 | 0 | 0 | 0 | 0 | 0 | 0
00 Ret.Exist_Non-FBC_WetFGD_ACI & GPM & C2G & SCR | 0 | 0 | 0 | 0 | 0 | 0 | 0
00 Ret.Exist_Non-FBC_WetFGD_ACI & GPM & DRET | 0 | 0 | 0 | 0 | 0 | 0 | 0
00 Ret.Exist_Non-FBC_WetFGD_ACI & GPM & NGC | 0 | 0 | 0 | 0 | 0 | 0 | 0
00 Ret.Exist_Non-FBC_WetFGD_ACI & GPM & SCR | 0 | 0 | 0 | 0 | 0 | 0 | 0
00 Ret.Exist_Non-FBC_WetFGD_ACI & GPM & SCR & CCS | 0 | 0 | 0 | 0 | 0 | 0 | 0
00 Ret.Exist_Non-FBC_WetFGD_ACI & GPM & SCR & DRET | 0 | 0 | 0 | 0 | 0 | 0 | 0
00 Ret.Exist_Non-FBC_WetFGD_ACI & GPM & SCR & NGC | 0 | 0 | 0 | 0 | 0 | 0 | 0
00 Ret.Exist_Non-FBC_WetFGD_ACI & GPM & SNCR | 0 | 0 | 0 | 0 | 0 | 0 | 0
00 Ret.Exist_Non-FBC_WetFGD_ACI & GPM & SNCR & DRET | 0 | 0 | 0 | 0 | 0 | 0 | 0
00 Ret.Exist_Non-FBC_WetFGD_ACI & GPM & SNCR & NGC | 0 | 0 | 0 | 0 | 0 | 0 | 0
00 Ret.Exist_Non-FBC_WetFGD_ACI & NGC | 0 | 1.7955 | 1.7955 | 0 | 0 | 0 | 0
00 Ret.Exist_Non-FBC_WetFGD_ACI & SCR | 0 | 7.4842 | 0 | 0 | 0 | 0 | 0
00 Ret.Exist_Non-FBC_WetFGD_ACI & SCR & C2G | 0 | 0 | 0 | 0 | 0 | 0 | 0
00 Ret.Exist_Non-FBC_WetFGD_ACI & SCR & CCS | 0 | 0 | 4.9506 | 4.9506 | 0 | 0 | 0
00 Ret.Exist_Non-FBC_WetFGD_ACI & SCR & DRET | 0 | 0 | 0 | 0 | 0 | 0 | 0
00 Ret.Exist_Non-FBC_WetFGD_ACI & SCR & NGC | 0 | 0 | 0 | 0 | 0 | 0 | 0
00 Ret.Exist_Non-FBC_WetFGD_ACI & SNCR | 0 | 0 | 0 | 0 | 0 | 0 | 0
00 Ret.Exist_Non-FBC_WetFGD_ACI & SNCR & C2G | 0 | 0 | 0 | 0 | 0 | 0 | 0
00 Ret.Exist_Non-FBC_WetFGD_ACI & SNCR & DRET | 0 | 0 | 0 | 0 | 0 | 0 | 0
00 Ret.Exist_Non-FBC_WetFGD_ACI & SNCR & NGC | 0 | 0 | 0 | 0 | 0 | 0 | 0
00 Ret.Exist_Non-FBC_WetFGD_ACI_DSI & C2G | 530 | 530 | 530 | 530 | 530 | 530 | 530
00 Ret.Exist_Non-FBC_WetFGD_ACI_DSI & C2G & SCR | 0 | 0 | 0 | 0 | 0 | 0 | 0
00 Ret.Exist_Non-FBC_WetFGD_ACI_DSI & DCCS | 0 | 0 | 0 | 0 | 0 | 0 | 0
00 Ret.Exist_Non-FBC_WetFGD_ACI_DSI & DCCS & SCR & CCS | 0 | 0 | 0 | 0 | 0 | 0 | 0
00 Ret.Exist_Non-FBC_WetFGD_ACI_DSI & DRET | 0 | 0 | 0 | 0 | 0 | 0 | 0
00 Ret.Exist_Non-FBC_WetFGD_ACI_DSI & GPM | 0 | 0 | 0 | 0 | 0 | 0 | 0
00 Ret.Exist_Non-FBC_WetFGD_ACI_DSI & GPM & C2G | 0 | 0 | 0 | 0 | 0 | 0 | 0
00 Ret.Exist_Non-FBC_WetFGD_ACI_DSI & GPM & C2G & SCR | 0 | 0 | 0 | 0 | 0 | 0 | 0
00 Ret.Exist_Non-FBC_WetFGD_ACI_DSI & GPM & DRET | 0 | 0 | 0 | 0 | 0 | 0 | 0
00 Ret.Exist_Non-FBC_WetFGD_ACI_DSI & GPM & NGC | 0 | 0 | 0 | 0 | 0 | 0 | 0
00 Ret.Exist_Non-FBC_WetFGD_ACI_DSI & GPM & SCR | 0 | 0 | 0 | 0 | 0 | 0 | 0
00 Ret.Exist_Non-FBC_WetFGD_ACI_DSI & GPM & SCR & CCS | 0 | 0 | 0 | 0 | 0 | 0 | 0
00 Ret.Exist_Non-FBC_WetFGD_ACI_DSI & GPM & SCR & DRET | 0 | 0 | 0 | 0 | 0 | 0 | 0
00 Ret.Exist_Non-FBC_WetFGD_ACI_DSI & GPM & SCR & NGC | 0 | 0 | 0 | 0 | 0 | 0 | 0
00 Ret.Exist_Non-FBC_WetFGD_ACI_DSI & GPM & SNCR | 0 | 0 | 0 | 0 | 0 | 0 | 0
00 Ret.Exist_Non-FBC_WetFGD_ACI_DSI & GPM & SNCR & DRET | 0 | 0 | 0 | 0 | 0 | 0 | 0
00 Ret.Exist_Non-FBC_WetFGD_ACI_DSI & GPM & SNCR & NGC | 0 | 0 | 0 | 0 | 0 | 0 | 0
00 Ret.Exist_Non-FBC_WetFGD_ACI_DSI & NGC | 0 | 0 | 0 | 0 | 0 | 0 | 0
00 Ret.Exist_Non-FBC_WetFGD_ACI_DSI & SCR | 0 | 0 | 0 | 0 | 0 | 0 | 0
00 Ret.Exist_Non-FBC_WetFGD_ACI_DSI & SCR & C2G | 0 | 0 | 0 | 0 | 0 | 0 | 0
00 Ret.Exist_Non-FBC_WetFGD_ACI_DSI & SCR & CCS | 0 | 0 | 0 | 0 | 0 | 0 | 0
00 Ret.Exist_Non-FBC_WetFGD_ACI_DSI & SCR & DRET | 0 | 0 | 0 | 0 | 0 | 0 | 0
00 Ret.Exist_Non-FBC_WetFGD_ACI_DSI & SCR & NGC | 0 | 0 | 0 | 0 | 0 | 0 | 0
00 Ret.Exist_Non-FBC_WetFGD_ACI_DSI & SNCR | 0 | 0 | 0 | 0 | 0 | 0 | 0
00 Ret.Exist_Non-FBC_WetFGD_ACI_DSI & SNCR & C2G | 0 | 0 | 0 | 0 | 0 | 0 | 0
00 Ret.Exist_Non-FBC_WetFGD_ACI_DSI & SNCR & DRET | 0 | 0 | 0 | 0 | 0 | 0 | 0
00 Ret.Exist_Non-FBC_WetFGD_ACI_DSI & SNCR & NGC | 0 | 0 | 0 | 0 | 0 | 0 | 0
00 Ret.Exist_Non-FBC_WetFGD_SCR & ACI | 0 | 0 | 0 | 0 | 0 | 0 | 0
00 Ret.Exist_Non-FBC_WetFGD_SCR & ACI & C2G | 0 | 0 | 0 | 0 | 0 | 0 | 0
00 Ret.Exist_Non-FBC_WetFGD_SCR & ACI & CCS | 0 | 0 | 0 | 0 | 0 | 0 | 0
00 Ret.Exist_Non-FBC_WetFGD_SCR & DCCS | 0 | 5789.9658 | 2.2484e-06 | 2.2484e-06 | 2.2484e-06 | 2.2484e-06 | 2.2484e-06
00 Ret.Exist_Non-FBC_WetFGD_SCR & DCCS & CCS | 0 | 0 | 3988.4745 | 3988.4745 | 0 | 0 | 0
00 Ret.Exist_Non-FBC_WetFGD_SCR & ACI & DRET | 0 | 0 | 0 | 0 | 0 | 0 | 0
00 Ret.Exist_Non-FBC_WetFGD_SCR & ACI & GPM | 0 | 0 | 0 | 0 | 0 | 0 | 0
00 Ret.Exist_Non-FBC_WetFGD_SCR & ACI & GPM & C2G | 0 | 0 | 0 | 0 | 0 | 0 | 0
00 Ret.Exist_Non-FBC_WetFGD_SCR & ACI & GPM & CCS | 0 | 0 | 0 | 0 | 0 | 0 | 0
00 Ret.Exist_Non-FBC_WetFGD_SCR & ACI & GPM & DRET | 0 | 0 | 0 | 0 | 0 | 0 | 0
00 Ret.Exist_Non-FBC_WetFGD_SCR & ACI & GPM & NGC | 0 | 0 | 0 | 0 | 0 | 0 | 0
00 Ret.Exist_Non-FBC_WetFGD_SCR & ACI & NGC | 0 | 0 | 0 | 0 | 0 | 0 | 0
00 Ret.Exist_Non-FBC_WetFGD_SCR & C2G | 42.2686 | 2145.2686 | 2145.2686 | 2145.2686 | 2145.2686 | 1311.2686 | 1269
00 Ret.Exist_Non-FBC_WetFGD_SCR & CCS | 0 | 8.2805 | 8.2805 | 8.2805 | 8.2805 | 8.2805 | 8.2805
00 Ret.Exist_Non-FBC_WetFGD_SCR & DRET | 0 | 20714.5507 | 0 | 0 | 0 | 0 | 0
00 Ret.Exist_Non-FBC_WetFGD_SCR & GPM | 0 | 0 | 0 | 0 | 0 | 0 | 0
00 Ret.Exist_Non-FBC_WetFGD_SCR & GPM & C2G | 0 | 0 | 0 | 0 | 0 | 0 | 0
00 Ret.Exist_Non-FBC_WetFGD_SCR & GPM & CCS | 0 | 0 | 0 | 0 | 0 | 0 | 0
00 Ret.Exist_Non-FBC_WetFGD_SCR & GPM & DRET | 0 | 0 | 0 | 0 | 0 | 0 | 0
00 Ret.Exist_Non-FBC_WetFGD_SCR & GPM & NGC | 0 | 0 | 0 | 0 | 0 | 0 | 0
00 Ret.Exist_Non-FBC_WetFGD_SCR & NGC | 0 | 0 | 0 | 0 | 0 | 0 | 0
00 Ret.Exist_Non-FBC_WetFGD_SCR_ACI & C2G | 785 | 1348.7216 | 1348.7216 | 1348.7216 | 1348.7216 | 1348.7216 | 1348.7216
00 Ret.Exist_Non-FBC_WetFGD_SCR_ACI & CCS | 0 | 0 | 0 | 0 | 0 | 0 | 0
00 Ret.Exist_Non-FBC_WetFGD_SCR_ACI & DCCS | 0 | 7693.5648 | 7.0298e-07 | 7.0298e-07 | 7.0298e-07 | 7.0298e-07 | 7.0298e-07
00 Ret.Exist_Non-FBC_WetFGD_SCR_ACI & DCCS & CCS | 0 | 0 | 5182.5316 | 4483.4581 | 0 | 0 | 0
00 Ret.Exist_Non-FBC_WetFGD_SCR_ACI & DRET | 0 | 4025.6753 | 0 | 0 | 0 | 0 | 0
00 Ret.Exist_Non-FBC_WetFGD_SCR_ACI & GPM | 0 | 0 | 0 | 0 | 0 | 0 | 0
00 Ret.Exist_Non-FBC_WetFGD_SCR_ACI & GPM & C2G | 0 | 0 | 0 | 0 | 0 | 0 | 0
00 Ret.Exist_Non-FBC_WetFGD_SCR_ACI & GPM & CCS | 0 | 0 | 0 | 0 | 0 | 0 | 0
00 Ret.Exist_Non-FBC_WetFGD_SCR_ACI & GPM & DRET | 0 | 0 | 0 | 0 | 0 | 0 | 0
00 Ret.Exist_Non-FBC_WetFGD_SCR_ACI & GPM & NGC | 0 | 0 | 0 | 0 | 0 | 0 | 0
00 Ret.Exist_Non-FBC_WetFGD_SCR_ACI & NGC | 0 | 0 | 0 | 0 | 0 | 0 | 0
00 Ret.Exist_Non-FBC_WetFGD_SCR_ACI_DSI & C2G | 2071 | 2071 | 2071 | 2071 | 2071 | 1273 | 1273
00 Ret.Exist_Non-FBC_WetFGD_SCR_ACI_DSI & CCS | 0 | 0 | 0 | 0 | 0 | 0 | 0
00 Ret.Exist_Non-FBC_WetFGD_SCR_ACI_DSI & DCCS | 0 | 4267 | 8.8342e-07 | 8.8342e-07 | 8.8342e-07 | 8.8342e-07 | 8.8342e-07
00 Ret.Exist_Non-FBC_WetFGD_SCR_ACI_DSI & DCCS & CCS | 0 | 0 | 2960.1755 | 2960.1755 | 0 | 0 | 0
00 Ret.Exist_Non-FBC_WetFGD_SCR_ACI_DSI & DRET | 0 | 2162.3823 | 0 | 0 | 0 | 0 | 0
00 Ret.Exist_Non-FBC_WetFGD_SCR_ACI_DSI & GPM | 0 | 0 | 0 | 0 | 0 | 0 | 0
00 Ret.Exist_Non-FBC_WetFGD_SCR_ACI_DSI & GPM & C2G | 0 | 0 | 0 | 0 | 0 | 0 | 0
00 Ret.Exist_Non-FBC_WetFGD_SCR_ACI_DSI & GPM & CCS | 0 | 0 | 0 | 0 | 0 | 0 | 0
00 Ret.Exist_Non-FBC_WetFGD_SCR_ACI_DSI & GPM & DRET | 0 | 0 | 0 | 0 | 0 | 0 | 0
00 Ret.Exist_Non-FBC_WetFGD_SCR_ACI_DSI & GPM & NGC | 0 | 0 | 0 | 0 | 0 | 0 | 0
00 Ret.Exist_Non-FBC_WetFGD_SCR_ACI_DSI & NGC | 0 | 0 | 0 | 0 | 0 | 0 | 0
00 Ret.Exist_Non-FBC_WetFGD_SCR_DSI & ACI | 0 | 0 | 0 | 0 | 0 | 0 | 0
00 Ret.Exist_Non-FBC_WetFGD_SCR_DSI & ACI & C2G | 0 | 0 | 0 | 0 | 0 | 0 | 0
00 Ret.Exist_Non-FBC_WetFGD_SCR_DSI & ACI & CCS | 0 | 0 | 0 | 0 | 0 | 0 | 0
00 Ret.Exist_Non-FBC_WetFGD_SCR_DSI & ACI & DRET | 0 | 0 | 0 | 0 | 0 | 0 | 0
00 Ret.Exist_Non-FBC_WetFGD_SCR_DSI & ACI & GPM | 0 | 0 | 0 | 0 | 0 | 0 | 0
00 Ret.Exist_Non-FBC_WetFGD_SCR_DSI & ACI & GPM & C2G | 0 | 0 | 0 | 0 | 0 | 0 | 0
00 Ret.Exist_Non-FBC_WetFGD_SCR_DSI & ACI & GPM & CCS | 0 | 0 | 0 | 0 | 0 | 0 | 0
00 Ret.Exist_Non-FBC_WetFGD_SCR_DSI & ACI & GPM & DRET | 0 | 0 | 0 | 0 | 0 | 0 | 0
00 Ret.Exist_Non-FBC_WetFGD_SCR_DSI & ACI & GPM & NGC | 0 | 0 | 0 | 0 | 0 | 0 | 0
00 Ret.Exist_Non-FBC_WetFGD_SCR_DSI & ACI & NGC | 0 | 0 | 0 | 0 | 0 | 0 | 0
00 Ret.Exist_Non-FBC_WetFGD_SCR_DSI & C2G | 1971 | 1971 | 1971 | 1971 | 1971 | 1971 | 1971
00 Ret.Exist_Non-FBC_WetFGD_SCR_DSI & CCS | 0 | 0 | 0 | 0 | 0 | 0 | 0
00 Ret.Exist_Non-FBC_WetFGD_SCR_DSI & DCCS | 0 | 0 | 0 | 0 | 0 | 0 | 0
00 Ret.Exist_Non-FBC_WetFGD_SCR_DSI & DCCS & CCS | 0 | 0 | 0 | 0 | 0 | 0 | 0
00 Ret.Exist_Non-FBC_WetFGD_SCR_DSI & DRET | 0 | 0 | 0 | 0 | 0 | 0 | 0
00 Ret.Exist_Non-FBC_WetFGD_SCR_DSI & GPM | 0 | 0 | 0 | 0 | 0 | 0 | 0
00 Ret.Exist_Non-FBC_WetFGD_SCR_DSI & GPM & C2G | 0 | 0 | 0 | 0 | 0 | 0 | 0
00 Ret.Exist_Non-FBC_WetFGD_SCR_DSI & GPM & CCS | 0 | 0 | 0 | 0 | 0 | 0 | 0
00 Ret.Exist_Non-FBC_WetFGD_SCR_DSI & GPM & DRET | 0 | 0 | 0 | 0 | 0 | 0 | 0
00 Ret.Exist_Non-FBC_WetFGD_SCR_DSI & GPM & NGC | 0 | 0 | 0 | 0 | 0 | 0 | 0
00 Ret.Exist_Non-FBC_WetFGD_SCR_DSI & NGC | 0 | 0 | 0 | 0 | 0 | 0 | 0
00 Ret.Exist_Non-FBC_WetFGD_SNCR & ACI | 0 | 0 | 0 | 0 | 0 | 0 | 0
00 Ret.Exist_Non-FBC_WetFGD_SNCR & ACI & C2G | 0 | 0 | 0 | 0 | 0 | 0 | 0
00 Ret.Exist_Non-FBC_WetFGD_SNCR & ACI & C2G & SCR | 0 | 0 | 0 | 0 | 0 | 0 | 0
00 Ret.Exist_Non-FBC_WetFGD_SNCR & ACI & DRET | 0 | 0 | 0 | 0 | 0 | 0 | 0
00 Ret.Exist_Non-FBC_WetFGD_SNCR & ACI & GPM | 0 | 0 | 0 | 0 | 0 | 0 | 0
00 Ret.Exist_Non-FBC_WetFGD_SNCR & ACI & GPM & C2G | 0 | 0 | 0 | 0 | 0 | 0 | 0
00 Ret.Exist_Non-FBC_WetFGD_SNCR & ACI & GPM & C2G & SCR | 0 | 0 | 0 | 0 | 0 | 0 | 0
00 Ret.Exist_Non-FBC_WetFGD_SNCR & ACI & GPM & DRET | 0 | 0 | 0 | 0 | 0 | 0 | 0
00 Ret.Exist_Non-FBC_WetFGD_SNCR & ACI & GPM & NGC | 0 | 0 | 0 | 0 | 0 | 0 | 0
00 Ret.Exist_Non-FBC_WetFGD_SNCR & ACI & GPM & SCR | 0 | 0 | 0 | 0 | 0 | 0 | 0
00 Ret.Exist_Non-FBC_WetFGD_SNCR & ACI & GPM & SCR & CCS | 0 | 0 | 0 | 0 | 0 | 0 | 0
00 Ret.Exist_Non-FBC_WetFGD_SNCR & ACI & GPM & SCR & DRET | 0 | 0 | 0 | 0 | 0 | 0 | 0
00 Ret.Exist_Non-FBC_WetFGD_SNCR & ACI & GPM & SCR & NGC | 0 | 0 | 0 | 0 | 0 | 0 | 0
00 Ret.Exist_Non-FBC_WetFGD_SNCR & ACI & NGC | 0 | 0 | 0 | 0 | 0 | 0 | 0
00 Ret.Exist_Non-FBC_WetFGD_SNCR & ACI & SCR | 0 | 0 | 0 | 0 | 0 | 0 | 0
00 Ret.Exist_Non-FBC_WetFGD_SNCR & ACI & SCR & CCS | 0 | 0 | 0 | 0 | 0 | 0 | 0
00 Ret.Exist_Non-FBC_WetFGD_SNCR & ACI & SCR & DRET | 0 | 0 | 0 | 0 | 0 | 0 | 0
00 Ret.Exist_Non-FBC_WetFGD_SNCR & ACI & SCR & NGC | 0 | 0 | 0 | 0 | 0 | 0 | 0
00 Ret.Exist_Non-FBC_WetFGD_SNCR & C2G | 0 | 0 | 0 | 0 | 0 | 0 | 0
00 Ret.Exist_Non-FBC_WetFGD_SNCR & C2G & SCR | 0 | 0 | 0 | 0 | 0 | 0 | 0
00 Ret.Exist_Non-FBC_WetFGD_SNCR & DCCS | 0 | 0 | 0 | 0 | 0 | 0 | 0
00 Ret.Exist_Non-FBC_WetFGD_SNCR & DCCS & SCR & CCS | 0 | 0 | 0 | 0 | 0 | 0 | 0
00 Ret.Exist_Non-FBC_WetFGD_SNCR & DRET | 0 | 0 | 0 | 0 | 0 | 0 | 0
00 Ret.Exist_Non-FBC_WetFGD_SNCR & GPM | 0 | 0 | 0 | 0 | 0 | 0 | 0
00 Ret.Exist_Non-FBC_WetFGD_SNCR & GPM & C2G | 0 | 0 | 0 | 0 | 0 | 0 | 0
00 Ret.Exist_Non-FBC_WetFGD_SNCR & GPM & C2G & SCR | 0 | 0 | 0 | 0 | 0 | 0 | 0
00 Ret.Exist_Non-FBC_WetFGD_SNCR & GPM & DRET | 0 | 0 | 0 | 0 | 0 | 0 | 0
00 Ret.Exist_Non-FBC_WetFGD_SNCR & GPM & NGC | 0 | 0 | 0 | 0 | 0 | 0 | 0
00 Ret.Exist_Non-FBC_WetFGD_SNCR & GPM & SCR | 0 | 0 | 0 | 0 | 0 | 0 | 0
00 Ret.Exist_Non-FBC_WetFGD_SNCR & GPM & SCR & CCS | 0 | 0 | 0 | 0 | 0 | 0 | 0
00 Ret.Exist_Non-FBC_WetFGD_SNCR & GPM & SCR & DRET | 0 | 0 | 0 | 0 | 0 | 0 | 0
00 Ret.Exist_Non-FBC_WetFGD_SNCR & GPM & SCR & NGC | 0 | 0 | 0 | 0 | 0 | 0 | 0
00 Ret.Exist_Non-FBC_WetFGD_SNCR & NGC | 0 | 0 | 0 | 0 | 0 | 0 | 0
00 Ret.Exist_Non-FBC_WetFGD_SNCR & SCR | 0 | 0 | 0 | 0 | 0 | 0 | 0
00 Ret.Exist_Non-FBC_WetFGD_SNCR & SCR & C2G | 0 | 0 | 0 | 0 | 0 | 0 | 0
00 Ret.Exist_Non-FBC_WetFGD_SNCR & SCR & CCS | 0 | 0 | 0 | 0 | 0 | 0 | 0
00 Ret.Exist_Non-FBC_WetFGD_SNCR & SCR & DRET | 0 | 0 | 0 | 0 | 0 | 0 | 0
00 Ret.Exist_Non-FBC_WetFGD_SNCR & SCR & NGC | 0 | 0 | 0 | 0 | 0 | 0 | 0
00 Ret.Exist_Non-FBC_WetFGD_SNCR_ACI & C2G | 0 | 0 | 0 | 0 | 0 | 0 | 0
00 Ret.Exist_Non-FBC_WetFGD_SNCR_ACI & C2G & SCR | 0 | 0 | 0 | 0 | 0 | 0 | 0
00 Ret.Exist_Non-FBC_WetFGD_SNCR_ACI & DCCS | 0 | 902.3896 | 4.334e-07 | 4.334e-07 | 4.334e-07 | 4.334e-07 | 4.334e-07
00 Ret.Exist_Non-FBC_WetFGD_SNCR_ACI & DCCS & SCR & CCS | 0 | 0 | 593.1438 | 593.1438 | 0 | 0 | 0
00 Ret.Exist_Non-FBC_WetFGD_SNCR_ACI & DRET | 0 | 1498.1741 | 0 | 0 | 0 | 0 | 0
00 Ret.Exist_Non-FBC_WetFGD_SNCR_ACI & GPM | 0 | 0 | 0 | 0 | 0 | 0 | 0
00 Ret.Exist_Non-FBC_WetFGD_SNCR_ACI & GPM & C2G | 0 | 0 | 0 | 0 | 0 | 0 | 0
00 Ret.Exist_Non-FBC_WetFGD_SNCR_ACI & GPM & C2G & SCR | 0 | 0 | 0 | 0 | 0 | 0 | 0
00 Ret.Exist_Non-FBC_WetFGD_SNCR_ACI & GPM & DRET | 0 | 0 | 0 | 0 | 0 | 0 | 0
00 Ret.Exist_Non-FBC_WetFGD_SNCR_ACI & GPM & NGC | 0 | 0 | 0 | 0 | 0 | 0 | 0
00 Ret.Exist_Non-FBC_WetFGD_SNCR_ACI & GPM & SCR | 0 | 0 | 0 | 0 | 0 | 0 | 0
00 Ret.Exist_Non-FBC_WetFGD_SNCR_ACI & GPM & SCR & CCS | 0 | 0 | 0 | 0 | 0 | 0 | 0
00 Ret.Exist_Non-FBC_WetFGD_SNCR_ACI & GPM & SCR & DRET | 0 | 0 | 0 | 0 | 0 | 0 | 0
00 Ret.Exist_Non-FBC_WetFGD_SNCR_ACI & GPM & SCR & NGC | 0 | 0 | 0 | 0 | 0 | 0 | 0
00 Ret.Exist_Non-FBC_WetFGD_SNCR_ACI & NGC | 0 | 0 | 0 | 0 | 0 | 0 | 0
00 Ret.Exist_Non-FBC_WetFGD_SNCR_ACI & SCR | 70.6607 | 0 | 0 | 0 | 0 | 0 | 0
00 Ret.Exist_Non-FBC_WetFGD_SNCR_ACI & SCR & C2G | 0 | 0 | 0 | 0 | 0 | 0 | 0
00 Ret.Exist_Non-FBC_WetFGD_SNCR_ACI & SCR & CCS | 0 | 72.5026 | 72.5026 | 72.5026 | 0 | 0 | 0
00 Ret.Exist_Non-FBC_WetFGD_SNCR_ACI & SCR & DRET | 0 | 70.6607 | 0 | 0 | 0 | 0 | 0
00 Ret.Exist_Non-FBC_WetFGD_SNCR_ACI & SCR & NGC | 0 | 0 | 0 | 0 | 0 | 0 | 0
00 Existing Combined Cycle Retirement | 748 | 748 | 2093.0904 | 2713.1726 | 8678.8726 | 16178.4726 | 16831.4726
00 New Combined Cycle Retirement | 0 | 0 | 0 | 0 | 0 | 0 | 0
00 Existing Combustion Turbine Retirement | 480.1 | 948.6 | 2236.2004 | 2400.2004 | 13160.9 | 17628.4 | 17628.4
00 New Combustion Turbine Retirement | 0 | 0 | 0 | 0 | 0 | 0 | 0
00 Oil/Gas Steam Retirement | 11140.8431 | 11336.8431 | 18483.1882 | 19553.1882 | 19828.1882 | 22451.7882 | 22494.0567
00 Coal Steam Retirement | 42261.4926 | 60562.9498 | 104353.1387 | 105737.3387 | 123648.7929 | 123648.7929 | 123695.7929
00 IGCC Retirement | 220 | 220 | 815 | 815 | 815 | 815 | 815
00 Nuclear Retirement | 0 | 2687.6 | 9875.1 | 14507.7 | 28725.6 | 48205.2 | 65038
00 Biomass Retirement | 2940.1 | 2940.1 | 2952.1 | 2998.6 | 2998.6 | 2998.6 | 2998.6
00 Fossil_Other Retirement | 0 | 0 | 0 | 0 | 0 | 0 | 0
00 Fuel Cell Retirement | 0 | 0 | 0 | 0 | 0 | 0 | 0
00 Geothermal Retirement | 0 | 0 | 0 | 0 | 0 | 0 | 0
00 Hydro Retirement | 55 | 55 | 55 | 55 | 55 | 55 | 55
00 Landfill Gas Retirement | 6.4 | 6.4 | 126 | 126 | 126 | 126 | 126
00 Non Fossil_Other Retirement | 0 | 0 | 0 | 0 | 0 | 0 | 0
00 Solar Thermal Retirement | 0 | 0 | 0 | 0 | 0 | 0 | 0
00 Exist Dummy | 22664749.7234 | 22656103.7612 | 22649074.4601 | 22607431.6554 | 22534620.9833 | 22416206.4788 | 22339924.1583
Total | 24096350.3396 | 24165742.7012 | 24513606.7525 | 24806642.7151 | 25173765.0328 | 25239263.0706 | 25355346.6752
11. Capacity Additions and Changes by Capacity Reporting Type [MW]
00 New Combined Cycle | 26681.1852 | 346.4436 | 0 | 236.8313 | 74.6387 | 24359.3597 | 34356.6819
00 New Combined Cycle with CCS Retrofit | 0 | 0 | 652.151 | 0 | 0 | 0 | 0
00 New Combined Cycle with CF Limit | 0 | 0 | 0 | 0 | 0 | 0 | 0
00 New Combined Cycle with HRI Retrofit | 0 | 0 | 0 | 0 | 0 | 0 | 0
00 New Combined Cycle with Hydrogen Retrofit | 0 | 1238.5703 | 0 | 0 | 0 | 0 | 0
00 New Combined Cycle with Hydrogen Retrofit Undone | 0 | 0 | 1238.5703 | 0 | 0 | 0 | 0
00 New Combined Cycle with CCS | 0 | 0 | 0 | 0 | 0 | 0 | 0
00 New Combustion Turbine | 8569.0913 | 8299.5186 | 7029.3011 | 41405.9735 | 72736.0333 | 94055.1449 | 41925.6385
00 New Combustion Turbine with HRI Retrofit | 0 | 0 | 0 | 0 | 0 | 0 | 0
00 New Combustion Turbine with Hydrogen Retrofit | 0 | 0 | 0 | 0 | 0 | 4637.9099 | 175.7145
00 New Combustion Turbine with Hydrogen Retrofit Undone | 0 | 0 | 0 | 0 | 0 | 0 | 0
00 New Hydro | 0 | 1251.1839 | 3637.1625 | 4515.71 | 121.8663 | 0 | 0
00 New Nuclear | 0 | 0 | 0 | 0 | 0 | 0 | 0
00 New Nuclear - SMR | 0 | 0 | 0 | 0 | 0 | 0 | 0
00 New Biomass | 0 | 0 | 0 | 0 | 0 | 0 | 0
00 New Geothermal | 601.83 | 0 | 0 | 0 | 0 | 0 | 0
00 New Landfill Gas | 1466.3345 | 0 | 0 | 0 | 0 | 1482.6867 | 501.8937
00 New Battery Storage | 16649.6557 | 10414.8721 | 65132.6216 | 19141.6073 | 36350.3807 | 1781.8465 | 1107.4329
00 New Offshore Wind | 7191.8841 | 2643.0925 | 19216.8278 | 446.6188 | 21500 | 0 | 0
00 New Onshore Wind | 42486.4589 | 42332.4381 | 124239.9144 | 188801.8996 | 122202.815 | 6029.1233 | 34287.407
00 New Solar PV | 38709.2251 | 2262.5379 | 116410.7625 | 49109.4514 | 153122.2272 | 17830.616 | 29521.2116
00 New Solar Thermal | 0 | 0 | 0 | 0 | 0 | 0 | 476.1824
00 New Fuel Cell | 0 | 0 | 0 | 0 | 0 | 0 | 0
00 New Ultrasupercritical Coal without CCS | 0 | 0 | 0 | 0 | 0 | 0 | 0
00 New Ultrasupercritical Coal with 30% CCS | 0 | 0 | 0 | 0 | 0 | 0 | 0
00 New Ultrasupercritical Coal with 90% CCS | 0 | 0 | 0 | 0 | 0 | 0 | 0
00 Exist & New Distributed Solar PV | 0 | 0 | 0 | 0 | 0 | 0 | 0
00 Exist Combined Cycle | 0 | 0 | 0 | 0 | 0 | 0 | 0
00 Exist Combustion Turbine | 0 | 0 | 0 | 0 | 0 | 0 | 0
00 Exist FBC_Uncontrolled | 0 | 0 | 0 | 0 | 0 | 0 | 0
00 Exist FBC_ACI_DSI | 0 | 0 | 0 | 0 | 0 | 0 | 0
00 Exist FBC_DryFGD_ACI | 0 | 0 | 0 | 0 | 0 | 0 | 0
00 Exist FBC_DryFGD_DSI | 0 | 0 | 0 | 0 | 0 | 0 | 0
00 Exist FBC_DryFGD_SNCR | 0 | 0 | 0 | 0 | 0 | 0 | 0
00 Exist FBC_DryFGD_SNCR_ACI | 0 | 0 | 0 | 0 | 0 | 0 | 0
00 Exist FBC_DryFGD_SNCR_ACI_DSI | 0 | 0 | 0 | 0 | 0 | 0 | 0
00 Exist FBC_DryFGD_SNCR_DSI | 0 | 0 | 0 | 0 | 0 | 0 | 0
00 Exist FBC_DSI | 0 | 0 | 0 | 0 | 0 | 0 | 0
00 Exist FBC_SNCR | 0 | 0 | 0 | 0 | 0 | 0 | 0
00 Exist FBC_SNCR_ACI_DSI | 0 | 0 | 0 | 0 | 0 | 0 | 0
00 Exist FBC_SNCR_DSI | 0 | 0 | 0 | 0 | 0 | 0 | 0
00 Exist FBC_WetFGD_SNCR | 0 | 0 | 0 | 0 | 0 | 0 | 0
00 Exist FBC_WetFGD_DSI | 0 | 0 | 0 | 0 | 0 | 0 | 0
00 Exist_Non-FBC_Uncontrolled | 0 | 0 | 0 | 0 | 0 | 0 | 0
00 Exist_Non-FBC_ACI | 0 | 0 | 0 | 0 | 0 | 0 | 0
00 Exist_Non-FBC_ACI_DSI | 0 | 0 | 0 | 0 | 0 | 0 | 0
00 Exist_Non-FBC_DryFGD | 0 | 0 | 0 | 0 | 0 | 0 | 0
00 Exist_Non-FBC_DryFGD_ACI | 0 | 0 | 0 | 0 | 0 | 0 | 0
00 Exist_Non-FBC_DryFGD_SCR | 0 | 0 | 0 | 0 | 0 | 0 | 0
00 Exist_Non-FBC_DryFGD_SCR_ACI | 0 | 0 | 0 | 0 | 0 | 0 | 0
00 Exist_Non-FBC_DryFGD_SCR_DSI | 0 | 0 | 0 | 0 | 0 | 0 | 0
00 Exist_Non-FBC_DryFGD_SCR_ACI_DSI | 0 | 0 | 0 | 0 | 0 | 0 | 0
00 Exist_Non-FBC_DryFGD_SNCR_ACI | 0 | 0 | 0 | 0 | 0 | 0 | 0
00 Exist_Non-FBC_DryFGD_SNCR_ACI_DSI | 0 | 0 | 0 | 0 | 0 | 0 | 0
00 Exist_Non-FBC_DSI | 0 | 0 | 0 | 0 | 0 | 0 | 0
00 Exist_Non-FBC_SCR_ACI | 0 | 0 | 0 | 0 | 0 | 0 | 0
00 Exist_Non-FBC_SCR_ACI_DSI | 0 | 0 | 0 | 0 | 0 | 0 | 0
00 Exist_Non-FBC_SNCR_ACI | 0 | 0 | 0 | 0 | 0 | 0 | 0
00 Exist_Non-FBC_SNCR_ACI_DSI | 0 | 0 | 0 | 0 | 0 | 0 | 0
00 Exist_Non-FBC_WetFGD | 0 | 0 | 0 | 0 | 0 | 0 | 0
00 Exist_Non-FBC_WetFGD_ACI | 0 | 0 | 0 | 0 | 0 | 0 | 0
00 Exist_Non-FBC_WetFGD_ACI_DSI | 0 | 0 | 0 | 0 | 0 | 0 | 0
00 Exist_Non-FBC_WetFGD_SCR | 0 | 0 | 0 | 0 | 0 | 0 | 0
00 Exist_Non-FBC_WetFGD_SCR_DSI | 0 | 0 | 0 | 0 | 0 | 0 | 0
00 Exist_Non-FBC_WetFGD_SCR_ACI | 0 | 0 | 0 | 0 | 0 | 0 | 0
00 Exist_Non-FBC_WetFGD_SCR_ACI_DSI | 0 | 0 | 0 | 0 | 0 | 0 | 0
00 Exist_Non-FBC_WetFGD_SNCR | 0 | 0 | 0 | 0 | 0 | 0 | 0
00 Exist_Non-FBC_WetFGD_SNCR_ACI | 0 | 0 | 0 | 0 | 0 | 0 | 0
00 Exist IGCC | 0 | 0 | 0 | 0 | 0 | 0 | 0
00 Exist Fossil_Other | 0 | 0 | 0 | 0 | 0 | 0 | 0
00 Exist Fuel Cell | 0 | 0 | 0 | 0 | 0 | 0 | 0
00 Exist Hydro | 0 | 0 | 0 | 0 | 0 | 0 | 0
00 Exist Non Fossil_Other | 0 | 0 | 0 | 0 | 0 | 0 | 0
00 Exist Nuclear | 0 | 0 | 0 | 0 | 0 | 0 | 0
00 Exist Oil/Gas Steam | 0 | 0 | 0 | 0 | 0 | 0 | 0
00 Exist Oil/Gas Steam_SCR | 0 | 0 | 0 | 0 | 0 | 0 | 0
00 Exist Oil/Gas Steam_SNCR | 0 | 0 | 0 | 0 | 0 | 0 | 0
00 Exist Biomass | 0 | 0 | 0 | 0 | 0 | 0 | 0
00 Exist Landfill Gas | 0 | 0 | 0 | 0 | 0 | 0 | 0
00 Exist Geothermal | 0 | 0 | 0 | 0 | 0 | 0 | 0
00 Exist Pump Storage | 0 | 0 | 0 | 0 | 0 | 0 | 0
00 Exist Energy Storage | 0 | 0 | 0 | 0 | 0 | 0 | 0
00 Exist Solar PV | 0 | 0 | 0 | 0 | 0 | 0 | 0
00 Exist Solar Thermal | 0 | 0 | 0 | 0 | 0 | 0 | 0
00 Exist Offshore Wind | 0 | 0 | 0 | 0 | 0 | 0 | 0
00 Exist Onshore Wind | 0 | 0 | 0 | 0 | 0 | 0 | 0
00 International Imports | 0 | 0 | 0 | 0 | 0 | 0 | 0
00 Ret.Exist Combined Cycle & CF Limit | 0 | 0 | 0 | 0 | 0 | 0 | 0
00 Ret.Exist Combined Cycle & CCS | 0 | 0 | 75.3982 | 0 | 0 | 0 | 0
00 Ret.Exist Combined Cycle & Hydrogen | 0 | 530 | 165 | 0 | 395.349 | 748.9 | 1159.1225
00 Ret.Exist Combined Cycle & Hydrogen Retrofit Undone | 0 | 0 | 0 | 0 | 0 | 0 | 0
00 Ret.Exist Combined Cycle & HRI | 0 | 0 | 0 | 0 | 0 | 0 | 0
00 Ret.Exist Combustion Turbine & HRI | 0 | 0 | 0 | 0 | 0 | 0 | 0
00 Ret.Exist_FBC_NoCtrl & CCS | 0 | 0 | 0 | 0 | 0 | 0 | 0
00 Ret.Exist_FBC_NoCtrl & DRET | 0 | 0 | 0 | 0 | 0 | 0 | 0
00 Ret.Exist_FBC_NoCtrl & GPM | 0 | 0 | 0 | 0 | 0 | 0 | 0
00 Ret.Exist_FBC_NoCtrl & GPM & CCS | 0 | 0 | 0 | 0 | 0 | 0 | 0
00 Ret.Exist_FBC_NoCtrl & GPM & DRET | 0 | 0 | 0 | 0 | 0 | 0 | 0
00 Ret.Exist_FBC_NoCtrl & GPM & NGC | 0 | 0 | 0 | 0 | 0 | 0 | 0
00 Ret.Exist_FBC_NoCtrl & GPM & SNCR | 0 | 0 | 0 | 0 | 0 | 0 | 0
00 Ret.Exist_FBC_NoCtrl & GPM & SNCR & CCS | 0 | 0 | 0 | 0 | 0 | 0 | 0
00 Ret.Exist_FBC_NoCtrl & GPM & SNCR & DRET | 0 | 0 | 0 | 0 | 0 | 0 | 0
00 Ret.Exist_FBC_NoCtrl & GPM & SNCR & NGC | 0 | 0 | 0 | 0 | 0 | 0 | 0
00 Ret.Exist_FBC_NoCtrl & NGC | 0 | 0 | 0 | 0 | 0 | 0 | 0
00 Ret.Exist_FBC_NoCtrl & SNCR | 0 | 0 | 0 | 0 | 0 | 0 | 0
00 Ret.Exist_FBC_NoCtrl & SNCR & CCS | 0 | 0 | 0 | 0 | 0 | 0 | 0
00 Ret.Exist_FBC_NoCtrl & SNCR & DRET | 0 | 0 | 0 | 0 | 0 | 0 | 0
00 Ret.Exist_FBC_NoCtrl & SNCR & NGC | 0 | 0 | 0 | 0 | 0 | 0 | 0
00 Ret.Exist_FBC_ACI_DSI & CCS | 0 | 0 | 0 | 0 | 0 | 0 | 0
00 Ret.Exist_FBC_ACI_DSI & DCCS | 0 | 440 | 0 | 0 | 0 | 0 | 0
00 Ret.Exist_FBC_ACI_DSI & DCCS & CCS | 0 | 0 | 282.6949 | 0 | 0 | 0 | 0
00 Ret.Exist_FBC_ACI_DSI & DCCS & SNCR & CCS | 0 | 0 | 0 | 0 | 0 | 0 | 0
00 Ret.Exist_FBC_ACI_DSI & DRET | 0 | 38 | 0 | 0 | 0 | 0 | 0
00 Ret.Exist_FBC_ACI_DSI & GPM | 0 | 0 | 0 | 0 | 0 | 0 | 0
00 Ret.Exist_FBC_ACI_DSI & GPM & CCS | 0 | 0 | 0 | 0 | 0 | 0 | 0
00 Ret.Exist_FBC_ACI_DSI & GPM & DRET | 0 | 0 | 0 | 0 | 0 | 0 | 0
00 Ret.Exist_FBC_ACI_DSI & GPM & NGC | 0 | 0 | 0 | 0 | 0 | 0 | 0
00 Ret.Exist_FBC_ACI_DSI & GPM & SNCR | 0 | 0 | 0 | 0 | 0 | 0 | 0
00 Ret.Exist_FBC_ACI_DSI & GPM & SNCR & CCS | 0 | 0 | 0 | 0 | 0 | 0 | 0
00 Ret.Exist_FBC_ACI_DSI & GPM & SNCR & DRET | 0 | 0 | 0 | 0 | 0 | 0 | 0
00 Ret.Exist_FBC_ACI_DSI & GPM & SNCR & NGC | 0 | 0 | 0 | 0 | 0 | 0 | 0
00 Ret.Exist_FBC_ACI_DSI & NGC | 0 | 0 | 0 | 0 | 0 | 0 | 0
00 Ret.Exist_FBC_ACI_DSI & SNCR | 0 | 0 | 0 | 0 | 0 | 0 | 0
00 Ret.Exist_FBC_ACI_DSI & SNCR & CCS | 0 | 0 | 0 | 0 | 0 | 0 | 0
00 Ret.Exist_FBC_ACI_DSI & SNCR & DRET | 0 | 0 | 0 | 0 | 0 | 0 | 0
00 Ret.Exist_FBC_ACI_DSI & SNCR & NGC | 0 | 0 | 0 | 0 | 0 | 0 | 0
00 Ret.Exist_FBC_DryFGD_ACI & CCS | 0 | 0 | 0 | 0 | 0 | 0 | 0
00 Ret.Exist_FBC_DryFGD_ACI & DCCS | 0 | 0 | 0 | 0 | 0 | 0 | 0
00 Ret.Exist_FBC_DryFGD_ACI & DCCS & CCS | 0 | 0 | 0 | 0 | 0 | 0 | 0
00 Ret.Exist_FBC_DryFGD_ACI & DCCS & SNCR & CCS | 0 | 0 | 0 | 0 | 0 | 0 | 0
00 Ret.Exist_FBC_DryFGD_ACI & DRET | 0 | 139 | 0 | 0 | 0 | 0 | 0
00 Ret.Exist_FBC_DryFGD_ACI & GPM | 0 | 0 | 0 | 0 | 0 | 0 | 0
00 Ret.Exist_FBC_DryFGD_ACI & GPM & CCS | 0 | 0 | 0 | 0 | 0 | 0 | 0
00 Ret.Exist_FBC_DryFGD_ACI & GPM & DRET | 0 | 0 | 0 | 0 | 0 | 0 | 0
00 Ret.Exist_FBC_DryFGD_ACI & GPM & NGC | 0 | 0 | 0 | 0 | 0 | 0 | 0
00 Ret.Exist_FBC_DryFGD_ACI & GPM & SNCR | 0 | 0 | 0 | 0 | 0 | 0 | 0
00 Ret.Exist_FBC_DryFGD_ACI & GPM & SNCR & CCS | 0 | 0 | 0 | 0 | 0 | 0 | 0
00 Ret.Exist_FBC_DryFGD_ACI & GPM & SNCR & DRET | 0 | 0 | 0 | 0 | 0 | 0 | 0
00 Ret.Exist_FBC_DryFGD_ACI & GPM & SNCR & NGC | 0 | 0 | 0 | 0 | 0 | 0 | 0
00 Ret.Exist_FBC_DryFGD_ACI & NGC | 0 | 0 | 0 | 0 | 0 | 0 | 0
00 Ret.Exist_FBC_DryFGD_ACI & SNCR | 0 | 0 | 0 | 0 | 0 | 0 | 0
00 Ret.Exist_FBC_DryFGD_ACI & SNCR & CCS | 0 | 0 | 0 | 0 | 0 | 0 | 0
00 Ret.Exist_FBC_DryFGD_ACI & SNCR & DRET | 0 | 0 | 0 | 0 | 0 | 0 | 0
00 Ret.Exist_FBC_DryFGD_ACI & SNCR & NGC | 0 | 0 | 0 | 0 | 0 | 0 | 0
00 Ret.Exist_FBC_DryFGD_DSI & ACI | 0 | 0 | 0 | 0 | 0 | 0 | 0
00 Ret.Exist_FBC_DryFGD_DSI & ACI & DRET | 0 | 0 | 0 | 0 | 0 | 0 | 0
00 Ret.Exist_FBC_DryFGD_DSI & ACI & GPM | 0 | 0 | 0 | 0 | 0 | 0 | 0
00 Ret.Exist_FBC_DryFGD_DSI & ACI & GPM & DRET | 0 | 0 | 0 | 0 | 0 | 0 | 0
00 Ret.Exist_FBC_DryFGD_DSI & ACI & GPM & NGC | 0 | 0 | 0 | 0 | 0 | 0 | 0
00 Ret.Exist_FBC_DryFGD_DSI & ACI & GPM & SNCR | 0 | 0 | 0 | 0 | 0 | 0 | 0
00 Ret.Exist_FBC_DryFGD_DSI & ACI & GPM & SNCR & DRET | 0 | 0 | 0 | 0 | 0 | 0 | 0
00 Ret.Exist_FBC_DryFGD_DSI & ACI & GPM & SNCR & NGC | 0 | 0 | 0 | 0 | 0 | 0 | 0
00 Ret.Exist_FBC_DryFGD_DSI & ACI & NGC | 0 | 0 | 0 | 0 | 0 | 0 | 0
00 Ret.Exist_FBC_DryFGD_DSI & ACI & SNCR | 0 | 0 | 0 | 0 | 0 | 0 | 0
00 Ret.Exist_FBC_DryFGD_DSI & ACI & SNCR & DRET | 0 | 0 | 0 | 0 | 0 | 0 | 0
00 Ret.Exist_FBC_DryFGD_DSI & ACI & SNCR & NGC | 0 | 0 | 0 | 0 | 0 | 0 | 0
00 Ret.Exist_FBC_DryFGD_DSI & DRET | 0 | 0 | 0 | 0 | 0 | 0 | 0
00 Ret.Exist_FBC_DryFGD_DSI & GPM | 0 | 0 | 0 | 0 | 0 | 0 | 0
00 Ret.Exist_FBC_DryFGD_DSI & GPM & DRET | 0 | 0 | 0 | 0 | 0 | 0 | 0
00 Ret.Exist_FBC_DryFGD_DSI & GPM & NGC | 0 | 0 | 0 | 0 | 0 | 0 | 0
00 Ret.Exist_FBC_DryFGD_DSI & GPM & SNCR | 0 | 0 | 0 | 0 | 0 | 0 | 0
00 Ret.Exist_FBC_DryFGD_DSI & GPM & SNCR & DRET | 0 | 0 | 0 | 0 | 0 | 0 | 0
00 Ret.Exist_FBC_DryFGD_DSI & GPM & SNCR & NGC | 0 | 0 | 0 | 0 | 0 | 0 | 0
00 Ret.Exist_FBC_DryFGD_DSI & NGC | 0 | 0 | 0 | 0 | 0 | 0 | 0
00 Ret.Exist_FBC_DryFGD_DSI & SNCR | 0 | 0 | 0 | 0 | 0 | 0 | 0
00 Ret.Exist_FBC_DryFGD_DSI & SNCR & DRET | 0 | 0 | 0 | 0 | 0 | 0 | 0
00 Ret.Exist_FBC_DryFGD_DSI & SNCR & NGC | 0 | 0 | 0 | 0 | 0 | 0 | 0
00 Ret.Exist_FBC_DryFGD_SNCR & ACI | 0 | 0 | 0 | 0 | 0 | 0 | 0
00 Ret.Exist_FBC_DryFGD_SNCR & ACI & CCS | 0 | 0 | 0 | 0 | 0 | 0 | 0
00 Ret.Exist_FBC_DryFGD_SNCR & ACI & DRET | 0 | 0 | 0 | 0 | 0 | 0 | 0
00 Ret.Exist_FBC_DryFGD_SNCR & ACI & GPM | 0 | 0 | 0 | 0 | 0 | 0 | 0
00 Ret.Exist_FBC_DryFGD_SNCR & ACI & GPM & CCS | 0 | 0 | 0 | 0 | 0 | 0 | 0
00 Ret.Exist_FBC_DryFGD_SNCR & ACI & GPM & DRET | 0 | 0 | 0 | 0 | 0 | 0 | 0
00 Ret.Exist_FBC_DryFGD_SNCR & ACI & GPM & NGC | 0 | 0 | 0 | 0 | 0 | 0 | 0
00 Ret.Exist_FBC_DryFGD_SNCR & ACI & NGC | 0 | 0 | 0 | 0 | 0 | 0 | 0
00 Ret.Exist_FBC_DryFGD_SNCR & CCS | 0 | 0 | 0 | 0 | 0 | 0 | 0
00 Ret.Exist_FBC_DryFGD_SNCR & DCCS | 0 | 531.9512 | 0 | 0 | 0 | 0 | 0
00 Ret.Exist_FBC_DryFGD_SNCR & DCCS & CCS | 0 | 0 | 353.3966 | 0 | 0 | 0 | 0
00 Ret.Exist_FBC_DryFGD_SNCR & DRET | 0 | 1067.9353 | 0 | 0 | 0 | 0 | 0
00 Ret.Exist_FBC_DryFGD_SNCR & GPM | 0 | 0 | 0 | 0 | 0 | 0 | 0
00 Ret.Exist_FBC_DryFGD_SNCR & GPM & CCS | 0 | 0 | 0 | 0 | 0 | 0 | 0
00 Ret.Exist_FBC_DryFGD_SNCR & GPM & DRET | 0 | 0 | 0 | 0 | 0 | 0 | 0
00 Ret.Exist_FBC_DryFGD_SNCR & GPM & NGC | 0 | 0 | 0 | 0 | 0 | 0 | 0
00 Ret.Exist_FBC_DryFGD_SNCR & NGC | 0 | 0 | 0 | 0 | 0 | 0 | 0
00 Ret.Exist_FBC_DryFGD_SNCR_ACI & CCS | 0 | 0 | 0 | 0 | 0 | 0 | 0
00 Ret.Exist_FBC_DryFGD_SNCR_ACI & DCCS | 0 | 2.6593 | 0 | 0 | 0 | 0 | 0
00 Ret.Exist_FBC_DryFGD_SNCR_ACI & DCCS & CCS | 0 | 0 | 1.8429 | 0 | 0 | 0 | 0
00 Ret.Exist_FBC_DryFGD_SNCR_ACI & DRET | 0 | 376.3406 | 0 | 0 | 0 | 0 | 0
00 Ret.Exist_FBC_DryFGD_SNCR_ACI & GPM | 0 | 0 | 0 | 0 | 0 | 0 | 0
00 Ret.Exist_FBC_DryFGD_SNCR_ACI & GPM & CCS | 0 | 0 | 0 | 0 | 0 | 0 | 0
00 Ret.Exist_FBC_DryFGD_SNCR_ACI & GPM & DRET | 0 | 0 | 0 | 0 | 0 | 0 | 0
00 Ret.Exist_FBC_DryFGD_SNCR_ACI & GPM & NGC | 0 | 0 | 0 | 0 | 0 | 0 | 0
00 Ret.Exist_FBC_DryFGD_SNCR_ACI & NGC | 0 | 0 | 0 | 0 | 0 | 0 | 0
00 Ret.Exist_FBC_DryFGD_SNCR_ACI_DSI & CCS | 0 | 420.0528 | 0 | 0 | 0 | 0 | 0
00 Ret.Exist_FBC_DryFGD_SNCR_ACI_DSI & DCCS | 0 | 13.2259 | 0 | 0 | 0 | 0 | 0
00 Ret.Exist_FBC_DryFGD_SNCR_ACI_DSI & DCCS & CCS | 0 | 0 | 9.071 | 0 | 0 | 0 | 0
00 Ret.Exist_FBC_DryFGD_SNCR_ACI_DSI & DRET | 0 | 0 | 0 | 0 | 0 | 0 | 0
00 Ret.Exist_FBC_DryFGD_SNCR_ACI_DSI & GPM | 0 | 0 | 0 | 0 | 0 | 0 | 0
00 Ret.Exist_FBC_DryFGD_SNCR_ACI_DSI & GPM & CCS | 0 | 0 | 0 | 0 | 0 | 0 | 0
00 Ret.Exist_FBC_DryFGD_SNCR_ACI_DSI & GPM & DRET | 0 | 0 | 0 | 0 | 0 | 0 | 0
00 Ret.Exist_FBC_DryFGD_SNCR_ACI_DSI & GPM & NGC | 0 | 0 | 0 | 0 | 0 | 0 | 0
00 Ret.Exist_FBC_DryFGD_SNCR_ACI_DSI & NGC | 0 | 0 | 0 | 0 | 0 | 0 | 0
00 Ret.Exist_FBC_DryFGD_SNCR_DSI & ACI | 0 | 0 | 0 | 0 | 0 | 0 | 0
00 Ret.Exist_FBC_DryFGD_SNCR_DSI & ACI & DRET | 0 | 0 | 0 | 0 | 0 | 0 | 0
00 Ret.Exist_FBC_DryFGD_SNCR_DSI & ACI & GPM | 0 | 0 | 0 | 0 | 0 | 0 | 0
00 Ret.Exist_FBC_DryFGD_SNCR_DSI & ACI & GPM & DRET | 0 | 0 | 0 | 0 | 0 | 0 | 0
00 Ret.Exist_FBC_DryFGD_SNCR_DSI & ACI & GPM & NGC | 0 | 0 | 0 | 0 | 0 | 0 | 0
00 Ret.Exist_FBC_DryFGD_SNCR_DSI & ACI & NGC | 0 | 0 | 0 | 0 | 0 | 0 | 0
00 Ret.Exist_FBC_DryFGD_SNCR_DSI & DRET | 0 | 0 | 0 | 0 | 0 | 0 | 0
00 Ret.Exist_FBC_DryFGD_SNCR_DSI & GPM | 0 | 0 | 0 | 0 | 0 | 0 | 0
00 Ret.Exist_FBC_DryFGD_SNCR_DSI & GPM & DRET | 0 | 0 | 0 | 0 | 0 | 0 | 0
00 Ret.Exist_FBC_DryFGD_SNCR_DSI & GPM & NGC | 0 | 0 | 0 | 0 | 0 | 0 | 0
00 Ret.Exist_FBC_DryFGD_SNCR_DSI & NGC | 0 | 0 | 0 | 0 | 0 | 0 | 0
00 Ret.Exist_FBC_DSI & ACI | 0 | 0 | 0 | 0 | 0 | 0 | 0
00 Ret.Exist_FBC_DSI & ACI & DRET | 0 | 0 | 0 | 0 | 0 | 0 | 0
00 Ret.Exist_FBC_DSI & ACI & GPM | 0 | 0 | 0 | 0 | 0 | 0 | 0
00 Ret.Exist_FBC_DSI & ACI & GPM & DRET | 0 | 0 | 0 | 0 | 0 | 0 | 0
00 Ret.Exist_FBC_DSI & ACI & GPM & NGC | 0 | 0 | 0 | 0 | 0 | 0 | 0
00 Ret.Exist_FBC_DSI & ACI & GPM & SNCR | 0 | 0 | 0 | 0 | 0 | 0 | 0
00 Ret.Exist_FBC_DSI & ACI & GPM & SNCR & DRET | 0 | 0 | 0 | 0 | 0 | 0 | 0
00 Ret.Exist_FBC_DSI & ACI & GPM & SNCR & NGC | 0 | 0 | 0 | 0 | 0 | 0 | 0
00 Ret.Exist_FBC_DSI & ACI & NGC | 0 | 0 | 0 | 0 | 0 | 0 | 0
00 Ret.Exist_FBC_DSI & ACI & SNCR | 0 | 0 | 0 | 0 | 0 | 0 | 0
00 Ret.Exist_FBC_DSI & ACI & SNCR & DRET | 0 | 0 | 0 | 0 | 0 | 0 | 0
00 Ret.Exist_FBC_DSI & ACI & SNCR & NGC | 0 | 0 | 0 | 0 | 0 | 0 | 0
00 Ret.Exist_FBC_DSI & DRET | 0 | 697.9676 | 0 | 0 | 0 | 0 | 0
00 Ret.Exist_FBC_DSI & GPM | 0 | 0 | 0 | 0 | 0 | 0 | 0
00 Ret.Exist_FBC_DSI & GPM & DRET | 0 | 0 | 0 | 0 | 0 | 0 | 0
00 Ret.Exist_FBC_DSI & GPM & NGC | 0 | 0 | 0 | 0 | 0 | 0 | 0
00 Ret.Exist_FBC_DSI & GPM & SNCR | 0 | 0 | 0 | 0 | 0 | 0 | 0
00 Ret.Exist_FBC_DSI & GPM & SNCR & DRET | 0 | 0 | 0 | 0 | 0 | 0 | 0
00 Ret.Exist_FBC_DSI & GPM & SNCR & NGC | 0 | 0 | 0 | 0 | 0 | 0 | 0
00 Ret.Exist_FBC_DSI & NGC | 0 | 52 | 0 | 0 | 0 | 0 | 0
00 Ret.Exist_FBC_DSI & SNCR | 0 | 0 | 0 | 0 | 0 | 0 | 0
00 Ret.Exist_FBC_DSI & SNCR & DRET | 0 | 0 | 0 | 0 | 0 | 0 | 0
00 Ret.Exist_FBC_DSI & SNCR & NGC | 0 | 0 | 0 | 0 | 0 | 0 | 0
00 Ret.Exist_FBC_SNCR & ACI | 0 | 0 | 0 | 0 | 0 | 0 | 0
00 Ret.Exist_FBC_SNCR & ACI & DRET | 0 | 0 | 0 | 0 | 0 | 0 | 0
00 Ret.Exist_FBC_SNCR & ACI & NGC | 0 | 0 | 0 | 0 | 0 | 0 | 0
00 Ret.Exist_FBC_SNCR & DRET | 0 | 0 | 0 | 0 | 0 | 0 | 0
00 Ret.Exist_FBC_SNCR & GPM | 0 | 0 | 0 | 0 | 0 | 0 | 0
00 Ret.Exist_FBC_SNCR & GPM & DRET | 0 | 0 | 0 | 0 | 0 | 0 | 0
00 Ret.Exist_FBC_SNCR & GPM & NGC | 0 | 0 | 0 | 0 | 0 | 0 | 0
00 Ret.Exist_FBC_SNCR & NGC | 0 | 0 | 0 | 0 | 0 | 0 | 0
00 Ret.Exist_FBC_SNCR_ACI_DSI & CCS | 0 | 0 | 0 | 0 | 0 | 0 | 0
00 Ret.Exist_FBC_SNCR_ACI_DSI & DCCS | 0 | 0 | 0 | 0 | 0 | 0 | 0
00 Ret.Exist_FBC_SNCR_ACI_DSI & DCCS & CCS | 0 | 0 | 0 | 0 | 0 | 0 | 0
00 Ret.Exist_FBC_SNCR_ACI_DSI & DRET | 0 | 0 | 0 | 0 | 0 | 0 | 0
00 Ret.Exist_FBC_SNCR_ACI_DSI & GPM | 0 | 0 | 0 | 0 | 0 | 0 | 0
00 Ret.Exist_FBC_SNCR_ACI_DSI & GPM & CCS | 0 | 0 | 0 | 0 | 0 | 0 | 0
00 Ret.Exist_FBC_SNCR_ACI_DSI & GPM & DRET | 0 | 0 | 0 | 0 | 0 | 0 | 0
00 Ret.Exist_FBC_SNCR_ACI_DSI & GPM & NGC | 0 | 0 | 0 | 0 | 0 | 0 | 0
00 Ret.Exist_FBC_SNCR_ACI_DSI & NGC | 0 | 0 | 0 | 0 | 0 | 0 | 0
00 Ret.Exist_FBC_SNCR_DSI & ACI | 0 | 0 | 0 | 0 | 0 | 0 | 0
00 Ret.Exist_FBC_SNCR_DSI & ACI & CCS | 0 | 0 | 0 | 0 | 0 | 0 | 0
00 Ret.Exist_FBC_SNCR_DSI & ACI & DRET | 0 | 0 | 0 | 0 | 0 | 0 | 0
00 Ret.Exist_FBC_SNCR_DSI & ACI & GPM | 0 | 0 | 0 | 0 | 0 | 0 | 0
00 Ret.Exist_FBC_SNCR_DSI & ACI & GPM & CCS | 0 | 0 | 0 | 0 | 0 | 0 | 0
00 Ret.Exist_FBC_SNCR_DSI & ACI & GPM & DRET | 0 | 0 | 0 | 0 | 0 | 0 | 0
00 Ret.Exist_FBC_SNCR_DSI & ACI & GPM & NGC | 0 | 0 | 0 | 0 | 0 | 0 | 0
00 Ret.Exist_FBC_SNCR_DSI & ACI & NGC | 0 | 0 | 0 | 0 | 0 | 0 | 0
00 Ret.Exist_FBC_SNCR_DSI & CCS | 0 | 0 | 0 | 0 | 0 | 0 | 0
00 Ret.Exist_FBC_SNCR_DSI & DCCS | 0 | 290 | 0 | 0 | 0 | 0 | 0
00 Ret.Exist_FBC_SNCR_DSI & DCCS & CCS | 0 | 0 | 202.9839 | 0 | 0 | 0 | 0
00 Ret.Exist_FBC_SNCR_DSI & DRET | 0 | 390 | 0 | 0 | 0 | 0 | 0
00 Ret.Exist_FBC_SNCR_DSI & GPM | 0 | 0 | 0 | 0 | 0 | 0 | 0
00 Ret.Exist_FBC_SNCR_DSI & GPM & CCS | 0 | 0 | 0 | 0 | 0 | 0 | 0
00 Ret.Exist_FBC_SNCR_DSI & GPM & DRET | 0 | 0 | 0 | 0 | 0 | 0 | 0
00 Ret.Exist_FBC_SNCR_DSI & GPM & NGC | 0 | 0 | 0 | 0 | 0 | 0 | 0
00 Ret.Exist_FBC_SNCR_DSI & NGC | 0 | 260 | 0 | 0 | 0 | 0 | 0
00 Ret.Exist_FBC_WetFGD_DSI & ACI | 0 | 0 | 0 | 0 | 0 | 0 | 0
00 Ret.Exist_FBC_WetFGD_DSI & ACI & DRET | 0 | 0 | 0 | 0 | 0 | 0 | 0
00 Ret.Exist_FBC_WetFGD_DSI & ACI & GPM | 0 | 0 | 0 | 0 | 0 | 0 | 0
00 Ret.Exist_FBC_WetFGD_DSI & ACI & GPM & DRET | 0 | 0 | 0 | 0 | 0 | 0 | 0
00 Ret.Exist_FBC_WetFGD_DSI & ACI & GPM & NGC | 0 | 0 | 0 | 0 | 0 | 0 | 0
00 Ret.Exist_FBC_WetFGD_DSI & ACI & GPM & SNCR | 0 | 0 | 0 | 0 | 0 | 0 | 0
00 Ret.Exist_FBC_WetFGD_DSI & ACI & GPM & SNCR & DRET | 0 | 0 | 0 | 0 | 0 | 0 | 0
00 Ret.Exist_FBC_WetFGD_DSI & ACI & GPM & SNCR & NGC | 0 | 0 | 0 | 0 | 0 | 0 | 0
00 Ret.Exist_FBC_WetFGD_DSI & ACI & NGC | 0 | 0 | 0 | 0 | 0 | 0 | 0
00 Ret.Exist_FBC_WetFGD_DSI & ACI & SNCR | 0 | 0 | 0 | 0 | 0 | 0 | 0
00 Ret.Exist_FBC_WetFGD_DSI & ACI & SNCR & DRET | 0 | 0 | 0 | 0 | 0 | 0 | 0
00 Ret.Exist_FBC_WetFGD_DSI & ACI & SNCR & NGC | 0 | 0 | 0 | 0 | 0 | 0 | 0
00 Ret.Exist_FBC_WetFGD_DSI & DRET | 0 | 51 | 0 | 0 | 0 | 0 | 0
00 Ret.Exist_FBC_WetFGD_DSI & GPM | 0 | 0 | 0 | 0 | 0 | 0 | 0
00 Ret.Exist_FBC_WetFGD_DSI & GPM & DRET | 0 | 0 | 0 | 0 | 0 | 0 | 0
00 Ret.Exist_FBC_WetFGD_DSI & GPM & NGC | 0 | 0 | 0 | 0 | 0 | 0 | 0
00 Ret.Exist_FBC_WetFGD_DSI & GPM & SNCR | 0 | 0 | 0 | 0 | 0 | 0 | 0
00 Ret.Exist_FBC_WetFGD_DSI & GPM & SNCR & DRET | 0 | 0 | 0 | 0 | 0 | 0 | 0
00 Ret.Exist_FBC_WetFGD_DSI & GPM & SNCR & NGC | 0 | 0 | 0 | 0 | 0 | 0 | 0
00 Ret.Exist_FBC_WetFGD_DSI & NGC | 0 | 0 | 0 | 0 | 0 | 0 | 0
00 Ret.Exist_FBC_WetFGD_DSI & SNCR | 0 | 0 | 0 | 0 | 0 | 0 | 0
00 Ret.Exist_FBC_WetFGD_DSI & SNCR & DRET | 0 | 0 | 0 | 0 | 0 | 0 | 0
00 Ret.Exist_FBC_WetFGD_DSI & SNCR & NGC | 0 | 0 | 0 | 0 | 0 | 0 | 0
00 Ret.Exist_FBC_WetFGD_SNCR & ACI | 0 | 0 | 0 | 0 | 0 | 0 | 0
00 Ret.Exist_FBC_WetFGD_SNCR & ACI & DRET | 0 | 0 | 0 | 0 | 0 | 0 | 0
00 Ret.Exist_FBC_WetFGD_SNCR & ACI & NGC | 0 | 0 | 0 | 0 | 0 | 0 | 0
00 Ret.Exist_FBC_WetFGD_SNCR & DRET | 0 | 54 | 0 | 0 | 0 | 0 | 0
00 Ret.Exist_FBC_WetFGD_SNCR & GPM | 0 | 0 | 0 | 0 | 0 | 0 | 0
00 Ret.Exist_FBC_WetFGD_SNCR & GPM & DRET | 0 | 0 | 0 | 0 | 0 | 0 | 0
00 Ret.Exist_FBC_WetFGD_SNCR & GPM & NGC | 0 | 0 | 0 | 0 | 0 | 0 | 0
00 Ret.Exist_FBC_WetFGD_SNCR & NGC | 0 | 0 | 0 | 0 | 0 | 0 | 0
00 Ret.Exist_Non-FBC_ACI & C2G | 1047 | 1631 | 0 | 0 | 0 | 0 | 0
00 Ret.Exist_Non-FBC_ACI & C2G & SCR | 0 | 0 | 0 | 0 | 0 | 0 | 0
00 Ret.Exist_Non-FBC_ACI & DCCS | 0 | 369.0765 | 0 | 0 | 0 | 0 | 0
00 Ret.Exist_Non-FBC_ACI & DCCS & WetFGD & SCR & CCS | 0 | 0 | 245.4758 | 0 | 0 | 0 | 0
00 Ret.Exist_Non-FBC_ACI & DRET | 0 | 2841.9235 | 0 | 0 | 0 | 0 | 0
00 Ret.Exist_Non-FBC_ACI & DSI | 0 | 0 | 0 | 0 | 0 | 0 | 0
00 Ret.Exist_Non-FBC_ACI & DSI & C2G | 0 | 0 | 0 | 0 | 0 | 0 | 0
00 Ret.Exist_Non-FBC_ACI & DSI & C2G & SCR | 0 | 0 | 0 | 0 | 0 | 0 | 0
00 Ret.Exist_Non-FBC_ACI & DSI & DRET | 0 | 0 | 0 | 0 | 0 | 0 | 0
00 Ret.Exist_Non-FBC_ACI & DSI & GPM | 0 | 0 | 0 | 0 | 0 | 0 | 0
00 Ret.Exist_Non-FBC_ACI & DSI & GPM & C2G | 0 | 0 | 0 | 0 | 0 | 0 | 0
00 Ret.Exist_Non-FBC_ACI & DSI & GPM & C2G & SCR | 0 | 0 | 0 | 0 | 0 | 0 | 0
00 Ret.Exist_Non-FBC_ACI & DSI & GPM & DRET | 0 | 0 | 0 | 0 | 0 | 0 | 0
00 Ret.Exist_Non-FBC_ACI & DSI & GPM & NGC | 0 | 0 | 0 | 0 | 0 | 0 | 0
00 Ret.Exist_Non-FBC_ACI & DSI & GPM & SCR | 0 | 0 | 0 | 0 | 0 | 0 | 0
00 Ret.Exist_Non-FBC_ACI & DSI & GPM & SCR & DRET | 0 | 0 | 0 | 0 | 0 | 0 | 0
00 Ret.Exist_Non-FBC_ACI & DSI & GPM & SCR & NGC | 0 | 0 | 0 | 0 | 0 | 0 | 0
00 Ret.Exist_Non-FBC_ACI & DSI & GPM & SNCR | 0 | 0 | 0 | 0 | 0 | 0 | 0
00 Ret.Exist_Non-FBC_ACI & DSI & GPM & SNCR & DRET | 0 | 0 | 0 | 0 | 0 | 0 | 0
00 Ret.Exist_Non-FBC_ACI & DSI & GPM & SNCR & NGC | 0 | 0 | 0 | 0 | 0 | 0 | 0
00 Ret.Exist_Non-FBC_ACI & DSI & GPM & WetFGD & SCR & CCS | 0 | 0 | 0 | 0 | 0 | 0 | 0
00 Ret.Exist_Non-FBC_ACI & DSI & NGC | 0 | 0 | 0 | 0 | 0 | 0 | 0
00 Ret.Exist_Non-FBC_ACI & DSI & SCR | 0 | 0 | 0 | 0 | 0 | 0 | 0
00 Ret.Exist_Non-FBC_ACI & DSI & SCR & DRET | 0 | 0 | 0 | 0 | 0 | 0 | 0
00 Ret.Exist_Non-FBC_ACI & DSI & SCR & NGC | 0 | 0 | 0 | 0 | 0 | 0 | 0
00 Ret.Exist_Non-FBC_ACI & DSI & SNCR | 0 | 0 | 0 | 0 | 0 | 0 | 0
00 Ret.Exist_Non-FBC_ACI & DSI & SNCR & DRET | 0 | 0 | 0 | 0 | 0 | 0 | 0
00 Ret.Exist_Non-FBC_ACI & DSI & SNCR & NGC | 0 | 0 | 0 | 0 | 0 | 0 | 0
00 Ret.Exist_Non-FBC_ACI & DSI & WetFGD & SCR & CCS | 0 | 0 | 0 | 0 | 0 | 0 | 0
00 Ret.Exist_Non-FBC_ACI & GPM | 0 | 0 | 0 | 0 | 0 | 0 | 0
00 Ret.Exist_Non-FBC_ACI & GPM & C2G | 0 | 0 | 0 | 0 | 0 | 0 | 0
00 Ret.Exist_Non-FBC_ACI & GPM & C2G & SCR | 0 | 0 | 0 | 0 | 0 | 0 | 0
00 Ret.Exist_Non-FBC_ACI & GPM & DRET | 0 | 0 | 0 | 0 | 0 | 0 | 0
00 Ret.Exist_Non-FBC_ACI & GPM & NGC | 0 | 0 | 0 | 0 | 0 | 0 | 0
00 Ret.Exist_Non-FBC_ACI & GPM & SCR | 0 | 0 | 0 | 0 | 0 | 0 | 0
00 Ret.Exist_Non-FBC_ACI & GPM & SCR & DRET | 0 | 0 | 0 | 0 | 0 | 0 | 0
00 Ret.Exist_Non-FBC_ACI & GPM & SCR & NGC | 0 | 0 | 0 | 0 | 0 | 0 | 0
00 Ret.Exist_Non-FBC_ACI & GPM & SNCR | 0 | 0 | 0 | 0 | 0 | 0 | 0
00 Ret.Exist_Non-FBC_ACI & GPM & SNCR & DRET | 0 | 0 | 0 | 0 | 0 | 0 | 0
00 Ret.Exist_Non-FBC_ACI & GPM & SNCR & NGC | 0 | 0 | 0 | 0 | 0 | 0 | 0
00 Ret.Exist_Non-FBC_ACI & GPM & WetFGD & SCR & CCS | 0 | 0 | 0 | 0 | 0 | 0 | 0
00 Ret.Exist_Non-FBC_ACI & NGC | 0 | 0 | 0 | 0 | 0 | 0 | 0
00 Ret.Exist_Non-FBC_ACI & SCR | 0 | 0 | 0 | 0 | 0 | 0 | 0
00 Ret.Exist_Non-FBC_ACI & SCR & C2G | 0 | 0 | 0 | 0 | 0 | 0 | 0
00 Ret.Exist_Non-FBC_ACI & SCR & DRET | 0 | 0 | 0 | 0 | 0 | 0 | 0
00 Ret.Exist_Non-FBC_ACI & SCR & NGC | 0 | 0 | 0 | 0 | 0 | 0 | 0
00 Ret.Exist_Non-FBC_ACI & SCR & WetFGD & CCS | 0 | 0 | 0 | 0 | 0 | 0 | 0
00 Ret.Exist_Non-FBC_ACI & SNCR | 0 | 0 | 0 | 0 | 0 | 0 | 0
00 Ret.Exist_Non-FBC_ACI & SNCR & C2G | 0 | 0 | 0 | 0 | 0 | 0 | 0
00 Ret.Exist_Non-FBC_ACI & SNCR & DRET | 0 | 0 | 0 | 0 | 0 | 0 | 0
00 Ret.Exist_Non-FBC_ACI & SNCR & NGC | 0 | 0 | 0 | 0 | 0 | 0 | 0
00 Ret.Exist_Non-FBC_ACI_DSI & C2G | 1270 | 0 | 0 | 0 | 0 | 0 | 0
00 Ret.Exist_Non-FBC_ACI_DSI & C2G & SCR | 0 | 0 | 0 | 0 | 0 | 0 | 0
00 Ret.Exist_Non-FBC_ACI_DSI & DCCS | 0 | 0 | 0 | 0 | 0 | 0 | 0
00 Ret.Exist_Non-FBC_ACI_DSI & DCCS & WetFGD & SCR & CCS | 0 | 0 | 0 | 0 | 0 | 0 | 0
00 Ret.Exist_Non-FBC_ACI_DSI & DRET | 0 | 993 | 0 | 0 | 0 | 0 | 0
00 Ret.Exist_Non-FBC_ACI_DSI & GPM | 0 | 0 | 0 | 0 | 0 | 0 | 0
00 Ret.Exist_Non-FBC_ACI_DSI & GPM & C2G | 0 | 0 | 0 | 0 | 0 | 0 | 0
00 Ret.Exist_Non-FBC_ACI_DSI & GPM & C2G & SCR | 0 | 0 | 0 | 0 | 0 | 0 | 0
00 Ret.Exist_Non-FBC_ACI_DSI & GPM & DRET | 0 | 0 | 0 | 0 | 0 | 0 | 0
00 Ret.Exist_Non-FBC_ACI_DSI & GPM & NGC | 0 | 0 | 0 | 0 | 0 | 0 | 0
00 Ret.Exist_Non-FBC_ACI_DSI & GPM & SCR | 0 | 0 | 0 | 0 | 0 | 0 | 0
00 Ret.Exist_Non-FBC_ACI_DSI & GPM & SCR & DRET | 0 | 0 | 0 | 0 | 0 | 0 | 0
00 Ret.Exist_Non-FBC_ACI_DSI & GPM & SCR & NGC | 0 | 0 | 0 | 0 | 0 | 0 | 0
00 Ret.Exist_Non-FBC_ACI_DSI & GPM & SNCR | 0 | 0 | 0 | 0 | 0 | 0 | 0
00 Ret.Exist_Non-FBC_ACI_DSI & GPM & SNCR & DRET | 0 | 0 | 0 | 0 | 0 | 0 | 0
00 Ret.Exist_Non-FBC_ACI_DSI & GPM & SNCR & NGC | 0 | 0 | 0 | 0 | 0 | 0 | 0
00 Ret.Exist_Non-FBC_ACI_DSI & GPM & WetFGD & SCR & CCS | 0 | 0 | 0 | 0 | 0 | 0 | 0
00 Ret.Exist_Non-FBC_ACI_DSI & NGC | 0 | 0 | 0 | 0 | 0 | 0 | 0
00 Ret.Exist_Non-FBC_ACI_DSI & SCR | 0 | 0 | 0 | 0 | 0 | 0 | 0
00 Ret.Exist_Non-FBC_ACI_DSI & SCR & C2G | 0 | 0 | 0 | 0 | 0 | 0 | 0
00 Ret.Exist_Non-FBC_ACI_DSI & SCR & DRET | 0 | 0 | 0 | 0 | 0 | 0 | 0
00 Ret.Exist_Non-FBC_ACI_DSI & SCR & NGC | 0 | 0 | 0 | 0 | 0 | 0 | 0
00 Ret.Exist_Non-FBC_ACI_DSI & SCR & WetFGD & CCS | 0 | 0 | 0 | 0 | 0 | 0 | 0
00 Ret.Exist_Non-FBC_ACI_DSI & SNCR | 0 | 0 | 0 | 0 | 0 | 0 | 0
00 Ret.Exist_Non-FBC_ACI_DSI & SNCR & C2G | 0 | 0 | 0 | 0 | 0 | 0 | 0
00 Ret.Exist_Non-FBC_ACI_DSI & SNCR & DRET | 0 | 0 | 0 | 0 | 0 | 0 | 0
00 Ret.Exist_Non-FBC_ACI_DSI & SNCR & NGC | 0 | 0 | 0 | 0 | 0 | 0 | 0
00 Ret.Exist_Non-FBC_DryFGD & C2G | 0 | 0 | 0 | 0 | 0 | 0 | 0
00 Ret.Exist_Non-FBC_DryFGD & C2G & SCR | 0 | 0 | 0 | 0 | 0 | 0 | 0
00 Ret.Exist_Non-FBC_DryFGD & DRET | 0 | 0 | 0 | 0 | 0 | 0 | 0
00 Ret.Exist_Non-FBC_DryFGD & GPM | 0 | 0 | 0 | 0 | 0 | 0 | 0
00 Ret.Exist_Non-FBC_DryFGD & GPM & C2G | 0 | 0 | 0 | 0 | 0 | 0 | 0
00 Ret.Exist_Non-FBC_DryFGD & GPM & C2G & SCR | 0 | 0 | 0 | 0 | 0 | 0 | 0
00 Ret.Exist_Non-FBC_DryFGD & GPM & DRET | 0 | 0 | 0 | 0 | 0 | 0 | 0
00 Ret.Exist_Non-FBC_DryFGD & GPM & NGC | 0 | 0 | 0 | 0 | 0 | 0 | 0
00 Ret.Exist_Non-FBC_DryFGD & GPM & SCR | 0 | 0 | 0 | 0 | 0 | 0 | 0
00 Ret.Exist_Non-FBC_DryFGD & GPM & SCR & CCS | 0 | 0 | 0 | 0 | 0 | 0 | 0
00 Ret.Exist_Non-FBC_DryFGD & GPM & SCR & DRET | 0 | 0 | 0 | 0 | 0 | 0 | 0
00 Ret.Exist_Non-FBC_DryFGD & GPM & SCR & NGC | 0 | 0 | 0 | 0 | 0 | 0 | 0
00 Ret.Exist_Non-FBC_DryFGD & GPM & SNCR | 0 | 0 | 0 | 0 | 0 | 0 | 0
00 Ret.Exist_Non-FBC_DryFGD & GPM & SNCR & DRET | 0 | 0 | 0 | 0 | 0 | 0 | 0
00 Ret.Exist_Non-FBC_DryFGD & GPM & SNCR & NGC | 0 | 0 | 0 | 0 | 0 | 0 | 0
00 Ret.Exist_Non-FBC_DryFGD & NGC | 0 | 0 | 0 | 0 | 0 | 0 | 0
00 Ret.Exist_Non-FBC_DryFGD & SCR | 0 | 0 | 0 | 0 | 0 | 0 | 0
00 Ret.Exist_Non-FBC_DryFGD & SCR & C2G | 0 | 0 | 0 | 0 | 0 | 0 | 0
00 Ret.Exist_Non-FBC_DryFGD & SCR & CCS | 0 | 0 | 0 | 0 | 0 | 0 | 0
00 Ret.Exist_Non-FBC_DryFGD & SCR & DRET | 0 | 0 | 0 | 0 | 0 | 0 | 0
00 Ret.Exist_Non-FBC_DryFGD & SCR & NGC | 0 | 0 | 0 | 0 | 0 | 0 | 0
00 Ret.Exist_Non-FBC_DryFGD & SNCR | 0 | 0 | 0 | 0 | 0 | 0 | 0
00 Ret.Exist_Non-FBC_DryFGD & SNCR & C2G | 0 | 0 | 0 | 0 | 0 | 0 | 0
00 Ret.Exist_Non-FBC_DryFGD & SNCR & DRET | 0 | 0 | 0 | 0 | 0 | 0 | 0
00 Ret.Exist_Non-FBC_DryFGD & SNCR & NGC | 0 | 0 | 0 | 0 | 0 | 0 | 0
00 Ret.Exist_Non-FBC_DryFGD_ACI & C2G | 0 | 858.9354 | 0 | 0 | 0 | 0 | 0
00 Ret.Exist_Non-FBC_DryFGD_ACI & C2G & SCR | 0 | 0 | 0 | 0 | 0 | 0 | 0
00 Ret.Exist_Non-FBC_DryFGD_ACI & DCCS | 0 | 1525.8282 | 0 | 0 | 0 | 0 | 0
00 Ret.Exist_Non-FBC_DryFGD_ACI & DCCS & SCR & CCS | 0 | 0 | 971.0892 | 0 | 0 | 0 | 0
00 Ret.Exist_Non-FBC_DryFGD_ACI & DRET | 0 | 2364.2365 | 0 | 0 | 0 | 0 | 0
00 Ret.Exist_Non-FBC_DryFGD_ACI & GPM | 0 | 0 | 0 | 0 | 0 | 0 | 0
00 Ret.Exist_Non-FBC_DryFGD_ACI & GPM & C2G | 0 | 0 | 0 | 0 | 0 | 0 | 0
00 Ret.Exist_Non-FBC_DryFGD_ACI & GPM & C2G & SCR | 0 | 0 | 0 | 0 | 0 | 0 | 0
00 Ret.Exist_Non-FBC_DryFGD_ACI & GPM & DRET | 0 | 0 | 0 | 0 | 0 | 0 | 0
00 Ret.Exist_Non-FBC_DryFGD_ACI & GPM & NGC | 0 | 0 | 0 | 0 | 0 | 0 | 0
00 Ret.Exist_Non-FBC_DryFGD_ACI & GPM & SCR | 0 | 0 | 0 | 0 | 0 | 0 | 0
00 Ret.Exist_Non-FBC_DryFGD_ACI & GPM & SCR & CCS | 0 | 0 | 0 | 0 | 0 | 0 | 0
00 Ret.Exist_Non-FBC_DryFGD_ACI & GPM & SCR & DRET | 0 | 0 | 0 | 0 | 0 | 0 | 0
00 Ret.Exist_Non-FBC_DryFGD_ACI & GPM & SCR & NGC | 0 | 0 | 0 | 0 | 0 | 0 | 0
00 Ret.Exist_Non-FBC_DryFGD_ACI & GPM & SNCR | 0 | 0 | 0 | 0 | 0 | 0 | 0
00 Ret.Exist_Non-FBC_DryFGD_ACI & GPM & SNCR & DRET | 0 | 0 | 0 | 0 | 0 | 0 | 0
00 Ret.Exist_Non-FBC_DryFGD_ACI & GPM & SNCR & NGC | 0 | 0 | 0 | 0 | 0 | 0 | 0
00 Ret.Exist_Non-FBC_DryFGD_ACI & NGC | 0 | 334.2045 | 0 | 0 | 0 | 0 | 0
00 Ret.Exist_Non-FBC_DryFGD_ACI & SCR | 0 | 16.8629 | 0 | 0 | 0 | 0 | 0
00 Ret.Exist_Non-FBC_DryFGD_ACI & SCR & C2G | 0 | 0 | 0 | 0 | 0 | 0 | 0
00 Ret.Exist_Non-FBC_DryFGD_ACI & SCR & CCS | 0 | 0 | 11.1469 | 0 | 0 | 0 | 0
00 Ret.Exist_Non-FBC_DryFGD_ACI & SCR & DRET | 0 | 0 | 0 | 0 | 0 | 0 | 0
00 Ret.Exist_Non-FBC_DryFGD_ACI & SCR & NGC | 0 | 0 | 0 | 0 | 0 | 0 | 0
00 Ret.Exist_Non-FBC_DryFGD_ACI & SNCR | 0 | 0 | 0 | 0 | 0 | 0 | 0
00 Ret.Exist_Non-FBC_DryFGD_ACI & SNCR & C2G | 0 | 0 | 0 | 0 | 0 | 0 | 0
00 Ret.Exist_Non-FBC_DryFGD_ACI & SNCR & DRET | 0 | 0 | 0 | 0 | 0 | 0 | 0
00 Ret.Exist_Non-FBC_DryFGD_ACI & SNCR & NGC | 0 | 0 | 0 | 0 | 0 | 0 | 0
00 Ret.Exist_Non-FBC_DryFGD_SCR & ACI | 0 | 0 | 0 | 0 | 0 | 0 | 0
00 Ret.Exist_Non-FBC_DryFGD_SCR & ACI & C2G | 0 | 0 | 0 | 0 | 0 | 0 | 0
00 Ret.Exist_Non-FBC_DryFGD_SCR & ACI & CCS | 0 | 0 | 0 | 0 | 0 | 0 | 0
00 Ret.Exist_Non-FBC_DryFGD_SCR & ACI & DRET | 0 | 0 | 0 | 0 | 0 | 0 | 0
00 Ret.Exist_Non-FBC_DryFGD_SCR & ACI & GPM | 0 | 0 | 0 | 0 | 0 | 0 | 0
00 Ret.Exist_Non-FBC_DryFGD_SCR & ACI & GPM & C2G | 0 | 0 | 0 | 0 | 0 | 0 | 0
00 Ret.Exist_Non-FBC_DryFGD_SCR & ACI & GPM & CCS | 0 | 0 | 0 | 0 | 0 | 0 | 0
00 Ret.Exist_Non-FBC_DryFGD_SCR & ACI & GPM & DRET | 0 | 0 | 0 | 0 | 0 | 0 | 0
00 Ret.Exist_Non-FBC_DryFGD_SCR & ACI & GPM & NGC | 0 | 0 | 0 | 0 | 0 | 0 | 0
00 Ret.Exist_Non-FBC_DryFGD_SCR & ACI & NGC | 0 | 0 | 0 | 0 | 0 | 0 | 0
00 Ret.Exist_Non-FBC_DryFGD_SCR & C2G | 0 | 0 | 0 | 0 | 0 | 0 | 0
00 Ret.Exist_Non-FBC_DryFGD_SCR & CCS | 0 | 0 | 0 | 0 | 0 | 0 | 0
00 Ret.Exist_Non-FBC_DryFGD_SCR & DRET | 0 | 0 | 0 | 0 | 0 | 0 | 0
00 Ret.Exist_Non-FBC_DryFGD_SCR & GPM | 0 | 0 | 0 | 0 | 0 | 0 | 0
00 Ret.Exist_Non-FBC_DryFGD_SCR & GPM & C2G | 0 | 0 | 0 | 0 | 0 | 0 | 0
00 Ret.Exist_Non-FBC_DryFGD_SCR & GPM & CCS | 0 | 0 | 0 | 0 | 0 | 0 | 0
00 Ret.Exist_Non-FBC_DryFGD_SCR & GPM & DRET | 0 | 0 | 0 | 0 | 0 | 0 | 0
00 Ret.Exist_Non-FBC_DryFGD_SCR & GPM & NGC | 0 | 0 | 0 | 0 | 0 | 0 | 0
00 Ret.Exist_Non-FBC_DryFGD_SCR & NGC | 0 | 0 | 0 | 0 | 0 | 0 | 0
00 Ret.Exist_Non-FBC_DryFGD_SCR_ACI & C2G | 497.2 | 3511.9439 | 0 | 0 | 0 | 0 | 0
00 Ret.Exist_Non-FBC_DryFGD_SCR_ACI & CCS | 0 | 259.4793 | 11.4812 | 0 | 0 | 0 | 0
00 Ret.Exist_Non-FBC_DryFGD_SCR_ACI & DCCS | 0 | 1105.9611 | 0 | 0 | 0 | 0 | 0
00 Ret.Exist_Non-FBC_DryFGD_SCR_ACI & DCCS & CCS | 0 | 0 | 727.0838 | 0 | 0 | 0 | 0
00 Ret.Exist_Non-FBC_DryFGD_SCR_ACI & DRET | 0 | 3899.5836 | 0 | 0 | 0 | 0 | 0
00 Ret.Exist_Non-FBC_DryFGD_SCR_ACI & GPM | 0 | 0 | 0 | 0 | 0 | 0 | 0
00 Ret.Exist_Non-FBC_DryFGD_SCR_ACI & GPM & C2G | 0 | 0 | 0 | 0 | 0 | 0 | 0
00 Ret.Exist_Non-FBC_DryFGD_SCR_ACI & GPM & CCS | 0 | 0 | 0 | 0 | 0 | 0 | 0
00 Ret.Exist_Non-FBC_DryFGD_SCR_ACI & GPM & DRET | 0 | 0 | 0 | 0 | 0 | 0 | 0
00 Ret.Exist_Non-FBC_DryFGD_SCR_ACI & GPM & NGC | 0 | 0 | 0 | 0 | 0 | 0 | 0
00 Ret.Exist_Non-FBC_DryFGD_SCR_ACI & NGC | 0 | 2.5113 | 0 | 0 | 0 | 0 | 0
00 Ret.Exist_Non-FBC_DryFGD_SCR_ACI_DSI & C2G | 0 | 237.358 | 0 | 0 | 0 | 0 | 0
00 Ret.Exist_Non-FBC_DryFGD_SCR_ACI_DSI & CCS | 0 | 0 | 0 | 0 | 0 | 0 | 0
00 Ret.Exist_Non-FBC_DryFGD_SCR_ACI_DSI & DCCS | 0 | 0.003452 | 0 | 0 | 0 | 0 | 0
00 Ret.Exist_Non-FBC_DryFGD_SCR_ACI_DSI & DCCS & CCS | 0 | 0 | 0.002349 | 0 | 0 | 0 | 0
00 Ret.Exist_Non-FBC_DryFGD_SCR_ACI_DSI & DRET | 0 | 453.6386 | 0 | 0 | 0 | 0 | 0
00 Ret.Exist_Non-FBC_DryFGD_SCR_ACI_DSI & GPM | 0 | 0 | 0 | 0 | 0 | 0 | 0
00 Ret.Exist_Non-FBC_DryFGD_SCR_ACI_DSI & GPM & C2G | 0 | 0 | 0 | 0 | 0 | 0 | 0
00 Ret.Exist_Non-FBC_DryFGD_SCR_ACI_DSI & GPM & CCS | 0 | 0 | 0 | 0 | 0 | 0 | 0
00 Ret.Exist_Non-FBC_DryFGD_SCR_ACI_DSI & GPM & DRET | 0 | 0 | 0 | 0 | 0 | 0 | 0
00 Ret.Exist_Non-FBC_DryFGD_SCR_ACI_DSI & GPM & NGC | 0 | 0 | 0 | 0 | 0 | 0 | 0
00 Ret.Exist_Non-FBC_DryFGD_SCR_ACI_DSI & NGC | 0 | 0 | 0 | 0 | 0 | 0 | 0
00 Ret.Exist_Non-FBC_DryFGD_SCR_DSI & ACI | 0 | 0 | 0 | 0 | 0 | 0 | 0
00 Ret.Exist_Non-FBC_DryFGD_SCR_DSI & ACI & C2G | 0 | 0 | 0 | 0 | 0 | 0 | 0
00 Ret.Exist_Non-FBC_DryFGD_SCR_DSI & ACI & CCS | 0 | 0 | 0 | 0 | 0 | 0 | 0
00 Ret.Exist_Non-FBC_DryFGD_SCR_DSI & ACI & DRET | 0 | 0 | 0 | 0 | 0 | 0 | 0
00 Ret.Exist_Non-FBC_DryFGD_SCR_DSI & ACI & GPM | 0 | 0 | 0 | 0 | 0 | 0 | 0
00 Ret.Exist_Non-FBC_DryFGD_SCR_DSI & ACI & GPM & C2G | 0 | 0 | 0 | 0 | 0 | 0 | 0
00 Ret.Exist_Non-FBC_DryFGD_SCR_DSI & ACI & GPM & CCS | 0 | 0 | 0 | 0 | 0 | 0 | 0
00 Ret.Exist_Non-FBC_DryFGD_SCR_DSI & ACI & GPM & DRET | 0 | 0 | 0 | 0 | 0 | 0 | 0
00 Ret.Exist_Non-FBC_DryFGD_SCR_DSI & ACI & GPM & NGC | 0 | 0 | 0 | 0 | 0 | 0 | 0
00 Ret.Exist_Non-FBC_DryFGD_SCR_DSI & ACI & NGC | 0 | 0 | 0 | 0 | 0 | 0 | 0
00 Ret.Exist_Non-FBC_DryFGD_SCR_DSI & C2G | 0 | 0 | 0 | 0 | 0 | 0 | 0
00 Ret.Exist_Non-FBC_DryFGD_SCR_DSI & CCS | 0 | 0 | 0 | 0 | 0 | 0 | 0
00 Ret.Exist_Non-FBC_DryFGD_SCR_DSI & DRET | 0 | 268 | 0 | 0 | 0 | 0 | 0
00 Ret.Exist_Non-FBC_DryFGD_SCR_DSI & GPM | 0 | 0 | 0 | 0 | 0 | 0 | 0
00 Ret.Exist_Non-FBC_DryFGD_SCR_DSI & GPM & C2G | 0 | 0 | 0 | 0 | 0 | 0 | 0
00 Ret.Exist_Non-FBC_DryFGD_SCR_DSI & GPM & CCS | 0 | 0 | 0 | 0 | 0 | 0 | 0
00 Ret.Exist_Non-FBC_DryFGD_SCR_DSI & GPM & DRET | 0 | 0 | 0 | 0 | 0 | 0 | 0
00 Ret.Exist_Non-FBC_DryFGD_SCR_DSI & GPM & NGC | 0 | 0 | 0 | 0 | 0 | 0 | 0
00 Ret.Exist_Non-FBC_DryFGD_SCR_DSI & NGC | 0 | 0 | 0 | 0 | 0 | 0 | 0
00 Ret.Exist_Non-FBC_DryFGD_SNCR_ACI & C2G | 0 | 0 | 0 | 0 | 0 | 0 | 0
00 Ret.Exist_Non-FBC_DryFGD_SNCR_ACI & C2G & SCR | 0 | 0 | 0 | 0 | 0 | 0 | 0
00 Ret.Exist_Non-FBC_DryFGD_SNCR_ACI & DCCS | 0 | 570 | 0 | 0 | 0 | 0 | 0
00 Ret.Exist_Non-FBC_DryFGD_SNCR_ACI & DCCS & SCR & CCS | 0 | 0 | 383.3953 | 0 | 0 | 0 | 0
00 Ret.Exist_Non-FBC_DryFGD_SNCR_ACI & DRET | 0 | 1145 | 0 | 0 | 0 | 0 | 0
00 Ret.Exist_Non-FBC_DryFGD_SNCR_ACI & GPM | 0 | 0 | 0 | 0 | 0 | 0 | 0
00 Ret.Exist_Non-FBC_DryFGD_SNCR_ACI & GPM & C2G | 0 | 0 | 0 | 0 | 0 | 0 | 0
00 Ret.Exist_Non-FBC_DryFGD_SNCR_ACI & GPM & C2G & SCR | 0 | 0 | 0 | 0 | 0 | 0 | 0
00 Ret.Exist_Non-FBC_DryFGD_SNCR_ACI & GPM & DRET | 0 | 0 | 0 | 0 | 0 | 0 | 0
00 Ret.Exist_Non-FBC_DryFGD_SNCR_ACI & GPM & NGC | 0 | 0 | 0 | 0 | 0 | 0 | 0
00 Ret.Exist_Non-FBC_DryFGD_SNCR_ACI & GPM & SCR | 0 | 0 | 0 | 0 | 0 | 0 | 0
00 Ret.Exist_Non-FBC_DryFGD_SNCR_ACI & GPM & SCR & CCS | 0 | 0 | 0 | 0 | 0 | 0 | 0
00 Ret.Exist_Non-FBC_DryFGD_SNCR_ACI & GPM & SCR & DRET | 0 | 0 | 0 | 0 | 0 | 0 | 0
00 Ret.Exist_Non-FBC_DryFGD_SNCR_ACI & GPM & SCR & NGC | 0 | 0 | 0 | 0 | 0 | 0 | 0
00 Ret.Exist_Non-FBC_DryFGD_SNCR_ACI & NGC | 0 | 0 | 0 | 0 | 0 | 0 | 0
00 Ret.Exist_Non-FBC_DryFGD_SNCR_ACI & SCR | 0 | 0 | 0 | 0 | 0 | 0 | 0
00 Ret.Exist_Non-FBC_DryFGD_SNCR_ACI & SCR & C2G | 0 | 0 | 0 | 0 | 0 | 0 | 0
00 Ret.Exist_Non-FBC_DryFGD_SNCR_ACI & SCR & CCS | 0 | 0 | 0 | 0 | 0 | 0 | 0
00 Ret.Exist_Non-FBC_DryFGD_SNCR_ACI & SCR & DRET | 0 | 0 | 0 | 0 | 0 | 0 | 0
00 Ret.Exist_Non-FBC_DryFGD_SNCR_ACI & SCR & NGC | 0 | 0 | 0 | 0 | 0 | 0 | 0
00 Ret.Exist_Non-FBC_DryFGD_SNCR_ACI_DSI & C2G | 0 | 0 | 0 | 0 | 0 | 0 | 0
00 Ret.Exist_Non-FBC_DryFGD_SNCR_ACI_DSI & C2G & SCR | 0 | 0 | 0 | 0 | 0 | 0 | 0
00 Ret.Exist_Non-FBC_DryFGD_SNCR_ACI_DSI & DRET | 0 | 585 | 0 | 0 | 0 | 0 | 0
00 Ret.Exist_Non-FBC_DryFGD_SNCR_ACI_DSI & GPM | 0 | 0 | 0 | 0 | 0 | 0 | 0
00 Ret.Exist_Non-FBC_DryFGD_SNCR_ACI_DSI & GPM & C2G | 0 | 0 | 0 | 0 | 0 | 0 | 0
00 Ret.Exist_Non-FBC_DryFGD_SNCR_ACI_DSI & GPM & C2G & SCR | 0 | 0 | 0 | 0 | 0 | 0 | 0
00 Ret.Exist_Non-FBC_DryFGD_SNCR_ACI_DSI & GPM & DRET | 0 | 0 | 0 | 0 | 0 | 0 | 0
00 Ret.Exist_Non-FBC_DryFGD_SNCR_ACI_DSI & GPM & NGC | 0 | 0 | 0 | 0 | 0 | 0 | 0
00 Ret.Exist_Non-FBC_DryFGD_SNCR_ACI_DSI & GPM & SCR | 0 | 0 | 0 | 0 | 0 | 0 | 0
00 Ret.Exist_Non-FBC_DryFGD_SNCR_ACI_DSI & GPM & SCR & CCS | 0 | 0 | 0 | 0 | 0 | 0 | 0
00 Ret.Exist_Non-FBC_DryFGD_SNCR_ACI_DSI & GPM & SCR & DRET | 0 | 0 | 0 | 0 | 0 | 0 | 0
00 Ret.Exist_Non-FBC_DryFGD_SNCR_ACI_DSI & GPM & SCR & NGC | 0 | 0 | 0 | 0 | 0 | 0 | 0
00 Ret.Exist_Non-FBC_DryFGD_SNCR_ACI_DSI & NGC | 0 | 0 | 0 | 0 | 0 | 0 | 0
00 Ret.Exist_Non-FBC_DryFGD_SNCR_ACI_DSI & SCR | 0 | 0 | 0 | 0 | 0 | 0 | 0
00 Ret.Exist_Non-FBC_DryFGD_SNCR_ACI_DSI & SCR & C2G | 0 | 0 | 0 | 0 | 0 | 0 | 0
00 Ret.Exist_Non-FBC_DryFGD_SNCR_ACI_DSI & SCR & CCS | 0 | 0 | 0 | 0 | 0 | 0 | 0
00 Ret.Exist_Non-FBC_DryFGD_SNCR_ACI_DSI & SCR & DRET | 0 | 0 | 0 | 0 | 0 | 0 | 0
00 Ret.Exist_Non-FBC_DryFGD_SNCR_ACI_DSI & SCR & NGC | 0 | 0 | 0 | 0 | 0 | 0 | 0
00 Ret.Exist_Non-FBC_DSI & ACI | 0 | 0 | 0 | 0 | 0 | 0 | 0
00 Ret.Exist_Non-FBC_DSI & ACI & C2G | 0 | 0 | 0 | 0 | 0 | 0 | 0
00 Ret.Exist_Non-FBC_DSI & ACI & C2G & SCR | 0 | 0 | 0 | 0 | 0 | 0 | 0
00 Ret.Exist_Non-FBC_DSI & ACI & DRET | 0 | 0 | 0 | 0 | 0 | 0 | 0
00 Ret.Exist_Non-FBC_DSI & ACI & GPM | 0 | 0 | 0 | 0 | 0 | 0 | 0
00 Ret.Exist_Non-FBC_DSI & ACI & GPM & C2G | 0 | 0 | 0 | 0 | 0 | 0 | 0
00 Ret.Exist_Non-FBC_DSI & ACI & GPM & C2G & SCR | 0 | 0 | 0 | 0 | 0 | 0 | 0
00 Ret.Exist_Non-FBC_DSI & ACI & GPM & DRET | 0 | 0 | 0 | 0 | 0 | 0 | 0
00 Ret.Exist_Non-FBC_DSI & ACI & GPM & NGC | 0 | 0 | 0 | 0 | 0 | 0 | 0
00 Ret.Exist_Non-FBC_DSI & ACI & GPM & SCR | 0 | 0 | 0 | 0 | 0 | 0 | 0
00 Ret.Exist_Non-FBC_DSI & ACI & GPM & SCR & DRET | 0 | 0 | 0 | 0 | 0 | 0 | 0
00 Ret.Exist_Non-FBC_DSI & ACI & GPM & SCR & NGC | 0 | 0 | 0 | 0 | 0 | 0 | 0
00 Ret.Exist_Non-FBC_DSI & ACI & GPM & SNCR | 0 | 0 | 0 | 0 | 0 | 0 | 0
00 Ret.Exist_Non-FBC_DSI & ACI & GPM & SNCR & DRET | 0 | 0 | 0 | 0 | 0 | 0 | 0
00 Ret.Exist_Non-FBC_DSI & ACI & GPM & SNCR & NGC | 0 | 0 | 0 | 0 | 0 | 0 | 0
00 Ret.Exist_Non-FBC_DSI & ACI & GPM & WetFGD & SCR & CCS | 0 | 0 | 0 | 0 | 0 | 0 | 0
00 Ret.Exist_Non-FBC_DSI & ACI & NGC | 0 | 0 | 0 | 0 | 0 | 0 | 0
00 Ret.Exist_Non-FBC_DSI & ACI & SCR | 0 | 0 | 0 | 0 | 0 | 0 | 0
00 Ret.Exist_Non-FBC_DSI & ACI & SCR & DRET | 0 | 0 | 0 | 0 | 0 | 0 | 0
00 Ret.Exist_Non-FBC_DSI & ACI & SCR & NGC | 0 | 0 | 0 | 0 | 0 | 0 | 0
00 Ret.Exist_Non-FBC_DSI & ACI & SNCR | 0 | 0 | 0 | 0 | 0 | 0 | 0
00 Ret.Exist_Non-FBC_DSI & ACI & SNCR & DRET | 0 | 0 | 0 | 0 | 0 | 0 | 0
00 Ret.Exist_Non-FBC_DSI & ACI & SNCR & NGC | 0 | 0 | 0 | 0 | 0 | 0 | 0
00 Ret.Exist_Non-FBC_DSI & ACI & WetFGD & SCR & CCS | 0 | 0 | 0 | 0 | 0 | 0 | 0
00 Ret.Exist_Non-FBC_DSI & C2G | 0 | 0 | 0 | 0 | 0 | 0 | 0
00 Ret.Exist_Non-FBC_DSI & C2G & SCR | 0 | 0 | 0 | 0 | 0 | 0 | 0
00 Ret.Exist_Non-FBC_DSI & DRET | 0 | 268 | 0 | 0 | 0 | 0 | 0
00 Ret.Exist_Non-FBC_DSI & GPM | 0 | 0 | 0 | 0 | 0 | 0 | 0
00 Ret.Exist_Non-FBC_DSI & GPM & C2G | 0 | 0 | 0 | 0 | 0 | 0 | 0
00 Ret.Exist_Non-FBC_DSI & GPM & C2G & SCR | 0 | 0 | 0 | 0 | 0 | 0 | 0
00 Ret.Exist_Non-FBC_DSI & GPM & DRET | 0 | 0 | 0 | 0 | 0 | 0 | 0
00 Ret.Exist_Non-FBC_DSI & GPM & NGC | 0 | 0 | 0 | 0 | 0 | 0 | 0
00 Ret.Exist_Non-FBC_DSI & GPM & SCR | 0 | 0 | 0 | 0 | 0 | 0 | 0
00 Ret.Exist_Non-FBC_DSI & GPM & SCR & DRET | 0 | 0 | 0 | 0 | 0 | 0 | 0
00 Ret.Exist_Non-FBC_DSI & GPM & SCR & NGC | 0 | 0 | 0 | 0 | 0 | 0 | 0
00 Ret.Exist_Non-FBC_DSI & GPM & SNCR | 0 | 0 | 0 | 0 | 0 | 0 | 0
00 Ret.Exist_Non-FBC_DSI & GPM & SNCR & DRET | 0 | 0 | 0 | 0 | 0 | 0 | 0
00 Ret.Exist_Non-FBC_DSI & GPM & SNCR & NGC | 0 | 0 | 0 | 0 | 0 | 0 | 0
00 Ret.Exist_Non-FBC_DSI & GPM & WetFGD & SCR & CCS | 0 | 0 | 0 | 0 | 0 | 0 | 0
00 Ret.Exist_Non-FBC_DSI & NGC | 0 | 0 | 0 | 0 | 0 | 0 | 0
00 Ret.Exist_Non-FBC_DSI & SCR | 0 | 0 | 0 | 0 | 0 | 0 | 0
00 Ret.Exist_Non-FBC_DSI & SCR & C2G | 0 | 0 | 0 | 0 | 0 | 0 | 0
00 Ret.Exist_Non-FBC_DSI & SCR & DRET | 0 | 0 | 0 | 0 | 0 | 0 | 0
00 Ret.Exist_Non-FBC_DSI & SCR & NGC | 0 | 0 | 0 | 0 | 0 | 0 | 0
00 Ret.Exist_Non-FBC_DSI & SCR & WetFGD & CCS | 0 | 0 | 0 | 0 | 0 | 0 | 0
00 Ret.Exist_Non-FBC_DSI & SNCR | 0 | 0 | 0 | 0 | 0 | 0 | 0
00 Ret.Exist_Non-FBC_DSI & SNCR & C2G | 0 | 0 | 0 | 0 | 0 | 0 | 0
00 Ret.Exist_Non-FBC_DSI & SNCR & DRET | 0 | 0 | 0 | 0 | 0 | 0 | 0
00 Ret.Exist_Non-FBC_DSI & SNCR & NGC | 0 | 0 | 0 | 0 | 0 | 0 | 0
00 Ret.Exist_Non-FBC_NoCtrl & ACI | 0 | 0 | 0 | 0 | 0 | 0 | 0
00 Ret.Exist_Non-FBC_NoCtrl & ACI & C2G | 0 | 0 | 0 | 0 | 0 | 0 | 0
00 Ret.Exist_Non-FBC_NoCtrl & ACI & C2G & SCR | 0 | 0 | 0 | 0 | 0 | 0 | 0
00 Ret.Exist_Non-FBC_NoCtrl & ACI & DRET | 0 | 0 | 0 | 0 | 0 | 0 | 0
00 Ret.Exist_Non-FBC_NoCtrl & ACI & DSI | 0 | 0 | 0 | 0 | 0 | 0 | 0
00 Ret.Exist_Non-FBC_NoCtrl & ACI & DSI & C2G | 0 | 0 | 0 | 0 | 0 | 0 | 0
00 Ret.Exist_Non-FBC_NoCtrl & ACI & DSI & C2G & SCR | 0 | 0 | 0 | 0 | 0 | 0 | 0
00 Ret.Exist_Non-FBC_NoCtrl & ACI & DSI & DRET | 0 | 0 | 0 | 0 | 0 | 0 | 0
00 Ret.Exist_Non-FBC_NoCtrl & ACI & DSI & GPM | 0 | 0 | 0 | 0 | 0 | 0 | 0
00 Ret.Exist_Non-FBC_NoCtrl & ACI & DSI & GPM & C2G | 0 | 0 | 0 | 0 | 0 | 0 | 0
00 Ret.Exist_Non-FBC_NoCtrl & ACI & DSI & GPM & C2G & SCR | 0 | 0 | 0 | 0 | 0 | 0 | 0
00 Ret.Exist_Non-FBC_NoCtrl & ACI & DSI & GPM & DRET | 0 | 0 | 0 | 0 | 0 | 0 | 0
00 Ret.Exist_Non-FBC_NoCtrl & ACI & DSI & GPM & NGC | 0 | 0 | 0 | 0 | 0 | 0 | 0
00 Ret.Exist_Non-FBC_NoCtrl & ACI & DSI & GPM & SCR | 0 | 0 | 0 | 0 | 0 | 0 | 0
00 Ret.Exist_Non-FBC_NoCtrl & ACI & DSI & GPM & SCR & DRET | 0 | 0 | 0 | 0 | 0 | 0 | 0
00 Ret.Exist_Non-FBC_NoCtrl & ACI & DSI & GPM & SCR & NGC | 0 | 0 | 0 | 0 | 0 | 0 | 0
00 Ret.Exist_Non-FBC_NoCtrl & ACI & DSI & GPM & SNCR | 0 | 0 | 0 | 0 | 0 | 0 | 0
00 Ret.Exist_Non-FBC_NoCtrl & ACI & DSI & GPM & SNCR & DRET | 0 | 0 | 0 | 0 | 0 | 0 | 0
00 Ret.Exist_Non-FBC_NoCtrl & ACI & DSI & GPM & SNCR & NGC | 0 | 0 | 0 | 0 | 0 | 0 | 0
00 Ret.Exist_Non-FBC_NoCtrl & ACI & DSI & GPM & WetFGD & SCR & CCS | 0 | 0 | 0 | 0 | 0 | 0 | 0
00 Ret.Exist_Non-FBC_NoCtrl & ACI & DSI & NGC | 0 | 0 | 0 | 0 | 0 | 0 | 0
00 Ret.Exist_Non-FBC_NoCtrl & ACI & DSI & SCR | 0 | 0 | 0 | 0 | 0 | 0 | 0
00 Ret.Exist_Non-FBC_NoCtrl & ACI & DSI & SCR & DRET | 0 | 0 | 0 | 0 | 0 | 0 | 0
00 Ret.Exist_Non-FBC_NoCtrl & ACI & DSI & SCR & NGC | 0 | 0 | 0 | 0 | 0 | 0 | 0
00 Ret.Exist_Non-FBC_NoCtrl & ACI & DSI & SNCR | 0 | 0 | 0 | 0 | 0 | 0 | 0
00 Ret.Exist_Non-FBC_NoCtrl & ACI & DSI & SNCR & DRET | 0 | 0 | 0 | 0 | 0 | 0 | 0
00 Ret.Exist_Non-FBC_NoCtrl & ACI & DSI & SNCR & NGC | 0 | 0 | 0 | 0 | 0 | 0 | 0
00 Ret.Exist_Non-FBC_NoCtrl & ACI & DSI & WetFGD & SCR & CCS | 0 | 0 | 0 | 0 | 0 | 0 | 0
00 Ret.Exist_Non-FBC_NoCtrl & ACI & GPM | 0 | 0 | 0 | 0 | 0 | 0 | 0
00 Ret.Exist_Non-FBC_NoCtrl & ACI & GPM & C2G | 0 | 0 | 0 | 0 | 0 | 0 | 0
00 Ret.Exist_Non-FBC_NoCtrl & ACI & GPM & C2G & SCR | 0 | 0 | 0 | 0 | 0 | 0 | 0
00 Ret.Exist_Non-FBC_NoCtrl & ACI & GPM & DRET | 0 | 0 | 0 | 0 | 0 | 0 | 0
00 Ret.Exist_Non-FBC_NoCtrl & ACI & GPM & NGC | 0 | 0 | 0 | 0 | 0 | 0 | 0
00 Ret.Exist_Non-FBC_NoCtrl & ACI & GPM & SCR | 0 | 0 | 0 | 0 | 0 | 0 | 0
00 Ret.Exist_Non-FBC_NoCtrl & ACI & GPM & SCR & DRET | 0 | 0 | 0 | 0 | 0 | 0 | 0
00 Ret.Exist_Non-FBC_NoCtrl & ACI & GPM & SCR & NGC | 0 | 0 | 0 | 0 | 0 | 0 | 0
00 Ret.Exist_Non-FBC_NoCtrl & ACI & GPM & SNCR | 0 | 0 | 0 | 0 | 0 | 0 | 0
00 Ret.Exist_Non-FBC_NoCtrl & ACI & GPM & SNCR & DRET | 0 | 0 | 0 | 0 | 0 | 0 | 0
00 Ret.Exist_Non-FBC_NoCtrl & ACI & GPM & SNCR & NGC | 0 | 0 | 0 | 0 | 0 | 0 | 0
00 Ret.Exist_Non-FBC_NoCtrl & ACI & GPM & WetFGD & SCR & CCS | 0 | 0 | 0 | 0 | 0 | 0 | 0
00 Ret.Exist_Non-FBC_NoCtrl & ACI & NGC | 0 | 0 | 0 | 0 | 0 | 0 | 0
00 Ret.Exist_Non-FBC_NoCtrl & ACI & SCR | 0 | 0 | 0 | 0 | 0 | 0 | 0
00 Ret.Exist_Non-FBC_NoCtrl & ACI & SCR & DRET | 0 | 0 | 0 | 0 | 0 | 0 | 0
00 Ret.Exist_Non-FBC_NoCtrl & ACI & SCR & NGC | 0 | 0 | 0 | 0 | 0 | 0 | 0
00 Ret.Exist_Non-FBC_NoCtrl & ACI & SNCR | 0 | 0 | 0 | 0 | 0 | 0 | 0
00 Ret.Exist_Non-FBC_NoCtrl & ACI & SNCR & DRET | 0 | 0 | 0 | 0 | 0 | 0 | 0
00 Ret.Exist_Non-FBC_NoCtrl & ACI & SNCR & NGC | 0 | 0 | 0 | 0 | 0 | 0 | 0
00 Ret.Exist_Non-FBC_NoCtrl & ACI & WetFGD & SCR & CCS | 0 | 0 | 0 | 0 | 0 | 0 | 0
00 Ret.Exist_Non-FBC_NoCtrl & C2G | 0 | 0 | 0 | 0 | 0 | 0 | 0
00 Ret.Exist_Non-FBC_NoCtrl & C2G & SCR | 0 | 0 | 0 | 0 | 0 | 0 | 0
00 Ret.Exist_Non-FBC_NoCtrl & DCCS | 0 | 0 | 0 | 0 | 0 | 0 | 0
00 Ret.Exist_Non-FBC_NoCtrl & DCCS & WetFGD & SCR & CCS | 0 | 0 | 0 | 0 | 0 | 0 | 0
00 Ret.Exist_Non-FBC_NoCtrl & DRET | 0 | 219 | 0 | 0 | 0 | 0 | 0
00 Ret.Exist_Non-FBC_NoCtrl & DSI | 0 | 0 | 0 | 0 | 0 | 0 | 0
00 Ret.Exist_Non-FBC_NoCtrl & DSI & C2G | 0 | 0 | 0 | 0 | 0 | 0 | 0
00 Ret.Exist_Non-FBC_NoCtrl & DSI & C2G & SCR | 0 | 0 | 0 | 0 | 0 | 0 | 0
00 Ret.Exist_Non-FBC_NoCtrl & DSI & DRET | 0 | 0 | 0 | 0 | 0 | 0 | 0
00 Ret.Exist_Non-FBC_NoCtrl & DSI & GPM | 0 | 0 | 0 | 0 | 0 | 0 | 0
00 Ret.Exist_Non-FBC_NoCtrl & DSI & GPM & C2G | 0 | 0 | 0 | 0 | 0 | 0 | 0
00 Ret.Exist_Non-FBC_NoCtrl & DSI & GPM & C2G & SCR | 0 | 0 | 0 | 0 | 0 | 0 | 0
00 Ret.Exist_Non-FBC_NoCtrl & DSI & GPM & DRET | 0 | 0 | 0 | 0 | 0 | 0 | 0
00 Ret.Exist_Non-FBC_NoCtrl & DSI & GPM & NGC | 0 | 0 | 0 | 0 | 0 | 0 | 0
00 Ret.Exist_Non-FBC_NoCtrl & DSI & GPM & SCR | 0 | 0 | 0 | 0 | 0 | 0 | 0
00 Ret.Exist_Non-FBC_NoCtrl & DSI & GPM & SCR & DRET | 0 | 0 | 0 | 0 | 0 | 0 | 0
00 Ret.Exist_Non-FBC_NoCtrl & DSI & GPM & SCR & NGC | 0 | 0 | 0 | 0 | 0 | 0 | 0
00 Ret.Exist_Non-FBC_NoCtrl & DSI & GPM & SNCR | 0 | 0 | 0 | 0 | 0 | 0 | 0
00 Ret.Exist_Non-FBC_NoCtrl & DSI & GPM & SNCR & DRET | 0 | 0 | 0 | 0 | 0 | 0 | 0
00 Ret.Exist_Non-FBC_NoCtrl & DSI & GPM & SNCR & NGC | 0 | 0 | 0 | 0 | 0 | 0 | 0
00 Ret.Exist_Non-FBC_NoCtrl & DSI & GPM & WetFGD & SCR & CCS | 0 | 0 | 0 | 0 | 0 | 0 | 0
00 Ret.Exist_Non-FBC_NoCtrl & DSI & NGC | 0 | 0 | 0 | 0 | 0 | 0 | 0
00 Ret.Exist_Non-FBC_NoCtrl & DSI & SCR | 0 | 0 | 0 | 0 | 0 | 0 | 0
00 Ret.Exist_Non-FBC_NoCtrl & DSI & SCR & DRET | 0 | 0 | 0 | 0 | 0 | 0 | 0
00 Ret.Exist_Non-FBC_NoCtrl & DSI & SCR & NGC | 0 | 0 | 0 | 0 | 0 | 0 | 0
00 Ret.Exist_Non-FBC_NoCtrl & DSI & SNCR | 0 | 0 | 0 | 0 | 0 | 0 | 0
00 Ret.Exist_Non-FBC_NoCtrl & DSI & SNCR & DRET | 0 | 0 | 0 | 0 | 0 | 0 | 0
00 Ret.Exist_Non-FBC_NoCtrl & DSI & SNCR & NGC | 0 | 0 | 0 | 0 | 0 | 0 | 0
00 Ret.Exist_Non-FBC_NoCtrl & DSI & WetFGD & SCR & CCS | 0 | 0 | 0 | 0 | 0 | 0 | 0
00 Ret.Exist_Non-FBC_NoCtrl & GPM | 0 | 0 | 0 | 0 | 0 | 0 | 0
00 Ret.Exist_Non-FBC_NoCtrl & GPM & C2G | 0 | 0 | 0 | 0 | 0 | 0 | 0
00 Ret.Exist_Non-FBC_NoCtrl & GPM & C2G & SCR | 0 | 0 | 0 | 0 | 0 | 0 | 0
00 Ret.Exist_Non-FBC_NoCtrl & GPM & DRET | 0 | 0 | 0 | 0 | 0 | 0 | 0
00 Ret.Exist_Non-FBC_NoCtrl & GPM & NGC | 0 | 0 | 0 | 0 | 0 | 0 | 0
00 Ret.Exist_Non-FBC_NoCtrl & GPM & SCR | 0 | 0 | 0 | 0 | 0 | 0 | 0
00 Ret.Exist_Non-FBC_NoCtrl & GPM & SCR & DRET | 0 | 0 | 0 | 0 | 0 | 0 | 0
00 Ret.Exist_Non-FBC_NoCtrl & GPM & SCR & NGC | 0 | 0 | 0 | 0 | 0 | 0 | 0
00 Ret.Exist_Non-FBC_NoCtrl & GPM & SNCR | 0 | 0 | 0 | 0 | 0 | 0 | 0
00 Ret.Exist_Non-FBC_NoCtrl & GPM & SNCR & DRET | 0 | 0 | 0 | 0 | 0 | 0 | 0
00 Ret.Exist_Non-FBC_NoCtrl & GPM & SNCR & NGC | 0 | 0 | 0 | 0 | 0 | 0 | 0
00 Ret.Exist_Non-FBC_NoCtrl & GPM & WetFGD & SCR & CCS | 0 | 0 | 0 | 0 | 0 | 0 | 0
00 Ret.Exist_Non-FBC_NoCtrl & NGC | 0 | 0 | 0 | 0 | 0 | 0 | 0
00 Ret.Exist_Non-FBC_NoCtrl & SCR | 0 | 0 | 0 | 0 | 0 | 0 | 0
00 Ret.Exist_Non-FBC_NoCtrl & SCR & C2G | 0 | 0 | 0 | 0 | 0 | 0 | 0
00 Ret.Exist_Non-FBC_NoCtrl & SCR & DRET | 0 | 0 | 0 | 0 | 0 | 0 | 0
00 Ret.Exist_Non-FBC_NoCtrl & SCR & NGC | 0 | 0 | 0 | 0 | 0 | 0 | 0
00 Ret.Exist_Non-FBC_NoCtrl & SCR & WetFGD & CCS | 0 | 0 | 0 | 0 | 0 | 0 | 0
00 Ret.Exist_Non-FBC_NoCtrl & SNCR | 0 | 0 | 0 | 0 | 0 | 0 | 0
00 Ret.Exist_Non-FBC_NoCtrl & SNCR & C2G | 0 | 0 | 0 | 0 | 0 | 0 | 0
00 Ret.Exist_Non-FBC_NoCtrl & SNCR & DRET | 0 | 0 | 0 | 0 | 0 | 0 | 0
00 Ret.Exist_Non-FBC_NoCtrl & SNCR & NGC | 0 | 0 | 0 | 0 | 0 | 0 | 0
00 Ret.Exist_Non-FBC_SCR_ACI & C2G | 0 | 0 | 0 | 0 | 0 | 0 | 0
00 Ret.Exist_Non-FBC_SCR_ACI & DCCS | 0 | 1146 | 0 | 0 | 0 | 0 | 0
00 Ret.Exist_Non-FBC_SCR_ACI & DCCS & WetFGD & CCS | 0 | 0 | 775.2566 | 0 | 0 | 0 | 0
00 Ret.Exist_Non-FBC_SCR_ACI & DRET | 0 | 943.9156 | 0 | 0 | 0 | 0 | 0
00 Ret.Exist_Non-FBC_SCR_ACI & DSI | 0 | 0 | 0 | 0 | 0 | 0 | 0
00 Ret.Exist_Non-FBC_SCR_ACI & DSI & C2G | 0 | 0 | 0 | 0 | 0 | 0 | 0
00 Ret.Exist_Non-FBC_SCR_ACI & DSI & DRET | 0 | 0 | 0 | 0 | 0 | 0 | 0
00 Ret.Exist_Non-FBC_SCR_ACI & DSI & GPM | 0 | 0 | 0 | 0 | 0 | 0 | 0
00 Ret.Exist_Non-FBC_SCR_ACI & DSI & GPM & C2G | 0 | 0 | 0 | 0 | 0 | 0 | 0
00 Ret.Exist_Non-FBC_SCR_ACI & DSI & GPM & DRET | 0 | 0 | 0 | 0 | 0 | 0 | 0
00 Ret.Exist_Non-FBC_SCR_ACI & DSI & GPM & NGC | 0 | 0 | 0 | 0 | 0 | 0 | 0
00 Ret.Exist_Non-FBC_SCR_ACI & DSI & GPM & WetFGD & CCS | 0 | 0 | 0 | 0 | 0 | 0 | 0
00 Ret.Exist_Non-FBC_SCR_ACI & DSI & NGC | 0 | 0 | 0 | 0 | 0 | 0 | 0
00 Ret.Exist_Non-FBC_SCR_ACI & DSI & WetFGD & CCS | 0 | 0 | 0 | 0 | 0 | 0 | 0
00 Ret.Exist_Non-FBC_SCR_ACI & GPM | 0 | 0 | 0 | 0 | 0 | 0 | 0
00 Ret.Exist_Non-FBC_SCR_ACI & GPM & C2G | 0 | 0 | 0 | 0 | 0 | 0 | 0
00 Ret.Exist_Non-FBC_SCR_ACI & GPM & DRET | 0 | 0 | 0 | 0 | 0 | 0 | 0
00 Ret.Exist_Non-FBC_SCR_ACI & GPM & NGC | 0 | 0 | 0 | 0 | 0 | 0 | 0
00 Ret.Exist_Non-FBC_SCR_ACI & GPM & WetFGD & CCS | 0 | 0 | 0 | 0 | 0 | 0 | 0
00 Ret.Exist_Non-FBC_SCR_ACI & NGC | 0 | 0 | 0 | 0 | 0 | 0 | 0
00 Ret.Exist_Non-FBC_SCR_ACI & WetFGD & CCS | 0 | 0 | 0 | 0 | 0 | 0 | 0
00 Ret.Exist_Non-FBC_SCR_ACI_DSI & C2G | 305 | 0 | 0 | 0 | 0 | 0 | 0
00 Ret.Exist_Non-FBC_SCR_ACI_DSI & DCCS | 0 | 0 | 0 | 0 | 0 | 0 | 0
00 Ret.Exist_Non-FBC_SCR_ACI_DSI & DCCS & WetFGD & CCS | 0 | 0 | 0 | 0 | 0 | 0 | 0
00 Ret.Exist_Non-FBC_SCR_ACI_DSI & DRET | 0 | 2371.6606 | 0 | 0 | 0 | 0 | 0
00 Ret.Exist_Non-FBC_SCR_ACI_DSI & GPM | 0 | 0 | 0 | 0 | 0 | 0 | 0
00 Ret.Exist_Non-FBC_SCR_ACI_DSI & GPM & C2G | 0 | 0 | 0 | 0 | 0 | 0 | 0
00 Ret.Exist_Non-FBC_SCR_ACI_DSI & GPM & DRET | 0 | 0 | 0 | 0 | 0 | 0 | 0
00 Ret.Exist_Non-FBC_SCR_ACI_DSI & GPM & NGC | 0 | 0 | 0 | 0 | 0 | 0 | 0
00 Ret.Exist_Non-FBC_SCR_ACI_DSI & GPM & WetFGD & CCS | 0 | 0 | 0 | 0 | 0 | 0 | 0
00 Ret.Exist_Non-FBC_SCR_ACI_DSI & NGC | 0 | 0 | 0 | 0 | 0 | 0 | 0
00 Ret.Exist_Non-FBC_SCR_ACI_DSI & WetFGD & CCS | 0 | 0 | 0 | 0 | 0 | 0 | 0
00 Ret.Exist_Non-FBC_SNCR_ACI & C2G | 0 | 0 | 0 | 0 | 0 | 0 | 0
00 Ret.Exist_Non-FBC_SNCR_ACI & C2G & SCR | 0 | 0 | 0 | 0 | 0 | 0 | 0
00 Ret.Exist_Non-FBC_SNCR_ACI & DRET | 0 | 0 | 0 | 0 | 0 | 0 | 0
00 Ret.Exist_Non-FBC_SNCR_ACI & DSI | 0 | 0 | 0 | 0 | 0 | 0 | 0
00 Ret.Exist_Non-FBC_SNCR_ACI & DSI & C2G | 0 | 0 | 0 | 0 | 0 | 0 | 0
00 Ret.Exist_Non-FBC_SNCR_ACI & DSI & C2G & SCR | 0 | 0 | 0 | 0 | 0 | 0 | 0
00 Ret.Exist_Non-FBC_SNCR_ACI & DSI & DRET | 0 | 0 | 0 | 0 | 0 | 0 | 0
00 Ret.Exist_Non-FBC_SNCR_ACI & DSI & NGC | 0 | 0 | 0 | 0 | 0 | 0 | 0
00 Ret.Exist_Non-FBC_SNCR_ACI & DSI & SCR | 0 | 0 | 0 | 0 | 0 | 0 | 0
00 Ret.Exist_Non-FBC_SNCR_ACI & DSI & SCR & DRET | 0 | 0 | 0 | 0 | 0 | 0 | 0
00 Ret.Exist_Non-FBC_SNCR_ACI & DSI & SCR & NGC | 0 | 0 | 0 | 0 | 0 | 0 | 0
00 Ret.Exist_Non-FBC_SNCR_ACI & DSI & WetFGD & SCR & CCS | 0 | 0 | 0 | 0 | 0 | 0 | 0
00 Ret.Exist_Non-FBC_SNCR_ACI & GPM | 0 | 0 | 0 | 0 | 0 | 0 | 0
00 Ret.Exist_Non-FBC_SNCR_ACI & GPM & C2G | 0 | 0 | 0 | 0 | 0 | 0 | 0
00 Ret.Exist_Non-FBC_SNCR_ACI & GPM & C2G & SCR | 0 | 0 | 0 | 0 | 0 | 0 | 0
00 Ret.Exist_Non-FBC_SNCR_ACI & GPM & DRET | 0 | 0 | 0 | 0 | 0 | 0 | 0
00 Ret.Exist_Non-FBC_SNCR_ACI & GPM & NGC | 0 | 0 | 0 | 0 | 0 | 0 | 0
00 Ret.Exist_Non-FBC_SNCR_ACI & GPM & SCR | 0 | 0 | 0 | 0 | 0 | 0 | 0
00 Ret.Exist_Non-FBC_SNCR_ACI & GPM & SCR & DRET | 0 | 0 | 0 | 0 | 0 | 0 | 0
00 Ret.Exist_Non-FBC_SNCR_ACI & GPM & SCR & NGC | 0 | 0 | 0 | 0 | 0 | 0 | 0
00 Ret.Exist_Non-FBC_SNCR_ACI & GPM & WetFGD & SCR & CCS | 0 | 0 | 0 | 0 | 0 | 0 | 0
00 Ret.Exist_Non-FBC_SNCR_ACI & NGC | 0 | 0 | 0 | 0 | 0 | 0 | 0
00 Ret.Exist_Non-FBC_SNCR_ACI & SCR | 0 | 0 | 0 | 0 | 0 | 0 | 0
00 Ret.Exist_Non-FBC_SNCR_ACI & SCR & C2G | 0 | 0 | 0 | 0 | 0 | 0 | 0
00 Ret.Exist_Non-FBC_SNCR_ACI & SCR & DRET | 0 | 0 | 0 | 0 | 0 | 0 | 0
00 Ret.Exist_Non-FBC_SNCR_ACI & SCR & NGC | 0 | 0 | 0 | 0 | 0 | 0 | 0
00 Ret.Exist_Non-FBC_SNCR_ACI & SCR & WetFGD & CCS | 0 | 0 | 0 | 0 | 0 | 0 | 0
00 Ret.Exist_Non-FBC_SNCR_ACI_DSI & C2G | 1033 | 0 | 0 | 0 | 0 | 0 | 0
00 Ret.Exist_Non-FBC_SNCR_ACI_DSI & C2G & SCR | 0 | 535.436 | 0 | 0 | 0 | 0 | 0
00 Ret.Exist_Non-FBC_SNCR_ACI_DSI & DCCS | 0 | 0 | 0 | 0 | 0 | 0 | 0
00 Ret.Exist_Non-FBC_SNCR_ACI_DSI & DCCS & WetFGD & SCR & CCS | 0 | 0 | 0 | 0 | 0 | 0 | 0
00 Ret.Exist_Non-FBC_SNCR_ACI_DSI & DRET | 0 | 0 | 0 | 0 | 0 | 0 | 0
00 Ret.Exist_Non-FBC_SNCR_ACI_DSI & GPM | 0 | 0 | 0 | 0 | 0 | 0 | 0
00 Ret.Exist_Non-FBC_SNCR_ACI_DSI & GPM & C2G | 0 | 0 | 0 | 0 | 0 | 0 | 0
00 Ret.Exist_Non-FBC_SNCR_ACI_DSI & GPM & C2G & SCR | 0 | 0 | 0 | 0 | 0 | 0 | 0
00 Ret.Exist_Non-FBC_SNCR_ACI_DSI & GPM & DRET | 0 | 0 | 0 | 0 | 0 | 0 | 0
00 Ret.Exist_Non-FBC_SNCR_ACI_DSI & GPM & NGC | 0 | 0 | 0 | 0 | 0 | 0 | 0
00 Ret.Exist_Non-FBC_SNCR_ACI_DSI & GPM & SCR | 0 | 0 | 0 | 0 | 0 | 0 | 0
00 Ret.Exist_Non-FBC_SNCR_ACI_DSI & GPM & SCR & DRET | 0 | 0 | 0 | 0 | 0 | 0 | 0
00 Ret.Exist_Non-FBC_SNCR_ACI_DSI & GPM & SCR & NGC | 0 | 0 | 0 | 0 | 0 | 0 | 0
00 Ret.Exist_Non-FBC_SNCR_ACI_DSI & GPM & WetFGD & SCR & CCS | 0 | 0 | 0 | 0 | 0 | 0 | 0
00 Ret.Exist_Non-FBC_SNCR_ACI_DSI & NGC | 0 | 0 | 0 | 0 | 0 | 0 | 0
00 Ret.Exist_Non-FBC_SNCR_ACI_DSI & SCR | 0 | 0 | 0 | 0 | 0 | 0 | 0
00 Ret.Exist_Non-FBC_SNCR_ACI_DSI & SCR & C2G | 0 | 0 | 0 | 0 | 0 | 0 | 0
00 Ret.Exist_Non-FBC_SNCR_ACI_DSI & SCR & DRET | 0 | 0 | 0 | 0 | 0 | 0 | 0
00 Ret.Exist_Non-FBC_SNCR_ACI_DSI & SCR & NGC | 0 | 0 | 0 | 0 | 0 | 0 | 0
00 Ret.Exist_Non-FBC_SNCR_ACI_DSI & SCR & WetFGD & CCS | 0 | 0 | 0 | 0 | 0 | 0 | 0
00 Ret.Exist_Non-FBC_WetFGD & ACI | 0 | 0 | 0 | 0 | 0 | 0 | 0
00 Ret.Exist_Non-FBC_WetFGD & ACI & C2G | 0 | 0 | 0 | 0 | 0 | 0 | 0
00 Ret.Exist_Non-FBC_WetFGD & ACI & C2G & SCR | 0 | 0 | 0 | 0 | 0 | 0 | 0
00 Ret.Exist_Non-FBC_WetFGD & ACI & DRET | 0 | 0 | 0 | 0 | 0 | 0 | 0
00 Ret.Exist_Non-FBC_WetFGD & ACI & GPM | 0 | 0 | 0 | 0 | 0 | 0 | 0
00 Ret.Exist_Non-FBC_WetFGD & ACI & GPM & C2G | 0 | 0 | 0 | 0 | 0 | 0 | 0
00 Ret.Exist_Non-FBC_WetFGD & ACI & GPM & C2G & SCR | 0 | 0 | 0 | 0 | 0 | 0 | 0
00 Ret.Exist_Non-FBC_WetFGD & ACI & GPM & DRET | 0 | 0 | 0 | 0 | 0 | 0 | 0
00 Ret.Exist_Non-FBC_WetFGD & ACI & GPM & NGC | 0 | 0 | 0 | 0 | 0 | 0 | 0
00 Ret.Exist_Non-FBC_WetFGD & ACI & GPM & SCR | 0 | 0 | 0 | 0 | 0 | 0 | 0
00 Ret.Exist_Non-FBC_WetFGD & ACI & GPM & SCR & CCS | 0 | 0 | 0 | 0 | 0 | 0 | 0
00 Ret.Exist_Non-FBC_WetFGD & ACI & GPM & SCR & DRET | 0 | 0 | 0 | 0 | 0 | 0 | 0
00 Ret.Exist_Non-FBC_WetFGD & ACI & GPM & SCR & NGC | 0 | 0 | 0 | 0 | 0 | 0 | 0
00 Ret.Exist_Non-FBC_WetFGD & ACI & GPM & SNCR | 0 | 0 | 0 | 0 | 0 | 0 | 0
00 Ret.Exist_Non-FBC_WetFGD & ACI & GPM & SNCR & DRET | 0 | 0 | 0 | 0 | 0 | 0 | 0
00 Ret.Exist_Non-FBC_WetFGD & ACI & GPM & SNCR & NGC | 0 | 0 | 0 | 0 | 0 | 0 | 0
00 Ret.Exist_Non-FBC_WetFGD & ACI & NGC | 0 | 0 | 0 | 0 | 0 | 0 | 0
00 Ret.Exist_Non-FBC_WetFGD & ACI & SCR | 0 | 0 | 0 | 0 | 0 | 0 | 0
00 Ret.Exist_Non-FBC_WetFGD & ACI & SCR & CCS | 0 | 0 | 0 | 0 | 0 | 0 | 0
00 Ret.Exist_Non-FBC_WetFGD & ACI & SCR & DRET | 0 | 0 | 0 | 0 | 0 | 0 | 0
00 Ret.Exist_Non-FBC_WetFGD & ACI & SCR & NGC | 0 | 0 | 0 | 0 | 0 | 0 | 0
00 Ret.Exist_Non-FBC_WetFGD & ACI & SNCR | 0 | 0 | 0 | 0 | 0 | 0 | 0
00 Ret.Exist_Non-FBC_WetFGD & ACI & SNCR & DRET | 0 | 0 | 0 | 0 | 0 | 0 | 0
00 Ret.Exist_Non-FBC_WetFGD & ACI & SNCR & NGC | 0 | 0 | 0 | 0 | 0 | 0 | 0
00 Ret.Exist_Non-FBC_WetFGD & C2G | 0 | 196 | 0 | 0 | 0 | 0 | 0
00 Ret.Exist_Non-FBC_WetFGD & C2G & SCR | 0 | 0 | 0 | 0 | 0 | 0 | 0
00 Ret.Exist_Non-FBC_WetFGD & DRET | 0 | 0 | 0 | 0 | 0 | 0 | 0
00 Ret.Exist_Non-FBC_WetFGD & DCCS | 0 | 0 | 0 | 0 | 0 | 0 | 0
00 Ret.Exist_Non-FBC_WetFGD & DCCS & SCR & CCS | 0 | 0 | 0 | 0 | 0 | 0 | 0
00 Ret.Exist_Non-FBC_WetFGD & GPM | 0 | 0 | 0 | 0 | 0 | 0 | 0
00 Ret.Exist_Non-FBC_WetFGD & GPM & C2G | 0 | 0 | 0 | 0 | 0 | 0 | 0
00 Ret.Exist_Non-FBC_WetFGD & GPM & C2G & SCR | 0 | 0 | 0 | 0 | 0 | 0 | 0
00 Ret.Exist_Non-FBC_WetFGD & GPM & DRET | 0 | 0 | 0 | 0 | 0 | 0 | 0
00 Ret.Exist_Non-FBC_WetFGD & GPM & NGC | 0 | 0 | 0 | 0 | 0 | 0 | 0
00 Ret.Exist_Non-FBC_WetFGD & GPM & SCR | 0 | 0 | 0 | 0 | 0 | 0 | 0
00 Ret.Exist_Non-FBC_WetFGD & GPM & SCR & CCS | 0 | 0 | 0 | 0 | 0 | 0 | 0
00 Ret.Exist_Non-FBC_WetFGD & GPM & SCR & DRET | 0 | 0 | 0 | 0 | 0 | 0 | 0
00 Ret.Exist_Non-FBC_WetFGD & GPM & SCR & NGC | 0 | 0 | 0 | 0 | 0 | 0 | 0
00 Ret.Exist_Non-FBC_WetFGD & GPM & SNCR | 0 | 0 | 0 | 0 | 0 | 0 | 0
00 Ret.Exist_Non-FBC_WetFGD & GPM & SNCR & DRET | 0 | 0 | 0 | 0 | 0 | 0 | 0
00 Ret.Exist_Non-FBC_WetFGD & GPM & SNCR & NGC | 0 | 0 | 0 | 0 | 0 | 0 | 0
00 Ret.Exist_Non-FBC_WetFGD & NGC | 0 | 0 | 0 | 0 | 0 | 0 | 0
00 Ret.Exist_Non-FBC_WetFGD & SCR | 0 | 0 | 0 | 0 | 0 | 0 | 0
00 Ret.Exist_Non-FBC_WetFGD & SCR & C2G | 0 | 0 | 0 | 0 | 0 | 0 | 0
00 Ret.Exist_Non-FBC_WetFGD & SCR & CCS | 0 | 0 | 0 | 0 | 0 | 0 | 0
00 Ret.Exist_Non-FBC_WetFGD & SCR & DRET | 0 | 0 | 0 | 0 | 0 | 0 | 0
00 Ret.Exist_Non-FBC_WetFGD & SCR & NGC | 0 | 0 | 0 | 0 | 0 | 0 | 0
00 Ret.Exist_Non-FBC_WetFGD & SNCR | 0 | 0 | 0 | 0 | 0 | 0 | 0
00 Ret.Exist_Non-FBC_WetFGD & SNCR & C2G | 0 | 0 | 0 | 0 | 0 | 0 | 0
00 Ret.Exist_Non-FBC_WetFGD & SNCR & DRET | 0 | 0 | 0 | 0 | 0 | 0 | 0
00 Ret.Exist_Non-FBC_WetFGD & SNCR & NGC | 0 | 0 | 0 | 0 | 0 | 0 | 0
00 Ret.Exist_Non-FBC_WetFGD_ACI & C2G | 1070 | 0 | 0 | 0 | 0 | 0 | 0
00 Ret.Exist_Non-FBC_WetFGD_ACI & C2G & SCR | 0 | 0 | 0 | 0 | 0 | 0 | 0
00 Ret.Exist_Non-FBC_WetFGD_ACI & DCCS | 0 | 2622 | 0 | 0 | 0 | 0 | 0
00 Ret.Exist_Non-FBC_WetFGD_ACI & DCCS & SCR & CCS | 0 | 0 | 1739.1899 | 0 | 0 | 0 | 0
00 Ret.Exist_Non-FBC_WetFGD_ACI & DRET | 0 | 164 | 0 | 0 | 0 | 0 | 0
00 Ret.Exist_Non-FBC_WetFGD_ACI & GPM | 0 | 0 | 0 | 0 | 0 | 0 | 0
00 Ret.Exist_Non-FBC_WetFGD_ACI & GPM & C2G | 0 | 0 | 0 | 0 | 0 | 0 | 0
00 Ret.Exist_Non-FBC_WetFGD_ACI & GPM & C2G & SCR | 0 | 0 | 0 | 0 | 0 | 0 | 0
00 Ret.Exist_Non-FBC_WetFGD_ACI & GPM & DRET | 0 | 0 | 0 | 0 | 0 | 0 | 0
00 Ret.Exist_Non-FBC_WetFGD_ACI & GPM & NGC | 0 | 0 | 0 | 0 | 0 | 0 | 0
00 Ret.Exist_Non-FBC_WetFGD_ACI & GPM & SCR | 0 | 0 | 0 | 0 | 0 | 0 | 0
00 Ret.Exist_Non-FBC_WetFGD_ACI & GPM & SCR & CCS | 0 | 0 | 0 | 0 | 0 | 0 | 0
00 Ret.Exist_Non-FBC_WetFGD_ACI & GPM & SCR & DRET | 0 | 0 | 0 | 0 | 0 | 0 | 0
00 Ret.Exist_Non-FBC_WetFGD_ACI & GPM & SCR & NGC | 0 | 0 | 0 | 0 | 0 | 0 | 0
00 Ret.Exist_Non-FBC_WetFGD_ACI & GPM & SNCR | 0 | 0 | 0 | 0 | 0 | 0 | 0
00 Ret.Exist_Non-FBC_WetFGD_ACI & GPM & SNCR & DRET | 0 | 0 | 0 | 0 | 0 | 0 | 0
00 Ret.Exist_Non-FBC_WetFGD_ACI & GPM & SNCR & NGC | 0 | 0 | 0 | 0 | 0 | 0 | 0
00 Ret.Exist_Non-FBC_WetFGD_ACI & NGC | 0 | 1.7955 | 0 | 0 | 0 | 0 | 0
00 Ret.Exist_Non-FBC_WetFGD_ACI & SCR | 0 | 7.4842 | 0 | 0 | 0 | 0 | 0
00 Ret.Exist_Non-FBC_WetFGD_ACI & SCR & C2G | 0 | 0 | 0 | 0 | 0 | 0 | 0
00 Ret.Exist_Non-FBC_WetFGD_ACI & SCR & CCS | 0 | 0 | 4.9506 | 0 | 0 | 0 | 0
00 Ret.Exist_Non-FBC_WetFGD_ACI & SCR & DRET | 0 | 0 | 0 | 0 | 0 | 0 | 0
00 Ret.Exist_Non-FBC_WetFGD_ACI & SCR & NGC | 0 | 0 | 0 | 0 | 0 | 0 | 0
00 Ret.Exist_Non-FBC_WetFGD_ACI & SNCR | 0 | 0 | 0 | 0 | 0 | 0 | 0
00 Ret.Exist_Non-FBC_WetFGD_ACI & SNCR & C2G | 0 | 0 | 0 | 0 | 0 | 0 | 0
00 Ret.Exist_Non-FBC_WetFGD_ACI & SNCR & DRET | 0 | 0 | 0 | 0 | 0 | 0 | 0
00 Ret.Exist_Non-FBC_WetFGD_ACI & SNCR & NGC | 0 | 0 | 0 | 0 | 0 | 0 | 0
00 Ret.Exist_Non-FBC_WetFGD_ACI_DSI & C2G | 530 | 0 | 0 | 0 | 0 | 0 | 0
00 Ret.Exist_Non-FBC_WetFGD_ACI_DSI & C2G & SCR | 0 | 0 | 0 | 0 | 0 | 0 | 0
00 Ret.Exist_Non-FBC_WetFGD_ACI_DSI & DCCS | 0 | 0 | 0 | 0 | 0 | 0 | 0
00 Ret.Exist_Non-FBC_WetFGD_ACI_DSI & DCCS & SCR & CCS | 0 | 0 | 0 | 0 | 0 | 0 | 0
00 Ret.Exist_Non-FBC_WetFGD_ACI_DSI & DRET | 0 | 0 | 0 | 0 | 0 | 0 | 0
00 Ret.Exist_Non-FBC_WetFGD_ACI_DSI & GPM | 0 | 0 | 0 | 0 | 0 | 0 | 0
00 Ret.Exist_Non-FBC_WetFGD_ACI_DSI & GPM & C2G | 0 | 0 | 0 | 0 | 0 | 0 | 0
00 Ret.Exist_Non-FBC_WetFGD_ACI_DSI & GPM & C2G & SCR | 0 | 0 | 0 | 0 | 0 | 0 | 0
00 Ret.Exist_Non-FBC_WetFGD_ACI_DSI & GPM & DRET | 0 | 0 | 0 | 0 | 0 | 0 | 0
00 Ret.Exist_Non-FBC_WetFGD_ACI_DSI & GPM & NGC | 0 | 0 | 0 | 0 | 0 | 0 | 0
00 Ret.Exist_Non-FBC_WetFGD_ACI_DSI & GPM & SCR | 0 | 0 | 0 | 0 | 0 | 0 | 0
00 Ret.Exist_Non-FBC_WetFGD_ACI_DSI & GPM & SCR & CCS | 0 | 0 | 0 | 0 | 0 | 0 | 0
00 Ret.Exist_Non-FBC_WetFGD_ACI_DSI & GPM & SCR & DRET | 0 | 0 | 0 | 0 | 0 | 0 | 0
00 Ret.Exist_Non-FBC_WetFGD_ACI_DSI & GPM & SCR & NGC | 0 | 0 | 0 | 0 | 0 | 0 | 0
00 Ret.Exist_Non-FBC_WetFGD_ACI_DSI & GPM & SNCR | 0 | 0 | 0 | 0 | 0 | 0 | 0
00 Ret.Exist_Non-FBC_WetFGD_ACI_DSI & GPM & SNCR & DRET | 0 | 0 | 0 | 0 | 0 | 0 | 0
00 Ret.Exist_Non-FBC_WetFGD_ACI_DSI & GPM & SNCR & NGC | 0 | 0 | 0 | 0 | 0 | 0 | 0
00 Ret.Exist_Non-FBC_WetFGD_ACI_DSI & NGC | 0 | 0 | 0 | 0 | 0 | 0 | 0
00 Ret.Exist_Non-FBC_WetFGD_ACI_DSI & SCR | 0 | 0 | 0 | 0 | 0 | 0 | 0
00 Ret.Exist_Non-FBC_WetFGD_ACI_DSI & SCR & C2G | 0 | 0 | 0 | 0 | 0 | 0 | 0
00 Ret.Exist_Non-FBC_WetFGD_ACI_DSI & SCR & CCS | 0 | 0 | 0 | 0 | 0 | 0 | 0
00 Ret.Exist_Non-FBC_WetFGD_ACI_DSI & SCR & DRET | 0 | 0 | 0 | 0 | 0 | 0 | 0
00 Ret.Exist_Non-FBC_WetFGD_ACI_DSI & SCR & NGC | 0 | 0 | 0 | 0 | 0 | 0 | 0
00 Ret.Exist_Non-FBC_WetFGD_ACI_DSI & SNCR | 0 | 0 | 0 | 0 | 0 | 0 | 0
00 Ret.Exist_Non-FBC_WetFGD_ACI_DSI & SNCR & C2G | 0 | 0 | 0 | 0 | 0 | 0 | 0
00 Ret.Exist_Non-FBC_WetFGD_ACI_DSI & SNCR & DRET | 0 | 0 | 0 | 0 | 0 | 0 | 0
00 Ret.Exist_Non-FBC_WetFGD_ACI_DSI & SNCR & NGC | 0 | 0 | 0 | 0 | 0 | 0 | 0
00 Ret.Exist_Non-FBC_WetFGD_SCR & ACI | 0 | 0 | 0 | 0 | 0 | 0 | 0
00 Ret.Exist_Non-FBC_WetFGD_SCR & ACI & C2G | 0 | 0 | 0 | 0 | 0 | 0 | 0
00 Ret.Exist_Non-FBC_WetFGD_SCR & ACI & CCS | 0 | 0 | 0 | 0 | 0 | 0 | 0
00 Ret.Exist_Non-FBC_WetFGD_SCR & DCCS | 0 | 5789.9658 | 0 | 0 | 0 | 0 | 0
00 Ret.Exist_Non-FBC_WetFGD_SCR & DCCS & CCS | 0 | 0 | 3988.4745 | 0 | 0 | 0 | 0
00 Ret.Exist_Non-FBC_WetFGD_SCR & ACI & DRET | 0 | 0 | 0 | 0 | 0 | 0 | 0
00 Ret.Exist_Non-FBC_WetFGD_SCR & ACI & GPM | 0 | 0 | 0 | 0 | 0 | 0 | 0
00 Ret.Exist_Non-FBC_WetFGD_SCR & ACI & GPM & C2G | 0 | 0 | 0 | 0 | 0 | 0 | 0
00 Ret.Exist_Non-FBC_WetFGD_SCR & ACI & GPM & CCS | 0 | 0 | 0 | 0 | 0 | 0 | 0
00 Ret.Exist_Non-FBC_WetFGD_SCR & ACI & GPM & DRET | 0 | 0 | 0 | 0 | 0 | 0 | 0
00 Ret.Exist_Non-FBC_WetFGD_SCR & ACI & GPM & NGC | 0 | 0 | 0 | 0 | 0 | 0 | 0
00 Ret.Exist_Non-FBC_WetFGD_SCR & ACI & NGC | 0 | 0 | 0 | 0 | 0 | 0 | 0
00 Ret.Exist_Non-FBC_WetFGD_SCR & C2G | 42.2686 | 2103 | 0 | 0 | 0 | 0 | 0
00 Ret.Exist_Non-FBC_WetFGD_SCR & CCS | 0 | 8.2805 | 0 | 0 | 0 | 0 | 0
00 Ret.Exist_Non-FBC_WetFGD_SCR & DRET | 0 | 20714.5507 | 0 | 0 | 0 | 0 | 0
00 Ret.Exist_Non-FBC_WetFGD_SCR & GPM | 0 | 0 | 0 | 0 | 0 | 0 | 0
00 Ret.Exist_Non-FBC_WetFGD_SCR & GPM & C2G | 0 | 0 | 0 | 0 | 0 | 0 | 0
00 Ret.Exist_Non-FBC_WetFGD_SCR & GPM & CCS | 0 | 0 | 0 | 0 | 0 | 0 | 0
00 Ret.Exist_Non-FBC_WetFGD_SCR & GPM & DRET | 0 | 0 | 0 | 0 | 0 | 0 | 0
00 Ret.Exist_Non-FBC_WetFGD_SCR & GPM & NGC | 0 | 0 | 0 | 0 | 0 | 0 | 0
00 Ret.Exist_Non-FBC_WetFGD_SCR & NGC | 0 | 0 | 0 | 0 | 0 | 0 | 0
00 Ret.Exist_Non-FBC_WetFGD_SCR_ACI & C2G | 1617 | 563.7216 | 0 | 0 | 0 | 0 | 0
00 Ret.Exist_Non-FBC_WetFGD_SCR_ACI & CCS | 0 | 0 | 0 | 0 | 0 | 0 | 0
00 Ret.Exist_Non-FBC_WetFGD_SCR_ACI & DCCS | 0 | 7693.5648 | 0 | 0 | 0 | 0 | 0
00 Ret.Exist_Non-FBC_WetFGD_SCR_ACI & DCCS & CCS | 0 | 0 | 5182.5316 | 0 | 0 | 0 | 0
00 Ret.Exist_Non-FBC_WetFGD_SCR_ACI & DRET | 0 | 4520.6753 | 0 | 0 | 0 | 0 | 0
00 Ret.Exist_Non-FBC_WetFGD_SCR_ACI & GPM | 0 | 0 | 0 | 0 | 0 | 0 | 0
00 Ret.Exist_Non-FBC_WetFGD_SCR_ACI & GPM & C2G | 0 | 0 | 0 | 0 | 0 | 0 | 0
00 Ret.Exist_Non-FBC_WetFGD_SCR_ACI & GPM & CCS | 0 | 0 | 0 | 0 | 0 | 0 | 0
00 Ret.Exist_Non-FBC_WetFGD_SCR_ACI & GPM & DRET | 0 | 0 | 0 | 0 | 0 | 0 | 0
00 Ret.Exist_Non-FBC_WetFGD_SCR_ACI & GPM & NGC | 0 | 0 | 0 | 0 | 0 | 0 | 0
00 Ret.Exist_Non-FBC_WetFGD_SCR_ACI & NGC | 0 | 0 | 0 | 0 | 0 | 0 | 0
00 Ret.Exist_Non-FBC_WetFGD_SCR_ACI_DSI & C2G | 2071 | 0 | 0 | 0 | 0 | 0 | 0
00 Ret.Exist_Non-FBC_WetFGD_SCR_ACI_DSI & CCS | 0 | 0 | 0 | 0 | 0 | 0 | 0
00 Ret.Exist_Non-FBC_WetFGD_SCR_ACI_DSI & DCCS | 0 | 4267 | 0 | 0 | 0 | 0 | 0
00 Ret.Exist_Non-FBC_WetFGD_SCR_ACI_DSI & DCCS & CCS | 0 | 0 | 2960.1755 | 0 | 0 | 0 | 0
00 Ret.Exist_Non-FBC_WetFGD_SCR_ACI_DSI & DRET | 0 | 2162.3823 | 0 | 0 | 0 | 0 | 0
00 Ret.Exist_Non-FBC_WetFGD_SCR_ACI_DSI & GPM | 0 | 0 | 0 | 0 | 0 | 0 | 0
00 Ret.Exist_Non-FBC_WetFGD_SCR_ACI_DSI & GPM & C2G | 0 | 0 | 0 | 0 | 0 | 0 | 0
00 Ret.Exist_Non-FBC_WetFGD_SCR_ACI_DSI & GPM & CCS | 0 | 0 | 0 | 0 | 0 | 0 | 0
00 Ret.Exist_Non-FBC_WetFGD_SCR_ACI_DSI & GPM & DRET | 0 | 0 | 0 | 0 | 0 | 0 | 0
00 Ret.Exist_Non-FBC_WetFGD_SCR_ACI_DSI & GPM & NGC | 0 | 0 | 0 | 0 | 0 | 0 | 0
00 Ret.Exist_Non-FBC_WetFGD_SCR_ACI_DSI & NGC | 0 | 0 | 0 | 0 | 0 | 0 | 0
00 Ret.Exist_Non-FBC_WetFGD_SCR_DSI & ACI | 0 | 0 | 0 | 0 | 0 | 0 | 0
00 Ret.Exist_Non-FBC_WetFGD_SCR_DSI & ACI & C2G | 0 | 0 | 0 | 0 | 0 | 0 | 0
00 Ret.Exist_Non-FBC_WetFGD_SCR_DSI & ACI & CCS | 0 | 0 | 0 | 0 | 0 | 0 | 0
00 Ret.Exist_Non-FBC_WetFGD_SCR_DSI & ACI & DRET | 0 | 0 | 0 | 0 | 0 | 0 | 0
00 Ret.Exist_Non-FBC_WetFGD_SCR_DSI & ACI & GPM | 0 | 0 | 0 | 0 | 0 | 0 | 0
00 Ret.Exist_Non-FBC_WetFGD_SCR_DSI & ACI & GPM & C2G | 0 | 0 | 0 | 0 | 0 | 0 | 0
00 Ret.Exist_Non-FBC_WetFGD_SCR_DSI & ACI & GPM & CCS | 0 | 0 | 0 | 0 | 0 | 0 | 0
00 Ret.Exist_Non-FBC_WetFGD_SCR_DSI & ACI & GPM & DRET | 0 | 0 | 0 | 0 | 0 | 0 | 0
00 Ret.Exist_Non-FBC_WetFGD_SCR_DSI & ACI & GPM & NGC | 0 | 0 | 0 | 0 | 0 | 0 | 0
00 Ret.Exist_Non-FBC_WetFGD_SCR_DSI & ACI & NGC | 0 | 0 | 0 | 0 | 0 | 0 | 0
00 Ret.Exist_Non-FBC_WetFGD_SCR_DSI & C2G | 1971 | 0 | 0 | 0 | 0 | 0 | 0
00 Ret.Exist_Non-FBC_WetFGD_SCR_DSI & CCS | 0 | 0 | 0 | 0 | 0 | 0 | 0
00 Ret.Exist_Non-FBC_WetFGD_SCR_DSI & DCCS | 0 | 0 | 0 | 0 | 0 | 0 | 0
00 Ret.Exist_Non-FBC_WetFGD_SCR_DSI & DCCS & CCS | 0 | 0 | 0 | 0 | 0 | 0 | 0
00 Ret.Exist_Non-FBC_WetFGD_SCR_DSI & DRET | 0 | 0 | 0 | 0 | 0 | 0 | 0
00 Ret.Exist_Non-FBC_WetFGD_SCR_DSI & GPM | 0 | 0 | 0 | 0 | 0 | 0 | 0
00 Ret.Exist_Non-FBC_WetFGD_SCR_DSI & GPM & C2G | 0 | 0 | 0 | 0 | 0 | 0 | 0
00 Ret.Exist_Non-FBC_WetFGD_SCR_DSI & GPM & CCS | 0 | 0 | 0 | 0 | 0 | 0 | 0
00 Ret.Exist_Non-FBC_WetFGD_SCR_DSI & GPM & DRET | 0 | 0 | 0 | 0 | 0 | 0 | 0
00 Ret.Exist_Non-FBC_WetFGD_SCR_DSI & GPM & NGC | 0 | 0 | 0 | 0 | 0 | 0 | 0
00 Ret.Exist_Non-FBC_WetFGD_SCR_DSI & NGC | 0 | 0 | 0 | 0 | 0 | 0 | 0
00 Ret.Exist_Non-FBC_WetFGD_SNCR & ACI | 0 | 0 | 0 | 0 | 0 | 0 | 0
00 Ret.Exist_Non-FBC_WetFGD_SNCR & ACI & C2G | 0 | 0 | 0 | 0 | 0 | 0 | 0
00 Ret.Exist_Non-FBC_WetFGD_SNCR & ACI & C2G & SCR | 0 | 0 | 0 | 0 | 0 | 0 | 0
00 Ret.Exist_Non-FBC_WetFGD_SNCR & ACI & DRET | 0 | 0 | 0 | 0 | 0 | 0 | 0
00 Ret.Exist_Non-FBC_WetFGD_SNCR & ACI & GPM | 0 | 0 | 0 | 0 | 0 | 0 | 0
00 Ret.Exist_Non-FBC_WetFGD_SNCR & ACI & GPM & C2G | 0 | 0 | 0 | 0 | 0 | 0 | 0
00 Ret.Exist_Non-FBC_WetFGD_SNCR & ACI & GPM & C2G & SCR | 0 | 0 | 0 | 0 | 0 | 0 | 0
00 Ret.Exist_Non-FBC_WetFGD_SNCR & ACI & GPM & DRET | 0 | 0 | 0 | 0 | 0 | 0 | 0
00 Ret.Exist_Non-FBC_WetFGD_SNCR & ACI & GPM & NGC | 0 | 0 | 0 | 0 | 0 | 0 | 0
00 Ret.Exist_Non-FBC_WetFGD_SNCR & ACI & GPM & SCR | 0 | 0 | 0 | 0 | 0 | 0 | 0
00 Ret.Exist_Non-FBC_WetFGD_SNCR & ACI & GPM & SCR & CCS | 0 | 0 | 0 | 0 | 0 | 0 | 0
00 Ret.Exist_Non-FBC_WetFGD_SNCR & ACI & GPM & SCR & DRET | 0 | 0 | 0 | 0 | 0 | 0 | 0
00 Ret.Exist_Non-FBC_WetFGD_SNCR & ACI & GPM & SCR & NGC | 0 | 0 | 0 | 0 | 0 | 0 | 0
00 Ret.Exist_Non-FBC_WetFGD_SNCR & ACI & NGC | 0 | 0 | 0 | 0 | 0 | 0 | 0
00 Ret.Exist_Non-FBC_WetFGD_SNCR & ACI & SCR | 0 | 0 | 0 | 0 | 0 | 0 | 0
00 Ret.Exist_Non-FBC_WetFGD_SNCR & ACI & SCR & CCS | 0 | 0 | 0 | 0 | 0 | 0 | 0
00 Ret.Exist_Non-FBC_WetFGD_SNCR & ACI & SCR & DRET | 0 | 0 | 0 | 0 | 0 | 0 | 0
00 Ret.Exist_Non-FBC_WetFGD_SNCR & ACI & SCR & NGC | 0 | 0 | 0 | 0 | 0 | 0 | 0
00 Ret.Exist_Non-FBC_WetFGD_SNCR & C2G | 0 | 0 | 0 | 0 | 0 | 0 | 0
00 Ret.Exist_Non-FBC_WetFGD_SNCR & C2G & SCR | 0 | 0 | 0 | 0 | 0 | 0 | 0
00 Ret.Exist_Non-FBC_WetFGD_SNCR & DCCS | 0 | 0 | 0 | 0 | 0 | 0 | 0
00 Ret.Exist_Non-FBC_WetFGD_SNCR & DCCS & SCR & CCS | 0 | 0 | 0 | 0 | 0 | 0 | 0
00 Ret.Exist_Non-FBC_WetFGD_SNCR & DRET | 0 | 0 | 0 | 0 | 0 | 0 | 0
00 Ret.Exist_Non-FBC_WetFGD_SNCR & GPM | 0 | 0 | 0 | 0 | 0 | 0 | 0
00 Ret.Exist_Non-FBC_WetFGD_SNCR & GPM & C2G | 0 | 0 | 0 | 0 | 0 | 0 | 0
00 Ret.Exist_Non-FBC_WetFGD_SNCR & GPM & C2G & SCR | 0 | 0 | 0 | 0 | 0 | 0 | 0
00 Ret.Exist_Non-FBC_WetFGD_SNCR & GPM & DRET | 0 | 0 | 0 | 0 | 0 | 0 | 0
00 Ret.Exist_Non-FBC_WetFGD_SNCR & GPM & NGC | 0 | 0 | 0 | 0 | 0 | 0 | 0
00 Ret.Exist_Non-FBC_WetFGD_SNCR & GPM & SCR | 0 | 0 | 0 | 0 | 0 | 0 | 0
00 Ret.Exist_Non-FBC_WetFGD_SNCR & GPM & SCR & CCS | 0 | 0 | 0 | 0 | 0 | 0 | 0
00 Ret.Exist_Non-FBC_WetFGD_SNCR & GPM & SCR & DRET | 0 | 0 | 0 | 0 | 0 | 0 | 0
00 Ret.Exist_Non-FBC_WetFGD_SNCR & GPM & SCR & NGC | 0 | 0 | 0 | 0 | 0 | 0 | 0
00 Ret.Exist_Non-FBC_WetFGD_SNCR & NGC | 0 | 0 | 0 | 0 | 0 | 0 | 0
00 Ret.Exist_Non-FBC_WetFGD_SNCR & SCR | 0 | 0 | 0 | 0 | 0 | 0 | 0
00 Ret.Exist_Non-FBC_WetFGD_SNCR & SCR & C2G | 0 | 0 | 0 | 0 | 0 | 0 | 0
00 Ret.Exist_Non-FBC_WetFGD_SNCR & SCR & CCS | 0 | 0 | 0 | 0 | 0 | 0 | 0
00 Ret.Exist_Non-FBC_WetFGD_SNCR & SCR & DRET | 0 | 0 | 0 | 0 | 0 | 0 | 0
00 Ret.Exist_Non-FBC_WetFGD_SNCR & SCR & NGC | 0 | 0 | 0 | 0 | 0 | 0 | 0
00 Ret.Exist_Non-FBC_WetFGD_SNCR_ACI & C2G | 0 | 0 | 0 | 0 | 0 | 0 | 0
00 Ret.Exist_Non-FBC_WetFGD_SNCR_ACI & C2G & SCR | 0 | 0 | 0 | 0 | 0 | 0 | 0
00 Ret.Exist_Non-FBC_WetFGD_SNCR_ACI & DCCS | 0 | 902.3896 | 0 | 0 | 0 | 0 | 0
00 Ret.Exist_Non-FBC_WetFGD_SNCR_ACI & DCCS & SCR & CCS | 0 | 0 | 593.1438 | 0 | 0 | 0 | 0
00 Ret.Exist_Non-FBC_WetFGD_SNCR_ACI & DRET | 0 | 1498.1741 | 0 | 0 | 0 | 0 | 0
00 Ret.Exist_Non-FBC_WetFGD_SNCR_ACI & GPM | 0 | 0 | 0 | 0 | 0 | 0 | 0
00 Ret.Exist_Non-FBC_WetFGD_SNCR_ACI & GPM & C2G | 0 | 0 | 0 | 0 | 0 | 0 | 0
00 Ret.Exist_Non-FBC_WetFGD_SNCR_ACI & GPM & C2G & SCR | 0 | 0 | 0 | 0 | 0 | 0 | 0
00 Ret.Exist_Non-FBC_WetFGD_SNCR_ACI & GPM & DRET | 0 | 0 | 0 | 0 | 0 | 0 | 0
00 Ret.Exist_Non-FBC_WetFGD_SNCR_ACI & GPM & NGC | 0 | 0 | 0 | 0 | 0 | 0 | 0
00 Ret.Exist_Non-FBC_WetFGD_SNCR_ACI & GPM & SCR | 0 | 0 | 0 | 0 | 0 | 0 | 0
00 Ret.Exist_Non-FBC_WetFGD_SNCR_ACI & GPM & SCR & CCS | 0 | 0 | 0 | 0 | 0 | 0 | 0
00 Ret.Exist_Non-FBC_WetFGD_SNCR_ACI & GPM & SCR & DRET | 0 | 0 | 0 | 0 | 0 | 0 | 0
00 Ret.Exist_Non-FBC_WetFGD_SNCR_ACI & GPM & SCR & NGC | 0 | 0 | 0 | 0 | 0 | 0 | 0
00 Ret.Exist_Non-FBC_WetFGD_SNCR_ACI & NGC | 0 | 0 | 0 | 0 | 0 | 0 | 0
00 Ret.Exist_Non-FBC_WetFGD_SNCR_ACI & SCR | 70.6607 | 113.9115 | 0 | 0 | 0 | 0 | 0
00 Ret.Exist_Non-FBC_WetFGD_SNCR_ACI & SCR & C2G | 0 | 0 | 0 | 0 | 0 | 0 | 0
00 Ret.Exist_Non-FBC_WetFGD_SNCR_ACI & SCR & CCS | 0 | 72.5026 | 0 | 0 | 0 | 0 | 0
00 Ret.Exist_Non-FBC_WetFGD_SNCR_ACI & SCR & DRET | 0 | 70.6607 | 0 | 0 | 0 | 0 | 0
00 Ret.Exist_Non-FBC_WetFGD_SNCR_ACI & SCR & NGC | 0 | 0 | 0 | 0 | 0 | 0 | 0
00 Existing Combined Cycle Retirement | 748 | 0 | 1345.0904 | 620.0822 | 5965.7 | 7499.6 | 653
00 New Combined Cycle Retirement | 0 | 0 | 0 | 0 | 0 | 0 | 0
00 Existing Combustion Turbine Retirement | 480.1 | 468.5 | 1287.6004 | 164 | 10760.6996 | 4467.5 | 0
00 New Combustion Turbine Retirement | 0 | 0 | 0 | 0 | 0 | 0 | 0
00 Oil/Gas Steam Retirement | 11140.8431 | 196 | 7146.3451 | 1070 | 275 | 2623.6 | 42.2686
00 Coal Steam Retirement | 42261.4926 | 18301.4572 | 43790.1889 | 1384.1999 | 17911.4542 | 0 | 47
00 IGCC Retirement | 220 | 0 | 595 | 0 | 0 | 0 | 0
00 Nuclear Retirement | 0 | 2687.6 | 7187.5 | 4632.6 | 14217.9 | 19479.6 | 16832.8
00 Biomass Retirement | 2940.1 | 0 | 12 | 46.5 | 0 | 0 | 0
00 Fossil_Other Retirement | 0 | 0 | 0 | 0 | 0 | 0 | 0
00 Fuel Cell Retirement | 0 | 0 | 0 | 0 | 0 | 0 | 0
00 Geothermal Retirement | 0 | 0 | 0 | 0 | 0 | 0 | 0
00 Hydro Retirement | 55 | 0 | 0 | 0 | 0 | 0 | 0
00 Landfill Gas Retirement | 6.4 | 0 | 119.6 | 0 | 0 | 0 | 0
00 Non Fossil_Other Retirement | 0 | 0 | 0 | 0 | 0 | 0 | 0
00 Solar Thermal Retirement | 0 | 0 | 0 | 0 | 0 | 0 | 0
00 Exist Dummy | 0 | 0 | 0 | 0 | 0 | 0 | 0
Total | 211731.7298 | 177725.9651 | 417724.4206 | 311575.474 | 455634.0641 | 184995.8869 | 161086.3535
12. Generation by Capacity Reporting Type [GWh]
00 New Combined Cycle | 193517.3417 | 193644.0304 | 123951.0801 | 114157.486 | 96630.0802 | 211943.3519 | 360314.3812
00 New Combined Cycle with CCS Retrofit | 0 | 0 | 4970.1729 | 4970.1729 | 4321.9879 | 4414.2745 | 4414.6322
00 New Combined Cycle with CF Limit | 0 | 0 | 0 | 0 | 0 | 0 | 0
00 New Combined Cycle with HRI Retrofit | 0 | 0 | 0 | 0 | 0 | 0 | 0
00 New Combined Cycle with Hydrogen Retrofit | 0 | 9439.392 | 0 | 0 | 0 | 0 | 0
00 New Combined Cycle with Hydrogen Retrofit Undone | 0 | 0 | 5424.938 | 5424.9379 | 5424.9379 | 5424.938 | 5424.9379
00 New Combined Cycle with CCS | 0 | 0 | 0 | 0 | 0 | 0 | 0
00 New Combustion Turbine | 4996.3182 | 11158.5981 | 13765.545 | 15187.9932 | 19785.524 | 39150.8961 | 56285.4125
00 New Combustion Turbine with HRI Retrofit | 0 | 0 | 0 | 0 | 0 | 0 | 0
00 New Combustion Turbine with Hydrogen Retrofit | 0 | 0 | 0 | 0 | 0 | 137.4197 | 130.429
00 New Combustion Turbine with Hydrogen Retrofit Undone | 0 | 0 | 0 | 0 | 0 | 0 | 0
00 New Hydro | 0 | 6738.9047 | 25851.1507 | 49584.3015 | 47497.0421 | 47956.1825 | 48203.3927
00 New Nuclear | 0 | 0 | 0 | 0 | 0 | 0 | 0
00 New Nuclear - SMR | 0 | 0 | 0 | 0 | 0 | 0 | 0
00 New Biomass | 0 | 0 | 0 | 0 | 0 | 0 | 0
00 New Geothermal | 4744.8277 | 4744.8277 | 4744.8277 | 4744.8277 | 4689.6426 | 4690.6839 | 4744.8277
00 New Landfill Gas | 11538.7565 | 11559.72 | 11315.32 | 10557.7755 | 9635.2754 | 20597.8668 | 23976.9968
00 New Battery Storage | 30467.8498 | 44789.7793 | 138139.5238 | 175519.2895 | 264920.4583 | 269732.2062 | 273537.4768
00 New Offshore Wind | 34975.3298 | 48210.2666 | 137181.7595 | 139292.5814 | 246861.4559 | 246861.4559 | 246861.4559
00 New Onshore Wind | 161372.3847 | 333665.1382 | 844695.6358 | 1557522.4129 | 2034120.0868 | 2053180.7664 | 2172649.9157
00 New Solar PV | 96301.4024 | 101403.6786 | 407202.2216 | 526733.3868 | 910814.3302 | 946906.3463 | 1013840.2576
00 New Solar Thermal | 0 | 0 | 0 | 0 | 0 | 0 | 2225.6911
00 New Fuel Cell | 0 | 0 | 0 | 0 | 0 | 0 | 0
00 New Ultrasupercritical Coal without CCS | 0 | 0 | 0 | 0 | 0 | 0 | 0
00 New Ultrasupercritical Coal with 30% CCS | 0 | 0 | 0 | 0 | 0 | 0 | 0
00 New Ultrasupercritical Coal with 90% CCS | 0 | 0 | 0 | 0 | 0 | 0 | 0
00 Exist & New Distributed Solar PV | 120990.2626 | 137513.93 | 180135.0948 | 226389.973 | 277277.5639 | 334737.5676 | 409667.2158
00 Exist Combined Cycle | 1399457.3748 | 1419683.3229 | 1214037.9176 | 779262.806 | 489632.276 | 640829.2809 | 673392.3568
00 Exist Combustion Turbine | 35733.4942 | 27531.2777 | 27341.0945 | 10070.2554 | 7979.607 | 8132.2852 | 7999.5787
00 Exist FBC_Uncontrolled | 3.7849 | 5.6702 | 3.7789 | 2.4468 | 0 | 0 | 0
00 Exist FBC_ACI_DSI | 1027.113 | 0 | 0 | 0 | 0 | 0 | 0
00 Exist FBC_DryFGD_ACI | 227.4408 | 0 | 0 | 0 | 0 | 0 | 0
00 Exist FBC_DryFGD_DSI | 0 | 0 | 0 | 0 | 0 | 0 | 0
00 Exist FBC_DryFGD_SNCR | 3636.7635 | 0 | 0 | 0 | 0 | 0 | 0
00 Exist FBC_DryFGD_SNCR_ACI | 2568.2335 | 0 | 0 | 0 | 0 | 0 | 0
00 Exist FBC_DryFGD_SNCR_ACI_DSI | 993.8217 | 0 | 0 | 0 | 0 | 0 | 0
00 Exist FBC_DryFGD_SNCR_DSI | 0 | 0 | 0 | 0 | 0 | 0 | 0
00 Exist FBC_DSI | 3020.4444 | 0 | 0 | 0 | 0 | 0 | 0
00 Exist FBC_SNCR | 0 | 0 | 0 | 0 | 0 | 0 | 0
00 Exist FBC_SNCR_ACI_DSI | 0 | 0 | 0 | 0 | 0 | 0 | 0
00 Exist FBC_SNCR_DSI | 7419.107 | 0 | 0 | 0 | 0 | 0 | 0
00 Exist FBC_WetFGD_SNCR | 88.8624 | 0 | 0 | 0 | 0 | 0 | 0
00 Exist FBC_WetFGD_DSI | 372.4638 | 0 | 0 | 0 | 0 | 0 | 0
00 Exist_Non-FBC_Uncontrolled | 1847.6969 | 327.4694 | 187.0617 | 38.6316 | 38.6316 | 171.0421 | 270.3743
00 Exist_Non-FBC_ACI | 42753.3031 | 63.5541 | 47.3085 | 0 | 0 | 43.4778 | 55.638
00 Exist_Non-FBC_ACI_DSI | 4734.1193 | 0 | 0 | 0 | 0 | 0 | 0
00 Exist_Non-FBC_DryFGD | 0 | 0 | 0 | 0 | 0 | 0 | 0
00 Exist_Non-FBC_DryFGD_ACI | 28620.6259 | 83.5441 | 143.2867 | 156.7917 | 131.4736 | 156.7917 | 156.7917
00 Exist_Non-FBC_DryFGD_SCR | 217.3369 | 0 | 0 | 0 | 0 | 0 | 0
00 Exist_Non-FBC_DryFGD_SCR_ACI | 38611.709 | 15.5928 | 0 | 0 | 0 | 0 | 0
00 Exist_Non-FBC_DryFGD_SCR_DSI | 1254.4509 | 0 | 0 | 0 | 0 | 0 | 0
00 Exist_Non-FBC_DryFGD_SCR_ACI_DSI | 4782.6017 | 0 | 0 | 0 | 0 | 0 | 0
00 Exist_Non-FBC_DryFGD_SNCR_ACI | 14610.2385 | 0 | 0 | 0 | 0 | 0 | 0
00 Exist_Non-FBC_DryFGD_SNCR_ACI_DSI | 0 | 0 | 0 | 0 | 0 | 0 | 0
00 Exist_Non-FBC_DSI | 1001.7966 | 0 | 0 | 0 | 0 | 0 | 0
00 Exist_Non-FBC_SCR_ACI | 12451.2675 | 0 | 0 | 0 | 0 | 0 | 0
00 Exist_Non-FBC_SCR_ACI_DSI | 1154.2374 | 0 | 0 | 0 | 0 | 0 | 0
00 Exist_Non-FBC_SNCR_ACI | 687.875 | 0 | 0 | 0 | 0 | 0 | 0
00 Exist_Non-FBC_SNCR_ACI_DSI | 0 | 0 | 0 | 0 | 0 | 0 | 0
00 Exist_Non-FBC_WetFGD | 13667.6348 | 0 | 0 | 0 | 0 | 0 | 0
00 Exist_Non-FBC_WetFGD_ACI | 19342.5104 | 0 | 0 | 0 | 0 | 0 | 0
00 Exist_Non-FBC_WetFGD_ACI_DSI | 0 | 0 | 0 | 0 | 0 | 0 | 0
00 Exist_Non-FBC_WetFGD_SCR | 117588.473 | 0 | 0 | 0 | 0 | 0 | 0
00 Exist_Non-FBC_WetFGD_SCR_DSI | 3308.9691 | 0 | 0 | 0 | 0 | 0 | 0
00 Exist_Non-FBC_WetFGD_SCR_ACI | 70537.7025 | 0 | 0 | 0 | 0 | 0 | 0
00 Exist_Non-FBC_WetFGD_SCR_ACI_DSI | 29536.6336 | 0 | 0 | 0 | 0 | 0 | 0
00 Exist_Non-FBC_WetFGD_SNCR | 2381.2084 | 0 | 0 | 0 | 0 | 0 | 0
00 Exist_Non-FBC_WetFGD_SNCR_ACI | 10959.144 | 0 | 0 | 0 | 0 | 0 | 0
00 Exist IGCC | 3517.0688 | 3588.6695 | 0 | 0 | 0 | 0 | 0
00 Exist Fossil_Other | 4182.1837 | 4171.8538 | 4146.4831 | 4112.8667 | 3783.0566 | 3867.8214 | 3867.8625
00 Exist Fuel Cell | 1632.7081 | 1579.9438 | 1492.0862 | 1191.1627 | 841.1014 | 1006.7324 | 1049.9382
00 Exist Hydro | 270154.0611 | 270154.0611 | 270154.9305 | 267625.8168 | 266079.8743 | 267157.5584 | 267528.3927
00 Exist Non Fossil_Other | 21836.4266 | 21836.4266 | 21750.2787 | 20543.2897 | 20010.2067 | 20082.509 | 20332.4891
00 Exist Nuclear | 751095.2632 | 729111.6499 | 666211.475 | 612943.522 | 472730.0132 | 352894.6396 | 222638.1416
00 Exist Oil/Gas Steam | 19202.048 | 17160.5495 | 5858.8803 | 3468.5267 | 3305.129 | 3123.0795 | 3121.669
00 Exist Oil/Gas Steam_SCR | 3693.9027 | 3416.9745 | 1284.8118 | 1219.163 | 1138.0725 | 1188.7068 | 1213.9847
00 Exist Oil/Gas Steam_SNCR | 1701.3742 | 734.2102 | 437.2658 | 366.6488 | 321.1692 | 365.7695 | 321.6819
00 Exist Biomass | 289.1742 | 539.9005 | 396.3203 | 29.4675 | 8.5634 | 177.1706 | 481.2176
00 Exist Landfill Gas | 9235.5568 | 9236.9497 | 8465.7204 | 7996.394 | 7414.5308 | 7384.664 | 7557.6245
00 Exist Geothermal | 16525.421 | 16525.421 | 16525.421 | 16525.421 | 16525.421 | 16525.421 | 16525.421
00 Exist Pump Storage | 22825.7842 | 21522.6758 | 21366.0911 | 18304.2731 | 28802.0251 | 27509.6771 | 27612.3058
00 Exist Energy Storage | 21010.8873 | 20583.0454 | 20165.0639 | 21148.3659 | 20825.5003 | 20564.1599 | 21044.3356
00 Exist Solar PV | 303041.3305 | 303041.3305 | 303036.1864 | 303036.1864 | 303036.1864 | 303036.1864 | 303036.1864
00 Exist Solar Thermal | 2986.1177 | 2986.1177 | 2986.1177 | 2986.1177 | 2986.1177 | 2986.1177 | 2986.1177
00 Exist Offshore Wind | 29358.536 | 29358.536 | 29358.536 | 29358.536 | 29358.536 | 29358.536 | 29358.536
00 Exist Onshore Wind | 515573.2649 | 515573.2649 | 515573.2649 | 515573.2649 | 515573.2649 | 515573.2649 | 515573.2649
00 International Imports | 3046.728 | 3046.728 | 3046.728 | 2768.16 | 2768.16 | 2768.16 | 2768.16
00 Ret.Exist Combined Cycle & CF Limit | 0 | 0 | 0 | 0 | 0 | 0 | 0
00 Ret.Exist Combined Cycle & CCS | 0 | 0 | 557.5182 | 557.5182 | 294.1507 | 317.6025 | 317.6025
00 Ret.Exist Combined Cycle & Hydrogen | 0 | 2186.3789 | 1267.0446 | 340.6757 | 119.8756 | 2724.0222 | 6224.0182
00 Ret.Exist Combined Cycle & Hydrogen Retrofit Undone | 0 | 0 | 0 | 0 | 0 | 0 | 0
00 Ret.Exist Combined Cycle & HRI | 0 | 0 | 0 | 0 | 0 | 0 | 0
00 Ret.Exist Combustion Turbine & HRI | 0 | 0 | 0 | 0 | 0 | 0 | 0
00 Ret.Exist_FBC_NoCtrl & CCS | 0 | 0 | 0 | 0 | 0 | 0 | 0
00 Ret.Exist_FBC_NoCtrl & DRET | 0 | 0 | 0 | 0 | 0 | 0 | 0
00 Ret.Exist_FBC_NoCtrl & GPM | 0 | 0 | 0 | 0 | 0 | 0 | 0
00 Ret.Exist_FBC_NoCtrl & GPM & CCS | 0 | 0 | 0 | 0 | 0 | 0 | 0
00 Ret.Exist_FBC_NoCtrl & GPM & DRET | 0 | 0 | 0 | 0 | 0 | 0 | 0
00 Ret.Exist_FBC_NoCtrl & GPM & NGC | 0 | 0 | 0 | 0 | 0 | 0 | 0
00 Ret.Exist_FBC_NoCtrl & GPM & SNCR | 0 | 0 | 0 | 0 | 0 | 0 | 0
00 Ret.Exist_FBC_NoCtrl & GPM & SNCR & CCS | 0 | 0 | 0 | 0 | 0 | 0 | 0
00 Ret.Exist_FBC_NoCtrl & GPM & SNCR & DRET | 0 | 0 | 0 | 0 | 0 | 0 | 0
00 Ret.Exist_FBC_NoCtrl & GPM & SNCR & NGC | 0 | 0 | 0 | 0 | 0 | 0 | 0
00 Ret.Exist_FBC_NoCtrl & NGC | 0 | 0 | 0 | 0 | 0 | 0 | 0
00 Ret.Exist_FBC_NoCtrl & SNCR | 0 | 0 | 0 | 0 | 0 | 0 | 0
00 Ret.Exist_FBC_NoCtrl & SNCR & CCS | 0 | 0 | 0 | 0 | 0 | 0 | 0
00 Ret.Exist_FBC_NoCtrl & SNCR & DRET | 0 | 0 | 0 | 0 | 0 | 0 | 0
00 Ret.Exist_FBC_NoCtrl & SNCR & NGC | 0 | 0 | 0 | 0 | 0 | 0 | 0
00 Ret.Exist_FBC_ACI_DSI & CCS | 0 | 0 | 0 | 0 | 0 | 0 | 0
00 Ret.Exist_FBC_ACI_DSI & DCCS | 0 | 1387.0734 | 0 | 0 | 0 | 0 | 0
00 Ret.Exist_FBC_ACI_DSI & DCCS & CCS | 0 | 0 | 2019.0152 | 2019.0152 | 0 | 0 | 0
00 Ret.Exist_FBC_ACI_DSI & DCCS & SNCR & CCS | 0 | 0 | 0 | 0 | 0 | 0 | 0
00 Ret.Exist_FBC_ACI_DSI & DRET | 0 | 277.5221 | 0 | 0 | 0 | 0 | 0
00 Ret.Exist_FBC_ACI_DSI & GPM | 0 | 0 | 0 | 0 | 0 | 0 | 0
00 Ret.Exist_FBC_ACI_DSI & GPM & CCS | 0 | 0 | 0 | 0 | 0 | 0 | 0
00 Ret.Exist_FBC_ACI_DSI & GPM & DRET | 0 | 0 | 0 | 0 | 0 | 0 | 0
00 Ret.Exist_FBC_ACI_DSI & GPM & NGC | 0 | 0 | 0 | 0 | 0 | 0 | 0
00 Ret.Exist_FBC_ACI_DSI & GPM & SNCR | 0 | 0 | 0 | 0 | 0 | 0 | 0
00 Ret.Exist_FBC_ACI_DSI & GPM & SNCR & CCS | 0 | 0 | 0 | 0 | 0 | 0 | 0
00 Ret.Exist_FBC_ACI_DSI & GPM & SNCR & DRET | 0 | 0 | 0 | 0 | 0 | 0 | 0
00 Ret.Exist_FBC_ACI_DSI & GPM & SNCR & NGC | 0 | 0 | 0 | 0 | 0 | 0 | 0
00 Ret.Exist_FBC_ACI_DSI & NGC | 0 | 0 | 0 | 0 | 0 | 0 | 0
00 Ret.Exist_FBC_ACI_DSI & SNCR | 0 | 0 | 0 | 0 | 0 | 0 | 0
00 Ret.Exist_FBC_ACI_DSI & SNCR & CCS | 0 | 0 | 0 | 0 | 0 | 0 | 0
00 Ret.Exist_FBC_ACI_DSI & SNCR & DRET | 0 | 0 | 0 | 0 | 0 | 0 | 0
00 Ret.Exist_FBC_ACI_DSI & SNCR & NGC | 0 | 0 | 0 | 0 | 0 | 0 | 0
00 Ret.Exist_FBC_DryFGD_ACI & CCS | 0 | 0 | 0 | 0 | 0 | 0 | 0
00 Ret.Exist_FBC_DryFGD_ACI & DCCS | 0 | 0 | 0 | 0 | 0 | 0 | 0
00 Ret.Exist_FBC_DryFGD_ACI & DCCS & CCS | 0 | 0 | 0 | 0 | 0 | 0 | 0
00 Ret.Exist_FBC_DryFGD_ACI & DCCS & SNCR & CCS | 0 | 0 | 0 | 0 | 0 | 0 | 0
00 Ret.Exist_FBC_DryFGD_ACI & DRET | 0 | 410.9571 | 0 | 0 | 0 | 0 | 0
00 Ret.Exist_FBC_DryFGD_ACI & GPM | 0 | 0 | 0 | 0 | 0 | 0 | 0
00 Ret.Exist_FBC_DryFGD_ACI & GPM & CCS | 0 | 0 | 0 | 0 | 0 | 0 | 0
00 Ret.Exist_FBC_DryFGD_ACI & GPM & DRET | 0 | 0 | 0 | 0 | 0 | 0 | 0
00 Ret.Exist_FBC_DryFGD_ACI & GPM & NGC | 0 | 0 | 0 | 0 | 0 | 0 | 0
00 Ret.Exist_FBC_DryFGD_ACI & GPM & SNCR | 0 | 0 | 0 | 0 | 0 | 0 | 0
00 Ret.Exist_FBC_DryFGD_ACI & GPM & SNCR & CCS | 0 | 0 | 0 | 0 | 0 | 0 | 0
00 Ret.Exist_FBC_DryFGD_ACI & GPM & SNCR & DRET | 0 | 0 | 0 | 0 | 0 | 0 | 0
00 Ret.Exist_FBC_DryFGD_ACI & GPM & SNCR & NGC | 0 | 0 | 0 | 0 | 0 | 0 | 0
00 Ret.Exist_FBC_DryFGD_ACI & NGC | 0 | 0 | 0 | 0 | 0 | 0 | 0
00 Ret.Exist_FBC_DryFGD_ACI & SNCR | 0 | 0 | 0 | 0 | 0 | 0 | 0
00 Ret.Exist_FBC_DryFGD_ACI & SNCR & CCS | 0 | 0 | 0 | 0 | 0 | 0 | 0
00 Ret.Exist_FBC_DryFGD_ACI & SNCR & DRET | 0 | 0 | 0 | 0 | 0 | 0 | 0
00 Ret.Exist_FBC_DryFGD_ACI & SNCR & NGC | 0 | 0 | 0 | 0 | 0 | 0 | 0
00 Ret.Exist_FBC_DryFGD_DSI & ACI | 0 | 0 | 0 | 0 | 0 | 0 | 0
00 Ret.Exist_FBC_DryFGD_DSI & ACI & DRET | 0 | 0 | 0 | 0 | 0 | 0 | 0
00 Ret.Exist_FBC_DryFGD_DSI & ACI & GPM | 0 | 0 | 0 | 0 | 0 | 0 | 0
00 Ret.Exist_FBC_DryFGD_DSI & ACI & GPM & DRET | 0 | 0 | 0 | 0 | 0 | 0 | 0
00 Ret.Exist_FBC_DryFGD_DSI & ACI & GPM & NGC | 0 | 0 | 0 | 0 | 0 | 0 | 0
00 Ret.Exist_FBC_DryFGD_DSI & ACI & GPM & SNCR | 0 | 0 | 0 | 0 | 0 | 0 | 0
00 Ret.Exist_FBC_DryFGD_DSI & ACI & GPM & SNCR & DRET | 0 | 0 | 0 | 0 | 0 | 0 | 0
00 Ret.Exist_FBC_DryFGD_DSI & ACI & GPM & SNCR & NGC | 0 | 0 | 0 | 0 | 0 | 0 | 0
00 Ret.Exist_FBC_DryFGD_DSI & ACI & NGC | 0 | 0 | 0 | 0 | 0 | 0 | 0
00 Ret.Exist_FBC_DryFGD_DSI & ACI & SNCR | 0 | 0 | 0 | 0 | 0 | 0 | 0
00 Ret.Exist_FBC_DryFGD_DSI & ACI & SNCR & DRET | 0 | 0 | 0 | 0 | 0 | 0 | 0
00 Ret.Exist_FBC_DryFGD_DSI & ACI & SNCR & NGC | 0 | 0 | 0 | 0 | 0 | 0 | 0
00 Ret.Exist_FBC_DryFGD_DSI & DRET | 0 | 0 | 0 | 0 | 0 | 0 | 0
00 Ret.Exist_FBC_DryFGD_DSI & GPM | 0 | 0 | 0 | 0 | 0 | 0 | 0
00 Ret.Exist_FBC_DryFGD_DSI & GPM & DRET | 0 | 0 | 0 | 0 | 0 | 0 | 0
00 Ret.Exist_FBC_DryFGD_DSI & GPM & NGC | 0 | 0 | 0 | 0 | 0 | 0 | 0
00 Ret.Exist_FBC_DryFGD_DSI & GPM & SNCR | 0 | 0 | 0 | 0 | 0 | 0 | 0
00 Ret.Exist_FBC_DryFGD_DSI & GPM & SNCR & DRET | 0 | 0 | 0 | 0 | 0 | 0 | 0
00 Ret.Exist_FBC_DryFGD_DSI & GPM & SNCR & NGC | 0 | 0 | 0 | 0 | 0 | 0 | 0
00 Ret.Exist_FBC_DryFGD_DSI & NGC | 0 | 0 | 0 | 0 | 0 | 0 | 0
00 Ret.Exist_FBC_DryFGD_DSI & SNCR | 0 | 0 | 0 | 0 | 0 | 0 | 0
00 Ret.Exist_FBC_DryFGD_DSI & SNCR & DRET | 0 | 0 | 0 | 0 | 0 | 0 | 0
00 Ret.Exist_FBC_DryFGD_DSI & SNCR & NGC | 0 | 0 | 0 | 0 | 0 | 0 | 0
00 Ret.Exist_FBC_DryFGD_SNCR & ACI | 0 | 0 | 0 | 0 | 0 | 0 | 0
00 Ret.Exist_FBC_DryFGD_SNCR & ACI & CCS | 0 | 0 | 0 | 0 | 0 | 0 | 0
00 Ret.Exist_FBC_DryFGD_SNCR & ACI & DRET | 0 | 0 | 0 | 0 | 0 | 0 | 0
00 Ret.Exist_FBC_DryFGD_SNCR & ACI & GPM | 0 | 0 | 0 | 0 | 0 | 0 | 0
00 Ret.Exist_FBC_DryFGD_SNCR & ACI & GPM & CCS | 0 | 0 | 0 | 0 | 0 | 0 | 0
00 Ret.Exist_FBC_DryFGD_SNCR & ACI & GPM & DRET | 0 | 0 | 0 | 0 | 0 | 0 | 0
00 Ret.Exist_FBC_DryFGD_SNCR & ACI & GPM & NGC | 0 | 0 | 0 | 0 | 0 | 0 | 0
00 Ret.Exist_FBC_DryFGD_SNCR & ACI & NGC | 0 | 0 | 0 | 0 | 0 | 0 | 0
00 Ret.Exist_FBC_DryFGD_SNCR & CCS | 0 | 0 | 0 | 0 | 0 | 0 | 0
00 Ret.Exist_FBC_DryFGD_SNCR & DCCS | 0 | 2997.0441 | 0 | 0 | 0 | 0 | 0
00 Ret.Exist_FBC_DryFGD_SNCR & DCCS & CCS | 0 | 0 | 2466.6971 | 2466.6971 | 0 | 0 | 0
00 Ret.Exist_FBC_DryFGD_SNCR & DRET | 0 | 743.5783 | 0 | 0 | 0 | 0 | 0
00 Ret.Exist_FBC_DryFGD_SNCR & GPM | 0 | 0 | 0 | 0 | 0 | 0 | 0
00 Ret.Exist_FBC_DryFGD_SNCR & GPM & CCS | 0 | 0 | 0 | 0 | 0 | 0 | 0
00 Ret.Exist_FBC_DryFGD_SNCR & GPM & DRET | 0 | 0 | 0 | 0 | 0 | 0 | 0
00 Ret.Exist_FBC_DryFGD_SNCR & GPM & NGC | 0 | 0 | 0 | 0 | 0 | 0 | 0
00 Ret.Exist_FBC_DryFGD_SNCR & NGC | 0 | 0 | 0 | 0 | 0 | 0 | 0
00 Ret.Exist_FBC_DryFGD_SNCR_ACI & CCS | 0 | 0 | 0 | 0 | 0 | 0 | 0
00 Ret.Exist_FBC_DryFGD_SNCR_ACI & DCCS | 0 | 11.1621 | 0 | 0 | 0 | 0 | 0
00 Ret.Exist_FBC_DryFGD_SNCR_ACI & DCCS & CCS | 0 | 0 | 12.5496 | 12.5496 | 0 | 0 | 0
00 Ret.Exist_FBC_DryFGD_SNCR_ACI & DRET | 0 | 1765.8444 | 0 | 0 | 0 | 0 | 0
00 Ret.Exist_FBC_DryFGD_SNCR_ACI & GPM | 0 | 0 | 0 | 0 | 0 | 0 | 0
00 Ret.Exist_FBC_DryFGD_SNCR_ACI & GPM & CCS | 0 | 0 | 0 | 0 | 0 | 0 | 0
00 Ret.Exist_FBC_DryFGD_SNCR_ACI & GPM & DRET | 0 | 0 | 0 | 0 | 0 | 0 | 0
00 Ret.Exist_FBC_DryFGD_SNCR_ACI & GPM & NGC | 0 | 0 | 0 | 0 | 0 | 0 | 0
00 Ret.Exist_FBC_DryFGD_SNCR_ACI & NGC | 0 | 0 | 0 | 0 | 0 | 0 | 0
00 Ret.Exist_FBC_DryFGD_SNCR_ACI_DSI & CCS | 0 | 2833.7081 | 2833.7081 | 2833.7081 | 538.5877 | 591.2675 | 591.2675
00 Ret.Exist_FBC_DryFGD_SNCR_ACI_DSI & DCCS | 0 | 32.1607 | 0 | 0 | 0 | 0 | 0
00 Ret.Exist_FBC_DryFGD_SNCR_ACI_DSI & DCCS & CCS | 0 | 0 | 61.1939 | 61.1939 | 0 | 0 | 0
00 Ret.Exist_FBC_DryFGD_SNCR_ACI_DSI & DRET | 0 | 0 | 0 | 0 | 0 | 0 | 0
00 Ret.Exist_FBC_DryFGD_SNCR_ACI_DSI & GPM | 0 | 0 | 0 | 0 | 0 | 0 | 0
00 Ret.Exist_FBC_DryFGD_SNCR_ACI_DSI & GPM & CCS | 0 | 0 | 0 | 0 | 0 | 0 | 0
00 Ret.Exist_FBC_DryFGD_SNCR_ACI_DSI & GPM & DRET | 0 | 0 | 0 | 0 | 0 | 0 | 0
00 Ret.Exist_FBC_DryFGD_SNCR_ACI_DSI & GPM & NGC | 0 | 0 | 0 | 0 | 0 | 0 | 0
00 Ret.Exist_FBC_DryFGD_SNCR_ACI_DSI & NGC | 0 | 0 | 0 | 0 | 0 | 0 | 0
00 Ret.Exist_FBC_DryFGD_SNCR_DSI & ACI | 0 | 0 | 0 | 0 | 0 | 0 | 0
00 Ret.Exist_FBC_DryFGD_SNCR_DSI & ACI & DRET | 0 | 0 | 0 | 0 | 0 | 0 | 0
00 Ret.Exist_FBC_DryFGD_SNCR_DSI & ACI & GPM | 0 | 0 | 0 | 0 | 0 | 0 | 0
00 Ret.Exist_FBC_DryFGD_SNCR_DSI & ACI & GPM & DRET | 0 | 0 | 0 | 0 | 0 | 0 | 0
00 Ret.Exist_FBC_DryFGD_SNCR_DSI & ACI & GPM & NGC | 0 | 0 | 0 | 0 | 0 | 0 | 0
00 Ret.Exist_FBC_DryFGD_SNCR_DSI & ACI & NGC | 0 | 0 | 0 | 0 | 0 | 0 | 0
00 Ret.Exist_FBC_DryFGD_SNCR_DSI & DRET | 0 | 0 | 0 | 0 | 0 | 0 | 0
00 Ret.Exist_FBC_DryFGD_SNCR_DSI & GPM | 0 | 0 | 0 | 0 | 0 | 0 | 0
00 Ret.Exist_FBC_DryFGD_SNCR_DSI & GPM & DRET | 0 | 0 | 0 | 0 | 0 | 0 | 0
00 Ret.Exist_FBC_DryFGD_SNCR_DSI & GPM & NGC | 0 | 0 | 0 | 0 | 0 | 0 | 0
00 Ret.Exist_FBC_DryFGD_SNCR_DSI & NGC | 0 | 0 | 0 | 0 | 0 | 0 | 0
00 Ret.Exist_FBC_DSI & ACI | 0 | 0 | 0 | 0 | 0 | 0 | 0
00 Ret.Exist_FBC_DSI & ACI & DRET | 0 | 0 | 0 | 0 | 0 | 0 | 0
00 Ret.Exist_FBC_DSI & ACI & GPM | 0 | 0 | 0 | 0 | 0 | 0 | 0
00 Ret.Exist_FBC_DSI & ACI & GPM & DRET | 0 | 0 | 0 | 0 | 0 | 0 | 0
00 Ret.Exist_FBC_DSI & ACI & GPM & NGC | 0 | 0 | 0 | 0 | 0 | 0 | 0
00 Ret.Exist_FBC_DSI & ACI & GPM & SNCR | 0 | 0 | 0 | 0 | 0 | 0 | 0
00 Ret.Exist_FBC_DSI & ACI & GPM & SNCR & DRET | 0 | 0 | 0 | 0 | 0 | 0 | 0
00 Ret.Exist_FBC_DSI & ACI & GPM & SNCR & NGC | 0 | 0 | 0 | 0 | 0 | 0 | 0
00 Ret.Exist_FBC_DSI & ACI & NGC | 0 | 0 | 0 | 0 | 0 | 0 | 0
00 Ret.Exist_FBC_DSI & ACI & SNCR | 0 | 0 | 0 | 0 | 0 | 0 | 0
00 Ret.Exist_FBC_DSI & ACI & SNCR & DRET | 0 | 0 | 0 | 0 | 0 | 0 | 0
00 Ret.Exist_FBC_DSI & ACI & SNCR & NGC | 0 | 0 | 0 | 0 | 0 | 0 | 0
00 Ret.Exist_FBC_DSI & DRET | 0 | 3343.3208 | 0 | 0 | 0 | 0 | 0
00 Ret.Exist_FBC_DSI & GPM | 0 | 0 | 0 | 0 | 0 | 0 | 0
00 Ret.Exist_FBC_DSI & GPM & DRET | 0 | 0 | 0 | 0 | 0 | 0 | 0
00 Ret.Exist_FBC_DSI & GPM & NGC | 0 | 0 | 0 | 0 | 0 | 0 | 0
00 Ret.Exist_FBC_DSI & GPM & SNCR | 0 | 0 | 0 | 0 | 0 | 0 | 0
00 Ret.Exist_FBC_DSI & GPM & SNCR & DRET | 0 | 0 | 0 | 0 | 0 | 0 | 0
00 Ret.Exist_FBC_DSI & GPM & SNCR & NGC | 0 | 0 | 0 | 0 | 0 | 0 | 0
00 Ret.Exist_FBC_DSI & NGC | 0 | 152.0603 | 318.3387 | 0 | 0 | 0 | 0
00 Ret.Exist_FBC_DSI & SNCR | 0 | 0 | 0 | 0 | 0 | 0 | 0
00 Ret.Exist_FBC_DSI & SNCR & DRET | 0 | 0 | 0 | 0 | 0 | 0 | 0
00 Ret.Exist_FBC_DSI & SNCR & NGC | 0 | 0 | 0 | 0 | 0 | 0 | 0
00 Ret.Exist_FBC_SNCR & ACI | 0 | 0 | 0 | 0 | 0 | 0 | 0
00 Ret.Exist_FBC_SNCR & ACI & DRET | 0 | 0 | 0 | 0 | 0 | 0 | 0
00 Ret.Exist_FBC_SNCR & ACI & NGC | 0 | 0 | 0 | 0 | 0 | 0 | 0
00 Ret.Exist_FBC_SNCR & DRET | 0 | 0 | 0 | 0 | 0 | 0 | 0
00 Ret.Exist_FBC_SNCR & GPM | 0 | 0 | 0 | 0 | 0 | 0 | 0
00 Ret.Exist_FBC_SNCR & GPM & DRET | 0 | 0 | 0 | 0 | 0 | 0 | 0
00 Ret.Exist_FBC_SNCR & GPM & NGC | 0 | 0 | 0 | 0 | 0 | 0 | 0
00 Ret.Exist_FBC_SNCR & NGC | 0 | 0 | 0 | 0 | 0 | 0 | 0
00 Ret.Exist_FBC_SNCR_ACI_DSI & CCS | 0 | 0 | 0 | 0 | 0 | 0 | 0
00 Ret.Exist_FBC_SNCR_ACI_DSI & DCCS | 0 | 0 | 0 | 0 | 0 | 0 | 0
00 Ret.Exist_FBC_SNCR_ACI_DSI & DCCS & CCS | 0 | 0 | 0 | 0 | 0 | 0 | 0
00 Ret.Exist_FBC_SNCR_ACI_DSI & DRET | 0 | 0 | 0 | 0 | 0 | 0 | 0
00 Ret.Exist_FBC_SNCR_ACI_DSI & GPM | 0 | 0 | 0 | 0 | 0 | 0 | 0
00 Ret.Exist_FBC_SNCR_ACI_DSI & GPM & CCS | 0 | 0 | 0 | 0 | 0 | 0 | 0
00 Ret.Exist_FBC_SNCR_ACI_DSI & GPM & DRET | 0 | 0 | 0 | 0 | 0 | 0 | 0
00 Ret.Exist_FBC_SNCR_ACI_DSI & GPM & NGC | 0 | 0 | 0 | 0 | 0 | 0 | 0
00 Ret.Exist_FBC_SNCR_ACI_DSI & NGC | 0 | 0 | 0 | 0 | 0 | 0 | 0
00 Ret.Exist_FBC_SNCR_DSI & ACI | 0 | 0 | 0 | 0 | 0 | 0 | 0
00 Ret.Exist_FBC_SNCR_DSI & ACI & CCS | 0 | 0 | 0 | 0 | 0 | 0 | 0
00 Ret.Exist_FBC_SNCR_DSI & ACI & DRET | 0 | 0 | 0 | 0 | 0 | 0 | 0
00 Ret.Exist_FBC_SNCR_DSI & ACI & GPM | 0 | 0 | 0 | 0 | 0 | 0 | 0
00 Ret.Exist_FBC_SNCR_DSI & ACI & GPM & CCS | 0 | 0 | 0 | 0 | 0 | 0 | 0
00 Ret.Exist_FBC_SNCR_DSI & ACI & GPM & DRET | 0 | 0 | 0 | 0 | 0 | 0 | 0
00 Ret.Exist_FBC_SNCR_DSI & ACI & GPM & NGC | 0 | 0 | 0 | 0 | 0 | 0 | 0
00 Ret.Exist_FBC_SNCR_DSI & ACI & NGC | 0 | 0 | 0 | 0 | 0 | 0 | 0
00 Ret.Exist_FBC_SNCR_DSI & CCS | 0 | 0 | 0 | 0 | 0 | 0 | 0
00 Ret.Exist_FBC_SNCR_DSI & DCCS | 0 | 2013.9363 | 0 | 0 | 0 | 0 | 0
00 Ret.Exist_FBC_SNCR_DSI & DCCS & CCS | 0 | 0 | 1409.9124 | 1409.9124 | 0 | 0 | 0
00 Ret.Exist_FBC_SNCR_DSI & DRET | 0 | 2748.0808 | 0 | 0 | 0 | 0 | 0
00 Ret.Exist_FBC_SNCR_DSI & GPM | 0 | 0 | 0 | 0 | 0 | 0 | 0
00 Ret.Exist_FBC_SNCR_DSI & GPM & CCS | 0 | 0 | 0 | 0 | 0 | 0 | 0
00 Ret.Exist_FBC_SNCR_DSI & GPM & DRET | 0 | 0 | 0 | 0 | 0 | 0 | 0
00 Ret.Exist_FBC_SNCR_DSI & GPM & NGC | 0 | 0 | 0 | 0 | 0 | 0 | 0
00 Ret.Exist_FBC_SNCR_DSI & NGC | 0 | 1859.2399 | 1519.6839 | 0 | 0 | 0 | 0
00 Ret.Exist_FBC_WetFGD_DSI & ACI | 0 | 0 | 0 | 0 | 0 | 0 | 0
00 Ret.Exist_FBC_WetFGD_DSI & ACI & DRET | 0 | 0 | 0 | 0 | 0 | 0 | 0
00 Ret.Exist_FBC_WetFGD_DSI & ACI & GPM | 0 | 0 | 0 | 0 | 0 | 0 | 0
00 Ret.Exist_FBC_WetFGD_DSI & ACI & GPM & DRET | 0 | 0 | 0 | 0 | 0 | 0 | 0
00 Ret.Exist_FBC_WetFGD_DSI & ACI & GPM & NGC | 0 | 0 | 0 | 0 | 0 | 0 | 0
00 Ret.Exist_FBC_WetFGD_DSI & ACI & GPM & SNCR | 0 | 0 | 0 | 0 | 0 | 0 | 0
00 Ret.Exist_FBC_WetFGD_DSI & ACI & GPM & SNCR & DRET | 0 | 0 | 0 | 0 | 0 | 0 | 0
00 Ret.Exist_FBC_WetFGD_DSI & ACI & GPM & SNCR & NGC | 0 | 0 | 0 | 0 | 0 | 0 | 0
00 Ret.Exist_FBC_WetFGD_DSI & ACI & NGC | 0 | 0 | 0 | 0 | 0 | 0 | 0
00 Ret.Exist_FBC_WetFGD_DSI & ACI & SNCR | 0 | 0 | 0 | 0 | 0 | 0 | 0
00 Ret.Exist_FBC_WetFGD_DSI & ACI & SNCR & DRET | 0 | 0 | 0 | 0 | 0 | 0 | 0
00 Ret.Exist_FBC_WetFGD_DSI & ACI & SNCR & NGC | 0 | 0 | 0 | 0 | 0 | 0 | 0
00 Ret.Exist_FBC_WetFGD_DSI & DRET | 0 | 372.4638 | 0 | 0 | 0 | 0 | 0
00 Ret.Exist_FBC_WetFGD_DSI & GPM | 0 | 0 | 0 | 0 | 0 | 0 | 0
00 Ret.Exist_FBC_WetFGD_DSI & GPM & DRET | 0 | 0 | 0 | 0 | 0 | 0 | 0
00 Ret.Exist_FBC_WetFGD_DSI & GPM & NGC | 0 | 0 | 0 | 0 | 0 | 0 | 0
00 Ret.Exist_FBC_WetFGD_DSI & GPM & SNCR | 0 | 0 | 0 | 0 | 0 | 0 | 0
00 Ret.Exist_FBC_WetFGD_DSI & GPM & SNCR & DRET | 0 | 0 | 0 | 0 | 0 | 0 | 0
00 Ret.Exist_FBC_WetFGD_DSI & GPM & SNCR & NGC | 0 | 0 | 0 | 0 | 0 | 0 | 0
00 Ret.Exist_FBC_WetFGD_DSI & NGC | 0 | 0 | 0 | 0 | 0 | 0 | 0
00 Ret.Exist_FBC_WetFGD_DSI & SNCR | 0 | 0 | 0 | 0 | 0 | 0 | 0
00 Ret.Exist_FBC_WetFGD_DSI & SNCR & DRET | 0 | 0 | 0 | 0 | 0 | 0 | 0
00 Ret.Exist_FBC_WetFGD_DSI & SNCR & NGC | 0 | 0 | 0 | 0 | 0 | 0 | 0
00 Ret.Exist_FBC_WetFGD_SNCR & ACI | 0 | 0 | 0 | 0 | 0 | 0 | 0
00 Ret.Exist_FBC_WetFGD_SNCR & ACI & DRET | 0 | 0 | 0 | 0 | 0 | 0 | 0
00 Ret.Exist_FBC_WetFGD_SNCR & ACI & NGC | 0 | 0 | 0 | 0 | 0 | 0 | 0
00 Ret.Exist_FBC_WetFGD_SNCR & DRET | 0 | 160.8609 | 0 | 0 | 0 | 0 | 0
00 Ret.Exist_FBC_WetFGD_SNCR & GPM | 0 | 0 | 0 | 0 | 0 | 0 | 0
00 Ret.Exist_FBC_WetFGD_SNCR & GPM & DRET | 0 | 0 | 0 | 0 | 0 | 0 | 0
00 Ret.Exist_FBC_WetFGD_SNCR & GPM & NGC | 0 | 0 | 0 | 0 | 0 | 0 | 0
00 Ret.Exist_FBC_WetFGD_SNCR & NGC | 0 | 0 | 0 | 0 | 0 | 0 | 0
00 Ret.Exist_Non-FBC_ACI & C2G | 178.3536 | 2094.7398 | 0 | 0 | 0 | 0 | 0
00 Ret.Exist_Non-FBC_ACI & C2G & SCR | 0 | 0 | 0 | 0 | 0 | 0 | 0
00 Ret.Exist_Non-FBC_ACI & DCCS | 0 | 2554.4801 | 0 | 0 | 0 | 0 | 0
00 Ret.Exist_Non-FBC_ACI & DCCS & WetFGD & SCR & CCS | 0 | 0 | 1699.0061 | 1699.0061 | 0 | 0 | 0
00 Ret.Exist_Non-FBC_ACI & DRET | 0 | 7455.409 | 0 | 0 | 0 | 0 | 0
00 Ret.Exist_Non-FBC_ACI & DSI | 0 | 0 | 0 | 0 | 0 | 0 | 0
00 Ret.Exist_Non-FBC_ACI & DSI & C2G | 0 | 0 | 0 | 0 | 0 | 0 | 0
00 Ret.Exist_Non-FBC_ACI & DSI & C2G & SCR | 0 | 0 | 0 | 0 | 0 | 0 | 0
00 Ret.Exist_Non-FBC_ACI & DSI & DRET | 0 | 0 | 0 | 0 | 0 | 0 | 0
00 Ret.Exist_Non-FBC_ACI & DSI & GPM | 0 | 0 | 0 | 0 | 0 | 0 | 0
00 Ret.Exist_Non-FBC_ACI & DSI & GPM & C2G | 0 | 0 | 0 | 0 | 0 | 0 | 0
00 Ret.Exist_Non-FBC_ACI & DSI & GPM & C2G & SCR | 0 | 0 | 0 | 0 | 0 | 0 | 0
00 Ret.Exist_Non-FBC_ACI & DSI & GPM & DRET | 0 | 0 | 0 | 0 | 0 | 0 | 0
00 Ret.Exist_Non-FBC_ACI & DSI & GPM & NGC | 0 | 0 | 0 | 0 | 0 | 0 | 0
00 Ret.Exist_Non-FBC_ACI & DSI & GPM & SCR | 0 | 0 | 0 | 0 | 0 | 0 | 0
00 Ret.Exist_Non-FBC_ACI & DSI & GPM & SCR & DRET | 0 | 0 | 0 | 0 | 0 | 0 | 0
00 Ret.Exist_Non-FBC_ACI & DSI & GPM & SCR & NGC | 0 | 0 | 0 | 0 | 0 | 0 | 0
00 Ret.Exist_Non-FBC_ACI & DSI & GPM & SNCR | 0 | 0 | 0 | 0 | 0 | 0 | 0
00 Ret.Exist_Non-FBC_ACI & DSI & GPM & SNCR & DRET | 0 | 0 | 0 | 0 | 0 | 0 | 0
00 Ret.Exist_Non-FBC_ACI & DSI & GPM & SNCR & NGC | 0 | 0 | 0 | 0 | 0 | 0 | 0
00 Ret.Exist_Non-FBC_ACI & DSI & GPM & WetFGD & SCR & CCS | 0 | 0 | 0 | 0 | 0 | 0 | 0
00 Ret.Exist_Non-FBC_ACI & DSI & NGC | 0 | 0 | 0 | 0 | 0 | 0 | 0
00 Ret.Exist_Non-FBC_ACI & DSI & SCR | 0 | 0 | 0 | 0 | 0 | 0 | 0
00 Ret.Exist_Non-FBC_ACI & DSI & SCR & DRET | 0 | 0 | 0 | 0 | 0 | 0 | 0
00 Ret.Exist_Non-FBC_ACI & DSI & SCR & NGC | 0 | 0 | 0 | 0 | 0 | 0 | 0
00 Ret.Exist_Non-FBC_ACI & DSI & SNCR | 0 | 0 | 0 | 0 | 0 | 0 | 0
00 Ret.Exist_Non-FBC_ACI & DSI & SNCR & DRET | 0 | 0 | 0 | 0 | 0 | 0 | 0
00 Ret.Exist_Non-FBC_ACI & DSI & SNCR & NGC | 0 | 0 | 0 | 0 | 0 | 0 | 0
00 Ret.Exist_Non-FBC_ACI & DSI & WetFGD & SCR & CCS | 0 | 0 | 0 | 0 | 0 | 0 | 0
00 Ret.Exist_Non-FBC_ACI & GPM | 0 | 0 | 0 | 0 | 0 | 0 | 0
00 Ret.Exist_Non-FBC_ACI & GPM & C2G | 0 | 0 | 0 | 0 | 0 | 0 | 0
00 Ret.Exist_Non-FBC_ACI & GPM & C2G & SCR | 0 | 0 | 0 | 0 | 0 | 0 | 0
00 Ret.Exist_Non-FBC_ACI & GPM & DRET | 0 | 0 | 0 | 0 | 0 | 0 | 0
00 Ret.Exist_Non-FBC_ACI & GPM & NGC | 0 | 0 | 0 | 0 | 0 | 0 | 0
00 Ret.Exist_Non-FBC_ACI & GPM & SCR | 0 | 0 | 0 | 0 | 0 | 0 | 0
00 Ret.Exist_Non-FBC_ACI & GPM & SCR & DRET | 0 | 0 | 0 | 0 | 0 | 0 | 0
00 Ret.Exist_Non-FBC_ACI & GPM & SCR & NGC | 0 | 0 | 0 | 0 | 0 | 0 | 0
00 Ret.Exist_Non-FBC_ACI & GPM & SNCR | 0 | 0 | 0 | 0 | 0 | 0 | 0
00 Ret.Exist_Non-FBC_ACI & GPM & SNCR & DRET | 0 | 0 | 0 | 0 | 0 | 0 | 0
00 Ret.Exist_Non-FBC_ACI & GPM & SNCR & NGC | 0 | 0 | 0 | 0 | 0 | 0 | 0
00 Ret.Exist_Non-FBC_ACI & GPM & WetFGD & SCR & CCS | 0 | 0 | 0 | 0 | 0 | 0 | 0
00 Ret.Exist_Non-FBC_ACI & NGC | 0 | 0 | 0 | 0 | 0 | 0 | 0
00 Ret.Exist_Non-FBC_ACI & SCR | 0 | 0 | 0 | 0 | 0 | 0 | 0
00 Ret.Exist_Non-FBC_ACI & SCR & C2G | 0 | 0 | 0 | 0 | 0 | 0 | 0
00 Ret.Exist_Non-FBC_ACI & SCR & DRET | 0 | 0 | 0 | 0 | 0 | 0 | 0
00 Ret.Exist_Non-FBC_ACI & SCR & NGC | 0 | 0 | 0 | 0 | 0 | 0 | 0
00 Ret.Exist_Non-FBC_ACI & SCR & WetFGD & CCS | 0 | 0 | 0 | 0 | 0 | 0 | 0
00 Ret.Exist_Non-FBC_ACI & SNCR | 0 | 0 | 0 | 0 | 0 | 0 | 0
00 Ret.Exist_Non-FBC_ACI & SNCR & C2G | 0 | 0 | 0 | 0 | 0 | 0 | 0
00 Ret.Exist_Non-FBC_ACI & SNCR & DRET | 0 | 0 | 0 | 0 | 0 | 0 | 0
00 Ret.Exist_Non-FBC_ACI & SNCR & NGC | 0 | 0 | 0 | 0 | 0 | 0 | 0
00 Ret.Exist_Non-FBC_ACI_DSI & C2G | 0 | 0 | 0 | 0 | 0 | 0 | 0
00 Ret.Exist_Non-FBC_ACI_DSI & C2G & SCR | 0 | 0 | 0 | 0 | 0 | 0 | 0
00 Ret.Exist_Non-FBC_ACI_DSI & DCCS | 0 | 0 | 0 | 0 | 0 | 0 | 0
00 Ret.Exist_Non-FBC_ACI_DSI & DCCS & WetFGD & SCR & CCS | 0 | 0 | 0 | 0 | 0 | 0 | 0
00 Ret.Exist_Non-FBC_ACI_DSI & DRET | 0 | 5490.668 | 0 | 0 | 0 | 0 | 0
00 Ret.Exist_Non-FBC_ACI_DSI & GPM | 0 | 0 | 0 | 0 | 0 | 0 | 0
00 Ret.Exist_Non-FBC_ACI_DSI & GPM & C2G | 0 | 0 | 0 | 0 | 0 | 0 | 0
00 Ret.Exist_Non-FBC_ACI_DSI & GPM & C2G & SCR | 0 | 0 | 0 | 0 | 0 | 0 | 0
00 Ret.Exist_Non-FBC_ACI_DSI & GPM & DRET | 0 | 0 | 0 | 0 | 0 | 0 | 0
00 Ret.Exist_Non-FBC_ACI_DSI & GPM & NGC | 0 | 0 | 0 | 0 | 0 | 0 | 0
00 Ret.Exist_Non-FBC_ACI_DSI & GPM & SCR | 0 | 0 | 0 | 0 | 0 | 0 | 0
00 Ret.Exist_Non-FBC_ACI_DSI & GPM & SCR & DRET | 0 | 0 | 0 | 0 | 0 | 0 | 0
00 Ret.Exist_Non-FBC_ACI_DSI & GPM & SCR & NGC | 0 | 0 | 0 | 0 | 0 | 0 | 0
00 Ret.Exist_Non-FBC_ACI_DSI & GPM & SNCR | 0 | 0 | 0 | 0 | 0 | 0 | 0
00 Ret.Exist_Non-FBC_ACI_DSI & GPM & SNCR & DRET | 0 | 0 | 0 | 0 | 0 | 0 | 0
00 Ret.Exist_Non-FBC_ACI_DSI & GPM & SNCR & NGC | 0 | 0 | 0 | 0 | 0 | 0 | 0
00 Ret.Exist_Non-FBC_ACI_DSI & GPM & WetFGD & SCR & CCS | 0 | 0 | 0 | 0 | 0 | 0 | 0
00 Ret.Exist_Non-FBC_ACI_DSI & NGC | 0 | 0 | 0 | 0 | 0 | 0 | 0
00 Ret.Exist_Non-FBC_ACI_DSI & SCR | 0 | 0 | 0 | 0 | 0 | 0 | 0
00 Ret.Exist_Non-FBC_ACI_DSI & SCR & C2G | 0 | 0 | 0 | 0 | 0 | 0 | 0
00 Ret.Exist_Non-FBC_ACI_DSI & SCR & DRET | 0 | 0 | 0 | 0 | 0 | 0 | 0
00 Ret.Exist_Non-FBC_ACI_DSI & SCR & NGC | 0 | 0 | 0 | 0 | 0 | 0 | 0
00 Ret.Exist_Non-FBC_ACI_DSI & SCR & WetFGD & CCS | 0 | 0 | 0 | 0 | 0 | 0 | 0
00 Ret.Exist_Non-FBC_ACI_DSI & SNCR | 0 | 0 | 0 | 0 | 0 | 0 | 0
00 Ret.Exist_Non-FBC_ACI_DSI & SNCR & C2G | 0 | 0 | 0 | 0 | 0 | 0 | 0
00 Ret.Exist_Non-FBC_ACI_DSI & SNCR & DRET | 0 | 0 | 0 | 0 | 0 | 0 | 0
00 Ret.Exist_Non-FBC_ACI_DSI & SNCR & NGC | 0 | 0 | 0 | 0 | 0 | 0 | 0
00 Ret.Exist_Non-FBC_DryFGD & C2G | 0 | 0 | 0 | 0 | 0 | 0 | 0
00 Ret.Exist_Non-FBC_DryFGD & C2G & SCR | 0 | 0 | 0 | 0 | 0 | 0 | 0
00 Ret.Exist_Non-FBC_DryFGD & DRET | 0 | 0 | 0 | 0 | 0 | 0 | 0
00 Ret.Exist_Non-FBC_DryFGD & GPM | 0 | 0 | 0 | 0 | 0 | 0 | 0
00 Ret.Exist_Non-FBC_DryFGD & GPM & C2G | 0 | 0 | 0 | 0 | 0 | 0 | 0
00 Ret.Exist_Non-FBC_DryFGD & GPM & C2G & SCR | 0 | 0 | 0 | 0 | 0 | 0 | 0
00 Ret.Exist_Non-FBC_DryFGD & GPM & DRET | 0 | 0 | 0 | 0 | 0 | 0 | 0
00 Ret.Exist_Non-FBC_DryFGD & GPM & NGC | 0 | 0 | 0 | 0 | 0 | 0 | 0
00 Ret.Exist_Non-FBC_DryFGD & GPM & SCR | 0 | 0 | 0 | 0 | 0 | 0 | 0
00 Ret.Exist_Non-FBC_DryFGD & GPM & SCR & CCS | 0 | 0 | 0 | 0 | 0 | 0 | 0
00 Ret.Exist_Non-FBC_DryFGD & GPM & SCR & DRET | 0 | 0 | 0 | 0 | 0 | 0 | 0
00 Ret.Exist_Non-FBC_DryFGD & GPM & SCR & NGC | 0 | 0 | 0 | 0 | 0 | 0 | 0
00 Ret.Exist_Non-FBC_DryFGD & GPM & SNCR | 0 | 0 | 0 | 0 | 0 | 0 | 0
00 Ret.Exist_Non-FBC_DryFGD & GPM & SNCR & DRET | 0 | 0 | 0 | 0 | 0 | 0 | 0
00 Ret.Exist_Non-FBC_DryFGD & GPM & SNCR & NGC | 0 | 0 | 0 | 0 | 0 | 0 | 0
00 Ret.Exist_Non-FBC_DryFGD & NGC | 0 | 0 | 0 | 0 | 0 | 0 | 0
00 Ret.Exist_Non-FBC_DryFGD & SCR | 0 | 0 | 0 | 0 | 0 | 0 | 0
00 Ret.Exist_Non-FBC_DryFGD & SCR & C2G | 0 | 0 | 0 | 0 | 0 | 0 | 0
00 Ret.Exist_Non-FBC_DryFGD & SCR & CCS | 0 | 0 | 0 | 0 | 0 | 0 | 0
00 Ret.Exist_Non-FBC_DryFGD & SCR & DRET | 0 | 0 | 0 | 0 | 0 | 0 | 0
00 Ret.Exist_Non-FBC_DryFGD & SCR & NGC | 0 | 0 | 0 | 0 | 0 | 0 | 0
00 Ret.Exist_Non-FBC_DryFGD & SNCR | 0 | 0 | 0 | 0 | 0 | 0 | 0
00 Ret.Exist_Non-FBC_DryFGD & SNCR & C2G | 0 | 0 | 0 | 0 | 0 | 0 | 0
00 Ret.Exist_Non-FBC_DryFGD & SNCR & DRET | 0 | 0 | 0 | 0 | 0 | 0 | 0
00 Ret.Exist_Non-FBC_DryFGD & SNCR & NGC | 0 | 0 | 0 | 0 | 0 | 0 | 0
00 Ret.Exist_Non-FBC_DryFGD_ACI & C2G | 0 | 0 | 0 | 0 | 0 | 0 | 0
00 Ret.Exist_Non-FBC_DryFGD_ACI & C2G & SCR | 0 | 0 | 0 | 0 | 0 | 0 | 0
00 Ret.Exist_Non-FBC_DryFGD_ACI & DCCS | 0 | 7634.0626 | 0 | 0 | 0 | 0 | 0
00 Ret.Exist_Non-FBC_DryFGD_ACI & DCCS & SCR & CCS | 0 | 0 | 6855.2114 | 6593.3315 | 40.8953 | 40.8953 | 40.8953
00 Ret.Exist_Non-FBC_DryFGD_ACI & DRET | 0 | 13438.1774 | 0 | 0 | 0 | 0 | 0
00 Ret.Exist_Non-FBC_DryFGD_ACI & GPM | 0 | 0 | 0 | 0 | 0 | 0 | 0
00 Ret.Exist_Non-FBC_DryFGD_ACI & GPM & C2G | 0 | 0 | 0 | 0 | 0 | 0 | 0
00 Ret.Exist_Non-FBC_DryFGD_ACI & GPM & C2G & SCR | 0 | 0 | 0 | 0 | 0 | 0 | 0
00 Ret.Exist_Non-FBC_DryFGD_ACI & GPM & DRET | 0 | 0 | 0 | 0 | 0 | 0 | 0
00 Ret.Exist_Non-FBC_DryFGD_ACI & GPM & NGC | 0 | 0 | 0 | 0 | 0 | 0 | 0
00 Ret.Exist_Non-FBC_DryFGD_ACI & GPM & SCR | 0 | 0 | 0 | 0 | 0 | 0 | 0
00 Ret.Exist_Non-FBC_DryFGD_ACI & GPM & SCR & CCS | 0 | 0 | 0 | 0 | 0 | 0 | 0
00 Ret.Exist_Non-FBC_DryFGD_ACI & GPM & SCR & DRET | 0 | 0 | 0 | 0 | 0 | 0 | 0
00 Ret.Exist_Non-FBC_DryFGD_ACI & GPM & SCR & NGC | 0 | 0 | 0 | 0 | 0 | 0 | 0
00 Ret.Exist_Non-FBC_DryFGD_ACI & GPM & SNCR | 0 | 0 | 0 | 0 | 0 | 0 | 0
00 Ret.Exist_Non-FBC_DryFGD_ACI & GPM & SNCR & DRET | 0 | 0 | 0 | 0 | 0 | 0 | 0
00 Ret.Exist_Non-FBC_DryFGD_ACI & GPM & SNCR & NGC | 0 | 0 | 0 | 0 | 0 | 0 | 0
00 Ret.Exist_Non-FBC_DryFGD_ACI & NGC | 0 | 317.7017 | 1869.9795 | 0 | 0 | 0 | 0
00 Ret.Exist_Non-FBC_DryFGD_ACI & SCR | 0 | 14.7719 | 0 | 0 | 0 | 0 | 0
00 Ret.Exist_Non-FBC_DryFGD_ACI & SCR & C2G | 0 | 0 | 0 | 0 | 0 | 0 | 0
00 Ret.Exist_Non-FBC_DryFGD_ACI & SCR & CCS | 0 | 0 | 75.8813 | 75.8813 | 0 | 0 | 0
00 Ret.Exist_Non-FBC_DryFGD_ACI & SCR & DRET | 0 | 0 | 0 | 0 | 0 | 0 | 0
00 Ret.Exist_Non-FBC_DryFGD_ACI & SCR & NGC | 0 | 0 | 0 | 0 | 0 | 0 | 0
00 Ret.Exist_Non-FBC_DryFGD_ACI & SNCR | 0 | 0 | 0 | 0 | 0 | 0 | 0
00 Ret.Exist_Non-FBC_DryFGD_ACI & SNCR & C2G | 0 | 0 | 0 | 0 | 0 | 0 | 0
00 Ret.Exist_Non-FBC_DryFGD_ACI & SNCR & DRET | 0 | 0 | 0 | 0 | 0 | 0 | 0
00 Ret.Exist_Non-FBC_DryFGD_ACI & SNCR & NGC | 0 | 0 | 0 | 0 | 0 | 0 | 0
00 Ret.Exist_Non-FBC_DryFGD_SCR & ACI | 0 | 0 | 0 | 0 | 0 | 0 | 0
00 Ret.Exist_Non-FBC_DryFGD_SCR & ACI & C2G | 0 | 0 | 0 | 0 | 0 | 0 | 0
00 Ret.Exist_Non-FBC_DryFGD_SCR & ACI & CCS | 0 | 0 | 0 | 0 | 0 | 0 | 0
00 Ret.Exist_Non-FBC_DryFGD_SCR & ACI & DRET | 0 | 0 | 0 | 0 | 0 | 0 | 0
00 Ret.Exist_Non-FBC_DryFGD_SCR & ACI & GPM | 0 | 0 | 0 | 0 | 0 | 0 | 0
00 Ret.Exist_Non-FBC_DryFGD_SCR & ACI & GPM & C2G | 0 | 0 | 0 | 0 | 0 | 0 | 0
00 Ret.Exist_Non-FBC_DryFGD_SCR & ACI & GPM & CCS | 0 | 0 | 0 | 0 | 0 | 0 | 0
00 Ret.Exist_Non-FBC_DryFGD_SCR & ACI & GPM & DRET | 0 | 0 | 0 | 0 | 0 | 0 | 0
00 Ret.Exist_Non-FBC_DryFGD_SCR & ACI & GPM & NGC | 0 | 0 | 0 | 0 | 0 | 0 | 0
00 Ret.Exist_Non-FBC_DryFGD_SCR & ACI & NGC | 0 | 0 | 0 | 0 | 0 | 0 | 0
00 Ret.Exist_Non-FBC_DryFGD_SCR & C2G | 0 | 0 | 0 | 0 | 0 | 0 | 0
00 Ret.Exist_Non-FBC_DryFGD_SCR & CCS | 0 | 0 | 0 | 0 | 0 | 0 | 0
00 Ret.Exist_Non-FBC_DryFGD_SCR & DRET | 0 | 0 | 0 | 0 | 0 | 0 | 0
00 Ret.Exist_Non-FBC_DryFGD_SCR & GPM | 0 | 0 | 0 | 0 | 0 | 0 | 0
00 Ret.Exist_Non-FBC_DryFGD_SCR & GPM & C2G | 0 | 0 | 0 | 0 | 0 | 0 | 0
00 Ret.Exist_Non-FBC_DryFGD_SCR & GPM & CCS | 0 | 0 | 0 | 0 | 0 | 0 | 0
00 Ret.Exist_Non-FBC_DryFGD_SCR & GPM & DRET | 0 | 0 | 0 | 0 | 0 | 0 | 0
00 Ret.Exist_Non-FBC_DryFGD_SCR & GPM & NGC | 0 | 0 | 0 | 0 | 0 | 0 | 0
00 Ret.Exist_Non-FBC_DryFGD_SCR & NGC | 0 | 0 | 0 | 0 | 0 | 0 | 0
00 Ret.Exist_Non-FBC_DryFGD_SCR_ACI & C2G | 87.1094 | 1209.0267 | 345.6948 | 345.6948 | 345.6948 | 345.6948 | 345.6948
00 Ret.Exist_Non-FBC_DryFGD_SCR_ACI & CCS | 0 | 1750.4673 | 1829.2584 | 1829.2584 | 1829.2584 | 1829.2584 | 1829.2584
00 Ret.Exist_Non-FBC_DryFGD_SCR_ACI & DCCS | 0 | 5147.6268 | 0 | 0 | 0 | 0 | 0
00 Ret.Exist_Non-FBC_DryFGD_SCR_ACI & DCCS & CCS | 0 | 0 | 4989.1641 | 4989.1641 | 0 | 0 | 0
00 Ret.Exist_Non-FBC_DryFGD_SCR_ACI & DRET | 0 | 15887.4705 | 0 | 0 | 0 | 0 | 0
00 Ret.Exist_Non-FBC_DryFGD_SCR_ACI & GPM | 0 | 0 | 0 | 0 | 0 | 0 | 0
00 Ret.Exist_Non-FBC_DryFGD_SCR_ACI & GPM & C2G | 0 | 0 | 0 | 0 | 0 | 0 | 0
00 Ret.Exist_Non-FBC_DryFGD_SCR_ACI & GPM & CCS | 0 | 0 | 0 | 0 | 0 | 0 | 0
00 Ret.Exist_Non-FBC_DryFGD_SCR_ACI & GPM & DRET | 0 | 0 | 0 | 0 | 0 | 0 | 0
00 Ret.Exist_Non-FBC_DryFGD_SCR_ACI & GPM & NGC | 0 | 0 | 0 | 0 | 0 | 0 | 0
00 Ret.Exist_Non-FBC_DryFGD_SCR_ACI & NGC | 0 | 17.3465 | 14.5614 | 0 | 0 | 0 | 0
00 Ret.Exist_Non-FBC_DryFGD_SCR_ACI_DSI & C2G | 0 | 41.5851 | 41.5851 | 41.5851 | 41.5851 | 41.5851 | 41.5851
00 Ret.Exist_Non-FBC_DryFGD_SCR_ACI_DSI & CCS | 0 | 0 | 0 | 0 | 0 | 0 | 0
00 Ret.Exist_Non-FBC_DryFGD_SCR_ACI_DSI & DCCS | 0 | 0.023892 | 0 | 0 | 0 | 0 | 0
00 Ret.Exist_Non-FBC_DryFGD_SCR_ACI_DSI & DCCS & CCS | 0 | 0 | 0.016255 | 0.016255 | 0 | 0 | 0
00 Ret.Exist_Non-FBC_DryFGD_SCR_ACI_DSI & DRET | 0 | 3139.7577 | 0 | 0 | 0 | 0 | 0
00 Ret.Exist_Non-FBC_DryFGD_SCR_ACI_DSI & GPM | 0 | 0 | 0 | 0 | 0 | 0 | 0
00 Ret.Exist_Non-FBC_DryFGD_SCR_ACI_DSI & GPM & C2G | 0 | 0 | 0 | 0 | 0 | 0 | 0
00 Ret.Exist_Non-FBC_DryFGD_SCR_ACI_DSI & GPM & CCS | 0 | 0 | 0 | 0 | 0 | 0 | 0
00 Ret.Exist_Non-FBC_DryFGD_SCR_ACI_DSI & GPM & DRET | 0 | 0 | 0 | 0 | 0 | 0 | 0
00 Ret.Exist_Non-FBC_DryFGD_SCR_ACI_DSI & GPM & NGC | 0 | 0 | 0 | 0 | 0 | 0 | 0
00 Ret.Exist_Non-FBC_DryFGD_SCR_ACI_DSI & NGC | 0 | 0 | 0 | 0 | 0 | 0 | 0
00 Ret.Exist_Non-FBC_DryFGD_SCR_DSI & ACI | 0 | 0 | 0 | 0 | 0 | 0 | 0
00 Ret.Exist_Non-FBC_DryFGD_SCR_DSI & ACI & C2G | 0 | 0 | 0 | 0 | 0 | 0 | 0
00 Ret.Exist_Non-FBC_DryFGD_SCR_DSI & ACI & CCS | 0 | 0 | 0 | 0 | 0 | 0 | 0
00 Ret.Exist_Non-FBC_DryFGD_SCR_DSI & ACI & DRET | 0 | 0 | 0 | 0 | 0 | 0 | 0
00 Ret.Exist_Non-FBC_DryFGD_SCR_DSI & ACI & GPM | 0 | 0 | 0 | 0 | 0 | 0 | 0
00 Ret.Exist_Non-FBC_DryFGD_SCR_DSI & ACI & GPM & C2G | 0 | 0 | 0 | 0 | 0 | 0 | 0
00 Ret.Exist_Non-FBC_DryFGD_SCR_DSI & ACI & GPM & CCS | 0 | 0 | 0 | 0 | 0 | 0 | 0
00 Ret.Exist_Non-FBC_DryFGD_SCR_DSI & ACI & GPM & DRET | 0 | 0 | 0 | 0 | 0 | 0 | 0
00 Ret.Exist_Non-FBC_DryFGD_SCR_DSI & ACI & GPM & NGC | 0 | 0 | 0 | 0 | 0 | 0 | 0
00 Ret.Exist_Non-FBC_DryFGD_SCR_DSI & ACI & NGC | 0 | 0 | 0 | 0 | 0 | 0 | 0
00 Ret.Exist_Non-FBC_DryFGD_SCR_DSI & C2G | 0 | 0 | 0 | 0 | 0 | 0 | 0
00 Ret.Exist_Non-FBC_DryFGD_SCR_DSI & CCS | 0 | 0 | 0 | 0 | 0 | 0 | 0
00 Ret.Exist_Non-FBC_DryFGD_SCR_DSI & DRET | 0 | 1149.1846 | 0 | 0 | 0 | 0 | 0
00 Ret.Exist_Non-FBC_DryFGD_SCR_DSI & GPM | 0 | 0 | 0 | 0 | 0 | 0 | 0
00 Ret.Exist_Non-FBC_DryFGD_SCR_DSI & GPM & C2G | 0 | 0 | 0 | 0 | 0 | 0 | 0
00 Ret.Exist_Non-FBC_DryFGD_SCR_DSI & GPM & CCS | 0 | 0 | 0 | 0 | 0 | 0 | 0
00 Ret.Exist_Non-FBC_DryFGD_SCR_DSI & GPM & DRET | 0 | 0 | 0 | 0 | 0 | 0 | 0
00 Ret.Exist_Non-FBC_DryFGD_SCR_DSI & GPM & NGC | 0 | 0 | 0 | 0 | 0 | 0 | 0
00 Ret.Exist_Non-FBC_DryFGD_SCR_DSI & NGC | 0 | 0 | 0 | 0 | 0 | 0 | 0
00 Ret.Exist_Non-FBC_DryFGD_SNCR_ACI & C2G | 0 | 0 | 0 | 0 | 0 | 0 | 0
00 Ret.Exist_Non-FBC_DryFGD_SNCR_ACI & C2G & SCR | 0 | 0 | 0 | 0 | 0 | 0 | 0
00 Ret.Exist_Non-FBC_DryFGD_SNCR_ACI & DCCS | 0 | 3880.2157 | 0 | 0 | 0 | 0 | 0
00 Ret.Exist_Non-FBC_DryFGD_SNCR_ACI & DCCS & SCR & CCS | 0 | 0 | 2609.9234 | 2609.9234 | 331.916 | 395.1342 | 395.1342
00 Ret.Exist_Non-FBC_DryFGD_SNCR_ACI & DRET | 0 | 7867.4655 | 0 | 0 | 0 | 0 | 0
00 Ret.Exist_Non-FBC_DryFGD_SNCR_ACI & GPM | 0 | 0 | 0 | 0 | 0 | 0 | 0
00 Ret.Exist_Non-FBC_DryFGD_SNCR_ACI & GPM & C2G | 0 | 0 | 0 | 0 | 0 | 0 | 0
00 Ret.Exist_Non-FBC_DryFGD_SNCR_ACI & GPM & C2G & SCR | 0 | 0 | 0 | 0 | 0 | 0 | 0
00 Ret.Exist_Non-FBC_DryFGD_SNCR_ACI & GPM & DRET | 0 | 0 | 0 | 0 | 0 | 0 | 0
00 Ret.Exist_Non-FBC_DryFGD_SNCR_ACI & GPM & NGC | 0 | 0 | 0 | 0 | 0 | 0 | 0
00 Ret.Exist_Non-FBC_DryFGD_SNCR_ACI & GPM & SCR | 0 | 0 | 0 | 0 | 0 | 0 | 0
00 Ret.Exist_Non-FBC_DryFGD_SNCR_ACI & GPM & SCR & CCS | 0 | 0 | 0 | 0 | 0 | 0 | 0
00 Ret.Exist_Non-FBC_DryFGD_SNCR_ACI & GPM & SCR & DRET | 0 | 0 | 0 | 0 | 0 | 0 | 0
00 Ret.Exist_Non-FBC_DryFGD_SNCR_ACI & GPM & SCR & NGC | 0 | 0 | 0 | 0 | 0 | 0 | 0
00 Ret.Exist_Non-FBC_DryFGD_SNCR_ACI & NGC | 0 | 0 | 0 | 0 | 0 | 0 | 0
00 Ret.Exist_Non-FBC_DryFGD_SNCR_ACI & SCR | 0 | 0 | 0 | 0 | 0 | 0 | 0
00 Ret.Exist_Non-FBC_DryFGD_SNCR_ACI & SCR & C2G | 0 | 0 | 0 | 0 | 0 | 0 | 0
00 Ret.Exist_Non-FBC_DryFGD_SNCR_ACI & SCR & CCS | 0 | 0 | 0 | 0 | 0 | 0 | 0
00 Ret.Exist_Non-FBC_DryFGD_SNCR_ACI & SCR & DRET | 0 | 0 | 0 | 0 | 0 | 0 | 0
00 Ret.Exist_Non-FBC_DryFGD_SNCR_ACI & SCR & NGC | 0 | 0 | 0 | 0 | 0 | 0 | 0
00 Ret.Exist_Non-FBC_DryFGD_SNCR_ACI_DSI & C2G | 0 | 0 | 0 | 0 | 0 | 0 | 0
00 Ret.Exist_Non-FBC_DryFGD_SNCR_ACI_DSI & C2G & SCR | 0 | 0 | 0 | 0 | 0 | 0 | 0
00 Ret.Exist_Non-FBC_DryFGD_SNCR_ACI_DSI & DRET | 0 | 0 | 0 | 0 | 0 | 0 | 0
00 Ret.Exist_Non-FBC_DryFGD_SNCR_ACI_DSI & GPM | 0 | 0 | 0 | 0 | 0 | 0 | 0
00 Ret.Exist_Non-FBC_DryFGD_SNCR_ACI_DSI & GPM & C2G | 0 | 0 | 0 | 0 | 0 | 0 | 0
00 Ret.Exist_Non-FBC_DryFGD_SNCR_ACI_DSI & GPM & C2G & SCR | 0 | 0 | 0 | 0 | 0 | 0 | 0
00 Ret.Exist_Non-FBC_DryFGD_SNCR_ACI_DSI & GPM & DRET | 0 | 0 | 0 | 0 | 0 | 0 | 0
00 Ret.Exist_Non-FBC_DryFGD_SNCR_ACI_DSI & GPM & NGC | 0 | 0 | 0 | 0 | 0 | 0 | 0
00 Ret.Exist_Non-FBC_DryFGD_SNCR_ACI_DSI & GPM & SCR | 0 | 0 | 0 | 0 | 0 | 0 | 0
00 Ret.Exist_Non-FBC_DryFGD_SNCR_ACI_DSI & GPM & SCR & CCS | 0 | 0 | 0 | 0 | 0 | 0 | 0
00 Ret.Exist_Non-FBC_DryFGD_SNCR_ACI_DSI & GPM & SCR & DRET | 0 | 0 | 0 | 0 | 0 | 0 | 0
00 Ret.Exist_Non-FBC_DryFGD_SNCR_ACI_DSI & GPM & SCR & NGC | 0 | 0 | 0 | 0 | 0 | 0 | 0
00 Ret.Exist_Non-FBC_DryFGD_SNCR_ACI_DSI & NGC | 0 | 0 | 0 | 0 | 0 | 0 | 0
00 Ret.Exist_Non-FBC_DryFGD_SNCR_ACI_DSI & SCR | 0 | 0 | 0 | 0 | 0 | 0 | 0
00 Ret.Exist_Non-FBC_DryFGD_SNCR_ACI_DSI & SCR & C2G | 0 | 0 | 0 | 0 | 0 | 0 | 0
00 Ret.Exist_Non-FBC_DryFGD_SNCR_ACI_DSI & SCR & CCS | 0 | 0 | 0 | 0 | 0 | 0 | 0
00 Ret.Exist_Non-FBC_DryFGD_SNCR_ACI_DSI & SCR & DRET | 0 | 0 | 0 | 0 | 0 | 0 | 0
00 Ret.Exist_Non-FBC_DryFGD_SNCR_ACI_DSI & SCR & NGC | 0 | 0 | 0 | 0 | 0 | 0 | 0
00 Ret.Exist_Non-FBC_DSI & ACI | 0 | 0 | 0 | 0 | 0 | 0 | 0
00 Ret.Exist_Non-FBC_DSI & ACI & C2G | 0 | 0 | 0 | 0 | 0 | 0 | 0
00 Ret.Exist_Non-FBC_DSI & ACI & C2G & SCR | 0 | 0 | 0 | 0 | 0 | 0 | 0
00 Ret.Exist_Non-FBC_DSI & ACI & DRET | 0 | 0 | 0 | 0 | 0 | 0 | 0
00 Ret.Exist_Non-FBC_DSI & ACI & GPM | 0 | 0 | 0 | 0 | 0 | 0 | 0
00 Ret.Exist_Non-FBC_DSI & ACI & GPM & C2G | 0 | 0 | 0 | 0 | 0 | 0 | 0
00 Ret.Exist_Non-FBC_DSI & ACI & GPM & C2G & SCR | 0 | 0 | 0 | 0 | 0 | 0 | 0
00 Ret.Exist_Non-FBC_DSI & ACI & GPM & DRET | 0 | 0 | 0 | 0 | 0 | 0 | 0
00 Ret.Exist_Non-FBC_DSI & ACI & GPM & NGC | 0 | 0 | 0 | 0 | 0 | 0 | 0
00 Ret.Exist_Non-FBC_DSI & ACI & GPM & SCR | 0 | 0 | 0 | 0 | 0 | 0 | 0
00 Ret.Exist_Non-FBC_DSI & ACI & GPM & SCR & DRET | 0 | 0 | 0 | 0 | 0 | 0 | 0
00 Ret.Exist_Non-FBC_DSI & ACI & GPM & SCR & NGC | 0 | 0 | 0 | 0 | 0 | 0 | 0
00 Ret.Exist_Non-FBC_DSI & ACI & GPM & SNCR | 0 | 0 | 0 | 0 | 0 | 0 | 0
00 Ret.Exist_Non-FBC_DSI & ACI & GPM & SNCR & DRET | 0 | 0 | 0 | 0 | 0 | 0 | 0
00 Ret.Exist_Non-FBC_DSI & ACI & GPM & SNCR & NGC | 0 | 0 | 0 | 0 | 0 | 0 | 0
00 Ret.Exist_Non-FBC_DSI & ACI & GPM & WetFGD & SCR & CCS | 0 | 0 | 0 | 0 | 0 | 0 | 0
00 Ret.Exist_Non-FBC_DSI & ACI & NGC | 0 | 0 | 0 | 0 | 0 | 0 | 0
00 Ret.Exist_Non-FBC_DSI & ACI & SCR | 0 | 0 | 0 | 0 | 0 | 0 | 0
00 Ret.Exist_Non-FBC_DSI & ACI & SCR & DRET | 0 | 0 | 0 | 0 | 0 | 0 | 0
00 Ret.Exist_Non-FBC_DSI & ACI & SCR & NGC | 0 | 0 | 0 | 0 | 0 | 0 | 0
00 Ret.Exist_Non-FBC_DSI & ACI & SNCR | 0 | 0 | 0 | 0 | 0 | 0 | 0
00 Ret.Exist_Non-FBC_DSI & ACI & SNCR & DRET | 0 | 0 | 0 | 0 | 0 | 0 | 0
00 Ret.Exist_Non-FBC_DSI & ACI & SNCR & NGC | 0 | 0 | 0 | 0 | 0 | 0 | 0
00 Ret.Exist_Non-FBC_DSI & ACI & WetFGD & SCR & CCS | 0 | 0 | 0 | 0 | 0 | 0 | 0
00 Ret.Exist_Non-FBC_DSI & C2G | 0 | 0 | 0 | 0 | 0 | 0 | 0
00 Ret.Exist_Non-FBC_DSI & C2G & SCR | 0 | 0 | 0 | 0 | 0 | 0 | 0
00 Ret.Exist_Non-FBC_DSI & DRET | 0 | 0 | 0 | 0 | 0 | 0 | 0
00 Ret.Exist_Non-FBC_DSI & GPM | 0 | 0 | 0 | 0 | 0 | 0 | 0
00 Ret.Exist_Non-FBC_DSI & GPM & C2G | 0 | 0 | 0 | 0 | 0 | 0 | 0
00 Ret.Exist_Non-FBC_DSI & GPM & C2G & SCR | 0 | 0 | 0 | 0 | 0 | 0 | 0
00 Ret.Exist_Non-FBC_DSI & GPM & DRET | 0 | 0 | 0 | 0 | 0 | 0 | 0
00 Ret.Exist_Non-FBC_DSI & GPM & NGC | 0 | 0 | 0 | 0 | 0 | 0 | 0
00 Ret.Exist_Non-FBC_DSI & GPM & SCR | 0 | 0 | 0 | 0 | 0 | 0 | 0
00 Ret.Exist_Non-FBC_DSI & GPM & SCR & DRET | 0 | 0 | 0 | 0 | 0 | 0 | 0
00 Ret.Exist_Non-FBC_DSI & GPM & SCR & NGC | 0 | 0 | 0 | 0 | 0 | 0 | 0
00 Ret.Exist_Non-FBC_DSI & GPM & SNCR | 0 | 0 | 0 | 0 | 0 | 0 | 0
00 Ret.Exist_Non-FBC_DSI & GPM & SNCR & DRET | 0 | 0 | 0 | 0 | 0 | 0 | 0
00 Ret.Exist_Non-FBC_DSI & GPM & SNCR & NGC | 0 | 0 | 0 | 0 | 0 | 0 | 0
00 Ret.Exist_Non-FBC_DSI & GPM & WetFGD & SCR & CCS | 0 | 0 | 0 | 0 | 0 | 0 | 0
00 Ret.Exist_Non-FBC_DSI & NGC | 0 | 0 | 0 | 0 | 0 | 0 | 0
00 Ret.Exist_Non-FBC_DSI & SCR | 0 | 0 | 0 | 0 | 0 | 0 | 0
00 Ret.Exist_Non-FBC_DSI & SCR & C2G | 0 | 0 | 0 | 0 | 0 | 0 | 0
00 Ret.Exist_Non-FBC_DSI & SCR & DRET | 0 | 0 | 0 | 0 | 0 | 0 | 0
00 Ret.Exist_Non-FBC_DSI & SCR & NGC | 0 | 0 | 0 | 0 | 0 | 0 | 0
00 Ret.Exist_Non-FBC_DSI & SCR & WetFGD & CCS | 0 | 0 | 0 | 0 | 0 | 0 | 0
00 Ret.Exist_Non-FBC_DSI & SNCR | 0 | 0 | 0 | 0 | 0 | 0 | 0
00 Ret.Exist_Non-FBC_DSI & SNCR & C2G | 0 | 0 | 0 | 0 | 0 | 0 | 0
00 Ret.Exist_Non-FBC_DSI & SNCR & DRET | 0 | 0 | 0 | 0 | 0 | 0 | 0
00 Ret.Exist_Non-FBC_DSI & SNCR & NGC | 0 | 0 | 0 | 0 | 0 | 0 | 0
00 Ret.Exist_Non-FBC_NoCtrl & ACI | 0 | 0 | 0 | 0 | 0 | 0 | 0
00 Ret.Exist_Non-FBC_NoCtrl & ACI & C2G | 0 | 0 | 0 | 0 | 0 | 0 | 0
00 Ret.Exist_Non-FBC_NoCtrl & ACI & C2G & SCR | 0 | 0 | 0 | 0 | 0 | 0 | 0
00 Ret.Exist_Non-FBC_NoCtrl & ACI & DRET | 0 | 0 | 0 | 0 | 0 | 0 | 0
00 Ret.Exist_Non-FBC_NoCtrl & ACI & DSI | 0 | 0 | 0 | 0 | 0 | 0 | 0
00 Ret.Exist_Non-FBC_NoCtrl & ACI & DSI & C2G | 0 | 0 | 0 | 0 | 0 | 0 | 0
00 Ret.Exist_Non-FBC_NoCtrl & ACI & DSI & C2G & SCR | 0 | 0 | 0 | 0 | 0 | 0 | 0
00 Ret.Exist_Non-FBC_NoCtrl & ACI & DSI & DRET | 0 | 0 | 0 | 0 | 0 | 0 | 0
00 Ret.Exist_Non-FBC_NoCtrl & ACI & DSI & GPM | 0 | 0 | 0 | 0 | 0 | 0 | 0
00 Ret.Exist_Non-FBC_NoCtrl & ACI & DSI & GPM & C2G | 0 | 0 | 0 | 0 | 0 | 0 | 0
00 Ret.Exist_Non-FBC_NoCtrl & ACI & DSI & GPM & C2G & SCR | 0 | 0 | 0 | 0 | 0 | 0 | 0
00 Ret.Exist_Non-FBC_NoCtrl & ACI & DSI & GPM & DRET | 0 | 0 | 0 | 0 | 0 | 0 | 0
00 Ret.Exist_Non-FBC_NoCtrl & ACI & DSI & GPM & NGC | 0 | 0 | 0 | 0 | 0 | 0 | 0
00 Ret.Exist_Non-FBC_NoCtrl & ACI & DSI & GPM & SCR | 0 | 0 | 0 | 0 | 0 | 0 | 0
00 Ret.Exist_Non-FBC_NoCtrl & ACI & DSI & GPM & SCR & DRET | 0 | 0 | 0 | 0 | 0 | 0 | 0
00 Ret.Exist_Non-FBC_NoCtrl & ACI & DSI & GPM & SCR & NGC | 0 | 0 | 0 | 0 | 0 | 0 | 0
00 Ret.Exist_Non-FBC_NoCtrl & ACI & DSI & GPM & SNCR | 0 | 0 | 0 | 0 | 0 | 0 | 0
00 Ret.Exist_Non-FBC_NoCtrl & ACI & DSI & GPM & SNCR & DRET | 0 | 0 | 0 | 0 | 0 | 0 | 0
00 Ret.Exist_Non-FBC_NoCtrl & ACI & DSI & GPM & SNCR & NGC | 0 | 0 | 0 | 0 | 0 | 0 | 0
00 Ret.Exist_Non-FBC_NoCtrl & ACI & DSI & GPM & WetFGD & SCR & CCS | 0 | 0 | 0 | 0 | 0 | 0 | 0
00 Ret.Exist_Non-FBC_NoCtrl & ACI & DSI & NGC | 0 | 0 | 0 | 0 | 0 | 0 | 0
00 Ret.Exist_Non-FBC_NoCtrl & ACI & DSI & SCR | 0 | 0 | 0 | 0 | 0 | 0 | 0
00 Ret.Exist_Non-FBC_NoCtrl & ACI & DSI & SCR & DRET | 0 | 0 | 0 | 0 | 0 | 0 | 0
00 Ret.Exist_Non-FBC_NoCtrl & ACI & DSI & SCR & NGC | 0 | 0 | 0 | 0 | 0 | 0 | 0
00 Ret.Exist_Non-FBC_NoCtrl & ACI & DSI & SNCR | 0 | 0 | 0 | 0 | 0 | 0 | 0
00 Ret.Exist_Non-FBC_NoCtrl & ACI & DSI & SNCR & DRET | 0 | 0 | 0 | 0 | 0 | 0 | 0
00 Ret.Exist_Non-FBC_NoCtrl & ACI & DSI & SNCR & NGC | 0 | 0 | 0 | 0 | 0 | 0 | 0
00 Ret.Exist_Non-FBC_NoCtrl & ACI & DSI & WetFGD & SCR & CCS | 0 | 0 | 0 | 0 | 0 | 0 | 0
00 Ret.Exist_Non-FBC_NoCtrl & ACI & GPM | 0 | 0 | 0 | 0 | 0 | 0 | 0
00 Ret.Exist_Non-FBC_NoCtrl & ACI & GPM & C2G | 0 | 0 | 0 | 0 | 0 | 0 | 0
00 Ret.Exist_Non-FBC_NoCtrl & ACI & GPM & C2G & SCR | 0 | 0 | 0 | 0 | 0 | 0 | 0
00 Ret.Exist_Non-FBC_NoCtrl & ACI & GPM & DRET | 0 | 0 | 0 | 0 | 0 | 0 | 0
00 Ret.Exist_Non-FBC_NoCtrl & ACI & GPM & NGC | 0 | 0 | 0 | 0 | 0 | 0 | 0
00 Ret.Exist_Non-FBC_NoCtrl & ACI & GPM & SCR | 0 | 0 | 0 | 0 | 0 | 0 | 0
00 Ret.Exist_Non-FBC_NoCtrl & ACI & GPM & SCR & DRET | 0 | 0 | 0 | 0 | 0 | 0 | 0
00 Ret.Exist_Non-FBC_NoCtrl & ACI & GPM & SCR & NGC | 0 | 0 | 0 | 0 | 0 | 0 | 0
00 Ret.Exist_Non-FBC_NoCtrl & ACI & GPM & SNCR | 0 | 0 | 0 | 0 | 0 | 0 | 0
00 Ret.Exist_Non-FBC_NoCtrl & ACI & GPM & SNCR & DRET | 0 | 0 | 0 | 0 | 0 | 0 | 0
00 Ret.Exist_Non-FBC_NoCtrl & ACI & GPM & SNCR & NGC | 0 | 0 | 0 | 0 | 0 | 0 | 0
00 Ret.Exist_Non-FBC_NoCtrl & ACI & GPM & WetFGD & SCR & CCS | 0 | 0 | 0 | 0 | 0 | 0 | 0
00 Ret.Exist_Non-FBC_NoCtrl & ACI & NGC | 0 | 0 | 0 | 0 | 0 | 0 | 0
00 Ret.Exist_Non-FBC_NoCtrl & ACI & SCR | 0 | 0 | 0 | 0 | 0 | 0 | 0
00 Ret.Exist_Non-FBC_NoCtrl & ACI & SCR & DRET | 0 | 0 | 0 | 0 | 0 | 0 | 0
00 Ret.Exist_Non-FBC_NoCtrl & ACI & SCR & NGC | 0 | 0 | 0 | 0 | 0 | 0 | 0
00 Ret.Exist_Non-FBC_NoCtrl & ACI & SNCR | 0 | 0 | 0 | 0 | 0 | 0 | 0
00 Ret.Exist_Non-FBC_NoCtrl & ACI & SNCR & DRET | 0 | 0 | 0 | 0 | 0 | 0 | 0
00 Ret.Exist_Non-FBC_NoCtrl & ACI & SNCR & NGC | 0 | 0 | 0 | 0 | 0 | 0 | 0
00 Ret.Exist_Non-FBC_NoCtrl & ACI & WetFGD & SCR & CCS | 0 | 0 | 0 | 0 | 0 | 0 | 0
00 Ret.Exist_Non-FBC_NoCtrl & C2G | 0 | 0 | 0 | 0 | 0 | 0 | 0
00 Ret.Exist_Non-FBC_NoCtrl & C2G & SCR | 0 | 0 | 0 | 0 | 0 | 0 | 0
00 Ret.Exist_Non-FBC_NoCtrl & DCCS | 0 | 0 | 0 | 0 | 0 | 0 | 0
00 Ret.Exist_Non-FBC_NoCtrl & DCCS & WetFGD & SCR & CCS | 0 | 0 | 0 | 0 | 0 | 0 | 0
00 Ret.Exist_Non-FBC_NoCtrl & DRET | 0 | 1357.3995 | 0 | 0 | 0 | 0 | 0
00 Ret.Exist_Non-FBC_NoCtrl & DSI | 0 | 0 | 0 | 0 | 0 | 0 | 0
00 Ret.Exist_Non-FBC_NoCtrl & DSI & C2G | 0 | 0 | 0 | 0 | 0 | 0 | 0
00 Ret.Exist_Non-FBC_NoCtrl & DSI & C2G & SCR | 0 | 0 | 0 | 0 | 0 | 0 | 0
00 Ret.Exist_Non-FBC_NoCtrl & DSI & DRET | 0 | 0 | 0 | 0 | 0 | 0 | 0
00 Ret.Exist_Non-FBC_NoCtrl & DSI & GPM | 0 | 0 | 0 | 0 | 0 | 0 | 0
00 Ret.Exist_Non-FBC_NoCtrl & DSI & GPM & C2G | 0 | 0 | 0 | 0 | 0 | 0 | 0
00 Ret.Exist_Non-FBC_NoCtrl & DSI & GPM & C2G & SCR | 0 | 0 | 0 | 0 | 0 | 0 | 0
00 Ret.Exist_Non-FBC_NoCtrl & DSI & GPM & DRET | 0 | 0 | 0 | 0 | 0 | 0 | 0
00 Ret.Exist_Non-FBC_NoCtrl & DSI & GPM & NGC | 0 | 0 | 0 | 0 | 0 | 0 | 0
00 Ret.Exist_Non-FBC_NoCtrl & DSI & GPM & SCR | 0 | 0 | 0 | 0 | 0 | 0 | 0
00 Ret.Exist_Non-FBC_NoCtrl & DSI & GPM & SCR & DRET | 0 | 0 | 0 | 0 | 0 | 0 | 0
00 Ret.Exist_Non-FBC_NoCtrl & DSI & GPM & SCR & NGC | 0 | 0 | 0 | 0 | 0 | 0 | 0
00 Ret.Exist_Non-FBC_NoCtrl & DSI & GPM & SNCR | 0 | 0 | 0 | 0 | 0 | 0 | 0
00 Ret.Exist_Non-FBC_NoCtrl & DSI & GPM & SNCR & DRET | 0 | 0 | 0 | 0 | 0 | 0 | 0
00 Ret.Exist_Non-FBC_NoCtrl & DSI & GPM & SNCR & NGC | 0 | 0 | 0 | 0 | 0 | 0 | 0
00 Ret.Exist_Non-FBC_NoCtrl & DSI & GPM & WetFGD & SCR & CCS | 0 | 0 | 0 | 0 | 0 | 0 | 0
00 Ret.Exist_Non-FBC_NoCtrl & DSI & NGC | 0 | 0 | 0 | 0 | 0 | 0 | 0
00 Ret.Exist_Non-FBC_NoCtrl & DSI & SCR | 0 | 0 | 0 | 0 | 0 | 0 | 0
00 Ret.Exist_Non-FBC_NoCtrl & DSI & SCR & DRET | 0 | 0 | 0 | 0 | 0 | 0 | 0
00 Ret.Exist_Non-FBC_NoCtrl & DSI & SCR & NGC | 0 | 0 | 0 | 0 | 0 | 0 | 0
00 Ret.Exist_Non-FBC_NoCtrl & DSI & SNCR | 0 | 0 | 0 | 0 | 0 | 0 | 0
00 Ret.Exist_Non-FBC_NoCtrl & DSI & SNCR & DRET | 0 | 0 | 0 | 0 | 0 | 0 | 0
00 Ret.Exist_Non-FBC_NoCtrl & DSI & SNCR & NGC | 0 | 0 | 0 | 0 | 0 | 0 | 0
00 Ret.Exist_Non-FBC_NoCtrl & DSI & WetFGD & SCR & CCS | 0 | 0 | 0 | 0 | 0 | 0 | 0
00 Ret.Exist_Non-FBC_NoCtrl & GPM | 0 | 0 | 0 | 0 | 0 | 0 | 0
00 Ret.Exist_Non-FBC_NoCtrl & GPM & C2G | 0 | 0 | 0 | 0 | 0 | 0 | 0
00 Ret.Exist_Non-FBC_NoCtrl & GPM & C2G & SCR | 0 | 0 | 0 | 0 | 0 | 0 | 0
00 Ret.Exist_Non-FBC_NoCtrl & GPM & DRET | 0 | 0 | 0 | 0 | 0 | 0 | 0
00 Ret.Exist_Non-FBC_NoCtrl & GPM & NGC | 0 | 0 | 0 | 0 | 0 | 0 | 0
00 Ret.Exist_Non-FBC_NoCtrl & GPM & SCR | 0 | 0 | 0 | 0 | 0 | 0 | 0
00 Ret.Exist_Non-FBC_NoCtrl & GPM & SCR & DRET | 0 | 0 | 0 | 0 | 0 | 0 | 0
00 Ret.Exist_Non-FBC_NoCtrl & GPM & SCR & NGC | 0 | 0 | 0 | 0 | 0 | 0 | 0
00 Ret.Exist_Non-FBC_NoCtrl & GPM & SNCR | 0 | 0 | 0 | 0 | 0 | 0 | 0
00 Ret.Exist_Non-FBC_NoCtrl & GPM & SNCR & DRET | 0 | 0 | 0 | 0 | 0 | 0 | 0
00 Ret.Exist_Non-FBC_NoCtrl & GPM & SNCR & NGC | 0 | 0 | 0 | 0 | 0 | 0 | 0
00 Ret.Exist_Non-FBC_NoCtrl & GPM & WetFGD & SCR & CCS | 0 | 0 | 0 | 0 | 0 | 0 | 0
00 Ret.Exist_Non-FBC_NoCtrl & NGC | 0 | 0 | 0 | 0 | 0 | 0 | 0
00 Ret.Exist_Non-FBC_NoCtrl & SCR | 0 | 0 | 0 | 0 | 0 | 0 | 0
00 Ret.Exist_Non-FBC_NoCtrl & SCR & C2G | 0 | 0 | 0 | 0 | 0 | 0 | 0
00 Ret.Exist_Non-FBC_NoCtrl & SCR & DRET | 0 | 0 | 0 | 0 | 0 | 0 | 0
00 Ret.Exist_Non-FBC_NoCtrl & SCR & NGC | 0 | 0 | 0 | 0 | 0 | 0 | 0
00 Ret.Exist_Non-FBC_NoCtrl & SCR & WetFGD & CCS | 0 | 0 | 0 | 0 | 0 | 0 | 0
00 Ret.Exist_Non-FBC_NoCtrl & SNCR | 0 | 0 | 0 | 0 | 0 | 0 | 0
00 Ret.Exist_Non-FBC_NoCtrl & SNCR & C2G | 0 | 0 | 0 | 0 | 0 | 0 | 0
00 Ret.Exist_Non-FBC_NoCtrl & SNCR & DRET | 0 | 0 | 0 | 0 | 0 | 0 | 0
00 Ret.Exist_Non-FBC_NoCtrl & SNCR & NGC | 0 | 0 | 0 | 0 | 0 | 0 | 0
00 Ret.Exist_Non-FBC_SCR_ACI & C2G | 0 | 0 | 0 | 0 | 0 | 0 | 0
00 Ret.Exist_Non-FBC_SCR_ACI & DCCS | 0 | 7760.516 | 0 | 0 | 0 | 0 | 0
00 Ret.Exist_Non-FBC_SCR_ACI & DCCS & WetFGD & CCS | 0 | 0 | 5277.4785 | 5277.4785 | 0 | 0 | 0
00 Ret.Exist_Non-FBC_SCR_ACI & DRET | 0 | 5769.5702 | 0 | 0 | 0 | 0 | 0
00 Ret.Exist_Non-FBC_SCR_ACI & DSI | 0 | 0 | 0 | 0 | 0 | 0 | 0
00 Ret.Exist_Non-FBC_SCR_ACI & DSI & C2G | 0 | 0 | 0 | 0 | 0 | 0 | 0
00 Ret.Exist_Non-FBC_SCR_ACI & DSI & DRET | 0 | 0 | 0 | 0 | 0 | 0 | 0
00 Ret.Exist_Non-FBC_SCR_ACI & DSI & GPM | 0 | 0 | 0 | 0 | 0 | 0 | 0
00 Ret.Exist_Non-FBC_SCR_ACI & DSI & GPM & C2G | 0 | 0 | 0 | 0 | 0 | 0 | 0
00 Ret.Exist_Non-FBC_SCR_ACI & DSI & GPM & DRET | 0 | 0 | 0 | 0 | 0 | 0 | 0
00 Ret.Exist_Non-FBC_SCR_ACI & DSI & GPM & NGC | 0 | 0 | 0 | 0 | 0 | 0 | 0
00 Ret.Exist_Non-FBC_SCR_ACI & DSI & GPM & WetFGD & CCS | 0 | 0 | 0 | 0 | 0 | 0 | 0
00 Ret.Exist_Non-FBC_SCR_ACI & DSI & NGC | 0 | 0 | 0 | 0 | 0 | 0 | 0
00 Ret.Exist_Non-FBC_SCR_ACI & DSI & WetFGD & CCS | 0 | 0 | 0 | 0 | 0 | 0 | 0
00 Ret.Exist_Non-FBC_SCR_ACI & GPM | 0 | 0 | 0 | 0 | 0 | 0 | 0
00 Ret.Exist_Non-FBC_SCR_ACI & GPM & C2G | 0 | 0 | 0 | 0 | 0 | 0 | 0
00 Ret.Exist_Non-FBC_SCR_ACI & GPM & DRET | 0 | 0 | 0 | 0 | 0 | 0 | 0
00 Ret.Exist_Non-FBC_SCR_ACI & GPM & NGC | 0 | 0 | 0 | 0 | 0 | 0 | 0
00 Ret.Exist_Non-FBC_SCR_ACI & GPM & WetFGD & CCS | 0 | 0 | 0 | 0 | 0 | 0 | 0
00 Ret.Exist_Non-FBC_SCR_ACI & NGC | 0 | 0 | 0 | 0 | 0 | 0 | 0
00 Ret.Exist_Non-FBC_SCR_ACI & WetFGD & CCS | 0 | 0 | 0 | 0 | 0 | 0 | 0
00 Ret.Exist_Non-FBC_SCR_ACI_DSI & C2G | 0 | 0 | 0 | 0 | 0 | 0 | 0
00 Ret.Exist_Non-FBC_SCR_ACI_DSI & DCCS | 0 | 0 | 0 | 0 | 0 | 0 | 0
00 Ret.Exist_Non-FBC_SCR_ACI_DSI & DCCS & WetFGD & CCS | 0 | 0 | 0 | 0 | 0 | 0 | 0
00 Ret.Exist_Non-FBC_SCR_ACI_DSI & DRET | 0 | 1620.0052 | 0 | 0 | 0 | 0 | 0
00 Ret.Exist_Non-FBC_SCR_ACI_DSI & GPM | 0 | 0 | 0 | 0 | 0 | 0 | 0
00 Ret.Exist_Non-FBC_SCR_ACI_DSI & GPM & C2G | 0 | 0 | 0 | 0 | 0 | 0 | 0
00 Ret.Exist_Non-FBC_SCR_ACI_DSI & GPM & DRET | 0 | 0 | 0 | 0 | 0 | 0 | 0
00 Ret.Exist_Non-FBC_SCR_ACI_DSI & GPM & NGC | 0 | 0 | 0 | 0 | 0 | 0 | 0
00 Ret.Exist_Non-FBC_SCR_ACI_DSI & GPM & WetFGD & CCS | 0 | 0 | 0 | 0 | 0 | 0 | 0
00 Ret.Exist_Non-FBC_SCR_ACI_DSI & NGC | 0 | 0 | 0 | 0 | 0 | 0 | 0
00 Ret.Exist_Non-FBC_SCR_ACI_DSI & WetFGD & CCS | 0 | 0 | 0 | 0 | 0 | 0 | 0
00 Ret.Exist_Non-FBC_SNCR_ACI & C2G | 0 | 0 | 0 | 0 | 0 | 0 | 0
00 Ret.Exist_Non-FBC_SNCR_ACI & C2G & SCR | 0 | 0 | 0 | 0 | 0 | 0 | 0
00 Ret.Exist_Non-FBC_SNCR_ACI & DRET | 0 | 0 | 0 | 0 | 0 | 0 | 0
00 Ret.Exist_Non-FBC_SNCR_ACI & DSI | 0 | 0 | 0 | 0 | 0 | 0 | 0
00 Ret.Exist_Non-FBC_SNCR_ACI & DSI & C2G | 0 | 0 | 0 | 0 | 0 | 0 | 0
00 Ret.Exist_Non-FBC_SNCR_ACI & DSI & C2G & SCR | 0 | 0 | 0 | 0 | 0 | 0 | 0
00 Ret.Exist_Non-FBC_SNCR_ACI & DSI & DRET | 0 | 0 | 0 | 0 | 0 | 0 | 0
00 Ret.Exist_Non-FBC_SNCR_ACI & DSI & NGC | 0 | 0 | 0 | 0 | 0 | 0 | 0
00 Ret.Exist_Non-FBC_SNCR_ACI & DSI & SCR | 0 | 0 | 0 | 0 | 0 | 0 | 0
00 Ret.Exist_Non-FBC_SNCR_ACI & DSI & SCR & DRET | 0 | 0 | 0 | 0 | 0 | 0 | 0
00 Ret.Exist_Non-FBC_SNCR_ACI & DSI & SCR & NGC | 0 | 0 | 0 | 0 | 0 | 0 | 0
00 Ret.Exist_Non-FBC_SNCR_ACI & DSI & WetFGD & SCR & CCS | 0 | 0 | 0 | 0 | 0 | 0 | 0
00 Ret.Exist_Non-FBC_SNCR_ACI & GPM | 0 | 0 | 0 | 0 | 0 | 0 | 0
00 Ret.Exist_Non-FBC_SNCR_ACI & GPM & C2G | 0 | 0 | 0 | 0 | 0 | 0 | 0
00 Ret.Exist_Non-FBC_SNCR_ACI & GPM & C2G & SCR | 0 | 0 | 0 | 0 | 0 | 0 | 0
00 Ret.Exist_Non-FBC_SNCR_ACI & GPM & DRET | 0 | 0 | 0 | 0 | 0 | 0 | 0
00 Ret.Exist_Non-FBC_SNCR_ACI & GPM & NGC | 0 | 0 | 0 | 0 | 0 | 0 | 0
00 Ret.Exist_Non-FBC_SNCR_ACI & GPM & SCR | 0 | 0 | 0 | 0 | 0 | 0 | 0
00 Ret.Exist_Non-FBC_SNCR_ACI & GPM & SCR & DRET | 0 | 0 | 0 | 0 | 0 | 0 | 0
00 Ret.Exist_Non-FBC_SNCR_ACI & GPM & SCR & NGC | 0 | 0 | 0 | 0 | 0 | 0 | 0
00 Ret.Exist_Non-FBC_SNCR_ACI & GPM & WetFGD & SCR & CCS | 0 | 0 | 0 | 0 | 0 | 0 | 0
00 Ret.Exist_Non-FBC_SNCR_ACI & NGC | 0 | 0 | 0 | 0 | 0 | 0 | 0
00 Ret.Exist_Non-FBC_SNCR_ACI & SCR | 0 | 0 | 0 | 0 | 0 | 0 | 0
00 Ret.Exist_Non-FBC_SNCR_ACI & SCR & C2G | 0 | 0 | 0 | 0 | 0 | 0 | 0
00 Ret.Exist_Non-FBC_SNCR_ACI & SCR & DRET | 0 | 0 | 0 | 0 | 0 | 0 | 0
00 Ret.Exist_Non-FBC_SNCR_ACI & SCR & NGC | 0 | 0 | 0 | 0 | 0 | 0 | 0
00 Ret.Exist_Non-FBC_SNCR_ACI & SCR & WetFGD & CCS | 0 | 0 | 0 | 0 | 0 | 0 | 0
00 Ret.Exist_Non-FBC_SNCR_ACI_DSI & C2G | 0 | 0 | 0 | 0 | 0 | 0 | 0
00 Ret.Exist_Non-FBC_SNCR_ACI_DSI & C2G & SCR | 0 | 0 | 0 | 0 | 0 | 0 | 0
00 Ret.Exist_Non-FBC_SNCR_ACI_DSI & DCCS | 0 | 0 | 0 | 0 | 0 | 0 | 0
00 Ret.Exist_Non-FBC_SNCR_ACI_DSI & DCCS & WetFGD & SCR & CCS | 0 | 0 | 0 | 0 | 0 | 0 | 0
00 Ret.Exist_Non-FBC_SNCR_ACI_DSI & DRET | 0 | 0 | 0 | 0 | 0 | 0 | 0
00 Ret.Exist_Non-FBC_SNCR_ACI_DSI & GPM | 0 | 0 | 0 | 0 | 0 | 0 | 0
00 Ret.Exist_Non-FBC_SNCR_ACI_DSI & GPM & C2G | 0 | 0 | 0 | 0 | 0 | 0 | 0
00 Ret.Exist_Non-FBC_SNCR_ACI_DSI & GPM & C2G & SCR | 0 | 0 | 0 | 0 | 0 | 0 | 0
00 Ret.Exist_Non-FBC_SNCR_ACI_DSI & GPM & DRET | 0 | 0 | 0 | 0 | 0 | 0 | 0
00 Ret.Exist_Non-FBC_SNCR_ACI_DSI & GPM & NGC | 0 | 0 | 0 | 0 | 0 | 0 | 0
00 Ret.Exist_Non-FBC_SNCR_ACI_DSI & GPM & SCR | 0 | 0 | 0 | 0 | 0 | 0 | 0
00 Ret.Exist_Non-FBC_SNCR_ACI_DSI & GPM & SCR & DRET | 0 | 0 | 0 | 0 | 0 | 0 | 0
00 Ret.Exist_Non-FBC_SNCR_ACI_DSI & GPM & SCR & NGC | 0 | 0 | 0 | 0 | 0 | 0 | 0
00 Ret.Exist_Non-FBC_SNCR_ACI_DSI & GPM & WetFGD & SCR & CCS | 0 | 0 | 0 | 0 | 0 | 0 | 0
00 Ret.Exist_Non-FBC_SNCR_ACI_DSI & NGC | 0 | 0 | 0 | 0 | 0 | 0 | 0
00 Ret.Exist_Non-FBC_SNCR_ACI_DSI & SCR | 0 | 0 | 0 | 0 | 0 | 0 | 0
00 Ret.Exist_Non-FBC_SNCR_ACI_DSI & SCR & C2G | 0 | 0 | 0 | 0 | 0 | 0 | 0
00 Ret.Exist_Non-FBC_SNCR_ACI_DSI & SCR & DRET | 0 | 0 | 0 | 0 | 0 | 0 | 0
00 Ret.Exist_Non-FBC_SNCR_ACI_DSI & SCR & NGC | 0 | 0 | 0 | 0 | 0 | 0 | 0
00 Ret.Exist_Non-FBC_SNCR_ACI_DSI & SCR & WetFGD & CCS | 0 | 0 | 0 | 0 | 0 | 0 | 0
00 Ret.Exist_Non-FBC_WetFGD & ACI | 0 | 0 | 0 | 0 | 0 | 0 | 0
00 Ret.Exist_Non-FBC_WetFGD & ACI & C2G | 0 | 0 | 0 | 0 | 0 | 0 | 0
00 Ret.Exist_Non-FBC_WetFGD & ACI & C2G & SCR | 0 | 0 | 0 | 0 | 0 | 0 | 0
00 Ret.Exist_Non-FBC_WetFGD & ACI & DRET | 0 | 0 | 0 | 0 | 0 | 0 | 0
00 Ret.Exist_Non-FBC_WetFGD & ACI & GPM | 0 | 0 | 0 | 0 | 0 | 0 | 0
00 Ret.Exist_Non-FBC_WetFGD & ACI & GPM & C2G | 0 | 0 | 0 | 0 | 0 | 0 | 0
00 Ret.Exist_Non-FBC_WetFGD & ACI & GPM & C2G & SCR | 0 | 0 | 0 | 0 | 0 | 0 | 0
00 Ret.Exist_Non-FBC_WetFGD & ACI & GPM & DRET | 0 | 0 | 0 | 0 | 0 | 0 | 0
00 Ret.Exist_Non-FBC_WetFGD & ACI & GPM & NGC | 0 | 0 | 0 | 0 | 0 | 0 | 0
00 Ret.Exist_Non-FBC_WetFGD & ACI & GPM & SCR | 0 | 0 | 0 | 0 | 0 | 0 | 0
00 Ret.Exist_Non-FBC_WetFGD & ACI & GPM & SCR & CCS | 0 | 0 | 0 | 0 | 0 | 0 | 0
00 Ret.Exist_Non-FBC_WetFGD & ACI & GPM & SCR & DRET | 0 | 0 | 0 | 0 | 0 | 0 | 0
00 Ret.Exist_Non-FBC_WetFGD & ACI & GPM & SCR & NGC | 0 | 0 | 0 | 0 | 0 | 0 | 0
00 Ret.Exist_Non-FBC_WetFGD & ACI & GPM & SNCR | 0 | 0 | 0 | 0 | 0 | 0 | 0
00 Ret.Exist_Non-FBC_WetFGD & ACI & GPM & SNCR & DRET | 0 | 0 | 0 | 0 | 0 | 0 | 0
00 Ret.Exist_Non-FBC_WetFGD & ACI & GPM & SNCR & NGC | 0 | 0 | 0 | 0 | 0 | 0 | 0
00 Ret.Exist_Non-FBC_WetFGD & ACI & NGC | 0 | 0 | 0 | 0 | 0 | 0 | 0
00 Ret.Exist_Non-FBC_WetFGD & ACI & SCR | 0 | 0 | 0 | 0 | 0 | 0 | 0
00 Ret.Exist_Non-FBC_WetFGD & ACI & SCR & CCS | 0 | 0 | 0 | 0 | 0 | 0 | 0
00 Ret.Exist_Non-FBC_WetFGD & ACI & SCR & DRET | 0 | 0 | 0 | 0 | 0 | 0 | 0
00 Ret.Exist_Non-FBC_WetFGD & ACI & SCR & NGC | 0 | 0 | 0 | 0 | 0 | 0 | 0
00 Ret.Exist_Non-FBC_WetFGD & ACI & SNCR | 0 | 0 | 0 | 0 | 0 | 0 | 0
00 Ret.Exist_Non-FBC_WetFGD & ACI & SNCR & DRET | 0 | 0 | 0 | 0 | 0 | 0 | 0
00 Ret.Exist_Non-FBC_WetFGD & ACI & SNCR & NGC | 0 | 0 | 0 | 0 | 0 | 0 | 0
00 Ret.Exist_Non-FBC_WetFGD & C2G | 0 | 0 | 0 | 0 | 0 | 0 | 0
00 Ret.Exist_Non-FBC_WetFGD & C2G & SCR | 0 | 0 | 0 | 0 | 0 | 0 | 0
00 Ret.Exist_Non-FBC_WetFGD & DRET | 0 | 0 | 0 | 0 | 0 | 0 | 0
00 Ret.Exist_Non-FBC_WetFGD & DCCS | 0 | 0 | 0 | 0 | 0 | 0 | 0
00 Ret.Exist_Non-FBC_WetFGD & DCCS & SCR & CCS | 0 | 0 | 0 | 0 | 0 | 0 | 0
00 Ret.Exist_Non-FBC_WetFGD & GPM | 0 | 0 | 0 | 0 | 0 | 0 | 0
00 Ret.Exist_Non-FBC_WetFGD & GPM & C2G | 0 | 0 | 0 | 0 | 0 | 0 | 0
00 Ret.Exist_Non-FBC_WetFGD & GPM & C2G & SCR | 0 | 0 | 0 | 0 | 0 | 0 | 0
00 Ret.Exist_Non-FBC_WetFGD & GPM & DRET | 0 | 0 | 0 | 0 | 0 | 0 | 0
00 Ret.Exist_Non-FBC_WetFGD & GPM & NGC | 0 | 0 | 0 | 0 | 0 | 0 | 0
00 Ret.Exist_Non-FBC_WetFGD & GPM & SCR | 0 | 0 | 0 | 0 | 0 | 0 | 0
00 Ret.Exist_Non-FBC_WetFGD & GPM & SCR & CCS | 0 | 0 | 0 | 0 | 0 | 0 | 0
00 Ret.Exist_Non-FBC_WetFGD & GPM & SCR & DRET | 0 | 0 | 0 | 0 | 0 | 0 | 0
00 Ret.Exist_Non-FBC_WetFGD & GPM & SCR & NGC | 0 | 0 | 0 | 0 | 0 | 0 | 0
00 Ret.Exist_Non-FBC_WetFGD & GPM & SNCR | 0 | 0 | 0 | 0 | 0 | 0 | 0
00 Ret.Exist_Non-FBC_WetFGD & GPM & SNCR & DRET | 0 | 0 | 0 | 0 | 0 | 0 | 0
00 Ret.Exist_Non-FBC_WetFGD & GPM & SNCR & NGC | 0 | 0 | 0 | 0 | 0 | 0 | 0
00 Ret.Exist_Non-FBC_WetFGD & NGC | 0 | 0 | 0 | 0 | 0 | 0 | 0
00 Ret.Exist_Non-FBC_WetFGD & SCR | 0 | 0 | 0 | 0 | 0 | 0 | 0
00 Ret.Exist_Non-FBC_WetFGD & SCR & C2G | 0 | 0 | 0 | 0 | 0 | 0 | 0
00 Ret.Exist_Non-FBC_WetFGD & SCR & CCS | 0 | 0 | 0 | 0 | 0 | 0 | 0
00 Ret.Exist_Non-FBC_WetFGD & SCR & DRET | 0 | 0 | 0 | 0 | 0 | 0 | 0
00 Ret.Exist_Non-FBC_WetFGD & SCR & NGC | 0 | 0 | 0 | 0 | 0 | 0 | 0
00 Ret.Exist_Non-FBC_WetFGD & SNCR | 0 | 0 | 0 | 0 | 0 | 0 | 0
00 Ret.Exist_Non-FBC_WetFGD & SNCR & C2G | 0 | 0 | 0 | 0 | 0 | 0 | 0
00 Ret.Exist_Non-FBC_WetFGD & SNCR & DRET | 0 | 0 | 0 | 0 | 0 | 0 | 0
00 Ret.Exist_Non-FBC_WetFGD & SNCR & NGC | 0 | 0 | 0 | 0 | 0 | 0 | 0
00 Ret.Exist_Non-FBC_WetFGD_ACI & C2G | 187.464 | 187.464 | 187.464 | 0 | 0 | 0 | 0
00 Ret.Exist_Non-FBC_WetFGD_ACI & C2G & SCR | 0 | 0 | 0 | 0 | 0 | 0 | 0
00 Ret.Exist_Non-FBC_WetFGD_ACI & DCCS | 0 | 18399.6845 | 0 | 0 | 0 | 0 | 0
00 Ret.Exist_Non-FBC_WetFGD_ACI & DCCS & SCR & CCS | 0 | 0 | 12208.478 | 12208.478 | 633.8676 | 654.7614 | 654.7614
00 Ret.Exist_Non-FBC_WetFGD_ACI & DRET | 0 | 1129.5079 | 0 | 0 | 0 | 0 | 0
00 Ret.Exist_Non-FBC_WetFGD_ACI & GPM | 0 | 0 | 0 | 0 | 0 | 0 | 0
00 Ret.Exist_Non-FBC_WetFGD_ACI & GPM & C2G | 0 | 0 | 0 | 0 | 0 | 0 | 0
00 Ret.Exist_Non-FBC_WetFGD_ACI & GPM & C2G & SCR | 0 | 0 | 0 | 0 | 0 | 0 | 0
00 Ret.Exist_Non-FBC_WetFGD_ACI & GPM & DRET | 0 | 0 | 0 | 0 | 0 | 0 | 0
00 Ret.Exist_Non-FBC_WetFGD_ACI & GPM & NGC | 0 | 0 | 0 | 0 | 0 | 0 | 0
00 Ret.Exist_Non-FBC_WetFGD_ACI & GPM & SCR | 0 | 0 | 0 | 0 | 0 | 0 | 0
00 Ret.Exist_Non-FBC_WetFGD_ACI & GPM & SCR & CCS | 0 | 0 | 0 | 0 | 0 | 0 | 0
00 Ret.Exist_Non-FBC_WetFGD_ACI & GPM & SCR & DRET | 0 | 0 | 0 | 0 | 0 | 0 | 0
00 Ret.Exist_Non-FBC_WetFGD_ACI & GPM & SCR & NGC | 0 | 0 | 0 | 0 | 0 | 0 | 0
00 Ret.Exist_Non-FBC_WetFGD_ACI & GPM & SNCR | 0 | 0 | 0 | 0 | 0 | 0 | 0
00 Ret.Exist_Non-FBC_WetFGD_ACI & GPM & SNCR & DRET | 0 | 0 | 0 | 0 | 0 | 0 | 0
00 Ret.Exist_Non-FBC_WetFGD_ACI & GPM & SNCR & NGC | 0 | 0 | 0 | 0 | 0 | 0 | 0
00 Ret.Exist_Non-FBC_WetFGD_ACI & NGC | 0 | 12.2226 | 1.5729 | 0 | 0 | 0 | 0
00 Ret.Exist_Non-FBC_WetFGD_ACI & SCR | 0 | 6.5562 | 0 | 0 | 0 | 0 | 0
00 Ret.Exist_Non-FBC_WetFGD_ACI & SCR & C2G | 0 | 0 | 0 | 0 | 0 | 0 | 0
00 Ret.Exist_Non-FBC_WetFGD_ACI & SCR & CCS | 0 | 0 | 33.7005 | 33.7005 | 0 | 0 | 0
00 Ret.Exist_Non-FBC_WetFGD_ACI & SCR & DRET | 0 | 0 | 0 | 0 | 0 | 0 | 0
00 Ret.Exist_Non-FBC_WetFGD_ACI & SCR & NGC | 0 | 0 | 0 | 0 | 0 | 0 | 0
00 Ret.Exist_Non-FBC_WetFGD_ACI & SNCR | 0 | 0 | 0 | 0 | 0 | 0 | 0
00 Ret.Exist_Non-FBC_WetFGD_ACI & SNCR & C2G | 0 | 0 | 0 | 0 | 0 | 0 | 0
00 Ret.Exist_Non-FBC_WetFGD_ACI & SNCR & DRET | 0 | 0 | 0 | 0 | 0 | 0 | 0
00 Ret.Exist_Non-FBC_WetFGD_ACI & SNCR & NGC | 0 | 0 | 0 | 0 | 0 | 0 | 0
00 Ret.Exist_Non-FBC_WetFGD_ACI_DSI & C2G | 0 | 0 | 0 | 0 | 0 | 0 | 0
00 Ret.Exist_Non-FBC_WetFGD_ACI_DSI & C2G & SCR | 0 | 0 | 0 | 0 | 0 | 0 | 0
00 Ret.Exist_Non-FBC_WetFGD_ACI_DSI & DCCS | 0 | 0 | 0 | 0 | 0 | 0 | 0
00 Ret.Exist_Non-FBC_WetFGD_ACI_DSI & DCCS & SCR & CCS | 0 | 0 | 0 | 0 | 0 | 0 | 0
00 Ret.Exist_Non-FBC_WetFGD_ACI_DSI & DRET | 0 | 0 | 0 | 0 | 0 | 0 | 0
00 Ret.Exist_Non-FBC_WetFGD_ACI_DSI & GPM | 0 | 0 | 0 | 0 | 0 | 0 | 0
00 Ret.Exist_Non-FBC_WetFGD_ACI_DSI & GPM & C2G | 0 | 0 | 0 | 0 | 0 | 0 | 0
00 Ret.Exist_Non-FBC_WetFGD_ACI_DSI & GPM & C2G & SCR | 0 | 0 | 0 | 0 | 0 | 0 | 0
00 Ret.Exist_Non-FBC_WetFGD_ACI_DSI & GPM & DRET | 0 | 0 | 0 | 0 | 0 | 0 | 0
00 Ret.Exist_Non-FBC_WetFGD_ACI_DSI & GPM & NGC | 0 | 0 | 0 | 0 | 0 | 0 | 0
00 Ret.Exist_Non-FBC_WetFGD_ACI_DSI & GPM & SCR | 0 | 0 | 0 | 0 | 0 | 0 | 0
00 Ret.Exist_Non-FBC_WetFGD_ACI_DSI & GPM & SCR & CCS | 0 | 0 | 0 | 0 | 0 | 0 | 0
00 Ret.Exist_Non-FBC_WetFGD_ACI_DSI & GPM & SCR & DRET | 0 | 0 | 0 | 0 | 0 | 0 | 0
00 Ret.Exist_Non-FBC_WetFGD_ACI_DSI & GPM & SCR & NGC | 0 | 0 | 0 | 0 | 0 | 0 | 0
00 Ret.Exist_Non-FBC_WetFGD_ACI_DSI & GPM & SNCR | 0 | 0 | 0 | 0 | 0 | 0 | 0
00 Ret.Exist_Non-FBC_WetFGD_ACI_DSI & GPM & SNCR & DRET | 0 | 0 | 0 | 0 | 0 | 0 | 0
00 Ret.Exist_Non-FBC_WetFGD_ACI_DSI & GPM & SNCR & NGC | 0 | 0 | 0 | 0 | 0 | 0 | 0
00 Ret.Exist_Non-FBC_WetFGD_ACI_DSI & NGC | 0 | 0 | 0 | 0 | 0 | 0 | 0
00 Ret.Exist_Non-FBC_WetFGD_ACI_DSI & SCR | 0 | 0 | 0 | 0 | 0 | 0 | 0
00 Ret.Exist_Non-FBC_WetFGD_ACI_DSI & SCR & C2G | 0 | 0 | 0 | 0 | 0 | 0 | 0
00 Ret.Exist_Non-FBC_WetFGD_ACI_DSI & SCR & CCS | 0 | 0 | 0 | 0 | 0 | 0 | 0
00 Ret.Exist_Non-FBC_WetFGD_ACI_DSI & SCR & DRET | 0 | 0 | 0 | 0 | 0 | 0 | 0
00 Ret.Exist_Non-FBC_WetFGD_ACI_DSI & SCR & NGC | 0 | 0 | 0 | 0 | 0 | 0 | 0
00 Ret.Exist_Non-FBC_WetFGD_ACI_DSI & SNCR | 0 | 0 | 0 | 0 | 0 | 0 | 0
00 Ret.Exist_Non-FBC_WetFGD_ACI_DSI & SNCR & C2G | 0 | 0 | 0 | 0 | 0 | 0 | 0
00 Ret.Exist_Non-FBC_WetFGD_ACI_DSI & SNCR & DRET | 0 | 0 | 0 | 0 | 0 | 0 | 0
00 Ret.Exist_Non-FBC_WetFGD_ACI_DSI & SNCR & NGC | 0 | 0 | 0 | 0 | 0 | 0 | 0
00 Ret.Exist_Non-FBC_WetFGD_SCR & ACI | 0 | 0 | 0 | 0 | 0 | 0 | 0
00 Ret.Exist_Non-FBC_WetFGD_SCR & ACI & C2G | 0 | 0 | 0 | 0 | 0 | 0 | 0
00 Ret.Exist_Non-FBC_WetFGD_SCR & ACI & CCS | 0 | 0 | 0 | 0 | 0 | 0 | 0
00 Ret.Exist_Non-FBC_WetFGD_SCR & DCCS | 0 | 26017.269 | 0 | 0 | 0 | 0 | 0
00 Ret.Exist_Non-FBC_WetFGD_SCR & DCCS & CCS | 0 | 0 | 27506.9555 | 27506.9555 | 0 | 0 | 0
00 Ret.Exist_Non-FBC_WetFGD_SCR & ACI & DRET | 0 | 0 | 0 | 0 | 0 | 0 | 0
00 Ret.Exist_Non-FBC_WetFGD_SCR & ACI & GPM | 0 | 0 | 0 | 0 | 0 | 0 | 0
00 Ret.Exist_Non-FBC_WetFGD_SCR & ACI & GPM & C2G | 0 | 0 | 0 | 0 | 0 | 0 | 0
00 Ret.Exist_Non-FBC_WetFGD_SCR & ACI & GPM & CCS | 0 | 0 | 0 | 0 | 0 | 0 | 0
00 Ret.Exist_Non-FBC_WetFGD_SCR & ACI & GPM & DRET | 0 | 0 | 0 | 0 | 0 | 0 | 0
00 Ret.Exist_Non-FBC_WetFGD_SCR & ACI & GPM & NGC | 0 | 0 | 0 | 0 | 0 | 0 | 0
00 Ret.Exist_Non-FBC_WetFGD_SCR & ACI & NGC | 0 | 0 | 0 | 0 | 0 | 0 | 0
00 Ret.Exist_Non-FBC_WetFGD_SCR & C2G | 266.229 | 435.6076 | 435.6076 | 435.6076 | 147.8688 | 1.752 | 1.752
00 Ret.Exist_Non-FBC_WetFGD_SCR & CCS | 0 | 57.3116 | 57.3116 | 57.3116 | 55.0823 | 57.3116 | 57.3116
00 Ret.Exist_Non-FBC_WetFGD_SCR & DRET | 0 | 87520.4927 | 0 | 0 | 0 | 0 | 0
00 Ret.Exist_Non-FBC_WetFGD_SCR & GPM | 0 | 0 | 0 | 0 | 0 | 0 | 0
00 Ret.Exist_Non-FBC_WetFGD_SCR & GPM & C2G | 0 | 0 | 0 | 0 | 0 | 0 | 0
00 Ret.Exist_Non-FBC_WetFGD_SCR & GPM & CCS | 0 | 0 | 0 | 0 | 0 | 0 | 0
00 Ret.Exist_Non-FBC_WetFGD_SCR & GPM & DRET | 0 | 0 | 0 | 0 | 0 | 0 | 0
00 Ret.Exist_Non-FBC_WetFGD_SCR & GPM & NGC | 0 | 0 | 0 | 0 | 0 | 0 | 0
00 Ret.Exist_Non-FBC_WetFGD_SCR & NGC | 0 | 0 | 0 | 0 | 0 | 0 | 0
00 Ret.Exist_Non-FBC_WetFGD_SCR_ACI & C2G | 137.532 | 236.296 | 236.296 | 236.296 | 236.296 | 236.296 | 236.296
00 Ret.Exist_Non-FBC_WetFGD_SCR_ACI & CCS | 0 | 0 | 0 | 0 | 0 | 0 | 0
00 Ret.Exist_Non-FBC_WetFGD_SCR_ACI & DCCS | 0 | 46406.0773 | 0 | 0 | 0 | 0 | 0
00 Ret.Exist_Non-FBC_WetFGD_SCR_ACI & DCCS & CCS | 0 | 0 | 35983.1546 | 31224.2846 | 0 | 0 | 0
00 Ret.Exist_Non-FBC_WetFGD_SCR_ACI & DRET | 0 | 23268.3847 | 0 | 0 | 0 | 0 | 0
00 Ret.Exist_Non-FBC_WetFGD_SCR_ACI & GPM | 0 | 0 | 0 | 0 | 0 | 0 | 0
00 Ret.Exist_Non-FBC_WetFGD_SCR_ACI & GPM & C2G | 0 | 0 | 0 | 0 | 0 | 0 | 0
00 Ret.Exist_Non-FBC_WetFGD_SCR_ACI & GPM & CCS | 0 | 0 | 0 | 0 | 0 | 0 | 0
00 Ret.Exist_Non-FBC_WetFGD_SCR_ACI & GPM & DRET | 0 | 0 | 0 | 0 | 0 | 0 | 0
00 Ret.Exist_Non-FBC_WetFGD_SCR_ACI & GPM & NGC | 0 | 0 | 0 | 0 | 0 | 0 | 0
00 Ret.Exist_Non-FBC_WetFGD_SCR_ACI & NGC | 0 | 0 | 0 | 0 | 0 | 0 | 0
00 Ret.Exist_Non-FBC_WetFGD_SCR_ACI_DSI & C2G | 0 | 0 | 0 | 0 | 0 | 0 | 0
00 Ret.Exist_Non-FBC_WetFGD_SCR_ACI_DSI & CCS | 0 | 0 | 0 | 0 | 0 | 0 | 0
00 Ret.Exist_Non-FBC_WetFGD_SCR_ACI_DSI & DCCS | 0 | 24839.556 | 0 | 0 | 0 | 0 | 0
00 Ret.Exist_Non-FBC_WetFGD_SCR_ACI_DSI & DCCS & CCS | 0 | 0 | 20210.6331 | 20210.6331 | 0 | 0 | 0
00 Ret.Exist_Non-FBC_WetFGD_SCR_ACI_DSI & DRET | 0 | 7719.4377 | 0 | 0 | 0 | 0 | 0
00 Ret.Exist_Non-FBC_WetFGD_SCR_ACI_DSI & GPM | 0 | 0 | 0 | 0 | 0 | 0 | 0
00 Ret.Exist_Non-FBC_WetFGD_SCR_ACI_DSI & GPM & C2G | 0 | 0 | 0 | 0 | 0 | 0 | 0
00 Ret.Exist_Non-FBC_WetFGD_SCR_ACI_DSI & GPM & CCS | 0 | 0 | 0 | 0 | 0 | 0 | 0
00 Ret.Exist_Non-FBC_WetFGD_SCR_ACI_DSI & GPM & DRET | 0 | 0 | 0 | 0 | 0 | 0 | 0
00 Ret.Exist_Non-FBC_WetFGD_SCR_ACI_DSI & GPM & NGC | 0 | 0 | 0 | 0 | 0 | 0 | 0
00 Ret.Exist_Non-FBC_WetFGD_SCR_ACI_DSI & NGC | 0 | 0 | 0 | 0 | 0 | 0 | 0
00 Ret.Exist_Non-FBC_WetFGD_SCR_DSI & ACI | 0 | 0 | 0 | 0 | 0 | 0 | 0
00 Ret.Exist_Non-FBC_WetFGD_SCR_DSI & ACI & C2G | 0 | 0 | 0 | 0 | 0 | 0 | 0
00 Ret.Exist_Non-FBC_WetFGD_SCR_DSI & ACI & CCS | 0 | 0 | 0 | 0 | 0 | 0 | 0
00 Ret.Exist_Non-FBC_WetFGD_SCR_DSI & ACI & DRET | 0 | 0 | 0 | 0 | 0 | 0 | 0
00 Ret.Exist_Non-FBC_WetFGD_SCR_DSI & ACI & GPM | 0 | 0 | 0 | 0 | 0 | 0 | 0
00 Ret.Exist_Non-FBC_WetFGD_SCR_DSI & ACI & GPM & C2G | 0 | 0 | 0 | 0 | 0 | 0 | 0
00 Ret.Exist_Non-FBC_WetFGD_SCR_DSI & ACI & GPM & CCS | 0 | 0 | 0 | 0 | 0 | 0 | 0
00 Ret.Exist_Non-FBC_WetFGD_SCR_DSI & ACI & GPM & DRET | 0 | 0 | 0 | 0 | 0 | 0 | 0
00 Ret.Exist_Non-FBC_WetFGD_SCR_DSI & ACI & GPM & NGC | 0 | 0 | 0 | 0 | 0 | 0 | 0
00 Ret.Exist_Non-FBC_WetFGD_SCR_DSI & ACI & NGC | 0 | 0 | 0 | 0 | 0 | 0 | 0
00 Ret.Exist_Non-FBC_WetFGD_SCR_DSI & C2G | 1783.2305 | 1785.7954 | 81.8184 | 81.8184 | 81.8184 | 81.8184 | 81.8184
00 Ret.Exist_Non-FBC_WetFGD_SCR_DSI & CCS | 0 | 0 | 0 | 0 | 0 | 0 | 0
00 Ret.Exist_Non-FBC_WetFGD_SCR_DSI & DCCS | 0 | 0 | 0 | 0 | 0 | 0 | 0
00 Ret.Exist_Non-FBC_WetFGD_SCR_DSI & DCCS & CCS | 0 | 0 | 0 | 0 | 0 | 0 | 0
00 Ret.Exist_Non-FBC_WetFGD_SCR_DSI & DRET | 0 | 0 | 0 | 0 | 0 | 0 | 0
00 Ret.Exist_Non-FBC_WetFGD_SCR_DSI & GPM | 0 | 0 | 0 | 0 | 0 | 0 | 0
00 Ret.Exist_Non-FBC_WetFGD_SCR_DSI & GPM & C2G | 0 | 0 | 0 | 0 | 0 | 0 | 0
00 Ret.Exist_Non-FBC_WetFGD_SCR_DSI & GPM & CCS | 0 | 0 | 0 | 0 | 0 | 0 | 0
00 Ret.Exist_Non-FBC_WetFGD_SCR_DSI & GPM & DRET | 0 | 0 | 0 | 0 | 0 | 0 | 0
00 Ret.Exist_Non-FBC_WetFGD_SCR_DSI & GPM & NGC | 0 | 0 | 0 | 0 | 0 | 0 | 0
00 Ret.Exist_Non-FBC_WetFGD_SCR_DSI & NGC | 0 | 0 | 0 | 0 | 0 | 0 | 0
00 Ret.Exist_Non-FBC_WetFGD_SNCR & ACI | 0 | 0 | 0 | 0 | 0 | 0 | 0
00 Ret.Exist_Non-FBC_WetFGD_SNCR & ACI & C2G | 0 | 0 | 0 | 0 | 0 | 0 | 0
00 Ret.Exist_Non-FBC_WetFGD_SNCR & ACI & C2G & SCR | 0 | 0 | 0 | 0 | 0 | 0 | 0
00 Ret.Exist_Non-FBC_WetFGD_SNCR & ACI & DRET | 0 | 0 | 0 | 0 | 0 | 0 | 0
00 Ret.Exist_Non-FBC_WetFGD_SNCR & ACI & GPM | 0 | 0 | 0 | 0 | 0 | 0 | 0
00 Ret.Exist_Non-FBC_WetFGD_SNCR & ACI & GPM & C2G | 0 | 0 | 0 | 0 | 0 | 0 | 0
00 Ret.Exist_Non-FBC_WetFGD_SNCR & ACI & GPM & C2G & SCR | 0 | 0 | 0 | 0 | 0 | 0 | 0
00 Ret.Exist_Non-FBC_WetFGD_SNCR & ACI & GPM & DRET | 0 | 0 | 0 | 0 | 0 | 0 | 0
00 Ret.Exist_Non-FBC_WetFGD_SNCR & ACI & GPM & NGC | 0 | 0 | 0 | 0 | 0 | 0 | 0
00 Ret.Exist_Non-FBC_WetFGD_SNCR & ACI & GPM & SCR | 0 | 0 | 0 | 0 | 0 | 0 | 0
00 Ret.Exist_Non-FBC_WetFGD_SNCR & ACI & GPM & SCR & CCS | 0 | 0 | 0 | 0 | 0 | 0 | 0
00 Ret.Exist_Non-FBC_WetFGD_SNCR & ACI & GPM & SCR & DRET | 0 | 0 | 0 | 0 | 0 | 0 | 0
00 Ret.Exist_Non-FBC_WetFGD_SNCR & ACI & GPM & SCR & NGC | 0 | 0 | 0 | 0 | 0 | 0 | 0
00 Ret.Exist_Non-FBC_WetFGD_SNCR & ACI & NGC | 0 | 0 | 0 | 0 | 0 | 0 | 0
00 Ret.Exist_Non-FBC_WetFGD_SNCR & ACI & SCR | 0 | 0 | 0 | 0 | 0 | 0 | 0
00 Ret.Exist_Non-FBC_WetFGD_SNCR & ACI & SCR & CCS | 0 | 0 | 0 | 0 | 0 | 0 | 0
00 Ret.Exist_Non-FBC_WetFGD_SNCR & ACI & SCR & DRET | 0 | 0 | 0 | 0 | 0 | 0 | 0
00 Ret.Exist_Non-FBC_WetFGD_SNCR & ACI & SCR & NGC | 0 | 0 | 0 | 0 | 0 | 0 | 0
00 Ret.Exist_Non-FBC_WetFGD_SNCR & C2G | 0 | 0 | 0 | 0 | 0 | 0 | 0
00 Ret.Exist_Non-FBC_WetFGD_SNCR & C2G & SCR | 0 | 0 | 0 | 0 | 0 | 0 | 0
00 Ret.Exist_Non-FBC_WetFGD_SNCR & DCCS | 0 | 0 | 0 | 0 | 0 | 0 | 0
00 Ret.Exist_Non-FBC_WetFGD_SNCR & DCCS & SCR & CCS | 0 | 0 | 0 | 0 | 0 | 0 | 0
00 Ret.Exist_Non-FBC_WetFGD_SNCR & DRET | 0 | 0 | 0 | 0 | 0 | 0 | 0
00 Ret.Exist_Non-FBC_WetFGD_SNCR & GPM | 0 | 0 | 0 | 0 | 0 | 0 | 0
00 Ret.Exist_Non-FBC_WetFGD_SNCR & GPM & C2G | 0 | 0 | 0 | 0 | 0 | 0 | 0
00 Ret.Exist_Non-FBC_WetFGD_SNCR & GPM & C2G & SCR | 0 | 0 | 0 | 0 | 0 | 0 | 0
00 Ret.Exist_Non-FBC_WetFGD_SNCR & GPM & DRET | 0 | 0 | 0 | 0 | 0 | 0 | 0
00 Ret.Exist_Non-FBC_WetFGD_SNCR & GPM & NGC | 0 | 0 | 0 | 0 | 0 | 0 | 0
00 Ret.Exist_Non-FBC_WetFGD_SNCR & GPM & SCR | 0 | 0 | 0 | 0 | 0 | 0 | 0
00 Ret.Exist_Non-FBC_WetFGD_SNCR & GPM & SCR & CCS | 0 | 0 | 0 | 0 | 0 | 0 | 0
00 Ret.Exist_Non-FBC_WetFGD_SNCR & GPM & SCR & DRET | 0 | 0 | 0 | 0 | 0 | 0 | 0
00 Ret.Exist_Non-FBC_WetFGD_SNCR & GPM & SCR & NGC | 0 | 0 | 0 | 0 | 0 | 0 | 0
00 Ret.Exist_Non-FBC_WetFGD_SNCR & NGC | 0 | 0 | 0 | 0 | 0 | 0 | 0
00 Ret.Exist_Non-FBC_WetFGD_SNCR & SCR | 0 | 0 | 0 | 0 | 0 | 0 | 0
00 Ret.Exist_Non-FBC_WetFGD_SNCR & SCR & C2G | 0 | 0 | 0 | 0 | 0 | 0 | 0
00 Ret.Exist_Non-FBC_WetFGD_SNCR & SCR & CCS | 0 | 0 | 0 | 0 | 0 | 0 | 0
00 Ret.Exist_Non-FBC_WetFGD_SNCR & SCR & DRET | 0 | 0 | 0 | 0 | 0 | 0 | 0
00 Ret.Exist_Non-FBC_WetFGD_SNCR & SCR & NGC | 0 | 0 | 0 | 0 | 0 | 0 | 0
00 Ret.Exist_Non-FBC_WetFGD_SNCR_ACI & C2G | 0 | 0 | 0 | 0 | 0 | 0 | 0
00 Ret.Exist_Non-FBC_WetFGD_SNCR_ACI & C2G & SCR | 0 | 0 | 0 | 0 | 0 | 0 | 0
00 Ret.Exist_Non-FBC_WetFGD_SNCR_ACI & DCCS | 0 | 6120.8437 | 0 | 0 | 0 | 0 | 0
00 Ret.Exist_Non-FBC_WetFGD_SNCR_ACI & DCCS & SCR & CCS | 0 | 0 | 4108.1303 | 4108.1303 | 0 | 0 | 0
00 Ret.Exist_Non-FBC_WetFGD_SNCR_ACI & DRET | 0 | 4630.3683 | 0 | 0 | 0 | 0 | 0
00 Ret.Exist_Non-FBC_WetFGD_SNCR_ACI & GPM | 0 | 0 | 0 | 0 | 0 | 0 | 0
00 Ret.Exist_Non-FBC_WetFGD_SNCR_ACI & GPM & C2G | 0 | 0 | 0 | 0 | 0 | 0 | 0
00 Ret.Exist_Non-FBC_WetFGD_SNCR_ACI & GPM & C2G & SCR | 0 | 0 | 0 | 0 | 0 | 0 | 0
00 Ret.Exist_Non-FBC_WetFGD_SNCR_ACI & GPM & DRET | 0 | 0 | 0 | 0 | 0 | 0 | 0
00 Ret.Exist_Non-FBC_WetFGD_SNCR_ACI & GPM & NGC | 0 | 0 | 0 | 0 | 0 | 0 | 0
00 Ret.Exist_Non-FBC_WetFGD_SNCR_ACI & GPM & SCR | 0 | 0 | 0 | 0 | 0 | 0 | 0
00 Ret.Exist_Non-FBC_WetFGD_SNCR_ACI & GPM & SCR & CCS | 0 | 0 | 0 | 0 | 0 | 0 | 0
00 Ret.Exist_Non-FBC_WetFGD_SNCR_ACI & GPM & SCR & DRET | 0 | 0 | 0 | 0 | 0 | 0 | 0
00 Ret.Exist_Non-FBC_WetFGD_SNCR_ACI & GPM & SCR & NGC | 0 | 0 | 0 | 0 | 0 | 0 | 0
00 Ret.Exist_Non-FBC_WetFGD_SNCR_ACI & NGC | 0 | 0 | 0 | 0 | 0 | 0 | 0
00 Ret.Exist_Non-FBC_WetFGD_SNCR_ACI & SCR | 489.0621 | 0 | 0 | 0 | 0 | 0 | 0
00 Ret.Exist_Non-FBC_WetFGD_SNCR_ACI & SCR & C2G | 0 | 0 | 0 | 0 | 0 | 0 | 0
00 Ret.Exist_Non-FBC_WetFGD_SNCR_ACI & SCR & CCS | 0 | 517.8154 | 517.8154 | 517.8154 | 0 | 0 | 0
00 Ret.Exist_Non-FBC_WetFGD_SNCR_ACI & SCR & DRET | 0 | 489.0621 | 0 | 0 | 0 | 0 | 0
00 Ret.Exist_Non-FBC_WetFGD_SNCR_ACI & SCR & NGC | 0 | 0 | 0 | 0 | 0 | 0 | 0
00 Existing Combined Cycle Retirement | 0 | 0 | 0 | 0 | 0 | 0 | 0
00 New Combined Cycle Retirement | 0 | 0 | 0 | 0 | 0 | 0 | 0
00 Existing Combustion Turbine Retirement | 0 | 0 | 0 | 0 | 0 | 0 | 0
00 New Combustion Turbine Retirement | 0 | 0 | 0 | 0 | 0 | 0 | 0
00 Oil/Gas Steam Retirement | 0 | 0 | 0 | 0 | 0 | 0 | 0
00 Coal Steam Retirement | 0 | 0 | 0 | 0 | 0 | 0 | 0
00 IGCC Retirement | 0 | 0 | 0 | 0 | 0 | 0 | 0
00 Nuclear Retirement | 0 | 0 | 0 | 0 | 0 | 0 | 0
00 Biomass Retirement | 0 | 0 | 0 | 0 | 0 | 0 | 0
00 Fossil_Other Retirement | 0 | 0 | 0 | 0 | 0 | 0 | 0
00 Fuel Cell Retirement | 0 | 0 | 0 | 0 | 0 | 0 | 0
00 Geothermal Retirement | 0 | 0 | 0 | 0 | 0 | 0 | 0
00 Hydro Retirement | 0 | 0 | 0 | 0 | 0 | 0 | 0
00 Landfill Gas Retirement | 0 | 0 | 0 | 0 | 0 | 0 | 0
00 Non Fossil_Other Retirement | 0 | 0 | 0 | 0 | 0 | 0 | 0
00 Solar Thermal Retirement | 0 | 0 | 0 | 0 | 0 | 0 | 0
00 Exist Dummy | 0 | 0 | 0 | 0 | 0 | 0 | 0
Total | 4537539.7295 | 4693419.8217 | 5171035.7389 | 5578596.8935 | 6119964.1984 | 6417954.4071 | 6761986.4868
12a. Generation by Fuel Type [GWh]
Biomass | 289.1742 | 539.9005 | 396.3203 | 29.4675 | 8.5634 | 177.1706 | 481.2176
Coal | 423764.11 | 351253.4013 | 129368.0639 | 122073.1274 | 3054.467 | 3307.7083 | 3413.6384
EnerStor | 51478.7371 | 65372.8248 | 158304.5877 | 196667.6554 | 285745.9586 | 290296.3661 | 294581.8124
Fwaste | 4182.1837 | 4171.8538 | 4146.4831 | 4112.8667 | 3783.0566 | 3867.8214 | 3867.8625
Geothermal | 21270.2487 | 21270.2487 | 21270.2487 | 21270.2487 | 21215.0636 | 21216.1049 | 21270.2487
Hydro | 270154.0611 | 276892.9658 | 296006.0812 | 317210.1183 | 313576.9164 | 315113.7409 | 315731.7854
Hydrogen | 0 | 0 | 0.13365 | 0 | 64.5899 | 2377.2653 | 4395.2831
LF Gas | 20774.3133 | 20796.6696 | 19781.0405 | 18554.1696 | 17049.8062 | 27982.5308 | 31534.6214
MSW | 12480.7184 | 12480.7184 | 12441.5397 | 11370.082 | 11132.3704 | 10981.3871 | 11214.6432
NaturalGas | 1662566.1845 | 1693413.6852 | 1403145.3899 | 937358.3487 | 630579.0892 | 917088.2402 | 1116522.4861
None | 3046.728 | 3046.728 | 3046.728 | 2768.16 | 2768.16 | 2768.16 | 2768.16
Non-Fossil | 9254.9301 | 9254.9301 | 9207.9609 | 9082.9665 | 8789.3919 | 9010.9042 | 9017.0678
Nuclear | 751095.2632 | 729111.6499 | 666211.475 | 612943.522 | 472730.0132 | 352894.6396 | 222638.1416
Oil | 8.2958 | 11.0054 | 1.4022 | 0 | 3.4953 | 0 | 0
Pet. Coke | 11676.495 | 4555.0128 | 3513.2538 | 3309.8432 | 545.2453 | 632.2317 | 637.7939
Pumps | 22825.7842 | 21522.6758 | 21366.0911 | 18304.2731 | 28802.0251 | 27509.6771 | 27612.3058
Solar | 402328.8505 | 407431.1267 | 713224.5257 | 832755.6909 | 1216836.6343 | 1252928.6503 | 1322088.2527
Solar-DER | 120990.2626 | 137513.93 | 180135.0948 | 226389.973 | 277277.5639 | 334737.5676 | 409667.2158
Tires | 100.778 | 100.778 | 100.778 | 90.2411 | 88.4443 | 90.2177 | 100.778
Waste Coal | 7973.0956 | 7872.5112 | 2559.3444 | 2559.3444 | 0 | 0 | 0
Wind | 741279.5153 | 926807.2057 | 1526809.1963 | 2241746.7952 | 2825913.3436 | 2844974.0232 | 2964443.1725
Total | 4537539.7295 | 4693419.8217 | 5171035.7389 | 5578596.8935 | 6119964.1984 | 6417954.4071 | 6761986.4868
13. Generation by Capacity Reporting Type [TBtu]
00 New Combined Cycle | 660.2812 | 660.7134 | 422.9211 | 389.5053 | 329.7018 | 723.1507 | 1229.3927
00 New Combined Cycle with CCS Retrofit | 0 | 0 | 16.9582 | 16.9582 | 14.7466 | 15.0615 | 15.0627
00 New Combined Cycle with CF Limit | 0 | 0 | 0 | 0 | 0 | 0 | 0
00 New Combined Cycle with HRI Retrofit | 0 | 0 | 0 | 0 | 0 | 0 | 0
00 New Combined Cycle with Hydrogen Retrofit | 0 | 32.2072 | 0 | 0 | 0 | 0 | 0
00 New Combined Cycle with Hydrogen Retrofit Undone | 0 | 0 | 18.5099 | 18.5099 | 18.5099 | 18.5099 | 18.5099
00 New Combined Cycle with CCS | 0 | 0 | 0 | 0 | 0 | 0 | 0
00 New Combustion Turbine | 17.0474 | 38.0731 | 46.968 | 51.8214 | 67.5082 | 133.5829 | 192.0458
00 New Combustion Turbine with HRI Retrofit | 0 | 0 | 0 | 0 | 0 | 0 | 0
00 New Combustion Turbine with Hydrogen Retrofit | 0 | 0 | 0 | 0 | 0 | 0.46888 | 0.44502
00 New Combustion Turbine with Hydrogen Retrofit Undone | 0 | 0 | 0 | 0 | 0 | 0 | 0
00 New Hydro | 0 | 22.9931 | 88.2041 | 169.1816 | 162.0599 | 163.6265 | 164.47
00 New Nuclear | 0 | 0 | 0 | 0 | 0 | 0 | 0
00 New Nuclear - SMR | 0 | 0 | 0 | 0 | 0 | 0 | 0
00 New Biomass | 0 | 0 | 0 | 0 | 0 | 0 | 0
00 New Geothermal | 16.1894 | 16.1894 | 16.1894 | 16.1894 | 16.0011 | 16.0046 | 16.1894
00 New Landfill Gas | 39.3702 | 39.4418 | 38.6079 | 36.0231 | 32.8756 | 70.2799 | 81.8095
00 New Battery Storage | 103.9563 | 152.8227 | 471.3321 | 598.8718 | 903.9086 | 920.3263 | 933.3099
00 New Offshore Wind | 119.3358 | 164.4934 | 468.0642 | 475.2663 | 842.2913 | 842.2913 | 842.2913
00 New Onshore Wind | 550.6026 | 1138.4655 | 2882.1015 | 5314.2665 | 6940.4177 | 7005.4528 | 7413.0815
00 New Solar PV | 328.5804 | 345.9894 | 1389.374 | 1797.2143 | 3107.6985 | 3230.8445 | 3459.223
00 New Solar Thermal | 0 | 0 | 0 | 0 | 0 | 0 | 7.5941
00 New Fuel Cell | 0 | 0 | 0 | 0 | 0 | 0 | 0
00 New Ultrasupercritical Coal without CCS | 0 | 0 | 0 | 0 | 0 | 0 | 0
00 New Ultrasupercritical Coal with 30% CCS | 0 | 0 | 0 | 0 | 0 | 0 | 0
00 New Ultrasupercritical Coal with 90% CCS | 0 | 0 | 0 | 0 | 0 | 0 | 0
00 Exist & New Distributed Solar PV | 412.8188 | 469.1975 | 614.6209 | 772.4426 | 946.071 | 1142.1246 | 1397.7845
00 Exist Combined Cycle | 4774.9486 | 4843.9595 | 4142.2974 | 2658.8447 | 1670.6253 | 2186.5095 | 2297.6147
00 Exist Combustion Turbine | 121.9227 | 93.9367 | 93.2878 | 34.3597 | 27.2264 | 27.7474 | 27.2946
00 Exist FBC_Uncontrolled | 0.012914 | 0.019347 | 0.012894 | 0.0083485 | 0 | 0 | 0
00 Exist FBC_ACI_DSI | 3.5045 | 0 | 0 | 0 | 0 | 0 | 0
00 Exist FBC_DryFGD_ACI | 0.77603 | 0 | 0 | 0 | 0 | 0 | 0
00 Exist FBC_DryFGD_DSI | 0 | 0 | 0 | 0 | 0 | 0 | 0
00 Exist FBC_DryFGD_SNCR | 12.4086 | 0 | 0 | 0 | 0 | 0 | 0
00 Exist FBC_DryFGD_SNCR_ACI | 8.7628 | 0 | 0 | 0 | 0 | 0 | 0
00 Exist FBC_DryFGD_SNCR_ACI_DSI | 3.3909 | 0 | 0 | 0 | 0 | 0 | 0
00 Exist FBC_DryFGD_SNCR_DSI | 0 | 0 | 0 | 0 | 0 | 0 | 0
00 Exist FBC_DSI | 10.3058 | 0 | 0 | 0 | 0 | 0 | 0
00 Exist FBC_SNCR | 0 | 0 | 0 | 0 | 0 | 0 | 0
00 Exist FBC_SNCR_ACI_DSI | 0 | 0 | 0 | 0 | 0 | 0 | 0
00 Exist FBC_SNCR_DSI | 25.314 | 0 | 0 | 0 | 0 | 0 | 0
00 Exist FBC_WetFGD_SNCR | 0.3032 | 0 | 0 | 0 | 0 | 0 | 0
00 Exist FBC_WetFGD_DSI | 1.2708 | 0 | 0 | 0 | 0 | 0 | 0
00 Exist_Non-FBC_Uncontrolled | 6.3043 | 1.1173 | 0.63825 | 0.13181 | 0.13181 | 0.5836 | 0.92252
00 Exist_Non-FBC_ACI | 145.8743 | 0.21685 | 0.16142 | 0 | 0 | 0.14835 | 0.18984
00 Exist_Non-FBC_ACI_DSI | 16.1528 | 0 | 0 | 0 | 0 | 0 | 0
00 Exist_Non-FBC_DryFGD | 0 | 0 | 0 | 0 | 0 | 0 | 0
00 Exist_Non-FBC_DryFGD_ACI | 97.6536 | 0.28505 | 0.48889 | 0.53497 | 0.44859 | 0.53497 | 0.53497
00 Exist_Non-FBC_DryFGD_SCR | 0.74155 | 0 | 0 | 0 | 0 | 0 | 0
00 Exist_Non-FBC_DryFGD_SCR_ACI | 131.7432 | 0.053203 | 0 | 0 | 0 | 0 | 0
00 Exist_Non-FBC_DryFGD_SCR_DSI | 4.2802 | 0 | 0 | 0 | 0 | 0 | 0
00 Exist_Non-FBC_DryFGD_SCR_ACI_DSI | 16.3182 | 0 | 0 | 0 | 0 | 0 | 0
00 Exist_Non-FBC_DryFGD_SNCR_ACI | 49.8501 | 0 | 0 | 0 | 0 | 0 | 0
00 Exist_Non-FBC_DryFGD_SNCR_ACI_DSI | 0 | 0 | 0 | 0 | 0 | 0 | 0
00 Exist_Non-FBC_DSI | 3.4181 | 0 | 0 | 0 | 0 | 0 | 0
00 Exist_Non-FBC_SCR_ACI | 42.4837 | 0 | 0 | 0 | 0 | 0 | 0
00 Exist_Non-FBC_SCR_ACI_DSI | 3.9383 | 0 | 0 | 0 | 0 | 0 | 0
00 Exist_Non-FBC_SNCR_ACI | 2.347 | 0 | 0 | 0 | 0 | 0 | 0
00 Exist_Non-FBC_SNCR_ACI_DSI | 0 | 0 | 0 | 0 | 0 | 0 | 0
00 Exist_Non-FBC_WetFGD | 46.634 | 0 | 0 | 0 | 0 | 0 | 0
00 Exist_Non-FBC_WetFGD_ACI | 65.9966 | 0 | 0 | 0 | 0 | 0 | 0
00 Exist_Non-FBC_WetFGD_ACI_DSI | 0 | 0 | 0 | 0 | 0 | 0 | 0
00 Exist_Non-FBC_WetFGD_SCR | 401.2119 | 0 | 0 | 0 | 0 | 0 | 0
00 Exist_Non-FBC_WetFGD_SCR_DSI | 11.2902 | 0 | 0 | 0 | 0 | 0 | 0
00 Exist_Non-FBC_WetFGD_SCR_ACI | 240.6746 | 0 | 0 | 0 | 0 | 0 | 0
00 Exist_Non-FBC_WetFGD_SCR_ACI_DSI | 100.779 | 0 | 0 | 0 | 0 | 0 | 0
00 Exist_Non-FBC_WetFGD_SNCR | 8.1247 | 0 | 0 | 0 | 0 | 0 | 0
00 Exist_Non-FBC_WetFGD_SNCR_ACI | 37.3926 | 0 | 0 | 0 | 0 | 0 | 0
00 Exist IGCC | 12.0002 | 12.2445 | 0 | 0 | 0 | 0 | 0
00 Exist Fossil_Other | 14.2696 | 14.2344 | 14.1478 | 14.0331 | 12.9078 | 13.197 | 13.1971
00 Exist Fuel Cell | 5.5708 | 5.3908 | 5.091 | 4.0642 | 2.8698 | 3.435 | 3.5824
00 Exist Hydro | 921.7657 | 921.7657 | 921.7686 | 913.1393 | 907.8645 | 911.5416 | 912.8069
00 Exist Non Fossil_Other | 74.5059 | 74.5059 | 74.212 | 70.0937 | 68.2748 | 68.5215 | 69.3745
00 Exist Nuclear | 2562.737 | 2487.7289 | 2273.1136 | 2091.3633 | 1612.9548 | 1204.0765 | 759.6413
00 Exist Oil/Gas Steam | 65.5174 | 58.5518 | 19.9905 | 11.8346 | 11.2771 | 10.6559 | 10.6511
00 Exist Oil/Gas Steam_SCR | 12.6036 | 11.6587 | 4.3838 | 4.1598 | 3.8831 | 4.0559 | 4.1421
00 Exist Oil/Gas Steam_SNCR | 5.8051 | 2.5051 | 1.492 | 1.251 | 1.0958 | 1.248 | 1.0976
00 Exist Biomass | 0.98666 | 1.8421 | 1.3522 | 0.10054 | 0.029218 | 0.60451 | 1.6419
00 Exist Landfill Gas | 31.5117 | 31.5165 | 28.885 | 27.2837 | 25.2984 | 25.1965 | 25.7866
00 Exist Geothermal | 56.3847 | 56.3847 | 56.3847 | 56.3847 | 56.3847 | 56.3847 | 56.3847
00 Exist Pump Storage | 77.8816 | 73.4354 | 72.9011 | 62.4542 | 98.2725 | 93.863 | 94.2132
00 Exist Energy Storage | 71.6891 | 70.2294 | 68.8032 | 72.1582 | 71.0566 | 70.1649 | 71.8033
00 Exist Solar PV | 1033.977 | 1033.977 | 1033.9595 | 1033.9595 | 1033.9595 | 1033.9595 | 1033.9595
00 Exist Solar Thermal | 10.1886 | 10.1886 | 10.1886 | 10.1886 | 10.1886 | 10.1886 | 10.1886
00 Exist Offshore Wind | 100.1713 | 100.1713 | 100.1713 | 100.1713 | 100.1713 | 100.1713 | 100.1713
00 Exist Onshore Wind | 1759.136 | 1759.136 | 1759.136 | 1759.136 | 1759.136 | 1759.136 | 1759.136
00 International Imports | 10.3954 | 10.3954 | 10.3954 | 9.445 | 9.445 | 9.445 | 9.445
00 Ret.Exist Combined Cycle & CF Limit | 0 | 0 | 0 | 0 | 0 | 0 | 0
00 Ret.Exist Combined Cycle & CCS | 0 | 0 | 1.9023 | 1.9023 | 1.0036 | 1.0837 | 1.0837
00 Ret.Exist Combined Cycle & Hydrogen | 0 | 7.4599 | 4.3232 | 1.1624 | 0.40902 | 9.2944 | 21.2363
00 Ret.Exist Combined Cycle & Hydrogen Retrofit Undone | 0 | 0 | 0 | 0 | 0 | 0 | 0
00 Ret.Exist Combined Cycle & HRI | 0 | 0 | 0 | 0 | 0 | 0 | 0
00 Ret.Exist Combustion Turbine & HRI | 0 | 0 | 0 | 0 | 0 | 0 | 0
00 Ret.Exist_FBC_NoCtrl & CCS | 0 | 0 | 0 | 0 | 0 | 0 | 0
00 Ret.Exist_FBC_NoCtrl & DRET | 0 | 0 | 0 | 0 | 0 | 0 | 0
00 Ret.Exist_FBC_NoCtrl & GPM | 0 | 0 | 0 | 0 | 0 | 0 | 0
00 Ret.Exist_FBC_NoCtrl & GPM & CCS | 0 | 0 | 0 | 0 | 0 | 0 | 0
00 Ret.Exist_FBC_NoCtrl & GPM & DRET | 0 | 0 | 0 | 0 | 0 | 0 | 0
00 Ret.Exist_FBC_NoCtrl & GPM & NGC | 0 | 0 | 0 | 0 | 0 | 0 | 0
00 Ret.Exist_FBC_NoCtrl & GPM & SNCR | 0 | 0 | 0 | 0 | 0 | 0 | 0
00 Ret.Exist_FBC_NoCtrl & GPM & SNCR & CCS | 0 | 0 | 0 | 0 | 0 | 0 | 0
00 Ret.Exist_FBC_NoCtrl & GPM & SNCR & DRET | 0 | 0 | 0 | 0 | 0 | 0 | 0
00 Ret.Exist_FBC_NoCtrl & GPM & SNCR & NGC | 0 | 0 | 0 | 0 | 0 | 0 | 0
00 Ret.Exist_FBC_NoCtrl & NGC | 0 | 0 | 0 | 0 | 0 | 0 | 0
00 Ret.Exist_FBC_NoCtrl & SNCR | 0 | 0 | 0 | 0 | 0 | 0 | 0
00 Ret.Exist_FBC_NoCtrl & SNCR & CCS | 0 | 0 | 0 | 0 | 0 | 0 | 0
00 Ret.Exist_FBC_NoCtrl & SNCR & DRET | 0 | 0 | 0 | 0 | 0 | 0 | 0
00 Ret.Exist_FBC_NoCtrl & SNCR & NGC | 0 | 0 | 0 | 0 | 0 | 0 | 0
00 Ret.Exist_FBC_ACI_DSI & CCS | 0 | 0 | 0 | 0 | 0 | 0 | 0
00 Ret.Exist_FBC_ACI_DSI & DCCS | 0 | 4.7327 | 0 | 0 | 0 | 0 | 0
00 Ret.Exist_FBC_ACI_DSI & DCCS & CCS | 0 | 0 | 6.8889 | 6.8889 | 0 | 0 | 0
00 Ret.Exist_FBC_ACI_DSI & DCCS & SNCR & CCS | 0 | 0 | 0 | 0 | 0 | 0 | 0
00 Ret.Exist_FBC_ACI_DSI & DRET | 0 | 0.94691 | 0 | 0 | 0 | 0 | 0
00 Ret.Exist_FBC_ACI_DSI & GPM | 0 | 0 | 0 | 0 | 0 | 0 | 0
00 Ret.Exist_FBC_ACI_DSI & GPM & CCS | 0 | 0 | 0 | 0 | 0 | 0 | 0
00 Ret.Exist_FBC_ACI_DSI & GPM & DRET | 0 | 0 | 0 | 0 | 0 | 0 | 0
00 Ret.Exist_FBC_ACI_DSI & GPM & NGC | 0 | 0 | 0 | 0 | 0 | 0 | 0
00 Ret.Exist_FBC_ACI_DSI & GPM & SNCR | 0 | 0 | 0 | 0 | 0 | 0 | 0
00 Ret.Exist_FBC_ACI_DSI & GPM & SNCR & CCS | 0 | 0 | 0 | 0 | 0 | 0 | 0
00 Ret.Exist_FBC_ACI_DSI & GPM & SNCR & DRET | 0 | 0 | 0 | 0 | 0 | 0 | 0
00 Ret.Exist_FBC_ACI_DSI & GPM & SNCR & NGC | 0 | 0 | 0 | 0 | 0 | 0 | 0
00 Ret.Exist_FBC_ACI_DSI & NGC | 0 | 0 | 0 | 0 | 0 | 0 | 0
00 Ret.Exist_FBC_ACI_DSI & SNCR | 0 | 0 | 0 | 0 | 0 | 0 | 0
00 Ret.Exist_FBC_ACI_DSI & SNCR & CCS | 0 | 0 | 0 | 0 | 0 | 0 | 0
00 Ret.Exist_FBC_ACI_DSI & SNCR & DRET | 0 | 0 | 0 | 0 | 0 | 0 | 0
00 Ret.Exist_FBC_ACI_DSI & SNCR & NGC | 0 | 0 | 0 | 0 | 0 | 0 | 0
00 Ret.Exist_FBC_DryFGD_ACI & CCS | 0 | 0 | 0 | 0 | 0 | 0 | 0
00 Ret.Exist_FBC_DryFGD_ACI & DCCS | 0 | 0 | 0 | 0 | 0 | 0 | 0
00 Ret.Exist_FBC_DryFGD_ACI & DCCS & CCS | 0 | 0 | 0 | 0 | 0 | 0 | 0
00 Ret.Exist_FBC_DryFGD_ACI & DCCS & SNCR & CCS | 0 | 0 | 0 | 0 | 0 | 0 | 0
00 Ret.Exist_FBC_DryFGD_ACI & DRET | 0 | 1.4022 | 0 | 0 | 0 | 0 | 0
00 Ret.Exist_FBC_DryFGD_ACI & GPM | 0 | 0 | 0 | 0 | 0 | 0 | 0
00 Ret.Exist_FBC_DryFGD_ACI & GPM & CCS | 0 | 0 | 0 | 0 | 0 | 0 | 0
00 Ret.Exist_FBC_DryFGD_ACI & GPM & DRET | 0 | 0 | 0 | 0 | 0 | 0 | 0
00 Ret.Exist_FBC_DryFGD_ACI & GPM & NGC | 0 | 0 | 0 | 0 | 0 | 0 | 0
00 Ret.Exist_FBC_DryFGD_ACI & GPM & SNCR | 0 | 0 | 0 | 0 | 0 | 0 | 0
00 Ret.Exist_FBC_DryFGD_ACI & GPM & SNCR & CCS | 0 | 0 | 0 | 0 | 0 | 0 | 0
00 Ret.Exist_FBC_DryFGD_ACI & GPM & SNCR & DRET | 0 | 0 | 0 | 0 | 0 | 0 | 0
00 Ret.Exist_FBC_DryFGD_ACI & GPM & SNCR & NGC | 0 | 0 | 0 | 0 | 0 | 0 | 0
00 Ret.Exist_FBC_DryFGD_ACI & NGC | 0 | 0 | 0 | 0 | 0 | 0 | 0
00 Ret.Exist_FBC_DryFGD_ACI & SNCR | 0 | 0 | 0 | 0 | 0 | 0 | 0
00 Ret.Exist_FBC_DryFGD_ACI & SNCR & CCS | 0 | 0 | 0 | 0 | 0 | 0 | 0
00 Ret.Exist_FBC_DryFGD_ACI & SNCR & DRET | 0 | 0 | 0 | 0 | 0 | 0 | 0
00 Ret.Exist_FBC_DryFGD_ACI & SNCR & NGC | 0 | 0 | 0 | 0 | 0 | 0 | 0
00 Ret.Exist_FBC_DryFGD_DSI & ACI | 0 | 0 | 0 | 0 | 0 | 0 | 0
00 Ret.Exist_FBC_DryFGD_DSI & ACI & DRET | 0 | 0 | 0 | 0 | 0 | 0 | 0
00 Ret.Exist_FBC_DryFGD_DSI & ACI & GPM | 0 | 0 | 0 | 0 | 0 | 0 | 0
00 Ret.Exist_FBC_DryFGD_DSI & ACI & GPM & DRET | 0 | 0 | 0 | 0 | 0 | 0 | 0
00 Ret.Exist_FBC_DryFGD_DSI & ACI & GPM & NGC | 0 | 0 | 0 | 0 | 0 | 0 | 0
00 Ret.Exist_FBC_DryFGD_DSI & ACI & GPM & SNCR | 0 | 0 | 0 | 0 | 0 | 0 | 0
00 Ret.Exist_FBC_DryFGD_DSI & ACI & GPM & SNCR & DRET | 0 | 0 | 0 | 0 | 0 | 0 | 0
00 Ret.Exist_FBC_DryFGD_DSI & ACI & GPM & SNCR & NGC | 0 | 0 | 0 | 0 | 0 | 0 | 0
00 Ret.Exist_FBC_DryFGD_DSI & ACI & NGC | 0 | 0 | 0 | 0 | 0 | 0 | 0
00 Ret.Exist_FBC_DryFGD_DSI & ACI & SNCR | 0 | 0 | 0 | 0 | 0 | 0 | 0
00 Ret.Exist_FBC_DryFGD_DSI & ACI & SNCR & DRET | 0 | 0 | 0 | 0 | 0 | 0 | 0
00 Ret.Exist_FBC_DryFGD_DSI & ACI & SNCR & NGC | 0 | 0 | 0 | 0 | 0 | 0 | 0
00 Ret.Exist_FBC_DryFGD_DSI & DRET | 0 | 0 | 0 | 0 | 0 | 0 | 0
00 Ret.Exist_FBC_DryFGD_DSI & GPM | 0 | 0 | 0 | 0 | 0 | 0 | 0
00 Ret.Exist_FBC_DryFGD_DSI & GPM & DRET | 0 | 0 | 0 | 0 | 0 | 0 | 0
00 Ret.Exist_FBC_DryFGD_DSI & GPM & NGC | 0 | 0 | 0 | 0 | 0 | 0 | 0
00 Ret.Exist_FBC_DryFGD_DSI & GPM & SNCR | 0 | 0 | 0 | 0 | 0 | 0 | 0
00 Ret.Exist_FBC_DryFGD_DSI & GPM & SNCR & DRET | 0 | 0 | 0 | 0 | 0 | 0 | 0
00 Ret.Exist_FBC_DryFGD_DSI & GPM & SNCR & NGC | 0 | 0 | 0 | 0 | 0 | 0 | 0
00 Ret.Exist_FBC_DryFGD_DSI & NGC | 0 | 0 | 0 | 0 | 0 | 0 | 0
00 Ret.Exist_FBC_DryFGD_DSI & SNCR | 0 | 0 | 0 | 0 | 0 | 0 | 0
00 Ret.Exist_FBC_DryFGD_DSI & SNCR & DRET | 0 | 0 | 0 | 0 | 0 | 0 | 0
00 Ret.Exist_FBC_DryFGD_DSI & SNCR & NGC | 0 | 0 | 0 | 0 | 0 | 0 | 0
00 Ret.Exist_FBC_DryFGD_SNCR & ACI | 0 | 0 | 0 | 0 | 0 | 0 | 0
00 Ret.Exist_FBC_DryFGD_SNCR & ACI & CCS | 0 | 0 | 0 | 0 | 0 | 0 | 0
00 Ret.Exist_FBC_DryFGD_SNCR & ACI & DRET | 0 | 0 | 0 | 0 | 0 | 0 | 0
00 Ret.Exist_FBC_DryFGD_SNCR & ACI & GPM | 0 | 0 | 0 | 0 | 0 | 0 | 0
00 Ret.Exist_FBC_DryFGD_SNCR & ACI & GPM & CCS | 0 | 0 | 0 | 0 | 0 | 0 | 0
00 Ret.Exist_FBC_DryFGD_SNCR & ACI & GPM & DRET | 0 | 0 | 0 | 0 | 0 | 0 | 0
00 Ret.Exist_FBC_DryFGD_SNCR & ACI & GPM & NGC | 0 | 0 | 0 | 0 | 0 | 0 | 0
00 Ret.Exist_FBC_DryFGD_SNCR & ACI & NGC | 0 | 0 | 0 | 0 | 0 | 0 | 0
00 Ret.Exist_FBC_DryFGD_SNCR & CCS | 0 | 0 | 0 | 0 | 0 | 0 | 0
00 Ret.Exist_FBC_DryFGD_SNCR & DCCS | 0 | 10.2259 | 0 | 0 | 0 | 0 | 0
00 Ret.Exist_FBC_DryFGD_SNCR & DCCS & CCS | 0 | 0 | 8.4164 | 8.4164 | 0 | 0 | 0
00 Ret.Exist_FBC_DryFGD_SNCR & DRET | 0 | 2.5371 | 0 | 0 | 0 | 0 | 0
00 Ret.Exist_FBC_DryFGD_SNCR & GPM | 0 | 0 | 0 | 0 | 0 | 0 | 0
00 Ret.Exist_FBC_DryFGD_SNCR & GPM & CCS | 0 | 0 | 0 | 0 | 0 | 0 | 0
00 Ret.Exist_FBC_DryFGD_SNCR & GPM & DRET | 0 | 0 | 0 | 0 | 0 | 0 | 0
00 Ret.Exist_FBC_DryFGD_SNCR & GPM & NGC | 0 | 0 | 0 | 0 | 0 | 0 | 0
00 Ret.Exist_FBC_DryFGD_SNCR & NGC | 0 | 0 | 0 | 0 | 0 | 0 | 0
00 Ret.Exist_FBC_DryFGD_SNCR_ACI & CCS | 0 | 0 | 0 | 0 | 0 | 0 | 0
00 Ret.Exist_FBC_DryFGD_SNCR_ACI & DCCS | 0 | 0.038085 | 0 | 0 | 0 | 0 | 0
00 Ret.Exist_FBC_DryFGD_SNCR_ACI & DCCS & CCS | 0 | 0 | 0.042819 | 0.042819 | 0 | 0 | 0
00 Ret.Exist_FBC_DryFGD_SNCR_ACI & DRET | 0 | 6.0251 | 0 | 0 | 0 | 0 | 0
00 Ret.Exist_FBC_DryFGD_SNCR_ACI & GPM | 0 | 0 | 0 | 0 | 0 | 0 | 0
00 Ret.Exist_FBC_DryFGD_SNCR_ACI & GPM & CCS | 0 | 0 | 0 | 0 | 0 | 0 | 0
00 Ret.Exist_FBC_DryFGD_SNCR_ACI & GPM & DRET | 0 | 0 | 0 | 0 | 0 | 0 | 0
00 Ret.Exist_FBC_DryFGD_SNCR_ACI & GPM & NGC | 0 | 0 | 0 | 0 | 0 | 0 | 0
00 Ret.Exist_FBC_DryFGD_SNCR_ACI & NGC | 0 | 0 | 0 | 0 | 0 | 0 | 0
00 Ret.Exist_FBC_DryFGD_SNCR_ACI_DSI & CCS | 0 | 9.6686 | 9.6686 | 9.6686 | 1.8377 | 2.0174 | 2.0174
00 Ret.Exist_FBC_DryFGD_SNCR_ACI_DSI & DCCS | 0 | 0.10973 | 0 | 0 | 0 | 0 | 0
00 Ret.Exist_FBC_DryFGD_SNCR_ACI_DSI & DCCS & CCS | 0 | 0 | 0.20879 | 0.20879 | 0 | 0 | 0
00 Ret.Exist_FBC_DryFGD_SNCR_ACI_DSI & DRET | 0 | 0 | 0 | 0 | 0 | 0 | 0
00 Ret.Exist_FBC_DryFGD_SNCR_ACI_DSI & GPM | 0 | 0 | 0 | 0 | 0 | 0 | 0
00 Ret.Exist_FBC_DryFGD_SNCR_ACI_DSI & GPM & CCS | 0 | 0 | 0 | 0 | 0 | 0 | 0
00 Ret.Exist_FBC_DryFGD_SNCR_ACI_DSI & GPM & DRET | 0 | 0 | 0 | 0 | 0 | 0 | 0
00 Ret.Exist_FBC_DryFGD_SNCR_ACI_DSI & GPM & NGC | 0 | 0 | 0 | 0 | 0 | 0 | 0
00 Ret.Exist_FBC_DryFGD_SNCR_ACI_DSI & NGC | 0 | 0 | 0 | 0 | 0 | 0 | 0
00 Ret.Exist_FBC_DryFGD_SNCR_DSI & ACI | 0 | 0 | 0 | 0 | 0 | 0 | 0
00 Ret.Exist_FBC_DryFGD_SNCR_DSI & ACI & DRET | 0 | 0 | 0 | 0 | 0 | 0 | 0
00 Ret.Exist_FBC_DryFGD_SNCR_DSI & ACI & GPM | 0 | 0 | 0 | 0 | 0 | 0 | 0
00 Ret.Exist_FBC_DryFGD_SNCR_DSI & ACI & GPM & DRET | 0 | 0 | 0 | 0 | 0 | 0 | 0
00 Ret.Exist_FBC_DryFGD_SNCR_DSI & ACI & GPM & NGC | 0 | 0 | 0 | 0 | 0 | 0 | 0
00 Ret.Exist_FBC_DryFGD_SNCR_DSI & ACI & NGC | 0 | 0 | 0 | 0 | 0 | 0 | 0
00 Ret.Exist_FBC_DryFGD_SNCR_DSI & DRET | 0 | 0 | 0 | 0 | 0 | 0 | 0
00 Ret.Exist_FBC_DryFGD_SNCR_DSI & GPM | 0 | 0 | 0 | 0 | 0 | 0 | 0
00 Ret.Exist_FBC_DryFGD_SNCR_DSI & GPM & DRET | 0 | 0 | 0 | 0 | 0 | 0 | 0
00 Ret.Exist_FBC_DryFGD_SNCR_DSI & GPM & NGC | 0 | 0 | 0 | 0 | 0 | 0 | 0
00 Ret.Exist_FBC_DryFGD_SNCR_DSI & NGC | 0 | 0 | 0 | 0 | 0 | 0 | 0
00 Ret.Exist_FBC_DSI & ACI | 0 | 0 | 0 | 0 | 0 | 0 | 0
00 Ret.Exist_FBC_DSI & ACI & DRET | 0 | 0 | 0 | 0 | 0 | 0 | 0
00 Ret.Exist_FBC_DSI & ACI & GPM | 0 | 0 | 0 | 0 | 0 | 0 | 0
00 Ret.Exist_FBC_DSI & ACI & GPM & DRET | 0 | 0 | 0 | 0 | 0 | 0 | 0
00 Ret.Exist_FBC_DSI & ACI & GPM & NGC | 0 | 0 | 0 | 0 | 0 | 0 | 0
00 Ret.Exist_FBC_DSI & ACI & GPM & SNCR | 0 | 0 | 0 | 0 | 0 | 0 | 0
00 Ret.Exist_FBC_DSI & ACI & GPM & SNCR & DRET | 0 | 0 | 0 | 0 | 0 | 0 | 0
00 Ret.Exist_FBC_DSI & ACI & GPM & SNCR & NGC | 0 | 0 | 0 | 0 | 0 | 0 | 0
00 Ret.Exist_FBC_DSI & ACI & NGC | 0 | 0 | 0 | 0 | 0 | 0 | 0
00 Ret.Exist_FBC_DSI & ACI & SNCR | 0 | 0 | 0 | 0 | 0 | 0 | 0
00 Ret.Exist_FBC_DSI & ACI & SNCR & DRET | 0 | 0 | 0 | 0 | 0 | 0 | 0
00 Ret.Exist_FBC_DSI & ACI & SNCR & NGC | 0 | 0 | 0 | 0 | 0 | 0 | 0
00 Ret.Exist_FBC_DSI & DRET | 0 | 11.4074 | 0 | 0 | 0 | 0 | 0
00 Ret.Exist_FBC_DSI & GPM | 0 | 0 | 0 | 0 | 0 | 0 | 0
00 Ret.Exist_FBC_DSI & GPM & DRET | 0 | 0 | 0 | 0 | 0 | 0 | 0
00 Ret.Exist_FBC_DSI & GPM & NGC | 0 | 0 | 0 | 0 | 0 | 0 | 0
00 Ret.Exist_FBC_DSI & GPM & SNCR | 0 | 0 | 0 | 0 | 0 | 0 | 0
00 Ret.Exist_FBC_DSI & GPM & SNCR & DRET | 0 | 0 | 0 | 0 | 0 | 0 | 0
00 Ret.Exist_FBC_DSI & GPM & SNCR & NGC | 0 | 0 | 0 | 0 | 0 | 0 | 0
00 Ret.Exist_FBC_DSI & NGC | 0 | 0.51883 | 1.0862 | 0 | 0 | 0 | 0
00 Ret.Exist_FBC_DSI & SNCR | 0 | 0 | 0 | 0 | 0 | 0 | 0
00 Ret.Exist_FBC_DSI & SNCR & DRET | 0 | 0 | 0 | 0 | 0 | 0 | 0
00 Ret.Exist_FBC_DSI & SNCR & NGC | 0 | 0 | 0 | 0 | 0 | 0 | 0
00 Ret.Exist_FBC_SNCR & ACI | 0 | 0 | 0 | 0 | 0 | 0 | 0
00 Ret.Exist_FBC_SNCR & ACI & DRET | 0 | 0 | 0 | 0 | 0 | 0 | 0
00 Ret.Exist_FBC_SNCR & ACI & NGC | 0 | 0 | 0 | 0 | 0 | 0 | 0
00 Ret.Exist_FBC_SNCR & DRET | 0 | 0 | 0 | 0 | 0 | 0 | 0
00 Ret.Exist_FBC_SNCR & GPM | 0 | 0 | 0 | 0 | 0 | 0 | 0
00 Ret.Exist_FBC_SNCR & GPM & DRET | 0 | 0 | 0 | 0 | 0 | 0 | 0
00 Ret.Exist_FBC_SNCR & GPM & NGC | 0 | 0 | 0 | 0 | 0 | 0 | 0
00 Ret.Exist_FBC_SNCR & NGC | 0 | 0 | 0 | 0 | 0 | 0 | 0
00 Ret.Exist_FBC_SNCR_ACI_DSI & CCS | 0 | 0 | 0 | 0 | 0 | 0 | 0
00 Ret.Exist_FBC_SNCR_ACI_DSI & DCCS | 0 | 0 | 0 | 0 | 0 | 0 | 0
00 Ret.Exist_FBC_SNCR_ACI_DSI & DCCS & CCS | 0 | 0 | 0 | 0 | 0 | 0 | 0
00 Ret.Exist_FBC_SNCR_ACI_DSI & DRET | 0 | 0 | 0 | 0 | 0 | 0 | 0
00 Ret.Exist_FBC_SNCR_ACI_DSI & GPM | 0 | 0 | 0 | 0 | 0 | 0 | 0
00 Ret.Exist_FBC_SNCR_ACI_DSI & GPM & CCS | 0 | 0 | 0 | 0 | 0 | 0 | 0
00 Ret.Exist_FBC_SNCR_ACI_DSI & GPM & DRET | 0 | 0 | 0 | 0 | 0 | 0 | 0
00 Ret.Exist_FBC_SNCR_ACI_DSI & GPM & NGC | 0 | 0 | 0 | 0 | 0 | 0 | 0
00 Ret.Exist_FBC_SNCR_ACI_DSI & NGC | 0 | 0 | 0 | 0 | 0 | 0 | 0
00 Ret.Exist_FBC_SNCR_DSI & ACI | 0 | 0 | 0 | 0 | 0 | 0 | 0
00 Ret.Exist_FBC_SNCR_DSI & ACI & CCS | 0 | 0 | 0 | 0 | 0 | 0 | 0
00 Ret.Exist_FBC_SNCR_DSI & ACI & DRET | 0 | 0 | 0 | 0 | 0 | 0 | 0
00 Ret.Exist_FBC_SNCR_DSI & ACI & GPM | 0 | 0 | 0 | 0 | 0 | 0 | 0
00 Ret.Exist_FBC_SNCR_DSI & ACI & GPM & CCS | 0 | 0 | 0 | 0 | 0 | 0 | 0
00 Ret.Exist_FBC_SNCR_DSI & ACI & GPM & DRET | 0 | 0 | 0 | 0 | 0 | 0 | 0
00 Ret.Exist_FBC_SNCR_DSI & ACI & GPM & NGC | 0 | 0 | 0 | 0 | 0 | 0 | 0
00 Ret.Exist_FBC_SNCR_DSI & ACI & NGC | 0 | 0 | 0 | 0 | 0 | 0 | 0
00 Ret.Exist_FBC_SNCR_DSI & CCS | 0 | 0 | 0 | 0 | 0 | 0 | 0
00 Ret.Exist_FBC_SNCR_DSI & DCCS | 0 | 6.8716 | 0 | 0 | 0 | 0 | 0
00 Ret.Exist_FBC_SNCR_DSI & DCCS & CCS | 0 | 0 | 4.8106 | 4.8106 | 0 | 0 | 0
00 Ret.Exist_FBC_SNCR_DSI & DRET | 0 | 9.3765 | 0 | 0 | 0 | 0 | 0
00 Ret.Exist_FBC_SNCR_DSI & GPM | 0 | 0 | 0 | 0 | 0 | 0 | 0
00 Ret.Exist_FBC_SNCR_DSI & GPM & CCS | 0 | 0 | 0 | 0 | 0 | 0 | 0
00 Ret.Exist_FBC_SNCR_DSI & GPM & DRET | 0 | 0 | 0 | 0 | 0 | 0 | 0
00 Ret.Exist_FBC_SNCR_DSI & GPM & NGC | 0 | 0 | 0 | 0 | 0 | 0 | 0
00 Ret.Exist_FBC_SNCR_DSI & NGC | 0 | 6.3437 | 5.1852 | 0 | 0 | 0 | 0
00 Ret.Exist_FBC_WetFGD_DSI & ACI | 0 | 0 | 0 | 0 | 0 | 0 | 0
00 Ret.Exist_FBC_WetFGD_DSI & ACI & DRET | 0 | 0 | 0 | 0 | 0 | 0 | 0
00 Ret.Exist_FBC_WetFGD_DSI & ACI & GPM | 0 | 0 | 0 | 0 | 0 | 0 | 0
00 Ret.Exist_FBC_WetFGD_DSI & ACI & GPM & DRET | 0 | 0 | 0 | 0 | 0 | 0 | 0
00 Ret.Exist_FBC_WetFGD_DSI & ACI & GPM & NGC | 0 | 0 | 0 | 0 | 0 | 0 | 0
00 Ret.Exist_FBC_WetFGD_DSI & ACI & GPM & SNCR | 0 | 0 | 0 | 0 | 0 | 0 | 0
00 Ret.Exist_FBC_WetFGD_DSI & ACI & GPM & SNCR & DRET | 0 | 0 | 0 | 0 | 0 | 0 | 0
00 Ret.Exist_FBC_WetFGD_DSI & ACI & GPM & SNCR & NGC | 0 | 0 | 0 | 0 | 0 | 0 | 0
00 Ret.Exist_FBC_WetFGD_DSI & ACI & NGC | 0 | 0 | 0 | 0 | 0 | 0 | 0
00 Ret.Exist_FBC_WetFGD_DSI & ACI & SNCR | 0 | 0 | 0 | 0 | 0 | 0 | 0
00 Ret.Exist_FBC_WetFGD_DSI & ACI & SNCR & DRET | 0 | 0 | 0 | 0 | 0 | 0 | 0
00 Ret.Exist_FBC_WetFGD_DSI & ACI & SNCR & NGC | 0 | 0 | 0 | 0 | 0 | 0 | 0
00 Ret.Exist_FBC_WetFGD_DSI & DRET | 0 | 1.2708 | 0 | 0 | 0 | 0 | 0
00 Ret.Exist_FBC_WetFGD_DSI & GPM | 0 | 0 | 0 | 0 | 0 | 0 | 0
00 Ret.Exist_FBC_WetFGD_DSI & GPM & DRET | 0 | 0 | 0 | 0 | 0 | 0 | 0
00 Ret.Exist_FBC_WetFGD_DSI & GPM & NGC | 0 | 0 | 0 | 0 | 0 | 0 | 0
00 Ret.Exist_FBC_WetFGD_DSI & GPM & SNCR | 0 | 0 | 0 | 0 | 0 | 0 | 0
00 Ret.Exist_FBC_WetFGD_DSI & GPM & SNCR & DRET | 0 | 0 | 0 | 0 | 0 | 0 | 0
00 Ret.Exist_FBC_WetFGD_DSI & GPM & SNCR & NGC | 0 | 0 | 0 | 0 | 0 | 0 | 0
00 Ret.Exist_FBC_WetFGD_DSI & NGC | 0 | 0 | 0 | 0 | 0 | 0 | 0
00 Ret.Exist_FBC_WetFGD_DSI & SNCR | 0 | 0 | 0 | 0 | 0 | 0 | 0
00 Ret.Exist_FBC_WetFGD_DSI & SNCR & DRET | 0 | 0 | 0 | 0 | 0 | 0 | 0
00 Ret.Exist_FBC_WetFGD_DSI & SNCR & NGC | 0 | 0 | 0 | 0 | 0 | 0 | 0
00 Ret.Exist_FBC_WetFGD_SNCR & ACI | 0 | 0 | 0 | 0 | 0 | 0 | 0
00 Ret.Exist_FBC_WetFGD_SNCR & ACI & DRET | 0 | 0 | 0 | 0 | 0 | 0 | 0
00 Ret.Exist_FBC_WetFGD_SNCR & ACI & NGC | 0 | 0 | 0 | 0 | 0 | 0 | 0
00 Ret.Exist_FBC_WetFGD_SNCR & DRET | 0 | 0.54886 | 0 | 0 | 0 | 0 | 0
00 Ret.Exist_FBC_WetFGD_SNCR & GPM | 0 | 0 | 0 | 0 | 0 | 0 | 0
00 Ret.Exist_FBC_WetFGD_SNCR & GPM & DRET | 0 | 0 | 0 | 0 | 0 | 0 | 0
00 Ret.Exist_FBC_WetFGD_SNCR & GPM & NGC | 0 | 0 | 0 | 0 | 0 | 0 | 0
00 Ret.Exist_FBC_WetFGD_SNCR & NGC | 0 | 0 | 0 | 0 | 0 | 0 | 0
00 Ret.Exist_Non-FBC_ACI & C2G | 0.60854 | 7.1473 | 0 | 0 | 0 | 0 | 0
00 Ret.Exist_Non-FBC_ACI & C2G & SCR | 0 | 0 | 0 | 0 | 0 | 0 | 0
00 Ret.Exist_Non-FBC_ACI & DCCS | 0 | 8.7159 | 0 | 0 | 0 | 0 | 0
00 Ret.Exist_Non-FBC_ACI & DCCS & WetFGD & SCR & CCS | 0 | 0 | 5.797 | 5.797 | 0 | 0 | 0
00 Ret.Exist_Non-FBC_ACI & DRET | 0 | 25.4379 | 0 | 0 | 0 | 0 | 0
00 Ret.Exist_Non-FBC_ACI & DSI | 0 | 0 | 0 | 0 | 0 | 0 | 0
00 Ret.Exist_Non-FBC_ACI & DSI & C2G | 0 | 0 | 0 | 0 | 0 | 0 | 0
00 Ret.Exist_Non-FBC_ACI & DSI & C2G & SCR | 0 | 0 | 0 | 0 | 0 | 0 | 0
00 Ret.Exist_Non-FBC_ACI & DSI & DRET | 0 | 0 | 0 | 0 | 0 | 0 | 0
00 Ret.Exist_Non-FBC_ACI & DSI & GPM | 0 | 0 | 0 | 0 | 0 | 0 | 0
00 Ret.Exist_Non-FBC_ACI & DSI & GPM & C2G | 0 | 0 | 0 | 0 | 0 | 0 | 0
00 Ret.Exist_Non-FBC_ACI & DSI & GPM & C2G & SCR | 0 | 0 | 0 | 0 | 0 | 0 | 0
00 Ret.Exist_Non-FBC_ACI & DSI & GPM & DRET | 0 | 0 | 0 | 0 | 0 | 0 | 0
00 Ret.Exist_Non-FBC_ACI & DSI & GPM & NGC | 0 | 0 | 0 | 0 | 0 | 0 | 0
00 Ret.Exist_Non-FBC_ACI & DSI & GPM & SCR | 0 | 0 | 0 | 0 | 0 | 0 | 0
00 Ret.Exist_Non-FBC_ACI & DSI & GPM & SCR & DRET | 0 | 0 | 0 | 0 | 0 | 0 | 0
00 Ret.Exist_Non-FBC_ACI & DSI & GPM & SCR & NGC | 0 | 0 | 0 | 0 | 0 | 0 | 0
00 Ret.Exist_Non-FBC_ACI & DSI & GPM & SNCR | 0 | 0 | 0 | 0 | 0 | 0 | 0
00 Ret.Exist_Non-FBC_ACI & DSI & GPM & SNCR & DRET | 0 | 0 | 0 | 0 | 0 | 0 | 0
00 Ret.Exist_Non-FBC_ACI & DSI & GPM & SNCR & NGC | 0 | 0 | 0 | 0 | 0 | 0 | 0
00 Ret.Exist_Non-FBC_ACI & DSI & GPM & WetFGD & SCR & CCS | 0 | 0 | 0 | 0 | 0 | 0 | 0
00 Ret.Exist_Non-FBC_ACI & DSI & NGC | 0 | 0 | 0 | 0 | 0 | 0 | 0
00 Ret.Exist_Non-FBC_ACI & DSI & SCR | 0 | 0 | 0 | 0 | 0 | 0 | 0
00 Ret.Exist_Non-FBC_ACI & DSI & SCR & DRET | 0 | 0 | 0 | 0 | 0 | 0 | 0
00 Ret.Exist_Non-FBC_ACI & DSI & SCR & NGC | 0 | 0 | 0 | 0 | 0 | 0 | 0
00 Ret.Exist_Non-FBC_ACI & DSI & SNCR | 0 | 0 | 0 | 0 | 0 | 0 | 0
00 Ret.Exist_Non-FBC_ACI & DSI & SNCR & DRET | 0 | 0 | 0 | 0 | 0 | 0 | 0
00 Ret.Exist_Non-FBC_ACI & DSI & SNCR & NGC | 0 | 0 | 0 | 0 | 0 | 0 | 0
00 Ret.Exist_Non-FBC_ACI & DSI & WetFGD & SCR & CCS | 0 | 0 | 0 | 0 | 0 | 0 | 0
00 Ret.Exist_Non-FBC_ACI & GPM | 0 | 0 | 0 | 0 | 0 | 0 | 0
00 Ret.Exist_Non-FBC_ACI & GPM & C2G | 0 | 0 | 0 | 0 | 0 | 0 | 0
00 Ret.Exist_Non-FBC_ACI & GPM & C2G & SCR | 0 | 0 | 0 | 0 | 0 | 0 | 0
00 Ret.Exist_Non-FBC_ACI & GPM & DRET | 0 | 0 | 0 | 0 | 0 | 0 | 0
00 Ret.Exist_Non-FBC_ACI & GPM & NGC | 0 | 0 | 0 | 0 | 0 | 0 | 0
00 Ret.Exist_Non-FBC_ACI & GPM & SCR | 0 | 0 | 0 | 0 | 0 | 0 | 0
00 Ret.Exist_Non-FBC_ACI & GPM & SCR & DRET | 0 | 0 | 0 | 0 | 0 | 0 | 0
00 Ret.Exist_Non-FBC_ACI & GPM & SCR & NGC | 0 | 0 | 0 | 0 | 0 | 0 | 0
00 Ret.Exist_Non-FBC_ACI & GPM & SNCR | 0 | 0 | 0 | 0 | 0 | 0 | 0
00 Ret.Exist_Non-FBC_ACI & GPM & SNCR & DRET | 0 | 0 | 0 | 0 | 0 | 0 | 0
00 Ret.Exist_Non-FBC_ACI & GPM & SNCR & NGC | 0 | 0 | 0 | 0 | 0 | 0 | 0
00 Ret.Exist_Non-FBC_ACI & GPM & WetFGD & SCR & CCS | 0 | 0 | 0 | 0 | 0 | 0 | 0
00 Ret.Exist_Non-FBC_ACI & NGC | 0 | 0 | 0 | 0 | 0 | 0 | 0
00 Ret.Exist_Non-FBC_ACI & SCR | 0 | 0 | 0 | 0 | 0 | 0 | 0
00 Ret.Exist_Non-FBC_ACI & SCR & C2G | 0 | 0 | 0 | 0 | 0 | 0 | 0
00 Ret.Exist_Non-FBC_ACI & SCR & DRET | 0 | 0 | 0 | 0 | 0 | 0 | 0
00 Ret.Exist_Non-FBC_ACI & SCR & NGC | 0 | 0 | 0 | 0 | 0 | 0 | 0
00 Ret.Exist_Non-FBC_ACI & SCR & WetFGD & CCS | 0 | 0 | 0 | 0 | 0 | 0 | 0
00 Ret.Exist_Non-FBC_ACI & SNCR | 0 | 0 | 0 | 0 | 0 | 0 | 0
00 Ret.Exist_Non-FBC_ACI & SNCR & C2G | 0 | 0 | 0 | 0 | 0 | 0 | 0
00 Ret.Exist_Non-FBC_ACI & SNCR & DRET | 0 | 0 | 0 | 0 | 0 | 0 | 0
00 Ret.Exist_Non-FBC_ACI & SNCR & NGC | 0 | 0 | 0 | 0 | 0 | 0 | 0
00 Ret.Exist_Non-FBC_ACI_DSI & C2G | 0 | 0 | 0 | 0 | 0 | 0 | 0
00 Ret.Exist_Non-FBC_ACI_DSI & C2G & SCR | 0 | 0 | 0 | 0 | 0 | 0 | 0
00 Ret.Exist_Non-FBC_ACI_DSI & DCCS | 0 | 0 | 0 | 0 | 0 | 0 | 0
00 Ret.Exist_Non-FBC_ACI_DSI & DCCS & WetFGD & SCR & CCS | 0 | 0 | 0 | 0 | 0 | 0 | 0
00 Ret.Exist_Non-FBC_ACI_DSI & DRET | 0 | 18.7342 | 0 | 0 | 0 | 0 | 0
00 Ret.Exist_Non-FBC_ACI_DSI & GPM | 0 | 0 | 0 | 0 | 0 | 0 | 0
00 Ret.Exist_Non-FBC_ACI_DSI & GPM & C2G | 0 | 0 | 0 | 0 | 0 | 0 | 0
00 Ret.Exist_Non-FBC_ACI_DSI & GPM & C2G & SCR | 0 | 0 | 0 | 0 | 0 | 0 | 0
00 Ret.Exist_Non-FBC_ACI_DSI & GPM & DRET | 0 | 0 | 0 | 0 | 0 | 0 | 0
00 Ret.Exist_Non-FBC_ACI_DSI & GPM & NGC | 0 | 0 | 0 | 0 | 0 | 0 | 0
00 Ret.Exist_Non-FBC_ACI_DSI & GPM & SCR | 0 | 0 | 0 | 0 | 0 | 0 | 0
00 Ret.Exist_Non-FBC_ACI_DSI & GPM & SCR & DRET | 0 | 0 | 0 | 0 | 0 | 0 | 0
00 Ret.Exist_Non-FBC_ACI_DSI & GPM & SCR & NGC | 0 | 0 | 0 | 0 | 0 | 0 | 0
00 Ret.Exist_Non-FBC_ACI_DSI & GPM & SNCR | 0 | 0 | 0 | 0 | 0 | 0 | 0
00 Ret.Exist_Non-FBC_ACI_DSI & GPM & SNCR & DRET | 0 | 0 | 0 | 0 | 0 | 0 | 0
00 Ret.Exist_Non-FBC_ACI_DSI & GPM & SNCR & NGC | 0 | 0 | 0 | 0 | 0 | 0 | 0
00 Ret.Exist_Non-FBC_ACI_DSI & GPM & WetFGD & SCR & CCS | 0 | 0 | 0 | 0 | 0 | 0 | 0
00 Ret.Exist_Non-FBC_ACI_DSI & NGC | 0 | 0 | 0 | 0 | 0 | 0 | 0
00 Ret.Exist_Non-FBC_ACI_DSI & SCR | 0 | 0 | 0 | 0 | 0 | 0 | 0
00 Ret.Exist_Non-FBC_ACI_DSI & SCR & C2G | 0 | 0 | 0 | 0 | 0 | 0 | 0
00 Ret.Exist_Non-FBC_ACI_DSI & SCR & DRET | 0 | 0 | 0 | 0 | 0 | 0 | 0
00 Ret.Exist_Non-FBC_ACI_DSI & SCR & NGC | 0 | 0 | 0 | 0 | 0 | 0 | 0
00 Ret.Exist_Non-FBC_ACI_DSI & SCR & WetFGD & CCS | 0 | 0 | 0 | 0 | 0 | 0 | 0
00 Ret.Exist_Non-FBC_ACI_DSI & SNCR | 0 | 0 | 0 | 0 | 0 | 0 | 0
00 Ret.Exist_Non-FBC_ACI_DSI & SNCR & C2G | 0 | 0 | 0 | 0 | 0 | 0 | 0
00 Ret.Exist_Non-FBC_ACI_DSI & SNCR & DRET | 0 | 0 | 0 | 0 | 0 | 0 | 0
00 Ret.Exist_Non-FBC_ACI_DSI & SNCR & NGC | 0 | 0 | 0 | 0 | 0 | 0 | 0
00 Ret.Exist_Non-FBC_DryFGD & C2G | 0 | 0 | 0 | 0 | 0 | 0 | 0
00 Ret.Exist_Non-FBC_DryFGD & C2G & SCR | 0 | 0 | 0 | 0 | 0 | 0 | 0
00 Ret.Exist_Non-FBC_DryFGD & DRET | 0 | 0 | 0 | 0 | 0 | 0 | 0
00 Ret.Exist_Non-FBC_DryFGD & GPM | 0 | 0 | 0 | 0 | 0 | 0 | 0
00 Ret.Exist_Non-FBC_DryFGD & GPM & C2G | 0 | 0 | 0 | 0 | 0 | 0 | 0
00 Ret.Exist_Non-FBC_DryFGD & GPM & C2G & SCR | 0 | 0 | 0 | 0 | 0 | 0 | 0
00 Ret.Exist_Non-FBC_DryFGD & GPM & DRET | 0 | 0 | 0 | 0 | 0 | 0 | 0
00 Ret.Exist_Non-FBC_DryFGD & GPM & NGC | 0 | 0 | 0 | 0 | 0 | 0 | 0
00 Ret.Exist_Non-FBC_DryFGD & GPM & SCR | 0 | 0 | 0 | 0 | 0 | 0 | 0
00 Ret.Exist_Non-FBC_DryFGD & GPM & SCR & CCS | 0 | 0 | 0 | 0 | 0 | 0 | 0
00 Ret.Exist_Non-FBC_DryFGD & GPM & SCR & DRET | 0 | 0 | 0 | 0 | 0 | 0 | 0
00 Ret.Exist_Non-FBC_DryFGD & GPM & SCR & NGC | 0 | 0 | 0 | 0 | 0 | 0 | 0
00 Ret.Exist_Non-FBC_DryFGD & GPM & SNCR | 0 | 0 | 0 | 0 | 0 | 0 | 0
00 Ret.Exist_Non-FBC_DryFGD & GPM & SNCR & DRET | 0 | 0 | 0 | 0 | 0 | 0 | 0
00 Ret.Exist_Non-FBC_DryFGD & GPM & SNCR & NGC | 0 | 0 | 0 | 0 | 0 | 0 | 0
00 Ret.Exist_Non-FBC_DryFGD & NGC | 0 | 0 | 0 | 0 | 0 | 0 | 0
00 Ret.Exist_Non-FBC_DryFGD & SCR | 0 | 0 | 0 | 0 | 0 | 0 | 0
00 Ret.Exist_Non-FBC_DryFGD & SCR & C2G | 0 | 0 | 0 | 0 | 0 | 0 | 0
00 Ret.Exist_Non-FBC_DryFGD & SCR & CCS | 0 | 0 | 0 | 0 | 0 | 0 | 0
00 Ret.Exist_Non-FBC_DryFGD & SCR & DRET | 0 | 0 | 0 | 0 | 0 | 0 | 0
00 Ret.Exist_Non-FBC_DryFGD & SCR & NGC | 0 | 0 | 0 | 0 | 0 | 0 | 0
00 Ret.Exist_Non-FBC_DryFGD & SNCR | 0 | 0 | 0 | 0 | 0 | 0 | 0
00 Ret.Exist_Non-FBC_DryFGD & SNCR & C2G | 0 | 0 | 0 | 0 | 0 | 0 | 0
00 Ret.Exist_Non-FBC_DryFGD & SNCR & DRET | 0 | 0 | 0 | 0 | 0 | 0 | 0
00 Ret.Exist_Non-FBC_DryFGD & SNCR & NGC | 0 | 0 | 0 | 0 | 0 | 0 | 0
00 Ret.Exist_Non-FBC_DryFGD_ACI & C2G | 0 | 0 | 0 | 0 | 0 | 0 | 0
00 Ret.Exist_Non-FBC_DryFGD_ACI & C2G & SCR | 0 | 0 | 0 | 0 | 0 | 0 | 0
00 Ret.Exist_Non-FBC_DryFGD_ACI & DCCS | 0 | 26.0474 | 0 | 0 | 0 | 0 | 0
00 Ret.Exist_Non-FBC_DryFGD_ACI & DCCS & SCR & CCS | 0 | 0 | 23.39 | 22.4964 | 0.13953 | 0.13953 | 0.13953
00 Ret.Exist_Non-FBC_DryFGD_ACI & DRET | 0 | 45.8511 | 0 | 0 | 0 | 0 | 0
00 Ret.Exist_Non-FBC_DryFGD_ACI & GPM | 0 | 0 | 0 | 0 | 0 | 0 | 0
00 Ret.Exist_Non-FBC_DryFGD_ACI & GPM & C2G | 0 | 0 | 0 | 0 | 0 | 0 | 0
00 Ret.Exist_Non-FBC_DryFGD_ACI & GPM & C2G & SCR | 0 | 0 | 0 | 0 | 0 | 0 | 0
00 Ret.Exist_Non-FBC_DryFGD_ACI & GPM & DRET | 0 | 0 | 0 | 0 | 0 | 0 | 0
00 Ret.Exist_Non-FBC_DryFGD_ACI & GPM & NGC | 0 | 0 | 0 | 0 | 0 | 0 | 0
00 Ret.Exist_Non-FBC_DryFGD_ACI & GPM & SCR | 0 | 0 | 0 | 0 | 0 | 0 | 0
00 Ret.Exist_Non-FBC_DryFGD_ACI & GPM & SCR & CCS | 0 | 0 | 0 | 0 | 0 | 0 | 0
00 Ret.Exist_Non-FBC_DryFGD_ACI & GPM & SCR & DRET | 0 | 0 | 0 | 0 | 0 | 0 | 0
00 Ret.Exist_Non-FBC_DryFGD_ACI & GPM & SCR & NGC | 0 | 0 | 0 | 0 | 0 | 0 | 0
00 Ret.Exist_Non-FBC_DryFGD_ACI & GPM & SNCR | 0 | 0 | 0 | 0 | 0 | 0 | 0
00 Ret.Exist_Non-FBC_DryFGD_ACI & GPM & SNCR & DRET | 0 | 0 | 0 | 0 | 0 | 0 | 0
00 Ret.Exist_Non-FBC_DryFGD_ACI & GPM & SNCR & NGC | 0 | 0 | 0 | 0 | 0 | 0 | 0
00 Ret.Exist_Non-FBC_DryFGD_ACI & NGC | 0 | 1.084 | 6.3804 | 0 | 0 | 0 | 0
00 Ret.Exist_Non-FBC_DryFGD_ACI & SCR | 0 | 0.050402 | 0 | 0 | 0 | 0 | 0
00 Ret.Exist_Non-FBC_DryFGD_ACI & SCR & C2G | 0 | 0 | 0 | 0 | 0 | 0 | 0
00 Ret.Exist_Non-FBC_DryFGD_ACI & SCR & CCS | 0 | 0 | 0.25891 | 0.25891 | 0 | 0 | 0
00 Ret.Exist_Non-FBC_DryFGD_ACI & SCR & DRET | 0 | 0 | 0 | 0 | 0 | 0 | 0
00 Ret.Exist_Non-FBC_DryFGD_ACI & SCR & NGC | 0 | 0 | 0 | 0 | 0 | 0 | 0
00 Ret.Exist_Non-FBC_DryFGD_ACI & SNCR | 0 | 0 | 0 | 0 | 0 | 0 | 0
00 Ret.Exist_Non-FBC_DryFGD_ACI & SNCR & C2G | 0 | 0 | 0 | 0 | 0 | 0 | 0
00 Ret.Exist_Non-FBC_DryFGD_ACI & SNCR & DRET | 0 | 0 | 0 | 0 | 0 | 0 | 0
00 Ret.Exist_Non-FBC_DryFGD_ACI & SNCR & NGC | 0 | 0 | 0 | 0 | 0 | 0 | 0
00 Ret.Exist_Non-FBC_DryFGD_SCR & ACI | 0 | 0 | 0 | 0 | 0 | 0 | 0
00 Ret.Exist_Non-FBC_DryFGD_SCR & ACI & C2G | 0 | 0 | 0 | 0 | 0 | 0 | 0
00 Ret.Exist_Non-FBC_DryFGD_SCR & ACI & CCS | 0 | 0 | 0 | 0 | 0 | 0 | 0
00 Ret.Exist_Non-FBC_DryFGD_SCR & ACI & DRET | 0 | 0 | 0 | 0 | 0 | 0 | 0
00 Ret.Exist_Non-FBC_DryFGD_SCR & ACI & GPM | 0 | 0 | 0 | 0 | 0 | 0 | 0
00 Ret.Exist_Non-FBC_DryFGD_SCR & ACI & GPM & C2G | 0 | 0 | 0 | 0 | 0 | 0 | 0
00 Ret.Exist_Non-FBC_DryFGD_SCR & ACI & GPM & CCS | 0 | 0 | 0 | 0 | 0 | 0 | 0
00 Ret.Exist_Non-FBC_DryFGD_SCR & ACI & GPM & DRET | 0 | 0 | 0 | 0 | 0 | 0 | 0
00 Ret.Exist_Non-FBC_DryFGD_SCR & ACI & GPM & NGC | 0 | 0 | 0 | 0 | 0 | 0 | 0
00 Ret.Exist_Non-FBC_DryFGD_SCR & ACI & NGC | 0 | 0 | 0 | 0 | 0 | 0 | 0
00 Ret.Exist_Non-FBC_DryFGD_SCR & C2G | 0 | 0 | 0 | 0 | 0 | 0 | 0
00 Ret.Exist_Non-FBC_DryFGD_SCR & CCS | 0 | 0 | 0 | 0 | 0 | 0 | 0
00 Ret.Exist_Non-FBC_DryFGD_SCR & DRET | 0 | 0 | 0 | 0 | 0 | 0 | 0
00 Ret.Exist_Non-FBC_DryFGD_SCR & GPM | 0 | 0 | 0 | 0 | 0 | 0 | 0
00 Ret.Exist_Non-FBC_DryFGD_SCR & GPM & C2G | 0 | 0 | 0 | 0 | 0 | 0 | 0
00 Ret.Exist_Non-FBC_DryFGD_SCR & GPM & CCS | 0 | 0 | 0 | 0 | 0 | 0 | 0
00 Ret.Exist_Non-FBC_DryFGD_SCR & GPM & DRET | 0 | 0 | 0 | 0 | 0 | 0 | 0
00 Ret.Exist_Non-FBC_DryFGD_SCR & GPM & NGC | 0 | 0 | 0 | 0 | 0 | 0 | 0
00 Ret.Exist_Non-FBC_DryFGD_SCR & NGC | 0 | 0 | 0 | 0 | 0 | 0 | 0
00 Ret.Exist_Non-FBC_DryFGD_SCR_ACI & C2G | 0.29722 | 4.1252 | 1.1795 | 1.1795 | 1.1795 | 1.1795 | 1.1795
00 Ret.Exist_Non-FBC_DryFGD_SCR_ACI & CCS | 0 | 5.9726 | 6.2414 | 6.2414 | 6.2414 | 6.2414 | 6.2414
00 Ret.Exist_Non-FBC_DryFGD_SCR_ACI & DCCS | 0 | 17.5637 | 0 | 0 | 0 | 0 | 0
00 Ret.Exist_Non-FBC_DryFGD_SCR_ACI & DCCS & CCS | 0 | 0 | 17.023 | 17.023 | 0 | 0 | 0
00 Ret.Exist_Non-FBC_DryFGD_SCR_ACI & DRET | 0 | 54.208 | 0 | 0 | 0 | 0 | 0
00 Ret.Exist_Non-FBC_DryFGD_SCR_ACI & GPM | 0 | 0 | 0 | 0 | 0 | 0 | 0
00 Ret.Exist_Non-FBC_DryFGD_SCR_ACI & GPM & C2G | 0 | 0 | 0 | 0 | 0 | 0 | 0
00 Ret.Exist_Non-FBC_DryFGD_SCR_ACI & GPM & CCS | 0 | 0 | 0 | 0 | 0 | 0 | 0
00 Ret.Exist_Non-FBC_DryFGD_SCR_ACI & GPM & DRET | 0 | 0 | 0 | 0 | 0 | 0 | 0
00 Ret.Exist_Non-FBC_DryFGD_SCR_ACI & GPM & NGC | 0 | 0 | 0 | 0 | 0 | 0 | 0
00 Ret.Exist_Non-FBC_DryFGD_SCR_ACI & NGC | 0 | 0.059186 | 0.049683 | 0 | 0 | 0 | 0
00 Ret.Exist_Non-FBC_DryFGD_SCR_ACI_DSI & C2G | 0 | 0.14189 | 0.14189 | 0.14189 | 0.14189 | 0.14189 | 0.14189
00 Ret.Exist_Non-FBC_DryFGD_SCR_ACI_DSI & CCS | 0 | 0 | 0 | 0 | 0 | 0 | 0
00 Ret.Exist_Non-FBC_DryFGD_SCR_ACI_DSI & DCCS | 0 | 8.1521e-05 | 0 | 0 | 0 | 0 | 0
00 Ret.Exist_Non-FBC_DryFGD_SCR_ACI_DSI & DCCS & CCS | 0 | 0 | 5.5461e-05 | 5.5461e-05 | 0 | 0 | 0
00 Ret.Exist_Non-FBC_DryFGD_SCR_ACI_DSI & DRET | 0 | 10.7129 | 0 | 0 | 0 | 0 | 0
00 Ret.Exist_Non-FBC_DryFGD_SCR_ACI_DSI & GPM | 0 | 0 | 0 | 0 | 0 | 0 | 0
00 Ret.Exist_Non-FBC_DryFGD_SCR_ACI_DSI & GPM & C2G | 0 | 0 | 0 | 0 | 0 | 0 | 0
00 Ret.Exist_Non-FBC_DryFGD_SCR_ACI_DSI & GPM & CCS | 0 | 0 | 0 | 0 | 0 | 0 | 0
00 Ret.Exist_Non-FBC_DryFGD_SCR_ACI_DSI & GPM & DRET | 0 | 0 | 0 | 0 | 0 | 0 | 0
00 Ret.Exist_Non-FBC_DryFGD_SCR_ACI_DSI & GPM & NGC | 0 | 0 | 0 | 0 | 0 | 0 | 0
00 Ret.Exist_Non-FBC_DryFGD_SCR_ACI_DSI & NGC | 0 | 0 | 0 | 0 | 0 | 0 | 0
00 Ret.Exist_Non-FBC_DryFGD_SCR_DSI & ACI | 0 | 0 | 0 | 0 | 0 | 0 | 0
00 Ret.Exist_Non-FBC_DryFGD_SCR_DSI & ACI & C2G | 0 | 0 | 0 | 0 | 0 | 0 | 0
00 Ret.Exist_Non-FBC_DryFGD_SCR_DSI & ACI & CCS | 0 | 0 | 0 | 0 | 0 | 0 | 0
00 Ret.Exist_Non-FBC_DryFGD_SCR_DSI & ACI & DRET | 0 | 0 | 0 | 0 | 0 | 0 | 0
00 Ret.Exist_Non-FBC_DryFGD_SCR_DSI & ACI & GPM | 0 | 0 | 0 | 0 | 0 | 0 | 0
00 Ret.Exist_Non-FBC_DryFGD_SCR_DSI & ACI & GPM & C2G | 0 | 0 | 0 | 0 | 0 | 0 | 0
00 Ret.Exist_Non-FBC_DryFGD_SCR_DSI & ACI & GPM & CCS | 0 | 0 | 0 | 0 | 0 | 0 | 0
00 Ret.Exist_Non-FBC_DryFGD_SCR_DSI & ACI & GPM & DRET | 0 | 0 | 0 | 0 | 0 | 0 | 0
00 Ret.Exist_Non-FBC_DryFGD_SCR_DSI & ACI & GPM & NGC | 0 | 0 | 0 | 0 | 0 | 0 | 0
00 Ret.Exist_Non-FBC_DryFGD_SCR_DSI & ACI & NGC | 0 | 0 | 0 | 0 | 0 | 0 | 0
00 Ret.Exist_Non-FBC_DryFGD_SCR_DSI & C2G | 0 | 0 | 0 | 0 | 0 | 0 | 0
00 Ret.Exist_Non-FBC_DryFGD_SCR_DSI & CCS | 0 | 0 | 0 | 0 | 0 | 0 | 0
00 Ret.Exist_Non-FBC_DryFGD_SCR_DSI & DRET | 0 | 3.921 | 0 | 0 | 0 | 0 | 0
00 Ret.Exist_Non-FBC_DryFGD_SCR_DSI & GPM | 0 | 0 | 0 | 0 | 0 | 0 | 0
00 Ret.Exist_Non-FBC_DryFGD_SCR_DSI & GPM & C2G | 0 | 0 | 0 | 0 | 0 | 0 | 0
00 Ret.Exist_Non-FBC_DryFGD_SCR_DSI & GPM & CCS | 0 | 0 | 0 | 0 | 0 | 0 | 0
00 Ret.Exist_Non-FBC_DryFGD_SCR_DSI & GPM & DRET | 0 | 0 | 0 | 0 | 0 | 0 | 0
00 Ret.Exist_Non-FBC_DryFGD_SCR_DSI & GPM & NGC | 0 | 0 | 0 | 0 | 0 | 0 | 0
00 Ret.Exist_Non-FBC_DryFGD_SCR_DSI & NGC | 0 | 0 | 0 | 0 | 0 | 0 | 0
00 Ret.Exist_Non-FBC_DryFGD_SNCR_ACI & C2G | 0 | 0 | 0 | 0 | 0 | 0 | 0
00 Ret.Exist_Non-FBC_DryFGD_SNCR_ACI & C2G & SCR | 0 | 0 | 0 | 0 | 0 | 0 | 0
00 Ret.Exist_Non-FBC_DryFGD_SNCR_ACI & DCCS | 0 | 13.2393 | 0 | 0 | 0 | 0 | 0
00 Ret.Exist_Non-FBC_DryFGD_SNCR_ACI & DCCS & SCR & CCS | 0 | 0 | 8.9051 | 8.9051 | 1.1325 | 1.3482 | 1.3482
00 Ret.Exist_Non-FBC_DryFGD_SNCR_ACI & DRET | 0 | 26.8438 | 0 | 0 | 0 | 0 | 0
00 Ret.Exist_Non-FBC_DryFGD_SNCR_ACI & GPM | 0 | 0 | 0 | 0 | 0 | 0 | 0
00 Ret.Exist_Non-FBC_DryFGD_SNCR_ACI & GPM & C2G | 0 | 0 | 0 | 0 | 0 | 0 | 0
00 Ret.Exist_Non-FBC_DryFGD_SNCR_ACI & GPM & C2G & SCR | 0 | 0 | 0 | 0 | 0 | 0 | 0
00 Ret.Exist_Non-FBC_DryFGD_SNCR_ACI & GPM & DRET | 0 | 0 | 0 | 0 | 0 | 0 | 0
00 Ret.Exist_Non-FBC_DryFGD_SNCR_ACI & GPM & NGC | 0 | 0 | 0 | 0 | 0 | 0 | 0
00 Ret.Exist_Non-FBC_DryFGD_SNCR_ACI & GPM & SCR | 0 | 0 | 0 | 0 | 0 | 0 | 0
00 Ret.Exist_Non-FBC_DryFGD_SNCR_ACI & GPM & SCR & CCS | 0 | 0 | 0 | 0 | 0 | 0 | 0
00 Ret.Exist_Non-FBC_DryFGD_SNCR_ACI & GPM & SCR & DRET | 0 | 0 | 0 | 0 | 0 | 0 | 0
00 Ret.Exist_Non-FBC_DryFGD_SNCR_ACI & GPM & SCR & NGC | 0 | 0 | 0 | 0 | 0 | 0 | 0
00 Ret.Exist_Non-FBC_DryFGD_SNCR_ACI & NGC | 0 | 0 | 0 | 0 | 0 | 0 | 0
00 Ret.Exist_Non-FBC_DryFGD_SNCR_ACI & SCR | 0 | 0 | 0 | 0 | 0 | 0 | 0
00 Ret.Exist_Non-FBC_DryFGD_SNCR_ACI & SCR & C2G | 0 | 0 | 0 | 0 | 0 | 0 | 0
00 Ret.Exist_Non-FBC_DryFGD_SNCR_ACI & SCR & CCS | 0 | 0 | 0 | 0 | 0 | 0 | 0
00 Ret.Exist_Non-FBC_DryFGD_SNCR_ACI & SCR & DRET | 0 | 0 | 0 | 0 | 0 | 0 | 0
00 Ret.Exist_Non-FBC_DryFGD_SNCR_ACI & SCR & NGC | 0 | 0 | 0 | 0 | 0 | 0 | 0
00 Ret.Exist_Non-FBC_DryFGD_SNCR_ACI_DSI & C2G | 0 | 0 | 0 | 0 | 0 | 0 | 0
00 Ret.Exist_Non-FBC_DryFGD_SNCR_ACI_DSI & C2G & SCR | 0 | 0 | 0 | 0 | 0 | 0 | 0
00 Ret.Exist_Non-FBC_DryFGD_SNCR_ACI_DSI & DRET | 0 | 0 | 0 | 0 | 0 | 0 | 0
00 Ret.Exist_Non-FBC_DryFGD_SNCR_ACI_DSI & GPM | 0 | 0 | 0 | 0 | 0 | 0 | 0
00 Ret.Exist_Non-FBC_DryFGD_SNCR_ACI_DSI & GPM & C2G | 0 | 0 | 0 | 0 | 0 | 0 | 0
00 Ret.Exist_Non-FBC_DryFGD_SNCR_ACI_DSI & GPM & C2G & SCR | 0 | 0 | 0 | 0 | 0 | 0 | 0
00 Ret.Exist_Non-FBC_DryFGD_SNCR_ACI_DSI & GPM & DRET | 0 | 0 | 0 | 0 | 0 | 0 | 0
00 Ret.Exist_Non-FBC_DryFGD_SNCR_ACI_DSI & GPM & NGC | 0 | 0 | 0 | 0 | 0 | 0 | 0
00 Ret.Exist_Non-FBC_DryFGD_SNCR_ACI_DSI & GPM & SCR | 0 | 0 | 0 | 0 | 0 | 0 | 0
00 Ret.Exist_Non-FBC_DryFGD_SNCR_ACI_DSI & GPM & SCR & CCS | 0 | 0 | 0 | 0 | 0 | 0 | 0
00 Ret.Exist_Non-FBC_DryFGD_SNCR_ACI_DSI & GPM & SCR & DRET | 0 | 0 | 0 | 0 | 0 | 0 | 0
00 Ret.Exist_Non-FBC_DryFGD_SNCR_ACI_DSI & GPM & SCR & NGC | 0 | 0 | 0 | 0 | 0 | 0 | 0
00 Ret.Exist_Non-FBC_DryFGD_SNCR_ACI_DSI & NGC | 0 | 0 | 0 | 0 | 0 | 0 | 0
00 Ret.Exist_Non-FBC_DryFGD_SNCR_ACI_DSI & SCR | 0 | 0 | 0 | 0 | 0 | 0 | 0
00 Ret.Exist_Non-FBC_DryFGD_SNCR_ACI_DSI & SCR & C2G | 0 | 0 | 0 | 0 | 0 | 0 | 0
00 Ret.Exist_Non-FBC_DryFGD_SNCR_ACI_DSI & SCR & CCS | 0 | 0 | 0 | 0 | 0 | 0 | 0
00 Ret.Exist_Non-FBC_DryFGD_SNCR_ACI_DSI & SCR & DRET | 0 | 0 | 0 | 0 | 0 | 0 | 0
00 Ret.Exist_Non-FBC_DryFGD_SNCR_ACI_DSI & SCR & NGC | 0 | 0 | 0 | 0 | 0 | 0 | 0
00 Ret.Exist_Non-FBC_DSI & ACI | 0 | 0 | 0 | 0 | 0 | 0 | 0
00 Ret.Exist_Non-FBC_DSI & ACI & C2G | 0 | 0 | 0 | 0 | 0 | 0 | 0
00 Ret.Exist_Non-FBC_DSI & ACI & C2G & SCR | 0 | 0 | 0 | 0 | 0 | 0 | 0
00 Ret.Exist_Non-FBC_DSI & ACI & DRET | 0 | 0 | 0 | 0 | 0 | 0 | 0
00 Ret.Exist_Non-FBC_DSI & ACI & GPM | 0 | 0 | 0 | 0 | 0 | 0 | 0
00 Ret.Exist_Non-FBC_DSI & ACI & GPM & C2G | 0 | 0 | 0 | 0 | 0 | 0 | 0
00 Ret.Exist_Non-FBC_DSI & ACI & GPM & C2G & SCR | 0 | 0 | 0 | 0 | 0 | 0 | 0
00 Ret.Exist_Non-FBC_DSI & ACI & GPM & DRET | 0 | 0 | 0 | 0 | 0 | 0 | 0
00 Ret.Exist_Non-FBC_DSI & ACI & GPM & NGC | 0 | 0 | 0 | 0 | 0 | 0 | 0
00 Ret.Exist_Non-FBC_DSI & ACI & GPM & SCR | 0 | 0 | 0 | 0 | 0 | 0 | 0
00 Ret.Exist_Non-FBC_DSI & ACI & GPM & SCR & DRET | 0 | 0 | 0 | 0 | 0 | 0 | 0
00 Ret.Exist_Non-FBC_DSI & ACI & GPM & SCR & NGC | 0 | 0 | 0 | 0 | 0 | 0 | 0
00 Ret.Exist_Non-FBC_DSI & ACI & GPM & SNCR | 0 | 0 | 0 | 0 | 0 | 0 | 0
00 Ret.Exist_Non-FBC_DSI & ACI & GPM & SNCR & DRET | 0 | 0 | 0 | 0 | 0 | 0 | 0
00 Ret.Exist_Non-FBC_DSI & ACI & GPM & SNCR & NGC | 0 | 0 | 0 | 0 | 0 | 0 | 0
00 Ret.Exist_Non-FBC_DSI & ACI & GPM & WetFGD & SCR & CCS | 0 | 0 | 0 | 0 | 0 | 0 | 0
00 Ret.Exist_Non-FBC_DSI & ACI & NGC | 0 | 0 | 0 | 0 | 0 | 0 | 0
00 Ret.Exist_Non-FBC_DSI & ACI & SCR | 0 | 0 | 0 | 0 | 0 | 0 | 0
00 Ret.Exist_Non-FBC_DSI & ACI & SCR & DRET | 0 | 0 | 0 | 0 | 0 | 0 | 0
00 Ret.Exist_Non-FBC_DSI & ACI & SCR & NGC | 0 | 0 | 0 | 0 | 0 | 0 | 0
00 Ret.Exist_Non-FBC_DSI & ACI & SNCR | 0 | 0 | 0 | 0 | 0 | 0 | 0
00 Ret.Exist_Non-FBC_DSI & ACI & SNCR & DRET | 0 | 0 | 0 | 0 | 0 | 0 | 0
00 Ret.Exist_Non-FBC_DSI & ACI & SNCR & NGC | 0 | 0 | 0 | 0 | 0 | 0 | 0
00 Ret.Exist_Non-FBC_DSI & ACI & WetFGD & SCR & CCS | 0 | 0 | 0 | 0 | 0 | 0 | 0
00 Ret.Exist_Non-FBC_DSI & C2G | 0 | 0 | 0 | 0 | 0 | 0 | 0
00 Ret.Exist_Non-FBC_DSI & C2G & SCR | 0 | 0 | 0 | 0 | 0 | 0 | 0
00 Ret.Exist_Non-FBC_DSI & DRET | 0 | 0 | 0 | 0 | 0 | 0 | 0
00 Ret.Exist_Non-FBC_DSI & GPM | 0 | 0 | 0 | 0 | 0 | 0 | 0
00 Ret.Exist_Non-FBC_DSI & GPM & C2G | 0 | 0 | 0 | 0 | 0 | 0 | 0
00 Ret.Exist_Non-FBC_DSI & GPM & C2G & SCR | 0 | 0 | 0 | 0 | 0 | 0 | 0
00 Ret.Exist_Non-FBC_DSI & GPM & DRET | 0 | 0 | 0 | 0 | 0 | 0 | 0
00 Ret.Exist_Non-FBC_DSI & GPM & NGC | 0 | 0 | 0 | 0 | 0 | 0 | 0
00 Ret.Exist_Non-FBC_DSI & GPM & SCR | 0 | 0 | 0 | 0 | 0 | 0 | 0
00 Ret.Exist_Non-FBC_DSI & GPM & SCR & DRET | 0 | 0 | 0 | 0 | 0 | 0 | 0
00 Ret.Exist_Non-FBC_DSI & GPM & SCR & NGC | 0 | 0 | 0 | 0 | 0 | 0 | 0
00 Ret.Exist_Non-FBC_DSI & GPM & SNCR | 0 | 0 | 0 | 0 | 0 | 0 | 0
00 Ret.Exist_Non-FBC_DSI & GPM & SNCR & DRET | 0 | 0 | 0 | 0 | 0 | 0 | 0
00 Ret.Exist_Non-FBC_DSI & GPM & SNCR & NGC | 0 | 0 | 0 | 0 | 0 | 0 | 0
00 Ret.Exist_Non-FBC_DSI & GPM & WetFGD & SCR & CCS | 0 | 0 | 0 | 0 | 0 | 0 | 0
00 Ret.Exist_Non-FBC_DSI & NGC | 0 | 0 | 0 | 0 | 0 | 0 | 0
00 Ret.Exist_Non-FBC_DSI & SCR | 0 | 0 | 0 | 0 | 0 | 0 | 0
00 Ret.Exist_Non-FBC_DSI & SCR & C2G | 0 | 0 | 0 | 0 | 0 | 0 | 0
00 Ret.Exist_Non-FBC_DSI & SCR & DRET | 0 | 0 | 0 | 0 | 0 | 0 | 0
00 Ret.Exist_Non-FBC_DSI & SCR & NGC | 0 | 0 | 0 | 0 | 0 | 0 | 0
00 Ret.Exist_Non-FBC_DSI & SCR & WetFGD & CCS | 0 | 0 | 0 | 0 | 0 | 0 | 0
00 Ret.Exist_Non-FBC_DSI & SNCR | 0 | 0 | 0 | 0 | 0 | 0 | 0
00 Ret.Exist_Non-FBC_DSI & SNCR & C2G | 0 | 0 | 0 | 0 | 0 | 0 | 0
00 Ret.Exist_Non-FBC_DSI & SNCR & DRET | 0 | 0 | 0 | 0 | 0 | 0 | 0
00 Ret.Exist_Non-FBC_DSI & SNCR & NGC | 0 | 0 | 0 | 0 | 0 | 0 | 0
00 Ret.Exist_Non-FBC_NoCtrl & ACI | 0 | 0 | 0 | 0 | 0 | 0 | 0
00 Ret.Exist_Non-FBC_NoCtrl & ACI & C2G | 0 | 0 | 0 | 0 | 0 | 0 | 0
00 Ret.Exist_Non-FBC_NoCtrl & ACI & C2G & SCR | 0 | 0 | 0 | 0 | 0 | 0 | 0
00 Ret.Exist_Non-FBC_NoCtrl & ACI & DRET | 0 | 0 | 0 | 0 | 0 | 0 | 0
00 Ret.Exist_Non-FBC_NoCtrl & ACI & DSI | 0 | 0 | 0 | 0 | 0 | 0 | 0
00 Ret.Exist_Non-FBC_NoCtrl & ACI & DSI & C2G | 0 | 0 | 0 | 0 | 0 | 0 | 0
00 Ret.Exist_Non-FBC_NoCtrl & ACI & DSI & C2G & SCR | 0 | 0 | 0 | 0 | 0 | 0 | 0
00 Ret.Exist_Non-FBC_NoCtrl & ACI & DSI & DRET | 0 | 0 | 0 | 0 | 0 | 0 | 0
00 Ret.Exist_Non-FBC_NoCtrl & ACI & DSI & GPM | 0 | 0 | 0 | 0 | 0 | 0 | 0
00 Ret.Exist_Non-FBC_NoCtrl & ACI & DSI & GPM & C2G | 0 | 0 | 0 | 0 | 0 | 0 | 0
00 Ret.Exist_Non-FBC_NoCtrl & ACI & DSI & GPM & C2G & SCR | 0 | 0 | 0 | 0 | 0 | 0 | 0
00 Ret.Exist_Non-FBC_NoCtrl & ACI & DSI & GPM & DRET | 0 | 0 | 0 | 0 | 0 | 0 | 0
00 Ret.Exist_Non-FBC_NoCtrl & ACI & DSI & GPM & NGC | 0 | 0 | 0 | 0 | 0 | 0 | 0
00 Ret.Exist_Non-FBC_NoCtrl & ACI & DSI & GPM & SCR | 0 | 0 | 0 | 0 | 0 | 0 | 0
00 Ret.Exist_Non-FBC_NoCtrl & ACI & DSI & GPM & SCR & DRET | 0 | 0 | 0 | 0 | 0 | 0 | 0
00 Ret.Exist_Non-FBC_NoCtrl & ACI & DSI & GPM & SCR & NGC | 0 | 0 | 0 | 0 | 0 | 0 | 0
00 Ret.Exist_Non-FBC_NoCtrl & ACI & DSI & GPM & SNCR | 0 | 0 | 0 | 0 | 0 | 0 | 0
00 Ret.Exist_Non-FBC_NoCtrl & ACI & DSI & GPM & SNCR & DRET | 0 | 0 | 0 | 0 | 0 | 0 | 0
00 Ret.Exist_Non-FBC_NoCtrl & ACI & DSI & GPM & SNCR & NGC | 0 | 0 | 0 | 0 | 0 | 0 | 0
00 Ret.Exist_Non-FBC_NoCtrl & ACI & DSI & GPM & WetFGD & SCR & CCS | 0 | 0 | 0 | 0 | 0 | 0 | 0
00 Ret.Exist_Non-FBC_NoCtrl & ACI & DSI & NGC | 0 | 0 | 0 | 0 | 0 | 0 | 0
00 Ret.Exist_Non-FBC_NoCtrl & ACI & DSI & SCR | 0 | 0 | 0 | 0 | 0 | 0 | 0
00 Ret.Exist_Non-FBC_NoCtrl & ACI & DSI & SCR & DRET | 0 | 0 | 0 | 0 | 0 | 0 | 0
00 Ret.Exist_Non-FBC_NoCtrl & ACI & DSI & SCR & NGC | 0 | 0 | 0 | 0 | 0 | 0 | 0
00 Ret.Exist_Non-FBC_NoCtrl & ACI & DSI & SNCR | 0 | 0 | 0 | 0 | 0 | 0 | 0
00 Ret.Exist_Non-FBC_NoCtrl & ACI & DSI & SNCR & DRET | 0 | 0 | 0 | 0 | 0 | 0 | 0
00 Ret.Exist_Non-FBC_NoCtrl & ACI & DSI & SNCR & NGC | 0 | 0 | 0 | 0 | 0 | 0 | 0
00 Ret.Exist_Non-FBC_NoCtrl & ACI & DSI & WetFGD & SCR & CCS | 0 | 0 | 0 | 0 | 0 | 0 | 0
00 Ret.Exist_Non-FBC_NoCtrl & ACI & GPM | 0 | 0 | 0 | 0 | 0 | 0 | 0
00 Ret.Exist_Non-FBC_NoCtrl & ACI & GPM & C2G | 0 | 0 | 0 | 0 | 0 | 0 | 0
00 Ret.Exist_Non-FBC_NoCtrl & ACI & GPM & C2G & SCR | 0 | 0 | 0 | 0 | 0 | 0 | 0
00 Ret.Exist_Non-FBC_NoCtrl & ACI & GPM & DRET | 0 | 0 | 0 | 0 | 0 | 0 | 0
00 Ret.Exist_Non-FBC_NoCtrl & ACI & GPM & NGC | 0 | 0 | 0 | 0 | 0 | 0 | 0
00 Ret.Exist_Non-FBC_NoCtrl & ACI & GPM & SCR | 0 | 0 | 0 | 0 | 0 | 0 | 0
00 Ret.Exist_Non-FBC_NoCtrl & ACI & GPM & SCR & DRET | 0 | 0 | 0 | 0 | 0 | 0 | 0
00 Ret.Exist_Non-FBC_NoCtrl & ACI & GPM & SCR & NGC | 0 | 0 | 0 | 0 | 0 | 0 | 0
00 Ret.Exist_Non-FBC_NoCtrl & ACI & GPM & SNCR | 0 | 0 | 0 | 0 | 0 | 0 | 0
00 Ret.Exist_Non-FBC_NoCtrl & ACI & GPM & SNCR & DRET | 0 | 0 | 0 | 0 | 0 | 0 | 0
00 Ret.Exist_Non-FBC_NoCtrl & ACI & GPM & SNCR & NGC | 0 | 0 | 0 | 0 | 0 | 0 | 0
00 Ret.Exist_Non-FBC_NoCtrl & ACI & GPM & WetFGD & SCR & CCS | 0 | 0 | 0 | 0 | 0 | 0 | 0
00 Ret.Exist_Non-FBC_NoCtrl & ACI & NGC | 0 | 0 | 0 | 0 | 0 | 0 | 0
00 Ret.Exist_Non-FBC_NoCtrl & ACI & SCR | 0 | 0 | 0 | 0 | 0 | 0 | 0
00 Ret.Exist_Non-FBC_NoCtrl & ACI & SCR & DRET | 0 | 0 | 0 | 0 | 0 | 0 | 0
00 Ret.Exist_Non-FBC_NoCtrl & ACI & SCR & NGC | 0 | 0 | 0 | 0 | 0 | 0 | 0
00 Ret.Exist_Non-FBC_NoCtrl & ACI & SNCR | 0 | 0 | 0 | 0 | 0 | 0 | 0
00 Ret.Exist_Non-FBC_NoCtrl & ACI & SNCR & DRET | 0 | 0 | 0 | 0 | 0 | 0 | 0
00 Ret.Exist_Non-FBC_NoCtrl & ACI & SNCR & NGC | 0 | 0 | 0 | 0 | 0 | 0 | 0
00 Ret.Exist_Non-FBC_NoCtrl & ACI & WetFGD & SCR & CCS | 0 | 0 | 0 | 0 | 0 | 0 | 0
00 Ret.Exist_Non-FBC_NoCtrl & C2G | 0 | 0 | 0 | 0 | 0 | 0 | 0
00 Ret.Exist_Non-FBC_NoCtrl & C2G & SCR | 0 | 0 | 0 | 0 | 0 | 0 | 0
00 Ret.Exist_Non-FBC_NoCtrl & DCCS | 0 | 0 | 0 | 0 | 0 | 0 | 0
00 Ret.Exist_Non-FBC_NoCtrl & DCCS & WetFGD & SCR & CCS | 0 | 0 | 0 | 0 | 0 | 0 | 0
00 Ret.Exist_Non-FBC_NoCtrl & DRET | 0 | 4.6314 | 0 | 0 | 0 | 0 | 0
00 Ret.Exist_Non-FBC_NoCtrl & DSI | 0 | 0 | 0 | 0 | 0 | 0 | 0
00 Ret.Exist_Non-FBC_NoCtrl & DSI & C2G | 0 | 0 | 0 | 0 | 0 | 0 | 0
00 Ret.Exist_Non-FBC_NoCtrl & DSI & C2G & SCR | 0 | 0 | 0 | 0 | 0 | 0 | 0
00 Ret.Exist_Non-FBC_NoCtrl & DSI & DRET | 0 | 0 | 0 | 0 | 0 | 0 | 0
00 Ret.Exist_Non-FBC_NoCtrl & DSI & GPM | 0 | 0 | 0 | 0 | 0 | 0 | 0
00 Ret.Exist_Non-FBC_NoCtrl & DSI & GPM & C2G | 0 | 0 | 0 | 0 | 0 | 0 | 0
00 Ret.Exist_Non-FBC_NoCtrl & DSI & GPM & C2G & SCR | 0 | 0 | 0 | 0 | 0 | 0 | 0
00 Ret.Exist_Non-FBC_NoCtrl & DSI & GPM & DRET | 0 | 0 | 0 | 0 | 0 | 0 | 0
00 Ret.Exist_Non-FBC_NoCtrl & DSI & GPM & NGC | 0 | 0 | 0 | 0 | 0 | 0 | 0
00 Ret.Exist_Non-FBC_NoCtrl & DSI & GPM & SCR | 0 | 0 | 0 | 0 | 0 | 0 | 0
00 Ret.Exist_Non-FBC_NoCtrl & DSI & GPM & SCR & DRET | 0 | 0 | 0 | 0 | 0 | 0 | 0
00 Ret.Exist_Non-FBC_NoCtrl & DSI & GPM & SCR & NGC | 0 | 0 | 0 | 0 | 0 | 0 | 0
00 Ret.Exist_Non-FBC_NoCtrl & DSI & GPM & SNCR | 0 | 0 | 0 | 0 | 0 | 0 | 0
00 Ret.Exist_Non-FBC_NoCtrl & DSI & GPM & SNCR & DRET | 0 | 0 | 0 | 0 | 0 | 0 | 0
00 Ret.Exist_Non-FBC_NoCtrl & DSI & GPM & SNCR & NGC | 0 | 0 | 0 | 0 | 0 | 0 | 0
00 Ret.Exist_Non-FBC_NoCtrl & DSI & GPM & WetFGD & SCR & CCS | 0 | 0 | 0 | 0 | 0 | 0 | 0
00 Ret.Exist_Non-FBC_NoCtrl & DSI & NGC | 0 | 0 | 0 | 0 | 0 | 0 | 0
00 Ret.Exist_Non-FBC_NoCtrl & DSI & SCR | 0 | 0 | 0 | 0 | 0 | 0 | 0
00 Ret.Exist_Non-FBC_NoCtrl & DSI & SCR & DRET | 0 | 0 | 0 | 0 | 0 | 0 | 0
00 Ret.Exist_Non-FBC_NoCtrl & DSI & SCR & NGC | 0 | 0 | 0 | 0 | 0 | 0 | 0
00 Ret.Exist_Non-FBC_NoCtrl & DSI & SNCR | 0 | 0 | 0 | 0 | 0 | 0 | 0
00 Ret.Exist_Non-FBC_NoCtrl & DSI & SNCR & DRET | 0 | 0 | 0 | 0 | 0 | 0 | 0
00 Ret.Exist_Non-FBC_NoCtrl & DSI & SNCR & NGC | 0 | 0 | 0 | 0 | 0 | 0 | 0
00 Ret.Exist_Non-FBC_NoCtrl & DSI & WetFGD & SCR & CCS | 0 | 0 | 0 | 0 | 0 | 0 | 0
00 Ret.Exist_Non-FBC_NoCtrl & GPM | 0 | 0 | 0 | 0 | 0 | 0 | 0
00 Ret.Exist_Non-FBC_NoCtrl & GPM & C2G | 0 | 0 | 0 | 0 | 0 | 0 | 0
00 Ret.Exist_Non-FBC_NoCtrl & GPM & C2G & SCR | 0 | 0 | 0 | 0 | 0 | 0 | 0
00 Ret.Exist_Non-FBC_NoCtrl & GPM & DRET | 0 | 0 | 0 | 0 | 0 | 0 | 0
00 Ret.Exist_Non-FBC_NoCtrl & GPM & NGC | 0 | 0 | 0 | 0 | 0 | 0 | 0
00 Ret.Exist_Non-FBC_NoCtrl & GPM & SCR | 0 | 0 | 0 | 0 | 0 | 0 | 0
00 Ret.Exist_Non-FBC_NoCtrl & GPM & SCR & DRET | 0 | 0 | 0 | 0 | 0 | 0 | 0
00 Ret.Exist_Non-FBC_NoCtrl & GPM & SCR & NGC | 0 | 0 | 0 | 0 | 0 | 0 | 0
00 Ret.Exist_Non-FBC_NoCtrl & GPM & SNCR | 0 | 0 | 0 | 0 | 0 | 0 | 0
00 Ret.Exist_Non-FBC_NoCtrl & GPM & SNCR & DRET | 0 | 0 | 0 | 0 | 0 | 0 | 0
00 Ret.Exist_Non-FBC_NoCtrl & GPM & SNCR & NGC | 0 | 0 | 0 | 0 | 0 | 0 | 0
00 Ret.Exist_Non-FBC_NoCtrl & GPM & WetFGD & SCR & CCS | 0 | 0 | 0 | 0 | 0 | 0 | 0
00 Ret.Exist_Non-FBC_NoCtrl & NGC | 0 | 0 | 0 | 0 | 0 | 0 | 0
00 Ret.Exist_Non-FBC_NoCtrl & SCR | 0 | 0 | 0 | 0 | 0 | 0 | 0
00 Ret.Exist_Non-FBC_NoCtrl & SCR & C2G | 0 | 0 | 0 | 0 | 0 | 0 | 0
00 Ret.Exist_Non-FBC_NoCtrl & SCR & DRET | 0 | 0 | 0 | 0 | 0 | 0 | 0
00 Ret.Exist_Non-FBC_NoCtrl & SCR & NGC | 0 | 0 | 0 | 0 | 0 | 0 | 0
00 Ret.Exist_Non-FBC_NoCtrl & SCR & WetFGD & CCS | 0 | 0 | 0 | 0 | 0 | 0 | 0
00 Ret.Exist_Non-FBC_NoCtrl & SNCR | 0 | 0 | 0 | 0 | 0 | 0 | 0
00 Ret.Exist_Non-FBC_NoCtrl & SNCR & C2G | 0 | 0 | 0 | 0 | 0 | 0 | 0
00 Ret.Exist_Non-FBC_NoCtrl & SNCR & DRET | 0 | 0 | 0 | 0 | 0 | 0 | 0
00 Ret.Exist_Non-FBC_NoCtrl & SNCR & NGC | 0 | 0 | 0 | 0 | 0 | 0 | 0
00 Ret.Exist_Non-FBC_SCR_ACI & C2G | 0 | 0 | 0 | 0 | 0 | 0 | 0
00 Ret.Exist_Non-FBC_SCR_ACI & DCCS | 0 | 26.4789 | 0 | 0 | 0 | 0 | 0
00 Ret.Exist_Non-FBC_SCR_ACI & DCCS & WetFGD & CCS | 0 | 0 | 18.0068 | 18.0068 | 0 | 0 | 0
00 Ret.Exist_Non-FBC_SCR_ACI & DRET | 0 | 19.6858 | 0 | 0 | 0 | 0 | 0
00 Ret.Exist_Non-FBC_SCR_ACI & DSI | 0 | 0 | 0 | 0 | 0 | 0 | 0
00 Ret.Exist_Non-FBC_SCR_ACI & DSI & C2G | 0 | 0 | 0 | 0 | 0 | 0 | 0
00 Ret.Exist_Non-FBC_SCR_ACI & DSI & DRET | 0 | 0 | 0 | 0 | 0 | 0 | 0
00 Ret.Exist_Non-FBC_SCR_ACI & DSI & GPM | 0 | 0 | 0 | 0 | 0 | 0 | 0
00 Ret.Exist_Non-FBC_SCR_ACI & DSI & GPM & C2G | 0 | 0 | 0 | 0 | 0 | 0 | 0
00 Ret.Exist_Non-FBC_SCR_ACI & DSI & GPM & DRET | 0 | 0 | 0 | 0 | 0 | 0 | 0
00 Ret.Exist_Non-FBC_SCR_ACI & DSI & GPM & NGC | 0 | 0 | 0 | 0 | 0 | 0 | 0
00 Ret.Exist_Non-FBC_SCR_ACI & DSI & GPM & WetFGD & CCS | 0 | 0 | 0 | 0 | 0 | 0 | 0
00 Ret.Exist_Non-FBC_SCR_ACI & DSI & NGC | 0 | 0 | 0 | 0 | 0 | 0 | 0
00 Ret.Exist_Non-FBC_SCR_ACI & DSI & WetFGD & CCS | 0 | 0 | 0 | 0 | 0 | 0 | 0
00 Ret.Exist_Non-FBC_SCR_ACI & GPM | 0 | 0 | 0 | 0 | 0 | 0 | 0
00 Ret.Exist_Non-FBC_SCR_ACI & GPM & C2G | 0 | 0 | 0 | 0 | 0 | 0 | 0
00 Ret.Exist_Non-FBC_SCR_ACI & GPM & DRET | 0 | 0 | 0 | 0 | 0 | 0 | 0
00 Ret.Exist_Non-FBC_SCR_ACI & GPM & NGC | 0 | 0 | 0 | 0 | 0 | 0 | 0
00 Ret.Exist_Non-FBC_SCR_ACI & GPM & WetFGD & CCS | 0 | 0 | 0 | 0 | 0 | 0 | 0
00 Ret.Exist_Non-FBC_SCR_ACI & NGC | 0 | 0 | 0 | 0 | 0 | 0 | 0
00 Ret.Exist_Non-FBC_SCR_ACI & WetFGD & CCS | 0 | 0 | 0 | 0 | 0 | 0 | 0
00 Ret.Exist_Non-FBC_SCR_ACI_DSI & C2G | 0 | 0 | 0 | 0 | 0 | 0 | 0
00 Ret.Exist_Non-FBC_SCR_ACI_DSI & DCCS | 0 | 0 | 0 | 0 | 0 | 0 | 0
00 Ret.Exist_Non-FBC_SCR_ACI_DSI & DCCS & WetFGD & CCS | 0 | 0 | 0 | 0 | 0 | 0 | 0
00 Ret.Exist_Non-FBC_SCR_ACI_DSI & DRET | 0 | 5.5275 | 0 | 0 | 0 | 0 | 0
00 Ret.Exist_Non-FBC_SCR_ACI_DSI & GPM | 0 | 0 | 0 | 0 | 0 | 0 | 0
00 Ret.Exist_Non-FBC_SCR_ACI_DSI & GPM & C2G | 0 | 0 | 0 | 0 | 0 | 0 | 0
00 Ret.Exist_Non-FBC_SCR_ACI_DSI & GPM & DRET | 0 | 0 | 0 | 0 | 0 | 0 | 0
00 Ret.Exist_Non-FBC_SCR_ACI_DSI & GPM & NGC | 0 | 0 | 0 | 0 | 0 | 0 | 0
00 Ret.Exist_Non-FBC_SCR_ACI_DSI & GPM & WetFGD & CCS | 0 | 0 | 0 | 0 | 0 | 0 | 0
00 Ret.Exist_Non-FBC_SCR_ACI_DSI & NGC | 0 | 0 | 0 | 0 | 0 | 0 | 0
00 Ret.Exist_Non-FBC_SCR_ACI_DSI & WetFGD & CCS | 0 | 0 | 0 | 0 | 0 | 0 | 0
00 Ret.Exist_Non-FBC_SNCR_ACI & C2G | 0 | 0 | 0 | 0 | 0 | 0 | 0
00 Ret.Exist_Non-FBC_SNCR_ACI & C2G & SCR | 0 | 0 | 0 | 0 | 0 | 0 | 0
00 Ret.Exist_Non-FBC_SNCR_ACI & DRET | 0 | 0 | 0 | 0 | 0 | 0 | 0
00 Ret.Exist_Non-FBC_SNCR_ACI & DSI | 0 | 0 | 0 | 0 | 0 | 0 | 0
00 Ret.Exist_Non-FBC_SNCR_ACI & DSI & C2G | 0 | 0 | 0 | 0 | 0 | 0 | 0
00 Ret.Exist_Non-FBC_SNCR_ACI & DSI & C2G & SCR | 0 | 0 | 0 | 0 | 0 | 0 | 0
00 Ret.Exist_Non-FBC_SNCR_ACI & DSI & DRET | 0 | 0 | 0 | 0 | 0 | 0 | 0
00 Ret.Exist_Non-FBC_SNCR_ACI & DSI & NGC | 0 | 0 | 0 | 0 | 0 | 0 | 0
00 Ret.Exist_Non-FBC_SNCR_ACI & DSI & SCR | 0 | 0 | 0 | 0 | 0 | 0 | 0
00 Ret.Exist_Non-FBC_SNCR_ACI & DSI & SCR & DRET | 0 | 0 | 0 | 0 | 0 | 0 | 0
00 Ret.Exist_Non-FBC_SNCR_ACI & DSI & SCR & NGC | 0 | 0 | 0 | 0 | 0 | 0 | 0
00 Ret.Exist_Non-FBC_SNCR_ACI & DSI & WetFGD & SCR & CCS | 0 | 0 | 0 | 0 | 0 | 0 | 0
00 Ret.Exist_Non-FBC_SNCR_ACI & GPM | 0 | 0 | 0 | 0 | 0 | 0 | 0
00 Ret.Exist_Non-FBC_SNCR_ACI & GPM & C2G | 0 | 0 | 0 | 0 | 0 | 0 | 0
00 Ret.Exist_Non-FBC_SNCR_ACI & GPM & C2G & SCR | 0 | 0 | 0 | 0 | 0 | 0 | 0
00 Ret.Exist_Non-FBC_SNCR_ACI & GPM & DRET | 0 | 0 | 0 | 0 | 0 | 0 | 0
00 Ret.Exist_Non-FBC_SNCR_ACI & GPM & NGC | 0 | 0 | 0 | 0 | 0 | 0 | 0
00 Ret.Exist_Non-FBC_SNCR_ACI & GPM & SCR | 0 | 0 | 0 | 0 | 0 | 0 | 0
00 Ret.Exist_Non-FBC_SNCR_ACI & GPM & SCR & DRET | 0 | 0 | 0 | 0 | 0 | 0 | 0
00 Ret.Exist_Non-FBC_SNCR_ACI & GPM & SCR & NGC | 0 | 0 | 0 | 0 | 0 | 0 | 0
00 Ret.Exist_Non-FBC_SNCR_ACI & GPM & WetFGD & SCR & CCS | 0 | 0 | 0 | 0 | 0 | 0 | 0
00 Ret.Exist_Non-FBC_SNCR_ACI & NGC | 0 | 0 | 0 | 0 | 0 | 0 | 0
00 Ret.Exist_Non-FBC_SNCR_ACI & SCR | 0 | 0 | 0 | 0 | 0 | 0 | 0
00 Ret.Exist_Non-FBC_SNCR_ACI & SCR & C2G | 0 | 0 | 0 | 0 | 0 | 0 | 0
00 Ret.Exist_Non-FBC_SNCR_ACI & SCR & DRET | 0 | 0 | 0 | 0 | 0 | 0 | 0
00 Ret.Exist_Non-FBC_SNCR_ACI & SCR & NGC | 0 | 0 | 0 | 0 | 0 | 0 | 0
00 Ret.Exist_Non-FBC_SNCR_ACI & SCR & WetFGD & CCS | 0 | 0 | 0 | 0 | 0 | 0 | 0
00 Ret.Exist_Non-FBC_SNCR_ACI_DSI & C2G | 0 | 0 | 0 | 0 | 0 | 0 | 0
00 Ret.Exist_Non-FBC_SNCR_ACI_DSI & C2G & SCR | 0 | 0 | 0 | 0 | 0 | 0 | 0
00 Ret.Exist_Non-FBC_SNCR_ACI_DSI & DCCS | 0 | 0 | 0 | 0 | 0 | 0 | 0
00 Ret.Exist_Non-FBC_SNCR_ACI_DSI & DCCS & WetFGD & SCR & CCS | 0 | 0 | 0 | 0 | 0 | 0 | 0
00 Ret.Exist_Non-FBC_SNCR_ACI_DSI & DRET | 0 | 0 | 0 | 0 | 0 | 0 | 0
00 Ret.Exist_Non-FBC_SNCR_ACI_DSI & GPM | 0 | 0 | 0 | 0 | 0 | 0 | 0
00 Ret.Exist_Non-FBC_SNCR_ACI_DSI & GPM & C2G | 0 | 0 | 0 | 0 | 0 | 0 | 0
00 Ret.Exist_Non-FBC_SNCR_ACI_DSI & GPM & C2G & SCR | 0 | 0 | 0 | 0 | 0 | 0 | 0
00 Ret.Exist_Non-FBC_SNCR_ACI_DSI & GPM & DRET | 0 | 0 | 0 | 0 | 0 | 0 | 0
00 Ret.Exist_Non-FBC_SNCR_ACI_DSI & GPM & NGC | 0 | 0 | 0 | 0 | 0 | 0 | 0
00 Ret.Exist_Non-FBC_SNCR_ACI_DSI & GPM & SCR | 0 | 0 | 0 | 0 | 0 | 0 | 0
00 Ret.Exist_Non-FBC_SNCR_ACI_DSI & GPM & SCR & DRET | 0 | 0 | 0 | 0 | 0 | 0 | 0
00 Ret.Exist_Non-FBC_SNCR_ACI_DSI & GPM & SCR & NGC | 0 | 0 | 0 | 0 | 0 | 0 | 0
00 Ret.Exist_Non-FBC_SNCR_ACI_DSI & GPM & WetFGD & SCR & CCS | 0 | 0 | 0 | 0 | 0 | 0 | 0
00 Ret.Exist_Non-FBC_SNCR_ACI_DSI & NGC | 0 | 0 | 0 | 0 | 0 | 0 | 0
00 Ret.Exist_Non-FBC_SNCR_ACI_DSI & SCR | 0 | 0 | 0 | 0 | 0 | 0 | 0
00 Ret.Exist_Non-FBC_SNCR_ACI_DSI & SCR & C2G | 0 | 0 | 0 | 0 | 0 | 0 | 0
00 Ret.Exist_Non-FBC_SNCR_ACI_DSI & SCR & DRET | 0 | 0 | 0 | 0 | 0 | 0 | 0
00 Ret.Exist_Non-FBC_SNCR_ACI_DSI & SCR & NGC | 0 | 0 | 0 | 0 | 0 | 0 | 0
00 Ret.Exist_Non-FBC_SNCR_ACI_DSI & SCR & WetFGD & CCS | 0 | 0 | 0 | 0 | 0 | 0 | 0
00 Ret.Exist_Non-FBC_WetFGD & ACI | 0 | 0 | 0 | 0 | 0 | 0 | 0
00 Ret.Exist_Non-FBC_WetFGD & ACI & C2G | 0 | 0 | 0 | 0 | 0 | 0 | 0
00 Ret.Exist_Non-FBC_WetFGD & ACI & C2G & SCR | 0 | 0 | 0 | 0 | 0 | 0 | 0
00 Ret.Exist_Non-FBC_WetFGD & ACI & DRET | 0 | 0 | 0 | 0 | 0 | 0 | 0
00 Ret.Exist_Non-FBC_WetFGD & ACI & GPM | 0 | 0 | 0 | 0 | 0 | 0 | 0
00 Ret.Exist_Non-FBC_WetFGD & ACI & GPM & C2G | 0 | 0 | 0 | 0 | 0 | 0 | 0
00 Ret.Exist_Non-FBC_WetFGD & ACI & GPM & C2G & SCR | 0 | 0 | 0 | 0 | 0 | 0 | 0
00 Ret.Exist_Non-FBC_WetFGD & ACI & GPM & DRET | 0 | 0 | 0 | 0 | 0 | 0 | 0
00 Ret.Exist_Non-FBC_WetFGD & ACI & GPM & NGC | 0 | 0 | 0 | 0 | 0 | 0 | 0
00 Ret.Exist_Non-FBC_WetFGD & ACI & GPM & SCR | 0 | 0 | 0 | 0 | 0 | 0 | 0
00 Ret.Exist_Non-FBC_WetFGD & ACI & GPM & SCR & CCS | 0 | 0 | 0 | 0 | 0 | 0 | 0
00 Ret.Exist_Non-FBC_WetFGD & ACI & GPM & SCR & DRET | 0 | 0 | 0 | 0 | 0 | 0 | 0
00 Ret.Exist_Non-FBC_WetFGD & ACI & GPM & SCR & NGC | 0 | 0 | 0 | 0 | 0 | 0 | 0
00 Ret.Exist_Non-FBC_WetFGD & ACI & GPM & SNCR | 0 | 0 | 0 | 0 | 0 | 0 | 0
00 Ret.Exist_Non-FBC_WetFGD & ACI & GPM & SNCR & DRET | 0 | 0 | 0 | 0 | 0 | 0 | 0
00 Ret.Exist_Non-FBC_WetFGD & ACI & GPM & SNCR & NGC | 0 | 0 | 0 | 0 | 0 | 0 | 0
00 Ret.Exist_Non-FBC_WetFGD & ACI & NGC | 0 | 0 | 0 | 0 | 0 | 0 | 0
00 Ret.Exist_Non-FBC_WetFGD & ACI & SCR | 0 | 0 | 0 | 0 | 0 | 0 | 0
00 Ret.Exist_Non-FBC_WetFGD & ACI & SCR & CCS | 0 | 0 | 0 | 0 | 0 | 0 | 0
00 Ret.Exist_Non-FBC_WetFGD & ACI & SCR & DRET | 0 | 0 | 0 | 0 | 0 | 0 | 0
00 Ret.Exist_Non-FBC_WetFGD & ACI & SCR & NGC | 0 | 0 | 0 | 0 | 0 | 0 | 0
00 Ret.Exist_Non-FBC_WetFGD & ACI & SNCR | 0 | 0 | 0 | 0 | 0 | 0 | 0
00 Ret.Exist_Non-FBC_WetFGD & ACI & SNCR & DRET | 0 | 0 | 0 | 0 | 0 | 0 | 0
00 Ret.Exist_Non-FBC_WetFGD & ACI & SNCR & NGC | 0 | 0 | 0 | 0 | 0 | 0 | 0
00 Ret.Exist_Non-FBC_WetFGD & C2G | 0 | 0 | 0 | 0 | 0 | 0 | 0
00 Ret.Exist_Non-FBC_WetFGD & C2G & SCR | 0 | 0 | 0 | 0 | 0 | 0 | 0
00 Ret.Exist_Non-FBC_WetFGD & DRET | 0 | 0 | 0 | 0 | 0 | 0 | 0
00 Ret.Exist_Non-FBC_WetFGD & DCCS | 0 | 0 | 0 | 0 | 0 | 0 | 0
00 Ret.Exist_Non-FBC_WetFGD & DCCS & SCR & CCS | 0 | 0 | 0 | 0 | 0 | 0 | 0
00 Ret.Exist_Non-FBC_WetFGD & GPM | 0 | 0 | 0 | 0 | 0 | 0 | 0
00 Ret.Exist_Non-FBC_WetFGD & GPM & C2G | 0 | 0 | 0 | 0 | 0 | 0 | 0
00 Ret.Exist_Non-FBC_WetFGD & GPM & C2G & SCR | 0 | 0 | 0 | 0 | 0 | 0 | 0
00 Ret.Exist_Non-FBC_WetFGD & GPM & DRET | 0 | 0 | 0 | 0 | 0 | 0 | 0
00 Ret.Exist_Non-FBC_WetFGD & GPM & NGC | 0 | 0 | 0 | 0 | 0 | 0 | 0
00 Ret.Exist_Non-FBC_WetFGD & GPM & SCR | 0 | 0 | 0 | 0 | 0 | 0 | 0
00 Ret.Exist_Non-FBC_WetFGD & GPM & SCR & CCS | 0 | 0 | 0 | 0 | 0 | 0 | 0
00 Ret.Exist_Non-FBC_WetFGD & GPM & SCR & DRET | 0 | 0 | 0 | 0 | 0 | 0 | 0
00 Ret.Exist_Non-FBC_WetFGD & GPM & SCR & NGC | 0 | 0 | 0 | 0 | 0 | 0 | 0
00 Ret.Exist_Non-FBC_WetFGD & GPM & SNCR | 0 | 0 | 0 | 0 | 0 | 0 | 0
00 Ret.Exist_Non-FBC_WetFGD & GPM & SNCR & DRET | 0 | 0 | 0 | 0 | 0 | 0 | 0
00 Ret.Exist_Non-FBC_WetFGD & GPM & SNCR & NGC | 0 | 0 | 0 | 0 | 0 | 0 | 0
00 Ret.Exist_Non-FBC_WetFGD & NGC | 0 | 0 | 0 | 0 | 0 | 0 | 0
00 Ret.Exist_Non-FBC_WetFGD & SCR | 0 | 0 | 0 | 0 | 0 | 0 | 0
00 Ret.Exist_Non-FBC_WetFGD & SCR & C2G | 0 | 0 | 0 | 0 | 0 | 0 | 0
00 Ret.Exist_Non-FBC_WetFGD & SCR & CCS | 0 | 0 | 0 | 0 | 0 | 0 | 0
00 Ret.Exist_Non-FBC_WetFGD & SCR & DRET | 0 | 0 | 0 | 0 | 0 | 0 | 0
00 Ret.Exist_Non-FBC_WetFGD & SCR & NGC | 0 | 0 | 0 | 0 | 0 | 0 | 0
00 Ret.Exist_Non-FBC_WetFGD & SNCR | 0 | 0 | 0 | 0 | 0 | 0 | 0
00 Ret.Exist_Non-FBC_WetFGD & SNCR & C2G | 0 | 0 | 0 | 0 | 0 | 0 | 0
00 Ret.Exist_Non-FBC_WetFGD & SNCR & DRET | 0 | 0 | 0 | 0 | 0 | 0 | 0
00 Ret.Exist_Non-FBC_WetFGD & SNCR & NGC | 0 | 0 | 0 | 0 | 0 | 0 | 0
00 Ret.Exist_Non-FBC_WetFGD_ACI & C2G | 0.63963 | 0.63963 | 0.63963 | 0 | 0 | 0 | 0
00 Ret.Exist_Non-FBC_WetFGD_ACI & C2G & SCR | 0 | 0 | 0 | 0 | 0 | 0 | 0
00 Ret.Exist_Non-FBC_WetFGD_ACI & DCCS | 0 | 62.7797 | 0 | 0 | 0 | 0 | 0
00 Ret.Exist_Non-FBC_WetFGD_ACI & DCCS & SCR & CCS | 0 | 0 | 41.6553 | 41.6553 | 2.1628 | 2.234 | 2.234
00 Ret.Exist_Non-FBC_WetFGD_ACI & DRET | 0 | 3.8539 | 0 | 0 | 0 | 0 | 0
00 Ret.Exist_Non-FBC_WetFGD_ACI & GPM | 0 | 0 | 0 | 0 | 0 | 0 | 0
00 Ret.Exist_Non-FBC_WetFGD_ACI & GPM & C2G | 0 | 0 | 0 | 0 | 0 | 0 | 0
00 Ret.Exist_Non-FBC_WetFGD_ACI & GPM & C2G & SCR | 0 | 0 | 0 | 0 | 0 | 0 | 0
00 Ret.Exist_Non-FBC_WetFGD_ACI & GPM & DRET | 0 | 0 | 0 | 0 | 0 | 0 | 0
00 Ret.Exist_Non-FBC_WetFGD_ACI & GPM & NGC | 0 | 0 | 0 | 0 | 0 | 0 | 0
00 Ret.Exist_Non-FBC_WetFGD_ACI & GPM & SCR | 0 | 0 | 0 | 0 | 0 | 0 | 0
00 Ret.Exist_Non-FBC_WetFGD_ACI & GPM & SCR & CCS | 0 | 0 | 0 | 0 | 0 | 0 | 0
00 Ret.Exist_Non-FBC_WetFGD_ACI & GPM & SCR & DRET | 0 | 0 | 0 | 0 | 0 | 0 | 0
00 Ret.Exist_Non-FBC_WetFGD_ACI & GPM & SCR & NGC | 0 | 0 | 0 | 0 | 0 | 0 | 0
00 Ret.Exist_Non-FBC_WetFGD_ACI & GPM & SNCR | 0 | 0 | 0 | 0 | 0 | 0 | 0
00 Ret.Exist_Non-FBC_WetFGD_ACI & GPM & SNCR & DRET | 0 | 0 | 0 | 0 | 0 | 0 | 0
00 Ret.Exist_Non-FBC_WetFGD_ACI & GPM & SNCR & NGC | 0 | 0 | 0 | 0 | 0 | 0 | 0
00 Ret.Exist_Non-FBC_WetFGD_ACI & NGC | 0 | 0.041704 | 0.0053666 | 0 | 0 | 0 | 0
00 Ret.Exist_Non-FBC_WetFGD_ACI & SCR | 0 | 0.02237 | 0 | 0 | 0 | 0 | 0
00 Ret.Exist_Non-FBC_WetFGD_ACI & SCR & C2G | 0 | 0 | 0 | 0 | 0 | 0 | 0
00 Ret.Exist_Non-FBC_WetFGD_ACI & SCR & CCS | 0 | 0 | 0.11499 | 0.11499 | 0 | 0 | 0
00 Ret.Exist_Non-FBC_WetFGD_ACI & SCR & DRET | 0 | 0 | 0 | 0 | 0 | 0 | 0
00 Ret.Exist_Non-FBC_WetFGD_ACI & SCR & NGC | 0 | 0 | 0 | 0 | 0 | 0 | 0
00 Ret.Exist_Non-FBC_WetFGD_ACI & SNCR | 0 | 0 | 0 | 0 | 0 | 0 | 0
00 Ret.Exist_Non-FBC_WetFGD_ACI & SNCR & C2G | 0 | 0 | 0 | 0 | 0 | 0 | 0
00 Ret.Exist_Non-FBC_WetFGD_ACI & SNCR & DRET | 0 | 0 | 0 | 0 | 0 | 0 | 0
00 Ret.Exist_Non-FBC_WetFGD_ACI & SNCR & NGC | 0 | 0 | 0 | 0 | 0 | 0 | 0
00 Ret.Exist_Non-FBC_WetFGD_ACI_DSI & C2G | 0 | 0 | 0 | 0 | 0 | 0 | 0
00 Ret.Exist_Non-FBC_WetFGD_ACI_DSI & C2G & SCR | 0 | 0 | 0 | 0 | 0 | 0 | 0
00 Ret.Exist_Non-FBC_WetFGD_ACI_DSI & DCCS | 0 | 0 | 0 | 0 | 0 | 0 | 0
00 Ret.Exist_Non-FBC_WetFGD_ACI_DSI & DCCS & SCR & CCS | 0 | 0 | 0 | 0 | 0 | 0 | 0
00 Ret.Exist_Non-FBC_WetFGD_ACI_DSI & DRET | 0 | 0 | 0 | 0 | 0 | 0 | 0
00 Ret.Exist_Non-FBC_WetFGD_ACI_DSI & GPM | 0 | 0 | 0 | 0 | 0 | 0 | 0
00 Ret.Exist_Non-FBC_WetFGD_ACI_DSI & GPM & C2G | 0 | 0 | 0 | 0 | 0 | 0 | 0
00 Ret.Exist_Non-FBC_WetFGD_ACI_DSI & GPM & C2G & SCR | 0 | 0 | 0 | 0 | 0 | 0 | 0
00 Ret.Exist_Non-FBC_WetFGD_ACI_DSI & GPM & DRET | 0 | 0 | 0 | 0 | 0 | 0 | 0
00 Ret.Exist_Non-FBC_WetFGD_ACI_DSI & GPM & NGC | 0 | 0 | 0 | 0 | 0 | 0 | 0
00 Ret.Exist_Non-FBC_WetFGD_ACI_DSI & GPM & SCR | 0 | 0 | 0 | 0 | 0 | 0 | 0
00 Ret.Exist_Non-FBC_WetFGD_ACI_DSI & GPM & SCR & CCS | 0 | 0 | 0 | 0 | 0 | 0 | 0
00 Ret.Exist_Non-FBC_WetFGD_ACI_DSI & GPM & SCR & DRET | 0 | 0 | 0 | 0 | 0 | 0 | 0
00 Ret.Exist_Non-FBC_WetFGD_ACI_DSI & GPM & SCR & NGC | 0 | 0 | 0 | 0 | 0 | 0 | 0
00 Ret.Exist_Non-FBC_WetFGD_ACI_DSI & GPM & SNCR | 0 | 0 | 0 | 0 | 0 | 0 | 0
00 Ret.Exist_Non-FBC_WetFGD_ACI_DSI & GPM & SNCR & DRET | 0 | 0 | 0 | 0 | 0 | 0 | 0
00 Ret.Exist_Non-FBC_WetFGD_ACI_DSI & GPM & SNCR & NGC | 0 | 0 | 0 | 0 | 0 | 0 | 0
00 Ret.Exist_Non-FBC_WetFGD_ACI_DSI & NGC | 0 | 0 | 0 | 0 | 0 | 0 | 0
00 Ret.Exist_Non-FBC_WetFGD_ACI_DSI & SCR | 0 | 0 | 0 | 0 | 0 | 0 | 0
00 Ret.Exist_Non-FBC_WetFGD_ACI_DSI & SCR & C2G | 0 | 0 | 0 | 0 | 0 | 0 | 0
00 Ret.Exist_Non-FBC_WetFGD_ACI_DSI & SCR & CCS | 0 | 0 | 0 | 0 | 0 | 0 | 0
00 Ret.Exist_Non-FBC_WetFGD_ACI_DSI & SCR & DRET | 0 | 0 | 0 | 0 | 0 | 0 | 0
00 Ret.Exist_Non-FBC_WetFGD_ACI_DSI & SCR & NGC | 0 | 0 | 0 | 0 | 0 | 0 | 0
00 Ret.Exist_Non-FBC_WetFGD_ACI_DSI & SNCR | 0 | 0 | 0 | 0 | 0 | 0 | 0
00 Ret.Exist_Non-FBC_WetFGD_ACI_DSI & SNCR & C2G | 0 | 0 | 0 | 0 | 0 | 0 | 0
00 Ret.Exist_Non-FBC_WetFGD_ACI_DSI & SNCR & DRET | 0 | 0 | 0 | 0 | 0 | 0 | 0
00 Ret.Exist_Non-FBC_WetFGD_ACI_DSI & SNCR & NGC | 0 | 0 | 0 | 0 | 0 | 0 | 0
00 Ret.Exist_Non-FBC_WetFGD_SCR & ACI | 0 | 0 | 0 | 0 | 0 | 0 | 0
00 Ret.Exist_Non-FBC_WetFGD_SCR & ACI & C2G | 0 | 0 | 0 | 0 | 0 | 0 | 0
00 Ret.Exist_Non-FBC_WetFGD_SCR & ACI & CCS | 0 | 0 | 0 | 0 | 0 | 0 | 0
00 Ret.Exist_Non-FBC_WetFGD_SCR & DCCS | 0 | 88.7709 | 0 | 0 | 0 | 0 | 0
00 Ret.Exist_Non-FBC_WetFGD_SCR & DCCS & CCS | 0 | 0 | 93.8537 | 93.8537 | 0 | 0 | 0
00 Ret.Exist_Non-FBC_WetFGD_SCR & ACI & DRET | 0 | 0 | 0 | 0 | 0 | 0 | 0
00 Ret.Exist_Non-FBC_WetFGD_SCR & ACI & GPM | 0 | 0 | 0 | 0 | 0 | 0 | 0
00 Ret.Exist_Non-FBC_WetFGD_SCR & ACI & GPM & C2G | 0 | 0 | 0 | 0 | 0 | 0 | 0
00 Ret.Exist_Non-FBC_WetFGD_SCR & ACI & GPM & CCS | 0 | 0 | 0 | 0 | 0 | 0 | 0
00 Ret.Exist_Non-FBC_WetFGD_SCR & ACI & GPM & DRET | 0 | 0 | 0 | 0 | 0 | 0 | 0
00 Ret.Exist_Non-FBC_WetFGD_SCR & ACI & GPM & NGC | 0 | 0 | 0 | 0 | 0 | 0 | 0
00 Ret.Exist_Non-FBC_WetFGD_SCR & ACI & NGC | 0 | 0 | 0 | 0 | 0 | 0 | 0
00 Ret.Exist_Non-FBC_WetFGD_SCR & C2G | 0.90837 | 1.4863 | 1.4863 | 1.4863 | 0.50453 | 0.0059778 | 0.0059778
00 Ret.Exist_Non-FBC_WetFGD_SCR & CCS | 0 | 0.19555 | 0.19555 | 0.19555 | 0.18794 | 0.19555 | 0.19555
00 Ret.Exist_Non-FBC_WetFGD_SCR & DRET | 0 | 298.6199 | 0 | 0 | 0 | 0 | 0
00 Ret.Exist_Non-FBC_WetFGD_SCR & GPM | 0 | 0 | 0 | 0 | 0 | 0 | 0
00 Ret.Exist_Non-FBC_WetFGD_SCR & GPM & C2G | 0 | 0 | 0 | 0 | 0 | 0 | 0
00 Ret.Exist_Non-FBC_WetFGD_SCR & GPM & CCS | 0 | 0 | 0 | 0 | 0 | 0 | 0
00 Ret.Exist_Non-FBC_WetFGD_SCR & GPM & DRET | 0 | 0 | 0 | 0 | 0 | 0 | 0
00 Ret.Exist_Non-FBC_WetFGD_SCR & GPM & NGC | 0 | 0 | 0 | 0 | 0 | 0 | 0
00 Ret.Exist_Non-FBC_WetFGD_SCR & NGC | 0 | 0 | 0 | 0 | 0 | 0 | 0
00 Ret.Exist_Non-FBC_WetFGD_SCR_ACI & C2G | 0.46926 | 0.80624 | 0.80624 | 0.80624 | 0.80624 | 0.80624 | 0.80624
00 Ret.Exist_Non-FBC_WetFGD_SCR_ACI & CCS | 0 | 0 | 0 | 0 | 0 | 0 | 0
00 Ret.Exist_Non-FBC_WetFGD_SCR_ACI & DCCS | 0 | 158.3375 | 0 | 0 | 0 | 0 | 0
00 Ret.Exist_Non-FBC_WetFGD_SCR_ACI & DCCS & CCS | 0 | 0 | 122.7745 | 106.5373 | 0 | 0 | 0
00 Ret.Exist_Non-FBC_WetFGD_SCR_ACI & DRET | 0 | 79.3917 | 0 | 0 | 0 | 0 | 0
00 Ret.Exist_Non-FBC_WetFGD_SCR_ACI & GPM | 0 | 0 | 0 | 0 | 0 | 0 | 0
00 Ret.Exist_Non-FBC_WetFGD_SCR_ACI & GPM & C2G | 0 | 0 | 0 | 0 | 0 | 0 | 0
00 Ret.Exist_Non-FBC_WetFGD_SCR_ACI & GPM & CCS | 0 | 0 | 0 | 0 | 0 | 0 | 0
00 Ret.Exist_Non-FBC_WetFGD_SCR_ACI & GPM & DRET | 0 | 0 | 0 | 0 | 0 | 0 | 0
00 Ret.Exist_Non-FBC_WetFGD_SCR_ACI & GPM & NGC | 0 | 0 | 0 | 0 | 0 | 0 | 0
00 Ret.Exist_Non-FBC_WetFGD_SCR_ACI & NGC | 0 | 0 | 0 | 0 | 0 | 0 | 0
00 Ret.Exist_Non-FBC_WetFGD_SCR_ACI_DSI & C2G | 0 | 0 | 0 | 0 | 0 | 0 | 0
00 Ret.Exist_Non-FBC_WetFGD_SCR_ACI_DSI & CCS | 0 | 0 | 0 | 0 | 0 | 0 | 0
00 Ret.Exist_Non-FBC_WetFGD_SCR_ACI_DSI & DCCS | 0 | 84.7526 | 0 | 0 | 0 | 0 | 0
00 Ret.Exist_Non-FBC_WetFGD_SCR_ACI_DSI & DCCS & CCS | 0 | 0 | 68.9587 | 68.9587 | 0 | 0 | 0
00 Ret.Exist_Non-FBC_WetFGD_SCR_ACI_DSI & DRET | 0 | 26.3387 | 0 | 0 | 0 | 0 | 0
00 Ret.Exist_Non-FBC_WetFGD_SCR_ACI_DSI & GPM | 0 | 0 | 0 | 0 | 0 | 0 | 0
00 Ret.Exist_Non-FBC_WetFGD_SCR_ACI_DSI & GPM & C2G | 0 | 0 | 0 | 0 | 0 | 0 | 0
00 Ret.Exist_Non-FBC_WetFGD_SCR_ACI_DSI & GPM & CCS | 0 | 0 | 0 | 0 | 0 | 0 | 0
00 Ret.Exist_Non-FBC_WetFGD_SCR_ACI_DSI & GPM & DRET | 0 | 0 | 0 | 0 | 0 | 0 | 0
00 Ret.Exist_Non-FBC_WetFGD_SCR_ACI_DSI & GPM & NGC | 0 | 0 | 0 | 0 | 0 | 0 | 0
00 Ret.Exist_Non-FBC_WetFGD_SCR_ACI_DSI & NGC | 0 | 0 | 0 | 0 | 0 | 0 | 0
00 Ret.Exist_Non-FBC_WetFGD_SCR_DSI & ACI | 0 | 0 | 0 | 0 | 0 | 0 | 0
00 Ret.Exist_Non-FBC_WetFGD_SCR_DSI & ACI & C2G | 0 | 0 | 0 | 0 | 0 | 0 | 0
00 Ret.Exist_Non-FBC_WetFGD_SCR_DSI & ACI & CCS | 0 | 0 | 0 | 0 | 0 | 0 | 0
00 Ret.Exist_Non-FBC_WetFGD_SCR_DSI & ACI & DRET | 0 | 0 | 0 | 0 | 0 | 0 | 0
00 Ret.Exist_Non-FBC_WetFGD_SCR_DSI & ACI & GPM | 0 | 0 | 0 | 0 | 0 | 0 | 0
00 Ret.Exist_Non-FBC_WetFGD_SCR_DSI & ACI & GPM & C2G | 0 | 0 | 0 | 0 | 0 | 0 | 0
00 Ret.Exist_Non-FBC_WetFGD_SCR_DSI & ACI & GPM & CCS | 0 | 0 | 0 | 0 | 0 | 0 | 0
00 Ret.Exist_Non-FBC_WetFGD_SCR_DSI & ACI & GPM & DRET | 0 | 0 | 0 | 0 | 0 | 0 | 0
00 Ret.Exist_Non-FBC_WetFGD_SCR_DSI & ACI & GPM & NGC | 0 | 0 | 0 | 0 | 0 | 0 | 0
00 Ret.Exist_Non-FBC_WetFGD_SCR_DSI & ACI & NGC | 0 | 0 | 0 | 0 | 0 | 0 | 0
00 Ret.Exist_Non-FBC_WetFGD_SCR_DSI & C2G | 6.0844 | 6.0931 | 0.27916 | 0.27916 | 0.27916 | 0.27916 | 0.27916
00 Ret.Exist_Non-FBC_WetFGD_SCR_DSI & CCS | 0 | 0 | 0 | 0 | 0 | 0 | 0
00 Ret.Exist_Non-FBC_WetFGD_SCR_DSI & DCCS | 0 | 0 | 0 | 0 | 0 | 0 | 0
00 Ret.Exist_Non-FBC_WetFGD_SCR_DSI & DCCS & CCS | 0 | 0 | 0 | 0 | 0 | 0 | 0
00 Ret.Exist_Non-FBC_WetFGD_SCR_DSI & DRET | 0 | 0 | 0 | 0 | 0 | 0 | 0
00 Ret.Exist_Non-FBC_WetFGD_SCR_DSI & GPM | 0 | 0 | 0 | 0 | 0 | 0 | 0
00 Ret.Exist_Non-FBC_WetFGD_SCR_DSI & GPM & C2G | 0 | 0 | 0 | 0 | 0 | 0 | 0
00 Ret.Exist_Non-FBC_WetFGD_SCR_DSI & GPM & CCS | 0 | 0 | 0 | 0 | 0 | 0 | 0
00 Ret.Exist_Non-FBC_WetFGD_SCR_DSI & GPM & DRET | 0 | 0 | 0 | 0 | 0 | 0 | 0
00 Ret.Exist_Non-FBC_WetFGD_SCR_DSI & GPM & NGC | 0 | 0 | 0 | 0 | 0 | 0 | 0
00 Ret.Exist_Non-FBC_WetFGD_SCR_DSI & NGC | 0 | 0 | 0 | 0 | 0 | 0 | 0
00 Ret.Exist_Non-FBC_WetFGD_SNCR & ACI | 0 | 0 | 0 | 0 | 0 | 0 | 0
00 Ret.Exist_Non-FBC_WetFGD_SNCR & ACI & C2G | 0 | 0 | 0 | 0 | 0 | 0 | 0
00 Ret.Exist_Non-FBC_WetFGD_SNCR & ACI & C2G & SCR | 0 | 0 | 0 | 0 | 0 | 0 | 0
00 Ret.Exist_Non-FBC_WetFGD_SNCR & ACI & DRET | 0 | 0 | 0 | 0 | 0 | 0 | 0
00 Ret.Exist_Non-FBC_WetFGD_SNCR & ACI & GPM | 0 | 0 | 0 | 0 | 0 | 0 | 0
00 Ret.Exist_Non-FBC_WetFGD_SNCR & ACI & GPM & C2G | 0 | 0 | 0 | 0 | 0 | 0 | 0
00 Ret.Exist_Non-FBC_WetFGD_SNCR & ACI & GPM & C2G & SCR | 0 | 0 | 0 | 0 | 0 | 0 | 0
00 Ret.Exist_Non-FBC_WetFGD_SNCR & ACI & GPM & DRET | 0 | 0 | 0 | 0 | 0 | 0 | 0
00 Ret.Exist_Non-FBC_WetFGD_SNCR & ACI & GPM & NGC | 0 | 0 | 0 | 0 | 0 | 0 | 0
00 Ret.Exist_Non-FBC_WetFGD_SNCR & ACI & GPM & SCR | 0 | 0 | 0 | 0 | 0 | 0 | 0
00 Ret.Exist_Non-FBC_WetFGD_SNCR & ACI & GPM & SCR & CCS | 0 | 0 | 0 | 0 | 0 | 0 | 0
00 Ret.Exist_Non-FBC_WetFGD_SNCR & ACI & GPM & SCR & DRET | 0 | 0 | 0 | 0 | 0 | 0 | 0
00 Ret.Exist_Non-FBC_WetFGD_SNCR & ACI & GPM & SCR & NGC | 0 | 0 | 0 | 0 | 0 | 0 | 0
00 Ret.Exist_Non-FBC_WetFGD_SNCR & ACI & NGC | 0 | 0 | 0 | 0 | 0 | 0 | 0
00 Ret.Exist_Non-FBC_WetFGD_SNCR & ACI & SCR | 0 | 0 | 0 | 0 | 0 | 0 | 0
00 Ret.Exist_Non-FBC_WetFGD_SNCR & ACI & SCR & CCS | 0 | 0 | 0 | 0 | 0 | 0 | 0
00 Ret.Exist_Non-FBC_WetFGD_SNCR & ACI & SCR & DRET | 0 | 0 | 0 | 0 | 0 | 0 | 0
00 Ret.Exist_Non-FBC_WetFGD_SNCR & ACI & SCR & NGC | 0 | 0 | 0 | 0 | 0 | 0 | 0
00 Ret.Exist_Non-FBC_WetFGD_SNCR & C2G | 0 | 0 | 0 | 0 | 0 | 0 | 0
00 Ret.Exist_Non-FBC_WetFGD_SNCR & C2G & SCR | 0 | 0 | 0 | 0 | 0 | 0 | 0
00 Ret.Exist_Non-FBC_WetFGD_SNCR & DCCS | 0 | 0 | 0 | 0 | 0 | 0 | 0
00 Ret.Exist_Non-FBC_WetFGD_SNCR & DCCS & SCR & CCS | 0 | 0 | 0 | 0 | 0 | 0 | 0
00 Ret.Exist_Non-FBC_WetFGD_SNCR & DRET | 0 | 0 | 0 | 0 | 0 | 0 | 0
00 Ret.Exist_Non-FBC_WetFGD_SNCR & GPM | 0 | 0 | 0 | 0 | 0 | 0 | 0
00 Ret.Exist_Non-FBC_WetFGD_SNCR & GPM & C2G | 0 | 0 | 0 | 0 | 0 | 0 | 0
00 Ret.Exist_Non-FBC_WetFGD_SNCR & GPM & C2G & SCR | 0 | 0 | 0 | 0 | 0 | 0 | 0
00 Ret.Exist_Non-FBC_WetFGD_SNCR & GPM & DRET | 0 | 0 | 0 | 0 | 0 | 0 | 0
00 Ret.Exist_Non-FBC_WetFGD_SNCR & GPM & NGC | 0 | 0 | 0 | 0 | 0 | 0 | 0
00 Ret.Exist_Non-FBC_WetFGD_SNCR & GPM & SCR | 0 | 0 | 0 | 0 | 0 | 0 | 0
00 Ret.Exist_Non-FBC_WetFGD_SNCR & GPM & SCR & CCS | 0 | 0 | 0 | 0 | 0 | 0 | 0
00 Ret.Exist_Non-FBC_WetFGD_SNCR & GPM & SCR & DRET | 0 | 0 | 0 | 0 | 0 | 0 | 0
00 Ret.Exist_Non-FBC_WetFGD_SNCR & GPM & SCR & NGC | 0 | 0 | 0 | 0 | 0 | 0 | 0
00 Ret.Exist_Non-FBC_WetFGD_SNCR & NGC | 0 | 0 | 0 | 0 | 0 | 0 | 0
00 Ret.Exist_Non-FBC_WetFGD_SNCR & SCR | 0 | 0 | 0 | 0 | 0 | 0 | 0
00 Ret.Exist_Non-FBC_WetFGD_SNCR & SCR & C2G | 0 | 0 | 0 | 0 | 0 | 0 | 0
00 Ret.Exist_Non-FBC_WetFGD_SNCR & SCR & CCS | 0 | 0 | 0 | 0 | 0 | 0 | 0
00 Ret.Exist_Non-FBC_WetFGD_SNCR & SCR & DRET | 0 | 0 | 0 | 0 | 0 | 0 | 0
00 Ret.Exist_Non-FBC_WetFGD_SNCR & SCR & NGC | 0 | 0 | 0 | 0 | 0 | 0 | 0
00 Ret.Exist_Non-FBC_WetFGD_SNCR_ACI & C2G | 0 | 0 | 0 | 0 | 0 | 0 | 0
00 Ret.Exist_Non-FBC_WetFGD_SNCR_ACI & C2G & SCR | 0 | 0 | 0 | 0 | 0 | 0 | 0
00 Ret.Exist_Non-FBC_WetFGD_SNCR_ACI & DCCS | 0 | 20.8843 | 0 | 0 | 0 | 0 | 0
00 Ret.Exist_Non-FBC_WetFGD_SNCR_ACI & DCCS & SCR & CCS | 0 | 0 | 14.0169 | 14.0169 | 0 | 0 | 0
00 Ret.Exist_Non-FBC_WetFGD_SNCR_ACI & DRET | 0 | 15.7988 | 0 | 0 | 0 | 0 | 0
00 Ret.Exist_Non-FBC_WetFGD_SNCR_ACI & GPM | 0 | 0 | 0 | 0 | 0 | 0 | 0
00 Ret.Exist_Non-FBC_WetFGD_SNCR_ACI & GPM & C2G | 0 | 0 | 0 | 0 | 0 | 0 | 0
00 Ret.Exist_Non-FBC_WetFGD_SNCR_ACI & GPM & C2G & SCR | 0 | 0 | 0 | 0 | 0 | 0 | 0
00 Ret.Exist_Non-FBC_WetFGD_SNCR_ACI & GPM & DRET | 0 | 0 | 0 | 0 | 0 | 0 | 0
00 Ret.Exist_Non-FBC_WetFGD_SNCR_ACI & GPM & NGC | 0 | 0 | 0 | 0 | 0 | 0 | 0
00 Ret.Exist_Non-FBC_WetFGD_SNCR_ACI & GPM & SCR | 0 | 0 | 0 | 0 | 0 | 0 | 0
00 Ret.Exist_Non-FBC_WetFGD_SNCR_ACI & GPM & SCR & CCS | 0 | 0 | 0 | 0 | 0 | 0 | 0
00 Ret.Exist_Non-FBC_WetFGD_SNCR_ACI & GPM & SCR & DRET | 0 | 0 | 0 | 0 | 0 | 0 | 0
00 Ret.Exist_Non-FBC_WetFGD_SNCR_ACI & GPM & SCR & NGC | 0 | 0 | 0 | 0 | 0 | 0 | 0
00 Ret.Exist_Non-FBC_WetFGD_SNCR_ACI & NGC | 0 | 0 | 0 | 0 | 0 | 0 | 0
00 Ret.Exist_Non-FBC_WetFGD_SNCR_ACI & SCR | 1.6687 | 0 | 0 | 0 | 0 | 0 | 0
00 Ret.Exist_Non-FBC_WetFGD_SNCR_ACI & SCR & C2G | 0 | 0 | 0 | 0 | 0 | 0 | 0
00 Ret.Exist_Non-FBC_WetFGD_SNCR_ACI & SCR & CCS | 0 | 1.7668 | 1.7668 | 1.7668 | 0 | 0 | 0
00 Ret.Exist_Non-FBC_WetFGD_SNCR_ACI & SCR & DRET | 0 | 1.6687 | 0 | 0 | 0 | 0 | 0
00 Ret.Exist_Non-FBC_WetFGD_SNCR_ACI & SCR & NGC | 0 | 0 | 0 | 0 | 0 | 0 | 0
00 Existing Combined Cycle Retirement | 0 | 0 | 0 | 0 | 0 | 0 | 0
00 New Combined Cycle Retirement | 0 | 0 | 0 | 0 | 0 | 0 | 0
00 Existing Combustion Turbine Retirement | 0 | 0 | 0 | 0 | 0 | 0 | 0
00 New Combustion Turbine Retirement | 0 | 0 | 0 | 0 | 0 | 0 | 0
00 Oil/Gas Steam Retirement | 0 | 0 | 0 | 0 | 0 | 0 | 0
00 Coal Steam Retirement | 0 | 0 | 0 | 0 | 0 | 0 | 0
00 IGCC Retirement | 0 | 0 | 0 | 0 | 0 | 0 | 0
00 Nuclear Retirement | 0 | 0 | 0 | 0 | 0 | 0 | 0
00 Biomass Retirement | 0 | 0 | 0 | 0 | 0 | 0 | 0
00 Fossil_Other Retirement | 0 | 0 | 0 | 0 | 0 | 0 | 0
00 Fuel Cell Retirement | 0 | 0 | 0 | 0 | 0 | 0 | 0
00 Geothermal Retirement | 0 | 0 | 0 | 0 | 0 | 0 | 0
00 Hydro Retirement | 0 | 0 | 0 | 0 | 0 | 0 | 0
00 Landfill Gas Retirement | 0 | 0 | 0 | 0 | 0 | 0 | 0
00 Non Fossil_Other Retirement | 0 | 0 | 0 | 0 | 0 | 0 | 0
00 Solar Thermal Retirement | 0 | 0 | 0 | 0 | 0 | 0 | 0
00 Exist Dummy | 0 | 0 | 0 | 0 | 0 | 0 | 0
Total | 15482.0856 | 16013.9484 | 17643.5739 | 19034.1726 | 20881.3178 | 21898.0604 | 23071.8979
14. Capacity Factor by Capacity Reporting Type [%]
00 New Combined Cycle | 82.7962 | 85.7165 | 56.5265 | 51.5723 | 43.5255 | 48.6783 | 48.9318
00 New Combined Cycle with CCS Retrofit | N/A | N/A | 87 | 87 | 75.6539 | 77.2693 | 77.2756
00 New Combined Cycle with CF Limit | N/A | N/A | N/A | N/A | N/A | N/A | N/A
00 New Combined Cycle with HRI Retrofit | N/A | N/A | N/A | N/A | N/A | N/A | N/A
00 New Combined Cycle with Hydrogen Retrofit | N/A | 87 | N/A | N/A | N/A | N/A | N/A
00 New Combined Cycle with Hydrogen Retrofit Undone | N/A | N/A | 50 | 50 | 50 | 50 | 50
00 New Combined Cycle with CCS | N/A | N/A | N/A | N/A | N/A | N/A | N/A
00 New Combustion Turbine | 6.656 | 7.5514 | 6.5755 | 2.655 | 1.6362 | 1.9649 | 2.3867
00 New Combustion Turbine with HRI Retrofit | N/A | N/A | N/A | N/A | N/A | N/A | N/A
00 New Combustion Turbine with Hydrogen Retrofit | N/A | N/A | N/A | N/A | N/A | 0.33824 | 0.30931
00 New Combustion Turbine with Hydrogen Retrofit Undone | N/A | N/A | N/A | N/A | N/A | N/A | N/A
00 New Hydro | N/A | 61.4843 | 60.369 | 60.1901 | 56.9188 | 57.469 | 57.7652
00 New Nuclear | N/A | N/A | N/A | N/A | N/A | N/A | N/A
00 New Nuclear - SMR | N/A | N/A | N/A | N/A | N/A | N/A | N/A
00 New Biomass | N/A | N/A | N/A | N/A | N/A | N/A | N/A
00 New Geothermal | 90 | 90 | 90 | 90 | 88.9532 | 88.973 | 90
00 New Landfill Gas | 89.8301 | 89.9933 | 88.0906 | 82.1931 | 75.0113 | 79.7334 | 79.3152
00 New Battery Storage | 20.8897 | 18.8918 | 17.1039 | 17.9959 | 20.4768 | 20.6002 | 20.7372
00 New Offshore Wind | 55.5156 | 55.958 | 53.9038 | 53.9045 | 55.2577 | 55.2577 | 55.2577
00 New Onshore Wind | 43.3585 | 44.907 | 46.1241 | 44.6888 | 44.6494 | 44.5513 | 44.2591
00 New Solar PV | 28.3997 | 28.253 | 29.5359 | 29.1195 | 28.9127 | 28.6384 | 28.4385
00 New Solar Thermal | N/A | N/A | N/A | N/A | N/A | N/A | 53.3565
00 New Fuel Cell | N/A | N/A | N/A | N/A | N/A | N/A | N/A
00 New Ultrasupercritical Coal without CCS | N/A | N/A | N/A | N/A | N/A | N/A | N/A
00 New Ultrasupercritical Coal with 30% CCS | N/A | N/A | N/A | N/A | N/A | N/A | N/A
00 New Ultrasupercritical Coal with 90% CCS | N/A | N/A | N/A | N/A | N/A | N/A | N/A
00 Exist & New Distributed Solar PV | 16.9596 | 17.0083 | 17.0636 | 17.055 | 17.0767 | 17.0796 | 17.0728
00 Exist Combined Cycle | 55.4744 | 56.3799 | 48.4826 | 31.1875 | 20.043 | 27.0317 | 28.5968
00 Exist Combustion Turbine | 2.7319 | 2.1114 | 2.1151 | 0.77992 | 0.66667 | 0.70239 | 0.69093
00 Exist FBC_Uncontrolled | 18.7854 | 28.1427 | 18.7558 | 12.1441 | N/A | N/A | N/A
00 Exist FBC_ACI_DSI | 24.5294 | N/A | N/A | N/A | N/A | N/A | N/A
00 Exist FBC_DryFGD_ACI | 18.6788 | N/A | N/A | N/A | N/A | N/A | N/A
00 Exist FBC_DryFGD_DSI | N/A | N/A | N/A | N/A | N/A | N/A | N/A
00 Exist FBC_DryFGD_SNCR | 25.9491 | N/A | N/A | N/A | N/A | N/A | N/A
00 Exist FBC_DryFGD_SNCR_ACI | 77.3555 | N/A | N/A | N/A | N/A | N/A | N/A
00 Exist FBC_DryFGD_SNCR_ACI_DSI | 18.1811 | 0 | 0 | 0 | 0 | 0 | 0
00 Exist FBC_DryFGD_SNCR_DSI | N/A | N/A | N/A | N/A | N/A | N/A | N/A
00 Exist FBC_DSI | 45.1498 | N/A | N/A | N/A | N/A | N/A | N/A
00 Exist FBC_SNCR | N/A | N/A | N/A | N/A | N/A | N/A | N/A
00 Exist FBC_SNCR_ACI_DSI | N/A | N/A | N/A | N/A | N/A | N/A | N/A
00 Exist FBC_SNCR_DSI | 79.8991 | N/A | N/A | N/A | N/A | N/A | N/A
00 Exist FBC_WetFGD_SNCR | 18.7854 | N/A | N/A | N/A | N/A | N/A | N/A
00 Exist FBC_WetFGD_DSI | 83.37 | N/A | N/A | N/A | N/A | N/A | N/A
00 Exist_Non-FBC_Uncontrolled | 55.158 | 26.0868 | 15.1126 | 3.121 | 3.121 | 13.8184 | 32.7303
00 Exist_Non-FBC_ACI | 62.0962 | 72.5504 | 54.0052 | 0 | 0 | 49.6322 | 63.5136
00 Exist_Non-FBC_ACI_DSI | 54.4234 | N/A | N/A | N/A | N/A | N/A | N/A
00 Exist_Non-FBC_DryFGD | N/A | N/A | N/A | N/A | N/A | N/A | N/A
00 Exist_Non-FBC_DryFGD_ACI | 58.3619 | 43.35 | 74.3497 | 81.3573 | 68.22 | 81.3573 | 81.3573
00 Exist_Non-FBC_DryFGD_SCR | 18.6788 | N/A | N/A | N/A | N/A | N/A | N/A
00 Exist_Non-FBC_DryFGD_SCR_ACI | 46.698 | 10 | N/A | N/A | N/A | N/A | N/A
00 Exist_Non-FBC_DryFGD_SCR_DSI | 53.4336 | N/A | N/A | N/A | N/A | N/A | N/A
00 Exist_Non-FBC_DryFGD_SCR_ACI_DSI | 79.01 | N/A | N/A | N/A | N/A | N/A | N/A
00 Exist_Non-FBC_DryFGD_SNCR_ACI | 77.1075 | N/A | N/A | N/A | N/A | N/A | N/A
00 Exist_Non-FBC_DryFGD_SNCR_ACI_DSI | 0 | N/A | N/A | N/A | N/A | N/A | N/A
00 Exist_Non-FBC_DSI | 12.1919 | N/A | N/A | N/A | N/A | N/A | N/A
00 Exist_Non-FBC_SCR_ACI | 68.0112 | N/A | N/A | N/A | N/A | N/A | N/A
00 Exist_Non-FBC_SCR_ACI_DSI | 5.5557 | N/A | N/A | N/A | N/A | N/A | N/A
00 Exist_Non-FBC_SNCR_ACI | 15.2253 | N/A | N/A | N/A | N/A | N/A | N/A
00 Exist_Non-FBC_SNCR_ACI_DSI | N/A | N/A | N/A | N/A | N/A | N/A | N/A
00 Exist_Non-FBC_WetFGD | 53.323 | N/A | N/A | N/A | N/A | N/A | N/A
00 Exist_Non-FBC_WetFGD_ACI | 78.9908 | 0 | 0 | 0 | 0 | 0 | 0
00 Exist_Non-FBC_WetFGD_ACI_DSI | N/A | N/A | N/A | N/A | N/A | N/A | N/A
00 Exist_Non-FBC_WetFGD_SCR | 43.9181 | N/A | N/A | N/A | N/A | N/A | N/A
00 Exist_Non-FBC_WetFGD_SCR_DSI | 37.9619 | N/A | N/A | N/A | N/A | N/A | N/A
00 Exist_Non-FBC_WetFGD_SCR_ACI | 57.3932 | N/A | N/A | N/A | N/A | N/A | N/A
00 Exist_Non-FBC_WetFGD_SCR_ACI_DSI | 48.6589 | N/A | N/A | N/A | N/A | N/A | N/A
00 Exist_Non-FBC_WetFGD_SNCR | 60.3029 | N/A | N/A | N/A | N/A | N/A | N/A
00 Exist_Non-FBC_WetFGD_SNCR_ACI | 49.7399 | 0 | 0 | 0 | 0 | 0 | 0
00 Exist IGCC | 67.4776 | 68.8513 | N/A | N/A | N/A | N/A | N/A
00 Exist Fossil_Other | 44.5852 | 44.4751 | 44.2046 | 43.8462 | 40.3302 | 41.2339 | 41.2343
00 Exist Fuel Cell | 52.6206 | 50.9201 | 48.0885 | 38.39 | 27.1079 | 32.446 | 33.8385
00 Exist Hydro | 38.792 | 38.792 | 38.7921 | 38.429 | 38.207 | 38.3618 | 38.415
00 Exist Non Fossil_Other | 61.1671 | 61.1671 | 60.9258 | 57.5448 | 56.0516 | 56.2541 | 56.9543
00 Exist Nuclear | 91.6339 | 91.5824 | 90.868 | 88.5012 | 83.2222 | 88.8026 | 89.0778
00 Exist Oil/Gas Steam | 4.975 | 4.4461 | 1.7252 | 1.0213 | 0.97592 | 0.93368 | 0.93326
00 Exist Oil/Gas Steam_SCR | 8.0162 | 7.4153 | 2.9168 | 2.7678 | 2.6725 | 2.7914 | 2.8507
00 Exist Oil/Gas Steam_SNCR | 4.9155 | 2.1212 | 1.4916 | 1.2507 | 1.0956 | 1.4745 | 1.2968
00 Exist Biomass | 16.2695 | 30.3758 | 23.6993 | 2.3295 | 0.67698 | 14.0062 | 38.0426
00 Exist Landfill Gas | 63.7841 | 63.7937 | 63.0279 | 59.5337 | 55.2017 | 54.9793 | 56.267
00 Exist Geothermal | 72.2949 | 72.2949 | 72.2949 | 72.2949 | 72.2949 | 72.2949 | 72.2949
00 Exist Pump Storage | 11.375 | 10.7256 | 10.6476 | 9.1218 | 14.3532 | 13.7092 | 13.7603
00 Exist Energy Storage | 7.9821 | 7.8196 | 7.6608 | 8.0344 | 7.9117 | 7.8124 | 7.9948
00 Exist Solar PV | 24.3983 | 24.3983 | 24.3982 | 24.3982 | 24.3982 | 24.3982 | 24.3982
00 Exist Solar Thermal | 23.0309 | 23.0309 | 23.0309 | 23.0309 | 23.0309 | 23.0309 | 23.0309
00 Exist Offshore Wind | 54.1803 | 54.1803 | 54.1803 | 54.1803 | 54.1803 | 54.1803 | 54.1803
00 Exist Onshore Wind | 36.4949 | 36.4949 | 36.4949 | 36.4949 | 36.4949 | 36.4949 | 36.4949
00 International Imports | 34.78 | 34.78 | 34.78 | 31.6 | 31.6 | 31.6 | 31.6
00 Ret.Exist Combined Cycle & CF Limit | N/A | N/A | N/A | N/A | N/A | N/A | N/A
00 Ret.Exist Combined Cycle & CCS | N/A | N/A | 84.41 | 84.41 | 44.5353 | 48.086 | 48.086
00 Ret.Exist Combined Cycle & Hydrogen | N/A | 47.0918 | 20.8115 | 5.5957 | 1.255 | 16.907 | 23.6963
00 Ret.Exist Combined Cycle & Hydrogen Retrofit Undone | N/A | N/A | N/A | N/A | N/A | N/A | N/A
00 Ret.Exist Combined Cycle & HRI | N/A | N/A | N/A | N/A | N/A | N/A | N/A
00 Ret.Exist Combustion Turbine & HRI | N/A | N/A | N/A | N/A | N/A | N/A | N/A
00 Ret.Exist_FBC_NoCtrl & CCS | N/A | N/A | N/A | N/A | N/A | N/A | N/A
00 Ret.Exist_FBC_NoCtrl & DRET | N/A | N/A | N/A | N/A | N/A | N/A | N/A
00 Ret.Exist_FBC_NoCtrl & GPM | N/A | N/A | N/A | N/A | N/A | N/A | N/A
00 Ret.Exist_FBC_NoCtrl & GPM & CCS | N/A | N/A | N/A | N/A | N/A | N/A | N/A
00 Ret.Exist_FBC_NoCtrl & GPM & DRET | N/A | N/A | N/A | N/A | N/A | N/A | N/A
00 Ret.Exist_FBC_NoCtrl & GPM & NGC | N/A | N/A | N/A | N/A | N/A | N/A | N/A
00 Ret.Exist_FBC_NoCtrl & GPM & SNCR | N/A | N/A | N/A | N/A | N/A | N/A | N/A
00 Ret.Exist_FBC_NoCtrl & GPM & SNCR & CCS | N/A | N/A | N/A | N/A | N/A | N/A | N/A
00 Ret.Exist_FBC_NoCtrl & GPM & SNCR & DRET | N/A | N/A | N/A | N/A | N/A | N/A | N/A
00 Ret.Exist_FBC_NoCtrl & GPM & SNCR & NGC | N/A | N/A | N/A | N/A | N/A | N/A | N/A
00 Ret.Exist_FBC_NoCtrl & NGC | N/A | N/A | N/A | N/A | N/A | N/A | N/A
00 Ret.Exist_FBC_NoCtrl & SNCR | N/A | N/A | N/A | N/A | N/A | N/A | N/A
00 Ret.Exist_FBC_NoCtrl & SNCR & CCS | N/A | N/A | N/A | N/A | N/A | N/A | N/A
00 Ret.Exist_FBC_NoCtrl & SNCR & DRET | N/A | N/A | N/A | N/A | N/A | N/A | N/A
00 Ret.Exist_FBC_NoCtrl & SNCR & NGC | N/A | N/A | N/A | N/A | N/A | N/A | N/A
00 Ret.Exist_FBC_ACI_DSI & CCS | N/A | N/A | N/A | N/A | N/A | N/A | N/A
00 Ret.Exist_FBC_ACI_DSI & DCCS | N/A | 35.9868 | 0 | 0 | 0 | 0 | 0
00 Ret.Exist_FBC_ACI_DSI & DCCS & CCS | N/A | N/A | 81.53 | 81.53 | N/A | N/A | N/A
00 Ret.Exist_FBC_ACI_DSI & DCCS & SNCR & CCS | N/A | N/A | N/A | N/A | N/A | N/A | N/A
00 Ret.Exist_FBC_ACI_DSI & DRET | N/A | 83.37 | N/A | N/A | N/A | N/A | N/A
00 Ret.Exist_FBC_ACI_DSI & GPM | N/A | N/A | N/A | N/A | N/A | N/A | N/A
00 Ret.Exist_FBC_ACI_DSI & GPM & CCS | N/A | N/A | N/A | N/A | N/A | N/A | N/A
00 Ret.Exist_FBC_ACI_DSI & GPM & DRET | N/A | N/A | N/A | N/A | N/A | N/A | N/A
00 Ret.Exist_FBC_ACI_DSI & GPM & NGC | N/A | N/A | N/A | N/A | N/A | N/A | N/A
00 Ret.Exist_FBC_ACI_DSI & GPM & SNCR | N/A | N/A | N/A | N/A | N/A | N/A | N/A
00 Ret.Exist_FBC_ACI_DSI & GPM & SNCR & CCS | N/A | N/A | N/A | N/A | N/A | N/A | N/A
00 Ret.Exist_FBC_ACI_DSI & GPM & SNCR & DRET | N/A | N/A | N/A | N/A | N/A | N/A | N/A
00 Ret.Exist_FBC_ACI_DSI & GPM & SNCR & NGC | N/A | N/A | N/A | N/A | N/A | N/A | N/A
00 Ret.Exist_FBC_ACI_DSI & NGC | N/A | N/A | N/A | N/A | N/A | N/A | N/A
00 Ret.Exist_FBC_ACI_DSI & SNCR | N/A | N/A | N/A | N/A | N/A | N/A | N/A
00 Ret.Exist_FBC_ACI_DSI & SNCR & CCS | N/A | N/A | N/A | N/A | N/A | N/A | N/A
00 Ret.Exist_FBC_ACI_DSI & SNCR & DRET | N/A | N/A | N/A | N/A | N/A | N/A | N/A
00 Ret.Exist_FBC_ACI_DSI & SNCR & NGC | N/A | N/A | N/A | N/A | N/A | N/A | N/A
00 Ret.Exist_FBC_DryFGD_ACI & CCS | N/A | N/A | N/A | N/A | N/A | N/A | N/A
00 Ret.Exist_FBC_DryFGD_ACI & DCCS | N/A | N/A | N/A | N/A | N/A | N/A | N/A
00 Ret.Exist_FBC_DryFGD_ACI & DCCS & CCS | N/A | N/A | N/A | N/A | N/A | N/A | N/A
00 Ret.Exist_FBC_DryFGD_ACI & DCCS & SNCR & CCS | N/A | N/A | N/A | N/A | N/A | N/A | N/A
00 Ret.Exist_FBC_DryFGD_ACI & DRET | N/A | 33.7503 | N/A | N/A | N/A | N/A | N/A
00 Ret.Exist_FBC_DryFGD_ACI & GPM | N/A | N/A | N/A | N/A | N/A | N/A | N/A
00 Ret.Exist_FBC_DryFGD_ACI & GPM & CCS | N/A | N/A | N/A | N/A | N/A | N/A | N/A
00 Ret.Exist_FBC_DryFGD_ACI & GPM & DRET | N/A | N/A | N/A | N/A | N/A | N/A | N/A
00 Ret.Exist_FBC_DryFGD_ACI & GPM & NGC | N/A | N/A | N/A | N/A | N/A | N/A | N/A
00 Ret.Exist_FBC_DryFGD_ACI & GPM & SNCR | N/A | N/A | N/A | N/A | N/A | N/A | N/A
00 Ret.Exist_FBC_DryFGD_ACI & GPM & SNCR & CCS | N/A | N/A | N/A | N/A | N/A | N/A | N/A
00 Ret.Exist_FBC_DryFGD_ACI & GPM & SNCR & DRET | N/A | N/A | N/A | N/A | N/A | N/A | N/A
00 Ret.Exist_FBC_DryFGD_ACI & GPM & SNCR & NGC | N/A | N/A | N/A | N/A | N/A | N/A | N/A
00 Ret.Exist_FBC_DryFGD_ACI & NGC | N/A | N/A | N/A | N/A | N/A | N/A | N/A
00 Ret.Exist_FBC_DryFGD_ACI & SNCR | N/A | N/A | N/A | N/A | N/A | N/A | N/A
00 Ret.Exist_FBC_DryFGD_ACI & SNCR & CCS | N/A | N/A | N/A | N/A | N/A | N/A | N/A
00 Ret.Exist_FBC_DryFGD_ACI & SNCR & DRET | N/A | N/A | N/A | N/A | N/A | N/A | N/A
00 Ret.Exist_FBC_DryFGD_ACI & SNCR & NGC | N/A | N/A | N/A | N/A | N/A | N/A | N/A
00 Ret.Exist_FBC_DryFGD_DSI & ACI | N/A | N/A | N/A | N/A | N/A | N/A | N/A
00 Ret.Exist_FBC_DryFGD_DSI & ACI & DRET | N/A | N/A | N/A | N/A | N/A | N/A | N/A
00 Ret.Exist_FBC_DryFGD_DSI & ACI & GPM | N/A | N/A | N/A | N/A | N/A | N/A | N/A
00 Ret.Exist_FBC_DryFGD_DSI & ACI & GPM & DRET | N/A | N/A | N/A | N/A | N/A | N/A | N/A
00 Ret.Exist_FBC_DryFGD_DSI & ACI & GPM & NGC | N/A | N/A | N/A | N/A | N/A | N/A | N/A
00 Ret.Exist_FBC_DryFGD_DSI & ACI & GPM & SNCR | N/A | N/A | N/A | N/A | N/A | N/A | N/A
00 Ret.Exist_FBC_DryFGD_DSI & ACI & GPM & SNCR & DRET | N/A | N/A | N/A | N/A | N/A | N/A | N/A
00 Ret.Exist_FBC_DryFGD_DSI & ACI & GPM & SNCR & NGC | N/A | N/A | N/A | N/A | N/A | N/A | N/A
00 Ret.Exist_FBC_DryFGD_DSI & ACI & NGC | N/A | N/A | N/A | N/A | N/A | N/A | N/A
00 Ret.Exist_FBC_DryFGD_DSI & ACI & SNCR | N/A | N/A | N/A | N/A | N/A | N/A | N/A
00 Ret.Exist_FBC_DryFGD_DSI & ACI & SNCR & DRET | N/A | N/A | N/A | N/A | N/A | N/A | N/A
00 Ret.Exist_FBC_DryFGD_DSI & ACI & SNCR & NGC | N/A | N/A | N/A | N/A | N/A | N/A | N/A
00 Ret.Exist_FBC_DryFGD_DSI & DRET | N/A | N/A | N/A | N/A | N/A | N/A | N/A
00 Ret.Exist_FBC_DryFGD_DSI & GPM | N/A | N/A | N/A | N/A | N/A | N/A | N/A
00 Ret.Exist_FBC_DryFGD_DSI & GPM & DRET | N/A | N/A | N/A | N/A | N/A | N/A | N/A
00 Ret.Exist_FBC_DryFGD_DSI & GPM & NGC | N/A | N/A | N/A | N/A | N/A | N/A | N/A
00 Ret.Exist_FBC_DryFGD_DSI & GPM & SNCR | N/A | N/A | N/A | N/A | N/A | N/A | N/A
00 Ret.Exist_FBC_DryFGD_DSI & GPM & SNCR & DRET | N/A | N/A | N/A | N/A | N/A | N/A | N/A
00 Ret.Exist_FBC_DryFGD_DSI & GPM & SNCR & NGC | N/A | N/A | N/A | N/A | N/A | N/A | N/A
00 Ret.Exist_FBC_DryFGD_DSI & NGC | N/A | N/A | N/A | N/A | N/A | N/A | N/A
00 Ret.Exist_FBC_DryFGD_DSI & SNCR | N/A | N/A | N/A | N/A | N/A | N/A | N/A
00 Ret.Exist_FBC_DryFGD_DSI & SNCR & DRET | N/A | N/A | N/A | N/A | N/A | N/A | N/A
00 Ret.Exist_FBC_DryFGD_DSI & SNCR & NGC | N/A | N/A | N/A | N/A | N/A | N/A | N/A
00 Ret.Exist_FBC_DryFGD_SNCR & ACI | N/A | N/A | N/A | N/A | N/A | N/A | N/A
00 Ret.Exist_FBC_DryFGD_SNCR & ACI & CCS | N/A | N/A | N/A | N/A | N/A | N/A | N/A
00 Ret.Exist_FBC_DryFGD_SNCR & ACI & DRET | N/A | N/A | N/A | N/A | N/A | N/A | N/A
00 Ret.Exist_FBC_DryFGD_SNCR & ACI & GPM | N/A | N/A | N/A | N/A | N/A | N/A | N/A
00 Ret.Exist_FBC_DryFGD_SNCR & ACI & GPM & CCS | N/A | N/A | N/A | N/A | N/A | N/A | N/A
00 Ret.Exist_FBC_DryFGD_SNCR & ACI & GPM & DRET | N/A | N/A | N/A | N/A | N/A | N/A | N/A
00 Ret.Exist_FBC_DryFGD_SNCR & ACI & GPM & NGC | N/A | N/A | N/A | N/A | N/A | N/A | N/A
00 Ret.Exist_FBC_DryFGD_SNCR & ACI & NGC | N/A | N/A | N/A | N/A | N/A | N/A | N/A
00 Ret.Exist_FBC_DryFGD_SNCR & CCS | N/A | N/A | N/A | N/A | N/A | N/A | N/A
00 Ret.Exist_FBC_DryFGD_SNCR & DCCS | N/A | 64.3157 | N/A | N/A | N/A | N/A | N/A
00 Ret.Exist_FBC_DryFGD_SNCR & DCCS & CCS | N/A | N/A | 79.68 | 79.68 | N/A | N/A | N/A
00 Ret.Exist_FBC_DryFGD_SNCR & DRET | N/A | 7.9484 | N/A | N/A | N/A | N/A | N/A
00 Ret.Exist_FBC_DryFGD_SNCR & GPM | N/A | N/A | N/A | N/A | N/A | N/A | N/A
00 Ret.Exist_FBC_DryFGD_SNCR & GPM & CCS | N/A | N/A | N/A | N/A | N/A | N/A | N/A
00 Ret.Exist_FBC_DryFGD_SNCR & GPM & DRET | N/A | N/A | N/A | N/A | N/A | N/A | N/A
00 Ret.Exist_FBC_DryFGD_SNCR & GPM & NGC | N/A | N/A | N/A | N/A | N/A | N/A | N/A
00 Ret.Exist_FBC_DryFGD_SNCR & NGC | N/A | N/A | N/A | N/A | N/A | N/A | N/A
00 Ret.Exist_FBC_DryFGD_SNCR_ACI & CCS | N/A | N/A | N/A | N/A | N/A | N/A | N/A
00 Ret.Exist_FBC_DryFGD_SNCR_ACI & DCCS | N/A | 47.9142 | 0 | 0 | 0 | 0 | 0
00 Ret.Exist_FBC_DryFGD_SNCR_ACI & DCCS & CCS | N/A | N/A | 77.7365 | 77.7365 | N/A | N/A | N/A
00 Ret.Exist_FBC_DryFGD_SNCR_ACI & DRET | N/A | 53.5633 | N/A | N/A | N/A | N/A | N/A
00 Ret.Exist_FBC_DryFGD_SNCR_ACI & GPM | N/A | N/A | N/A | N/A | N/A | N/A | N/A
00 Ret.Exist_FBC_DryFGD_SNCR_ACI & GPM & CCS | N/A | N/A | N/A | N/A | N/A | N/A | N/A
00 Ret.Exist_FBC_DryFGD_SNCR_ACI & GPM & DRET | N/A | N/A | N/A | N/A | N/A | N/A | N/A
00 Ret.Exist_FBC_DryFGD_SNCR_ACI & GPM & NGC | N/A | N/A | N/A | N/A | N/A | N/A | N/A
00 Ret.Exist_FBC_DryFGD_SNCR_ACI & NGC | N/A | N/A | N/A | N/A | N/A | N/A | N/A
00 Ret.Exist_FBC_DryFGD_SNCR_ACI_DSI & CCS | N/A | 77.01 | 77.01 | 77.01 | 58.9239 | 64.6873 | 64.6873
00 Ret.Exist_FBC_DryFGD_SNCR_ACI_DSI & DCCS | N/A | 27.7585 | N/A | N/A | N/A | N/A | N/A
00 Ret.Exist_FBC_DryFGD_SNCR_ACI_DSI & DCCS & CCS | N/A | N/A | 77.01 | 77.01 | N/A | N/A | N/A
00 Ret.Exist_FBC_DryFGD_SNCR_ACI_DSI & DRET | N/A | N/A | N/A | N/A | N/A | N/A | N/A
00 Ret.Exist_FBC_DryFGD_SNCR_ACI_DSI & GPM | N/A | N/A | N/A | N/A | N/A | N/A | N/A
00 Ret.Exist_FBC_DryFGD_SNCR_ACI_DSI & GPM & CCS | N/A | N/A | N/A | N/A | N/A | N/A | N/A
00 Ret.Exist_FBC_DryFGD_SNCR_ACI_DSI & GPM & DRET | N/A | N/A | N/A | N/A | N/A | N/A | N/A
00 Ret.Exist_FBC_DryFGD_SNCR_ACI_DSI & GPM & NGC | N/A | N/A | N/A | N/A | N/A | N/A | N/A
00 Ret.Exist_FBC_DryFGD_SNCR_ACI_DSI & NGC | N/A | N/A | N/A | N/A | N/A | N/A | N/A
00 Ret.Exist_FBC_DryFGD_SNCR_DSI & ACI | N/A | N/A | N/A | N/A | N/A | N/A | N/A
00 Ret.Exist_FBC_DryFGD_SNCR_DSI & ACI & DRET | N/A | N/A | N/A | N/A | N/A | N/A | N/A
00 Ret.Exist_FBC_DryFGD_SNCR_DSI & ACI & GPM | N/A | N/A | N/A | N/A | N/A | N/A | N/A
00 Ret.Exist_FBC_DryFGD_SNCR_DSI & ACI & GPM & DRET | N/A | N/A | N/A | N/A | N/A | N/A | N/A
00 Ret.Exist_FBC_DryFGD_SNCR_DSI & ACI & GPM & NGC | N/A | N/A | N/A | N/A | N/A | N/A | N/A
00 Ret.Exist_FBC_DryFGD_SNCR_DSI & ACI & NGC | N/A | N/A | N/A | N/A | N/A | N/A | N/A
00 Ret.Exist_FBC_DryFGD_SNCR_DSI & DRET | N/A | N/A | N/A | N/A | N/A | N/A | N/A
00 Ret.Exist_FBC_DryFGD_SNCR_DSI & GPM | N/A | N/A | N/A | N/A | N/A | N/A | N/A
00 Ret.Exist_FBC_DryFGD_SNCR_DSI & GPM & DRET | N/A | N/A | N/A | N/A | N/A | N/A | N/A
00 Ret.Exist_FBC_DryFGD_SNCR_DSI & GPM & NGC | N/A | N/A | N/A | N/A | N/A | N/A | N/A
00 Ret.Exist_FBC_DryFGD_SNCR_DSI & NGC | N/A | N/A | N/A | N/A | N/A | N/A | N/A
00 Ret.Exist_FBC_DSI & ACI | N/A | N/A | N/A | N/A | N/A | N/A | N/A
00 Ret.Exist_FBC_DSI & ACI & DRET | N/A | N/A | N/A | N/A | N/A | N/A | N/A
00 Ret.Exist_FBC_DSI & ACI & GPM | N/A | N/A | N/A | N/A | N/A | N/A | N/A
00 Ret.Exist_FBC_DSI & ACI & GPM & DRET | N/A | N/A | N/A | N/A | N/A | N/A | N/A
00 Ret.Exist_FBC_DSI & ACI & GPM & NGC | N/A | N/A | N/A | N/A | N/A | N/A | N/A
00 Ret.Exist_FBC_DSI & ACI & GPM & SNCR | N/A | N/A | N/A | N/A | N/A | N/A | N/A
00 Ret.Exist_FBC_DSI & ACI & GPM & SNCR & DRET | N/A | N/A | N/A | N/A | N/A | N/A | N/A
00 Ret.Exist_FBC_DSI & ACI & GPM & SNCR & NGC | N/A | N/A | N/A | N/A | N/A | N/A | N/A
00 Ret.Exist_FBC_DSI & ACI & NGC | N/A | N/A | N/A | N/A | N/A | N/A | N/A
00 Ret.Exist_FBC_DSI & ACI & SNCR | N/A | N/A | N/A | N/A | N/A | N/A | N/A
00 Ret.Exist_FBC_DSI & ACI & SNCR & DRET | N/A | N/A | N/A | N/A | N/A | N/A | N/A
00 Ret.Exist_FBC_DSI & ACI & SNCR & NGC | N/A | N/A | N/A | N/A | N/A | N/A | N/A
00 Ret.Exist_FBC_DSI & DRET | N/A | 54.6813 | N/A | N/A | N/A | N/A | N/A
00 Ret.Exist_FBC_DSI & GPM | N/A | N/A | N/A | N/A | N/A | N/A | N/A
00 Ret.Exist_FBC_DSI & GPM & DRET | N/A | N/A | N/A | N/A | N/A | N/A | N/A
00 Ret.Exist_FBC_DSI & GPM & NGC | N/A | N/A | N/A | N/A | N/A | N/A | N/A
00 Ret.Exist_FBC_DSI & GPM & SNCR | N/A | N/A | N/A | N/A | N/A | N/A | N/A
00 Ret.Exist_FBC_DSI & GPM & SNCR & DRET | N/A | N/A | N/A | N/A | N/A | N/A | N/A
00 Ret.Exist_FBC_DSI & GPM & SNCR & NGC | N/A | N/A | N/A | N/A | N/A | N/A | N/A
00 Ret.Exist_FBC_DSI & NGC | N/A | 33.3817 | 69.8847 | N/A | N/A | N/A | N/A
00 Ret.Exist_FBC_DSI & SNCR | N/A | N/A | N/A | N/A | N/A | N/A | N/A
00 Ret.Exist_FBC_DSI & SNCR & DRET | N/A | N/A | N/A | N/A | N/A | N/A | N/A
00 Ret.Exist_FBC_DSI & SNCR & NGC | N/A | N/A | N/A | N/A | N/A | N/A | N/A
00 Ret.Exist_FBC_SNCR & ACI | N/A | N/A | N/A | N/A | N/A | N/A | N/A
00 Ret.Exist_FBC_SNCR & ACI & DRET | N/A | N/A | N/A | N/A | N/A | N/A | N/A
00 Ret.Exist_FBC_SNCR & ACI & NGC | N/A | N/A | N/A | N/A | N/A | N/A | N/A
00 Ret.Exist_FBC_SNCR & DRET | N/A | N/A | N/A | N/A | N/A | N/A | N/A
00 Ret.Exist_FBC_SNCR & GPM | N/A | N/A | N/A | N/A | N/A | N/A | N/A
00 Ret.Exist_FBC_SNCR & GPM & DRET | N/A | N/A | N/A | N/A | N/A | N/A | N/A
00 Ret.Exist_FBC_SNCR & GPM & NGC | N/A | N/A | N/A | N/A | N/A | N/A | N/A
00 Ret.Exist_FBC_SNCR & NGC | N/A | N/A | N/A | N/A | N/A | N/A | N/A
00 Ret.Exist_FBC_SNCR_ACI_DSI & CCS | N/A | N/A | N/A | N/A | N/A | N/A | N/A
00 Ret.Exist_FBC_SNCR_ACI_DSI & DCCS | N/A | N/A | N/A | N/A | N/A | N/A | N/A
00 Ret.Exist_FBC_SNCR_ACI_DSI & DCCS & CCS | N/A | N/A | N/A | N/A | N/A | N/A | N/A
00 Ret.Exist_FBC_SNCR_ACI_DSI & DRET | N/A | N/A | N/A | N/A | N/A | N/A | N/A
00 Ret.Exist_FBC_SNCR_ACI_DSI & GPM | N/A | N/A | N/A | N/A | N/A | N/A | N/A
00 Ret.Exist_FBC_SNCR_ACI_DSI & GPM & CCS | N/A | N/A | N/A | N/A | N/A | N/A | N/A
00 Ret.Exist_FBC_SNCR_ACI_DSI & GPM & DRET | N/A | N/A | N/A | N/A | N/A | N/A | N/A
00 Ret.Exist_FBC_SNCR_ACI_DSI & GPM & NGC | N/A | N/A | N/A | N/A | N/A | N/A | N/A
00 Ret.Exist_FBC_SNCR_ACI_DSI & NGC | N/A | N/A | N/A | N/A | N/A | N/A | N/A
00 Ret.Exist_FBC_SNCR_DSI & ACI | N/A | N/A | N/A | N/A | N/A | N/A | N/A
00 Ret.Exist_FBC_SNCR_DSI & ACI & CCS | N/A | N/A | N/A | N/A | N/A | N/A | N/A
00 Ret.Exist_FBC_SNCR_DSI & ACI & DRET | N/A | N/A | N/A | N/A | N/A | N/A | N/A
00 Ret.Exist_FBC_SNCR_DSI & ACI & GPM | N/A | N/A | N/A | N/A | N/A | N/A | N/A
00 Ret.Exist_FBC_SNCR_DSI & ACI & GPM & CCS | N/A | N/A | N/A | N/A | N/A | N/A | N/A
00 Ret.Exist_FBC_SNCR_DSI & ACI & GPM & DRET | N/A | N/A | N/A | N/A | N/A | N/A | N/A
00 Ret.Exist_FBC_SNCR_DSI & ACI & GPM & NGC | N/A | N/A | N/A | N/A | N/A | N/A | N/A
00 Ret.Exist_FBC_SNCR_DSI & ACI & NGC | N/A | N/A | N/A | N/A | N/A | N/A | N/A
00 Ret.Exist_FBC_SNCR_DSI & CCS | N/A | N/A | N/A | N/A | N/A | N/A | N/A
00 Ret.Exist_FBC_SNCR_DSI & DCCS | N/A | 79.2763 | N/A | N/A | N/A | N/A | N/A
00 Ret.Exist_FBC_SNCR_DSI & DCCS & CCS | N/A | N/A | 79.2915 | 79.2915 | N/A | N/A | N/A
00 Ret.Exist_FBC_SNCR_DSI & DRET | N/A | 80.4379 | N/A | N/A | N/A | N/A | N/A
00 Ret.Exist_FBC_SNCR_DSI & GPM | N/A | N/A | N/A | N/A | N/A | N/A | N/A
00 Ret.Exist_FBC_SNCR_DSI & GPM & CCS | N/A | N/A | N/A | N/A | N/A | N/A | N/A
00 Ret.Exist_FBC_SNCR_DSI & GPM & DRET | N/A | N/A | N/A | N/A | N/A | N/A | N/A
00 Ret.Exist_FBC_SNCR_DSI & GPM & NGC | N/A | N/A | N/A | N/A | N/A | N/A | N/A
00 Ret.Exist_FBC_SNCR_DSI & NGC | N/A | 81.6315 | 66.723 | N/A | N/A | N/A | N/A
00 Ret.Exist_FBC_WetFGD_DSI & ACI | N/A | N/A | N/A | N/A | N/A | N/A | N/A
00 Ret.Exist_FBC_WetFGD_DSI & ACI & DRET | N/A | N/A | N/A | N/A | N/A | N/A | N/A
00 Ret.Exist_FBC_WetFGD_DSI & ACI & GPM | N/A | N/A | N/A | N/A | N/A | N/A | N/A
00 Ret.Exist_FBC_WetFGD_DSI & ACI & GPM & DRET | N/A | N/A | N/A | N/A | N/A | N/A | N/A
00 Ret.Exist_FBC_WetFGD_DSI & ACI & GPM & NGC | N/A | N/A | N/A | N/A | N/A | N/A | N/A
00 Ret.Exist_FBC_WetFGD_DSI & ACI & GPM & SNCR | N/A | N/A | N/A | N/A | N/A | N/A | N/A
00 Ret.Exist_FBC_WetFGD_DSI & ACI & GPM & SNCR & DRET | N/A | N/A | N/A | N/A | N/A | N/A | N/A
00 Ret.Exist_FBC_WetFGD_DSI & ACI & GPM & SNCR & NGC | N/A | N/A | N/A | N/A | N/A | N/A | N/A
00 Ret.Exist_FBC_WetFGD_DSI & ACI & NGC | N/A | N/A | N/A | N/A | N/A | N/A | N/A
00 Ret.Exist_FBC_WetFGD_DSI & ACI & SNCR | N/A | N/A | N/A | N/A | N/A | N/A | N/A
00 Ret.Exist_FBC_WetFGD_DSI & ACI & SNCR & DRET | N/A | N/A | N/A | N/A | N/A | N/A | N/A
00 Ret.Exist_FBC_WetFGD_DSI & ACI & SNCR & NGC | N/A | N/A | N/A | N/A | N/A | N/A | N/A
00 Ret.Exist_FBC_WetFGD_DSI & DRET | N/A | 83.37 | N/A | N/A | N/A | N/A | N/A
00 Ret.Exist_FBC_WetFGD_DSI & GPM | N/A | N/A | N/A | N/A | N/A | N/A | N/A
00 Ret.Exist_FBC_WetFGD_DSI & GPM & DRET | N/A | N/A | N/A | N/A | N/A | N/A | N/A
00 Ret.Exist_FBC_WetFGD_DSI & GPM & NGC | N/A | N/A | N/A | N/A | N/A | N/A | N/A
00 Ret.Exist_FBC_WetFGD_DSI & GPM & SNCR | N/A | N/A | N/A | N/A | N/A | N/A | N/A
00 Ret.Exist_FBC_WetFGD_DSI & GPM & SNCR & DRET | N/A | N/A | N/A | N/A | N/A | N/A | N/A
00 Ret.Exist_FBC_WetFGD_DSI & GPM & SNCR & NGC | N/A | N/A | N/A | N/A | N/A | N/A | N/A
00 Ret.Exist_FBC_WetFGD_DSI & NGC | N/A | N/A | N/A | N/A | N/A | N/A | N/A
00 Ret.Exist_FBC_WetFGD_DSI & SNCR | N/A | N/A | N/A | N/A | N/A | N/A | N/A
00 Ret.Exist_FBC_WetFGD_DSI & SNCR & DRET | N/A | N/A | N/A | N/A | N/A | N/A | N/A
00 Ret.Exist_FBC_WetFGD_DSI & SNCR & NGC | N/A | N/A | N/A | N/A | N/A | N/A | N/A
00 Ret.Exist_FBC_WetFGD_SNCR & ACI | N/A | N/A | N/A | N/A | N/A | N/A | N/A
00 Ret.Exist_FBC_WetFGD_SNCR & ACI & DRET | N/A | N/A | N/A | N/A | N/A | N/A | N/A
00 Ret.Exist_FBC_WetFGD_SNCR & ACI & NGC | N/A | N/A | N/A | N/A | N/A | N/A | N/A
00 Ret.Exist_FBC_WetFGD_SNCR & DRET | N/A | 34.0058 | N/A | N/A | N/A | N/A | N/A
00 Ret.Exist_FBC_WetFGD_SNCR & GPM | N/A | N/A | N/A | N/A | N/A | N/A | N/A
00 Ret.Exist_FBC_WetFGD_SNCR & GPM & DRET | N/A | N/A | N/A | N/A | N/A | N/A | N/A
00 Ret.Exist_FBC_WetFGD_SNCR & GPM & NGC | N/A | N/A | N/A | N/A | N/A | N/A | N/A
00 Ret.Exist_FBC_WetFGD_SNCR & NGC | N/A | N/A | N/A | N/A | N/A | N/A | N/A
00 Ret.Exist_Non-FBC_ACI & C2G | 1.9446 | 8.9293 | 0 | 0 | 0 | 0 | 0
00 Ret.Exist_Non-FBC_ACI & C2G & SCR | N/A | N/A | N/A | N/A | N/A | N/A | N/A
00 Ret.Exist_Non-FBC_ACI & DCCS | N/A | 79.01 | 0 | 0 | 0 | 0 | 0
00 Ret.Exist_Non-FBC_ACI & DCCS & WetFGD & SCR & CCS | N/A | N/A | 79.01 | 79.01 | N/A | N/A | N/A
00 Ret.Exist_Non-FBC_ACI & DRET | N/A | 79.3229 | N/A | N/A | N/A | N/A | N/A
00 Ret.Exist_Non-FBC_ACI & DSI | N/A | N/A | N/A | N/A | N/A | N/A | N/A
00 Ret.Exist_Non-FBC_ACI & DSI & C2G | N/A | N/A | N/A | N/A | N/A | N/A | N/A
00 Ret.Exist_Non-FBC_ACI & DSI & C2G & SCR | N/A | N/A | N/A | N/A | N/A | N/A | N/A
00 Ret.Exist_Non-FBC_ACI & DSI & DRET | N/A | N/A | N/A | N/A | N/A | N/A | N/A
00 Ret.Exist_Non-FBC_ACI & DSI & GPM | N/A | N/A | N/A | N/A | N/A | N/A | N/A
00 Ret.Exist_Non-FBC_ACI & DSI & GPM & C2G | N/A | N/A | N/A | N/A | N/A | N/A | N/A
00 Ret.Exist_Non-FBC_ACI & DSI & GPM & C2G & SCR | N/A | N/A | N/A | N/A | N/A | N/A | N/A
00 Ret.Exist_Non-FBC_ACI & DSI & GPM & DRET | N/A | N/A | N/A | N/A | N/A | N/A | N/A
00 Ret.Exist_Non-FBC_ACI & DSI & GPM & NGC | N/A | N/A | N/A | N/A | N/A | N/A | N/A
00 Ret.Exist_Non-FBC_ACI & DSI & GPM & SCR | N/A | N/A | N/A | N/A | N/A | N/A | N/A
00 Ret.Exist_Non-FBC_ACI & DSI & GPM & SCR & DRET | N/A | N/A | N/A | N/A | N/A | N/A | N/A
00 Ret.Exist_Non-FBC_ACI & DSI & GPM & SCR & NGC | N/A | N/A | N/A | N/A | N/A | N/A | N/A
00 Ret.Exist_Non-FBC_ACI & DSI & GPM & SNCR | N/A | N/A | N/A | N/A | N/A | N/A | N/A
00 Ret.Exist_Non-FBC_ACI & DSI & GPM & SNCR & DRET | N/A | N/A | N/A | N/A | N/A | N/A | N/A
00 Ret.Exist_Non-FBC_ACI & DSI & GPM & SNCR & NGC | N/A | N/A | N/A | N/A | N/A | N/A | N/A
00 Ret.Exist_Non-FBC_ACI & DSI & GPM & WetFGD & SCR & CCS | N/A | N/A | N/A | N/A | N/A | N/A | N/A
00 Ret.Exist_Non-FBC_ACI & DSI & NGC | N/A | N/A | N/A | N/A | N/A | N/A | N/A
00 Ret.Exist_Non-FBC_ACI & DSI & SCR | N/A | N/A | N/A | N/A | N/A | N/A | N/A
00 Ret.Exist_Non-FBC_ACI & DSI & SCR & DRET | N/A | N/A | N/A | N/A | N/A | N/A | N/A
00 Ret.Exist_Non-FBC_ACI & DSI & SCR & NGC | N/A | N/A | N/A | N/A | N/A | N/A | N/A
00 Ret.Exist_Non-FBC_ACI & DSI & SNCR | N/A | N/A | N/A | N/A | N/A | N/A | N/A
00 Ret.Exist_Non-FBC_ACI & DSI & SNCR & DRET | N/A | N/A | N/A | N/A | N/A | N/A | N/A
00 Ret.Exist_Non-FBC_ACI & DSI & SNCR & NGC | N/A | N/A | N/A | N/A | N/A | N/A | N/A
00 Ret.Exist_Non-FBC_ACI & DSI & WetFGD & SCR & CCS | N/A | N/A | N/A | N/A | N/A | N/A | N/A
00 Ret.Exist_Non-FBC_ACI & GPM | N/A | N/A | N/A | N/A | N/A | N/A | N/A
00 Ret.Exist_Non-FBC_ACI & GPM & C2G | N/A | N/A | N/A | N/A | N/A | N/A | N/A
00 Ret.Exist_Non-FBC_ACI & GPM & C2G & SCR | N/A | N/A | N/A | N/A | N/A | N/A | N/A
00 Ret.Exist_Non-FBC_ACI & GPM & DRET | N/A | N/A | N/A | N/A | N/A | N/A | N/A
00 Ret.Exist_Non-FBC_ACI & GPM & NGC | N/A | N/A | N/A | N/A | N/A | N/A | N/A
00 Ret.Exist_Non-FBC_ACI & GPM & SCR | N/A | N/A | N/A | N/A | N/A | N/A | N/A
00 Ret.Exist_Non-FBC_ACI & GPM & SCR & DRET | N/A | N/A | N/A | N/A | N/A | N/A | N/A
00 Ret.Exist_Non-FBC_ACI & GPM & SCR & NGC | N/A | N/A | N/A | N/A | N/A | N/A | N/A
00 Ret.Exist_Non-FBC_ACI & GPM & SNCR | N/A | N/A | N/A | N/A | N/A | N/A | N/A
00 Ret.Exist_Non-FBC_ACI & GPM & SNCR & DRET | N/A | N/A | N/A | N/A | N/A | N/A | N/A
00 Ret.Exist_Non-FBC_ACI & GPM & SNCR & NGC | N/A | N/A | N/A | N/A | N/A | N/A | N/A
00 Ret.Exist_Non-FBC_ACI & GPM & WetFGD & SCR & CCS | N/A | N/A | N/A | N/A | N/A | N/A | N/A
00 Ret.Exist_Non-FBC_ACI & NGC | N/A | N/A | N/A | N/A | N/A | N/A | N/A
00 Ret.Exist_Non-FBC_ACI & SCR | N/A | N/A | N/A | N/A | N/A | N/A | N/A
00 Ret.Exist_Non-FBC_ACI & SCR & C2G | N/A | N/A | N/A | N/A | N/A | N/A | N/A
00 Ret.Exist_Non-FBC_ACI & SCR & DRET | N/A | N/A | N/A | N/A | N/A | N/A | N/A
00 Ret.Exist_Non-FBC_ACI & SCR & NGC | N/A | N/A | N/A | N/A | N/A | N/A | N/A
00 Ret.Exist_Non-FBC_ACI & SCR & WetFGD & CCS | N/A | N/A | N/A | N/A | N/A | N/A | N/A
00 Ret.Exist_Non-FBC_ACI & SNCR | N/A | N/A | N/A | N/A | N/A | N/A | N/A
00 Ret.Exist_Non-FBC_ACI & SNCR & C2G | N/A | N/A | N/A | N/A | N/A | N/A | N/A
00 Ret.Exist_Non-FBC_ACI & SNCR & DRET | N/A | N/A | N/A | N/A | N/A | N/A | N/A
00 Ret.Exist_Non-FBC_ACI & SNCR & NGC | N/A | N/A | N/A | N/A | N/A | N/A | N/A
00 Ret.Exist_Non-FBC_ACI_DSI & C2G | 0 | 0 | 0 | 0 | 0 | 0 | 0
00 Ret.Exist_Non-FBC_ACI_DSI & C2G & SCR | N/A | N/A | N/A | N/A | N/A | N/A | N/A
00 Ret.Exist_Non-FBC_ACI_DSI & DCCS | N/A | N/A | N/A | N/A | N/A | N/A | N/A
00 Ret.Exist_Non-FBC_ACI_DSI & DCCS & WetFGD & SCR & CCS | N/A | N/A | N/A | N/A | N/A | N/A | N/A
00 Ret.Exist_Non-FBC_ACI_DSI & DRET | N/A | 63.1207 | N/A | N/A | N/A | N/A | N/A
00 Ret.Exist_Non-FBC_ACI_DSI & GPM | N/A | N/A | N/A | N/A | N/A | N/A | N/A
00 Ret.Exist_Non-FBC_ACI_DSI & GPM & C2G | N/A | N/A | N/A | N/A | N/A | N/A | N/A
00 Ret.Exist_Non-FBC_ACI_DSI & GPM & C2G & SCR | N/A | N/A | N/A | N/A | N/A | N/A | N/A
00 Ret.Exist_Non-FBC_ACI_DSI & GPM & DRET | N/A | N/A | N/A | N/A | N/A | N/A | N/A
00 Ret.Exist_Non-FBC_ACI_DSI & GPM & NGC | N/A | N/A | N/A | N/A | N/A | N/A | N/A
00 Ret.Exist_Non-FBC_ACI_DSI & GPM & SCR | N/A | N/A | N/A | N/A | N/A | N/A | N/A
00 Ret.Exist_Non-FBC_ACI_DSI & GPM & SCR & DRET | N/A | N/A | N/A | N/A | N/A | N/A | N/A
00 Ret.Exist_Non-FBC_ACI_DSI & GPM & SCR & NGC | N/A | N/A | N/A | N/A | N/A | N/A | N/A
00 Ret.Exist_Non-FBC_ACI_DSI & GPM & SNCR | N/A | N/A | N/A | N/A | N/A | N/A | N/A
00 Ret.Exist_Non-FBC_ACI_DSI & GPM & SNCR & DRET | N/A | N/A | N/A | N/A | N/A | N/A | N/A
00 Ret.Exist_Non-FBC_ACI_DSI & GPM & SNCR & NGC | N/A | N/A | N/A | N/A | N/A | N/A | N/A
00 Ret.Exist_Non-FBC_ACI_DSI & GPM & WetFGD & SCR & CCS | N/A | N/A | N/A | N/A | N/A | N/A | N/A
00 Ret.Exist_Non-FBC_ACI_DSI & NGC | N/A | N/A | N/A | N/A | N/A | N/A | N/A
00 Ret.Exist_Non-FBC_ACI_DSI & SCR | N/A | N/A | N/A | N/A | N/A | N/A | N/A
00 Ret.Exist_Non-FBC_ACI_DSI & SCR & C2G | N/A | N/A | N/A | N/A | N/A | N/A | N/A
00 Ret.Exist_Non-FBC_ACI_DSI & SCR & DRET | N/A | N/A | N/A | N/A | N/A | N/A | N/A
00 Ret.Exist_Non-FBC_ACI_DSI & SCR & NGC | N/A | N/A | N/A | N/A | N/A | N/A | N/A
00 Ret.Exist_Non-FBC_ACI_DSI & SCR & WetFGD & CCS | N/A | N/A | N/A | N/A | N/A | N/A | N/A
00 Ret.Exist_Non-FBC_ACI_DSI & SNCR | N/A | N/A | N/A | N/A | N/A | N/A | N/A
00 Ret.Exist_Non-FBC_ACI_DSI & SNCR & C2G | N/A | N/A | N/A | N/A | N/A | N/A | N/A
00 Ret.Exist_Non-FBC_ACI_DSI & SNCR & DRET | N/A | N/A | N/A | N/A | N/A | N/A | N/A
00 Ret.Exist_Non-FBC_ACI_DSI & SNCR & NGC | N/A | N/A | N/A | N/A | N/A | N/A | N/A
00 Ret.Exist_Non-FBC_DryFGD & C2G | N/A | N/A | N/A | N/A | N/A | N/A | N/A
00 Ret.Exist_Non-FBC_DryFGD & C2G & SCR | N/A | N/A | N/A | N/A | N/A | N/A | N/A
00 Ret.Exist_Non-FBC_DryFGD & DRET | N/A | N/A | N/A | N/A | N/A | N/A | N/A
00 Ret.Exist_Non-FBC_DryFGD & GPM | N/A | N/A | N/A | N/A | N/A | N/A | N/A
00 Ret.Exist_Non-FBC_DryFGD & GPM & C2G | N/A | N/A | N/A | N/A | N/A | N/A | N/A
00 Ret.Exist_Non-FBC_DryFGD & GPM & C2G & SCR | N/A | N/A | N/A | N/A | N/A | N/A | N/A
00 Ret.Exist_Non-FBC_DryFGD & GPM & DRET | N/A | N/A | N/A | N/A | N/A | N/A | N/A
00 Ret.Exist_Non-FBC_DryFGD & GPM & NGC | N/A | N/A | N/A | N/A | N/A | N/A | N/A
00 Ret.Exist_Non-FBC_DryFGD & GPM & SCR | N/A | N/A | N/A | N/A | N/A | N/A | N/A
00 Ret.Exist_Non-FBC_DryFGD & GPM & SCR & CCS | N/A | N/A | N/A | N/A | N/A | N/A | N/A
00 Ret.Exist_Non-FBC_DryFGD & GPM & SCR & DRET | N/A | N/A | N/A | N/A | N/A | N/A | N/A
00 Ret.Exist_Non-FBC_DryFGD & GPM & SCR & NGC | N/A | N/A | N/A | N/A | N/A | N/A | N/A
00 Ret.Exist_Non-FBC_DryFGD & GPM & SNCR | N/A | N/A | N/A | N/A | N/A | N/A | N/A
00 Ret.Exist_Non-FBC_DryFGD & GPM & SNCR & DRET | N/A | N/A | N/A | N/A | N/A | N/A | N/A
00 Ret.Exist_Non-FBC_DryFGD & GPM & SNCR & NGC | N/A | N/A | N/A | N/A | N/A | N/A | N/A
00 Ret.Exist_Non-FBC_DryFGD & NGC | N/A | N/A | N/A | N/A | N/A | N/A | N/A
00 Ret.Exist_Non-FBC_DryFGD & SCR | N/A | N/A | N/A | N/A | N/A | N/A | N/A
00 Ret.Exist_Non-FBC_DryFGD & SCR & C2G | N/A | N/A | N/A | N/A | N/A | N/A | N/A
00 Ret.Exist_Non-FBC_DryFGD & SCR & CCS | N/A | N/A | N/A | N/A | N/A | N/A | N/A
00 Ret.Exist_Non-FBC_DryFGD & SCR & DRET | N/A | N/A | N/A | N/A | N/A | N/A | N/A
00 Ret.Exist_Non-FBC_DryFGD & SCR & NGC | N/A | N/A | N/A | N/A | N/A | N/A | N/A
00 Ret.Exist_Non-FBC_DryFGD & SNCR | N/A | N/A | N/A | N/A | N/A | N/A | N/A
00 Ret.Exist_Non-FBC_DryFGD & SNCR & C2G | N/A | N/A | N/A | N/A | N/A | N/A | N/A
00 Ret.Exist_Non-FBC_DryFGD & SNCR & DRET | N/A | N/A | N/A | N/A | N/A | N/A | N/A
00 Ret.Exist_Non-FBC_DryFGD & SNCR & NGC | N/A | N/A | N/A | N/A | N/A | N/A | N/A
00 Ret.Exist_Non-FBC_DryFGD_ACI & C2G | N/A | 0 | 0 | 0 | 0 | 0 | 0
00 Ret.Exist_Non-FBC_DryFGD_ACI & C2G & SCR | N/A | N/A | N/A | N/A | N/A | N/A | N/A
00 Ret.Exist_Non-FBC_DryFGD_ACI & DCCS | N/A | 57.1144 | 0 | 0 | 0 | 0 | 0
00 Ret.Exist_Non-FBC_DryFGD_ACI & DCCS & SCR & CCS | N/A | N/A | 80.5856 | 80.7345 | 77.01 | 77.01 | 77.01
00 Ret.Exist_Non-FBC_DryFGD_ACI & DRET | N/A | 64.8852 | N/A | N/A | N/A | N/A | N/A
00 Ret.Exist_Non-FBC_DryFGD_ACI & GPM | N/A | N/A | N/A | N/A | N/A | N/A | N/A
00 Ret.Exist_Non-FBC_DryFGD_ACI & GPM & C2G | N/A | N/A | N/A | N/A | N/A | N/A | N/A
00 Ret.Exist_Non-FBC_DryFGD_ACI & GPM & C2G & SCR | N/A | N/A | N/A | N/A | N/A | N/A | N/A
00 Ret.Exist_Non-FBC_DryFGD_ACI & GPM & DRET | N/A | N/A | N/A | N/A | N/A | N/A | N/A
00 Ret.Exist_Non-FBC_DryFGD_ACI & GPM & NGC | N/A | N/A | N/A | N/A | N/A | N/A | N/A
00 Ret.Exist_Non-FBC_DryFGD_ACI & GPM & SCR | N/A | N/A | N/A | N/A | N/A | N/A | N/A
00 Ret.Exist_Non-FBC_DryFGD_ACI & GPM & SCR & CCS | N/A | N/A | N/A | N/A | N/A | N/A | N/A
00 Ret.Exist_Non-FBC_DryFGD_ACI & GPM & SCR & DRET | N/A | N/A | N/A | N/A | N/A | N/A | N/A
00 Ret.Exist_Non-FBC_DryFGD_ACI & GPM & SCR & NGC | N/A | N/A | N/A | N/A | N/A | N/A | N/A
00 Ret.Exist_Non-FBC_DryFGD_ACI & GPM & SNCR | N/A | N/A | N/A | N/A | N/A | N/A | N/A
00 Ret.Exist_Non-FBC_DryFGD_ACI & GPM & SNCR & DRET | N/A | N/A | N/A | N/A | N/A | N/A | N/A
00 Ret.Exist_Non-FBC_DryFGD_ACI & GPM & SNCR & NGC | N/A | N/A | N/A | N/A | N/A | N/A | N/A
00 Ret.Exist_Non-FBC_DryFGD_ACI & NGC | N/A | 10.8518 | 64.6873 | N/A | N/A | N/A | N/A
00 Ret.Exist_Non-FBC_DryFGD_ACI & SCR | N/A | 10 | N/A | N/A | N/A | N/A | N/A
00 Ret.Exist_Non-FBC_DryFGD_ACI & SCR & C2G | N/A | N/A | N/A | N/A | N/A | N/A | N/A
00 Ret.Exist_Non-FBC_DryFGD_ACI & SCR & CCS | N/A | N/A | 77.71 | 77.71 | N/A | N/A | N/A
00 Ret.Exist_Non-FBC_DryFGD_ACI & SCR & DRET | N/A | N/A | N/A | N/A | N/A | N/A | N/A
00 Ret.Exist_Non-FBC_DryFGD_ACI & SCR & NGC | N/A | N/A | N/A | N/A | N/A | N/A | N/A
00 Ret.Exist_Non-FBC_DryFGD_ACI & SNCR | N/A | N/A | N/A | N/A | N/A | N/A | N/A
00 Ret.Exist_Non-FBC_DryFGD_ACI & SNCR & C2G | N/A | N/A | N/A | N/A | N/A | N/A | N/A
00 Ret.Exist_Non-FBC_DryFGD_ACI & SNCR & DRET | N/A | N/A | N/A | N/A | N/A | N/A | N/A
00 Ret.Exist_Non-FBC_DryFGD_ACI & SNCR & NGC | N/A | N/A | N/A | N/A | N/A | N/A | N/A
00 Ret.Exist_Non-FBC_DryFGD_SCR & ACI | N/A | N/A | N/A | N/A | N/A | N/A | N/A
00 Ret.Exist_Non-FBC_DryFGD_SCR & ACI & C2G | N/A | N/A | N/A | N/A | N/A | N/A | N/A
00 Ret.Exist_Non-FBC_DryFGD_SCR & ACI & CCS | N/A | N/A | N/A | N/A | N/A | N/A | N/A
00 Ret.Exist_Non-FBC_DryFGD_SCR & ACI & DRET | N/A | N/A | N/A | N/A | N/A | N/A | N/A
00 Ret.Exist_Non-FBC_DryFGD_SCR & ACI & GPM | N/A | N/A | N/A | N/A | N/A | N/A | N/A
00 Ret.Exist_Non-FBC_DryFGD_SCR & ACI & GPM & C2G | N/A | N/A | N/A | N/A | N/A | N/A | N/A
00 Ret.Exist_Non-FBC_DryFGD_SCR & ACI & GPM & CCS | N/A | N/A | N/A | N/A | N/A | N/A | N/A
00 Ret.Exist_Non-FBC_DryFGD_SCR & ACI & GPM & DRET | N/A | N/A | N/A | N/A | N/A | N/A | N/A
00 Ret.Exist_Non-FBC_DryFGD_SCR & ACI & GPM & NGC | N/A | N/A | N/A | N/A | N/A | N/A | N/A
00 Ret.Exist_Non-FBC_DryFGD_SCR & ACI & NGC | N/A | N/A | N/A | N/A | N/A | N/A | N/A
00 Ret.Exist_Non-FBC_DryFGD_SCR & C2G | N/A | N/A | N/A | N/A | N/A | N/A | N/A
00 Ret.Exist_Non-FBC_DryFGD_SCR & CCS | N/A | N/A | N/A | N/A | N/A | N/A | N/A
00 Ret.Exist_Non-FBC_DryFGD_SCR & DRET | N/A | N/A | N/A | N/A | N/A | N/A | N/A
00 Ret.Exist_Non-FBC_DryFGD_SCR & GPM | N/A | N/A | N/A | N/A | N/A | N/A | N/A
00 Ret.Exist_Non-FBC_DryFGD_SCR & GPM & C2G | N/A | N/A | N/A | N/A | N/A | N/A | N/A
00 Ret.Exist_Non-FBC_DryFGD_SCR & GPM & CCS | N/A | N/A | N/A | N/A | N/A | N/A | N/A
00 Ret.Exist_Non-FBC_DryFGD_SCR & GPM & DRET | N/A | N/A | N/A | N/A | N/A | N/A | N/A
00 Ret.Exist_Non-FBC_DryFGD_SCR & GPM & NGC | N/A | N/A | N/A | N/A | N/A | N/A | N/A
00 Ret.Exist_Non-FBC_DryFGD_SCR & NGC | N/A | N/A | N/A | N/A | N/A | N/A | N/A
00 Ret.Exist_Non-FBC_DryFGD_SCR_ACI & C2G | 2 | 3.4425 | 0.98432 | 0.98432 | 0.98432 | 0.98432 | 0.98432
00 Ret.Exist_Non-FBC_DryFGD_SCR_ACI & CCS | N/A | 77.01 | 77.0664 | 77.0664 | 77.0664 | 77.0664 | 77.0664
00 Ret.Exist_Non-FBC_DryFGD_SCR_ACI & DCCS | N/A | 53.1328 | 0 | 0 | 0 | 0 | 0
00 Ret.Exist_Non-FBC_DryFGD_SCR_ACI & DCCS & CCS | N/A | N/A | 78.332 | 78.332 | N/A | N/A | N/A
00 Ret.Exist_Non-FBC_DryFGD_SCR_ACI & DRET | N/A | 46.5085 | N/A | N/A | N/A | N/A | N/A
00 Ret.Exist_Non-FBC_DryFGD_SCR_ACI & GPM | N/A | N/A | N/A | N/A | N/A | N/A | N/A
00 Ret.Exist_Non-FBC_DryFGD_SCR_ACI & GPM & C2G | N/A | N/A | N/A | N/A | N/A | N/A | N/A
00 Ret.Exist_Non-FBC_DryFGD_SCR_ACI & GPM & CCS | N/A | N/A | N/A | N/A | N/A | N/A | N/A
00 Ret.Exist_Non-FBC_DryFGD_SCR_ACI & GPM & DRET | N/A | N/A | N/A | N/A | N/A | N/A | N/A
00 Ret.Exist_Non-FBC_DryFGD_SCR_ACI & GPM & NGC | N/A | N/A | N/A | N/A | N/A | N/A | N/A
00 Ret.Exist_Non-FBC_DryFGD_SCR_ACI & NGC | N/A | 78.85 | 66.1899 | N/A | N/A | N/A | N/A
00 Ret.Exist_Non-FBC_DryFGD_SCR_ACI_DSI & C2G | N/A | 2 | 2 | 2 | 2 | 2 | 2
00 Ret.Exist_Non-FBC_DryFGD_SCR_ACI_DSI & CCS | N/A | N/A | N/A | N/A | N/A | N/A | N/A
00 Ret.Exist_Non-FBC_DryFGD_SCR_ACI_DSI & DCCS | N/A | 79.0103 | N/A | N/A | N/A | N/A | N/A
00 Ret.Exist_Non-FBC_DryFGD_SCR_ACI_DSI & DCCS & CCS | N/A | N/A | 78.9931 | 78.9931 | N/A | N/A | N/A
00 Ret.Exist_Non-FBC_DryFGD_SCR_ACI_DSI & DRET | N/A | 79.01 | N/A | N/A | N/A | N/A | N/A
00 Ret.Exist_Non-FBC_DryFGD_SCR_ACI_DSI & GPM | N/A | N/A | N/A | N/A | N/A | N/A | N/A
00 Ret.Exist_Non-FBC_DryFGD_SCR_ACI_DSI & GPM & C2G | N/A | N/A | N/A | N/A | N/A | N/A | N/A
00 Ret.Exist_Non-FBC_DryFGD_SCR_ACI_DSI & GPM & CCS | N/A | N/A | N/A | N/A | N/A | N/A | N/A
00 Ret.Exist_Non-FBC_DryFGD_SCR_ACI_DSI & GPM & DRET | N/A | N/A | N/A | N/A | N/A | N/A | N/A
00 Ret.Exist_Non-FBC_DryFGD_SCR_ACI_DSI & GPM & NGC | N/A | N/A | N/A | N/A | N/A | N/A | N/A
00 Ret.Exist_Non-FBC_DryFGD_SCR_ACI_DSI & NGC | N/A | N/A | N/A | N/A | N/A | N/A | N/A
00 Ret.Exist_Non-FBC_DryFGD_SCR_DSI & ACI | N/A | N/A | N/A | N/A | N/A | N/A | N/A
00 Ret.Exist_Non-FBC_DryFGD_SCR_DSI & ACI & C2G | N/A | N/A | N/A | N/A | N/A | N/A | N/A
00 Ret.Exist_Non-FBC_DryFGD_SCR_DSI & ACI & CCS | N/A | N/A | N/A | N/A | N/A | N/A | N/A
00 Ret.Exist_Non-FBC_DryFGD_SCR_DSI & ACI & DRET | N/A | N/A | N/A | N/A | N/A | N/A | N/A
00 Ret.Exist_Non-FBC_DryFGD_SCR_DSI & ACI & GPM | N/A | N/A | N/A | N/A | N/A | N/A | N/A
00 Ret.Exist_Non-FBC_DryFGD_SCR_DSI & ACI & GPM & C2G | N/A | N/A | N/A | N/A | N/A | N/A | N/A
00 Ret.Exist_Non-FBC_DryFGD_SCR_DSI & ACI & GPM & CCS | N/A | N/A | N/A | N/A | N/A | N/A | N/A
00 Ret.Exist_Non-FBC_DryFGD_SCR_DSI & ACI & GPM & DRET | N/A | N/A | N/A | N/A | N/A | N/A | N/A
00 Ret.Exist_Non-FBC_DryFGD_SCR_DSI & ACI & GPM & NGC | N/A | N/A | N/A | N/A | N/A | N/A | N/A
00 Ret.Exist_Non-FBC_DryFGD_SCR_DSI & ACI & NGC | N/A | N/A | N/A | N/A | N/A | N/A | N/A
00 Ret.Exist_Non-FBC_DryFGD_SCR_DSI & C2G | N/A | N/A | N/A | N/A | N/A | N/A | N/A
00 Ret.Exist_Non-FBC_DryFGD_SCR_DSI & CCS | N/A | N/A | N/A | N/A | N/A | N/A | N/A
00 Ret.Exist_Non-FBC_DryFGD_SCR_DSI & DRET | N/A | 48.9498 | N/A | N/A | N/A | N/A | N/A
00 Ret.Exist_Non-FBC_DryFGD_SCR_DSI & GPM | N/A | N/A | N/A | N/A | N/A | N/A | N/A
00 Ret.Exist_Non-FBC_DryFGD_SCR_DSI & GPM & C2G | N/A | N/A | N/A | N/A | N/A | N/A | N/A
00 Ret.Exist_Non-FBC_DryFGD_SCR_DSI & GPM & CCS | N/A | N/A | N/A | N/A | N/A | N/A | N/A
00 Ret.Exist_Non-FBC_DryFGD_SCR_DSI & GPM & DRET | N/A | N/A | N/A | N/A | N/A | N/A | N/A
00 Ret.Exist_Non-FBC_DryFGD_SCR_DSI & GPM & NGC | N/A | N/A | N/A | N/A | N/A | N/A | N/A
00 Ret.Exist_Non-FBC_DryFGD_SCR_DSI & NGC | N/A | N/A | N/A | N/A | N/A | N/A | N/A
00 Ret.Exist_Non-FBC_DryFGD_SNCR_ACI & C2G | N/A | N/A | N/A | N/A | N/A | N/A | N/A
00 Ret.Exist_Non-FBC_DryFGD_SNCR_ACI & C2G & SCR | N/A | N/A | N/A | N/A | N/A | N/A | N/A
00 Ret.Exist_Non-FBC_DryFGD_SNCR_ACI & DCCS | N/A | 77.71 | N/A | N/A | N/A | N/A | N/A
00 Ret.Exist_Non-FBC_DryFGD_SNCR_ACI & DCCS & SCR & CCS | N/A | N/A | 77.71 | 77.71 | 65.277 | 77.71 | 77.71
00 Ret.Exist_Non-FBC_DryFGD_SNCR_ACI & DRET | N/A | 78.4378 | N/A | N/A | N/A | N/A | N/A
00 Ret.Exist_Non-FBC_DryFGD_SNCR_ACI & GPM | N/A | N/A | N/A | N/A | N/A | N/A | N/A
00 Ret.Exist_Non-FBC_DryFGD_SNCR_ACI & GPM & C2G | N/A | N/A | N/A | N/A | N/A | N/A | N/A
00 Ret.Exist_Non-FBC_DryFGD_SNCR_ACI & GPM & C2G & SCR | N/A | N/A | N/A | N/A | N/A | N/A | N/A
00 Ret.Exist_Non-FBC_DryFGD_SNCR_ACI & GPM & DRET | N/A | N/A | N/A | N/A | N/A | N/A | N/A
00 Ret.Exist_Non-FBC_DryFGD_SNCR_ACI & GPM & NGC | N/A | N/A | N/A | N/A | N/A | N/A | N/A
00 Ret.Exist_Non-FBC_DryFGD_SNCR_ACI & GPM & SCR | N/A | N/A | N/A | N/A | N/A | N/A | N/A
00 Ret.Exist_Non-FBC_DryFGD_SNCR_ACI & GPM & SCR & CCS | N/A | N/A | N/A | N/A | N/A | N/A | N/A
00 Ret.Exist_Non-FBC_DryFGD_SNCR_ACI & GPM & SCR & DRET | N/A | N/A | N/A | N/A | N/A | N/A | N/A
00 Ret.Exist_Non-FBC_DryFGD_SNCR_ACI & GPM & SCR & NGC | N/A | N/A | N/A | N/A | N/A | N/A | N/A
00 Ret.Exist_Non-FBC_DryFGD_SNCR_ACI & NGC | N/A | N/A | N/A | N/A | N/A | N/A | N/A
00 Ret.Exist_Non-FBC_DryFGD_SNCR_ACI & SCR | N/A | N/A | N/A | N/A | N/A | N/A | N/A
00 Ret.Exist_Non-FBC_DryFGD_SNCR_ACI & SCR & C2G | N/A | N/A | N/A | N/A | N/A | N/A | N/A
00 Ret.Exist_Non-FBC_DryFGD_SNCR_ACI & SCR & CCS | N/A | N/A | N/A | N/A | N/A | N/A | N/A
00 Ret.Exist_Non-FBC_DryFGD_SNCR_ACI & SCR & DRET | N/A | N/A | N/A | N/A | N/A | N/A | N/A
00 Ret.Exist_Non-FBC_DryFGD_SNCR_ACI & SCR & NGC | N/A | N/A | N/A | N/A | N/A | N/A | N/A
00 Ret.Exist_Non-FBC_DryFGD_SNCR_ACI_DSI & C2G | N/A | N/A | N/A | N/A | N/A | N/A | N/A
00 Ret.Exist_Non-FBC_DryFGD_SNCR_ACI_DSI & C2G & SCR | N/A | N/A | N/A | N/A | N/A | N/A | N/A
00 Ret.Exist_Non-FBC_DryFGD_SNCR_ACI_DSI & DRET | N/A | 0 | N/A | N/A | N/A | N/A | N/A
00 Ret.Exist_Non-FBC_DryFGD_SNCR_ACI_DSI & GPM | N/A | N/A | N/A | N/A | N/A | N/A | N/A
00 Ret.Exist_Non-FBC_DryFGD_SNCR_ACI_DSI & GPM & C2G | N/A | N/A | N/A | N/A | N/A | N/A | N/A
00 Ret.Exist_Non-FBC_DryFGD_SNCR_ACI_DSI & GPM & C2G & SCR | N/A | N/A | N/A | N/A | N/A | N/A | N/A
00 Ret.Exist_Non-FBC_DryFGD_SNCR_ACI_DSI & GPM & DRET | N/A | N/A | N/A | N/A | N/A | N/A | N/A
00 Ret.Exist_Non-FBC_DryFGD_SNCR_ACI_DSI & GPM & NGC | N/A | N/A | N/A | N/A | N/A | N/A | N/A
00 Ret.Exist_Non-FBC_DryFGD_SNCR_ACI_DSI & GPM & SCR | N/A | N/A | N/A | N/A | N/A | N/A | N/A
00 Ret.Exist_Non-FBC_DryFGD_SNCR_ACI_DSI & GPM & SCR & CCS | N/A | N/A | N/A | N/A | N/A | N/A | N/A
00 Ret.Exist_Non-FBC_DryFGD_SNCR_ACI_DSI & GPM & SCR & DRET | N/A | N/A | N/A | N/A | N/A | N/A | N/A
00 Ret.Exist_Non-FBC_DryFGD_SNCR_ACI_DSI & GPM & SCR & NGC | N/A | N/A | N/A | N/A | N/A | N/A | N/A
00 Ret.Exist_Non-FBC_DryFGD_SNCR_ACI_DSI & NGC | N/A | N/A | N/A | N/A | N/A | N/A | N/A
00 Ret.Exist_Non-FBC_DryFGD_SNCR_ACI_DSI & SCR | N/A | N/A | N/A | N/A | N/A | N/A | N/A
00 Ret.Exist_Non-FBC_DryFGD_SNCR_ACI_DSI & SCR & C2G | N/A | N/A | N/A | N/A | N/A | N/A | N/A
00 Ret.Exist_Non-FBC_DryFGD_SNCR_ACI_DSI & SCR & CCS | N/A | N/A | N/A | N/A | N/A | N/A | N/A
00 Ret.Exist_Non-FBC_DryFGD_SNCR_ACI_DSI & SCR & DRET | N/A | N/A | N/A | N/A | N/A | N/A | N/A
00 Ret.Exist_Non-FBC_DryFGD_SNCR_ACI_DSI & SCR & NGC | N/A | N/A | N/A | N/A | N/A | N/A | N/A
00 Ret.Exist_Non-FBC_DSI & ACI | N/A | N/A | N/A | N/A | N/A | N/A | N/A
00 Ret.Exist_Non-FBC_DSI & ACI & C2G | N/A | N/A | N/A | N/A | N/A | N/A | N/A
00 Ret.Exist_Non-FBC_DSI & ACI & C2G & SCR | N/A | N/A | N/A | N/A | N/A | N/A | N/A
00 Ret.Exist_Non-FBC_DSI & ACI & DRET | N/A | N/A | N/A | N/A | N/A | N/A | N/A
00 Ret.Exist_Non-FBC_DSI & ACI & GPM | N/A | N/A | N/A | N/A | N/A | N/A | N/A
00 Ret.Exist_Non-FBC_DSI & ACI & GPM & C2G | N/A | N/A | N/A | N/A | N/A | N/A | N/A
00 Ret.Exist_Non-FBC_DSI & ACI & GPM & C2G & SCR | N/A | N/A | N/A | N/A | N/A | N/A | N/A
00 Ret.Exist_Non-FBC_DSI & ACI & GPM & DRET | N/A | N/A | N/A | N/A | N/A | N/A | N/A
00 Ret.Exist_Non-FBC_DSI & ACI & GPM & NGC | N/A | N/A | N/A | N/A | N/A | N/A | N/A
00 Ret.Exist_Non-FBC_DSI & ACI & GPM & SCR | N/A | N/A | N/A | N/A | N/A | N/A | N/A
00 Ret.Exist_Non-FBC_DSI & ACI & GPM & SCR & DRET | N/A | N/A | N/A | N/A | N/A | N/A | N/A
00 Ret.Exist_Non-FBC_DSI & ACI & GPM & SCR & NGC | N/A | N/A | N/A | N/A | N/A | N/A | N/A
00 Ret.Exist_Non-FBC_DSI & ACI & GPM & SNCR | N/A | N/A | N/A | N/A | N/A | N/A | N/A
00 Ret.Exist_Non-FBC_DSI & ACI & GPM & SNCR & DRET | N/A | N/A | N/A | N/A | N/A | N/A | N/A
00 Ret.Exist_Non-FBC_DSI & ACI & GPM & SNCR & NGC | N/A | N/A | N/A | N/A | N/A | N/A | N/A
00 Ret.Exist_Non-FBC_DSI & ACI & GPM & WetFGD & SCR & CCS | N/A | N/A | N/A | N/A | N/A | N/A | N/A
00 Ret.Exist_Non-FBC_DSI & ACI & NGC | N/A | N/A | N/A | N/A | N/A | N/A | N/A
00 Ret.Exist_Non-FBC_DSI & ACI & SCR | N/A | N/A | N/A | N/A | N/A | N/A | N/A
00 Ret.Exist_Non-FBC_DSI & ACI & SCR & DRET | N/A | N/A | N/A | N/A | N/A | N/A | N/A
00 Ret.Exist_Non-FBC_DSI & ACI & SCR & NGC | N/A | N/A | N/A | N/A | N/A | N/A | N/A
00 Ret.Exist_Non-FBC_DSI & ACI & SNCR | N/A | N/A | N/A | N/A | N/A | N/A | N/A
00 Ret.Exist_Non-FBC_DSI & ACI & SNCR & DRET | N/A | N/A | N/A | N/A | N/A | N/A | N/A
00 Ret.Exist_Non-FBC_DSI & ACI & SNCR & NGC | N/A | N/A | N/A | N/A | N/A | N/A | N/A
00 Ret.Exist_Non-FBC_DSI & ACI & WetFGD & SCR & CCS | N/A | N/A | N/A | N/A | N/A | N/A | N/A
00 Ret.Exist_Non-FBC_DSI & C2G | N/A | N/A | N/A | N/A | N/A | N/A | N/A
00 Ret.Exist_Non-FBC_DSI & C2G & SCR | N/A | N/A | N/A | N/A | N/A | N/A | N/A
00 Ret.Exist_Non-FBC_DSI & DRET | N/A | N/A | N/A | N/A | N/A | N/A | N/A
00 Ret.Exist_Non-FBC_DSI & GPM | N/A | N/A | N/A | N/A | N/A | N/A | N/A
00 Ret.Exist_Non-FBC_DSI & GPM & C2G | N/A | N/A | N/A | N/A | N/A | N/A | N/A
00 Ret.Exist_Non-FBC_DSI & GPM & C2G & SCR | N/A | N/A | N/A | N/A | N/A | N/A | N/A
00 Ret.Exist_Non-FBC_DSI & GPM & DRET | N/A | N/A | N/A | N/A | N/A | N/A | N/A
00 Ret.Exist_Non-FBC_DSI & GPM & NGC | N/A | N/A | N/A | N/A | N/A | N/A | N/A
00 Ret.Exist_Non-FBC_DSI & GPM & SCR | N/A | N/A | N/A | N/A | N/A | N/A | N/A
00 Ret.Exist_Non-FBC_DSI & GPM & SCR & DRET | N/A | N/A | N/A | N/A | N/A | N/A | N/A
00 Ret.Exist_Non-FBC_DSI & GPM & SCR & NGC | N/A | N/A | N/A | N/A | N/A | N/A | N/A
00 Ret.Exist_Non-FBC_DSI & GPM & SNCR | N/A | N/A | N/A | N/A | N/A | N/A | N/A
00 Ret.Exist_Non-FBC_DSI & GPM & SNCR & DRET | N/A | N/A | N/A | N/A | N/A | N/A | N/A
00 Ret.Exist_Non-FBC_DSI & GPM & SNCR & NGC | N/A | N/A | N/A | N/A | N/A | N/A | N/A
00 Ret.Exist_Non-FBC_DSI & GPM & WetFGD & SCR & CCS | N/A | N/A | N/A | N/A | N/A | N/A | N/A
00 Ret.Exist_Non-FBC_DSI & NGC | N/A | N/A | N/A | N/A | N/A | N/A | N/A
00 Ret.Exist_Non-FBC_DSI & SCR | N/A | N/A | N/A | N/A | N/A | N/A | N/A
00 Ret.Exist_Non-FBC_DSI & SCR & C2G | N/A | N/A | N/A | N/A | N/A | N/A | N/A
00 Ret.Exist_Non-FBC_DSI & SCR & DRET | N/A | N/A | N/A | N/A | N/A | N/A | N/A
00 Ret.Exist_Non-FBC_DSI & SCR & NGC | N/A | N/A | N/A | N/A | N/A | N/A | N/A
00 Ret.Exist_Non-FBC_DSI & SCR & WetFGD & CCS | N/A | N/A | N/A | N/A | N/A | N/A | N/A
00 Ret.Exist_Non-FBC_DSI & SNCR | N/A | N/A | N/A | N/A | N/A | N/A | N/A
00 Ret.Exist_Non-FBC_DSI & SNCR & C2G | N/A | N/A | N/A | N/A | N/A | N/A | N/A
00 Ret.Exist_Non-FBC_DSI & SNCR & DRET | N/A | N/A | N/A | N/A | N/A | N/A | N/A
00 Ret.Exist_Non-FBC_DSI & SNCR & NGC | N/A | N/A | N/A | N/A | N/A | N/A | N/A
00 Ret.Exist_Non-FBC_NoCtrl & ACI | N/A | N/A | N/A | N/A | N/A | N/A | N/A
00 Ret.Exist_Non-FBC_NoCtrl & ACI & C2G | N/A | N/A | N/A | N/A | N/A | N/A | N/A
00 Ret.Exist_Non-FBC_NoCtrl & ACI & C2G & SCR | N/A | N/A | N/A | N/A | N/A | N/A | N/A
00 Ret.Exist_Non-FBC_NoCtrl & ACI & DRET | N/A | N/A | N/A | N/A | N/A | N/A | N/A
00 Ret.Exist_Non-FBC_NoCtrl & ACI & DSI | N/A | N/A | N/A | N/A | N/A | N/A | N/A
00 Ret.Exist_Non-FBC_NoCtrl & ACI & DSI & C2G | N/A | N/A | N/A | N/A | N/A | N/A | N/A
00 Ret.Exist_Non-FBC_NoCtrl & ACI & DSI & C2G & SCR | N/A | N/A | N/A | N/A | N/A | N/A | N/A
00 Ret.Exist_Non-FBC_NoCtrl & ACI & DSI & DRET | N/A | N/A | N/A | N/A | N/A | N/A | N/A
00 Ret.Exist_Non-FBC_NoCtrl & ACI & DSI & GPM | N/A | N/A | N/A | N/A | N/A | N/A | N/A
00 Ret.Exist_Non-FBC_NoCtrl & ACI & DSI & GPM & C2G | N/A | N/A | N/A | N/A | N/A | N/A | N/A
00 Ret.Exist_Non-FBC_NoCtrl & ACI & DSI & GPM & C2G & SCR | N/A | N/A | N/A | N/A | N/A | N/A | N/A
00 Ret.Exist_Non-FBC_NoCtrl & ACI & DSI & GPM & DRET | N/A | N/A | N/A | N/A | N/A | N/A | N/A
00 Ret.Exist_Non-FBC_NoCtrl & ACI & DSI & GPM & NGC | N/A | N/A | N/A | N/A | N/A | N/A | N/A
00 Ret.Exist_Non-FBC_NoCtrl & ACI & DSI & GPM & SCR | N/A | N/A | N/A | N/A | N/A | N/A | N/A
00 Ret.Exist_Non-FBC_NoCtrl & ACI & DSI & GPM & SCR & DRET | N/A | N/A | N/A | N/A | N/A | N/A | N/A
00 Ret.Exist_Non-FBC_NoCtrl & ACI & DSI & GPM & SCR & NGC | N/A | N/A | N/A | N/A | N/A | N/A | N/A
00 Ret.Exist_Non-FBC_NoCtrl & ACI & DSI & GPM & SNCR | N/A | N/A | N/A | N/A | N/A | N/A | N/A
00 Ret.Exist_Non-FBC_NoCtrl & ACI & DSI & GPM & SNCR & DRET | N/A | N/A | N/A | N/A | N/A | N/A | N/A
00 Ret.Exist_Non-FBC_NoCtrl & ACI & DSI & GPM & SNCR & NGC | N/A | N/A | N/A | N/A | N/A | N/A | N/A
00 Ret.Exist_Non-FBC_NoCtrl & ACI & DSI & GPM & WetFGD & SCR & CCS | N/A | N/A | N/A | N/A | N/A | N/A | N/A
00 Ret.Exist_Non-FBC_NoCtrl & ACI & DSI & NGC | N/A | N/A | N/A | N/A | N/A | N/A | N/A
00 Ret.Exist_Non-FBC_NoCtrl & ACI & DSI & SCR | N/A | N/A | N/A | N/A | N/A | N/A | N/A
00 Ret.Exist_Non-FBC_NoCtrl & ACI & DSI & SCR & DRET | N/A | N/A | N/A | N/A | N/A | N/A | N/A
00 Ret.Exist_Non-FBC_NoCtrl & ACI & DSI & SCR & NGC | N/A | N/A | N/A | N/A | N/A | N/A | N/A
00 Ret.Exist_Non-FBC_NoCtrl & ACI & DSI & SNCR | N/A | N/A | N/A | N/A | N/A | N/A | N/A
00 Ret.Exist_Non-FBC_NoCtrl & ACI & DSI & SNCR & DRET | N/A | N/A | N/A | N/A | N/A | N/A | N/A
00 Ret.Exist_Non-FBC_NoCtrl & ACI & DSI & SNCR & NGC | N/A | N/A | N/A | N/A | N/A | N/A | N/A
00 Ret.Exist_Non-FBC_NoCtrl & ACI & DSI & WetFGD & SCR & CCS | N/A | N/A | N/A | N/A | N/A | N/A | N/A
00 Ret.Exist_Non-FBC_NoCtrl & ACI & GPM | N/A | N/A | N/A | N/A | N/A | N/A | N/A
00 Ret.Exist_Non-FBC_NoCtrl & ACI & GPM & C2G | N/A | N/A | N/A | N/A | N/A | N/A | N/A
00 Ret.Exist_Non-FBC_NoCtrl & ACI & GPM & C2G & SCR | N/A | N/A | N/A | N/A | N/A | N/A | N/A
00 Ret.Exist_Non-FBC_NoCtrl & ACI & GPM & DRET | N/A | N/A | N/A | N/A | N/A | N/A | N/A
00 Ret.Exist_Non-FBC_NoCtrl & ACI & GPM & NGC | N/A | N/A | N/A | N/A | N/A | N/A | N/A
00 Ret.Exist_Non-FBC_NoCtrl & ACI & GPM & SCR | N/A | N/A | N/A | N/A | N/A | N/A | N/A
00 Ret.Exist_Non-FBC_NoCtrl & ACI & GPM & SCR & DRET | N/A | N/A | N/A | N/A | N/A | N/A | N/A
00 Ret.Exist_Non-FBC_NoCtrl & ACI & GPM & SCR & NGC | N/A | N/A | N/A | N/A | N/A | N/A | N/A
00 Ret.Exist_Non-FBC_NoCtrl & ACI & GPM & SNCR | N/A | N/A | N/A | N/A | N/A | N/A | N/A
00 Ret.Exist_Non-FBC_NoCtrl & ACI & GPM & SNCR & DRET | N/A | N/A | N/A | N/A | N/A | N/A | N/A
00 Ret.Exist_Non-FBC_NoCtrl & ACI & GPM & SNCR & NGC | N/A | N/A | N/A | N/A | N/A | N/A | N/A
00 Ret.Exist_Non-FBC_NoCtrl & ACI & GPM & WetFGD & SCR & CCS | N/A | N/A | N/A | N/A | N/A | N/A | N/A
00 Ret.Exist_Non-FBC_NoCtrl & ACI & NGC | N/A | N/A | N/A | N/A | N/A | N/A | N/A
00 Ret.Exist_Non-FBC_NoCtrl & ACI & SCR | N/A | N/A | N/A | N/A | N/A | N/A | N/A
00 Ret.Exist_Non-FBC_NoCtrl & ACI & SCR & DRET | N/A | N/A | N/A | N/A | N/A | N/A | N/A
00 Ret.Exist_Non-FBC_NoCtrl & ACI & SCR & NGC | N/A | N/A | N/A | N/A | N/A | N/A | N/A
00 Ret.Exist_Non-FBC_NoCtrl & ACI & SNCR | N/A | N/A | N/A | N/A | N/A | N/A | N/A
00 Ret.Exist_Non-FBC_NoCtrl & ACI & SNCR & DRET | N/A | N/A | N/A | N/A | N/A | N/A | N/A
00 Ret.Exist_Non-FBC_NoCtrl & ACI & SNCR & NGC | N/A | N/A | N/A | N/A | N/A | N/A | N/A
00 Ret.Exist_Non-FBC_NoCtrl & ACI & WetFGD & SCR & CCS | N/A | N/A | N/A | N/A | N/A | N/A | N/A
00 Ret.Exist_Non-FBC_NoCtrl & C2G | N/A | N/A | N/A | N/A | N/A | N/A | N/A
00 Ret.Exist_Non-FBC_NoCtrl & C2G & SCR | N/A | N/A | N/A | N/A | N/A | N/A | N/A
00 Ret.Exist_Non-FBC_NoCtrl & DCCS | N/A | N/A | N/A | N/A | N/A | N/A | N/A
00 Ret.Exist_Non-FBC_NoCtrl & DCCS & WetFGD & SCR & CCS | N/A | N/A | N/A | N/A | N/A | N/A | N/A
00 Ret.Exist_Non-FBC_NoCtrl & DRET | N/A | 70.7554 | N/A | N/A | N/A | N/A | N/A
00 Ret.Exist_Non-FBC_NoCtrl & DSI | N/A | N/A | N/A | N/A | N/A | N/A | N/A
00 Ret.Exist_Non-FBC_NoCtrl & DSI & C2G | N/A | N/A | N/A | N/A | N/A | N/A | N/A
00 Ret.Exist_Non-FBC_NoCtrl & DSI & C2G & SCR | N/A | N/A | N/A | N/A | N/A | N/A | N/A
00 Ret.Exist_Non-FBC_NoCtrl & DSI & DRET | N/A | N/A | N/A | N/A | N/A | N/A | N/A
00 Ret.Exist_Non-FBC_NoCtrl & DSI & GPM | N/A | N/A | N/A | N/A | N/A | N/A | N/A
00 Ret.Exist_Non-FBC_NoCtrl & DSI & GPM & C2G | N/A | N/A | N/A | N/A | N/A | N/A | N/A
00 Ret.Exist_Non-FBC_NoCtrl & DSI & GPM & C2G & SCR | N/A | N/A | N/A | N/A | N/A | N/A | N/A
00 Ret.Exist_Non-FBC_NoCtrl & DSI & GPM & DRET | N/A | N/A | N/A | N/A | N/A | N/A | N/A
00 Ret.Exist_Non-FBC_NoCtrl & DSI & GPM & NGC | N/A | N/A | N/A | N/A | N/A | N/A | N/A
00 Ret.Exist_Non-FBC_NoCtrl & DSI & GPM & SCR | N/A | N/A | N/A | N/A | N/A | N/A | N/A
00 Ret.Exist_Non-FBC_NoCtrl & DSI & GPM & SCR & DRET | N/A | N/A | N/A | N/A | N/A | N/A | N/A
00 Ret.Exist_Non-FBC_NoCtrl & DSI & GPM & SCR & NGC | N/A | N/A | N/A | N/A | N/A | N/A | N/A
00 Ret.Exist_Non-FBC_NoCtrl & DSI & GPM & SNCR | N/A | N/A | N/A | N/A | N/A | N/A | N/A
00 Ret.Exist_Non-FBC_NoCtrl & DSI & GPM & SNCR & DRET | N/A | N/A | N/A | N/A | N/A | N/A | N/A
00 Ret.Exist_Non-FBC_NoCtrl & DSI & GPM & SNCR & NGC | N/A | N/A | N/A | N/A | N/A | N/A | N/A
00 Ret.Exist_Non-FBC_NoCtrl & DSI & GPM & WetFGD & SCR & CCS | N/A | N/A | N/A | N/A | N/A | N/A | N/A
00 Ret.Exist_Non-FBC_NoCtrl & DSI & NGC | N/A | N/A | N/A | N/A | N/A | N/A | N/A
00 Ret.Exist_Non-FBC_NoCtrl & DSI & SCR | N/A | N/A | N/A | N/A | N/A | N/A | N/A
00 Ret.Exist_Non-FBC_NoCtrl & DSI & SCR & DRET | N/A | N/A | N/A | N/A | N/A | N/A | N/A
00 Ret.Exist_Non-FBC_NoCtrl & DSI & SCR & NGC | N/A | N/A | N/A | N/A | N/A | N/A | N/A
00 Ret.Exist_Non-FBC_NoCtrl & DSI & SNCR | N/A | N/A | N/A | N/A | N/A | N/A | N/A
00 Ret.Exist_Non-FBC_NoCtrl & DSI & SNCR & DRET | N/A | N/A | N/A | N/A | N/A | N/A | N/A
00 Ret.Exist_Non-FBC_NoCtrl & DSI & SNCR & NGC | N/A | N/A | N/A | N/A | N/A | N/A | N/A
00 Ret.Exist_Non-FBC_NoCtrl & DSI & WetFGD & SCR & CCS | N/A | N/A | N/A | N/A | N/A | N/A | N/A
00 Ret.Exist_Non-FBC_NoCtrl & GPM | N/A | N/A | N/A | N/A | N/A | N/A | N/A
00 Ret.Exist_Non-FBC_NoCtrl & GPM & C2G | N/A | N/A | N/A | N/A | N/A | N/A | N/A
00 Ret.Exist_Non-FBC_NoCtrl & GPM & C2G & SCR | N/A | N/A | N/A | N/A | N/A | N/A | N/A
00 Ret.Exist_Non-FBC_NoCtrl & GPM & DRET | N/A | N/A | N/A | N/A | N/A | N/A | N/A
00 Ret.Exist_Non-FBC_NoCtrl & GPM & NGC | N/A | N/A | N/A | N/A | N/A | N/A | N/A
00 Ret.Exist_Non-FBC_NoCtrl & GPM & SCR | N/A | N/A | N/A | N/A | N/A | N/A | N/A
00 Ret.Exist_Non-FBC_NoCtrl & GPM & SCR & DRET | N/A | N/A | N/A | N/A | N/A | N/A | N/A
00 Ret.Exist_Non-FBC_NoCtrl & GPM & SCR & NGC | N/A | N/A | N/A | N/A | N/A | N/A | N/A
00 Ret.Exist_Non-FBC_NoCtrl & GPM & SNCR | N/A | N/A | N/A | N/A | N/A | N/A | N/A
00 Ret.Exist_Non-FBC_NoCtrl & GPM & SNCR & DRET | N/A | N/A | N/A | N/A | N/A | N/A | N/A
00 Ret.Exist_Non-FBC_NoCtrl & GPM & SNCR & NGC | N/A | N/A | N/A | N/A | N/A | N/A | N/A
00 Ret.Exist_Non-FBC_NoCtrl & GPM & WetFGD & SCR & CCS | N/A | N/A | N/A | N/A | N/A | N/A | N/A
00 Ret.Exist_Non-FBC_NoCtrl & NGC | N/A | N/A | N/A | N/A | N/A | N/A | N/A
00 Ret.Exist_Non-FBC_NoCtrl & SCR | N/A | N/A | N/A | N/A | N/A | N/A | N/A
00 Ret.Exist_Non-FBC_NoCtrl & SCR & C2G | N/A | N/A | N/A | N/A | N/A | N/A | N/A
00 Ret.Exist_Non-FBC_NoCtrl & SCR & DRET | N/A | N/A | N/A | N/A | N/A | N/A | N/A
00 Ret.Exist_Non-FBC_NoCtrl & SCR & NGC | N/A | N/A | N/A | N/A | N/A | N/A | N/A
00 Ret.Exist_Non-FBC_NoCtrl & SCR & WetFGD & CCS | N/A | N/A | N/A | N/A | N/A | N/A | N/A
00 Ret.Exist_Non-FBC_NoCtrl & SNCR | N/A | N/A | N/A | N/A | N/A | N/A | N/A
00 Ret.Exist_Non-FBC_NoCtrl & SNCR & C2G | N/A | N/A | N/A | N/A | N/A | N/A | N/A
00 Ret.Exist_Non-FBC_NoCtrl & SNCR & DRET | N/A | N/A | N/A | N/A | N/A | N/A | N/A
00 Ret.Exist_Non-FBC_NoCtrl & SNCR & NGC | N/A | N/A | N/A | N/A | N/A | N/A | N/A
00 Ret.Exist_Non-FBC_SCR_ACI & C2G | N/A | N/A | N/A | N/A | N/A | N/A | N/A
00 Ret.Exist_Non-FBC_SCR_ACI & DCCS | N/A | 77.304 | 0 | 0 | 0 | 0 | 0
00 Ret.Exist_Non-FBC_SCR_ACI & DCCS & WetFGD & CCS | N/A | N/A | 77.71 | 77.71 | N/A | N/A | N/A
00 Ret.Exist_Non-FBC_SCR_ACI & DRET | N/A | 69.776 | N/A | N/A | N/A | N/A | N/A
00 Ret.Exist_Non-FBC_SCR_ACI & DSI | N/A | N/A | N/A | N/A | N/A | N/A | N/A
00 Ret.Exist_Non-FBC_SCR_ACI & DSI & C2G | N/A | N/A | N/A | N/A | N/A | N/A | N/A
00 Ret.Exist_Non-FBC_SCR_ACI & DSI & DRET | N/A | N/A | N/A | N/A | N/A | N/A | N/A
00 Ret.Exist_Non-FBC_SCR_ACI & DSI & GPM | N/A | N/A | N/A | N/A | N/A | N/A | N/A
00 Ret.Exist_Non-FBC_SCR_ACI & DSI & GPM & C2G | N/A | N/A | N/A | N/A | N/A | N/A | N/A
00 Ret.Exist_Non-FBC_SCR_ACI & DSI & GPM & DRET | N/A | N/A | N/A | N/A | N/A | N/A | N/A
00 Ret.Exist_Non-FBC_SCR_ACI & DSI & GPM & NGC | N/A | N/A | N/A | N/A | N/A | N/A | N/A
00 Ret.Exist_Non-FBC_SCR_ACI & DSI & GPM & WetFGD & CCS | N/A | N/A | N/A | N/A | N/A | N/A | N/A
00 Ret.Exist_Non-FBC_SCR_ACI & DSI & NGC | N/A | N/A | N/A | N/A | N/A | N/A | N/A
00 Ret.Exist_Non-FBC_SCR_ACI & DSI & WetFGD & CCS | N/A | N/A | N/A | N/A | N/A | N/A | N/A
00 Ret.Exist_Non-FBC_SCR_ACI & GPM | N/A | N/A | N/A | N/A | N/A | N/A | N/A
00 Ret.Exist_Non-FBC_SCR_ACI & GPM & C2G | N/A | N/A | N/A | N/A | N/A | N/A | N/A
00 Ret.Exist_Non-FBC_SCR_ACI & GPM & DRET | N/A | N/A | N/A | N/A | N/A | N/A | N/A
00 Ret.Exist_Non-FBC_SCR_ACI & GPM & NGC | N/A | N/A | N/A | N/A | N/A | N/A | N/A
00 Ret.Exist_Non-FBC_SCR_ACI & GPM & WetFGD & CCS | N/A | N/A | N/A | N/A | N/A | N/A | N/A
00 Ret.Exist_Non-FBC_SCR_ACI & NGC | N/A | N/A | N/A | N/A | N/A | N/A | N/A
00 Ret.Exist_Non-FBC_SCR_ACI & WetFGD & CCS | N/A | N/A | N/A | N/A | N/A | N/A | N/A
00 Ret.Exist_Non-FBC_SCR_ACI_DSI & C2G | 0 | 0 | 0 | 0 | 0 | 0 | 0
00 Ret.Exist_Non-FBC_SCR_ACI_DSI & DCCS | N/A | N/A | N/A | N/A | N/A | N/A | N/A
00 Ret.Exist_Non-FBC_SCR_ACI_DSI & DCCS & WetFGD & CCS | N/A | N/A | N/A | N/A | N/A | N/A | N/A
00 Ret.Exist_Non-FBC_SCR_ACI_DSI & DRET | N/A | 47.4185 | N/A | N/A | N/A | N/A | N/A
00 Ret.Exist_Non-FBC_SCR_ACI_DSI & GPM | N/A | N/A | N/A | N/A | N/A | N/A | N/A
00 Ret.Exist_Non-FBC_SCR_ACI_DSI & GPM & C2G | N/A | N/A | N/A | N/A | N/A | N/A | N/A
00 Ret.Exist_Non-FBC_SCR_ACI_DSI & GPM & DRET | N/A | N/A | N/A | N/A | N/A | N/A | N/A
00 Ret.Exist_Non-FBC_SCR_ACI_DSI & GPM & NGC | N/A | N/A | N/A | N/A | N/A | N/A | N/A
00 Ret.Exist_Non-FBC_SCR_ACI_DSI & GPM & WetFGD & CCS | N/A | N/A | N/A | N/A | N/A | N/A | N/A
00 Ret.Exist_Non-FBC_SCR_ACI_DSI & NGC | N/A | N/A | N/A | N/A | N/A | N/A | N/A
00 Ret.Exist_Non-FBC_SCR_ACI_DSI & WetFGD & CCS | N/A | N/A | N/A | N/A | N/A | N/A | N/A
00 Ret.Exist_Non-FBC_SNCR_ACI & C2G | N/A | N/A | N/A | N/A | N/A | N/A | N/A
00 Ret.Exist_Non-FBC_SNCR_ACI & C2G & SCR | N/A | N/A | N/A | N/A | N/A | N/A | N/A
00 Ret.Exist_Non-FBC_SNCR_ACI & DRET | N/A | N/A | N/A | N/A | N/A | N/A | N/A
00 Ret.Exist_Non-FBC_SNCR_ACI & DSI | N/A | N/A | N/A | N/A | N/A | N/A | N/A
00 Ret.Exist_Non-FBC_SNCR_ACI & DSI & C2G | N/A | N/A | N/A | N/A | N/A | N/A | N/A
00 Ret.Exist_Non-FBC_SNCR_ACI & DSI & C2G & SCR | N/A | N/A | N/A | N/A | N/A | N/A | N/A
00 Ret.Exist_Non-FBC_SNCR_ACI & DSI & DRET | N/A | N/A | N/A | N/A | N/A | N/A | N/A
00 Ret.Exist_Non-FBC_SNCR_ACI & DSI & NGC | N/A | N/A | N/A | N/A | N/A | N/A | N/A
00 Ret.Exist_Non-FBC_SNCR_ACI & DSI & SCR | N/A | N/A | N/A | N/A | N/A | N/A | N/A
00 Ret.Exist_Non-FBC_SNCR_ACI & DSI & SCR & DRET | N/A | N/A | N/A | N/A | N/A | N/A | N/A
00 Ret.Exist_Non-FBC_SNCR_ACI & DSI & SCR & NGC | N/A | N/A | N/A | N/A | N/A | N/A | N/A
00 Ret.Exist_Non-FBC_SNCR_ACI & DSI & WetFGD & SCR & CCS | N/A | N/A | N/A | N/A | N/A | N/A | N/A
00 Ret.Exist_Non-FBC_SNCR_ACI & GPM | N/A | N/A | N/A | N/A | N/A | N/A | N/A
00 Ret.Exist_Non-FBC_SNCR_ACI & GPM & C2G | N/A | N/A | N/A | N/A | N/A | N/A | N/A
00 Ret.Exist_Non-FBC_SNCR_ACI & GPM & C2G & SCR | N/A | N/A | N/A | N/A | N/A | N/A | N/A
00 Ret.Exist_Non-FBC_SNCR_ACI & GPM & DRET | N/A | N/A | N/A | N/A | N/A | N/A | N/A
00 Ret.Exist_Non-FBC_SNCR_ACI & GPM & NGC | N/A | N/A | N/A | N/A | N/A | N/A | N/A
00 Ret.Exist_Non-FBC_SNCR_ACI & GPM & SCR | N/A | N/A | N/A | N/A | N/A | N/A | N/A
00 Ret.Exist_Non-FBC_SNCR_ACI & GPM & SCR & DRET | N/A | N/A | N/A | N/A | N/A | N/A | N/A
00 Ret.Exist_Non-FBC_SNCR_ACI & GPM & SCR & NGC | N/A | N/A | N/A | N/A | N/A | N/A | N/A
00 Ret.Exist_Non-FBC_SNCR_ACI & GPM & WetFGD & SCR & CCS | N/A | N/A | N/A | N/A | N/A | N/A | N/A
00 Ret.Exist_Non-FBC_SNCR_ACI & NGC | N/A | N/A | N/A | N/A | N/A | N/A | N/A
00 Ret.Exist_Non-FBC_SNCR_ACI & SCR | N/A | N/A | N/A | N/A | N/A | N/A | N/A
00 Ret.Exist_Non-FBC_SNCR_ACI & SCR & C2G | N/A | N/A | N/A | N/A | N/A | N/A | N/A
00 Ret.Exist_Non-FBC_SNCR_ACI & SCR & DRET | N/A | N/A | N/A | N/A | N/A | N/A | N/A
00 Ret.Exist_Non-FBC_SNCR_ACI & SCR & NGC | N/A | N/A | N/A | N/A | N/A | N/A | N/A
00 Ret.Exist_Non-FBC_SNCR_ACI & SCR & WetFGD & CCS | N/A | N/A | N/A | N/A | N/A | N/A | N/A
00 Ret.Exist_Non-FBC_SNCR_ACI_DSI & C2G | 0 | 0 | 0 | 0 | 0 | 0 | 0
00 Ret.Exist_Non-FBC_SNCR_ACI_DSI & C2G & SCR | N/A | 0 | 0 | 0 | 0 | 0 | 0
00 Ret.Exist_Non-FBC_SNCR_ACI_DSI & DCCS | N/A | N/A | N/A | N/A | N/A | N/A | N/A
00 Ret.Exist_Non-FBC_SNCR_ACI_DSI & DCCS & WetFGD & SCR & CCS | N/A | N/A | N/A | N/A | N/A | N/A | N/A
00 Ret.Exist_Non-FBC_SNCR_ACI_DSI & DRET | N/A | N/A | N/A | N/A | N/A | N/A | N/A
00 Ret.Exist_Non-FBC_SNCR_ACI_DSI & GPM | N/A | N/A | N/A | N/A | N/A | N/A | N/A
00 Ret.Exist_Non-FBC_SNCR_ACI_DSI & GPM & C2G | N/A | N/A | N/A | N/A | N/A | N/A | N/A
00 Ret.Exist_Non-FBC_SNCR_ACI_DSI & GPM & C2G & SCR | N/A | N/A | N/A | N/A | N/A | N/A | N/A
00 Ret.Exist_Non-FBC_SNCR_ACI_DSI & GPM & DRET | N/A | N/A | N/A | N/A | N/A | N/A | N/A
00 Ret.Exist_Non-FBC_SNCR_ACI_DSI & GPM & NGC | N/A | N/A | N/A | N/A | N/A | N/A | N/A
00 Ret.Exist_Non-FBC_SNCR_ACI_DSI & GPM & SCR | N/A | N/A | N/A | N/A | N/A | N/A | N/A
00 Ret.Exist_Non-FBC_SNCR_ACI_DSI & GPM & SCR & DRET | N/A | N/A | N/A | N/A | N/A | N/A | N/A
00 Ret.Exist_Non-FBC_SNCR_ACI_DSI & GPM & SCR & NGC | N/A | N/A | N/A | N/A | N/A | N/A | N/A
00 Ret.Exist_Non-FBC_SNCR_ACI_DSI & GPM & WetFGD & SCR & CCS | N/A | N/A | N/A | N/A | N/A | N/A | N/A
00 Ret.Exist_Non-FBC_SNCR_ACI_DSI & NGC | N/A | N/A | N/A | N/A | N/A | N/A | N/A
00 Ret.Exist_Non-FBC_SNCR_ACI_DSI & SCR | N/A | N/A | N/A | N/A | N/A | N/A | N/A
00 Ret.Exist_Non-FBC_SNCR_ACI_DSI & SCR & C2G | N/A | N/A | N/A | N/A | N/A | N/A | N/A
00 Ret.Exist_Non-FBC_SNCR_ACI_DSI & SCR & DRET | N/A | N/A | N/A | N/A | N/A | N/A | N/A
00 Ret.Exist_Non-FBC_SNCR_ACI_DSI & SCR & NGC | N/A | N/A | N/A | N/A | N/A | N/A | N/A
00 Ret.Exist_Non-FBC_SNCR_ACI_DSI & SCR & WetFGD & CCS | N/A | N/A | N/A | N/A | N/A | N/A | N/A
00 Ret.Exist_Non-FBC_WetFGD & ACI | N/A | N/A | N/A | N/A | N/A | N/A | N/A
00 Ret.Exist_Non-FBC_WetFGD & ACI & C2G | N/A | N/A | N/A | N/A | N/A | N/A | N/A
00 Ret.Exist_Non-FBC_WetFGD & ACI & C2G & SCR | N/A | N/A | N/A | N/A | N/A | N/A | N/A
00 Ret.Exist_Non-FBC_WetFGD & ACI & DRET | N/A | N/A | N/A | N/A | N/A | N/A | N/A
00 Ret.Exist_Non-FBC_WetFGD & ACI & GPM | N/A | N/A | N/A | N/A | N/A | N/A | N/A
00 Ret.Exist_Non-FBC_WetFGD & ACI & GPM & C2G | N/A | N/A | N/A | N/A | N/A | N/A | N/A
00 Ret.Exist_Non-FBC_WetFGD & ACI & GPM & C2G & SCR | N/A | N/A | N/A | N/A | N/A | N/A | N/A
00 Ret.Exist_Non-FBC_WetFGD & ACI & GPM & DRET | N/A | N/A | N/A | N/A | N/A | N/A | N/A
00 Ret.Exist_Non-FBC_WetFGD & ACI & GPM & NGC | N/A | N/A | N/A | N/A | N/A | N/A | N/A
00 Ret.Exist_Non-FBC_WetFGD & ACI & GPM & SCR | N/A | N/A | N/A | N/A | N/A | N/A | N/A
00 Ret.Exist_Non-FBC_WetFGD & ACI & GPM & SCR & CCS | N/A | N/A | N/A | N/A | N/A | N/A | N/A
00 Ret.Exist_Non-FBC_WetFGD & ACI & GPM & SCR & DRET | N/A | N/A | N/A | N/A | N/A | N/A | N/A
00 Ret.Exist_Non-FBC_WetFGD & ACI & GPM & SCR & NGC | N/A | N/A | N/A | N/A | N/A | N/A | N/A
00 Ret.Exist_Non-FBC_WetFGD & ACI & GPM & SNCR | N/A | N/A | N/A | N/A | N/A | N/A | N/A
00 Ret.Exist_Non-FBC_WetFGD & ACI & GPM & SNCR & DRET | N/A | N/A | N/A | N/A | N/A | N/A | N/A
00 Ret.Exist_Non-FBC_WetFGD & ACI & GPM & SNCR & NGC | N/A | N/A | N/A | N/A | N/A | N/A | N/A
00 Ret.Exist_Non-FBC_WetFGD & ACI & NGC | N/A | N/A | N/A | N/A | N/A | N/A | N/A
00 Ret.Exist_Non-FBC_WetFGD & ACI & SCR | N/A | N/A | N/A | N/A | N/A | N/A | N/A
00 Ret.Exist_Non-FBC_WetFGD & ACI & SCR & CCS | N/A | N/A | N/A | N/A | N/A | N/A | N/A
00 Ret.Exist_Non-FBC_WetFGD & ACI & SCR & DRET | N/A | N/A | N/A | N/A | N/A | N/A | N/A
00 Ret.Exist_Non-FBC_WetFGD & ACI & SCR & NGC | N/A | N/A | N/A | N/A | N/A | N/A | N/A
00 Ret.Exist_Non-FBC_WetFGD & ACI & SNCR | N/A | N/A | N/A | N/A | N/A | N/A | N/A
00 Ret.Exist_Non-FBC_WetFGD & ACI & SNCR & DRET | N/A | N/A | N/A | N/A | N/A | N/A | N/A
00 Ret.Exist_Non-FBC_WetFGD & ACI & SNCR & NGC | N/A | N/A | N/A | N/A | N/A | N/A | N/A
00 Ret.Exist_Non-FBC_WetFGD & C2G | N/A | N/A | N/A | N/A | N/A | N/A | N/A
00 Ret.Exist_Non-FBC_WetFGD & C2G & SCR | N/A | N/A | N/A | N/A | N/A | N/A | N/A
00 Ret.Exist_Non-FBC_WetFGD & DRET | N/A | N/A | N/A | N/A | N/A | N/A | N/A
00 Ret.Exist_Non-FBC_WetFGD & DCCS | N/A | N/A | N/A | N/A | N/A | N/A | N/A
00 Ret.Exist_Non-FBC_WetFGD & DCCS & SCR & CCS | N/A | N/A | N/A | N/A | N/A | N/A | N/A
00 Ret.Exist_Non-FBC_WetFGD & GPM | N/A | N/A | N/A | N/A | N/A | N/A | N/A
00 Ret.Exist_Non-FBC_WetFGD & GPM & C2G | N/A | N/A | N/A | N/A | N/A | N/A | N/A
00 Ret.Exist_Non-FBC_WetFGD & GPM & C2G & SCR | N/A | N/A | N/A | N/A | N/A | N/A | N/A
00 Ret.Exist_Non-FBC_WetFGD & GPM & DRET | N/A | N/A | N/A | N/A | N/A | N/A | N/A
00 Ret.Exist_Non-FBC_WetFGD & GPM & NGC | N/A | N/A | N/A | N/A | N/A | N/A | N/A
00 Ret.Exist_Non-FBC_WetFGD & GPM & SCR | N/A | N/A | N/A | N/A | N/A | N/A | N/A
00 Ret.Exist_Non-FBC_WetFGD & GPM & SCR & CCS | N/A | N/A | N/A | N/A | N/A | N/A | N/A
00 Ret.Exist_Non-FBC_WetFGD & GPM & SCR & DRET | N/A | N/A | N/A | N/A | N/A | N/A | N/A
00 Ret.Exist_Non-FBC_WetFGD & GPM & SCR & NGC | N/A | N/A | N/A | N/A | N/A | N/A | N/A
00 Ret.Exist_Non-FBC_WetFGD & GPM & SNCR | N/A | N/A | N/A | N/A | N/A | N/A | N/A
00 Ret.Exist_Non-FBC_WetFGD & GPM & SNCR & DRET | N/A | N/A | N/A | N/A | N/A | N/A | N/A
00 Ret.Exist_Non-FBC_WetFGD & GPM & SNCR & NGC | N/A | N/A | N/A | N/A | N/A | N/A | N/A
00 Ret.Exist_Non-FBC_WetFGD & NGC | N/A | N/A | N/A | N/A | N/A | N/A | N/A
00 Ret.Exist_Non-FBC_WetFGD & SCR | N/A | N/A | N/A | N/A | N/A | N/A | N/A
00 Ret.Exist_Non-FBC_WetFGD & SCR & C2G | N/A | N/A | N/A | N/A | N/A | N/A | N/A
00 Ret.Exist_Non-FBC_WetFGD & SCR & CCS | N/A | N/A | N/A | N/A | N/A | N/A | N/A
00 Ret.Exist_Non-FBC_WetFGD & SCR & DRET | N/A | N/A | N/A | N/A | N/A | N/A | N/A
00 Ret.Exist_Non-FBC_WetFGD & SCR & NGC | N/A | N/A | N/A | N/A | N/A | N/A | N/A
00 Ret.Exist_Non-FBC_WetFGD & SNCR | N/A | N/A | N/A | N/A | N/A | N/A | N/A
00 Ret.Exist_Non-FBC_WetFGD & SNCR & C2G | N/A | N/A | N/A | N/A | N/A | N/A | N/A
00 Ret.Exist_Non-FBC_WetFGD & SNCR & DRET | N/A | N/A | N/A | N/A | N/A | N/A | N/A
00 Ret.Exist_Non-FBC_WetFGD & SNCR & NGC | N/A | N/A | N/A | N/A | N/A | N/A | N/A
00 Ret.Exist_Non-FBC_WetFGD_ACI & C2G | 2 | 2 | 2 | N/A | N/A | N/A | N/A
00 Ret.Exist_Non-FBC_WetFGD_ACI & C2G & SCR | N/A | N/A | N/A | N/A | N/A | N/A | N/A
00 Ret.Exist_Non-FBC_WetFGD_ACI & DCCS | N/A | 80.1076 | 0 | 0 | 0 | 0 | 0
00 Ret.Exist_Non-FBC_WetFGD_ACI & DCCS & SCR & CCS | N/A | N/A | 80.1328 | 80.1328 | 66.4067 | 68.5956 | 68.5956
00 Ret.Exist_Non-FBC_WetFGD_ACI & DRET | N/A | 78.6215 | N/A | N/A | N/A | N/A | N/A
00 Ret.Exist_Non-FBC_WetFGD_ACI & GPM | N/A | N/A | N/A | N/A | N/A | N/A | N/A
00 Ret.Exist_Non-FBC_WetFGD_ACI & GPM & C2G | N/A | N/A | N/A | N/A | N/A | N/A | N/A
00 Ret.Exist_Non-FBC_WetFGD_ACI & GPM & C2G & SCR | N/A | N/A | N/A | N/A | N/A | N/A | N/A
00 Ret.Exist_Non-FBC_WetFGD_ACI & GPM & DRET | N/A | N/A | N/A | N/A | N/A | N/A | N/A
00 Ret.Exist_Non-FBC_WetFGD_ACI & GPM & NGC | N/A | N/A | N/A | N/A | N/A | N/A | N/A
00 Ret.Exist_Non-FBC_WetFGD_ACI & GPM & SCR | N/A | N/A | N/A | N/A | N/A | N/A | N/A
00 Ret.Exist_Non-FBC_WetFGD_ACI & GPM & SCR & CCS | N/A | N/A | N/A | N/A | N/A | N/A | N/A
00 Ret.Exist_Non-FBC_WetFGD_ACI & GPM & SCR & DRET | N/A | N/A | N/A | N/A | N/A | N/A | N/A
00 Ret.Exist_Non-FBC_WetFGD_ACI & GPM & SCR & NGC | N/A | N/A | N/A | N/A | N/A | N/A | N/A
00 Ret.Exist_Non-FBC_WetFGD_ACI & GPM & SNCR | N/A | N/A | N/A | N/A | N/A | N/A | N/A
00 Ret.Exist_Non-FBC_WetFGD_ACI & GPM & SNCR & DRET | N/A | N/A | N/A | N/A | N/A | N/A | N/A
00 Ret.Exist_Non-FBC_WetFGD_ACI & GPM & SNCR & NGC | N/A | N/A | N/A | N/A | N/A | N/A | N/A
00 Ret.Exist_Non-FBC_WetFGD_ACI & NGC | N/A | 77.71 | 10 | N/A | N/A | N/A | N/A
00 Ret.Exist_Non-FBC_WetFGD_ACI & SCR | N/A | 10 | N/A | N/A | N/A | N/A | N/A
00 Ret.Exist_Non-FBC_WetFGD_ACI & SCR & C2G | N/A | N/A | N/A | N/A | N/A | N/A | N/A
00 Ret.Exist_Non-FBC_WetFGD_ACI & SCR & CCS | N/A | N/A | 77.71 | 77.71 | N/A | N/A | N/A
00 Ret.Exist_Non-FBC_WetFGD_ACI & SCR & DRET | N/A | N/A | N/A | N/A | N/A | N/A | N/A
00 Ret.Exist_Non-FBC_WetFGD_ACI & SCR & NGC | N/A | N/A | N/A | N/A | N/A | N/A | N/A
00 Ret.Exist_Non-FBC_WetFGD_ACI & SNCR | N/A | N/A | N/A | N/A | N/A | N/A | N/A
00 Ret.Exist_Non-FBC_WetFGD_ACI & SNCR & C2G | N/A | N/A | N/A | N/A | N/A | N/A | N/A
00 Ret.Exist_Non-FBC_WetFGD_ACI & SNCR & DRET | N/A | N/A | N/A | N/A | N/A | N/A | N/A
00 Ret.Exist_Non-FBC_WetFGD_ACI & SNCR & NGC | N/A | N/A | N/A | N/A | N/A | N/A | N/A
00 Ret.Exist_Non-FBC_WetFGD_ACI_DSI & C2G | 0 | 0 | 0 | 0 | 0 | 0 | 0
00 Ret.Exist_Non-FBC_WetFGD_ACI_DSI & C2G & SCR | N/A | N/A | N/A | N/A | N/A | N/A | N/A
00 Ret.Exist_Non-FBC_WetFGD_ACI_DSI & DCCS | N/A | N/A | N/A | N/A | N/A | N/A | N/A
00 Ret.Exist_Non-FBC_WetFGD_ACI_DSI & DCCS & SCR & CCS | N/A | N/A | N/A | N/A | N/A | N/A | N/A
00 Ret.Exist_Non-FBC_WetFGD_ACI_DSI & DRET | N/A | N/A | N/A | N/A | N/A | N/A | N/A
00 Ret.Exist_Non-FBC_WetFGD_ACI_DSI & GPM | N/A | N/A | N/A | N/A | N/A | N/A | N/A
00 Ret.Exist_Non-FBC_WetFGD_ACI_DSI & GPM & C2G | N/A | N/A | N/A | N/A | N/A | N/A | N/A
00 Ret.Exist_Non-FBC_WetFGD_ACI_DSI & GPM & C2G & SCR | N/A | N/A | N/A | N/A | N/A | N/A | N/A
00 Ret.Exist_Non-FBC_WetFGD_ACI_DSI & GPM & DRET | N/A | N/A | N/A | N/A | N/A | N/A | N/A
00 Ret.Exist_Non-FBC_WetFGD_ACI_DSI & GPM & NGC | N/A | N/A | N/A | N/A | N/A | N/A | N/A
00 Ret.Exist_Non-FBC_WetFGD_ACI_DSI & GPM & SCR | N/A | N/A | N/A | N/A | N/A | N/A | N/A
00 Ret.Exist_Non-FBC_WetFGD_ACI_DSI & GPM & SCR & CCS | N/A | N/A | N/A | N/A | N/A | N/A | N/A
00 Ret.Exist_Non-FBC_WetFGD_ACI_DSI & GPM & SCR & DRET | N/A | N/A | N/A | N/A | N/A | N/A | N/A
00 Ret.Exist_Non-FBC_WetFGD_ACI_DSI & GPM & SCR & NGC | N/A | N/A | N/A | N/A | N/A | N/A | N/A
00 Ret.Exist_Non-FBC_WetFGD_ACI_DSI & GPM & SNCR | N/A | N/A | N/A | N/A | N/A | N/A | N/A
00 Ret.Exist_Non-FBC_WetFGD_ACI_DSI & GPM & SNCR & DRET | N/A | N/A | N/A | N/A | N/A | N/A | N/A
00 Ret.Exist_Non-FBC_WetFGD_ACI_DSI & GPM & SNCR & NGC | N/A | N/A | N/A | N/A | N/A | N/A | N/A
00 Ret.Exist_Non-FBC_WetFGD_ACI_DSI & NGC | N/A | N/A | N/A | N/A | N/A | N/A | N/A
00 Ret.Exist_Non-FBC_WetFGD_ACI_DSI & SCR | N/A | N/A | N/A | N/A | N/A | N/A | N/A
00 Ret.Exist_Non-FBC_WetFGD_ACI_DSI & SCR & C2G | N/A | N/A | N/A | N/A | N/A | N/A | N/A
00 Ret.Exist_Non-FBC_WetFGD_ACI_DSI & SCR & CCS | N/A | N/A | N/A | N/A | N/A | N/A | N/A
00 Ret.Exist_Non-FBC_WetFGD_ACI_DSI & SCR & DRET | N/A | N/A | N/A | N/A | N/A | N/A | N/A
00 Ret.Exist_Non-FBC_WetFGD_ACI_DSI & SCR & NGC | N/A | N/A | N/A | N/A | N/A | N/A | N/A
00 Ret.Exist_Non-FBC_WetFGD_ACI_DSI & SNCR | N/A | N/A | N/A | N/A | N/A | N/A | N/A
00 Ret.Exist_Non-FBC_WetFGD_ACI_DSI & SNCR & C2G | N/A | N/A | N/A | N/A | N/A | N/A | N/A
00 Ret.Exist_Non-FBC_WetFGD_ACI_DSI & SNCR & DRET | N/A | N/A | N/A | N/A | N/A | N/A | N/A
00 Ret.Exist_Non-FBC_WetFGD_ACI_DSI & SNCR & NGC | N/A | N/A | N/A | N/A | N/A | N/A | N/A
00 Ret.Exist_Non-FBC_WetFGD_SCR & ACI | N/A | N/A | N/A | N/A | N/A | N/A | N/A
00 Ret.Exist_Non-FBC_WetFGD_SCR & ACI & C2G | N/A | N/A | N/A | N/A | N/A | N/A | N/A
00 Ret.Exist_Non-FBC_WetFGD_SCR & ACI & CCS | N/A | N/A | N/A | N/A | N/A | N/A | N/A
00 Ret.Exist_Non-FBC_WetFGD_SCR & DCCS | N/A | 51.2958 | 0 | 0 | 0 | 0 | 0
00 Ret.Exist_Non-FBC_WetFGD_SCR & DCCS & CCS | N/A | N/A | 78.7284 | 78.7284 | N/A | N/A | N/A
00 Ret.Exist_Non-FBC_WetFGD_SCR & ACI & DRET | N/A | N/A | N/A | N/A | N/A | N/A | N/A
00 Ret.Exist_Non-FBC_WetFGD_SCR & ACI & GPM | N/A | N/A | N/A | N/A | N/A | N/A | N/A
00 Ret.Exist_Non-FBC_WetFGD_SCR & ACI & GPM & C2G | N/A | N/A | N/A | N/A | N/A | N/A | N/A
00 Ret.Exist_Non-FBC_WetFGD_SCR & ACI & GPM & CCS | N/A | N/A | N/A | N/A | N/A | N/A | N/A
00 Ret.Exist_Non-FBC_WetFGD_SCR & ACI & GPM & DRET | N/A | N/A | N/A | N/A | N/A | N/A | N/A
00 Ret.Exist_Non-FBC_WetFGD_SCR & ACI & GPM & NGC | N/A | N/A | N/A | N/A | N/A | N/A | N/A
00 Ret.Exist_Non-FBC_WetFGD_SCR & ACI & NGC | N/A | N/A | N/A | N/A | N/A | N/A | N/A
00 Ret.Exist_Non-FBC_WetFGD_SCR & C2G | 71.9008 | 2.318 | 2.318 | 2.318 | 0.78685 | 0.015252 | 0.01576
00 Ret.Exist_Non-FBC_WetFGD_SCR & CCS | N/A | 79.01 | 79.01 | 79.01 | 75.9367 | 79.01 | 79.01
00 Ret.Exist_Non-FBC_WetFGD_SCR & DRET | N/A | 48.2314 | N/A | N/A | N/A | N/A | N/A
00 Ret.Exist_Non-FBC_WetFGD_SCR & GPM | N/A | N/A | N/A | N/A | N/A | N/A | N/A
00 Ret.Exist_Non-FBC_WetFGD_SCR & GPM & C2G | N/A | N/A | N/A | N/A | N/A | N/A | N/A
00 Ret.Exist_Non-FBC_WetFGD_SCR & GPM & CCS | N/A | N/A | N/A | N/A | N/A | N/A | N/A
00 Ret.Exist_Non-FBC_WetFGD_SCR & GPM & DRET | N/A | N/A | N/A | N/A | N/A | N/A | N/A
00 Ret.Exist_Non-FBC_WetFGD_SCR & GPM & NGC | N/A | N/A | N/A | N/A | N/A | N/A | N/A
00 Ret.Exist_Non-FBC_WetFGD_SCR & NGC | N/A | N/A | N/A | N/A | N/A | N/A | N/A
00 Ret.Exist_Non-FBC_WetFGD_SCR_ACI & C2G | 2 | 2 | 2 | 2 | 2 | 2 | 2
00 Ret.Exist_Non-FBC_WetFGD_SCR_ACI & CCS | N/A | N/A | N/A | N/A | N/A | N/A | N/A
00 Ret.Exist_Non-FBC_WetFGD_SCR_ACI & DCCS | N/A | 68.8562 | 0 | 0 | 0 | 0 | 0
00 Ret.Exist_Non-FBC_WetFGD_SCR_ACI & DCCS & CCS | N/A | N/A | 79.2598 | 79.5015 | N/A | N/A | N/A
00 Ret.Exist_Non-FBC_WetFGD_SCR_ACI & DRET | N/A | 65.9817 | N/A | N/A | N/A | N/A | N/A
00 Ret.Exist_Non-FBC_WetFGD_SCR_ACI & GPM | N/A | N/A | N/A | N/A | N/A | N/A | N/A
00 Ret.Exist_Non-FBC_WetFGD_SCR_ACI & GPM & C2G | N/A | N/A | N/A | N/A | N/A | N/A | N/A
00 Ret.Exist_Non-FBC_WetFGD_SCR_ACI & GPM & CCS | N/A | N/A | N/A | N/A | N/A | N/A | N/A
00 Ret.Exist_Non-FBC_WetFGD_SCR_ACI & GPM & DRET | N/A | N/A | N/A | N/A | N/A | N/A | N/A
00 Ret.Exist_Non-FBC_WetFGD_SCR_ACI & GPM & NGC | N/A | N/A | N/A | N/A | N/A | N/A | N/A
00 Ret.Exist_Non-FBC_WetFGD_SCR_ACI & NGC | N/A | N/A | N/A | N/A | N/A | N/A | N/A
00 Ret.Exist_Non-FBC_WetFGD_SCR_ACI_DSI & C2G | 0 | 0 | 0 | 0 | 0 | 0 | 0
00 Ret.Exist_Non-FBC_WetFGD_SCR_ACI_DSI & CCS | N/A | N/A | N/A | N/A | N/A | N/A | N/A
00 Ret.Exist_Non-FBC_WetFGD_SCR_ACI_DSI & DCCS | N/A | 66.4534 | 0 | 0 | 0 | 0 | 0
00 Ret.Exist_Non-FBC_WetFGD_SCR_ACI_DSI & DCCS & CCS | N/A | N/A | 77.9396 | 77.9396 | N/A | N/A | N/A
00 Ret.Exist_Non-FBC_WetFGD_SCR_ACI_DSI & DRET | N/A | 40.752 | N/A | N/A | N/A | N/A | N/A
00 Ret.Exist_Non-FBC_WetFGD_SCR_ACI_DSI & GPM | N/A | N/A | N/A | N/A | N/A | N/A | N/A
00 Ret.Exist_Non-FBC_WetFGD_SCR_ACI_DSI & GPM & C2G | N/A | N/A | N/A | N/A | N/A | N/A | N/A
00 Ret.Exist_Non-FBC_WetFGD_SCR_ACI_DSI & GPM & CCS | N/A | N/A | N/A | N/A | N/A | N/A | N/A
00 Ret.Exist_Non-FBC_WetFGD_SCR_ACI_DSI & GPM & DRET | N/A | N/A | N/A | N/A | N/A | N/A | N/A
00 Ret.Exist_Non-FBC_WetFGD_SCR_ACI_DSI & GPM & NGC | N/A | N/A | N/A | N/A | N/A | N/A | N/A
00 Ret.Exist_Non-FBC_WetFGD_SCR_ACI_DSI & NGC | N/A | N/A | N/A | N/A | N/A | N/A | N/A
00 Ret.Exist_Non-FBC_WetFGD_SCR_DSI & ACI | N/A | N/A | N/A | N/A | N/A | N/A | N/A
00 Ret.Exist_Non-FBC_WetFGD_SCR_DSI & ACI & C2G | N/A | N/A | N/A | N/A | N/A | N/A | N/A
00 Ret.Exist_Non-FBC_WetFGD_SCR_DSI & ACI & CCS | N/A | N/A | N/A | N/A | N/A | N/A | N/A
00 Ret.Exist_Non-FBC_WetFGD_SCR_DSI & ACI & DRET | N/A | N/A | N/A | N/A | N/A | N/A | N/A
00 Ret.Exist_Non-FBC_WetFGD_SCR_DSI & ACI & GPM | N/A | N/A | N/A | N/A | N/A | N/A | N/A
00 Ret.Exist_Non-FBC_WetFGD_SCR_DSI & ACI & GPM & C2G | N/A | N/A | N/A | N/A | N/A | N/A | N/A
00 Ret.Exist_Non-FBC_WetFGD_SCR_DSI & ACI & GPM & CCS | N/A | N/A | N/A | N/A | N/A | N/A | N/A
00 Ret.Exist_Non-FBC_WetFGD_SCR_DSI & ACI & GPM & DRET | N/A | N/A | N/A | N/A | N/A | N/A | N/A
00 Ret.Exist_Non-FBC_WetFGD_SCR_DSI & ACI & GPM & NGC | N/A | N/A | N/A | N/A | N/A | N/A | N/A
00 Ret.Exist_Non-FBC_WetFGD_SCR_DSI & ACI & NGC | N/A | N/A | N/A | N/A | N/A | N/A | N/A
00 Ret.Exist_Non-FBC_WetFGD_SCR_DSI & C2G | 10.328 | 10.3429 | 0.47387 | 0.47387 | 0.47387 | 0.47387 | 0.47387
00 Ret.Exist_Non-FBC_WetFGD_SCR_DSI & CCS | N/A | N/A | N/A | N/A | N/A | N/A | N/A
00 Ret.Exist_Non-FBC_WetFGD_SCR_DSI & DCCS | N/A | N/A | N/A | N/A | N/A | N/A | N/A
00 Ret.Exist_Non-FBC_WetFGD_SCR_DSI & DCCS & CCS | N/A | N/A | N/A | N/A | N/A | N/A | N/A
00 Ret.Exist_Non-FBC_WetFGD_SCR_DSI & DRET | N/A | N/A | N/A | N/A | N/A | N/A | N/A
00 Ret.Exist_Non-FBC_WetFGD_SCR_DSI & GPM | N/A | N/A | N/A | N/A | N/A | N/A | N/A
00 Ret.Exist_Non-FBC_WetFGD_SCR_DSI & GPM & C2G | N/A | N/A | N/A | N/A | N/A | N/A | N/A
00 Ret.Exist_Non-FBC_WetFGD_SCR_DSI & GPM & CCS | N/A | N/A | N/A | N/A | N/A | N/A | N/A
00 Ret.Exist_Non-FBC_WetFGD_SCR_DSI & GPM & DRET | N/A | N/A | N/A | N/A | N/A | N/A | N/A
00 Ret.Exist_Non-FBC_WetFGD_SCR_DSI & GPM & NGC | N/A | N/A | N/A | N/A | N/A | N/A | N/A
00 Ret.Exist_Non-FBC_WetFGD_SCR_DSI & NGC | N/A | N/A | N/A | N/A | N/A | N/A | N/A
00 Ret.Exist_Non-FBC_WetFGD_SNCR & ACI | N/A | N/A | N/A | N/A | N/A | N/A | N/A
00 Ret.Exist_Non-FBC_WetFGD_SNCR & ACI & C2G | N/A | N/A | N/A | N/A | N/A | N/A | N/A
00 Ret.Exist_Non-FBC_WetFGD_SNCR & ACI & C2G & SCR | N/A | N/A | N/A | N/A | N/A | N/A | N/A
00 Ret.Exist_Non-FBC_WetFGD_SNCR & ACI & DRET | N/A | N/A | N/A | N/A | N/A | N/A | N/A
00 Ret.Exist_Non-FBC_WetFGD_SNCR & ACI & GPM | N/A | N/A | N/A | N/A | N/A | N/A | N/A
00 Ret.Exist_Non-FBC_WetFGD_SNCR & ACI & GPM & C2G | N/A | N/A | N/A | N/A | N/A | N/A | N/A
00 Ret.Exist_Non-FBC_WetFGD_SNCR & ACI & GPM & C2G & SCR | N/A | N/A | N/A | N/A | N/A | N/A | N/A
00 Ret.Exist_Non-FBC_WetFGD_SNCR & ACI & GPM & DRET | N/A | N/A | N/A | N/A | N/A | N/A | N/A
00 Ret.Exist_Non-FBC_WetFGD_SNCR & ACI & GPM & NGC | N/A | N/A | N/A | N/A | N/A | N/A | N/A
00 Ret.Exist_Non-FBC_WetFGD_SNCR & ACI & GPM & SCR | N/A | N/A | N/A | N/A | N/A | N/A | N/A
00 Ret.Exist_Non-FBC_WetFGD_SNCR & ACI & GPM & SCR & CCS | N/A | N/A | N/A | N/A | N/A | N/A | N/A
00 Ret.Exist_Non-FBC_WetFGD_SNCR & ACI & GPM & SCR & DRET | N/A | N/A | N/A | N/A | N/A | N/A | N/A
00 Ret.Exist_Non-FBC_WetFGD_SNCR & ACI & GPM & SCR & NGC | N/A | N/A | N/A | N/A | N/A | N/A | N/A
00 Ret.Exist_Non-FBC_WetFGD_SNCR & ACI & NGC | N/A | N/A | N/A | N/A | N/A | N/A | N/A
00 Ret.Exist_Non-FBC_WetFGD_SNCR & ACI & SCR | N/A | N/A | N/A | N/A | N/A | N/A | N/A
00 Ret.Exist_Non-FBC_WetFGD_SNCR & ACI & SCR & CCS | N/A | N/A | N/A | N/A | N/A | N/A | N/A
00 Ret.Exist_Non-FBC_WetFGD_SNCR & ACI & SCR & DRET | N/A | N/A | N/A | N/A | N/A | N/A | N/A
00 Ret.Exist_Non-FBC_WetFGD_SNCR & ACI & SCR & NGC | N/A | N/A | N/A | N/A | N/A | N/A | N/A
00 Ret.Exist_Non-FBC_WetFGD_SNCR & C2G | N/A | N/A | N/A | N/A | N/A | N/A | N/A
00 Ret.Exist_Non-FBC_WetFGD_SNCR & C2G & SCR | N/A | N/A | N/A | N/A | N/A | N/A | N/A
00 Ret.Exist_Non-FBC_WetFGD_SNCR & DCCS | N/A | N/A | N/A | N/A | N/A | N/A | N/A
00 Ret.Exist_Non-FBC_WetFGD_SNCR & DCCS & SCR & CCS | N/A | N/A | N/A | N/A | N/A | N/A | N/A
00 Ret.Exist_Non-FBC_WetFGD_SNCR & DRET | N/A | N/A | N/A | N/A | N/A | N/A | N/A
00 Ret.Exist_Non-FBC_WetFGD_SNCR & GPM | N/A | N/A | N/A | N/A | N/A | N/A | N/A
00 Ret.Exist_Non-FBC_WetFGD_SNCR & GPM & C2G | N/A | N/A | N/A | N/A | N/A | N/A | N/A
00 Ret.Exist_Non-FBC_WetFGD_SNCR & GPM & C2G & SCR | N/A | N/A | N/A | N/A | N/A | N/A | N/A
00 Ret.Exist_Non-FBC_WetFGD_SNCR & GPM & DRET | N/A | N/A | N/A | N/A | N/A | N/A | N/A
00 Ret.Exist_Non-FBC_WetFGD_SNCR & GPM & NGC | N/A | N/A | N/A | N/A | N/A | N/A | N/A
00 Ret.Exist_Non-FBC_WetFGD_SNCR & GPM & SCR | N/A | N/A | N/A | N/A | N/A | N/A | N/A
00 Ret.Exist_Non-FBC_WetFGD_SNCR & GPM & SCR & CCS | N/A | N/A | N/A | N/A | N/A | N/A | N/A
00 Ret.Exist_Non-FBC_WetFGD_SNCR & GPM & SCR & DRET | N/A | N/A | N/A | N/A | N/A | N/A | N/A
00 Ret.Exist_Non-FBC_WetFGD_SNCR & GPM & SCR & NGC | N/A | N/A | N/A | N/A | N/A | N/A | N/A
00 Ret.Exist_Non-FBC_WetFGD_SNCR & NGC | N/A | N/A | N/A | N/A | N/A | N/A | N/A
00 Ret.Exist_Non-FBC_WetFGD_SNCR & SCR | N/A | N/A | N/A | N/A | N/A | N/A | N/A
00 Ret.Exist_Non-FBC_WetFGD_SNCR & SCR & C2G | N/A | N/A | N/A | N/A | N/A | N/A | N/A
00 Ret.Exist_Non-FBC_WetFGD_SNCR & SCR & CCS | N/A | N/A | N/A | N/A | N/A | N/A | N/A
00 Ret.Exist_Non-FBC_WetFGD_SNCR & SCR & DRET | N/A | N/A | N/A | N/A | N/A | N/A | N/A
00 Ret.Exist_Non-FBC_WetFGD_SNCR & SCR & NGC | N/A | N/A | N/A | N/A | N/A | N/A | N/A
00 Ret.Exist_Non-FBC_WetFGD_SNCR_ACI & C2G | N/A | N/A | N/A | N/A | N/A | N/A | N/A
00 Ret.Exist_Non-FBC_WetFGD_SNCR_ACI & C2G & SCR | N/A | N/A | N/A | N/A | N/A | N/A | N/A
00 Ret.Exist_Non-FBC_WetFGD_SNCR_ACI & DCCS | N/A | 77.4307 | 0 | 0 | 0 | 0 | 0
00 Ret.Exist_Non-FBC_WetFGD_SNCR_ACI & DCCS & SCR & CCS | N/A | N/A | 79.0642 | 79.0642 | N/A | N/A | N/A
00 Ret.Exist_Non-FBC_WetFGD_SNCR_ACI & DRET | N/A | 35.2817 | N/A | N/A | N/A | N/A | N/A
00 Ret.Exist_Non-FBC_WetFGD_SNCR_ACI & GPM | N/A | N/A | N/A | N/A | N/A | N/A | N/A
00 Ret.Exist_Non-FBC_WetFGD_SNCR_ACI & GPM & C2G | N/A | N/A | N/A | N/A | N/A | N/A | N/A
00 Ret.Exist_Non-FBC_WetFGD_SNCR_ACI & GPM & C2G & SCR | N/A | N/A | N/A | N/A | N/A | N/A | N/A
00 Ret.Exist_Non-FBC_WetFGD_SNCR_ACI & GPM & DRET | N/A | N/A | N/A | N/A | N/A | N/A | N/A
00 Ret.Exist_Non-FBC_WetFGD_SNCR_ACI & GPM & NGC | N/A | N/A | N/A | N/A | N/A | N/A | N/A
00 Ret.Exist_Non-FBC_WetFGD_SNCR_ACI & GPM & SCR | N/A | N/A | N/A | N/A | N/A | N/A | N/A
00 Ret.Exist_Non-FBC_WetFGD_SNCR_ACI & GPM & SCR & CCS | N/A | N/A | N/A | N/A | N/A | N/A | N/A
00 Ret.Exist_Non-FBC_WetFGD_SNCR_ACI & GPM & SCR & DRET | N/A | N/A | N/A | N/A | N/A | N/A | N/A
00 Ret.Exist_Non-FBC_WetFGD_SNCR_ACI & GPM & SCR & NGC | N/A | N/A | N/A | N/A | N/A | N/A | N/A
00 Ret.Exist_Non-FBC_WetFGD_SNCR_ACI & NGC | N/A | N/A | N/A | N/A | N/A | N/A | N/A
00 Ret.Exist_Non-FBC_WetFGD_SNCR_ACI & SCR | 79.01 | N/A | N/A | N/A | N/A | N/A | N/A
00 Ret.Exist_Non-FBC_WetFGD_SNCR_ACI & SCR & C2G | N/A | N/A | N/A | N/A | N/A | N/A | N/A
00 Ret.Exist_Non-FBC_WetFGD_SNCR_ACI & SCR & CCS | N/A | 81.53 | 81.53 | 81.53 | N/A | N/A | N/A
00 Ret.Exist_Non-FBC_WetFGD_SNCR_ACI & SCR & DRET | N/A | 79.01 | N/A | N/A | N/A | N/A | N/A
00 Ret.Exist_Non-FBC_WetFGD_SNCR_ACI & SCR & NGC | N/A | N/A | N/A | N/A | N/A | N/A | N/A
00 Existing Combined Cycle Retirement | 0 | 0 | 0 | 0 | 0 | 0 | 0
00 New Combined Cycle Retirement | N/A | N/A | N/A | N/A | N/A | N/A | N/A
00 Existing Combustion Turbine Retirement | 0 | 0 | 0 | 0 | 0 | 0 | 0
00 New Combustion Turbine Retirement | N/A | N/A | N/A | N/A | N/A | N/A | N/A
00 Oil/Gas Steam Retirement | 0 | 0 | 0 | 0 | 0 | 0 | 0
00 Coal Steam Retirement | 0 | 0 | 0 | 0 | 0 | 0 | 0
00 IGCC Retirement | 0 | 0 | 0 | 0 | 0 | 0 | 0
00 Nuclear Retirement | N/A | 0 | 0 | 0 | 0 | 0 | 0
00 Biomass Retirement | 0 | 0 | 0 | 0 | 0 | 0 | 0
00 Fossil_Other Retirement | N/A | N/A | N/A | N/A | N/A | N/A | N/A
00 Fuel Cell Retirement | N/A | N/A | N/A | N/A | N/A | N/A | N/A
00 Geothermal Retirement | N/A | N/A | N/A | N/A | N/A | N/A | N/A
00 Hydro Retirement | 0 | 0 | 0 | 0 | 0 | 0 | 0
00 Landfill Gas Retirement | 0 | 0 | 0 | 0 | 0 | 0 | 0
00 Non Fossil_Other Retirement | N/A | N/A | N/A | N/A | N/A | N/A | N/A
00 Solar Thermal Retirement | N/A | N/A | N/A | N/A | N/A | N/A | N/A
00 Exist Dummy | 0 | 0 | 0 | 0 | 0 | 0 | 0
Average | 2.1496 | 2.2171 | 2.4081 | 2.5672 | 2.7752 | 2.9028 | 3.0444
15. Total Annual Production Cost [Million US2022$](*)
Variable O&M | 7522.7479 | 7412.5327 | 5114.8384 | 3860.7117 | 2623.9082 | 3439.8344 | 3961.2041
Fixed O&M | 63021.8163 | 63961.3222 | 68703.2205 | 73731.4154 | 77948.2703 | 76051.2414 | 75718.6302
Fuel | 50931.8214 | 52586.2922 | 42021.8122 | 29002.6386 | 18368.4287 | 29029.6564 | 37328.9728
Capital | 11737.4647 | 17404.1248 | 41315.0052 | 54128.9626 | 66593.0489 | 65954.7241 | 74925.831
Pollutant Transport & Storage | 0 | -539.2442 | -10926.7487 | -10547.4584 | -138.1352 | -129.8718 | -137.1829
Total | 133213.8503 | 140825.0276 | 146228.1277 | 150176.2699 | 165395.5209 | 174345.5846 | 191797.4552
Sales Revenue | 0 | 0 | 0 | 0 | 0 | 0 | 0
(*) Costs include only those items that are important for determining incremental cost of pollution control
16. Emissions
CO2 Thousand Tonnes | 1122733.9585 | 1050145.5482 | 600598.28 | 406051.6386 | 266708.0795 | 382992.9005 | 458193.7144
CO2 Thousand Tons | 1237601.9925 | 1157586.9893 | 662046.0906 | 447595.1878 | 293995.2498 | 422177.2871 | 505071.9715
Carbon Million Tons | 337.5278 | 315.7055 | 180.558 | 122.0714 | 80.1805 | 115.1393 | 137.7469
Carbon Million Tonnes | 306.2002 | 286.4033 | 163.7995 | 110.7414 | 72.7386 | 104.4526 | 124.9619
HCL Thousand Tons | 2.3313 | 1.965 | 1.1267 | 1.059 | 0.096744 | 0.09964 | 0.10848
MER lbs | 5916.8495 | 5607.8981 | 4760.3305 | 4554.2076 | 2456.3642 | 2444.602 | 2480.9245
NOX Thousand Tons | 441.6028 | 373.5821 | 207.3411 | 165.7961 | 82.6419 | 102.8197 | 112.6069
SO2 Thousand Tons | 424.3948 | 317.2734 | 150.2214 | 138.7992 | 13.3254 | 15.5974 | 16.5246

## FuelReport_ToEPA
Fuel Consumption by Fuel and Fuel Type [Tbtu]
Fuel Type | 2028 | 2030 | 2035 | 2040 | 2045 | 2050 | 2055
Biomass | 1.5231 | 3.0293 | 1.9006 | 0.18294 | 0.050939 | 1.0623 | 3.0865
EPA v7.23 Biomass | 1.5231 | 3.0293 | 1.9006 | 0.18294 | 0.050939 | 1.0623 | 3.0865
Coal | 4331.791 | 3608.6021 | 1953.691 | 1850.4326 | 46.9475 | 50.1651 | 51.4376
EPA v7.23 Coal BA | 112.8029 | 1.3822 | 0.031365 | 0.020308 | 0 | 0 | 0
EPA v7.23 Coal BB | 30.8332 | 10.3777 | 0 | 0 | 0 | 0 | 0
EPA v7.23 Coal BD | 25.7616 | 20.1477 | 0.18006 | 0.18006 | 0 | 0 | 0
EPA v7.23 Coal BE | 510.879 | 518.1202 | 496.1792 | 496.1792 | 0 | 0 | 0
EPA v7.23 Coal BG | 511.1558 | 520.3902 | 218.3525 | 207.2139 | 0 | 0 | 0
EPA v7.23 Coal BH | 452.4586 | 487.2672 | 53.6125 | 64.5781 | 0 | 0 | 0
EPA v7.23 Coal LA
EPA v7.23 Coal LD | 0 | 0 | 0 | 0 | 0 | 0 | 0
EPA v7.23 Coal LE | 241.5986 | 258.9509 | 281.8823 | 281.8823 | 9.039 | 9.3454 | 9.3454
EPA v7.23 Coal LG | 87.262 | 87.262 | 87.262 | 87.262 | 0 | 0 | 0
EPA v7.23 Coal LH | 0 | 0 | 0 | 0 | 0 | 0 | 0
EPA v7.23 Coal SA | 1725.1903 | 1145.9673 | 356.0374 | 631.0126 | 5.6854 | 8.2781 | 9.5506
EPA v7.23 Coal SB | 402.1694 | 296.2227 | 325.3893 | 81.2926 | 31.4431 | 31.7301 | 31.7301
EPA v7.23 Coal SD | 121.6457 | 110.5989 | 110.599 | 0 | 0 | 0 | 0
EPA v7.23 Coal SE | 110.0338 | 151.915 | 24.1653 | 0.81153 | 0.77997 | 0.81153 | 0.81153
Hydrogen | 0 | 0 | 0.0012766 | 0 | 0.44748 | 14.3898 | 27.6162
EPA v7.23 Hydrogen | 0 | 0 | 0.0012766 | 0 | 0.44748 | 14.3898 | 27.6162
LF Gas | 224.7299 | 224.9312 | 212.1906 | 199.3372 | 183.4165 | 276.1618 | 307.3746
EPA v7.23 LFG | 224.7299 | 224.9312 | 212.1906 | 199.3372 | 183.4165 | 276.1618 | 307.3746
MSW | 233.0355 | 233.0355 | 232.263 | 213.1329 | 208.9893 | 205.9731 | 210.1489
EPA v7.23 MSW | 233.0355 | 233.0355 | 232.263 | 213.1329 | 208.9893 | 205.9731 | 210.1489
NaturalGas | 11839.1978 | 12053.8227 | 9958.3249 | 6612.9173 | 4443.5723 | 6428.4019 | 7768.7871
EPA v7.23 Gas | 11839.1978 | 12053.8227 | 9958.3249 | 6612.9173 | 4443.5723 | 6428.4019 | 7768.7871
Nuclear | 7853.4521 | 7623.5914 | 6965.9072 | 6408.9375 | 4942.865 | 3689.8664 | 2327.9044
EPA v7.23 Nuclear | 7853.4521 | 7623.5914 | 6965.9072 | 6408.9375 | 4942.865 | 3689.8664 | 2327.9044
Oil | 0.10884 | 0.14885 | 0.01891 | 0 | 0.038413 | 0 | 0
EPA v7.23 DFO | 0.10884 | 0.14885 | 0.01891 | 0 | 0.038413 | 0 | 0
EPA v7.23 RFO | 0 | 0 | 0 | 0 | 0 | 0 | 0
Pet. Coke | 120.6312 | 61.769 | 51.2996 | 49.1475 | 8.043 | 9.1995 | 9.2606
EPA v7.23 Pet Coke | 120.6312 | 61.769 | 51.2996 | 49.1475 | 8.043 | 9.1995 | 9.2606
Waste Coal | 97.4206 | 95.7529 | 42.5206 | 42.5206 | 0 | 0 | 0
EPA v7.23 Waste Coal | 97.4206 | 95.7529 | 42.5206 | 42.5206 | 0 | 0 | 0
Grand Total | 24701.8899 | 23904.6828 | 19418.1177 | 15376.6085 | 9834.3705 | 10675.2198 | 10705.6159
Fuel Costs by Fuel and Fuel Type[MMUS$]
Fuel Type | 2028 | 2030 | 2035 | 2040 | 2045 | 2050 | 2055
Biomass | 6.0672 | 12.0674 | 7.5712 | 0.72874 | 0.20292 | 4.2317 | 12.2952
EPA v7.23 Biomass | 6.0672 | 12.0674 | 7.5712 | 0.72874 | 0.20292 | 4.2317 | 12.2952
Coal | 7471.7414 | 6273.3977 | 3425.0665 | 3357.6006 | 50.0792 | 57.3462 | 59.7782
EPA v7.23 Coal BA | 181.9384 | 3.6452 | 0.084258 | 0.055629 | 0 | 0 | 0
EPA v7.23 Coal BB | 64.5489 | 30.5022 | 0 | 0 | 0 | 0 | 0
EPA v7.23 Coal BD | 66.0555 | 52.0963 | 0.43334 | 0.45914 | 0 | 0 | 0
EPA v7.23 Coal BE | 1041.8592 | 1077.461 | 1013.2726 | 1039.0325 | 0 | 0 | 0
EPA v7.23 Coal BG | 861.0051 | 927.0974 | 390.3813 | 409.4301 | 0 | 0 | 0
EPA v7.23 Coal BH | 879.1397 | 966.4799 | 128.9779 | 157.4134 | 0 | 0 | 0
EPA v7.23 Coal LA
EPA v7.23 Coal LD | 0 | 0 | 0 | 0 | 0 | 0 | 0
EPA v7.23 Coal LE | 355.4216 | 411.4268 | 486.3961 | 480.8847 | 14.5701 | 15.6402 | 15.6402
EPA v7.23 Coal LG | 115.2811 | 117.2802 | 122.0362 | 127.071 | 0 | 0 | 0
EPA v7.23 Coal LH | 0 | 0 | 0 | 0 | 0 | 0 | 0
EPA v7.23 Coal SA | 3023.5426 | 1897.2857 | 567.8663 | 1030.8677 | 6.6932 | 10.9609 | 13.0708
EPA v7.23 Coal SB | 554.3297 | 386.8448 | 552.7377 | 110.9832 | 27.4673 | 29.3419 | 29.664
EPA v7.23 Coal SD | 116.7303 | 98.5012 | 104.4851 | 0 | 0 | 0 | 0
EPA v7.23 Coal SE | 211.8894 | 304.777 | 58.3957 | 1.4032 | 1.3486 | 1.4032 | 1.4032
Hydrogen | 0 | 0 | 0.012304 | 0 | 4.313 | 138.6933 | 266.1738
EPA v7.23 Hydrogen | 0 | 0 | 0.012304 | 0 | 4.313 | 138.6933 | 266.1738
LF Gas | 0 | 0 | 0 | 0 | 0 | 0 | 0
EPA v7.23 LFG | 0 | 0 | 0 | 0 | 0 | 0 | 0
MSW | 0 | 0 | 0 | 0 | 0 | 0 | 0
EPA v7.23 MSW | 0 | 0 | 0 | 0 | 0 | 0 | 0
NaturalGas | 37507.7282 | 40617.8813 | 33496.4389 | 20903.5014 | 14790.6009 | 26194.7737 | 35321.8307
EPA v7.23 Gas | 37507.7282 | 40617.8813 | 33496.4389 | 20903.5014 | 14790.6009 | 26194.7737 | 35321.8307
Nuclear | 5579.4667 | 5415.1412 | 4946.2048 | 4548.6103 | 3506.49 | 2616.4116 | 1650.5704
EPA v7.23 Nuclear | 5579.4667 | 5415.1412 | 4946.2048 | 4548.6103 | 3506.49 | 2616.4116 | 1650.5704
Oil | 2.142 | 2.945 | 0.41115 | 0 | 0.85114 | 0 | 0
EPA v7.23 DFO | 2.142 | 2.945 | 0.41115 | 0 | 0.85114 | 0 | 0
EPA v7.23 RFO | 0 | 0 | 0 | 0 | 0 | 0 | 0
Pet. Coke | 240.7642 | 124.4247 | 103.7574 | 99.3412 | 15.8916 | 18.2 | 18.3246
EPA v7.23 Pet Coke | 240.7642 | 124.4247 | 103.7574 | 99.3412 | 15.8916 | 18.2 | 18.3246
Waste Coal | 123.9118 | 140.435 | 42.3499 | 92.8564 | 0 | 0 | 0
EPA v7.23 Waste Coal | 123.9118 | 140.435 | 42.3499 | 92.8564 | 0 | 0 | 0
Grand Total | 50931.8214 | 52586.2922 | 42021.8122 | 29002.6386 | 18368.4287 | 29029.6564 | 37328.9728
Fuel Costs by Fuel and Fuel Type[US$/MMBtu]
Fuel Type | 2028 | 2030 | 2035 | 2040 | 2045 | 2050 | 2055
Biomass | 3.9835 | 3.9835 | 3.9835 | 3.9835 | 3.9835 | 3.9835 | 3.9835
EPA v7.23 Biomass | 3.9835 | 3.9835 | 3.9835 | 3.9835 | 3.9835 | 3.9835 | 3.9835
Coal | 1.7249 | 1.7385 | 1.7531 | 1.8145 | 1.0667 | 1.1431 | 1.1621
EPA v7.23 Coal BA | 1.6129 | 2.6373 | 2.6864 | 2.7392 | 0 | 0 | 0
EPA v7.23 Coal BB | 2.0935 | 2.9392 | 0 | 0 | 0 | 0 | 0
EPA v7.23 Coal BD | 2.5641 | 2.5857 | 2.4066 | 2.5499 | 0 | 0 | 0
EPA v7.23 Coal BE | 2.0393 | 2.0796 | 2.0422 | 2.0941 | 0 | 0 | 0
EPA v7.23 Coal BG | 1.6844 | 1.7815 | 1.7878 | 1.9759 | 0 | 0 | 0
EPA v7.23 Coal BH | 1.943 | 1.9835 | 2.4057 | 2.4376 | 0 | 0 | 0
EPA v7.23 Coal LA | 0 | 0 | 0 | 0 | 0 | 0 | 0
EPA v7.23 Coal LD | 0 | 0 | 0 | 0 | 0 | 0 | 0
EPA v7.23 Coal LE | 1.4711 | 1.5888 | 1.7255 | 1.706 | 1.6119 | 1.6736 | 1.6736
EPA v7.23 Coal LG | 1.3211 | 1.344 | 1.3985 | 1.4562 | 0 | 0 | 0
EPA v7.23 Coal LH | 0 | 0 | 0 | 0 | 0 | 0 | 0
EPA v7.23 Coal SA | 1.7526 | 1.6556 | 1.595 | 1.6337 | 1.1773 | 1.3241 | 1.3686
EPA v7.23 Coal SB | 1.3783 | 1.3059 | 1.6987 | 1.3652 | 0.87355 | 0.92473 | 0.93489
EPA v7.23 Coal SD | 0.95959 | 0.89062 | 0.94472 | 0 | 0 | 0 | 0
EPA v7.23 Coal SE | 1.9257 | 2.0062 | 2.4165 | 1.729 | 1.729 | 1.729 | 1.729
Hydrogen | 0 | 0 | 9.6383 | 0 | 9.6383 | 9.6383 | 9.6383
EPA v7.23 Hydrogen | 0 | 0 | 9.6383 | 0 | 9.6383 | 9.6383 | 9.6383
LF Gas | 0 | 0 | 0 | 0 | 0 | 0 | 0
EPA v7.23 LFG | 0 | 0 | 0 | 0 | 0 | 0 | 0
MSW | 0 | 0 | 0 | 0 | 0 | 0 | 0
EPA v7.23 MSW | 0 | 0 | 0 | 0 | 0 | 0 | 0
NaturalGas | 3.1681 | 3.3697 | 3.3637 | 3.161 | 3.3285 | 4.0749 | 4.5466
EPA v7.23 Gas | 3.1681 | 3.3697 | 3.3637 | 3.161 | 3.3285 | 4.0749 | 4.5466
Nuclear | 0.71045 | 0.71031 | 0.71006 | 0.70973 | 0.7094 | 0.70908 | 0.70904
EPA v7.23 Nuclear | 0.71045 | 0.71031 | 0.71006 | 0.70973 | 0.7094 | 0.70908 | 0.70904
Oil | 19.6801 | 19.7851 | 21.7426 | 0 | 22.1579 | 0 | 0
EPA v7.23 DFO | 19.6801 | 19.7851 | 21.7426 | 0 | 22.1579 | 0 | 0
EPA v7.23 RFO | 0 | 0 | 0 | 0 | 0 | 0 | 0
Pet. Coke | 1.9959 | 2.0144 | 2.0226 | 2.0213 | 1.9758 | 1.9784 | 1.9788
EPA v7.23 Pet Coke | 1.9959 | 2.0144 | 2.0226 | 2.0213 | 1.9758 | 1.9784 | 1.9788
Waste Coal | 1.2719 | 1.4666 | 0.99599 | 2.1838 | 0 | 0 | 0
EPA v7.23 Waste Coal | 1.2719 | 1.4666 | 0.99599 | 2.1838 | 0 | 0 | 0
Grand Total | 2.0619 | 2.1998 | 2.1641 | 1.8862 | 1.8678 | 2.7193 | 3.4869

## Coal Pivot Tables
Coal Prices (2022$/MMBtu) | [7 empty] | Total TBtu
Coal Region | 2028 | 2030 | 2035 | 2040 | 2045 | 2050 | 2055 | 2028 | 2030 | 2035 | 2040 | 2045 | 2050 | 2055
Appalachia | 1.4665 | 1.5094 | 1.474 | 1.5392 | 2.2703 | 2.4032 | 2.4083 | 1053.1242 | 1116.3499 | 612.3015 | 598.3935 | 89.7697 | 83.3651 | 83.3748
Imports | 4.729 | 4.4503 | 4.3028 |  |  |  |  | 6.4047 | 6.9458 | 0.053224
Interior | 1.5406 | 1.5801 | 1.7367 |  |  |  |  | 1191.7631 | 1095.0351 | 773.0585 | 1063.4687 | 659.6681 | 650.4792 | 636.6969
Waste Coal | 0.70593 | 0.89786 | 0.38324 | 1.5618 |  |  |  | 97.4206 | 95.7529 | 42.5206 | 42.5206
West | 0.85045 | 0.9116 | 0.99118 | 1.0427 |  |  |  | 3620.6312 | 2792.8219 | 1899.7508 | 1662.5674 | 743.9521 | 777.9009 | 779.0334
National | 1.0987 | 1.1902 | 1.2455 | 1.3767 | 1.6999 | 1.6404 | 1.6521 | 5969.3438 | 5106.9055 | 3327.6847 | 3366.9502 | 1493.3899 | 1511.7452 | 1499.1051
Coal Prices (2022$/Ton) | [7 empty] | Total Million Tons
Coal Region | 2028 | 2030 | 2035 | 2040 | 2045 | 2050 | 2055 | 2028 | 2030 | 2035 | 2040 | 2045 | 2050 | 2055
Appalachia | 37.0332 | 37.9678 | 37.7746 | 39.4882 | 56.1433 | 59.4486 | 59.5819 | 41.702 | 44.3794 | 23.8923 | 23.3253 | 3.63 | 3.37 | 3.37
Imports | 98.08 | 92.3 | 89.24 |  |  |  |  | 0.30881 | 0.3349 | 0.0025662
Interior | 32.2336 | 32.6196 | 33.4254 | 35.848 | 41.8831 | 44.7963 | 45.2254 | 56.9595 | 53.045 | 40.167 | 53.4023 | 29.47 | 28.97 | 28.4
Waste Coal | 9.4595 | 12.0314 | 5.1354 | 20.9282 |  |  |  | 7.2702 | 7.1457 | 3.1732 | 3.1732
West | 14.933 | 15.9284 | 17.1461 | 18.081 | 27.7528 | 23.3101 | 23.4991 | 206.198 | 159.8364 | 109.8212 | 95.8765 | 39.6531 | 42.12 | 42.1922
National | 20.9916 | 22.9587 | 23.4086 | 26.3708 | 34.8931 | 33.3053 | 33.4856 | 312.4385 | 264.7414 | 177.0562 | 175.7773 | 72.7531 | 74.46 | 73.9622

## Final Wholesale Price
Wholesale Electricity Price (2022$/MWh)
Region Group | 2028 | 2030 | 2035 | 2040 | 2045 | 2050 | 2055
ERCOT_Tenaska Frontier Generating Station | 31.4037 | 35.7441 | 30.9305 | 25.3497 | 0 | 34.0131 | 38.8279
ERCOT_Tenaska Gateway Generating Station | 31.5265 | 35.8941 | 31.0628 | 25.404 | 0 | 33.4536 | 40.078
ERCOT_Panhandle | 22.2444 | 24.5389 | 24.9983 | 18.1047 | 11.4747 | 22.7107 | 25.5533
ERCOT_Rest | 25.1427 | 25.9309 | 31.3541 | 24.3743 | 17.0921 | 29.712 | 32.7594
ERCOT_West | 22.7926 | 25.1435 | 25.6142 | 18.551 | 11.7581 | 23.9352 | 26.9095
FRCC | 36.755 | 45.7583 | 36.3817 | 39.7603 | 34.4085 | 41.3892 | 44.8095
MISO_Amite South (including DSG) | 35.898 | 48.0187 | 37.2345 | 31.5364 | 30.7305 | 38.3776 | 41.9313
MISO_Arkansas | 34.6981 | 46.9408 | 36.4574 | 30.0409 | 23.8944 | 32.567 | 37.3773
MISO_Iowa | 34.162 | 41.7664 | 32.9204 | 25.5144 | 19.9697 | 28.3958 | 32.8819
MISO_Illinois | 38.1772 | 43.2927 | 34.7282 | 26.9877 | 21.1214 | 29.6983 | 34.0671
MISO_Indiana (including parts of Kentucky) | 38.434 | 44.15 | 36.1789 | 29.4946 | 25.524 | 33.5452 | 37.4879
MISO_Louisiana | 35.5446 | 47.3756 | 37.221 | 30.884 | 27.2275 | 34.9466 | 38.5592
MISO_Lower Michigan | 35.8415 | 44.8221 | 38.6921 | 36.4764 | 33.4483 | 40.2954 | 43.3351
MISO_MT, SD, ND | 33.6589 | 40.7005 | 32.1481 | 24.7902 | 19.6465 | 27.7052 | 32.2148
MISO_Iowa-MidAmerican | 33.504 | 41.2485 | 33.0091 | 25.9626 | 20.3011 | 28.7627 | 33.2753
MISO_Minnesota and Western Wisconsin | 35.6285 | 42.4881 | 33.3794 | 25.5694 | 20.177 | 28.5434 | 33.1429
MISO_Missouri | 37.6956 | 43.4931 | 35.156 | 27.6254 | 21.3113 | 30.1209 | 34.7114
MISO_Mississippi | 35.7929 | 47.799 | 37.6077 | 31.2984 | 27.9133 | 35.5488 | 39.3029
MISO_WOTAB (including Western) | 28.9085 | 35.9701 | 32.7961 | 30.1823 | 26.811 | 34.6667 | 38.577
MISO_Wisconsin- Upper Michigan (WUMS) | 36.6253 | 43.6045 | 36.4594 | 29.5838 | 22.5442 | 32.9855 | 36.7817
ISONE_Connecticut | 30.4672 | 33.4745 | 33.8951 | 33.8535 | 32.0296 | 41.798 | 43.2245
ISONE_Maine | 29.2837 | 31.7201 | 30.0928 | 25.9532 | 23.1347 | 31.7816 | 34.2973
ISONE_MA, VT, NH, RI (Rest of ISO New England) | 30.1076 | 33.3512 | 33.529 | 32.7237 | 30.19 | 38.951 | 41.495
NY_Zone A (West) | 31.4877 | 36.6275 | 35.1508 | 31.5806 | 30.9179 | 34.7508 | 36.2166
NY_Zone B (Genesee) | 32.0017 | 37.5726 | 35.5597 | 32.0459 | 31.4678 | 35.397 | 37.1056
NY_Zone C&E | 32.4182 | 38.0277 | 35.8922 | 32.3284 | 31.9378 | 36.1724 | 37.9478
NY_Zone D (North) | 31.6045 | 36.977 | 32.7796 | 25.0852 | 25.5737 | 31.4914 | 35.2545
NY_Zone F (Capital) | 34.6244 | 39.7599 | 36.5634 | 33.0128 | 32.5646 | 36.8453 | 38.3316
NY_Zone G-I (Downstate NY) | 39.0268 | 44.6673 | 37.9497 | 37.0464 | 37.0892 | 41.4274 | 43.2182
NY_Zone J (NYC) | 40.0103 | 45.8926 | 38.8521 | 39.8923 | 40.7675 | 45.207 | 47.0486
NY_Zone K (LI) | 50.2263 | 45.6065 | 36.7925 | 37.7858 | 38.6571 | 42.8054 | 47.4204
PJM_AP | 33.3521 | 38.9261 | 37.0133 | 33.6359 | 31.5262 | 38.0924 | 41.9215
PJM_ATSI | 33.4139 | 39.2396 | 37.4556 | 34.1625 | 32.0852 | 38.5518 | 42.3956
PJM_ComEd | 28.9033 | 36.7053 | 31.1478 | 26.9693 | 24.746 | 38.3927 | 42.7586
PJM_Dominion | 33.8433 | 39.4098 | 36.9814 | 34.0437 | 31.5816 | 39.0022 | 43.5351
PJM_EMAAC | 28.4295 | 31.366 | 34.4253 | 36.0265 | 34.9924 | 41.8056 | 45.3616
PJM_PENELEC | 28.2102 | 30.7049 | 33.5113 | 30.5817 | 30.7733 | 37.1573 | 40.783
PJM_SWMAAC | 59.3019 | 39.5517 | 38.164 | 37.4174 | 35.2689 | 41.9963 | 45.9193
PJM West | 33.9088 | 39.697 | 37.859 | 33.675 | 30.8606 | 37.6772 | 42.053
PJM_Western MAAC | 28.0904 | 30.7348 | 33.7461 | 33.5635 | 33.6361 | 39.7816 | 43.2611
SERC_Central_Kentucky | 35.7163 | 40.7508 | 39.1779 | 33.8529 | 29.7401 | 37.0278 | 40.3604
SERC_Central_TVA | 37.3482 | 42.1884 | 36.2015 | 32.0332 | 27.1844 | 33.691 | 38.3417
SERC_Delta_AECI | 28.3195 | 35.6986 | 32.9591 | 25.6576 | 20.4467 | 28.5456 | 33.2449
SERC_Southeastern | 35.4284 | 41.1146 | 33.9242 | 32.4733 | 30.4815 | 35.7532 | 39.935
SERC_VACAR | 38.7884 | 43.9816 | 40.748 | 37.797 | 37.4407 | 41.7092 | 47.6843
SPP_Kiamichi Energy Facility | 26.0992 | 27.2832 | 28.2898 | 22.5433 | 19.3413 | 29.2667 | 35.6885
SPP North- (Kansas, Missouri) | 29.8815 | 34.5267 | 25.1994 | 18.5464 | 12.7274 | 23.4148 | 28.6914
SPP Nebraska | 29.0849 | 33.6723 | 26.1331 | 20.5009 | 16.5203 | 25.8966 | 31.0145
SPP SPS (Texas Panhandle) | 28.5025 | 33.9632 | 19.9386 | 13.3234 | 7.0154 | 18.128 | 23.711
SPP_WAUE | 27.8499 | 33.2684 | 25.8651 | 20.2243 | 16.3058 | 25.8134 | 30.7713
SPP West (Oklahoma, Arkansas, Louisiana) | 30.1637 | 34.6776 | 25.433 | 18.2877 | 12.6122 | 23.0615 | 28.2184
WECC_BANC | 58.8099 | 60.2145 | 49.0085 | 53.5045 | 32.4898 | 61.429 | 65.3569
WECC_Northern California (not including BANC) | 54.4351 | 56.2448 | 45.6213 | 47.6411 | 28.024 | 55.302 | 60.439
WECC_LADWP | 53.4669 | 57.5417 | 48.7886 | 48.4275 | 29.633 | 57.7119 | 64.4851
WECC_San Diego Gas and Electric | 55.8342 | 58.8473 | 49.3821 | 47.5954 | 33.1265 | 58.0165 | 63.5252
WECC_Arizona | 39.1499 | 43.1312 | 39.1564 | 39.7571 | 29.926 | 39.678 | 42.6112
WECC_Colorado | 39.3139 | 56.2465 | 46.3893 | 37.3945 | 33.6463 | 40.321 | 43.0406
WECC_Idaho | 36.7162 | 40.7509 | 40.2908 | 36.4144 | 30.2142 | 37.0265 | 40.8367
WECC_Imperial Irrigation District (IID) | 24.516 | 42.2108 | 37.9209 | 33.6983 | 22.9451 | 45.2906 | 52.0168
WECC_Montana | 39.2902 | 43.3187 | 38.6827 | 32.5449 | 26.1649 | 32.6838 | 36.4025
WECC_New Mexico | 36.4872 | 41.4396 | 38.4115 | 39.3346 | 28.8169 | 38.2171 | 41.9123
WECC_Northern Nevada | 37.8242 | 43.0119 | 36.8211 | 36.4541 | 31.2058 | 40.6231 | 43.6618
WECC_Pacific Northwest | 41.3849 | 44.883 | 40.7896 | 36.892 | 29.6331 | 36.2562 | 41.9673
WECC_Southern California Edison | 54.6525 | 58.1432 | 48.5977 | 47.7913 | 28.4098 | 55.3636 | 61.8135
WECC_Southern Nevada | 38.9585 | 41.2804 | 36.281 | 36.523 | 30.2044 | 40.9673 | 44.3573
WECC_Utah | 35.068 | 42.8955 | 40.2789 | 37.9678 | 34.7308 | 40.8923 | 43.6956
WECC_Wyoming | 25.6053 | 31.128 | 36.2705 | 32.8969 | 30.0689 | 37.5349 | 40.5542
National | 35.8544 | 40.7738 | 36.3305 | 33.1611 | 27.7632 | 37.4015 | 41.5369

## Natural Gas
Alternative 1 - Natural Gas Results
| Delivered Natural Gas Price (2022$/MMBtu) | [28 empty] | Natural Gas Consumption in the Power Sector (Tcf)
| Winter | [6 empty] | Spring | [6 empty] | Summer | [6 empty] | Fall | [7 empty] | Winter | [6 empty] | Spring | [6 empty] | Summer | [6 empty] | Fall
| 2028 | 2030 | 2035 | 2040 | 2045 | 2050 | 2055 | 2028 | 2030 | 2035 | 2040 | 2045 | 2050 | 2055 | 2028 | 2030 | 2035 | 2040 | 2045 | 2050 | 2055 | 2028 | 2030 | 2035 | 2040 | 2045 | 2050 | 2055 |  | 2028 | 2030 | 2035 | 2040 | 2045 | 2050 | 2055 | 2028 | 2030 | 2035 | 2040 | 2045 | 2050 | 2055 | 2028 | 2030 | 2035 | 2040 | 2045 | 2050 | 2055 | 2028 | 2030 | 2035 | 2040 | 2045 | 2050 | 2055
ERC_FRNT | 3.7975 | 3.45 | 3.6533 | 3.4177 | 3.6303 | 4.3698 | 4.8308 | 3.2986 | 3.1572 | 3.1676 | 2.9078 | 3.1425 | 3.882 | 4.3429 | 2.8302 | 3.2846 | 3.0073 | 2.935 | 3.1411 | 3.8806 | 4.3416 | 2.9707 | 3.4087 | 3.0611 | 3.2367 | 3.386 | 4.1255 | 4.5864 | ERC_FRNT | 0.010465 | 0.010465 | 0.00052327 | 8.7212e-05 | 0 | 0 | 4.4783e-05 | 3.1098e-05 | 0.00017927 | 0 | 0 | 0 | 0 | 0 | 0.014843 | 0.014859 | 0.0040903 | 0.00030477 | 0 | 0.0028076 | 0.0039174 | 0.0070932 | 0.003363 | 6.7831e-05 | 0 | 0 | 0 | 0
ERC_GWAY | 3.7975 | 3.45 | 3.6533 | 3.4177 | 3.6303 | 4.3698 | 4.8308 | 3.2986 | 3.1572 | 3.1676 | 2.9078 | 3.1425 | 3.882 | 4.3429 | 2.8302 | 3.2846 | 3.0073 | 2.935 | 3.1411 | 3.8806 | 4.3416 | 2.9707 | 3.4087 | 3.0611 | 3.2367 | 3.386 | 4.1255 | 4.5864 | ERC_GWAY | 0.00053127 | 0.00097892 | 0.00053127 | 8.8546e-05 | 0 | 0 | 0 | 0 | 0 | 0 | 0 | 0 | 0 | 0 | 0.0092883 | 0.015086 | 0.00049943 | 9.0893e-05 | 0 | 0.00032572 | 0.00031486 | 0 | 0.00019109 | 0 | 0 | 0 | 0 | 0
ERC_PHDL | - | - | - | - | - | - | - | - | - | - | - | - | - | - | - | - | - | - | - | - | - | - | - | - | - | - | - | - | ERC_PHDL | 0 | 0 | 0 | 0 | 0 | 0 | 0 | 0 | 0 | 0 | 0 | 0 | 0 | 0 | 0 | 0 | 0 | 0 | 0 | 0 | 0 | 0 | 0 | 0 | 0 | 0 | 0 | 0
ERC_REST | 3.7975 | 3.45 | 3.6533 | 3.4177 | 3.6303 | 4.3698 | 4.8308 | 3.2986 | 3.1572 | 3.1676 | 2.9078 | 3.1425 | 3.882 | 4.3429 | 2.8302 | 3.2846 | 3.0073 | 2.935 | 3.1411 | 3.8806 | 4.3416 | 2.9707 | 3.4087 | 3.0611 | 3.2367 | 3.386 | 4.1255 | 4.5864 | ERC_REST | 0.17315 | 0.16196 | 0.081424 | 0.0037515 | 0.0019502 | 0.011298 | 0.023802 | 0.050093 | 0.029488 | 0 | 0 | 0 | 0 | 0 | 0.3938 | 0.34108 | 0.20802 | 0.085881 | 0.034124 | 0.15331 | 0.17253 | 0.1201 | 0.10987 | 0.055941 | 0.0065994 | 0 | 0.017349 | 0.024963
ERC_WEST | 3.7622 | 3.4029 | 3.5976 | 3.3717 | 3.5814 | 4.321 | 4.7819 | 3.2618 | 3.0982 | 3.0804 | 2.8284 | 3.0663 | 3.8059 | 4.2668 | 2.7583 | 3.1839 | 2.8872 | 2.8458 | 3.0512 | 3.7907 | 4.2517 | 2.9228 | 3.33 | 2.9613 | 3.136 | 3.2903 | 4.0298 | 4.4908 | ERC_WEST | 0.0078336 | 0.0078336 | 0.0018973 | 7.9787e-05 | 0 | 7.616e-05 | 0.00020238 | 0 | 0 | 0 | 0 | 0 | 0 | 0 | 0.015973 | 0.021206 | 0.0031457 | 0.0031337 | 0.0012764 | 0.0066083 | 0.0031097 | 0.0053095 | 0.0053095 | 0.0064821 | 0.0013127 | 0 | 0.0005433 | 0.0026521
FRCC | 4.0391 | 3.696 | 4.0141 | 3.6812 | 3.8125 | 4.552 | 5.0129 | 3.5194 | 3.3948 | 3.5673 | 3.182 | 3.2984 | 4.0379 | 4.4989 | 3.3439 | 4.0163 | 3.5965 | 3.3088 | 3.4813 | 4.2208 | 4.6818 | 3.1635 | 3.7141 | 3.4962 | 3.5702 | 3.6694 | 4.4089 | 4.8699 | FRCC | 0.30079 | 0.31619 | 0.31127 | 0.24052 | 0.1554 | 0.18492 | 0.24395 | 0.20678 | 0.20842 | 0.18163 | 0.11452 | 0.046605 | 0.060571 | 0.093469 | 0.71438 | 0.72438 | 0.71543 | 0.67648 | 0.54432 | 0.6096 | 0.71299 | 0.24595 | 0.24655 | 0.23824 | 0.19999 | 0.14403 | 0.17221 | 0.21255
MIS_AMSO | 3.814 | 3.4894 | 3.8428 | 3.5507 | 3.7017 | 4.4413 | 4.9022 | 3.3279 | 3.2085 | 3.4028 | 3.0662 | 3.2191 | 3.9586 | 4.4195 | 2.8373 | 3.3302 | 3.2 | 3.0776 | 3.2619 | 4.0014 | 4.4623 | 2.9501 | 3.4701 | 3.2974 | 3.4081 | 3.5096 | 4.2491 | 4.7101 | MIS_AMSO | 0.040049 | 0.046299 | 0.03716 | 0.0074325 | 0.0076888 | 0.013865 | 0.021202 | 0.024796 | 0.024759 | 0.0056087 | 0.0004598 | 0.00089714 | 0.0019097 | 0.003643 | 0.085123 | 0.079925 | 0.072187 | 0.051346 | 0.04075 | 0.07152 | 0.080468 | 0.027625 | 0.028075 | 0.020577 | 0.0030892 | 0.0038452 | 0.0072092 | 0.012339
MIS_AR | 3.7979 | 3.4672 | 3.7603 | 3.5046 | 3.6772 | 4.4167 | 4.8777 | 3.3202 | 3.1874 | 3.3144 | 3.0131 | 3.1824 | 3.9219 | 4.3828 | 2.8011 | 3.2777 | 3.0898 | 3.0093 | 3.202 | 3.9416 | 4.4025 | 2.9754 | 3.4562 | 3.2154 | 3.3603 | 3.471 | 4.2105 | 4.6714 | MIS_AR | 0.022073 | 0.046191 | 0.026405 | 0.0022137 | 0.00052439 | 0.0020971 | 0.0030272 | 0.011408 | 0.017595 | 0.00035269 | 0 | 0 | 0 | 0 | 0.086175 | 0.11716 | 0.068909 | 0.028659 | 0.015541 | 0.043639 | 0.04313 | 0.022526 | 0.026803 | 0.012154 | 0.00061618 | 6.1901e-05 | 0.00038836 | 0.00089902
MIS_IA | 4.0888 | 3.6774 | 3.8407 | 3.5723 | 3.7609 | 4.5004 | 4.9613 | 3.5454 | 3.3039 | 3.2825 | 2.9665 | 3.1612 | 3.9007 | 4.3616 | 2.6973 | 3.0857 | 2.8278 | 2.8234 | 3.0241 | 3.7636 | 4.2246 | 3.1288 | 3.5169 | 3.1736 | 3.309 | 3.436 | 4.1755 | 4.6364 | MIS_IA | 0.0095522 | 0.01259 | 0.0065044 | 0 | 0 | 0 | 0 | 0 | 0.0037578 | 0 | 0 | 0 | 0 | 0 | 0.025149 | 0.033255 | 0.026927 | 0.0055161 | 0.0025199 | 0.0055087 | 0.0055087 | 0.0074108 | 0.0074631 | 0.00083937 | 0 | 0 | 0 | 0.00035989
MIS_IL | 3.9415 | 3.5611 | 3.7625 | 3.5188 | 3.7127 | 4.4522 | 4.9131 | 3.4601 | 3.2461 | 3.2923 | 2.9919 | 3.169 | 3.9085 | 4.3694 | 2.7087 | 3.1219 | 2.906 | 2.888 | 3.0969 | 3.8364 | 4.2974 | 3.0652 | 3.4918 | 3.1819 | 3.3306 | 3.4588 | 4.1983 | 4.6593 | MIS_IL | 0.0026422 | 0.0065683 | 0.00015903 | 0 | 0 | 0 | 0 | 0.00018603 | 7.0878e-05 | 0 | 0 | 0 | 0 | 0 | 0.016884 | 0.014799 | 0.0058637 | 0.0030918 | 0 | 0 | 0 | 0.001381 | 0.0015878 | 5.209e-05 | 0 | 0 | 0 | 0
MIS_INKY | 3.8293 | 3.4965 | 3.7822 | 3.5255 | 3.7041 | 4.4436 | 4.9045 | 3.3508 | 3.2057 | 3.3255 | 3.0146 | 3.1751 | 3.9146 | 4.3755 | 2.7374 | 3.1863 | 2.9995 | 2.9499 | 3.1536 | 3.8931 | 4.3541 | 2.9857 | 3.4643 | 3.2233 | 3.3573 | 3.4739 | 4.2134 | 4.6744 | MIS_INKY | 0.01709 | 0.025127 | 0.012216 | 0 | 0 | 0 | 0 | 0.010114 | 0.010133 | 6.6236e-05 | 0 | 0 | 0 | 0.00011891 | 0.065494 | 0.07115 | 0.051378 | 0.017068 | 0.0073709 | 0.027601 | 0.029583 | 0.015579 | 0.012449 | 0.0074647 | 0 | 0 | 0.00022374 | 0.00044882
MIS_LA | 3.7425 | 3.4155 | 3.7338 | 3.4626 | 3.6259 | 4.3654 | 4.8263 | 3.2607 | 3.1342 | 3.2914 | 2.9759 | 3.1414 | 3.881 | 4.3419 | 2.7517 | 3.2409 | 3.0837 | 2.9824 | 3.1696 | 3.9091 | 4.3701 | 2.9012 | 3.3994 | 3.1864 | 3.319 | 3.4249 | 4.1644 | 4.6253 | MIS_LA | 0.046483 | 0.054819 | 0.039496 | 0.0066601 | 0.0026283 | 0.0077823 | 0.015734 | 0.030912 | 0.029095 | 0.0085471 | 0.00032341 | 0.00024086 | 0.00074222 | 0.000564 | 0.081618 | 0.076109 | 0.092512 | 0.055829 | 0.03341 | 0.056532 | 0.071016 | 0.034174 | 0.033123 | 0.023292 | 0.0043245 | 0.0013757 | 0.0036628 | 0.007718
MIS_LMI | 4.0102 | 3.6147 | 3.8195 | 3.5696 | 3.7573 | 4.4969 | 4.9578 | 3.5972 | 3.343 | 3.3996 | 3.0883 | 3.2417 | 3.9812 | 4.4421 | 2.7495 | 3.1667 | 2.9578 | 2.9468 | 3.1598 | 3.8993 | 4.3603 | 3.1563 | 3.5665 | 3.2703 | 3.41 | 3.5366 | 4.2761 | 4.7371 | MIS_LMI | 0.082427 | 0.084733 | 0.066155 | 0.03759 | 0.01708 | 0.040604 | 0.045234 | 0.040451 | 0.050007 | 0.02599 | 0.0079941 | 2.2902e-05 | 0.002489 | 0.0062982 | 0.18116 | 0.18877 | 0.1701 | 0.14647 | 0.10187 | 0.1677 | 0.13959 | 0.053144 | 0.052227 | 0.037326 | 0.020545 | 0.0076011 | 0.02074 | 0.01845
MIS_MAPP | 4.1302 | 3.725 | 3.8911 | 3.6341 | 3.841 | 4.5805 | 5.0414 | 3.6624 | 3.4103 | 3.3767 | 3.0566 | 3.335 | 4.0745 | 4.5354 | 2.8503 | 3.205 | 2.9547 | 2.9549 | 3.1077 | 3.8473 | 4.3082 | 3.2635 | 3.6409 | 3.285 | 3.3915 | 3.4655 | 4.205 | 4.666 | MIS_MAPP | 1.9829e-05 | 2.8092e-05 | 0 | 0 | 0 | 0 | 0 | 0 | 0 | 0 | 0 | 0 | 0 | 0 | 0.00010566 | 6.6398e-05 | 1.7321e-06 | 0 | 0 | 0 | 0 | 0 | 0 | 0 | 0 | 0 | 0 | 0
MIS_MIDA | 3.9974 | 3.5887 | 3.7653 | 3.5166 | 3.7079 | 4.4474 | 4.9084 | 3.4859 | 3.2424 | 3.2346 | 2.9324 | 3.1289 | 3.8685 | 4.3294 | 2.6624 | 3.0516 | 2.8003 | 2.7989 | 2.9982 | 3.7377 | 4.1987 | 3.0896 | 3.4746 | 3.1391 | 3.28 | 3.4049 | 4.1444 | 4.6054 | MIS_MIDA | 0.0013224 | 0.0053602 | 0.00021028 | 0 | 0 | 0 | 0 | 0 | 0 | 0 | 0 | 0 | 0 | 0 | 0.0099417 | 0.0099761 | 0.0098979 | 0.0025803 | 0 | 0.0035429 | 0.0029632 | 0.0003829 | 0.00031699 | 0 | 0 | 0 | 0 | 0
MIS_MNWI | 4.4025 | 3.9963 | 4.1555 | 3.8826 | 4.0704 | 4.8099 | 5.2709 | 3.9008 | 3.654 | 3.631 | 3.3074 | 3.4872 | 4.2267 | 4.6876 | 3.0363 | 3.4378 | 3.1561 | 3.1442 | 3.3524 | 4.0919 | 4.5528 | 3.4616 | 3.866 | 3.506 | 3.6293 | 3.7622 | 4.5017 | 4.9627 | MIS_MNWI | 0.0068138 | 0.012602 | 0.0019546 | 4.0636e-05 | 0 | 0.00011861 | 0.00015815 | 0.00065774 | 0.0014859 | 2.7823e-06 | 0 | 0 | 0 | 0 | 0.034011 | 0.039957 | 0.020063 | 0.0043237 | 0.0014954 | 0.010673 | 0.016211 | 0.0037856 | 0.0038208 | 0.00054634 | 5.345e-06 | 3.8806e-06 | 2.6871e-05 | 0.00027746
MIS_MO | 3.916 | 3.5526 | 3.7652 | 3.5039 | 3.6866 | 4.4261 | 4.8871 | 3.4097 | 3.221 | 3.2727 | 2.9626 | 3.1449 | 3.8844 | 4.3454 | 2.7077 | 3.1362 | 2.9089 | 2.8768 | 3.0821 | 3.8216 | 4.2826 | 3.0165 | 3.4635 | 3.161 | 3.3 | 3.4283 | 4.1678 | 4.6287 | MIS_MO | 0.0011183 | 0.003064 | 0.0011896 | 2.0243e-05 | 2.2809e-06 | 0.00019897 | 0.00046573 | 0.00041831 | 0.0004247 | 0 | 0 | 0 | 0 | 0 | 0.0046435 | 0.022491 | 0.0075997 | 0.0019699 | 0.00080838 | 0.005283 | 0.0089274 | 0.00043433 | 0.00075782 | 0.00043678 | 1.8532e-05 | 0 | 2.0625e-05 | 0.0001247
MIS_MS | 3.8802 | 3.5442 | 3.8782 | 3.5689 | 3.7044 | 4.4439 | 4.9048 | 3.3597 | 3.2388 | 3.4248 | 3.0696 | 3.1912 | 3.9307 | 4.3916 | 3.0149 | 3.5571 | 3.2932 | 3.1456 | 3.322 | 4.0615 | 4.5225 | 3.0085 | 3.5298 | 3.3392 | 3.4395 | 3.5303 | 4.2699 | 4.7308 | MIS_MS | 0.0145 | 0.019648 | 0.016771 | 0.0024138 | 0.0010182 | 0.0036377 | 0.0078332 | 0.010138 | 0.010331 | 0.0039 | 0 | 0 | 0 | 0.00014999 | 0.03723 | 0.037698 | 0.029792 | 0.018505 | 0.015519 | 0.026202 | 0.040054 | 0.0093094 | 0.010756 | 0.0064562 | 0.0012493 | 0.00035203 | 0.001757 | 0.0031968
MIS_WOTA | 3.918 | 3.5867 | 3.8712 | 3.6044 | 3.786 | 4.5255 | 4.9864 | 3.4282 | 3.3017 | 3.4204 | 3.1203 | 3.3073 | 4.0468 | 4.5078 | 2.9294 | 3.4152 | 3.226 | 3.1298 | 3.3219 | 4.0615 | 4.5224 | 3.0769 | 3.5659 | 3.3153 | 3.4609 | 3.5775 | 4.317 | 4.7779 | MIS_WOTA | 0.054702 | 0.060589 | 0.048639 | 0.012187 | 0.0032326 | 0.012541 | 0.016443 | 0.031108 | 0.031902 | 0.020775 | 0.00022841 | 0 | 0.00027322 | 0.00061536 | 0.11667 | 0.11492 | 0.10277 | 0.072379 | 0.056053 | 0.0725 | 0.07808 | 0.036498 | 0.03694 | 0.027221 | 0.005426 | 0.0020848 | 0.0060184 | 0.0094581
MIS_WUMS | 4.1507 | 3.7496 | 3.9048 | 3.6275 | 3.8144 | 4.554 | 5.0149 | 3.6907 | 3.4385 | 3.414 | 3.0828 | 3.2477 | 3.9873 | 4.4482 | 2.8099 | 3.2244 | 2.9189 | 2.8996 | 3.1152 | 3.8547 | 4.3156 | 3.229 | 3.6497 | 3.2729 | 3.3842 | 3.523 | 4.2625 | 4.7235 | MIS_WUMS | 0.027607 | 0.040138 | 0.029676 | 0.00021094 | 0 | 0.00011832 | 0.0006926 | 0.0049676 | 0.017852 | 0.00014698 | 1.16e-05 | 0 | 2.7699e-05 | 0 | 0.074714 | 0.092415 | 0.081537 | 0.047227 | 0.0283 | 0.050936 | 0.059739 | 0.021889 | 0.019788 | 0.014249 | 0.00074134 | 0.00022873 | 0.0010488 | 0.0014228
NENG_CT | 7.2095 | 7.2823 | 7.8645 | 6.4516 | 5.7787 | 6.5183 | 6.9792 | 4.1276 | 3.925 | 4.1401 | 3.3889 | 3.3552 | 4.0947 | 4.5556 | 2.3629 | 2.8418 | 2.8097 | 2.7383 | 2.9527 | 3.6923 | 4.1532 | 2.8436 | 3.3164 | 3.2161 | 3.2917 | 3.4438 | 4.1833 | 4.6442 | NENG_CT | 0.010523 | 0.0072422 | 0.0033893 | 0 | 0 | 0 | 0 | 0.0050759 | 0.0031098 | 0.0012717 | 0 | 0 | 0 | 0 | 0.06851 | 0.06165 | 0.054279 | 0 | 0 | 0 | 0 | 0.022916 | 0.019836 | 0.013434 | 0 | 0 | 0 | 0
NENG_ME | 7.1854 | 7.2583 | 7.8404 | 6.4275 | 5.7547 | 6.4942 | 6.9551 | 4.1036 | 3.9009 | 4.116 | 3.3648 | 3.3311 | 4.0706 | 4.5316 | 2.3388 | 2.8177 | 2.7856 | 2.7142 | 2.9287 | 3.6682 | 4.1291 | 2.8196 | 3.2923 | 3.192 | 3.2676 | 3.4197 | 4.1592 | 4.6202 | NENG_ME | 0.00082074 | 7.321e-05 | 4.532e-06 | 7.447e-06 | 6.1372e-05 | 1.4949e-05 | 2.112e-06 | 1.2349e-05 | 2.2464e-05 | 8.6924e-06 | 0 | 0 | 0 | 0 | 0.01447 | 0.014457 | 0.0061078 | 0.004184 | 0.0020608 | 0.0023809 | 0.002778 | 0.0053257 | 0.0032527 | 0.00095889 | 0.0001089 | 8.6441e-05 | 0.00012113 | 0.00045704
NENGREST | 7.1854 | 7.2583 | 7.8404 | 6.4275 | 5.7547 | 6.4942 | 6.9551 | 4.1036 | 3.9009 | 4.116 | 3.3648 | 3.3311 | 4.0706 | 4.5316 | 2.3388 | 2.8177 | 2.7856 | 2.7142 | 2.9287 | 3.6682 | 4.1291 | 2.8196 | 3.2923 | 3.192 | 3.2676 | 3.4197 | 4.1592 | 4.6202 | NENGREST | 0.0074959 | 0.0038372 | 0.00064627 | 0.00059198 | 0.00060563 | 0.0070994 | 0.0070905 | 0.0029533 | 0.0027367 | 0.00039461 | 0 | 0 | 0 | 0 | 0.076596 | 0.076836 | 0.070752 | 0.061187 | 0.047758 | 0.044665 | 0.04509 | 0.025947 | 0.024721 | 0.013233 | 0.0061625 | 0.001951 | 0.0048675 | 0.0059845
NY_Z_A | 3.4036 | 3.1915 | 3.7291 | 3.5083 | 3.7196 | 4.4592 | 4.9201 | 2.9759 | 2.8645 | 3.1836 | 2.9516 | 3.099 | 3.8385 | 4.2994 | 2.2303 | 2.6939 | 2.7673 | 2.8012 | 3.0099 | 3.7494 | 4.2103 | 2.4346 | 2.9517 | 2.9901 | 3.2107 | 3.3354 | 4.0749 | 4.5359 | NY_Z_A | 0.0058168 | 0.0057492 | 0.0052531 | 0 | 0 | 0 | 0 | 0.00058747 | 0.00081429 | 4.0464e-05 | 0 | 0 | 0 | 0 | 0.0018193 | 0.0026463 | 0.0026786 | 0.00010522 | 3.9173e-05 | 5.5997e-06 | 2.6795e-05 | 0.00095809 | 0.00061311 | 0.00011239 | 0 | 0 | 0 | 0
NY_Z_B | 3.2719 | 3.0546 | 3.6294 | 3.4568 | 3.6726 | 4.4121 | 4.8731 | 2.9033 | 2.8025 | 3.1401 | 2.9203 | 3.0685 | 3.808 | 4.269 | 2.1629 | 2.6334 | 2.7315 | 2.7742 | 2.9842 | 3.7237 | 4.1847 | 2.3555 | 2.8847 | 2.9512 | 3.1833 | 3.3069 | 4.0464 | 4.5073 | NY_Z_B | 0.0031544 | 0.0031596 | 0.0031477 | 0 | 0 | 0 | 0 | 0.00077064 | 0.0010696 | 0 | 0 | 0 | 0 | 0 | 0.0029231 | 0.0031311 | 0.0019825 | 8.0571e-05 | 0 | 0 | 0.00010703 | 0.0012349 | 0.0010482 | 0.00040039 | 0 | 0 | 0 | 0
NY_Z_C&E | 3.9867 | 3.7377 | 4.1301 | 3.8172 | 3.9996 | 4.7391 | 5.2001 | 3.2225 | 3.0681 | 3.3331 | 3.0415 | 3.1759 | 3.9154 | 4.3764 | 2.278 | 2.7506 | 2.8065 | 2.8129 | 3.0223 | 3.7618 | 4.2227 | 2.5369 | 3.048 | 3.0602 | 3.2564 | 3.3809 | 4.1204 | 4.5813 | NY_Z_C&E | 0.015019 | 0.015428 | 0.014136 | 5.5152e-05 | 0 | 0.0027995 | 0.001748 | 0.0080424 | 0.0084465 | 0.0047155 | 0 | 0 | 0 | 0 | 0.023777 | 0.024494 | 0.024399 | 0.01764 | 0.017611 | 0.0052175 | 0.0052574 | 0.0086169 | 0.0086731 | 0.0084758 | 0 | 0 | 9.0768e-06 | 0.00034983
NY_Z_D | 5.4164 | 5.1039 | 5.1314 | 4.538 | 4.6536 | 5.3932 | 5.8541 | 3.8607 | 3.5993 | 3.719 | 3.2841 | 3.3907 | 4.1302 | 4.5911 | 2.5083 | 2.9851 | 2.9566 | 2.8903 | 3.0984 | 3.8379 | 4.2988 | 2.8998 | 3.3746 | 3.2781 | 3.4025 | 3.5288 | 4.2683 | 4.7293 | NY_Z_D | 0 | 0 | 0 | 0 | 0 | 0 | 0 | 0 | 0 | 0 | 0 | 0 | 0 | 0 | 0 | 2.2869e-05 | 0.00033216 | 0 | 0 | 0 | 0 | 0 | 0 | 0 | 0 | 0 | 0 | 0
NY_Z_F | 5.4164 | 5.1039 | 5.1314 | 4.538 | 4.6536 | 5.3932 | 5.8541 | 3.8607 | 3.5993 | 3.719 | 3.2841 | 3.3907 | 4.1302 | 4.5911 | 2.5083 | 2.9851 | 2.9566 | 2.8903 | 3.0984 | 3.8379 | 4.2988 | 2.8998 | 3.3746 | 3.2781 | 3.4025 | 3.5288 | 4.2683 | 4.7293 | NY_Z_F | 0.026143 | 0.023779 | 0.01146 | 0 | 0 | 0 | 0 | 0.00030564 | 0.0014758 | 0.00016984 | 0 | 0 | 0 | 0 | 0.029365 | 0.047086 | 0.047004 | 0.012161 | 0.007233 | 0.0076339 | 0.0081854 | 0.0085124 | 0.011212 | 0.005157 | 0 | 0 | 0 | 0
NY_Z_G-I | 5.4164 | 5.1039 | 5.1314 | 4.538 | 4.6536 | 5.3932 | 5.8541 | 3.8607 | 3.5993 | 3.719 | 3.2841 | 3.3907 | 4.1302 | 4.5911 | 2.5083 | 2.9851 | 2.9566 | 2.8903 | 3.0984 | 3.8379 | 4.2988 | 2.8998 | 3.3746 | 3.2781 | 3.4025 | 3.5288 | 4.2683 | 4.7293 | NY_Z_G-I | 0.020105 | 0.020111 | 0.015402 | 7.1391e-05 | 0.00017648 | 0.0055683 | 0.0055456 | 0.013596 | 0.013598 | 0.003711 | 0 | 0 | 2.2503e-05 | 5.2281e-05 | 0.037817 | 0.037795 | 0.03578 | 0.019069 | 0.023307 | 0.026109 | 0.027744 | 0.013609 | 0.013609 | 0.010357 | 0.00072313 | 0.00055361 | 0.0023111 | 0.0023321
NY_Z_J | 6.8725 | 7.1539 | 6.514 | 5.1795 | 5.1609 | 5.9005 | 6.3614 | 4.0802 | 3.8854 | 3.906 | 3.4236 | 3.4782 | 4.2177 | 4.6786 | 2.5224 | 2.9875 | 2.9636 | 2.9048 | 3.1119 | 3.8515 | 4.3124 | 2.9345 | 3.4093 | 3.3022 | 3.4161 | 3.54 | 4.2795 | 4.7404 | NY_Z_J | 0.018496 | 0.015582 | 0.003861 | 0.0032802 | 0.0083872 | 0.010673 | 0.010975 | 0.011186 | 0.011916 | 0.0077912 | 1.402e-05 | 6.2713e-05 | 0.00033728 | 0.00024623 | 0.088624 | 0.082135 | 0.065622 | 0.062571 | 0.069685 | 0.07475 | 0.075203 | 0.021736 | 0.021661 | 0.013359 | 0.0067039 | 0.0067362 | 0.0079614 | 0.0085766
NY_Z_K | 6.8725 | 7.1539 | 6.514 | 5.1795 | 5.1609 | 5.9005 | 6.3614 | 4.0802 | 3.8854 | 3.906 | 3.4236 | 3.4782 | 4.2177 | 4.6786 | 2.5224 | 2.9875 | 2.9636 | 2.9048 | 3.1119 | 3.8515 | 4.3124 | 2.9345 | 3.4093 | 3.3022 | 3.4161 | 3.54 | 4.2795 | 4.7404 | NY_Z_K | 0.0054691 | 0.0013128 | 0.00011339 | 0.00010479 | 0.00014034 | 0.00024551 | 0.0010956 | 0.00090071 | 0.00094394 | 8.4459e-05 | 0 | 2.9225e-06 | 0.00029079 | 0.00021899 | 0.034458 | 0.03483 | 0.016126 | 0.0068844 | 0.0064738 | 0.006353 | 0.0068723 | 0.0033058 | 0.0029053 | 0.0012165 | 0.00029795 | 0.00028708 | 0.0005554 | 0.00063452
PJM_AP | 3.3792 | 3.1026 | 3.5769 | 3.3629 | 3.5549 | 4.2944 | 4.7554 | 2.8494 | 2.7444 | 3.0375 | 2.7831 | 2.9162 | 3.6557 | 4.1166 | 2.0955 | 2.5619 | 2.6271 | 2.6465 | 2.841 | 3.5805 | 4.0414 | 2.301 | 2.8253 | 2.8513 | 3.0567 | 3.17 | 3.9095 | 4.3705 | PJM_AP | 0.046583 | 0.04657 | 0.045408 | 0.029214 | 0.013833 | 0.061365 | 0.078634 | 0.02657 | 0.026842 | 0.022347 | 0.0027238 | 0 | 0.0039889 | 0.010317 | 0.075098 | 0.072821 | 0.067812 | 0.066939 | 0.066148 | 0.21263 | 0.26198 | 0.028237 | 0.026871 | 0.026282 | 0.016606 | 0.0059863 | 0.043216 | 0.057289
PJM_ATSI | 3.4728 | 3.1801 | 3.5689 | 3.3521 | 3.5496 | 4.2892 | 4.7501 | 3.0205 | 2.8856 | 3.0936 | 2.8268 | 2.978 | 3.7175 | 4.1785 | 2.3156 | 2.7582 | 2.6952 | 2.7009 | 2.9021 | 3.6417 | 4.1026 | 2.5674 | 3.0515 | 2.9498 | 3.131 | 3.2465 | 3.986 | 4.4469 | PJM_ATSI | 0.10257 | 0.10292 | 0.09501 | 0.078318 | 0.026695 | 0.083413 | 0.11826 | 0.068806 | 0.069131 | 0.048301 | 0.0095071 | 0.00020306 | 0.0085553 | 0.018039 | 0.20589 | 0.19912 | 0.17775 | 0.17897 | 0.17314 | 0.24782 | 0.28333 | 0.069962 | 0.069343 | 0.051767 | 0.04038 | 0.015948 | 0.029768 | 0.054015
PJM_COMD | 4.0248 | 3.6195 | 3.801 | 3.5514 | 3.7425 | 4.4821 | 4.943 | 3.5357 | 3.2886 | 3.3226 | 3.0147 | 3.1851 | 3.9246 | 4.3855 | 2.717 | 3.1264 | 2.9091 | 2.8915 | 3.1006 | 3.8401 | 4.3011 | 3.1245 | 3.5198 | 3.2103 | 3.3509 | 3.4764 | 4.2159 | 4.6768 | PJM_COMD | 0.022523 | 0.037226 | 0.020616 | 0 | 0 | 2.9318e-05 | 0.00011381 | 0.0016406 | 0.014738 | 0.00016909 | 0 | 0 | 0 | 1.7895e-05 | 0.087889 | 0.089877 | 0.086751 | 0.043398 | 0.00040392 | 0.0011243 | 0.0010606 | 0.016631 | 0.017595 | 0.0090108 | 0.00027456 | 2.5852e-06 | 2.3623e-05 | 3.5139e-05
PJM_Dom | 4.0018 | 3.6633 | 3.9848 | 3.6515 | 3.8003 | 4.5399 | 5.0008 | 3.2021 | 3.0757 | 3.272 | 2.9487 | 3.051 | 3.7905 | 4.2515 | 2.4846 | 2.8625 | 2.8729 | 2.804 | 2.9682 | 3.7077 | 4.1687 | 2.5927 | 3.1023 | 3.0543 | 3.2079 | 3.3067 | 4.0462 | 4.5071 | PJM_Dom | 0.061896 | 0.071967 | 0.0717 | 0.0023089 | 0.0020325 | 1.7136e-06 | 2.582e-05 | 0.042085 | 0.044339 | 0.018405 | 9.3694e-06 | 3.5504e-05 | 0 | 8.8152e-06 | 0.1572 | 0.1479 | 0.13941 | 0.11245 | 0.084689 | 8.5105e-05 | 8.6939e-05 | 0.05789 | 0.052171 | 0.043478 | 0.010333 | 0.0024173 | 1.3655e-05 | 1.472e-05
PJM_EMAC | 4.199 | 3.8687 | 4.177 | 3.8292 | 3.9873 | 4.7269 | 5.1878 | 3.3688 | 3.2373 | 3.4304 | 3.0975 | 3.2091 | 3.9486 | 4.4096 | 2.5579 | 2.955 | 2.9682 | 2.9077 | 3.0926 | 3.8321 | 4.2931 | 2.7138 | 3.2207 | 3.1747 | 3.3278 | 3.4363 | 4.1758 | 4.6367 | PJM_EMAC | 0.065737 | 0.07335 | 0.071637 | 0.026019 | 0.028399 | 0.089739 | 0.12456 | 0.028938 | 0.039258 | 0.0024435 | 0.0019636 | 0.0057755 | 0.026482 | 0.03784 | 0.23375 | 0.23732 | 0.23385 | 0.15845 | 0.15192 | 0.22831 | 0.31658 | 0.072014 | 0.059562 | 0.039316 | 0.012054 | 0.017572 | 0.044696 | 0.069
PJM_PENE | 3.0959 | 2.8642 | 3.4229 | 3.2631 | 3.4783 | 4.2179 | 4.6788 | 2.7227 | 2.6231 | 2.953 | 2.7333 | 2.8826 | 3.6221 | 4.083 | 1.9947 | 2.4639 | 2.5527 | 2.5944 | 2.8025 | 3.542 | 4.003 | 2.19 | 2.716 | 2.7741 | 3.0036 | 3.1251 | 3.8646 | 4.3255 | PJM_PENE | 0.034768 | 0.034598 | 0.034112 | 0.025156 | 0.00081886 | 0.01139 | 0.034014 | 0.023167 | 0.023197 | 0.023054 | 0 | 0 | 0 | 0.00015387 | 0.072794 | 0.066868 | 0.064817 | 0.06397 | 0.064037 | 0.064277 | 0.064461 | 0.023662 | 0.02332 | 0.023077 | 0.0083087 | 0.0008976 | 0.007543 | 0.0077343
PJM_SMAC | 4.0836 | 3.7428 | 4.0689 | 3.738 | 3.8938 | 4.6334 | 5.0943 | 3.2358 | 3.116 | 3.3424 | 3.0281 | 3.1429 | 3.8824 | 4.3434 | 2.4009 | 2.8595 | 2.8869 | 2.8683 | 3.0561 | 3.7957 | 4.2566 | 2.6303 | 3.1491 | 3.1192 | 3.2853 | 3.3954 | 4.135 | 4.5959 | PJM_SMAC | 0.02963 | 0.034319 | 0.024685 | 0.0090032 | 0.017791 | 0.010238 | 0.011288 | 0.018204 | 0.02288 | 0.0071525 | 0.0034788 | 0.0015588 | 0.0025353 | 0.0040906 | 0.070931 | 0.067644 | 0.061317 | 0.053345 | 0.048757 | 0.064138 | 0.063061 | 0.024259 | 0.023309 | 0.014781 | 0.0060254 | 0.0063883 | 0.0064592 | 0.006475
PJM_West | 3.7052 | 3.3757 | 3.6936 | 3.4352 | 3.6136 | 4.3531 | 4.8141 | 3.1794 | 3.0308 | 3.1884 | 2.887 | 3.0275 | 3.7671 | 4.228 | 2.4999 | 2.9193 | 2.8123 | 2.7773 | 2.9669 | 3.7064 | 4.1674 | 2.7262 | 3.205 | 3.0473 | 3.2004 | 3.3103 | 4.0498 | 4.5107 | PJM_West | 0.12412 | 0.12661 | 0.13053 | 0.055914 | 0.027257 | 0.058853 | 0.07698 | 0.06542 | 0.072499 | 0.051341 | 0.0018082 | 0 | 0.0010421 | 0.0028602 | 0.19876 | 0.19258 | 0.21038 | 0.16585 | 0.14321 | 0.1776 | 0.18121 | 0.072175 | 0.062023 | 0.070835 | 0.027585 | 0.011509 | 0.027521 | 0.03371
PJM_WMAC | 3.2726 | 3.0094 | 3.5145 | 3.3271 | 3.5282 | 4.2677 | 4.7286 | 2.7942 | 2.6911 | 2.9971 | 2.7561 | 2.8989 | 3.6385 | 4.0994 | 2.0333 | 2.5006 | 2.5788 | 2.6064 | 2.813 | 3.5525 | 4.0134 | 2.2411 | 2.7648 | 2.8058 | 3.0211 | 3.14 | 3.8795 | 4.3404 | PJM_WMAC | 0.12749 | 0.13117 | 0.12229 | 0.084484 | 0.081001 | 0.092898 | 0.10118 | 0.073255 | 0.073266 | 0.061372 | 0.0018101 | 4.8278e-06 | 0.006428 | 0.017895 | 0.24244 | 0.23793 | 0.18276 | 0.16038 | 0.1627 | 0.18867 | 0.18773 | 0.076437 | 0.070377 | 0.062418 | 0.044544 | 0.031943 | 0.052121 | 0.054942
S_C_KY | 3.8876 | 3.5626 | 3.9006 | 3.6208 | 3.7875 | 4.527 | 4.9879 | 3.2893 | 3.1646 | 3.3553 | 3.0515 | 3.1864 | 3.9259 | 4.3868 | 2.6307 | 3.0915 | 3.0116 | 2.9676 | 3.1514 | 3.8909 | 4.3518 | 2.8391 | 3.3395 | 3.2153 | 3.364 | 3.4684 | 4.208 | 4.6689 | S_C_KY | 0.032511 | 0.033028 | 0.024076 | 0.011646 | 0.0044663 | 0.013327 | 0.013965 | 0.021838 | 0.022121 | 0.0088082 | 0 | 0 | 0.00020177 | 0.00053057 | 0.065779 | 0.064789 | 0.052444 | 0.059792 | 0.054186 | 0.057663 | 0.072443 | 0.023811 | 0.022325 | 0.013316 | 0.0052734 | 0.0026119 | 0.006737 | 0.0069544
S_C_TVA | 3.8291 | 3.4961 | 3.8142 | 3.5186 | 3.6744 | 4.4139 | 4.8748 | 3.279 | 3.1499 | 3.3209 | 2.9881 | 3.1222 | 3.8617 | 4.3226 | 2.7606 | 3.2427 | 3.0802 | 2.9735 | 3.1534 | 3.8929 | 4.3538 | 2.8797 | 3.3929 | 3.2105 | 3.3309 | 3.4347 | 4.1742 | 4.6352 | S_C_TVA | 0.10214 | 0.10443 | 0.06544 | 0.0072352 | 0.0021779 | 0.0094638 | 0.018153 | 0.072632 | 0.056108 | 0.0082281 | 0 | 0 | 0 | 0.00032899 | 0.25736 | 0.24642 | 0.2332 | 0.19974 | 0.086233 | 0.1292 | 0.16251 | 0.087799 | 0.066066 | 0.044001 | 0.003732 | 0.0015209 | 0.0049977 | 0.011449
S_D_AECI | 3.8874 | 3.5466 | 3.7772 | 3.5095 | 3.688 | 4.4275 | 4.8884 | 3.3836 | 3.2224 | 3.3039 | 2.9897 | 3.1649 | 3.9044 | 4.3654 | 2.7424 | 3.1905 | 2.9753 | 2.9278 | 3.1361 | 3.8756 | 4.3365 | 2.992 | 3.47 | 3.184 | 3.3221 | 3.452 | 4.1915 | 4.6525 | S_D_AECI | 0.0039884 | 0.0048376 | 0.0077345 | 0.00010516 | 6.5854e-05 | 0.00026556 | 0.00036799 | 3.7905e-05 | 6.8856e-05 | 0 | 0 | 0 | 0 | 0 | 0.020555 | 0.020583 | 0.025295 | 0.0022025 | 0.00034921 | 0.0077256 | 0.0080756 | 0.0012891 | 0.0017846 | 0.0014098 | 1.4799e-06 | 0 | 1.5443e-06 | 1.5443e-06
S_SOU | 3.8806 | 3.5457 | 3.8716 | 3.5562 | 3.6941 | 4.4336 | 4.8946 | 3.355 | 3.2336 | 3.4179 | 3.0567 | 3.1789 | 3.9184 | 4.3793 | 3.0093 | 3.5531 | 3.3025 | 3.1291 | 3.3098 | 4.0493 | 4.5103 | 2.9936 | 3.522 | 3.3297 | 3.4259 | 3.5214 | 4.2609 | 4.7218 | S_SOU | 0.21737 | 0.21214 | 0.17451 | 0.043357 | 0.013793 | 0.027382 | 0.055668 | 0.12021 | 0.11767 | 0.070802 | 0.0025281 | 0.00022334 | 0.0010587 | 0.0082503 | 0.46838 | 0.45223 | 0.4494 | 0.36855 | 0.3075 | 0.37863 | 0.44769 | 0.15676 | 0.13383 | 0.11694 | 0.044029 | 0.0079406 | 0.023403 | 0.050358
S_VACA | 4.2764 | 3.9453 | 4.2622 | 3.9322 | 4.0786 | 4.8181 | 5.279 | 3.6832 | 3.5553 | 3.7155 | 3.357 | 3.4732 | 4.2127 | 4.6737 | 3.2232 | 3.6412 | 3.5103 | 3.3389 | 3.5014 | 4.2409 | 4.7018 | 3.2259 | 3.7601 | 3.5871 | 3.6887 | 3.7887 | 4.5282 | 4.9892 | S_VACA | 0.13151 | 0.1428 | 0.14601 | 0.12041 | 0.11065 | 0.18233 | 0.21278 | 0.088849 | 0.081527 | 0.038263 | 0.011025 | 0.006279 | 0.025535 | 0.05268 | 0.28477 | 0.25932 | 0.24278 | 0.23497 | 0.24758 | 0.33341 | 0.4169 | 0.10253 | 0.089149 | 0.079093 | 0.059461 | 0.054704 | 0.083428 | 0.10916
SPP_KIAM | 3.6482 | 3.3019 | 3.5437 | 3.306 | 3.4875 | 4.2271 | 4.688 | 3.1593 | 3.007 | 3.0794 | 2.797 | 2.9788 | 3.7183 | 4.1793 | 2.5954 | 3.0402 | 2.802 | 2.7637 | 2.9594 | 3.6989 | 4.1598 | 2.8028 | 3.258 | 2.9629 | 3.1279 | 3.2415 | 3.981 | 4.442 | SPP_KIAM | 0.0009894 | 0.0031888 | 0.00079353 | 0 | 0 | 0 | 0 | 0.0022543 | 0.00050855 | 0 | 0 | 0 | 0 | 0 | 0.029774 | 0.027191 | 0.00030812 | 1.6217e-05 | 1.6217e-05 | 1.6217e-05 | 1.6217e-05 | 0.010393 | 0.00080254 | 0.00030859 | 0 | 0 | 0 | 0
SPP_N | 3.8508 | 3.4925 | 3.7108 | 3.468 | 3.6526 | 4.3921 | 4.8531 | 3.3567 | 3.1799 | 3.2281 | 2.9385 | 3.1224 | 3.8619 | 4.3228 | 2.7145 | 3.1358 | 2.8799 | 2.8654 | 3.0674 | 3.807 | 4.2679 | 2.9726 | 3.4186 | 3.097 | 3.2573 | 3.3793 | 4.1188 | 4.5797 | SPP_N | 0.0020844 | 0.0033797 | 0.001966 | 0.00026552 | 1.34e-06 | 0.00025636 | 0.00025869 | 1.1325e-06 | 1.1325e-06 | 0 | 0 | 0 | 0 | 0 | 0.024582 | 0.021681 | 0.0059473 | 0.0034861 | 0.0032493 | 0.0033328 | 0.0037204 | 0.00074749 | 0.00068146 | 0.00048197 | 8.1967e-05 | 0 | 0.00049426 | 0.00051769
SPP_NEBR | 4.2499 | 3.873 | 4.081 | 3.8586 | 4.0511 | 4.7906 | 5.2515 | 3.7651 | 3.5734 | 3.5879 | 3.316 | 3.5131 | 4.2526 | 4.7135 | 3.0833 | 3.476 | 3.2105 | 3.2215 | 3.4158 | 4.1553 | 4.6163 | 3.377 | 3.793 | 3.445 | 3.623 | 3.7436 | 4.4831 | 4.9441 | SPP_NEBR | 0.0003008 | 0.00029522 | 0.00029997 | 0.00024107 | 0 | 0.00020358 | 0.00022032 | 0 | 0 | 0 | 0 | 0 | 0 | 0 | 0.001365 | 0.002759 | 0.0019432 | 0.0017117 | 0.001484 | 0.0032481 | 0.0031633 | 2.2744e-06 | 1.8057e-06 | 3.3963e-05 | 0 | 0 | 0 | 0
SPP_SPS | 3.8637 | 3.4737 | 3.6493 | 3.4269 | 3.6312 | 4.3707 | 4.8317 | 3.3175 | 3.1404 | 3.0925 | 2.8377 | 3.1033 | 3.8428 | 4.3038 | 2.7966 | 3.2089 | 3.0306 | 2.8791 | 3.066 | 3.8056 | 4.2665 | 2.9733 | 3.376 | 2.9754 | 3.1455 | 3.3099 | 4.0494 | 4.5104 | SPP_SPS | 0.0011812 | 0.0013136 | 0.00032857 | 0 | 0 | 0 | 0.0001194 | 2.041e-06 | 9.4887e-06 | 0 | 0 | 0 | 0 | 0 | 0.012177 | 0.015046 | 0.00019487 | 0.00014275 | 0 | 3.2834e-05 | 3.8306e-05 | 0.00012666 | 0.00034098 | 1.6028e-05 | 0 | 0 | 0 | 0
SPP_WAUE | 3.802 | 3.3938 | 3.5546 | 3.2871 | 3.487 | 4.2265 | 4.6875 | 3.2983 | 3.0505 | 3.0164 | 2.693 | 2.9429 | 3.6824 | 4.1433 | 2.466 | 2.8317 | 2.5767 | 2.5744 | 2.7436 | 3.4831 | 3.9441 | 2.8868 | 3.2688 | 2.9145 | 3.0288 | 3.1211 | 3.8606 | 4.3216 | SPP_WAUE | 0.00035691 | 0.00053316 | 0.00072512 | 0.00022114 | 0 | 7.5761e-05 | 0.00022114 | 0 | 0 | 0 | 0 | 0 | 0 | 0 | 0.0055278 | 0.0061346 | 0.0019277 | 0.00093116 | 0.00016708 | 0.0016375 | 0.0018203 | 9.0946e-05 | 8.9198e-05 | 7.6605e-05 | 7.5206e-05 | 0 | 8.3951e-05 | 0.00010494
SPP_WEST | 3.6482 | 3.3019 | 3.5437 | 3.306 | 3.4875 | 4.2271 | 4.688 | 3.1593 | 3.007 | 3.0794 | 2.797 | 2.9788 | 3.7183 | 4.1793 | 2.5954 | 3.0402 | 2.802 | 2.7637 | 2.9594 | 3.6989 | 4.1598 | 2.8028 | 3.258 | 2.9629 | 3.1279 | 3.2415 | 3.981 | 4.442 | SPP_WEST | 0.029046 | 0.038863 | 0.010287 | 0.00036807 | 0 | 0.00037364 | 0.0021215 | 0.003302 | 0.003053 | 0 | 0 | 0 | 0 | 0 | 0.12745 | 0.12187 | 0.042255 | 0.010645 | 0.008953 | 0.011313 | 0.027795 | 0.02131 | 0.015831 | 0.0021053 | 0 | 0 | 7.0639e-05 | 0.0013542
WEC_BANC | 4.6821 | 3.6951 | 3.8575 | 3.3966 | 3.3041 | 4.0436 | 4.5046 | 3.8698 | 3.4195 | 3.1029 | 2.6768 | 2.9876 | 3.7271 | 4.188 | 3.6302 | 3.1256 | 3.0965 | 2.8159 | 2.8716 | 3.6111 | 4.0721 | 3.4843 | 3.6627 | 2.8764 | 2.9304 | 3.292 | 4.0315 | 4.4924 | WEC_BANC | 0.021788 | 0.024751 | 0.025768 | 0.025766 | 0.022708 | 0.023834 | 0.025863 | 0.012806 | 0.013489 | 0.014195 | 0.011136 | 0 | 2.6367e-06 | 0.0035096 | 0.03371 | 0.036122 | 0.034634 | 0.02659 | 0.0092437 | 0.0094922 | 0.011377 | 0.014567 | 0.016329 | 0.015874 | 0.016062 | 0.011521 | 0.013558 | 0.014883
WEC_CALN | 4.6249 | 3.8143 | 3.9504 | 3.6343 | 3.7153 | 4.4549 | 4.9158 | 3.7162 | 3.415 | 3.1874 | 2.8763 | 3.2443 | 3.9839 | 4.4448 | 3.6121 | 3.4687 | 3.8355 | 3.1034 | 3.2025 | 3.942 | 4.4029 | 3.3514 | 3.6776 | 3.0804 | 3.1513 | 3.4657 | 4.2052 | 4.6662 | WEC_CALN | 0.095717 | 0.11692 | 0.11813 | 0.11206 | 0.024052 | 0.029151 | 0.036329 | 0.047512 | 0.047376 | 0.038999 | 0.024745 | 0 | 0.00017512 | 0.00073438 | 0.14149 | 0.12514 | 0.080141 | 0.073636 | 0.00069801 | 0.0054618 | 0.013237 | 0.068656 | 0.078061 | 0.073439 | 0.071479 | 0.021188 | 0.026964 | 0.034454
WEC_LADW | 4.7101 | 3.7987 | 3.9326 | 3.5794 | 3.615 | 4.3546 | 4.8155 | 3.7748 | 3.4254 | 3.1711 | 2.8316 | 3.1833 | 3.9228 | 4.3838 | 3.7327 | 3.5573 | 3.7475 | 3.0518 | 3.1276 | 3.8672 | 4.3281 | 3.4107 | 3.6818 | 3.033 | 3.0988 | 3.426 | 4.1655 | 4.6265 | WEC_LADW | 0.024196 | 0.037043 | 0.037222 | 0.036992 | 0.023992 | 0.023878 | 0.021375 | 0.0064067 | 0.012963 | 0.0082922 | 0.0061091 | 0 | 0 | 0.00013969 | 0.022997 | 0.05394 | 0.027655 | 0.022791 | 0.00036204 | 0.0014218 | 0.0029144 | 0.01972 | 0.022999 | 0.025163 | 0.026171 | 0.012575 | 0.015079 | 0.021159
WEC_SDGE | 4.7505 | 3.9137 | 4.0183 | 3.7753 | 3.9357 | 4.6752 | 5.1362 | 3.6925 | 3.4426 | 3.2498 | 3.0004 | 3.3882 | 4.1278 | 4.5887 | 3.8451 | 4.0005 | 4.4081 | 3.2962 | 3.3942 | 4.1337 | 4.5947 | 3.3451 | 3.7128 | 3.2003 | 3.2755 | 3.5711 | 4.3106 | 4.7715 | WEC_SDGE | 0.015937 | 0.01746 | 0.017805 | 0.016995 | 0.006553 | 0.0064539 | 0.0096929 | 0.0077729 | 0.010485 | 0.0036507 | 0.0035172 | 0 | 0 | 4.3221e-05 | 0.021497 | 0.016211 | 0.011052 | 0.010571 | 0.00022699 | 0.00061183 | 0.0064743 | 0.011716 | 0.012057 | 0.011596 | 0.011432 | 0.0031554 | 0.0032437 | 0.0057626
WECC_AZ | 4.1998 | 3.6223 | 3.7345 | 3.4799 | 3.6587 | 4.3982 | 4.8592 | 3.357 | 3.1571 | 2.9836 | 2.7052 | 3.1095 | 3.849 | 4.31 | 3.2676 | 3.7091 | 4.1068 | 3.0324 | 3.1302 | 3.8697 | 4.3306 | 2.9972 | 3.4202 | 2.9223 | 3.0113 | 3.2793 | 4.0188 | 4.4797 | WECC_AZ | 0.034171 | 0.066848 | 0.089982 | 0.060811 | 0.02841 | 0.056048 | 0.050712 | 0.019594 | 0.031102 | 0.020061 | 0.0095009 | 0 | 0.0011045 | 0.0012172 | 0.12623 | 0.13117 | 0.15101 | 0.14144 | 0.046274 | 0.128 | 0.11295 | 0.033662 | 0.041554 | 0.050698 | 0.033392 | 0.02191 | 0.029362 | 0.030497
WECC_CO | 3.9954 | 3.5439 | 3.6946 | 3.4488 | 3.6608 | 4.4003 | 4.8612 | 3.2808 | 3.1279 | 2.9929 | 2.7293 | 3.1374 | 3.8769 | 4.3379 | 2.7147 | 3.142 | 3.4195 | 2.9305 | 3.091 | 3.8305 | 4.2915 | 2.9718 | 3.3846 | 2.9366 | 3.0631 | 3.3101 | 4.0496 | 4.5105 | WECC_CO | 0.023884 | 0.038877 | 0.046202 | 0.047391 | 0.033568 | 0.04735 | 0.05716 | 0.010188 | 0.014745 | 0.011119 | 0.004752 | 0 | 0.0040923 | 0.007268 | 0.065972 | 0.057292 | 0.069482 | 0.037484 | 0.013986 | 0.02199 | 0.031513 | 0.017472 | 0.024794 | 0.032045 | 0.032508 | 0.022528 | 0.029453 | 0.036105
WECC_ID | 4.0369 | 3.4385 | 3.6597 | 3.4002 | 3.6058 | 4.3454 | 4.8063 | 3.258 | 3.0801 | 2.8885 | 2.6102 | 3.0552 | 3.7947 | 4.2557 | 2.5136 | 2.9109 | 3.581 | 2.8789 | 2.9768 | 3.7164 | 4.1773 | 2.9109 | 3.3318 | 2.8429 | 2.9493 | 3.2209 | 3.9605 | 4.4214 | WECC_ID | 0.030563 | 0.034684 | 0.034744 | 0.034684 | 0.034684 | 0.044564 | 0.048584 | 0.0057412 | 0.015033 | 0.0089039 | 0.0012902 | 0 | 6.9857e-05 | 0.00068028 | 0.035116 | 0.054042 | 0.023844 | 0.028963 | 0.0024754 | 0.0060897 | 0.010917 | 0.021569 | 0.023508 | 0.023541 | 0.02354 | 0.02354 | 0.035774 | 0.035798
WECC_IID | 4.7381 | 3.9024 | 4.0077 | 3.7623 | 3.926 | 4.6655 | 5.1264 | 3.6798 | 3.4313 | 3.2393 | 2.9865 | 3.379 | 4.1186 | 4.5795 | 3.8352 | 3.989 | 4.3984 | 3.2877 | 3.3837 | 4.1232 | 4.5841 | 3.3371 | 3.7008 | 3.1895 | 3.2672 | 3.56 | 4.2996 | 4.7605 | WECC_IID | 0 | 0.00015022 | 0.00063158 | 0 | 0 | 0 | 0 | 0 | 0 | 3.0643e-06 | 0 | 0 | 0 | 0 | 0 | 0 | 0 | 0 | 0 | 0 | 0 | 0.00015022 | 0 | 0.00015022 | 0.00015022 | 0 | 3.1671e-05 | 3.1671e-05
WECC_MT | 4.0102 | 3.6085 | 3.7643 | 3.4989 | 3.7213 | 4.4609 | 4.9218 | 3.5862 | 3.3256 | 3.2661 | 2.9282 | 3.2884 | 4.0279 | 4.4888 | 2.7855 | 3.1058 | 2.8565 | 2.8583 | 2.9646 | 3.7041 | 4.1651 | 3.1848 | 3.5546 | 3.1783 | 3.2505 | 3.2735 | 4.013 | 4.4739 | WECC_MT | 0 | 0.00024557 | 0 | 0 | 0 | 0 | 0 | 0 | 0 | 0 | 0 | 0 | 0 | 0 | 0 | 0 | 0.001964 | 0 | 0 | 0 | 0 | 0 | 0.00037764 | 0.00028247 | 0 | 0 | 0 | 0
WECC_NM | 3.8172 | 3.3727 | 3.5112 | 3.2575 | 3.4772 | 4.2167 | 4.6777 | 3.144 | 2.9667 | 2.8238 | 2.554 | 2.9579 | 3.6974 | 4.1583 | 2.7636 | 3.2044 | 3.3327 | 2.7957 | 2.9638 | 3.7033 | 4.1642 | 2.8061 | 3.1998 | 2.7357 | 2.8616 | 3.1222 | 3.8617 | 4.3227 | WECC_NM | 0.0013064 | 0.0035104 | 0.0095914 | 0.0027628 | 0 | 0.0027394 | 0.0032298 | 0.0013262 | 0.00016006 | 0.00022037 | 0.00020832 | 0 | 0.00021594 | 0 | 0.033887 | 0.025873 | 0.043209 | 0.044908 | 0.051157 | 0.063294 | 0.068537 | 0.0027945 | 0.0023331 | 0.0038263 | 0.0033759 | 0.0016893 | 0.0068367 | 0.0057132
WECC_NNV | 4.1836 | 3.6301 | 3.78 | 3.5375 | 3.7335 | 4.473 | 4.934 | 3.3772 | 3.1831 | 3.0113 | 2.7463 | 3.1826 | 3.9221 | 4.3831 | 2.8946 | 3.0547 | 3.733 | 3.0067 | 3.1285 | 3.868 | 4.3289 | 3.0282 | 3.4538 | 2.9496 | 3.0665 | 3.3469 | 4.0864 | 4.5473 | WECC_NNV | 0.0027439 | 0.002736 | 0.0039495 | 0.0048911 | 0.0066902 | 0.0023242 | 0.0027043 | 0.00037304 | 8.5174e-05 | 0.001659 | 0.0014808 | 0 | 0 | 0 | 0.00041971 | 0.0010469 | 0.0013021 | 0.0013021 | 0 | 0.0005322 | 0.00036475 | 0.0026482 | 0.00261 | 0.0026053 | 0.0026092 | 0.0026053 | 0.0026053 | 0.004927
WECC_PNW | 4.069 | 3.3753 | 3.4662 | 3.1057 | 3.1203 | 3.8598 | 4.3207 | 3.3096 | 3.0342 | 2.7773 | 2.4054 | 2.6423 | 3.3818 | 3.8427 | 2.6329 | 2.759 | 2.7203 | 2.4655 | 2.5441 | 3.2836 | 3.7445 | 2.9257 | 3.2682 | 2.5904 | 2.6737 | 2.8656 | 3.6051 | 4.066 | WECC_PNW | 0.075854 | 0.043743 | 0.045888 | 0.04328 | 0.040375 | 0.038412 | 0.037865 | 0.018996 | 0.0035325 | 0.002669 | 0.00065017 | 0 | 3.7753e-05 | 0.00035697 | 0.038364 | 0.022124 | 0.030462 | 0.034994 | 0.00062982 | 8.0521e-05 | 0.0026416 | 0.050073 | 0.045622 | 0.030388 | 0.02593 | 0.026299 | 0.024409 | 0.024695
WECC_SCE | 4.5962 | 3.874 | 3.9969 | 3.7532 | 3.9209 | 4.6605 | 5.1214 | 3.6393 | 3.4128 | 3.2296 | 2.9761 | 3.3727 | 4.1122 | 4.5732 | 3.603 | 3.6402 | 4.205 | 3.2472 | 3.3679 | 4.1074 | 4.5684 | 3.285 | 3.6851 | 3.1824 | 3.2618 | 3.5526 | 4.2921 | 4.753 | WECC_SCE | 0.070285 | 0.075893 | 0.080254 | 0.075887 | 0.030242 | 0.030836 | 0.034988 | 0.025757 | 0.035977 | 0.017019 | 0.014117 | 0 | 0 | 0.0020248 | 0.11726 | 0.12012 | 0.076428 | 0.03656 | 0.0011316 | 0.0034979 | 0.0042876 | 0.06314 | 0.071823 | 0.069289 | 0.05446 | 0.0176 | 0.015367 | 0.014
WECC_SNV | 4.227 | 3.6284 | 3.7772 | 3.5236 | 3.7236 | 4.4631 | 4.924 | 3.3701 | 3.1761 | 3.012 | 2.7389 | 3.1753 | 3.9148 | 4.3758 | 3.1563 | 3.0706 | 3.8071 | 3.0162 | 3.1523 | 3.8918 | 4.3527 | 3.0327 | 3.448 | 2.9657 | 3.0676 | 3.3427 | 4.0822 | 4.5431 | WECC_SNV | 0.024659 | 0.031471 | 0.034546 | 0.03389 | 0.018895 | 0.013423 | 0.014836 | 0.011031 | 0.011887 | 0.01276 | 0.0096216 | 0 | 0.0046619 | 0.0067368 | 0.050873 | 0.063817 | 0.060191 | 0.063269 | 0.019022 | 0.0082775 | 0.0071719 | 0.015218 | 0.016 | 0.01811 | 0.018483 | 0.011317 | 0.011317 | 0.011274
WECC_UT | 4.0355 | 3.541 | 3.6864 | 3.4204 | 3.6368 | 4.3763 | 4.8373 | 3.2708 | 3.0814 | 2.9316 | 2.662 | 3.1175 | 3.857 | 4.3179 | 2.6665 | 3.081 | 3.6888 | 2.9597 | 3.1077 | 3.8472 | 4.3081 | 2.9494 | 3.3479 | 2.8722 | 2.9973 | 3.2761 | 4.0157 | 4.4766 | WECC_UT | 0.030946 | 0.050359 | 0.05225 | 0.050835 | 0.050835 | 0.064363 | 0.071607 | 0.0078202 | 0.022901 | 0.024839 | 0.021961 | 0.0019451 | 0.0091546 | 0.011219 | 0.082638 | 0.083378 | 0.076141 | 0.086806 | 0.056334 | 0.068631 | 0.078335 | 0.022497 | 0.031802 | 0.03447 | 0.034541 | 0.033049 | 0.039549 | 0.04345
WECC_WY | 3.7919 | 3.3824 | 3.548 | 3.3219 | 3.5304 | 4.2699 | 4.7308 | 3.2663 | 3.0469 | 2.9736 | 2.6858 | 2.9973 | 3.7368 | 4.1977 | 2.5219 | 2.9012 | 2.7987 | 2.6925 | 2.9065 | 3.646 | 4.107 | 2.8931 | 3.2826 | 2.896 | 3.0268 | 3.2009 | 3.9404 | 4.4013 | WECC_WY | 0 | 0.001286 | 0 | 0 | 0 | 0 | 0.00032848 | 0 | 1.8859e-05 | 0 | 0 | 0 | 0 | 0 | 0.002035 | 0.0021025 | 0.019566 | 0.0040895 | 0 | 0.0095024 | 0.027662 | 7.808e-08 | 3.1047e-05 | 0.0015795 | 0 | 0 | 0.00023056 | 0.00025507