## Summary
EPA IPM Summary Run Results
Projections for Continental U.S.
Baseline Sens High Demand
All costs and prices are in 2022-year dollars | Values in red are rounded to zero, not equal to zero
NATIONWIDE EMISSIONS | 2028 | 2030 | 2035 | 2040 | 2045 | 2050 | 2055
SO2 (million tons) | 0.43497 | 0.39655 | 0.36033 | 0.1771 | 0.064566 | 0.14425 | 0.2061
NOx (million tons) | 0.44163 | 0.39142 | 0.30888 | 0.19152 | 0.11896 | 0.17557 | 0.22275
CO2 (million metric tons) | 1136.5412 | 1118.5951 | 868.6251 | 543.809 | 357.2231 | 535.4306 | 672.5597
Hg (tons) | 2.976 | 2.9902 | 2.6585 | 2.0584 | 1.4824 | 1.8108 | 2.0672
HCL (Mtons) | 2.3342 | 2.2144 | 1.7823 | 1.0204 | 0.42042 | 0.78472 | 1.0367
TOTAL COSTS | 2028 | 2030 | 2035 | 2040 | 2045 | 2050 | 2055
Total Costs (billion $) | 136.7888 | 145.6914 | 160.1156 | 167.9073 | 183.0206 | 199.0878 | 222.3193
PRICES | 2028 | 2030 | 2035 | 2040 | 2045 | 2050 | 2055
National Wholesale Electricity Price (mills/kWh) | 36.0087 | 40.9094 | 37.2824 | 34.458 | 29.0408 | 37.3511 | 42.7968
Natural Gas Prices (2022 $/MMBtu)
Henry Hub | 3.1499 | 3.3397 | 3.5238 | 3.4032 | 3.5017 | 4.1972 | 4.811
Delivered | 3.2236 | 3.4143 | 3.5409 | 3.3708 | 3.4893 | 4.1886 | 4.797
Minemouth Coal Prices (2022 $/MMBtu)
Appalachia | 1.4765 | 1.5152 | 1.6078 | 1.6125 | 1.8427 | 1.789 | 1.8254
Imports | 2028: 4.729; 2030: 4.4503; 2035: 4.3028
Interior | 1.5558 | 1.5839 | 1.723 | 1.7704 | 1.8666 | 1.96 | 1.9754
Waste Coal | 0.79902 | 0.9822 | 1.0354 | 1.1433 | 1.0744 | 1.4498 | 1.787
West | 0.85173 | 0.87967 | 0.91563 | 1.0225 | 1.2777 | 1.1285 | 1.1019
National | 1.1014 | 1.1404 | 1.2114 | 1.3259 | 1.5201 | 1.426 | 1.3916
TOTAL CAPACITY (Cumulative GW) | 2028 | 2030 | 2035 | 2040 | 2045 | 2050 | 2055
Hydro | 102.4067 | 103.7306 | 107.3678 | 111.8747 | 112.2604 | 112.2604 | 112.2605
Non-Hydro Renewables | 420.8438 | 467.6437 | 727.5487 | 1053.8268 | 1410.0614 | 1439.9283 | 1498.6056
Biomass | 0.2029 | 0.2029 | 0.1909 | 0.1444 | 0.1444 | 0.1444 | 0.1444
Geothermal | 3.2112 | 3.2112 | 3.2112 | 3.2112 | 3.2853 | 3.2853 | 3.2853
Landfill Gas | 3.1949 | 3.1949 | 3.0753 | 3.0753 | 3.0753 | 4.4817 | 5.5548
Solar | 183.1344 | 184.8849 | 301.2937 | 367.993 | 554.1421 | 574.9957 | 606.7805
Wind | 231.1004 | 276.1498 | 419.7777 | 679.4028 | 849.4143 | 857.0213 | 882.8407
Distributed Solar PV | 83.124 | 94.6302 | 126.1887 | 161.0778 | 197.6124 | 242.6817 | 300.4437
Coal | 102.905 | 85.0984 | 60.3381 | 48.3657 | 36.6534 | 34.9816 | 34.3622
Coal without CCS | 102.31 | 83.9486 | 51.0591 | 39.1365 | 36.0604 | 34.3886 | 33.7692
IGCC without CCS | 0.595 | 0.595 | 0 | 0 | 0 | 0 | 0
Coal with CCS | 0 | 0.55484 | 9.279 | 9.2292 | 0.59306 | 0.59306 | 0.59306
Energy Storage | 45.8085 | 55.8121 | 118.8149 | 143.2403 | 188.2398 | 188.34 | 191.7994
Nuclear | 93.5696 | 90.882 | 83.6945 | 79.0619 | 64.844 | 46.2935 | 29.4607
Natural Gas | 481.643 | 488.679 | 486.1043 | 554.9694 | 619.3747 | 742.1816 | 839.6585
CC without CCS | 322.3863 | 325.2971 | 323.69 | 326.166 | 320.2003 | 346.5192 | 383.5649
CC with CCS | 0 | 0 | 0.20598 | 0.20598 | 0.20598 | 0.20598 | 0.20598
CT | 159.2567 | 163.3819 | 162.2084 | 228.5974 | 298.9683 | 395.4565 | 455.8877
Oil/Gas Steam | 65.316 | 66.9454 | 63.8627 | 63.0793 | 63.0793 | 61.394 | 61.394
Other | 6.5003 | 6.5003 | 6.5003 | 6.5003 | 6.5003 | 6.5003 | 6.5003
Grand Total | 1318.9929 | 1365.2916 | 1654.2314 | 2060.9185 | 2501.0133 | 2631.8798 | 2774.0413
NEW MODELED CAPACITY (Cumulative GW) | 2028 | 2030 | 2035 | 2040 | 2045 | 2050 | 2055
Hydro | 0 | 1.3239 | 4.9611 | 9.468 | 9.8537 | 9.8537 | 9.8538
Non-Hydro Renewables | 71.5255 | 118.3254 | 378.364 | 704.6886 | 1060.9232 | 1090.7901 | 1149.4674
Biomass | 0 | 0 | 0 | 0 | 0 | 0 | 0
Geothermal | 0.60183 | 0.60183 | 0.60183 | 0.60183 | 0.67588 | 0.67588 | 0.67588
Landfill Gas | 1.542 | 1.542 | 1.542 | 1.542 | 1.542 | 2.9484 | 4.0215
Solar | 12.3685 | 14.119 | 130.5298 | 197.2291 | 383.3782 | 404.2318 | 436.0166
Wind | 57.0132 | 102.0626 | 245.6905 | 505.3156 | 675.3271 | 682.9341 | 708.7535
Coal | 0 | 0 | 0 | 0 | 0 | 0 | 0
Coal without CCS | 0 | 0 | 0 | 0 | 0 | 0 | 0
IGCC without CCS | 0 | 0 | 0 | 0 | 0 | 0 | 0
Coal with CCS | 0 | 0 | 0 | 0 | 0 | 0 | 0
Energy Storage | 2.3752 | 12.3788 | 75.3816 | 99.807 | 144.8065 | 144.9067 | 148.3661
Nuclear | 0 | 0 | 0 | 0 | 0 | 0.92905 | 0.92905
Natural Gas | 36.8888 | 44.3933 | 44.4399 | 113.933 | 194.7336 | 329.5076 | 427.6375
CC without CCS | 28.743 | 31.6538 | 31.5015 | 34.4416 | 34.4416 | 68.26 | 105.9587
CC with CCS | 0 | 0 | 0.13112 | 0.13112 | 0.13112 | 0.13112 | 0.13112
CT | 8.1459 | 12.7396 | 12.8073 | 79.3603 | 160.1608 | 261.1165 | 321.5477
Other | 0 | 0 | 0 | 0 | 0 | 0 | 0
Grand Total | 110.7896 | 176.4215 | 503.1467 | 927.8967 | 1410.317 | 1575.9873 | 1736.2539
NEW HARDWIRED CAPACITY (Cumulative GW) | 2028 | 2030 | 2035 | 2040 | 2045 | 2050 | 2055
Hydro | 0 | 0 | 0 | 0 | 0 | 0 | 0
Non-Hydro Renewables | 34.1295 | 34.1295 | 34.1295 | 34.1295 | 34.1295 | 34.1295 | 34.1295
Biomass | 0 | 0 | 0 | 0 | 0 | 0 | 0
Geothermal | 0 | 0 | 0 | 0 | 0 | 0 | 0
Landfill Gas | 0 | 0 | 0 | 0 | 0 | 0 | 0
Solar | 27.4982 | 27.4982 | 27.4982 | 27.4982 | 27.4982 | 27.4982 | 27.4982
Wind | 6.6313 | 6.6313 | 6.6313 | 6.6313 | 6.6313 | 6.6313 | 6.6313
Coal | 0 | 0 | 0 | 0 | 0 | 0 | 0
Coal without CCS | 0 | 0 | 0 | 0 | 0 | 0 | 0
IGCC without CCS | 0 | 0 | 0 | 0 | 0 | 0 | 0
Coal with CCS | 0 | 0 | 0 | 0 | 0 | 0 | 0
Energy Storage | 13.3849 | 13.3849 | 13.3849 | 13.3849 | 13.3849 | 13.3849 | 13.3849
Nuclear | 0 | 0 | 0 | 0 | 0 | 0 | 0
Natural Gas | 7.5348 | 7.5348 | 7.5348 | 7.5348 | 7.5348 | 7.5348 | 7.5348
CC without CCS | 5.7411 | 5.7411 | 5.7411 | 5.7411 | 5.7411 | 5.7411 | 5.7411
CC with CCS | 0 | 0 | 0 | 0 | 0 | 0 | 0
CT | 1.7937 | 1.7937 | 1.7937 | 1.7937 | 1.7937 | 1.7937 | 1.7937
Other | 0 | 0 | 0 | 0 | 0 | 0 | 0
Grand Total | 55.0492 | 55.0492 | 55.0492 | 55.0492 | 55.0492 | 55.0492 | 55.0492
RETIREMENTS (GW) | 2028 | 2030 | 2035 | 2040 | 2045 | 2050 | 2055
CC Retirements | 0.82625 | 0.82625 | 2.1939 | 2.6579 | 8.6236 | 16.1232 | 16.7762
Coal Retirements | 40.4089 | 56.2883 | 74.9739 | 86.9463 | 98.6585 | 100.3304 | 100.9498
CT Retirements | 0.4801 | 0.9486 | 2.1898 | 2.3538 | 12.7834 | 17.2509 | 17.2509
Nuclear Retirements | 0 | 2.6876 | 9.8751 | 14.5077 | 28.7256 | 48.2052 | 65.038
O/G Retirements | 9.716 | 9.716 | 14.0577 | 14.8411 | 14.8411 | 16.5264 | 16.5264
IGCC Retirements | 0.22 | 0.22 | 0.815 | 0.815 | 0.815 | 0.815 | 0.815
Biomass Retirements | 2.9401 | 2.9401 | 2.9521 | 2.9986 | 2.9986 | 2.9986 | 2.9986
Fuel Cell Retirements | 0 | 0 | 0 | 0 | 0 | 0 | 0
Fossil_Other Retirements | 0 | 0 | 0 | 0 | 0 | 0 | 0
Geothermal Retirements | 0 | 0 | 0 | 0 | 0 | 0 | 0
Hydro Retirements | 0.055 | 0.055 | 0.055 | 0.055 | 0.055 | 0.055 | 0.055
Landfill Gas Retirements | 0.0064 | 0.0064 | 0.126 | 0.126 | 0.126 | 0.126 | 0.126
Non Fossil_Other Retirements | 0 | 0 | 0 | 0 | 0 | 0 | 0
Energy Storage Retirements | 0 | 0 | 0 | 0 | 0 | 0 | 0
Grand Total | 54.6527 | 73.6882 | 107.2385 | 125.3014 | 167.6268 | 202.4307 | 220.5359
GENERATION MIX (thousand GWh) | 2028 | 2030 | 2035 | 2040 | 2045 | 2050 | 2055
Hydro | 291.7257 | 297.5892 | 317.9012 | 335.9176 | 344.0107 | 346.5522 | 348.5509
Non-Hydro Renewables | 1249.8414 | 1433.8761 | 2338.0616 | 3491.1189 | 4645.1096 | 4724.4536 | 4895.6607
Biomass | 0.35016 | 0.53563 | 0.48138 | 0.031226 | 0.012572 | 0.17038 | 0.4546
Biomass Co-firing | 0 | 0 | 0 | 0 | 0 | 0 | 0
Geothermal | 21.2702 | 21.2702 | 21.2702 | 21.2702 | 21.7994 | 21.7994 | 21.7994
Landfill Gas | 21.3339 | 21.387 | 19.8768 | 19.1123 | 17.9829 | 28.0041 | 34.6928
Solar | 405.1855 | 409.1354 | 713.1807 | 877.3586 | 1346.388 | 1391.6887 | 1466.2356
Wind | 801.7016 | 981.5477 | 1583.2526 | 2573.3466 | 3258.9267 | 3282.791 | 3372.4783
Distributed Solar PV | 123.3094 | 140.7145 | 187.9973 | 239.8216 | 294.7319 | 361.6 | 447.2696
Coal | 446.9908 | 426.7077 | 306.8092 | 157.9406 | 63.6706 | 137.8385 | 186.0191
Coal without CCS (Biomass Co-firing is included) | 443.4704 | 418.9593 | 242.9679 | 94.438 | 59.9357 | 134.0171 | 182.1977
IGCC without CCS | 3.5204 | 3.9753 | 0 | 0 | 0 | 0 | 0
Coal with CCS | 0 | 3.7731 | 63.8414 | 63.5026 | 3.7349 | 3.8214 | 3.8214
Energy Storage | 49.2582 | 62.858 | 152.1719 | 194.687 | 317.0084 | 318.1437 | 329.9137
Nuclear | 751.0953 | 729.1116 | 669.7431 | 617.0083 | 472.0986 | 358.5244 | 230.1556
Natural Gas | 1670.2587 | 1699.7676 | 1515.4978 | 1076.9995 | 713.9526 | 992.1814 | 1243.3503
CC without CCS | 1632.3365 | 1667.8083 | 1474.3191 | 1039.0879 | 688.9266 | 947.8258 | 1183.1053
CC with CCS | 0 | 0 | 1.5529 | 1.5529 | 0.78976 | 1.1483 | 1.2052
CT | 37.9222 | 31.9594 | 39.6258 | 36.3587 | 24.2363 | 43.2073 | 59.0399
Oil/Gas Steam | 25.4347 | 20.049 | 8.3123 | 6.1289 | 5.6883 | 5.8402 | 5.9103
Other | 30.8667 | 30.7707 | 30.6892 | 28.8509 | 27.7156 | 27.7728 | 27.9424
Grand Total | 4515.4714 | 4700.73 | 5339.1863 | 5908.6517 | 6589.2544 | 6911.3069 | 7267.503
FUEL SUPPLY AND CONSUMPTION | 2028 | 2030 | 2035 | 2040 | 2045 | 2050 | 2055
Coal Use by Region (million tons) | 77 | 69.32 | 66.23 | 72.33 | 69.83 | 71.35 | 70.78
Power Sector
Appalachia | 36.4096 | 38.6462 | 39.1572 | 20.3306 | 4.6637 | 10.737 | 11.4736
Imports | 2028: 0.27048; 2030: 0.36615; 2035: 0.0025662
Interior | 35.1343 | 35.4199 | 22.8101 | 12.4382 | 1.4933 | 5.3254 | 9.7917
Waste Coal | 7.2702 | 7.1457 | 6.8139 | 3.1732 | 2.9746 | 2.9981 | 2.9981
West | 158.668 | 151.2188 | 112.1588 | 64.9009 | 27.8126 | 58.3216 | 82.9648
Non-Power Sector | 77 | 69.32 | 66.23 | 72.33 | 69.83 | 71.35 | 70.78
Appalachia | 5.26 | 5.11 | 4.69 | 4.13 | 3.63 | 3.37 | 3.37
Interior | 21.05 | 17.29 | 14.95 | 28.21 | 29.47 | 28.97 | 28.4
West | 50.69 | 46.92 | 46.59 | 39.99 | 36.73 | 39.01 | 39.01
Power Sector Coal Use by Rank (million tons) | 236.1194 | 227.8989 | 174.7938 | 98.3348 | 34.6347 | 75.0492 | 104.8953
Bituminous | 66.8887 | 62.9467 | 52.5518 | 27.5067 | 4.6644 | 10.7628 | 11.5307
Subbituminous | 137.7459 | 135.5265 | 97.1871 | 53.8029 | 26.0001 | 53.7431 | 76.9092
Lignite | 31.4848 | 29.4257 | 25.0549 | 17.0252 | 3.9703 | 10.5433 | 16.4554
Natural Gas Use (Trillion cubic feet) | 11.6759 | 11.7874 | 10.3947 | 7.3765 | 4.8624 | 6.6264 | 8.1524
Note: Distributed Solar PV are not included in the Grand Total of "Total Capacity" and "Generation Mix"
Note on A9: ICFI: All tons are SHORT tons, unless otherwise noted as metric Mtons : thousand tons

## Retrofit Summary
EPA IPM Summary Run Results
Projections for Continental U.S.
Baseline Sens High Demand
All costs and prices are in 2022-year dollars | Values in red are rounded to zero, not equal to zero
TOTAL CONTROLS (Cumulative GW) | 2028 | 2030 | 2035 | 2040 | 2045 | 2050 | 2055
FGD | 90.7369 | 79.74 | 56.8642 | 45.2043 | 34.7092 | 32.2417 | 31.7057
Existing Scrubber | 90.7369 | 79.74 | 56.8642 | 45.2043 | 34.7092 | 32.2417 | 31.7057
Existing Wet Scrubber | 68.3984 | 59.0782 | 41.4782 | 30.4803 | 21.5956 | 19.9536 | 19.9536
Existing Dry Scrubber | 22.3385 | 20.6618 | 15.386 | 14.724 | 13.1136 | 12.2881 | 11.7521
Retrofit Scrubber | 0 | 0 | 0 | 0 | 0 | 0 | 0
Retrofit Wet Scrubber | 0 | 0 | 0 | 0 | 0 | 0 | 0
Retrofit Dry Scrubber | 0 | 0 | 0 | 0 | 0 | 0 | 0
New Scrubber | 0 | 0 | 0 | 0 | 0 | 0 | 0
New Wet Scrubber | 0 | 0 | 0 | 0 | 0 | 0 | 0
New Dry Scrubber | 0 | 0 | 0 | 0 | 0 | 0 | 0
SCR | 73.8407 | 70.6306 | 52.7254 | 41.415 | 30.3406 | 28.6186 | 28.6186
Existing SCR | 73.8407 | 66.2072 | 47.8266 | 37.6122 | 29.6987 | 27.9767 | 27.9767
Retrofit SCR | 0 | 4.4234 | 4.8987 | 3.8028 | 0.64189 | 0.64189 | 0.64189
New SCR | 0 | 0 | 0 | 0 | 0 | 0 | 0
SNCR | 10.4482 | 9.0049 | 7.2818 | 7.2818 | 6.3992 | 5.6537 | 5.1177
Existing SNCR | 10.4482 | 9.0049 | 7.2818 | 7.2818 | 6.3992 | 5.6537 | 5.1177
Retrofit SNCR | 0 | 0 | 0 | 0 | 0 | 0 | 0
New SNCR | 0 | 0 | 0 | 0 | 0 | 0 | 0
ACI | 70.6318 | 62.5577 | 48.2321 | 43.8085 | 35.0043 | 33.8213 | 33.8213
Existing ACI | 70.6318 | 62.5577 | 48.2321 | 43.8085 | 35.0043 | 33.8213 | 33.8213
Retrofit ACI | 0 | 0 | 0 | 0 | 0 | 0 | 0
New ACI | 0 | 0 | 0 | 0 | 0 | 0 | 0
CCS | 0 | 0.55484 | 9.485 | 9.4352 | 0.79904 | 0.79904 | 0.79904
Hardwired CCS | 0 | 0 | 0 | 0 | 0 | 0 | 0
Retrofit CCS | 0 | 0.55484 | 9.485 | 9.4352 | 0.79904 | 0.79904 | 0.79904
New CCS | 0 | 0 | 0 | 0 | 0 | 0 | 0
DSI | 23.0224 | 19.2162 | 16.2632 | 15.3952 | 11.5958 | 10.7978 | 10.7978
Existing DSI | 23.0224 | 19.2162 | 16.2632 | 15.3952 | 11.5958 | 10.7978 | 10.7978
Retrofit DSI | 0 | 0 | 0 | 0 | 0 | 0 | 0
C2G | 10.6193 | 12.2488 | 12.2032 | 11.4198 | 11.4198 | 10.6218 | 10.6218
HRI | 0 | 0 | 0 | 0 | 0 | 0 | 0
NGC | 0 | 0 | 0 | 0 | 0 | 0 | 0
GPM | 0 | 0 | 0 | 0 | 0 | 0 | 0
RETROFITS (Cumulative GW) | 2028 | 2030 | 2035 | 2040 | 2045 | 2050 | 2055
FGD | 0 | 0 | 0 | 0 | 0 | 0 | 0
SCR | 0 | 4.4234 | 4.8987 | 3.8028 | 0.64189 | 0.64189 | 0.64189
SNCR | 0 | 0 | 0 | 0 | 0 | 0 | 0
ACI | 0 | 0 | 0 | 0 | 0 | 0 | 0
CCS | 0 | 0.55484 | 9.485 | 9.4352 | 0.79904 | 0.79904 | 0.79904
DSI | 0 | 0 | 0 | 0 | 0 | 0 | 0
C2G | 10.6193 | 12.2488 | 12.2032 | 11.4198 | 11.4198 | 10.6218 | 10.6218
HRI | 0 | 0 | 0 | 0 | 0 | 0 | 0
NGC | 0 | 0 | 0 | 0 | 0 | 0 | 0
GPM | 0 | 0 | 0 | 0 | 0 | 0 | 0
TOTAL CONTROLS IN NEEDS (GW)
FGD | 2028: 120.659
SCR | 2028: 92.835
SNCR | 2028: 18.771
ACI | 2028: 91.464
DSI | 2028: 23.526
Note on A9: ICFI: All tons are SHORT tons, unless otherwise noted as metric Mtons : thousand tons

## All Constraints
Constraint Name | Constraint # | Constraint ID | Constraint Type | Neutralized | LimitType | Constraint Time Frame | Data Field | Unit of Measure | 2028-2029(RY 2028) | 2030-2031(RY 2030) | 2032-2037(RY 2035) | 2038-2041(RY 2040) | 2042-2047(RY 2045) | 2048-2052(RY 2050) | 2053-2059(RY 2055)
#1 - SO2 Title IV Annual Constraint v5.14 | 1 | 7117 | Rate Constraint in MTons | FALSE | L | Annual | Seasons Included | Seasons | Winter, Spring, Summer, Fall | Winter, Spring, Summer, Fall | Winter, Spring, Summer, Fall | Winter, Spring, Summer, Fall | Winter, Spring, Summer, Fall | Winter, Spring, Summer, Fall | Winter, Spring, Summer, Fall
#1 - SO2 Title IV Annual Constraint v5.14 | 1 | 7117 | Rate Constraint in MTons | FALSE | L | Annual | Standard SO2 | Thousand Tons | 7973.0011 | 7973.0011 | 7973.0011 | 7973.0011 | 7973.0011 | 7973.0011 | 7973.0011
#1 - SO2 Title IV Annual Constraint v5.14 | 1 | 7117 | Rate Constraint in MTons | FALSE | L | Annual | Emissions at Affected Plants SO2 | Thousand Tons | 420.6498 | 384.6058 | 348.6612 | 168.5433 | 56.2721 | 134.8313 | 195.4349
#1 - SO2 Title IV Annual Constraint v5.14 | 1 | 7117 | Rate Constraint in MTons | FALSE | L | Annual | Allowances Purchased SO2 | Thousand Tons | 0 | 0 | 0 | 0 | 0 | 0 | 0
#1 - SO2 Title IV Annual Constraint v5.14 | 1 | 7117 | Rate Constraint in MTons | FALSE | L | Annual | Allowances Sold SO2 | Thousand Tons | 0 | 0 | 0 | 0 | 0 | 0 | 0
#1 - SO2 Title IV Annual Constraint v5.14 | 1 | 7117 | Rate Constraint in MTons | FALSE | L | Annual | Allowances Banked | Thousand Tons | 0 | 0 | 0 | 0 | 0 | 0 | 0
#1 - SO2 Title IV Annual Constraint v5.14 | 1 | 7117 | Rate Constraint in MTons | FALSE | L | Annual | Allowances Withdrawn (1:1) | Thousand Tons | 0 | 0 | 0 | 0 | 0 | 0 | 0
#1 - SO2 Title IV Annual Constraint v5.14 | 1 | 7117 | Rate Constraint in MTons | FALSE | L | Annual | Allowances Withdrawn (n:1) | Thousand Tons | 0 | 0 | 0 | 0 | 0 | 0 | 0
#1 - SO2 Title IV Annual Constraint v5.14 | 1 | 7117 | Rate Constraint in MTons | FALSE | L | Annual | Net Emissions Allowance Position | Thousand Tons | 420.6498 | 384.6058 | 348.6612 | 168.5433 | 56.2721 | 134.8313 | 195.4349
#1 - SO2 Title IV Annual Constraint v5.14 | 1 | 7117 | Rate Constraint in MTons | FALSE | L | Annual | Fuel Consumed | TBtu | 16511.7365 | 16444.7803 | 14093.2408 | 9495.4577 | 5654.1015 | 8228.8538 | 10368.8895
#1 - SO2 Title IV Annual Constraint v5.14 | 1 | 7117 | Rate Constraint in MTons | FALSE | L | Annual | Rate | lb/MMBtu | 0.050952 | 0.046775 | 0.049479 | 0.0355 | 0.019905 | 0.03277 | 0.037696
#1 - SO2 Title IV Annual Constraint v5.14 | 1 | 7117 | Rate Constraint in MTons | FALSE | L | Annual | Generation | TWh | 2131.9014 | 2136.3541 | 1822.0273 | 1236.3983 | 781.5761 | 1133.1993 | 1432.1589
#1 - SO2 Title IV Annual Constraint v5.14 | 1 | 7117 | Rate Constraint in MTons | FALSE | L | Annual | Qualifying Generation | TWh | 2131.9014 | 2136.3541 | 1822.0273 | 1236.3983 | 781.5761 | 1133.1993 | 1432.1589
#1 - SO2 Title IV Annual Constraint v5.14 | 1 | 7117 | Rate Constraint in MTons | FALSE | L | Annual | Rate | lb/MWh | 0.39462 | 0.36006 | 0.38272 | 0.27264 | 0.144 | 0.23797 | 0.27292
#1 - SO2 Title IV Annual Constraint v5.14 | 1 | 7117 | Rate Constraint in MTons | FALSE | L | Annual | Constraint Shadow Price | US2022$/Ton | 0 | 0 | 0 | 0 | 0 | 0 | 0
#4 - NOx SIPCall Constraint v5.16 | 2 | 7116 | Rate Constraint in MTons | FALSE | L | Annual | Seasons Included | Seasons | Summer | Summer | Summer | Summer | Summer | Summer | Summer
#4 - NOx SIPCall Constraint v5.16 | 2 | 7116 | Rate Constraint in MTons | FALSE | L | Annual | Standard NOX | Thousand Tons | 72.845 | 72.845 | 72.845 | 72.845 | 72.845 | 72.845 | 72.845
#4 - NOx SIPCall Constraint v5.16 | 2 | 7116 | Rate Constraint in MTons | FALSE | L | Annual | Emissions at Affected Plants NOX | Thousand Tons | 5.9315 | 6.3457 | 6.487 | 5.9691 | 2.8157 | 3.7368 | 4.3063
#4 - NOx SIPCall Constraint v5.16 | 2 | 7116 | Rate Constraint in MTons | FALSE | L | Annual | Allowances Purchased NOX | Thousand Tons | 0 | 0 | 0 | 0 | 0 | 0 | 0
#4 - NOx SIPCall Constraint v5.16 | 2 | 7116 | Rate Constraint in MTons | FALSE | L | Annual | Allowances Sold NOX | Thousand Tons | 0 | 0 | 0 | 0 | 0 | 0 | 0
#4 - NOx SIPCall Constraint v5.16 | 2 | 7116 | Rate Constraint in MTons | FALSE | L | Annual | Allowances Banked | Thousand Tons | 0 | 0 | 0 | 0 | 0 | 0 | 0
#4 - NOx SIPCall Constraint v5.16 | 2 | 7116 | Rate Constraint in MTons | FALSE | L | Annual | Allowances Withdrawn (1:1) | Thousand Tons | 0 | 0 | 0 | 0 | 0 | 0 | 0
#4 - NOx SIPCall Constraint v5.16 | 2 | 7116 | Rate Constraint in MTons | FALSE | L | Annual | Allowances Withdrawn (n:1) | Thousand Tons | 0 | 0 | 0 | 0 | 0 | 0 | 0
#4 - NOx SIPCall Constraint v5.16 | 2 | 7116 | Rate Constraint in MTons | FALSE | L | Annual | Net Emissions Allowance Position | Thousand Tons | 5.9315 | 6.3457 | 6.487 | 5.9691 | 2.8157 | 3.7368 | 4.3063
#4 - NOx SIPCall Constraint v5.16 | 2 | 7116 | Rate Constraint in MTons | FALSE | L | Annual | Fuel Consumed | TBtu | 556.0555 | 557.6088 | 568.9027 | 488.5068 | 362.7611 | 465.1245 | 548.9195
#4 - NOx SIPCall Constraint v5.16 | 2 | 7116 | Rate Constraint in MTons | FALSE | L | Annual | Rate | lb/MMBtu | 0.021334 | 0.022761 | 0.022805 | 0.024438 | 0.015524 | 0.016068 | 0.01569
#4 - NOx SIPCall Constraint v5.16 | 2 | 7116 | Rate Constraint in MTons | FALSE | L | Annual | Generation | TWh | 86.7726 | 86.0407 | 84.7641 | 73.2764 | 61.1772 | 91.211 | 124.9231
#4 - NOx SIPCall Constraint v5.16 | 2 | 7116 | Rate Constraint in MTons | FALSE | L | Annual | Qualifying Generation | TWh | 78.7695 | 77.946 | 76.9352 | 65.4888 | 52.8796 | 69.107 | 82.4483
#4 - NOx SIPCall Constraint v5.16 | 2 | 7116 | Rate Constraint in MTons | FALSE | L | Annual | Rate | lb/MWh | 0.15061 | 0.16282 | 0.16864 | 0.18229 | 0.1065 | 0.10814 | 0.10446
#4 - NOx SIPCall Constraint v5.16 | 2 | 7116 | Rate Constraint in MTons | FALSE | L | Annual | Constraint Shadow Price | US2022$/Ton | 0 | 0 | 0 | 0 | 0 | 0 | 0
#6 - WRAP SO2 Policy Case Constraint | 3 | 7119 | Rate Constraint in MTons | FALSE | L | Annual | Seasons Included | Seasons | Winter, Spring, Summer, Fall | Winter, Spring, Summer, Fall | Winter, Spring, Summer, Fall | Winter, Spring, Summer, Fall | Winter, Spring, Summer, Fall | Winter, Spring, Summer, Fall | Winter, Spring, Summer, Fall
#6 - WRAP SO2 Policy Case Constraint | 3 | 7119 | Rate Constraint in MTons | FALSE | L | Annual | Standard SO2 | Thousand Tons | 89.572 | 89.572 | 89.572 | 89.572 | 89.572 | 89.572 | 89.572
#6 - WRAP SO2 Policy Case Constraint | 3 | 7119 | Rate Constraint in MTons | FALSE | L | Annual | Emissions at Affected Plants SO2 | Thousand Tons | 28.9346 | 18.8184 | 12.3145 | 6.3726 | 4.8001 | 5.127 | 5.127
#6 - WRAP SO2 Policy Case Constraint | 3 | 7119 | Rate Constraint in MTons | FALSE | L | Annual | Allowances Purchased SO2 | Thousand Tons | 0 | 0 | 0 | 0 | 0 | 0 | 0
#6 - WRAP SO2 Policy Case Constraint | 3 | 7119 | Rate Constraint in MTons | FALSE | L | Annual | Allowances Sold SO2 | Thousand Tons | 0 | 0 | 0 | 0 | 0 | 0 | 0
#6 - WRAP SO2 Policy Case Constraint | 3 | 7119 | Rate Constraint in MTons | FALSE | L | Annual | Allowances Banked | Thousand Tons | 0 | 0 | 0 | 0 | 74.6433 | 0 | 0
#6 - WRAP SO2 Policy Case Constraint | 3 | 7119 | Rate Constraint in MTons | FALSE | L | Annual | Allowances Withdrawn (1:1) | Thousand Tons | 0 | 0 | 0 | 0 | 0 | -89.572 | 0
#6 - WRAP SO2 Policy Case Constraint | 3 | 7119 | Rate Constraint in MTons | FALSE | L | Annual | Allowances Withdrawn (n:1) | Thousand Tons | 0 | 0 | 0 | 0 | 0 | 0 | 0
#6 - WRAP SO2 Policy Case Constraint | 3 | 7119 | Rate Constraint in MTons | FALSE | L | Annual | Net Emissions Allowance Position | Thousand Tons | 28.9346 | 18.8184 | 12.3145 | 6.3726 | 79.4434 | -84.445 | 5.127
#6 - WRAP SO2 Policy Case Constraint | 3 | 7119 | Rate Constraint in MTons | FALSE | L | Annual | Fuel Consumed | TBtu | 686.0626 | 655.2456 | 601.34 | 546.376 | 362.2775 | 468.7257 | 516.2138
#6 - WRAP SO2 Policy Case Constraint | 3 | 7119 | Rate Constraint in MTons | FALSE | L | Annual | Rate | lb/MMBtu | 0.08435 | 0.057439 | 0.040957 | 0.023327 | 0.0265 | 0.021876 | 0.019864
#6 - WRAP SO2 Policy Case Constraint | 3 | 7119 | Rate Constraint in MTons | FALSE | L | Annual | Generation | TWh | 73.3627 | 75.2543 | 68.5832 | 65.623 | 44.7036 | 59.0137 | 65.7487
#6 - WRAP SO2 Policy Case Constraint | 3 | 7119 | Rate Constraint in MTons | FALSE | L | Annual | Qualifying Generation | TWh | 73.311 | 75.1684 | 68.4871 | 64.5637 | 44.0196 | 58.0997 | 64.8358
#6 - WRAP SO2 Policy Case Constraint | 3 | 7119 | Rate Constraint in MTons | FALSE | L | Annual | Rate | lb/MWh | 0.78936 | 0.5007 | 0.35961 | 0.19741 | 0.21809 | 0.17649 | 0.15815
#6 - WRAP SO2 Policy Case Constraint | 3 | 7119 | Rate Constraint in MTons | FALSE | L | Annual | Constraint Shadow Price | US2022$/Ton | 0 | 0 | 0 | 0 | 0 | 0 | 0
#CAN - #1 National - SO2 Cap Annual v3.1 | 4 | 7604 | Rate Constraint in MTons | FALSE | L | Annual | Seasons Included | Seasons | Winter, Spring, Summer, Fall | Winter, Spring, Summer, Fall | Winter, Spring, Summer, Fall | Winter, Spring, Summer, Fall | Winter, Spring, Summer, Fall | Winter, Spring, Summer, Fall | Winter, Spring, Summer, Fall
#CAN - #1 National - SO2 Cap Annual v3.1 | 4 | 7604 | Rate Constraint in MTons | FALSE | L | Annual | Standard SO2 | Thousand Tons | 948.21 | 948.21 | 948.21 | 948.21 | 948.21 | 948.21 | 948.21
#CAN - #1 National - SO2 Cap Annual v3.1 | 4 | 7604 | Rate Constraint in MTons | FALSE | L | Annual | Emissions at Affected Plants SO2 | Thousand Tons | 58.8019 | 26.5645 | 6.8714 | 6.8423 | 6.8423 | 6.8423 | 6.8423
#CAN - #1 National - SO2 Cap Annual v3.1 | 4 | 7604 | Rate Constraint in MTons | FALSE | L | Annual | Allowances Purchased SO2 | Thousand Tons | 0 | 0 | 0 | 0 | 0 | 0 | 0
#CAN - #1 National - SO2 Cap Annual v3.1 | 4 | 7604 | Rate Constraint in MTons | FALSE | L | Annual | Allowances Sold SO2 | Thousand Tons | 0 | 0 | 0 | 0 | 0 | 0 | 0
#CAN - #1 National - SO2 Cap Annual v3.1 | 4 | 7604 | Rate Constraint in MTons | FALSE | L | Annual | Allowances Banked | Thousand Tons | 0 | 0 | 0 | 0 | 0 | 0 | 0
#CAN - #1 National - SO2 Cap Annual v3.1 | 4 | 7604 | Rate Constraint in MTons | FALSE | L | Annual | Allowances Withdrawn (1:1) | Thousand Tons | 0 | 0 | 0 | 0 | 0 | 0 | 0
#CAN - #1 National - SO2 Cap Annual v3.1 | 4 | 7604 | Rate Constraint in MTons | FALSE | L | Annual | Allowances Withdrawn (n:1) | Thousand Tons | 0 | 0 | 0 | 0 | 0 | 0 | 0
#CAN - #1 National - SO2 Cap Annual v3.1 | 4 | 7604 | Rate Constraint in MTons | FALSE | L | Annual | Net Emissions Allowance Position | Thousand Tons | 58.8019 | 26.5645 | 6.8714 | 6.8423 | 6.8423 | 6.8423 | 6.8423
#CAN - #1 National - SO2 Cap Annual v3.1 | 4 | 7604 | Rate Constraint in MTons | FALSE | L | Annual | Fuel Consumed | TBtu | 560.6361 | 571.4196 | 708.9784 | 834.969 | 878.6826 | 741.7137 | 793.1575
#CAN - #1 National - SO2 Cap Annual v3.1 | 4 | 7604 | Rate Constraint in MTons | FALSE | L | Annual | Rate | lb/MMBtu | 0.20977 | 0.092977 | 0.019384 | 0.016389 | 0.015574 | 0.01845 | 0.017253
#CAN - #1 National - SO2 Cap Annual v3.1 | 4 | 7604 | Rate Constraint in MTons | FALSE | L | Annual | Generation | TWh | 78.3728 | 81.7331 | 101.5443 | 119.4494 | 126.8566 | 108.8203 | 117.7775
#CAN - #1 National - SO2 Cap Annual v3.1 | 4 | 7604 | Rate Constraint in MTons | FALSE | L | Annual | Qualifying Generation | TWh | 78.3728 | 81.7331 | 101.5443 | 119.4494 | 126.8566 | 108.8203 | 117.7775
#CAN - #1 National - SO2 Cap Annual v3.1 | 4 | 7604 | Rate Constraint in MTons | FALSE | L | Annual | Rate | lb/MWh | 1.5006 | 0.65003 | 0.13534 | 0.11456 | 0.10787 | 0.12575 | 0.11619
#CAN - #1 National - SO2 Cap Annual v3.1 | 4 | 7604 | Rate Constraint in MTons | FALSE | L | Annual | Constraint Shadow Price | US2022$/Ton | 0 | 0 | 0 | 0 | 0 | 0 | 0
#CAN - AB - MER Cap Annual v4.12 | 5 | 7616 | Rate Constraint in MTons | FALSE | L | Annual | Seasons Included | Seasons | Winter, Spring, Summer, Fall | Winter, Spring, Summer, Fall | Winter, Spring, Summer, Fall | Winter, Spring, Summer, Fall | Winter, Spring, Summer, Fall | Winter, Spring, Summer, Fall | Winter, Spring, Summer, Fall
#CAN - AB - MER Cap Annual v4.12 | 5 | 7616 | Rate Constraint in MTons | FALSE | L | Annual | Standard MER | lbs | 1300.7273 | 1300.7273 | 1300.7273 | 1300.7273 | 1300.7273 | 1300.7273 | 1300.7273
#CAN - AB - MER Cap Annual v4.12 | 5 | 7616 | Rate Constraint in MTons | FALSE | L | Annual | Emissions at Affected Plants MER | lbs | 0 | 0 | 0 | 0 | 0 | 0 | 0
#CAN - AB - MER Cap Annual v4.12 | 5 | 7616 | Rate Constraint in MTons | FALSE | L | Annual | Allowances Purchased MER | lbs | 0 | 0 | 0 | 0 | 0 | 0 | 0
#CAN - AB - MER Cap Annual v4.12 | 5 | 7616 | Rate Constraint in MTons | FALSE | L | Annual | Allowances Sold MER | lbs | 0 | 0 | 0 | 0 | 0 | 0 | 0
#CAN - AB - MER Cap Annual v4.12 | 5 | 7616 | Rate Constraint in MTons | FALSE | L | Annual | Allowances Banked | lbs | 0 | 0 | 0 | 0 | 0 | 0 | 0
#CAN - AB - MER Cap Annual v4.12 | 5 | 7616 | Rate Constraint in MTons | FALSE | L | Annual | Allowances Withdrawn (1:1) | lbs | 0 | 0 | 0 | 0 | 0 | 0 | 0
#CAN - AB - MER Cap Annual v4.12 | 5 | 7616 | Rate Constraint in MTons | FALSE | L | Annual | Allowances Withdrawn (n:1) | lbs | 0 | 0 | 0 | 0 | 0 | 0 | 0
#CAN - AB - MER Cap Annual v4.12 | 5 | 7616 | Rate Constraint in MTons | FALSE | L | Annual | Net Emissions Allowance Position | lbs | 0 | 0 | 0 | 0 | 0 | 0 | 0
#CAN - AB - MER Cap Annual v4.12 | 5 | 7616 | Rate Constraint in MTons | FALSE | L | Annual | Fuel Consumed | TBtu | 0 | 0 | 0 | 0 | 0 | 0 | 0
#CAN - AB - MER Cap Annual v4.12 | 5 | 7616 | Rate Constraint in MTons | FALSE | L | Annual | Rate | lb/MMBtu | 0 | 0 | 0 | 0 | 0 | 0 | 0
#CAN - AB - MER Cap Annual v4.12 | 5 | 7616 | Rate Constraint in MTons | FALSE | L | Annual | Generation | TWh | 0 | 0 | 0 | 0 | 0 | 0 | 0
#CAN - AB - MER Cap Annual v4.12 | 5 | 7616 | Rate Constraint in MTons | FALSE | L | Annual | Qualifying Generation | TWh | 0 | 0 | 0 | 0 | 0 | 0 | 0
#CAN - AB - MER Cap Annual v4.12 | 5 | 7616 | Rate Constraint in MTons | FALSE | L | Annual | Rate | lb/MWh | 0 | 0 | 0 | 0 | 0 | 0 | 0
#CAN - AB - MER Cap Annual v4.12 | 5 | 7616 | Rate Constraint in MTons | FALSE | L | Annual | Constraint Shadow Price | US2022$/Lb | 0 | 0 | 0 | 0 | 0 | 0 | 0
#CAN - BC - CO2 Constraint- v.6.17 | 6 | 7617 | Rate Constraint in MTons | FALSE | L | Annual | Seasons Included | Seasons | Winter, Spring, Summer, Fall | Winter, Spring, Summer, Fall | Winter, Spring, Summer, Fall | Winter, Spring, Summer, Fall | Winter, Spring, Summer, Fall | Winter, Spring, Summer, Fall | Winter, Spring, Summer, Fall
#CAN - BC - CO2 Constraint- v.6.17 | 6 | 7617 | Rate Constraint in MTons | FALSE | L | Annual | Standard CO2 | Thousand Tons | 0 | 0 | 0 | 0 | 0 | 0 | 0
#CAN - BC - CO2 Constraint- v.6.17 | 6 | 7617 | Rate Constraint in MTons | FALSE | L | Annual | Emissions at Affected Plants CO2 | Thousand Tons | 0 | 0 | 0 | 204.6164 | 558.0558 | 1471.8879 | 3547.5445
#CAN - BC - CO2 Constraint- v.6.17 | 6 | 7617 | Rate Constraint in MTons | FALSE | L | Annual | Allowances Purchased CO2 | Thousand Tons | 0 | 0 | 0 | -204.6164 | -558.0558 | -1471.8879 | -3547.5445
#CAN - BC - CO2 Constraint- v.6.17 | 6 | 7617 | Rate Constraint in MTons | FALSE | L | Annual | Allowances Sold CO2 | Thousand Tons | 0 | 0 | 0 | 0 | 0 | 0 | 0
#CAN - BC - CO2 Constraint- v.6.17 | 6 | 7617 | Rate Constraint in MTons | FALSE | L | Annual | Allowances Banked | Thousand Tons | 0 | 0 | 0 | 0 | 0 | 0 | 0
#CAN - BC - CO2 Constraint- v.6.17 | 6 | 7617 | Rate Constraint in MTons | FALSE | L | Annual | Allowances Withdrawn (1:1) | Thousand Tons | 0 | 0 | 0 | 0 | 0 | 0 | 0
#CAN - BC - CO2 Constraint- v.6.17 | 6 | 7617 | Rate Constraint in MTons | FALSE | L | Annual | Allowances Withdrawn (n:1) | Thousand Tons | 0 | 0 | 0 | 0 | 0 | 0 | 0
#CAN - BC - CO2 Constraint- v.6.17 | 6 | 7617 | Rate Constraint in MTons | FALSE | L | Annual | Net Emissions Allowance Position | Thousand Tons | 0 | 0 | 0 | -1.8901e-07 | -1.4054e-07 | -4.78e-09 | 1.0489e-06
#CAN - BC - CO2 Constraint- v.6.17 | 6 | 7617 | Rate Constraint in MTons | FALSE | L | Annual | Fuel Consumed | TBtu | 0 | 0 | 0 | 2.787 | 7.6011 | 23.2115 | 58.6686
#CAN - BC - CO2 Constraint- v.6.17 | 6 | 7617 | Rate Constraint in MTons | FALSE | L | Annual | Rate | lb/MMBtu | 0 | 0 | 0 | 146.835 | 146.835 | 126.8239 | 120.9351
#CAN - BC - CO2 Constraint- v.6.17 | 6 | 7617 | Rate Constraint in MTons | FALSE | L | Annual | Generation | TWh | 0 | 0 | 0 | 0.41267 | 1.1255 | 3.5761 | 9.1424
#CAN - BC - CO2 Constraint- v.6.17 | 6 | 7617 | Rate Constraint in MTons | FALSE | L | Annual | Qualifying Generation | TWh | 0 | 0 | 0 | 0.41267 | 1.1255 | 3.5761 | 9.1424
#CAN - BC - CO2 Constraint- v.6.17 | 6 | 7617 | Rate Constraint in MTons | FALSE | L | Annual | Rate | lb/MWh | 0 | 0 | 0 | 991.6676 | 991.6676 | 823.1805 | 776.0677
#CAN - BC - CO2 Constraint- v.6.17 | 6 | 7617 | Rate Constraint in MTons | FALSE | L | Annual | Constraint Shadow Price | US2022$/Ton | 34.7664 | 33.5748 | 30.7694 | 28.1991 | 25.8436 | 23.6849 | 21.7061
#CAN - MB - Acid Rain - SO2 Cap Annual v3.1 | 7 | 7618 | Rate Constraint in MTons | FALSE | L | Annual | Seasons Included | Seasons | Winter, Spring, Summer, Fall | Winter, Spring, Summer, Fall | Winter, Spring, Summer, Fall | Winter, Spring, Summer, Fall | Winter, Spring, Summer, Fall | Winter, Spring, Summer, Fall | Winter, Spring, Summer, Fall
#CAN - MB - Acid Rain - SO2 Cap Annual v3.1 | 7 | 7618 | Rate Constraint in MTons | FALSE | L | Annual | Standard SO2 | Thousand Tons | 4.41 | 4.41 | 4.41 | 4.41 | 4.41 | 4.41 | 4.41
#CAN - MB - Acid Rain - SO2 Cap Annual v3.1 | 7 | 7618 | Rate Constraint in MTons | FALSE | L | Annual | Emissions at Affected Plants SO2 | Thousand Tons | 0 | 0 | 0 | 0 | 0 | 0 | 0
#CAN - MB - Acid Rain - SO2 Cap Annual v3.1 | 7 | 7618 | Rate Constraint in MTons | FALSE | L | Annual | Allowances Purchased SO2 | Thousand Tons | 0 | 0 | 0 | 0 | 0 | 0 | 0
#CAN - MB - Acid Rain - SO2 Cap Annual v3.1 | 7 | 7618 | Rate Constraint in MTons | FALSE | L | Annual | Allowances Sold SO2 | Thousand Tons | 0 | 0 | 0 | 0 | 0 | 0 | 0
#CAN - MB - Acid Rain - SO2 Cap Annual v3.1 | 7 | 7618 | Rate Constraint in MTons | FALSE | L | Annual | Allowances Banked | Thousand Tons | 0 | 0 | 0 | 0 | 0 | 0 | 0
#CAN - MB - Acid Rain - SO2 Cap Annual v3.1 | 7 | 7618 | Rate Constraint in MTons | FALSE | L | Annual | Allowances Withdrawn (1:1) | Thousand Tons | 0 | 0 | 0 | 0 | 0 | 0 | 0
#CAN - MB - Acid Rain - SO2 Cap Annual v3.1 | 7 | 7618 | Rate Constraint in MTons | FALSE | L | Annual | Allowances Withdrawn (n:1) | Thousand Tons | 0 | 0 | 0 | 0 | 0 | 0 | 0
#CAN - MB - Acid Rain - SO2 Cap Annual v3.1 | 7 | 7618 | Rate Constraint in MTons | FALSE | L | Annual | Net Emissions Allowance Position | Thousand Tons | 0 | 0 | 0 | 0 | 0 | 0 | 0
#CAN - MB - Acid Rain - SO2 Cap Annual v3.1 | 7 | 7618 | Rate Constraint in MTons | FALSE | L | Annual | Fuel Consumed | TBtu | 0 | 0 | 0 | 0 | 0.062901 | 0.16984 | 0.097946
#CAN - MB - Acid Rain - SO2 Cap Annual v3.1 | 7 | 7618 | Rate Constraint in MTons | FALSE | L | Annual | Rate | lb/MMBtu | 0 | 0 | 0 | 0 | 0 | 0 | 0
#CAN - MB - Acid Rain - SO2 Cap Annual v3.1 | 7 | 7618 | Rate Constraint in MTons | FALSE | L | Annual | Generation | TWh | 0 | 0 | 0 | 0 | 0.0058517 | 0.017 | 0.0098885
#CAN - MB - Acid Rain - SO2 Cap Annual v3.1 | 7 | 7618 | Rate Constraint in MTons | FALSE | L | Annual | Qualifying Generation | TWh | 0 | 0 | 0 | 0 | 0.0058517 | 0.017 | 0.0098885
#CAN - MB - Acid Rain - SO2 Cap Annual v3.1 | 7 | 7618 | Rate Constraint in MTons | FALSE | L | Annual | Rate | lb/MWh | 0 | 0 | 0 | 0 | 0 | 0 | 0
#CAN - MB - Acid Rain - SO2 Cap Annual v3.1 | 7 | 7618 | Rate Constraint in MTons | FALSE | L | Annual | Constraint Shadow Price | US2022$/Ton | 0 | 0 | 0 | 0 | 0 | 0 | 0
#CAN - MB - CO2 Constraint- v.6.17 | 8 | 7620 | Rate Constraint in MTons | FALSE | L | Annual | Seasons Included | Seasons | Winter, Spring, Summer, Fall | Winter, Spring, Summer, Fall | Winter, Spring, Summer, Fall | Winter, Spring, Summer, Fall | Winter, Spring, Summer, Fall | Winter, Spring, Summer, Fall | Winter, Spring, Summer, Fall
#CAN - MB - CO2 Constraint- v.6.17 | 8 | 7620 | Rate Constraint in MTons | FALSE | L | Annual | Standard CO2 | Thousand Tons | 0 | 0 | 0 | 0 | 0 | 0 | 0
#CAN - MB - CO2 Constraint- v.6.17 | 8 | 7620 | Rate Constraint in MTons | FALSE | L | Annual | Emissions at Affected Plants CO2 | Thousand Tons | 0 | 0 | 0 | 0 | 0 | 0 | 0
#CAN - MB - CO2 Constraint- v.6.17 | 8 | 7620 | Rate Constraint in MTons | FALSE | L | Annual | Allowances Purchased CO2 | Thousand Tons | 0 | 0 | 0 | 0 | 0 | 0 | 0
#CAN - MB - CO2 Constraint- v.6.17 | 8 | 7620 | Rate Constraint in MTons | FALSE | L | Annual | Allowances Sold CO2 | Thousand Tons | 0 | 0 | 0 | 0 | 0 | 0 | 0
#CAN - MB - CO2 Constraint- v.6.17 | 8 | 7620 | Rate Constraint in MTons | FALSE | L | Annual | Allowances Banked | Thousand Tons | 0 | 0 | 0 | 0 | 0 | 0 | 0
#CAN - MB - CO2 Constraint- v.6.17 | 8 | 7620 | Rate Constraint in MTons | FALSE | L | Annual | Allowances Withdrawn (1:1) | Thousand Tons | 0 | 0 | 0 | 0 | 0 | 0 | 0
#CAN - MB - CO2 Constraint- v.6.17 | 8 | 7620 | Rate Constraint in MTons | FALSE | L | Annual | Allowances Withdrawn (n:1) | Thousand Tons | 0 | 0 | 0 | 0 | 0 | 0 | 0
#CAN - MB - CO2 Constraint- v.6.17 | 8 | 7620 | Rate Constraint in MTons | FALSE | L | Annual | Net Emissions Allowance Position | Thousand Tons | 0 | 0 | 0 | 0 | 0 | 0 | 0
#CAN - MB - CO2 Constraint- v.6.17 | 8 | 7620 | Rate Constraint in MTons | FALSE | L | Annual | Fuel Consumed | TBtu | 0 | 0 | 0 | 0 | 0 | 0 | 0
#CAN - MB - CO2 Constraint- v.6.17 | 8 | 7620 | Rate Constraint in MTons | FALSE | L | Annual | Rate | lb/MMBtu | 0 | 0 | 0 | 0 | 0 | 0 | 0
#CAN - MB - CO2 Constraint- v.6.17 | 8 | 7620 | Rate Constraint in MTons | FALSE | L | Annual | Generation | TWh | 0 | 0 | 0 | 0 | 0 | 0 | 0
#CAN - MB - CO2 Constraint- v.6.17 | 8 | 7620 | Rate Constraint in MTons | FALSE | L | Annual | Qualifying Generation | TWh | 0 | 0 | 0 | 0 | 0 | 0 | 0
#CAN - MB - CO2 Constraint- v.6.17 | 8 | 7620 | Rate Constraint in MTons | FALSE | L | Annual | Rate | lb/MWh | 0 | 0 | 0 | 0 | 0 | 0 | 0
#CAN - MB - CO2 Constraint- v.6.17 | 8 | 7620 | Rate Constraint in MTons | FALSE | L | Annual | Constraint Shadow Price | US2022$/Ton | 0 | 6.7154 | 6.1541 | 5.6402 | 5.1688 | 4.7372 | 4.3414
#CAN - NB - Acid Rain - SO2 Cap Annual v3.1 | 9 | 7622 | Rate Constraint in MTons | FALSE | L | Annual | Seasons Included | Seasons | Winter, Spring, Summer, Fall | Winter, Spring, Summer, Fall | Winter, Spring, Summer, Fall | Winter, Spring, Summer, Fall | Winter, Spring, Summer, Fall | Winter, Spring, Summer, Fall | Winter, Spring, Summer, Fall
#CAN - NB - Acid Rain - SO2 Cap Annual v3.1 | 9 | 7622 | Rate Constraint in MTons | FALSE | L | Annual | Standard SO2 | Thousand Tons | 135.58 | 135.58 | 135.58 | 135.58 | 135.58 | 135.58 | 135.58
#CAN - NB - Acid Rain - SO2 Cap Annual v3.1 | 9 | 7622 | Rate Constraint in MTons | FALSE | L | Annual | Emissions at Affected Plants SO2 | Thousand Tons | 0 | 0 | 0 | 0 | 0 | 0 | 0
#CAN - NB - Acid Rain - SO2 Cap Annual v3.1 | 9 | 7622 | Rate Constraint in MTons | FALSE | L | Annual | Allowances Purchased SO2 | Thousand Tons | 0 | 0 | 0 | 0 | 0 | 0 | 0
#CAN - NB - Acid Rain - SO2 Cap Annual v3.1 | 9 | 7622 | Rate Constraint in MTons | FALSE | L | Annual | Allowances Sold SO2 | Thousand Tons | 0 | 0 | 0 | 0 | 0 | 0 | 0
#CAN - NB - Acid Rain - SO2 Cap Annual v3.1 | 9 | 7622 | Rate Constraint in MTons | FALSE | L | Annual | Allowances Banked | Thousand Tons | 0 | 0 | 0 | 0 | 0 | 0 | 0
#CAN - NB - Acid Rain - SO2 Cap Annual v3.1 | 9 | 7622 | Rate Constraint in MTons | FALSE | L | Annual | Allowances Withdrawn (1:1) | Thousand Tons | 0 | 0 | 0 | 0 | 0 | 0 | 0
#CAN - NB - Acid Rain - SO2 Cap Annual v3.1 | 9 | 7622 | Rate Constraint in MTons | FALSE | L | Annual | Allowances Withdrawn (n:1) | Thousand Tons | 0 | 0 | 0 | 0 | 0 | 0 | 0
#CAN - NB - Acid Rain - SO2 Cap Annual v3.1 | 9 | 7622 | Rate Constraint in MTons | FALSE | L | Annual | Net Emissions Allowance Position | Thousand Tons | 0 | 0 | 0 | 0 | 0 | 0 | 0
#CAN - NB - Acid Rain - SO2 Cap Annual v3.1 | 9 | 7622 | Rate Constraint in MTons | FALSE | L | Annual | Fuel Consumed | TBtu | 0.20414 | 0.12678 | 0.68392 | 1.6528 | 0.11812 | 0.050158 | 0.049545
#CAN - NB - Acid Rain - SO2 Cap Annual v3.1 | 9 | 7622 | Rate Constraint in MTons | FALSE | L | Annual | Rate | lb/MMBtu | 0 | 0 | 0 | 0 | 0 | 0 | 0
#CAN - NB - Acid Rain - SO2 Cap Annual v3.1 | 9 | 7622 | Rate Constraint in MTons | FALSE | L | Annual | Generation | TWh | 0.027401 | 0.016911 | 0.092798 | 0.22426 | 0.016027 | 0.0068058 | 0.0067225
#CAN - NB - Acid Rain - SO2 Cap Annual v3.1 | 9 | 7622 | Rate Constraint in MTons | FALSE | L | Annual | Qualifying Generation | TWh | 0.027401 | 0.016911 | 0.092798 | 0.22426 | 0.016027 | 0.0068058 | 0.0067225
#CAN - NB - Acid Rain - SO2 Cap Annual v3.1 | 9 | 7622 | Rate Constraint in MTons | FALSE | L | Annual | Rate | lb/MWh | 0 | 0 | 0 | 0 | 0 | 0 | 0
#CAN - NB - Acid Rain - SO2 Cap Annual v3.1 | 9 | 7622 | Rate Constraint in MTons | FALSE | L | Annual | Constraint Shadow Price | US2022$/Ton | 0 | 0 | 0 | 0 | 0 | 0 | 0
#CAN - NB - MER Cap Annual v4.12 | 10 | 7623 | Rate Constraint in MTons | FALSE | L | Annual | Seasons Included | Seasons | Winter, Spring, Summer, Fall | Winter, Spring, Summer, Fall | Winter, Spring, Summer, Fall | Winter, Spring, Summer, Fall | Winter, Spring, Summer, Fall | Winter, Spring, Summer, Fall | Winter, Spring, Summer, Fall
#CAN - NB - MER Cap Annual v4.12 | 10 | 7623 | Rate Constraint in MTons | FALSE | L | Annual | Standard MER | lbs | 55.1156 | 55.1156 | 55.1156 | 55.1156 | 55.1156 | 55.1156 | 55.1156
#CAN - NB - MER Cap Annual v4.12 | 10 | 7623 | Rate Constraint in MTons | FALSE | L | Annual | Emissions at Affected Plants MER | lbs | 0 | 0 | 0 | 0 | 0 | 0 | 0
#CAN - NB - MER Cap Annual v4.12 | 10 | 7623 | Rate Constraint in MTons | FALSE | L | Annual | Allowances Purchased MER | lbs | 0 | 0 | 0 | 0 | 0 | 0 | 0
#CAN - NB - MER Cap Annual v4.12 | 10 | 7623 | Rate Constraint in MTons | FALSE | L | Annual | Allowances Sold MER | lbs | 0 | 0 | 0 | 0 | 0 | 0 | 0
#CAN - NB - MER Cap Annual v4.12 | 10 | 7623 | Rate Constraint in MTons | FALSE | L | Annual | Allowances Banked | lbs | 0 | 0 | 0 | 0 | 0 | 0 | 0
#CAN - NB - MER Cap Annual v4.12 | 10 | 7623 | Rate Constraint in MTons | FALSE | L | Annual | Allowances Withdrawn (1:1) | lbs | 0 | 0 | 0 | 0 | 0 | 0 | 0
#CAN - NB - MER Cap Annual v4.12 | 10 | 7623 | Rate Constraint in MTons | FALSE | L | Annual | Allowances Withdrawn (n:1) | lbs | 0 | 0 | 0 | 0 | 0 | 0 | 0
#CAN - NB - MER Cap Annual v4.12 | 10 | 7623 | Rate Constraint in MTons | FALSE | L | Annual | Net Emissions Allowance Position | lbs | 0 | 0 | 0 | 0 | 0 | 0 | 0
#CAN - NB - MER Cap Annual v4.12 | 10 | 7623 | Rate Constraint in MTons | FALSE | L | Annual | Fuel Consumed | TBtu | 0 | 0 | 0 | 0 | 0 | 0 | 0
#CAN - NB - MER Cap Annual v4.12 | 10 | 7623 | Rate Constraint in MTons | FALSE | L | Annual | Rate | lb/MMBtu | 0 | 0 | 0 | 0 | 0 | 0 | 0
#CAN - NB - MER Cap Annual v4.12 | 10 | 7623 | Rate Constraint in MTons | FALSE | L | Annual | Generation | TWh | 0 | 0 | 0 | 0 | 0 | 0 | 0
#CAN - NB - MER Cap Annual v4.12 | 10 | 7623 | Rate Constraint in MTons | FALSE | L | Annual | Qualifying Generation | TWh | 0 | 0 | 0 | 0 | 0 | 0 | 0
#CAN - NB - MER Cap Annual v4.12 | 10 | 7623 | Rate Constraint in MTons | FALSE | L | Annual | Rate | lb/MWh | 0 | 0 | 0 | 0 | 0 | 0 | 0
#CAN - NB - MER Cap Annual v4.12 | 10 | 7623 | Rate Constraint in MTons | FALSE | L | Annual | Constraint Shadow Price | US2022$/Lb | 0 | 0 | 0 | 0 | 0 | 0 | 0
#CAN - NL&NF - SO2 Cap Annual v3.1 | 11 | 7621 | Rate Constraint in MTons | FALSE | L | Annual | Seasons Included | Seasons | Winter, Spring, Summer, Fall | Winter, Spring, Summer, Fall | Winter, Spring, Summer, Fall | Winter, Spring, Summer, Fall | Winter, Spring, Summer, Fall | Winter, Spring, Summer, Fall | Winter, Spring, Summer, Fall
#CAN - NL&NF - SO2 Cap Annual v3.1 | 11 | 7621 | Rate Constraint in MTons | FALSE | L | Annual | Standard SO2 | Thousand Tons | 16.53 | 16.53 | 16.53 | 16.53 | 16.53 | 16.53 | 16.53
#CAN - NL&NF - SO2 Cap Annual v3.1 | 11 | 7621 | Rate Constraint in MTons | FALSE | L | Annual | Emissions at Affected Plants SO2 | Thousand Tons | 0 | 0 | 0 | 0 | 0 | 0 | 0
#CAN - NL&NF - SO2 Cap Annual v3.1 | 11 | 7621 | Rate Constraint in MTons | FALSE | L | Annual | Allowances Purchased SO2 | Thousand Tons | 0 | 0 | 0 | 0 | 0 | 0 | 0
#CAN - NL&NF - SO2 Cap Annual v3.1 | 11 | 7621 | Rate Constraint in MTons | FALSE | L | Annual | Allowances Sold SO2 | Thousand Tons | 0 | 0 | 0 | 0 | 0 | 0 | 0
#CAN - NL&NF - SO2 Cap Annual v3.1 | 11 | 7621 | Rate Constraint in MTons | FALSE | L | Annual | Allowances Banked | Thousand Tons | 0 | 0 | 0 | 0 | 0 | 0 | 0
#CAN - NL&NF - SO2 Cap Annual v3.1 | 11 | 7621 | Rate Constraint in MTons | FALSE | L | Annual | Allowances Withdrawn (1:1) | Thousand Tons | 0 | 0 | 0 | 0 | 0 | 0 | 0
#CAN - NL&NF - SO2 Cap Annual v3.1 | 11 | 7621 | Rate Constraint in MTons | FALSE | L | Annual | Allowances Withdrawn (n:1) | Thousand Tons | 0 | 0 | 0 | 0 | 0 | 0 | 0
#CAN - NL&NF - SO2 Cap Annual v3.1 | 11 | 7621 | Rate Constraint in MTons | FALSE | L | Annual | Net Emissions Allowance Position | Thousand Tons | 0 | 0 | 0 | 0 | 0 | 0 | 0
#CAN - NL&NF - SO2 Cap Annual v3.1 | 11 | 7621 | Rate Constraint in MTons | FALSE | L | Annual | Fuel Consumed | TBtu | 0 | 0 | 0 | 0 | 0 | 0 | 0
#CAN - NL&NF - SO2 Cap Annual v3.1 | 11 | 7621 | Rate Constraint in MTons | FALSE | L | Annual | Rate | lb/MMBtu | 0 | 0 | 0 | 0 | 0 | 0 | 0
#CAN - NL&NF - SO2 Cap Annual v3.1 | 11 | 7621 | Rate Constraint in MTons | FALSE | L | Annual | Generation | TWh | 0 | 0 | 0 | 0 | 0 | 0 | 0
#CAN - NL&NF - SO2 Cap Annual v3.1 | 11 | 7621 | Rate Constraint in MTons | FALSE | L | Annual | Qualifying Generation | TWh | 0 | 0 | 0 | 0 | 0 | 0 | 0
#CAN - NL&NF - SO2 Cap Annual v3.1 | 11 | 7621 | Rate Constraint in MTons | FALSE | L | Annual | Rate | lb/MWh | 0 | 0 | 0 | 0 | 0 | 0 | 0
#CAN - NL&NF - SO2 Cap Annual v3.1 | 11 | 7621 | Rate Constraint in MTons | FALSE | L | Annual | Constraint Shadow Price | US2022$/Ton | 0 | 0 | 0 | 0 | 0 | 0 | 0
#CAN - NS - CO2 Cap Annual v6.20 | 12 | 7675 | Rate Constraint in MTons | FALSE | L | Annual | Seasons Included | Seasons | Winter, Spring, Summer, Fall | Winter, Spring, Summer, Fall | Winter, Spring, Summer, Fall | Winter, Spring, Summer, Fall | Winter, Spring, Summer, Fall | Winter, Spring, Summer, Fall | Winter, Spring, Summer, Fall
#CAN - NS - CO2 Cap Annual v6.20 | 12 | 7675 | Rate Constraint in MTons | FALSE | L | Annual | Standard CO2 | Thousand Tons | 5924.9163 | 5924.9163 | NA | NA | NA | NA | NA
#CAN - NS - CO2 Cap Annual v6.20 | 12 | 7675 | Rate Constraint in MTons | FALSE | L | Annual | Emissions at Affected Plants CO2 | Thousand Tons | 579.9002 | 785.0245 | 0 | 0 | 0 | 0 | 0
#CAN - NS - CO2 Cap Annual v6.20 | 12 | 7675 | Rate Constraint in MTons | FALSE | L | Annual | Allowances Purchased CO2 | Thousand Tons | 0 | 0 | 0 | 0 | 0 | 0 | 0
#CAN - NS - CO2 Cap Annual v6.20 | 12 | 7675 | Rate Constraint in MTons | FALSE | L | Annual | Allowances Sold CO2 | Thousand Tons | 0 | 0 | 0 | 0 | 0 | 0 | 0
#CAN - NS - CO2 Cap Annual v6.20 | 12 | 7675 | Rate Constraint in MTons | FALSE | L | Annual | Allowances Banked | Thousand Tons | 0 | 0 | 0 | 0 | 0 | 0 | 0
#CAN - NS - CO2 Cap Annual v6.20 | 12 | 7675 | Rate Constraint in MTons | FALSE | L | Annual | Allowances Withdrawn (1:1) | Thousand Tons | 0 | 0 | 0 | 0 | 0 | 0 | 0
#CAN - NS - CO2 Cap Annual v6.20 | 12 | 7675 | Rate Constraint in MTons | FALSE | L | Annual | Allowances Withdrawn (n:1) | Thousand Tons | 0 | 0 | 0 | 0 | 0 | 0 | 0
#CAN - NS - CO2 Cap Annual v6.20 | 12 | 7675 | Rate Constraint in MTons | FALSE | L | Annual | Net Emissions Allowance Position | Thousand Tons | 579.9002 | 785.0245 | 0 | 0 | 0 | 0 | 0
#CAN - NS - CO2 Cap Annual v6.20 | 12 | 7675 | Rate Constraint in MTons | FALSE | L | Annual | Fuel Consumed | TBtu | 5.6097 | 7.5939 | 0 | 0 | 0 | 0 | 0
#CAN - NS - CO2 Cap Annual v6.20 | 12 | 7675 | Rate Constraint in MTons | FALSE | L | Annual | Rate | lb/MMBtu | 206.75 | 206.75 | 0 | 0 | 0 | 0 | 0
#CAN - NS - CO2 Cap Annual v6.20 | 12 | 7675 | Rate Constraint in MTons | FALSE | L | Annual | Generation | TWh | 0.53743 | 0.72753 | 0 | 0 | 0 | 0 | 0
#CAN - NS - CO2 Cap Annual v6.20 | 12 | 7675 | Rate Constraint in MTons | FALSE | L | Annual | Qualifying Generation | TWh | 0.53743 | 0.72753 | 0 | 0 | 0 | 0 | 0
#CAN - NS - CO2 Cap Annual v6.20 | 12 | 7675 | Rate Constraint in MTons | FALSE | L | Annual | Rate | lb/MWh | 2158.0565 | 2158.0565 | 0 | 0 | 0 | 0 | 0
#CAN - NS - CO2 Cap Annual v6.20 | 12 | 7675 | Rate Constraint in MTons | FALSE | L | Annual | Constraint Shadow Price | US2022$/Ton | 0 | 0 | 0 | 0 | 0 | 0 | 0
#CAN - NS - MER Cap Annual v4.12 | 13 | 7627 | Rate Constraint in MTons | FALSE | L | Annual | Seasons Included | Seasons | Winter, Spring, Summer, Fall | Winter, Spring, Summer, Fall | Winter, Spring, Summer, Fall | Winter, Spring, Summer, Fall | Winter, Spring, Summer, Fall | Winter, Spring, Summer, Fall | Winter, Spring, Summer, Fall
#CAN - NS - MER Cap Annual v4.12 | 13 | 7627 | Rate Constraint in MTons | FALSE | L | Annual | Standard MER | lbs | 77.1618 | 77.1618 | 77.1618 | 77.1618 | 77.1618 | 77.1618 | 77.1618
#CAN - NS - MER Cap Annual v4.12 | 13 | 7627 | Rate Constraint in MTons | FALSE | L | Annual | Emissions at Affected Plants MER | lbs | 24.2132 | 32.778 | 0.22973 | 0 | 0 | 0 | 0
#CAN - NS - MER Cap Annual v4.12 | 13 | 7627 | Rate Constraint in MTons | FALSE | L | Annual | Allowances Purchased MER | lbs | 0 | 0 | 0 | 0 | 0 | 0 | 0
#CAN - NS - MER Cap Annual v4.12 | 13 | 7627 | Rate Constraint in MTons | FALSE | L | Annual | Allowances Sold MER | lbs | 0 | 0 | 0 | 0 | 0 | 0 | 0
#CAN - NS - MER Cap Annual v4.12 | 13 | 7627 | Rate Constraint in MTons | FALSE | L | Annual | Allowances Banked | lbs | 0 | 0 | 0 | 0 | 0 | 0 | 0
#CAN - NS - MER Cap Annual v4.12 | 13 | 7627 | Rate Constraint in MTons | FALSE | L | Annual | Allowances Withdrawn (1:1) | lbs | 0 | 0 | 0 | 0 | 0 | 0 | 0
#CAN - NS - MER Cap Annual v4.12 | 13 | 7627 | Rate Constraint in MTons | FALSE | L | Annual | Allowances Withdrawn (n:1) | lbs | 0 | 0 | 0 | 0 | 0 | 0 | 0
#CAN - NS - MER Cap Annual v4.12 | 13 | 7627 | Rate Constraint in MTons | FALSE | L | Annual | Net Emissions Allowance Position | lbs | 24.2132 | 32.778 | 0.22973 | 0 | 0 | 0 | 0
#CAN - NS - MER Cap Annual v4.12 | 13 | 7627 | Rate Constraint in MTons | FALSE | L | Annual | Fuel Consumed | TBtu | 5.6097 | 7.5939 | 0.053224 | 0 | 0 | 0 | 0
#CAN - NS - MER Cap Annual v4.12 | 13 | 7627 | Rate Constraint in MTons | FALSE | L | Annual | Rate | lb/MMBtu | 4.3163e-06 | 4.3163e-06 | 4.3163e-06 | 0 | 0 | 0 | 0
#CAN - NS - MER Cap Annual v4.12 | 13 | 7627 | Rate Constraint in MTons | FALSE | L | Annual | Generation | TWh | 0.53743 | 0.72753 | 0.005099 | 0 | 0 | 0 | 0
#CAN - NS - MER Cap Annual v4.12 | 13 | 7627 | Rate Constraint in MTons | FALSE | L | Annual | Qualifying Generation | TWh | 0.53743 | 0.72753 | 0.005099 | 0 | 0 | 0 | 0
#CAN - NS - MER Cap Annual v4.12 | 13 | 7627 | Rate Constraint in MTons | FALSE | L | Annual | Rate | lb/MWh | 4.5054e-05 | 4.5054e-05 | 4.5054e-05 | 0 | 0 | 0 | 0
#CAN - NS - MER Cap Annual v4.12 | 13 | 7627 | Rate Constraint in MTons | FALSE | L | Annual | Constraint Shadow Price | US2022$/Lb | 0 | 0 | 0 | 0 | 0 | 0 | 0
#CAN - NS - NS Power - NOX Cap Annual v3.1 | 14 | 7624 | Rate Constraint in MTons | FALSE | L | Annual | Seasons Included | Seasons | Winter, Spring, Summer, Fall | Winter, Spring, Summer, Fall | Winter, Spring, Summer, Fall | Winter, Spring, Summer, Fall | Winter, Spring, Summer, Fall | Winter, Spring, Summer, Fall | Winter, Spring, Summer, Fall
#CAN - NS - NS Power - NOX Cap Annual v3.1 | 14 | 7624 | Rate Constraint in MTons | FALSE | L | Annual | Standard NOX | Thousand Tons | 16.485 | 16.485 | 16.485 | 16.485 | 16.485 | 16.485 | 16.485
#CAN - NS - NS Power - NOX Cap Annual v3.1 | 14 | 7624 | Rate Constraint in MTons | FALSE | L | Annual | Emissions at Affected Plants NOX | Thousand Tons | 1.5547 | 2.039 | 0.056876 | 0.034847 | 0.022884 | 0.010232 | 0.0097964
#CAN - NS - NS Power - NOX Cap Annual v3.1 | 14 | 7624 | Rate Constraint in MTons | FALSE | L | Annual | Allowances Purchased NOX | Thousand Tons | 0 | 0 | 0 | 0 | 0 | 0 | 0
#CAN - NS - NS Power - NOX Cap Annual v3.1 | 14 | 7624 | Rate Constraint in MTons | FALSE | L | Annual | Allowances Sold NOX | Thousand Tons | 0 | 0 | 0 | 0 | 0 | 0 | 0
#CAN - NS - NS Power - NOX Cap Annual v3.1 | 14 | 7624 | Rate Constraint in MTons | FALSE | L | Annual | Allowances Banked | Thousand Tons | 0 | 0 | 0 | 0 | 0 | 0 | 0
#CAN - NS - NS Power - NOX Cap Annual v3.1 | 14 | 7624 | Rate Constraint in MTons | FALSE | L | Annual | Allowances Withdrawn (1:1) | Thousand Tons | 0 | 0 | 0 | 0 | 0 | 0 | 0
#CAN - NS - NS Power - NOX Cap Annual v3.1 | 14 | 7624 | Rate Constraint in MTons | FALSE | L | Annual | Allowances Withdrawn (n:1) | Thousand Tons | 0 | 0 | 0 | 0 | 0 | 0 | 0
#CAN - NS - NS Power - NOX Cap Annual v3.1 | 14 | 7624 | Rate Constraint in MTons | FALSE | L | Annual | Net Emissions Allowance Position | Thousand Tons | 1.5547 | 2.039 | 0.056876 | 0.034847 | 0.022884 | 0.010232 | 0.0097964
#CAN - NS - NS Power - NOX Cap Annual v3.1 | 14 | 7624 | Rate Constraint in MTons | FALSE | L | Annual | Fuel Consumed | TBtu | 11.0569 | 14.2709 | 5.6471 | 4.9281 | 3.6822 | 1.6283 | 1.5479
#CAN - NS - NS Power - NOX Cap Annual v3.1 | 14 | 7624 | Rate Constraint in MTons | FALSE | L | Annual | Rate | lb/MMBtu | 0.28121 | 0.28576 | 0.020144 | 0.014142 | 0.01243 | 0.012568 | 0.012658
#CAN - NS - NS Power - NOX Cap Annual v3.1 | 14 | 7624 | Rate Constraint in MTons | FALSE | L | Annual | Generation | TWh | 1.2371 | 1.5922 | 0.78812 | 0.68133 | 0.49732 | 0.19491 | 0.18447
#CAN - NS - NS Power - NOX Cap Annual v3.1 | 14 | 7624 | Rate Constraint in MTons | FALSE | L | Annual | Qualifying Generation | TWh | 1.2371 | 1.5922 | 0.78812 | 0.68133 | 0.49732 | 0.19491 | 0.18447
#CAN - NS - NS Power - NOX Cap Annual v3.1 | 14 | 7624 | Rate Constraint in MTons | FALSE | L | Annual | Rate | lb/MWh | 2.5133 | 2.5613 | 0.14433 | 0.10229 | 0.092031 | 0.10499 | 0.10621
#CAN - NS - NS Power - NOX Cap Annual v3.1 | 14 | 7624 | Rate Constraint in MTons | FALSE | L | Annual | Constraint Shadow Price | US2022$/Ton | 0 | 0 | 0 | 0 | 0 | 0 | 0
#CAN - NS - NS Power - SO2 Cap Annual v3.1 | 15 | 7625 | Rate Constraint in MTons | FALSE | L | Annual | Seasons Included | Seasons | Winter, Spring, Summer, Fall | Winter, Spring, Summer, Fall | Winter, Spring, Summer, Fall | Winter, Spring, Summer, Fall | Winter, Spring, Summer, Fall | Winter, Spring, Summer, Fall | Winter, Spring, Summer, Fall
#CAN - NS - NS Power - SO2 Cap Annual v3.1 | 15 | 7625 | Rate Constraint in MTons | FALSE | L | Annual | Standard SO2 | Thousand Tons | 39.9587 | 39.9587 | 39.9587 | 39.9587 | 39.9587 | 39.9587 | 39.9587
#CAN - NS - NS Power - SO2 Cap Annual v3.1 | 15 | 7625 | Rate Constraint in MTons | FALSE | L | Annual | Emissions at Affected Plants SO2 | Thousand Tons | 3.0727 | 4.1596 | 0.029153 | 0 | 0 | 0 | 0
#CAN - NS - NS Power - SO2 Cap Annual v3.1 | 15 | 7625 | Rate Constraint in MTons | FALSE | L | Annual | Allowances Purchased SO2 | Thousand Tons | 0 | 0 | 0 | 0 | 0 | 0 | 0
#CAN - NS - NS Power - SO2 Cap Annual v3.1 | 15 | 7625 | Rate Constraint in MTons | FALSE | L | Annual | Allowances Sold SO2 | Thousand Tons | 0 | 0 | 0 | 0 | 0 | 0 | 0
#CAN - NS - NS Power - SO2 Cap Annual v3.1 | 15 | 7625 | Rate Constraint in MTons | FALSE | L | Annual | Allowances Banked | Thousand Tons | 0 | 0 | 0 | 0 | 0 | 0 | 0
#CAN - NS - NS Power - SO2 Cap Annual v3.1 | 15 | 7625 | Rate Constraint in MTons | FALSE | L | Annual | Allowances Withdrawn (1:1) | Thousand Tons | 0 | 0 | 0 | 0 | 0 | 0 | 0
#CAN - NS - NS Power - SO2 Cap Annual v3.1 | 15 | 7625 | Rate Constraint in MTons | FALSE | L | Annual | Allowances Withdrawn (n:1) | Thousand Tons | 0 | 0 | 0 | 0 | 0 | 0 | 0
#CAN - NS - NS Power - SO2 Cap Annual v3.1 | 15 | 7625 | Rate Constraint in MTons | FALSE | L | Annual | Net Emissions Allowance Position | Thousand Tons | 3.0727 | 4.1596 | 0.029153 | 0 | 0 | 0 | 0
#CAN - NS - NS Power - SO2 Cap Annual v3.1 | 15 | 7625 | Rate Constraint in MTons | FALSE | L | Annual | Fuel Consumed | TBtu | 11.0569 | 14.2709 | 5.6471 | 4.9281 | 3.6822 | 1.6283 | 1.5479
#CAN - NS - NS Power - SO2 Cap Annual v3.1 | 15 | 7625 | Rate Constraint in MTons | FALSE | L | Annual | Rate | lb/MMBtu | 0.5558 | 0.58295 | 0.010325 | 0 | 0 | 0 | 0
#CAN - NS - NS Power - SO2 Cap Annual v3.1 | 15 | 7625 | Rate Constraint in MTons | FALSE | L | Annual | Generation | TWh | 1.2371 | 1.5922 | 0.78812 | 0.68133 | 0.49732 | 0.19491 | 0.18447
#CAN - NS - NS Power - SO2 Cap Annual v3.1 | 15 | 7625 | Rate Constraint in MTons | FALSE | L | Annual | Qualifying Generation | TWh | 1.2371 | 1.5922 | 0.78812 | 0.68133 | 0.49732 | 0.19491 | 0.18447
#CAN - NS - NS Power - SO2 Cap Annual v3.1 | 15 | 7625 | Rate Constraint in MTons | FALSE | L | Annual | Rate | lb/MWh | 4.9675 | 5.2251 | 0.073982 | 0 | 0 | 0 | 0
#CAN - NS - NS Power - SO2 Cap Annual v3.1 | 15 | 7625 | Rate Constraint in MTons | FALSE | L | Annual | Constraint Shadow Price | US2022$/Ton | 0 | 0 | 0 | 0 | 0 | 0 | 0
#CAN - NS - SO2 Cap Annual v3.1 | 16 | 7626 | Rate Constraint in MTons | FALSE | L | Annual | Seasons Included | Seasons | Winter, Spring, Summer, Fall | Winter, Spring, Summer, Fall | Winter, Spring, Summer, Fall | Winter, Spring, Summer, Fall | Winter, Spring, Summer, Fall | Winter, Spring, Summer, Fall | Winter, Spring, Summer, Fall
#CAN - NS - SO2 Cap Annual v3.1 | 16 | 7626 | Rate Constraint in MTons | FALSE | L | Annual | Standard SO2 | Thousand Tons | 131.2522 | 131.2522 | 131.2522 | 131.2522 | 131.2522 | 131.2522 | 131.2522
#CAN - NS - SO2 Cap Annual v3.1 | 16 | 7626 | Rate Constraint in MTons | FALSE | L | Annual | Emissions at Affected Plants SO2 | Thousand Tons | 3.0727 | 4.1596 | 0.029153 | 0 | 0 | 0 | 0
#CAN - NS - SO2 Cap Annual v3.1 | 16 | 7626 | Rate Constraint in MTons | FALSE | L | Annual | Allowances Purchased SO2 | Thousand Tons | 0 | 0 | 0 | 0 | 0 | 0 | 0
#CAN - NS - SO2 Cap Annual v3.1 | 16 | 7626 | Rate Constraint in MTons | FALSE | L | Annual | Allowances Sold SO2 | Thousand Tons | 0 | 0 | 0 | 0 | 0 | 0 | 0
#CAN - NS - SO2 Cap Annual v3.1 | 16 | 7626 | Rate Constraint in MTons | FALSE | L | Annual | Allowances Banked | Thousand Tons | 0 | 0 | 0 | 0 | 0 | 0 | 0
#CAN - NS - SO2 Cap Annual v3.1 | 16 | 7626 | Rate Constraint in MTons | FALSE | L | Annual | Allowances Withdrawn (1:1) | Thousand Tons | 0 | 0 | 0 | 0 | 0 | 0 | 0
#CAN - NS - SO2 Cap Annual v3.1 | 16 | 7626 | Rate Constraint in MTons | FALSE | L | Annual | Allowances Withdrawn (n:1) | Thousand Tons | 0 | 0 | 0 | 0 | 0 | 0 | 0
#CAN - NS - SO2 Cap Annual v3.1 | 16 | 7626 | Rate Constraint in MTons | FALSE | L | Annual | Net Emissions Allowance Position | Thousand Tons | 3.0727 | 4.1596 | 0.029153 | 0 | 0 | 0 | 0
#CAN - NS - SO2 Cap Annual v3.1 | 16 | 7626 | Rate Constraint in MTons | FALSE | L | Annual | Fuel Consumed | TBtu | 11.0569 | 14.2709 | 5.6471 | 4.9281 | 3.6822 | 1.6283 | 1.5479
#CAN - NS - SO2 Cap Annual v3.1 | 16 | 7626 | Rate Constraint in MTons | FALSE | L | Annual | Rate | lb/MMBtu | 0.5558 | 0.58295 | 0.010325 | 0 | 0 | 0 | 0
#CAN - NS - SO2 Cap Annual v3.1 | 16 | 7626 | Rate Constraint in MTons | FALSE | L | Annual | Generation | TWh | 1.2371 | 1.5922 | 0.78812 | 0.68133 | 0.49732 | 0.19491 | 0.18447
#CAN - NS - SO2 Cap Annual v3.1 | 16 | 7626 | Rate Constraint in MTons | FALSE | L | Annual | Qualifying Generation | TWh | 1.2371 | 1.5922 | 0.78812 | 0.68133 | 0.49732 | 0.19491 | 0.18447
#CAN - NS - SO2 Cap Annual v3.1 | 16 | 7626 | Rate Constraint in MTons | FALSE | L | Annual | Rate | lb/MWh | 4.9675 | 5.2251 | 0.073982 | 0 | 0 | 0 | 0
#CAN - NS - SO2 Cap Annual v3.1 | 16 | 7626 | Rate Constraint in MTons | FALSE | L | Annual | Constraint Shadow Price | US2022$/Ton | 0 | 0 | 0 | 0 | 0 | 0 | 0
#CAN - ON - NOX Cap Annual v3.1 | 17 | 7628 | Rate Constraint in MTons | FALSE | L | Annual | Seasons Included | Seasons | Winter, Spring, Summer, Fall | Winter, Spring, Summer, Fall | Winter, Spring, Summer, Fall | Winter, Spring, Summer, Fall | Winter, Spring, Summer, Fall | Winter, Spring, Summer, Fall | Winter, Spring, Summer, Fall
#CAN - ON - NOX Cap Annual v3.1 | 17 | 7628 | Rate Constraint in MTons | FALSE | L | Annual | Standard NOX | Thousand Tons | 47.2891 | 47.2891 | 47.2891 | 47.2891 | 47.2891 | 47.2891 | 47.2891
#CAN - ON - NOX Cap Annual v3.1 | 17 | 7628 | Rate Constraint in MTons | FALSE | L | Annual | Emissions at Affected Plants NOX | Thousand Tons | 0.36161 | 0.51039 | 0.923 | 1.2916 | 1.4527 | 0.26701 | 0.25001
#CAN - ON - NOX Cap Annual v3.1 | 17 | 7628 | Rate Constraint in MTons | FALSE | L | Annual | Allowances Purchased NOX | Thousand Tons | 0 | 0 | 0 | 0 | 0 | 0 | 0
#CAN - ON - NOX Cap Annual v3.1 | 17 | 7628 | Rate Constraint in MTons | FALSE | L | Annual | Allowances Sold NOX | Thousand Tons | 0 | 0 | 0 | 0 | 0 | 0 | 0
#CAN - ON - NOX Cap Annual v3.1 | 17 | 7628 | Rate Constraint in MTons | FALSE | L | Annual | Allowances Banked | Thousand Tons | 0 | 0 | 0 | 0 | 39.4076 | 0 | 0
#CAN - ON - NOX Cap Annual v3.1 | 17 | 7628 | Rate Constraint in MTons | FALSE | L | Annual | Allowances Withdrawn (1:1) | Thousand Tons | 0 | 0 | 0 | 0 | 0 | -47.2891 | 0
#CAN - ON - NOX Cap Annual v3.1 | 17 | 7628 | Rate Constraint in MTons | FALSE | L | Annual | Allowances Withdrawn (n:1) | Thousand Tons | 0 | 0 | 0 | 0 | 0 | 0 | 0
#CAN - ON - NOX Cap Annual v3.1 | 17 | 7628 | Rate Constraint in MTons | FALSE | L | Annual | Net Emissions Allowance Position | Thousand Tons | 0.36161 | 0.51039 | 0.923 | 1.2916 | 40.8603 | -47.0221 | 0.25001
#CAN - ON - NOX Cap Annual v3.1 | 17 | 7628 | Rate Constraint in MTons | FALSE | L | Annual | Fuel Consumed | TBtu | 30.8514 | 54.4633 | 117.5368 | 179.4786 | 206.6517 | 19.1549 | 16.4833
#CAN - ON - NOX Cap Annual v3.1 | 17 | 7628 | Rate Constraint in MTons | FALSE | L | Annual | Rate | lb/MMBtu | 0.023442 | 0.018743 | 0.015706 | 0.014393 | 0.01406 | 0.027879 | 0.030335
#CAN - ON - NOX Cap Annual v3.1 | 17 | 7628 | Rate Constraint in MTons | FALSE | L | Annual | Generation | TWh | 4.4399 | 7.6799 | 16.8124 | 25.3486 | 29.0368 | 2.6192 | 2.2469
#CAN - ON - NOX Cap Annual v3.1 | 17 | 7628 | Rate Constraint in MTons | FALSE | L | Annual | Qualifying Generation | TWh | 4.4399 | 7.6799 | 16.8124 | 25.3486 | 29.0368 | 2.6192 | 2.2469
#CAN - ON - NOX Cap Annual v3.1 | 17 | 7628 | Rate Constraint in MTons | FALSE | L | Annual | Rate | lb/MWh | 0.16289 | 0.13292 | 0.1098 | 0.10191 | 0.10006 | 0.20388 | 0.22254
#CAN - ON - NOX Cap Annual v3.1 | 17 | 7628 | Rate Constraint in MTons | FALSE | L | Annual | Constraint Shadow Price | US2022$/Ton | 0 | 0 | 0 | 0 | 0 | 0 | 0
#CAN - ON - O3 Annex - NOX Cap Annual v3.1 | 18 | 7629 | Rate Constraint in MTons | FALSE | L | Annual | Seasons Included | Seasons | Winter, Spring, Summer, Fall | Winter, Spring, Summer, Fall | Winter, Spring, Summer, Fall | Winter, Spring, Summer, Fall | Winter, Spring, Summer, Fall | Winter, Spring, Summer, Fall | Winter, Spring, Summer, Fall
#CAN - ON - O3 Annex - NOX Cap Annual v3.1 | 18 | 7629 | Rate Constraint in MTons | FALSE | L | Annual | Standard NOX | Thousand Tons | 42.9901 | 42.9901 | 42.9901 | 42.9901 | 42.9901 | 42.9901 | 42.9901
#CAN - ON - O3 Annex - NOX Cap Annual v3.1 | 18 | 7629 | Rate Constraint in MTons | FALSE | L | Annual | Emissions at Affected Plants NOX | Thousand Tons | 0.36161 | 0.51039 | 0.923 | 1.2916 | 1.4527 | 0.26677 | 0.2497
#CAN - ON - O3 Annex - NOX Cap Annual v3.1 | 18 | 7629 | Rate Constraint in MTons | FALSE | L | Annual | Allowances Purchased NOX | Thousand Tons | 0 | 0 | 0 | 0 | 0 | 0 | 0
#CAN - ON - O3 Annex - NOX Cap Annual v3.1 | 18 | 7629 | Rate Constraint in MTons | FALSE | L | Annual | Allowances Sold NOX | Thousand Tons | 0 | 0 | 0 | 0 | 0 | 0 | 0
#CAN - ON - O3 Annex - NOX Cap Annual v3.1 | 18 | 7629 | Rate Constraint in MTons | FALSE | L | Annual | Allowances Banked | Thousand Tons | 0 | 0 | 0 | 0 | 0 | 0 | 0
#CAN - ON - O3 Annex - NOX Cap Annual v3.1 | 18 | 7629 | Rate Constraint in MTons | FALSE | L | Annual | Allowances Withdrawn (1:1) | Thousand Tons | 0 | 0 | 0 | 0 | 0 | 0 | 0
#CAN - ON - O3 Annex - NOX Cap Annual v3.1 | 18 | 7629 | Rate Constraint in MTons | FALSE | L | Annual | Allowances Withdrawn (n:1) | Thousand Tons | 0 | 0 | 0 | 0 | 0 | 0 | 0
#CAN - ON - O3 Annex - NOX Cap Annual v3.1 | 18 | 7629 | Rate Constraint in MTons | FALSE | L | Annual | Net Emissions Allowance Position | Thousand Tons | 0.36161 | 0.51039 | 0.923 | 1.2916 | 1.4527 | 0.26677 | 0.2497
#CAN - ON - O3 Annex - NOX Cap Annual v3.1 | 18 | 7629 | Rate Constraint in MTons | FALSE | L | Annual | Fuel Consumed | TBtu | 30.8514 | 54.4633 | 117.5368 | 179.4773 | 206.6504 | 19.1108 | 16.4277
#CAN - ON - O3 Annex - NOX Cap Annual v3.1 | 18 | 7629 | Rate Constraint in MTons | FALSE | L | Annual | Rate | lb/MMBtu | 0.023442 | 0.018743 | 0.015706 | 0.014393 | 0.01406 | 0.027918 | 0.0304
#CAN - ON - O3 Annex - NOX Cap Annual v3.1 | 18 | 7629 | Rate Constraint in MTons | FALSE | L | Annual | Generation | TWh | 4.4399 | 7.6799 | 16.8124 | 25.3484 | 29.0367 | 2.6148 | 2.2413
#CAN - ON - O3 Annex - NOX Cap Annual v3.1 | 18 | 7629 | Rate Constraint in MTons | FALSE | L | Annual | Qualifying Generation | TWh | 4.4399 | 7.6799 | 16.8124 | 25.3484 | 29.0367 | 2.6148 | 2.2413
#CAN - ON - O3 Annex - NOX Cap Annual v3.1 | 18 | 7629 | Rate Constraint in MTons | FALSE | L | Annual | Rate | lb/MWh | 0.16289 | 0.13292 | 0.1098 | 0.10191 | 0.10006 | 0.20405 | 0.22282
#CAN - ON - O3 Annex - NOX Cap Annual v3.1 | 18 | 7629 | Rate Constraint in MTons | FALSE | L | Annual | Constraint Shadow Price | US2022$/Ton | 0 | 0 | 0 | 0 | 0 | 0 | 0
#CAN - ON - SO2 Cap Annual v3.1 | 19 | 7630 | Rate Constraint in MTons | FALSE | L | Annual | Seasons Included | Seasons | Winter, Spring, Summer, Fall | Winter, Spring, Summer, Fall | Winter, Spring, Summer, Fall | Winter, Spring, Summer, Fall | Winter, Spring, Summer, Fall | Winter, Spring, Summer, Fall | Winter, Spring, Summer, Fall
#CAN - ON - SO2 Cap Annual v3.1 | 19 | 7630 | Rate Constraint in MTons | FALSE | L | Annual | Standard SO2 | Thousand Tons | 144.4026 | 144.4026 | 144.4026 | 144.4026 | 144.4026 | 144.4026 | 144.4026
#CAN - ON - SO2 Cap Annual v3.1 | 19 | 7630 | Rate Constraint in MTons | FALSE | L | Annual | Emissions at Affected Plants SO2 | Thousand Tons | 0.25581 | 0.25581 | 0.25581 | 0.25581 | 0.25581 | 0.25581 | 0.25581
#CAN - ON - SO2 Cap Annual v3.1 | 19 | 7630 | Rate Constraint in MTons | FALSE | L | Annual | Allowances Purchased SO2 | Thousand Tons | 0 | 0 | 0 | 0 | 0 | 0 | 0
#CAN - ON - SO2 Cap Annual v3.1 | 19 | 7630 | Rate Constraint in MTons | FALSE | L | Annual | Allowances Sold SO2 | Thousand Tons | 0 | 0 | 0 | 0 | 0 | 0 | 0
#CAN - ON - SO2 Cap Annual v3.1 | 19 | 7630 | Rate Constraint in MTons | FALSE | L | Annual | Allowances Banked | Thousand Tons | 0 | 0 | 0 | 0 | 0 | 0 | 0
#CAN - ON - SO2 Cap Annual v3.1 | 19 | 7630 | Rate Constraint in MTons | FALSE | L | Annual | Allowances Withdrawn (1:1) | Thousand Tons | 0 | 0 | 0 | 0 | 0 | 0 | 0
#CAN - ON - SO2 Cap Annual v3.1 | 19 | 7630 | Rate Constraint in MTons | FALSE | L | Annual | Allowances Withdrawn (n:1) | Thousand Tons | 0 | 0 | 0 | 0 | 0 | 0 | 0
#CAN - ON - SO2 Cap Annual v3.1 | 19 | 7630 | Rate Constraint in MTons | FALSE | L | Annual | Net Emissions Allowance Position | Thousand Tons | 0.25581 | 0.25581 | 0.25581 | 0.25581 | 0.25581 | 0.25581 | 0.25581
#CAN - ON - SO2 Cap Annual v3.1 | 19 | 7630 | Rate Constraint in MTons | FALSE | L | Annual | Fuel Consumed | TBtu | 30.8514 | 54.4633 | 117.5368 | 179.4786 | 206.6517 | 19.1549 | 16.4833
#CAN - ON - SO2 Cap Annual v3.1 | 19 | 7630 | Rate Constraint in MTons | FALSE | L | Annual | Rate | lb/MMBtu | 0.016583 | 0.0093938 | 0.0043528 | 0.0028506 | 0.0024758 | 0.02671 | 0.031039
#CAN - ON - SO2 Cap Annual v3.1 | 19 | 7630 | Rate Constraint in MTons | FALSE | L | Annual | Generation | TWh | 4.4399 | 7.6799 | 16.8124 | 25.3486 | 29.0368 | 2.6192 | 2.2469
#CAN - ON - SO2 Cap Annual v3.1 | 19 | 7630 | Rate Constraint in MTons | FALSE | L | Annual | Qualifying Generation | TWh | 4.4399 | 7.6799 | 16.8124 | 25.3486 | 29.0368 | 2.6192 | 2.2469
#CAN - ON - SO2 Cap Annual v3.1 | 19 | 7630 | Rate Constraint in MTons | FALSE | L | Annual | Rate | lb/MWh | 0.11523 | 0.066617 | 0.030431 | 0.020183 | 0.01762 | 0.19533 | 0.2277
#CAN - ON - SO2 Cap Annual v3.1 | 19 | 7630 | Rate Constraint in MTons | FALSE | L | Annual | Constraint Shadow Price | US2022$/Ton | 0 | 0 | 0 | 0 | 0 | 0 | 0
#CAN - PE - Acid Rain - SO2 Cap Annual v3.1 | 20 | 7634 | Rate Constraint in MTons | FALSE | L | Annual | Seasons Included | Seasons | Winter, Spring, Summer, Fall | Winter, Spring, Summer, Fall | Winter, Spring, Summer, Fall | Winter, Spring, Summer, Fall | Winter, Spring, Summer, Fall | Winter, Spring, Summer, Fall | Winter, Spring, Summer, Fall
#CAN - PE - Acid Rain - SO2 Cap Annual v3.1 | 20 | 7634 | Rate Constraint in MTons | FALSE | L | Annual | Standard SO2 | Thousand Tons | 3.31 | 3.31 | 3.31 | 3.31 | 3.31 | 3.31 | 3.31
#CAN - PE - Acid Rain - SO2 Cap Annual v3.1 | 20 | 7634 | Rate Constraint in MTons | FALSE | L | Annual | Emissions at Affected Plants SO2 | Thousand Tons | 0 | 0 | 0 | 0 | 0 | 0 | 0
#CAN - PE - Acid Rain - SO2 Cap Annual v3.1 | 20 | 7634 | Rate Constraint in MTons | FALSE | L | Annual | Allowances Purchased SO2 | Thousand Tons | 0 | 0 | 0 | 0 | 0 | 0 | 0
#CAN - PE - Acid Rain - SO2 Cap Annual v3.1 | 20 | 7634 | Rate Constraint in MTons | FALSE | L | Annual | Allowances Sold SO2 | Thousand Tons | 0 | 0 | 0 | 0 | 0 | 0 | 0
#CAN - PE - Acid Rain - SO2 Cap Annual v3.1 | 20 | 7634 | Rate Constraint in MTons | FALSE | L | Annual | Allowances Banked | Thousand Tons | 0 | 0 | 0 | 0 | 0 | 0 | 0
#CAN - PE - Acid Rain - SO2 Cap Annual v3.1 | 20 | 7634 | Rate Constraint in MTons | FALSE | L | Annual | Allowances Withdrawn (1:1) | Thousand Tons | 0 | 0 | 0 | 0 | 0 | 0 | 0
#CAN - PE - Acid Rain - SO2 Cap Annual v3.1 | 20 | 7634 | Rate Constraint in MTons | FALSE | L | Annual | Allowances Withdrawn (n:1) | Thousand Tons | 0 | 0 | 0 | 0 | 0 | 0 | 0
#CAN - PE - Acid Rain - SO2 Cap Annual v3.1 | 20 | 7634 | Rate Constraint in MTons | FALSE | L | Annual | Net Emissions Allowance Position | Thousand Tons | 0 | 0 | 0 | 0 | 0 | 0 | 0
#CAN - PE - Acid Rain - SO2 Cap Annual v3.1 | 20 | 7634 | Rate Constraint in MTons | FALSE | L | Annual | Fuel Consumed | TBtu | 4.9456 | 7.3216 | 8.0538 | 8.2327 | 4.8278 | 1.9323 | 1.5112
#CAN - PE - Acid Rain - SO2 Cap Annual v3.1 | 20 | 7634 | Rate Constraint in MTons | FALSE | L | Annual | Rate | lb/MMBtu | 0 | 0 | 0 | 0 | 0 | 0 | 0
#CAN - PE - Acid Rain - SO2 Cap Annual v3.1 | 20 | 7634 | Rate Constraint in MTons | FALSE | L | Annual | Generation | TWh | 0.74681 | 1.1198 | 1.2134 | 1.1842 | 0.72381 | 0.30335 | 0.23723
#CAN - PE - Acid Rain - SO2 Cap Annual v3.1 | 20 | 7634 | Rate Constraint in MTons | FALSE | L | Annual | Qualifying Generation | TWh | 0.74681 | 1.1198 | 1.2134 | 1.1842 | 0.72381 | 0.30335 | 0.23723
#CAN - PE - Acid Rain - SO2 Cap Annual v3.1 | 20 | 7634 | Rate Constraint in MTons | FALSE | L | Annual | Rate | lb/MWh | 0 | 0 | 0 | 0 | 0 | 0 | 0
#CAN - PE - Acid Rain - SO2 Cap Annual v3.1 | 20 | 7634 | Rate Constraint in MTons | FALSE | L | Annual | Constraint Shadow Price | US2022$/Ton | 0 | 0 | 0 | 0 | 0 | 0 | 0
#CAN - PQ - Acid Rain - SO2 Cap Annual v3.1 | 21 | 7632 | Rate Constraint in MTons | FALSE | L | Annual | Seasons Included | Seasons | Winter, Spring, Summer, Fall | Winter, Spring, Summer, Fall | Winter, Spring, Summer, Fall | Winter, Spring, Summer, Fall | Winter, Spring, Summer, Fall | Winter, Spring, Summer, Fall | Winter, Spring, Summer, Fall
#CAN - PQ - Acid Rain - SO2 Cap Annual v3.1 | 21 | 7632 | Rate Constraint in MTons | FALSE | L | Annual | Standard SO2 | Thousand Tons | 6.61 | 6.61 | 6.61 | 6.61 | 6.61 | 6.61 | 6.61
#CAN - PQ - Acid Rain - SO2 Cap Annual v3.1 | 21 | 7632 | Rate Constraint in MTons | FALSE | L | Annual | Emissions at Affected Plants SO2 | Thousand Tons | 0 | 0 | 0 | 0 | 0 | 0 | 0
#CAN - PQ - Acid Rain - SO2 Cap Annual v3.1 | 21 | 7632 | Rate Constraint in MTons | FALSE | L | Annual | Allowances Purchased SO2 | Thousand Tons | 0 | 0 | 0 | 0 | 0 | 0 | 0
#CAN - PQ - Acid Rain - SO2 Cap Annual v3.1 | 21 | 7632 | Rate Constraint in MTons | FALSE | L | Annual | Allowances Sold SO2 | Thousand Tons | 0 | 0 | 0 | 0 | 0 | 0 | 0
#CAN - PQ - Acid Rain - SO2 Cap Annual v3.1 | 21 | 7632 | Rate Constraint in MTons | FALSE | L | Annual | Allowances Banked | Thousand Tons | 0 | 0 | 0 | 0 | 0 | 0 | 0
#CAN - PQ - Acid Rain - SO2 Cap Annual v3.1 | 21 | 7632 | Rate Constraint in MTons | FALSE | L | Annual | Allowances Withdrawn (1:1) | Thousand Tons | 0 | 0 | 0 | 0 | 0 | 0 | 0
#CAN - PQ - Acid Rain - SO2 Cap Annual v3.1 | 21 | 7632 | Rate Constraint in MTons | FALSE | L | Annual | Allowances Withdrawn (n:1) | Thousand Tons | 0 | 0 | 0 | 0 | 0 | 0 | 0
#CAN - PQ - Acid Rain - SO2 Cap Annual v3.1 | 21 | 7632 | Rate Constraint in MTons | FALSE | L | Annual | Net Emissions Allowance Position | Thousand Tons | 0 | 0 | 0 | 0 | 0 | 0 | 0
#CAN - PQ - Acid Rain - SO2 Cap Annual v3.1 | 21 | 7632 | Rate Constraint in MTons | FALSE | L | Annual | Fuel Consumed | TBtu | 0 | 0 | 0 | 0 | 0 | 0 | 0
#CAN - PQ - Acid Rain - SO2 Cap Annual v3.1 | 21 | 7632 | Rate Constraint in MTons | FALSE | L | Annual | Rate | lb/MMBtu | 0 | 0 | 0 | 0 | 0 | 0 | 0
#CAN - PQ - Acid Rain - SO2 Cap Annual v3.1 | 21 | 7632 | Rate Constraint in MTons | FALSE | L | Annual | Generation | TWh | 0 | 0 | 0 | 0 | 0 | 0 | 0
#CAN - PQ - Acid Rain - SO2 Cap Annual v3.1 | 21 | 7632 | Rate Constraint in MTons | FALSE | L | Annual | Qualifying Generation | TWh | 0 | 0 | 0 | 0 | 0 | 0 | 0
#CAN - PQ - Acid Rain - SO2 Cap Annual v3.1 | 21 | 7632 | Rate Constraint in MTons | FALSE | L | Annual | Rate | lb/MWh | 0 | 0 | 0 | 0 | 0 | 0 | 0
#CAN - PQ - Acid Rain - SO2 Cap Annual v3.1 | 21 | 7632 | Rate Constraint in MTons | FALSE | L | Annual | Constraint Shadow Price | US2022$/Ton | 0 | 0 | 0 | 0 | 0 | 0 | 0
#CAN - PQ - CO2 Constraint- v.6.17 | 22 | 7633 | Rate Constraint in MTons | FALSE | L | Annual | Seasons Included | Seasons | Winter, Spring, Summer, Fall | Winter, Spring, Summer, Fall | Winter, Spring, Summer, Fall | Winter, Spring, Summer, Fall | Winter, Spring, Summer, Fall | Winter, Spring, Summer, Fall | Winter, Spring, Summer, Fall
#CAN - PQ - CO2 Constraint- v.6.17 | 22 | 7633 | Rate Constraint in MTons | FALSE | L | Annual | Standard CO2 | Thousand Tons | 0 | 0 | 0 | 0 | 0 | 0 | 0
#CAN - PQ - CO2 Constraint- v.6.17 | 22 | 7633 | Rate Constraint in MTons | FALSE | L | Annual | Emissions at Affected Plants CO2 | Thousand Tons | 0 | 0 | 0 | 0 | 0 | 0 | 0
#CAN - PQ - CO2 Constraint- v.6.17 | 22 | 7633 | Rate Constraint in MTons | FALSE | L | Annual | Allowances Purchased CO2 | Thousand Tons | 0 | 0 | 0 | 0 | 0 | 0 | 0
#CAN - PQ - CO2 Constraint- v.6.17 | 22 | 7633 | Rate Constraint in MTons | FALSE | L | Annual | Allowances Sold CO2 | Thousand Tons | 0 | 0 | 0 | 0 | 0 | 0 | 0
#CAN - PQ - CO2 Constraint- v.6.17 | 22 | 7633 | Rate Constraint in MTons | FALSE | L | Annual | Allowances Banked | Thousand Tons | 0 | 0 | 0 | 0 | 0 | 0 | 0
#CAN - PQ - CO2 Constraint- v.6.17 | 22 | 7633 | Rate Constraint in MTons | FALSE | L | Annual | Allowances Withdrawn (1:1) | Thousand Tons | 0 | 0 | 0 | 0 | 0 | 0 | 0
#CAN - PQ - CO2 Constraint- v.6.17 | 22 | 7633 | Rate Constraint in MTons | FALSE | L | Annual | Allowances Withdrawn (n:1) | Thousand Tons | 0 | 0 | 0 | 0 | 0 | 0 | 0
#CAN - PQ - CO2 Constraint- v.6.17 | 22 | 7633 | Rate Constraint in MTons | FALSE | L | Annual | Net Emissions Allowance Position | Thousand Tons | 0 | 0 | 0 | 0 | 0 | 0 | 0
#CAN - PQ - CO2 Constraint- v.6.17 | 22 | 7633 | Rate Constraint in MTons | FALSE | L | Annual | Fuel Consumed | TBtu | 0 | 0 | 0 | 0 | 0 | 0 | 0
#CAN - PQ - CO2 Constraint- v.6.17 | 22 | 7633 | Rate Constraint in MTons | FALSE | L | Annual | Rate | lb/MMBtu | 0 | 0 | 0 | 0 | 0 | 0 | 0
#CAN - PQ - CO2 Constraint- v.6.17 | 22 | 7633 | Rate Constraint in MTons | FALSE | L | Annual | Generation | TWh | 0 | 0 | 0 | 0 | 0 | 0 | 0
#CAN - PQ - CO2 Constraint- v.6.17 | 22 | 7633 | Rate Constraint in MTons | FALSE | L | Annual | Qualifying Generation | TWh | 0 | 0 | 0 | 0 | 0 | 0 | 0
#CAN - PQ - CO2 Constraint- v.6.17 | 22 | 7633 | Rate Constraint in MTons | FALSE | L | Annual | Rate | lb/MWh | 0 | 0 | 0 | 0 | 0 | 0 | 0
#CAN - PQ - CO2 Constraint- v.6.17 | 22 | 7633 | Rate Constraint in MTons | FALSE | L | Annual | Constraint Shadow Price | US2022$/Ton | 15.9587 | 73.0525 | 81.1728 | 81.1728 | 81.1729 | 81.1729 | 81.1731
#CAN - PQ - O3 Annex - NOX Cap Annual v3.1 | 23 | 7631 | Rate Constraint in MTons | FALSE | L | Annual | Seasons Included | Seasons | Winter, Spring, Summer, Fall | Winter, Spring, Summer, Fall | Winter, Spring, Summer, Fall | Winter, Spring, Summer, Fall | Winter, Spring, Summer, Fall | Winter, Spring, Summer, Fall | Winter, Spring, Summer, Fall
#CAN - PQ - O3 Annex - NOX Cap Annual v3.1 | 23 | 7631 | Rate Constraint in MTons | FALSE | L | Annual | Standard NOX | Thousand Tons | 5.5115 | 5.5115 | 5.5115 | 5.5115 | 5.5115 | 5.5115 | 5.5115
#CAN - PQ - O3 Annex - NOX Cap Annual v3.1 | 23 | 7631 | Rate Constraint in MTons | FALSE | L | Annual | Emissions at Affected Plants NOX | Thousand Tons | 0 | 0 | 0 | 0 | 0 | 0 | 0
#CAN - PQ - O3 Annex - NOX Cap Annual v3.1 | 23 | 7631 | Rate Constraint in MTons | FALSE | L | Annual | Allowances Purchased NOX | Thousand Tons | 0 | 0 | 0 | 0 | 0 | 0 | 0
#CAN - PQ - O3 Annex - NOX Cap Annual v3.1 | 23 | 7631 | Rate Constraint in MTons | FALSE | L | Annual | Allowances Sold NOX | Thousand Tons | 0 | 0 | 0 | 0 | 0 | 0 | 0
#CAN - PQ - O3 Annex - NOX Cap Annual v3.1 | 23 | 7631 | Rate Constraint in MTons | FALSE | L | Annual | Allowances Banked | Thousand Tons | 0 | 0 | 0 | 0 | 0 | 0 | 0
#CAN - PQ - O3 Annex - NOX Cap Annual v3.1 | 23 | 7631 | Rate Constraint in MTons | FALSE | L | Annual | Allowances Withdrawn (1:1) | Thousand Tons | 0 | 0 | 0 | 0 | 0 | 0 | 0
#CAN - PQ - O3 Annex - NOX Cap Annual v3.1 | 23 | 7631 | Rate Constraint in MTons | FALSE | L | Annual | Allowances Withdrawn (n:1) | Thousand Tons | 0 | 0 | 0 | 0 | 0 | 0 | 0
#CAN - PQ - O3 Annex - NOX Cap Annual v3.1 | 23 | 7631 | Rate Constraint in MTons | FALSE | L | Annual | Net Emissions Allowance Position | Thousand Tons | 0 | 0 | 0 | 0 | 0 | 0 | 0
#CAN - PQ - O3 Annex - NOX Cap Annual v3.1 | 23 | 7631 | Rate Constraint in MTons | FALSE | L | Annual | Fuel Consumed | TBtu | 0 | 0 | 0 | 0 | 0 | 0 | 0
#CAN - PQ - O3 Annex - NOX Cap Annual v3.1 | 23 | 7631 | Rate Constraint in MTons | FALSE | L | Annual | Rate | lb/MMBtu | 0 | 0 | 0 | 0 | 0 | 0 | 0
#CAN - PQ - O3 Annex - NOX Cap Annual v3.1 | 23 | 7631 | Rate Constraint in MTons | FALSE | L | Annual | Generation | TWh | 0 | 0 | 0 | 0 | 0 | 0 | 0
#CAN - PQ - O3 Annex - NOX Cap Annual v3.1 | 23 | 7631 | Rate Constraint in MTons | FALSE | L | Annual | Qualifying Generation | TWh | 0 | 0 | 0 | 0 | 0 | 0 | 0
#CAN - PQ - O3 Annex - NOX Cap Annual v3.1 | 23 | 7631 | Rate Constraint in MTons | FALSE | L | Annual | Rate | lb/MWh | 0 | 0 | 0 | 0 | 0 | 0 | 0
#CAN - PQ - O3 Annex - NOX Cap Annual v3.1 | 23 | 7631 | Rate Constraint in MTons | FALSE | L | Annual | Constraint Shadow Price | US2022$/Ton | 0 | 0 | 0 | 0 | 0 | 0 | 0
#CAN - SK - MER Cap Annual v4.12 | 24 | 7635 | Rate Constraint in MTons | FALSE | L | Annual | Seasons Included | Seasons | Winter, Spring, Summer, Fall | Winter, Spring, Summer, Fall | Winter, Spring, Summer, Fall | Winter, Spring, Summer, Fall | Winter, Spring, Summer, Fall | Winter, Spring, Summer, Fall | Winter, Spring, Summer, Fall
#CAN - SK - MER Cap Annual v4.12 | 24 | 7635 | Rate Constraint in MTons | FALSE | L | Annual | Standard MER | lbs | 947.9877 | 947.9877 | 947.9877 | 947.9877 | 947.9877 | 947.9877 | 947.9877
#CAN - SK - MER Cap Annual v4.12 | 24 | 7635 | Rate Constraint in MTons | FALSE | L | Annual | Emissions at Affected Plants MER | lbs | 550.1999 | 218.4972 | 63.5904 | 63.5904 | 63.5904 | 63.5904 | 63.5904
#CAN - SK - MER Cap Annual v4.12 | 24 | 7635 | Rate Constraint in MTons | FALSE | L | Annual | Allowances Purchased MER | lbs | 0 | 0 | 0 | 0 | 0 | 0 | 0
#CAN - SK - MER Cap Annual v4.12 | 24 | 7635 | Rate Constraint in MTons | FALSE | L | Annual | Allowances Sold MER | lbs | 0 | 0 | 0 | 0 | 0 | 0 | 0
#CAN - SK - MER Cap Annual v4.12 | 24 | 7635 | Rate Constraint in MTons | FALSE | L | Annual | Allowances Banked | lbs | 0 | 0 | 0 | 0 | 0 | 0 | 0
#CAN - SK - MER Cap Annual v4.12 | 24 | 7635 | Rate Constraint in MTons | FALSE | L | Annual | Allowances Withdrawn (1:1) | lbs | 0 | 0 | 0 | 0 | 0 | 0 | 0
#CAN - SK - MER Cap Annual v4.12 | 24 | 7635 | Rate Constraint in MTons | FALSE | L | Annual | Allowances Withdrawn (n:1) | lbs | 0 | 0 | 0 | 0 | 0 | 0 | 0
#CAN - SK - MER Cap Annual v4.12 | 24 | 7635 | Rate Constraint in MTons | FALSE | L | Annual | Net Emissions Allowance Position | lbs | 550.1999 | 218.4972 | 63.5904 | 63.5904 | 63.5904 | 63.5904 | 63.5904
#CAN - SK - MER Cap Annual v4.12 | 24 | 7635 | Rate Constraint in MTons | FALSE | L | Annual | Fuel Consumed | TBtu | 73.2812 | 29.223 | 8.6476 | 8.6476 | 8.6476 | 8.6476 | 8.6476
#CAN - SK - MER Cap Annual v4.12 | 24 | 7635 | Rate Constraint in MTons | FALSE | L | Annual | Rate | lb/MMBtu | 7.5081e-06 | 7.4769e-06 | 7.3535e-06 | 7.3535e-06 | 7.3535e-06 | 7.3535e-06 | 7.3535e-06
#CAN - SK - MER Cap Annual v4.12 | 24 | 7635 | Rate Constraint in MTons | FALSE | L | Annual | Generation | TWh | 7.0206 | 2.7997 | 0.82848 | 0.82848 | 0.82848 | 0.82848 | 0.82848
#CAN - SK - MER Cap Annual v4.12 | 24 | 7635 | Rate Constraint in MTons | FALSE | L | Annual | Qualifying Generation | TWh | 7.0206 | 2.7997 | 0.82848 | 0.82848 | 0.82848 | 0.82848 | 0.82848
#CAN - SK - MER Cap Annual v4.12 | 24 | 7635 | Rate Constraint in MTons | FALSE | L | Annual | Rate | lb/MWh | 7.8369e-05 | 7.8044e-05 | 7.6756e-05 | 7.6756e-05 | 7.6756e-05 | 7.6756e-05 | 7.6756e-05
#CAN - SK - MER Cap Annual v4.12 | 24 | 7635 | Rate Constraint in MTons | FALSE | L | Annual | Constraint Shadow Price | US2022$/Lb | 0 | 0 | 0 | 0 | 0 | 0 | 0
#CAN Aconi 1 - SO2 Rate Annual v3.1 | 25 | 7636 | Rate Constraint in lbs/MMBtu | FALSE | L | Annual | Seasons Included | Seasons | Winter, Spring, Summer, Fall | Winter, Spring, Summer, Fall | Winter, Spring, Summer, Fall | Winter, Spring, Summer, Fall | Winter, Spring, Summer, Fall | Winter, Spring, Summer, Fall | Winter, Spring, Summer, Fall
#CAN Aconi 1 - SO2 Rate Annual v3.1 | 25 | 7636 | Rate Constraint in lbs/MMBtu | FALSE | L | Annual | Standard SO2 | lb/MMBtu | 0.58146 | 0.58146 | 0.58146 | 0.58146 | 0.58146 | 0.58146 | 0.58146
#CAN Aconi 1 - SO2 Rate Annual v3.1 | 25 | 7636 | Rate Constraint in lbs/MMBtu | FALSE | L | Annual | Emissions at Affected Plants SO2 | Thousand Tons | 0 | 0 | 0 | 0 | 0 | 0 | 0
#CAN Aconi 1 - SO2 Rate Annual v3.1 | 25 | 7636 | Rate Constraint in lbs/MMBtu | FALSE | L | Annual | Allowances Purchased SO2 | Thousand Tons | 0 | 0 | 0 | 0 | 0 | 0 | 0
#CAN Aconi 1 - SO2 Rate Annual v3.1 | 25 | 7636 | Rate Constraint in lbs/MMBtu | FALSE | L | Annual | Allowances Sold SO2 | Thousand Tons | 0 | 0 | 0 | 0 | 0 | 0 | 0
#CAN Aconi 1 - SO2 Rate Annual v3.1 | 25 | 7636 | Rate Constraint in lbs/MMBtu | FALSE | L | Annual | Allowances Banked | Thousand Tons | 0 | 0 | 0 | 0 | 0 | 0 | 0
#CAN Aconi 1 - SO2 Rate Annual v3.1 | 25 | 7636 | Rate Constraint in lbs/MMBtu | FALSE | L | Annual | Allowances Withdrawn (1:1) | Thousand Tons | 0 | 0 | 0 | 0 | 0 | 0 | 0
#CAN Aconi 1 - SO2 Rate Annual v3.1 | 25 | 7636 | Rate Constraint in lbs/MMBtu | FALSE | L | Annual | Allowances Withdrawn (n:1) | Thousand Tons | 0 | 0 | 0 | 0 | 0 | 0 | 0
#CAN Aconi 1 - SO2 Rate Annual v3.1 | 25 | 7636 | Rate Constraint in lbs/MMBtu | FALSE | L | Annual | Net Emissions Allowance Position | Thousand Tons | 0 | 0 | 0 | 0 | 0 | 0 | 0
#CAN Aconi 1 - SO2 Rate Annual v3.1 | 25 | 7636 | Rate Constraint in lbs/MMBtu | FALSE | L | Annual | Fuel Consumed | TBtu | 0 | 0 | 0 | 0 | 0 | 0 | 0
#CAN Aconi 1 - SO2 Rate Annual v3.1 | 25 | 7636 | Rate Constraint in lbs/MMBtu | FALSE | L | Annual | Rate | lb/MMBtu | 0 | 0 | 0 | 0 | 0 | 0 | 0
#CAN Aconi 1 - SO2 Rate Annual v3.1 | 25 | 7636 | Rate Constraint in lbs/MMBtu | FALSE | L | Annual | Generation | TWh | 0 | 0 | 0 | 0 | 0 | 0 | 0
#CAN Aconi 1 - SO2 Rate Annual v3.1 | 25 | 7636 | Rate Constraint in lbs/MMBtu | FALSE | L | Annual | Qualifying Generation | TWh | 0 | 0 | 0 | 0 | 0 | 0 | 0
#CAN Aconi 1 - SO2 Rate Annual v3.1 | 25 | 7636 | Rate Constraint in lbs/MMBtu | FALSE | L | Annual | Rate | lb/MWh | 0 | 0 | 0 | 0 | 0 | 0 | 0
#CAN Aconi 1 - SO2 Rate Annual v3.1 | 25 | 7636 | Rate Constraint in lbs/MMBtu | FALSE | L | Annual | Constraint Shadow Price | US2022$/Ton | 1256230.3031 | 925193.3207 | 31357.2586 | 26274.4176 | 23585.0096 | 26152.8965 | 28419.1155
#CAN Lingan 1-4 - SO2 Rate Annual v3.1 | 26 | 7637 | Rate Constraint in lbs/MMBtu | FALSE | L | Annual | Seasons Included | Seasons | Winter, Spring, Summer, Fall | Winter, Spring, Summer, Fall | Winter, Spring, Summer, Fall | Winter, Spring, Summer, Fall | Winter, Spring, Summer, Fall | Winter, Spring, Summer, Fall | Winter, Spring, Summer, Fall
#CAN Lingan 1-4 - SO2 Rate Annual v3.1 | 26 | 7637 | Rate Constraint in lbs/MMBtu | FALSE | L | Annual | Standard SO2 | lb/MMBtu | 3.7214 | 3.7214 | 3.7214 | 3.7214 | 3.7214 | 3.7214 | 3.7214
#CAN Lingan 1-4 - SO2 Rate Annual v3.1 | 26 | 7637 | Rate Constraint in lbs/MMBtu | FALSE | L | Annual | Emissions at Affected Plants SO2 | Thousand Tons | 3.0727 | 4.1596 | 0 | 0 | 0 | 0 | 0
#CAN Lingan 1-4 - SO2 Rate Annual v3.1 | 26 | 7637 | Rate Constraint in lbs/MMBtu | FALSE | L | Annual | Allowances Purchased SO2 | Thousand Tons | 0 | 0 | 0 | 0 | 0 | 0 | 0
#CAN Lingan 1-4 - SO2 Rate Annual v3.1 | 26 | 7637 | Rate Constraint in lbs/MMBtu | FALSE | L | Annual | Allowances Sold SO2 | Thousand Tons | 0 | 0 | 0 | 0 | 0 | 0 | 0
#CAN Lingan 1-4 - SO2 Rate Annual v3.1 | 26 | 7637 | Rate Constraint in lbs/MMBtu | FALSE | L | Annual | Allowances Banked | Thousand Tons | 0 | 0 | 0 | 0 | 0 | 0 | 0
#CAN Lingan 1-4 - SO2 Rate Annual v3.1 | 26 | 7637 | Rate Constraint in lbs/MMBtu | FALSE | L | Annual | Allowances Withdrawn (1:1) | Thousand Tons | 0 | 0 | 0 | 0 | 0 | 0 | 0
#CAN Lingan 1-4 - SO2 Rate Annual v3.1 | 26 | 7637 | Rate Constraint in lbs/MMBtu | FALSE | L | Annual | Allowances Withdrawn (n:1) | Thousand Tons | 0 | 0 | 0 | 0 | 0 | 0 | 0
#CAN Lingan 1-4 - SO2 Rate Annual v3.1 | 26 | 7637 | Rate Constraint in lbs/MMBtu | FALSE | L | Annual | Net Emissions Allowance Position | Thousand Tons | 3.0727 | 4.1596 | 0 | 0 | 0 | 0 | 0
#CAN Lingan 1-4 - SO2 Rate Annual v3.1 | 26 | 7637 | Rate Constraint in lbs/MMBtu | FALSE | L | Annual | Fuel Consumed | TBtu | 5.6097 | 7.5939 | 0 | 0 | 0 | 0 | 0
#CAN Lingan 1-4 - SO2 Rate Annual v3.1 | 26 | 7637 | Rate Constraint in lbs/MMBtu | FALSE | L | Annual | Rate | lb/MMBtu | 1.0955 | 1.0955 | 0 | 0 | 0 | 0 | 0
#CAN Lingan 1-4 - SO2 Rate Annual v3.1 | 26 | 7637 | Rate Constraint in lbs/MMBtu | FALSE | L | Annual | Generation | TWh | 0.53743 | 0.72753 | 0 | 0 | 0 | 0 | 0
#CAN Lingan 1-4 - SO2 Rate Annual v3.1 | 26 | 7637 | Rate Constraint in lbs/MMBtu | FALSE | L | Annual | Qualifying Generation | TWh | 0.53743 | 0.72753 | 0 | 0 | 0 | 0 | 0
#CAN Lingan 1-4 - SO2 Rate Annual v3.1 | 26 | 7637 | Rate Constraint in lbs/MMBtu | FALSE | L | Annual | Rate | lb/MWh | 11.4349 | 11.4349 | 0 | 0 | 0 | 0 | 0
#CAN Lingan 1-4 - SO2 Rate Annual v3.1 | 26 | 7637 | Rate Constraint in lbs/MMBtu | FALSE | L | Annual | Constraint Shadow Price | US2022$/Ton | 0 | 0 | 0 | 0 | 0 | 0 | 0
#CAN -National Coal CO2 Rate Limit- 2030- v6.20 | 27 | 7650 | Rate Constraint in lbs/MWh | FALSE | L | Annual | Seasons Included | Seasons | Winter, Spring, Summer, Fall | Winter, Spring, Summer, Fall | Winter, Spring, Summer, Fall | Winter, Spring, Summer, Fall | Winter, Spring, Summer, Fall | Winter, Spring, Summer, Fall | Winter, Spring, Summer, Fall
#CAN -National Coal CO2 Rate Limit- 2030- v6.20 | 27 | 7650 | Rate Constraint in lbs/MWh | FALSE | L | Annual | Standard CO2 | lb/MWh | 0 | 925.94 | 925.94 | 925.94 | 925.94 | 925.94 | 925.94
#CAN -National Coal CO2 Rate Limit- 2030- v6.20 | 27 | 7650 | Rate Constraint in lbs/MWh | FALSE | L | Annual | Emissions at Affected Plants CO2 | Thousand Tons | 0 | 0 | 0 | 0 | 0 | 0 | 0
#CAN -National Coal CO2 Rate Limit- 2030- v6.20 | 27 | 7650 | Rate Constraint in lbs/MWh | FALSE | L | Annual | Allowances Purchased CO2 | Thousand Tons | 0 | 0 | 0 | 0 | 0 | 0 | 0
#CAN -National Coal CO2 Rate Limit- 2030- v6.20 | 27 | 7650 | Rate Constraint in lbs/MWh | FALSE | L | Annual | Allowances Sold CO2 | Thousand Tons | 0 | 0 | 0 | 0 | 0 | 0 | 0
#CAN -National Coal CO2 Rate Limit- 2030- v6.20 | 27 | 7650 | Rate Constraint in lbs/MWh | FALSE | L | Annual | Allowances Banked | Thousand Tons | 0 | 0 | 0 | 0 | 0 | 0 | 0
#CAN -National Coal CO2 Rate Limit- 2030- v6.20 | 27 | 7650 | Rate Constraint in lbs/MWh | FALSE | L | Annual | Allowances Withdrawn (1:1) | Thousand Tons | 0 | 0 | 0 | 0 | 0 | 0 | 0
#CAN -National Coal CO2 Rate Limit- 2030- v6.20 | 27 | 7650 | Rate Constraint in lbs/MWh | FALSE | L | Annual | Allowances Withdrawn (n:1) | Thousand Tons | 0 | 0 | 0 | 0 | 0 | 0 | 0
#CAN -National Coal CO2 Rate Limit- 2030- v6.20 | 27 | 7650 | Rate Constraint in lbs/MWh | FALSE | L | Annual | Net Emissions Allowance Position | Thousand Tons | 0 | 0 | 0 | 0 | 0 | 0 | 0
#CAN -National Coal CO2 Rate Limit- 2030- v6.20 | 27 | 7650 | Rate Constraint in lbs/MWh | FALSE | L | Annual | Fuel Consumed | TBtu | 0 | 0 | 0 | 0 | 0 | 0 | 0
#CAN -National Coal CO2 Rate Limit- 2030- v6.20 | 27 | 7650 | Rate Constraint in lbs/MWh | FALSE | L | Annual | Rate | lb/MMBtu | 0 | 0 | 0 | 0 | 0 | 0 | 0
#CAN -National Coal CO2 Rate Limit- 2030- v6.20 | 27 | 7650 | Rate Constraint in lbs/MWh | FALSE | L | Annual | Generation | TWh | 0 | 0 | 0 | 0 | 0 | 0 | 0
#CAN -National Coal CO2 Rate Limit- 2030- v6.20 | 27 | 7650 | Rate Constraint in lbs/MWh | FALSE | L | Annual | Qualifying Generation | TWh | 0 | 0 | 0 | 0 | 0 | 0 | 0
#CAN -National Coal CO2 Rate Limit- 2030- v6.20 | 27 | 7650 | Rate Constraint in lbs/MWh | FALSE | L | Annual | Constraint Shadow Price | US2022$/Ton | 427.0415 | 1423.1337 | 198.8584 | 198.7111 | 42.5722 | 207.0663 | 181.6867
#CAN -National Coal CO2 Rate Limit- NewUnit- v6.20 | 28 | 7655 | Rate Constraint in lbs/MWh | FALSE | L | Annual | Seasons Included | Seasons | Winter, Spring, Summer, Fall | Winter, Spring, Summer, Fall | Winter, Spring, Summer, Fall | Winter, Spring, Summer, Fall | Winter, Spring, Summer, Fall | Winter, Spring, Summer, Fall | Winter, Spring, Summer, Fall
#CAN -National Coal CO2 Rate Limit- NewUnit- v6.20 | 28 | 7655 | Rate Constraint in lbs/MWh | FALSE | L | Annual | Standard CO2 | lb/MWh | 925.94 | 925.94 | 925.94 | 925.94 | 925.94 | 925.94 | 925.94
#CAN -National Coal CO2 Rate Limit- NewUnit- v6.20 | 28 | 7655 | Rate Constraint in lbs/MWh | FALSE | L | Annual | Emissions at Affected Plants CO2 | Thousand Tons | 0 | 0 | 0 | 0 | 0 | 0 | 0
#CAN -National Coal CO2 Rate Limit- NewUnit- v6.20 | 28 | 7655 | Rate Constraint in lbs/MWh | FALSE | L | Annual | Allowances Purchased CO2 | Thousand Tons | 0 | 0 | 0 | 0 | 0 | 0 | 0
#CAN -National Coal CO2 Rate Limit- NewUnit- v6.20 | 28 | 7655 | Rate Constraint in lbs/MWh | FALSE | L | Annual | Allowances Sold CO2 | Thousand Tons | 0 | 0 | 0 | 0 | 0 | 0 | 0
#CAN -National Coal CO2 Rate Limit- NewUnit- v6.20 | 28 | 7655 | Rate Constraint in lbs/MWh | FALSE | L | Annual | Allowances Banked | Thousand Tons | 0 | 0 | 0 | 0 | 0 | 0 | 0
#CAN -National Coal CO2 Rate Limit- NewUnit- v6.20 | 28 | 7655 | Rate Constraint in lbs/MWh | FALSE | L | Annual | Allowances Withdrawn (1:1) | Thousand Tons | 0 | 0 | 0 | 0 | 0 | 0 | 0
#CAN -National Coal CO2 Rate Limit- NewUnit- v6.20 | 28 | 7655 | Rate Constraint in lbs/MWh | FALSE | L | Annual | Allowances Withdrawn (n:1) | Thousand Tons | 0 | 0 | 0 | 0 | 0 | 0 | 0
#CAN -National Coal CO2 Rate Limit- NewUnit- v6.20 | 28 | 7655 | Rate Constraint in lbs/MWh | FALSE | L | Annual | Net Emissions Allowance Position | Thousand Tons | 0 | 0 | 0 | 0 | 0 | 0 | 0
#CAN -National Coal CO2 Rate Limit- NewUnit- v6.20 | 28 | 7655 | Rate Constraint in lbs/MWh | FALSE | L | Annual | Fuel Consumed | TBtu | 0 | 0 | 0 | 0 | 0 | 0 | 0
#CAN -National Coal CO2 Rate Limit- NewUnit- v6.20 | 28 | 7655 | Rate Constraint in lbs/MWh | FALSE | L | Annual | Rate | lb/MMBtu | 0 | 0 | 0 | 0 | 0 | 0 | 0
#CAN -National Coal CO2 Rate Limit- NewUnit- v6.20 | 28 | 7655 | Rate Constraint in lbs/MWh | FALSE | L | Annual | Generation | TWh | 0 | 0 | 0 | 0 | 0 | 0 | 0
#CAN -National Coal CO2 Rate Limit- NewUnit- v6.20 | 28 | 7655 | Rate Constraint in lbs/MWh | FALSE | L | Annual | Qualifying Generation | TWh | 0 | 0 | 0 | 0 | 0 | 0 | 0
#CAN -National Coal CO2 Rate Limit- NewUnit- v6.20 | 28 | 7655 | Rate Constraint in lbs/MWh | FALSE | L | Annual | Constraint Shadow Price | US2022$/Ton | 705.318 | 671.3471 | 131.137 | 94.9526 | 102.6446 | 89.3999 | 98.7929
#CAN -National Large NGas CO2 Rate Limit- v6.20 | 29 | 7673 | Rate Constraint in lbs/MWh | FALSE | L | Annual | Seasons Included | Seasons | Winter, Spring, Summer, Fall | Winter, Spring, Summer, Fall | Winter, Spring, Summer, Fall | Winter, Spring, Summer, Fall | Winter, Spring, Summer, Fall | Winter, Spring, Summer, Fall | Winter, Spring, Summer, Fall
#CAN -National Large NGas CO2 Rate Limit- v6.20 | 29 | 7673 | Rate Constraint in lbs/MWh | FALSE | L | Annual | Standard CO2 | lb/MWh | 925.9404 | 925.9404 | 925.9404 | 925.9404 | 925.9404 | 925.9404 | 925.9404
#CAN -National Large NGas CO2 Rate Limit- v6.20 | 29 | 7673 | Rate Constraint in lbs/MWh | FALSE | L | Annual | Emissions at Affected Plants CO2 | Thousand Tons | 23563.9423 | 26227.0947 | 33997.8987 | 40564.4799 | 43858.706 | 37453.8831 | 40934.1769
#CAN -National Large NGas CO2 Rate Limit- v6.20 | 29 | 7673 | Rate Constraint in lbs/MWh | FALSE | L | Annual | Allowances Purchased CO2 | Thousand Tons | 0 | 0 | 0 | 0 | 0 | 0 | 0
#CAN -National Large NGas CO2 Rate Limit- v6.20 | 29 | 7673 | Rate Constraint in lbs/MWh | FALSE | L | Annual | Allowances Sold CO2 | Thousand Tons | 0 | 0 | 0 | 0 | 0 | 0 | 0
#CAN -National Large NGas CO2 Rate Limit- v6.20 | 29 | 7673 | Rate Constraint in lbs/MWh | FALSE | L | Annual | Allowances Banked | Thousand Tons | 0 | 0 | 0 | 0 | 0 | 0 | 0
#CAN -National Large NGas CO2 Rate Limit- v6.20 | 29 | 7673 | Rate Constraint in lbs/MWh | FALSE | L | Annual | Allowances Withdrawn (1:1) | Thousand Tons | 0 | 0 | 0 | 0 | 0 | 0 | 0
#CAN -National Large NGas CO2 Rate Limit- v6.20 | 29 | 7673 | Rate Constraint in lbs/MWh | FALSE | L | Annual | Allowances Withdrawn (n:1) | Thousand Tons | 0 | 0 | 0 | 0 | 0 | 0 | 0
#CAN -National Large NGas CO2 Rate Limit- v6.20 | 29 | 7673 | Rate Constraint in lbs/MWh | FALSE | L | Annual | Net Emissions Allowance Position | Thousand Tons | 23563.9423 | 26227.0947 | 33997.8987 | 40564.4799 | 43858.706 | 37453.8831 | 40934.1769
#CAN -National Large NGas CO2 Rate Limit- v6.20 | 29 | 7673 | Rate Constraint in lbs/MWh | FALSE | L | Annual | Fuel Consumed | TBtu | 371.4318 | 416.3668 | 539.873 | 648.2433 | 704.8047 | 605.8989 | 667.0312
#CAN -National Large NGas CO2 Rate Limit- v6.20 | 29 | 7673 | Rate Constraint in lbs/MWh | FALSE | L | Annual | Rate | lb/MMBtu | 126.8817 | 125.9807 | 125.9478 | 125.152 | 124.4563 | 123.6308 | 122.7354
#CAN -National Large NGas CO2 Rate Limit- v6.20 | 29 | 7673 | Rate Constraint in lbs/MWh | FALSE | L | Annual | Generation | TWh | 54.9 | 61.246 | 77.8883 | 93.5752 | 102.4919 | 90.1558 | 100.3687
#CAN -National Large NGas CO2 Rate Limit- v6.20 | 29 | 7673 | Rate Constraint in lbs/MWh | FALSE | L | Annual | Qualifying Generation | TWh | 54.9 | 61.246 | 77.8883 | 93.5752 | 102.4919 | 90.1558 | 100.3687
#CAN -National Large NGas CO2 Rate Limit- v6.20 | 29 | 7673 | Rate Constraint in lbs/MWh | FALSE | L | Annual | Constraint Shadow Price | US2022$/Ton | 0 | 0 | 0 | 0 | 0 | 0 | 0
#CAN -National NOx Rate Limit v4.12 | 30 | 7606 | Rate Constraint in lbs/MWh | FALSE | L | Annual | Seasons Included | Seasons | Winter, Spring, Summer, Fall | Winter, Spring, Summer, Fall | Winter, Spring, Summer, Fall | Winter, Spring, Summer, Fall | Winter, Spring, Summer, Fall | Winter, Spring, Summer, Fall | Winter, Spring, Summer, Fall
#CAN -National NOx Rate Limit v4.12 | 30 | 7606 | Rate Constraint in lbs/MWh | FALSE | L | Annual | Standard NOX | lb/MWh | 1.5212 | 1.5212 | 1.5212 | 1.5212 | 1.5212 | 1.5212 | 1.5212
#CAN -National NOx Rate Limit v4.12 | 30 | 7606 | Rate Constraint in lbs/MWh | FALSE | L | Annual | Emissions at Affected Plants NOX | Thousand Tons | 2.8504 | 3.4081 | 7.8969 | 8.8898 | 7.7103 | 6.6049 | 5.564
#CAN -National NOx Rate Limit v4.12 | 30 | 7606 | Rate Constraint in lbs/MWh | FALSE | L | Annual | Allowances Purchased NOX | Thousand Tons | 0 | 0 | 0 | 0 | 0 | 0 | 0
#CAN -National NOx Rate Limit v4.12 | 30 | 7606 | Rate Constraint in lbs/MWh | FALSE | L | Annual | Allowances Sold NOX | Thousand Tons | 0 | 0 | 0 | 0 | 0 | 0 | 0
#CAN -National NOx Rate Limit v4.12 | 30 | 7606 | Rate Constraint in lbs/MWh | FALSE | L | Annual | Allowances Banked | Thousand Tons | 0 | 0 | 0 | 0 | 0 | 0 | 0
#CAN -National NOx Rate Limit v4.12 | 30 | 7606 | Rate Constraint in lbs/MWh | FALSE | L | Annual | Allowances Withdrawn (1:1) | Thousand Tons | 0 | 0 | 0 | 0 | 0 | 0 | 0
#CAN -National NOx Rate Limit v4.12 | 30 | 7606 | Rate Constraint in lbs/MWh | FALSE | L | Annual | Allowances Withdrawn (n:1) | Thousand Tons | 0 | 0 | 0 | 0 | 0 | 0 | 0
#CAN -National NOx Rate Limit v4.12 | 30 | 7606 | Rate Constraint in lbs/MWh | FALSE | L | Annual | Net Emissions Allowance Position | Thousand Tons | 2.8504 | 3.4081 | 7.8969 | 8.8898 | 7.7103 | 6.6049 | 5.564
#CAN -National NOx Rate Limit v4.12 | 30 | 7606 | Rate Constraint in lbs/MWh | FALSE | L | Annual | Fuel Consumed | TBtu | 371.8108 | 421.6685 | 563.6577 | 679.1702 | 723.1971 | 621.364 | 678.795
#CAN -National NOx Rate Limit v4.12 | 30 | 7606 | Rate Constraint in lbs/MWh | FALSE | L | Annual | Rate | lb/MMBtu | 0.015332 | 0.016165 | 0.02802 | 0.026178 | 0.021323 | 0.021259 | 0.016394
#CAN -National NOx Rate Limit v4.12 | 30 | 7606 | Rate Constraint in lbs/MWh | FALSE | L | Annual | Generation | TWh | 54.6897 | 61.6855 | 80.7064 | 97.1157 | 104.4558 | 91.6573 | 101.3898
#CAN -National NOx Rate Limit v4.12 | 30 | 7606 | Rate Constraint in lbs/MWh | FALSE | L | Annual | Qualifying Generation | TWh | 54.6897 | 61.6855 | 80.7064 | 97.1157 | 104.4558 | 91.6573 | 101.3898
#CAN -National NOx Rate Limit v4.12 | 30 | 7606 | Rate Constraint in lbs/MWh | FALSE | L | Annual | Constraint Shadow Price | US2022$/Ton | 0 | 0 | 0 | 0 | 0 | 0 | 0
#CAN -National Small NGas CO2 Rate Limit- v6.20 | 31 | 7674 | Rate Constraint in lbs/MWh | FALSE | L | Annual | Seasons Included | Seasons | Winter, Spring, Summer, Fall | Winter, Spring, Summer, Fall | Winter, Spring, Summer, Fall | Winter, Spring, Summer, Fall | Winter, Spring, Summer, Fall | Winter, Spring, Summer, Fall | Winter, Spring, Summer, Fall
#CAN -National Small NGas CO2 Rate Limit- v6.20 | 31 | 7674 | Rate Constraint in lbs/MWh | FALSE | L | Annual | Standard CO2 | lb/MWh | 1212.541 | 1212.541 | 1212.541 | 1212.541 | 1212.541 | 1212.541 | 1212.541
#CAN -National Small NGas CO2 Rate Limit- v6.20 | 31 | 7674 | Rate Constraint in lbs/MWh | FALSE | L | Annual | Emissions at Affected Plants CO2 | Thousand Tons | 8173.4613 | 8785.8127 | 12584.0319 | 13962.1175 | 12570.4944 | 9765.7841 | 8839.3186
#CAN -National Small NGas CO2 Rate Limit- v6.20 | 31 | 7674 | Rate Constraint in lbs/MWh | FALSE | L | Annual | Allowances Purchased CO2 | Thousand Tons | 0 | 0 | 0 | 0 | 0 | 0 | 0
#CAN -National Small NGas CO2 Rate Limit- v6.20 | 31 | 7674 | Rate Constraint in lbs/MWh | FALSE | L | Annual | Allowances Sold CO2 | Thousand Tons | 0 | 0 | 0 | 0 | 0 | 0 | 0
#CAN -National Small NGas CO2 Rate Limit- v6.20 | 31 | 7674 | Rate Constraint in lbs/MWh | FALSE | L | Annual | Allowances Banked | Thousand Tons | 0 | 0 | 0 | 0 | 0 | 0 | 0
#CAN -National Small NGas CO2 Rate Limit- v6.20 | 31 | 7674 | Rate Constraint in lbs/MWh | FALSE | L | Annual | Allowances Withdrawn (1:1) | Thousand Tons | 0 | 0 | 0 | 0 | 0 | 0 | 0
#CAN -National Small NGas CO2 Rate Limit- v6.20 | 31 | 7674 | Rate Constraint in lbs/MWh | FALSE | L | Annual | Allowances Withdrawn (n:1) | Thousand Tons | 0 | 0 | 0 | 0 | 0 | 0 | 0
#CAN -National Small NGas CO2 Rate Limit- v6.20 | 31 | 7674 | Rate Constraint in lbs/MWh | FALSE | L | Annual | Net Emissions Allowance Position | Thousand Tons | 8173.4613 | 8785.8127 | 12584.0319 | 13962.1175 | 12570.4944 | 9765.7841 | 8839.3186
#CAN -National Small NGas CO2 Rate Limit- v6.20 | 31 | 7674 | Rate Constraint in lbs/MWh | FALSE | L | Annual | Fuel Consumed | TBtu | 104.7923 | 112.7215 | 154.9296 | 172.6971 | 159.8086 | 121.7092 | 111.9896
#CAN -National Small NGas CO2 Rate Limit- v6.20 | 31 | 7674 | Rate Constraint in lbs/MWh | FALSE | L | Annual | Rate | lb/MMBtu | 155.9936 | 155.8854 | 162.4484 | 161.6949 | 157.3194 | 160.4773 | 157.8596
#CAN -National Small NGas CO2 Rate Limit- v6.20 | 31 | 7674 | Rate Constraint in lbs/MWh | FALSE | L | Annual | Generation | TWh | 15.2283 | 16.2744 | 22.1387 | 24.3731 | 22.8588 | 17.1544 | 15.8949
#CAN -National Small NGas CO2 Rate Limit- v6.20 | 31 | 7674 | Rate Constraint in lbs/MWh | FALSE | L | Annual | Qualifying Generation | TWh | 15.2283 | 16.2744 | 22.1387 | 24.3731 | 22.8588 | 17.1544 | 15.8949
#CAN -National Small NGas CO2 Rate Limit- v6.20 | 31 | 7674 | Rate Constraint in lbs/MWh | FALSE | L | Annual | Constraint Shadow Price | US2022$/Ton | 0 | 0 | 0 | 0 | 0 | 0 | 0
#CAN -National SO2 Rate Limit v4.12 | 32 | 7605 | Rate Constraint in lbs/MWh | FALSE | L | Annual | Seasons Included | Seasons | Winter, Spring, Summer, Fall | Winter, Spring, Summer, Fall | Winter, Spring, Summer, Fall | Winter, Spring, Summer, Fall | Winter, Spring, Summer, Fall | Winter, Spring, Summer, Fall | Winter, Spring, Summer, Fall
#CAN -National SO2 Rate Limit v4.12 | 32 | 7605 | Rate Constraint in lbs/MWh | FALSE | L | Annual | Standard SO2 | lb/MWh | 9.3476 | 9.3476 | 9.3476 | 9.3476 | 9.3476 | 9.3476 | 9.3476
#CAN -National SO2 Rate Limit v4.12 | 32 | 7605 | Rate Constraint in lbs/MWh | FALSE | L | Annual | Emissions at Affected Plants SO2 | Thousand Tons | 0.25581 | 0.25581 | 0.25581 | 0.25581 | 0.25581 | 0.25581 | 0.25581
#CAN -National SO2 Rate Limit v4.12 | 32 | 7605 | Rate Constraint in lbs/MWh | FALSE | L | Annual | Allowances Purchased SO2 | Thousand Tons | 0 | 0 | 0 | 0 | 0 | 0 | 0
#CAN -National SO2 Rate Limit v4.12 | 32 | 7605 | Rate Constraint in lbs/MWh | FALSE | L | Annual | Allowances Sold SO2 | Thousand Tons | 0 | 0 | 0 | 0 | 0 | 0 | 0
#CAN -National SO2 Rate Limit v4.12 | 32 | 7605 | Rate Constraint in lbs/MWh | FALSE | L | Annual | Allowances Banked | Thousand Tons | 0 | 0 | 0 | 0 | 0 | 0 | 0
#CAN -National SO2 Rate Limit v4.12 | 32 | 7605 | Rate Constraint in lbs/MWh | FALSE | L | Annual | Allowances Withdrawn (1:1) | Thousand Tons | 0 | 0 | 0 | 0 | 0 | 0 | 0
#CAN -National SO2 Rate Limit v4.12 | 32 | 7605 | Rate Constraint in lbs/MWh | FALSE | L | Annual | Allowances Withdrawn (n:1) | Thousand Tons | 0 | 0 | 0 | 0 | 0 | 0 | 0
#CAN -National SO2 Rate Limit v4.12 | 32 | 7605 | Rate Constraint in lbs/MWh | FALSE | L | Annual | Net Emissions Allowance Position | Thousand Tons | 0.25581 | 0.25581 | 0.25581 | 0.25581 | 0.25581 | 0.25581 | 0.25581
#CAN -National SO2 Rate Limit v4.12 | 32 | 7605 | Rate Constraint in lbs/MWh | FALSE | L | Annual | Fuel Consumed | TBtu | 371.8108 | 421.6685 | 563.6577 | 679.1702 | 723.1971 | 621.364 | 678.795
#CAN -National SO2 Rate Limit v4.12 | 32 | 7605 | Rate Constraint in lbs/MWh | FALSE | L | Annual | Rate | lb/MMBtu | 0.001376 | 0.0012133 | 0.00090768 | 0.0007533 | 0.00070744 | 0.00082338 | 0.00075372
#CAN -National SO2 Rate Limit v4.12 | 32 | 7605 | Rate Constraint in lbs/MWh | FALSE | L | Annual | Generation | TWh | 54.6897 | 61.6855 | 80.7064 | 97.1157 | 104.4558 | 91.6573 | 101.3898
#CAN -National SO2 Rate Limit v4.12 | 32 | 7605 | Rate Constraint in lbs/MWh | FALSE | L | Annual | Qualifying Generation | TWh | 54.6897 | 61.6855 | 80.7064 | 97.1157 | 104.4558 | 91.6573 | 101.3898
#CAN -National SO2 Rate Limit v4.12 | 32 | 7605 | Rate Constraint in lbs/MWh | FALSE | L | Annual | Constraint Shadow Price | US2022$/Ton | 0 | 0 | 0 | 0 | 0 | 0 | 0
#CAN RPS v6.20- CNAB | 33 | 7565 | Generation Constraint in GWh | FALSE | G | Annual | Seasons Included | Seasons | Winter, Spring, Summer, Fall | Winter, Spring, Summer, Fall | Winter, Spring, Summer, Fall | Winter, Spring, Summer, Fall | Winter, Spring, Summer, Fall | Winter, Spring, Summer, Fall | Winter, Spring, Summer, Fall
#CAN RPS v6.20- CNAB | 33 | 7565 | Generation Constraint in GWh | FALSE | G | Annual | Standard GWh | GWh | 0 | 25428.5463 | 26329.738 | 26715.1733 | 27433.762 | 28612.0969 | 29838.2331
#CAN RPS v6.20- CNAB | 33 | 7565 | Generation Constraint in GWh | FALSE | G | Annual | Emissions at Affected Plants | GWh | 29244.314 | 29244.314 | 29244.314 | 29606.6882 | 29606.7222 | 29606.6882 | 29838.2331
#CAN RPS v6.20- CNAB | 33 | 7565 | Generation Constraint in GWh | FALSE | G | Annual | Allowances Purchased | GWh | 0 | 0 | 0 | 0 | 0 | 0 | 0
#CAN RPS v6.20- CNAB | 33 | 7565 | Generation Constraint in GWh | FALSE | G | Annual | Allowances Sold | GWh | 0 | 0 | 0 | 0 | 0 | 0 | 0
#CAN RPS v6.20- CNAB | 33 | 7565 | Generation Constraint in GWh | FALSE | G | Annual | Allowances Banked | GWh | 0 | 0 | 0 | 0 | 0 | 0 | 0
#CAN RPS v6.20- CNAB | 33 | 7565 | Generation Constraint in GWh | FALSE | G | Annual | Allowances Withdrawn (1:1) | GWh | 0 | 0 | 0 | 0 | 0 | 0 | 0
#CAN RPS v6.20- CNAB | 33 | 7565 | Generation Constraint in GWh | FALSE | G | Annual | Allowances Withdrawn (n:1) | GWh | 0 | 0 | 0 | 0 | 0 | 0 | 0
#CAN RPS v6.20- CNAB | 33 | 7565 | Generation Constraint in GWh | FALSE | G | Annual | Net Emissions Allowance Position | GWh | 29244.314 | 29244.314 | 29244.314 | 29606.6882 | 29606.7222 | 29606.6882 | 29838.2331
#CAN RPS v6.20- CNAB | 33 | 7565 | Generation Constraint in GWh | FALSE | G | Annual | Constraint Shadow Price | US2022$/MWh | 0 | 0 | 0 | 0 | 0 | 0 | 5.964
#CAN RPS v6.20- CNBC | 34 | 7564 | Generation Constraint in GWh | FALSE | G | Annual | Seasons Included | Seasons | Winter, Spring, Summer, Fall | Winter, Spring, Summer, Fall | Winter, Spring, Summer, Fall | Winter, Spring, Summer, Fall | Winter, Spring, Summer, Fall | Winter, Spring, Summer, Fall | Winter, Spring, Summer, Fall
#CAN RPS v6.20- CNBC | 34 | 7564 | Generation Constraint in GWh | FALSE | G | Annual | Standard GWh | GWh | 59884.5412 | 60675.4012 | 64507.8531 | 67783.2878 | 70844.7612 | 73445.6106 | 76134.7712
#CAN RPS v6.20- CNBC | 34 | 7564 | Generation Constraint in GWh | FALSE | G | Annual | Emissions at Affected Plants | GWh | 76028.9453 | 76028.9453 | 76028.9453 | 76494.1013 | 76494.1013 | 80775.297 | 83294.9603
#CAN RPS v6.20- CNBC | 34 | 7564 | Generation Constraint in GWh | FALSE | G | Annual | Allowances Purchased | GWh | 0 | 0 | 0 | 0 | 0 | 0 | 0
#CAN RPS v6.20- CNBC | 34 | 7564 | Generation Constraint in GWh | FALSE | G | Annual | Allowances Sold | GWh | 0 | 0 | 0 | 0 | 0 | 0 | 0
#CAN RPS v6.20- CNBC | 34 | 7564 | Generation Constraint in GWh | FALSE | G | Annual | Allowances Banked | GWh | 0 | 0 | 0 | 0 | 0 | 0 | 0
#CAN RPS v6.20- CNBC | 34 | 7564 | Generation Constraint in GWh | FALSE | G | Annual | Allowances Withdrawn (1:1) | GWh | 0 | 0 | 0 | 0 | 0 | 0 | 0
#CAN RPS v6.20- CNBC | 34 | 7564 | Generation Constraint in GWh | FALSE | G | Annual | Allowances Withdrawn (n:1) | GWh | 0 | 0 | 0 | 0 | 0 | 0 | 0
#CAN RPS v6.20- CNBC | 34 | 7564 | Generation Constraint in GWh | FALSE | G | Annual | Net Emissions Allowance Position | GWh | 76028.9453 | 76028.9453 | 76028.9453 | 76494.1013 | 76494.1013 | 80775.297 | 83294.9603
#CAN RPS v6.20- CNBC | 34 | 7564 | Generation Constraint in GWh | FALSE | G | Annual | Constraint Shadow Price | US2022$/MWh | 0 | 0 | 0 | 0 | 0 | 0 | 0
#CAN RPS v6.20- CNNB | 35 | 7567 | Generation Constraint in GWh | FALSE | G | Annual | Seasons Included | Seasons | Winter, Spring, Summer, Fall | Winter, Spring, Summer, Fall | Winter, Spring, Summer, Fall | Winter, Spring, Summer, Fall | Winter, Spring, Summer, Fall | Winter, Spring, Summer, Fall | Winter, Spring, Summer, Fall
#CAN RPS v6.20- CNNB | 35 | 7567 | Generation Constraint in GWh | FALSE | G | Annual | Standard GWh | GWh | 5349.8881 | 5316.2436 | 3917.3106 | 3996.2795 | 4100.8027 | 4205.9395 | 4203.4708
#CAN RPS v6.20- CNNB | 35 | 7567 | Generation Constraint in GWh | FALSE | G | Annual | Emissions at Affected Plants | GWh | 5349.8881 | 5316.2436 | 4433.7436 | 4150.1824 | 6952.4822 | 9777.6368 | 10234.7409
#CAN RPS v6.20- CNNB | 35 | 7567 | Generation Constraint in GWh | FALSE | G | Annual | Allowances Purchased | GWh | 0 | 0 | 0 | 0 | 0 | 0 | 0
#CAN RPS v6.20- CNNB | 35 | 7567 | Generation Constraint in GWh | FALSE | G | Annual | Allowances Sold | GWh | 0 | 0 | 0 | 0 | 0 | 0 | 0
#CAN RPS v6.20- CNNB | 35 | 7567 | Generation Constraint in GWh | FALSE | G | Annual | Allowances Banked | GWh | 0 | 0 | 0 | 0 | 0 | 0 | 0
#CAN RPS v6.20- CNNB | 35 | 7567 | Generation Constraint in GWh | FALSE | G | Annual | Allowances Withdrawn (1:1) | GWh | 0 | 0 | 0 | 0 | 0 | 0 | 0
#CAN RPS v6.20- CNNB | 35 | 7567 | Generation Constraint in GWh | FALSE | G | Annual | Allowances Withdrawn (n:1) | GWh | 0 | 0 | 0 | 0 | 0 | 0 | 0
#CAN RPS v6.20- CNNB | 35 | 7567 | Generation Constraint in GWh | FALSE | G | Annual | Net Emissions Allowance Position | GWh | 5349.8881 | 5316.2436 | 4433.7436 | 4150.1824 | 6952.4822 | 9777.6368 | 10234.7409
#CAN RPS v6.20- CNNB | 35 | 7567 | Generation Constraint in GWh | FALSE | G | Annual | Constraint Shadow Price | US2022$/MWh | 10.3179 | 2.6261 | 0 | 0 | 0 | 0 | 0
#CAN RPS v6.20- CNNS | 36 | 7568 | Generation Constraint in GWh | FALSE | G | Annual | Seasons Included | Seasons | Winter, Spring, Summer, Fall | Winter, Spring, Summer, Fall | Winter, Spring, Summer, Fall | Winter, Spring, Summer, Fall | Winter, Spring, Summer, Fall | Winter, Spring, Summer, Fall | Winter, Spring, Summer, Fall
#CAN RPS v6.20- CNNS | 36 | 7568 | Generation Constraint in GWh | FALSE | G | Annual | Standard GWh | GWh | 4401.5942 | 4402.0311 | 4566.0724 | 4649.1405 | 4609.2545 | 4642.704 | 4675.9557
#CAN RPS v6.20- CNNS | 36 | 7568 | Generation Constraint in GWh | FALSE | G | Annual | Emissions at Affected Plants | GWh | 4401.5942 | 4402.0311 | 7397.9883 | 8659.2162 | 9411.3296 | 10775.2699 | 11966.5065
#CAN RPS v6.20- CNNS | 36 | 7568 | Generation Constraint in GWh | FALSE | G | Annual | Allowances Purchased | GWh | 0 | 0 | 0 | 0 | 0 | 0 | 0
#CAN RPS v6.20- CNNS | 36 | 7568 | Generation Constraint in GWh | FALSE | G | Annual | Allowances Sold | GWh | 0 | 0 | 0 | 0 | 0 | 0 | 0
#CAN RPS v6.20- CNNS | 36 | 7568 | Generation Constraint in GWh | FALSE | G | Annual | Allowances Banked | GWh | 0 | 0 | 0 | 0 | 0 | 0 | 0
#CAN RPS v6.20- CNNS | 36 | 7568 | Generation Constraint in GWh | FALSE | G | Annual | Allowances Withdrawn (1:1) | GWh | 0 | 0 | 0 | 0 | 0 | 0 | 0
#CAN RPS v6.20- CNNS | 36 | 7568 | Generation Constraint in GWh | FALSE | G | Annual | Allowances Withdrawn (n:1) | GWh | 0 | 0 | 0 | 0 | 0 | 0 | 0
#CAN RPS v6.20- CNNS | 36 | 7568 | Generation Constraint in GWh | FALSE | G | Annual | Net Emissions Allowance Position | GWh | 4401.5942 | 4402.0311 | 7397.9883 | 8659.2162 | 9411.3296 | 10775.2699 | 11966.5065
#CAN RPS v6.20- CNNS | 36 | 7568 | Generation Constraint in GWh | FALSE | G | Annual | Constraint Shadow Price | US2022$/MWh | 10.3179 | 1.3876 | 0 | 0 | 0 | 0 | 0
#CAN RPS v6.20- CNPE | 37 | 7569 | Generation Constraint in GWh | FALSE | G | Annual | Seasons Included | Seasons | Winter, Spring, Summer, Fall | Winter, Spring, Summer, Fall | Winter, Spring, Summer, Fall | Winter, Spring, Summer, Fall | Winter, Spring, Summer, Fall | Winter, Spring, Summer, Fall | Winter, Spring, Summer, Fall
#CAN RPS v6.20- CNPE | 37 | 7569 | Generation Constraint in GWh | FALSE | G | Annual | Standard GWh | GWh | 572.7527 | 581.3031 | 627.8733 | 676.6798 | 714.5161 | 759.3255 | 806.869
#CAN RPS v6.20- CNPE | 37 | 7569 | Generation Constraint in GWh | FALSE | G | Annual | Emissions at Affected Plants | GWh | 572.7527 | 581.3031 | 702.4893 | 702.4893 | 1745.9069 | 2348.3776 | 2989.63
#CAN RPS v6.20- CNPE | 37 | 7569 | Generation Constraint in GWh | FALSE | G | Annual | Allowances Purchased | GWh | 0 | 0 | 0 | 0 | 0 | 0 | 0
#CAN RPS v6.20- CNPE | 37 | 7569 | Generation Constraint in GWh | FALSE | G | Annual | Allowances Sold | GWh | 0 | 0 | 0 | 0 | 0 | 0 | 0
#CAN RPS v6.20- CNPE | 37 | 7569 | Generation Constraint in GWh | FALSE | G | Annual | Allowances Banked | GWh | 0 | 0 | 0 | 0 | 0 | 0 | 0
#CAN RPS v6.20- CNPE | 37 | 7569 | Generation Constraint in GWh | FALSE | G | Annual | Allowances Withdrawn (1:1) | GWh | 0 | 0 | 0 | 0 | 0 | 0 | 0
#CAN RPS v6.20- CNPE | 37 | 7569 | Generation Constraint in GWh | FALSE | G | Annual | Allowances Withdrawn (n:1) | GWh | 0 | 0 | 0 | 0 | 0 | 0 | 0
#CAN RPS v6.20- CNPE | 37 | 7569 | Generation Constraint in GWh | FALSE | G | Annual | Net Emissions Allowance Position | GWh | 572.7527 | 581.3031 | 702.4893 | 702.4893 | 1745.9069 | 2348.3776 | 2989.63
#CAN RPS v6.20- CNPE | 37 | 7569 | Generation Constraint in GWh | FALSE | G | Annual | Constraint Shadow Price | US2022$/MWh | 10.3179 | 1.3876 | 0 | 0 | 0 | 0 | 0
#CAN RPS v6.20- CNSK | 38 | 7566 | Generation Constraint in GWh | FALSE | G | Annual | Seasons Included | Seasons | Winter, Spring, Summer, Fall | Winter, Spring, Summer, Fall | Winter, Spring, Summer, Fall | Winter, Spring, Summer, Fall | Winter, Spring, Summer, Fall | Winter, Spring, Summer, Fall | Winter, Spring, Summer, Fall
#CAN RPS v6.20- CNSK | 38 | 7566 | Generation Constraint in GWh | FALSE | G | Annual | Standard GWh | GWh | 9340.9993 | 11796.5543 | 12107.253 | 12352.2781 | 12790.3311 | 13395.1774 | 14027.3052
#CAN RPS v6.20- CNSK | 38 | 7566 | Generation Constraint in GWh | FALSE | G | Annual | Emissions at Affected Plants | GWh | 9340.9993 | 11796.5543 | 12107.253 | 12352.2781 | 12790.3311 | 14787.3703 | 18010.4265
#CAN RPS v6.20- CNSK | 38 | 7566 | Generation Constraint in GWh | FALSE | G | Annual | Allowances Purchased | GWh | 0 | 0 | 0 | 0 | 0 | 0 | 0
#CAN RPS v6.20- CNSK | 38 | 7566 | Generation Constraint in GWh | FALSE | G | Annual | Allowances Sold | GWh | 0 | 0 | 0 | 0 | 0 | 0 | 0
#CAN RPS v6.20- CNSK | 38 | 7566 | Generation Constraint in GWh | FALSE | G | Annual | Allowances Banked | GWh | 0 | 0 | 0 | 0 | 0 | 0 | 0
#CAN RPS v6.20- CNSK | 38 | 7566 | Generation Constraint in GWh | FALSE | G | Annual | Allowances Withdrawn (1:1) | GWh | 0 | 0 | 0 | 0 | 0 | 0 | 0
#CAN RPS v6.20- CNSK | 38 | 7566 | Generation Constraint in GWh | FALSE | G | Annual | Allowances Withdrawn (n:1) | GWh | 0 | 0 | 0 | 0 | 0 | 0 | 0
#CAN RPS v6.20- CNSK | 38 | 7566 | Generation Constraint in GWh | FALSE | G | Annual | Net Emissions Allowance Position | GWh | 9340.9993 | 11796.5543 | 12107.253 | 12352.2781 | 12790.3311 | 14787.3703 | 18010.4265
#CAN RPS v6.20- CNSK | 38 | 7566 | Generation Constraint in GWh | FALSE | G | Annual | Constraint Shadow Price | US2022$/MWh | 17.0693 | 26.1675 | 18.1034 | 8.505 | 3.8097 | 0 | 0
#CAN Trenton 1-2 - SO2 Rate Annual v3.1 | 39 | 7638 | Rate Constraint in lbs/MMBtu | FALSE | L | Annual | Seasons Included | Seasons | Winter, Spring, Summer, Fall | Winter, Spring, Summer, Fall | Winter, Spring, Summer, Fall | Winter, Spring, Summer, Fall | Winter, Spring, Summer, Fall | Winter, Spring, Summer, Fall | Winter, Spring, Summer, Fall
#CAN Trenton 1-2 - SO2 Rate Annual v3.1 | 39 | 7638 | Rate Constraint in lbs/MMBtu | FALSE | L | Annual | Standard SO2 | lb/MMBtu | 3.2097 | 3.2097 | 3.2097 | 3.2097 | 3.2097 | 3.2097 | 3.2097
#CAN Trenton 1-2 - SO2 Rate Annual v3.1 | 39 | 7638 | Rate Constraint in lbs/MMBtu | FALSE | L | Annual | Emissions at Affected Plants SO2 | Thousand Tons | 0 | 0 | 0.029153 | 0 | 0 | 0 | 0
#CAN Trenton 1-2 - SO2 Rate Annual v3.1 | 39 | 7638 | Rate Constraint in lbs/MMBtu | FALSE | L | Annual | Allowances Purchased SO2 | Thousand Tons | 0 | 0 | 0 | 0 | 0 | 0 | 0
#CAN Trenton 1-2 - SO2 Rate Annual v3.1 | 39 | 7638 | Rate Constraint in lbs/MMBtu | FALSE | L | Annual | Allowances Sold SO2 | Thousand Tons | 0 | 0 | 0 | 0 | 0 | 0 | 0
#CAN Trenton 1-2 - SO2 Rate Annual v3.1 | 39 | 7638 | Rate Constraint in lbs/MMBtu | FALSE | L | Annual | Allowances Banked | Thousand Tons | 0 | 0 | 0 | 0 | 0 | 0 | 0
#CAN Trenton 1-2 - SO2 Rate Annual v3.1 | 39 | 7638 | Rate Constraint in lbs/MMBtu | FALSE | L | Annual | Allowances Withdrawn (1:1) | Thousand Tons | 0 | 0 | 0 | 0 | 0 | 0 | 0
#CAN Trenton 1-2 - SO2 Rate Annual v3.1 | 39 | 7638 | Rate Constraint in lbs/MMBtu | FALSE | L | Annual | Allowances Withdrawn (n:1) | Thousand Tons | 0 | 0 | 0 | 0 | 0 | 0 | 0
#CAN Trenton 1-2 - SO2 Rate Annual v3.1 | 39 | 7638 | Rate Constraint in lbs/MMBtu | FALSE | L | Annual | Net Emissions Allowance Position | Thousand Tons | 0 | 0 | 0.029153 | 0 | 0 | 0 | 0
#CAN Trenton 1-2 - SO2 Rate Annual v3.1 | 39 | 7638 | Rate Constraint in lbs/MMBtu | FALSE | L | Annual | Fuel Consumed | TBtu | 0 | 0 | 0.053224 | 0 | 0 | 0 | 0
#CAN Trenton 1-2 - SO2 Rate Annual v3.1 | 39 | 7638 | Rate Constraint in lbs/MMBtu | FALSE | L | Annual | Rate | lb/MMBtu | 0 | 0 | 1.0955 | 0 | 0 | 0 | 0
#CAN Trenton 1-2 - SO2 Rate Annual v3.1 | 39 | 7638 | Rate Constraint in lbs/MMBtu | FALSE | L | Annual | Generation | TWh | 0 | 0 | 0.005099 | 0 | 0 | 0 | 0
#CAN Trenton 1-2 - SO2 Rate Annual v3.1 | 39 | 7638 | Rate Constraint in lbs/MMBtu | FALSE | L | Annual | Qualifying Generation | TWh | 0 | 0 | 0.005099 | 0 | 0 | 0 | 0
#CAN Trenton 1-2 - SO2 Rate Annual v3.1 | 39 | 7638 | Rate Constraint in lbs/MMBtu | FALSE | L | Annual | Rate | lb/MWh | 0 | 0 | 11.4349 | 0 | 0 | 0 | 0
#CAN Trenton 1-2 - SO2 Rate Annual v3.1 | 39 | 7638 | Rate Constraint in lbs/MMBtu | FALSE | L | Annual | Constraint Shadow Price | US2022$/Ton | 0 | 0 | 0 | 0 | 0 | 0 | 0
#MATS - HCL Rate in 2015 | 40 | 7120 | MACT Fuel Choice Floor in lbs/MMBtu | FALSE | L | Annual | Seasons Included | Seasons | Winter, Spring, Summer, Fall | Winter, Spring, Summer, Fall | Winter, Spring, Summer, Fall | Winter, Spring, Summer, Fall | Winter, Spring, Summer, Fall | Winter, Spring, Summer, Fall | Winter, Spring, Summer, Fall
#MATS - HCL Rate in 2015 | 40 | 7120 | MACT Fuel Choice Floor in lbs/MMBtu | FALSE | L | Annual | Emission Floor | lb/MMBtu | 0.002 | 0.002 | 0.002 | 0.002 | 0.002 | 0.002 | 0.002
#MATS - HCL Rate in 2015 | 40 | 7120 | MACT Fuel Choice Floor in lbs/MMBtu | FALSE | L | Annual | Emissions at Affected Plants HCL | Thousand Tons | 2.2024 | 2.1191 | 1.7001 | 0.95288 | 0.34727 | 0.70312 | 0.95466
#MATS - HCL Rate in 2015 | 40 | 7120 | MACT Fuel Choice Floor in lbs/MMBtu | FALSE | L | Annual | Allowances Purchased HCL | Thousand Tons | 0 | 0 | 0 | 0 | 0 | 0 | 0
#MATS - HCL Rate in 2015 | 40 | 7120 | MACT Fuel Choice Floor in lbs/MMBtu | FALSE | L | Annual | Allowances Sold HCL | Thousand Tons | 0 | 0 | 0 | 0 | 0 | 0 | 0
#MATS - HCL Rate in 2015 | 40 | 7120 | MACT Fuel Choice Floor in lbs/MMBtu | FALSE | L | Annual | Allowances Banked | Thousand Tons | 0 | 0 | 0 | 0 | 0 | 0 | 0
#MATS - HCL Rate in 2015 | 40 | 7120 | MACT Fuel Choice Floor in lbs/MMBtu | FALSE | L | Annual | Allowances Withdrawn (1:1) | Thousand Tons | 0 | 0 | 0 | 0 | 0 | 0 | 0
#MATS - HCL Rate in 2015 | 40 | 7120 | MACT Fuel Choice Floor in lbs/MMBtu | FALSE | L | Annual | Allowances Withdrawn (n:1) | Thousand Tons | 0 | 0 | 0 | 0 | 0 | 0 | 0
#MATS - HCL Rate in 2015 | 40 | 7120 | MACT Fuel Choice Floor in lbs/MMBtu | FALSE | L | Annual | Net Emissions Allowance Position | Thousand Tons | 2.2024 | 2.1191 | 1.7001 | 0.95288 | 0.34727 | 0.70312 | 0.95466
#MATS - HCL Rate in 2015 | 40 | 7120 | MACT Fuel Choice Floor in lbs/MMBtu | FALSE | L | Annual | Fuel Consumed | TBtu | 4568.7597 | 4388.1858 | 3472.2358 | 1948.998 | 671.8113 | 1422.7799 | 1914.9504
#MATS - HCL Rate in 2015 | 40 | 7120 | MACT Fuel Choice Floor in lbs/MMBtu | FALSE | L | Annual | Rate | lb/MMBtu | 0.00096413 | 0.00096584 | 0.00097925 | 0.00097782 | 0.0010338 | 0.00098838 | 0.00099706
#MATS - HCL Rate in 2015 | 40 | 7120 | MACT Fuel Choice Floor in lbs/MMBtu | FALSE | L | Annual | Generation | TWh | 445.4657 | 425.977 | 307.3195 | 158.4223 | 64.0863 | 138.2842 | 186.3282
#MATS - HCL Rate in 2015 | 40 | 7120 | MACT Fuel Choice Floor in lbs/MMBtu | FALSE | L | Annual | Qualifying Generation | TWh | 445.4657 | 425.977 | 307.3195 | 158.4223 | 64.0863 | 138.2842 | 186.3282
#MATS - HCL Rate in 2015 | 40 | 7120 | MACT Fuel Choice Floor in lbs/MMBtu | FALSE | L | Annual | Constraint Shadow Price | US2022$/Ton | 0 | 0 | 0 | 0 | 0 | 0 | 0
#MATS - HCL Rate in 2015 (IGCC) | 41 | 7121 | MACT Fuel Choice Floor in lbs/MMBtu | FALSE | L | Annual | Seasons Included | Seasons | Winter, Spring, Summer, Fall | Winter, Spring, Summer, Fall | Winter, Spring, Summer, Fall | Winter, Spring, Summer, Fall | Winter, Spring, Summer, Fall | Winter, Spring, Summer, Fall | Winter, Spring, Summer, Fall
#MATS - HCL Rate in 2015 (IGCC) | 41 | 7121 | MACT Fuel Choice Floor in lbs/MMBtu | FALSE | L | Annual | Emission Floor | lb/MMBtu | 0.005 | 0.005 | 0.005 | 0.005 | 0.005 | 0.005 | 0.005
#MATS - HCL Rate in 2015 (IGCC) | 41 | 7121 | MACT Fuel Choice Floor in lbs/MMBtu | FALSE | L | Annual | Emissions at Affected Plants HCL | Thousand Tons | 0.01415 | 0.012644 | 0 | 0 | 0 | 0 | 0
#MATS - HCL Rate in 2015 (IGCC) | 41 | 7121 | MACT Fuel Choice Floor in lbs/MMBtu | FALSE | L | Annual | Allowances Purchased HCL | Thousand Tons | 0 | 0 | 0 | 0 | 0 | 0 | 0
#MATS - HCL Rate in 2015 (IGCC) | 41 | 7121 | MACT Fuel Choice Floor in lbs/MMBtu | FALSE | L | Annual | Allowances Sold HCL | Thousand Tons | 0 | 0 | 0 | 0 | 0 | 0 | 0
#MATS - HCL Rate in 2015 (IGCC) | 41 | 7121 | MACT Fuel Choice Floor in lbs/MMBtu | FALSE | L | Annual | Allowances Banked | Thousand Tons | 0 | 0 | 0 | 0 | 0 | 0 | 0
#MATS - HCL Rate in 2015 (IGCC) | 41 | 7121 | MACT Fuel Choice Floor in lbs/MMBtu | FALSE | L | Annual | Allowances Withdrawn (1:1) | Thousand Tons | 0 | 0 | 0 | 0 | 0 | 0 | 0
#MATS - HCL Rate in 2015 (IGCC) | 41 | 7121 | MACT Fuel Choice Floor in lbs/MMBtu | FALSE | L | Annual | Allowances Withdrawn (n:1) | Thousand Tons | 0 | 0 | 0 | 0 | 0 | 0 | 0
#MATS - HCL Rate in 2015 (IGCC) | 41 | 7121 | MACT Fuel Choice Floor in lbs/MMBtu | FALSE | L | Annual | Net Emissions Allowance Position | Thousand Tons | 0.01415 | 0.012644 | 0 | 0 | 0 | 0 | 0
#MATS - HCL Rate in 2015 (IGCC) | 41 | 7121 | MACT Fuel Choice Floor in lbs/MMBtu | FALSE | L | Annual | Fuel Consumed | TBtu | 40.0301 | 45.2029 | 0 | 0 | 0 | 0 | 0
#MATS - HCL Rate in 2015 (IGCC) | 41 | 7121 | MACT Fuel Choice Floor in lbs/MMBtu | FALSE | L | Annual | Rate | lb/MMBtu | 0.00070698 | 0.00055942 | 0 | 0 | 0 | 0 | 0
#MATS - HCL Rate in 2015 (IGCC) | 41 | 7121 | MACT Fuel Choice Floor in lbs/MMBtu | FALSE | L | Annual | Generation | TWh | 3.5204 | 3.9753 | 0 | 0 | 0 | 0 | 0
#MATS - HCL Rate in 2015 (IGCC) | 41 | 7121 | MACT Fuel Choice Floor in lbs/MMBtu | FALSE | L | Annual | Qualifying Generation | TWh | 3.5204 | 3.9753 | 0 | 0 | 0 | 0 | 0
#MATS - HCL Rate in 2015 (IGCC) | 41 | 7121 | MACT Fuel Choice Floor in lbs/MMBtu | FALSE | L | Annual | Constraint Shadow Price | US2022$/Ton | 0 | 0 | 0 | 0 | 0 | 0 | 0
#MATS - HCL Rate in 2015 (PK) | 42 | 7122 | MACT Fuel Choice Floor in lbs/MMBtu | FALSE | L | Annual | Seasons Included | Seasons | Winter, Spring, Summer, Fall | Winter, Spring, Summer, Fall | Winter, Spring, Summer, Fall | Winter, Spring, Summer, Fall | Winter, Spring, Summer, Fall | Winter, Spring, Summer, Fall | Winter, Spring, Summer, Fall
#MATS - HCL Rate in 2015 (PK) | 42 | 7122 | MACT Fuel Choice Floor in lbs/MMBtu | FALSE | L | Annual | Emission Floor | lb/MMBtu | 0.0005 | 0.0005 | 0.0005 | 0.0005 | 0.0005 | 0.0005 | 0.0005
#MATS - HCL Rate in 2015 (PK) | 42 | 7122 | MACT Fuel Choice Floor in lbs/MMBtu | FALSE | L | Annual | Emissions at Affected Plants HCL | Thousand Tons | 2.1192 | 2.035 | 1.6187 | 0.89004 | 0.30313 | 0.63744 | 0.88397
#MATS - HCL Rate in 2015 (PK) | 42 | 7122 | MACT Fuel Choice Floor in lbs/MMBtu | FALSE | L | Annual | Allowances Purchased HCL | Thousand Tons | 0 | 0 | 0 | 0 | 0 | 0 | 0
#MATS - HCL Rate in 2015 (PK) | 42 | 7122 | MACT Fuel Choice Floor in lbs/MMBtu | FALSE | L | Annual | Allowances Sold HCL | Thousand Tons | 0 | 0 | 0 | 0 | 0 | 0 | 0
#MATS - HCL Rate in 2015 (PK) | 42 | 7122 | MACT Fuel Choice Floor in lbs/MMBtu | FALSE | L | Annual | Allowances Banked | Thousand Tons | 0 | 0 | 0 | 0 | 0 | 0 | 0
#MATS - HCL Rate in 2015 (PK) | 42 | 7122 | MACT Fuel Choice Floor in lbs/MMBtu | FALSE | L | Annual | Allowances Withdrawn (1:1) | Thousand Tons | 0 | 0 | 0 | 0 | 0 | 0 | 0
#MATS - HCL Rate in 2015 (PK) | 42 | 7122 | MACT Fuel Choice Floor in lbs/MMBtu | FALSE | L | Annual | Allowances Withdrawn (n:1) | Thousand Tons | 0 | 0 | 0 | 0 | 0 | 0 | 0
#MATS - HCL Rate in 2015 (PK) | 42 | 7122 | MACT Fuel Choice Floor in lbs/MMBtu | FALSE | L | Annual | Net Emissions Allowance Position | Thousand Tons | 2.1192 | 2.035 | 1.6187 | 0.89004 | 0.30313 | 0.63744 | 0.88397
#MATS - HCL Rate in 2015 (PK) | 42 | 7122 | MACT Fuel Choice Floor in lbs/MMBtu | FALSE | L | Annual | Fuel Consumed | TBtu | 4394.344 | 4219.435 | 3308.8717 | 1822.8377 | 583.0724 | 1290.92 | 1773.0596
#MATS - HCL Rate in 2015 (PK) | 42 | 7122 | MACT Fuel Choice Floor in lbs/MMBtu | FALSE | L | Annual | Rate | lb/MMBtu | 0.0009645 | 0.00096459 | 0.00097837 | 0.00097654 | 0.0010398 | 0.00098757 | 0.00099711
#MATS - HCL Rate in 2015 (PK) | 42 | 7122 | MACT Fuel Choice Floor in lbs/MMBtu | FALSE | L | Annual | Generation | TWh | 429.1278 | 410.0164 | 291.9328 | 146.4842 | 55.6493 | 125.6744 | 172.7421
#MATS - HCL Rate in 2015 (PK) | 42 | 7122 | MACT Fuel Choice Floor in lbs/MMBtu | FALSE | L | Annual | Qualifying Generation | TWh | 429.1278 | 410.0164 | 291.9328 | 146.4842 | 55.6493 | 125.6744 | 172.7421
#MATS - HCL Rate in 2015 (PK) | 42 | 7122 | MACT Fuel Choice Floor in lbs/MMBtu | FALSE | L | Annual | Constraint Shadow Price | US2022$/Ton | 0 | 0 | 0 | 0 | 0 | 0 | 0
#MATS - MER Rate in 2015 (Bit and Subbit) | 43 | 7123 | MACT Fuel Choice Floor in lbs/MMBtu | FALSE | L | Annual | Seasons Included | Seasons | Winter, Spring, Summer, Fall | Winter, Spring, Summer, Fall | Winter, Spring, Summer, Fall | Winter, Spring, Summer, Fall | Winter, Spring, Summer, Fall | Winter, Spring, Summer, Fall | Winter, Spring, Summer, Fall
#MATS - MER Rate in 2015 (Bit and Subbit) | 43 | 7123 | MACT Fuel Choice Floor in lbs/MMBtu | FALSE | L | Annual | Emission Floor | lbs/MMBtu | 1.2e-06 | 1.2e-06 | 1.2e-06 | 1.2e-06 | 1.2e-06 | 1.2e-06 | 1.2e-06
#MATS - MER Rate in 2015 (Bit and Subbit) | 43 | 7123 | MACT Fuel Choice Floor in lbs/MMBtu | FALSE | L | Annual | Emissions at Affected Plants MER | lbs | 3351.543 | 3390.3146 | 2767.7733 | 1664.8448 | 494.6586 | 1172.7647 | 1671.9076
#MATS - MER Rate in 2015 (Bit and Subbit) | 43 | 7123 | MACT Fuel Choice Floor in lbs/MMBtu | FALSE | L | Annual | Allowances Purchased MER | lbs | 0 | 0 | 0 | 0 | 0 | 0 | 0
#MATS - MER Rate in 2015 (Bit and Subbit) | 43 | 7123 | MACT Fuel Choice Floor in lbs/MMBtu | FALSE | L | Annual | Allowances Sold MER | lbs | 0 | 0 | 0 | 0 | 0 | 0 | 0
#MATS - MER Rate in 2015 (Bit and Subbit) | 43 | 7123 | MACT Fuel Choice Floor in lbs/MMBtu | FALSE | L | Annual | Allowances Banked | lbs | 0 | 0 | 0 | 0 | 0 | 0 | 0
#MATS - MER Rate in 2015 (Bit and Subbit) | 43 | 7123 | MACT Fuel Choice Floor in lbs/MMBtu | FALSE | L | Annual | Allowances Withdrawn (1:1) | lbs | 0 | 0 | 0 | 0 | 0 | 0 | 0
#MATS - MER Rate in 2015 (Bit and Subbit) | 43 | 7123 | MACT Fuel Choice Floor in lbs/MMBtu | FALSE | L | Annual | Allowances Withdrawn (n:1) | lbs | 0 | 0 | 0 | 0 | 0 | 0 | 0
#MATS - MER Rate in 2015 (Bit and Subbit) | 43 | 7123 | MACT Fuel Choice Floor in lbs/MMBtu | FALSE | L | Annual | Net Emissions Allowance Position | lbs | 3351.543 | 3390.3146 | 2767.7733 | 1664.8448 | 494.6586 | 1172.7647 | 1671.9076
#MATS - MER Rate in 2015 (Bit and Subbit) | 43 | 7123 | MACT Fuel Choice Floor in lbs/MMBtu | FALSE | L | Annual | Fuel Consumed | TBtu | 4568.7597 | 4388.1858 | 3472.2358 | 1948.998 | 671.8113 | 1422.7799 | 1914.9504
#MATS - MER Rate in 2015 (Bit and Subbit) | 43 | 7123 | MACT Fuel Choice Floor in lbs/MMBtu | FALSE | L | Annual | Rate | lb/MMBtu | 7.3358e-07 | 7.726e-07 | 7.9712e-07 | 8.5421e-07 | 7.3631e-07 | 8.2428e-07 | 8.7308e-07
#MATS - MER Rate in 2015 (Bit and Subbit) | 43 | 7123 | MACT Fuel Choice Floor in lbs/MMBtu | FALSE | L | Annual | Generation | TWh | 445.4657 | 425.977 | 307.3195 | 158.4223 | 64.0863 | 138.2842 | 186.3282
#MATS - MER Rate in 2015 (Bit and Subbit) | 43 | 7123 | MACT Fuel Choice Floor in lbs/MMBtu | FALSE | L | Annual | Qualifying Generation | TWh | 445.4657 | 425.977 | 307.3195 | 158.4223 | 64.0863 | 138.2842 | 186.3282
#MATS - MER Rate in 2015 (Bit and Subbit) | 43 | 7123 | MACT Fuel Choice Floor in lbs/MMBtu | FALSE | L | Annual | Constraint Shadow Price | US2022$/Lb | 0 | 0 | 0 | 0 | 0 | 0 | 0
#MATS - MER Rate in 2015 (IGCC) | 44 | 7124 | MACT Fuel Choice Floor in lbs/MMBtu | FALSE | L | Annual | Seasons Included | Seasons | Winter, Spring, Summer, Fall | Winter, Spring, Summer, Fall | Winter, Spring, Summer, Fall | Winter, Spring, Summer, Fall | Winter, Spring, Summer, Fall | Winter, Spring, Summer, Fall | Winter, Spring, Summer, Fall
#MATS - MER Rate in 2015 (IGCC) | 44 | 7124 | MACT Fuel Choice Floor in lbs/MMBtu | FALSE | L | Annual | Emission Floor | lbs/MMBtu | 3e-06 | 3e-06 | 3e-06 | 3e-06 | 3e-06 | 3e-06 | 3e-06
#MATS - MER Rate in 2015 (IGCC) | 44 | 7124 | MACT Fuel Choice Floor in lbs/MMBtu | FALSE | L | Annual | Emissions at Affected Plants MER | lbs | 28.501 | 34.1084 | 0 | 0 | 0 | 0 | 0
#MATS - MER Rate in 2015 (IGCC) | 44 | 7124 | MACT Fuel Choice Floor in lbs/MMBtu | FALSE | L | Annual | Allowances Purchased MER | lbs | 0 | 0 | 0 | 0 | 0 | 0 | 0
#MATS - MER Rate in 2015 (IGCC) | 44 | 7124 | MACT Fuel Choice Floor in lbs/MMBtu | FALSE | L | Annual | Allowances Sold MER | lbs | 0 | 0 | 0 | 0 | 0 | 0 | 0
#MATS - MER Rate in 2015 (IGCC) | 44 | 7124 | MACT Fuel Choice Floor in lbs/MMBtu | FALSE | L | Annual | Allowances Banked | lbs | 0 | 0 | 0 | 0 | 0 | 0 | 0
#MATS - MER Rate in 2015 (IGCC) | 44 | 7124 | MACT Fuel Choice Floor in lbs/MMBtu | FALSE | L | Annual | Allowances Withdrawn (1:1) | lbs | 0 | 0 | 0 | 0 | 0 | 0 | 0
#MATS - MER Rate in 2015 (IGCC) | 44 | 7124 | MACT Fuel Choice Floor in lbs/MMBtu | FALSE | L | Annual | Allowances Withdrawn (n:1) | lbs | 0 | 0 | 0 | 0 | 0 | 0 | 0
#MATS - MER Rate in 2015 (IGCC) | 44 | 7124 | MACT Fuel Choice Floor in lbs/MMBtu | FALSE | L | Annual | Net Emissions Allowance Position | lbs | 28.501 | 34.1084 | 0 | 0 | 0 | 0 | 0
#MATS - MER Rate in 2015 (IGCC) | 44 | 7124 | MACT Fuel Choice Floor in lbs/MMBtu | FALSE | L | Annual | Fuel Consumed | TBtu | 40.0301 | 45.2029 | 0 | 0 | 0 | 0 | 0
#MATS - MER Rate in 2015 (IGCC) | 44 | 7124 | MACT Fuel Choice Floor in lbs/MMBtu | FALSE | L | Annual | Rate | lb/MMBtu | 7.1199e-07 | 7.5456e-07 | 0 | 0 | 0 | 0 | 0
#MATS - MER Rate in 2015 (IGCC) | 44 | 7124 | MACT Fuel Choice Floor in lbs/MMBtu | FALSE | L | Annual | Generation | TWh | 3.5204 | 3.9753 | 0 | 0 | 0 | 0 | 0
#MATS - MER Rate in 2015 (IGCC) | 44 | 7124 | MACT Fuel Choice Floor in lbs/MMBtu | FALSE | L | Annual | Qualifying Generation | TWh | 3.5204 | 3.9753 | 0 | 0 | 0 | 0 | 0
#MATS - MER Rate in 2015 (IGCC) | 44 | 7124 | MACT Fuel Choice Floor in lbs/MMBtu | FALSE | L | Annual | Constraint Shadow Price | US2022$/Lb | 0 | 0 | 0 | 0 | 0 | 0 | 0
#MATS - MER Rate in 2015 (Lig) | 45 | 7125 | MACT Fuel Choice Floor in lbs/MMBtu | FALSE | L | Annual | Seasons Included | Seasons | Winter, Spring, Summer, Fall | Winter, Spring, Summer, Fall | Winter, Spring, Summer, Fall | Winter, Spring, Summer, Fall | Winter, Spring, Summer, Fall | Winter, Spring, Summer, Fall | Winter, Spring, Summer, Fall
#MATS - MER Rate in 2015 (Lig) | 45 | 7125 | MACT Fuel Choice Floor in lbs/MMBtu | FALSE | L | Annual | Emission Floor | lbs/MMBtu | 4e-06 | 4e-06 | 4e-06 | 4e-06 | 4e-06 | 4e-06 | 4e-06
#MATS - MER Rate in 2015 (Lig) | 45 | 7125 | MACT Fuel Choice Floor in lbs/MMBtu | FALSE | L | Annual | Emissions at Affected Plants MER | lbs | 3266.4457 | 3312.2242 | 2691.5348 | 1603.6602 | 451.8009 | 1109.4598 | 1603.9396
#MATS - MER Rate in 2015 (Lig) | 45 | 7125 | MACT Fuel Choice Floor in lbs/MMBtu | FALSE | L | Annual | Allowances Purchased MER | lbs | 0 | 0 | 0 | 0 | 0 | 0 | 0
#MATS - MER Rate in 2015 (Lig) | 45 | 7125 | MACT Fuel Choice Floor in lbs/MMBtu | FALSE | L | Annual | Allowances Sold MER | lbs | 0 | 0 | 0 | 0 | 0 | 0 | 0
#MATS - MER Rate in 2015 (Lig) | 45 | 7125 | MACT Fuel Choice Floor in lbs/MMBtu | FALSE | L | Annual | Allowances Banked | lbs | 0 | 0 | 0 | 0 | 0 | 0 | 0
#MATS - MER Rate in 2015 (Lig) | 45 | 7125 | MACT Fuel Choice Floor in lbs/MMBtu | FALSE | L | Annual | Allowances Withdrawn (1:1) | lbs | 0 | 0 | 0 | 0 | 0 | 0 | 0
#MATS - MER Rate in 2015 (Lig) | 45 | 7125 | MACT Fuel Choice Floor in lbs/MMBtu | FALSE | L | Annual | Allowances Withdrawn (n:1) | lbs | 0 | 0 | 0 | 0 | 0 | 0 | 0
#MATS - MER Rate in 2015 (Lig) | 45 | 7125 | MACT Fuel Choice Floor in lbs/MMBtu | FALSE | L | Annual | Net Emissions Allowance Position | lbs | 3266.4457 | 3312.2242 | 2691.5348 | 1603.6602 | 451.8009 | 1109.4598 | 1603.9396
#MATS - MER Rate in 2015 (Lig) | 45 | 7125 | MACT Fuel Choice Floor in lbs/MMBtu | FALSE | L | Annual | Fuel Consumed | TBtu | 4394.344 | 4219.435 | 3308.8717 | 1822.8377 | 583.0724 | 1290.92 | 1773.0596
#MATS - MER Rate in 2015 (Lig) | 45 | 7125 | MACT Fuel Choice Floor in lbs/MMBtu | FALSE | L | Annual | Rate | lb/MMBtu | 7.4333e-07 | 7.8499e-07 | 8.1343e-07 | 8.7976e-07 | 7.7486e-07 | 8.5943e-07 | 9.0462e-07
#MATS - MER Rate in 2015 (Lig) | 45 | 7125 | MACT Fuel Choice Floor in lbs/MMBtu | FALSE | L | Annual | Generation | TWh | 429.1278 | 410.0164 | 291.9328 | 146.4842 | 55.6493 | 125.6744 | 172.7421
#MATS - MER Rate in 2015 (Lig) | 45 | 7125 | MACT Fuel Choice Floor in lbs/MMBtu | FALSE | L | Annual | Qualifying Generation | TWh | 429.1278 | 410.0164 | 291.9328 | 146.4842 | 55.6493 | 125.6744 | 172.7421
#MATS - MER Rate in 2015 (Lig) | 45 | 7125 | MACT Fuel Choice Floor in lbs/MMBtu | FALSE | L | Annual | Constraint Shadow Price | US2022$/Lb | 0 | 0 | 0 | 0 | 0 | 0 | 0
#MATS - MER Rate in 2015 (PK) | 46 | 7126 | MACT Fuel Choice Floor in lbs/MMBtu | FALSE | L | Annual | Seasons Included | Seasons | Winter, Spring, Summer, Fall | Winter, Spring, Summer, Fall | Winter, Spring, Summer, Fall | Winter, Spring, Summer, Fall | Winter, Spring, Summer, Fall | Winter, Spring, Summer, Fall | Winter, Spring, Summer, Fall
#MATS - MER Rate in 2015 (PK) | 46 | 7126 | MACT Fuel Choice Floor in lbs/MMBtu | FALSE | L | Annual | Emission Floor | lbs/MMBtu | 2e-07 | 2e-07 | 2e-07 | 2e-07 | 2e-07 | 2e-07 | 2e-07
#MATS - MER Rate in 2015 (PK) | 46 | 7126 | MACT Fuel Choice Floor in lbs/MMBtu | FALSE | L | Annual | Emissions at Affected Plants MER | lbs | 3266.4457 | 3312.2242 | 2691.5348 | 1603.6602 | 451.8009 | 1109.4598 | 1603.9396
#MATS - MER Rate in 2015 (PK) | 46 | 7126 | MACT Fuel Choice Floor in lbs/MMBtu | FALSE | L | Annual | Allowances Purchased MER | lbs | 0 | 0 | 0 | 0 | 0 | 0 | 0
#MATS - MER Rate in 2015 (PK) | 46 | 7126 | MACT Fuel Choice Floor in lbs/MMBtu | FALSE | L | Annual | Allowances Sold MER | lbs | 0 | 0 | 0 | 0 | 0 | 0 | 0
#MATS - MER Rate in 2015 (PK) | 46 | 7126 | MACT Fuel Choice Floor in lbs/MMBtu | FALSE | L | Annual | Allowances Banked | lbs | 0 | 0 | 0 | 0 | 0 | 0 | 0
#MATS - MER Rate in 2015 (PK) | 46 | 7126 | MACT Fuel Choice Floor in lbs/MMBtu | FALSE | L | Annual | Allowances Withdrawn (1:1) | lbs | 0 | 0 | 0 | 0 | 0 | 0 | 0
#MATS - MER Rate in 2015 (PK) | 46 | 7126 | MACT Fuel Choice Floor in lbs/MMBtu | FALSE | L | Annual | Allowances Withdrawn (n:1) | lbs | 0 | 0 | 0 | 0 | 0 | 0 | 0
#MATS - MER Rate in 2015 (PK) | 46 | 7126 | MACT Fuel Choice Floor in lbs/MMBtu | FALSE | L | Annual | Net Emissions Allowance Position | lbs | 3266.4457 | 3312.2242 | 2691.5348 | 1603.6602 | 451.8009 | 1109.4598 | 1603.9396
#MATS - MER Rate in 2015 (PK) | 46 | 7126 | MACT Fuel Choice Floor in lbs/MMBtu | FALSE | L | Annual | Fuel Consumed | TBtu | 4394.344 | 4219.435 | 3308.8717 | 1822.8377 | 583.0724 | 1290.92 | 1773.0596
#MATS - MER Rate in 2015 (PK) | 46 | 7126 | MACT Fuel Choice Floor in lbs/MMBtu | FALSE | L | Annual | Rate | lb/MMBtu | 7.4333e-07 | 7.8499e-07 | 8.1343e-07 | 8.7976e-07 | 7.7486e-07 | 8.5943e-07 | 9.0462e-07
#MATS - MER Rate in 2015 (PK) | 46 | 7126 | MACT Fuel Choice Floor in lbs/MMBtu | FALSE | L | Annual | Generation | TWh | 429.1278 | 410.0164 | 291.9328 | 146.4842 | 55.6493 | 125.6744 | 172.7421
#MATS - MER Rate in 2015 (PK) | 46 | 7126 | MACT Fuel Choice Floor in lbs/MMBtu | FALSE | L | Annual | Qualifying Generation | TWh | 429.1278 | 410.0164 | 291.9328 | 146.4842 | 55.6493 | 125.6744 | 172.7421
#MATS - MER Rate in 2015 (PK) | 46 | 7126 | MACT Fuel Choice Floor in lbs/MMBtu | FALSE | L | Annual | Constraint Shadow Price | US2022$/Lb | 0 | 0 | 0 | 0 | 0 | 0 | 0
111(b) - 1000lbs/MWh CO2 - New CC | 47 | 7703 | Rate Constraint in lbs/MWh | FALSE | L | Annual | Seasons Included | Seasons | Winter, Spring, Summer, Fall | Winter, Spring, Summer, Fall | Winter, Spring, Summer, Fall | Winter, Spring, Summer, Fall | Winter, Spring, Summer, Fall | Winter, Spring, Summer, Fall | Winter, Spring, Summer, Fall
111(b) - 1000lbs/MWh CO2 - New CC | 47 | 7703 | Rate Constraint in lbs/MWh | FALSE | L | Annual | Standard CO2 | lb/MWh | 1000 | 1000 | 1000 | 1000 | 1000 | 1000 | 1000
111(b) - 1000lbs/MWh CO2 - New CC | 47 | 7703 | Rate Constraint in lbs/MWh | FALSE | L | Annual | Emissions at Affected Plants CO2 | Thousand Tons | 94006.3846 | 104890.1753 | 103147.4916 | 92723.2884 | 71609.272 | 163631.9873 | 249886.097
111(b) - 1000lbs/MWh CO2 - New CC | 47 | 7703 | Rate Constraint in lbs/MWh | FALSE | L | Annual | Allowances Purchased CO2 | Thousand Tons | 0 | 0 | 0 | 0 | 0 | 0 | 0
111(b) - 1000lbs/MWh CO2 - New CC | 47 | 7703 | Rate Constraint in lbs/MWh | FALSE | L | Annual | Allowances Sold CO2 | Thousand Tons | 0 | 0 | 0 | 0 | 0 | 0 | 0
111(b) - 1000lbs/MWh CO2 - New CC | 47 | 7703 | Rate Constraint in lbs/MWh | FALSE | L | Annual | Allowances Banked | Thousand Tons | 0 | 0 | 0 | 0 | 0 | 0 | 0
111(b) - 1000lbs/MWh CO2 - New CC | 47 | 7703 | Rate Constraint in lbs/MWh | FALSE | L | Annual | Allowances Withdrawn (1:1) | Thousand Tons | 0 | 0 | 0 | 0 | 0 | 0 | 0
111(b) - 1000lbs/MWh CO2 - New CC | 47 | 7703 | Rate Constraint in lbs/MWh | FALSE | L | Annual | Allowances Withdrawn (n:1) | Thousand Tons | 0 | 0 | 0 | 0 | 0 | 0 | 0
111(b) - 1000lbs/MWh CO2 - New CC | 47 | 7703 | Rate Constraint in lbs/MWh | FALSE | L | Annual | Net Emissions Allowance Position | Thousand Tons | 94006.3846 | 104890.1753 | 103147.4916 | 92723.2884 | 71609.272 | 163631.9873 | 249886.097
111(b) - 1000lbs/MWh CO2 - New CC | 47 | 7703 | Rate Constraint in lbs/MWh | FALSE | L | Annual | Fuel Consumed | TBtu | 1605.8487 | 1791.7693 | 1768.6516 | 1590.5818 | 1226.5828 | 2800.8606 | 4321.2265
111(b) - 1000lbs/MWh CO2 - New CC | 47 | 7703 | Rate Constraint in lbs/MWh | FALSE | L | Annual | Rate | lb/MMBtu | 117.08 | 117.08 | 116.6397 | 116.5904 | 116.7622 | 116.8441 | 115.6552
111(b) - 1000lbs/MWh CO2 - New CC | 47 | 7703 | Rate Constraint in lbs/MWh | FALSE | L | Annual | Generation | TWh | 251.9507 | 281.1377 | 277.354 | 249.3997 | 192.3541 | 439.4105 | 678.0223
111(b) - 1000lbs/MWh CO2 - New CC | 47 | 7703 | Rate Constraint in lbs/MWh | FALSE | L | Annual | Qualifying Generation | TWh | 251.9507 | 281.1377 | 277.354 | 249.3997 | 192.3541 | 439.4105 | 678.0223
111(b) - 1000lbs/MWh CO2 - New CC | 47 | 7703 | Rate Constraint in lbs/MWh | FALSE | L | Annual | Constraint Shadow Price | US2022$/Ton | 0 | 0 | 0 | 0 | 0 | 0 | 0
111(b) - 1000lbs/MWh CO2 - New CC with CCS | 48 | 7704 | Rate Constraint in lbs/MWh | FALSE | L | Annual | Seasons Included | Seasons | Winter, Spring, Summer, Fall | Winter, Spring, Summer, Fall | Winter, Spring, Summer, Fall | Winter, Spring, Summer, Fall | Winter, Spring, Summer, Fall | Winter, Spring, Summer, Fall | Winter, Spring, Summer, Fall
111(b) - 1000lbs/MWh CO2 - New CC with CCS | 48 | 7704 | Rate Constraint in lbs/MWh | FALSE | L | Annual | Standard CO2 | lb/MWh | 1000 | 1000 | 1000 | 1000 | 1000 | 1000 | 1000
111(b) - 1000lbs/MWh CO2 - New CC with CCS | 48 | 7704 | Rate Constraint in lbs/MWh | FALSE | L | Annual | Emissions at Affected Plants CO2 | Thousand Tons | 0 | 0 | 0 | 0 | 0 | 0 | 0
111(b) - 1000lbs/MWh CO2 - New CC with CCS | 48 | 7704 | Rate Constraint in lbs/MWh | FALSE | L | Annual | Allowances Purchased CO2 | Thousand Tons | 0 | 0 | 0 | 0 | 0 | 0 | 0
111(b) - 1000lbs/MWh CO2 - New CC with CCS | 48 | 7704 | Rate Constraint in lbs/MWh | FALSE | L | Annual | Allowances Sold CO2 | Thousand Tons | 0 | 0 | 0 | 0 | 0 | 0 | 0
111(b) - 1000lbs/MWh CO2 - New CC with CCS | 48 | 7704 | Rate Constraint in lbs/MWh | FALSE | L | Annual | Allowances Banked | Thousand Tons | 0 | 0 | 0 | 0 | 0 | 0 | 0
111(b) - 1000lbs/MWh CO2 - New CC with CCS | 48 | 7704 | Rate Constraint in lbs/MWh | FALSE | L | Annual | Allowances Withdrawn (1:1) | Thousand Tons | 0 | 0 | 0 | 0 | 0 | 0 | 0
111(b) - 1000lbs/MWh CO2 - New CC with CCS | 48 | 7704 | Rate Constraint in lbs/MWh | FALSE | L | Annual | Allowances Withdrawn (n:1) | Thousand Tons | 0 | 0 | 0 | 0 | 0 | 0 | 0
111(b) - 1000lbs/MWh CO2 - New CC with CCS | 48 | 7704 | Rate Constraint in lbs/MWh | FALSE | L | Annual | Net Emissions Allowance Position | Thousand Tons | 0 | 0 | 0 | 0 | 0 | 0 | 0
111(b) - 1000lbs/MWh CO2 - New CC with CCS | 48 | 7704 | Rate Constraint in lbs/MWh | FALSE | L | Annual | Fuel Consumed | TBtu | 0 | 0 | 0 | 0 | 0 | 0 | 0
111(b) - 1000lbs/MWh CO2 - New CC with CCS | 48 | 7704 | Rate Constraint in lbs/MWh | FALSE | L | Annual | Rate | lb/MMBtu | 0 | 0 | 0 | 0 | 0 | 0 | 0
111(b) - 1000lbs/MWh CO2 - New CC with CCS | 48 | 7704 | Rate Constraint in lbs/MWh | FALSE | L | Annual | Generation | TWh | 0 | 0 | 0 | 0 | 0 | 0 | 0
111(b) - 1000lbs/MWh CO2 - New CC with CCS | 48 | 7704 | Rate Constraint in lbs/MWh | FALSE | L | Annual | Qualifying Generation | TWh | 0 | 0 | 0 | 0 | 0 | 0 | 0
111(b) - 1000lbs/MWh CO2 - New CC with CCS | 48 | 7704 | Rate Constraint in lbs/MWh | FALSE | L | Annual | Constraint Shadow Price | US2022$/Ton | 0 | 0 | 0 | 0 | 0 | 0 | 0
111(b) - 1400lbs/MWh CO2 - New UPC with 30% CCS | 49 | 7700 | Rate Constraint in lbs/MWh | FALSE | L | Annual | Seasons Included | Seasons | Winter, Spring, Summer, Fall | Winter, Spring, Summer, Fall | Winter, Spring, Summer, Fall | Winter, Spring, Summer, Fall | Winter, Spring, Summer, Fall | Winter, Spring, Summer, Fall | Winter, Spring, Summer, Fall
111(b) - 1400lbs/MWh CO2 - New UPC with 30% CCS | 49 | 7700 | Rate Constraint in lbs/MWh | FALSE | L | Annual | Standard CO2 | lb/MWh | 1400 | 1400 | 1400 | 1400 | 1400 | 1400 | 1400
111(b) - 1400lbs/MWh CO2 - New UPC with 30% CCS | 49 | 7700 | Rate Constraint in lbs/MWh | FALSE | L | Annual | Emissions at Affected Plants CO2 | Thousand Tons | 0 | 0 | 0 | 0 | 0 | 0 | 0
111(b) - 1400lbs/MWh CO2 - New UPC with 30% CCS | 49 | 7700 | Rate Constraint in lbs/MWh | FALSE | L | Annual | Allowances Purchased CO2 | Thousand Tons | 0 | 0 | 0 | 0 | 0 | 0 | 0
111(b) - 1400lbs/MWh CO2 - New UPC with 30% CCS | 49 | 7700 | Rate Constraint in lbs/MWh | FALSE | L | Annual | Allowances Sold CO2 | Thousand Tons | 0 | 0 | 0 | 0 | 0 | 0 | 0
111(b) - 1400lbs/MWh CO2 - New UPC with 30% CCS | 49 | 7700 | Rate Constraint in lbs/MWh | FALSE | L | Annual | Allowances Banked | Thousand Tons | 0 | 0 | 0 | 0 | 0 | 0 | 0
111(b) - 1400lbs/MWh CO2 - New UPC with 30% CCS | 49 | 7700 | Rate Constraint in lbs/MWh | FALSE | L | Annual | Allowances Withdrawn (1:1) | Thousand Tons | 0 | 0 | 0 | 0 | 0 | 0 | 0
111(b) - 1400lbs/MWh CO2 - New UPC with 30% CCS | 49 | 7700 | Rate Constraint in lbs/MWh | FALSE | L | Annual | Allowances Withdrawn (n:1) | Thousand Tons | 0 | 0 | 0 | 0 | 0 | 0 | 0
111(b) - 1400lbs/MWh CO2 - New UPC with 30% CCS | 49 | 7700 | Rate Constraint in lbs/MWh | FALSE | L | Annual | Net Emissions Allowance Position | Thousand Tons | 0 | 0 | 0 | 0 | 0 | 0 | 0
111(b) - 1400lbs/MWh CO2 - New UPC with 30% CCS | 49 | 7700 | Rate Constraint in lbs/MWh | FALSE | L | Annual | Fuel Consumed | TBtu | 0 | 0 | 0 | 0 | 0 | 0 | 0
111(b) - 1400lbs/MWh CO2 - New UPC with 30% CCS | 49 | 7700 | Rate Constraint in lbs/MWh | FALSE | L | Annual | Rate | lb/MMBtu | 0 | 0 | 0 | 0 | 0 | 0 | 0
111(b) - 1400lbs/MWh CO2 - New UPC with 30% CCS | 49 | 7700 | Rate Constraint in lbs/MWh | FALSE | L | Annual | Generation | TWh | 0 | 0 | 0 | 0 | 0 | 0 | 0
111(b) - 1400lbs/MWh CO2 - New UPC with 30% CCS | 49 | 7700 | Rate Constraint in lbs/MWh | FALSE | L | Annual | Qualifying Generation | TWh | 0 | 0 | 0 | 0 | 0 | 0 | 0
111(b) - 1400lbs/MWh CO2 - New UPC with 30% CCS | 49 | 7700 | Rate Constraint in lbs/MWh | FALSE | L | Annual | Constraint Shadow Price | US2022$/Ton | 0 | 0 | 0 | 0 | 0 | 0 | 0
111(b) - 1400lbs/MWh CO2 - New UPC with 90% CCS | 50 | 7701 | Rate Constraint in lbs/MWh | FALSE | L | Annual | Seasons Included | Seasons | Winter, Spring, Summer, Fall | Winter, Spring, Summer, Fall | Winter, Spring, Summer, Fall | Winter, Spring, Summer, Fall | Winter, Spring, Summer, Fall | Winter, Spring, Summer, Fall | Winter, Spring, Summer, Fall
111(b) - 1400lbs/MWh CO2 - New UPC with 90% CCS | 50 | 7701 | Rate Constraint in lbs/MWh | FALSE | L | Annual | Standard CO2 | lb/MWh | 1400 | 1400 | 1400 | 1400 | 1400 | 1400 | 1400
111(b) - 1400lbs/MWh CO2 - New UPC with 90% CCS | 50 | 7701 | Rate Constraint in lbs/MWh | FALSE | L | Annual | Emissions at Affected Plants CO2 | Thousand Tons | 0 | 0 | 0 | 0 | 0 | 0 | 0
111(b) - 1400lbs/MWh CO2 - New UPC with 90% CCS | 50 | 7701 | Rate Constraint in lbs/MWh | FALSE | L | Annual | Allowances Purchased CO2 | Thousand Tons | 0 | 0 | 0 | 0 | 0 | 0 | 0
111(b) - 1400lbs/MWh CO2 - New UPC with 90% CCS | 50 | 7701 | Rate Constraint in lbs/MWh | FALSE | L | Annual | Allowances Sold CO2 | Thousand Tons | 0 | 0 | 0 | 0 | 0 | 0 | 0
111(b) - 1400lbs/MWh CO2 - New UPC with 90% CCS | 50 | 7701 | Rate Constraint in lbs/MWh | FALSE | L | Annual | Allowances Banked | Thousand Tons | 0 | 0 | 0 | 0 | 0 | 0 | 0
111(b) - 1400lbs/MWh CO2 - New UPC with 90% CCS | 50 | 7701 | Rate Constraint in lbs/MWh | FALSE | L | Annual | Allowances Withdrawn (1:1) | Thousand Tons | 0 | 0 | 0 | 0 | 0 | 0 | 0
111(b) - 1400lbs/MWh CO2 - New UPC with 90% CCS | 50 | 7701 | Rate Constraint in lbs/MWh | FALSE | L | Annual | Allowances Withdrawn (n:1) | Thousand Tons | 0 | 0 | 0 | 0 | 0 | 0 | 0
111(b) - 1400lbs/MWh CO2 - New UPC with 90% CCS | 50 | 7701 | Rate Constraint in lbs/MWh | FALSE | L | Annual | Net Emissions Allowance Position | Thousand Tons | 0 | 0 | 0 | 0 | 0 | 0 | 0
111(b) - 1400lbs/MWh CO2 - New UPC with 90% CCS | 50 | 7701 | Rate Constraint in lbs/MWh | FALSE | L | Annual | Fuel Consumed | TBtu | 0 | 0 | 0 | 0 | 0 | 0 | 0
111(b) - 1400lbs/MWh CO2 - New UPC with 90% CCS | 50 | 7701 | Rate Constraint in lbs/MWh | FALSE | L | Annual | Rate | lb/MMBtu | 0 | 0 | 0 | 0 | 0 | 0 | 0
111(b) - 1400lbs/MWh CO2 - New UPC with 90% CCS | 50 | 7701 | Rate Constraint in lbs/MWh | FALSE | L | Annual | Generation | TWh | 0 | 0 | 0 | 0 | 0 | 0 | 0
111(b) - 1400lbs/MWh CO2 - New UPC with 90% CCS | 50 | 7701 | Rate Constraint in lbs/MWh | FALSE | L | Annual | Qualifying Generation | TWh | 0 | 0 | 0 | 0 | 0 | 0 | 0
111(b) - 1400lbs/MWh CO2 - New UPC with 90% CCS | 50 | 7701 | Rate Constraint in lbs/MWh | FALSE | L | Annual | Constraint Shadow Price | US2022$/Ton | 0 | 0 | 0 | 0 | 0 | 0 | 0
7.23 - NJ Fossil CO2 Rate Limit: Unit 1652 | 51 | 7999 | Rate Constraint in lbs/MWh | FALSE | L | Annual | Seasons Included | Seasons | Winter, Spring, Summer, Fall | Winter, Spring, Summer, Fall | Winter, Spring, Summer, Fall | Winter, Spring, Summer, Fall | Winter, Spring, Summer, Fall | Winter, Spring, Summer, Fall | Winter, Spring, Summer, Fall
7.23 - NJ Fossil CO2 Rate Limit: Unit 1652 | 51 | 7999 | Rate Constraint in lbs/MWh | FALSE | L | Annual | Standard CO2 | lb/MWh | 1700 | 1700 | 1300 | 1300 | 1300 | 1300 | 1300
7.23 - NJ Fossil CO2 Rate Limit: Unit 1652 | 51 | 7999 | Rate Constraint in lbs/MWh | FALSE | L | Annual | Emissions at Affected Plants CO2 | Thousand Tons | 56.5721 | 60.712 | 52.0484 | 49.8004 | 12.1675 | 17.2207 | 0
7.23 - NJ Fossil CO2 Rate Limit: Unit 1652 | 51 | 7999 | Rate Constraint in lbs/MWh | FALSE | L | Annual | Allowances Purchased CO2 | Thousand Tons | 0 | 0 | 0 | 0 | 0 | 0 | 0
7.23 - NJ Fossil CO2 Rate Limit: Unit 1652 | 51 | 7999 | Rate Constraint in lbs/MWh | FALSE | L | Annual | Allowances Sold CO2 | Thousand Tons | 0 | 0 | 0 | 0 | 0 | 0 | 0
7.23 - NJ Fossil CO2 Rate Limit: Unit 1652 | 51 | 7999 | Rate Constraint in lbs/MWh | FALSE | L | Annual | Allowances Banked | Thousand Tons | 0 | 0 | 0 | 0 | 0 | 0 | 0
7.23 - NJ Fossil CO2 Rate Limit: Unit 1652 | 51 | 7999 | Rate Constraint in lbs/MWh | FALSE | L | Annual | Allowances Withdrawn (1:1) | Thousand Tons | 0 | 0 | 0 | 0 | 0 | 0 | 0
7.23 - NJ Fossil CO2 Rate Limit: Unit 1652 | 51 | 7999 | Rate Constraint in lbs/MWh | FALSE | L | Annual | Allowances Withdrawn (n:1) | Thousand Tons | 0 | 0 | 0 | 0 | 0 | 0 | 0
7.23 - NJ Fossil CO2 Rate Limit: Unit 1652 | 51 | 7999 | Rate Constraint in lbs/MWh | FALSE | L | Annual | Net Emissions Allowance Position | Thousand Tons | 56.5721 | 60.712 | 52.0484 | 49.8004 | 12.1675 | 17.2207 | 0
7.23 - NJ Fossil CO2 Rate Limit: Unit 1652 | 51 | 7999 | Rate Constraint in lbs/MWh | FALSE | L | Annual | Fuel Consumed | TBtu | 0.96638 | 1.0371 | 0.88911 | 0.85071 | 0.20785 | 0.29417 | 0
7.23 - NJ Fossil CO2 Rate Limit: Unit 1652 | 51 | 7999 | Rate Constraint in lbs/MWh | FALSE | L | Annual | Rate | lb/MMBtu | 117.08 | 117.08 | 117.08 | 117.08 | 117.08 | 117.08 | 0
7.23 - NJ Fossil CO2 Rate Limit: Unit 1652 | 51 | 7999 | Rate Constraint in lbs/MWh | FALSE | L | Annual | Generation | TWh | 0.11014 | 0.1182 | 0.10133 | 0.096958 | 0.023689 | 0.033527 | 0
7.23 - NJ Fossil CO2 Rate Limit: Unit 1652 | 51 | 7999 | Rate Constraint in lbs/MWh | FALSE | L | Annual | Qualifying Generation | TWh | 0.11014 | 0.1182 | 0.10133 | 0.096958 | 0.023689 | 0.033527 | 0
7.23 - NJ Fossil CO2 Rate Limit: Unit 1652 | 51 | 7999 | Rate Constraint in lbs/MWh | FALSE | L | Annual | Constraint Shadow Price | US2022$/Ton | 0 | 0 | 0 | 0 | 0 | 0 | 0
7.23 - NJ Fossil CO2 Rate Limit: Unit 1653 | 52 | 8000 | Rate Constraint in lbs/MWh | FALSE | L | Annual | Seasons Included | Seasons | Winter, Spring, Summer, Fall | Winter, Spring, Summer, Fall | Winter, Spring, Summer, Fall | Winter, Spring, Summer, Fall | Winter, Spring, Summer, Fall | Winter, Spring, Summer, Fall | Winter, Spring, Summer, Fall
7.23 - NJ Fossil CO2 Rate Limit: Unit 1653 | 52 | 8000 | Rate Constraint in lbs/MWh | FALSE | L | Annual | Standard CO2 | lb/MWh | 1700 | 1700 | 1300 | 1300 | 1300 | 1300 | 1300
7.23 - NJ Fossil CO2 Rate Limit: Unit 1653 | 52 | 8000 | Rate Constraint in lbs/MWh | FALSE | L | Annual | Emissions at Affected Plants CO2 | Thousand Tons | 1147.7783 | 1371.0494 | 1106.5713 | 780.0843 | 782.6485 | 858.2298 | 680.3461
7.23 - NJ Fossil CO2 Rate Limit: Unit 1653 | 52 | 8000 | Rate Constraint in lbs/MWh | FALSE | L | Annual | Allowances Purchased CO2 | Thousand Tons | 0 | 0 | 0 | 0 | 0 | 0 | 0
7.23 - NJ Fossil CO2 Rate Limit: Unit 1653 | 52 | 8000 | Rate Constraint in lbs/MWh | FALSE | L | Annual | Allowances Sold CO2 | Thousand Tons | 0 | 0 | 0 | 0 | 0 | 0 | 0
7.23 - NJ Fossil CO2 Rate Limit: Unit 1653 | 52 | 8000 | Rate Constraint in lbs/MWh | FALSE | L | Annual | Allowances Banked | Thousand Tons | 0 | 0 | 0 | 0 | 0 | 0 | 0
7.23 - NJ Fossil CO2 Rate Limit: Unit 1653 | 52 | 8000 | Rate Constraint in lbs/MWh | FALSE | L | Annual | Allowances Withdrawn (1:1) | Thousand Tons | 0 | 0 | 0 | 0 | 0 | 0 | 0
7.23 - NJ Fossil CO2 Rate Limit: Unit 1653 | 52 | 8000 | Rate Constraint in lbs/MWh | FALSE | L | Annual | Allowances Withdrawn (n:1) | Thousand Tons | 0 | 0 | 0 | 0 | 0 | 0 | 0
7.23 - NJ Fossil CO2 Rate Limit: Unit 1653 | 52 | 8000 | Rate Constraint in lbs/MWh | FALSE | L | Annual | Net Emissions Allowance Position | Thousand Tons | 1147.7783 | 1371.0494 | 1106.5713 | 780.0843 | 782.6485 | 858.2298 | 680.3461
7.23 - NJ Fossil CO2 Rate Limit: Unit 1653 | 52 | 8000 | Rate Constraint in lbs/MWh | FALSE | L | Annual | Fuel Consumed | TBtu | 19.6067 | 23.4207 | 18.9028 | 13.3257 | 13.3695 | 14.6606 | 11.6219
7.23 - NJ Fossil CO2 Rate Limit: Unit 1653 | 52 | 8000 | Rate Constraint in lbs/MWh | FALSE | L | Annual | Rate | lb/MMBtu | 117.08 | 117.08 | 117.08 | 117.08 | 117.08 | 117.08 | 117.08
7.23 - NJ Fossil CO2 Rate Limit: Unit 1653 | 52 | 8000 | Rate Constraint in lbs/MWh | FALSE | L | Annual | Generation | TWh | 2.7811 | 3.3221 | 2.6813 | 1.8902 | 1.8964 | 2.0795 | 1.6485
7.23 - NJ Fossil CO2 Rate Limit: Unit 1653 | 52 | 8000 | Rate Constraint in lbs/MWh | FALSE | L | Annual | Qualifying Generation | TWh | 2.7811 | 3.3221 | 2.6813 | 1.8902 | 1.8964 | 2.0795 | 1.6485
7.23 - NJ Fossil CO2 Rate Limit: Unit 1653 | 52 | 8000 | Rate Constraint in lbs/MWh | FALSE | L | Annual | Constraint Shadow Price | US2022$/Ton | 0 | 0 | 0 | 0 | 0 | 0 | 0
7.23 - NJ Fossil CO2 Rate Limit: Unit 1654 | 53 | 8001 | Rate Constraint in lbs/MWh | FALSE | L | Annual | Seasons Included | Seasons | Winter, Spring, Summer, Fall | Winter, Spring, Summer, Fall | Winter, Spring, Summer, Fall | Winter, Spring, Summer, Fall | Winter, Spring, Summer, Fall | Winter, Spring, Summer, Fall | Winter, Spring, Summer, Fall
7.23 - NJ Fossil CO2 Rate Limit: Unit 1654 | 53 | 8001 | Rate Constraint in lbs/MWh | FALSE | L | Annual | Standard CO2 | lb/MWh | 1700 | 1700 | 1300 | 1300 | 1300 | 1300 | 1300
7.23 - NJ Fossil CO2 Rate Limit: Unit 1654 | 53 | 8001 | Rate Constraint in lbs/MWh | FALSE | L | Annual | Emissions at Affected Plants CO2 | Thousand Tons | 865.3419 | 865.0752 | 750.2968 | 557.0111 | 562.934 | 750.0843 | 533.4643
7.23 - NJ Fossil CO2 Rate Limit: Unit 1654 | 53 | 8001 | Rate Constraint in lbs/MWh | FALSE | L | Annual | Allowances Purchased CO2 | Thousand Tons | 0 | 0 | 0 | 0 | 0 | 0 | 0
7.23 - NJ Fossil CO2 Rate Limit: Unit 1654 | 53 | 8001 | Rate Constraint in lbs/MWh | FALSE | L | Annual | Allowances Sold CO2 | Thousand Tons | 0 | 0 | 0 | 0 | 0 | 0 | 0
7.23 - NJ Fossil CO2 Rate Limit: Unit 1654 | 53 | 8001 | Rate Constraint in lbs/MWh | FALSE | L | Annual | Allowances Banked | Thousand Tons | 0 | 0 | 0 | 0 | 0 | 0 | 0
7.23 - NJ Fossil CO2 Rate Limit: Unit 1654 | 53 | 8001 | Rate Constraint in lbs/MWh | FALSE | L | Annual | Allowances Withdrawn (1:1) | Thousand Tons | 0 | 0 | 0 | 0 | 0 | 0 | 0
7.23 - NJ Fossil CO2 Rate Limit: Unit 1654 | 53 | 8001 | Rate Constraint in lbs/MWh | FALSE | L | Annual | Allowances Withdrawn (n:1) | Thousand Tons | 0 | 0 | 0 | 0 | 0 | 0 | 0
7.23 - NJ Fossil CO2 Rate Limit: Unit 1654 | 53 | 8001 | Rate Constraint in lbs/MWh | FALSE | L | Annual | Net Emissions Allowance Position | Thousand Tons | 865.3419 | 865.0752 | 750.2968 | 557.0111 | 562.934 | 750.0843 | 533.4643
7.23 - NJ Fossil CO2 Rate Limit: Unit 1654 | 53 | 8001 | Rate Constraint in lbs/MWh | FALSE | L | Annual | Fuel Consumed | TBtu | 14.7821 | 14.7775 | 12.8168 | 9.5151 | 9.6162 | 12.8132 | 9.1128
7.23 - NJ Fossil CO2 Rate Limit: Unit 1654 | 53 | 8001 | Rate Constraint in lbs/MWh | FALSE | L | Annual | Rate | lb/MMBtu | 117.08 | 117.08 | 117.08 | 117.08 | 117.08 | 117.08 | 117.08
7.23 - NJ Fossil CO2 Rate Limit: Unit 1654 | 53 | 8001 | Rate Constraint in lbs/MWh | FALSE | L | Annual | Generation | TWh | 2.0967 | 2.0961 | 1.818 | 1.3497 | 1.364 | 1.8175 | 1.2926
7.23 - NJ Fossil CO2 Rate Limit: Unit 1654 | 53 | 8001 | Rate Constraint in lbs/MWh | FALSE | L | Annual | Qualifying Generation | TWh | 2.0967 | 2.0961 | 1.818 | 1.3497 | 1.364 | 1.8175 | 1.2926
7.23 - NJ Fossil CO2 Rate Limit: Unit 1654 | 53 | 8001 | Rate Constraint in lbs/MWh | FALSE | L | Annual | Constraint Shadow Price | US2022$/Ton | 0 | 0 | 0 | 0 | 0 | 0 | 0
7.23 - NJ Fossil CO2 Rate Limit: Unit 1655 | 54 | 8002 | Rate Constraint in lbs/MWh | FALSE | L | Annual | Seasons Included | Seasons | Winter, Spring, Summer, Fall | Winter, Spring, Summer, Fall | Winter, Spring, Summer, Fall | Winter, Spring, Summer, Fall | Winter, Spring, Summer, Fall | Winter, Spring, Summer, Fall | Winter, Spring, Summer, Fall
7.23 - NJ Fossil CO2 Rate Limit: Unit 1655 | 54 | 8002 | Rate Constraint in lbs/MWh | FALSE | L | Annual | Standard CO2 | lb/MWh | 1700 | 1700 | 1300 | 1300 | 1300 | 1300 | 1300
7.23 - NJ Fossil CO2 Rate Limit: Unit 1655 | 54 | 8002 | Rate Constraint in lbs/MWh | FALSE | L | Annual | Emissions at Affected Plants CO2 | Thousand Tons | 1444.5054 | 1422.1764 | 1132.9964 | 831.3091 | 1031.8842 | 957.3074 | 617.8565
7.23 - NJ Fossil CO2 Rate Limit: Unit 1655 | 54 | 8002 | Rate Constraint in lbs/MWh | FALSE | L | Annual | Allowances Purchased CO2 | Thousand Tons | 0 | 0 | 0 | 0 | 0 | 0 | 0
7.23 - NJ Fossil CO2 Rate Limit: Unit 1655 | 54 | 8002 | Rate Constraint in lbs/MWh | FALSE | L | Annual | Allowances Sold CO2 | Thousand Tons | 0 | 0 | 0 | 0 | 0 | 0 | 0
7.23 - NJ Fossil CO2 Rate Limit: Unit 1655 | 54 | 8002 | Rate Constraint in lbs/MWh | FALSE | L | Annual | Allowances Banked | Thousand Tons | 0 | 0 | 0 | 0 | 0 | 0 | 0
7.23 - NJ Fossil CO2 Rate Limit: Unit 1655 | 54 | 8002 | Rate Constraint in lbs/MWh | FALSE | L | Annual | Allowances Withdrawn (1:1) | Thousand Tons | 0 | 0 | 0 | 0 | 0 | 0 | 0
7.23 - NJ Fossil CO2 Rate Limit: Unit 1655 | 54 | 8002 | Rate Constraint in lbs/MWh | FALSE | L | Annual | Allowances Withdrawn (n:1) | Thousand Tons | 0 | 0 | 0 | 0 | 0 | 0 | 0
7.23 - NJ Fossil CO2 Rate Limit: Unit 1655 | 54 | 8002 | Rate Constraint in lbs/MWh | FALSE | L | Annual | Net Emissions Allowance Position | Thousand Tons | 1444.5054 | 1422.1764 | 1132.9964 | 831.3091 | 1031.8842 | 957.3074 | 617.8565
7.23 - NJ Fossil CO2 Rate Limit: Unit 1655 | 54 | 8002 | Rate Constraint in lbs/MWh | FALSE | L | Annual | Fuel Consumed | TBtu | 24.6755 | 24.2941 | 19.3542 | 14.2007 | 17.627 | 16.353 | 10.5544
7.23 - NJ Fossil CO2 Rate Limit: Unit 1655 | 54 | 8002 | Rate Constraint in lbs/MWh | FALSE | L | Annual | Rate | lb/MMBtu | 117.08 | 117.08 | 117.08 | 117.08 | 117.08 | 117.08 | 117.08
7.23 - NJ Fossil CO2 Rate Limit: Unit 1655 | 54 | 8002 | Rate Constraint in lbs/MWh | FALSE | L | Annual | Generation | TWh | 3.4257 | 3.3728 | 2.687 | 1.9715 | 2.4472 | 2.2703 | 1.4653
7.23 - NJ Fossil CO2 Rate Limit: Unit 1655 | 54 | 8002 | Rate Constraint in lbs/MWh | FALSE | L | Annual | Qualifying Generation | TWh | 3.4257 | 3.3728 | 2.687 | 1.9715 | 2.4472 | 2.2703 | 1.4653
7.23 - NJ Fossil CO2 Rate Limit: Unit 1655 | 54 | 8002 | Rate Constraint in lbs/MWh | FALSE | L | Annual | Constraint Shadow Price | US2022$/Ton | 0 | 0 | 0 | 0 | 0 | 0 | 0
7.23 - NJ Fossil CO2 Rate Limit: Unit 1656 | 55 | 8003 | Rate Constraint in lbs/MWh | FALSE | L | Annual | Seasons Included | Seasons | Winter, Spring, Summer, Fall | Winter, Spring, Summer, Fall | Winter, Spring, Summer, Fall | Winter, Spring, Summer, Fall | Winter, Spring, Summer, Fall | Winter, Spring, Summer, Fall | Winter, Spring, Summer, Fall
7.23 - NJ Fossil CO2 Rate Limit: Unit 1656 | 55 | 8003 | Rate Constraint in lbs/MWh | FALSE | L | Annual | Standard CO2 | lb/MWh | 1700 | 1700 | 1300 | 1300 | 1300 | 1300 | 1300
7.23 - NJ Fossil CO2 Rate Limit: Unit 1656 | 55 | 8003 | Rate Constraint in lbs/MWh | FALSE | L | Annual | Emissions at Affected Plants CO2 | Thousand Tons | 1386.312 | 1491.7132 | 1411.6316 | 985.0717 | 1002.3656 | 926.7471 | 890.3983
7.23 - NJ Fossil CO2 Rate Limit: Unit 1656 | 55 | 8003 | Rate Constraint in lbs/MWh | FALSE | L | Annual | Allowances Purchased CO2 | Thousand Tons | 0 | 0 | 0 | 0 | 0 | 0 | 0
7.23 - NJ Fossil CO2 Rate Limit: Unit 1656 | 55 | 8003 | Rate Constraint in lbs/MWh | FALSE | L | Annual | Allowances Sold CO2 | Thousand Tons | 0 | 0 | 0 | 0 | 0 | 0 | 0
7.23 - NJ Fossil CO2 Rate Limit: Unit 1656 | 55 | 8003 | Rate Constraint in lbs/MWh | FALSE | L | Annual | Allowances Banked | Thousand Tons | 0 | 0 | 0 | 0 | 0 | 0 | 0
7.23 - NJ Fossil CO2 Rate Limit: Unit 1656 | 55 | 8003 | Rate Constraint in lbs/MWh | FALSE | L | Annual | Allowances Withdrawn (1:1) | Thousand Tons | 0 | 0 | 0 | 0 | 0 | 0 | 0
7.23 - NJ Fossil CO2 Rate Limit: Unit 1656 | 55 | 8003 | Rate Constraint in lbs/MWh | FALSE | L | Annual | Allowances Withdrawn (n:1) | Thousand Tons | 0 | 0 | 0 | 0 | 0 | 0 | 0
7.23 - NJ Fossil CO2 Rate Limit: Unit 1656 | 55 | 8003 | Rate Constraint in lbs/MWh | FALSE | L | Annual | Net Emissions Allowance Position | Thousand Tons | 1386.312 | 1491.7132 | 1411.6316 | 985.0717 | 1002.3656 | 926.7471 | 890.3983
7.23 - NJ Fossil CO2 Rate Limit: Unit 1656 | 55 | 8003 | Rate Constraint in lbs/MWh | FALSE | L | Annual | Fuel Consumed | TBtu | 23.6814 | 25.4819 | 24.114 | 16.8273 | 17.1227 | 15.831 | 15.2101
7.23 - NJ Fossil CO2 Rate Limit: Unit 1656 | 55 | 8003 | Rate Constraint in lbs/MWh | FALSE | L | Annual | Rate | lb/MMBtu | 117.08 | 117.08 | 117.08 | 117.08 | 117.08 | 117.08 | 117.08
7.23 - NJ Fossil CO2 Rate Limit: Unit 1656 | 55 | 8003 | Rate Constraint in lbs/MWh | FALSE | L | Annual | Generation | TWh | 3.3477 | 3.6022 | 3.4088 | 2.3788 | 2.4205 | 2.2379 | 2.1501
7.23 - NJ Fossil CO2 Rate Limit: Unit 1656 | 55 | 8003 | Rate Constraint in lbs/MWh | FALSE | L | Annual | Qualifying Generation | TWh | 3.3477 | 3.6022 | 3.4088 | 2.3788 | 2.4205 | 2.2379 | 2.1501
7.23 - NJ Fossil CO2 Rate Limit: Unit 1656 | 55 | 8003 | Rate Constraint in lbs/MWh | FALSE | L | Annual | Constraint Shadow Price | US2022$/Ton | 0 | 0 | 0 | 0 | 0 | 0 | 0
7.23 - NJ Fossil CO2 Rate Limit: Unit 1657 | 56 | 8004 | Rate Constraint in lbs/MWh | FALSE | L | Annual | Seasons Included | Seasons | Winter, Spring, Summer, Fall | Winter, Spring, Summer, Fall | Winter, Spring, Summer, Fall | Winter, Spring, Summer, Fall | Winter, Spring, Summer, Fall | Winter, Spring, Summer, Fall | Winter, Spring, Summer, Fall
7.23 - NJ Fossil CO2 Rate Limit: Unit 1657 | 56 | 8004 | Rate Constraint in lbs/MWh | FALSE | L | Annual | Standard CO2 | lb/MWh | 1700 | 1700 | 1300 | 1300 | 1300 | 1300 | 1300
7.23 - NJ Fossil CO2 Rate Limit: Unit 1657 | 56 | 8004 | Rate Constraint in lbs/MWh | FALSE | L | Annual | Emissions at Affected Plants CO2 | Thousand Tons | 1128.1332 | 1127.037 | 938.495 | 700.4945 | 722.9471 | 718.2355 | 695.4693
7.23 - NJ Fossil CO2 Rate Limit: Unit 1657 | 56 | 8004 | Rate Constraint in lbs/MWh | FALSE | L | Annual | Allowances Purchased CO2 | Thousand Tons | 0 | 0 | 0 | 0 | 0 | 0 | 0
7.23 - NJ Fossil CO2 Rate Limit: Unit 1657 | 56 | 8004 | Rate Constraint in lbs/MWh | FALSE | L | Annual | Allowances Sold CO2 | Thousand Tons | 0 | 0 | 0 | 0 | 0 | 0 | 0
7.23 - NJ Fossil CO2 Rate Limit: Unit 1657 | 56 | 8004 | Rate Constraint in lbs/MWh | FALSE | L | Annual | Allowances Banked | Thousand Tons | 0 | 0 | 0 | 0 | 0 | 0 | 0
7.23 - NJ Fossil CO2 Rate Limit: Unit 1657 | 56 | 8004 | Rate Constraint in lbs/MWh | FALSE | L | Annual | Allowances Withdrawn (1:1) | Thousand Tons | 0 | 0 | 0 | 0 | 0 | 0 | 0
7.23 - NJ Fossil CO2 Rate Limit: Unit 1657 | 56 | 8004 | Rate Constraint in lbs/MWh | FALSE | L | Annual | Allowances Withdrawn (n:1) | Thousand Tons | 0 | 0 | 0 | 0 | 0 | 0 | 0
7.23 - NJ Fossil CO2 Rate Limit: Unit 1657 | 56 | 8004 | Rate Constraint in lbs/MWh | FALSE | L | Annual | Net Emissions Allowance Position | Thousand Tons | 1128.1332 | 1127.037 | 938.495 | 700.4945 | 722.9471 | 718.2355 | 695.4693
7.23 - NJ Fossil CO2 Rate Limit: Unit 1657 | 56 | 8004 | Rate Constraint in lbs/MWh | FALSE | L | Annual | Fuel Consumed | TBtu | 19.2712 | 19.2524 | 16.0317 | 11.9661 | 12.3496 | 12.2691 | 11.8802
7.23 - NJ Fossil CO2 Rate Limit: Unit 1657 | 56 | 8004 | Rate Constraint in lbs/MWh | FALSE | L | Annual | Rate | lb/MMBtu | 117.08 | 117.08 | 117.08 | 117.08 | 117.08 | 117.08 | 117.08
7.23 - NJ Fossil CO2 Rate Limit: Unit 1657 | 56 | 8004 | Rate Constraint in lbs/MWh | FALSE | L | Annual | Generation | TWh | 2.7335 | 2.7308 | 2.274 | 1.6973 | 1.7517 | 1.7403 | 1.6851
7.23 - NJ Fossil CO2 Rate Limit: Unit 1657 | 56 | 8004 | Rate Constraint in lbs/MWh | FALSE | L | Annual | Qualifying Generation | TWh | 2.7335 | 2.7308 | 2.274 | 1.6973 | 1.7517 | 1.7403 | 1.6851
7.23 - NJ Fossil CO2 Rate Limit: Unit 1657 | 56 | 8004 | Rate Constraint in lbs/MWh | FALSE | L | Annual | Constraint Shadow Price | US2022$/Ton | 0 | 0 | 0 | 0 | 0 | 0 | 0
7.23 - NJ Fossil CO2 Rate Limit: Unit 1658 | 57 | 8005 | Rate Constraint in lbs/MWh | FALSE | L | Annual | Seasons Included | Seasons | Winter, Spring, Summer, Fall | Winter, Spring, Summer, Fall | Winter, Spring, Summer, Fall | Winter, Spring, Summer, Fall | Winter, Spring, Summer, Fall | Winter, Spring, Summer, Fall | Winter, Spring, Summer, Fall
7.23 - NJ Fossil CO2 Rate Limit: Unit 1658 | 57 | 8005 | Rate Constraint in lbs/MWh | FALSE | L | Annual | Standard CO2 | lb/MWh | 1700 | 1700 | 1300 | 1300 | 1300 | 1300 | 1300
7.23 - NJ Fossil CO2 Rate Limit: Unit 1658 | 57 | 8005 | Rate Constraint in lbs/MWh | FALSE | L | Annual | Emissions at Affected Plants CO2 | Thousand Tons | 1812.3525 | 1868.1984 | 1612.1807 | 1022.2295 | 1063.5943 | 1176.8341 | 934.2146
7.23 - NJ Fossil CO2 Rate Limit: Unit 1658 | 57 | 8005 | Rate Constraint in lbs/MWh | FALSE | L | Annual | Allowances Purchased CO2 | Thousand Tons | 0 | 0 | 0 | 0 | 0 | 0 | 0
7.23 - NJ Fossil CO2 Rate Limit: Unit 1658 | 57 | 8005 | Rate Constraint in lbs/MWh | FALSE | L | Annual | Allowances Sold CO2 | Thousand Tons | 0 | 0 | 0 | 0 | 0 | 0 | 0
7.23 - NJ Fossil CO2 Rate Limit: Unit 1658 | 57 | 8005 | Rate Constraint in lbs/MWh | FALSE | L | Annual | Allowances Banked | Thousand Tons | 0 | 0 | 0 | 0 | 0 | 0 | 0
7.23 - NJ Fossil CO2 Rate Limit: Unit 1658 | 57 | 8005 | Rate Constraint in lbs/MWh | FALSE | L | Annual | Allowances Withdrawn (1:1) | Thousand Tons | 0 | 0 | 0 | 0 | 0 | 0 | 0
7.23 - NJ Fossil CO2 Rate Limit: Unit 1658 | 57 | 8005 | Rate Constraint in lbs/MWh | FALSE | L | Annual | Allowances Withdrawn (n:1) | Thousand Tons | 0 | 0 | 0 | 0 | 0 | 0 | 0
7.23 - NJ Fossil CO2 Rate Limit: Unit 1658 | 57 | 8005 | Rate Constraint in lbs/MWh | FALSE | L | Annual | Net Emissions Allowance Position | Thousand Tons | 1812.3525 | 1868.1984 | 1612.1807 | 1022.2295 | 1063.5943 | 1176.8341 | 934.2146
7.23 - NJ Fossil CO2 Rate Limit: Unit 1658 | 57 | 8005 | Rate Constraint in lbs/MWh | FALSE | L | Annual | Fuel Consumed | TBtu | 30.9592 | 31.9132 | 27.5398 | 17.4621 | 18.1687 | 20.1031 | 15.9586
7.23 - NJ Fossil CO2 Rate Limit: Unit 1658 | 57 | 8005 | Rate Constraint in lbs/MWh | FALSE | L | Annual | Rate | lb/MMBtu | 117.08 | 117.08 | 117.08 | 117.08 | 117.08 | 117.08 | 117.08
7.23 - NJ Fossil CO2 Rate Limit: Unit 1658 | 57 | 8005 | Rate Constraint in lbs/MWh | FALSE | L | Annual | Generation | TWh | 4.3914 | 4.5267 | 3.9064 | 2.4769 | 2.5771 | 2.8515 | 2.2636
7.23 - NJ Fossil CO2 Rate Limit: Unit 1658 | 57 | 8005 | Rate Constraint in lbs/MWh | FALSE | L | Annual | Qualifying Generation | TWh | 4.3914 | 4.5267 | 3.9064 | 2.4769 | 2.5771 | 2.8515 | 2.2636
7.23 - NJ Fossil CO2 Rate Limit: Unit 1658 | 57 | 8005 | Rate Constraint in lbs/MWh | FALSE | L | Annual | Constraint Shadow Price | US2022$/Ton | 0 | 0 | 0 | 0 | 0 | 0 | 0
7.23 - NJ Fossil CO2 Rate Limit: Unit 1659 | 58 | 8006 | Rate Constraint in lbs/MWh | FALSE | L | Annual | Seasons Included | Seasons | Winter, Spring, Summer, Fall | Winter, Spring, Summer, Fall | Winter, Spring, Summer, Fall | Winter, Spring, Summer, Fall | Winter, Spring, Summer, Fall | Winter, Spring, Summer, Fall | Winter, Spring, Summer, Fall
7.23 - NJ Fossil CO2 Rate Limit: Unit 1659 | 58 | 8006 | Rate Constraint in lbs/MWh | FALSE | L | Annual | Standard CO2 | lb/MWh | 1700 | 1700 | 1300 | 1300 | 1300 | 1300 | 1300
7.23 - NJ Fossil CO2 Rate Limit: Unit 1659 | 58 | 8006 | Rate Constraint in lbs/MWh | FALSE | L | Annual | Emissions at Affected Plants CO2 | Thousand Tons | 11.9919 | 11.3249 | 9.1858 | 3.7302 | 3.7651 | 11.2504 | 11.5649
7.23 - NJ Fossil CO2 Rate Limit: Unit 1659 | 58 | 8006 | Rate Constraint in lbs/MWh | FALSE | L | Annual | Allowances Purchased CO2 | Thousand Tons | 0 | 0 | 0 | 0 | 0 | 0 | 0
7.23 - NJ Fossil CO2 Rate Limit: Unit 1659 | 58 | 8006 | Rate Constraint in lbs/MWh | FALSE | L | Annual | Allowances Sold CO2 | Thousand Tons | 0 | 0 | 0 | 0 | 0 | 0 | 0
7.23 - NJ Fossil CO2 Rate Limit: Unit 1659 | 58 | 8006 | Rate Constraint in lbs/MWh | FALSE | L | Annual | Allowances Banked | Thousand Tons | 0 | 0 | 0 | 0 | 0 | 0 | 0
7.23 - NJ Fossil CO2 Rate Limit: Unit 1659 | 58 | 8006 | Rate Constraint in lbs/MWh | FALSE | L | Annual | Allowances Withdrawn (1:1) | Thousand Tons | 0 | 0 | 0 | 0 | 0 | 0 | 0
7.23 - NJ Fossil CO2 Rate Limit: Unit 1659 | 58 | 8006 | Rate Constraint in lbs/MWh | FALSE | L | Annual | Allowances Withdrawn (n:1) | Thousand Tons | 0 | 0 | 0 | 0 | 0 | 0 | 0
7.23 - NJ Fossil CO2 Rate Limit: Unit 1659 | 58 | 8006 | Rate Constraint in lbs/MWh | FALSE | L | Annual | Net Emissions Allowance Position | Thousand Tons | 11.9919 | 11.3249 | 9.1858 | 3.7302 | 3.7651 | 11.2504 | 11.5649
7.23 - NJ Fossil CO2 Rate Limit: Unit 1659 | 58 | 8006 | Rate Constraint in lbs/MWh | FALSE | L | Annual | Fuel Consumed | TBtu | 0.16143 | 0.15245 | 0.12366 | 0.050216 | 0.050685 | 0.15145 | 0.15569
7.23 - NJ Fossil CO2 Rate Limit: Unit 1659 | 58 | 8006 | Rate Constraint in lbs/MWh | FALSE | L | Annual | Rate | lb/MMBtu | 148.5679 | 148.5679 | 148.5679 | 148.5679 | 148.5679 | 148.5679 | 148.5679
7.23 - NJ Fossil CO2 Rate Limit: Unit 1659 | 58 | 8006 | Rate Constraint in lbs/MWh | FALSE | L | Annual | Generation | TWh | 0.020422 | 0.019286 | 0.015643 | 0.0063524 | 0.0064118 | 0.019159 | 0.019695
7.23 - NJ Fossil CO2 Rate Limit: Unit 1659 | 58 | 8006 | Rate Constraint in lbs/MWh | FALSE | L | Annual | Qualifying Generation | TWh | 0.020422 | 0.019286 | 0.015643 | 0.0063524 | 0.0064118 | 0.019159 | 0.019695
7.23 - NJ Fossil CO2 Rate Limit: Unit 1659 | 58 | 8006 | Rate Constraint in lbs/MWh | FALSE | L | Annual | Constraint Shadow Price | US2022$/Ton | 0 | 0 | 0 | 0 | 0 | 0 | 0
7.23 - NJ Fossil CO2 Rate Limit: Unit 1660 | 59 | 8007 | Rate Constraint in lbs/MWh | FALSE | L | Annual | Seasons Included | Seasons | Winter, Spring, Summer, Fall | Winter, Spring, Summer, Fall | Winter, Spring, Summer, Fall | Winter, Spring, Summer, Fall | Winter, Spring, Summer, Fall | Winter, Spring, Summer, Fall | Winter, Spring, Summer, Fall
7.23 - NJ Fossil CO2 Rate Limit: Unit 1660 | 59 | 8007 | Rate Constraint in lbs/MWh | FALSE | L | Annual | Standard CO2 | lb/MWh | 1700 | 1700 | 1300 | 1300 | 1300 | 1300 | 1300
7.23 - NJ Fossil CO2 Rate Limit: Unit 1660 | 59 | 8007 | Rate Constraint in lbs/MWh | FALSE | L | Annual | Emissions at Affected Plants CO2 | Thousand Tons | 37.4424 | 58.6741 | 6.2252 | 0 | 0 | 0 | 0
7.23 - NJ Fossil CO2 Rate Limit: Unit 1660 | 59 | 8007 | Rate Constraint in lbs/MWh | FALSE | L | Annual | Allowances Purchased CO2 | Thousand Tons | 0 | 0 | 0 | 0 | 0 | 0 | 0
7.23 - NJ Fossil CO2 Rate Limit: Unit 1660 | 59 | 8007 | Rate Constraint in lbs/MWh | FALSE | L | Annual | Allowances Sold CO2 | Thousand Tons | 0 | 0 | 0 | 0 | 0 | 0 | 0
7.23 - NJ Fossil CO2 Rate Limit: Unit 1660 | 59 | 8007 | Rate Constraint in lbs/MWh | FALSE | L | Annual | Allowances Banked | Thousand Tons | 0 | 0 | 0 | 0 | 0 | 0 | 0
7.23 - NJ Fossil CO2 Rate Limit: Unit 1660 | 59 | 8007 | Rate Constraint in lbs/MWh | FALSE | L | Annual | Allowances Withdrawn (1:1) | Thousand Tons | 0 | 0 | 0 | 0 | 0 | 0 | 0
7.23 - NJ Fossil CO2 Rate Limit: Unit 1660 | 59 | 8007 | Rate Constraint in lbs/MWh | FALSE | L | Annual | Allowances Withdrawn (n:1) | Thousand Tons | 0 | 0 | 0 | 0 | 0 | 0 | 0
7.23 - NJ Fossil CO2 Rate Limit: Unit 1660 | 59 | 8007 | Rate Constraint in lbs/MWh | FALSE | L | Annual | Net Emissions Allowance Position | Thousand Tons | 37.4424 | 58.6741 | 6.2252 | 0 | 0 | 0 | 0
7.23 - NJ Fossil CO2 Rate Limit: Unit 1660 | 59 | 8007 | Rate Constraint in lbs/MWh | FALSE | L | Annual | Fuel Consumed | TBtu | 0.6396 | 1.0023 | 0.10634 | 0 | 0 | 0 | 0
7.23 - NJ Fossil CO2 Rate Limit: Unit 1660 | 59 | 8007 | Rate Constraint in lbs/MWh | FALSE | L | Annual | Rate | lb/MMBtu | 117.08 | 117.08 | 117.08 | 0 | 0 | 0 | 0
7.23 - NJ Fossil CO2 Rate Limit: Unit 1660 | 59 | 8007 | Rate Constraint in lbs/MWh | FALSE | L | Annual | Generation | TWh | 0.058475 | 0.091634 | 0.0097221 | 0 | 0 | 0 | 0
7.23 - NJ Fossil CO2 Rate Limit: Unit 1660 | 59 | 8007 | Rate Constraint in lbs/MWh | FALSE | L | Annual | Qualifying Generation | TWh | 0.058475 | 0.091634 | 0.0097221 | 0 | 0 | 0 | 0
7.23 - NJ Fossil CO2 Rate Limit: Unit 1660 | 59 | 8007 | Rate Constraint in lbs/MWh | FALSE | L | Annual | Constraint Shadow Price | US2022$/Ton | 0 | 0 | 0 | 0 | 0 | 0 | 0
7.23 - NJ Fossil CO2 Rate Limit: Unit 1661 | 60 | 8008 | Rate Constraint in lbs/MWh | FALSE | L | Annual | Seasons Included | Seasons | Winter, Spring, Summer, Fall | Winter, Spring, Summer, Fall | Winter, Spring, Summer, Fall | Winter, Spring, Summer, Fall | Winter, Spring, Summer, Fall | Winter, Spring, Summer, Fall | Winter, Spring, Summer, Fall
7.23 - NJ Fossil CO2 Rate Limit: Unit 1661 | 60 | 8008 | Rate Constraint in lbs/MWh | FALSE | L | Annual | Standard CO2 | lb/MWh | 1700 | 1700 | 1300 | 1300 | 1300 | 1300 | 1300
7.23 - NJ Fossil CO2 Rate Limit: Unit 1661 | 60 | 8008 | Rate Constraint in lbs/MWh | FALSE | L | Annual | Emissions at Affected Plants CO2 | Thousand Tons | 123.1084 | 118.4433 | 108.8254 | 97.1559 | 33.7257 | 33.596 | 0
7.23 - NJ Fossil CO2 Rate Limit: Unit 1661 | 60 | 8008 | Rate Constraint in lbs/MWh | FALSE | L | Annual | Allowances Purchased CO2 | Thousand Tons | 0 | 0 | 0 | 0 | 0 | 0 | 0
7.23 - NJ Fossil CO2 Rate Limit: Unit 1661 | 60 | 8008 | Rate Constraint in lbs/MWh | FALSE | L | Annual | Allowances Sold CO2 | Thousand Tons | 0 | 0 | 0 | 0 | 0 | 0 | 0
7.23 - NJ Fossil CO2 Rate Limit: Unit 1661 | 60 | 8008 | Rate Constraint in lbs/MWh | FALSE | L | Annual | Allowances Banked | Thousand Tons | 0 | 0 | 0 | 0 | 0 | 0 | 0
7.23 - NJ Fossil CO2 Rate Limit: Unit 1661 | 60 | 8008 | Rate Constraint in lbs/MWh | FALSE | L | Annual | Allowances Withdrawn (1:1) | Thousand Tons | 0 | 0 | 0 | 0 | 0 | 0 | 0
7.23 - NJ Fossil CO2 Rate Limit: Unit 1661 | 60 | 8008 | Rate Constraint in lbs/MWh | FALSE | L | Annual | Allowances Withdrawn (n:1) | Thousand Tons | 0 | 0 | 0 | 0 | 0 | 0 | 0
7.23 - NJ Fossil CO2 Rate Limit: Unit 1661 | 60 | 8008 | Rate Constraint in lbs/MWh | FALSE | L | Annual | Net Emissions Allowance Position | Thousand Tons | 123.1084 | 118.4433 | 108.8254 | 97.1559 | 33.7257 | 33.596 | 0
7.23 - NJ Fossil CO2 Rate Limit: Unit 1661 | 60 | 8008 | Rate Constraint in lbs/MWh | FALSE | L | Annual | Fuel Consumed | TBtu | 2.103 | 2.0233 | 1.859 | 1.6596 | 0.57611 | 0.5739 | 0
7.23 - NJ Fossil CO2 Rate Limit: Unit 1661 | 60 | 8008 | Rate Constraint in lbs/MWh | FALSE | L | Annual | Rate | lb/MMBtu | 117.08 | 117.08 | 117.08 | 117.08 | 117.08 | 117.08 | 0
7.23 - NJ Fossil CO2 Rate Limit: Unit 1661 | 60 | 8008 | Rate Constraint in lbs/MWh | FALSE | L | Annual | Generation | TWh | 0.24741 | 0.23803 | 0.2187 | 0.19525 | 0.067778 | 0.067517 | 0
7.23 - NJ Fossil CO2 Rate Limit: Unit 1661 | 60 | 8008 | Rate Constraint in lbs/MWh | FALSE | L | Annual | Qualifying Generation | TWh | 0.24741 | 0.23803 | 0.2187 | 0.19525 | 0.067778 | 0.067517 | 0
7.23 - NJ Fossil CO2 Rate Limit: Unit 1661 | 60 | 8008 | Rate Constraint in lbs/MWh | FALSE | L | Annual | Constraint Shadow Price | US2022$/Ton | 0 | 0 | 0 | 0 | 0 | 0 | 0
7.23 - NJ Fossil CO2 Rate Limit: Unit 1669 | 61 | 8009 | Rate Constraint in lbs/MWh | FALSE | L | Annual | Seasons Included | Seasons | Winter, Spring, Summer, Fall | Winter, Spring, Summer, Fall | Winter, Spring, Summer, Fall | Winter, Spring, Summer, Fall | Winter, Spring, Summer, Fall | Winter, Spring, Summer, Fall | Winter, Spring, Summer, Fall
7.23 - NJ Fossil CO2 Rate Limit: Unit 1669 | 61 | 8009 | Rate Constraint in lbs/MWh | FALSE | L | Annual | Standard CO2 | lb/MWh | 1700 | 1700 | 1300 | 1300 | 1300 | 1300 | 1300
7.23 - NJ Fossil CO2 Rate Limit: Unit 1669 | 61 | 8009 | Rate Constraint in lbs/MWh | FALSE | L | Annual | Emissions at Affected Plants CO2 | Thousand Tons | 11.9832 | 13.2122 | 7.5591 | 0 | 0 | 0 | 0
7.23 - NJ Fossil CO2 Rate Limit: Unit 1669 | 61 | 8009 | Rate Constraint in lbs/MWh | FALSE | L | Annual | Allowances Purchased CO2 | Thousand Tons | 0 | 0 | 0 | 0 | 0 | 0 | 0
7.23 - NJ Fossil CO2 Rate Limit: Unit 1669 | 61 | 8009 | Rate Constraint in lbs/MWh | FALSE | L | Annual | Allowances Sold CO2 | Thousand Tons | 0 | 0 | 0 | 0 | 0 | 0 | 0
7.23 - NJ Fossil CO2 Rate Limit: Unit 1669 | 61 | 8009 | Rate Constraint in lbs/MWh | FALSE | L | Annual | Allowances Banked | Thousand Tons | 0 | 0 | 0 | 0 | 0 | 0 | 0
7.23 - NJ Fossil CO2 Rate Limit: Unit 1669 | 61 | 8009 | Rate Constraint in lbs/MWh | FALSE | L | Annual | Allowances Withdrawn (1:1) | Thousand Tons | 0 | 0 | 0 | 0 | 0 | 0 | 0
7.23 - NJ Fossil CO2 Rate Limit: Unit 1669 | 61 | 8009 | Rate Constraint in lbs/MWh | FALSE | L | Annual | Allowances Withdrawn (n:1) | Thousand Tons | 0 | 0 | 0 | 0 | 0 | 0 | 0
7.23 - NJ Fossil CO2 Rate Limit: Unit 1669 | 61 | 8009 | Rate Constraint in lbs/MWh | FALSE | L | Annual | Net Emissions Allowance Position | Thousand Tons | 11.9832 | 13.2122 | 7.5591 | 0 | 0 | 0 | 0
7.23 - NJ Fossil CO2 Rate Limit: Unit 1669 | 61 | 8009 | Rate Constraint in lbs/MWh | FALSE | L | Annual | Fuel Consumed | TBtu | 0.2047 | 0.22569 | 0.12913 | 0 | 0 | 0 | 0
7.23 - NJ Fossil CO2 Rate Limit: Unit 1669 | 61 | 8009 | Rate Constraint in lbs/MWh | FALSE | L | Annual | Rate | lb/MMBtu | 117.08 | 117.08 | 117.08 | 0 | 0 | 0 | 0
7.23 - NJ Fossil CO2 Rate Limit: Unit 1669 | 61 | 8009 | Rate Constraint in lbs/MWh | FALSE | L | Annual | Generation | TWh | 0.020328 | 0.022413 | 0.012823 | 0 | 0 | 0 | 0
7.23 - NJ Fossil CO2 Rate Limit: Unit 1669 | 61 | 8009 | Rate Constraint in lbs/MWh | FALSE | L | Annual | Qualifying Generation | TWh | 0.020328 | 0.022413 | 0.012823 | 0 | 0 | 0 | 0
7.23 - NJ Fossil CO2 Rate Limit: Unit 1669 | 61 | 8009 | Rate Constraint in lbs/MWh | FALSE | L | Annual | Constraint Shadow Price | US2022$/Ton | 0 | 0 | 0 | 0 | 0 | 0 | 0
7.23 - NJ Fossil CO2 Rate Limit: Unit 1670 | 62 | 8010 | Rate Constraint in lbs/MWh | FALSE | L | Annual | Seasons Included | Seasons | Winter, Spring, Summer, Fall | Winter, Spring, Summer, Fall | Winter, Spring, Summer, Fall | Winter, Spring, Summer, Fall | Winter, Spring, Summer, Fall | Winter, Spring, Summer, Fall | Winter, Spring, Summer, Fall
7.23 - NJ Fossil CO2 Rate Limit: Unit 1670 | 62 | 8010 | Rate Constraint in lbs/MWh | FALSE | L | Annual | Standard CO2 | lb/MWh | 1700 | 1700 | 1300 | 1300 | 1300 | 1300 | 1300
7.23 - NJ Fossil CO2 Rate Limit: Unit 1670 | 62 | 8010 | Rate Constraint in lbs/MWh | FALSE | L | Annual | Emissions at Affected Plants CO2 | Thousand Tons | 949.9781 | 938.9593 | 786.6561 | 691.7441 | 473.5528 | 757.2844 | 756.7653
7.23 - NJ Fossil CO2 Rate Limit: Unit 1670 | 62 | 8010 | Rate Constraint in lbs/MWh | FALSE | L | Annual | Allowances Purchased CO2 | Thousand Tons | 0 | 0 | 0 | 0 | 0 | 0 | 0
7.23 - NJ Fossil CO2 Rate Limit: Unit 1670 | 62 | 8010 | Rate Constraint in lbs/MWh | FALSE | L | Annual | Allowances Sold CO2 | Thousand Tons | 0 | 0 | 0 | 0 | 0 | 0 | 0
7.23 - NJ Fossil CO2 Rate Limit: Unit 1670 | 62 | 8010 | Rate Constraint in lbs/MWh | FALSE | L | Annual | Allowances Banked | Thousand Tons | 0 | 0 | 0 | 0 | 0 | 0 | 0
7.23 - NJ Fossil CO2 Rate Limit: Unit 1670 | 62 | 8010 | Rate Constraint in lbs/MWh | FALSE | L | Annual | Allowances Withdrawn (1:1) | Thousand Tons | 0 | 0 | 0 | 0 | 0 | 0 | 0
7.23 - NJ Fossil CO2 Rate Limit: Unit 1670 | 62 | 8010 | Rate Constraint in lbs/MWh | FALSE | L | Annual | Allowances Withdrawn (n:1) | Thousand Tons | 0 | 0 | 0 | 0 | 0 | 0 | 0
7.23 - NJ Fossil CO2 Rate Limit: Unit 1670 | 62 | 8010 | Rate Constraint in lbs/MWh | FALSE | L | Annual | Net Emissions Allowance Position | Thousand Tons | 949.9781 | 938.9593 | 786.6561 | 691.7441 | 473.5528 | 757.2844 | 756.7653
7.23 - NJ Fossil CO2 Rate Limit: Unit 1670 | 62 | 8010 | Rate Constraint in lbs/MWh | FALSE | L | Annual | Fuel Consumed | TBtu | 16.2278 | 16.0396 | 13.4379 | 11.8166 | 8.0894 | 12.9362 | 12.9273
7.23 - NJ Fossil CO2 Rate Limit: Unit 1670 | 62 | 8010 | Rate Constraint in lbs/MWh | FALSE | L | Annual | Rate | lb/MMBtu | 117.08 | 117.08 | 117.08 | 117.08 | 117.08 | 117.08 | 117.08
7.23 - NJ Fossil CO2 Rate Limit: Unit 1670 | 62 | 8010 | Rate Constraint in lbs/MWh | FALSE | L | Annual | Generation | TWh | 2.2236 | 2.1978 | 1.8413 | 1.6192 | 1.1084 | 1.7726 | 1.7714
7.23 - NJ Fossil CO2 Rate Limit: Unit 1670 | 62 | 8010 | Rate Constraint in lbs/MWh | FALSE | L | Annual | Qualifying Generation | TWh | 2.2236 | 2.1978 | 1.8413 | 1.6192 | 1.1084 | 1.7726 | 1.7714
7.23 - NJ Fossil CO2 Rate Limit: Unit 1670 | 62 | 8010 | Rate Constraint in lbs/MWh | FALSE | L | Annual | Constraint Shadow Price | US2022$/Ton | 0 | 0 | 0 | 0 | 0 | 0 | 0
7.23 - NJ Fossil CO2 Rate Limit: Unit 1671 | 63 | 8011 | Rate Constraint in lbs/MWh | FALSE | L | Annual | Seasons Included | Seasons | Winter, Spring, Summer, Fall | Winter, Spring, Summer, Fall | Winter, Spring, Summer, Fall | Winter, Spring, Summer, Fall | Winter, Spring, Summer, Fall | Winter, Spring, Summer, Fall | Winter, Spring, Summer, Fall
7.23 - NJ Fossil CO2 Rate Limit: Unit 1671 | 63 | 8011 | Rate Constraint in lbs/MWh | FALSE | L | Annual | Standard CO2 | lb/MWh | 1700 | 1700 | 1300 | 1300 | 1300 | 1300 | 1300
7.23 - NJ Fossil CO2 Rate Limit: Unit 1671 | 63 | 8011 | Rate Constraint in lbs/MWh | FALSE | L | Annual | Emissions at Affected Plants CO2 | Thousand Tons | 969.6205 | 956.2219 | 792.584 | 705.6032 | 473.5528 | 770.3049 | 776.6039
7.23 - NJ Fossil CO2 Rate Limit: Unit 1671 | 63 | 8011 | Rate Constraint in lbs/MWh | FALSE | L | Annual | Allowances Purchased CO2 | Thousand Tons | 0 | 0 | 0 | 0 | 0 | 0 | 0
7.23 - NJ Fossil CO2 Rate Limit: Unit 1671 | 63 | 8011 | Rate Constraint in lbs/MWh | FALSE | L | Annual | Allowances Sold CO2 | Thousand Tons | 0 | 0 | 0 | 0 | 0 | 0 | 0
7.23 - NJ Fossil CO2 Rate Limit: Unit 1671 | 63 | 8011 | Rate Constraint in lbs/MWh | FALSE | L | Annual | Allowances Banked | Thousand Tons | 0 | 0 | 0 | 0 | 0 | 0 | 0
7.23 - NJ Fossil CO2 Rate Limit: Unit 1671 | 63 | 8011 | Rate Constraint in lbs/MWh | FALSE | L | Annual | Allowances Withdrawn (1:1) | Thousand Tons | 0 | 0 | 0 | 0 | 0 | 0 | 0
7.23 - NJ Fossil CO2 Rate Limit: Unit 1671 | 63 | 8011 | Rate Constraint in lbs/MWh | FALSE | L | Annual | Allowances Withdrawn (n:1) | Thousand Tons | 0 | 0 | 0 | 0 | 0 | 0 | 0
7.23 - NJ Fossil CO2 Rate Limit: Unit 1671 | 63 | 8011 | Rate Constraint in lbs/MWh | FALSE | L | Annual | Net Emissions Allowance Position | Thousand Tons | 969.6205 | 956.2219 | 792.584 | 705.6032 | 473.5528 | 770.3049 | 776.6039
7.23 - NJ Fossil CO2 Rate Limit: Unit 1671 | 63 | 8011 | Rate Constraint in lbs/MWh | FALSE | L | Annual | Fuel Consumed | TBtu | 16.5634 | 16.3345 | 13.5392 | 12.0534 | 8.0894 | 13.1586 | 13.2662
7.23 - NJ Fossil CO2 Rate Limit: Unit 1671 | 63 | 8011 | Rate Constraint in lbs/MWh | FALSE | L | Annual | Rate | lb/MMBtu | 117.08 | 117.08 | 117.08 | 117.08 | 117.08 | 117.08 | 117.08
7.23 - NJ Fossil CO2 Rate Limit: Unit 1671 | 63 | 8011 | Rate Constraint in lbs/MWh | FALSE | L | Annual | Generation | TWh | 2.2696 | 2.2382 | 1.8552 | 1.6516 | 1.1084 | 1.803 | 1.8178
7.23 - NJ Fossil CO2 Rate Limit: Unit 1671 | 63 | 8011 | Rate Constraint in lbs/MWh | FALSE | L | Annual | Qualifying Generation | TWh | 2.2696 | 2.2382 | 1.8552 | 1.6516 | 1.1084 | 1.803 | 1.8178
7.23 - NJ Fossil CO2 Rate Limit: Unit 1671 | 63 | 8011 | Rate Constraint in lbs/MWh | FALSE | L | Annual | Constraint Shadow Price | US2022$/Ton | 0 | 0 | 0 | 0 | 0 | 0 | 0
7.23 - NJ Fossil CO2 Rate Limit: Unit 1672 | 64 | 8012 | Rate Constraint in lbs/MWh | FALSE | L | Annual | Seasons Included | Seasons | Winter, Spring, Summer, Fall | Winter, Spring, Summer, Fall | Winter, Spring, Summer, Fall | Winter, Spring, Summer, Fall | Winter, Spring, Summer, Fall | Winter, Spring, Summer, Fall | Winter, Spring, Summer, Fall
7.23 - NJ Fossil CO2 Rate Limit: Unit 1672 | 64 | 8012 | Rate Constraint in lbs/MWh | FALSE | L | Annual | Standard CO2 | lb/MWh | 1700 | 1700 | 1300 | 1300 | 1300 | 1300 | 1300
7.23 - NJ Fossil CO2 Rate Limit: Unit 1672 | 64 | 8012 | Rate Constraint in lbs/MWh | FALSE | L | Annual | Emissions at Affected Plants CO2 | Thousand Tons | 1235.9213 | 1225.5025 | 937.6368 | 889.1244 | 397.8774 | 1182.017 | 183.6497
7.23 - NJ Fossil CO2 Rate Limit: Unit 1672 | 64 | 8012 | Rate Constraint in lbs/MWh | FALSE | L | Annual | Allowances Purchased CO2 | Thousand Tons | 0 | 0 | 0 | 0 | 0 | 0 | 0
7.23 - NJ Fossil CO2 Rate Limit: Unit 1672 | 64 | 8012 | Rate Constraint in lbs/MWh | FALSE | L | Annual | Allowances Sold CO2 | Thousand Tons | 0 | 0 | 0 | 0 | 0 | 0 | 0
7.23 - NJ Fossil CO2 Rate Limit: Unit 1672 | 64 | 8012 | Rate Constraint in lbs/MWh | FALSE | L | Annual | Allowances Banked | Thousand Tons | 0 | 0 | 0 | 0 | 0 | 0 | 0
7.23 - NJ Fossil CO2 Rate Limit: Unit 1672 | 64 | 8012 | Rate Constraint in lbs/MWh | FALSE | L | Annual | Allowances Withdrawn (1:1) | Thousand Tons | 0 | 0 | 0 | 0 | 0 | 0 | 0
7.23 - NJ Fossil CO2 Rate Limit: Unit 1672 | 64 | 8012 | Rate Constraint in lbs/MWh | FALSE | L | Annual | Allowances Withdrawn (n:1) | Thousand Tons | 0 | 0 | 0 | 0 | 0 | 0 | 0
7.23 - NJ Fossil CO2 Rate Limit: Unit 1672 | 64 | 8012 | Rate Constraint in lbs/MWh | FALSE | L | Annual | Net Emissions Allowance Position | Thousand Tons | 1235.9213 | 1225.5025 | 937.6368 | 889.1244 | 397.8774 | 1182.017 | 183.6497
7.23 - NJ Fossil CO2 Rate Limit: Unit 1672 | 64 | 8012 | Rate Constraint in lbs/MWh | FALSE | L | Annual | Fuel Consumed | TBtu | 21.1124 | 20.9344 | 16.017 | 15.1883 | 6.7967 | 20.1916 | 3.1372
7.23 - NJ Fossil CO2 Rate Limit: Unit 1672 | 64 | 8012 | Rate Constraint in lbs/MWh | FALSE | L | Annual | Rate | lb/MMBtu | 117.08 | 117.08 | 117.08 | 117.08 | 117.08 | 117.08 | 117.08
7.23 - NJ Fossil CO2 Rate Limit: Unit 1672 | 64 | 8012 | Rate Constraint in lbs/MWh | FALSE | L | Annual | Generation | TWh | 2.7022 | 2.6794 | 2.05 | 1.944 | 0.86992 | 2.5844 | 0.40153
7.23 - NJ Fossil CO2 Rate Limit: Unit 1672 | 64 | 8012 | Rate Constraint in lbs/MWh | FALSE | L | Annual | Qualifying Generation | TWh | 2.7022 | 2.6794 | 2.05 | 1.944 | 0.86992 | 2.5844 | 0.40153
7.23 - NJ Fossil CO2 Rate Limit: Unit 1672 | 64 | 8012 | Rate Constraint in lbs/MWh | FALSE | L | Annual | Constraint Shadow Price | US2022$/Ton | 0 | 0 | 0 | 0 | 0 | 0 | 0
7.23 - NJ Fossil CO2 Rate Limit: Unit 1673 | 65 | 8013 | Rate Constraint in lbs/MWh | FALSE | L | Annual | Seasons Included | Seasons | Winter, Spring, Summer, Fall | Winter, Spring, Summer, Fall | Winter, Spring, Summer, Fall | Winter, Spring, Summer, Fall | Winter, Spring, Summer, Fall | Winter, Spring, Summer, Fall | Winter, Spring, Summer, Fall
7.23 - NJ Fossil CO2 Rate Limit: Unit 1673 | 65 | 8013 | Rate Constraint in lbs/MWh | FALSE | L | Annual | Standard CO2 | lb/MWh | 1700 | 1700 | 1300 | 1300 | 1300 | 1300 | 1300
7.23 - NJ Fossil CO2 Rate Limit: Unit 1673 | 65 | 8013 | Rate Constraint in lbs/MWh | FALSE | L | Annual | Emissions at Affected Plants CO2 | Thousand Tons | 104.7982 | 203.8774 | 89.8956 | 79.7365 | 27.6789 | 80.4817 | 19.4817
7.23 - NJ Fossil CO2 Rate Limit: Unit 1673 | 65 | 8013 | Rate Constraint in lbs/MWh | FALSE | L | Annual | Allowances Purchased CO2 | Thousand Tons | 0 | 0 | 0 | 0 | 0 | 0 | 0
7.23 - NJ Fossil CO2 Rate Limit: Unit 1673 | 65 | 8013 | Rate Constraint in lbs/MWh | FALSE | L | Annual | Allowances Sold CO2 | Thousand Tons | 0 | 0 | 0 | 0 | 0 | 0 | 0
7.23 - NJ Fossil CO2 Rate Limit: Unit 1673 | 65 | 8013 | Rate Constraint in lbs/MWh | FALSE | L | Annual | Allowances Banked | Thousand Tons | 0 | 0 | 0 | 0 | 0 | 0 | 0
7.23 - NJ Fossil CO2 Rate Limit: Unit 1673 | 65 | 8013 | Rate Constraint in lbs/MWh | FALSE | L | Annual | Allowances Withdrawn (1:1) | Thousand Tons | 0 | 0 | 0 | 0 | 0 | 0 | 0
7.23 - NJ Fossil CO2 Rate Limit: Unit 1673 | 65 | 8013 | Rate Constraint in lbs/MWh | FALSE | L | Annual | Allowances Withdrawn (n:1) | Thousand Tons | 0 | 0 | 0 | 0 | 0 | 0 | 0
7.23 - NJ Fossil CO2 Rate Limit: Unit 1673 | 65 | 8013 | Rate Constraint in lbs/MWh | FALSE | L | Annual | Net Emissions Allowance Position | Thousand Tons | 104.7982 | 203.8774 | 89.8956 | 79.7365 | 27.6789 | 80.4817 | 19.4817
7.23 - NJ Fossil CO2 Rate Limit: Unit 1673 | 65 | 8013 | Rate Constraint in lbs/MWh | FALSE | L | Annual | Fuel Consumed | TBtu | 1.7902 | 3.4827 | 1.5356 | 1.3621 | 0.47282 | 1.3748 | 0.33279
7.23 - NJ Fossil CO2 Rate Limit: Unit 1673 | 65 | 8013 | Rate Constraint in lbs/MWh | FALSE | L | Annual | Rate | lb/MMBtu | 117.08 | 117.08 | 117.08 | 117.08 | 117.08 | 117.08 | 117.08
7.23 - NJ Fossil CO2 Rate Limit: Unit 1673 | 65 | 8013 | Rate Constraint in lbs/MWh | FALSE | L | Annual | Generation | TWh | 0.21787 | 0.42384 | 0.18688 | 0.16576 | 0.057542 | 0.16731 | 0.040501
7.23 - NJ Fossil CO2 Rate Limit: Unit 1673 | 65 | 8013 | Rate Constraint in lbs/MWh | FALSE | L | Annual | Qualifying Generation | TWh | 0.21787 | 0.42384 | 0.18688 | 0.16576 | 0.057542 | 0.16731 | 0.040501
7.23 - NJ Fossil CO2 Rate Limit: Unit 1673 | 65 | 8013 | Rate Constraint in lbs/MWh | FALSE | L | Annual | Constraint Shadow Price | US2022$/Ton | 0 | 0 | 0 | 0 | 0 | 0 | 0
7.23 - NJ Fossil CO2 Rate Limit: Unit 1674 | 66 | 8014 | Rate Constraint in lbs/MWh | FALSE | L | Annual | Seasons Included | Seasons | Winter, Spring, Summer, Fall | Winter, Spring, Summer, Fall | Winter, Spring, Summer, Fall | Winter, Spring, Summer, Fall | Winter, Spring, Summer, Fall | Winter, Spring, Summer, Fall | Winter, Spring, Summer, Fall
7.23 - NJ Fossil CO2 Rate Limit: Unit 1674 | 66 | 8014 | Rate Constraint in lbs/MWh | FALSE | L | Annual | Standard CO2 | lb/MWh | 1700 | 1700 | 1300 | 1300 | 1300 | 1300 | 1300
7.23 - NJ Fossil CO2 Rate Limit: Unit 1674 | 66 | 8014 | Rate Constraint in lbs/MWh | FALSE | L | Annual | Emissions at Affected Plants CO2 | Thousand Tons | 6.7263 | 7.4161 | 4.1617 | 0 | 0 | 0 | 0
7.23 - NJ Fossil CO2 Rate Limit: Unit 1674 | 66 | 8014 | Rate Constraint in lbs/MWh | FALSE | L | Annual | Allowances Purchased CO2 | Thousand Tons | 0 | 0 | 0 | 0 | 0 | 0 | 0
7.23 - NJ Fossil CO2 Rate Limit: Unit 1674 | 66 | 8014 | Rate Constraint in lbs/MWh | FALSE | L | Annual | Allowances Sold CO2 | Thousand Tons | 0 | 0 | 0 | 0 | 0 | 0 | 0
7.23 - NJ Fossil CO2 Rate Limit: Unit 1674 | 66 | 8014 | Rate Constraint in lbs/MWh | FALSE | L | Annual | Allowances Banked | Thousand Tons | 0 | 0 | 0 | 0 | 0 | 0 | 0
7.23 - NJ Fossil CO2 Rate Limit: Unit 1674 | 66 | 8014 | Rate Constraint in lbs/MWh | FALSE | L | Annual | Allowances Withdrawn (1:1) | Thousand Tons | 0 | 0 | 0 | 0 | 0 | 0 | 0
7.23 - NJ Fossil CO2 Rate Limit: Unit 1674 | 66 | 8014 | Rate Constraint in lbs/MWh | FALSE | L | Annual | Allowances Withdrawn (n:1) | Thousand Tons | 0 | 0 | 0 | 0 | 0 | 0 | 0
7.23 - NJ Fossil CO2 Rate Limit: Unit 1674 | 66 | 8014 | Rate Constraint in lbs/MWh | FALSE | L | Annual | Net Emissions Allowance Position | Thousand Tons | 6.7263 | 7.4161 | 4.1617 | 0 | 0 | 0 | 0
7.23 - NJ Fossil CO2 Rate Limit: Unit 1674 | 66 | 8014 | Rate Constraint in lbs/MWh | FALSE | L | Annual | Fuel Consumed | TBtu | 0.1149 | 0.12668 | 0.071092 | 0 | 0 | 0 | 0
7.23 - NJ Fossil CO2 Rate Limit: Unit 1674 | 66 | 8014 | Rate Constraint in lbs/MWh | FALSE | L | Annual | Rate | lb/MMBtu | 117.08 | 117.08 | 117.08 | 0 | 0 | 0 | 0
7.23 - NJ Fossil CO2 Rate Limit: Unit 1674 | 66 | 8014 | Rate Constraint in lbs/MWh | FALSE | L | Annual | Generation | TWh | 0.01141 | 0.01258 | 0.0070598 | 0 | 0 | 0 | 0
7.23 - NJ Fossil CO2 Rate Limit: Unit 1674 | 66 | 8014 | Rate Constraint in lbs/MWh | FALSE | L | Annual | Qualifying Generation | TWh | 0.01141 | 0.01258 | 0.0070598 | 0 | 0 | 0 | 0
7.23 - NJ Fossil CO2 Rate Limit: Unit 1674 | 66 | 8014 | Rate Constraint in lbs/MWh | FALSE | L | Annual | Constraint Shadow Price | US2022$/Ton | 0 | 0 | 0 | 0 | 0 | 0 | 0
7.23 - NJ Fossil CO2 Rate Limit: Unit 1675 | 67 | 8015 | Rate Constraint in lbs/MWh | FALSE | L | Annual | Seasons Included | Seasons | Winter, Spring, Summer, Fall | Winter, Spring, Summer, Fall | Winter, Spring, Summer, Fall | Winter, Spring, Summer, Fall | Winter, Spring, Summer, Fall | Winter, Spring, Summer, Fall | Winter, Spring, Summer, Fall
7.23 - NJ Fossil CO2 Rate Limit: Unit 1675 | 67 | 8015 | Rate Constraint in lbs/MWh | FALSE | L | Annual | Standard CO2 | lb/MWh | 1700 | 1700 | 1300 | 1300 | 1300 | 1300 | 1300
7.23 - NJ Fossil CO2 Rate Limit: Unit 1675 | 67 | 8015 | Rate Constraint in lbs/MWh | FALSE | L | Annual | Emissions at Affected Plants CO2 | Thousand Tons | 15.4318 | 30.0216 | 0 | 0 | 0 | 0 | 0
7.23 - NJ Fossil CO2 Rate Limit: Unit 1675 | 67 | 8015 | Rate Constraint in lbs/MWh | FALSE | L | Annual | Allowances Purchased CO2 | Thousand Tons | 0 | 0 | 0 | 0 | 0 | 0 | 0
7.23 - NJ Fossil CO2 Rate Limit: Unit 1675 | 67 | 8015 | Rate Constraint in lbs/MWh | FALSE | L | Annual | Allowances Sold CO2 | Thousand Tons | 0 | 0 | 0 | 0 | 0 | 0 | 0
7.23 - NJ Fossil CO2 Rate Limit: Unit 1675 | 67 | 8015 | Rate Constraint in lbs/MWh | FALSE | L | Annual | Allowances Banked | Thousand Tons | 0 | 0 | 0 | 0 | 0 | 0 | 0
7.23 - NJ Fossil CO2 Rate Limit: Unit 1675 | 67 | 8015 | Rate Constraint in lbs/MWh | FALSE | L | Annual | Allowances Withdrawn (1:1) | Thousand Tons | 0 | 0 | 0 | 0 | 0 | 0 | 0
7.23 - NJ Fossil CO2 Rate Limit: Unit 1675 | 67 | 8015 | Rate Constraint in lbs/MWh | FALSE | L | Annual | Allowances Withdrawn (n:1) | Thousand Tons | 0 | 0 | 0 | 0 | 0 | 0 | 0
7.23 - NJ Fossil CO2 Rate Limit: Unit 1675 | 67 | 8015 | Rate Constraint in lbs/MWh | FALSE | L | Annual | Net Emissions Allowance Position | Thousand Tons | 15.4318 | 30.0216 | 0 | 0 | 0 | 0 | 0
7.23 - NJ Fossil CO2 Rate Limit: Unit 1675 | 67 | 8015 | Rate Constraint in lbs/MWh | FALSE | L | Annual | Fuel Consumed | TBtu | 0.17613 | 0.34265 | 0 | 0 | 0 | 0 | 0
7.23 - NJ Fossil CO2 Rate Limit: Unit 1675 | 67 | 8015 | Rate Constraint in lbs/MWh | FALSE | L | Annual | Rate | lb/MMBtu | 175.2336 | 175.2336 | 0 | 0 | 0 | 0 | 0
7.23 - NJ Fossil CO2 Rate Limit: Unit 1675 | 67 | 8015 | Rate Constraint in lbs/MWh | FALSE | L | Annual | Generation | TWh | 0.021532 | 0.041888 | 0 | 0 | 0 | 0 | 0
7.23 - NJ Fossil CO2 Rate Limit: Unit 1675 | 67 | 8015 | Rate Constraint in lbs/MWh | FALSE | L | Annual | Qualifying Generation | TWh | 0.021532 | 0.041888 | 0 | 0 | 0 | 0 | 0
7.23 - NJ Fossil CO2 Rate Limit: Unit 1675 | 67 | 8015 | Rate Constraint in lbs/MWh | FALSE | L | Annual | Constraint Shadow Price | US2022$/Ton | 0 | 0 | 296.9185 | 68.9209 | 34.1074 | 53.5786 | 94.8195
7.23 - NJ Fossil CO2 Rate Limit: Unit 1676 | 68 | 8016 | Rate Constraint in lbs/MWh | FALSE | L | Annual | Seasons Included | Seasons | Winter, Spring, Summer, Fall | Winter, Spring, Summer, Fall | Winter, Spring, Summer, Fall | Winter, Spring, Summer, Fall | Winter, Spring, Summer, Fall | Winter, Spring, Summer, Fall | Winter, Spring, Summer, Fall
7.23 - NJ Fossil CO2 Rate Limit: Unit 1676 | 68 | 8016 | Rate Constraint in lbs/MWh | FALSE | L | Annual | Standard CO2 | lb/MWh | 1700 | 1700 | 1300 | 1300 | 1300 | 1300 | 1300
7.23 - NJ Fossil CO2 Rate Limit: Unit 1676 | 68 | 8016 | Rate Constraint in lbs/MWh | FALSE | L | Annual | Emissions at Affected Plants CO2 | Thousand Tons | 96.5427 | 104.341 | 29.394 | 20.9114 | 0 | 29.5959 | 0
7.23 - NJ Fossil CO2 Rate Limit: Unit 1676 | 68 | 8016 | Rate Constraint in lbs/MWh | FALSE | L | Annual | Allowances Purchased CO2 | Thousand Tons | 0 | 0 | 0 | 0 | 0 | 0 | 0
7.23 - NJ Fossil CO2 Rate Limit: Unit 1676 | 68 | 8016 | Rate Constraint in lbs/MWh | FALSE | L | Annual | Allowances Sold CO2 | Thousand Tons | 0 | 0 | 0 | 0 | 0 | 0 | 0
7.23 - NJ Fossil CO2 Rate Limit: Unit 1676 | 68 | 8016 | Rate Constraint in lbs/MWh | FALSE | L | Annual | Allowances Banked | Thousand Tons | 0 | 0 | 0 | 0 | 0 | 0 | 0
7.23 - NJ Fossil CO2 Rate Limit: Unit 1676 | 68 | 8016 | Rate Constraint in lbs/MWh | FALSE | L | Annual | Allowances Withdrawn (1:1) | Thousand Tons | 0 | 0 | 0 | 0 | 0 | 0 | 0
7.23 - NJ Fossil CO2 Rate Limit: Unit 1676 | 68 | 8016 | Rate Constraint in lbs/MWh | FALSE | L | Annual | Allowances Withdrawn (n:1) | Thousand Tons | 0 | 0 | 0 | 0 | 0 | 0 | 0
7.23 - NJ Fossil CO2 Rate Limit: Unit 1676 | 68 | 8016 | Rate Constraint in lbs/MWh | FALSE | L | Annual | Net Emissions Allowance Position | Thousand Tons | 96.5427 | 104.341 | 29.394 | 20.9114 | 0 | 29.5959 | 0
7.23 - NJ Fossil CO2 Rate Limit: Unit 1676 | 68 | 8016 | Rate Constraint in lbs/MWh | FALSE | L | Annual | Fuel Consumed | TBtu | 1.6492 | 1.7824 | 0.50212 | 0.35722 | 0 | 0.50557 | 0
7.23 - NJ Fossil CO2 Rate Limit: Unit 1676 | 68 | 8016 | Rate Constraint in lbs/MWh | FALSE | L | Annual | Rate | lb/MMBtu | 117.08 | 117.08 | 117.08 | 117.08 | 0 | 117.08 | 0
7.23 - NJ Fossil CO2 Rate Limit: Unit 1676 | 68 | 8016 | Rate Constraint in lbs/MWh | FALSE | L | Annual | Generation | TWh | 0.18404 | 0.1989 | 0.056034 | 0.039863 | 0 | 0.056419 | 0
7.23 - NJ Fossil CO2 Rate Limit: Unit 1676 | 68 | 8016 | Rate Constraint in lbs/MWh | FALSE | L | Annual | Qualifying Generation | TWh | 0.18404 | 0.1989 | 0.056034 | 0.039863 | 0 | 0.056419 | 0
7.23 - NJ Fossil CO2 Rate Limit: Unit 1676 | 68 | 8016 | Rate Constraint in lbs/MWh | FALSE | L | Annual | Constraint Shadow Price | US2022$/Ton | 0 | 0 | 0 | 0 | 0 | 0 | 0
7.23 - NJ Fossil CO2 Rate Limit: Unit 1751 | 69 | 8017 | Rate Constraint in lbs/MWh | FALSE | L | Annual | Seasons Included | Seasons | Winter, Spring, Summer, Fall | Winter, Spring, Summer, Fall | Winter, Spring, Summer, Fall | Winter, Spring, Summer, Fall | Winter, Spring, Summer, Fall | Winter, Spring, Summer, Fall | Winter, Spring, Summer, Fall
7.23 - NJ Fossil CO2 Rate Limit: Unit 1751 | 69 | 8017 | Rate Constraint in lbs/MWh | FALSE | L | Annual | Standard CO2 | lb/MWh | 1700 | 1700 | 1300 | 1300 | 1300 | 1300 | 1300
7.23 - NJ Fossil CO2 Rate Limit: Unit 1751 | 69 | 8017 | Rate Constraint in lbs/MWh | FALSE | L | Annual | Emissions at Affected Plants CO2 | Thousand Tons | 1041.1605 | 1041.1605 | 819.7203 | 775.8651 | 775.979 | 836.5789 | 836.465
7.23 - NJ Fossil CO2 Rate Limit: Unit 1751 | 69 | 8017 | Rate Constraint in lbs/MWh | FALSE | L | Annual | Allowances Purchased CO2 | Thousand Tons | 0 | 0 | 0 | 0 | 0 | 0 | 0
7.23 - NJ Fossil CO2 Rate Limit: Unit 1751 | 69 | 8017 | Rate Constraint in lbs/MWh | FALSE | L | Annual | Allowances Sold CO2 | Thousand Tons | 0 | 0 | 0 | 0 | 0 | 0 | 0
7.23 - NJ Fossil CO2 Rate Limit: Unit 1751 | 69 | 8017 | Rate Constraint in lbs/MWh | FALSE | L | Annual | Allowances Banked | Thousand Tons | 0 | 0 | 0 | 0 | 0 | 0 | 0
7.23 - NJ Fossil CO2 Rate Limit: Unit 1751 | 69 | 8017 | Rate Constraint in lbs/MWh | FALSE | L | Annual | Allowances Withdrawn (1:1) | Thousand Tons | 0 | 0 | 0 | 0 | 0 | 0 | 0
7.23 - NJ Fossil CO2 Rate Limit: Unit 1751 | 69 | 8017 | Rate Constraint in lbs/MWh | FALSE | L | Annual | Allowances Withdrawn (n:1) | Thousand Tons | 0 | 0 | 0 | 0 | 0 | 0 | 0
7.23 - NJ Fossil CO2 Rate Limit: Unit 1751 | 69 | 8017 | Rate Constraint in lbs/MWh | FALSE | L | Annual | Net Emissions Allowance Position | Thousand Tons | 1041.1605 | 1041.1605 | 819.7203 | 775.8651 | 775.979 | 836.5789 | 836.465
7.23 - NJ Fossil CO2 Rate Limit: Unit 1751 | 69 | 8017 | Rate Constraint in lbs/MWh | FALSE | L | Annual | Fuel Consumed | TBtu | 11.6139 | 11.6139 | 9.1438 | 8.6546 | 8.6559 | 9.3319 | 9.3306
7.23 - NJ Fossil CO2 Rate Limit: Unit 1751 | 69 | 8017 | Rate Constraint in lbs/MWh | FALSE | L | Annual | Rate | lb/MMBtu | 179.295 | 179.295 | 179.295 | 179.295 | 179.295 | 179.295 | 179.295
7.23 - NJ Fossil CO2 Rate Limit: Unit 1751 | 69 | 8017 | Rate Constraint in lbs/MWh | FALSE | L | Annual | Generation | TWh | 1.9136 | 1.9136 | 1.5066 | 1.426 | 1.4262 | 1.5376 | 1.5374
7.23 - NJ Fossil CO2 Rate Limit: Unit 1751 | 69 | 8017 | Rate Constraint in lbs/MWh | FALSE | L | Annual | Qualifying Generation | TWh | 1.9136 | 1.9136 | 1.5066 | 1.426 | 1.4262 | 1.5376 | 1.5374
7.23 - NJ Fossil CO2 Rate Limit: Unit 1751 | 69 | 8017 | Rate Constraint in lbs/MWh | FALSE | L | Annual | Constraint Shadow Price | US2022$/Ton | 0 | 0 | 0 | 0 | 0 | 0 | 0
7.23 - NJ Fossil CO2 Rate Limit: Unit 1752 | 70 | 8018 | Rate Constraint in lbs/MWh | FALSE | L | Annual | Seasons Included | Seasons | Winter, Spring, Summer, Fall | Winter, Spring, Summer, Fall | Winter, Spring, Summer, Fall | Winter, Spring, Summer, Fall | Winter, Spring, Summer, Fall | Winter, Spring, Summer, Fall | Winter, Spring, Summer, Fall
7.23 - NJ Fossil CO2 Rate Limit: Unit 1752 | 70 | 8018 | Rate Constraint in lbs/MWh | FALSE | L | Annual | Standard CO2 | lb/MWh | 1700 | 1700 | 1300 | 1300 | 1300 | 1300 | 1300
7.23 - NJ Fossil CO2 Rate Limit: Unit 1752 | 70 | 8018 | Rate Constraint in lbs/MWh | FALSE | L | Annual | Emissions at Affected Plants CO2 | Thousand Tons | 2785.1444 | 2785.1444 | 2192.7835 | 2075.4692 | 2075.7739 | 2237.8809 | 1998.4828
7.23 - NJ Fossil CO2 Rate Limit: Unit 1752 | 70 | 8018 | Rate Constraint in lbs/MWh | FALSE | L | Annual | Allowances Purchased CO2 | Thousand Tons | 0 | 0 | 0 | 0 | 0 | 0 | 0
7.23 - NJ Fossil CO2 Rate Limit: Unit 1752 | 70 | 8018 | Rate Constraint in lbs/MWh | FALSE | L | Annual | Allowances Sold CO2 | Thousand Tons | 0 | 0 | 0 | 0 | 0 | 0 | 0
7.23 - NJ Fossil CO2 Rate Limit: Unit 1752 | 70 | 8018 | Rate Constraint in lbs/MWh | FALSE | L | Annual | Allowances Banked | Thousand Tons | 0 | 0 | 0 | 0 | 0 | 0 | 0
7.23 - NJ Fossil CO2 Rate Limit: Unit 1752 | 70 | 8018 | Rate Constraint in lbs/MWh | FALSE | L | Annual | Allowances Withdrawn (1:1) | Thousand Tons | 0 | 0 | 0 | 0 | 0 | 0 | 0
7.23 - NJ Fossil CO2 Rate Limit: Unit 1752 | 70 | 8018 | Rate Constraint in lbs/MWh | FALSE | L | Annual | Allowances Withdrawn (n:1) | Thousand Tons | 0 | 0 | 0 | 0 | 0 | 0 | 0
7.23 - NJ Fossil CO2 Rate Limit: Unit 1752 | 70 | 8018 | Rate Constraint in lbs/MWh | FALSE | L | Annual | Net Emissions Allowance Position | Thousand Tons | 2785.1444 | 2785.1444 | 2192.7835 | 2075.4692 | 2075.7739 | 2237.8809 | 1998.4828
7.23 - NJ Fossil CO2 Rate Limit: Unit 1752 | 70 | 8018 | Rate Constraint in lbs/MWh | FALSE | L | Annual | Fuel Consumed | TBtu | 31.0677 | 31.0677 | 24.4601 | 23.1514 | 23.1548 | 24.9631 | 22.2927
7.23 - NJ Fossil CO2 Rate Limit: Unit 1752 | 70 | 8018 | Rate Constraint in lbs/MWh | FALSE | L | Annual | Rate | lb/MMBtu | 179.295 | 179.295 | 179.295 | 179.295 | 179.295 | 179.295 | 179.295
7.23 - NJ Fossil CO2 Rate Limit: Unit 1752 | 70 | 8018 | Rate Constraint in lbs/MWh | FALSE | L | Annual | Generation | TWh | 5.1191 | 5.1191 | 4.0303 | 3.8147 | 3.8153 | 4.1132 | 3.6732
7.23 - NJ Fossil CO2 Rate Limit: Unit 1752 | 70 | 8018 | Rate Constraint in lbs/MWh | FALSE | L | Annual | Qualifying Generation | TWh | 5.1191 | 5.1191 | 4.0303 | 3.8147 | 3.8153 | 4.1132 | 3.6732
7.23 - NJ Fossil CO2 Rate Limit: Unit 1752 | 70 | 8018 | Rate Constraint in lbs/MWh | FALSE | L | Annual | Constraint Shadow Price | US2022$/Ton | 0 | 0 | 0 | 0 | 0 | 0 | 0
7.23 - NJ Fossil CO2 Rate Limit: Unit 2178 | 71 | 8019 | Rate Constraint in lbs/MWh | FALSE | L | Annual | Seasons Included | Seasons | Winter, Spring, Summer, Fall | Winter, Spring, Summer, Fall | Winter, Spring, Summer, Fall | Winter, Spring, Summer, Fall | Winter, Spring, Summer, Fall | Winter, Spring, Summer, Fall | Winter, Spring, Summer, Fall
7.23 - NJ Fossil CO2 Rate Limit: Unit 2178 | 71 | 8019 | Rate Constraint in lbs/MWh | FALSE | L | Annual | Standard CO2 | lb/MWh | 1700 | 1700 | 1300 | 1300 | 1300 | 1300 | 1300
7.23 - NJ Fossil CO2 Rate Limit: Unit 2178 | 71 | 8019 | Rate Constraint in lbs/MWh | FALSE | L | Annual | Emissions at Affected Plants CO2 | Thousand Tons | 0 | 0 | 0 | 0 | 0 | 0 | 0
7.23 - NJ Fossil CO2 Rate Limit: Unit 2178 | 71 | 8019 | Rate Constraint in lbs/MWh | FALSE | L | Annual | Allowances Purchased CO2 | Thousand Tons | 0 | 0 | 0 | 0 | 0 | 0 | 0
7.23 - NJ Fossil CO2 Rate Limit: Unit 2178 | 71 | 8019 | Rate Constraint in lbs/MWh | FALSE | L | Annual | Allowances Sold CO2 | Thousand Tons | 0 | 0 | 0 | 0 | 0 | 0 | 0
7.23 - NJ Fossil CO2 Rate Limit: Unit 2178 | 71 | 8019 | Rate Constraint in lbs/MWh | FALSE | L | Annual | Allowances Banked | Thousand Tons | 0 | 0 | 0 | 0 | 0 | 0 | 0
7.23 - NJ Fossil CO2 Rate Limit: Unit 2178 | 71 | 8019 | Rate Constraint in lbs/MWh | FALSE | L | Annual | Allowances Withdrawn (1:1) | Thousand Tons | 0 | 0 | 0 | 0 | 0 | 0 | 0
7.23 - NJ Fossil CO2 Rate Limit: Unit 2178 | 71 | 8019 | Rate Constraint in lbs/MWh | FALSE | L | Annual | Allowances Withdrawn (n:1) | Thousand Tons | 0 | 0 | 0 | 0 | 0 | 0 | 0
7.23 - NJ Fossil CO2 Rate Limit: Unit 2178 | 71 | 8019 | Rate Constraint in lbs/MWh | FALSE | L | Annual | Net Emissions Allowance Position | Thousand Tons | 0 | 0 | 0 | 0 | 0 | 0 | 0
7.23 - NJ Fossil CO2 Rate Limit: Unit 2178 | 71 | 8019 | Rate Constraint in lbs/MWh | FALSE | L | Annual | Fuel Consumed | TBtu | 0 | 0 | 0 | 0 | 0 | 0 | 0
7.23 - NJ Fossil CO2 Rate Limit: Unit 2178 | 71 | 8019 | Rate Constraint in lbs/MWh | FALSE | L | Annual | Rate | lb/MMBtu | 0 | 0 | 0 | 0 | 0 | 0 | 0
7.23 - NJ Fossil CO2 Rate Limit: Unit 2178 | 71 | 8019 | Rate Constraint in lbs/MWh | FALSE | L | Annual | Generation | TWh | 0 | 0 | 0 | 0 | 0 | 0 | 0
7.23 - NJ Fossil CO2 Rate Limit: Unit 2178 | 71 | 8019 | Rate Constraint in lbs/MWh | FALSE | L | Annual | Qualifying Generation | TWh | 0 | 0 | 0 | 0 | 0 | 0 | 0
7.23 - NJ Fossil CO2 Rate Limit: Unit 2178 | 71 | 8019 | Rate Constraint in lbs/MWh | FALSE | L | Annual | Constraint Shadow Price | US2022$/Ton | 0 | 0 | 0 | 0 | 0 | 0 | 0
7.23 - NJ Fossil CO2 Rate Limit: Unit 2659 | 72 | 8020 | Rate Constraint in lbs/MWh | FALSE | L | Annual | Seasons Included | Seasons | Winter, Spring, Summer, Fall | Winter, Spring, Summer, Fall | Winter, Spring, Summer, Fall | Winter, Spring, Summer, Fall | Winter, Spring, Summer, Fall | Winter, Spring, Summer, Fall | Winter, Spring, Summer, Fall
7.23 - NJ Fossil CO2 Rate Limit: Unit 2659 | 72 | 8020 | Rate Constraint in lbs/MWh | FALSE | L | Annual | Standard CO2 | lb/MWh | 1700 | 1700 | 1300 | 1300 | 1300 | 1300 | 1300
7.23 - NJ Fossil CO2 Rate Limit: Unit 2659 | 72 | 8020 | Rate Constraint in lbs/MWh | FALSE | L | Annual | Emissions at Affected Plants CO2 | Thousand Tons | 0 | 0 | 0 | 0 | 0 | 0 | 0
7.23 - NJ Fossil CO2 Rate Limit: Unit 2659 | 72 | 8020 | Rate Constraint in lbs/MWh | FALSE | L | Annual | Allowances Purchased CO2 | Thousand Tons | 0 | 0 | 0 | 0 | 0 | 0 | 0
7.23 - NJ Fossil CO2 Rate Limit: Unit 2659 | 72 | 8020 | Rate Constraint in lbs/MWh | FALSE | L | Annual | Allowances Sold CO2 | Thousand Tons | 0 | 0 | 0 | 0 | 0 | 0 | 0
7.23 - NJ Fossil CO2 Rate Limit: Unit 2659 | 72 | 8020 | Rate Constraint in lbs/MWh | FALSE | L | Annual | Allowances Banked | Thousand Tons | 0 | 0 | 0 | 0 | 0 | 0 | 0
7.23 - NJ Fossil CO2 Rate Limit: Unit 2659 | 72 | 8020 | Rate Constraint in lbs/MWh | FALSE | L | Annual | Allowances Withdrawn (1:1) | Thousand Tons | 0 | 0 | 0 | 0 | 0 | 0 | 0
7.23 - NJ Fossil CO2 Rate Limit: Unit 2659 | 72 | 8020 | Rate Constraint in lbs/MWh | FALSE | L | Annual | Allowances Withdrawn (n:1) | Thousand Tons | 0 | 0 | 0 | 0 | 0 | 0 | 0
7.23 - NJ Fossil CO2 Rate Limit: Unit 2659 | 72 | 8020 | Rate Constraint in lbs/MWh | FALSE | L | Annual | Net Emissions Allowance Position | Thousand Tons | 0 | 0 | 0 | 0 | 0 | 0 | 0
7.23 - NJ Fossil CO2 Rate Limit: Unit 2659 | 72 | 8020 | Rate Constraint in lbs/MWh | FALSE | L | Annual | Fuel Consumed | TBtu | 0 | 0 | 0 | 0 | 0 | 0 | 0
7.23 - NJ Fossil CO2 Rate Limit: Unit 2659 | 72 | 8020 | Rate Constraint in lbs/MWh | FALSE | L | Annual | Rate | lb/MMBtu | 0 | 0 | 0 | 0 | 0 | 0 | 0
7.23 - NJ Fossil CO2 Rate Limit: Unit 2659 | 72 | 8020 | Rate Constraint in lbs/MWh | FALSE | L | Annual | Generation | TWh | 0 | 0 | 0 | 0 | 0 | 0 | 0
7.23 - NJ Fossil CO2 Rate Limit: Unit 2659 | 72 | 8020 | Rate Constraint in lbs/MWh | FALSE | L | Annual | Qualifying Generation | TWh | 0 | 0 | 0 | 0 | 0 | 0 | 0
7.23 - NJ Fossil CO2 Rate Limit: Unit 2659 | 72 | 8020 | Rate Constraint in lbs/MWh | FALSE | L | Annual | Constraint Shadow Price | US2022$/Ton | 54.7154 | 51.9441 | 38.7249 | 24.8494 | 24.0178 | 29.9706 | 36.9592
7.23 - NJ Fossil CO2 Rate Limit: Unit 509 | 73 | 7976 | Rate Constraint in lbs/MWh | FALSE | L | Annual | Seasons Included | Seasons | Winter, Spring, Summer, Fall | Winter, Spring, Summer, Fall | Winter, Spring, Summer, Fall | Winter, Spring, Summer, Fall | Winter, Spring, Summer, Fall | Winter, Spring, Summer, Fall | Winter, Spring, Summer, Fall
7.23 - NJ Fossil CO2 Rate Limit: Unit 509 | 73 | 7976 | Rate Constraint in lbs/MWh | FALSE | L | Annual | Standard CO2 | lb/MWh | 1700 | 1700 | 1300 | 1300 | 1300 | 1300 | 1300
7.23 - NJ Fossil CO2 Rate Limit: Unit 509 | 73 | 7976 | Rate Constraint in lbs/MWh | FALSE | L | Annual | Emissions at Affected Plants CO2 | Thousand Tons | 29.8784 | 28.3886 | 10.9452 | 1.724 | 0 | 0 | 0
7.23 - NJ Fossil CO2 Rate Limit: Unit 509 | 73 | 7976 | Rate Constraint in lbs/MWh | FALSE | L | Annual | Allowances Purchased CO2 | Thousand Tons | 0 | 0 | 0 | 0 | 0 | 0 | 0
7.23 - NJ Fossil CO2 Rate Limit: Unit 509 | 73 | 7976 | Rate Constraint in lbs/MWh | FALSE | L | Annual | Allowances Sold CO2 | Thousand Tons | 0 | 0 | 0 | 0 | 0 | 0 | 0
7.23 - NJ Fossil CO2 Rate Limit: Unit 509 | 73 | 7976 | Rate Constraint in lbs/MWh | FALSE | L | Annual | Allowances Banked | Thousand Tons | 0 | 0 | 0 | 0 | 0 | 0 | 0
7.23 - NJ Fossil CO2 Rate Limit: Unit 509 | 73 | 7976 | Rate Constraint in lbs/MWh | FALSE | L | Annual | Allowances Withdrawn (1:1) | Thousand Tons | 0 | 0 | 0 | 0 | 0 | 0 | 0
7.23 - NJ Fossil CO2 Rate Limit: Unit 509 | 73 | 7976 | Rate Constraint in lbs/MWh | FALSE | L | Annual | Allowances Withdrawn (n:1) | Thousand Tons | 0 | 0 | 0 | 0 | 0 | 0 | 0
7.23 - NJ Fossil CO2 Rate Limit: Unit 509 | 73 | 7976 | Rate Constraint in lbs/MWh | FALSE | L | Annual | Net Emissions Allowance Position | Thousand Tons | 29.8784 | 28.3886 | 10.9452 | 1.724 | 0 | 0 | 0
7.23 - NJ Fossil CO2 Rate Limit: Unit 509 | 73 | 7976 | Rate Constraint in lbs/MWh | FALSE | L | Annual | Fuel Consumed | TBtu | 0.51039 | 0.48494 | 0.18697 | 0.02945 | 0 | 0 | 0
7.23 - NJ Fossil CO2 Rate Limit: Unit 509 | 73 | 7976 | Rate Constraint in lbs/MWh | FALSE | L | Annual | Rate | lb/MMBtu | 117.08 | 117.08 | 117.08 | 117.08 | 0 | 0 | 0
7.23 - NJ Fossil CO2 Rate Limit: Unit 509 | 73 | 7976 | Rate Constraint in lbs/MWh | FALSE | L | Annual | Generation | TWh | 0.0475 | 0.045132 | 0.017401 | 0.0027408 | 0 | 0 | 0
7.23 - NJ Fossil CO2 Rate Limit: Unit 509 | 73 | 7976 | Rate Constraint in lbs/MWh | FALSE | L | Annual | Qualifying Generation | TWh | 0.0475 | 0.045132 | 0.017401 | 0.0027408 | 0 | 0 | 0
7.23 - NJ Fossil CO2 Rate Limit: Unit 509 | 73 | 7976 | Rate Constraint in lbs/MWh | FALSE | L | Annual | Constraint Shadow Price | US2022$/Ton | 0 | 0 | 0 | 0 | 0 | 0 | 0
7.23 - NJ Fossil CO2 Rate Limit: Unit 510 | 74 | 7977 | Rate Constraint in lbs/MWh | FALSE | L | Annual | Seasons Included | Seasons | Winter, Spring, Summer, Fall | Winter, Spring, Summer, Fall | Winter, Spring, Summer, Fall | Winter, Spring, Summer, Fall | Winter, Spring, Summer, Fall | Winter, Spring, Summer, Fall | Winter, Spring, Summer, Fall
7.23 - NJ Fossil CO2 Rate Limit: Unit 510 | 74 | 7977 | Rate Constraint in lbs/MWh | FALSE | L | Annual | Standard CO2 | lb/MWh | 1700 | 1700 | 1300 | 1300 | 1300 | 1300 | 1300
7.23 - NJ Fossil CO2 Rate Limit: Unit 510 | 74 | 7977 | Rate Constraint in lbs/MWh | FALSE | L | Annual | Emissions at Affected Plants CO2 | Thousand Tons | 5.8893 | 5.5987 | 2.163 | 0.3409 | 0 | 0 | 0
7.23 - NJ Fossil CO2 Rate Limit: Unit 510 | 74 | 7977 | Rate Constraint in lbs/MWh | FALSE | L | Annual | Allowances Purchased CO2 | Thousand Tons | 0 | 0 | 0 | 0 | 0 | 0 | 0
7.23 - NJ Fossil CO2 Rate Limit: Unit 510 | 74 | 7977 | Rate Constraint in lbs/MWh | FALSE | L | Annual | Allowances Sold CO2 | Thousand Tons | 0 | 0 | 0 | 0 | 0 | 0 | 0
7.23 - NJ Fossil CO2 Rate Limit: Unit 510 | 74 | 7977 | Rate Constraint in lbs/MWh | FALSE | L | Annual | Allowances Banked | Thousand Tons | 0 | 0 | 0 | 0 | 0 | 0 | 0
7.23 - NJ Fossil CO2 Rate Limit: Unit 510 | 74 | 7977 | Rate Constraint in lbs/MWh | FALSE | L | Annual | Allowances Withdrawn (1:1) | Thousand Tons | 0 | 0 | 0 | 0 | 0 | 0 | 0
7.23 - NJ Fossil CO2 Rate Limit: Unit 510 | 74 | 7977 | Rate Constraint in lbs/MWh | FALSE | L | Annual | Allowances Withdrawn (n:1) | Thousand Tons | 0 | 0 | 0 | 0 | 0 | 0 | 0
7.23 - NJ Fossil CO2 Rate Limit: Unit 510 | 74 | 7977 | Rate Constraint in lbs/MWh | FALSE | L | Annual | Net Emissions Allowance Position | Thousand Tons | 5.8893 | 5.5987 | 2.163 | 0.3409 | 0 | 0 | 0
7.23 - NJ Fossil CO2 Rate Limit: Unit 510 | 74 | 7977 | Rate Constraint in lbs/MWh | FALSE | L | Annual | Fuel Consumed | TBtu | 0.1006 | 0.095638 | 0.036948 | 0.0058234 | 0 | 0 | 0
7.23 - NJ Fossil CO2 Rate Limit: Unit 510 | 74 | 7977 | Rate Constraint in lbs/MWh | FALSE | L | Annual | Rate | lb/MMBtu | 117.08 | 117.08 | 117.08 | 117.08 | 0 | 0 | 0
7.23 - NJ Fossil CO2 Rate Limit: Unit 510 | 74 | 7977 | Rate Constraint in lbs/MWh | FALSE | L | Annual | Generation | TWh | 0.0093628 | 0.0089007 | 0.0034387 | 0.00054196 | 0 | 0 | 0
7.23 - NJ Fossil CO2 Rate Limit: Unit 510 | 74 | 7977 | Rate Constraint in lbs/MWh | FALSE | L | Annual | Qualifying Generation | TWh | 0.0093628 | 0.0089007 | 0.0034387 | 0.00054196 | 0 | 0 | 0
7.23 - NJ Fossil CO2 Rate Limit: Unit 510 | 74 | 7977 | Rate Constraint in lbs/MWh | FALSE | L | Annual | Constraint Shadow Price | US2022$/Ton | 0 | 0 | 0 | 0 | 0 | 0 | 0
7.23 - NJ Fossil CO2 Rate Limit: Unit 511 | 75 | 7978 | Rate Constraint in lbs/MWh | FALSE | L | Annual | Seasons Included | Seasons | Winter, Spring, Summer, Fall | Winter, Spring, Summer, Fall | Winter, Spring, Summer, Fall | Winter, Spring, Summer, Fall | Winter, Spring, Summer, Fall | Winter, Spring, Summer, Fall | Winter, Spring, Summer, Fall
7.23 - NJ Fossil CO2 Rate Limit: Unit 511 | 75 | 7978 | Rate Constraint in lbs/MWh | FALSE | L | Annual | Standard CO2 | lb/MWh | 1700 | 1700 | 1300 | 1300 | 1300 | 1300 | 1300
7.23 - NJ Fossil CO2 Rate Limit: Unit 511 | 75 | 7978 | Rate Constraint in lbs/MWh | FALSE | L | Annual | Emissions at Affected Plants CO2 | Thousand Tons | 0.22116 | 0.63187 | 0 | 0 | 0 | 0 | 0
7.23 - NJ Fossil CO2 Rate Limit: Unit 511 | 75 | 7978 | Rate Constraint in lbs/MWh | FALSE | L | Annual | Allowances Purchased CO2 | Thousand Tons | 0 | 0 | 0 | 0 | 0 | 0 | 0
7.23 - NJ Fossil CO2 Rate Limit: Unit 511 | 75 | 7978 | Rate Constraint in lbs/MWh | FALSE | L | Annual | Allowances Sold CO2 | Thousand Tons | 0 | 0 | 0 | 0 | 0 | 0 | 0
7.23 - NJ Fossil CO2 Rate Limit: Unit 511 | 75 | 7978 | Rate Constraint in lbs/MWh | FALSE | L | Annual | Allowances Banked | Thousand Tons | 0 | 0 | 0 | 0 | 0 | 0 | 0
7.23 - NJ Fossil CO2 Rate Limit: Unit 511 | 75 | 7978 | Rate Constraint in lbs/MWh | FALSE | L | Annual | Allowances Withdrawn (1:1) | Thousand Tons | 0 | 0 | 0 | 0 | 0 | 0 | 0
7.23 - NJ Fossil CO2 Rate Limit: Unit 511 | 75 | 7978 | Rate Constraint in lbs/MWh | FALSE | L | Annual | Allowances Withdrawn (n:1) | Thousand Tons | 0 | 0 | 0 | 0 | 0 | 0 | 0
7.23 - NJ Fossil CO2 Rate Limit: Unit 511 | 75 | 7978 | Rate Constraint in lbs/MWh | FALSE | L | Annual | Net Emissions Allowance Position | Thousand Tons | 0.22116 | 0.63187 | 0 | 0 | 0 | 0 | 0
7.23 - NJ Fossil CO2 Rate Limit: Unit 511 | 75 | 7978 | Rate Constraint in lbs/MWh | FALSE | L | Annual | Fuel Consumed | TBtu | 0.0037778 | 0.010794 | 0 | 0 | 0 | 0 | 0
7.23 - NJ Fossil CO2 Rate Limit: Unit 511 | 75 | 7978 | Rate Constraint in lbs/MWh | FALSE | L | Annual | Rate | lb/MMBtu | 117.08 | 117.08 | 0 | 0 | 0 | 0 | 0
7.23 - NJ Fossil CO2 Rate Limit: Unit 511 | 75 | 7978 | Rate Constraint in lbs/MWh | FALSE | L | Annual | Generation | TWh | 0.00027587 | 0.00078821 | 0 | 0 | 0 | 0 | 0
7.23 - NJ Fossil CO2 Rate Limit: Unit 511 | 75 | 7978 | Rate Constraint in lbs/MWh | FALSE | L | Annual | Qualifying Generation | TWh | 0.00027587 | 0.00078821 | 0 | 0 | 0 | 0 | 0
7.23 - NJ Fossil CO2 Rate Limit: Unit 511 | 75 | 7978 | Rate Constraint in lbs/MWh | FALSE | L | Annual | Constraint Shadow Price | US2022$/Ton | 0 | 0 | 225.6067 | 34.0578 | 0 | 0 | 0
7.23 - NJ Fossil CO2 Rate Limit: Unit 512 | 76 | 7979 | Rate Constraint in lbs/MWh | FALSE | L | Annual | Seasons Included | Seasons | Winter, Spring, Summer, Fall | Winter, Spring, Summer, Fall | Winter, Spring, Summer, Fall | Winter, Spring, Summer, Fall | Winter, Spring, Summer, Fall | Winter, Spring, Summer, Fall | Winter, Spring, Summer, Fall
7.23 - NJ Fossil CO2 Rate Limit: Unit 512 | 76 | 7979 | Rate Constraint in lbs/MWh | FALSE | L | Annual | Standard CO2 | lb/MWh | 1700 | 1700 | 1300 | 1300 | 1300 | 1300 | 1300
7.23 - NJ Fossil CO2 Rate Limit: Unit 512 | 76 | 7979 | Rate Constraint in lbs/MWh | FALSE | L | Annual | Emissions at Affected Plants CO2 | Thousand Tons | 1.9289 | 1.9285 | 0 | 0 | 0 | 0 | 0
7.23 - NJ Fossil CO2 Rate Limit: Unit 512 | 76 | 7979 | Rate Constraint in lbs/MWh | FALSE | L | Annual | Allowances Purchased CO2 | Thousand Tons | 0 | 0 | 0 | 0 | 0 | 0 | 0
7.23 - NJ Fossil CO2 Rate Limit: Unit 512 | 76 | 7979 | Rate Constraint in lbs/MWh | FALSE | L | Annual | Allowances Sold CO2 | Thousand Tons | 0 | 0 | 0 | 0 | 0 | 0 | 0
7.23 - NJ Fossil CO2 Rate Limit: Unit 512 | 76 | 7979 | Rate Constraint in lbs/MWh | FALSE | L | Annual | Allowances Banked | Thousand Tons | 0 | 0 | 0 | 0 | 0 | 0 | 0
7.23 - NJ Fossil CO2 Rate Limit: Unit 512 | 76 | 7979 | Rate Constraint in lbs/MWh | FALSE | L | Annual | Allowances Withdrawn (1:1) | Thousand Tons | 0 | 0 | 0 | 0 | 0 | 0 | 0
7.23 - NJ Fossil CO2 Rate Limit: Unit 512 | 76 | 7979 | Rate Constraint in lbs/MWh | FALSE | L | Annual | Allowances Withdrawn (n:1) | Thousand Tons | 0 | 0 | 0 | 0 | 0 | 0 | 0
7.23 - NJ Fossil CO2 Rate Limit: Unit 512 | 76 | 7979 | Rate Constraint in lbs/MWh | FALSE | L | Annual | Net Emissions Allowance Position | Thousand Tons | 1.9289 | 1.9285 | 0 | 0 | 0 | 0 | 0
7.23 - NJ Fossil CO2 Rate Limit: Unit 512 | 76 | 7979 | Rate Constraint in lbs/MWh | FALSE | L | Annual | Fuel Consumed | TBtu | 0.031142 | 0.031136 | 0 | 0 | 0 | 0 | 0
7.23 - NJ Fossil CO2 Rate Limit: Unit 512 | 76 | 7979 | Rate Constraint in lbs/MWh | FALSE | L | Annual | Rate | lb/MMBtu | 123.8756 | 123.8756 | 0 | 0 | 0 | 0 | 0
7.23 - NJ Fossil CO2 Rate Limit: Unit 512 | 76 | 7979 | Rate Constraint in lbs/MWh | FALSE | L | Annual | Generation | TWh | 0.0026548 | 0.0026543 | 0 | 0 | 0 | 0 | 0
7.23 - NJ Fossil CO2 Rate Limit: Unit 512 | 76 | 7979 | Rate Constraint in lbs/MWh | FALSE | L | Annual | Qualifying Generation | TWh | 0.0026548 | 0.0026543 | 0 | 0 | 0 | 0 | 0
7.23 - NJ Fossil CO2 Rate Limit: Unit 512 | 76 | 7979 | Rate Constraint in lbs/MWh | FALSE | L | Annual | Constraint Shadow Price | US2022$/Ton | 0 | 0 | 520.5962 | 140.5432 | 0 | 0 | 0
7.23 - NJ Fossil CO2 Rate Limit: Unit 513 | 77 | 7980 | Rate Constraint in lbs/MWh | FALSE | L | Annual | Seasons Included | Seasons | Winter, Spring, Summer, Fall | Winter, Spring, Summer, Fall | Winter, Spring, Summer, Fall | Winter, Spring, Summer, Fall | Winter, Spring, Summer, Fall | Winter, Spring, Summer, Fall | Winter, Spring, Summer, Fall
7.23 - NJ Fossil CO2 Rate Limit: Unit 513 | 77 | 7980 | Rate Constraint in lbs/MWh | FALSE | L | Annual | Standard CO2 | lb/MWh | 1700 | 1700 | 1300 | 1300 | 1300 | 1300 | 1300
7.23 - NJ Fossil CO2 Rate Limit: Unit 513 | 77 | 7980 | Rate Constraint in lbs/MWh | FALSE | L | Annual | Emissions at Affected Plants CO2 | Thousand Tons | 34.8647 | 33.144 | 18.7705 | 2.0181 | 1.8347 | 0 | 0
7.23 - NJ Fossil CO2 Rate Limit: Unit 513 | 77 | 7980 | Rate Constraint in lbs/MWh | FALSE | L | Annual | Allowances Purchased CO2 | Thousand Tons | 0 | 0 | 0 | 0 | 0 | 0 | 0
7.23 - NJ Fossil CO2 Rate Limit: Unit 513 | 77 | 7980 | Rate Constraint in lbs/MWh | FALSE | L | Annual | Allowances Sold CO2 | Thousand Tons | 0 | 0 | 0 | 0 | 0 | 0 | 0
7.23 - NJ Fossil CO2 Rate Limit: Unit 513 | 77 | 7980 | Rate Constraint in lbs/MWh | FALSE | L | Annual | Allowances Banked | Thousand Tons | 0 | 0 | 0 | 0 | 0 | 0 | 0
7.23 - NJ Fossil CO2 Rate Limit: Unit 513 | 77 | 7980 | Rate Constraint in lbs/MWh | FALSE | L | Annual | Allowances Withdrawn (1:1) | Thousand Tons | 0 | 0 | 0 | 0 | 0 | 0 | 0
7.23 - NJ Fossil CO2 Rate Limit: Unit 513 | 77 | 7980 | Rate Constraint in lbs/MWh | FALSE | L | Annual | Allowances Withdrawn (n:1) | Thousand Tons | 0 | 0 | 0 | 0 | 0 | 0 | 0
7.23 - NJ Fossil CO2 Rate Limit: Unit 513 | 77 | 7980 | Rate Constraint in lbs/MWh | FALSE | L | Annual | Net Emissions Allowance Position | Thousand Tons | 34.8647 | 33.144 | 18.7705 | 2.0181 | 1.8347 | 0 | 0
7.23 - NJ Fossil CO2 Rate Limit: Unit 513 | 77 | 7980 | Rate Constraint in lbs/MWh | FALSE | L | Annual | Fuel Consumed | TBtu | 0.59557 | 0.56618 | 0.32064 | 0.034475 | 0.031341 | 0 | 0
7.23 - NJ Fossil CO2 Rate Limit: Unit 513 | 77 | 7980 | Rate Constraint in lbs/MWh | FALSE | L | Annual | Rate | lb/MMBtu | 117.08 | 117.08 | 117.08 | 117.08 | 117.08 | 0 | 0
7.23 - NJ Fossil CO2 Rate Limit: Unit 513 | 77 | 7980 | Rate Constraint in lbs/MWh | FALSE | L | Annual | Generation | TWh | 0.055428 | 0.052692 | 0.029841 | 0.0032084 | 0.0029168 | 0 | 0
7.23 - NJ Fossil CO2 Rate Limit: Unit 513 | 77 | 7980 | Rate Constraint in lbs/MWh | FALSE | L | Annual | Qualifying Generation | TWh | 0.055428 | 0.052692 | 0.029841 | 0.0032084 | 0.0029168 | 0 | 0
7.23 - NJ Fossil CO2 Rate Limit: Unit 513 | 77 | 7980 | Rate Constraint in lbs/MWh | FALSE | L | Annual | Constraint Shadow Price | US2022$/Ton | 0 | 0 | 0 | 0 | 0 | 0 | 0
7.23 - NJ Fossil CO2 Rate Limit: Unit 514 | 78 | 7981 | Rate Constraint in lbs/MWh | FALSE | L | Annual | Seasons Included | Seasons | Winter, Spring, Summer, Fall | Winter, Spring, Summer, Fall | Winter, Spring, Summer, Fall | Winter, Spring, Summer, Fall | Winter, Spring, Summer, Fall | Winter, Spring, Summer, Fall | Winter, Spring, Summer, Fall
7.23 - NJ Fossil CO2 Rate Limit: Unit 514 | 78 | 7981 | Rate Constraint in lbs/MWh | FALSE | L | Annual | Standard CO2 | lb/MWh | 1700 | 1700 | 1300 | 1300 | 1300 | 1300 | 1300
7.23 - NJ Fossil CO2 Rate Limit: Unit 514 | 78 | 7981 | Rate Constraint in lbs/MWh | FALSE | L | Annual | Emissions at Affected Plants CO2 | Thousand Tons | 8.6181 | 7.363 | 0 | 0 | 0 | 0 | 0
7.23 - NJ Fossil CO2 Rate Limit: Unit 514 | 78 | 7981 | Rate Constraint in lbs/MWh | FALSE | L | Annual | Allowances Purchased CO2 | Thousand Tons | 0 | 0 | 0 | 0 | 0 | 0 | 0
7.23 - NJ Fossil CO2 Rate Limit: Unit 514 | 78 | 7981 | Rate Constraint in lbs/MWh | FALSE | L | Annual | Allowances Sold CO2 | Thousand Tons | 0 | 0 | 0 | 0 | 0 | 0 | 0
7.23 - NJ Fossil CO2 Rate Limit: Unit 514 | 78 | 7981 | Rate Constraint in lbs/MWh | FALSE | L | Annual | Allowances Banked | Thousand Tons | 0 | 0 | 0 | 0 | 0 | 0 | 0
7.23 - NJ Fossil CO2 Rate Limit: Unit 514 | 78 | 7981 | Rate Constraint in lbs/MWh | FALSE | L | Annual | Allowances Withdrawn (1:1) | Thousand Tons | 0 | 0 | 0 | 0 | 0 | 0 | 0
7.23 - NJ Fossil CO2 Rate Limit: Unit 514 | 78 | 7981 | Rate Constraint in lbs/MWh | FALSE | L | Annual | Allowances Withdrawn (n:1) | Thousand Tons | 0 | 0 | 0 | 0 | 0 | 0 | 0
7.23 - NJ Fossil CO2 Rate Limit: Unit 514 | 78 | 7981 | Rate Constraint in lbs/MWh | FALSE | L | Annual | Net Emissions Allowance Position | Thousand Tons | 8.6181 | 7.363 | 0 | 0 | 0 | 0 | 0
7.23 - NJ Fossil CO2 Rate Limit: Unit 514 | 78 | 7981 | Rate Constraint in lbs/MWh | FALSE | L | Annual | Fuel Consumed | TBtu | 0.10003 | 0.085462 | 0 | 0 | 0 | 0 | 0
7.23 - NJ Fossil CO2 Rate Limit: Unit 514 | 78 | 7981 | Rate Constraint in lbs/MWh | FALSE | L | Annual | Rate | lb/MMBtu | 172.3095 | 172.3095 | 0 | 0 | 0 | 0 | 0
7.23 - NJ Fossil CO2 Rate Limit: Unit 514 | 78 | 7981 | Rate Constraint in lbs/MWh | FALSE | L | Annual | Generation | TWh | 0.011498 | 0.0098232 | 0 | 0 | 0 | 0 | 0
7.23 - NJ Fossil CO2 Rate Limit: Unit 514 | 78 | 7981 | Rate Constraint in lbs/MWh | FALSE | L | Annual | Qualifying Generation | TWh | 0.011498 | 0.0098232 | 0 | 0 | 0 | 0 | 0
7.23 - NJ Fossil CO2 Rate Limit: Unit 514 | 78 | 7981 | Rate Constraint in lbs/MWh | FALSE | L | Annual | Constraint Shadow Price | US2022$/Ton | 0 | 0 | 491.4862 | 198.506 | 57.1303 | 45.1271 | 44.1494
7.23 - NJ Fossil CO2 Rate Limit: Unit 523 | 79 | 7982 | Rate Constraint in lbs/MWh | FALSE | L | Annual | Seasons Included | Seasons | Winter, Spring, Summer, Fall | Winter, Spring, Summer, Fall | Winter, Spring, Summer, Fall | Winter, Spring, Summer, Fall | Winter, Spring, Summer, Fall | Winter, Spring, Summer, Fall | Winter, Spring, Summer, Fall
7.23 - NJ Fossil CO2 Rate Limit: Unit 523 | 79 | 7982 | Rate Constraint in lbs/MWh | FALSE | L | Annual | Standard CO2 | lb/MWh | 1700 | 1700 | 1300 | 1300 | 1300 | 1300 | 1300
7.23 - NJ Fossil CO2 Rate Limit: Unit 523 | 79 | 7982 | Rate Constraint in lbs/MWh | FALSE | L | Annual | Emissions at Affected Plants CO2 | Thousand Tons | 0 | 0 | 0 | 0 | 0 | 0 | 0
7.23 - NJ Fossil CO2 Rate Limit: Unit 523 | 79 | 7982 | Rate Constraint in lbs/MWh | FALSE | L | Annual | Allowances Purchased CO2 | Thousand Tons | 0 | 0 | 0 | 0 | 0 | 0 | 0
7.23 - NJ Fossil CO2 Rate Limit: Unit 523 | 79 | 7982 | Rate Constraint in lbs/MWh | FALSE | L | Annual | Allowances Sold CO2 | Thousand Tons | 0 | 0 | 0 | 0 | 0 | 0 | 0
7.23 - NJ Fossil CO2 Rate Limit: Unit 523 | 79 | 7982 | Rate Constraint in lbs/MWh | FALSE | L | Annual | Allowances Banked | Thousand Tons | 0 | 0 | 0 | 0 | 0 | 0 | 0
7.23 - NJ Fossil CO2 Rate Limit: Unit 523 | 79 | 7982 | Rate Constraint in lbs/MWh | FALSE | L | Annual | Allowances Withdrawn (1:1) | Thousand Tons | 0 | 0 | 0 | 0 | 0 | 0 | 0
7.23 - NJ Fossil CO2 Rate Limit: Unit 523 | 79 | 7982 | Rate Constraint in lbs/MWh | FALSE | L | Annual | Allowances Withdrawn (n:1) | Thousand Tons | 0 | 0 | 0 | 0 | 0 | 0 | 0
7.23 - NJ Fossil CO2 Rate Limit: Unit 523 | 79 | 7982 | Rate Constraint in lbs/MWh | FALSE | L | Annual | Net Emissions Allowance Position | Thousand Tons | 0 | 0 | 0 | 0 | 0 | 0 | 0
7.23 - NJ Fossil CO2 Rate Limit: Unit 523 | 79 | 7982 | Rate Constraint in lbs/MWh | FALSE | L | Annual | Fuel Consumed | TBtu | 0 | 0 | 0 | 0 | 0 | 0 | 0
7.23 - NJ Fossil CO2 Rate Limit: Unit 523 | 79 | 7982 | Rate Constraint in lbs/MWh | FALSE | L | Annual | Rate | lb/MMBtu | 0 | 0 | 0 | 0 | 0 | 0 | 0
7.23 - NJ Fossil CO2 Rate Limit: Unit 523 | 79 | 7982 | Rate Constraint in lbs/MWh | FALSE | L | Annual | Generation | TWh | 0 | 0 | 0 | 0 | 0 | 0 | 0
7.23 - NJ Fossil CO2 Rate Limit: Unit 523 | 79 | 7982 | Rate Constraint in lbs/MWh | FALSE | L | Annual | Qualifying Generation | TWh | 0 | 0 | 0 | 0 | 0 | 0 | 0
7.23 - NJ Fossil CO2 Rate Limit: Unit 523 | 79 | 7982 | Rate Constraint in lbs/MWh | FALSE | L | Annual | Constraint Shadow Price | US2022$/Ton | 0 | 0 | 0 | 0 | 0 | 0 | 0
7.23 - NJ Fossil CO2 Rate Limit: Unit 524 | 80 | 7983 | Rate Constraint in lbs/MWh | FALSE | L | Annual | Seasons Included | Seasons | Winter, Spring, Summer, Fall | Winter, Spring, Summer, Fall | Winter, Spring, Summer, Fall | Winter, Spring, Summer, Fall | Winter, Spring, Summer, Fall | Winter, Spring, Summer, Fall | Winter, Spring, Summer, Fall
7.23 - NJ Fossil CO2 Rate Limit: Unit 524 | 80 | 7983 | Rate Constraint in lbs/MWh | FALSE | L | Annual | Standard CO2 | lb/MWh | 1700 | 1700 | 1300 | 1300 | 1300 | 1300 | 1300
7.23 - NJ Fossil CO2 Rate Limit: Unit 524 | 80 | 7983 | Rate Constraint in lbs/MWh | FALSE | L | Annual | Emissions at Affected Plants CO2 | Thousand Tons | 0 | 0 | 0 | 0 | 0 | 0 | 0
7.23 - NJ Fossil CO2 Rate Limit: Unit 524 | 80 | 7983 | Rate Constraint in lbs/MWh | FALSE | L | Annual | Allowances Purchased CO2 | Thousand Tons | 0 | 0 | 0 | 0 | 0 | 0 | 0
7.23 - NJ Fossil CO2 Rate Limit: Unit 524 | 80 | 7983 | Rate Constraint in lbs/MWh | FALSE | L | Annual | Allowances Sold CO2 | Thousand Tons | 0 | 0 | 0 | 0 | 0 | 0 | 0
7.23 - NJ Fossil CO2 Rate Limit: Unit 524 | 80 | 7983 | Rate Constraint in lbs/MWh | FALSE | L | Annual | Allowances Banked | Thousand Tons | 0 | 0 | 0 | 0 | 0 | 0 | 0
7.23 - NJ Fossil CO2 Rate Limit: Unit 524 | 80 | 7983 | Rate Constraint in lbs/MWh | FALSE | L | Annual | Allowances Withdrawn (1:1) | Thousand Tons | 0 | 0 | 0 | 0 | 0 | 0 | 0
7.23 - NJ Fossil CO2 Rate Limit: Unit 524 | 80 | 7983 | Rate Constraint in lbs/MWh | FALSE | L | Annual | Allowances Withdrawn (n:1) | Thousand Tons | 0 | 0 | 0 | 0 | 0 | 0 | 0
7.23 - NJ Fossil CO2 Rate Limit: Unit 524 | 80 | 7983 | Rate Constraint in lbs/MWh | FALSE | L | Annual | Net Emissions Allowance Position | Thousand Tons | 0 | 0 | 0 | 0 | 0 | 0 | 0
7.23 - NJ Fossil CO2 Rate Limit: Unit 524 | 80 | 7983 | Rate Constraint in lbs/MWh | FALSE | L | Annual | Fuel Consumed | TBtu | 0 | 0 | 0 | 0 | 0 | 0 | 0
7.23 - NJ Fossil CO2 Rate Limit: Unit 524 | 80 | 7983 | Rate Constraint in lbs/MWh | FALSE | L | Annual | Rate | lb/MMBtu | 0 | 0 | 0 | 0 | 0 | 0 | 0
7.23 - NJ Fossil CO2 Rate Limit: Unit 524 | 80 | 7983 | Rate Constraint in lbs/MWh | FALSE | L | Annual | Generation | TWh | 0 | 0 | 0 | 0 | 0 | 0 | 0
7.23 - NJ Fossil CO2 Rate Limit: Unit 524 | 80 | 7983 | Rate Constraint in lbs/MWh | FALSE | L | Annual | Qualifying Generation | TWh | 0 | 0 | 0 | 0 | 0 | 0 | 0
7.23 - NJ Fossil CO2 Rate Limit: Unit 524 | 80 | 7983 | Rate Constraint in lbs/MWh | FALSE | L | Annual | Constraint Shadow Price | US2022$/Ton | 0 | 0 | 0 | 0 | 0 | 0 | 0
7.23 - NJ Fossil CO2 Rate Limit: Unit 525 | 81 | 7984 | Rate Constraint in lbs/MWh | FALSE | L | Annual | Seasons Included | Seasons | Winter, Spring, Summer, Fall | Winter, Spring, Summer, Fall | Winter, Spring, Summer, Fall | Winter, Spring, Summer, Fall | Winter, Spring, Summer, Fall | Winter, Spring, Summer, Fall | Winter, Spring, Summer, Fall
7.23 - NJ Fossil CO2 Rate Limit: Unit 525 | 81 | 7984 | Rate Constraint in lbs/MWh | FALSE | L | Annual | Standard CO2 | lb/MWh | 1700 | 1700 | 1300 | 1300 | 1300 | 1300 | 1300
7.23 - NJ Fossil CO2 Rate Limit: Unit 525 | 81 | 7984 | Rate Constraint in lbs/MWh | FALSE | L | Annual | Emissions at Affected Plants CO2 | Thousand Tons | 0 | 0 | 0 | 0 | 0 | 0 | 0
7.23 - NJ Fossil CO2 Rate Limit: Unit 525 | 81 | 7984 | Rate Constraint in lbs/MWh | FALSE | L | Annual | Allowances Purchased CO2 | Thousand Tons | 0 | 0 | 0 | 0 | 0 | 0 | 0
7.23 - NJ Fossil CO2 Rate Limit: Unit 525 | 81 | 7984 | Rate Constraint in lbs/MWh | FALSE | L | Annual | Allowances Sold CO2 | Thousand Tons | 0 | 0 | 0 | 0 | 0 | 0 | 0
7.23 - NJ Fossil CO2 Rate Limit: Unit 525 | 81 | 7984 | Rate Constraint in lbs/MWh | FALSE | L | Annual | Allowances Banked | Thousand Tons | 0 | 0 | 0 | 0 | 0 | 0 | 0
7.23 - NJ Fossil CO2 Rate Limit: Unit 525 | 81 | 7984 | Rate Constraint in lbs/MWh | FALSE | L | Annual | Allowances Withdrawn (1:1) | Thousand Tons | 0 | 0 | 0 | 0 | 0 | 0 | 0
7.23 - NJ Fossil CO2 Rate Limit: Unit 525 | 81 | 7984 | Rate Constraint in lbs/MWh | FALSE | L | Annual | Allowances Withdrawn (n:1) | Thousand Tons | 0 | 0 | 0 | 0 | 0 | 0 | 0
7.23 - NJ Fossil CO2 Rate Limit: Unit 525 | 81 | 7984 | Rate Constraint in lbs/MWh | FALSE | L | Annual | Net Emissions Allowance Position | Thousand Tons | 0 | 0 | 0 | 0 | 0 | 0 | 0
7.23 - NJ Fossil CO2 Rate Limit: Unit 525 | 81 | 7984 | Rate Constraint in lbs/MWh | FALSE | L | Annual | Fuel Consumed | TBtu | 0 | 0 | 0 | 0 | 0 | 0 | 0
7.23 - NJ Fossil CO2 Rate Limit: Unit 525 | 81 | 7984 | Rate Constraint in lbs/MWh | FALSE | L | Annual | Rate | lb/MMBtu | 0 | 0 | 0 | 0 | 0 | 0 | 0
7.23 - NJ Fossil CO2 Rate Limit: Unit 525 | 81 | 7984 | Rate Constraint in lbs/MWh | FALSE | L | Annual | Generation | TWh | 0 | 0 | 0 | 0 | 0 | 0 | 0
7.23 - NJ Fossil CO2 Rate Limit: Unit 525 | 81 | 7984 | Rate Constraint in lbs/MWh | FALSE | L | Annual | Qualifying Generation | TWh | 0 | 0 | 0 | 0 | 0 | 0 | 0
7.23 - NJ Fossil CO2 Rate Limit: Unit 525 | 81 | 7984 | Rate Constraint in lbs/MWh | FALSE | L | Annual | Constraint Shadow Price | US2022$/Ton | 0 | 0 | 0 | 0 | 0 | 0 | 0
7.23 - NJ Fossil CO2 Rate Limit: Unit 526 | 82 | 7985 | Rate Constraint in lbs/MWh | FALSE | L | Annual | Seasons Included | Seasons | Winter, Spring, Summer, Fall | Winter, Spring, Summer, Fall | Winter, Spring, Summer, Fall | Winter, Spring, Summer, Fall | Winter, Spring, Summer, Fall | Winter, Spring, Summer, Fall | Winter, Spring, Summer, Fall
7.23 - NJ Fossil CO2 Rate Limit: Unit 526 | 82 | 7985 | Rate Constraint in lbs/MWh | FALSE | L | Annual | Standard CO2 | lb/MWh | 1700 | 1700 | 1300 | 1300 | 1300 | 1300 | 1300
7.23 - NJ Fossil CO2 Rate Limit: Unit 526 | 82 | 7985 | Rate Constraint in lbs/MWh | FALSE | L | Annual | Emissions at Affected Plants CO2 | Thousand Tons | 0 | 0 | 0 | 0 | 0 | 0 | 0
7.23 - NJ Fossil CO2 Rate Limit: Unit 526 | 82 | 7985 | Rate Constraint in lbs/MWh | FALSE | L | Annual | Allowances Purchased CO2 | Thousand Tons | 0 | 0 | 0 | 0 | 0 | 0 | 0
7.23 - NJ Fossil CO2 Rate Limit: Unit 526 | 82 | 7985 | Rate Constraint in lbs/MWh | FALSE | L | Annual | Allowances Sold CO2 | Thousand Tons | 0 | 0 | 0 | 0 | 0 | 0 | 0
7.23 - NJ Fossil CO2 Rate Limit: Unit 526 | 82 | 7985 | Rate Constraint in lbs/MWh | FALSE | L | Annual | Allowances Banked | Thousand Tons | 0 | 0 | 0 | 0 | 0 | 0 | 0
7.23 - NJ Fossil CO2 Rate Limit: Unit 526 | 82 | 7985 | Rate Constraint in lbs/MWh | FALSE | L | Annual | Allowances Withdrawn (1:1) | Thousand Tons | 0 | 0 | 0 | 0 | 0 | 0 | 0
7.23 - NJ Fossil CO2 Rate Limit: Unit 526 | 82 | 7985 | Rate Constraint in lbs/MWh | FALSE | L | Annual | Allowances Withdrawn (n:1) | Thousand Tons | 0 | 0 | 0 | 0 | 0 | 0 | 0
7.23 - NJ Fossil CO2 Rate Limit: Unit 526 | 82 | 7985 | Rate Constraint in lbs/MWh | FALSE | L | Annual | Net Emissions Allowance Position | Thousand Tons | 0 | 0 | 0 | 0 | 0 | 0 | 0
7.23 - NJ Fossil CO2 Rate Limit: Unit 526 | 82 | 7985 | Rate Constraint in lbs/MWh | FALSE | L | Annual | Fuel Consumed | TBtu | 0 | 0 | 0 | 0 | 0 | 0 | 0
7.23 - NJ Fossil CO2 Rate Limit: Unit 526 | 82 | 7985 | Rate Constraint in lbs/MWh | FALSE | L | Annual | Rate | lb/MMBtu | 0 | 0 | 0 | 0 | 0 | 0 | 0
7.23 - NJ Fossil CO2 Rate Limit: Unit 526 | 82 | 7985 | Rate Constraint in lbs/MWh | FALSE | L | Annual | Generation | TWh | 0 | 0 | 0 | 0 | 0 | 0 | 0
7.23 - NJ Fossil CO2 Rate Limit: Unit 526 | 82 | 7985 | Rate Constraint in lbs/MWh | FALSE | L | Annual | Qualifying Generation | TWh | 0 | 0 | 0 | 0 | 0 | 0 | 0
7.23 - NJ Fossil CO2 Rate Limit: Unit 526 | 82 | 7985 | Rate Constraint in lbs/MWh | FALSE | L | Annual | Constraint Shadow Price | US2022$/Ton | 0 | 0 | 0 | 0 | 0 | 0 | 0
7.23 - NJ Fossil CO2 Rate Limit: Unit 537 | 83 | 7986 | Rate Constraint in lbs/MWh | FALSE | L | Annual | Seasons Included | Seasons | Winter, Spring, Summer, Fall | Winter, Spring, Summer, Fall | Winter, Spring, Summer, Fall | Winter, Spring, Summer, Fall | Winter, Spring, Summer, Fall | Winter, Spring, Summer, Fall | Winter, Spring, Summer, Fall
7.23 - NJ Fossil CO2 Rate Limit: Unit 537 | 83 | 7986 | Rate Constraint in lbs/MWh | FALSE | L | Annual | Standard CO2 | lb/MWh | 1700 | 1700 | 1300 | 1300 | 1300 | 1300 | 1300
7.23 - NJ Fossil CO2 Rate Limit: Unit 537 | 83 | 7986 | Rate Constraint in lbs/MWh | FALSE | L | Annual | Emissions at Affected Plants CO2 | Thousand Tons | 5.8893 | 5.5987 | 2.163 | 0.3409 | 0 | 0 | 0
7.23 - NJ Fossil CO2 Rate Limit: Unit 537 | 83 | 7986 | Rate Constraint in lbs/MWh | FALSE | L | Annual | Allowances Purchased CO2 | Thousand Tons | 0 | 0 | 0 | 0 | 0 | 0 | 0
7.23 - NJ Fossil CO2 Rate Limit: Unit 537 | 83 | 7986 | Rate Constraint in lbs/MWh | FALSE | L | Annual | Allowances Sold CO2 | Thousand Tons | 0 | 0 | 0 | 0 | 0 | 0 | 0
7.23 - NJ Fossil CO2 Rate Limit: Unit 537 | 83 | 7986 | Rate Constraint in lbs/MWh | FALSE | L | Annual | Allowances Banked | Thousand Tons | 0 | 0 | 0 | 0 | 0 | 0 | 0
7.23 - NJ Fossil CO2 Rate Limit: Unit 537 | 83 | 7986 | Rate Constraint in lbs/MWh | FALSE | L | Annual | Allowances Withdrawn (1:1) | Thousand Tons | 0 | 0 | 0 | 0 | 0 | 0 | 0
7.23 - NJ Fossil CO2 Rate Limit: Unit 537 | 83 | 7986 | Rate Constraint in lbs/MWh | FALSE | L | Annual | Allowances Withdrawn (n:1) | Thousand Tons | 0 | 0 | 0 | 0 | 0 | 0 | 0
7.23 - NJ Fossil CO2 Rate Limit: Unit 537 | 83 | 7986 | Rate Constraint in lbs/MWh | FALSE | L | Annual | Net Emissions Allowance Position | Thousand Tons | 5.8893 | 5.5987 | 2.163 | 0.3409 | 0 | 0 | 0
7.23 - NJ Fossil CO2 Rate Limit: Unit 537 | 83 | 7986 | Rate Constraint in lbs/MWh | FALSE | L | Annual | Fuel Consumed | TBtu | 0.1006 | 0.095638 | 0.036948 | 0.0058234 | 0 | 0 | 0
7.23 - NJ Fossil CO2 Rate Limit: Unit 537 | 83 | 7986 | Rate Constraint in lbs/MWh | FALSE | L | Annual | Rate | lb/MMBtu | 117.08 | 117.08 | 117.08 | 117.08 | 0 | 0 | 0
7.23 - NJ Fossil CO2 Rate Limit: Unit 537 | 83 | 7986 | Rate Constraint in lbs/MWh | FALSE | L | Annual | Generation | TWh | 0.0093628 | 0.0089007 | 0.0034387 | 0.00054196 | 0 | 0 | 0
7.23 - NJ Fossil CO2 Rate Limit: Unit 537 | 83 | 7986 | Rate Constraint in lbs/MWh | FALSE | L | Annual | Qualifying Generation | TWh | 0.0093628 | 0.0089007 | 0.0034387 | 0.00054196 | 0 | 0 | 0
7.23 - NJ Fossil CO2 Rate Limit: Unit 537 | 83 | 7986 | Rate Constraint in lbs/MWh | FALSE | L | Annual | Constraint Shadow Price | US2022$/Ton | 0 | 0 | 0 | 0 | 0 | 0 | 0
7.23 - NJ Fossil CO2 Rate Limit: Unit 538 | 84 | 7987 | Rate Constraint in lbs/MWh | FALSE | L | Annual | Seasons Included | Seasons | Winter, Spring, Summer, Fall | Winter, Spring, Summer, Fall | Winter, Spring, Summer, Fall | Winter, Spring, Summer, Fall | Winter, Spring, Summer, Fall | Winter, Spring, Summer, Fall | Winter, Spring, Summer, Fall
7.23 - NJ Fossil CO2 Rate Limit: Unit 538 | 84 | 7987 | Rate Constraint in lbs/MWh | FALSE | L | Annual | Standard CO2 | lb/MWh | 1700 | 1700 | 1300 | 1300 | 1300 | 1300 | 1300
7.23 - NJ Fossil CO2 Rate Limit: Unit 538 | 84 | 7987 | Rate Constraint in lbs/MWh | FALSE | L | Annual | Emissions at Affected Plants CO2 | Thousand Tons | 0 | 0 | 0 | 0 | 0 | 0 | 0
7.23 - NJ Fossil CO2 Rate Limit: Unit 538 | 84 | 7987 | Rate Constraint in lbs/MWh | FALSE | L | Annual | Allowances Purchased CO2 | Thousand Tons | 0 | 0 | 0 | 0 | 0 | 0 | 0
7.23 - NJ Fossil CO2 Rate Limit: Unit 538 | 84 | 7987 | Rate Constraint in lbs/MWh | FALSE | L | Annual | Allowances Sold CO2 | Thousand Tons | 0 | 0 | 0 | 0 | 0 | 0 | 0
7.23 - NJ Fossil CO2 Rate Limit: Unit 538 | 84 | 7987 | Rate Constraint in lbs/MWh | FALSE | L | Annual | Allowances Banked | Thousand Tons | 0 | 0 | 0 | 0 | 0 | 0 | 0
7.23 - NJ Fossil CO2 Rate Limit: Unit 538 | 84 | 7987 | Rate Constraint in lbs/MWh | FALSE | L | Annual | Allowances Withdrawn (1:1) | Thousand Tons | 0 | 0 | 0 | 0 | 0 | 0 | 0
7.23 - NJ Fossil CO2 Rate Limit: Unit 538 | 84 | 7987 | Rate Constraint in lbs/MWh | FALSE | L | Annual | Allowances Withdrawn (n:1) | Thousand Tons | 0 | 0 | 0 | 0 | 0 | 0 | 0
7.23 - NJ Fossil CO2 Rate Limit: Unit 538 | 84 | 7987 | Rate Constraint in lbs/MWh | FALSE | L | Annual | Net Emissions Allowance Position | Thousand Tons | 0 | 0 | 0 | 0 | 0 | 0 | 0
7.23 - NJ Fossil CO2 Rate Limit: Unit 538 | 84 | 7987 | Rate Constraint in lbs/MWh | FALSE | L | Annual | Fuel Consumed | TBtu | 0 | 0 | 0 | 0 | 0 | 0 | 0
7.23 - NJ Fossil CO2 Rate Limit: Unit 538 | 84 | 7987 | Rate Constraint in lbs/MWh | FALSE | L | Annual | Rate | lb/MMBtu | 0 | 0 | 0 | 0 | 0 | 0 | 0
7.23 - NJ Fossil CO2 Rate Limit: Unit 538 | 84 | 7987 | Rate Constraint in lbs/MWh | FALSE | L | Annual | Generation | TWh | 0 | 0 | 0 | 0 | 0 | 0 | 0
7.23 - NJ Fossil CO2 Rate Limit: Unit 538 | 84 | 7987 | Rate Constraint in lbs/MWh | FALSE | L | Annual | Qualifying Generation | TWh | 0 | 0 | 0 | 0 | 0 | 0 | 0
7.23 - NJ Fossil CO2 Rate Limit: Unit 538 | 84 | 7987 | Rate Constraint in lbs/MWh | FALSE | L | Annual | Constraint Shadow Price | US2022$/Ton | 29.585 | 76.5146 | 7.9158 | 0 | 0 | 0 | 0
7.23 - NJ Fossil CO2 Rate Limit: Unit 539 | 85 | 7988 | Rate Constraint in lbs/MWh | FALSE | L | Annual | Seasons Included | Seasons | Winter, Spring, Summer, Fall | Winter, Spring, Summer, Fall | Winter, Spring, Summer, Fall | Winter, Spring, Summer, Fall | Winter, Spring, Summer, Fall | Winter, Spring, Summer, Fall | Winter, Spring, Summer, Fall
7.23 - NJ Fossil CO2 Rate Limit: Unit 539 | 85 | 7988 | Rate Constraint in lbs/MWh | FALSE | L | Annual | Standard CO2 | lb/MWh | 1700 | 1700 | 1300 | 1300 | 1300 | 1300 | 1300
7.23 - NJ Fossil CO2 Rate Limit: Unit 539 | 85 | 7988 | Rate Constraint in lbs/MWh | FALSE | L | Annual | Emissions at Affected Plants CO2 | Thousand Tons | 9.9787 | 9.3169 | 1.2394 | 0.59813 | 0 | 0 | 0
7.23 - NJ Fossil CO2 Rate Limit: Unit 539 | 85 | 7988 | Rate Constraint in lbs/MWh | FALSE | L | Annual | Allowances Purchased CO2 | Thousand Tons | 0 | 0 | 0 | 0 | 0 | 0 | 0
7.23 - NJ Fossil CO2 Rate Limit: Unit 539 | 85 | 7988 | Rate Constraint in lbs/MWh | FALSE | L | Annual | Allowances Sold CO2 | Thousand Tons | 0 | 0 | 0 | 0 | 0 | 0 | 0
7.23 - NJ Fossil CO2 Rate Limit: Unit 539 | 85 | 7988 | Rate Constraint in lbs/MWh | FALSE | L | Annual | Allowances Banked | Thousand Tons | 0 | 0 | 0 | 0 | 0 | 0 | 0
7.23 - NJ Fossil CO2 Rate Limit: Unit 539 | 85 | 7988 | Rate Constraint in lbs/MWh | FALSE | L | Annual | Allowances Withdrawn (1:1) | Thousand Tons | 0 | 0 | 0 | 0 | 0 | 0 | 0
7.23 - NJ Fossil CO2 Rate Limit: Unit 539 | 85 | 7988 | Rate Constraint in lbs/MWh | FALSE | L | Annual | Allowances Withdrawn (n:1) | Thousand Tons | 0 | 0 | 0 | 0 | 0 | 0 | 0
7.23 - NJ Fossil CO2 Rate Limit: Unit 539 | 85 | 7988 | Rate Constraint in lbs/MWh | FALSE | L | Annual | Net Emissions Allowance Position | Thousand Tons | 9.9787 | 9.3169 | 1.2394 | 0.59813 | 0 | 0 | 0
7.23 - NJ Fossil CO2 Rate Limit: Unit 539 | 85 | 7988 | Rate Constraint in lbs/MWh | FALSE | L | Annual | Fuel Consumed | TBtu | 0.17046 | 0.15915 | 0.021171 | 0.010217 | 0 | 0 | 0
7.23 - NJ Fossil CO2 Rate Limit: Unit 539 | 85 | 7988 | Rate Constraint in lbs/MWh | FALSE | L | Annual | Rate | lb/MMBtu | 117.08 | 117.08 | 117.08 | 117.08 | 0 | 0 | 0
7.23 - NJ Fossil CO2 Rate Limit: Unit 539 | 85 | 7988 | Rate Constraint in lbs/MWh | FALSE | L | Annual | Generation | TWh | 0.015864 | 0.014812 | 0.0019703 | 0.0009509 | 0 | 0 | 0
7.23 - NJ Fossil CO2 Rate Limit: Unit 539 | 85 | 7988 | Rate Constraint in lbs/MWh | FALSE | L | Annual | Qualifying Generation | TWh | 0.015864 | 0.014812 | 0.0019703 | 0.0009509 | 0 | 0 | 0
7.23 - NJ Fossil CO2 Rate Limit: Unit 539 | 85 | 7988 | Rate Constraint in lbs/MWh | FALSE | L | Annual | Constraint Shadow Price | US2022$/Ton | 0 | 0 | 0 | 0 | 0 | 0 | 0
7.23 - NJ Fossil CO2 Rate Limit: Unit 540 | 86 | 7989 | Rate Constraint in lbs/MWh | FALSE | L | Annual | Seasons Included | Seasons | Winter, Spring, Summer, Fall | Winter, Spring, Summer, Fall | Winter, Spring, Summer, Fall | Winter, Spring, Summer, Fall | Winter, Spring, Summer, Fall | Winter, Spring, Summer, Fall | Winter, Spring, Summer, Fall
7.23 - NJ Fossil CO2 Rate Limit: Unit 540 | 86 | 7989 | Rate Constraint in lbs/MWh | FALSE | L | Annual | Standard CO2 | lb/MWh | 1700 | 1700 | 1300 | 1300 | 1300 | 1300 | 1300
7.23 - NJ Fossil CO2 Rate Limit: Unit 540 | 86 | 7989 | Rate Constraint in lbs/MWh | FALSE | L | Annual | Emissions at Affected Plants CO2 | Thousand Tons | 0.48466 | 1.0347 | 0 | 0 | 0 | 0 | 0
7.23 - NJ Fossil CO2 Rate Limit: Unit 540 | 86 | 7989 | Rate Constraint in lbs/MWh | FALSE | L | Annual | Allowances Purchased CO2 | Thousand Tons | 0 | 0 | 0 | 0 | 0 | 0 | 0
7.23 - NJ Fossil CO2 Rate Limit: Unit 540 | 86 | 7989 | Rate Constraint in lbs/MWh | FALSE | L | Annual | Allowances Sold CO2 | Thousand Tons | 0 | 0 | 0 | 0 | 0 | 0 | 0
7.23 - NJ Fossil CO2 Rate Limit: Unit 540 | 86 | 7989 | Rate Constraint in lbs/MWh | FALSE | L | Annual | Allowances Banked | Thousand Tons | 0 | 0 | 0 | 0 | 0 | 0 | 0
7.23 - NJ Fossil CO2 Rate Limit: Unit 540 | 86 | 7989 | Rate Constraint in lbs/MWh | FALSE | L | Annual | Allowances Withdrawn (1:1) | Thousand Tons | 0 | 0 | 0 | 0 | 0 | 0 | 0
7.23 - NJ Fossil CO2 Rate Limit: Unit 540 | 86 | 7989 | Rate Constraint in lbs/MWh | FALSE | L | Annual | Allowances Withdrawn (n:1) | Thousand Tons | 0 | 0 | 0 | 0 | 0 | 0 | 0
7.23 - NJ Fossil CO2 Rate Limit: Unit 540 | 86 | 7989 | Rate Constraint in lbs/MWh | FALSE | L | Annual | Net Emissions Allowance Position | Thousand Tons | 0.48466 | 1.0347 | 0 | 0 | 0 | 0 | 0
7.23 - NJ Fossil CO2 Rate Limit: Unit 540 | 86 | 7989 | Rate Constraint in lbs/MWh | FALSE | L | Annual | Fuel Consumed | TBtu | 0.008279 | 0.017675 | 0 | 0 | 0 | 0 | 0
7.23 - NJ Fossil CO2 Rate Limit: Unit 540 | 86 | 7989 | Rate Constraint in lbs/MWh | FALSE | L | Annual | Rate | lb/MMBtu | 117.08 | 117.08 | 0 | 0 | 0 | 0 | 0
7.23 - NJ Fossil CO2 Rate Limit: Unit 540 | 86 | 7989 | Rate Constraint in lbs/MWh | FALSE | L | Annual | Generation | TWh | 0.00064961 | 0.0013868 | 0 | 0 | 0 | 0 | 0
7.23 - NJ Fossil CO2 Rate Limit: Unit 540 | 86 | 7989 | Rate Constraint in lbs/MWh | FALSE | L | Annual | Qualifying Generation | TWh | 0.00064961 | 0.0013868 | 0 | 0 | 0 | 0 | 0
7.23 - NJ Fossil CO2 Rate Limit: Unit 540 | 86 | 7989 | Rate Constraint in lbs/MWh | FALSE | L | Annual | Constraint Shadow Price | US2022$/Ton | 0 | 0 | 382.8608 | 80.2537 | 0 | 0 | 0
7.23 - NJ Fossil CO2 Rate Limit: Unit 541 | 87 | 7990 | Rate Constraint in lbs/MWh | FALSE | L | Annual | Seasons Included | Seasons | Winter, Spring, Summer, Fall | Winter, Spring, Summer, Fall | Winter, Spring, Summer, Fall | Winter, Spring, Summer, Fall | Winter, Spring, Summer, Fall | Winter, Spring, Summer, Fall | Winter, Spring, Summer, Fall
7.23 - NJ Fossil CO2 Rate Limit: Unit 541 | 87 | 7990 | Rate Constraint in lbs/MWh | FALSE | L | Annual | Standard CO2 | lb/MWh | 1700 | 1700 | 1300 | 1300 | 1300 | 1300 | 1300
7.23 - NJ Fossil CO2 Rate Limit: Unit 541 | 87 | 7990 | Rate Constraint in lbs/MWh | FALSE | L | Annual | Emissions at Affected Plants CO2 | Thousand Tons | 5.7652 | 5.0292 | 2.2712 | 2.0135 | 1.6549 | 10.8117 | 7.8047
7.23 - NJ Fossil CO2 Rate Limit: Unit 541 | 87 | 7990 | Rate Constraint in lbs/MWh | FALSE | L | Annual | Allowances Purchased CO2 | Thousand Tons | 0 | 0 | 0 | 0 | 0 | 0 | 0
7.23 - NJ Fossil CO2 Rate Limit: Unit 541 | 87 | 7990 | Rate Constraint in lbs/MWh | FALSE | L | Annual | Allowances Sold CO2 | Thousand Tons | 0 | 0 | 0 | 0 | 0 | 0 | 0
7.23 - NJ Fossil CO2 Rate Limit: Unit 541 | 87 | 7990 | Rate Constraint in lbs/MWh | FALSE | L | Annual | Allowances Banked | Thousand Tons | 0 | 0 | 0 | 0 | 0 | 0 | 0
7.23 - NJ Fossil CO2 Rate Limit: Unit 541 | 87 | 7990 | Rate Constraint in lbs/MWh | FALSE | L | Annual | Allowances Withdrawn (1:1) | Thousand Tons | 0 | 0 | 0 | 0 | 0 | 0 | 0
7.23 - NJ Fossil CO2 Rate Limit: Unit 541 | 87 | 7990 | Rate Constraint in lbs/MWh | FALSE | L | Annual | Allowances Withdrawn (n:1) | Thousand Tons | 0 | 0 | 0 | 0 | 0 | 0 | 0
7.23 - NJ Fossil CO2 Rate Limit: Unit 541 | 87 | 7990 | Rate Constraint in lbs/MWh | FALSE | L | Annual | Net Emissions Allowance Position | Thousand Tons | 5.7652 | 5.0292 | 2.2712 | 2.0135 | 1.6549 | 10.8117 | 7.8047
7.23 - NJ Fossil CO2 Rate Limit: Unit 541 | 87 | 7990 | Rate Constraint in lbs/MWh | FALSE | L | Annual | Fuel Consumed | TBtu | 0.092316 | 0.080531 | 0.036369 | 0.032241 | 0.026499 | 0.17312 | 0.12497
7.23 - NJ Fossil CO2 Rate Limit: Unit 541 | 87 | 7990 | Rate Constraint in lbs/MWh | FALSE | L | Annual | Rate | lb/MMBtu | 124.9013 | 124.9013 | 124.9013 | 124.9013 | 124.9013 | 124.9013 | 124.9013
7.23 - NJ Fossil CO2 Rate Limit: Unit 541 | 87 | 7990 | Rate Constraint in lbs/MWh | FALSE | L | Annual | Generation | TWh | 0.0095897 | 0.0083655 | 0.003778 | 0.0033492 | 0.0027527 | 0.017984 | 0.012982
7.23 - NJ Fossil CO2 Rate Limit: Unit 541 | 87 | 7990 | Rate Constraint in lbs/MWh | FALSE | L | Annual | Qualifying Generation | TWh | 0.0095897 | 0.0083655 | 0.003778 | 0.0033492 | 0.0027527 | 0.017984 | 0.012982
7.23 - NJ Fossil CO2 Rate Limit: Unit 541 | 87 | 7990 | Rate Constraint in lbs/MWh | FALSE | L | Annual | Constraint Shadow Price | US2022$/Ton | 0 | 0 | 0 | 0 | 0 | 0 | 0
7.23 - NJ Fossil CO2 Rate Limit: Unit 542 | 88 | 7991 | Rate Constraint in lbs/MWh | FALSE | L | Annual | Seasons Included | Seasons | Winter, Spring, Summer, Fall | Winter, Spring, Summer, Fall | Winter, Spring, Summer, Fall | Winter, Spring, Summer, Fall | Winter, Spring, Summer, Fall | Winter, Spring, Summer, Fall | Winter, Spring, Summer, Fall
7.23 - NJ Fossil CO2 Rate Limit: Unit 542 | 88 | 7991 | Rate Constraint in lbs/MWh | FALSE | L | Annual | Standard CO2 | lb/MWh | 1700 | 1700 | 1300 | 1300 | 1300 | 1300 | 1300
7.23 - NJ Fossil CO2 Rate Limit: Unit 542 | 88 | 7991 | Rate Constraint in lbs/MWh | FALSE | L | Annual | Emissions at Affected Plants CO2 | Thousand Tons | 0.68069 | 0.68069 | 0 | 0 | 0 | 0 | 0
7.23 - NJ Fossil CO2 Rate Limit: Unit 542 | 88 | 7991 | Rate Constraint in lbs/MWh | FALSE | L | Annual | Allowances Purchased CO2 | Thousand Tons | 0 | 0 | 0 | 0 | 0 | 0 | 0
7.23 - NJ Fossil CO2 Rate Limit: Unit 542 | 88 | 7991 | Rate Constraint in lbs/MWh | FALSE | L | Annual | Allowances Sold CO2 | Thousand Tons | 0 | 0 | 0 | 0 | 0 | 0 | 0
7.23 - NJ Fossil CO2 Rate Limit: Unit 542 | 88 | 7991 | Rate Constraint in lbs/MWh | FALSE | L | Annual | Allowances Banked | Thousand Tons | 0 | 0 | 0 | 0 | 0 | 0 | 0
7.23 - NJ Fossil CO2 Rate Limit: Unit 542 | 88 | 7991 | Rate Constraint in lbs/MWh | FALSE | L | Annual | Allowances Withdrawn (1:1) | Thousand Tons | 0 | 0 | 0 | 0 | 0 | 0 | 0
7.23 - NJ Fossil CO2 Rate Limit: Unit 542 | 88 | 7991 | Rate Constraint in lbs/MWh | FALSE | L | Annual | Allowances Withdrawn (n:1) | Thousand Tons | 0 | 0 | 0 | 0 | 0 | 0 | 0
7.23 - NJ Fossil CO2 Rate Limit: Unit 542 | 88 | 7991 | Rate Constraint in lbs/MWh | FALSE | L | Annual | Net Emissions Allowance Position | Thousand Tons | 0.68069 | 0.68069 | 0 | 0 | 0 | 0 | 0
7.23 - NJ Fossil CO2 Rate Limit: Unit 542 | 88 | 7991 | Rate Constraint in lbs/MWh | FALSE | L | Annual | Fuel Consumed | TBtu | 0.011628 | 0.011628 | 0 | 0 | 0 | 0 | 0
7.23 - NJ Fossil CO2 Rate Limit: Unit 542 | 88 | 7991 | Rate Constraint in lbs/MWh | FALSE | L | Annual | Rate | lb/MMBtu | 117.08 | 117.08 | 0 | 0 | 0 | 0 | 0
7.23 - NJ Fossil CO2 Rate Limit: Unit 542 | 88 | 7991 | Rate Constraint in lbs/MWh | FALSE | L | Annual | Generation | TWh | 0.00080576 | 0.00080576 | 0 | 0 | 0 | 0 | 0
7.23 - NJ Fossil CO2 Rate Limit: Unit 542 | 88 | 7991 | Rate Constraint in lbs/MWh | FALSE | L | Annual | Qualifying Generation | TWh | 0.00080576 | 0.00080576 | 0 | 0 | 0 | 0 | 0
7.23 - NJ Fossil CO2 Rate Limit: Unit 542 | 88 | 7991 | Rate Constraint in lbs/MWh | FALSE | L | Annual | Constraint Shadow Price | US2022$/Ton | 0 | 0 | 158.6207 | 9.5716 | 0 | 0 | 0
7.23 - NJ Fossil CO2 Rate Limit: Unit 543 | 89 | 7992 | Rate Constraint in lbs/MWh | FALSE | L | Annual | Seasons Included | Seasons | Winter, Spring, Summer, Fall | Winter, Spring, Summer, Fall | Winter, Spring, Summer, Fall | Winter, Spring, Summer, Fall | Winter, Spring, Summer, Fall | Winter, Spring, Summer, Fall | Winter, Spring, Summer, Fall
7.23 - NJ Fossil CO2 Rate Limit: Unit 543 | 89 | 7992 | Rate Constraint in lbs/MWh | FALSE | L | Annual | Standard CO2 | lb/MWh | 1700 | 1700 | 1300 | 1300 | 1300 | 1300 | 1300
7.23 - NJ Fossil CO2 Rate Limit: Unit 543 | 89 | 7992 | Rate Constraint in lbs/MWh | FALSE | L | Annual | Emissions at Affected Plants CO2 | Thousand Tons | 0.84004 | 2.4001 | 0 | 0 | 0 | 0 | 0
7.23 - NJ Fossil CO2 Rate Limit: Unit 543 | 89 | 7992 | Rate Constraint in lbs/MWh | FALSE | L | Annual | Allowances Purchased CO2 | Thousand Tons | 0 | 0 | 0 | 0 | 0 | 0 | 0
7.23 - NJ Fossil CO2 Rate Limit: Unit 543 | 89 | 7992 | Rate Constraint in lbs/MWh | FALSE | L | Annual | Allowances Sold CO2 | Thousand Tons | 0 | 0 | 0 | 0 | 0 | 0 | 0
7.23 - NJ Fossil CO2 Rate Limit: Unit 543 | 89 | 7992 | Rate Constraint in lbs/MWh | FALSE | L | Annual | Allowances Banked | Thousand Tons | 0 | 0 | 0 | 0 | 0 | 0 | 0
7.23 - NJ Fossil CO2 Rate Limit: Unit 543 | 89 | 7992 | Rate Constraint in lbs/MWh | FALSE | L | Annual | Allowances Withdrawn (1:1) | Thousand Tons | 0 | 0 | 0 | 0 | 0 | 0 | 0
7.23 - NJ Fossil CO2 Rate Limit: Unit 543 | 89 | 7992 | Rate Constraint in lbs/MWh | FALSE | L | Annual | Allowances Withdrawn (n:1) | Thousand Tons | 0 | 0 | 0 | 0 | 0 | 0 | 0
7.23 - NJ Fossil CO2 Rate Limit: Unit 543 | 89 | 7992 | Rate Constraint in lbs/MWh | FALSE | L | Annual | Net Emissions Allowance Position | Thousand Tons | 0.84004 | 2.4001 | 0 | 0 | 0 | 0 | 0
7.23 - NJ Fossil CO2 Rate Limit: Unit 543 | 89 | 7992 | Rate Constraint in lbs/MWh | FALSE | L | Annual | Fuel Consumed | TBtu | 0.01435 | 0.041 | 0 | 0 | 0 | 0 | 0
7.23 - NJ Fossil CO2 Rate Limit: Unit 543 | 89 | 7992 | Rate Constraint in lbs/MWh | FALSE | L | Annual | Rate | lb/MMBtu | 117.08 | 117.08 | 0 | 0 | 0 | 0 | 0
7.23 - NJ Fossil CO2 Rate Limit: Unit 543 | 89 | 7992 | Rate Constraint in lbs/MWh | FALSE | L | Annual | Generation | TWh | 0.0010898 | 0.0031138 | 0 | 0 | 0 | 0 | 0
7.23 - NJ Fossil CO2 Rate Limit: Unit 543 | 89 | 7992 | Rate Constraint in lbs/MWh | FALSE | L | Annual | Qualifying Generation | TWh | 0.0010898 | 0.0031138 | 0 | 0 | 0 | 0 | 0
7.23 - NJ Fossil CO2 Rate Limit: Unit 543 | 89 | 7992 | Rate Constraint in lbs/MWh | FALSE | L | Annual | Constraint Shadow Price | US2022$/Ton | 0 | 0 | 279.7477 | 39.1657 | 0 | 0 | 0
7.23 - NJ Fossil CO2 Rate Limit: Unit 544 | 90 | 7993 | Rate Constraint in lbs/MWh | FALSE | L | Annual | Seasons Included | Seasons | Winter, Spring, Summer, Fall | Winter, Spring, Summer, Fall | Winter, Spring, Summer, Fall | Winter, Spring, Summer, Fall | Winter, Spring, Summer, Fall | Winter, Spring, Summer, Fall | Winter, Spring, Summer, Fall
7.23 - NJ Fossil CO2 Rate Limit: Unit 544 | 90 | 7993 | Rate Constraint in lbs/MWh | FALSE | L | Annual | Standard CO2 | lb/MWh | 1700 | 1700 | 1300 | 1300 | 1300 | 1300 | 1300
7.23 - NJ Fossil CO2 Rate Limit: Unit 544 | 90 | 7993 | Rate Constraint in lbs/MWh | FALSE | L | Annual | Emissions at Affected Plants CO2 | Thousand Tons | 17.8378 | 16.9484 | 7.1534 | 1.0293 | 0.87251 | 0 | 0
7.23 - NJ Fossil CO2 Rate Limit: Unit 544 | 90 | 7993 | Rate Constraint in lbs/MWh | FALSE | L | Annual | Allowances Purchased CO2 | Thousand Tons | 0 | 0 | 0 | 0 | 0 | 0 | 0
7.23 - NJ Fossil CO2 Rate Limit: Unit 544 | 90 | 7993 | Rate Constraint in lbs/MWh | FALSE | L | Annual | Allowances Sold CO2 | Thousand Tons | 0 | 0 | 0 | 0 | 0 | 0 | 0
7.23 - NJ Fossil CO2 Rate Limit: Unit 544 | 90 | 7993 | Rate Constraint in lbs/MWh | FALSE | L | Annual | Allowances Banked | Thousand Tons | 0 | 0 | 0 | 0 | 0 | 0 | 0
7.23 - NJ Fossil CO2 Rate Limit: Unit 544 | 90 | 7993 | Rate Constraint in lbs/MWh | FALSE | L | Annual | Allowances Withdrawn (1:1) | Thousand Tons | 0 | 0 | 0 | 0 | 0 | 0 | 0
7.23 - NJ Fossil CO2 Rate Limit: Unit 544 | 90 | 7993 | Rate Constraint in lbs/MWh | FALSE | L | Annual | Allowances Withdrawn (n:1) | Thousand Tons | 0 | 0 | 0 | 0 | 0 | 0 | 0
7.23 - NJ Fossil CO2 Rate Limit: Unit 544 | 90 | 7993 | Rate Constraint in lbs/MWh | FALSE | L | Annual | Net Emissions Allowance Position | Thousand Tons | 17.8378 | 16.9484 | 7.1534 | 1.0293 | 0.87251 | 0 | 0
7.23 - NJ Fossil CO2 Rate Limit: Unit 544 | 90 | 7993 | Rate Constraint in lbs/MWh | FALSE | L | Annual | Fuel Consumed | TBtu | 0.30471 | 0.28952 | 0.1222 | 0.017582 | 0.014904 | 0 | 0
7.23 - NJ Fossil CO2 Rate Limit: Unit 544 | 90 | 7993 | Rate Constraint in lbs/MWh | FALSE | L | Annual | Rate | lb/MMBtu | 117.08 | 117.08 | 117.08 | 117.08 | 117.08 | 0 | 0
7.23 - NJ Fossil CO2 Rate Limit: Unit 544 | 90 | 7993 | Rate Constraint in lbs/MWh | FALSE | L | Annual | Generation | TWh | 0.028358 | 0.026944 | 0.011372 | 0.0016363 | 0.0013871 | 0 | 0
7.23 - NJ Fossil CO2 Rate Limit: Unit 544 | 90 | 7993 | Rate Constraint in lbs/MWh | FALSE | L | Annual | Qualifying Generation | TWh | 0.028358 | 0.026944 | 0.011372 | 0.0016363 | 0.0013871 | 0 | 0
7.23 - NJ Fossil CO2 Rate Limit: Unit 544 | 90 | 7993 | Rate Constraint in lbs/MWh | FALSE | L | Annual | Constraint Shadow Price | US2022$/Ton | 0 | 0 | 0 | 0 | 0 | 0 | 0
7.23 - NJ Fossil CO2 Rate Limit: Unit 545 | 91 | 7994 | Rate Constraint in lbs/MWh | FALSE | L | Annual | Seasons Included | Seasons | Winter, Spring, Summer, Fall | Winter, Spring, Summer, Fall | Winter, Spring, Summer, Fall | Winter, Spring, Summer, Fall | Winter, Spring, Summer, Fall | Winter, Spring, Summer, Fall | Winter, Spring, Summer, Fall
7.23 - NJ Fossil CO2 Rate Limit: Unit 545 | 91 | 7994 | Rate Constraint in lbs/MWh | FALSE | L | Annual | Standard CO2 | lb/MWh | 1700 | 1700 | 1300 | 1300 | 1300 | 1300 | 1300
7.23 - NJ Fossil CO2 Rate Limit: Unit 545 | 91 | 7994 | Rate Constraint in lbs/MWh | FALSE | L | Annual | Emissions at Affected Plants CO2 | Thousand Tons | 18.5811 | 17.6546 | 9.2354 | 1.0721 | 0 | 0 | 0
7.23 - NJ Fossil CO2 Rate Limit: Unit 545 | 91 | 7994 | Rate Constraint in lbs/MWh | FALSE | L | Annual | Allowances Purchased CO2 | Thousand Tons | 0 | 0 | 0 | 0 | 0 | 0 | 0
7.23 - NJ Fossil CO2 Rate Limit: Unit 545 | 91 | 7994 | Rate Constraint in lbs/MWh | FALSE | L | Annual | Allowances Sold CO2 | Thousand Tons | 0 | 0 | 0 | 0 | 0 | 0 | 0
7.23 - NJ Fossil CO2 Rate Limit: Unit 545 | 91 | 7994 | Rate Constraint in lbs/MWh | FALSE | L | Annual | Allowances Banked | Thousand Tons | 0 | 0 | 0 | 0 | 0 | 0 | 0
7.23 - NJ Fossil CO2 Rate Limit: Unit 545 | 91 | 7994 | Rate Constraint in lbs/MWh | FALSE | L | Annual | Allowances Withdrawn (1:1) | Thousand Tons | 0 | 0 | 0 | 0 | 0 | 0 | 0
7.23 - NJ Fossil CO2 Rate Limit: Unit 545 | 91 | 7994 | Rate Constraint in lbs/MWh | FALSE | L | Annual | Allowances Withdrawn (n:1) | Thousand Tons | 0 | 0 | 0 | 0 | 0 | 0 | 0
7.23 - NJ Fossil CO2 Rate Limit: Unit 545 | 91 | 7994 | Rate Constraint in lbs/MWh | FALSE | L | Annual | Net Emissions Allowance Position | Thousand Tons | 18.5811 | 17.6546 | 9.2354 | 1.0721 | 0 | 0 | 0
7.23 - NJ Fossil CO2 Rate Limit: Unit 545 | 91 | 7994 | Rate Constraint in lbs/MWh | FALSE | L | Annual | Fuel Consumed | TBtu | 0.31741 | 0.30158 | 0.15776 | 0.018315 | 0 | 0 | 0
7.23 - NJ Fossil CO2 Rate Limit: Unit 545 | 91 | 7994 | Rate Constraint in lbs/MWh | FALSE | L | Annual | Rate | lb/MMBtu | 117.08 | 117.08 | 117.08 | 117.08 | 0 | 0 | 0
7.23 - NJ Fossil CO2 Rate Limit: Unit 545 | 91 | 7994 | Rate Constraint in lbs/MWh | FALSE | L | Annual | Generation | TWh | 0.02954 | 0.028067 | 0.014682 | 0.0017045 | 0 | 0 | 0
7.23 - NJ Fossil CO2 Rate Limit: Unit 545 | 91 | 7994 | Rate Constraint in lbs/MWh | FALSE | L | Annual | Qualifying Generation | TWh | 0.02954 | 0.028067 | 0.014682 | 0.0017045 | 0 | 0 | 0
7.23 - NJ Fossil CO2 Rate Limit: Unit 545 | 91 | 7994 | Rate Constraint in lbs/MWh | FALSE | L | Annual | Constraint Shadow Price | US2022$/Ton | 0 | 0 | 0 | 0 | 0 | 0 | 0
7.23 - NJ Fossil CO2 Rate Limit: Unit 546 | 92 | 7995 | Rate Constraint in lbs/MWh | FALSE | L | Annual | Seasons Included | Seasons | Winter, Spring, Summer, Fall | Winter, Spring, Summer, Fall | Winter, Spring, Summer, Fall | Winter, Spring, Summer, Fall | Winter, Spring, Summer, Fall | Winter, Spring, Summer, Fall | Winter, Spring, Summer, Fall
7.23 - NJ Fossil CO2 Rate Limit: Unit 546 | 92 | 7995 | Rate Constraint in lbs/MWh | FALSE | L | Annual | Standard CO2 | lb/MWh | 1700 | 1700 | 1300 | 1300 | 1300 | 1300 | 1300
7.23 - NJ Fossil CO2 Rate Limit: Unit 546 | 92 | 7995 | Rate Constraint in lbs/MWh | FALSE | L | Annual | Emissions at Affected Plants CO2 | Thousand Tons | 3.2055 | 9.7927 | 0 | 0 | 0 | 0 | 0
7.23 - NJ Fossil CO2 Rate Limit: Unit 546 | 92 | 7995 | Rate Constraint in lbs/MWh | FALSE | L | Annual | Allowances Purchased CO2 | Thousand Tons | 0 | 0 | 0 | 0 | 0 | 0 | 0
7.23 - NJ Fossil CO2 Rate Limit: Unit 546 | 92 | 7995 | Rate Constraint in lbs/MWh | FALSE | L | Annual | Allowances Sold CO2 | Thousand Tons | 0 | 0 | 0 | 0 | 0 | 0 | 0
7.23 - NJ Fossil CO2 Rate Limit: Unit 546 | 92 | 7995 | Rate Constraint in lbs/MWh | FALSE | L | Annual | Allowances Banked | Thousand Tons | 0 | 0 | 0 | 0 | 0 | 0 | 0
7.23 - NJ Fossil CO2 Rate Limit: Unit 546 | 92 | 7995 | Rate Constraint in lbs/MWh | FALSE | L | Annual | Allowances Withdrawn (1:1) | Thousand Tons | 0 | 0 | 0 | 0 | 0 | 0 | 0
7.23 - NJ Fossil CO2 Rate Limit: Unit 546 | 92 | 7995 | Rate Constraint in lbs/MWh | FALSE | L | Annual | Allowances Withdrawn (n:1) | Thousand Tons | 0 | 0 | 0 | 0 | 0 | 0 | 0
7.23 - NJ Fossil CO2 Rate Limit: Unit 546 | 92 | 7995 | Rate Constraint in lbs/MWh | FALSE | L | Annual | Net Emissions Allowance Position | Thousand Tons | 3.2055 | 9.7927 | 0 | 0 | 0 | 0 | 0
7.23 - NJ Fossil CO2 Rate Limit: Unit 546 | 92 | 7995 | Rate Constraint in lbs/MWh | FALSE | L | Annual | Fuel Consumed | TBtu | 0.054757 | 0.16728 | 0 | 0 | 0 | 0 | 0
7.23 - NJ Fossil CO2 Rate Limit: Unit 546 | 92 | 7995 | Rate Constraint in lbs/MWh | FALSE | L | Annual | Rate | lb/MMBtu | 117.08 | 117.08 | 0 | 0 | 0 | 0 | 0
7.23 - NJ Fossil CO2 Rate Limit: Unit 546 | 92 | 7995 | Rate Constraint in lbs/MWh | FALSE | L | Annual | Generation | TWh | 0.0042164 | 0.012881 | 0 | 0 | 0 | 0 | 0
7.23 - NJ Fossil CO2 Rate Limit: Unit 546 | 92 | 7995 | Rate Constraint in lbs/MWh | FALSE | L | Annual | Qualifying Generation | TWh | 0.0042164 | 0.012881 | 0 | 0 | 0 | 0 | 0
7.23 - NJ Fossil CO2 Rate Limit: Unit 546 | 92 | 7995 | Rate Constraint in lbs/MWh | FALSE | L | Annual | Constraint Shadow Price | US2022$/Ton | 0 | 0 | 311.6647 | 48.0193 | 0 | 0 | 0
7.23 - NJ Fossil CO2 Rate Limit: Unit 547 | 93 | 7996 | Rate Constraint in lbs/MWh | FALSE | L | Annual | Seasons Included | Seasons | Winter, Spring, Summer, Fall | Winter, Spring, Summer, Fall | Winter, Spring, Summer, Fall | Winter, Spring, Summer, Fall | Winter, Spring, Summer, Fall | Winter, Spring, Summer, Fall | Winter, Spring, Summer, Fall
7.23 - NJ Fossil CO2 Rate Limit: Unit 547 | 93 | 7996 | Rate Constraint in lbs/MWh | FALSE | L | Annual | Standard CO2 | lb/MWh | 1700 | 1700 | 1300 | 1300 | 1300 | 1300 | 1300
7.23 - NJ Fossil CO2 Rate Limit: Unit 547 | 93 | 7996 | Rate Constraint in lbs/MWh | FALSE | L | Annual | Emissions at Affected Plants CO2 | Thousand Tons | 8.986 | 8.39 | 3.4175 | 0.53863 | 0 | 0 | 0
7.23 - NJ Fossil CO2 Rate Limit: Unit 547 | 93 | 7996 | Rate Constraint in lbs/MWh | FALSE | L | Annual | Allowances Purchased CO2 | Thousand Tons | 0 | 0 | 0 | 0 | 0 | 0 | 0
7.23 - NJ Fossil CO2 Rate Limit: Unit 547 | 93 | 7996 | Rate Constraint in lbs/MWh | FALSE | L | Annual | Allowances Sold CO2 | Thousand Tons | 0 | 0 | 0 | 0 | 0 | 0 | 0
7.23 - NJ Fossil CO2 Rate Limit: Unit 547 | 93 | 7996 | Rate Constraint in lbs/MWh | FALSE | L | Annual | Allowances Banked | Thousand Tons | 0 | 0 | 0 | 0 | 0 | 0 | 0
7.23 - NJ Fossil CO2 Rate Limit: Unit 547 | 93 | 7996 | Rate Constraint in lbs/MWh | FALSE | L | Annual | Allowances Withdrawn (1:1) | Thousand Tons | 0 | 0 | 0 | 0 | 0 | 0 | 0
7.23 - NJ Fossil CO2 Rate Limit: Unit 547 | 93 | 7996 | Rate Constraint in lbs/MWh | FALSE | L | Annual | Allowances Withdrawn (n:1) | Thousand Tons | 0 | 0 | 0 | 0 | 0 | 0 | 0
7.23 - NJ Fossil CO2 Rate Limit: Unit 547 | 93 | 7996 | Rate Constraint in lbs/MWh | FALSE | L | Annual | Net Emissions Allowance Position | Thousand Tons | 8.986 | 8.39 | 3.4175 | 0.53863 | 0 | 0 | 0
7.23 - NJ Fossil CO2 Rate Limit: Unit 547 | 93 | 7996 | Rate Constraint in lbs/MWh | FALSE | L | Annual | Fuel Consumed | TBtu | 0.1535 | 0.14332 | 0.058378 | 0.009201 | 0 | 0 | 0
7.23 - NJ Fossil CO2 Rate Limit: Unit 547 | 93 | 7996 | Rate Constraint in lbs/MWh | FALSE | L | Annual | Rate | lb/MMBtu | 117.08 | 117.08 | 117.08 | 117.08 | 0 | 0 | 0
7.23 - NJ Fossil CO2 Rate Limit: Unit 547 | 93 | 7996 | Rate Constraint in lbs/MWh | FALSE | L | Annual | Generation | TWh | 0.014286 | 0.013338 | 0.0054331 | 0.0008563 | 0 | 0 | 0
7.23 - NJ Fossil CO2 Rate Limit: Unit 547 | 93 | 7996 | Rate Constraint in lbs/MWh | FALSE | L | Annual | Qualifying Generation | TWh | 0.014286 | 0.013338 | 0.0054331 | 0.0008563 | 0 | 0 | 0
7.23 - NJ Fossil CO2 Rate Limit: Unit 547 | 93 | 7996 | Rate Constraint in lbs/MWh | FALSE | L | Annual | Constraint Shadow Price | US2022$/Ton | 0 | 0 | 0 | 0 | 0 | 0 | 0
7.23 - NJ Fossil CO2 Rate Limit: Unit 658 | 94 | 7997 | Rate Constraint in lbs/MWh | FALSE | L | Annual | Seasons Included | Seasons | Winter, Spring, Summer, Fall | Winter, Spring, Summer, Fall | Winter, Spring, Summer, Fall | Winter, Spring, Summer, Fall | Winter, Spring, Summer, Fall | Winter, Spring, Summer, Fall | Winter, Spring, Summer, Fall
7.23 - NJ Fossil CO2 Rate Limit: Unit 658 | 94 | 7997 | Rate Constraint in lbs/MWh | FALSE | L | Annual | Standard CO2 | lb/MWh | 1700 | 1700 | 1300 | 1300 | 1300 | 1300 | 1300
7.23 - NJ Fossil CO2 Rate Limit: Unit 658 | 94 | 7997 | Rate Constraint in lbs/MWh | FALSE | L | Annual | Emissions at Affected Plants CO2 | Thousand Tons | 305.2474 | 302.9924 | 84.4032 | 67.8728 | 43.7501 | 29.2321 | 30.9585
7.23 - NJ Fossil CO2 Rate Limit: Unit 658 | 94 | 7997 | Rate Constraint in lbs/MWh | FALSE | L | Annual | Allowances Purchased CO2 | Thousand Tons | 0 | 0 | 0 | 0 | 0 | 0 | 0
7.23 - NJ Fossil CO2 Rate Limit: Unit 658 | 94 | 7997 | Rate Constraint in lbs/MWh | FALSE | L | Annual | Allowances Sold CO2 | Thousand Tons | 0 | 0 | 0 | 0 | 0 | 0 | 0
7.23 - NJ Fossil CO2 Rate Limit: Unit 658 | 94 | 7997 | Rate Constraint in lbs/MWh | FALSE | L | Annual | Allowances Banked | Thousand Tons | 0 | 0 | 0 | 0 | 0 | 0 | 0
7.23 - NJ Fossil CO2 Rate Limit: Unit 658 | 94 | 7997 | Rate Constraint in lbs/MWh | FALSE | L | Annual | Allowances Withdrawn (1:1) | Thousand Tons | 0 | 0 | 0 | 0 | 0 | 0 | 0
7.23 - NJ Fossil CO2 Rate Limit: Unit 658 | 94 | 7997 | Rate Constraint in lbs/MWh | FALSE | L | Annual | Allowances Withdrawn (n:1) | Thousand Tons | 0 | 0 | 0 | 0 | 0 | 0 | 0
7.23 - NJ Fossil CO2 Rate Limit: Unit 658 | 94 | 7997 | Rate Constraint in lbs/MWh | FALSE | L | Annual | Net Emissions Allowance Position | Thousand Tons | 305.2474 | 302.9924 | 84.4032 | 67.8728 | 43.7501 | 29.2321 | 30.9585
7.23 - NJ Fossil CO2 Rate Limit: Unit 658 | 94 | 7997 | Rate Constraint in lbs/MWh | FALSE | L | Annual | Fuel Consumed | TBtu | 5.2143 | 5.1758 | 1.4418 | 1.1594 | 0.74735 | 0.49935 | 0.52884
7.23 - NJ Fossil CO2 Rate Limit: Unit 658 | 94 | 7997 | Rate Constraint in lbs/MWh | FALSE | L | Annual | Rate | lb/MMBtu | 117.08 | 117.08 | 117.08 | 117.08 | 117.08 | 117.08 | 117.08
7.23 - NJ Fossil CO2 Rate Limit: Unit 658 | 94 | 7997 | Rate Constraint in lbs/MWh | FALSE | L | Annual | Generation | TWh | 0.48528 | 0.4817 | 0.13418 | 0.1079 | 0.069554 | 0.046473 | 0.049218
7.23 - NJ Fossil CO2 Rate Limit: Unit 658 | 94 | 7997 | Rate Constraint in lbs/MWh | FALSE | L | Annual | Qualifying Generation | TWh | 0.48528 | 0.4817 | 0.13418 | 0.1079 | 0.069554 | 0.046473 | 0.049218
7.23 - NJ Fossil CO2 Rate Limit: Unit 658 | 94 | 7997 | Rate Constraint in lbs/MWh | FALSE | L | Annual | Constraint Shadow Price | US2022$/Ton | 0 | 0 | 0 | 0 | 0 | 0 | 0
7.23 - NJ Fossil CO2 Rate Limit: Unit 663 | 95 | 7998 | Rate Constraint in lbs/MWh | FALSE | L | Annual | Seasons Included | Seasons | Winter, Spring, Summer, Fall | Winter, Spring, Summer, Fall | Winter, Spring, Summer, Fall | Winter, Spring, Summer, Fall | Winter, Spring, Summer, Fall | Winter, Spring, Summer, Fall | Winter, Spring, Summer, Fall
7.23 - NJ Fossil CO2 Rate Limit: Unit 663 | 95 | 7998 | Rate Constraint in lbs/MWh | FALSE | L | Annual | Standard CO2 | lb/MWh | 1700 | 1700 | 1300 | 1300 | 1300 | 1300 | 1300
7.23 - NJ Fossil CO2 Rate Limit: Unit 663 | 95 | 7998 | Rate Constraint in lbs/MWh | FALSE | L | Annual | Emissions at Affected Plants CO2 | Thousand Tons | 77.2339 | 77.0134 | 16.309 | 8.2456 | 8.0658 | 7.3705 | 1.1485
7.23 - NJ Fossil CO2 Rate Limit: Unit 663 | 95 | 7998 | Rate Constraint in lbs/MWh | FALSE | L | Annual | Allowances Purchased CO2 | Thousand Tons | 0 | 0 | 0 | 0 | 0 | 0 | 0
7.23 - NJ Fossil CO2 Rate Limit: Unit 663 | 95 | 7998 | Rate Constraint in lbs/MWh | FALSE | L | Annual | Allowances Sold CO2 | Thousand Tons | 0 | 0 | 0 | 0 | 0 | 0 | 0
7.23 - NJ Fossil CO2 Rate Limit: Unit 663 | 95 | 7998 | Rate Constraint in lbs/MWh | FALSE | L | Annual | Allowances Banked | Thousand Tons | 0 | 0 | 0 | 0 | 0 | 0 | 0
7.23 - NJ Fossil CO2 Rate Limit: Unit 663 | 95 | 7998 | Rate Constraint in lbs/MWh | FALSE | L | Annual | Allowances Withdrawn (1:1) | Thousand Tons | 0 | 0 | 0 | 0 | 0 | 0 | 0
7.23 - NJ Fossil CO2 Rate Limit: Unit 663 | 95 | 7998 | Rate Constraint in lbs/MWh | FALSE | L | Annual | Allowances Withdrawn (n:1) | Thousand Tons | 0 | 0 | 0 | 0 | 0 | 0 | 0
7.23 - NJ Fossil CO2 Rate Limit: Unit 663 | 95 | 7998 | Rate Constraint in lbs/MWh | FALSE | L | Annual | Net Emissions Allowance Position | Thousand Tons | 77.2339 | 77.0134 | 16.309 | 8.2456 | 8.0658 | 7.3705 | 1.1485
7.23 - NJ Fossil CO2 Rate Limit: Unit 663 | 95 | 7998 | Rate Constraint in lbs/MWh | FALSE | L | Annual | Fuel Consumed | TBtu | 1.3193 | 1.3156 | 0.2786 | 0.14085 | 0.13778 | 0.1259 | 0.019618
7.23 - NJ Fossil CO2 Rate Limit: Unit 663 | 95 | 7998 | Rate Constraint in lbs/MWh | FALSE | L | Annual | Rate | lb/MMBtu | 117.08 | 117.08 | 117.08 | 117.08 | 117.08 | 117.08 | 117.08
7.23 - NJ Fossil CO2 Rate Limit: Unit 663 | 95 | 7998 | Rate Constraint in lbs/MWh | FALSE | L | Annual | Generation | TWh | 0.12279 | 0.12244 | 0.025928 | 0.013109 | 0.012823 | 0.011718 | 0.0018258
7.23 - NJ Fossil CO2 Rate Limit: Unit 663 | 95 | 7998 | Rate Constraint in lbs/MWh | FALSE | L | Annual | Qualifying Generation | TWh | 0.12279 | 0.12244 | 0.025928 | 0.013109 | 0.012823 | 0.011718 | 0.0018258
7.23 - NJ Fossil CO2 Rate Limit: Unit 663 | 95 | 7998 | Rate Constraint in lbs/MWh | FALSE | L | Annual | Constraint Shadow Price | US2022$/Ton | 0 | 0 | 0 | 0 | 0 | 0 | 0
AES Warrior Run 1- NOX Rate Annual v7.23 | 96 | 7969 | Rate Constraint in lbs/MMBtu | FALSE | L | Annual | Seasons Included | Seasons | Winter, Spring, Summer, Fall | Winter, Spring, Summer, Fall | Winter, Spring, Summer, Fall | Winter, Spring, Summer, Fall | Winter, Spring, Summer, Fall | Winter, Spring, Summer, Fall | Winter, Spring, Summer, Fall
AES Warrior Run 1- NOX Rate Annual v7.23 | 96 | 7969 | Rate Constraint in lbs/MMBtu | FALSE | L | Annual | Standard NOX | lb/MMBtu | 0.1 | 0.1 | 0.1 | 0.1 | 0.1 | 0.1 | 0.1
AES Warrior Run 1- NOX Rate Annual v7.23 | 96 | 7969 | Rate Constraint in lbs/MMBtu | FALSE | L | Annual | Emissions at Affected Plants NOX | Thousand Tons | 0.49274 | 0.49274 | 0.49274 | 0.49274 | 0.41354 | 0.47589 | 0.49274
AES Warrior Run 1- NOX Rate Annual v7.23 | 96 | 7969 | Rate Constraint in lbs/MMBtu | FALSE | L | Annual | Allowances Purchased NOX | Thousand Tons | 0 | 0 | 0 | 0 | 0 | 0 | 0
AES Warrior Run 1- NOX Rate Annual v7.23 | 96 | 7969 | Rate Constraint in lbs/MMBtu | FALSE | L | Annual | Allowances Sold NOX | Thousand Tons | 0 | 0 | 0 | 0 | 0 | 0 | 0
AES Warrior Run 1- NOX Rate Annual v7.23 | 96 | 7969 | Rate Constraint in lbs/MMBtu | FALSE | L | Annual | Allowances Banked | Thousand Tons | 0 | 0 | 0 | 0 | 0 | 0 | 0
AES Warrior Run 1- NOX Rate Annual v7.23 | 96 | 7969 | Rate Constraint in lbs/MMBtu | FALSE | L | Annual | Allowances Withdrawn (1:1) | Thousand Tons | 0 | 0 | 0 | 0 | 0 | 0 | 0
AES Warrior Run 1- NOX Rate Annual v7.23 | 96 | 7969 | Rate Constraint in lbs/MMBtu | FALSE | L | Annual | Allowances Withdrawn (n:1) | Thousand Tons | 0 | 0 | 0 | 0 | 0 | 0 | 0
AES Warrior Run 1- NOX Rate Annual v7.23 | 96 | 7969 | Rate Constraint in lbs/MMBtu | FALSE | L | Annual | Net Emissions Allowance Position | Thousand Tons | 0.49274 | 0.49274 | 0.49274 | 0.49274 | 0.41354 | 0.47589 | 0.49274
AES Warrior Run 1- NOX Rate Annual v7.23 | 96 | 7969 | Rate Constraint in lbs/MMBtu | FALSE | L | Annual | Fuel Consumed | TBtu | 11.0766 | 11.0766 | 11.0766 | 11.0766 | 9.2961 | 10.6978 | 11.0766
AES Warrior Run 1- NOX Rate Annual v7.23 | 96 | 7969 | Rate Constraint in lbs/MMBtu | FALSE | L | Annual | Rate | lb/MMBtu | 0.08897 | 0.08897 | 0.08897 | 0.08897 | 0.08897 | 0.08897 | 0.08897
AES Warrior Run 1- NOX Rate Annual v7.23 | 96 | 7969 | Rate Constraint in lbs/MMBtu | FALSE | L | Annual | Generation | TWh | 1.2433 | 1.2433 | 1.2433 | 1.2433 | 1.0434 | 1.2008 | 1.2433
AES Warrior Run 1- NOX Rate Annual v7.23 | 96 | 7969 | Rate Constraint in lbs/MMBtu | FALSE | L | Annual | Qualifying Generation | TWh | 1.2433 | 1.2433 | 1.2433 | 1.2433 | 1.0434 | 1.2008 | 1.2433
AES Warrior Run 1- NOX Rate Annual v7.23 | 96 | 7969 | Rate Constraint in lbs/MMBtu | FALSE | L | Annual | Rate | lb/MWh | 0.79263 | 0.79263 | 0.79263 | 0.79263 | 0.79263 | 0.79263 | 0.79263
AES Warrior Run 1- NOX Rate Annual v7.23 | 96 | 7969 | Rate Constraint in lbs/MMBtu | FALSE | L | Annual | Constraint Shadow Price | US2022$/Ton | 0 | 0 | 0 | 0 | 0 | 0 | 0
AZ Hg Rule - MER Removal Annual v3.1 | 97 | 7278 | MACT Fuel Choice Floor in lbs/MMBtu | FALSE | L | Annual | Seasons Included | Seasons | Winter, Spring, Summer, Fall | Winter, Spring, Summer, Fall | Winter, Spring, Summer, Fall | Winter, Spring, Summer, Fall | Winter, Spring, Summer, Fall | Winter, Spring, Summer, Fall | Winter, Spring, Summer, Fall
AZ Hg Rule - MER Removal Annual v3.1 | 97 | 7278 | MACT Fuel Choice Floor in lbs/MMBtu | FALSE | L | Annual | Emission Floor | lbs/MMBtu | 8.44e-07 | 8.44e-07 | 8.44e-07 | 8.44e-07 | 8.44e-07 | 8.44e-07 | 8.44e-07
AZ Hg Rule - MER Removal Annual v3.1 | 97 | 7278 | MACT Fuel Choice Floor in lbs/MMBtu | FALSE | L | Annual | Emissions at Affected Plants MER | lbs | 21.7582 | 61.4908 | 38.8668 | 18.4406 | 7.6996 | 39.4453 | 48.6984
AZ Hg Rule - MER Removal Annual v3.1 | 97 | 7278 | MACT Fuel Choice Floor in lbs/MMBtu | FALSE | L | Annual | Allowances Purchased MER | lbs | 0 | 0 | 0 | 0 | 0 | 0 | 0
AZ Hg Rule - MER Removal Annual v3.1 | 97 | 7278 | MACT Fuel Choice Floor in lbs/MMBtu | FALSE | L | Annual | Allowances Sold MER | lbs | 0 | 0 | 0 | 0 | 0 | 0 | 0
AZ Hg Rule - MER Removal Annual v3.1 | 97 | 7278 | MACT Fuel Choice Floor in lbs/MMBtu | FALSE | L | Annual | Allowances Banked | lbs | 0 | 0 | 0 | 0 | 0 | 0 | 0
AZ Hg Rule - MER Removal Annual v3.1 | 97 | 7278 | MACT Fuel Choice Floor in lbs/MMBtu | FALSE | L | Annual | Allowances Withdrawn (1:1) | lbs | 0 | 0 | 0 | 0 | 0 | 0 | 0
AZ Hg Rule - MER Removal Annual v3.1 | 97 | 7278 | MACT Fuel Choice Floor in lbs/MMBtu | FALSE | L | Annual | Allowances Withdrawn (n:1) | lbs | 0 | 0 | 0 | 0 | 0 | 0 | 0
AZ Hg Rule - MER Removal Annual v3.1 | 97 | 7278 | MACT Fuel Choice Floor in lbs/MMBtu | FALSE | L | Annual | Net Emissions Allowance Position | lbs | 21.7582 | 61.4908 | 38.8668 | 18.4406 | 7.6996 | 39.4453 | 48.6984
AZ Hg Rule - MER Removal Annual v3.1 | 97 | 7278 | MACT Fuel Choice Floor in lbs/MMBtu | FALSE | L | Annual | Fuel Consumed | TBtu | 27.634 | 71.7486 | 47.9702 | 21.9954 | 8.9059 | 45.6254 | 56.3283
AZ Hg Rule - MER Removal Annual v3.1 | 97 | 7278 | MACT Fuel Choice Floor in lbs/MMBtu | FALSE | L | Annual | Rate | lb/MMBtu | 7.8737e-07 | 8.5703e-07 | 8.1023e-07 | 8.3839e-07 | 8.6455e-07 | 8.6455e-07 | 8.6455e-07
AZ Hg Rule - MER Removal Annual v3.1 | 97 | 7278 | MACT Fuel Choice Floor in lbs/MMBtu | FALSE | L | Annual | Generation | TWh | 2.649 | 6.8991 | 4.5923 | 2.1292 | 0.87096 | 4.462 | 5.5087
AZ Hg Rule - MER Removal Annual v3.1 | 97 | 7278 | MACT Fuel Choice Floor in lbs/MMBtu | FALSE | L | Annual | Qualifying Generation | TWh | 2.649 | 6.8991 | 4.5923 | 2.1292 | 0.87096 | 4.462 | 5.5087
AZ Hg Rule - MER Removal Annual v3.1 | 97 | 7278 | MACT Fuel Choice Floor in lbs/MMBtu | FALSE | L | Annual | Constraint Shadow Price | US2022$/Lb | 0 | 0 | 0 | 0 | 0 | 0 | 0
BART NOX Annual- Antelope Valley 1- v5.16 | 98 | 7196 | Rate Constraint in lbs/MMBtu | FALSE | L | Annual | Seasons Included | Seasons | Winter, Spring, Summer, Fall | Winter, Spring, Summer, Fall | Winter, Spring, Summer, Fall | Winter, Spring, Summer, Fall | Winter, Spring, Summer, Fall | Winter, Spring, Summer, Fall | Winter, Spring, Summer, Fall
BART NOX Annual- Antelope Valley 1- v5.16 | 98 | 7196 | Rate Constraint in lbs/MMBtu | FALSE | L | Annual | Standard NOX | lb/MMBtu | 0.17 | 0.17 | 0.17 | 0.17 | 0.17 | 0.17 | 0.17
BART NOX Annual- Antelope Valley 1- v5.16 | 98 | 7196 | Rate Constraint in lbs/MMBtu | FALSE | L | Annual | Emissions at Affected Plants NOX | Thousand Tons | 1.0646 | 0.95741 | 0.9097 | 0.9097 | 0 | 0 | 0
BART NOX Annual- Antelope Valley 1- v5.16 | 98 | 7196 | Rate Constraint in lbs/MMBtu | FALSE | L | Annual | Allowances Purchased NOX | Thousand Tons | 0 | 0 | 0 | 0 | 0 | 0 | 0
BART NOX Annual- Antelope Valley 1- v5.16 | 98 | 7196 | Rate Constraint in lbs/MMBtu | FALSE | L | Annual | Allowances Sold NOX | Thousand Tons | 0 | 0 | 0 | 0 | 0 | 0 | 0
BART NOX Annual- Antelope Valley 1- v5.16 | 98 | 7196 | Rate Constraint in lbs/MMBtu | FALSE | L | Annual | Allowances Banked | Thousand Tons | 0 | 0 | 0 | 0 | 0 | 0 | 0
BART NOX Annual- Antelope Valley 1- v5.16 | 98 | 7196 | Rate Constraint in lbs/MMBtu | FALSE | L | Annual | Allowances Withdrawn (1:1) | Thousand Tons | 0 | 0 | 0 | 0 | 0 | 0 | 0
BART NOX Annual- Antelope Valley 1- v5.16 | 98 | 7196 | Rate Constraint in lbs/MMBtu | FALSE | L | Annual | Allowances Withdrawn (n:1) | Thousand Tons | 0 | 0 | 0 | 0 | 0 | 0 | 0
BART NOX Annual- Antelope Valley 1- v5.16 | 98 | 7196 | Rate Constraint in lbs/MMBtu | FALSE | L | Annual | Net Emissions Allowance Position | Thousand Tons | 1.0646 | 0.95741 | 0.9097 | 0.9097 | 0 | 0 | 0
BART NOX Annual- Antelope Valley 1- v5.16 | 98 | 7196 | Rate Constraint in lbs/MMBtu | FALSE | L | Annual | Fuel Consumed | TBtu | 20.1011 | 18.0781 | 36.3879 | 36.3879 | 0 | 0 | 0
BART NOX Annual- Antelope Valley 1- v5.16 | 98 | 7196 | Rate Constraint in lbs/MMBtu | FALSE | L | Annual | Rate | lb/MMBtu | 0.10592 | 0.10592 | 0.05 | 0.05 | 0 | 0 | 0
BART NOX Annual- Antelope Valley 1- v5.16 | 98 | 7196 | Rate Constraint in lbs/MMBtu | FALSE | L | Annual | Generation | TWh | 1.7754 | 1.5967 | 2.04 | 2.04 | 0 | 0 | 0
BART NOX Annual- Antelope Valley 1- v5.16 | 98 | 7196 | Rate Constraint in lbs/MMBtu | FALSE | L | Annual | Qualifying Generation | TWh | 1.7754 | 1.5967 | 2.04 | 2.04 | 0 | 0 | 0
BART NOX Annual- Antelope Valley 1- v5.16 | 98 | 7196 | Rate Constraint in lbs/MMBtu | FALSE | L | Annual | Rate | lb/MWh | 1.1992 | 1.1992 | 0.89184 | 0.89184 | 0 | 0 | 0
BART NOX Annual- Antelope Valley 1- v5.16 | 98 | 7196 | Rate Constraint in lbs/MMBtu | FALSE | L | Annual | Constraint Shadow Price | US2022$/Ton | 0 | 0 | 0 | 0 | 0 | 0 | 0
BART NOX Annual- Antelope Valley 2- v5.16 | 99 | 7197 | Rate Constraint in lbs/MMBtu | FALSE | L | Annual | Seasons Included | Seasons | Winter, Spring, Summer, Fall | Winter, Spring, Summer, Fall | Winter, Spring, Summer, Fall | Winter, Spring, Summer, Fall | Winter, Spring, Summer, Fall | Winter, Spring, Summer, Fall | Winter, Spring, Summer, Fall
BART NOX Annual- Antelope Valley 2- v5.16 | 99 | 7197 | Rate Constraint in lbs/MMBtu | FALSE | L | Annual | Standard NOX | lb/MMBtu | 0.17 | 0.17 | 0.17 | 0.17 | 0.17 | 0.17 | 0.17
BART NOX Annual- Antelope Valley 2- v5.16 | 99 | 7197 | Rate Constraint in lbs/MMBtu | FALSE | L | Annual | Emissions at Affected Plants NOX | Thousand Tons | 1.0493 | 1.1522 | 0.90496 | 0.90496 | 0 | 0 | 0
BART NOX Annual- Antelope Valley 2- v5.16 | 99 | 7197 | Rate Constraint in lbs/MMBtu | FALSE | L | Annual | Allowances Purchased NOX | Thousand Tons | 0 | 0 | 0 | 0 | 0 | 0 | 0
BART NOX Annual- Antelope Valley 2- v5.16 | 99 | 7197 | Rate Constraint in lbs/MMBtu | FALSE | L | Annual | Allowances Sold NOX | Thousand Tons | 0 | 0 | 0 | 0 | 0 | 0 | 0
BART NOX Annual- Antelope Valley 2- v5.16 | 99 | 7197 | Rate Constraint in lbs/MMBtu | FALSE | L | Annual | Allowances Banked | Thousand Tons | 0 | 0 | 0 | 0 | 0 | 0 | 0
BART NOX Annual- Antelope Valley 2- v5.16 | 99 | 7197 | Rate Constraint in lbs/MMBtu | FALSE | L | Annual | Allowances Withdrawn (1:1) | Thousand Tons | 0 | 0 | 0 | 0 | 0 | 0 | 0
BART NOX Annual- Antelope Valley 2- v5.16 | 99 | 7197 | Rate Constraint in lbs/MMBtu | FALSE | L | Annual | Allowances Withdrawn (n:1) | Thousand Tons | 0 | 0 | 0 | 0 | 0 | 0 | 0
BART NOX Annual- Antelope Valley 2- v5.16 | 99 | 7197 | Rate Constraint in lbs/MMBtu | FALSE | L | Annual | Net Emissions Allowance Position | Thousand Tons | 1.0493 | 1.1522 | 0.90496 | 0.90496 | 0 | 0 | 0
BART NOX Annual- Antelope Valley 2- v5.16 | 99 | 7197 | Rate Constraint in lbs/MMBtu | FALSE | L | Annual | Fuel Consumed | TBtu | 19.9963 | 21.9575 | 36.1983 | 36.1983 | 0 | 0 | 0
BART NOX Annual- Antelope Valley 2- v5.16 | 99 | 7197 | Rate Constraint in lbs/MMBtu | FALSE | L | Annual | Rate | lb/MMBtu | 0.10495 | 0.10495 | 0.05 | 0.05 | 0 | 0 | 0
BART NOX Annual- Antelope Valley 2- v5.16 | 99 | 7197 | Rate Constraint in lbs/MMBtu | FALSE | L | Annual | Generation | TWh | 1.7754 | 1.9495 | 2.0461 | 2.0461 | 0 | 0 | 0
BART NOX Annual- Antelope Valley 2- v5.16 | 99 | 7197 | Rate Constraint in lbs/MMBtu | FALSE | L | Annual | Qualifying Generation | TWh | 1.7754 | 1.9495 | 2.0461 | 2.0461 | 0 | 0 | 0
BART NOX Annual- Antelope Valley 2- v5.16 | 99 | 7197 | Rate Constraint in lbs/MMBtu | FALSE | L | Annual | Rate | lb/MWh | 1.1821 | 1.1821 | 0.88457 | 0.88457 | 0 | 0 | 0
BART NOX Annual- Antelope Valley 2- v5.16 | 99 | 7197 | Rate Constraint in lbs/MMBtu | FALSE | L | Annual | Constraint Shadow Price | US2022$/Ton | 0 | 0 | 0 | 0 | 0 | 0 | 0
BART NOX Annual- Arthur Kill- v5.16 | 100 | 7182 | Rate Constraint in lbs/MMBtu | FALSE | L | Annual | Seasons Included | Seasons | Winter, Spring, Summer, Fall | Winter, Spring, Summer, Fall | Winter, Spring, Summer, Fall | Winter, Spring, Summer, Fall | Winter, Spring, Summer, Fall | Winter, Spring, Summer, Fall | Winter, Spring, Summer, Fall
BART NOX Annual- Arthur Kill- v5.16 | 100 | 7182 | Rate Constraint in lbs/MMBtu | FALSE | L | Annual | Standard NOX | lb/MMBtu | 0.15 | 0.15 | 0.15 | 0.15 | 0.15 | 0.15 | 0.15
BART NOX Annual- Arthur Kill- v5.16 | 100 | 7182 | Rate Constraint in lbs/MMBtu | FALSE | L | Annual | Emissions at Affected Plants NOX | Thousand Tons | 0.12602 | 0.12602 | 0 | 0 | 0 | 0 | 0
BART NOX Annual- Arthur Kill- v5.16 | 100 | 7182 | Rate Constraint in lbs/MMBtu | FALSE | L | Annual | Allowances Purchased NOX | Thousand Tons | 0 | 0 | 0 | 0 | 0 | 0 | 0
BART NOX Annual- Arthur Kill- v5.16 | 100 | 7182 | Rate Constraint in lbs/MMBtu | FALSE | L | Annual | Allowances Sold NOX | Thousand Tons | 0 | 0 | 0 | 0 | 0 | 0 | 0
BART NOX Annual- Arthur Kill- v5.16 | 100 | 7182 | Rate Constraint in lbs/MMBtu | FALSE | L | Annual | Allowances Banked | Thousand Tons | 0 | 0 | 0 | 0 | 0 | 0 | 0
BART NOX Annual- Arthur Kill- v5.16 | 100 | 7182 | Rate Constraint in lbs/MMBtu | FALSE | L | Annual | Allowances Withdrawn (1:1) | Thousand Tons | 0 | 0 | 0 | 0 | 0 | 0 | 0
BART NOX Annual- Arthur Kill- v5.16 | 100 | 7182 | Rate Constraint in lbs/MMBtu | FALSE | L | Annual | Allowances Withdrawn (n:1) | Thousand Tons | 0 | 0 | 0 | 0 | 0 | 0 | 0
BART NOX Annual- Arthur Kill- v5.16 | 100 | 7182 | Rate Constraint in lbs/MMBtu | FALSE | L | Annual | Net Emissions Allowance Position | Thousand Tons | 0.12602 | 0.12602 | 0 | 0 | 0 | 0 | 0
BART NOX Annual- Arthur Kill- v5.16 | 100 | 7182 | Rate Constraint in lbs/MMBtu | FALSE | L | Annual | Fuel Consumed | TBtu | 3.6906 | 3.6906 | 0 | 0 | 0 | 0 | 0
BART NOX Annual- Arthur Kill- v5.16 | 100 | 7182 | Rate Constraint in lbs/MMBtu | FALSE | L | Annual | Rate | lb/MMBtu | 0.06829 | 0.06829 | 0 | 0 | 0 | 0 | 0
BART NOX Annual- Arthur Kill- v5.16 | 100 | 7182 | Rate Constraint in lbs/MMBtu | FALSE | L | Annual | Generation | TWh | 0.32873 | 0.32873 | 0 | 0 | 0 | 0 | 0
BART NOX Annual- Arthur Kill- v5.16 | 100 | 7182 | Rate Constraint in lbs/MMBtu | FALSE | L | Annual | Qualifying Generation | TWh | 0.32873 | 0.32873 | 0 | 0 | 0 | 0 | 0
BART NOX Annual- Arthur Kill- v5.16 | 100 | 7182 | Rate Constraint in lbs/MMBtu | FALSE | L | Annual | Rate | lb/MWh | 0.76669 | 0.76669 | 0 | 0 | 0 | 0 | 0
BART NOX Annual- Arthur Kill- v5.16 | 100 | 7182 | Rate Constraint in lbs/MMBtu | FALSE | L | Annual | Constraint Shadow Price | US2022$/Ton | 0 | 0 | 0 | 0 | 0 | 0 | 0
BART NOX Annual- Big Stone 1- v5.16 | 101 | 7161 | Rate Constraint in lbs/MMBtu | FALSE | L | Annual | Seasons Included | Seasons | Winter, Spring, Summer, Fall | Winter, Spring, Summer, Fall | Winter, Spring, Summer, Fall | Winter, Spring, Summer, Fall | Winter, Spring, Summer, Fall | Winter, Spring, Summer, Fall | Winter, Spring, Summer, Fall
BART NOX Annual- Big Stone 1- v5.16 | 101 | 7161 | Rate Constraint in lbs/MMBtu | FALSE | L | Annual | Standard NOX | lb/MMBtu | 0.1 | 0.1 | 0.1 | 0.1 | 0.1 | 0.1 | 0.1
BART NOX Annual- Big Stone 1- v5.16 | 101 | 7161 | Rate Constraint in lbs/MMBtu | FALSE | L | Annual | Emissions at Affected Plants NOX | Thousand Tons | 0.98904 | 1.2234 | 0 | 0 | 0 | 0 | 0
BART NOX Annual- Big Stone 1- v5.16 | 101 | 7161 | Rate Constraint in lbs/MMBtu | FALSE | L | Annual | Allowances Purchased NOX | Thousand Tons | 0 | 0 | 0 | 0 | 0 | 0 | 0
BART NOX Annual- Big Stone 1- v5.16 | 101 | 7161 | Rate Constraint in lbs/MMBtu | FALSE | L | Annual | Allowances Sold NOX | Thousand Tons | 0 | 0 | 0 | 0 | 0 | 0 | 0
BART NOX Annual- Big Stone 1- v5.16 | 101 | 7161 | Rate Constraint in lbs/MMBtu | FALSE | L | Annual | Allowances Banked | Thousand Tons | 0 | 0 | 0 | 0 | 0 | 0 | 0
BART NOX Annual- Big Stone 1- v5.16 | 101 | 7161 | Rate Constraint in lbs/MMBtu | FALSE | L | Annual | Allowances Withdrawn (1:1) | Thousand Tons | 0 | 0 | 0 | 0 | 0 | 0 | 0
BART NOX Annual- Big Stone 1- v5.16 | 101 | 7161 | Rate Constraint in lbs/MMBtu | FALSE | L | Annual | Allowances Withdrawn (n:1) | Thousand Tons | 0 | 0 | 0 | 0 | 0 | 0 | 0
BART NOX Annual- Big Stone 1- v5.16 | 101 | 7161 | Rate Constraint in lbs/MMBtu | FALSE | L | Annual | Net Emissions Allowance Position | Thousand Tons | 0.98904 | 1.2234 | 0 | 0 | 0 | 0 | 0
BART NOX Annual- Big Stone 1- v5.16 | 101 | 7161 | Rate Constraint in lbs/MMBtu | FALSE | L | Annual | Fuel Consumed | TBtu | 26.1411 | 32.3345 | 0 | 0 | 0 | 0 | 0
BART NOX Annual- Big Stone 1- v5.16 | 101 | 7161 | Rate Constraint in lbs/MMBtu | FALSE | L | Annual | Rate | lb/MMBtu | 0.07567 | 0.07567 | 0 | 0 | 0 | 0 | 0
BART NOX Annual- Big Stone 1- v5.16 | 101 | 7161 | Rate Constraint in lbs/MMBtu | FALSE | L | Annual | Generation | TWh | 2.5553 | 3.1608 | 0 | 0 | 0 | 0 | 0
BART NOX Annual- Big Stone 1- v5.16 | 101 | 7161 | Rate Constraint in lbs/MMBtu | FALSE | L | Annual | Qualifying Generation | TWh | 2.5553 | 3.1608 | 0 | 0 | 0 | 0 | 0
BART NOX Annual- Big Stone 1- v5.16 | 101 | 7161 | Rate Constraint in lbs/MMBtu | FALSE | L | Annual | Rate | lb/MWh | 0.7741 | 0.7741 | 0 | 0 | 0 | 0 | 0
BART NOX Annual- Big Stone 1- v5.16 | 101 | 7161 | Rate Constraint in lbs/MMBtu | FALSE | L | Annual | Constraint Shadow Price | US2022$/Ton | 0 | 0 | 0 | 0 | 0 | 0 | 0
BART NOX Annual- Bowline Point 1- v6.17 | 102 | 7193 | Rate Constraint in lbs/MMBtu | FALSE | L | Annual | Seasons Included | Seasons | Winter, Spring, Summer, Fall | Winter, Spring, Summer, Fall | Winter, Spring, Summer, Fall | Winter, Spring, Summer, Fall | Winter, Spring, Summer, Fall | Winter, Spring, Summer, Fall | Winter, Spring, Summer, Fall
BART NOX Annual- Bowline Point 1- v6.17 | 102 | 7193 | Rate Constraint in lbs/MMBtu | FALSE | L | Annual | Standard NOX | lb/MMBtu | 0.15 | 0.15 | 0.15 | 0.15 | 0.15 | 0.15 | 0.15
BART NOX Annual- Bowline Point 1- v6.17 | 102 | 7193 | Rate Constraint in lbs/MMBtu | FALSE | L | Annual | Emissions at Affected Plants NOX | Thousand Tons | 0 | 0 | 0 | 0 | 0 | 0 | 0
BART NOX Annual- Bowline Point 1- v6.17 | 102 | 7193 | Rate Constraint in lbs/MMBtu | FALSE | L | Annual | Allowances Purchased NOX | Thousand Tons | 0 | 0 | 0 | 0 | 0 | 0 | 0
BART NOX Annual- Bowline Point 1- v6.17 | 102 | 7193 | Rate Constraint in lbs/MMBtu | FALSE | L | Annual | Allowances Sold NOX | Thousand Tons | 0 | 0 | 0 | 0 | 0 | 0 | 0
BART NOX Annual- Bowline Point 1- v6.17 | 102 | 7193 | Rate Constraint in lbs/MMBtu | FALSE | L | Annual | Allowances Banked | Thousand Tons | 0 | 0 | 0 | 0 | 0 | 0 | 0
BART NOX Annual- Bowline Point 1- v6.17 | 102 | 7193 | Rate Constraint in lbs/MMBtu | FALSE | L | Annual | Allowances Withdrawn (1:1) | Thousand Tons | 0 | 0 | 0 | 0 | 0 | 0 | 0
BART NOX Annual- Bowline Point 1- v6.17 | 102 | 7193 | Rate Constraint in lbs/MMBtu | FALSE | L | Annual | Allowances Withdrawn (n:1) | Thousand Tons | 0 | 0 | 0 | 0 | 0 | 0 | 0
BART NOX Annual- Bowline Point 1- v6.17 | 102 | 7193 | Rate Constraint in lbs/MMBtu | FALSE | L | Annual | Net Emissions Allowance Position | Thousand Tons | 0 | 0 | 0 | 0 | 0 | 0 | 0
BART NOX Annual- Bowline Point 1- v6.17 | 102 | 7193 | Rate Constraint in lbs/MMBtu | FALSE | L | Annual | Fuel Consumed | TBtu | 0 | 0 | 0 | 0 | 0 | 0 | 0
BART NOX Annual- Bowline Point 1- v6.17 | 102 | 7193 | Rate Constraint in lbs/MMBtu | FALSE | L | Annual | Rate | lb/MMBtu | 0 | 0 | 0 | 0 | 0 | 0 | 0
BART NOX Annual- Bowline Point 1- v6.17 | 102 | 7193 | Rate Constraint in lbs/MMBtu | FALSE | L | Annual | Generation | TWh | 0 | 0 | 0 | 0 | 0 | 0 | 0
BART NOX Annual- Bowline Point 1- v6.17 | 102 | 7193 | Rate Constraint in lbs/MMBtu | FALSE | L | Annual | Qualifying Generation | TWh | 0 | 0 | 0 | 0 | 0 | 0 | 0
BART NOX Annual- Bowline Point 1- v6.17 | 102 | 7193 | Rate Constraint in lbs/MMBtu | FALSE | L | Annual | Rate | lb/MWh | 0 | 0 | 0 | 0 | 0 | 0 | 0
BART NOX Annual- Bowline Point 1- v6.17 | 102 | 7193 | Rate Constraint in lbs/MMBtu | FALSE | L | Annual | Constraint Shadow Price | US2022$/Ton | 0 | 0 | 0 | 0 | 0 | 0 | 0
BART NOX Annual- Bowline Point 2- v6.17 | 103 | 7194 | Rate Constraint in lbs/MMBtu | FALSE | L | Annual | Seasons Included | Seasons | Winter, Spring, Summer, Fall | Winter, Spring, Summer, Fall | Winter, Spring, Summer, Fall | Winter, Spring, Summer, Fall | Winter, Spring, Summer, Fall | Winter, Spring, Summer, Fall | Winter, Spring, Summer, Fall
BART NOX Annual- Bowline Point 2- v6.17 | 103 | 7194 | Rate Constraint in lbs/MMBtu | FALSE | L | Annual | Standard NOX | lb/MMBtu | 0.15 | 0.15 | 0.15 | 0.15 | 0.15 | 0.15 | 0.15
BART NOX Annual- Bowline Point 2- v6.17 | 103 | 7194 | Rate Constraint in lbs/MMBtu | FALSE | L | Annual | Emissions at Affected Plants NOX | Thousand Tons | 0 | 0 | 0 | 0 | 0 | 0 | 0
BART NOX Annual- Bowline Point 2- v6.17 | 103 | 7194 | Rate Constraint in lbs/MMBtu | FALSE | L | Annual | Allowances Purchased NOX | Thousand Tons | 0 | 0 | 0 | 0 | 0 | 0 | 0
BART NOX Annual- Bowline Point 2- v6.17 | 103 | 7194 | Rate Constraint in lbs/MMBtu | FALSE | L | Annual | Allowances Sold NOX | Thousand Tons | 0 | 0 | 0 | 0 | 0 | 0 | 0
BART NOX Annual- Bowline Point 2- v6.17 | 103 | 7194 | Rate Constraint in lbs/MMBtu | FALSE | L | Annual | Allowances Banked | Thousand Tons | 0 | 0 | 0 | 0 | 0 | 0 | 0
BART NOX Annual- Bowline Point 2- v6.17 | 103 | 7194 | Rate Constraint in lbs/MMBtu | FALSE | L | Annual | Allowances Withdrawn (1:1) | Thousand Tons | 0 | 0 | 0 | 0 | 0 | 0 | 0
BART NOX Annual- Bowline Point 2- v6.17 | 103 | 7194 | Rate Constraint in lbs/MMBtu | FALSE | L | Annual | Allowances Withdrawn (n:1) | Thousand Tons | 0 | 0 | 0 | 0 | 0 | 0 | 0
BART NOX Annual- Bowline Point 2- v6.17 | 103 | 7194 | Rate Constraint in lbs/MMBtu | FALSE | L | Annual | Net Emissions Allowance Position | Thousand Tons | 0 | 0 | 0 | 0 | 0 | 0 | 0
BART NOX Annual- Bowline Point 2- v6.17 | 103 | 7194 | Rate Constraint in lbs/MMBtu | FALSE | L | Annual | Fuel Consumed | TBtu | 0 | 0 | 0 | 0 | 0 | 0 | 0
BART NOX Annual- Bowline Point 2- v6.17 | 103 | 7194 | Rate Constraint in lbs/MMBtu | FALSE | L | Annual | Rate | lb/MMBtu | 0 | 0 | 0 | 0 | 0 | 0 | 0
BART NOX Annual- Bowline Point 2- v6.17 | 103 | 7194 | Rate Constraint in lbs/MMBtu | FALSE | L | Annual | Generation | TWh | 0 | 0 | 0 | 0 | 0 | 0 | 0
BART NOX Annual- Bowline Point 2- v6.17 | 103 | 7194 | Rate Constraint in lbs/MMBtu | FALSE | L | Annual | Qualifying Generation | TWh | 0 | 0 | 0 | 0 | 0 | 0 | 0
BART NOX Annual- Bowline Point 2- v6.17 | 103 | 7194 | Rate Constraint in lbs/MMBtu | FALSE | L | Annual | Rate | lb/MWh | 0 | 0 | 0 | 0 | 0 | 0 | 0
BART NOX Annual- Bowline Point 2- v6.17 | 103 | 7194 | Rate Constraint in lbs/MMBtu | FALSE | L | Annual | Constraint Shadow Price | US2022$/Ton | 0 | 0 | 0 | 0 | 0 | 0 | 0
BART NOX Annual- E F Barrett- v5.16 | 105 | 7186 | Rate Constraint in lbs/MMBtu | FALSE | L | Annual | Seasons Included | Seasons | Winter, Spring, Summer, Fall | Winter, Spring, Summer, Fall | Winter, Spring, Summer, Fall | Winter, Spring, Summer, Fall | Winter, Spring, Summer, Fall | Winter, Spring, Summer, Fall | Winter, Spring, Summer, Fall
BART NOX Annual- E F Barrett- v5.16 | 105 | 7186 | Rate Constraint in lbs/MMBtu | FALSE | L | Annual | Standard NOX | lb/MMBtu | 0.1 | 0.1 | 0.1 | 0.1 | 0.1 | 0.1 | 0.1
BART NOX Annual- E F Barrett- v5.16 | 105 | 7186 | Rate Constraint in lbs/MMBtu | FALSE | L | Annual | Emissions at Affected Plants NOX | Thousand Tons | 0 | 0 | 0 | 0 | 0 | 0 | 0
BART NOX Annual- E F Barrett- v5.16 | 105 | 7186 | Rate Constraint in lbs/MMBtu | FALSE | L | Annual | Allowances Purchased NOX | Thousand Tons | 0 | 0 | 0 | 0 | 0 | 0 | 0
BART NOX Annual- E F Barrett- v5.16 | 105 | 7186 | Rate Constraint in lbs/MMBtu | FALSE | L | Annual | Allowances Sold NOX | Thousand Tons | 0 | 0 | 0 | 0 | 0 | 0 | 0
BART NOX Annual- E F Barrett- v5.16 | 105 | 7186 | Rate Constraint in lbs/MMBtu | FALSE | L | Annual | Allowances Banked | Thousand Tons | 0 | 0 | 0 | 0 | 0 | 0 | 0
BART NOX Annual- E F Barrett- v5.16 | 105 | 7186 | Rate Constraint in lbs/MMBtu | FALSE | L | Annual | Allowances Withdrawn (1:1) | Thousand Tons | 0 | 0 | 0 | 0 | 0 | 0 | 0
BART NOX Annual- E F Barrett- v5.16 | 105 | 7186 | Rate Constraint in lbs/MMBtu | FALSE | L | Annual | Allowances Withdrawn (n:1) | Thousand Tons | 0 | 0 | 0 | 0 | 0 | 0 | 0
BART NOX Annual- E F Barrett- v5.16 | 105 | 7186 | Rate Constraint in lbs/MMBtu | FALSE | L | Annual | Net Emissions Allowance Position | Thousand Tons | 0 | 0 | 0 | 0 | 0 | 0 | 0
BART NOX Annual- E F Barrett- v5.16 | 105 | 7186 | Rate Constraint in lbs/MMBtu | FALSE | L | Annual | Fuel Consumed | TBtu | 0 | 0 | 0 | 0 | 0 | 0 | 0
BART NOX Annual- E F Barrett- v5.16 | 105 | 7186 | Rate Constraint in lbs/MMBtu | FALSE | L | Annual | Rate | lb/MMBtu | 0 | 0 | 0 | 0 | 0 | 0 | 0
BART NOX Annual- E F Barrett- v5.16 | 105 | 7186 | Rate Constraint in lbs/MMBtu | FALSE | L | Annual | Generation | TWh | 0 | 0 | 0 | 0 | 0 | 0 | 0
BART NOX Annual- E F Barrett- v5.16 | 105 | 7186 | Rate Constraint in lbs/MMBtu | FALSE | L | Annual | Qualifying Generation | TWh | 0 | 0 | 0 | 0 | 0 | 0 | 0
BART NOX Annual- E F Barrett- v5.16 | 105 | 7186 | Rate Constraint in lbs/MMBtu | FALSE | L | Annual | Rate | lb/MWh | 0 | 0 | 0 | 0 | 0 | 0 | 0
BART NOX Annual- E F Barrett- v5.16 | 105 | 7186 | Rate Constraint in lbs/MMBtu | FALSE | L | Annual | Constraint Shadow Price | US2022$/Ton | 0 | 0 | 0 | 0 | 0 | 0 | 0
BART NOX Annual- Hunter 1- v5.16 | 106 | 7175 | Rate Constraint in lbs/MMBtu | FALSE | L | Annual | Seasons Included | Seasons | Winter, Spring, Summer, Fall | Winter, Spring, Summer, Fall | Winter, Spring, Summer, Fall | Winter, Spring, Summer, Fall | Winter, Spring, Summer, Fall | Winter, Spring, Summer, Fall | Winter, Spring, Summer, Fall
BART NOX Annual- Hunter 1- v5.16 | 106 | 7175 | Rate Constraint in lbs/MMBtu | FALSE | L | Annual | Standard NOX | lb/MMBtu | 0.26 | 0.26 | 0.26 | 0.26 | 0.26 | 0.26 | 0.26
BART NOX Annual- Hunter 1- v5.16 | 106 | 7175 | Rate Constraint in lbs/MMBtu | FALSE | L | Annual | Emissions at Affected Plants NOX | Thousand Tons | 2.3074 | 0 | 0 | 0 | 0 | 0 | 0
BART NOX Annual- Hunter 1- v5.16 | 106 | 7175 | Rate Constraint in lbs/MMBtu | FALSE | L | Annual | Allowances Purchased NOX | Thousand Tons | 0 | 0 | 0 | 0 | 0 | 0 | 0
BART NOX Annual- Hunter 1- v5.16 | 106 | 7175 | Rate Constraint in lbs/MMBtu | FALSE | L | Annual | Allowances Sold NOX | Thousand Tons | 0 | 0 | 0 | 0 | 0 | 0 | 0
BART NOX Annual- Hunter 1- v5.16 | 106 | 7175 | Rate Constraint in lbs/MMBtu | FALSE | L | Annual | Allowances Banked | Thousand Tons | 0 | 0 | 0 | 0 | 0 | 0 | 0
BART NOX Annual- Hunter 1- v5.16 | 106 | 7175 | Rate Constraint in lbs/MMBtu | FALSE | L | Annual | Allowances Withdrawn (1:1) | Thousand Tons | 0 | 0 | 0 | 0 | 0 | 0 | 0
BART NOX Annual- Hunter 1- v5.16 | 106 | 7175 | Rate Constraint in lbs/MMBtu | FALSE | L | Annual | Allowances Withdrawn (n:1) | Thousand Tons | 0 | 0 | 0 | 0 | 0 | 0 | 0
BART NOX Annual- Hunter 1- v5.16 | 106 | 7175 | Rate Constraint in lbs/MMBtu | FALSE | L | Annual | Net Emissions Allowance Position | Thousand Tons | 2.3074 | 0 | 0 | 0 | 0 | 0 | 0
BART NOX Annual- Hunter 1- v5.16 | 106 | 7175 | Rate Constraint in lbs/MMBtu | FALSE | L | Annual | Fuel Consumed | TBtu | 22.4259 | 0 | 0 | 0 | 0 | 0 | 0
BART NOX Annual- Hunter 1- v5.16 | 106 | 7175 | Rate Constraint in lbs/MMBtu | FALSE | L | Annual | Rate | lb/MMBtu | 0.20578 | 0 | 0 | 0 | 0 | 0 | 0
BART NOX Annual- Hunter 1- v5.16 | 106 | 7175 | Rate Constraint in lbs/MMBtu | FALSE | L | Annual | Generation | TWh | 2.1817 | 0 | 0 | 0 | 0 | 0 | 0
BART NOX Annual- Hunter 1- v5.16 | 106 | 7175 | Rate Constraint in lbs/MMBtu | FALSE | L | Annual | Qualifying Generation | TWh | 2.1817 | 0 | 0 | 0 | 0 | 0 | 0
BART NOX Annual- Hunter 1- v5.16 | 106 | 7175 | Rate Constraint in lbs/MMBtu | FALSE | L | Annual | Rate | lb/MWh | 2.1152 | 0 | 0 | 0 | 0 | 0 | 0
BART NOX Annual- Hunter 1- v5.16 | 106 | 7175 | Rate Constraint in lbs/MMBtu | FALSE | L | Annual | Constraint Shadow Price | US2022$/Ton | 0 | 0 | 0 | 0 | 0 | 0 | 0
BART NOX Annual- Hunter 2- v5.16 | 107 | 7176 | Rate Constraint in lbs/MMBtu | FALSE | L | Annual | Seasons Included | Seasons | Winter, Spring, Summer, Fall | Winter, Spring, Summer, Fall | Winter, Spring, Summer, Fall | Winter, Spring, Summer, Fall | Winter, Spring, Summer, Fall | Winter, Spring, Summer, Fall | Winter, Spring, Summer, Fall
BART NOX Annual- Hunter 2- v5.16 | 107 | 7176 | Rate Constraint in lbs/MMBtu | FALSE | L | Annual | Standard NOX | lb/MMBtu | 0.26 | 0.26 | 0.26 | 0.26 | 0.26 | 0.26 | 0.26
BART NOX Annual- Hunter 2- v5.16 | 107 | 7176 | Rate Constraint in lbs/MMBtu | FALSE | L | Annual | Emissions at Affected Plants NOX | Thousand Tons | 2.6535 | 0 | 0 | 0 | 0 | 0 | 0
BART NOX Annual- Hunter 2- v5.16 | 107 | 7176 | Rate Constraint in lbs/MMBtu | FALSE | L | Annual | Allowances Purchased NOX | Thousand Tons | 0 | 0 | 0 | 0 | 0 | 0 | 0
BART NOX Annual- Hunter 2- v5.16 | 107 | 7176 | Rate Constraint in lbs/MMBtu | FALSE | L | Annual | Allowances Sold NOX | Thousand Tons | 0 | 0 | 0 | 0 | 0 | 0 | 0
BART NOX Annual- Hunter 2- v5.16 | 107 | 7176 | Rate Constraint in lbs/MMBtu | FALSE | L | Annual | Allowances Banked | Thousand Tons | 0 | 0 | 0 | 0 | 0 | 0 | 0
BART NOX Annual- Hunter 2- v5.16 | 107 | 7176 | Rate Constraint in lbs/MMBtu | FALSE | L | Annual | Allowances Withdrawn (1:1) | Thousand Tons | 0 | 0 | 0 | 0 | 0 | 0 | 0
BART NOX Annual- Hunter 2- v5.16 | 107 | 7176 | Rate Constraint in lbs/MMBtu | FALSE | L | Annual | Allowances Withdrawn (n:1) | Thousand Tons | 0 | 0 | 0 | 0 | 0 | 0 | 0
BART NOX Annual- Hunter 2- v5.16 | 107 | 7176 | Rate Constraint in lbs/MMBtu | FALSE | L | Annual | Net Emissions Allowance Position | Thousand Tons | 2.6535 | 0 | 0 | 0 | 0 | 0 | 0
BART NOX Annual- Hunter 2- v5.16 | 107 | 7176 | Rate Constraint in lbs/MMBtu | FALSE | L | Annual | Fuel Consumed | TBtu | 26.4222 | 0 | 0 | 0 | 0 | 0 | 0
BART NOX Annual- Hunter 2- v5.16 | 107 | 7176 | Rate Constraint in lbs/MMBtu | FALSE | L | Annual | Rate | lb/MMBtu | 0.20085 | 0 | 0 | 0 | 0 | 0 | 0
BART NOX Annual- Hunter 2- v5.16 | 107 | 7176 | Rate Constraint in lbs/MMBtu | FALSE | L | Annual | Generation | TWh | 2.5793 | 0 | 0 | 0 | 0 | 0 | 0
BART NOX Annual- Hunter 2- v5.16 | 107 | 7176 | Rate Constraint in lbs/MMBtu | FALSE | L | Annual | Qualifying Generation | TWh | 2.5793 | 0 | 0 | 0 | 0 | 0 | 0
BART NOX Annual- Hunter 2- v5.16 | 107 | 7176 | Rate Constraint in lbs/MMBtu | FALSE | L | Annual | Rate | lb/MWh | 2.0575 | 0 | 0 | 0 | 0 | 0 | 0
BART NOX Annual- Hunter 2- v5.16 | 107 | 7176 | Rate Constraint in lbs/MMBtu | FALSE | L | Annual | Constraint Shadow Price | US2022$/Ton | 0 | 0 | 0 | 0 | 0 | 0 | 0
BART NOX Annual- Hunter 3- v6.17 | 108 | 7177 | Rate Constraint in lbs/MMBtu | FALSE | L | Annual | Seasons Included | Seasons | Winter, Spring, Summer, Fall | Winter, Spring, Summer, Fall | Winter, Spring, Summer, Fall | Winter, Spring, Summer, Fall | Winter, Spring, Summer, Fall | Winter, Spring, Summer, Fall | Winter, Spring, Summer, Fall
BART NOX Annual- Hunter 3- v6.17 | 108 | 7177 | Rate Constraint in lbs/MMBtu | FALSE | L | Annual | Standard NOX | lb/MMBtu | 0.34 | 0.34 | 0.34 | 0.34 | 0.34 | 0.34 | 0.34
BART NOX Annual- Hunter 3- v6.17 | 108 | 7177 | Rate Constraint in lbs/MMBtu | FALSE | L | Annual | Emissions at Affected Plants NOX | Thousand Tons | 2.5931 | 0 | 0 | 0 | 0 | 0 | 0
BART NOX Annual- Hunter 3- v6.17 | 108 | 7177 | Rate Constraint in lbs/MMBtu | FALSE | L | Annual | Allowances Purchased NOX | Thousand Tons | 0 | 0 | 0 | 0 | 0 | 0 | 0
BART NOX Annual- Hunter 3- v6.17 | 108 | 7177 | Rate Constraint in lbs/MMBtu | FALSE | L | Annual | Allowances Sold NOX | Thousand Tons | 0 | 0 | 0 | 0 | 0 | 0 | 0
BART NOX Annual- Hunter 3- v6.17 | 108 | 7177 | Rate Constraint in lbs/MMBtu | FALSE | L | Annual | Allowances Banked | Thousand Tons | 0 | 0 | 0 | 0 | 0 | 0 | 0
BART NOX Annual- Hunter 3- v6.17 | 108 | 7177 | Rate Constraint in lbs/MMBtu | FALSE | L | Annual | Allowances Withdrawn (1:1) | Thousand Tons | 0 | 0 | 0 | 0 | 0 | 0 | 0
BART NOX Annual- Hunter 3- v6.17 | 108 | 7177 | Rate Constraint in lbs/MMBtu | FALSE | L | Annual | Allowances Withdrawn (n:1) | Thousand Tons | 0 | 0 | 0 | 0 | 0 | 0 | 0
BART NOX Annual- Hunter 3- v6.17 | 108 | 7177 | Rate Constraint in lbs/MMBtu | FALSE | L | Annual | Net Emissions Allowance Position | Thousand Tons | 2.5931 | 0 | 0 | 0 | 0 | 0 | 0
BART NOX Annual- Hunter 3- v6.17 | 108 | 7177 | Rate Constraint in lbs/MMBtu | FALSE | L | Annual | Fuel Consumed | TBtu | 18.1062 | 0 | 0 | 0 | 0 | 0 | 0
BART NOX Annual- Hunter 3- v6.17 | 108 | 7177 | Rate Constraint in lbs/MMBtu | FALSE | L | Annual | Rate | lb/MMBtu | 0.28643 | 0 | 0 | 0 | 0 | 0 | 0
BART NOX Annual- Hunter 3- v6.17 | 108 | 7177 | Rate Constraint in lbs/MMBtu | FALSE | L | Annual | Generation | TWh | 1.7828 | 0 | 0 | 0 | 0 | 0 | 0
BART NOX Annual- Hunter 3- v6.17 | 108 | 7177 | Rate Constraint in lbs/MMBtu | FALSE | L | Annual | Qualifying Generation | TWh | 1.7828 | 0 | 0 | 0 | 0 | 0 | 0
BART NOX Annual- Hunter 3- v6.17 | 108 | 7177 | Rate Constraint in lbs/MMBtu | FALSE | L | Annual | Rate | lb/MWh | 2.909 | 0 | 0 | 0 | 0 | 0 | 0
BART NOX Annual- Hunter 3- v6.17 | 108 | 7177 | Rate Constraint in lbs/MMBtu | FALSE | L | Annual | Constraint Shadow Price | US2022$/Ton | 0 | 0 | 0 | 0 | 0 | 0 | 0
BART NOX Annual- Huntington 1- v5.16 | 109 | 7178 | Rate Constraint in lbs/MMBtu | FALSE | L | Annual | Seasons Included | Seasons | Winter, Spring, Summer, Fall | Winter, Spring, Summer, Fall | Winter, Spring, Summer, Fall | Winter, Spring, Summer, Fall | Winter, Spring, Summer, Fall | Winter, Spring, Summer, Fall | Winter, Spring, Summer, Fall
BART NOX Annual- Huntington 1- v5.16 | 109 | 7178 | Rate Constraint in lbs/MMBtu | FALSE | L | Annual | Standard NOX | lb/MMBtu | 0.26 | 0.26 | 0.26 | 0.26 | 0.26 | 0.26 | 0.26
BART NOX Annual- Huntington 1- v5.16 | 109 | 7178 | Rate Constraint in lbs/MMBtu | FALSE | L | Annual | Emissions at Affected Plants NOX | Thousand Tons | 2.3241 | 0 | 0 | 0 | 0 | 0 | 0
BART NOX Annual- Huntington 1- v5.16 | 109 | 7178 | Rate Constraint in lbs/MMBtu | FALSE | L | Annual | Allowances Purchased NOX | Thousand Tons | 0 | 0 | 0 | 0 | 0 | 0 | 0
BART NOX Annual- Huntington 1- v5.16 | 109 | 7178 | Rate Constraint in lbs/MMBtu | FALSE | L | Annual | Allowances Sold NOX | Thousand Tons | 0 | 0 | 0 | 0 | 0 | 0 | 0
BART NOX Annual- Huntington 1- v5.16 | 109 | 7178 | Rate Constraint in lbs/MMBtu | FALSE | L | Annual | Allowances Banked | Thousand Tons | 0 | 0 | 0 | 0 | 0 | 0 | 0
BART NOX Annual- Huntington 1- v5.16 | 109 | 7178 | Rate Constraint in lbs/MMBtu | FALSE | L | Annual | Allowances Withdrawn (1:1) | Thousand Tons | 0 | 0 | 0 | 0 | 0 | 0 | 0
BART NOX Annual- Huntington 1- v5.16 | 109 | 7178 | Rate Constraint in lbs/MMBtu | FALSE | L | Annual | Allowances Withdrawn (n:1) | Thousand Tons | 0 | 0 | 0 | 0 | 0 | 0 | 0
BART NOX Annual- Huntington 1- v5.16 | 109 | 7178 | Rate Constraint in lbs/MMBtu | FALSE | L | Annual | Net Emissions Allowance Position | Thousand Tons | 2.3241 | 0 | 0 | 0 | 0 | 0 | 0
BART NOX Annual- Huntington 1- v5.16 | 109 | 7178 | Rate Constraint in lbs/MMBtu | FALSE | L | Annual | Fuel Consumed | TBtu | 23.0886 | 0 | 0 | 0 | 0 | 0 | 0
BART NOX Annual- Huntington 1- v5.16 | 109 | 7178 | Rate Constraint in lbs/MMBtu | FALSE | L | Annual | Rate | lb/MMBtu | 0.20132 | 0 | 0 | 0 | 0 | 0 | 0
BART NOX Annual- Huntington 1- v5.16 | 109 | 7178 | Rate Constraint in lbs/MMBtu | FALSE | L | Annual | Generation | TWh | 2.2453 | 0 | 0 | 0 | 0 | 0 | 0
BART NOX Annual- Huntington 1- v5.16 | 109 | 7178 | Rate Constraint in lbs/MMBtu | FALSE | L | Annual | Qualifying Generation | TWh | 2.2453 | 0 | 0 | 0 | 0 | 0 | 0
BART NOX Annual- Huntington 1- v5.16 | 109 | 7178 | Rate Constraint in lbs/MMBtu | FALSE | L | Annual | Rate | lb/MWh | 2.0702 | 0 | 0 | 0 | 0 | 0 | 0
BART NOX Annual- Huntington 1- v5.16 | 109 | 7178 | Rate Constraint in lbs/MMBtu | FALSE | L | Annual | Constraint Shadow Price | US2022$/Ton | 0 | 0 | 0 | 0 | 0 | 0 | 0
BART NOX Annual- Huntington 2- v5.16 | 110 | 7179 | Rate Constraint in lbs/MMBtu | FALSE | L | Annual | Seasons Included | Seasons | Winter, Spring, Summer, Fall | Winter, Spring, Summer, Fall | Winter, Spring, Summer, Fall | Winter, Spring, Summer, Fall | Winter, Spring, Summer, Fall | Winter, Spring, Summer, Fall | Winter, Spring, Summer, Fall
BART NOX Annual- Huntington 2- v5.16 | 110 | 7179 | Rate Constraint in lbs/MMBtu | FALSE | L | Annual | Standard NOX | lb/MMBtu | 0.26 | 0.26 | 0.26 | 0.26 | 0.26 | 0.26 | 0.26
BART NOX Annual- Huntington 2- v5.16 | 110 | 7179 | Rate Constraint in lbs/MMBtu | FALSE | L | Annual | Emissions at Affected Plants NOX | Thousand Tons | 2.2379 | 0 | 0 | 0 | 0 | 0 | 0
BART NOX Annual- Huntington 2- v5.16 | 110 | 7179 | Rate Constraint in lbs/MMBtu | FALSE | L | Annual | Allowances Purchased NOX | Thousand Tons | 0 | 0 | 0 | 0 | 0 | 0 | 0
BART NOX Annual- Huntington 2- v5.16 | 110 | 7179 | Rate Constraint in lbs/MMBtu | FALSE | L | Annual | Allowances Sold NOX | Thousand Tons | 0 | 0 | 0 | 0 | 0 | 0 | 0
BART NOX Annual- Huntington 2- v5.16 | 110 | 7179 | Rate Constraint in lbs/MMBtu | FALSE | L | Annual | Allowances Banked | Thousand Tons | 0 | 0 | 0 | 0 | 0 | 0 | 0
BART NOX Annual- Huntington 2- v5.16 | 110 | 7179 | Rate Constraint in lbs/MMBtu | FALSE | L | Annual | Allowances Withdrawn (1:1) | Thousand Tons | 0 | 0 | 0 | 0 | 0 | 0 | 0
BART NOX Annual- Huntington 2- v5.16 | 110 | 7179 | Rate Constraint in lbs/MMBtu | FALSE | L | Annual | Allowances Withdrawn (n:1) | Thousand Tons | 0 | 0 | 0 | 0 | 0 | 0 | 0
BART NOX Annual- Huntington 2- v5.16 | 110 | 7179 | Rate Constraint in lbs/MMBtu | FALSE | L | Annual | Net Emissions Allowance Position | Thousand Tons | 2.2379 | 0 | 0 | 0 | 0 | 0 | 0
BART NOX Annual- Huntington 2- v5.16 | 110 | 7179 | Rate Constraint in lbs/MMBtu | FALSE | L | Annual | Fuel Consumed | TBtu | 22.7283 | 0 | 0 | 0 | 0 | 0 | 0
BART NOX Annual- Huntington 2- v5.16 | 110 | 7179 | Rate Constraint in lbs/MMBtu | FALSE | L | Annual | Rate | lb/MMBtu | 0.19693 | 0 | 0 | 0 | 0 | 0 | 0
BART NOX Annual- Huntington 2- v5.16 | 110 | 7179 | Rate Constraint in lbs/MMBtu | FALSE | L | Annual | Generation | TWh | 2.2013 | 0 | 0 | 0 | 0 | 0 | 0
BART NOX Annual- Huntington 2- v5.16 | 110 | 7179 | Rate Constraint in lbs/MMBtu | FALSE | L | Annual | Qualifying Generation | TWh | 2.2013 | 0 | 0 | 0 | 0 | 0 | 0
BART NOX Annual- Huntington 2- v5.16 | 110 | 7179 | Rate Constraint in lbs/MMBtu | FALSE | L | Annual | Rate | lb/MWh | 2.0333 | 0 | 0 | 0 | 0 | 0 | 0
BART NOX Annual- Huntington 2- v5.16 | 110 | 7179 | Rate Constraint in lbs/MMBtu | FALSE | L | Annual | Constraint Shadow Price | US2022$/Ton | 0 | 0 | 0 | 0 | 0 | 0 | 0
BART NOX Annual- Merrimack 2- v7.23 | 111 | 7944 | Rate Constraint in lbs/MMBtu | FALSE | L | Annual | Seasons Included | Seasons | Winter, Spring, Summer, Fall | Winter, Spring, Summer, Fall | Winter, Spring, Summer, Fall | Winter, Spring, Summer, Fall | Winter, Spring, Summer, Fall | Winter, Spring, Summer, Fall | Winter, Spring, Summer, Fall
BART NOX Annual- Merrimack 2- v7.23 | 111 | 7944 | Rate Constraint in lbs/MMBtu | FALSE | L | Annual | Standard NOX | lb/MMBtu | 0.22 | 0.22 | 0.22 | 0.22 | 0.22 | 0.22 | 0.22
BART NOX Annual- Merrimack 2- v7.23 | 111 | 7944 | Rate Constraint in lbs/MMBtu | FALSE | L | Annual | Emissions at Affected Plants NOX | Thousand Tons | 0 | 0 | 0 | 0 | 0 | 0 | 0
BART NOX Annual- Merrimack 2- v7.23 | 111 | 7944 | Rate Constraint in lbs/MMBtu | FALSE | L | Annual | Allowances Purchased NOX | Thousand Tons | 0 | 0 | 0 | 0 | 0 | 0 | 0
BART NOX Annual- Merrimack 2- v7.23 | 111 | 7944 | Rate Constraint in lbs/MMBtu | FALSE | L | Annual | Allowances Sold NOX | Thousand Tons | 0 | 0 | 0 | 0 | 0 | 0 | 0
BART NOX Annual- Merrimack 2- v7.23 | 111 | 7944 | Rate Constraint in lbs/MMBtu | FALSE | L | Annual | Allowances Banked | Thousand Tons | 0 | 0 | 0 | 0 | 0 | 0 | 0
BART NOX Annual- Merrimack 2- v7.23 | 111 | 7944 | Rate Constraint in lbs/MMBtu | FALSE | L | Annual | Allowances Withdrawn (1:1) | Thousand Tons | 0 | 0 | 0 | 0 | 0 | 0 | 0
BART NOX Annual- Merrimack 2- v7.23 | 111 | 7944 | Rate Constraint in lbs/MMBtu | FALSE | L | Annual | Allowances Withdrawn (n:1) | Thousand Tons | 0 | 0 | 0 | 0 | 0 | 0 | 0
BART NOX Annual- Merrimack 2- v7.23 | 111 | 7944 | Rate Constraint in lbs/MMBtu | FALSE | L | Annual | Net Emissions Allowance Position | Thousand Tons | 0 | 0 | 0 | 0 | 0 | 0 | 0
BART NOX Annual- Merrimack 2- v7.23 | 111 | 7944 | Rate Constraint in lbs/MMBtu | FALSE | L | Annual | Fuel Consumed | TBtu | 0 | 0 | 0 | 0 | 0 | 0 | 0
BART NOX Annual- Merrimack 2- v7.23 | 111 | 7944 | Rate Constraint in lbs/MMBtu | FALSE | L | Annual | Rate | lb/MMBtu | 0 | 0 | 0 | 0 | 0 | 0 | 0
BART NOX Annual- Merrimack 2- v7.23 | 111 | 7944 | Rate Constraint in lbs/MMBtu | FALSE | L | Annual | Generation | TWh | 0 | 0 | 0 | 0 | 0 | 0 | 0
BART NOX Annual- Merrimack 2- v7.23 | 111 | 7944 | Rate Constraint in lbs/MMBtu | FALSE | L | Annual | Qualifying Generation | TWh | 0 | 0 | 0 | 0 | 0 | 0 | 0
BART NOX Annual- Merrimack 2- v7.23 | 111 | 7944 | Rate Constraint in lbs/MMBtu | FALSE | L | Annual | Rate | lb/MWh | 0 | 0 | 0 | 0 | 0 | 0 | 0
BART NOX Annual- Merrimack 2- v7.23 | 111 | 7944 | Rate Constraint in lbs/MMBtu | FALSE | L | Annual | Constraint Shadow Price | US2022$/Ton | 0 | 0 | 0 | 0 | 0 | 0 | 0
BART NOX Annual- Northport 1- v5.16 | 112 | 7187 | Rate Constraint in lbs/MMBtu | FALSE | L | Annual | Seasons Included | Seasons | Winter, Spring, Summer, Fall | Winter, Spring, Summer, Fall | Winter, Spring, Summer, Fall | Winter, Spring, Summer, Fall | Winter, Spring, Summer, Fall | Winter, Spring, Summer, Fall | Winter, Spring, Summer, Fall
BART NOX Annual- Northport 1- v5.16 | 112 | 7187 | Rate Constraint in lbs/MMBtu | FALSE | L | Annual | Standard NOX | lb/MMBtu | 0.1 | 0.1 | 0.1 | 0.1 | 0.1 | 0.1 | 0.1
BART NOX Annual- Northport 1- v5.16 | 112 | 7187 | Rate Constraint in lbs/MMBtu | FALSE | L | Annual | Emissions at Affected Plants NOX | Thousand Tons | 0.16993 | 0.036262 | 0 | 0 | 0 | 0 | 0
BART NOX Annual- Northport 1- v5.16 | 112 | 7187 | Rate Constraint in lbs/MMBtu | FALSE | L | Annual | Allowances Purchased NOX | Thousand Tons | 0 | 0 | 0 | 0 | 0 | 0 | 0
BART NOX Annual- Northport 1- v5.16 | 112 | 7187 | Rate Constraint in lbs/MMBtu | FALSE | L | Annual | Allowances Sold NOX | Thousand Tons | 0 | 0 | 0 | 0 | 0 | 0 | 0
BART NOX Annual- Northport 1- v5.16 | 112 | 7187 | Rate Constraint in lbs/MMBtu | FALSE | L | Annual | Allowances Banked | Thousand Tons | 0 | 0 | 0 | 0 | 0 | 0 | 0
BART NOX Annual- Northport 1- v5.16 | 112 | 7187 | Rate Constraint in lbs/MMBtu | FALSE | L | Annual | Allowances Withdrawn (1:1) | Thousand Tons | 0 | 0 | 0 | 0 | 0 | 0 | 0
BART NOX Annual- Northport 1- v5.16 | 112 | 7187 | Rate Constraint in lbs/MMBtu | FALSE | L | Annual | Allowances Withdrawn (n:1) | Thousand Tons | 0 | 0 | 0 | 0 | 0 | 0 | 0
BART NOX Annual- Northport 1- v5.16 | 112 | 7187 | Rate Constraint in lbs/MMBtu | FALSE | L | Annual | Net Emissions Allowance Position | Thousand Tons | 0.16993 | 0.036262 | 0 | 0 | 0 | 0 | 0
BART NOX Annual- Northport 1- v5.16 | 112 | 7187 | Rate Constraint in lbs/MMBtu | FALSE | L | Annual | Fuel Consumed | TBtu | 5.2675 | 1.1241 | 0 | 0 | 0 | 0 | 0
BART NOX Annual- Northport 1- v5.16 | 112 | 7187 | Rate Constraint in lbs/MMBtu | FALSE | L | Annual | Rate | lb/MMBtu | 0.06452 | 0.06452 | 0 | 0 | 0 | 0 | 0
BART NOX Annual- Northport 1- v5.16 | 112 | 7187 | Rate Constraint in lbs/MMBtu | FALSE | L | Annual | Generation | TWh | 0.49078 | 0.10473 | 0 | 0 | 0 | 0 | 0
BART NOX Annual- Northport 1- v5.16 | 112 | 7187 | Rate Constraint in lbs/MMBtu | FALSE | L | Annual | Qualifying Generation | TWh | 0.49078 | 0.10473 | 0 | 0 | 0 | 0 | 0
BART NOX Annual- Northport 1- v5.16 | 112 | 7187 | Rate Constraint in lbs/MMBtu | FALSE | L | Annual | Rate | lb/MWh | 0.69249 | 0.69249 | 0 | 0 | 0 | 0 | 0
BART NOX Annual- Northport 1- v5.16 | 112 | 7187 | Rate Constraint in lbs/MMBtu | FALSE | L | Annual | Constraint Shadow Price | US2022$/Ton | 0 | 0 | 0 | 0 | 0 | 0 | 0
BART NOX Annual- Northport 2- v5.16 | 113 | 7188 | Rate Constraint in lbs/MMBtu | FALSE | L | Annual | Seasons Included | Seasons | Winter, Spring, Summer, Fall | Winter, Spring, Summer, Fall | Winter, Spring, Summer, Fall | Winter, Spring, Summer, Fall | Winter, Spring, Summer, Fall | Winter, Spring, Summer, Fall | Winter, Spring, Summer, Fall
BART NOX Annual- Northport 2- v5.16 | 113 | 7188 | Rate Constraint in lbs/MMBtu | FALSE | L | Annual | Standard NOX | lb/MMBtu | 0.1 | 0.1 | 0.1 | 0.1 | 0.1 | 0.1 | 0.1
BART NOX Annual- Northport 2- v5.16 | 113 | 7188 | Rate Constraint in lbs/MMBtu | FALSE | L | Annual | Emissions at Affected Plants NOX | Thousand Tons | 0.19701 | 0 | 0 | 0 | 0 | 0 | 0
BART NOX Annual- Northport 2- v5.16 | 113 | 7188 | Rate Constraint in lbs/MMBtu | FALSE | L | Annual | Allowances Purchased NOX | Thousand Tons | 0 | 0 | 0 | 0 | 0 | 0 | 0
BART NOX Annual- Northport 2- v5.16 | 113 | 7188 | Rate Constraint in lbs/MMBtu | FALSE | L | Annual | Allowances Sold NOX | Thousand Tons | 0 | 0 | 0 | 0 | 0 | 0 | 0
BART NOX Annual- Northport 2- v5.16 | 113 | 7188 | Rate Constraint in lbs/MMBtu | FALSE | L | Annual | Allowances Banked | Thousand Tons | 0 | 0 | 0 | 0 | 0 | 0 | 0
BART NOX Annual- Northport 2- v5.16 | 113 | 7188 | Rate Constraint in lbs/MMBtu | FALSE | L | Annual | Allowances Withdrawn (1:1) | Thousand Tons | 0 | 0 | 0 | 0 | 0 | 0 | 0
BART NOX Annual- Northport 2- v5.16 | 113 | 7188 | Rate Constraint in lbs/MMBtu | FALSE | L | Annual | Allowances Withdrawn (n:1) | Thousand Tons | 0 | 0 | 0 | 0 | 0 | 0 | 0
BART NOX Annual- Northport 2- v5.16 | 113 | 7188 | Rate Constraint in lbs/MMBtu | FALSE | L | Annual | Net Emissions Allowance Position | Thousand Tons | 0.19701 | 0 | 0 | 0 | 0 | 0 | 0
BART NOX Annual- Northport 2- v5.16 | 113 | 7188 | Rate Constraint in lbs/MMBtu | FALSE | L | Annual | Fuel Consumed | TBtu | 6.4214 | 0 | 0 | 0 | 0 | 0 | 0
BART NOX Annual- Northport 2- v5.16 | 113 | 7188 | Rate Constraint in lbs/MMBtu | FALSE | L | Annual | Rate | lb/MMBtu | 0.06136 | 0 | 0 | 0 | 0 | 0 | 0
BART NOX Annual- Northport 2- v5.16 | 113 | 7188 | Rate Constraint in lbs/MMBtu | FALSE | L | Annual | Generation | TWh | 0.59491 | 0 | 0 | 0 | 0 | 0 | 0
BART NOX Annual- Northport 2- v5.16 | 113 | 7188 | Rate Constraint in lbs/MMBtu | FALSE | L | Annual | Qualifying Generation | TWh | 0.59491 | 0 | 0 | 0 | 0 | 0 | 0
BART NOX Annual- Northport 2- v5.16 | 113 | 7188 | Rate Constraint in lbs/MMBtu | FALSE | L | Annual | Rate | lb/MWh | 0.66232 | 0 | 0 | 0 | 0 | 0 | 0
BART NOX Annual- Northport 2- v5.16 | 113 | 7188 | Rate Constraint in lbs/MMBtu | FALSE | L | Annual | Constraint Shadow Price | US2022$/Ton | 0 | 0 | 0 | 0 | 0 | 0 | 0
BART NOX Annual- Northport 3- v5.16 | 114 | 7189 | Rate Constraint in lbs/MMBtu | FALSE | L | Annual | Seasons Included | Seasons | Winter, Spring, Summer, Fall | Winter, Spring, Summer, Fall | Winter, Spring, Summer, Fall | Winter, Spring, Summer, Fall | Winter, Spring, Summer, Fall | Winter, Spring, Summer, Fall | Winter, Spring, Summer, Fall
BART NOX Annual- Northport 3- v5.16 | 114 | 7189 | Rate Constraint in lbs/MMBtu | FALSE | L | Annual | Standard NOX | lb/MMBtu | 0.1 | 0.1 | 0.1 | 0.1 | 0.1 | 0.1 | 0.1
BART NOX Annual- Northport 3- v5.16 | 114 | 7189 | Rate Constraint in lbs/MMBtu | FALSE | L | Annual | Emissions at Affected Plants NOX | Thousand Tons | 0.20456 | 0.17094 | 0 | 0 | 0 | 0 | 0
BART NOX Annual- Northport 3- v5.16 | 114 | 7189 | Rate Constraint in lbs/MMBtu | FALSE | L | Annual | Allowances Purchased NOX | Thousand Tons | 0 | 0 | 0 | 0 | 0 | 0 | 0
BART NOX Annual- Northport 3- v5.16 | 114 | 7189 | Rate Constraint in lbs/MMBtu | FALSE | L | Annual | Allowances Sold NOX | Thousand Tons | 0 | 0 | 0 | 0 | 0 | 0 | 0
BART NOX Annual- Northport 3- v5.16 | 114 | 7189 | Rate Constraint in lbs/MMBtu | FALSE | L | Annual | Allowances Banked | Thousand Tons | 0 | 0 | 0 | 0 | 0 | 0 | 0
BART NOX Annual- Northport 3- v5.16 | 114 | 7189 | Rate Constraint in lbs/MMBtu | FALSE | L | Annual | Allowances Withdrawn (1:1) | Thousand Tons | 0 | 0 | 0 | 0 | 0 | 0 | 0
BART NOX Annual- Northport 3- v5.16 | 114 | 7189 | Rate Constraint in lbs/MMBtu | FALSE | L | Annual | Allowances Withdrawn (n:1) | Thousand Tons | 0 | 0 | 0 | 0 | 0 | 0 | 0
BART NOX Annual- Northport 3- v5.16 | 114 | 7189 | Rate Constraint in lbs/MMBtu | FALSE | L | Annual | Net Emissions Allowance Position | Thousand Tons | 0.20456 | 0.17094 | 0 | 0 | 0 | 0 | 0
BART NOX Annual- Northport 3- v5.16 | 114 | 7189 | Rate Constraint in lbs/MMBtu | FALSE | L | Annual | Fuel Consumed | TBtu | 6.3697 | 5.3228 | 0 | 0 | 0 | 0 | 0
BART NOX Annual- Northport 3- v5.16 | 114 | 7189 | Rate Constraint in lbs/MMBtu | FALSE | L | Annual | Rate | lb/MMBtu | 0.06423 | 0.06423 | 0 | 0 | 0 | 0 | 0
BART NOX Annual- Northport 3- v5.16 | 114 | 7189 | Rate Constraint in lbs/MMBtu | FALSE | L | Annual | Generation | TWh | 0.59491 | 0.49714 | 0 | 0 | 0 | 0 | 0
BART NOX Annual- Northport 3- v5.16 | 114 | 7189 | Rate Constraint in lbs/MMBtu | FALSE | L | Annual | Qualifying Generation | TWh | 0.59491 | 0.49714 | 0 | 0 | 0 | 0 | 0
BART NOX Annual- Northport 3- v5.16 | 114 | 7189 | Rate Constraint in lbs/MMBtu | FALSE | L | Annual | Rate | lb/MWh | 0.68771 | 0.68771 | 0 | 0 | 0 | 0 | 0
BART NOX Annual- Northport 3- v5.16 | 114 | 7189 | Rate Constraint in lbs/MMBtu | FALSE | L | Annual | Constraint Shadow Price | US2022$/Ton | 0 | 0 | 0 | 0 | 0 | 0 | 0
BART NOX Annual- Northport 4- v5.16 | 115 | 7190 | Rate Constraint in lbs/MMBtu | FALSE | L | Annual | Seasons Included | Seasons | Winter, Spring, Summer, Fall | Winter, Spring, Summer, Fall | Winter, Spring, Summer, Fall | Winter, Spring, Summer, Fall | Winter, Spring, Summer, Fall | Winter, Spring, Summer, Fall | Winter, Spring, Summer, Fall
BART NOX Annual- Northport 4- v5.16 | 115 | 7190 | Rate Constraint in lbs/MMBtu | FALSE | L | Annual | Standard NOX | lb/MMBtu | 0.1 | 0.1 | 0.1 | 0.1 | 0.1 | 0.1 | 0.1
BART NOX Annual- Northport 4- v5.16 | 115 | 7190 | Rate Constraint in lbs/MMBtu | FALSE | L | Annual | Emissions at Affected Plants NOX | Thousand Tons | 0.157 | 0.1312 | 0.1179 | 0 | 0 | 0 | 0
BART NOX Annual- Northport 4- v5.16 | 115 | 7190 | Rate Constraint in lbs/MMBtu | FALSE | L | Annual | Allowances Purchased NOX | Thousand Tons | 0 | 0 | 0 | 0 | 0 | 0 | 0
BART NOX Annual- Northport 4- v5.16 | 115 | 7190 | Rate Constraint in lbs/MMBtu | FALSE | L | Annual | Allowances Sold NOX | Thousand Tons | 0 | 0 | 0 | 0 | 0 | 0 | 0
BART NOX Annual- Northport 4- v5.16 | 115 | 7190 | Rate Constraint in lbs/MMBtu | FALSE | L | Annual | Allowances Banked | Thousand Tons | 0 | 0 | 0 | 0 | 0 | 0 | 0
BART NOX Annual- Northport 4- v5.16 | 115 | 7190 | Rate Constraint in lbs/MMBtu | FALSE | L | Annual | Allowances Withdrawn (1:1) | Thousand Tons | 0 | 0 | 0 | 0 | 0 | 0 | 0
BART NOX Annual- Northport 4- v5.16 | 115 | 7190 | Rate Constraint in lbs/MMBtu | FALSE | L | Annual | Allowances Withdrawn (n:1) | Thousand Tons | 0 | 0 | 0 | 0 | 0 | 0 | 0
BART NOX Annual- Northport 4- v5.16 | 115 | 7190 | Rate Constraint in lbs/MMBtu | FALSE | L | Annual | Net Emissions Allowance Position | Thousand Tons | 0.157 | 0.1312 | 0.1179 | 0 | 0 | 0 | 0
BART NOX Annual- Northport 4- v5.16 | 115 | 7190 | Rate Constraint in lbs/MMBtu | FALSE | L | Annual | Fuel Consumed | TBtu | 6.309 | 5.2721 | 4.738 | 0 | 0 | 0 | 0
BART NOX Annual- Northport 4- v5.16 | 115 | 7190 | Rate Constraint in lbs/MMBtu | FALSE | L | Annual | Rate | lb/MMBtu | 0.04977 | 0.04977 | 0.04977 | 0 | 0 | 0 | 0
BART NOX Annual- Northport 4- v5.16 | 115 | 7190 | Rate Constraint in lbs/MMBtu | FALSE | L | Annual | Generation | TWh | 0.59491 | 0.49714 | 0.44677 | 0 | 0 | 0 | 0
BART NOX Annual- Northport 4- v5.16 | 115 | 7190 | Rate Constraint in lbs/MMBtu | FALSE | L | Annual | Qualifying Generation | TWh | 0.59491 | 0.49714 | 0.44677 | 0 | 0 | 0 | 0
BART NOX Annual- Northport 4- v5.16 | 115 | 7190 | Rate Constraint in lbs/MMBtu | FALSE | L | Annual | Rate | lb/MWh | 0.52781 | 0.52781 | 0.52781 | 0 | 0 | 0 | 0
BART NOX Annual- Northport 4- v5.16 | 115 | 7190 | Rate Constraint in lbs/MMBtu | FALSE | L | Annual | Constraint Shadow Price | US2022$/Ton | 0 | 0 | 0 | 0 | 0 | 0 | 0
BART NOX Annual- Ravenswood 1- v5.16 | 116 | 7183 | Rate Constraint in lbs/MMBtu | FALSE | L | Annual | Seasons Included | Seasons | Winter, Spring, Summer, Fall | Winter, Spring, Summer, Fall | Winter, Spring, Summer, Fall | Winter, Spring, Summer, Fall | Winter, Spring, Summer, Fall | Winter, Spring, Summer, Fall | Winter, Spring, Summer, Fall
BART NOX Annual- Ravenswood 1- v5.16 | 116 | 7183 | Rate Constraint in lbs/MMBtu | FALSE | L | Annual | Standard NOX | lb/MMBtu | 0.15 | 0.15 | 0.15 | 0.15 | 0.15 | 0.15 | 0.15
BART NOX Annual- Ravenswood 1- v5.16 | 116 | 7183 | Rate Constraint in lbs/MMBtu | FALSE | L | Annual | Emissions at Affected Plants NOX | Thousand Tons | 0.14502 | 0.10742 | 0 | 0 | 0 | 0 | 0
BART NOX Annual- Ravenswood 1- v5.16 | 116 | 7183 | Rate Constraint in lbs/MMBtu | FALSE | L | Annual | Allowances Purchased NOX | Thousand Tons | 0 | 0 | 0 | 0 | 0 | 0 | 0
BART NOX Annual- Ravenswood 1- v5.16 | 116 | 7183 | Rate Constraint in lbs/MMBtu | FALSE | L | Annual | Allowances Sold NOX | Thousand Tons | 0 | 0 | 0 | 0 | 0 | 0 | 0
BART NOX Annual- Ravenswood 1- v5.16 | 116 | 7183 | Rate Constraint in lbs/MMBtu | FALSE | L | Annual | Allowances Banked | Thousand Tons | 0 | 0 | 0 | 0 | 0 | 0 | 0
BART NOX Annual- Ravenswood 1- v5.16 | 116 | 7183 | Rate Constraint in lbs/MMBtu | FALSE | L | Annual | Allowances Withdrawn (1:1) | Thousand Tons | 0 | 0 | 0 | 0 | 0 | 0 | 0
BART NOX Annual- Ravenswood 1- v5.16 | 116 | 7183 | Rate Constraint in lbs/MMBtu | FALSE | L | Annual | Allowances Withdrawn (n:1) | Thousand Tons | 0 | 0 | 0 | 0 | 0 | 0 | 0
BART NOX Annual- Ravenswood 1- v5.16 | 116 | 7183 | Rate Constraint in lbs/MMBtu | FALSE | L | Annual | Net Emissions Allowance Position | Thousand Tons | 0.14502 | 0.10742 | 0 | 0 | 0 | 0 | 0
BART NOX Annual- Ravenswood 1- v5.16 | 116 | 7183 | Rate Constraint in lbs/MMBtu | FALSE | L | Annual | Fuel Consumed | TBtu | 4.5172 | 3.3459 | 0 | 0 | 0 | 0 | 0
BART NOX Annual- Ravenswood 1- v5.16 | 116 | 7183 | Rate Constraint in lbs/MMBtu | FALSE | L | Annual | Rate | lb/MMBtu | 0.06421 | 0.06421 | 0 | 0 | 0 | 0 | 0
BART NOX Annual- Ravenswood 1- v5.16 | 116 | 7183 | Rate Constraint in lbs/MMBtu | FALSE | L | Annual | Generation | TWh | 0.4101 | 0.30376 | 0 | 0 | 0 | 0 | 0
BART NOX Annual- Ravenswood 1- v5.16 | 116 | 7183 | Rate Constraint in lbs/MMBtu | FALSE | L | Annual | Qualifying Generation | TWh | 0.4101 | 0.30376 | 0 | 0 | 0 | 0 | 0
BART NOX Annual- Ravenswood 1- v5.16 | 116 | 7183 | Rate Constraint in lbs/MMBtu | FALSE | L | Annual | Rate | lb/MWh | 0.70727 | 0.70727 | 0 | 0 | 0 | 0 | 0
BART NOX Annual- Ravenswood 1- v5.16 | 116 | 7183 | Rate Constraint in lbs/MMBtu | FALSE | L | Annual | Constraint Shadow Price | US2022$/Ton | 0 | 0 | 0 | 0 | 0 | 0 | 0
BART NOX Annual- Ravenswood 2- v5.16 | 117 | 7184 | Rate Constraint in lbs/MMBtu | FALSE | L | Annual | Seasons Included | Seasons | Winter, Spring, Summer, Fall | Winter, Spring, Summer, Fall | Winter, Spring, Summer, Fall | Winter, Spring, Summer, Fall | Winter, Spring, Summer, Fall | Winter, Spring, Summer, Fall | Winter, Spring, Summer, Fall
BART NOX Annual- Ravenswood 2- v5.16 | 117 | 7184 | Rate Constraint in lbs/MMBtu | FALSE | L | Annual | Standard NOX | lb/MMBtu | 0.15 | 0.15 | 0.15 | 0.15 | 0.15 | 0.15 | 0.15
BART NOX Annual- Ravenswood 2- v5.16 | 117 | 7184 | Rate Constraint in lbs/MMBtu | FALSE | L | Annual | Emissions at Affected Plants NOX | Thousand Tons | 0 | 0 | 0 | 0 | 0 | 0 | 0
BART NOX Annual- Ravenswood 2- v5.16 | 117 | 7184 | Rate Constraint in lbs/MMBtu | FALSE | L | Annual | Allowances Purchased NOX | Thousand Tons | 0 | 0 | 0 | 0 | 0 | 0 | 0
BART NOX Annual- Ravenswood 2- v5.16 | 117 | 7184 | Rate Constraint in lbs/MMBtu | FALSE | L | Annual | Allowances Sold NOX | Thousand Tons | 0 | 0 | 0 | 0 | 0 | 0 | 0
BART NOX Annual- Ravenswood 2- v5.16 | 117 | 7184 | Rate Constraint in lbs/MMBtu | FALSE | L | Annual | Allowances Banked | Thousand Tons | 0 | 0 | 0 | 0 | 0 | 0 | 0
BART NOX Annual- Ravenswood 2- v5.16 | 117 | 7184 | Rate Constraint in lbs/MMBtu | FALSE | L | Annual | Allowances Withdrawn (1:1) | Thousand Tons | 0 | 0 | 0 | 0 | 0 | 0 | 0
BART NOX Annual- Ravenswood 2- v5.16 | 117 | 7184 | Rate Constraint in lbs/MMBtu | FALSE | L | Annual | Allowances Withdrawn (n:1) | Thousand Tons | 0 | 0 | 0 | 0 | 0 | 0 | 0
BART NOX Annual- Ravenswood 2- v5.16 | 117 | 7184 | Rate Constraint in lbs/MMBtu | FALSE | L | Annual | Net Emissions Allowance Position | Thousand Tons | 0 | 0 | 0 | 0 | 0 | 0 | 0
BART NOX Annual- Ravenswood 2- v5.16 | 117 | 7184 | Rate Constraint in lbs/MMBtu | FALSE | L | Annual | Fuel Consumed | TBtu | 0 | 0 | 0 | 0 | 0 | 0 | 0
BART NOX Annual- Ravenswood 2- v5.16 | 117 | 7184 | Rate Constraint in lbs/MMBtu | FALSE | L | Annual | Rate | lb/MMBtu | 0 | 0 | 0 | 0 | 0 | 0 | 0
BART NOX Annual- Ravenswood 2- v5.16 | 117 | 7184 | Rate Constraint in lbs/MMBtu | FALSE | L | Annual | Generation | TWh | 0 | 0 | 0 | 0 | 0 | 0 | 0
BART NOX Annual- Ravenswood 2- v5.16 | 117 | 7184 | Rate Constraint in lbs/MMBtu | FALSE | L | Annual | Qualifying Generation | TWh | 0 | 0 | 0 | 0 | 0 | 0 | 0
BART NOX Annual- Ravenswood 2- v5.16 | 117 | 7184 | Rate Constraint in lbs/MMBtu | FALSE | L | Annual | Rate | lb/MWh | 0 | 0 | 0 | 0 | 0 | 0 | 0
BART NOX Annual- Ravenswood 2- v5.16 | 117 | 7184 | Rate Constraint in lbs/MMBtu | FALSE | L | Annual | Constraint Shadow Price | US2022$/Ton | 0 | 0 | 0 | 0 | 0 | 0 | 0
BART NOX Annual- Ravenswood 3- v5.16 | 118 | 7185 | Rate Constraint in lbs/MMBtu | FALSE | L | Annual | Seasons Included | Seasons | Winter, Spring, Summer, Fall | Winter, Spring, Summer, Fall | Winter, Spring, Summer, Fall | Winter, Spring, Summer, Fall | Winter, Spring, Summer, Fall | Winter, Spring, Summer, Fall | Winter, Spring, Summer, Fall
BART NOX Annual- Ravenswood 3- v5.16 | 118 | 7185 | Rate Constraint in lbs/MMBtu | FALSE | L | Annual | Standard NOX | lb/MMBtu | 0.15 | 0.15 | 0.15 | 0.15 | 0.15 | 0.15 | 0.15
BART NOX Annual- Ravenswood 3- v5.16 | 118 | 7185 | Rate Constraint in lbs/MMBtu | FALSE | L | Annual | Emissions at Affected Plants NOX | Thousand Tons | 0.014964 | 0 | 0 | 0 | 0 | 0 | 0
BART NOX Annual- Ravenswood 3- v5.16 | 118 | 7185 | Rate Constraint in lbs/MMBtu | FALSE | L | Annual | Allowances Purchased NOX | Thousand Tons | 0 | 0 | 0 | 0 | 0 | 0 | 0
BART NOX Annual- Ravenswood 3- v5.16 | 118 | 7185 | Rate Constraint in lbs/MMBtu | FALSE | L | Annual | Allowances Sold NOX | Thousand Tons | 0 | 0 | 0 | 0 | 0 | 0 | 0
BART NOX Annual- Ravenswood 3- v5.16 | 118 | 7185 | Rate Constraint in lbs/MMBtu | FALSE | L | Annual | Allowances Banked | Thousand Tons | 0 | 0 | 0 | 0 | 0 | 0 | 0
BART NOX Annual- Ravenswood 3- v5.16 | 118 | 7185 | Rate Constraint in lbs/MMBtu | FALSE | L | Annual | Allowances Withdrawn (1:1) | Thousand Tons | 0 | 0 | 0 | 0 | 0 | 0 | 0
BART NOX Annual- Ravenswood 3- v5.16 | 118 | 7185 | Rate Constraint in lbs/MMBtu | FALSE | L | Annual | Allowances Withdrawn (n:1) | Thousand Tons | 0 | 0 | 0 | 0 | 0 | 0 | 0
BART NOX Annual- Ravenswood 3- v5.16 | 118 | 7185 | Rate Constraint in lbs/MMBtu | FALSE | L | Annual | Net Emissions Allowance Position | Thousand Tons | 0.014964 | 0 | 0 | 0 | 0 | 0 | 0
BART NOX Annual- Ravenswood 3- v5.16 | 118 | 7185 | Rate Constraint in lbs/MMBtu | FALSE | L | Annual | Fuel Consumed | TBtu | 0.42686 | 0 | 0 | 0 | 0 | 0 | 0
BART NOX Annual- Ravenswood 3- v5.16 | 118 | 7185 | Rate Constraint in lbs/MMBtu | FALSE | L | Annual | Rate | lb/MMBtu | 0.07011 | 0 | 0 | 0 | 0 | 0 | 0
BART NOX Annual- Ravenswood 3- v5.16 | 118 | 7185 | Rate Constraint in lbs/MMBtu | FALSE | L | Annual | Generation | TWh | 0.038696 | 0 | 0 | 0 | 0 | 0 | 0
BART NOX Annual- Ravenswood 3- v5.16 | 118 | 7185 | Rate Constraint in lbs/MMBtu | FALSE | L | Annual | Qualifying Generation | TWh | 0.038696 | 0 | 0 | 0 | 0 | 0 | 0
BART NOX Annual- Ravenswood 3- v5.16 | 118 | 7185 | Rate Constraint in lbs/MMBtu | FALSE | L | Annual | Rate | lb/MWh | 0.77338 | 0 | 0 | 0 | 0 | 0 | 0
BART NOX Annual- Ravenswood 3- v5.16 | 118 | 7185 | Rate Constraint in lbs/MMBtu | FALSE | L | Annual | Constraint Shadow Price | US2022$/Ton | 0 | 0 | 0 | 0 | 0 | 0 | 0
BART NOX Annual- Seminole 1- v7.23 | 119 | 7947 | Rate Constraint in lbs/MMBtu | FALSE | L | Annual | Seasons Included | Seasons | Winter, Spring, Summer, Fall | Winter, Spring, Summer, Fall | Winter, Spring, Summer, Fall | Winter, Spring, Summer, Fall | Winter, Spring, Summer, Fall | Winter, Spring, Summer, Fall | Winter, Spring, Summer, Fall
BART NOX Annual- Seminole 1- v7.23 | 119 | 7947 | Rate Constraint in lbs/MMBtu | FALSE | L | Annual | Standard NOX | lb/MMBtu | 0.203 | 0.203 | 0.203 | 0.203 | 0.203 | 0.203 | 0.203
BART NOX Annual- Seminole 1- v7.23 | 119 | 7947 | Rate Constraint in lbs/MMBtu | FALSE | L | Annual | Emissions at Affected Plants NOX | Thousand Tons | 0.11779 | 0.11779 | 0.11779 | 0.11779 | 0.11779 | 0.11779 | 0.11779
BART NOX Annual- Seminole 1- v7.23 | 119 | 7947 | Rate Constraint in lbs/MMBtu | FALSE | L | Annual | Allowances Purchased NOX | Thousand Tons | 0 | 0 | 0 | 0 | 0 | 0 | 0
BART NOX Annual- Seminole 1- v7.23 | 119 | 7947 | Rate Constraint in lbs/MMBtu | FALSE | L | Annual | Allowances Sold NOX | Thousand Tons | 0 | 0 | 0 | 0 | 0 | 0 | 0
BART NOX Annual- Seminole 1- v7.23 | 119 | 7947 | Rate Constraint in lbs/MMBtu | FALSE | L | Annual | Allowances Banked | Thousand Tons | 0 | 0 | 0 | 0 | 0 | 0 | 0
BART NOX Annual- Seminole 1- v7.23 | 119 | 7947 | Rate Constraint in lbs/MMBtu | FALSE | L | Annual | Allowances Withdrawn (1:1) | Thousand Tons | 0 | 0 | 0 | 0 | 0 | 0 | 0
BART NOX Annual- Seminole 1- v7.23 | 119 | 7947 | Rate Constraint in lbs/MMBtu | FALSE | L | Annual | Allowances Withdrawn (n:1) | Thousand Tons | 0 | 0 | 0 | 0 | 0 | 0 | 0
BART NOX Annual- Seminole 1- v7.23 | 119 | 7947 | Rate Constraint in lbs/MMBtu | FALSE | L | Annual | Net Emissions Allowance Position | Thousand Tons | 0.11779 | 0.11779 | 0.11779 | 0.11779 | 0.11779 | 0.11779 | 0.11779
BART NOX Annual- Seminole 1- v7.23 | 119 | 7947 | Rate Constraint in lbs/MMBtu | FALSE | L | Annual | Fuel Consumed | TBtu | 2.0058 | 2.0058 | 2.0058 | 2.0058 | 2.0058 | 2.0058 | 2.0058
BART NOX Annual- Seminole 1- v7.23 | 119 | 7947 | Rate Constraint in lbs/MMBtu | FALSE | L | Annual | Rate | lb/MMBtu | 0.11745 | 0.11745 | 0.11745 | 0.11745 | 0.11745 | 0.11745 | 0.11745
BART NOX Annual- Seminole 1- v7.23 | 119 | 7947 | Rate Constraint in lbs/MMBtu | FALSE | L | Annual | Generation | TWh | 0.17257 | 0.17257 | 0.17257 | 0.17257 | 0.17257 | 0.17257 | 0.17257
BART NOX Annual- Seminole 1- v7.23 | 119 | 7947 | Rate Constraint in lbs/MMBtu | FALSE | L | Annual | Qualifying Generation | TWh | 0.17257 | 0.17257 | 0.17257 | 0.17257 | 0.17257 | 0.17257 | 0.17257
BART NOX Annual- Seminole 1- v7.23 | 119 | 7947 | Rate Constraint in lbs/MMBtu | FALSE | L | Annual | Rate | lb/MWh | 1.3652 | 1.3652 | 1.3652 | 1.3652 | 1.3652 | 1.3652 | 1.3652
BART NOX Annual- Seminole 1- v7.23 | 119 | 7947 | Rate Constraint in lbs/MMBtu | FALSE | L | Annual | Constraint Shadow Price | US2022$/Ton | 0 | 0 | 0 | 0 | 0 | 0 | 0
BART NOX Annual- Seminole 2- v7.23 | 120 | 7948 | Rate Constraint in lbs/MMBtu | FALSE | L | Annual | Seasons Included | Seasons | Winter, Spring, Summer, Fall | Winter, Spring, Summer, Fall | Winter, Spring, Summer, Fall | Winter, Spring, Summer, Fall | Winter, Spring, Summer, Fall | Winter, Spring, Summer, Fall | Winter, Spring, Summer, Fall
BART NOX Annual- Seminole 2- v7.23 | 120 | 7948 | Rate Constraint in lbs/MMBtu | FALSE | L | Annual | Standard NOX | lb/MMBtu | 0.212 | 0.212 | 0.212 | 0.212 | 0.212 | 0.212 | 0.212
BART NOX Annual- Seminole 2- v7.23 | 120 | 7948 | Rate Constraint in lbs/MMBtu | FALSE | L | Annual | Emissions at Affected Plants NOX | Thousand Tons | 0.11779 | 0.11779 | 0.11779 | 0.11779 | 0.11779 | 0.11779 | 0.11779
BART NOX Annual- Seminole 2- v7.23 | 120 | 7948 | Rate Constraint in lbs/MMBtu | FALSE | L | Annual | Allowances Purchased NOX | Thousand Tons | 0 | 0 | 0 | 0 | 0 | 0 | 0
BART NOX Annual- Seminole 2- v7.23 | 120 | 7948 | Rate Constraint in lbs/MMBtu | FALSE | L | Annual | Allowances Sold NOX | Thousand Tons | 0 | 0 | 0 | 0 | 0 | 0 | 0
BART NOX Annual- Seminole 2- v7.23 | 120 | 7948 | Rate Constraint in lbs/MMBtu | FALSE | L | Annual | Allowances Banked | Thousand Tons | 0 | 0 | 0 | 0 | 0 | 0 | 0
BART NOX Annual- Seminole 2- v7.23 | 120 | 7948 | Rate Constraint in lbs/MMBtu | FALSE | L | Annual | Allowances Withdrawn (1:1) | Thousand Tons | 0 | 0 | 0 | 0 | 0 | 0 | 0
BART NOX Annual- Seminole 2- v7.23 | 120 | 7948 | Rate Constraint in lbs/MMBtu | FALSE | L | Annual | Allowances Withdrawn (n:1) | Thousand Tons | 0 | 0 | 0 | 0 | 0 | 0 | 0
BART NOX Annual- Seminole 2- v7.23 | 120 | 7948 | Rate Constraint in lbs/MMBtu | FALSE | L | Annual | Net Emissions Allowance Position | Thousand Tons | 0.11779 | 0.11779 | 0.11779 | 0.11779 | 0.11779 | 0.11779 | 0.11779
BART NOX Annual- Seminole 2- v7.23 | 120 | 7948 | Rate Constraint in lbs/MMBtu | FALSE | L | Annual | Fuel Consumed | TBtu | 2.0058 | 2.0058 | 2.0058 | 2.0058 | 2.0058 | 2.0058 | 2.0058
BART NOX Annual- Seminole 2- v7.23 | 120 | 7948 | Rate Constraint in lbs/MMBtu | FALSE | L | Annual | Rate | lb/MMBtu | 0.11745 | 0.11745 | 0.11745 | 0.11745 | 0.11745 | 0.11745 | 0.11745
BART NOX Annual- Seminole 2- v7.23 | 120 | 7948 | Rate Constraint in lbs/MMBtu | FALSE | L | Annual | Generation | TWh | 0.17257 | 0.17257 | 0.17257 | 0.17257 | 0.17257 | 0.17257 | 0.17257
BART NOX Annual- Seminole 2- v7.23 | 120 | 7948 | Rate Constraint in lbs/MMBtu | FALSE | L | Annual | Qualifying Generation | TWh | 0.17257 | 0.17257 | 0.17257 | 0.17257 | 0.17257 | 0.17257 | 0.17257
BART NOX Annual- Seminole 2- v7.23 | 120 | 7948 | Rate Constraint in lbs/MMBtu | FALSE | L | Annual | Rate | lb/MWh | 1.3652 | 1.3652 | 1.3652 | 1.3652 | 1.3652 | 1.3652 | 1.3652
BART NOX Annual- Seminole 2- v7.23 | 120 | 7948 | Rate Constraint in lbs/MMBtu | FALSE | L | Annual | Constraint Shadow Price | US2022$/Ton | 0 | 0 | 0 | 0 | 0 | 0 | 0
BART NOX Annual- Seminole 3- v7.23 | 121 | 7949 | Rate Constraint in lbs/MMBtu | FALSE | L | Annual | Seasons Included | Seasons | Winter, Spring, Summer, Fall | Winter, Spring, Summer, Fall | Winter, Spring, Summer, Fall | Winter, Spring, Summer, Fall | Winter, Spring, Summer, Fall | Winter, Spring, Summer, Fall | Winter, Spring, Summer, Fall
BART NOX Annual- Seminole 3- v7.23 | 121 | 7949 | Rate Constraint in lbs/MMBtu | FALSE | L | Annual | Standard NOX | lb/MMBtu | 0.164 | 0.164 | 0.164 | 0.164 | 0.164 | 0.164 | 0.164
BART NOX Annual- Seminole 3- v7.23 | 121 | 7949 | Rate Constraint in lbs/MMBtu | FALSE | L | Annual | Emissions at Affected Plants NOX | Thousand Tons | 0.053128 | 0.053128 | 0.053128 | 0.053128 | 0.053128 | 0.053128 | 0.053128
BART NOX Annual- Seminole 3- v7.23 | 121 | 7949 | Rate Constraint in lbs/MMBtu | FALSE | L | Annual | Allowances Purchased NOX | Thousand Tons | 0 | 0 | 0 | 0 | 0 | 0 | 0
BART NOX Annual- Seminole 3- v7.23 | 121 | 7949 | Rate Constraint in lbs/MMBtu | FALSE | L | Annual | Allowances Sold NOX | Thousand Tons | 0 | 0 | 0 | 0 | 0 | 0 | 0
BART NOX Annual- Seminole 3- v7.23 | 121 | 7949 | Rate Constraint in lbs/MMBtu | FALSE | L | Annual | Allowances Banked | Thousand Tons | 0 | 0 | 0 | 0 | 0 | 0 | 0
BART NOX Annual- Seminole 3- v7.23 | 121 | 7949 | Rate Constraint in lbs/MMBtu | FALSE | L | Annual | Allowances Withdrawn (1:1) | Thousand Tons | 0 | 0 | 0 | 0 | 0 | 0 | 0
BART NOX Annual- Seminole 3- v7.23 | 121 | 7949 | Rate Constraint in lbs/MMBtu | FALSE | L | Annual | Allowances Withdrawn (n:1) | Thousand Tons | 0 | 0 | 0 | 0 | 0 | 0 | 0
BART NOX Annual- Seminole 3- v7.23 | 121 | 7949 | Rate Constraint in lbs/MMBtu | FALSE | L | Annual | Net Emissions Allowance Position | Thousand Tons | 0.053128 | 0.053128 | 0.053128 | 0.053128 | 0.053128 | 0.053128 | 0.053128
BART NOX Annual- Seminole 3- v7.23 | 121 | 7949 | Rate Constraint in lbs/MMBtu | FALSE | L | Annual | Fuel Consumed | TBtu | 1.0023 | 1.0023 | 1.0023 | 1.0023 | 1.0023 | 1.0023 | 1.0023
BART NOX Annual- Seminole 3- v7.23 | 121 | 7949 | Rate Constraint in lbs/MMBtu | FALSE | L | Annual | Rate | lb/MMBtu | 0.10601 | 0.10601 | 0.10601 | 0.10601 | 0.10601 | 0.10601 | 0.10601
BART NOX Annual- Seminole 3- v7.23 | 121 | 7949 | Rate Constraint in lbs/MMBtu | FALSE | L | Annual | Generation | TWh | 0.08725 | 0.08725 | 0.08725 | 0.08725 | 0.08725 | 0.08725 | 0.08725
BART NOX Annual- Seminole 3- v7.23 | 121 | 7949 | Rate Constraint in lbs/MMBtu | FALSE | L | Annual | Qualifying Generation | TWh | 0.08725 | 0.08725 | 0.08725 | 0.08725 | 0.08725 | 0.08725 | 0.08725
BART NOX Annual- Seminole 3- v7.23 | 121 | 7949 | Rate Constraint in lbs/MMBtu | FALSE | L | Annual | Rate | lb/MWh | 1.2178 | 1.2178 | 1.2178 | 1.2178 | 1.2178 | 1.2178 | 1.2178
BART NOX Annual- Seminole 3- v7.23 | 121 | 7949 | Rate Constraint in lbs/MMBtu | FALSE | L | Annual | Constraint Shadow Price | US2022$/Ton | 0 | 0 | 0 | 0 | 0 | 0 | 0
BART NOX Annual- Southwestern 3- v7.23 | 122 | 7950 | Rate Constraint in lbs/MMBtu | FALSE | L | Annual | Seasons Included | Seasons | Winter, Spring, Summer, Fall | Winter, Spring, Summer, Fall | Winter, Spring, Summer, Fall | Winter, Spring, Summer, Fall | Winter, Spring, Summer, Fall | Winter, Spring, Summer, Fall | Winter, Spring, Summer, Fall
BART NOX Annual- Southwestern 3- v7.23 | 122 | 7950 | Rate Constraint in lbs/MMBtu | FALSE | L | Annual | Standard NOX | lb/MMBtu | 0.45 | 0.45 | 0.45 | 0.45 | 0.45 | 0.45 | 0.45
BART NOX Annual- Southwestern 3- v7.23 | 122 | 7950 | Rate Constraint in lbs/MMBtu | FALSE | L | Annual | Emissions at Affected Plants NOX | Thousand Tons | 0.097785 | 0.097785 | 0.097785 | 0.097785 | 0.097785 | 0.097785 | 0.097785
BART NOX Annual- Southwestern 3- v7.23 | 122 | 7950 | Rate Constraint in lbs/MMBtu | FALSE | L | Annual | Allowances Purchased NOX | Thousand Tons | 0 | 0 | 0 | 0 | 0 | 0 | 0
BART NOX Annual- Southwestern 3- v7.23 | 122 | 7950 | Rate Constraint in lbs/MMBtu | FALSE | L | Annual | Allowances Sold NOX | Thousand Tons | 0 | 0 | 0 | 0 | 0 | 0 | 0
BART NOX Annual- Southwestern 3- v7.23 | 122 | 7950 | Rate Constraint in lbs/MMBtu | FALSE | L | Annual | Allowances Banked | Thousand Tons | 0 | 0 | 0 | 0 | 0 | 0 | 0
BART NOX Annual- Southwestern 3- v7.23 | 122 | 7950 | Rate Constraint in lbs/MMBtu | FALSE | L | Annual | Allowances Withdrawn (1:1) | Thousand Tons | 0 | 0 | 0 | 0 | 0 | 0 | 0
BART NOX Annual- Southwestern 3- v7.23 | 122 | 7950 | Rate Constraint in lbs/MMBtu | FALSE | L | Annual | Allowances Withdrawn (n:1) | Thousand Tons | 0 | 0 | 0 | 0 | 0 | 0 | 0
BART NOX Annual- Southwestern 3- v7.23 | 122 | 7950 | Rate Constraint in lbs/MMBtu | FALSE | L | Annual | Net Emissions Allowance Position | Thousand Tons | 0.097785 | 0.097785 | 0.097785 | 0.097785 | 0.097785 | 0.097785 | 0.097785
BART NOX Annual- Southwestern 3- v7.23 | 122 | 7950 | Rate Constraint in lbs/MMBtu | FALSE | L | Annual | Fuel Consumed | TBtu | 0.67153 | 0.67153 | 0.67153 | 0.67153 | 0.67153 | 0.67153 | 0.67153
BART NOX Annual- Southwestern 3- v7.23 | 122 | 7950 | Rate Constraint in lbs/MMBtu | FALSE | L | Annual | Rate | lb/MMBtu | 0.29123 | 0.29123 | 0.29123 | 0.29123 | 0.29123 | 0.29123 | 0.29123
BART NOX Annual- Southwestern 3- v7.23 | 122 | 7950 | Rate Constraint in lbs/MMBtu | FALSE | L | Annual | Generation | TWh | 0.051684 | 0.051684 | 0.051684 | 0.051684 | 0.051684 | 0.051684 | 0.051684
BART NOX Annual- Southwestern 3- v7.23 | 122 | 7950 | Rate Constraint in lbs/MMBtu | FALSE | L | Annual | Qualifying Generation | TWh | 0.051684 | 0.051684 | 0.051684 | 0.051684 | 0.051684 | 0.051684 | 0.051684
BART NOX Annual- Southwestern 3- v7.23 | 122 | 7950 | Rate Constraint in lbs/MMBtu | FALSE | L | Annual | Rate | lb/MWh | 3.784 | 3.784 | 3.784 | 3.784 | 3.784 | 3.784 | 3.784
BART NOX Annual- Southwestern 3- v7.23 | 122 | 7950 | Rate Constraint in lbs/MMBtu | FALSE | L | Annual | Constraint Shadow Price | US2022$/Ton | 0 | 0 | 0 | 0 | 0 | 0 | 0
BART NOX Annual- Wyodak 1- v7.23 | 123 | 7945 | Rate Constraint in lbs/MMBtu | FALSE | L | Annual | Seasons Included | Seasons | Winter, Spring, Summer, Fall | Winter, Spring, Summer, Fall | Winter, Spring, Summer, Fall | Winter, Spring, Summer, Fall | Winter, Spring, Summer, Fall | Winter, Spring, Summer, Fall | Winter, Spring, Summer, Fall
BART NOX Annual- Wyodak 1- v7.23 | 123 | 7945 | Rate Constraint in lbs/MMBtu | FALSE | L | Annual | Standard NOX | lb/MMBtu | 0.23 | 0.23 | 0.23 | 0.23 | 0.23 | 0.23 | 0.23
BART NOX Annual- Wyodak 1- v7.23 | 123 | 7945 | Rate Constraint in lbs/MMBtu | FALSE | L | Annual | Emissions at Affected Plants NOX | Thousand Tons | 3.0968 | 3.0968 | 3.0968 | 0 | 0 | 0 | 0
BART NOX Annual- Wyodak 1- v7.23 | 123 | 7945 | Rate Constraint in lbs/MMBtu | FALSE | L | Annual | Allowances Purchased NOX | Thousand Tons | 0 | 0 | 0 | 0 | 0 | 0 | 0
BART NOX Annual- Wyodak 1- v7.23 | 123 | 7945 | Rate Constraint in lbs/MMBtu | FALSE | L | Annual | Allowances Sold NOX | Thousand Tons | 0 | 0 | 0 | 0 | 0 | 0 | 0
BART NOX Annual- Wyodak 1- v7.23 | 123 | 7945 | Rate Constraint in lbs/MMBtu | FALSE | L | Annual | Allowances Banked | Thousand Tons | 0 | 0 | 0 | 0 | 0 | 0 | 0
BART NOX Annual- Wyodak 1- v7.23 | 123 | 7945 | Rate Constraint in lbs/MMBtu | FALSE | L | Annual | Allowances Withdrawn (1:1) | Thousand Tons | 0 | 0 | 0 | 0 | 0 | 0 | 0
BART NOX Annual- Wyodak 1- v7.23 | 123 | 7945 | Rate Constraint in lbs/MMBtu | FALSE | L | Annual | Allowances Withdrawn (n:1) | Thousand Tons | 0 | 0 | 0 | 0 | 0 | 0 | 0
BART NOX Annual- Wyodak 1- v7.23 | 123 | 7945 | Rate Constraint in lbs/MMBtu | FALSE | L | Annual | Net Emissions Allowance Position | Thousand Tons | 3.0968 | 3.0968 | 3.0968 | 0 | 0 | 0 | 0
BART NOX Annual- Wyodak 1- v7.23 | 123 | 7945 | Rate Constraint in lbs/MMBtu | FALSE | L | Annual | Fuel Consumed | TBtu | 27.3713 | 27.3713 | 27.3713 | 0 | 0 | 0 | 0
BART NOX Annual- Wyodak 1- v7.23 | 123 | 7945 | Rate Constraint in lbs/MMBtu | FALSE | L | Annual | Rate | lb/MMBtu | 0.22628 | 0.22628 | 0.22628 | 0 | 0 | 0 | 0
BART NOX Annual- Wyodak 1- v7.23 | 123 | 7945 | Rate Constraint in lbs/MMBtu | FALSE | L | Annual | Generation | TWh | 2.2397 | 2.2397 | 2.2397 | 0 | 0 | 0 | 0
BART NOX Annual- Wyodak 1- v7.23 | 123 | 7945 | Rate Constraint in lbs/MMBtu | FALSE | L | Annual | Qualifying Generation | TWh | 2.2397 | 2.2397 | 2.2397 | 0 | 0 | 0 | 0
BART NOX Annual- Wyodak 1- v7.23 | 123 | 7945 | Rate Constraint in lbs/MMBtu | FALSE | L | Annual | Rate | lb/MWh | 2.7654 | 2.7654 | 2.7654 | 0 | 0 | 0 | 0
BART NOX Annual- Wyodak 1- v7.23 | 123 | 7945 | Rate Constraint in lbs/MMBtu | FALSE | L | Annual | Constraint Shadow Price | US2022$/Ton | 0 | 0 | 0 | 0 | 0 | 0 | 0
BART NOX Annual-Apache Station 2 -v5.13 | 124 | 7138 | Rate Constraint in lbs/MMBtu | FALSE | L | Annual | Seasons Included | Seasons | Winter, Spring, Summer, Fall | Winter, Spring, Summer, Fall | Winter, Spring, Summer, Fall | Winter, Spring, Summer, Fall | Winter, Spring, Summer, Fall | Winter, Spring, Summer, Fall | Winter, Spring, Summer, Fall
BART NOX Annual-Apache Station 2 -v5.13 | 124 | 7138 | Rate Constraint in lbs/MMBtu | FALSE | L | Annual | Standard NOX | lb/MMBtu | 0.085 | 0.085 | 0.085 | 0.085 | 0.085 | 0.085 | 0.085
BART NOX Annual-Apache Station 2 -v5.13 | 124 | 7138 | Rate Constraint in lbs/MMBtu | FALSE | L | Annual | Emissions at Affected Plants NOX | Thousand Tons | 0.011317 | 0.011317 | 0.011317 | 0.011317 | 0.011317 | 0.011317 | 0.011317
BART NOX Annual-Apache Station 2 -v5.13 | 124 | 7138 | Rate Constraint in lbs/MMBtu | FALSE | L | Annual | Allowances Purchased NOX | Thousand Tons | 0 | 0 | 0 | 0 | 0 | 0 | 0
BART NOX Annual-Apache Station 2 -v5.13 | 124 | 7138 | Rate Constraint in lbs/MMBtu | FALSE | L | Annual | Allowances Sold NOX | Thousand Tons | 0 | 0 | 0 | 0 | 0 | 0 | 0
BART NOX Annual-Apache Station 2 -v5.13 | 124 | 7138 | Rate Constraint in lbs/MMBtu | FALSE | L | Annual | Allowances Banked | Thousand Tons | 0 | 0 | 0 | 0 | 0 | 0 | 0
BART NOX Annual-Apache Station 2 -v5.13 | 124 | 7138 | Rate Constraint in lbs/MMBtu | FALSE | L | Annual | Allowances Withdrawn (1:1) | Thousand Tons | 0 | 0 | 0 | 0 | 0 | 0 | 0
BART NOX Annual-Apache Station 2 -v5.13 | 124 | 7138 | Rate Constraint in lbs/MMBtu | FALSE | L | Annual | Allowances Withdrawn (n:1) | Thousand Tons | 0 | 0 | 0 | 0 | 0 | 0 | 0
BART NOX Annual-Apache Station 2 -v5.13 | 124 | 7138 | Rate Constraint in lbs/MMBtu | FALSE | L | Annual | Net Emissions Allowance Position | Thousand Tons | 0.011317 | 0.011317 | 0.011317 | 0.011317 | 0.011317 | 0.011317 | 0.011317
BART NOX Annual-Apache Station 2 -v5.13 | 124 | 7138 | Rate Constraint in lbs/MMBtu | FALSE | L | Annual | Fuel Consumed | TBtu | 0.33913 | 0.33913 | 0.33913 | 0.33913 | 0.33913 | 0.33913 | 0.33913
BART NOX Annual-Apache Station 2 -v5.13 | 124 | 7138 | Rate Constraint in lbs/MMBtu | FALSE | L | Annual | Rate | lb/MMBtu | 0.06674 | 0.06674 | 0.06674 | 0.06674 | 0.06674 | 0.06674 | 0.06674
BART NOX Annual-Apache Station 2 -v5.13 | 124 | 7138 | Rate Constraint in lbs/MMBtu | FALSE | L | Annual | Generation | TWh | 0.03066 | 0.03066 | 0.03066 | 0.03066 | 0.03066 | 0.03066 | 0.03066
BART NOX Annual-Apache Station 2 -v5.13 | 124 | 7138 | Rate Constraint in lbs/MMBtu | FALSE | L | Annual | Qualifying Generation | TWh | 0.03066 | 0.03066 | 0.03066 | 0.03066 | 0.03066 | 0.03066 | 0.03066
BART NOX Annual-Apache Station 2 -v5.13 | 124 | 7138 | Rate Constraint in lbs/MMBtu | FALSE | L | Annual | Rate | lb/MWh | 0.73821 | 0.73821 | 0.73821 | 0.73821 | 0.73821 | 0.73821 | 0.73821
BART NOX Annual-Apache Station 2 -v5.13 | 124 | 7138 | Rate Constraint in lbs/MMBtu | FALSE | L | Annual | Constraint Shadow Price | US2022$/Ton | 0 | 0 | 0 | 0 | 0 | 0 | 0
BART NOX Annual-Apache Station 3 -v5.13 | 125 | 7139 | Rate Constraint in lbs/MMBtu | FALSE | L | Annual | Seasons Included | Seasons | Winter, Spring, Summer, Fall | Winter, Spring, Summer, Fall | Winter, Spring, Summer, Fall | Winter, Spring, Summer, Fall | Winter, Spring, Summer, Fall | Winter, Spring, Summer, Fall | Winter, Spring, Summer, Fall
BART NOX Annual-Apache Station 3 -v5.13 | 125 | 7139 | Rate Constraint in lbs/MMBtu | FALSE | L | Annual | Standard NOX | lb/MMBtu | 0.23 | 0.23 | 0.23 | 0.23 | 0.23 | 0.23 | 0.23
BART NOX Annual-Apache Station 3 -v5.13 | 125 | 7139 | Rate Constraint in lbs/MMBtu | FALSE | L | Annual | Emissions at Affected Plants NOX | Thousand Tons | 0.17493 | 0.16469 | 0.79585 | 0.17575 | 0 | 0 | 0
BART NOX Annual-Apache Station 3 -v5.13 | 125 | 7139 | Rate Constraint in lbs/MMBtu | FALSE | L | Annual | Allowances Purchased NOX | Thousand Tons | 0 | 0 | 0 | 0 | 0 | 0 | 0
BART NOX Annual-Apache Station 3 -v5.13 | 125 | 7139 | Rate Constraint in lbs/MMBtu | FALSE | L | Annual | Allowances Sold NOX | Thousand Tons | 0 | 0 | 0 | 0 | 0 | 0 | 0
BART NOX Annual-Apache Station 3 -v5.13 | 125 | 7139 | Rate Constraint in lbs/MMBtu | FALSE | L | Annual | Allowances Banked | Thousand Tons | 0 | 0 | 0 | 0 | 0 | 0 | 0
BART NOX Annual-Apache Station 3 -v5.13 | 125 | 7139 | Rate Constraint in lbs/MMBtu | FALSE | L | Annual | Allowances Withdrawn (1:1) | Thousand Tons | 0 | 0 | 0 | 0 | 0 | 0 | 0
BART NOX Annual-Apache Station 3 -v5.13 | 125 | 7139 | Rate Constraint in lbs/MMBtu | FALSE | L | Annual | Allowances Withdrawn (n:1) | Thousand Tons | 0 | 0 | 0 | 0 | 0 | 0 | 0
BART NOX Annual-Apache Station 3 -v5.13 | 125 | 7139 | Rate Constraint in lbs/MMBtu | FALSE | L | Annual | Net Emissions Allowance Position | Thousand Tons | 0.17493 | 0.16469 | 0.79585 | 0.17575 | 0 | 0 | 0
BART NOX Annual-Apache Station 3 -v5.13 | 125 | 7139 | Rate Constraint in lbs/MMBtu | FALSE | L | Annual | Fuel Consumed | TBtu | 1.8876 | 1.7771 | 8.5875 | 1.8964 | 0 | 0 | 0
BART NOX Annual-Apache Station 3 -v5.13 | 125 | 7139 | Rate Constraint in lbs/MMBtu | FALSE | L | Annual | Rate | lb/MMBtu | 0.18535 | 0.18535 | 0.18535 | 0.18535 | 0 | 0 | 0
BART NOX Annual-Apache Station 3 -v5.13 | 125 | 7139 | Rate Constraint in lbs/MMBtu | FALSE | L | Annual | Generation | TWh | 0.16284 | 0.1533 | 0.74082 | 0.1636 | 0 | 0 | 0
BART NOX Annual-Apache Station 3 -v5.13 | 125 | 7139 | Rate Constraint in lbs/MMBtu | FALSE | L | Annual | Qualifying Generation | TWh | 0.16284 | 0.1533 | 0.74082 | 0.1636 | 0 | 0 | 0
BART NOX Annual-Apache Station 3 -v5.13 | 125 | 7139 | Rate Constraint in lbs/MMBtu | FALSE | L | Annual | Rate | lb/MWh | 2.1486 | 2.1486 | 2.1486 | 2.1486 | 0 | 0 | 0
BART NOX Annual-Apache Station 3 -v5.13 | 125 | 7139 | Rate Constraint in lbs/MMBtu | FALSE | L | Annual | Constraint Shadow Price | US2022$/Ton | 0 | 0 | 0 | 0 | 0 | 0 | 0
BART NOX Annual-Big Cajun 2 -v5.14 | 126 | 7160 | Rate Constraint in lbs/MMBtu | FALSE | L | Annual | Seasons Included | Seasons | Winter, Spring, Summer, Fall | Winter, Spring, Summer, Fall | Winter, Spring, Summer, Fall | Winter, Spring, Summer, Fall | Winter, Spring, Summer, Fall | Winter, Spring, Summer, Fall | Winter, Spring, Summer, Fall
BART NOX Annual-Big Cajun 2 -v5.14 | 126 | 7160 | Rate Constraint in lbs/MMBtu | FALSE | L | Annual | Standard NOX | lb/MMBtu | 0.15 | 0.15 | 0.15 | 0.15 | 0.15 | 0.15 | 0.15
BART NOX Annual-Big Cajun 2 -v5.14 | 126 | 7160 | Rate Constraint in lbs/MMBtu | FALSE | L | Annual | Emissions at Affected Plants NOX | Thousand Tons | 0 | 0 | 0 | 0 | 0 | 0 | 0
BART NOX Annual-Big Cajun 2 -v5.14 | 126 | 7160 | Rate Constraint in lbs/MMBtu | FALSE | L | Annual | Allowances Purchased NOX | Thousand Tons | 0 | 0 | 0 | 0 | 0 | 0 | 0
BART NOX Annual-Big Cajun 2 -v5.14 | 126 | 7160 | Rate Constraint in lbs/MMBtu | FALSE | L | Annual | Allowances Sold NOX | Thousand Tons | 0 | 0 | 0 | 0 | 0 | 0 | 0
BART NOX Annual-Big Cajun 2 -v5.14 | 126 | 7160 | Rate Constraint in lbs/MMBtu | FALSE | L | Annual | Allowances Banked | Thousand Tons | 0 | 0 | 0 | 0 | 0 | 0 | 0
BART NOX Annual-Big Cajun 2 -v5.14 | 126 | 7160 | Rate Constraint in lbs/MMBtu | FALSE | L | Annual | Allowances Withdrawn (1:1) | Thousand Tons | 0 | 0 | 0 | 0 | 0 | 0 | 0
BART NOX Annual-Big Cajun 2 -v5.14 | 126 | 7160 | Rate Constraint in lbs/MMBtu | FALSE | L | Annual | Allowances Withdrawn (n:1) | Thousand Tons | 0 | 0 | 0 | 0 | 0 | 0 | 0
BART NOX Annual-Big Cajun 2 -v5.14 | 126 | 7160 | Rate Constraint in lbs/MMBtu | FALSE | L | Annual | Net Emissions Allowance Position | Thousand Tons | 0 | 0 | 0 | 0 | 0 | 0 | 0
BART NOX Annual-Big Cajun 2 -v5.14 | 126 | 7160 | Rate Constraint in lbs/MMBtu | FALSE | L | Annual | Fuel Consumed | TBtu | 0 | 0 | 0 | 0 | 0 | 0 | 0
BART NOX Annual-Big Cajun 2 -v5.14 | 126 | 7160 | Rate Constraint in lbs/MMBtu | FALSE | L | Annual | Rate | lb/MMBtu | 0 | 0 | 0 | 0 | 0 | 0 | 0
BART NOX Annual-Big Cajun 2 -v5.14 | 126 | 7160 | Rate Constraint in lbs/MMBtu | FALSE | L | Annual | Generation | TWh | 0 | 0 | 0 | 0 | 0 | 0 | 0
BART NOX Annual-Big Cajun 2 -v5.14 | 126 | 7160 | Rate Constraint in lbs/MMBtu | FALSE | L | Annual | Qualifying Generation | TWh | 0 | 0 | 0 | 0 | 0 | 0 | 0
BART NOX Annual-Big Cajun 2 -v5.14 | 126 | 7160 | Rate Constraint in lbs/MMBtu | FALSE | L | Annual | Rate | lb/MWh | 0 | 0 | 0 | 0 | 0 | 0 | 0
BART NOX Annual-Big Cajun 2 -v5.14 | 126 | 7160 | Rate Constraint in lbs/MMBtu | FALSE | L | Annual | Constraint Shadow Price | US2022$/Ton | 0 | 0 | 0 | 0 | 0 | 0 | 0
BART NOX AnnualCap- Oswego Harbor 5- v5.16 | 127 | 7191 | Rate Constraint in MTons | FALSE | L | Annual | Seasons Included | Seasons | Winter, Spring, Summer, Fall | Winter, Spring, Summer, Fall | Winter, Spring, Summer, Fall | Winter, Spring, Summer, Fall | Winter, Spring, Summer, Fall | Winter, Spring, Summer, Fall | Winter, Spring, Summer, Fall
BART NOX AnnualCap- Oswego Harbor 5- v5.16 | 127 | 7191 | Rate Constraint in MTons | FALSE | L | Annual | Standard NOX | Thousand Tons | 0.383 | 0.383 | 0.383 | 0.383 | 0.383 | 0.383 | 0.383
BART NOX AnnualCap- Oswego Harbor 5- v5.16 | 127 | 7191 | Rate Constraint in MTons | FALSE | L | Annual | Emissions at Affected Plants NOX | Thousand Tons | 0 | 0 | 0 | 0 | 0 | 0 | 0
BART NOX AnnualCap- Oswego Harbor 5- v5.16 | 127 | 7191 | Rate Constraint in MTons | FALSE | L | Annual | Allowances Purchased NOX | Thousand Tons | 0 | 0 | 0 | 0 | 0 | 0 | 0
BART NOX AnnualCap- Oswego Harbor 5- v5.16 | 127 | 7191 | Rate Constraint in MTons | FALSE | L | Annual | Allowances Sold NOX | Thousand Tons | 0 | 0 | 0 | 0 | 0 | 0 | 0
BART NOX AnnualCap- Oswego Harbor 5- v5.16 | 127 | 7191 | Rate Constraint in MTons | FALSE | L | Annual | Allowances Banked | Thousand Tons | 0 | 0 | 0 | 0 | 0 | 0 | 0
BART NOX AnnualCap- Oswego Harbor 5- v5.16 | 127 | 7191 | Rate Constraint in MTons | FALSE | L | Annual | Allowances Withdrawn (1:1) | Thousand Tons | 0 | 0 | 0 | 0 | 0 | 0 | 0
BART NOX AnnualCap- Oswego Harbor 5- v5.16 | 127 | 7191 | Rate Constraint in MTons | FALSE | L | Annual | Allowances Withdrawn (n:1) | Thousand Tons | 0 | 0 | 0 | 0 | 0 | 0 | 0
BART NOX AnnualCap- Oswego Harbor 5- v5.16 | 127 | 7191 | Rate Constraint in MTons | FALSE | L | Annual | Net Emissions Allowance Position | Thousand Tons | 0 | 0 | 0 | 0 | 0 | 0 | 0
BART NOX AnnualCap- Oswego Harbor 5- v5.16 | 127 | 7191 | Rate Constraint in MTons | FALSE | L | Annual | Fuel Consumed | TBtu | 0 | 0 | 0 | 0 | 0 | 0 | 0
BART NOX AnnualCap- Oswego Harbor 5- v5.16 | 127 | 7191 | Rate Constraint in MTons | FALSE | L | Annual | Rate | lb/MMBtu | 0 | 0 | 0 | 0 | 0 | 0 | 0
BART NOX AnnualCap- Oswego Harbor 5- v5.16 | 127 | 7191 | Rate Constraint in MTons | FALSE | L | Annual | Generation | TWh | 0 | 0 | 0 | 0 | 0 | 0 | 0
BART NOX AnnualCap- Oswego Harbor 5- v5.16 | 127 | 7191 | Rate Constraint in MTons | FALSE | L | Annual | Qualifying Generation | TWh | 0 | 0 | 0 | 0 | 0 | 0 | 0
BART NOX AnnualCap- Oswego Harbor 5- v5.16 | 127 | 7191 | Rate Constraint in MTons | FALSE | L | Annual | Rate | lb/MWh | 0 | 0 | 0 | 0 | 0 | 0 | 0
BART NOX AnnualCap- Oswego Harbor 5- v5.16 | 127 | 7191 | Rate Constraint in MTons | FALSE | L | Annual | Constraint Shadow Price | US2022$/Ton | 0 | 0 | 0 | 0 | 0 | 0 | 0
BART NOX AnnualCap- Oswego Harbor 6- v5.16 | 128 | 7192 | Rate Constraint in MTons | FALSE | L | Annual | Seasons Included | Seasons | Winter, Spring, Summer, Fall | Winter, Spring, Summer, Fall | Winter, Spring, Summer, Fall | Winter, Spring, Summer, Fall | Winter, Spring, Summer, Fall | Winter, Spring, Summer, Fall | Winter, Spring, Summer, Fall
BART NOX AnnualCap- Oswego Harbor 6- v5.16 | 128 | 7192 | Rate Constraint in MTons | FALSE | L | Annual | Standard NOX | Thousand Tons | 0.665 | 0.665 | 0.665 | 0.665 | 0.665 | 0.665 | 0.665
BART NOX AnnualCap- Oswego Harbor 6- v5.16 | 128 | 7192 | Rate Constraint in MTons | FALSE | L | Annual | Emissions at Affected Plants NOX | Thousand Tons | 0 | 0 | 0 | 0 | 0 | 0 | 0
BART NOX AnnualCap- Oswego Harbor 6- v5.16 | 128 | 7192 | Rate Constraint in MTons | FALSE | L | Annual | Allowances Purchased NOX | Thousand Tons | 0 | 0 | 0 | 0 | 0 | 0 | 0
BART NOX AnnualCap- Oswego Harbor 6- v5.16 | 128 | 7192 | Rate Constraint in MTons | FALSE | L | Annual | Allowances Sold NOX | Thousand Tons | 0 | 0 | 0 | 0 | 0 | 0 | 0
BART NOX AnnualCap- Oswego Harbor 6- v5.16 | 128 | 7192 | Rate Constraint in MTons | FALSE | L | Annual | Allowances Banked | Thousand Tons | 0 | 0 | 0 | 0 | 0 | 0 | 0
BART NOX AnnualCap- Oswego Harbor 6- v5.16 | 128 | 7192 | Rate Constraint in MTons | FALSE | L | Annual | Allowances Withdrawn (1:1) | Thousand Tons | 0 | 0 | 0 | 0 | 0 | 0 | 0
BART NOX AnnualCap- Oswego Harbor 6- v5.16 | 128 | 7192 | Rate Constraint in MTons | FALSE | L | Annual | Allowances Withdrawn (n:1) | Thousand Tons | 0 | 0 | 0 | 0 | 0 | 0 | 0
BART NOX AnnualCap- Oswego Harbor 6- v5.16 | 128 | 7192 | Rate Constraint in MTons | FALSE | L | Annual | Net Emissions Allowance Position | Thousand Tons | 0 | 0 | 0 | 0 | 0 | 0 | 0
BART NOX AnnualCap- Oswego Harbor 6- v5.16 | 128 | 7192 | Rate Constraint in MTons | FALSE | L | Annual | Fuel Consumed | TBtu | 0 | 0 | 0 | 0 | 0 | 0 | 0
BART NOX AnnualCap- Oswego Harbor 6- v5.16 | 128 | 7192 | Rate Constraint in MTons | FALSE | L | Annual | Rate | lb/MMBtu | 0 | 0 | 0 | 0 | 0 | 0 | 0
BART NOX AnnualCap- Oswego Harbor 6- v5.16 | 128 | 7192 | Rate Constraint in MTons | FALSE | L | Annual | Generation | TWh | 0 | 0 | 0 | 0 | 0 | 0 | 0
BART NOX AnnualCap- Oswego Harbor 6- v5.16 | 128 | 7192 | Rate Constraint in MTons | FALSE | L | Annual | Qualifying Generation | TWh | 0 | 0 | 0 | 0 | 0 | 0 | 0
BART NOX AnnualCap- Oswego Harbor 6- v5.16 | 128 | 7192 | Rate Constraint in MTons | FALSE | L | Annual | Rate | lb/MWh | 0 | 0 | 0 | 0 | 0 | 0 | 0
BART NOX AnnualCap- Oswego Harbor 6- v5.16 | 128 | 7192 | Rate Constraint in MTons | FALSE | L | Annual | Constraint Shadow Price | US2022$/Ton | 0 | 0 | 0 | 0 | 0 | 0 | 0
BART NOX Annual-Craig C2 -v5.13 | 130 | 7128 | Rate Constraint in lbs/MMBtu | FALSE | L | Annual | Seasons Included | Seasons | Winter, Spring, Summer, Fall | Winter, Spring, Summer, Fall | Winter, Spring, Summer, Fall | Winter, Spring, Summer, Fall | Winter, Spring, Summer, Fall | Winter, Spring, Summer, Fall | Winter, Spring, Summer, Fall
BART NOX Annual-Craig C2 -v5.13 | 130 | 7128 | Rate Constraint in lbs/MMBtu | FALSE | L | Annual | Standard NOX | lb/MMBtu | 0.08 | 0.08 | 0.08 | 0.08 | 0.08 | 0.08 | 0.08
BART NOX Annual-Craig C2 -v5.13 | 130 | 7128 | Rate Constraint in lbs/MMBtu | FALSE | L | Annual | Emissions at Affected Plants NOX | Thousand Tons | 0.66975 | 0 | 0 | 0 | 0 | 0 | 0
BART NOX Annual-Craig C2 -v5.13 | 130 | 7128 | Rate Constraint in lbs/MMBtu | FALSE | L | Annual | Allowances Purchased NOX | Thousand Tons | 0 | 0 | 0 | 0 | 0 | 0 | 0
BART NOX Annual-Craig C2 -v5.13 | 130 | 7128 | Rate Constraint in lbs/MMBtu | FALSE | L | Annual | Allowances Sold NOX | Thousand Tons | 0 | 0 | 0 | 0 | 0 | 0 | 0
BART NOX Annual-Craig C2 -v5.13 | 130 | 7128 | Rate Constraint in lbs/MMBtu | FALSE | L | Annual | Allowances Banked | Thousand Tons | 0 | 0 | 0 | 0 | 0 | 0 | 0
BART NOX Annual-Craig C2 -v5.13 | 130 | 7128 | Rate Constraint in lbs/MMBtu | FALSE | L | Annual | Allowances Withdrawn (1:1) | Thousand Tons | 0 | 0 | 0 | 0 | 0 | 0 | 0
BART NOX Annual-Craig C2 -v5.13 | 130 | 7128 | Rate Constraint in lbs/MMBtu | FALSE | L | Annual | Allowances Withdrawn (n:1) | Thousand Tons | 0 | 0 | 0 | 0 | 0 | 0 | 0
BART NOX Annual-Craig C2 -v5.13 | 130 | 7128 | Rate Constraint in lbs/MMBtu | FALSE | L | Annual | Net Emissions Allowance Position | Thousand Tons | 0.66975 | 0 | 0 | 0 | 0 | 0 | 0
BART NOX Annual-Craig C2 -v5.13 | 130 | 7128 | Rate Constraint in lbs/MMBtu | FALSE | L | Annual | Fuel Consumed | TBtu | 21.3024 | 0 | 0 | 0 | 0 | 0 | 0
BART NOX Annual-Craig C2 -v5.13 | 130 | 7128 | Rate Constraint in lbs/MMBtu | FALSE | L | Annual | Rate | lb/MMBtu | 0.06288 | 0 | 0 | 0 | 0 | 0 | 0
BART NOX Annual-Craig C2 -v5.13 | 130 | 7128 | Rate Constraint in lbs/MMBtu | FALSE | L | Annual | Generation | TWh | 2.0803 | 0 | 0 | 0 | 0 | 0 | 0
BART NOX Annual-Craig C2 -v5.13 | 130 | 7128 | Rate Constraint in lbs/MMBtu | FALSE | L | Annual | Qualifying Generation | TWh | 2.0803 | 0 | 0 | 0 | 0 | 0 | 0
BART NOX Annual-Craig C2 -v5.13 | 130 | 7128 | Rate Constraint in lbs/MMBtu | FALSE | L | Annual | Rate | lb/MWh | 0.64389 | 0 | 0 | 0 | 0 | 0 | 0
BART NOX Annual-Craig C2 -v5.13 | 130 | 7128 | Rate Constraint in lbs/MMBtu | FALSE | L | Annual | Constraint Shadow Price | US2022$/Ton | 0 | 0 | 0 | 0 | 0 | 0 | 0
BART NOX Annual-Four Corners 4 -v5.14 | 131 | 7129 | Rate Constraint in lbs/MMBtu | FALSE | L | Annual | Seasons Included | Seasons | Winter, Spring, Summer, Fall | Winter, Spring, Summer, Fall | Winter, Spring, Summer, Fall | Winter, Spring, Summer, Fall | Winter, Spring, Summer, Fall | Winter, Spring, Summer, Fall | Winter, Spring, Summer, Fall
BART NOX Annual-Four Corners 4 -v5.14 | 131 | 7129 | Rate Constraint in lbs/MMBtu | FALSE | L | Annual | Standard NOX | lb/MMBtu | 0.098 | 0.098 | 0.098 | 0.098 | 0.098 | 0.098 | 0.098
BART NOX Annual-Four Corners 4 -v5.14 | 131 | 7129 | Rate Constraint in lbs/MMBtu | FALSE | L | Annual | Emissions at Affected Plants NOX | Thousand Tons | 1.3913 | 1.3301 | 0.023612 | 0.023612 | 0.023612 | 0.023612 | 0.023612
BART NOX Annual-Four Corners 4 -v5.14 | 131 | 7129 | Rate Constraint in lbs/MMBtu | FALSE | L | Annual | Allowances Purchased NOX | Thousand Tons | 0 | 0 | 0 | 0 | 0 | 0 | 0
BART NOX Annual-Four Corners 4 -v5.14 | 131 | 7129 | Rate Constraint in lbs/MMBtu | FALSE | L | Annual | Allowances Sold NOX | Thousand Tons | 0 | 0 | 0 | 0 | 0 | 0 | 0
BART NOX Annual-Four Corners 4 -v5.14 | 131 | 7129 | Rate Constraint in lbs/MMBtu | FALSE | L | Annual | Allowances Banked | Thousand Tons | 0 | 0 | 0 | 0 | 0 | 0 | 0
BART NOX Annual-Four Corners 4 -v5.14 | 131 | 7129 | Rate Constraint in lbs/MMBtu | FALSE | L | Annual | Allowances Withdrawn (1:1) | Thousand Tons | 0 | 0 | 0 | 0 | 0 | 0 | 0
BART NOX Annual-Four Corners 4 -v5.14 | 131 | 7129 | Rate Constraint in lbs/MMBtu | FALSE | L | Annual | Allowances Withdrawn (n:1) | Thousand Tons | 0 | 0 | 0 | 0 | 0 | 0 | 0
BART NOX Annual-Four Corners 4 -v5.14 | 131 | 7129 | Rate Constraint in lbs/MMBtu | FALSE | L | Annual | Net Emissions Allowance Position | Thousand Tons | 1.3913 | 1.3301 | 0.023612 | 0.023612 | 0.023612 | 0.023612 | 0.023612
BART NOX Annual-Four Corners 4 -v5.14 | 131 | 7129 | Rate Constraint in lbs/MMBtu | FALSE | L | Annual | Fuel Consumed | TBtu | 47.8204 | 45.7158 | 0.81153 | 0.81153 | 0.81153 | 0.81153 | 0.81153
BART NOX Annual-Four Corners 4 -v5.14 | 131 | 7129 | Rate Constraint in lbs/MMBtu | FALSE | L | Annual | Rate | lb/MMBtu | 0.05819 | 0.05819 | 0.05819 | 0.05819 | 0.05819 | 0.05819 | 0.05819
BART NOX Annual-Four Corners 4 -v5.14 | 131 | 7129 | Rate Constraint in lbs/MMBtu | FALSE | L | Annual | Generation | TWh | 4.8941 | 4.653 | 0.057312 | 0.057312 | 0.057312 | 0.057312 | 0.057312
BART NOX Annual-Four Corners 4 -v5.14 | 131 | 7129 | Rate Constraint in lbs/MMBtu | FALSE | L | Annual | Qualifying Generation | TWh | 4.8941 | 4.653 | 0.057312 | 0.057312 | 0.057312 | 0.057312 | 0.057312
BART NOX Annual-Four Corners 4 -v5.14 | 131 | 7129 | Rate Constraint in lbs/MMBtu | FALSE | L | Annual | Rate | lb/MWh | 0.56857 | 0.57172 | 0.82397 | 0.82397 | 0.82397 | 0.82397 | 0.82397
BART NOX Annual-Four Corners 4 -v5.14 | 131 | 7129 | Rate Constraint in lbs/MMBtu | FALSE | L | Annual | Constraint Shadow Price | US2022$/Ton | 0 | 0 | 0 | 0 | 0 | 0 | 0
BART NOX Annual-Four Corners 5 -v5.14 | 132 | 7130 | Rate Constraint in lbs/MMBtu | FALSE | L | Annual | Seasons Included | Seasons | Winter, Spring, Summer, Fall | Winter, Spring, Summer, Fall | Winter, Spring, Summer, Fall | Winter, Spring, Summer, Fall | Winter, Spring, Summer, Fall | Winter, Spring, Summer, Fall | Winter, Spring, Summer, Fall
BART NOX Annual-Four Corners 5 -v5.14 | 132 | 7130 | Rate Constraint in lbs/MMBtu | FALSE | L | Annual | Standard NOX | lb/MMBtu | 0.098 | 0.098 | 0.098 | 0.098 | 0.098 | 0.098 | 0.098
BART NOX Annual-Four Corners 5 -v5.14 | 132 | 7130 | Rate Constraint in lbs/MMBtu | FALSE | L | Annual | Emissions at Affected Plants NOX | Thousand Tons | 1.3437 | 1.4117 | 0 | 0 | 0 | 0 | 0
BART NOX Annual-Four Corners 5 -v5.14 | 132 | 7130 | Rate Constraint in lbs/MMBtu | FALSE | L | Annual | Allowances Purchased NOX | Thousand Tons | 0 | 0 | 0 | 0 | 0 | 0 | 0
BART NOX Annual-Four Corners 5 -v5.14 | 132 | 7130 | Rate Constraint in lbs/MMBtu | FALSE | L | Annual | Allowances Sold NOX | Thousand Tons | 0 | 0 | 0 | 0 | 0 | 0 | 0
BART NOX Annual-Four Corners 5 -v5.14 | 132 | 7130 | Rate Constraint in lbs/MMBtu | FALSE | L | Annual | Allowances Banked | Thousand Tons | 0 | 0 | 0 | 0 | 0 | 0 | 0
BART NOX Annual-Four Corners 5 -v5.14 | 132 | 7130 | Rate Constraint in lbs/MMBtu | FALSE | L | Annual | Allowances Withdrawn (1:1) | Thousand Tons | 0 | 0 | 0 | 0 | 0 | 0 | 0
BART NOX Annual-Four Corners 5 -v5.14 | 132 | 7130 | Rate Constraint in lbs/MMBtu | FALSE | L | Annual | Allowances Withdrawn (n:1) | Thousand Tons | 0 | 0 | 0 | 0 | 0 | 0 | 0
BART NOX Annual-Four Corners 5 -v5.14 | 132 | 7130 | Rate Constraint in lbs/MMBtu | FALSE | L | Annual | Net Emissions Allowance Position | Thousand Tons | 1.3437 | 1.4117 | 0 | 0 | 0 | 0 | 0
BART NOX Annual-Four Corners 5 -v5.14 | 132 | 7130 | Rate Constraint in lbs/MMBtu | FALSE | L | Annual | Fuel Consumed | TBtu | 41.6082 | 43.7128 | 0 | 0 | 0 | 0 | 0
BART NOX Annual-Four Corners 5 -v5.14 | 132 | 7130 | Rate Constraint in lbs/MMBtu | FALSE | L | Annual | Rate | lb/MMBtu | 0.06459 | 0.06459 | 0 | 0 | 0 | 0 | 0
BART NOX Annual-Four Corners 5 -v5.14 | 132 | 7130 | Rate Constraint in lbs/MMBtu | FALSE | L | Annual | Generation | TWh | 4.2605 | 4.476 | 0 | 0 | 0 | 0 | 0
BART NOX Annual-Four Corners 5 -v5.14 | 132 | 7130 | Rate Constraint in lbs/MMBtu | FALSE | L | Annual | Qualifying Generation | TWh | 4.2605 | 4.476 | 0 | 0 | 0 | 0 | 0
BART NOX Annual-Four Corners 5 -v5.14 | 132 | 7130 | Rate Constraint in lbs/MMBtu | FALSE | L | Annual | Rate | lb/MWh | 0.63079 | 0.63079 | 0 | 0 | 0 | 0 | 0
BART NOX Annual-Four Corners 5 -v5.14 | 132 | 7130 | Rate Constraint in lbs/MMBtu | FALSE | L | Annual | Constraint Shadow Price | US2022$/Ton | 0 | 0 | 0 | 0 | 0 | 0 | 0
BART NOX Annual-Gerald Gentleman 1 -v5.14 | 133 | 7131 | Rate Constraint in lbs/MMBtu | FALSE | L | Annual | Seasons Included | Seasons | Winter, Spring, Summer, Fall | Winter, Spring, Summer, Fall | Winter, Spring, Summer, Fall | Winter, Spring, Summer, Fall | Winter, Spring, Summer, Fall | Winter, Spring, Summer, Fall | Winter, Spring, Summer, Fall
BART NOX Annual-Gerald Gentleman 1 -v5.14 | 133 | 7131 | Rate Constraint in lbs/MMBtu | FALSE | L | Annual | Standard NOX | lb/MMBtu | 0.23 | 0.23 | 0.23 | 0.23 | 0.23 | 0.23 | 0.23
BART NOX Annual-Gerald Gentleman 1 -v5.14 | 133 | 7131 | Rate Constraint in lbs/MMBtu | FALSE | L | Annual | Emissions at Affected Plants NOX | Thousand Tons | 4.7599 | 4.7599 | 4.3503 | 3.6244 | 1.3573 | 3.8123 | 3.9379
BART NOX Annual-Gerald Gentleman 1 -v5.14 | 133 | 7131 | Rate Constraint in lbs/MMBtu | FALSE | L | Annual | Allowances Purchased NOX | Thousand Tons | 0 | 0 | 0 | 0 | 0 | 0 | 0
BART NOX Annual-Gerald Gentleman 1 -v5.14 | 133 | 7131 | Rate Constraint in lbs/MMBtu | FALSE | L | Annual | Allowances Sold NOX | Thousand Tons | 0 | 0 | 0 | 0 | 0 | 0 | 0
BART NOX Annual-Gerald Gentleman 1 -v5.14 | 133 | 7131 | Rate Constraint in lbs/MMBtu | FALSE | L | Annual | Allowances Banked | Thousand Tons | 0 | 0 | 0 | 0 | 0 | 0 | 0
BART NOX Annual-Gerald Gentleman 1 -v5.14 | 133 | 7131 | Rate Constraint in lbs/MMBtu | FALSE | L | Annual | Allowances Withdrawn (1:1) | Thousand Tons | 0 | 0 | 0 | 0 | 0 | 0 | 0
BART NOX Annual-Gerald Gentleman 1 -v5.14 | 133 | 7131 | Rate Constraint in lbs/MMBtu | FALSE | L | Annual | Allowances Withdrawn (n:1) | Thousand Tons | 0 | 0 | 0 | 0 | 0 | 0 | 0
BART NOX Annual-Gerald Gentleman 1 -v5.14 | 133 | 7131 | Rate Constraint in lbs/MMBtu | FALSE | L | Annual | Net Emissions Allowance Position | Thousand Tons | 4.7599 | 4.7599 | 4.3503 | 3.6244 | 1.3573 | 3.8123 | 3.9379
BART NOX Annual-Gerald Gentleman 1 -v5.14 | 133 | 7131 | Rate Constraint in lbs/MMBtu | FALSE | L | Annual | Fuel Consumed | TBtu | 46.2152 | 46.2152 | 42.2375 | 35.1901 | 13.1786 | 37.014 | 38.2342
BART NOX Annual-Gerald Gentleman 1 -v5.14 | 133 | 7131 | Rate Constraint in lbs/MMBtu | FALSE | L | Annual | Rate | lb/MMBtu | 0.20599 | 0.20599 | 0.20599 | 0.20599 | 0.20599 | 0.20599 | 0.20599
BART NOX Annual-Gerald Gentleman 1 -v5.14 | 133 | 7131 | Rate Constraint in lbs/MMBtu | FALSE | L | Annual | Generation | TWh | 4.6026 | 4.6026 | 4.2065 | 3.5046 | 1.3125 | 3.6863 | 3.8078
BART NOX Annual-Gerald Gentleman 1 -v5.14 | 133 | 7131 | Rate Constraint in lbs/MMBtu | FALSE | L | Annual | Qualifying Generation | TWh | 4.6026 | 4.6026 | 4.2065 | 3.5046 | 1.3125 | 3.6863 | 3.8078
BART NOX Annual-Gerald Gentleman 1 -v5.14 | 133 | 7131 | Rate Constraint in lbs/MMBtu | FALSE | L | Annual | Rate | lb/MWh | 2.0683 | 2.0683 | 2.0683 | 2.0683 | 2.0683 | 2.0683 | 2.0683
BART NOX Annual-Gerald Gentleman 1 -v5.14 | 133 | 7131 | Rate Constraint in lbs/MMBtu | FALSE | L | Annual | Constraint Shadow Price | US2022$/Ton | 0 | 0 | 0 | 0 | 0 | 0 | 0
BART NOX Annual-Gerald Gentleman 2 -v5.14 | 134 | 7132 | Rate Constraint in lbs/MMBtu | FALSE | L | Annual | Seasons Included | Seasons | Winter, Spring, Summer, Fall | Winter, Spring, Summer, Fall | Winter, Spring, Summer, Fall | Winter, Spring, Summer, Fall | Winter, Spring, Summer, Fall | Winter, Spring, Summer, Fall | Winter, Spring, Summer, Fall
BART NOX Annual-Gerald Gentleman 2 -v5.14 | 134 | 7132 | Rate Constraint in lbs/MMBtu | FALSE | L | Annual | Standard NOX | lb/MMBtu | 0.23 | 0.23 | 0.23 | 0.23 | 0.23 | 0.23 | 0.23
BART NOX Annual-Gerald Gentleman 2 -v5.14 | 134 | 7132 | Rate Constraint in lbs/MMBtu | FALSE | L | Annual | Emissions at Affected Plants NOX | Thousand Tons | 3.8462 | 3.8462 | 3.5552 | 2.6122 | 1.0789 | 3.076 | 3.1805
BART NOX Annual-Gerald Gentleman 2 -v5.14 | 134 | 7132 | Rate Constraint in lbs/MMBtu | FALSE | L | Annual | Allowances Purchased NOX | Thousand Tons | 0 | 0 | 0 | 0 | 0 | 0 | 0
BART NOX Annual-Gerald Gentleman 2 -v5.14 | 134 | 7132 | Rate Constraint in lbs/MMBtu | FALSE | L | Annual | Allowances Sold NOX | Thousand Tons | 0 | 0 | 0 | 0 | 0 | 0 | 0
BART NOX Annual-Gerald Gentleman 2 -v5.14 | 134 | 7132 | Rate Constraint in lbs/MMBtu | FALSE | L | Annual | Allowances Banked | Thousand Tons | 0 | 0 | 0 | 0 | 0 | 0 | 0
BART NOX Annual-Gerald Gentleman 2 -v5.14 | 134 | 7132 | Rate Constraint in lbs/MMBtu | FALSE | L | Annual | Allowances Withdrawn (1:1) | Thousand Tons | 0 | 0 | 0 | 0 | 0 | 0 | 0
BART NOX Annual-Gerald Gentleman 2 -v5.14 | 134 | 7132 | Rate Constraint in lbs/MMBtu | FALSE | L | Annual | Allowances Withdrawn (n:1) | Thousand Tons | 0 | 0 | 0 | 0 | 0 | 0 | 0
BART NOX Annual-Gerald Gentleman 2 -v5.14 | 134 | 7132 | Rate Constraint in lbs/MMBtu | FALSE | L | Annual | Net Emissions Allowance Position | Thousand Tons | 3.8462 | 3.8462 | 3.5552 | 2.6122 | 1.0789 | 3.076 | 3.1805
BART NOX Annual-Gerald Gentleman 2 -v5.14 | 134 | 7132 | Rate Constraint in lbs/MMBtu | FALSE | L | Annual | Fuel Consumed | TBtu | 48.7784 | 48.7784 | 45.0886 | 33.129 | 13.6824 | 39.0109 | 40.3367
BART NOX Annual-Gerald Gentleman 2 -v5.14 | 134 | 7132 | Rate Constraint in lbs/MMBtu | FALSE | L | Annual | Rate | lb/MMBtu | 0.1577 | 0.1577 | 0.1577 | 0.1577 | 0.1577 | 0.1577 | 0.1577
BART NOX Annual-Gerald Gentleman 2 -v5.14 | 134 | 7132 | Rate Constraint in lbs/MMBtu | FALSE | L | Annual | Generation | TWh | 4.8449 | 4.8449 | 4.4784 | 3.2905 | 1.359 | 3.8747 | 4.0064
BART NOX Annual-Gerald Gentleman 2 -v5.14 | 134 | 7132 | Rate Constraint in lbs/MMBtu | FALSE | L | Annual | Qualifying Generation | TWh | 4.8449 | 4.8449 | 4.4784 | 3.2905 | 1.359 | 3.8747 | 4.0064
BART NOX Annual-Gerald Gentleman 2 -v5.14 | 134 | 7132 | Rate Constraint in lbs/MMBtu | FALSE | L | Annual | Rate | lb/MWh | 1.5877 | 1.5877 | 1.5877 | 1.5877 | 1.5877 | 1.5877 | 1.5877
BART NOX Annual-Gerald Gentleman 2 -v5.14 | 134 | 7132 | Rate Constraint in lbs/MMBtu | FALSE | L | Annual | Constraint Shadow Price | US2022$/Ton | 0 | 0 | 0 | 0 | 0 | 0 | 0
BART NOX Annual-Hayden H1 -v5.13 | 135 | 7133 | Rate Constraint in lbs/MMBtu | FALSE | L | Annual | Seasons Included | Seasons | Winter, Spring, Summer, Fall | Winter, Spring, Summer, Fall | Winter, Spring, Summer, Fall | Winter, Spring, Summer, Fall | Winter, Spring, Summer, Fall | Winter, Spring, Summer, Fall | Winter, Spring, Summer, Fall
BART NOX Annual-Hayden H1 -v5.13 | 135 | 7133 | Rate Constraint in lbs/MMBtu | FALSE | L | Annual | Standard NOX | lb/MMBtu | 0.08 | 0.08 | 0.08 | 0.08 | 0.08 | 0.08 | 0.08
BART NOX Annual-Hayden H1 -v5.13 | 135 | 7133 | Rate Constraint in lbs/MMBtu | FALSE | L | Annual | Emissions at Affected Plants NOX | Thousand Tons | 0 | 0 | 0 | 0 | 0 | 0 | 0
BART NOX Annual-Hayden H1 -v5.13 | 135 | 7133 | Rate Constraint in lbs/MMBtu | FALSE | L | Annual | Allowances Purchased NOX | Thousand Tons | 0 | 0 | 0 | 0 | 0 | 0 | 0
BART NOX Annual-Hayden H1 -v5.13 | 135 | 7133 | Rate Constraint in lbs/MMBtu | FALSE | L | Annual | Allowances Sold NOX | Thousand Tons | 0 | 0 | 0 | 0 | 0 | 0 | 0
BART NOX Annual-Hayden H1 -v5.13 | 135 | 7133 | Rate Constraint in lbs/MMBtu | FALSE | L | Annual | Allowances Banked | Thousand Tons | 0 | 0 | 0 | 0 | 0 | 0 | 0
BART NOX Annual-Hayden H1 -v5.13 | 135 | 7133 | Rate Constraint in lbs/MMBtu | FALSE | L | Annual | Allowances Withdrawn (1:1) | Thousand Tons | 0 | 0 | 0 | 0 | 0 | 0 | 0
BART NOX Annual-Hayden H1 -v5.13 | 135 | 7133 | Rate Constraint in lbs/MMBtu | FALSE | L | Annual | Allowances Withdrawn (n:1) | Thousand Tons | 0 | 0 | 0 | 0 | 0 | 0 | 0
BART NOX Annual-Hayden H1 -v5.13 | 135 | 7133 | Rate Constraint in lbs/MMBtu | FALSE | L | Annual | Net Emissions Allowance Position | Thousand Tons | 0 | 0 | 0 | 0 | 0 | 0 | 0
BART NOX Annual-Hayden H1 -v5.13 | 135 | 7133 | Rate Constraint in lbs/MMBtu | FALSE | L | Annual | Fuel Consumed | TBtu | 0 | 0 | 0 | 0 | 0 | 0 | 0
BART NOX Annual-Hayden H1 -v5.13 | 135 | 7133 | Rate Constraint in lbs/MMBtu | FALSE | L | Annual | Rate | lb/MMBtu | 0 | 0 | 0 | 0 | 0 | 0 | 0
BART NOX Annual-Hayden H1 -v5.13 | 135 | 7133 | Rate Constraint in lbs/MMBtu | FALSE | L | Annual | Generation | TWh | 0 | 0 | 0 | 0 | 0 | 0 | 0
BART NOX Annual-Hayden H1 -v5.13 | 135 | 7133 | Rate Constraint in lbs/MMBtu | FALSE | L | Annual | Qualifying Generation | TWh | 0 | 0 | 0 | 0 | 0 | 0 | 0
BART NOX Annual-Hayden H1 -v5.13 | 135 | 7133 | Rate Constraint in lbs/MMBtu | FALSE | L | Annual | Rate | lb/MWh | 0 | 0 | 0 | 0 | 0 | 0 | 0
BART NOX Annual-Hayden H1 -v5.13 | 135 | 7133 | Rate Constraint in lbs/MMBtu | FALSE | L | Annual | Constraint Shadow Price | US2022$/Ton | 0 | 0 | 0 | 0 | 0 | 0 | 0
BART NOX Annual-Jeffrey Energy Center 1 -v5.13 | 136 | 7145 | Rate Constraint in lbs/MMBtu | FALSE | L | Annual | Seasons Included | Seasons | Winter, Spring, Summer, Fall | Winter, Spring, Summer, Fall | Winter, Spring, Summer, Fall | Winter, Spring, Summer, Fall | Winter, Spring, Summer, Fall | Winter, Spring, Summer, Fall | Winter, Spring, Summer, Fall
BART NOX Annual-Jeffrey Energy Center 1 -v5.13 | 136 | 7145 | Rate Constraint in lbs/MMBtu | FALSE | L | Annual | Standard NOX | lb/MMBtu | 0.15 | 0.15 | 0.15 | 0.15 | 0.15 | 0.15 | 0.15
BART NOX Annual-Jeffrey Energy Center 1 -v5.13 | 136 | 7145 | Rate Constraint in lbs/MMBtu | FALSE | L | Annual | Emissions at Affected Plants NOX | Thousand Tons | 0.7492 | 0.83412 | 0 | 0 | 0 | 0 | 0
BART NOX Annual-Jeffrey Energy Center 1 -v5.13 | 136 | 7145 | Rate Constraint in lbs/MMBtu | FALSE | L | Annual | Allowances Purchased NOX | Thousand Tons | 0 | 0 | 0 | 0 | 0 | 0 | 0
BART NOX Annual-Jeffrey Energy Center 1 -v5.13 | 136 | 7145 | Rate Constraint in lbs/MMBtu | FALSE | L | Annual | Allowances Sold NOX | Thousand Tons | 0 | 0 | 0 | 0 | 0 | 0 | 0
BART NOX Annual-Jeffrey Energy Center 1 -v5.13 | 136 | 7145 | Rate Constraint in lbs/MMBtu | FALSE | L | Annual | Allowances Banked | Thousand Tons | 0 | 0 | 0 | 0 | 0 | 0 | 0
BART NOX Annual-Jeffrey Energy Center 1 -v5.13 | 136 | 7145 | Rate Constraint in lbs/MMBtu | FALSE | L | Annual | Allowances Withdrawn (1:1) | Thousand Tons | 0 | 0 | 0 | 0 | 0 | 0 | 0
BART NOX Annual-Jeffrey Energy Center 1 -v5.13 | 136 | 7145 | Rate Constraint in lbs/MMBtu | FALSE | L | Annual | Allowances Withdrawn (n:1) | Thousand Tons | 0 | 0 | 0 | 0 | 0 | 0 | 0
BART NOX Annual-Jeffrey Energy Center 1 -v5.13 | 136 | 7145 | Rate Constraint in lbs/MMBtu | FALSE | L | Annual | Net Emissions Allowance Position | Thousand Tons | 0.7492 | 0.83412 | 0 | 0 | 0 | 0 | 0
BART NOX Annual-Jeffrey Energy Center 1 -v5.13 | 136 | 7145 | Rate Constraint in lbs/MMBtu | FALSE | L | Annual | Fuel Consumed | TBtu | 37.5349 | 41.7896 | 0 | 0 | 0 | 0 | 0
BART NOX Annual-Jeffrey Energy Center 1 -v5.13 | 136 | 7145 | Rate Constraint in lbs/MMBtu | FALSE | L | Annual | Rate | lb/MMBtu | 0.03992 | 0.03992 | 0 | 0 | 0 | 0 | 0
BART NOX Annual-Jeffrey Energy Center 1 -v5.13 | 136 | 7145 | Rate Constraint in lbs/MMBtu | FALSE | L | Annual | Generation | TWh | 3.4154 | 3.8025 | 0 | 0 | 0 | 0 | 0
BART NOX Annual-Jeffrey Energy Center 1 -v5.13 | 136 | 7145 | Rate Constraint in lbs/MMBtu | FALSE | L | Annual | Qualifying Generation | TWh | 3.4154 | 3.8025 | 0 | 0 | 0 | 0 | 0
BART NOX Annual-Jeffrey Energy Center 1 -v5.13 | 136 | 7145 | Rate Constraint in lbs/MMBtu | FALSE | L | Annual | Rate | lb/MWh | 0.43872 | 0.43872 | 0 | 0 | 0 | 0 | 0
BART NOX Annual-Jeffrey Energy Center 1 -v5.13 | 136 | 7145 | Rate Constraint in lbs/MMBtu | FALSE | L | Annual | Constraint Shadow Price | US2022$/Ton | 0 | 0 | 0 | 0 | 0 | 0 | 0
BART NOX Annual-Jeffrey Energy Center 2 -v5.13 | 137 | 7146 | Rate Constraint in lbs/MMBtu | FALSE | L | Annual | Seasons Included | Seasons | Winter, Spring, Summer, Fall | Winter, Spring, Summer, Fall | Winter, Spring, Summer, Fall | Winter, Spring, Summer, Fall | Winter, Spring, Summer, Fall | Winter, Spring, Summer, Fall | Winter, Spring, Summer, Fall
BART NOX Annual-Jeffrey Energy Center 2 -v5.13 | 137 | 7146 | Rate Constraint in lbs/MMBtu | FALSE | L | Annual | Standard NOX | lb/MMBtu | 0.15 | 0.15 | 0.15 | 0.15 | 0.15 | 0.15 | 0.15
BART NOX Annual-Jeffrey Energy Center 2 -v5.13 | 137 | 7146 | Rate Constraint in lbs/MMBtu | FALSE | L | Annual | Emissions at Affected Plants NOX | Thousand Tons | 0 | 0 | 0 | 0 | 0 | 0 | 0
BART NOX Annual-Jeffrey Energy Center 2 -v5.13 | 137 | 7146 | Rate Constraint in lbs/MMBtu | FALSE | L | Annual | Allowances Purchased NOX | Thousand Tons | 0 | 0 | 0 | 0 | 0 | 0 | 0
BART NOX Annual-Jeffrey Energy Center 2 -v5.13 | 137 | 7146 | Rate Constraint in lbs/MMBtu | FALSE | L | Annual | Allowances Sold NOX | Thousand Tons | 0 | 0 | 0 | 0 | 0 | 0 | 0
BART NOX Annual-Jeffrey Energy Center 2 -v5.13 | 137 | 7146 | Rate Constraint in lbs/MMBtu | FALSE | L | Annual | Allowances Banked | Thousand Tons | 0 | 0 | 0 | 0 | 0 | 0 | 0
BART NOX Annual-Jeffrey Energy Center 2 -v5.13 | 137 | 7146 | Rate Constraint in lbs/MMBtu | FALSE | L | Annual | Allowances Withdrawn (1:1) | Thousand Tons | 0 | 0 | 0 | 0 | 0 | 0 | 0
BART NOX Annual-Jeffrey Energy Center 2 -v5.13 | 137 | 7146 | Rate Constraint in lbs/MMBtu | FALSE | L | Annual | Allowances Withdrawn (n:1) | Thousand Tons | 0 | 0 | 0 | 0 | 0 | 0 | 0
BART NOX Annual-Jeffrey Energy Center 2 -v5.13 | 137 | 7146 | Rate Constraint in lbs/MMBtu | FALSE | L | Annual | Net Emissions Allowance Position | Thousand Tons | 0 | 0 | 0 | 0 | 0 | 0 | 0
BART NOX Annual-Jeffrey Energy Center 2 -v5.13 | 137 | 7146 | Rate Constraint in lbs/MMBtu | FALSE | L | Annual | Fuel Consumed | TBtu | 0 | 0 | 0 | 0 | 0 | 0 | 0
BART NOX Annual-Jeffrey Energy Center 2 -v5.13 | 137 | 7146 | Rate Constraint in lbs/MMBtu | FALSE | L | Annual | Rate | lb/MMBtu | 0 | 0 | 0 | 0 | 0 | 0 | 0
BART NOX Annual-Jeffrey Energy Center 2 -v5.13 | 137 | 7146 | Rate Constraint in lbs/MMBtu | FALSE | L | Annual | Generation | TWh | 0 | 0 | 0 | 0 | 0 | 0 | 0
BART NOX Annual-Jeffrey Energy Center 2 -v5.13 | 137 | 7146 | Rate Constraint in lbs/MMBtu | FALSE | L | Annual | Qualifying Generation | TWh | 0 | 0 | 0 | 0 | 0 | 0 | 0
BART NOX Annual-Jeffrey Energy Center 2 -v5.13 | 137 | 7146 | Rate Constraint in lbs/MMBtu | FALSE | L | Annual | Rate | lb/MWh | 0 | 0 | 0 | 0 | 0 | 0 | 0
BART NOX Annual-Jeffrey Energy Center 2 -v5.13 | 137 | 7146 | Rate Constraint in lbs/MMBtu | FALSE | L | Annual | Constraint Shadow Price | US2022$/Ton | 0 | 0 | 0 | 0 | 0 | 0 | 0
BART NOX Annual-Jim Bridger 1 -v5.14 | 138 | 7165 | Rate Constraint in lbs/MMBtu | FALSE | L | Annual | Seasons Included | Seasons | Winter, Spring, Summer, Fall | Winter, Spring, Summer, Fall | Winter, Spring, Summer, Fall | Winter, Spring, Summer, Fall | Winter, Spring, Summer, Fall | Winter, Spring, Summer, Fall | Winter, Spring, Summer, Fall
BART NOX Annual-Jim Bridger 1 -v5.14 | 138 | 7165 | Rate Constraint in lbs/MMBtu | FALSE | L | Annual | Standard NOX | lb/MMBtu | 0.12 | 0.12 | 0.12 | 0.12 | 0.12 | 0.12 | 0.12
BART NOX Annual-Jim Bridger 1 -v5.14 | 138 | 7165 | Rate Constraint in lbs/MMBtu | FALSE | L | Annual | Emissions at Affected Plants NOX | Thousand Tons | 0.037212 | 0.037212 | 0.017126 | 0 | 0 | 0 | 0
BART NOX Annual-Jim Bridger 1 -v5.14 | 138 | 7165 | Rate Constraint in lbs/MMBtu | FALSE | L | Annual | Allowances Purchased NOX | Thousand Tons | 0 | 0 | 0 | 0 | 0 | 0 | 0
BART NOX Annual-Jim Bridger 1 -v5.14 | 138 | 7165 | Rate Constraint in lbs/MMBtu | FALSE | L | Annual | Allowances Sold NOX | Thousand Tons | 0 | 0 | 0 | 0 | 0 | 0 | 0
BART NOX Annual-Jim Bridger 1 -v5.14 | 138 | 7165 | Rate Constraint in lbs/MMBtu | FALSE | L | Annual | Allowances Banked | Thousand Tons | 0 | 0 | 0 | 0 | 0 | 0 | 0
BART NOX Annual-Jim Bridger 1 -v5.14 | 138 | 7165 | Rate Constraint in lbs/MMBtu | FALSE | L | Annual | Allowances Withdrawn (1:1) | Thousand Tons | 0 | 0 | 0 | 0 | 0 | 0 | 0
BART NOX Annual-Jim Bridger 1 -v5.14 | 138 | 7165 | Rate Constraint in lbs/MMBtu | FALSE | L | Annual | Allowances Withdrawn (n:1) | Thousand Tons | 0 | 0 | 0 | 0 | 0 | 0 | 0
BART NOX Annual-Jim Bridger 1 -v5.14 | 138 | 7165 | Rate Constraint in lbs/MMBtu | FALSE | L | Annual | Net Emissions Allowance Position | Thousand Tons | 0.037212 | 0.037212 | 0.017126 | 0 | 0 | 0 | 0
BART NOX Annual-Jim Bridger 1 -v5.14 | 138 | 7165 | Rate Constraint in lbs/MMBtu | FALSE | L | Annual | Fuel Consumed | TBtu | 1.0133 | 1.0133 | 0.46633 | 0 | 0 | 0 | 0
BART NOX Annual-Jim Bridger 1 -v5.14 | 138 | 7165 | Rate Constraint in lbs/MMBtu | FALSE | L | Annual | Rate | lb/MMBtu | 0.07345 | 0.07345 | 0.07345 | 0 | 0 | 0 | 0
BART NOX Annual-Jim Bridger 1 -v5.14 | 138 | 7165 | Rate Constraint in lbs/MMBtu | FALSE | L | Annual | Generation | TWh | 0.093031 | 0.093031 | 0.042816 | 0 | 0 | 0 | 0
BART NOX Annual-Jim Bridger 1 -v5.14 | 138 | 7165 | Rate Constraint in lbs/MMBtu | FALSE | L | Annual | Qualifying Generation | TWh | 0.093031 | 0.093031 | 0.042816 | 0 | 0 | 0 | 0
BART NOX Annual-Jim Bridger 1 -v5.14 | 138 | 7165 | Rate Constraint in lbs/MMBtu | FALSE | L | Annual | Rate | lb/MWh | 0.79999 | 0.79999 | 0.79999 | 0 | 0 | 0 | 0
BART NOX Annual-Jim Bridger 1 -v5.14 | 138 | 7165 | Rate Constraint in lbs/MMBtu | FALSE | L | Annual | Constraint Shadow Price | US2022$/Ton | 0 | 0 | 0 | 0 | 0 | 0 | 0
BART NOX Annual-Jim Bridger 2 -v5.14 | 139 | 7166 | Rate Constraint in lbs/MMBtu | FALSE | L | Annual | Seasons Included | Seasons | Winter, Spring, Summer, Fall | Winter, Spring, Summer, Fall | Winter, Spring, Summer, Fall | Winter, Spring, Summer, Fall | Winter, Spring, Summer, Fall | Winter, Spring, Summer, Fall | Winter, Spring, Summer, Fall
BART NOX Annual-Jim Bridger 2 -v5.14 | 139 | 7166 | Rate Constraint in lbs/MMBtu | FALSE | L | Annual | Standard NOX | lb/MMBtu | 0.12 | 0.12 | 0.12 | 0.12 | 0.12 | 0.12 | 0.12
BART NOX Annual-Jim Bridger 2 -v5.14 | 139 | 7166 | Rate Constraint in lbs/MMBtu | FALSE | L | Annual | Emissions at Affected Plants NOX | Thousand Tons | 0.037856 | 0.037856 | 0.037856 | 0 | 0 | 0 | 0
BART NOX Annual-Jim Bridger 2 -v5.14 | 139 | 7166 | Rate Constraint in lbs/MMBtu | FALSE | L | Annual | Allowances Purchased NOX | Thousand Tons | 0 | 0 | 0 | 0 | 0 | 0 | 0
BART NOX Annual-Jim Bridger 2 -v5.14 | 139 | 7166 | Rate Constraint in lbs/MMBtu | FALSE | L | Annual | Allowances Sold NOX | Thousand Tons | 0 | 0 | 0 | 0 | 0 | 0 | 0
BART NOX Annual-Jim Bridger 2 -v5.14 | 139 | 7166 | Rate Constraint in lbs/MMBtu | FALSE | L | Annual | Allowances Banked | Thousand Tons | 0 | 0 | 0 | 0 | 0 | 0 | 0
BART NOX Annual-Jim Bridger 2 -v5.14 | 139 | 7166 | Rate Constraint in lbs/MMBtu | FALSE | L | Annual | Allowances Withdrawn (1:1) | Thousand Tons | 0 | 0 | 0 | 0 | 0 | 0 | 0
BART NOX Annual-Jim Bridger 2 -v5.14 | 139 | 7166 | Rate Constraint in lbs/MMBtu | FALSE | L | Annual | Allowances Withdrawn (n:1) | Thousand Tons | 0 | 0 | 0 | 0 | 0 | 0 | 0
BART NOX Annual-Jim Bridger 2 -v5.14 | 139 | 7166 | Rate Constraint in lbs/MMBtu | FALSE | L | Annual | Net Emissions Allowance Position | Thousand Tons | 0.037856 | 0.037856 | 0.037856 | 0 | 0 | 0 | 0
BART NOX Annual-Jim Bridger 2 -v5.14 | 139 | 7166 | Rate Constraint in lbs/MMBtu | FALSE | L | Annual | Fuel Consumed | TBtu | 1.0308 | 1.0308 | 1.0308 | 0 | 0 | 0 | 0
BART NOX Annual-Jim Bridger 2 -v5.14 | 139 | 7166 | Rate Constraint in lbs/MMBtu | FALSE | L | Annual | Rate | lb/MMBtu | 0.07345 | 0.07345 | 0.07345 | 0 | 0 | 0 | 0
BART NOX Annual-Jim Bridger 2 -v5.14 | 139 | 7166 | Rate Constraint in lbs/MMBtu | FALSE | L | Annual | Generation | TWh | 0.094433 | 0.094433 | 0.094433 | 0 | 0 | 0 | 0
BART NOX Annual-Jim Bridger 2 -v5.14 | 139 | 7166 | Rate Constraint in lbs/MMBtu | FALSE | L | Annual | Qualifying Generation | TWh | 0.094433 | 0.094433 | 0.094433 | 0 | 0 | 0 | 0
BART NOX Annual-Jim Bridger 2 -v5.14 | 139 | 7166 | Rate Constraint in lbs/MMBtu | FALSE | L | Annual | Rate | lb/MWh | 0.80177 | 0.80177 | 0.80177 | 0 | 0 | 0 | 0
BART NOX Annual-Jim Bridger 2 -v5.14 | 139 | 7166 | Rate Constraint in lbs/MMBtu | FALSE | L | Annual | Constraint Shadow Price | US2022$/Ton | 0 | 0 | 0 | 0 | 0 | 0 | 0
BART NOX Annual-Jim Bridger 3 -v5.14 | 140 | 7167 | Rate Constraint in lbs/MMBtu | FALSE | L | Annual | Seasons Included | Seasons | Winter, Spring, Summer, Fall | Winter, Spring, Summer, Fall | Winter, Spring, Summer, Fall | Winter, Spring, Summer, Fall | Winter, Spring, Summer, Fall | Winter, Spring, Summer, Fall | Winter, Spring, Summer, Fall
BART NOX Annual-Jim Bridger 3 -v5.14 | 140 | 7167 | Rate Constraint in lbs/MMBtu | FALSE | L | Annual | Standard NOX | lb/MMBtu | 0.07 | 0.07 | 0.07 | 0.07 | 0.07 | 0.07 | 0.07
BART NOX Annual-Jim Bridger 3 -v5.14 | 140 | 7167 | Rate Constraint in lbs/MMBtu | FALSE | L | Annual | Emissions at Affected Plants NOX | Thousand Tons | 0.89085 | 0.89871 | 0.96129 | 0 | 0 | 0 | 0
BART NOX Annual-Jim Bridger 3 -v5.14 | 140 | 7167 | Rate Constraint in lbs/MMBtu | FALSE | L | Annual | Allowances Purchased NOX | Thousand Tons | 0 | 0 | 0 | 0 | 0 | 0 | 0
BART NOX Annual-Jim Bridger 3 -v5.14 | 140 | 7167 | Rate Constraint in lbs/MMBtu | FALSE | L | Annual | Allowances Sold NOX | Thousand Tons | 0 | 0 | 0 | 0 | 0 | 0 | 0
BART NOX Annual-Jim Bridger 3 -v5.14 | 140 | 7167 | Rate Constraint in lbs/MMBtu | FALSE | L | Annual | Allowances Banked | Thousand Tons | 0 | 0 | 0 | 0 | 0 | 0 | 0
BART NOX Annual-Jim Bridger 3 -v5.14 | 140 | 7167 | Rate Constraint in lbs/MMBtu | FALSE | L | Annual | Allowances Withdrawn (1:1) | Thousand Tons | 0 | 0 | 0 | 0 | 0 | 0 | 0
BART NOX Annual-Jim Bridger 3 -v5.14 | 140 | 7167 | Rate Constraint in lbs/MMBtu | FALSE | L | Annual | Allowances Withdrawn (n:1) | Thousand Tons | 0 | 0 | 0 | 0 | 0 | 0 | 0
BART NOX Annual-Jim Bridger 3 -v5.14 | 140 | 7167 | Rate Constraint in lbs/MMBtu | FALSE | L | Annual | Net Emissions Allowance Position | Thousand Tons | 0.89085 | 0.89871 | 0.96129 | 0 | 0 | 0 | 0
BART NOX Annual-Jim Bridger 3 -v5.14 | 140 | 7167 | Rate Constraint in lbs/MMBtu | FALSE | L | Annual | Fuel Consumed | TBtu | 34.449 | 34.753 | 37.1728 | 0 | 0 | 0 | 0
BART NOX Annual-Jim Bridger 3 -v5.14 | 140 | 7167 | Rate Constraint in lbs/MMBtu | FALSE | L | Annual | Rate | lb/MMBtu | 0.05172 | 0.05172 | 0.05172 | 0 | 0 | 0 | 0
BART NOX Annual-Jim Bridger 3 -v5.14 | 140 | 7167 | Rate Constraint in lbs/MMBtu | FALSE | L | Annual | Generation | TWh | 3.2994 | 3.3285 | 3.5603 | 0 | 0 | 0 | 0
BART NOX Annual-Jim Bridger 3 -v5.14 | 140 | 7167 | Rate Constraint in lbs/MMBtu | FALSE | L | Annual | Qualifying Generation | TWh | 3.2994 | 3.3285 | 3.5603 | 0 | 0 | 0 | 0
BART NOX Annual-Jim Bridger 3 -v5.14 | 140 | 7167 | Rate Constraint in lbs/MMBtu | FALSE | L | Annual | Rate | lb/MWh | 0.54001 | 0.54001 | 0.54001 | 0 | 0 | 0 | 0
BART NOX Annual-Jim Bridger 3 -v5.14 | 140 | 7167 | Rate Constraint in lbs/MMBtu | FALSE | L | Annual | Constraint Shadow Price | US2022$/Ton | 0 | 0 | 0 | 0 | 0 | 0 | 0
BART NOX Annual-Jim Bridger 4 -v5.14 | 141 | 7168 | Rate Constraint in lbs/MMBtu | FALSE | L | Annual | Seasons Included | Seasons | Winter, Spring, Summer, Fall | Winter, Spring, Summer, Fall | Winter, Spring, Summer, Fall | Winter, Spring, Summer, Fall | Winter, Spring, Summer, Fall | Winter, Spring, Summer, Fall | Winter, Spring, Summer, Fall
BART NOX Annual-Jim Bridger 4 -v5.14 | 141 | 7168 | Rate Constraint in lbs/MMBtu | FALSE | L | Annual | Standard NOX | lb/MMBtu | 0.07 | 0.07 | 0.07 | 0.07 | 0.07 | 0.07 | 0.07
BART NOX Annual-Jim Bridger 4 -v5.14 | 141 | 7168 | Rate Constraint in lbs/MMBtu | FALSE | L | Annual | Emissions at Affected Plants NOX | Thousand Tons | 0.63699 | 0.95364 | 1.0217 | 0.019423 | 0.019423 | 0.019423 | 0.019423
BART NOX Annual-Jim Bridger 4 -v5.14 | 141 | 7168 | Rate Constraint in lbs/MMBtu | FALSE | L | Annual | Allowances Purchased NOX | Thousand Tons | 0 | 0 | 0 | 0 | 0 | 0 | 0
BART NOX Annual-Jim Bridger 4 -v5.14 | 141 | 7168 | Rate Constraint in lbs/MMBtu | FALSE | L | Annual | Allowances Sold NOX | Thousand Tons | 0 | 0 | 0 | 0 | 0 | 0 | 0
BART NOX Annual-Jim Bridger 4 -v5.14 | 141 | 7168 | Rate Constraint in lbs/MMBtu | FALSE | L | Annual | Allowances Banked | Thousand Tons | 0 | 0 | 0 | 0 | 0 | 0 | 0
BART NOX Annual-Jim Bridger 4 -v5.14 | 141 | 7168 | Rate Constraint in lbs/MMBtu | FALSE | L | Annual | Allowances Withdrawn (1:1) | Thousand Tons | 0 | 0 | 0 | 0 | 0 | 0 | 0
BART NOX Annual-Jim Bridger 4 -v5.14 | 141 | 7168 | Rate Constraint in lbs/MMBtu | FALSE | L | Annual | Allowances Withdrawn (n:1) | Thousand Tons | 0 | 0 | 0 | 0 | 0 | 0 | 0
BART NOX Annual-Jim Bridger 4 -v5.14 | 141 | 7168 | Rate Constraint in lbs/MMBtu | FALSE | L | Annual | Net Emissions Allowance Position | Thousand Tons | 0.63699 | 0.95364 | 1.0217 | 0.019423 | 0.019423 | 0.019423 | 0.019423
BART NOX Annual-Jim Bridger 4 -v5.14 | 141 | 7168 | Rate Constraint in lbs/MMBtu | FALSE | L | Annual | Fuel Consumed | TBtu | 23.3631 | 34.9766 | 37.4719 | 0.71239 | 0.71239 | 0.71239 | 0.71239
BART NOX Annual-Jim Bridger 4 -v5.14 | 141 | 7168 | Rate Constraint in lbs/MMBtu | FALSE | L | Annual | Rate | lb/MMBtu | 0.05453 | 0.05453 | 0.05453 | 0.05453 | 0.05453 | 0.05453 | 0.05453
BART NOX Annual-Jim Bridger 4 -v5.14 | 141 | 7168 | Rate Constraint in lbs/MMBtu | FALSE | L | Annual | Generation | TWh | 2.2325 | 3.3422 | 3.3898 | 0.045476 | 0.045476 | 0.045476 | 0.045476
BART NOX Annual-Jim Bridger 4 -v5.14 | 141 | 7168 | Rate Constraint in lbs/MMBtu | FALSE | L | Annual | Qualifying Generation | TWh | 2.2325 | 3.3422 | 3.3898 | 0.045476 | 0.045476 | 0.045476 | 0.045476
BART NOX Annual-Jim Bridger 4 -v5.14 | 141 | 7168 | Rate Constraint in lbs/MMBtu | FALSE | L | Annual | Rate | lb/MWh | 0.57066 | 0.57066 | 0.6028 | 0.85423 | 0.85423 | 0.85423 | 0.85423
BART NOX Annual-Jim Bridger 4 -v5.14 | 141 | 7168 | Rate Constraint in lbs/MMBtu | FALSE | L | Annual | Constraint Shadow Price | US2022$/Ton | 0 | 0 | 0 | 0 | 0 | 0 | 0
BART NOX Annual-La Cygne 1 & 2 -v5.13 | 142 | 7147 | Rate Constraint in lbs/MMBtu | FALSE | L | Annual | Seasons Included | Seasons | Winter, Spring, Summer, Fall | Winter, Spring, Summer, Fall | Winter, Spring, Summer, Fall | Winter, Spring, Summer, Fall | Winter, Spring, Summer, Fall | Winter, Spring, Summer, Fall | Winter, Spring, Summer, Fall
BART NOX Annual-La Cygne 1 & 2 -v5.13 | 142 | 7147 | Rate Constraint in lbs/MMBtu | FALSE | L | Annual | Standard NOX | lb/MMBtu | 0.13 | 0.13 | 0.13 | 0.13 | 0.13 | 0.13 | 0.13
BART NOX Annual-La Cygne 1 & 2 -v5.13 | 142 | 7147 | Rate Constraint in lbs/MMBtu | FALSE | L | Annual | Emissions at Affected Plants NOX | Thousand Tons | 1.8914 | 2.0237 | 0 | 0 | 0 | 0 | 0
BART NOX Annual-La Cygne 1 & 2 -v5.13 | 142 | 7147 | Rate Constraint in lbs/MMBtu | FALSE | L | Annual | Allowances Purchased NOX | Thousand Tons | 0 | 0 | 0 | 0 | 0 | 0 | 0
BART NOX Annual-La Cygne 1 & 2 -v5.13 | 142 | 7147 | Rate Constraint in lbs/MMBtu | FALSE | L | Annual | Allowances Sold NOX | Thousand Tons | 0 | 0 | 0 | 0 | 0 | 0 | 0
BART NOX Annual-La Cygne 1 & 2 -v5.13 | 142 | 7147 | Rate Constraint in lbs/MMBtu | FALSE | L | Annual | Allowances Banked | Thousand Tons | 0 | 0 | 0 | 0 | 0 | 0 | 0
BART NOX Annual-La Cygne 1 & 2 -v5.13 | 142 | 7147 | Rate Constraint in lbs/MMBtu | FALSE | L | Annual | Allowances Withdrawn (1:1) | Thousand Tons | 0 | 0 | 0 | 0 | 0 | 0 | 0
BART NOX Annual-La Cygne 1 & 2 -v5.13 | 142 | 7147 | Rate Constraint in lbs/MMBtu | FALSE | L | Annual | Allowances Withdrawn (n:1) | Thousand Tons | 0 | 0 | 0 | 0 | 0 | 0 | 0
BART NOX Annual-La Cygne 1 & 2 -v5.13 | 142 | 7147 | Rate Constraint in lbs/MMBtu | FALSE | L | Annual | Net Emissions Allowance Position | Thousand Tons | 1.8914 | 2.0237 | 0 | 0 | 0 | 0 | 0
BART NOX Annual-La Cygne 1 & 2 -v5.13 | 142 | 7147 | Rate Constraint in lbs/MMBtu | FALSE | L | Annual | Fuel Consumed | TBtu | 39.3792 | 42.1335 | 0 | 0 | 0 | 0 | 0
BART NOX Annual-La Cygne 1 & 2 -v5.13 | 142 | 7147 | Rate Constraint in lbs/MMBtu | FALSE | L | Annual | Rate | lb/MMBtu | 0.09606 | 0.09606 | 0 | 0 | 0 | 0 | 0
BART NOX Annual-La Cygne 1 & 2 -v5.13 | 142 | 7147 | Rate Constraint in lbs/MMBtu | FALSE | L | Annual | Generation | TWh | 3.5979 | 3.8495 | 0 | 0 | 0 | 0 | 0
BART NOX Annual-La Cygne 1 & 2 -v5.13 | 142 | 7147 | Rate Constraint in lbs/MMBtu | FALSE | L | Annual | Qualifying Generation | TWh | 3.5979 | 3.8495 | 0 | 0 | 0 | 0 | 0
BART NOX Annual-La Cygne 1 & 2 -v5.13 | 142 | 7147 | Rate Constraint in lbs/MMBtu | FALSE | L | Annual | Rate | lb/MWh | 1.0514 | 1.0514 | 0 | 0 | 0 | 0 | 0
BART NOX Annual-La Cygne 1 & 2 -v5.13 | 142 | 7147 | Rate Constraint in lbs/MMBtu | FALSE | L | Annual | Constraint Shadow Price | US2022$/Ton | 0 | 0 | 0 | 0 | 0 | 0 | 0
BART NOX Annual-Laramie 1 -v5.14 | 143 | 7169 | Rate Constraint in lbs/MMBtu | FALSE | L | Annual | Seasons Included | Seasons | Winter, Spring, Summer, Fall | Winter, Spring, Summer, Fall | Winter, Spring, Summer, Fall | Winter, Spring, Summer, Fall | Winter, Spring, Summer, Fall | Winter, Spring, Summer, Fall | Winter, Spring, Summer, Fall
BART NOX Annual-Laramie 1 -v5.14 | 143 | 7169 | Rate Constraint in lbs/MMBtu | FALSE | L | Annual | Standard NOX | lb/MMBtu | 0.06 | 0.06 | 0.06 | 0.06 | 0.06 | 0.06 | 0.06
BART NOX Annual-Laramie 1 -v5.14 | 143 | 7169 | Rate Constraint in lbs/MMBtu | FALSE | L | Annual | Emissions at Affected Plants NOX | Thousand Tons | 1.1684 | 1.1684 | 1.1684 | 1.1665 | 0.16979 | 0.17413 | 0.17413
BART NOX Annual-Laramie 1 -v5.14 | 143 | 7169 | Rate Constraint in lbs/MMBtu | FALSE | L | Annual | Allowances Purchased NOX | Thousand Tons | 0 | 0 | 0 | 0 | 0 | 0 | 0
BART NOX Annual-Laramie 1 -v5.14 | 143 | 7169 | Rate Constraint in lbs/MMBtu | FALSE | L | Annual | Allowances Sold NOX | Thousand Tons | 0 | 0 | 0 | 0 | 0 | 0 | 0
BART NOX Annual-Laramie 1 -v5.14 | 143 | 7169 | Rate Constraint in lbs/MMBtu | FALSE | L | Annual | Allowances Banked | Thousand Tons | 0 | 0 | 0 | 0 | 0 | 0 | 0
BART NOX Annual-Laramie 1 -v5.14 | 143 | 7169 | Rate Constraint in lbs/MMBtu | FALSE | L | Annual | Allowances Withdrawn (1:1) | Thousand Tons | 0 | 0 | 0 | 0 | 0 | 0 | 0
BART NOX Annual-Laramie 1 -v5.14 | 143 | 7169 | Rate Constraint in lbs/MMBtu | FALSE | L | Annual | Allowances Withdrawn (n:1) | Thousand Tons | 0 | 0 | 0 | 0 | 0 | 0 | 0
BART NOX Annual-Laramie 1 -v5.14 | 143 | 7169 | Rate Constraint in lbs/MMBtu | FALSE | L | Annual | Net Emissions Allowance Position | Thousand Tons | 1.1684 | 1.1684 | 1.1684 | 1.1665 | 0.16979 | 0.17413 | 0.17413
BART NOX Annual-Laramie 1 -v5.14 | 143 | 7169 | Rate Constraint in lbs/MMBtu | FALSE | L | Annual | Fuel Consumed | TBtu | 38.9525 | 38.9525 | 38.9525 | 38.8906 | 5.6605 | 5.8053 | 5.8053
BART NOX Annual-Laramie 1 -v5.14 | 143 | 7169 | Rate Constraint in lbs/MMBtu | FALSE | L | Annual | Rate | lb/MMBtu | 0.05999 | 0.05999 | 0.05999 | 0.05999 | 0.05999 | 0.05999 | 0.05999
BART NOX Annual-Laramie 1 -v5.14 | 143 | 7169 | Rate Constraint in lbs/MMBtu | FALSE | L | Annual | Generation | TWh | 3.8121 | 3.8121 | 2.6055 | 2.5994 | 0.39857 | 0.41274 | 0.41274
BART NOX Annual-Laramie 1 -v5.14 | 143 | 7169 | Rate Constraint in lbs/MMBtu | FALSE | L | Annual | Qualifying Generation | TWh | 3.8121 | 3.8121 | 2.6055 | 2.5994 | 0.39857 | 0.41274 | 0.41274
BART NOX Annual-Laramie 1 -v5.14 | 143 | 7169 | Rate Constraint in lbs/MMBtu | FALSE | L | Annual | Rate | lb/MWh | 0.61298 | 0.61298 | 0.89687 | 0.89753 | 0.85198 | 0.84377 | 0.84377
BART NOX Annual-Laramie 1 -v5.14 | 143 | 7169 | Rate Constraint in lbs/MMBtu | FALSE | L | Annual | Constraint Shadow Price | US2022$/Ton | 0 | 0 | 0 | 0 | 0 | 0 | 0
BART NOX Annual-Laramie 2 -v5.14 | 144 | 7170 | Rate Constraint in lbs/MMBtu | FALSE | L | Annual | Seasons Included | Seasons | Winter, Spring, Summer, Fall | Winter, Spring, Summer, Fall | Winter, Spring, Summer, Fall | Winter, Spring, Summer, Fall | Winter, Spring, Summer, Fall | Winter, Spring, Summer, Fall | Winter, Spring, Summer, Fall
BART NOX Annual-Laramie 2 -v5.14 | 144 | 7170 | Rate Constraint in lbs/MMBtu | FALSE | L | Annual | Standard NOX | lb/MMBtu | 0.15 | 0.15 | 0.15 | 0.15 | 0.15 | 0.15 | 0.15
BART NOX Annual-Laramie 2 -v5.14 | 144 | 7170 | Rate Constraint in lbs/MMBtu | FALSE | L | Annual | Emissions at Affected Plants NOX | Thousand Tons | 2.7822 | 2.7822 | 2.7822 | 2.592 | 2.3371 | 2.7822 | 2.7822
BART NOX Annual-Laramie 2 -v5.14 | 144 | 7170 | Rate Constraint in lbs/MMBtu | FALSE | L | Annual | Allowances Purchased NOX | Thousand Tons | 0 | 0 | 0 | 0 | 0 | 0 | 0
BART NOX Annual-Laramie 2 -v5.14 | 144 | 7170 | Rate Constraint in lbs/MMBtu | FALSE | L | Annual | Allowances Sold NOX | Thousand Tons | 0 | 0 | 0 | 0 | 0 | 0 | 0
BART NOX Annual-Laramie 2 -v5.14 | 144 | 7170 | Rate Constraint in lbs/MMBtu | FALSE | L | Annual | Allowances Banked | Thousand Tons | 0 | 0 | 0 | 0 | 0 | 0 | 0
BART NOX Annual-Laramie 2 -v5.14 | 144 | 7170 | Rate Constraint in lbs/MMBtu | FALSE | L | Annual | Allowances Withdrawn (1:1) | Thousand Tons | 0 | 0 | 0 | 0 | 0 | 0 | 0
BART NOX Annual-Laramie 2 -v5.14 | 144 | 7170 | Rate Constraint in lbs/MMBtu | FALSE | L | Annual | Allowances Withdrawn (n:1) | Thousand Tons | 0 | 0 | 0 | 0 | 0 | 0 | 0
BART NOX Annual-Laramie 2 -v5.14 | 144 | 7170 | Rate Constraint in lbs/MMBtu | FALSE | L | Annual | Net Emissions Allowance Position | Thousand Tons | 2.7822 | 2.7822 | 2.7822 | 2.592 | 2.3371 | 2.7822 | 2.7822
BART NOX Annual-Laramie 2 -v5.14 | 144 | 7170 | Rate Constraint in lbs/MMBtu | FALSE | L | Annual | Fuel Consumed | TBtu | 39.4385 | 39.4385 | 39.4385 | 36.7423 | 33.1287 | 39.4385 | 39.4385
BART NOX Annual-Laramie 2 -v5.14 | 144 | 7170 | Rate Constraint in lbs/MMBtu | FALSE | L | Annual | Rate | lb/MMBtu | 0.14109 | 0.14109 | 0.14109 | 0.14109 | 0.14109 | 0.14109 | 0.14109
BART NOX Annual-Laramie 2 -v5.14 | 144 | 7170 | Rate Constraint in lbs/MMBtu | FALSE | L | Annual | Generation | TWh | 3.8802 | 3.8802 | 3.8802 | 3.6149 | 3.2594 | 3.8802 | 3.8802
BART NOX Annual-Laramie 2 -v5.14 | 144 | 7170 | Rate Constraint in lbs/MMBtu | FALSE | L | Annual | Qualifying Generation | TWh | 3.8802 | 3.8802 | 3.8802 | 3.6149 | 3.2594 | 3.8802 | 3.8802
BART NOX Annual-Laramie 2 -v5.14 | 144 | 7170 | Rate Constraint in lbs/MMBtu | FALSE | L | Annual | Rate | lb/MWh | 1.434 | 1.434 | 1.434 | 1.434 | 1.434 | 1.434 | 1.434
BART NOX Annual-Laramie 2 -v5.14 | 144 | 7170 | Rate Constraint in lbs/MMBtu | FALSE | L | Annual | Constraint Shadow Price | US2022$/Ton | 0 | 0 | 0 | 0 | 0 | 0 | 0
BART NOX Annual-Laramie 3 -v5.14 | 145 | 7195 | Rate Constraint in lbs/MMBtu | FALSE | L | Annual | Seasons Included | Seasons | Winter, Spring, Summer, Fall | Winter, Spring, Summer, Fall | Winter, Spring, Summer, Fall | Winter, Spring, Summer, Fall | Winter, Spring, Summer, Fall | Winter, Spring, Summer, Fall | Winter, Spring, Summer, Fall
BART NOX Annual-Laramie 3 -v5.14 | 145 | 7195 | Rate Constraint in lbs/MMBtu | FALSE | L | Annual | Standard NOX | lb/MMBtu | 0.15 | 0.15 | 0.15 | 0.15 | 0.15 | 0.15 | 0.15
BART NOX Annual-Laramie 3 -v5.14 | 145 | 7195 | Rate Constraint in lbs/MMBtu | FALSE | L | Annual | Emissions at Affected Plants NOX | Thousand Tons | 2.8163 | 2.8163 | 2.8163 | 2.6672 | 2.3657 | 2.8163 | 2.8163
BART NOX Annual-Laramie 3 -v5.14 | 145 | 7195 | Rate Constraint in lbs/MMBtu | FALSE | L | Annual | Allowances Purchased NOX | Thousand Tons | 0 | 0 | 0 | 0 | 0 | 0 | 0
BART NOX Annual-Laramie 3 -v5.14 | 145 | 7195 | Rate Constraint in lbs/MMBtu | FALSE | L | Annual | Allowances Sold NOX | Thousand Tons | 0 | 0 | 0 | 0 | 0 | 0 | 0
BART NOX Annual-Laramie 3 -v5.14 | 145 | 7195 | Rate Constraint in lbs/MMBtu | FALSE | L | Annual | Allowances Banked | Thousand Tons | 0 | 0 | 0 | 0 | 0 | 0 | 0
BART NOX Annual-Laramie 3 -v5.14 | 145 | 7195 | Rate Constraint in lbs/MMBtu | FALSE | L | Annual | Allowances Withdrawn (1:1) | Thousand Tons | 0 | 0 | 0 | 0 | 0 | 0 | 0
BART NOX Annual-Laramie 3 -v5.14 | 145 | 7195 | Rate Constraint in lbs/MMBtu | FALSE | L | Annual | Allowances Withdrawn (n:1) | Thousand Tons | 0 | 0 | 0 | 0 | 0 | 0 | 0
BART NOX Annual-Laramie 3 -v5.14 | 145 | 7195 | Rate Constraint in lbs/MMBtu | FALSE | L | Annual | Net Emissions Allowance Position | Thousand Tons | 2.8163 | 2.8163 | 2.8163 | 2.6672 | 2.3657 | 2.8163 | 2.8163
BART NOX Annual-Laramie 3 -v5.14 | 145 | 7195 | Rate Constraint in lbs/MMBtu | FALSE | L | Annual | Fuel Consumed | TBtu | 39.3337 | 39.3337 | 39.3337 | 37.2519 | 33.0407 | 39.3337 | 39.3337
BART NOX Annual-Laramie 3 -v5.14 | 145 | 7195 | Rate Constraint in lbs/MMBtu | FALSE | L | Annual | Rate | lb/MMBtu | 0.1432 | 0.1432 | 0.1432 | 0.1432 | 0.1432 | 0.1432 | 0.1432
BART NOX Annual-Laramie 3 -v5.14 | 145 | 7195 | Rate Constraint in lbs/MMBtu | FALSE | L | Annual | Generation | TWh | 3.8802 | 3.8802 | 3.8802 | 3.6748 | 3.2594 | 3.8802 | 3.8802
BART NOX Annual-Laramie 3 -v5.14 | 145 | 7195 | Rate Constraint in lbs/MMBtu | FALSE | L | Annual | Qualifying Generation | TWh | 3.8802 | 3.8802 | 3.8802 | 3.6748 | 3.2594 | 3.8802 | 3.8802
BART NOX Annual-Laramie 3 -v5.14 | 145 | 7195 | Rate Constraint in lbs/MMBtu | FALSE | L | Annual | Rate | lb/MWh | 1.4516 | 1.4516 | 1.4516 | 1.4516 | 1.4516 | 1.4516 | 1.4516
BART NOX Annual-Laramie 3 -v5.14 | 145 | 7195 | Rate Constraint in lbs/MMBtu | FALSE | L | Annual | Constraint Shadow Price | US2022$/Ton | 0 | 0 | 0 | 0 | 0 | 0 | 0
BART NOX Annual-Leland Olds 1 -v5.13 | 146 | 7148 | Rate Constraint in lbs/MMBtu | FALSE | L | Annual | Seasons Included | Seasons | Winter, Spring, Summer, Fall | Winter, Spring, Summer, Fall | Winter, Spring, Summer, Fall | Winter, Spring, Summer, Fall | Winter, Spring, Summer, Fall | Winter, Spring, Summer, Fall | Winter, Spring, Summer, Fall
BART NOX Annual-Leland Olds 1 -v5.13 | 146 | 7148 | Rate Constraint in lbs/MMBtu | FALSE | L | Annual | Standard NOX | lb/MMBtu | 0.19 | 0.19 | 0.19 | 0.19 | 0.19 | 0.19 | 0.19
BART NOX Annual-Leland Olds 1 -v5.13 | 146 | 7148 | Rate Constraint in lbs/MMBtu | FALSE | L | Annual | Emissions at Affected Plants NOX | Thousand Tons | 0 | 0 | 0 | 0 | 0 | 0 | 0
BART NOX Annual-Leland Olds 1 -v5.13 | 146 | 7148 | Rate Constraint in lbs/MMBtu | FALSE | L | Annual | Allowances Purchased NOX | Thousand Tons | 0 | 0 | 0 | 0 | 0 | 0 | 0
BART NOX Annual-Leland Olds 1 -v5.13 | 146 | 7148 | Rate Constraint in lbs/MMBtu | FALSE | L | Annual | Allowances Sold NOX | Thousand Tons | 0 | 0 | 0 | 0 | 0 | 0 | 0
BART NOX Annual-Leland Olds 1 -v5.13 | 146 | 7148 | Rate Constraint in lbs/MMBtu | FALSE | L | Annual | Allowances Banked | Thousand Tons | 0 | 0 | 0 | 0 | 0 | 0 | 0
BART NOX Annual-Leland Olds 1 -v5.13 | 146 | 7148 | Rate Constraint in lbs/MMBtu | FALSE | L | Annual | Allowances Withdrawn (1:1) | Thousand Tons | 0 | 0 | 0 | 0 | 0 | 0 | 0
BART NOX Annual-Leland Olds 1 -v5.13 | 146 | 7148 | Rate Constraint in lbs/MMBtu | FALSE | L | Annual | Allowances Withdrawn (n:1) | Thousand Tons | 0 | 0 | 0 | 0 | 0 | 0 | 0
BART NOX Annual-Leland Olds 1 -v5.13 | 146 | 7148 | Rate Constraint in lbs/MMBtu | FALSE | L | Annual | Net Emissions Allowance Position | Thousand Tons | 0 | 0 | 0 | 0 | 0 | 0 | 0
BART NOX Annual-Leland Olds 1 -v5.13 | 146 | 7148 | Rate Constraint in lbs/MMBtu | FALSE | L | Annual | Fuel Consumed | TBtu | 0 | 0 | 0 | 0 | 0 | 0 | 0
BART NOX Annual-Leland Olds 1 -v5.13 | 146 | 7148 | Rate Constraint in lbs/MMBtu | FALSE | L | Annual | Rate | lb/MMBtu | 0 | 0 | 0 | 0 | 0 | 0 | 0
BART NOX Annual-Leland Olds 1 -v5.13 | 146 | 7148 | Rate Constraint in lbs/MMBtu | FALSE | L | Annual | Generation | TWh | 0 | 0 | 0 | 0 | 0 | 0 | 0
BART NOX Annual-Leland Olds 1 -v5.13 | 146 | 7148 | Rate Constraint in lbs/MMBtu | FALSE | L | Annual | Qualifying Generation | TWh | 0 | 0 | 0 | 0 | 0 | 0 | 0
BART NOX Annual-Leland Olds 1 -v5.13 | 146 | 7148 | Rate Constraint in lbs/MMBtu | FALSE | L | Annual | Rate | lb/MWh | 0 | 0 | 0 | 0 | 0 | 0 | 0
BART NOX Annual-Leland Olds 1 -v5.13 | 146 | 7148 | Rate Constraint in lbs/MMBtu | FALSE | L | Annual | Constraint Shadow Price | US2022$/Ton | 0 | 0 | 0 | 0 | 0 | 0 | 0
BART NOX Annual-Leland Olds 2 -v5.13 | 147 | 7149 | Rate Constraint in lbs/MMBtu | FALSE | L | Annual | Seasons Included | Seasons | Winter, Spring, Summer, Fall | Winter, Spring, Summer, Fall | Winter, Spring, Summer, Fall | Winter, Spring, Summer, Fall | Winter, Spring, Summer, Fall | Winter, Spring, Summer, Fall | Winter, Spring, Summer, Fall
BART NOX Annual-Leland Olds 2 -v5.13 | 147 | 7149 | Rate Constraint in lbs/MMBtu | FALSE | L | Annual | Standard NOX | lb/MMBtu | 0.35 | 0.35 | 0.35 | 0.35 | 0.35 | 0.35 | 0.35
BART NOX Annual-Leland Olds 2 -v5.13 | 147 | 7149 | Rate Constraint in lbs/MMBtu | FALSE | L | Annual | Emissions at Affected Plants NOX | Thousand Tons | 0 | 0 | 0 | 0 | 0 | 0 | 0
BART NOX Annual-Leland Olds 2 -v5.13 | 147 | 7149 | Rate Constraint in lbs/MMBtu | FALSE | L | Annual | Allowances Purchased NOX | Thousand Tons | 0 | 0 | 0 | 0 | 0 | 0 | 0
BART NOX Annual-Leland Olds 2 -v5.13 | 147 | 7149 | Rate Constraint in lbs/MMBtu | FALSE | L | Annual | Allowances Sold NOX | Thousand Tons | 0 | 0 | 0 | 0 | 0 | 0 | 0
BART NOX Annual-Leland Olds 2 -v5.13 | 147 | 7149 | Rate Constraint in lbs/MMBtu | FALSE | L | Annual | Allowances Banked | Thousand Tons | 0 | 0 | 0 | 0 | 0 | 0 | 0
BART NOX Annual-Leland Olds 2 -v5.13 | 147 | 7149 | Rate Constraint in lbs/MMBtu | FALSE | L | Annual | Allowances Withdrawn (1:1) | Thousand Tons | 0 | 0 | 0 | 0 | 0 | 0 | 0
BART NOX Annual-Leland Olds 2 -v5.13 | 147 | 7149 | Rate Constraint in lbs/MMBtu | FALSE | L | Annual | Allowances Withdrawn (n:1) | Thousand Tons | 0 | 0 | 0 | 0 | 0 | 0 | 0
BART NOX Annual-Leland Olds 2 -v5.13 | 147 | 7149 | Rate Constraint in lbs/MMBtu | FALSE | L | Annual | Net Emissions Allowance Position | Thousand Tons | 0 | 0 | 0 | 0 | 0 | 0 | 0
BART NOX Annual-Leland Olds 2 -v5.13 | 147 | 7149 | Rate Constraint in lbs/MMBtu | FALSE | L | Annual | Fuel Consumed | TBtu | 0 | 0 | 0 | 0 | 0 | 0 | 0
BART NOX Annual-Leland Olds 2 -v5.13 | 147 | 7149 | Rate Constraint in lbs/MMBtu | FALSE | L | Annual | Rate | lb/MMBtu | 0 | 0 | 0 | 0 | 0 | 0 | 0
BART NOX Annual-Leland Olds 2 -v5.13 | 147 | 7149 | Rate Constraint in lbs/MMBtu | FALSE | L | Annual | Generation | TWh | 0 | 0 | 0 | 0 | 0 | 0 | 0
BART NOX Annual-Leland Olds 2 -v5.13 | 147 | 7149 | Rate Constraint in lbs/MMBtu | FALSE | L | Annual | Qualifying Generation | TWh | 0 | 0 | 0 | 0 | 0 | 0 | 0
BART NOX Annual-Leland Olds 2 -v5.13 | 147 | 7149 | Rate Constraint in lbs/MMBtu | FALSE | L | Annual | Rate | lb/MWh | 0 | 0 | 0 | 0 | 0 | 0 | 0
BART NOX Annual-Leland Olds 2 -v5.13 | 147 | 7149 | Rate Constraint in lbs/MMBtu | FALSE | L | Annual | Constraint Shadow Price | US2022$/Ton | 0 | 0 | 0 | 0 | 0 | 0 | 0
BART NOX Annual-Milton R Young B1 -v5.13 | 148 | 7151 | Rate Constraint in lbs/MMBtu | FALSE | L | Annual | Seasons Included | Seasons | Winter, Spring, Summer, Fall | Winter, Spring, Summer, Fall | Winter, Spring, Summer, Fall | Winter, Spring, Summer, Fall | Winter, Spring, Summer, Fall | Winter, Spring, Summer, Fall | Winter, Spring, Summer, Fall
BART NOX Annual-Milton R Young B1 -v5.13 | 148 | 7151 | Rate Constraint in lbs/MMBtu | FALSE | L | Annual | Standard NOX | lb/MMBtu | 0.36 | 0.36 | 0.36 | 0.36 | 0.36 | 0.36 | 0.36
BART NOX Annual-Milton R Young B1 -v5.13 | 148 | 7151 | Rate Constraint in lbs/MMBtu | FALSE | L | Annual | Emissions at Affected Plants NOX | Thousand Tons | 2.4392 | 2.5696 | 0 | 0 | 0 | 0 | 0
BART NOX Annual-Milton R Young B1 -v5.13 | 148 | 7151 | Rate Constraint in lbs/MMBtu | FALSE | L | Annual | Allowances Purchased NOX | Thousand Tons | 0 | 0 | 0 | 0 | 0 | 0 | 0
BART NOX Annual-Milton R Young B1 -v5.13 | 148 | 7151 | Rate Constraint in lbs/MMBtu | FALSE | L | Annual | Allowances Sold NOX | Thousand Tons | 0 | 0 | 0 | 0 | 0 | 0 | 0
BART NOX Annual-Milton R Young B1 -v5.13 | 148 | 7151 | Rate Constraint in lbs/MMBtu | FALSE | L | Annual | Allowances Banked | Thousand Tons | 0 | 0 | 0 | 0 | 0 | 0 | 0
BART NOX Annual-Milton R Young B1 -v5.13 | 148 | 7151 | Rate Constraint in lbs/MMBtu | FALSE | L | Annual | Allowances Withdrawn (1:1) | Thousand Tons | 0 | 0 | 0 | 0 | 0 | 0 | 0
BART NOX Annual-Milton R Young B1 -v5.13 | 148 | 7151 | Rate Constraint in lbs/MMBtu | FALSE | L | Annual | Allowances Withdrawn (n:1) | Thousand Tons | 0 | 0 | 0 | 0 | 0 | 0 | 0
BART NOX Annual-Milton R Young B1 -v5.13 | 148 | 7151 | Rate Constraint in lbs/MMBtu | FALSE | L | Annual | Net Emissions Allowance Position | Thousand Tons | 2.4392 | 2.5696 | 0 | 0 | 0 | 0 | 0
BART NOX Annual-Milton R Young B1 -v5.13 | 148 | 7151 | Rate Constraint in lbs/MMBtu | FALSE | L | Annual | Fuel Consumed | TBtu | 18.2552 | 19.2317 | 0 | 0 | 0 | 0 | 0
BART NOX Annual-Milton R Young B1 -v5.13 | 148 | 7151 | Rate Constraint in lbs/MMBtu | FALSE | L | Annual | Rate | lb/MMBtu | 0.26723 | 0.26723 | 0 | 0 | 0 | 0 | 0
BART NOX Annual-Milton R Young B1 -v5.13 | 148 | 7151 | Rate Constraint in lbs/MMBtu | FALSE | L | Annual | Generation | TWh | 1.5695 | 1.6535 | 0 | 0 | 0 | 0 | 0
BART NOX Annual-Milton R Young B1 -v5.13 | 148 | 7151 | Rate Constraint in lbs/MMBtu | FALSE | L | Annual | Qualifying Generation | TWh | 1.5695 | 1.6535 | 0 | 0 | 0 | 0 | 0
BART NOX Annual-Milton R Young B1 -v5.13 | 148 | 7151 | Rate Constraint in lbs/MMBtu | FALSE | L | Annual | Rate | lb/MWh | 3.1082 | 3.1082 | 0 | 0 | 0 | 0 | 0
BART NOX Annual-Milton R Young B1 -v5.13 | 148 | 7151 | Rate Constraint in lbs/MMBtu | FALSE | L | Annual | Constraint Shadow Price | US2022$/Ton | 0 | 0 | 0 | 0 | 0 | 0 | 0
BART NOX Annual-Milton R Young B2 -v5.13 | 149 | 7152 | Rate Constraint in lbs/MMBtu | FALSE | L | Annual | Seasons Included | Seasons | Winter, Spring, Summer, Fall | Winter, Spring, Summer, Fall | Winter, Spring, Summer, Fall | Winter, Spring, Summer, Fall | Winter, Spring, Summer, Fall | Winter, Spring, Summer, Fall | Winter, Spring, Summer, Fall
BART NOX Annual-Milton R Young B2 -v5.13 | 149 | 7152 | Rate Constraint in lbs/MMBtu | FALSE | L | Annual | Standard NOX | lb/MMBtu | 0.35 | 0.35 | 0.35 | 0.35 | 0.35 | 0.35 | 0.35
BART NOX Annual-Milton R Young B2 -v5.13 | 149 | 7152 | Rate Constraint in lbs/MMBtu | FALSE | L | Annual | Emissions at Affected Plants NOX | Thousand Tons | 4.7805 | 3.9928 | 0.90914 | 0.90914 | 0 | 0 | 0
BART NOX Annual-Milton R Young B2 -v5.13 | 149 | 7152 | Rate Constraint in lbs/MMBtu | FALSE | L | Annual | Allowances Purchased NOX | Thousand Tons | 0 | 0 | 0 | 0 | 0 | 0 | 0
BART NOX Annual-Milton R Young B2 -v5.13 | 149 | 7152 | Rate Constraint in lbs/MMBtu | FALSE | L | Annual | Allowances Sold NOX | Thousand Tons | 0 | 0 | 0 | 0 | 0 | 0 | 0
BART NOX Annual-Milton R Young B2 -v5.13 | 149 | 7152 | Rate Constraint in lbs/MMBtu | FALSE | L | Annual | Allowances Banked | Thousand Tons | 0 | 0 | 0 | 0 | 0 | 0 | 0
BART NOX Annual-Milton R Young B2 -v5.13 | 149 | 7152 | Rate Constraint in lbs/MMBtu | FALSE | L | Annual | Allowances Withdrawn (1:1) | Thousand Tons | 0 | 0 | 0 | 0 | 0 | 0 | 0
BART NOX Annual-Milton R Young B2 -v5.13 | 149 | 7152 | Rate Constraint in lbs/MMBtu | FALSE | L | Annual | Allowances Withdrawn (n:1) | Thousand Tons | 0 | 0 | 0 | 0 | 0 | 0 | 0
BART NOX Annual-Milton R Young B2 -v5.13 | 149 | 7152 | Rate Constraint in lbs/MMBtu | FALSE | L | Annual | Net Emissions Allowance Position | Thousand Tons | 4.7805 | 3.9928 | 0.90914 | 0.90914 | 0 | 0 | 0
BART NOX Annual-Milton R Young B2 -v5.13 | 149 | 7152 | Rate Constraint in lbs/MMBtu | FALSE | L | Annual | Fuel Consumed | TBtu | 33.721 | 35.8445 | 36.3656 | 36.3656 | 0 | 0 | 0
BART NOX Annual-Milton R Young B2 -v5.13 | 149 | 7152 | Rate Constraint in lbs/MMBtu | FALSE | L | Annual | Rate | lb/MMBtu | 0.28353 | 0.22278 | 0.05 | 0.05 | 0 | 0 | 0
BART NOX Annual-Milton R Young B2 -v5.13 | 149 | 7152 | Rate Constraint in lbs/MMBtu | FALSE | L | Annual | Generation | TWh | 2.9603 | 2.846 | 2.0196 | 2.0196 | 0 | 0 | 0
BART NOX Annual-Milton R Young B2 -v5.13 | 149 | 7152 | Rate Constraint in lbs/MMBtu | FALSE | L | Annual | Qualifying Generation | TWh | 2.9603 | 2.846 | 2.0196 | 2.0196 | 0 | 0 | 0
BART NOX Annual-Milton R Young B2 -v5.13 | 149 | 7152 | Rate Constraint in lbs/MMBtu | FALSE | L | Annual | Rate | lb/MWh | 3.2297 | 2.8059 | 0.90033 | 0.90033 | 0 | 0 | 0
BART NOX Annual-Milton R Young B2 -v5.13 | 149 | 7152 | Rate Constraint in lbs/MMBtu | FALSE | L | Annual | Constraint Shadow Price | US2022$/Ton | 0 | 0 | 0 | 0 | 0 | 0 | 0
BART NOX Annual-Muskogee 4 -v6.17 | 150 | 7153 | Rate Constraint in lbs/MMBtu | FALSE | L | Annual | Seasons Included | Seasons | Winter, Spring, Summer, Fall | Winter, Spring, Summer, Fall | Winter, Spring, Summer, Fall | Winter, Spring, Summer, Fall | Winter, Spring, Summer, Fall | Winter, Spring, Summer, Fall | Winter, Spring, Summer, Fall
BART NOX Annual-Muskogee 4 -v6.17 | 150 | 7153 | Rate Constraint in lbs/MMBtu | FALSE | L | Annual | Standard NOX | lb/MMBtu | 0.15 | 0.15 | 0.15 | 0.15 | 0.15 | 0.15 | 0.15
BART NOX Annual-Muskogee 4 -v6.17 | 150 | 7153 | Rate Constraint in lbs/MMBtu | FALSE | L | Annual | Emissions at Affected Plants NOX | Thousand Tons | 0.05096 | 0.05096 | 0.05096 | 0.05096 | 0.05096 | 0.05096 | 0.05096
BART NOX Annual-Muskogee 4 -v6.17 | 150 | 7153 | Rate Constraint in lbs/MMBtu | FALSE | L | Annual | Allowances Purchased NOX | Thousand Tons | 0 | 0 | 0 | 0 | 0 | 0 | 0
BART NOX Annual-Muskogee 4 -v6.17 | 150 | 7153 | Rate Constraint in lbs/MMBtu | FALSE | L | Annual | Allowances Sold NOX | Thousand Tons | 0 | 0 | 0 | 0 | 0 | 0 | 0
BART NOX Annual-Muskogee 4 -v6.17 | 150 | 7153 | Rate Constraint in lbs/MMBtu | FALSE | L | Annual | Allowances Banked | Thousand Tons | 0 | 0 | 0 | 0 | 0 | 0 | 0
BART NOX Annual-Muskogee 4 -v6.17 | 150 | 7153 | Rate Constraint in lbs/MMBtu | FALSE | L | Annual | Allowances Withdrawn (1:1) | Thousand Tons | 0 | 0 | 0 | 0 | 0 | 0 | 0
BART NOX Annual-Muskogee 4 -v6.17 | 150 | 7153 | Rate Constraint in lbs/MMBtu | FALSE | L | Annual | Allowances Withdrawn (n:1) | Thousand Tons | 0 | 0 | 0 | 0 | 0 | 0 | 0
BART NOX Annual-Muskogee 4 -v6.17 | 150 | 7153 | Rate Constraint in lbs/MMBtu | FALSE | L | Annual | Net Emissions Allowance Position | Thousand Tons | 0.05096 | 0.05096 | 0.05096 | 0.05096 | 0.05096 | 0.05096 | 0.05096
BART NOX Annual-Muskogee 4 -v6.17 | 150 | 7153 | Rate Constraint in lbs/MMBtu | FALSE | L | Annual | Fuel Consumed | TBtu | 0.95574 | 0.95574 | 0.95574 | 0.95574 | 0.95574 | 0.95574 | 0.95574
BART NOX Annual-Muskogee 4 -v6.17 | 150 | 7153 | Rate Constraint in lbs/MMBtu | FALSE | L | Annual | Rate | lb/MMBtu | 0.10664 | 0.10664 | 0.10664 | 0.10664 | 0.10664 | 0.10664 | 0.10664
BART NOX Annual-Muskogee 4 -v6.17 | 150 | 7153 | Rate Constraint in lbs/MMBtu | FALSE | L | Annual | Generation | TWh | 0.084797 | 0.084797 | 0.084797 | 0.084797 | 0.084797 | 0.084797 | 0.084797
BART NOX Annual-Muskogee 4 -v6.17 | 150 | 7153 | Rate Constraint in lbs/MMBtu | FALSE | L | Annual | Qualifying Generation | TWh | 0.084797 | 0.084797 | 0.084797 | 0.084797 | 0.084797 | 0.084797 | 0.084797
BART NOX Annual-Muskogee 4 -v6.17 | 150 | 7153 | Rate Constraint in lbs/MMBtu | FALSE | L | Annual | Rate | lb/MWh | 1.2019 | 1.2019 | 1.2019 | 1.2019 | 1.2019 | 1.2019 | 1.2019
BART NOX Annual-Muskogee 4 -v6.17 | 150 | 7153 | Rate Constraint in lbs/MMBtu | FALSE | L | Annual | Constraint Shadow Price | US2022$/Ton | 0 | 0 | 0 | 0 | 0 | 0 | 0
BART NOX Annual-Muskogee 5 -v6.17 | 151 | 7154 | Rate Constraint in lbs/MMBtu | FALSE | L | Annual | Seasons Included | Seasons | Winter, Spring, Summer, Fall | Winter, Spring, Summer, Fall | Winter, Spring, Summer, Fall | Winter, Spring, Summer, Fall | Winter, Spring, Summer, Fall | Winter, Spring, Summer, Fall | Winter, Spring, Summer, Fall
BART NOX Annual-Muskogee 5 -v6.17 | 151 | 7154 | Rate Constraint in lbs/MMBtu | FALSE | L | Annual | Standard NOX | lb/MMBtu | 0.15 | 0.15 | 0.15 | 0.15 | 0.15 | 0.15 | 0.15
BART NOX Annual-Muskogee 5 -v6.17 | 151 | 7154 | Rate Constraint in lbs/MMBtu | FALSE | L | Annual | Emissions at Affected Plants NOX | Thousand Tons | 0.047778 | 0.047778 | 0.047778 | 0.047778 | 0.047778 | 0.047778 | 0.047778
BART NOX Annual-Muskogee 5 -v6.17 | 151 | 7154 | Rate Constraint in lbs/MMBtu | FALSE | L | Annual | Allowances Purchased NOX | Thousand Tons | 0 | 0 | 0 | 0 | 0 | 0 | 0
BART NOX Annual-Muskogee 5 -v6.17 | 151 | 7154 | Rate Constraint in lbs/MMBtu | FALSE | L | Annual | Allowances Sold NOX | Thousand Tons | 0 | 0 | 0 | 0 | 0 | 0 | 0
BART NOX Annual-Muskogee 5 -v6.17 | 151 | 7154 | Rate Constraint in lbs/MMBtu | FALSE | L | Annual | Allowances Banked | Thousand Tons | 0 | 0 | 0 | 0 | 0 | 0 | 0
BART NOX Annual-Muskogee 5 -v6.17 | 151 | 7154 | Rate Constraint in lbs/MMBtu | FALSE | L | Annual | Allowances Withdrawn (1:1) | Thousand Tons | 0 | 0 | 0 | 0 | 0 | 0 | 0
BART NOX Annual-Muskogee 5 -v6.17 | 151 | 7154 | Rate Constraint in lbs/MMBtu | FALSE | L | Annual | Allowances Withdrawn (n:1) | Thousand Tons | 0 | 0 | 0 | 0 | 0 | 0 | 0
BART NOX Annual-Muskogee 5 -v6.17 | 151 | 7154 | Rate Constraint in lbs/MMBtu | FALSE | L | Annual | Net Emissions Allowance Position | Thousand Tons | 0.047778 | 0.047778 | 0.047778 | 0.047778 | 0.047778 | 0.047778 | 0.047778
BART NOX Annual-Muskogee 5 -v6.17 | 151 | 7154 | Rate Constraint in lbs/MMBtu | FALSE | L | Annual | Fuel Consumed | TBtu | 0.96279 | 0.96279 | 0.96279 | 0.96279 | 0.96279 | 0.96279 | 0.96279
BART NOX Annual-Muskogee 5 -v6.17 | 151 | 7154 | Rate Constraint in lbs/MMBtu | FALSE | L | Annual | Rate | lb/MMBtu | 0.09925 | 0.09925 | 0.09925 | 0.09925 | 0.09925 | 0.09925 | 0.09925
BART NOX Annual-Muskogee 5 -v6.17 | 151 | 7154 | Rate Constraint in lbs/MMBtu | FALSE | L | Annual | Generation | TWh | 0.085498 | 0.085498 | 0.085498 | 0.085498 | 0.085498 | 0.085498 | 0.085498
BART NOX Annual-Muskogee 5 -v6.17 | 151 | 7154 | Rate Constraint in lbs/MMBtu | FALSE | L | Annual | Qualifying Generation | TWh | 0.085498 | 0.085498 | 0.085498 | 0.085498 | 0.085498 | 0.085498 | 0.085498
BART NOX Annual-Muskogee 5 -v6.17 | 151 | 7154 | Rate Constraint in lbs/MMBtu | FALSE | L | Annual | Rate | lb/MWh | 1.1177 | 1.1177 | 1.1177 | 1.1177 | 1.1177 | 1.1177 | 1.1177
BART NOX Annual-Muskogee 5 -v6.17 | 151 | 7154 | Rate Constraint in lbs/MMBtu | FALSE | L | Annual | Constraint Shadow Price | US2022$/Ton | 0 | 0 | 0 | 0 | 0 | 0 | 0
BART NOX Annual-Naughton 3 -v5.14 | 152 | 7173 | Rate Constraint in lbs/MMBtu | FALSE | L | Annual | Seasons Included | Seasons | Winter, Spring, Summer, Fall | Winter, Spring, Summer, Fall | Winter, Spring, Summer, Fall | Winter, Spring, Summer, Fall | Winter, Spring, Summer, Fall | Winter, Spring, Summer, Fall | Winter, Spring, Summer, Fall
BART NOX Annual-Naughton 3 -v5.14 | 152 | 7173 | Rate Constraint in lbs/MMBtu | FALSE | L | Annual | Standard NOX | lb/MMBtu | 0.12 | 0.12 | 0.12 | 0.12 | 0.12 | 0.12 | 0.12
BART NOX Annual-Naughton 3 -v5.14 | 152 | 7173 | Rate Constraint in lbs/MMBtu | FALSE | L | Annual | Emissions at Affected Plants NOX | Thousand Tons | 0 | 0 | 0 | 0 | 0 | 0 | 0
BART NOX Annual-Naughton 3 -v5.14 | 152 | 7173 | Rate Constraint in lbs/MMBtu | FALSE | L | Annual | Allowances Purchased NOX | Thousand Tons | 0 | 0 | 0 | 0 | 0 | 0 | 0
BART NOX Annual-Naughton 3 -v5.14 | 152 | 7173 | Rate Constraint in lbs/MMBtu | FALSE | L | Annual | Allowances Sold NOX | Thousand Tons | 0 | 0 | 0 | 0 | 0 | 0 | 0
BART NOX Annual-Naughton 3 -v5.14 | 152 | 7173 | Rate Constraint in lbs/MMBtu | FALSE | L | Annual | Allowances Banked | Thousand Tons | 0 | 0 | 0 | 0 | 0 | 0 | 0
BART NOX Annual-Naughton 3 -v5.14 | 152 | 7173 | Rate Constraint in lbs/MMBtu | FALSE | L | Annual | Allowances Withdrawn (1:1) | Thousand Tons | 0 | 0 | 0 | 0 | 0 | 0 | 0
BART NOX Annual-Naughton 3 -v5.14 | 152 | 7173 | Rate Constraint in lbs/MMBtu | FALSE | L | Annual | Allowances Withdrawn (n:1) | Thousand Tons | 0 | 0 | 0 | 0 | 0 | 0 | 0
BART NOX Annual-Naughton 3 -v5.14 | 152 | 7173 | Rate Constraint in lbs/MMBtu | FALSE | L | Annual | Net Emissions Allowance Position | Thousand Tons | 0 | 0 | 0 | 0 | 0 | 0 | 0
BART NOX Annual-Naughton 3 -v5.14 | 152 | 7173 | Rate Constraint in lbs/MMBtu | FALSE | L | Annual | Fuel Consumed | TBtu | 0 | 0 | 0 | 0 | 0 | 0 | 0
BART NOX Annual-Naughton 3 -v5.14 | 152 | 7173 | Rate Constraint in lbs/MMBtu | FALSE | L | Annual | Rate | lb/MMBtu | 0 | 0 | 0 | 0 | 0 | 0 | 0
BART NOX Annual-Naughton 3 -v5.14 | 152 | 7173 | Rate Constraint in lbs/MMBtu | FALSE | L | Annual | Generation | TWh | 0 | 0 | 0 | 0 | 0 | 0 | 0
BART NOX Annual-Naughton 3 -v5.14 | 152 | 7173 | Rate Constraint in lbs/MMBtu | FALSE | L | Annual | Qualifying Generation | TWh | 0 | 0 | 0 | 0 | 0 | 0 | 0
BART NOX Annual-Naughton 3 -v5.14 | 152 | 7173 | Rate Constraint in lbs/MMBtu | FALSE | L | Annual | Rate | lb/MWh | 0 | 0 | 0 | 0 | 0 | 0 | 0
BART NOX Annual-Naughton 3 -v5.14 | 152 | 7173 | Rate Constraint in lbs/MMBtu | FALSE | L | Annual | Constraint Shadow Price | US2022$/Ton | 0 | 0 | 0 | 0 | 0 | 0 | 0
BART NOX Annual-Nebraska City 1 -v5.14 | 153 | 7137 | Rate Constraint in lbs/MMBtu | FALSE | L | Annual | Seasons Included | Seasons | Winter, Spring, Summer, Fall | Winter, Spring, Summer, Fall | Winter, Spring, Summer, Fall | Winter, Spring, Summer, Fall | Winter, Spring, Summer, Fall | Winter, Spring, Summer, Fall | Winter, Spring, Summer, Fall
BART NOX Annual-Nebraska City 1 -v5.14 | 153 | 7137 | Rate Constraint in lbs/MMBtu | FALSE | L | Annual | Standard NOX | lb/MMBtu | 0.23 | 0.23 | 0.23 | 0.23 | 0.23 | 0.23 | 0.23
BART NOX Annual-Nebraska City 1 -v5.14 | 153 | 7137 | Rate Constraint in lbs/MMBtu | FALSE | L | Annual | Emissions at Affected Plants NOX | Thousand Tons | 3.7213 | 3.8434 | 2.6784 | 0.52704 | 0.52704 | 1.168 | 3.2028
BART NOX Annual-Nebraska City 1 -v5.14 | 153 | 7137 | Rate Constraint in lbs/MMBtu | FALSE | L | Annual | Allowances Purchased NOX | Thousand Tons | 0 | 0 | 0 | 0 | 0 | 0 | 0
BART NOX Annual-Nebraska City 1 -v5.14 | 153 | 7137 | Rate Constraint in lbs/MMBtu | FALSE | L | Annual | Allowances Sold NOX | Thousand Tons | 0 | 0 | 0 | 0 | 0 | 0 | 0
BART NOX Annual-Nebraska City 1 -v5.14 | 153 | 7137 | Rate Constraint in lbs/MMBtu | FALSE | L | Annual | Allowances Banked | Thousand Tons | 0 | 0 | 0 | 0 | 0 | 0 | 0
BART NOX Annual-Nebraska City 1 -v5.14 | 153 | 7137 | Rate Constraint in lbs/MMBtu | FALSE | L | Annual | Allowances Withdrawn (1:1) | Thousand Tons | 0 | 0 | 0 | 0 | 0 | 0 | 0
BART NOX Annual-Nebraska City 1 -v5.14 | 153 | 7137 | Rate Constraint in lbs/MMBtu | FALSE | L | Annual | Allowances Withdrawn (n:1) | Thousand Tons | 0 | 0 | 0 | 0 | 0 | 0 | 0
BART NOX Annual-Nebraska City 1 -v5.14 | 153 | 7137 | Rate Constraint in lbs/MMBtu | FALSE | L | Annual | Net Emissions Allowance Position | Thousand Tons | 3.7213 | 3.8434 | 2.6784 | 0.52704 | 0.52704 | 1.168 | 3.2028
BART NOX Annual-Nebraska City 1 -v5.14 | 153 | 7137 | Rate Constraint in lbs/MMBtu | FALSE | L | Annual | Fuel Consumed | TBtu | 39.7152 | 41.0184 | 28.5849 | 5.6248 | 5.6248 | 12.4658 | 34.1813
BART NOX Annual-Nebraska City 1 -v5.14 | 153 | 7137 | Rate Constraint in lbs/MMBtu | FALSE | L | Annual | Rate | lb/MMBtu | 0.1874 | 0.1874 | 0.1874 | 0.1874 | 0.1874 | 0.1874 | 0.1874
BART NOX Annual-Nebraska City 1 -v5.14 | 153 | 7137 | Rate Constraint in lbs/MMBtu | FALSE | L | Annual | Generation | TWh | 4.0451 | 4.1779 | 2.9115 | 0.5729 | 0.5729 | 1.2697 | 3.4815
BART NOX Annual-Nebraska City 1 -v5.14 | 153 | 7137 | Rate Constraint in lbs/MMBtu | FALSE | L | Annual | Qualifying Generation | TWh | 4.0451 | 4.1779 | 2.9115 | 0.5729 | 0.5729 | 1.2697 | 3.4815
BART NOX Annual-Nebraska City 1 -v5.14 | 153 | 7137 | Rate Constraint in lbs/MMBtu | FALSE | L | Annual | Rate | lb/MWh | 1.8399 | 1.8399 | 1.8399 | 1.8399 | 1.8399 | 1.8399 | 1.8399
BART NOX Annual-Nebraska City 1 -v5.14 | 153 | 7137 | Rate Constraint in lbs/MMBtu | FALSE | L | Annual | Constraint Shadow Price | US2022$/Ton | 0 | 0 | 0 | 0 | 0 | 0 | 0
BART NOX Annual-Pawnee 1 -v5.13 | 154 | 7155 | Rate Constraint in lbs/MMBtu | FALSE | L | Annual | Seasons Included | Seasons | Winter, Spring, Summer, Fall | Winter, Spring, Summer, Fall | Winter, Spring, Summer, Fall | Winter, Spring, Summer, Fall | Winter, Spring, Summer, Fall | Winter, Spring, Summer, Fall | Winter, Spring, Summer, Fall
BART NOX Annual-Pawnee 1 -v5.13 | 154 | 7155 | Rate Constraint in lbs/MMBtu | FALSE | L | Annual | Standard NOX | lb/MMBtu | 0.07 | 0.07 | 0.07 | 0.07 | 0.07 | 0.07 | 0.07
BART NOX Annual-Pawnee 1 -v5.13 | 154 | 7155 | Rate Constraint in lbs/MMBtu | FALSE | L | Annual | Emissions at Affected Plants NOX | Thousand Tons | 0.037176 | 0.026607 | 0.040029 | 0.040029 | 0.040029 | 0.040029 | 0.040029
BART NOX Annual-Pawnee 1 -v5.13 | 154 | 7155 | Rate Constraint in lbs/MMBtu | FALSE | L | Annual | Allowances Purchased NOX | Thousand Tons | 0 | 0 | 0 | 0 | 0 | 0 | 0
BART NOX Annual-Pawnee 1 -v5.13 | 154 | 7155 | Rate Constraint in lbs/MMBtu | FALSE | L | Annual | Allowances Sold NOX | Thousand Tons | 0 | 0 | 0 | 0 | 0 | 0 | 0
BART NOX Annual-Pawnee 1 -v5.13 | 154 | 7155 | Rate Constraint in lbs/MMBtu | FALSE | L | Annual | Allowances Banked | Thousand Tons | 0 | 0 | 0 | 0 | 0 | 0 | 0
BART NOX Annual-Pawnee 1 -v5.13 | 154 | 7155 | Rate Constraint in lbs/MMBtu | FALSE | L | Annual | Allowances Withdrawn (1:1) | Thousand Tons | 0 | 0 | 0 | 0 | 0 | 0 | 0
BART NOX Annual-Pawnee 1 -v5.13 | 154 | 7155 | Rate Constraint in lbs/MMBtu | FALSE | L | Annual | Allowances Withdrawn (n:1) | Thousand Tons | 0 | 0 | 0 | 0 | 0 | 0 | 0
BART NOX Annual-Pawnee 1 -v5.13 | 154 | 7155 | Rate Constraint in lbs/MMBtu | FALSE | L | Annual | Net Emissions Allowance Position | Thousand Tons | 0.037176 | 0.026607 | 0.040029 | 0.040029 | 0.040029 | 0.040029 | 0.040029
BART NOX Annual-Pawnee 1 -v5.13 | 154 | 7155 | Rate Constraint in lbs/MMBtu | FALSE | L | Annual | Fuel Consumed | TBtu | 1.4509 | 1.0586 | 1.5568 | 1.5568 | 1.5568 | 1.5568 | 1.5568
BART NOX Annual-Pawnee 1 -v5.13 | 154 | 7155 | Rate Constraint in lbs/MMBtu | FALSE | L | Annual | Rate | lb/MMBtu | 0.051246 | 0.05027 | 0.051425 | 0.051425 | 0.051425 | 0.051425 | 0.051425
BART NOX Annual-Pawnee 1 -v5.13 | 154 | 7155 | Rate Constraint in lbs/MMBtu | FALSE | L | Annual | Generation | TWh | 0.13037 | 0.093942 | 0.12207 | 0.12207 | 0.12207 | 0.12207 | 0.12207
BART NOX Annual-Pawnee 1 -v5.13 | 154 | 7155 | Rate Constraint in lbs/MMBtu | FALSE | L | Annual | Qualifying Generation | TWh | 0.13037 | 0.093942 | 0.12207 | 0.12207 | 0.12207 | 0.12207 | 0.12207
BART NOX Annual-Pawnee 1 -v5.13 | 154 | 7155 | Rate Constraint in lbs/MMBtu | FALSE | L | Annual | Rate | lb/MWh | 0.5703 | 0.56645 | 0.65585 | 0.65585 | 0.65585 | 0.65585 | 0.65585
BART NOX Annual-Pawnee 1 -v5.13 | 154 | 7155 | Rate Constraint in lbs/MMBtu | FALSE | L | Annual | Constraint Shadow Price | US2022$/Ton | 0 | 0 | 0 | 0 | 0 | 0 | 0
BART NOX Annual-Ray D Nixon 1 -v5.13 | 155 | 7156 | Rate Constraint in lbs/MMBtu | FALSE | L | Annual | Seasons Included | Seasons | Winter, Spring, Summer, Fall | Winter, Spring, Summer, Fall | Winter, Spring, Summer, Fall | Winter, Spring, Summer, Fall | Winter, Spring, Summer, Fall | Winter, Spring, Summer, Fall | Winter, Spring, Summer, Fall
BART NOX Annual-Ray D Nixon 1 -v5.13 | 155 | 7156 | Rate Constraint in lbs/MMBtu | FALSE | L | Annual | Standard NOX | lb/MMBtu | 0.21 | 0.21 | 0.21 | 0.21 | 0.21 | 0.21 | 0.21
BART NOX Annual-Ray D Nixon 1 -v5.13 | 155 | 7156 | Rate Constraint in lbs/MMBtu | FALSE | L | Annual | Emissions at Affected Plants NOX | Thousand Tons | 1.2302 | 0 | 0 | 0 | 0 | 0 | 0
BART NOX Annual-Ray D Nixon 1 -v5.13 | 155 | 7156 | Rate Constraint in lbs/MMBtu | FALSE | L | Annual | Allowances Purchased NOX | Thousand Tons | 0 | 0 | 0 | 0 | 0 | 0 | 0
BART NOX Annual-Ray D Nixon 1 -v5.13 | 155 | 7156 | Rate Constraint in lbs/MMBtu | FALSE | L | Annual | Allowances Sold NOX | Thousand Tons | 0 | 0 | 0 | 0 | 0 | 0 | 0
BART NOX Annual-Ray D Nixon 1 -v5.13 | 155 | 7156 | Rate Constraint in lbs/MMBtu | FALSE | L | Annual | Allowances Banked | Thousand Tons | 0 | 0 | 0 | 0 | 0 | 0 | 0
BART NOX Annual-Ray D Nixon 1 -v5.13 | 155 | 7156 | Rate Constraint in lbs/MMBtu | FALSE | L | Annual | Allowances Withdrawn (1:1) | Thousand Tons | 0 | 0 | 0 | 0 | 0 | 0 | 0
BART NOX Annual-Ray D Nixon 1 -v5.13 | 155 | 7156 | Rate Constraint in lbs/MMBtu | FALSE | L | Annual | Allowances Withdrawn (n:1) | Thousand Tons | 0 | 0 | 0 | 0 | 0 | 0 | 0
BART NOX Annual-Ray D Nixon 1 -v5.13 | 155 | 7156 | Rate Constraint in lbs/MMBtu | FALSE | L | Annual | Net Emissions Allowance Position | Thousand Tons | 1.2302 | 0 | 0 | 0 | 0 | 0 | 0
BART NOX Annual-Ray D Nixon 1 -v5.13 | 155 | 7156 | Rate Constraint in lbs/MMBtu | FALSE | L | Annual | Fuel Consumed | TBtu | 15.1109 | 0 | 0 | 0 | 0 | 0 | 0
BART NOX Annual-Ray D Nixon 1 -v5.13 | 155 | 7156 | Rate Constraint in lbs/MMBtu | FALSE | L | Annual | Rate | lb/MMBtu | 0.16282 | 0 | 0 | 0 | 0 | 0 | 0
BART NOX Annual-Ray D Nixon 1 -v5.13 | 155 | 7156 | Rate Constraint in lbs/MMBtu | FALSE | L | Annual | Generation | TWh | 1.4451 | 0 | 0 | 0 | 0 | 0 | 0
BART NOX Annual-Ray D Nixon 1 -v5.13 | 155 | 7156 | Rate Constraint in lbs/MMBtu | FALSE | L | Annual | Qualifying Generation | TWh | 1.4451 | 0 | 0 | 0 | 0 | 0 | 0
BART NOX Annual-Ray D Nixon 1 -v5.13 | 155 | 7156 | Rate Constraint in lbs/MMBtu | FALSE | L | Annual | Rate | lb/MWh | 1.7026 | 0 | 0 | 0 | 0 | 0 | 0
BART NOX Annual-Ray D Nixon 1 -v5.13 | 155 | 7156 | Rate Constraint in lbs/MMBtu | FALSE | L | Annual | Constraint Shadow Price | US2022$/Ton | 0 | 0 | 0 | 0 | 0 | 0 | 0
BART NOX Annual-Sooner 1 -v5.13 | 156 | 7157 | Rate Constraint in lbs/MMBtu | FALSE | L | Annual | Seasons Included | Seasons | Winter, Spring, Summer, Fall | Winter, Spring, Summer, Fall | Winter, Spring, Summer, Fall | Winter, Spring, Summer, Fall | Winter, Spring, Summer, Fall | Winter, Spring, Summer, Fall | Winter, Spring, Summer, Fall
BART NOX Annual-Sooner 1 -v5.13 | 156 | 7157 | Rate Constraint in lbs/MMBtu | FALSE | L | Annual | Standard NOX | lb/MMBtu | 0.15 | 0.15 | 0.15 | 0.15 | 0.15 | 0.15 | 0.15
BART NOX Annual-Sooner 1 -v5.13 | 156 | 7157 | Rate Constraint in lbs/MMBtu | FALSE | L | Annual | Emissions at Affected Plants NOX | Thousand Tons | 0.58001 | 0.29875 | 0.54677 | 0.54677 | 0 | 0 | 0
BART NOX Annual-Sooner 1 -v5.13 | 156 | 7157 | Rate Constraint in lbs/MMBtu | FALSE | L | Annual | Allowances Purchased NOX | Thousand Tons | 0 | 0 | 0 | 0 | 0 | 0 | 0
BART NOX Annual-Sooner 1 -v5.13 | 156 | 7157 | Rate Constraint in lbs/MMBtu | FALSE | L | Annual | Allowances Sold NOX | Thousand Tons | 0 | 0 | 0 | 0 | 0 | 0 | 0
BART NOX Annual-Sooner 1 -v5.13 | 156 | 7157 | Rate Constraint in lbs/MMBtu | FALSE | L | Annual | Allowances Banked | Thousand Tons | 0 | 0 | 0 | 0 | 0 | 0 | 0
BART NOX Annual-Sooner 1 -v5.13 | 156 | 7157 | Rate Constraint in lbs/MMBtu | FALSE | L | Annual | Allowances Withdrawn (1:1) | Thousand Tons | 0 | 0 | 0 | 0 | 0 | 0 | 0
BART NOX Annual-Sooner 1 -v5.13 | 156 | 7157 | Rate Constraint in lbs/MMBtu | FALSE | L | Annual | Allowances Withdrawn (n:1) | Thousand Tons | 0 | 0 | 0 | 0 | 0 | 0 | 0
BART NOX Annual-Sooner 1 -v5.13 | 156 | 7157 | Rate Constraint in lbs/MMBtu | FALSE | L | Annual | Net Emissions Allowance Position | Thousand Tons | 0.58001 | 0.29875 | 0.54677 | 0.54677 | 0 | 0 | 0
BART NOX Annual-Sooner 1 -v5.13 | 156 | 7157 | Rate Constraint in lbs/MMBtu | FALSE | L | Annual | Fuel Consumed | TBtu | 9.4142 | 11.95 | 21.8706 | 21.8706 | 0 | 0 | 0
BART NOX Annual-Sooner 1 -v5.13 | 156 | 7157 | Rate Constraint in lbs/MMBtu | FALSE | L | Annual | Rate | lb/MMBtu | 0.12322 | 0.05 | 0.05 | 0.05 | 0 | 0 | 0
BART NOX Annual-Sooner 1 -v5.13 | 156 | 7157 | Rate Constraint in lbs/MMBtu | FALSE | L | Annual | Generation | TWh | 0.88638 | 1.1185 | 1.3532 | 1.3532 | 0 | 0 | 0
BART NOX Annual-Sooner 1 -v5.13 | 156 | 7157 | Rate Constraint in lbs/MMBtu | FALSE | L | Annual | Qualifying Generation | TWh | 0.88638 | 1.1185 | 1.3532 | 1.3532 | 0 | 0 | 0
BART NOX Annual-Sooner 1 -v5.13 | 156 | 7157 | Rate Constraint in lbs/MMBtu | FALSE | L | Annual | Rate | lb/MWh | 1.3087 | 0.53419 | 0.80811 | 0.80811 | 0 | 0 | 0
BART NOX Annual-Sooner 1 -v5.13 | 156 | 7157 | Rate Constraint in lbs/MMBtu | FALSE | L | Annual | Constraint Shadow Price | US2022$/Ton | 0 | 0 | 0 | 0 | 0 | 0 | 0
BART NOX Annual-Sooner 2 -v5.13 | 157 | 7158 | Rate Constraint in lbs/MMBtu | FALSE | L | Annual | Seasons Included | Seasons | Winter, Spring, Summer, Fall | Winter, Spring, Summer, Fall | Winter, Spring, Summer, Fall | Winter, Spring, Summer, Fall | Winter, Spring, Summer, Fall | Winter, Spring, Summer, Fall | Winter, Spring, Summer, Fall
BART NOX Annual-Sooner 2 -v5.13 | 157 | 7158 | Rate Constraint in lbs/MMBtu | FALSE | L | Annual | Standard NOX | lb/MMBtu | 0.15 | 0.15 | 0.15 | 0.15 | 0.15 | 0.15 | 0.15
BART NOX Annual-Sooner 2 -v5.13 | 157 | 7158 | Rate Constraint in lbs/MMBtu | FALSE | L | Annual | Emissions at Affected Plants NOX | Thousand Tons | 0 | 0 | 0 | 0 | 0 | 0 | 0
BART NOX Annual-Sooner 2 -v5.13 | 157 | 7158 | Rate Constraint in lbs/MMBtu | FALSE | L | Annual | Allowances Purchased NOX | Thousand Tons | 0 | 0 | 0 | 0 | 0 | 0 | 0
BART NOX Annual-Sooner 2 -v5.13 | 157 | 7158 | Rate Constraint in lbs/MMBtu | FALSE | L | Annual | Allowances Sold NOX | Thousand Tons | 0 | 0 | 0 | 0 | 0 | 0 | 0
BART NOX Annual-Sooner 2 -v5.13 | 157 | 7158 | Rate Constraint in lbs/MMBtu | FALSE | L | Annual | Allowances Banked | Thousand Tons | 0 | 0 | 0 | 0 | 0 | 0 | 0
BART NOX Annual-Sooner 2 -v5.13 | 157 | 7158 | Rate Constraint in lbs/MMBtu | FALSE | L | Annual | Allowances Withdrawn (1:1) | Thousand Tons | 0 | 0 | 0 | 0 | 0 | 0 | 0
BART NOX Annual-Sooner 2 -v5.13 | 157 | 7158 | Rate Constraint in lbs/MMBtu | FALSE | L | Annual | Allowances Withdrawn (n:1) | Thousand Tons | 0 | 0 | 0 | 0 | 0 | 0 | 0
BART NOX Annual-Sooner 2 -v5.13 | 157 | 7158 | Rate Constraint in lbs/MMBtu | FALSE | L | Annual | Net Emissions Allowance Position | Thousand Tons | 0 | 0 | 0 | 0 | 0 | 0 | 0
BART NOX Annual-Sooner 2 -v5.13 | 157 | 7158 | Rate Constraint in lbs/MMBtu | FALSE | L | Annual | Fuel Consumed | TBtu | 0 | 0 | 0 | 0 | 0 | 0 | 0
BART NOX Annual-Sooner 2 -v5.13 | 157 | 7158 | Rate Constraint in lbs/MMBtu | FALSE | L | Annual | Rate | lb/MMBtu | 0 | 0 | 0 | 0 | 0 | 0 | 0
BART NOX Annual-Sooner 2 -v5.13 | 157 | 7158 | Rate Constraint in lbs/MMBtu | FALSE | L | Annual | Generation | TWh | 0 | 0 | 0 | 0 | 0 | 0 | 0
BART NOX Annual-Sooner 2 -v5.13 | 157 | 7158 | Rate Constraint in lbs/MMBtu | FALSE | L | Annual | Qualifying Generation | TWh | 0 | 0 | 0 | 0 | 0 | 0 | 0
BART NOX Annual-Sooner 2 -v5.13 | 157 | 7158 | Rate Constraint in lbs/MMBtu | FALSE | L | Annual | Rate | lb/MWh | 0 | 0 | 0 | 0 | 0 | 0 | 0
BART NOX Annual-Sooner 2 -v5.13 | 157 | 7158 | Rate Constraint in lbs/MMBtu | FALSE | L | Annual | Constraint Shadow Price | US2022$/Ton | 0 | 0 | 0 | 0 | 0 | 0 | 0
BART NOX Annual-Wyodak - v6.20 | 158 | 7659 | Rate Constraint in lbs/MMBtu | FALSE | L | Annual | Seasons Included | Seasons | Winter, Spring, Summer, Fall | Winter, Spring, Summer, Fall | Winter, Spring, Summer, Fall | Winter, Spring, Summer, Fall | Winter, Spring, Summer, Fall | Winter, Spring, Summer, Fall | Winter, Spring, Summer, Fall
BART NOX Annual-Wyodak - v6.20 | 158 | 7659 | Rate Constraint in lbs/MMBtu | FALSE | L | Annual | Standard NOX | lb/MMBtu | 0.23 | 0.23 | 0.23 | 0.23 | 0.23 | 0.23 | 0.23
BART NOX Annual-Wyodak - v6.20 | 158 | 7659 | Rate Constraint in lbs/MMBtu | FALSE | L | Annual | Emissions at Affected Plants NOX | Thousand Tons | 3.0968 | 3.0968 | 3.0968 | 0 | 0 | 0 | 0
BART NOX Annual-Wyodak - v6.20 | 158 | 7659 | Rate Constraint in lbs/MMBtu | FALSE | L | Annual | Allowances Purchased NOX | Thousand Tons | 0 | 0 | 0 | 0 | 0 | 0 | 0
BART NOX Annual-Wyodak - v6.20 | 158 | 7659 | Rate Constraint in lbs/MMBtu | FALSE | L | Annual | Allowances Sold NOX | Thousand Tons | 0 | 0 | 0 | 0 | 0 | 0 | 0
BART NOX Annual-Wyodak - v6.20 | 158 | 7659 | Rate Constraint in lbs/MMBtu | FALSE | L | Annual | Allowances Banked | Thousand Tons | 0 | 0 | 0 | 0 | 0 | 0 | 0
BART NOX Annual-Wyodak - v6.20 | 158 | 7659 | Rate Constraint in lbs/MMBtu | FALSE | L | Annual | Allowances Withdrawn (1:1) | Thousand Tons | 0 | 0 | 0 | 0 | 0 | 0 | 0
BART NOX Annual-Wyodak - v6.20 | 158 | 7659 | Rate Constraint in lbs/MMBtu | FALSE | L | Annual | Allowances Withdrawn (n:1) | Thousand Tons | 0 | 0 | 0 | 0 | 0 | 0 | 0
BART NOX Annual-Wyodak - v6.20 | 158 | 7659 | Rate Constraint in lbs/MMBtu | FALSE | L | Annual | Net Emissions Allowance Position | Thousand Tons | 3.0968 | 3.0968 | 3.0968 | 0 | 0 | 0 | 0
BART NOX Annual-Wyodak - v6.20 | 158 | 7659 | Rate Constraint in lbs/MMBtu | FALSE | L | Annual | Fuel Consumed | TBtu | 27.3713 | 27.3713 | 27.3713 | 0 | 0 | 0 | 0
BART NOX Annual-Wyodak - v6.20 | 158 | 7659 | Rate Constraint in lbs/MMBtu | FALSE | L | Annual | Rate | lb/MMBtu | 0.22628 | 0.22628 | 0.22628 | 0 | 0 | 0 | 0
BART NOX Annual-Wyodak - v6.20 | 158 | 7659 | Rate Constraint in lbs/MMBtu | FALSE | L | Annual | Generation | TWh | 2.2397 | 2.2397 | 2.2397 | 0 | 0 | 0 | 0
BART NOX Annual-Wyodak - v6.20 | 158 | 7659 | Rate Constraint in lbs/MMBtu | FALSE | L | Annual | Qualifying Generation | TWh | 2.2397 | 2.2397 | 2.2397 | 0 | 0 | 0 | 0
BART NOX Annual-Wyodak - v6.20 | 158 | 7659 | Rate Constraint in lbs/MMBtu | FALSE | L | Annual | Rate | lb/MWh | 2.7654 | 2.7654 | 2.7654 | 0 | 0 | 0 | 0
BART NOX Annual-Wyodak - v6.20 | 158 | 7659 | Rate Constraint in lbs/MMBtu | FALSE | L | Annual | Constraint Shadow Price | US2022$/Ton | 0 | 0 | 0 | 0 | 0 | 0 | 0
BART SO2 Annual- Arthur Kill- v5.16 | 159 | 7243 | Rate Constraint in lbs/MMBtu | FALSE | L | Annual | Seasons Included | Seasons | Winter, Spring, Summer, Fall | Winter, Spring, Summer, Fall | Winter, Spring, Summer, Fall | Winter, Spring, Summer, Fall | Winter, Spring, Summer, Fall | Winter, Spring, Summer, Fall | Winter, Spring, Summer, Fall
BART SO2 Annual- Arthur Kill- v5.16 | 159 | 7243 | Rate Constraint in lbs/MMBtu | FALSE | L | Annual | Standard SO2 | lb/MMBtu | 0.15 | 0.15 | 0.15 | 0.15 | 0.15 | 0.15 | 0.15
BART SO2 Annual- Arthur Kill- v5.16 | 159 | 7243 | Rate Constraint in lbs/MMBtu | FALSE | L | Annual | Emissions at Affected Plants SO2 | Thousand Tons | 0 | 0 | 0 | 0 | 0 | 0 | 0
BART SO2 Annual- Arthur Kill- v5.16 | 159 | 7243 | Rate Constraint in lbs/MMBtu | FALSE | L | Annual | Allowances Purchased SO2 | Thousand Tons | 0 | 0 | 0 | 0 | 0 | 0 | 0
BART SO2 Annual- Arthur Kill- v5.16 | 159 | 7243 | Rate Constraint in lbs/MMBtu | FALSE | L | Annual | Allowances Sold SO2 | Thousand Tons | 0 | 0 | 0 | 0 | 0 | 0 | 0
BART SO2 Annual- Arthur Kill- v5.16 | 159 | 7243 | Rate Constraint in lbs/MMBtu | FALSE | L | Annual | Allowances Banked | Thousand Tons | 0 | 0 | 0 | 0 | 0 | 0 | 0
BART SO2 Annual- Arthur Kill- v5.16 | 159 | 7243 | Rate Constraint in lbs/MMBtu | FALSE | L | Annual | Allowances Withdrawn (1:1) | Thousand Tons | 0 | 0 | 0 | 0 | 0 | 0 | 0
BART SO2 Annual- Arthur Kill- v5.16 | 159 | 7243 | Rate Constraint in lbs/MMBtu | FALSE | L | Annual | Allowances Withdrawn (n:1) | Thousand Tons | 0 | 0 | 0 | 0 | 0 | 0 | 0
BART SO2 Annual- Arthur Kill- v5.16 | 159 | 7243 | Rate Constraint in lbs/MMBtu | FALSE | L | Annual | Net Emissions Allowance Position | Thousand Tons | 0 | 0 | 0 | 0 | 0 | 0 | 0
BART SO2 Annual- Arthur Kill- v5.16 | 159 | 7243 | Rate Constraint in lbs/MMBtu | FALSE | L | Annual | Fuel Consumed | TBtu | 3.6906 | 3.6906 | 0 | 0 | 0 | 0 | 0
BART SO2 Annual- Arthur Kill- v5.16 | 159 | 7243 | Rate Constraint in lbs/MMBtu | FALSE | L | Annual | Rate | lb/MMBtu | 0 | 0 | 0 | 0 | 0 | 0 | 0
BART SO2 Annual- Arthur Kill- v5.16 | 159 | 7243 | Rate Constraint in lbs/MMBtu | FALSE | L | Annual | Generation | TWh | 0.32873 | 0.32873 | 0 | 0 | 0 | 0 | 0
BART SO2 Annual- Arthur Kill- v5.16 | 159 | 7243 | Rate Constraint in lbs/MMBtu | FALSE | L | Annual | Qualifying Generation | TWh | 0.32873 | 0.32873 | 0 | 0 | 0 | 0 | 0
BART SO2 Annual- Arthur Kill- v5.16 | 159 | 7243 | Rate Constraint in lbs/MMBtu | FALSE | L | Annual | Rate | lb/MWh | 0 | 0 | 0 | 0 | 0 | 0 | 0
BART SO2 Annual- Arthur Kill- v5.16 | 159 | 7243 | Rate Constraint in lbs/MMBtu | FALSE | L | Annual | Constraint Shadow Price | US2022$/Ton | 0 | 0 | 0 | 0 | 0 | 0 | 0
BART SO2 Annual- Big Stone 1- v5.16 | 160 | 7234 | Rate Constraint in lbs/MMBtu | FALSE | L | Annual | Seasons Included | Seasons | Winter, Spring, Summer, Fall | Winter, Spring, Summer, Fall | Winter, Spring, Summer, Fall | Winter, Spring, Summer, Fall | Winter, Spring, Summer, Fall | Winter, Spring, Summer, Fall | Winter, Spring, Summer, Fall
BART SO2 Annual- Big Stone 1- v5.16 | 160 | 7234 | Rate Constraint in lbs/MMBtu | FALSE | L | Annual | Standard SO2 | lb/MMBtu | 0.09 | 0.09 | 0.09 | 0.09 | 0.09 | 0.09 | 0.09
BART SO2 Annual- Big Stone 1- v5.16 | 160 | 7234 | Rate Constraint in lbs/MMBtu | FALSE | L | Annual | Emissions at Affected Plants SO2 | Thousand Tons | 1.0456 | 1.2934 | 0 | 0 | 0 | 0 | 0
BART SO2 Annual- Big Stone 1- v5.16 | 160 | 7234 | Rate Constraint in lbs/MMBtu | FALSE | L | Annual | Allowances Purchased SO2 | Thousand Tons | 0 | 0 | 0 | 0 | 0 | 0 | 0
BART SO2 Annual- Big Stone 1- v5.16 | 160 | 7234 | Rate Constraint in lbs/MMBtu | FALSE | L | Annual | Allowances Sold SO2 | Thousand Tons | 0 | 0 | 0 | 0 | 0 | 0 | 0
BART SO2 Annual- Big Stone 1- v5.16 | 160 | 7234 | Rate Constraint in lbs/MMBtu | FALSE | L | Annual | Allowances Banked | Thousand Tons | 0 | 0 | 0 | 0 | 0 | 0 | 0
BART SO2 Annual- Big Stone 1- v5.16 | 160 | 7234 | Rate Constraint in lbs/MMBtu | FALSE | L | Annual | Allowances Withdrawn (1:1) | Thousand Tons | 0 | 0 | 0 | 0 | 0 | 0 | 0
BART SO2 Annual- Big Stone 1- v5.16 | 160 | 7234 | Rate Constraint in lbs/MMBtu | FALSE | L | Annual | Allowances Withdrawn (n:1) | Thousand Tons | 0 | 0 | 0 | 0 | 0 | 0 | 0
BART SO2 Annual- Big Stone 1- v5.16 | 160 | 7234 | Rate Constraint in lbs/MMBtu | FALSE | L | Annual | Net Emissions Allowance Position | Thousand Tons | 1.0456 | 1.2934 | 0 | 0 | 0 | 0 | 0
BART SO2 Annual- Big Stone 1- v5.16 | 160 | 7234 | Rate Constraint in lbs/MMBtu | FALSE | L | Annual | Fuel Consumed | TBtu | 26.1411 | 32.3345 | 0 | 0 | 0 | 0 | 0
BART SO2 Annual- Big Stone 1- v5.16 | 160 | 7234 | Rate Constraint in lbs/MMBtu | FALSE | L | Annual | Rate | lb/MMBtu | 0.08 | 0.08 | 0 | 0 | 0 | 0 | 0
BART SO2 Annual- Big Stone 1- v5.16 | 160 | 7234 | Rate Constraint in lbs/MMBtu | FALSE | L | Annual | Generation | TWh | 2.5553 | 3.1608 | 0 | 0 | 0 | 0 | 0
BART SO2 Annual- Big Stone 1- v5.16 | 160 | 7234 | Rate Constraint in lbs/MMBtu | FALSE | L | Annual | Qualifying Generation | TWh | 2.5553 | 3.1608 | 0 | 0 | 0 | 0 | 0
BART SO2 Annual- Big Stone 1- v5.16 | 160 | 7234 | Rate Constraint in lbs/MMBtu | FALSE | L | Annual | Rate | lb/MWh | 0.8184 | 0.8184 | 0 | 0 | 0 | 0 | 0
BART SO2 Annual- Big Stone 1- v5.16 | 160 | 7234 | Rate Constraint in lbs/MMBtu | FALSE | L | Annual | Constraint Shadow Price | US2022$/Ton | 0 | 0 | 0 | 0 | 0 | 0 | 0
BART SO2 Annual Cap-Deerhaven B2 -v5.13 | 161 | 7233 | Rate Constraint in MTons | FALSE | L | Annual | Seasons Included | Seasons | Winter, Spring, Summer, Fall | Winter, Spring, Summer, Fall | Winter, Spring, Summer, Fall | Winter, Spring, Summer, Fall | Winter, Spring, Summer, Fall | Winter, Spring, Summer, Fall | Winter, Spring, Summer, Fall
BART SO2 Annual Cap-Deerhaven B2 -v5.13 | 161 | 7233 | Rate Constraint in MTons | FALSE | L | Annual | Standard SO2 | Thousand Tons | 5.5 | 5.5 | 5.5 | 5.5 | 5.5 | 5.5 | 5.5
BART SO2 Annual Cap-Deerhaven B2 -v5.13 | 161 | 7233 | Rate Constraint in MTons | FALSE | L | Annual | Emissions at Affected Plants SO2 | Thousand Tons | 0 | 0 | 0 | 0 | 0 | 0 | 0
BART SO2 Annual Cap-Deerhaven B2 -v5.13 | 161 | 7233 | Rate Constraint in MTons | FALSE | L | Annual | Allowances Purchased SO2 | Thousand Tons | 0 | 0 | 0 | 0 | 0 | 0 | 0
BART SO2 Annual Cap-Deerhaven B2 -v5.13 | 161 | 7233 | Rate Constraint in MTons | FALSE | L | Annual | Allowances Sold SO2 | Thousand Tons | 0 | 0 | 0 | 0 | 0 | 0 | 0
BART SO2 Annual Cap-Deerhaven B2 -v5.13 | 161 | 7233 | Rate Constraint in MTons | FALSE | L | Annual | Allowances Banked | Thousand Tons | 0 | 0 | 0 | 0 | 0 | 0 | 0
BART SO2 Annual Cap-Deerhaven B2 -v5.13 | 161 | 7233 | Rate Constraint in MTons | FALSE | L | Annual | Allowances Withdrawn (1:1) | Thousand Tons | 0 | 0 | 0 | 0 | 0 | 0 | 0
BART SO2 Annual Cap-Deerhaven B2 -v5.13 | 161 | 7233 | Rate Constraint in MTons | FALSE | L | Annual | Allowances Withdrawn (n:1) | Thousand Tons | 0 | 0 | 0 | 0 | 0 | 0 | 0
BART SO2 Annual Cap-Deerhaven B2 -v5.13 | 161 | 7233 | Rate Constraint in MTons | FALSE | L | Annual | Net Emissions Allowance Position | Thousand Tons | 0 | 0 | 0 | 0 | 0 | 0 | 0
BART SO2 Annual Cap-Deerhaven B2 -v5.13 | 161 | 7233 | Rate Constraint in MTons | FALSE | L | Annual | Fuel Consumed | TBtu | 0.50003 | 0.50003 | 0 | 0 | 0 | 0 | 0
BART SO2 Annual Cap-Deerhaven B2 -v5.13 | 161 | 7233 | Rate Constraint in MTons | FALSE | L | Annual | Rate | lb/MMBtu | 0 | 0 | 0 | 0 | 0 | 0 | 0
BART SO2 Annual Cap-Deerhaven B2 -v5.13 | 161 | 7233 | Rate Constraint in MTons | FALSE | L | Annual | Generation | TWh | 0.040646 | 0.040646 | 0 | 0 | 0 | 0 | 0
BART SO2 Annual Cap-Deerhaven B2 -v5.13 | 161 | 7233 | Rate Constraint in MTons | FALSE | L | Annual | Qualifying Generation | TWh | 0.040646 | 0.040646 | 0 | 0 | 0 | 0 | 0
BART SO2 Annual Cap-Deerhaven B2 -v5.13 | 161 | 7233 | Rate Constraint in MTons | FALSE | L | Annual | Rate | lb/MWh | 0 | 0 | 0 | 0 | 0 | 0 | 0
BART SO2 Annual Cap-Deerhaven B2 -v5.13 | 161 | 7233 | Rate Constraint in MTons | FALSE | L | Annual | Constraint Shadow Price | US2022$/Ton | 0 | 0 | 0 | 0 | 0 | 0 | 0
BART SO2 Annual Cap-Northside 1-3 -v5.13 | 162 | 7232 | Rate Constraint in MTons | FALSE | L | Annual | Seasons Included | Seasons | Winter, Spring, Summer, Fall | Winter, Spring, Summer, Fall | Winter, Spring, Summer, Fall | Winter, Spring, Summer, Fall | Winter, Spring, Summer, Fall | Winter, Spring, Summer, Fall | Winter, Spring, Summer, Fall
BART SO2 Annual Cap-Northside 1-3 -v5.13 | 162 | 7232 | Rate Constraint in MTons | FALSE | L | Annual | Standard SO2 | Thousand Tons | 3.6 | 3.6 | 3.6 | 3.6 | 3.6 | 3.6 | 3.6
BART SO2 Annual Cap-Northside 1-3 -v5.13 | 162 | 7232 | Rate Constraint in MTons | FALSE | L | Annual | Emissions at Affected Plants SO2 | Thousand Tons | 3.6 | 3.6 | 3.6 | 3.6 | 2.7215 | 3.6 | 3.6
BART SO2 Annual Cap-Northside 1-3 -v5.13 | 162 | 7232 | Rate Constraint in MTons | FALSE | L | Annual | Allowances Purchased SO2 | Thousand Tons | 0 | 0 | 0 | 0 | 0 | 0 | 0
BART SO2 Annual Cap-Northside 1-3 -v5.13 | 162 | 7232 | Rate Constraint in MTons | FALSE | L | Annual | Allowances Sold SO2 | Thousand Tons | 0 | 0 | 0 | 0 | 0 | 0 | 0
BART SO2 Annual Cap-Northside 1-3 -v5.13 | 162 | 7232 | Rate Constraint in MTons | FALSE | L | Annual | Allowances Banked | Thousand Tons | 0 | 0 | 0 | 0 | 0 | 0 | 0
BART SO2 Annual Cap-Northside 1-3 -v5.13 | 162 | 7232 | Rate Constraint in MTons | FALSE | L | Annual | Allowances Withdrawn (1:1) | Thousand Tons | 0 | 0 | 0 | 0 | 0 | 0 | 0
BART SO2 Annual Cap-Northside 1-3 -v5.13 | 162 | 7232 | Rate Constraint in MTons | FALSE | L | Annual | Allowances Withdrawn (n:1) | Thousand Tons | 0 | 0 | 0 | 0 | 0 | 0 | 0
BART SO2 Annual Cap-Northside 1-3 -v5.13 | 162 | 7232 | Rate Constraint in MTons | FALSE | L | Annual | Net Emissions Allowance Position | Thousand Tons | 3.6 | 3.6 | 3.6 | 3.6 | 2.7215 | 3.6 | 3.6
BART SO2 Annual Cap-Northside 1-3 -v5.13 | 162 | 7232 | Rate Constraint in MTons | FALSE | L | Annual | Fuel Consumed | TBtu | 6.2338 | 6.2338 | 9.6073 | 9.6073 | 4.7126 | 6.2338 | 6.2338
BART SO2 Annual Cap-Northside 1-3 -v5.13 | 162 | 7232 | Rate Constraint in MTons | FALSE | L | Annual | Rate | lb/MMBtu | 1.155 | 1.155 | 0.74943 | 0.74943 | 1.155 | 1.155 | 1.155
BART SO2 Annual Cap-Northside 1-3 -v5.13 | 162 | 7232 | Rate Constraint in MTons | FALSE | L | Annual | Generation | TWh | 0.60073 | 0.60073 | 0.77562 | 0.77562 | 0.45414 | 0.60073 | 0.60073
BART SO2 Annual Cap-Northside 1-3 -v5.13 | 162 | 7232 | Rate Constraint in MTons | FALSE | L | Annual | Qualifying Generation | TWh | 0.60073 | 0.60073 | 0.77562 | 0.77562 | 0.45414 | 0.60073 | 0.60073
BART SO2 Annual Cap-Northside 1-3 -v5.13 | 162 | 7232 | Rate Constraint in MTons | FALSE | L | Annual | Rate | lb/MWh | 11.9854 | 11.9854 | 9.2829 | 9.2829 | 11.9854 | 11.9854 | 11.9854
BART SO2 Annual Cap-Northside 1-3 -v5.13 | 162 | 7232 | Rate Constraint in MTons | FALSE | L | Annual | Constraint Shadow Price | US2022$/Ton | 326.293 | 1055.8056 | 1812.8612 | 2905.427 | 0 | 682.1659 | 1298.4977
BART SO2 Annual- Coal Creek 1- v6.17 | 163 | 7212 | Rate Constraint in lbs/MMBtu | FALSE | L | Annual | Seasons Included | Seasons | Winter, Spring, Summer, Fall | Winter, Spring, Summer, Fall | Winter, Spring, Summer, Fall | Winter, Spring, Summer, Fall | Winter, Spring, Summer, Fall | Winter, Spring, Summer, Fall | Winter, Spring, Summer, Fall
BART SO2 Annual- Coal Creek 1- v6.17 | 163 | 7212 | Rate Constraint in lbs/MMBtu | FALSE | L | Annual | Standard SO2 | lb/MMBtu | 0.15 | 0.15 | 0.15 | 0.15 | 0.15 | 0.15 | 0.15
BART SO2 Annual- Coal Creek 1- v6.17 | 163 | 7212 | Rate Constraint in lbs/MMBtu | FALSE | L | Annual | Emissions at Affected Plants SO2 | Thousand Tons | 2.9577 | 2.9577 | 2.7436 | 0.97901 | 0.63435 | 2.0945 | 2.4016
BART SO2 Annual- Coal Creek 1- v6.17 | 163 | 7212 | Rate Constraint in lbs/MMBtu | FALSE | L | Annual | Allowances Purchased SO2 | Thousand Tons | 0 | 0 | 0 | 0 | 0 | 0 | 0
BART SO2 Annual- Coal Creek 1- v6.17 | 163 | 7212 | Rate Constraint in lbs/MMBtu | FALSE | L | Annual | Allowances Sold SO2 | Thousand Tons | 0 | 0 | 0 | 0 | 0 | 0 | 0
BART SO2 Annual- Coal Creek 1- v6.17 | 163 | 7212 | Rate Constraint in lbs/MMBtu | FALSE | L | Annual | Allowances Banked | Thousand Tons | 0 | 0 | 0 | 0 | 0 | 0 | 0
BART SO2 Annual- Coal Creek 1- v6.17 | 163 | 7212 | Rate Constraint in lbs/MMBtu | FALSE | L | Annual | Allowances Withdrawn (1:1) | Thousand Tons | 0 | 0 | 0 | 0 | 0 | 0 | 0
BART SO2 Annual- Coal Creek 1- v6.17 | 163 | 7212 | Rate Constraint in lbs/MMBtu | FALSE | L | Annual | Allowances Withdrawn (n:1) | Thousand Tons | 0 | 0 | 0 | 0 | 0 | 0 | 0
BART SO2 Annual- Coal Creek 1- v6.17 | 163 | 7212 | Rate Constraint in lbs/MMBtu | FALSE | L | Annual | Net Emissions Allowance Position | Thousand Tons | 2.9577 | 2.9577 | 2.7436 | 0.97901 | 0.63435 | 2.0945 | 2.4016
BART SO2 Annual- Coal Creek 1- v6.17 | 163 | 7212 | Rate Constraint in lbs/MMBtu | FALSE | L | Annual | Fuel Consumed | TBtu | 40.3639 | 40.3639 | 37.4419 | 13.3607 | 8.6571 | 28.5842 | 32.7742
BART SO2 Annual- Coal Creek 1- v6.17 | 163 | 7212 | Rate Constraint in lbs/MMBtu | FALSE | L | Annual | Rate | lb/MMBtu | 0.14655 | 0.14655 | 0.14655 | 0.14655 | 0.14655 | 0.14655 | 0.14655
BART SO2 Annual- Coal Creek 1- v6.17 | 163 | 7212 | Rate Constraint in lbs/MMBtu | FALSE | L | Annual | Generation | TWh | 4.0567 | 4.0567 | 3.763 | 1.3428 | 0.87006 | 2.8728 | 3.2939
BART SO2 Annual- Coal Creek 1- v6.17 | 163 | 7212 | Rate Constraint in lbs/MMBtu | FALSE | L | Annual | Qualifying Generation | TWh | 4.0567 | 4.0567 | 3.763 | 1.3428 | 0.87006 | 2.8728 | 3.2939
BART SO2 Annual- Coal Creek 1- v6.17 | 163 | 7212 | Rate Constraint in lbs/MMBtu | FALSE | L | Annual | Rate | lb/MWh | 1.4582 | 1.4582 | 1.4582 | 1.4582 | 1.4582 | 1.4582 | 1.4582
BART SO2 Annual- Coal Creek 1- v6.17 | 163 | 7212 | Rate Constraint in lbs/MMBtu | FALSE | L | Annual | Constraint Shadow Price | US2022$/Ton | 0 | 0 | 0 | 0 | 0 | 0 | 0
BART SO2 Annual- Coal Creek 2- v6.17 | 164 | 7213 | Rate Constraint in lbs/MMBtu | FALSE | L | Annual | Seasons Included | Seasons | Winter, Spring, Summer, Fall | Winter, Spring, Summer, Fall | Winter, Spring, Summer, Fall | Winter, Spring, Summer, Fall | Winter, Spring, Summer, Fall | Winter, Spring, Summer, Fall | Winter, Spring, Summer, Fall
BART SO2 Annual- Coal Creek 2- v6.17 | 164 | 7213 | Rate Constraint in lbs/MMBtu | FALSE | L | Annual | Standard SO2 | lb/MMBtu | 0.15 | 0.15 | 0.15 | 0.15 | 0.15 | 0.15 | 0.15
BART SO2 Annual- Coal Creek 2- v6.17 | 164 | 7213 | Rate Constraint in lbs/MMBtu | FALSE | L | Annual | Emissions at Affected Plants SO2 | Thousand Tons | 2.9722 | 2.9722 | 2.8159 | 1.5206 | 1.0908 | 2.0792 | 2.4348
BART SO2 Annual- Coal Creek 2- v6.17 | 164 | 7213 | Rate Constraint in lbs/MMBtu | FALSE | L | Annual | Allowances Purchased SO2 | Thousand Tons | 0 | 0 | 0 | 0 | 0 | 0 | 0
BART SO2 Annual- Coal Creek 2- v6.17 | 164 | 7213 | Rate Constraint in lbs/MMBtu | FALSE | L | Annual | Allowances Sold SO2 | Thousand Tons | 0 | 0 | 0 | 0 | 0 | 0 | 0
BART SO2 Annual- Coal Creek 2- v6.17 | 164 | 7213 | Rate Constraint in lbs/MMBtu | FALSE | L | Annual | Allowances Banked | Thousand Tons | 0 | 0 | 0 | 0 | 0 | 0 | 0
BART SO2 Annual- Coal Creek 2- v6.17 | 164 | 7213 | Rate Constraint in lbs/MMBtu | FALSE | L | Annual | Allowances Withdrawn (1:1) | Thousand Tons | 0 | 0 | 0 | 0 | 0 | 0 | 0
BART SO2 Annual- Coal Creek 2- v6.17 | 164 | 7213 | Rate Constraint in lbs/MMBtu | FALSE | L | Annual | Allowances Withdrawn (n:1) | Thousand Tons | 0 | 0 | 0 | 0 | 0 | 0 | 0
BART SO2 Annual- Coal Creek 2- v6.17 | 164 | 7213 | Rate Constraint in lbs/MMBtu | FALSE | L | Annual | Net Emissions Allowance Position | Thousand Tons | 2.9722 | 2.9722 | 2.8159 | 1.5206 | 1.0908 | 2.0792 | 2.4348
BART SO2 Annual- Coal Creek 2- v6.17 | 164 | 7213 | Rate Constraint in lbs/MMBtu | FALSE | L | Annual | Fuel Consumed | TBtu | 40.7903 | 40.7903 | 38.6444 | 20.8687 | 14.9703 | 28.5344 | 33.4143
BART SO2 Annual- Coal Creek 2- v6.17 | 164 | 7213 | Rate Constraint in lbs/MMBtu | FALSE | L | Annual | Rate | lb/MMBtu | 0.14573 | 0.14573 | 0.14573 | 0.14573 | 0.14573 | 0.14573 | 0.14573
BART SO2 Annual- Coal Creek 2- v6.17 | 164 | 7213 | Rate Constraint in lbs/MMBtu | FALSE | L | Annual | Generation | TWh | 4.0995 | 4.0995 | 3.5238 | 1.7373 | 1.2122 | 2.5659 | 3.0564
BART SO2 Annual- Coal Creek 2- v6.17 | 164 | 7213 | Rate Constraint in lbs/MMBtu | FALSE | L | Annual | Qualifying Generation | TWh | 4.0995 | 4.0995 | 3.5238 | 1.7373 | 1.2122 | 2.5659 | 3.0564
BART SO2 Annual- Coal Creek 2- v6.17 | 164 | 7213 | Rate Constraint in lbs/MMBtu | FALSE | L | Annual | Rate | lb/MWh | 1.45 | 1.45 | 1.5982 | 1.7506 | 1.7998 | 1.6206 | 1.5933
BART SO2 Annual- Coal Creek 2- v6.17 | 164 | 7213 | Rate Constraint in lbs/MMBtu | FALSE | L | Annual | Constraint Shadow Price | US2022$/Ton | 0 | 0 | 0 | 0 | 0 | 0 | 0
BART SO2 Annual- Flint Creek- v6.20 | 165 | 7643 | Rate Constraint in lbs/MMBtu | FALSE | L | Annual | Seasons Included | Seasons | Winter, Spring, Summer, Fall | Winter, Spring, Summer, Fall | Winter, Spring, Summer, Fall | Winter, Spring, Summer, Fall | Winter, Spring, Summer, Fall | Winter, Spring, Summer, Fall | Winter, Spring, Summer, Fall
BART SO2 Annual- Flint Creek- v6.20 | 165 | 7643 | Rate Constraint in lbs/MMBtu | FALSE | L | Annual | Standard SO2 | lb/MMBtu | 0.06 | 0.06 | 0.06 | 0.06 | 0.06 | 0.06 | 0.06
BART SO2 Annual- Flint Creek- v6.20 | 165 | 7643 | Rate Constraint in lbs/MMBtu | FALSE | L | Annual | Emissions at Affected Plants SO2 | Thousand Tons | 0 | 0 | 0 | 0 | 0 | 0 | 0
BART SO2 Annual- Flint Creek- v6.20 | 165 | 7643 | Rate Constraint in lbs/MMBtu | FALSE | L | Annual | Allowances Purchased SO2 | Thousand Tons | 0 | 0 | 0 | 0 | 0 | 0 | 0
BART SO2 Annual- Flint Creek- v6.20 | 165 | 7643 | Rate Constraint in lbs/MMBtu | FALSE | L | Annual | Allowances Sold SO2 | Thousand Tons | 0 | 0 | 0 | 0 | 0 | 0 | 0
BART SO2 Annual- Flint Creek- v6.20 | 165 | 7643 | Rate Constraint in lbs/MMBtu | FALSE | L | Annual | Allowances Banked | Thousand Tons | 0 | 0 | 0 | 0 | 0 | 0 | 0
BART SO2 Annual- Flint Creek- v6.20 | 165 | 7643 | Rate Constraint in lbs/MMBtu | FALSE | L | Annual | Allowances Withdrawn (1:1) | Thousand Tons | 0 | 0 | 0 | 0 | 0 | 0 | 0
BART SO2 Annual- Flint Creek- v6.20 | 165 | 7643 | Rate Constraint in lbs/MMBtu | FALSE | L | Annual | Allowances Withdrawn (n:1) | Thousand Tons | 0 | 0 | 0 | 0 | 0 | 0 | 0
BART SO2 Annual- Flint Creek- v6.20 | 165 | 7643 | Rate Constraint in lbs/MMBtu | FALSE | L | Annual | Net Emissions Allowance Position | Thousand Tons | 0 | 0 | 0 | 0 | 0 | 0 | 0
BART SO2 Annual- Flint Creek- v6.20 | 165 | 7643 | Rate Constraint in lbs/MMBtu | FALSE | L | Annual | Fuel Consumed | TBtu | 0 | 0 | 0 | 0 | 0 | 0 | 0
BART SO2 Annual- Flint Creek- v6.20 | 165 | 7643 | Rate Constraint in lbs/MMBtu | FALSE | L | Annual | Rate | lb/MMBtu | 0 | 0 | 0 | 0 | 0 | 0 | 0
BART SO2 Annual- Flint Creek- v6.20 | 165 | 7643 | Rate Constraint in lbs/MMBtu | FALSE | L | Annual | Generation | TWh | 0 | 0 | 0 | 0 | 0 | 0 | 0
BART SO2 Annual- Flint Creek- v6.20 | 165 | 7643 | Rate Constraint in lbs/MMBtu | FALSE | L | Annual | Qualifying Generation | TWh | 0 | 0 | 0 | 0 | 0 | 0 | 0
BART SO2 Annual- Flint Creek- v6.20 | 165 | 7643 | Rate Constraint in lbs/MMBtu | FALSE | L | Annual | Rate | lb/MWh | 0 | 0 | 0 | 0 | 0 | 0 | 0
BART SO2 Annual- Flint Creek- v6.20 | 165 | 7643 | Rate Constraint in lbs/MMBtu | FALSE | L | Annual | Constraint Shadow Price | US2022$/Ton | 58891.2663 | 36619.8041 | 29901.2868 | 34041.8055 | 0 | 52863.3377 | 58239.4417
BART SO2 Annual- Hayden 1- v5.16 | 166 | 7202 | Rate Constraint in lbs/MMBtu | FALSE | L | Annual | Seasons Included | Seasons | Winter, Spring, Summer, Fall | Winter, Spring, Summer, Fall | Winter, Spring, Summer, Fall | Winter, Spring, Summer, Fall | Winter, Spring, Summer, Fall | Winter, Spring, Summer, Fall | Winter, Spring, Summer, Fall
BART SO2 Annual- Hayden 1- v5.16 | 166 | 7202 | Rate Constraint in lbs/MMBtu | FALSE | L | Annual | Standard SO2 | lb/MMBtu | 0.13 | 0.13 | 0.13 | 0.13 | 0.13 | 0.13 | 0.13
BART SO2 Annual- Hayden 1- v5.16 | 166 | 7202 | Rate Constraint in lbs/MMBtu | FALSE | L | Annual | Emissions at Affected Plants SO2 | Thousand Tons | 0 | 0 | 0 | 0 | 0 | 0 | 0
BART SO2 Annual- Hayden 1- v5.16 | 166 | 7202 | Rate Constraint in lbs/MMBtu | FALSE | L | Annual | Allowances Purchased SO2 | Thousand Tons | 0 | 0 | 0 | 0 | 0 | 0 | 0
BART SO2 Annual- Hayden 1- v5.16 | 166 | 7202 | Rate Constraint in lbs/MMBtu | FALSE | L | Annual | Allowances Sold SO2 | Thousand Tons | 0 | 0 | 0 | 0 | 0 | 0 | 0
BART SO2 Annual- Hayden 1- v5.16 | 166 | 7202 | Rate Constraint in lbs/MMBtu | FALSE | L | Annual | Allowances Banked | Thousand Tons | 0 | 0 | 0 | 0 | 0 | 0 | 0
BART SO2 Annual- Hayden 1- v5.16 | 166 | 7202 | Rate Constraint in lbs/MMBtu | FALSE | L | Annual | Allowances Withdrawn (1:1) | Thousand Tons | 0 | 0 | 0 | 0 | 0 | 0 | 0
BART SO2 Annual- Hayden 1- v5.16 | 166 | 7202 | Rate Constraint in lbs/MMBtu | FALSE | L | Annual | Allowances Withdrawn (n:1) | Thousand Tons | 0 | 0 | 0 | 0 | 0 | 0 | 0
BART SO2 Annual- Hayden 1- v5.16 | 166 | 7202 | Rate Constraint in lbs/MMBtu | FALSE | L | Annual | Net Emissions Allowance Position | Thousand Tons | 0 | 0 | 0 | 0 | 0 | 0 | 0
BART SO2 Annual- Hayden 1- v5.16 | 166 | 7202 | Rate Constraint in lbs/MMBtu | FALSE | L | Annual | Fuel Consumed | TBtu | 0 | 0 | 0 | 0 | 0 | 0 | 0
BART SO2 Annual- Hayden 1- v5.16 | 166 | 7202 | Rate Constraint in lbs/MMBtu | FALSE | L | Annual | Rate | lb/MMBtu | 0 | 0 | 0 | 0 | 0 | 0 | 0
BART SO2 Annual- Hayden 1- v5.16 | 166 | 7202 | Rate Constraint in lbs/MMBtu | FALSE | L | Annual | Generation | TWh | 0 | 0 | 0 | 0 | 0 | 0 | 0
BART SO2 Annual- Hayden 1- v5.16 | 166 | 7202 | Rate Constraint in lbs/MMBtu | FALSE | L | Annual | Qualifying Generation | TWh | 0 | 0 | 0 | 0 | 0 | 0 | 0
BART SO2 Annual- Hayden 1- v5.16 | 166 | 7202 | Rate Constraint in lbs/MMBtu | FALSE | L | Annual | Rate | lb/MWh | 0 | 0 | 0 | 0 | 0 | 0 | 0
BART SO2 Annual- Hayden 1- v5.16 | 166 | 7202 | Rate Constraint in lbs/MMBtu | FALSE | L | Annual | Constraint Shadow Price | US2022$/Ton | 0 | 0 | 0 | 0 | 0 | 0 | 0
BART SO2 Annual- Nebraska City- v6.17 | 167 | 7206 | Rate Constraint in lbs/MMBtu | FALSE | L | Annual | Seasons Included | Seasons | Winter, Spring, Summer, Fall | Winter, Spring, Summer, Fall | Winter, Spring, Summer, Fall | Winter, Spring, Summer, Fall | Winter, Spring, Summer, Fall | Winter, Spring, Summer, Fall | Winter, Spring, Summer, Fall
BART SO2 Annual- Nebraska City- v6.17 | 167 | 7206 | Rate Constraint in lbs/MMBtu | FALSE | L | Annual | Standard SO2 | lb/MMBtu | 1.2 | 1.2 | 1.2 | 1.2 | 1.2 | 1.2 | 1.2
BART SO2 Annual- Nebraska City- v6.17 | 167 | 7206 | Rate Constraint in lbs/MMBtu | FALSE | L | Annual | Emissions at Affected Plants SO2 | Thousand Tons | 10.372 | 10.7123 | 7.4652 | 1.469 | 1.469 | 3.2556 | 8.9268
BART SO2 Annual- Nebraska City- v6.17 | 167 | 7206 | Rate Constraint in lbs/MMBtu | FALSE | L | Annual | Allowances Purchased SO2 | Thousand Tons | 0 | 0 | 0 | 0 | 0 | 0 | 0
BART SO2 Annual- Nebraska City- v6.17 | 167 | 7206 | Rate Constraint in lbs/MMBtu | FALSE | L | Annual | Allowances Sold SO2 | Thousand Tons | 0 | 0 | 0 | 0 | 0 | 0 | 0
BART SO2 Annual- Nebraska City- v6.17 | 167 | 7206 | Rate Constraint in lbs/MMBtu | FALSE | L | Annual | Allowances Banked | Thousand Tons | 0 | 0 | 0 | 0 | 0 | 0 | 0
BART SO2 Annual- Nebraska City- v6.17 | 167 | 7206 | Rate Constraint in lbs/MMBtu | FALSE | L | Annual | Allowances Withdrawn (1:1) | Thousand Tons | 0 | 0 | 0 | 0 | 0 | 0 | 0
BART SO2 Annual- Nebraska City- v6.17 | 167 | 7206 | Rate Constraint in lbs/MMBtu | FALSE | L | Annual | Allowances Withdrawn (n:1) | Thousand Tons | 0 | 0 | 0 | 0 | 0 | 0 | 0
BART SO2 Annual- Nebraska City- v6.17 | 167 | 7206 | Rate Constraint in lbs/MMBtu | FALSE | L | Annual | Net Emissions Allowance Position | Thousand Tons | 10.372 | 10.7123 | 7.4652 | 1.469 | 1.469 | 3.2556 | 8.9268
BART SO2 Annual- Nebraska City- v6.17 | 167 | 7206 | Rate Constraint in lbs/MMBtu | FALSE | L | Annual | Fuel Consumed | TBtu | 39.7152 | 41.0184 | 28.5849 | 5.6248 | 5.6248 | 12.4658 | 34.1813
BART SO2 Annual- Nebraska City- v6.17 | 167 | 7206 | Rate Constraint in lbs/MMBtu | FALSE | L | Annual | Rate | lb/MMBtu | 0.52232 | 0.52232 | 0.52232 | 0.52232 | 0.52232 | 0.52232 | 0.52232
BART SO2 Annual- Nebraska City- v6.17 | 167 | 7206 | Rate Constraint in lbs/MMBtu | FALSE | L | Annual | Generation | TWh | 4.0451 | 4.1779 | 2.9115 | 0.5729 | 0.5729 | 1.2697 | 3.4815
BART SO2 Annual- Nebraska City- v6.17 | 167 | 7206 | Rate Constraint in lbs/MMBtu | FALSE | L | Annual | Qualifying Generation | TWh | 4.0451 | 4.1779 | 2.9115 | 0.5729 | 0.5729 | 1.2697 | 3.4815
BART SO2 Annual- Nebraska City- v6.17 | 167 | 7206 | Rate Constraint in lbs/MMBtu | FALSE | L | Annual | Rate | lb/MWh | 5.1281 | 5.1281 | 5.1281 | 5.1281 | 5.1281 | 5.1281 | 5.1281
BART SO2 Annual- Nebraska City- v6.17 | 167 | 7206 | Rate Constraint in lbs/MMBtu | FALSE | L | Annual | Constraint Shadow Price | US2022$/Ton | 0 | 0 | 0 | 0 | 0 | 0 | 0
BART SO2 Annual- Oswego Harbor 5- v5.16 | 168 | 7244 | Rate Constraint in lbs/MMBtu | FALSE | L | Annual | Seasons Included | Seasons | Winter, Spring, Summer, Fall | Winter, Spring, Summer, Fall | Winter, Spring, Summer, Fall | Winter, Spring, Summer, Fall | Winter, Spring, Summer, Fall | Winter, Spring, Summer, Fall | Winter, Spring, Summer, Fall
BART SO2 Annual- Oswego Harbor 5- v5.16 | 168 | 7244 | Rate Constraint in lbs/MMBtu | FALSE | L | Annual | Standard SO2 | lb/MMBtu | 0.8 | 0.8 | 0.8 | 0.8 | 0.8 | 0.8 | 0.8
BART SO2 Annual- Oswego Harbor 5- v5.16 | 168 | 7244 | Rate Constraint in lbs/MMBtu | FALSE | L | Annual | Emissions at Affected Plants SO2 | Thousand Tons | 0 | 0 | 0 | 0 | 0 | 0 | 0
BART SO2 Annual- Oswego Harbor 5- v5.16 | 168 | 7244 | Rate Constraint in lbs/MMBtu | FALSE | L | Annual | Allowances Purchased SO2 | Thousand Tons | 0 | 0 | 0 | 0 | 0 | 0 | 0
BART SO2 Annual- Oswego Harbor 5- v5.16 | 168 | 7244 | Rate Constraint in lbs/MMBtu | FALSE | L | Annual | Allowances Sold SO2 | Thousand Tons | 0 | 0 | 0 | 0 | 0 | 0 | 0
BART SO2 Annual- Oswego Harbor 5- v5.16 | 168 | 7244 | Rate Constraint in lbs/MMBtu | FALSE | L | Annual | Allowances Banked | Thousand Tons | 0 | 0 | 0 | 0 | 0 | 0 | 0
BART SO2 Annual- Oswego Harbor 5- v5.16 | 168 | 7244 | Rate Constraint in lbs/MMBtu | FALSE | L | Annual | Allowances Withdrawn (1:1) | Thousand Tons | 0 | 0 | 0 | 0 | 0 | 0 | 0
BART SO2 Annual- Oswego Harbor 5- v5.16 | 168 | 7244 | Rate Constraint in lbs/MMBtu | FALSE | L | Annual | Allowances Withdrawn (n:1) | Thousand Tons | 0 | 0 | 0 | 0 | 0 | 0 | 0
BART SO2 Annual- Oswego Harbor 5- v5.16 | 168 | 7244 | Rate Constraint in lbs/MMBtu | FALSE | L | Annual | Net Emissions Allowance Position | Thousand Tons | 0 | 0 | 0 | 0 | 0 | 0 | 0
BART SO2 Annual- Oswego Harbor 5- v5.16 | 168 | 7244 | Rate Constraint in lbs/MMBtu | FALSE | L | Annual | Fuel Consumed | TBtu | 0 | 0 | 0 | 0 | 0 | 0 | 0
BART SO2 Annual- Oswego Harbor 5- v5.16 | 168 | 7244 | Rate Constraint in lbs/MMBtu | FALSE | L | Annual | Rate | lb/MMBtu | 0 | 0 | 0 | 0 | 0 | 0 | 0
BART SO2 Annual- Oswego Harbor 5- v5.16 | 168 | 7244 | Rate Constraint in lbs/MMBtu | FALSE | L | Annual | Generation | TWh | 0 | 0 | 0 | 0 | 0 | 0 | 0
BART SO2 Annual- Oswego Harbor 5- v5.16 | 168 | 7244 | Rate Constraint in lbs/MMBtu | FALSE | L | Annual | Qualifying Generation | TWh | 0 | 0 | 0 | 0 | 0 | 0 | 0
BART SO2 Annual- Oswego Harbor 5- v5.16 | 168 | 7244 | Rate Constraint in lbs/MMBtu | FALSE | L | Annual | Rate | lb/MWh | 0 | 0 | 0 | 0 | 0 | 0 | 0
BART SO2 Annual- Oswego Harbor 5- v5.16 | 168 | 7244 | Rate Constraint in lbs/MMBtu | FALSE | L | Annual | Constraint Shadow Price | US2022$/Ton | 0 | 0 | 0 | 0 | 0 | 0 | 0
BART SO2 Annual- Oswego Harbor 6- v6.17 | 169 | 7245 | Rate Constraint in lbs/MMBtu | FALSE | L | Annual | Seasons Included | Seasons | Winter, Spring, Summer, Fall | Winter, Spring, Summer, Fall | Winter, Spring, Summer, Fall | Winter, Spring, Summer, Fall | Winter, Spring, Summer, Fall | Winter, Spring, Summer, Fall | Winter, Spring, Summer, Fall
BART SO2 Annual- Oswego Harbor 6- v6.17 | 169 | 7245 | Rate Constraint in lbs/MMBtu | FALSE | L | Annual | Standard SO2 | lb/MMBtu | 0.8 | 0.8 | 0.8 | 0.8 | 0.8 | 0.8 | 0.8
BART SO2 Annual- Oswego Harbor 6- v6.17 | 169 | 7245 | Rate Constraint in lbs/MMBtu | FALSE | L | Annual | Emissions at Affected Plants SO2 | Thousand Tons | 0 | 0 | 0 | 0 | 0 | 0 | 0
BART SO2 Annual- Oswego Harbor 6- v6.17 | 169 | 7245 | Rate Constraint in lbs/MMBtu | FALSE | L | Annual | Allowances Purchased SO2 | Thousand Tons | 0 | 0 | 0 | 0 | 0 | 0 | 0
BART SO2 Annual- Oswego Harbor 6- v6.17 | 169 | 7245 | Rate Constraint in lbs/MMBtu | FALSE | L | Annual | Allowances Sold SO2 | Thousand Tons | 0 | 0 | 0 | 0 | 0 | 0 | 0
BART SO2 Annual- Oswego Harbor 6- v6.17 | 169 | 7245 | Rate Constraint in lbs/MMBtu | FALSE | L | Annual | Allowances Banked | Thousand Tons | 0 | 0 | 0 | 0 | 0 | 0 | 0
BART SO2 Annual- Oswego Harbor 6- v6.17 | 169 | 7245 | Rate Constraint in lbs/MMBtu | FALSE | L | Annual | Allowances Withdrawn (1:1) | Thousand Tons | 0 | 0 | 0 | 0 | 0 | 0 | 0
BART SO2 Annual- Oswego Harbor 6- v6.17 | 169 | 7245 | Rate Constraint in lbs/MMBtu | FALSE | L | Annual | Allowances Withdrawn (n:1) | Thousand Tons | 0 | 0 | 0 | 0 | 0 | 0 | 0
BART SO2 Annual- Oswego Harbor 6- v6.17 | 169 | 7245 | Rate Constraint in lbs/MMBtu | FALSE | L | Annual | Net Emissions Allowance Position | Thousand Tons | 0 | 0 | 0 | 0 | 0 | 0 | 0
BART SO2 Annual- Oswego Harbor 6- v6.17 | 169 | 7245 | Rate Constraint in lbs/MMBtu | FALSE | L | Annual | Fuel Consumed | TBtu | 0 | 0 | 0 | 0 | 0 | 0 | 0
BART SO2 Annual- Oswego Harbor 6- v6.17 | 169 | 7245 | Rate Constraint in lbs/MMBtu | FALSE | L | Annual | Rate | lb/MMBtu | 0 | 0 | 0 | 0 | 0 | 0 | 0
BART SO2 Annual- Oswego Harbor 6- v6.17 | 169 | 7245 | Rate Constraint in lbs/MMBtu | FALSE | L | Annual | Generation | TWh | 0 | 0 | 0 | 0 | 0 | 0 | 0
BART SO2 Annual- Oswego Harbor 6- v6.17 | 169 | 7245 | Rate Constraint in lbs/MMBtu | FALSE | L | Annual | Qualifying Generation | TWh | 0 | 0 | 0 | 0 | 0 | 0 | 0
BART SO2 Annual- Oswego Harbor 6- v6.17 | 169 | 7245 | Rate Constraint in lbs/MMBtu | FALSE | L | Annual | Rate | lb/MWh | 0 | 0 | 0 | 0 | 0 | 0 | 0
BART SO2 Annual- Oswego Harbor 6- v6.17 | 169 | 7245 | Rate Constraint in lbs/MMBtu | FALSE | L | Annual | Constraint Shadow Price | US2022$/Ton | 0 | 0 | 0 | 0 | 0 | 0 | 0
BART SO2 Annual- R S Nelson 3- v7.23 | 170 | 7952 | Rate Constraint in lbs/MMBtu | FALSE | L | Annual | Seasons Included | Seasons | Winter, Spring, Summer, Fall | Winter, Spring, Summer, Fall | Winter, Spring, Summer, Fall | Winter, Spring, Summer, Fall | Winter, Spring, Summer, Fall | Winter, Spring, Summer, Fall | Winter, Spring, Summer, Fall
BART SO2 Annual- R S Nelson 3- v7.23 | 170 | 7952 | Rate Constraint in lbs/MMBtu | FALSE | L | Annual | Standard SO2 | lb/MMBtu | 0.6 | 0.6 | 0.6 | 0.6 | 0.6 | 0.6 | 0.6
BART SO2 Annual- R S Nelson 3- v7.23 | 170 | 7952 | Rate Constraint in lbs/MMBtu | FALSE | L | Annual | Emissions at Affected Plants SO2 | Thousand Tons | 0 | 0 | 0 | 0 | 0 | 0 | 0
BART SO2 Annual- R S Nelson 3- v7.23 | 170 | 7952 | Rate Constraint in lbs/MMBtu | FALSE | L | Annual | Allowances Purchased SO2 | Thousand Tons | 0 | 0 | 0 | 0 | 0 | 0 | 0
BART SO2 Annual- R S Nelson 3- v7.23 | 170 | 7952 | Rate Constraint in lbs/MMBtu | FALSE | L | Annual | Allowances Sold SO2 | Thousand Tons | 0 | 0 | 0 | 0 | 0 | 0 | 0
BART SO2 Annual- R S Nelson 3- v7.23 | 170 | 7952 | Rate Constraint in lbs/MMBtu | FALSE | L | Annual | Allowances Banked | Thousand Tons | 0 | 0 | 0 | 0 | 0 | 0 | 0
BART SO2 Annual- R S Nelson 3- v7.23 | 170 | 7952 | Rate Constraint in lbs/MMBtu | FALSE | L | Annual | Allowances Withdrawn (1:1) | Thousand Tons | 0 | 0 | 0 | 0 | 0 | 0 | 0
BART SO2 Annual- R S Nelson 3- v7.23 | 170 | 7952 | Rate Constraint in lbs/MMBtu | FALSE | L | Annual | Allowances Withdrawn (n:1) | Thousand Tons | 0 | 0 | 0 | 0 | 0 | 0 | 0
BART SO2 Annual- R S Nelson 3- v7.23 | 170 | 7952 | Rate Constraint in lbs/MMBtu | FALSE | L | Annual | Net Emissions Allowance Position | Thousand Tons | 0 | 0 | 0 | 0 | 0 | 0 | 0
BART SO2 Annual- R S Nelson 3- v7.23 | 170 | 7952 | Rate Constraint in lbs/MMBtu | FALSE | L | Annual | Fuel Consumed | TBtu | 0 | 0 | 0 | 0 | 0 | 0 | 0
BART SO2 Annual- R S Nelson 3- v7.23 | 170 | 7952 | Rate Constraint in lbs/MMBtu | FALSE | L | Annual | Rate | lb/MMBtu | 0 | 0 | 0 | 0 | 0 | 0 | 0
BART SO2 Annual- R S Nelson 3- v7.23 | 170 | 7952 | Rate Constraint in lbs/MMBtu | FALSE | L | Annual | Generation | TWh | 0 | 0 | 0 | 0 | 0 | 0 | 0
BART SO2 Annual- R S Nelson 3- v7.23 | 170 | 7952 | Rate Constraint in lbs/MMBtu | FALSE | L | Annual | Qualifying Generation | TWh | 0 | 0 | 0 | 0 | 0 | 0 | 0
BART SO2 Annual- R S Nelson 3- v7.23 | 170 | 7952 | Rate Constraint in lbs/MMBtu | FALSE | L | Annual | Rate | lb/MWh | 0 | 0 | 0 | 0 | 0 | 0 | 0
BART SO2 Annual- R S Nelson 3- v7.23 | 170 | 7952 | Rate Constraint in lbs/MMBtu | FALSE | L | Annual | Constraint Shadow Price | US2022$/Ton | 0 | 0 | 0 | 0 | 0 | 0 | 0
BART SO2 Annual Rate-Seminole 1&2 -v5.13 | 171 | 7231 | Rate Constraint in lbs/MMBtu | FALSE | L | Annual | Seasons Included | Seasons | Winter, Spring, Summer, Fall | Winter, Spring, Summer, Fall | Winter, Spring, Summer, Fall | Winter, Spring, Summer, Fall | Winter, Spring, Summer, Fall | Winter, Spring, Summer, Fall | Winter, Spring, Summer, Fall
BART SO2 Annual Rate-Seminole 1&2 -v5.13 | 171 | 7231 | Rate Constraint in lbs/MMBtu | FALSE | L | Annual | Standard SO2 | lb/MMBtu | 0.25 | 0.25 | 0.25 | 0.25 | 0.25 | 0.25 | 0.25
BART SO2 Annual Rate-Seminole 1&2 -v5.13 | 171 | 7231 | Rate Constraint in lbs/MMBtu | FALSE | L | Annual | Emissions at Affected Plants SO2 | Thousand Tons | 0.29988 | 0.67353 | 0 | 0 | 0 | 0 | 0
BART SO2 Annual Rate-Seminole 1&2 -v5.13 | 171 | 7231 | Rate Constraint in lbs/MMBtu | FALSE | L | Annual | Allowances Purchased SO2 | Thousand Tons | 0 | 0 | 0 | 0 | 0 | 0 | 0
BART SO2 Annual Rate-Seminole 1&2 -v5.13 | 171 | 7231 | Rate Constraint in lbs/MMBtu | FALSE | L | Annual | Allowances Sold SO2 | Thousand Tons | 0 | 0 | 0 | 0 | 0 | 0 | 0
BART SO2 Annual Rate-Seminole 1&2 -v5.13 | 171 | 7231 | Rate Constraint in lbs/MMBtu | FALSE | L | Annual | Allowances Banked | Thousand Tons | 0 | 0 | 0 | 0 | 0 | 0 | 0
BART SO2 Annual Rate-Seminole 1&2 -v5.13 | 171 | 7231 | Rate Constraint in lbs/MMBtu | FALSE | L | Annual | Allowances Withdrawn (1:1) | Thousand Tons | 0 | 0 | 0 | 0 | 0 | 0 | 0
BART SO2 Annual Rate-Seminole 1&2 -v5.13 | 171 | 7231 | Rate Constraint in lbs/MMBtu | FALSE | L | Annual | Allowances Withdrawn (n:1) | Thousand Tons | 0 | 0 | 0 | 0 | 0 | 0 | 0
BART SO2 Annual Rate-Seminole 1&2 -v5.13 | 171 | 7231 | Rate Constraint in lbs/MMBtu | FALSE | L | Annual | Net Emissions Allowance Position | Thousand Tons | 0.29988 | 0.67353 | 0 | 0 | 0 | 0 | 0
BART SO2 Annual Rate-Seminole 1&2 -v5.13 | 171 | 7231 | Rate Constraint in lbs/MMBtu | FALSE | L | Annual | Fuel Consumed | TBtu | 5.4822 | 12.3133 | 0 | 0 | 0 | 0 | 0
BART SO2 Annual Rate-Seminole 1&2 -v5.13 | 171 | 7231 | Rate Constraint in lbs/MMBtu | FALSE | L | Annual | Rate | lb/MMBtu | 0.1094 | 0.1094 | 0 | 0 | 0 | 0 | 0
BART SO2 Annual Rate-Seminole 1&2 -v5.13 | 171 | 7231 | Rate Constraint in lbs/MMBtu | FALSE | L | Annual | Generation | TWh | 0.55538 | 1.2474 | 0 | 0 | 0 | 0 | 0
BART SO2 Annual Rate-Seminole 1&2 -v5.13 | 171 | 7231 | Rate Constraint in lbs/MMBtu | FALSE | L | Annual | Qualifying Generation | TWh | 0.55538 | 1.2474 | 0 | 0 | 0 | 0 | 0
BART SO2 Annual Rate-Seminole 1&2 -v5.13 | 171 | 7231 | Rate Constraint in lbs/MMBtu | FALSE | L | Annual | Rate | lb/MWh | 1.0799 | 1.0799 | 0 | 0 | 0 | 0 | 0
BART SO2 Annual Rate-Seminole 1&2 -v5.13 | 171 | 7231 | Rate Constraint in lbs/MMBtu | FALSE | L | Annual | Constraint Shadow Price | US2022$/Ton | 0 | 0 | 0 | 0 | 0 | 0 | 0
BART SO2 Annual- Roseton 1- v5.16 | 172 | 7247 | Rate Constraint in lbs/MMBtu | FALSE | L | Annual | Seasons Included | Seasons | Winter, Spring, Summer, Fall | Winter, Spring, Summer, Fall | Winter, Spring, Summer, Fall | Winter, Spring, Summer, Fall | Winter, Spring, Summer, Fall | Winter, Spring, Summer, Fall | Winter, Spring, Summer, Fall
BART SO2 Annual- Roseton 1- v5.16 | 172 | 7247 | Rate Constraint in lbs/MMBtu | FALSE | L | Annual | Standard SO2 | lb/MMBtu | 0.55 | 0.55 | 0.55 | 0.55 | 0.55 | 0.55 | 0.55
BART SO2 Annual- Roseton 1- v5.16 | 172 | 7247 | Rate Constraint in lbs/MMBtu | FALSE | L | Annual | Emissions at Affected Plants SO2 | Thousand Tons | 0 | 0 | 0 | 0 | 0 | 0 | 0
BART SO2 Annual- Roseton 1- v5.16 | 172 | 7247 | Rate Constraint in lbs/MMBtu | FALSE | L | Annual | Allowances Purchased SO2 | Thousand Tons | 0 | 0 | 0 | 0 | 0 | 0 | 0
BART SO2 Annual- Roseton 1- v5.16 | 172 | 7247 | Rate Constraint in lbs/MMBtu | FALSE | L | Annual | Allowances Sold SO2 | Thousand Tons | 0 | 0 | 0 | 0 | 0 | 0 | 0
BART SO2 Annual- Roseton 1- v5.16 | 172 | 7247 | Rate Constraint in lbs/MMBtu | FALSE | L | Annual | Allowances Banked | Thousand Tons | 0 | 0 | 0 | 0 | 0 | 0 | 0
BART SO2 Annual- Roseton 1- v5.16 | 172 | 7247 | Rate Constraint in lbs/MMBtu | FALSE | L | Annual | Allowances Withdrawn (1:1) | Thousand Tons | 0 | 0 | 0 | 0 | 0 | 0 | 0
BART SO2 Annual- Roseton 1- v5.16 | 172 | 7247 | Rate Constraint in lbs/MMBtu | FALSE | L | Annual | Allowances Withdrawn (n:1) | Thousand Tons | 0 | 0 | 0 | 0 | 0 | 0 | 0
BART SO2 Annual- Roseton 1- v5.16 | 172 | 7247 | Rate Constraint in lbs/MMBtu | FALSE | L | Annual | Net Emissions Allowance Position | Thousand Tons | 0 | 0 | 0 | 0 | 0 | 0 | 0
BART SO2 Annual- Roseton 1- v5.16 | 172 | 7247 | Rate Constraint in lbs/MMBtu | FALSE | L | Annual | Fuel Consumed | TBtu | 0 | 0 | 0 | 0 | 0 | 0 | 0
BART SO2 Annual- Roseton 1- v5.16 | 172 | 7247 | Rate Constraint in lbs/MMBtu | FALSE | L | Annual | Rate | lb/MMBtu | 0 | 0 | 0 | 0 | 0 | 0 | 0
BART SO2 Annual- Roseton 1- v5.16 | 172 | 7247 | Rate Constraint in lbs/MMBtu | FALSE | L | Annual | Generation | TWh | 0 | 0 | 0 | 0 | 0 | 0 | 0
BART SO2 Annual- Roseton 1- v5.16 | 172 | 7247 | Rate Constraint in lbs/MMBtu | FALSE | L | Annual | Qualifying Generation | TWh | 0 | 0 | 0 | 0 | 0 | 0 | 0
BART SO2 Annual- Roseton 1- v5.16 | 172 | 7247 | Rate Constraint in lbs/MMBtu | FALSE | L | Annual | Rate | lb/MWh | 0 | 0 | 0 | 0 | 0 | 0 | 0
BART SO2 Annual- Roseton 1- v5.16 | 172 | 7247 | Rate Constraint in lbs/MMBtu | FALSE | L | Annual | Constraint Shadow Price | US2022$/Ton | 0 | 0 | 0 | 0 | 0 | 0 | 0
BART SO2 Annual- Roseton 2- v5.16 | 173 | 7248 | Rate Constraint in lbs/MMBtu | FALSE | L | Annual | Seasons Included | Seasons | Winter, Spring, Summer, Fall | Winter, Spring, Summer, Fall | Winter, Spring, Summer, Fall | Winter, Spring, Summer, Fall | Winter, Spring, Summer, Fall | Winter, Spring, Summer, Fall | Winter, Spring, Summer, Fall
BART SO2 Annual- Roseton 2- v5.16 | 173 | 7248 | Rate Constraint in lbs/MMBtu | FALSE | L | Annual | Standard SO2 | lb/MMBtu | 0.55 | 0.55 | 0.55 | 0.55 | 0.55 | 0.55 | 0.55
BART SO2 Annual- Roseton 2- v5.16 | 173 | 7248 | Rate Constraint in lbs/MMBtu | FALSE | L | Annual | Emissions at Affected Plants SO2 | Thousand Tons | 0 | 0 | 0 | 0 | 0 | 0 | 0
BART SO2 Annual- Roseton 2- v5.16 | 173 | 7248 | Rate Constraint in lbs/MMBtu | FALSE | L | Annual | Allowances Purchased SO2 | Thousand Tons | 0 | 0 | 0 | 0 | 0 | 0 | 0
BART SO2 Annual- Roseton 2- v5.16 | 173 | 7248 | Rate Constraint in lbs/MMBtu | FALSE | L | Annual | Allowances Sold SO2 | Thousand Tons | 0 | 0 | 0 | 0 | 0 | 0 | 0
BART SO2 Annual- Roseton 2- v5.16 | 173 | 7248 | Rate Constraint in lbs/MMBtu | FALSE | L | Annual | Allowances Banked | Thousand Tons | 0 | 0 | 0 | 0 | 0 | 0 | 0
BART SO2 Annual- Roseton 2- v5.16 | 173 | 7248 | Rate Constraint in lbs/MMBtu | FALSE | L | Annual | Allowances Withdrawn (1:1) | Thousand Tons | 0 | 0 | 0 | 0 | 0 | 0 | 0
BART SO2 Annual- Roseton 2- v5.16 | 173 | 7248 | Rate Constraint in lbs/MMBtu | FALSE | L | Annual | Allowances Withdrawn (n:1) | Thousand Tons | 0 | 0 | 0 | 0 | 0 | 0 | 0
BART SO2 Annual- Roseton 2- v5.16 | 173 | 7248 | Rate Constraint in lbs/MMBtu | FALSE | L | Annual | Net Emissions Allowance Position | Thousand Tons | 0 | 0 | 0 | 0 | 0 | 0 | 0
BART SO2 Annual- Roseton 2- v5.16 | 173 | 7248 | Rate Constraint in lbs/MMBtu | FALSE | L | Annual | Fuel Consumed | TBtu | 0 | 0 | 0 | 0 | 0 | 0 | 0
BART SO2 Annual- Roseton 2- v5.16 | 173 | 7248 | Rate Constraint in lbs/MMBtu | FALSE | L | Annual | Rate | lb/MMBtu | 0 | 0 | 0 | 0 | 0 | 0 | 0
BART SO2 Annual- Roseton 2- v5.16 | 173 | 7248 | Rate Constraint in lbs/MMBtu | FALSE | L | Annual | Generation | TWh | 0 | 0 | 0 | 0 | 0 | 0 | 0
BART SO2 Annual- Roseton 2- v5.16 | 173 | 7248 | Rate Constraint in lbs/MMBtu | FALSE | L | Annual | Qualifying Generation | TWh | 0 | 0 | 0 | 0 | 0 | 0 | 0
BART SO2 Annual- Roseton 2- v5.16 | 173 | 7248 | Rate Constraint in lbs/MMBtu | FALSE | L | Annual | Rate | lb/MWh | 0 | 0 | 0 | 0 | 0 | 0 | 0
BART SO2 Annual- Roseton 2- v5.16 | 173 | 7248 | Rate Constraint in lbs/MMBtu | FALSE | L | Annual | Constraint Shadow Price | US2022$/Ton | 0 | 0 | 0 | 0 | 0 | 0 | 0
BART SO2 Annual- Sherburne County 3- v5.16 | 174 | 7246 | Rate Constraint in lbs/MMBtu | FALSE | L | Annual | Seasons Included | Seasons | Winter, Spring, Summer, Fall | Winter, Spring, Summer, Fall | Winter, Spring, Summer, Fall | Winter, Spring, Summer, Fall | Winter, Spring, Summer, Fall | Winter, Spring, Summer, Fall | Winter, Spring, Summer, Fall
BART SO2 Annual- Sherburne County 3- v5.16 | 174 | 7246 | Rate Constraint in lbs/MMBtu | FALSE | L | Annual | Standard SO2 | lb/MMBtu | 0.29 | 0.29 | 0.29 | 0.29 | 0.29 | 0.29 | 0.29
BART SO2 Annual- Sherburne County 3- v5.16 | 174 | 7246 | Rate Constraint in lbs/MMBtu | FALSE | L | Annual | Emissions at Affected Plants SO2 | Thousand Tons | 4.1797 | 4.8731 | 0 | 0 | 0 | 0 | 0
BART SO2 Annual- Sherburne County 3- v5.16 | 174 | 7246 | Rate Constraint in lbs/MMBtu | FALSE | L | Annual | Allowances Purchased SO2 | Thousand Tons | 0 | 0 | 0 | 0 | 0 | 0 | 0
BART SO2 Annual- Sherburne County 3- v5.16 | 174 | 7246 | Rate Constraint in lbs/MMBtu | FALSE | L | Annual | Allowances Sold SO2 | Thousand Tons | 0 | 0 | 0 | 0 | 0 | 0 | 0
BART SO2 Annual- Sherburne County 3- v5.16 | 174 | 7246 | Rate Constraint in lbs/MMBtu | FALSE | L | Annual | Allowances Banked | Thousand Tons | 0 | 0 | 0 | 0 | 0 | 0 | 0
BART SO2 Annual- Sherburne County 3- v5.16 | 174 | 7246 | Rate Constraint in lbs/MMBtu | FALSE | L | Annual | Allowances Withdrawn (1:1) | Thousand Tons | 0 | 0 | 0 | 0 | 0 | 0 | 0
BART SO2 Annual- Sherburne County 3- v5.16 | 174 | 7246 | Rate Constraint in lbs/MMBtu | FALSE | L | Annual | Allowances Withdrawn (n:1) | Thousand Tons | 0 | 0 | 0 | 0 | 0 | 0 | 0
BART SO2 Annual- Sherburne County 3- v5.16 | 174 | 7246 | Rate Constraint in lbs/MMBtu | FALSE | L | Annual | Net Emissions Allowance Position | Thousand Tons | 4.1797 | 4.8731 | 0 | 0 | 0 | 0 | 0
BART SO2 Annual- Sherburne County 3- v5.16 | 174 | 7246 | Rate Constraint in lbs/MMBtu | FALSE | L | Annual | Fuel Consumed | TBtu | 50.4611 | 58.8322 | 0 | 0 | 0 | 0 | 0
BART SO2 Annual- Sherburne County 3- v5.16 | 174 | 7246 | Rate Constraint in lbs/MMBtu | FALSE | L | Annual | Rate | lb/MMBtu | 0.16566 | 0.16566 | 0 | 0 | 0 | 0 | 0
BART SO2 Annual- Sherburne County 3- v5.16 | 174 | 7246 | Rate Constraint in lbs/MMBtu | FALSE | L | Annual | Generation | TWh | 5.037 | 5.8727 | 0 | 0 | 0 | 0 | 0
BART SO2 Annual- Sherburne County 3- v5.16 | 174 | 7246 | Rate Constraint in lbs/MMBtu | FALSE | L | Annual | Qualifying Generation | TWh | 5.037 | 5.8727 | 0 | 0 | 0 | 0 | 0
BART SO2 Annual- Sherburne County 3- v5.16 | 174 | 7246 | Rate Constraint in lbs/MMBtu | FALSE | L | Annual | Rate | lb/MWh | 1.6596 | 1.6596 | 0 | 0 | 0 | 0 | 0
BART SO2 Annual- Sherburne County 3- v5.16 | 174 | 7246 | Rate Constraint in lbs/MMBtu | FALSE | L | Annual | Constraint Shadow Price | US2022$/Ton | 0 | 0 | 0 | 0 | 0 | 0 | 0
BART SO2 Annual- White Bluff 1- v6.20 | 175 | 7641 | Rate Constraint in lbs/MMBtu | FALSE | L | Annual | Seasons Included | Seasons | Winter, Spring, Summer, Fall | Winter, Spring, Summer, Fall | Winter, Spring, Summer, Fall | Winter, Spring, Summer, Fall | Winter, Spring, Summer, Fall | Winter, Spring, Summer, Fall | Winter, Spring, Summer, Fall
BART SO2 Annual- White Bluff 1- v6.20 | 175 | 7641 | Rate Constraint in lbs/MMBtu | FALSE | L | Annual | Standard SO2 | lb/MMBtu | 0.6 | 0.6 | 0.6 | 0.6 | 0.6 | 0.6 | 0.6
BART SO2 Annual- White Bluff 1- v6.20 | 175 | 7641 | Rate Constraint in lbs/MMBtu | FALSE | L | Annual | Emissions at Affected Plants SO2 | Thousand Tons | 9.1169 | 0 | 0 | 0 | 0 | 0 | 0
BART SO2 Annual- White Bluff 1- v6.20 | 175 | 7641 | Rate Constraint in lbs/MMBtu | FALSE | L | Annual | Allowances Purchased SO2 | Thousand Tons | 0 | 0 | 0 | 0 | 0 | 0 | 0
BART SO2 Annual- White Bluff 1- v6.20 | 175 | 7641 | Rate Constraint in lbs/MMBtu | FALSE | L | Annual | Allowances Sold SO2 | Thousand Tons | 0 | 0 | 0 | 0 | 0 | 0 | 0
BART SO2 Annual- White Bluff 1- v6.20 | 175 | 7641 | Rate Constraint in lbs/MMBtu | FALSE | L | Annual | Allowances Banked | Thousand Tons | 0 | 0 | 0 | 0 | 0 | 0 | 0
BART SO2 Annual- White Bluff 1- v6.20 | 175 | 7641 | Rate Constraint in lbs/MMBtu | FALSE | L | Annual | Allowances Withdrawn (1:1) | Thousand Tons | 0 | 0 | 0 | 0 | 0 | 0 | 0
BART SO2 Annual- White Bluff 1- v6.20 | 175 | 7641 | Rate Constraint in lbs/MMBtu | FALSE | L | Annual | Allowances Withdrawn (n:1) | Thousand Tons | 0 | 0 | 0 | 0 | 0 | 0 | 0
BART SO2 Annual- White Bluff 1- v6.20 | 175 | 7641 | Rate Constraint in lbs/MMBtu | FALSE | L | Annual | Net Emissions Allowance Position | Thousand Tons | 9.1169 | 0 | 0 | 0 | 0 | 0 | 0
BART SO2 Annual- White Bluff 1- v6.20 | 175 | 7641 | Rate Constraint in lbs/MMBtu | FALSE | L | Annual | Fuel Consumed | TBtu | 34.9095 | 0 | 0 | 0 | 0 | 0 | 0
BART SO2 Annual- White Bluff 1- v6.20 | 175 | 7641 | Rate Constraint in lbs/MMBtu | FALSE | L | Annual | Rate | lb/MMBtu | 0.52232 | 0 | 0 | 0 | 0 | 0 | 0
BART SO2 Annual- White Bluff 1- v6.20 | 175 | 7641 | Rate Constraint in lbs/MMBtu | FALSE | L | Annual | Generation | TWh | 3.3768 | 0 | 0 | 0 | 0 | 0 | 0
BART SO2 Annual- White Bluff 1- v6.20 | 175 | 7641 | Rate Constraint in lbs/MMBtu | FALSE | L | Annual | Qualifying Generation | TWh | 3.3768 | 0 | 0 | 0 | 0 | 0 | 0
BART SO2 Annual- White Bluff 1- v6.20 | 175 | 7641 | Rate Constraint in lbs/MMBtu | FALSE | L | Annual | Rate | lb/MWh | 5.3997 | 0 | 0 | 0 | 0 | 0 | 0
BART SO2 Annual- White Bluff 1- v6.20 | 175 | 7641 | Rate Constraint in lbs/MMBtu | FALSE | L | Annual | Constraint Shadow Price | US2022$/Ton | 0 | 0 | 0 | 0 | 0 | 0 | 3.1772
BART SO2 Annual- White Bluff 2- v6.20 | 176 | 7642 | Rate Constraint in lbs/MMBtu | FALSE | L | Annual | Seasons Included | Seasons | Winter, Spring, Summer, Fall | Winter, Spring, Summer, Fall | Winter, Spring, Summer, Fall | Winter, Spring, Summer, Fall | Winter, Spring, Summer, Fall | Winter, Spring, Summer, Fall | Winter, Spring, Summer, Fall
BART SO2 Annual- White Bluff 2- v6.20 | 176 | 7642 | Rate Constraint in lbs/MMBtu | FALSE | L | Annual | Standard SO2 | lb/MMBtu | 0.6 | 0.6 | 0.6 | 0.6 | 0.6 | 0.6 | 0.6
BART SO2 Annual- White Bluff 2- v6.20 | 176 | 7642 | Rate Constraint in lbs/MMBtu | FALSE | L | Annual | Emissions at Affected Plants SO2 | Thousand Tons | 10.9651 | 0.1694 | 0.16246 | 0.055501 | 0 | 0.092852 | 0.13721
BART SO2 Annual- White Bluff 2- v6.20 | 176 | 7642 | Rate Constraint in lbs/MMBtu | FALSE | L | Annual | Allowances Purchased SO2 | Thousand Tons | 0 | 0 | 0 | 0 | 0 | 0 | 0
BART SO2 Annual- White Bluff 2- v6.20 | 176 | 7642 | Rate Constraint in lbs/MMBtu | FALSE | L | Annual | Allowances Sold SO2 | Thousand Tons | 0 | 0 | 0 | 0 | 0 | 0 | 0
BART SO2 Annual- White Bluff 2- v6.20 | 176 | 7642 | Rate Constraint in lbs/MMBtu | FALSE | L | Annual | Allowances Banked | Thousand Tons | 0 | 0 | 0 | 0 | 0 | 0 | 0
BART SO2 Annual- White Bluff 2- v6.20 | 176 | 7642 | Rate Constraint in lbs/MMBtu | FALSE | L | Annual | Allowances Withdrawn (1:1) | Thousand Tons | 0 | 0 | 0 | 0 | 0 | 0 | 0
BART SO2 Annual- White Bluff 2- v6.20 | 176 | 7642 | Rate Constraint in lbs/MMBtu | FALSE | L | Annual | Allowances Withdrawn (n:1) | Thousand Tons | 0 | 0 | 0 | 0 | 0 | 0 | 0
BART SO2 Annual- White Bluff 2- v6.20 | 176 | 7642 | Rate Constraint in lbs/MMBtu | FALSE | L | Annual | Net Emissions Allowance Position | Thousand Tons | 10.9651 | 0.1694 | 0.16246 | 0.055501 | 0 | 0.092852 | 0.13721
BART SO2 Annual- White Bluff 2- v6.20 | 176 | 7642 | Rate Constraint in lbs/MMBtu | FALSE | L | Annual | Fuel Consumed | TBtu | 41.9864 | 10.211 | 0.62207 | 0.21252 | 0 | 0.35554 | 0.5254
BART SO2 Annual- White Bluff 2- v6.20 | 176 | 7642 | Rate Constraint in lbs/MMBtu | FALSE | L | Annual | Rate | lb/MMBtu | 0.52232 | 0.033179 | 0.52232 | 0.52232 | 0 | 0.52232 | 0.52232
BART SO2 Annual- White Bluff 2- v6.20 | 176 | 7642 | Rate Constraint in lbs/MMBtu | FALSE | L | Annual | Generation | TWh | 4.1139 | 0.95588 | 0.060952 | 0.020823 | 0 | 0.034836 | 0.05148
BART SO2 Annual- White Bluff 2- v6.20 | 176 | 7642 | Rate Constraint in lbs/MMBtu | FALSE | L | Annual | Qualifying Generation | TWh | 4.1139 | 0.95588 | 0.060952 | 0.020823 | 0 | 0.034836 | 0.05148
BART SO2 Annual- White Bluff 2- v6.20 | 176 | 7642 | Rate Constraint in lbs/MMBtu | FALSE | L | Annual | Rate | lb/MWh | 5.3308 | 0.35443 | 5.3308 | 5.3308 | 0 | 5.3308 | 5.3308
BART SO2 Annual- White Bluff 2- v6.20 | 176 | 7642 | Rate Constraint in lbs/MMBtu | FALSE | L | Annual | Constraint Shadow Price | US2022$/Ton | 0 | 0 | 0 | 0 | 0 | 0 | 0
BART SO2 Annual-Apache Station 2 -v5.13 | 177 | 7207 | Rate Constraint in lbs/MMBtu | FALSE | L | Annual | Seasons Included | Seasons | Winter, Spring, Summer, Fall | Winter, Spring, Summer, Fall | Winter, Spring, Summer, Fall | Winter, Spring, Summer, Fall | Winter, Spring, Summer, Fall | Winter, Spring, Summer, Fall | Winter, Spring, Summer, Fall
BART SO2 Annual-Apache Station 2 -v5.13 | 177 | 7207 | Rate Constraint in lbs/MMBtu | FALSE | L | Annual | Standard SO2 | lb/MMBtu | 0.00064 | 0.00064 | 0.00064 | 0.00064 | 0.00064 | 0.00064 | 0.00064
BART SO2 Annual-Apache Station 2 -v5.13 | 177 | 7207 | Rate Constraint in lbs/MMBtu | FALSE | L | Annual | Emissions at Affected Plants SO2 | Thousand Tons | 0 | 0 | 0 | 0 | 0 | 0 | 0
BART SO2 Annual-Apache Station 2 -v5.13 | 177 | 7207 | Rate Constraint in lbs/MMBtu | FALSE | L | Annual | Allowances Purchased SO2 | Thousand Tons | 0 | 0 | 0 | 0 | 0 | 0 | 0
BART SO2 Annual-Apache Station 2 -v5.13 | 177 | 7207 | Rate Constraint in lbs/MMBtu | FALSE | L | Annual | Allowances Sold SO2 | Thousand Tons | 0 | 0 | 0 | 0 | 0 | 0 | 0
BART SO2 Annual-Apache Station 2 -v5.13 | 177 | 7207 | Rate Constraint in lbs/MMBtu | FALSE | L | Annual | Allowances Banked | Thousand Tons | 0 | 0 | 0 | 0 | 0 | 0 | 0
BART SO2 Annual-Apache Station 2 -v5.13 | 177 | 7207 | Rate Constraint in lbs/MMBtu | FALSE | L | Annual | Allowances Withdrawn (1:1) | Thousand Tons | 0 | 0 | 0 | 0 | 0 | 0 | 0
BART SO2 Annual-Apache Station 2 -v5.13 | 177 | 7207 | Rate Constraint in lbs/MMBtu | FALSE | L | Annual | Allowances Withdrawn (n:1) | Thousand Tons | 0 | 0 | 0 | 0 | 0 | 0 | 0
BART SO2 Annual-Apache Station 2 -v5.13 | 177 | 7207 | Rate Constraint in lbs/MMBtu | FALSE | L | Annual | Net Emissions Allowance Position | Thousand Tons | 0 | 0 | 0 | 0 | 0 | 0 | 0
BART SO2 Annual-Apache Station 2 -v5.13 | 177 | 7207 | Rate Constraint in lbs/MMBtu | FALSE | L | Annual | Fuel Consumed | TBtu | 0.33913 | 0.33913 | 0.33913 | 0.33913 | 0.33913 | 0.33913 | 0.33913
BART SO2 Annual-Apache Station 2 -v5.13 | 177 | 7207 | Rate Constraint in lbs/MMBtu | FALSE | L | Annual | Rate | lb/MMBtu | 0 | 0 | 0 | 0 | 0 | 0 | 0
BART SO2 Annual-Apache Station 2 -v5.13 | 177 | 7207 | Rate Constraint in lbs/MMBtu | FALSE | L | Annual | Generation | TWh | 0.03066 | 0.03066 | 0.03066 | 0.03066 | 0.03066 | 0.03066 | 0.03066
BART SO2 Annual-Apache Station 2 -v5.13 | 177 | 7207 | Rate Constraint in lbs/MMBtu | FALSE | L | Annual | Qualifying Generation | TWh | 0.03066 | 0.03066 | 0.03066 | 0.03066 | 0.03066 | 0.03066 | 0.03066
BART SO2 Annual-Apache Station 2 -v5.13 | 177 | 7207 | Rate Constraint in lbs/MMBtu | FALSE | L | Annual | Rate | lb/MWh | 0 | 0 | 0 | 0 | 0 | 0 | 0
BART SO2 Annual-Apache Station 2 -v5.13 | 177 | 7207 | Rate Constraint in lbs/MMBtu | FALSE | L | Annual | Constraint Shadow Price | US2022$/Ton | 0 | 0 | 0 | 0 | 0 | 0 | 0
BART SO2 Annual-Apache Station 3 -v5.13 | 178 | 7208 | Rate Constraint in lbs/MMBtu | FALSE | L | Annual | Seasons Included | Seasons | Winter, Spring, Summer, Fall | Winter, Spring, Summer, Fall | Winter, Spring, Summer, Fall | Winter, Spring, Summer, Fall | Winter, Spring, Summer, Fall | Winter, Spring, Summer, Fall | Winter, Spring, Summer, Fall
BART SO2 Annual-Apache Station 3 -v5.13 | 178 | 7208 | Rate Constraint in lbs/MMBtu | FALSE | L | Annual | Standard SO2 | lb/MMBtu | 0.15 | 0.15 | 0.15 | 0.15 | 0.15 | 0.15 | 0.15
BART SO2 Annual-Apache Station 3 -v5.13 | 178 | 7208 | Rate Constraint in lbs/MMBtu | FALSE | L | Annual | Emissions at Affected Plants SO2 | Thousand Tons | 0.073944 | 0.069614 | 0.33641 | 0.074291 | 0 | 0 | 0
BART SO2 Annual-Apache Station 3 -v5.13 | 178 | 7208 | Rate Constraint in lbs/MMBtu | FALSE | L | Annual | Allowances Purchased SO2 | Thousand Tons | 0 | 0 | 0 | 0 | 0 | 0 | 0
BART SO2 Annual-Apache Station 3 -v5.13 | 178 | 7208 | Rate Constraint in lbs/MMBtu | FALSE | L | Annual | Allowances Sold SO2 | Thousand Tons | 0 | 0 | 0 | 0 | 0 | 0 | 0
BART SO2 Annual-Apache Station 3 -v5.13 | 178 | 7208 | Rate Constraint in lbs/MMBtu | FALSE | L | Annual | Allowances Banked | Thousand Tons | 0 | 0 | 0 | 0 | 0 | 0 | 0
BART SO2 Annual-Apache Station 3 -v5.13 | 178 | 7208 | Rate Constraint in lbs/MMBtu | FALSE | L | Annual | Allowances Withdrawn (1:1) | Thousand Tons | 0 | 0 | 0 | 0 | 0 | 0 | 0
BART SO2 Annual-Apache Station 3 -v5.13 | 178 | 7208 | Rate Constraint in lbs/MMBtu | FALSE | L | Annual | Allowances Withdrawn (n:1) | Thousand Tons | 0 | 0 | 0 | 0 | 0 | 0 | 0
BART SO2 Annual-Apache Station 3 -v5.13 | 178 | 7208 | Rate Constraint in lbs/MMBtu | FALSE | L | Annual | Net Emissions Allowance Position | Thousand Tons | 0.073944 | 0.069614 | 0.33641 | 0.074291 | 0 | 0 | 0
BART SO2 Annual-Apache Station 3 -v5.13 | 178 | 7208 | Rate Constraint in lbs/MMBtu | FALSE | L | Annual | Fuel Consumed | TBtu | 1.8876 | 1.7771 | 8.5875 | 1.8964 | 0 | 0 | 0
BART SO2 Annual-Apache Station 3 -v5.13 | 178 | 7208 | Rate Constraint in lbs/MMBtu | FALSE | L | Annual | Rate | lb/MMBtu | 0.078348 | 0.078348 | 0.078348 | 0.078348 | 0 | 0 | 0
BART SO2 Annual-Apache Station 3 -v5.13 | 178 | 7208 | Rate Constraint in lbs/MMBtu | FALSE | L | Annual | Generation | TWh | 0.16284 | 0.1533 | 0.74082 | 0.1636 | 0 | 0 | 0
BART SO2 Annual-Apache Station 3 -v5.13 | 178 | 7208 | Rate Constraint in lbs/MMBtu | FALSE | L | Annual | Qualifying Generation | TWh | 0.16284 | 0.1533 | 0.74082 | 0.1636 | 0 | 0 | 0
BART SO2 Annual-Apache Station 3 -v5.13 | 178 | 7208 | Rate Constraint in lbs/MMBtu | FALSE | L | Annual | Rate | lb/MWh | 0.90821 | 0.90821 | 0.90821 | 0.90821 | 0 | 0 | 0
BART SO2 Annual-Apache Station 3 -v5.13 | 178 | 7208 | Rate Constraint in lbs/MMBtu | FALSE | L | Annual | Constraint Shadow Price | US2022$/Ton | 0 | 0 | 0 | 0 | 0 | 0 | 0
BART SO2 Annual-Coronado U1B -v5.13 | 179 | 7214 | Rate Constraint in lbs/MMBtu | FALSE | L | Annual | Seasons Included | Seasons | Winter, Spring, Summer, Fall | Winter, Spring, Summer, Fall | Winter, Spring, Summer, Fall | Winter, Spring, Summer, Fall | Winter, Spring, Summer, Fall | Winter, Spring, Summer, Fall | Winter, Spring, Summer, Fall
BART SO2 Annual-Coronado U1B -v5.13 | 179 | 7214 | Rate Constraint in lbs/MMBtu | FALSE | L | Annual | Standard SO2 | lb/MMBtu | 0.06 | 0.06 | 0.06 | 0.06 | 0.06 | 0.06 | 0.06
BART SO2 Annual-Coronado U1B -v5.13 | 179 | 7214 | Rate Constraint in lbs/MMBtu | FALSE | L | Annual | Emissions at Affected Plants SO2 | Thousand Tons | 0.0042256 | 0.0054146 | 0 | 0 | 0 | 0 | 0
BART SO2 Annual-Coronado U1B -v5.13 | 179 | 7214 | Rate Constraint in lbs/MMBtu | FALSE | L | Annual | Allowances Purchased SO2 | Thousand Tons | 0 | 0 | 0 | 0 | 0 | 0 | 0
BART SO2 Annual-Coronado U1B -v5.13 | 179 | 7214 | Rate Constraint in lbs/MMBtu | FALSE | L | Annual | Allowances Sold SO2 | Thousand Tons | 0 | 0 | 0 | 0 | 0 | 0 | 0
BART SO2 Annual-Coronado U1B -v5.13 | 179 | 7214 | Rate Constraint in lbs/MMBtu | FALSE | L | Annual | Allowances Banked | Thousand Tons | 0 | 0 | 0 | 0 | 0 | 0 | 0
BART SO2 Annual-Coronado U1B -v5.13 | 179 | 7214 | Rate Constraint in lbs/MMBtu | FALSE | L | Annual | Allowances Withdrawn (1:1) | Thousand Tons | 0 | 0 | 0 | 0 | 0 | 0 | 0
BART SO2 Annual-Coronado U1B -v5.13 | 179 | 7214 | Rate Constraint in lbs/MMBtu | FALSE | L | Annual | Allowances Withdrawn (n:1) | Thousand Tons | 0 | 0 | 0 | 0 | 0 | 0 | 0
BART SO2 Annual-Coronado U1B -v5.13 | 179 | 7214 | Rate Constraint in lbs/MMBtu | FALSE | L | Annual | Net Emissions Allowance Position | Thousand Tons | 0.0042256 | 0.0054146 | 0 | 0 | 0 | 0 | 0
BART SO2 Annual-Coronado U1B -v5.13 | 179 | 7214 | Rate Constraint in lbs/MMBtu | FALSE | L | Annual | Fuel Consumed | TBtu | 0.14085 | 0.18049 | 0 | 0 | 0 | 0 | 0
BART SO2 Annual-Coronado U1B -v5.13 | 179 | 7214 | Rate Constraint in lbs/MMBtu | FALSE | L | Annual | Rate | lb/MMBtu | 0.06 | 0.06 | 0 | 0 | 0 | 0 | 0
BART SO2 Annual-Coronado U1B -v5.13 | 179 | 7214 | Rate Constraint in lbs/MMBtu | FALSE | L | Annual | Generation | TWh | 0.013267 | 0.017 | 0 | 0 | 0 | 0 | 0
BART SO2 Annual-Coronado U1B -v5.13 | 179 | 7214 | Rate Constraint in lbs/MMBtu | FALSE | L | Annual | Qualifying Generation | TWh | 0.013267 | 0.017 | 0 | 0 | 0 | 0 | 0
BART SO2 Annual-Coronado U1B -v5.13 | 179 | 7214 | Rate Constraint in lbs/MMBtu | FALSE | L | Annual | Rate | lb/MWh | 0.63702 | 0.63702 | 0 | 0 | 0 | 0 | 0
BART SO2 Annual-Coronado U1B -v5.13 | 179 | 7214 | Rate Constraint in lbs/MMBtu | FALSE | L | Annual | Constraint Shadow Price | US2022$/Ton | 0 | 0 | 0 | 0 | 0 | 0 | 0
BART SO2 Annual-Coronado U2B -v5.13 | 180 | 7215 | Rate Constraint in lbs/MMBtu | FALSE | L | Annual | Seasons Included | Seasons | Winter, Spring, Summer, Fall | Winter, Spring, Summer, Fall | Winter, Spring, Summer, Fall | Winter, Spring, Summer, Fall | Winter, Spring, Summer, Fall | Winter, Spring, Summer, Fall | Winter, Spring, Summer, Fall
BART SO2 Annual-Coronado U2B -v5.13 | 180 | 7215 | Rate Constraint in lbs/MMBtu | FALSE | L | Annual | Standard SO2 | lb/MMBtu | 0.06 | 0.06 | 0.06 | 0.06 | 0.06 | 0.06 | 0.06
BART SO2 Annual-Coronado U2B -v5.13 | 180 | 7215 | Rate Constraint in lbs/MMBtu | FALSE | L | Annual | Emissions at Affected Plants SO2 | Thousand Tons | 0.19513 | 0.65802 | 0 | 0 | 0 | 0 | 0
BART SO2 Annual-Coronado U2B -v5.13 | 180 | 7215 | Rate Constraint in lbs/MMBtu | FALSE | L | Annual | Allowances Purchased SO2 | Thousand Tons | 0 | 0 | 0 | 0 | 0 | 0 | 0
BART SO2 Annual-Coronado U2B -v5.13 | 180 | 7215 | Rate Constraint in lbs/MMBtu | FALSE | L | Annual | Allowances Sold SO2 | Thousand Tons | 0 | 0 | 0 | 0 | 0 | 0 | 0
BART SO2 Annual-Coronado U2B -v5.13 | 180 | 7215 | Rate Constraint in lbs/MMBtu | FALSE | L | Annual | Allowances Banked | Thousand Tons | 0 | 0 | 0 | 0 | 0 | 0 | 0
BART SO2 Annual-Coronado U2B -v5.13 | 180 | 7215 | Rate Constraint in lbs/MMBtu | FALSE | L | Annual | Allowances Withdrawn (1:1) | Thousand Tons | 0 | 0 | 0 | 0 | 0 | 0 | 0
BART SO2 Annual-Coronado U2B -v5.13 | 180 | 7215 | Rate Constraint in lbs/MMBtu | FALSE | L | Annual | Allowances Withdrawn (n:1) | Thousand Tons | 0 | 0 | 0 | 0 | 0 | 0 | 0
BART SO2 Annual-Coronado U2B -v5.13 | 180 | 7215 | Rate Constraint in lbs/MMBtu | FALSE | L | Annual | Net Emissions Allowance Position | Thousand Tons | 0.19513 | 0.65802 | 0 | 0 | 0 | 0 | 0
BART SO2 Annual-Coronado U2B -v5.13 | 180 | 7215 | Rate Constraint in lbs/MMBtu | FALSE | L | Annual | Fuel Consumed | TBtu | 6.5044 | 21.9341 | 0 | 0 | 0 | 0 | 0
BART SO2 Annual-Coronado U2B -v5.13 | 180 | 7215 | Rate Constraint in lbs/MMBtu | FALSE | L | Annual | Rate | lb/MMBtu | 0.06 | 0.06 | 0 | 0 | 0 | 0 | 0
BART SO2 Annual-Coronado U2B -v5.13 | 180 | 7215 | Rate Constraint in lbs/MMBtu | FALSE | L | Annual | Generation | TWh | 0.6084 | 2.0516 | 0 | 0 | 0 | 0 | 0
BART SO2 Annual-Coronado U2B -v5.13 | 180 | 7215 | Rate Constraint in lbs/MMBtu | FALSE | L | Annual | Qualifying Generation | TWh | 0.6084 | 2.0516 | 0 | 0 | 0 | 0 | 0
BART SO2 Annual-Coronado U2B -v5.13 | 180 | 7215 | Rate Constraint in lbs/MMBtu | FALSE | L | Annual | Rate | lb/MWh | 0.64146 | 0.64146 | 0 | 0 | 0 | 0 | 0
BART SO2 Annual-Coronado U2B -v5.13 | 180 | 7215 | Rate Constraint in lbs/MMBtu | FALSE | L | Annual | Constraint Shadow Price | US2022$/Ton | 0 | 0 | 0 | 0 | 0 | 0 | 0
BART SO2 Annual-Craig C2 -v5.14 | 181 | 7201 | Rate Constraint in lbs/MMBtu | FALSE | L | Annual | Seasons Included | Seasons | Winter, Spring, Summer, Fall | Winter, Spring, Summer, Fall | Winter, Spring, Summer, Fall | Winter, Spring, Summer, Fall | Winter, Spring, Summer, Fall | Winter, Spring, Summer, Fall | Winter, Spring, Summer, Fall
BART SO2 Annual-Craig C2 -v5.14 | 181 | 7201 | Rate Constraint in lbs/MMBtu | FALSE | L | Annual | Standard SO2 | lb/MMBtu | 0.11 | 0.11 | 0.11 | 0.11 | 0.11 | 0.11 | 0.11
BART SO2 Annual-Craig C2 -v5.14 | 181 | 7201 | Rate Constraint in lbs/MMBtu | FALSE | L | Annual | Emissions at Affected Plants SO2 | Thousand Tons | 0.63907 | 0 | 0 | 0 | 0 | 0 | 0
BART SO2 Annual-Craig C2 -v5.14 | 181 | 7201 | Rate Constraint in lbs/MMBtu | FALSE | L | Annual | Allowances Purchased SO2 | Thousand Tons | 0 | 0 | 0 | 0 | 0 | 0 | 0
BART SO2 Annual-Craig C2 -v5.14 | 181 | 7201 | Rate Constraint in lbs/MMBtu | FALSE | L | Annual | Allowances Sold SO2 | Thousand Tons | 0 | 0 | 0 | 0 | 0 | 0 | 0
BART SO2 Annual-Craig C2 -v5.14 | 181 | 7201 | Rate Constraint in lbs/MMBtu | FALSE | L | Annual | Allowances Banked | Thousand Tons | 0 | 0 | 0 | 0 | 0 | 0 | 0
BART SO2 Annual-Craig C2 -v5.14 | 181 | 7201 | Rate Constraint in lbs/MMBtu | FALSE | L | Annual | Allowances Withdrawn (1:1) | Thousand Tons | 0 | 0 | 0 | 0 | 0 | 0 | 0
BART SO2 Annual-Craig C2 -v5.14 | 181 | 7201 | Rate Constraint in lbs/MMBtu | FALSE | L | Annual | Allowances Withdrawn (n:1) | Thousand Tons | 0 | 0 | 0 | 0 | 0 | 0 | 0
BART SO2 Annual-Craig C2 -v5.14 | 181 | 7201 | Rate Constraint in lbs/MMBtu | FALSE | L | Annual | Net Emissions Allowance Position | Thousand Tons | 0.63907 | 0 | 0 | 0 | 0 | 0 | 0
BART SO2 Annual-Craig C2 -v5.14 | 181 | 7201 | Rate Constraint in lbs/MMBtu | FALSE | L | Annual | Fuel Consumed | TBtu | 21.3024 | 0 | 0 | 0 | 0 | 0 | 0
BART SO2 Annual-Craig C2 -v5.14 | 181 | 7201 | Rate Constraint in lbs/MMBtu | FALSE | L | Annual | Rate | lb/MMBtu | 0.06 | 0 | 0 | 0 | 0 | 0 | 0
BART SO2 Annual-Craig C2 -v5.14 | 181 | 7201 | Rate Constraint in lbs/MMBtu | FALSE | L | Annual | Generation | TWh | 2.0803 | 0 | 0 | 0 | 0 | 0 | 0
BART SO2 Annual-Craig C2 -v5.14 | 181 | 7201 | Rate Constraint in lbs/MMBtu | FALSE | L | Annual | Qualifying Generation | TWh | 2.0803 | 0 | 0 | 0 | 0 | 0 | 0
BART SO2 Annual-Craig C2 -v5.14 | 181 | 7201 | Rate Constraint in lbs/MMBtu | FALSE | L | Annual | Rate | lb/MWh | 0.6144 | 0 | 0 | 0 | 0 | 0 | 0
BART SO2 Annual-Craig C2 -v5.14 | 181 | 7201 | Rate Constraint in lbs/MMBtu | FALSE | L | Annual | Constraint Shadow Price | US2022$/Ton | 0 | 0 | 0 | 0 | 0 | 0 | 0
BART SO2 Annual-Jeffrey Energy Center 1 -v5.13 | 182 | 7216 | Rate Constraint in lbs/MMBtu | FALSE | L | Annual | Seasons Included | Seasons | Winter, Spring, Summer, Fall | Winter, Spring, Summer, Fall | Winter, Spring, Summer, Fall | Winter, Spring, Summer, Fall | Winter, Spring, Summer, Fall | Winter, Spring, Summer, Fall | Winter, Spring, Summer, Fall
BART SO2 Annual-Jeffrey Energy Center 1 -v5.13 | 182 | 7216 | Rate Constraint in lbs/MMBtu | FALSE | L | Annual | Standard SO2 | lb/MMBtu | 0.15 | 0.15 | 0.15 | 0.15 | 0.15 | 0.15 | 0.15
BART SO2 Annual-Jeffrey Energy Center 1 -v5.13 | 182 | 7216 | Rate Constraint in lbs/MMBtu | FALSE | L | Annual | Emissions at Affected Plants SO2 | Thousand Tons | 1.126 | 1.2537 | 0 | 0 | 0 | 0 | 0
BART SO2 Annual-Jeffrey Energy Center 1 -v5.13 | 182 | 7216 | Rate Constraint in lbs/MMBtu | FALSE | L | Annual | Allowances Purchased SO2 | Thousand Tons | 0 | 0 | 0 | 0 | 0 | 0 | 0
BART SO2 Annual-Jeffrey Energy Center 1 -v5.13 | 182 | 7216 | Rate Constraint in lbs/MMBtu | FALSE | L | Annual | Allowances Sold SO2 | Thousand Tons | 0 | 0 | 0 | 0 | 0 | 0 | 0
BART SO2 Annual-Jeffrey Energy Center 1 -v5.13 | 182 | 7216 | Rate Constraint in lbs/MMBtu | FALSE | L | Annual | Allowances Banked | Thousand Tons | 0 | 0 | 0 | 0 | 0 | 0 | 0
BART SO2 Annual-Jeffrey Energy Center 1 -v5.13 | 182 | 7216 | Rate Constraint in lbs/MMBtu | FALSE | L | Annual | Allowances Withdrawn (1:1) | Thousand Tons | 0 | 0 | 0 | 0 | 0 | 0 | 0
BART SO2 Annual-Jeffrey Energy Center 1 -v5.13 | 182 | 7216 | Rate Constraint in lbs/MMBtu | FALSE | L | Annual | Allowances Withdrawn (n:1) | Thousand Tons | 0 | 0 | 0 | 0 | 0 | 0 | 0
BART SO2 Annual-Jeffrey Energy Center 1 -v5.13 | 182 | 7216 | Rate Constraint in lbs/MMBtu | FALSE | L | Annual | Net Emissions Allowance Position | Thousand Tons | 1.126 | 1.2537 | 0 | 0 | 0 | 0 | 0
BART SO2 Annual-Jeffrey Energy Center 1 -v5.13 | 182 | 7216 | Rate Constraint in lbs/MMBtu | FALSE | L | Annual | Fuel Consumed | TBtu | 37.5349 | 41.7896 | 0 | 0 | 0 | 0 | 0
BART SO2 Annual-Jeffrey Energy Center 1 -v5.13 | 182 | 7216 | Rate Constraint in lbs/MMBtu | FALSE | L | Annual | Rate | lb/MMBtu | 0.06 | 0.06 | 0 | 0 | 0 | 0 | 0
BART SO2 Annual-Jeffrey Energy Center 1 -v5.13 | 182 | 7216 | Rate Constraint in lbs/MMBtu | FALSE | L | Annual | Generation | TWh | 3.4154 | 3.8025 | 0 | 0 | 0 | 0 | 0
BART SO2 Annual-Jeffrey Energy Center 1 -v5.13 | 182 | 7216 | Rate Constraint in lbs/MMBtu | FALSE | L | Annual | Qualifying Generation | TWh | 3.4154 | 3.8025 | 0 | 0 | 0 | 0 | 0
BART SO2 Annual-Jeffrey Energy Center 1 -v5.13 | 182 | 7216 | Rate Constraint in lbs/MMBtu | FALSE | L | Annual | Rate | lb/MWh | 0.6594 | 0.6594 | 0 | 0 | 0 | 0 | 0
BART SO2 Annual-Jeffrey Energy Center 1 -v5.13 | 182 | 7216 | Rate Constraint in lbs/MMBtu | FALSE | L | Annual | Constraint Shadow Price | US2022$/Ton | 0 | 0 | 0 | 0 | 0 | 0 | 0
BART SO2 Annual-Jeffrey Energy Center 2 -v5.13 | 183 | 7217 | Rate Constraint in lbs/MMBtu | FALSE | L | Annual | Seasons Included | Seasons | Winter, Spring, Summer, Fall | Winter, Spring, Summer, Fall | Winter, Spring, Summer, Fall | Winter, Spring, Summer, Fall | Winter, Spring, Summer, Fall | Winter, Spring, Summer, Fall | Winter, Spring, Summer, Fall
BART SO2 Annual-Jeffrey Energy Center 2 -v5.13 | 183 | 7217 | Rate Constraint in lbs/MMBtu | FALSE | L | Annual | Standard SO2 | lb/MMBtu | 0.15 | 0.15 | 0.15 | 0.15 | 0.15 | 0.15 | 0.15
BART SO2 Annual-Jeffrey Energy Center 2 -v5.13 | 183 | 7217 | Rate Constraint in lbs/MMBtu | FALSE | L | Annual | Emissions at Affected Plants SO2 | Thousand Tons | 0 | 0 | 0 | 0 | 0 | 0 | 0
BART SO2 Annual-Jeffrey Energy Center 2 -v5.13 | 183 | 7217 | Rate Constraint in lbs/MMBtu | FALSE | L | Annual | Allowances Purchased SO2 | Thousand Tons | 0 | 0 | 0 | 0 | 0 | 0 | 0
BART SO2 Annual-Jeffrey Energy Center 2 -v5.13 | 183 | 7217 | Rate Constraint in lbs/MMBtu | FALSE | L | Annual | Allowances Sold SO2 | Thousand Tons | 0 | 0 | 0 | 0 | 0 | 0 | 0
BART SO2 Annual-Jeffrey Energy Center 2 -v5.13 | 183 | 7217 | Rate Constraint in lbs/MMBtu | FALSE | L | Annual | Allowances Banked | Thousand Tons | 0 | 0 | 0 | 0 | 0 | 0 | 0
BART SO2 Annual-Jeffrey Energy Center 2 -v5.13 | 183 | 7217 | Rate Constraint in lbs/MMBtu | FALSE | L | Annual | Allowances Withdrawn (1:1) | Thousand Tons | 0 | 0 | 0 | 0 | 0 | 0 | 0
BART SO2 Annual-Jeffrey Energy Center 2 -v5.13 | 183 | 7217 | Rate Constraint in lbs/MMBtu | FALSE | L | Annual | Allowances Withdrawn (n:1) | Thousand Tons | 0 | 0 | 0 | 0 | 0 | 0 | 0
BART SO2 Annual-Jeffrey Energy Center 2 -v5.13 | 183 | 7217 | Rate Constraint in lbs/MMBtu | FALSE | L | Annual | Net Emissions Allowance Position | Thousand Tons | 0 | 0 | 0 | 0 | 0 | 0 | 0
BART SO2 Annual-Jeffrey Energy Center 2 -v5.13 | 183 | 7217 | Rate Constraint in lbs/MMBtu | FALSE | L | Annual | Fuel Consumed | TBtu | 0 | 0 | 0 | 0 | 0 | 0 | 0
BART SO2 Annual-Jeffrey Energy Center 2 -v5.13 | 183 | 7217 | Rate Constraint in lbs/MMBtu | FALSE | L | Annual | Rate | lb/MMBtu | 0 | 0 | 0 | 0 | 0 | 0 | 0
BART SO2 Annual-Jeffrey Energy Center 2 -v5.13 | 183 | 7217 | Rate Constraint in lbs/MMBtu | FALSE | L | Annual | Generation | TWh | 0 | 0 | 0 | 0 | 0 | 0 | 0
BART SO2 Annual-Jeffrey Energy Center 2 -v5.13 | 183 | 7217 | Rate Constraint in lbs/MMBtu | FALSE | L | Annual | Qualifying Generation | TWh | 0 | 0 | 0 | 0 | 0 | 0 | 0
BART SO2 Annual-Jeffrey Energy Center 2 -v5.13 | 183 | 7217 | Rate Constraint in lbs/MMBtu | FALSE | L | Annual | Rate | lb/MWh | 0 | 0 | 0 | 0 | 0 | 0 | 0
BART SO2 Annual-Jeffrey Energy Center 2 -v5.13 | 183 | 7217 | Rate Constraint in lbs/MMBtu | FALSE | L | Annual | Constraint Shadow Price | US2022$/Ton | 0 | 0 | 0 | 0 | 0 | 0 | 0
BART SO2 Annual-La Cygne 1 -v5.13 | 184 | 7218 | Rate Constraint in lbs/MMBtu | FALSE | L | Annual | Seasons Included | Seasons | Winter, Spring, Summer, Fall | Winter, Spring, Summer, Fall | Winter, Spring, Summer, Fall | Winter, Spring, Summer, Fall | Winter, Spring, Summer, Fall | Winter, Spring, Summer, Fall | Winter, Spring, Summer, Fall
BART SO2 Annual-La Cygne 1 -v5.13 | 184 | 7218 | Rate Constraint in lbs/MMBtu | FALSE | L | Annual | Standard SO2 | lb/MMBtu | 0.15 | 0.15 | 0.15 | 0.15 | 0.15 | 0.15 | 0.15
BART SO2 Annual-La Cygne 1 -v5.13 | 184 | 7218 | Rate Constraint in lbs/MMBtu | FALSE | L | Annual | Emissions at Affected Plants SO2 | Thousand Tons | 0 | 0 | 0 | 0 | 0 | 0 | 0
BART SO2 Annual-La Cygne 1 -v5.13 | 184 | 7218 | Rate Constraint in lbs/MMBtu | FALSE | L | Annual | Allowances Purchased SO2 | Thousand Tons | 0 | 0 | 0 | 0 | 0 | 0 | 0
BART SO2 Annual-La Cygne 1 -v5.13 | 184 | 7218 | Rate Constraint in lbs/MMBtu | FALSE | L | Annual | Allowances Sold SO2 | Thousand Tons | 0 | 0 | 0 | 0 | 0 | 0 | 0
BART SO2 Annual-La Cygne 1 -v5.13 | 184 | 7218 | Rate Constraint in lbs/MMBtu | FALSE | L | Annual | Allowances Banked | Thousand Tons | 0 | 0 | 0 | 0 | 0 | 0 | 0
BART SO2 Annual-La Cygne 1 -v5.13 | 184 | 7218 | Rate Constraint in lbs/MMBtu | FALSE | L | Annual | Allowances Withdrawn (1:1) | Thousand Tons | 0 | 0 | 0 | 0 | 0 | 0 | 0
BART SO2 Annual-La Cygne 1 -v5.13 | 184 | 7218 | Rate Constraint in lbs/MMBtu | FALSE | L | Annual | Allowances Withdrawn (n:1) | Thousand Tons | 0 | 0 | 0 | 0 | 0 | 0 | 0
BART SO2 Annual-La Cygne 1 -v5.13 | 184 | 7218 | Rate Constraint in lbs/MMBtu | FALSE | L | Annual | Net Emissions Allowance Position | Thousand Tons | 0 | 0 | 0 | 0 | 0 | 0 | 0
BART SO2 Annual-La Cygne 1 -v5.13 | 184 | 7218 | Rate Constraint in lbs/MMBtu | FALSE | L | Annual | Fuel Consumed | TBtu | 0 | 0 | 0 | 0 | 0 | 0 | 0
BART SO2 Annual-La Cygne 1 -v5.13 | 184 | 7218 | Rate Constraint in lbs/MMBtu | FALSE | L | Annual | Rate | lb/MMBtu | 0 | 0 | 0 | 0 | 0 | 0 | 0
BART SO2 Annual-La Cygne 1 -v5.13 | 184 | 7218 | Rate Constraint in lbs/MMBtu | FALSE | L | Annual | Generation | TWh | 0 | 0 | 0 | 0 | 0 | 0 | 0
BART SO2 Annual-La Cygne 1 -v5.13 | 184 | 7218 | Rate Constraint in lbs/MMBtu | FALSE | L | Annual | Qualifying Generation | TWh | 0 | 0 | 0 | 0 | 0 | 0 | 0
BART SO2 Annual-La Cygne 1 -v5.13 | 184 | 7218 | Rate Constraint in lbs/MMBtu | FALSE | L | Annual | Rate | lb/MWh | 0 | 0 | 0 | 0 | 0 | 0 | 0
BART SO2 Annual-La Cygne 1 -v5.13 | 184 | 7218 | Rate Constraint in lbs/MMBtu | FALSE | L | Annual | Constraint Shadow Price | US2022$/Ton | 0 | 0 | 0 | 0 | 0 | 0 | 0
BART SO2 Annual-La Cygne 2 -v5.13 | 185 | 7219 | Rate Constraint in lbs/MMBtu | FALSE | L | Annual | Seasons Included | Seasons | Winter, Spring, Summer, Fall | Winter, Spring, Summer, Fall | Winter, Spring, Summer, Fall | Winter, Spring, Summer, Fall | Winter, Spring, Summer, Fall | Winter, Spring, Summer, Fall | Winter, Spring, Summer, Fall
BART SO2 Annual-La Cygne 2 -v5.13 | 185 | 7219 | Rate Constraint in lbs/MMBtu | FALSE | L | Annual | Standard SO2 | lb/MMBtu | 0.15 | 0.15 | 0.15 | 0.15 | 0.15 | 0.15 | 0.15
BART SO2 Annual-La Cygne 2 -v5.13 | 185 | 7219 | Rate Constraint in lbs/MMBtu | FALSE | L | Annual | Emissions at Affected Plants SO2 | Thousand Tons | 1.1251 | 1.2038 | 0 | 0 | 0 | 0 | 0
BART SO2 Annual-La Cygne 2 -v5.13 | 185 | 7219 | Rate Constraint in lbs/MMBtu | FALSE | L | Annual | Allowances Purchased SO2 | Thousand Tons | 0 | 0 | 0 | 0 | 0 | 0 | 0
BART SO2 Annual-La Cygne 2 -v5.13 | 185 | 7219 | Rate Constraint in lbs/MMBtu | FALSE | L | Annual | Allowances Sold SO2 | Thousand Tons | 0 | 0 | 0 | 0 | 0 | 0 | 0
BART SO2 Annual-La Cygne 2 -v5.13 | 185 | 7219 | Rate Constraint in lbs/MMBtu | FALSE | L | Annual | Allowances Banked | Thousand Tons | 0 | 0 | 0 | 0 | 0 | 0 | 0
BART SO2 Annual-La Cygne 2 -v5.13 | 185 | 7219 | Rate Constraint in lbs/MMBtu | FALSE | L | Annual | Allowances Withdrawn (1:1) | Thousand Tons | 0 | 0 | 0 | 0 | 0 | 0 | 0
BART SO2 Annual-La Cygne 2 -v5.13 | 185 | 7219 | Rate Constraint in lbs/MMBtu | FALSE | L | Annual | Allowances Withdrawn (n:1) | Thousand Tons | 0 | 0 | 0 | 0 | 0 | 0 | 0
BART SO2 Annual-La Cygne 2 -v5.13 | 185 | 7219 | Rate Constraint in lbs/MMBtu | FALSE | L | Annual | Net Emissions Allowance Position | Thousand Tons | 1.1251 | 1.2038 | 0 | 0 | 0 | 0 | 0
BART SO2 Annual-La Cygne 2 -v5.13 | 185 | 7219 | Rate Constraint in lbs/MMBtu | FALSE | L | Annual | Fuel Consumed | TBtu | 39.3792 | 42.1335 | 0 | 0 | 0 | 0 | 0
BART SO2 Annual-La Cygne 2 -v5.13 | 185 | 7219 | Rate Constraint in lbs/MMBtu | FALSE | L | Annual | Rate | lb/MMBtu | 0.057143 | 0.057143 | 0 | 0 | 0 | 0 | 0
BART SO2 Annual-La Cygne 2 -v5.13 | 185 | 7219 | Rate Constraint in lbs/MMBtu | FALSE | L | Annual | Generation | TWh | 3.5979 | 3.8495 | 0 | 0 | 0 | 0 | 0
BART SO2 Annual-La Cygne 2 -v5.13 | 185 | 7219 | Rate Constraint in lbs/MMBtu | FALSE | L | Annual | Qualifying Generation | TWh | 3.5979 | 3.8495 | 0 | 0 | 0 | 0 | 0
BART SO2 Annual-La Cygne 2 -v5.13 | 185 | 7219 | Rate Constraint in lbs/MMBtu | FALSE | L | Annual | Rate | lb/MWh | 0.62544 | 0.62544 | 0 | 0 | 0 | 0 | 0
BART SO2 Annual-La Cygne 2 -v5.13 | 185 | 7219 | Rate Constraint in lbs/MMBtu | FALSE | L | Annual | Constraint Shadow Price | US2022$/Ton | 0 | 0 | 0 | 0 | 0 | 0 | 0
BART SO2 Annual-Leland Olds 1 -v5.13 | 186 | 7220 | Rate Constraint in lbs/MMBtu | FALSE | L | Annual | Seasons Included | Seasons | Winter, Spring, Summer, Fall | Winter, Spring, Summer, Fall | Winter, Spring, Summer, Fall | Winter, Spring, Summer, Fall | Winter, Spring, Summer, Fall | Winter, Spring, Summer, Fall | Winter, Spring, Summer, Fall
BART SO2 Annual-Leland Olds 1 -v5.13 | 186 | 7220 | Rate Constraint in lbs/MMBtu | FALSE | L | Annual | Standard SO2 | lb/MMBtu | 0.15 | 0.15 | 0.15 | 0.15 | 0.15 | 0.15 | 0.15
BART SO2 Annual-Leland Olds 1 -v5.13 | 186 | 7220 | Rate Constraint in lbs/MMBtu | FALSE | L | Annual | Emissions at Affected Plants SO2 | Thousand Tons | 0 | 0 | 0 | 0 | 0 | 0 | 0
BART SO2 Annual-Leland Olds 1 -v5.13 | 186 | 7220 | Rate Constraint in lbs/MMBtu | FALSE | L | Annual | Allowances Purchased SO2 | Thousand Tons | 0 | 0 | 0 | 0 | 0 | 0 | 0
BART SO2 Annual-Leland Olds 1 -v5.13 | 186 | 7220 | Rate Constraint in lbs/MMBtu | FALSE | L | Annual | Allowances Sold SO2 | Thousand Tons | 0 | 0 | 0 | 0 | 0 | 0 | 0
BART SO2 Annual-Leland Olds 1 -v5.13 | 186 | 7220 | Rate Constraint in lbs/MMBtu | FALSE | L | Annual | Allowances Banked | Thousand Tons | 0 | 0 | 0 | 0 | 0 | 0 | 0
BART SO2 Annual-Leland Olds 1 -v5.13 | 186 | 7220 | Rate Constraint in lbs/MMBtu | FALSE | L | Annual | Allowances Withdrawn (1:1) | Thousand Tons | 0 | 0 | 0 | 0 | 0 | 0 | 0
BART SO2 Annual-Leland Olds 1 -v5.13 | 186 | 7220 | Rate Constraint in lbs/MMBtu | FALSE | L | Annual | Allowances Withdrawn (n:1) | Thousand Tons | 0 | 0 | 0 | 0 | 0 | 0 | 0
BART SO2 Annual-Leland Olds 1 -v5.13 | 186 | 7220 | Rate Constraint in lbs/MMBtu | FALSE | L | Annual | Net Emissions Allowance Position | Thousand Tons | 0 | 0 | 0 | 0 | 0 | 0 | 0
BART SO2 Annual-Leland Olds 1 -v5.13 | 186 | 7220 | Rate Constraint in lbs/MMBtu | FALSE | L | Annual | Fuel Consumed | TBtu | 0 | 0 | 0 | 0 | 0 | 0 | 0
BART SO2 Annual-Leland Olds 1 -v5.13 | 186 | 7220 | Rate Constraint in lbs/MMBtu | FALSE | L | Annual | Rate | lb/MMBtu | 0 | 0 | 0 | 0 | 0 | 0 | 0
BART SO2 Annual-Leland Olds 1 -v5.13 | 186 | 7220 | Rate Constraint in lbs/MMBtu | FALSE | L | Annual | Generation | TWh | 0 | 0 | 0 | 0 | 0 | 0 | 0
BART SO2 Annual-Leland Olds 1 -v5.13 | 186 | 7220 | Rate Constraint in lbs/MMBtu | FALSE | L | Annual | Qualifying Generation | TWh | 0 | 0 | 0 | 0 | 0 | 0 | 0
BART SO2 Annual-Leland Olds 1 -v5.13 | 186 | 7220 | Rate Constraint in lbs/MMBtu | FALSE | L | Annual | Rate | lb/MWh | 0 | 0 | 0 | 0 | 0 | 0 | 0
BART SO2 Annual-Leland Olds 1 -v5.13 | 186 | 7220 | Rate Constraint in lbs/MMBtu | FALSE | L | Annual | Constraint Shadow Price | US2022$/Ton | 0 | 0 | 0 | 0 | 0 | 0 | 0
BART SO2 Annual-Leland Olds 2 -v5.13 | 187 | 7221 | Rate Constraint in lbs/MMBtu | FALSE | L | Annual | Seasons Included | Seasons | Winter, Spring, Summer, Fall | Winter, Spring, Summer, Fall | Winter, Spring, Summer, Fall | Winter, Spring, Summer, Fall | Winter, Spring, Summer, Fall | Winter, Spring, Summer, Fall | Winter, Spring, Summer, Fall
BART SO2 Annual-Leland Olds 2 -v5.13 | 187 | 7221 | Rate Constraint in lbs/MMBtu | FALSE | L | Annual | Standard SO2 | lb/MMBtu | 0.15 | 0.15 | 0.15 | 0.15 | 0.15 | 0.15 | 0.15
BART SO2 Annual-Leland Olds 2 -v5.13 | 187 | 7221 | Rate Constraint in lbs/MMBtu | FALSE | L | Annual | Emissions at Affected Plants SO2 | Thousand Tons | 0 | 0 | 0 | 0 | 0 | 0 | 0
BART SO2 Annual-Leland Olds 2 -v5.13 | 187 | 7221 | Rate Constraint in lbs/MMBtu | FALSE | L | Annual | Allowances Purchased SO2 | Thousand Tons | 0 | 0 | 0 | 0 | 0 | 0 | 0
BART SO2 Annual-Leland Olds 2 -v5.13 | 187 | 7221 | Rate Constraint in lbs/MMBtu | FALSE | L | Annual | Allowances Sold SO2 | Thousand Tons | 0 | 0 | 0 | 0 | 0 | 0 | 0
BART SO2 Annual-Leland Olds 2 -v5.13 | 187 | 7221 | Rate Constraint in lbs/MMBtu | FALSE | L | Annual | Allowances Banked | Thousand Tons | 0 | 0 | 0 | 0 | 0 | 0 | 0
BART SO2 Annual-Leland Olds 2 -v5.13 | 187 | 7221 | Rate Constraint in lbs/MMBtu | FALSE | L | Annual | Allowances Withdrawn (1:1) | Thousand Tons | 0 | 0 | 0 | 0 | 0 | 0 | 0
BART SO2 Annual-Leland Olds 2 -v5.13 | 187 | 7221 | Rate Constraint in lbs/MMBtu | FALSE | L | Annual | Allowances Withdrawn (n:1) | Thousand Tons | 0 | 0 | 0 | 0 | 0 | 0 | 0
BART SO2 Annual-Leland Olds 2 -v5.13 | 187 | 7221 | Rate Constraint in lbs/MMBtu | FALSE | L | Annual | Net Emissions Allowance Position | Thousand Tons | 0 | 0 | 0 | 0 | 0 | 0 | 0
BART SO2 Annual-Leland Olds 2 -v5.13 | 187 | 7221 | Rate Constraint in lbs/MMBtu | FALSE | L | Annual | Fuel Consumed | TBtu | 0 | 0 | 0 | 0 | 0 | 0 | 0
BART SO2 Annual-Leland Olds 2 -v5.13 | 187 | 7221 | Rate Constraint in lbs/MMBtu | FALSE | L | Annual | Rate | lb/MMBtu | 0 | 0 | 0 | 0 | 0 | 0 | 0
BART SO2 Annual-Leland Olds 2 -v5.13 | 187 | 7221 | Rate Constraint in lbs/MMBtu | FALSE | L | Annual | Generation | TWh | 0 | 0 | 0 | 0 | 0 | 0 | 0
BART SO2 Annual-Leland Olds 2 -v5.13 | 187 | 7221 | Rate Constraint in lbs/MMBtu | FALSE | L | Annual | Qualifying Generation | TWh | 0 | 0 | 0 | 0 | 0 | 0 | 0
BART SO2 Annual-Leland Olds 2 -v5.13 | 187 | 7221 | Rate Constraint in lbs/MMBtu | FALSE | L | Annual | Rate | lb/MWh | 0 | 0 | 0 | 0 | 0 | 0 | 0
BART SO2 Annual-Leland Olds 2 -v5.13 | 187 | 7221 | Rate Constraint in lbs/MMBtu | FALSE | L | Annual | Constraint Shadow Price | US2022$/Ton | 0 | 0 | 0 | 0 | 0 | 0 | 0
BART SO2 Annual-Milton R Young B1 -v5.13 | 188 | 7222 | Rate Constraint in lbs/MMBtu | FALSE | L | Annual | Seasons Included | Seasons | Winter, Spring, Summer, Fall | Winter, Spring, Summer, Fall | Winter, Spring, Summer, Fall | Winter, Spring, Summer, Fall | Winter, Spring, Summer, Fall | Winter, Spring, Summer, Fall | Winter, Spring, Summer, Fall
BART SO2 Annual-Milton R Young B1 -v5.13 | 188 | 7222 | Rate Constraint in lbs/MMBtu | FALSE | L | Annual | Standard SO2 | lb/MMBtu | 0.15 | 0.15 | 0.15 | 0.15 | 0.15 | 0.15 | 0.15
BART SO2 Annual-Milton R Young B1 -v5.13 | 188 | 7222 | Rate Constraint in lbs/MMBtu | FALSE | L | Annual | Emissions at Affected Plants SO2 | Thousand Tons | 0.63014 | 0.66384 | 0 | 0 | 0 | 0 | 0
BART SO2 Annual-Milton R Young B1 -v5.13 | 188 | 7222 | Rate Constraint in lbs/MMBtu | FALSE | L | Annual | Allowances Purchased SO2 | Thousand Tons | 0 | 0 | 0 | 0 | 0 | 0 | 0
BART SO2 Annual-Milton R Young B1 -v5.13 | 188 | 7222 | Rate Constraint in lbs/MMBtu | FALSE | L | Annual | Allowances Sold SO2 | Thousand Tons | 0 | 0 | 0 | 0 | 0 | 0 | 0
BART SO2 Annual-Milton R Young B1 -v5.13 | 188 | 7222 | Rate Constraint in lbs/MMBtu | FALSE | L | Annual | Allowances Banked | Thousand Tons | 0 | 0 | 0 | 0 | 0 | 0 | 0
BART SO2 Annual-Milton R Young B1 -v5.13 | 188 | 7222 | Rate Constraint in lbs/MMBtu | FALSE | L | Annual | Allowances Withdrawn (1:1) | Thousand Tons | 0 | 0 | 0 | 0 | 0 | 0 | 0
BART SO2 Annual-Milton R Young B1 -v5.13 | 188 | 7222 | Rate Constraint in lbs/MMBtu | FALSE | L | Annual | Allowances Withdrawn (n:1) | Thousand Tons | 0 | 0 | 0 | 0 | 0 | 0 | 0
BART SO2 Annual-Milton R Young B1 -v5.13 | 188 | 7222 | Rate Constraint in lbs/MMBtu | FALSE | L | Annual | Net Emissions Allowance Position | Thousand Tons | 0.63014 | 0.66384 | 0 | 0 | 0 | 0 | 0
BART SO2 Annual-Milton R Young B1 -v5.13 | 188 | 7222 | Rate Constraint in lbs/MMBtu | FALSE | L | Annual | Fuel Consumed | TBtu | 18.2552 | 19.2317 | 0 | 0 | 0 | 0 | 0
BART SO2 Annual-Milton R Young B1 -v5.13 | 188 | 7222 | Rate Constraint in lbs/MMBtu | FALSE | L | Annual | Rate | lb/MMBtu | 0.069036 | 0.069036 | 0 | 0 | 0 | 0 | 0
BART SO2 Annual-Milton R Young B1 -v5.13 | 188 | 7222 | Rate Constraint in lbs/MMBtu | FALSE | L | Annual | Generation | TWh | 1.5695 | 1.6535 | 0 | 0 | 0 | 0 | 0
BART SO2 Annual-Milton R Young B1 -v5.13 | 188 | 7222 | Rate Constraint in lbs/MMBtu | FALSE | L | Annual | Qualifying Generation | TWh | 1.5695 | 1.6535 | 0 | 0 | 0 | 0 | 0
BART SO2 Annual-Milton R Young B1 -v5.13 | 188 | 7222 | Rate Constraint in lbs/MMBtu | FALSE | L | Annual | Rate | lb/MWh | 0.80296 | 0.80296 | 0 | 0 | 0 | 0 | 0
BART SO2 Annual-Milton R Young B1 -v5.13 | 188 | 7222 | Rate Constraint in lbs/MMBtu | FALSE | L | Annual | Constraint Shadow Price | US2022$/Ton | 0 | 0 | 0 | 0 | 0 | 0 | 0
BART SO2 Annual-Milton R Young B2 -v5.13 | 189 | 7223 | Rate Constraint in lbs/MMBtu | FALSE | L | Annual | Seasons Included | Seasons | Winter, Spring, Summer, Fall | Winter, Spring, Summer, Fall | Winter, Spring, Summer, Fall | Winter, Spring, Summer, Fall | Winter, Spring, Summer, Fall | Winter, Spring, Summer, Fall | Winter, Spring, Summer, Fall
BART SO2 Annual-Milton R Young B2 -v5.13 | 189 | 7223 | Rate Constraint in lbs/MMBtu | FALSE | L | Annual | Standard SO2 | lb/MMBtu | 0.15 | 0.15 | 0.15 | 0.15 | 0.15 | 0.15 | 0.15
BART SO2 Annual-Milton R Young B2 -v5.13 | 189 | 7223 | Rate Constraint in lbs/MMBtu | FALSE | L | Annual | Emissions at Affected Plants SO2 | Thousand Tons | 1.2443 | 1.3226 | 1.3418 | 1.3418 | 0 | 0 | 0
BART SO2 Annual-Milton R Young B2 -v5.13 | 189 | 7223 | Rate Constraint in lbs/MMBtu | FALSE | L | Annual | Allowances Purchased SO2 | Thousand Tons | 0 | 0 | 0 | 0 | 0 | 0 | 0
BART SO2 Annual-Milton R Young B2 -v5.13 | 189 | 7223 | Rate Constraint in lbs/MMBtu | FALSE | L | Annual | Allowances Sold SO2 | Thousand Tons | 0 | 0 | 0 | 0 | 0 | 0 | 0
BART SO2 Annual-Milton R Young B2 -v5.13 | 189 | 7223 | Rate Constraint in lbs/MMBtu | FALSE | L | Annual | Allowances Banked | Thousand Tons | 0 | 0 | 0 | 0 | 0 | 0 | 0
BART SO2 Annual-Milton R Young B2 -v5.13 | 189 | 7223 | Rate Constraint in lbs/MMBtu | FALSE | L | Annual | Allowances Withdrawn (1:1) | Thousand Tons | 0 | 0 | 0 | 0 | 0 | 0 | 0
BART SO2 Annual-Milton R Young B2 -v5.13 | 189 | 7223 | Rate Constraint in lbs/MMBtu | FALSE | L | Annual | Allowances Withdrawn (n:1) | Thousand Tons | 0 | 0 | 0 | 0 | 0 | 0 | 0
BART SO2 Annual-Milton R Young B2 -v5.13 | 189 | 7223 | Rate Constraint in lbs/MMBtu | FALSE | L | Annual | Net Emissions Allowance Position | Thousand Tons | 1.2443 | 1.3226 | 1.3418 | 1.3418 | 0 | 0 | 0
BART SO2 Annual-Milton R Young B2 -v5.13 | 189 | 7223 | Rate Constraint in lbs/MMBtu | FALSE | L | Annual | Fuel Consumed | TBtu | 33.721 | 35.8445 | 36.3656 | 36.3656 | 0 | 0 | 0
BART SO2 Annual-Milton R Young B2 -v5.13 | 189 | 7223 | Rate Constraint in lbs/MMBtu | FALSE | L | Annual | Rate | lb/MMBtu | 0.073797 | 0.073797 | 0.073797 | 0.073797 | 0 | 0 | 0
BART SO2 Annual-Milton R Young B2 -v5.13 | 189 | 7223 | Rate Constraint in lbs/MMBtu | FALSE | L | Annual | Generation | TWh | 2.9603 | 2.846 | 2.0196 | 2.0196 | 0 | 0 | 0
BART SO2 Annual-Milton R Young B2 -v5.13 | 189 | 7223 | Rate Constraint in lbs/MMBtu | FALSE | L | Annual | Qualifying Generation | TWh | 2.9603 | 2.846 | 2.0196 | 2.0196 | 0 | 0 | 0
BART SO2 Annual-Milton R Young B2 -v5.13 | 189 | 7223 | Rate Constraint in lbs/MMBtu | FALSE | L | Annual | Rate | lb/MWh | 0.84062 | 0.92945 | 1.3288 | 1.3288 | 0 | 0 | 0
BART SO2 Annual-Milton R Young B2 -v5.13 | 189 | 7223 | Rate Constraint in lbs/MMBtu | FALSE | L | Annual | Constraint Shadow Price | US2022$/Ton | 0 | 0 | 0 | 0 | 0 | 0 | 0
BART SO2 Annual-Muskogee 4 -v5.13 | 190 | 7224 | Rate Constraint in lbs/MMBtu | FALSE | L | Annual | Seasons Included | Seasons | Winter, Spring, Summer, Fall | Winter, Spring, Summer, Fall | Winter, Spring, Summer, Fall | Winter, Spring, Summer, Fall | Winter, Spring, Summer, Fall | Winter, Spring, Summer, Fall | Winter, Spring, Summer, Fall
BART SO2 Annual-Muskogee 4 -v5.13 | 190 | 7224 | Rate Constraint in lbs/MMBtu | FALSE | L | Annual | Standard SO2 | lb/MMBtu | 0.06 | 0.06 | 0.06 | 0.06 | 0.06 | 0.06 | 0.06
BART SO2 Annual-Muskogee 4 -v5.13 | 190 | 7224 | Rate Constraint in lbs/MMBtu | FALSE | L | Annual | Emissions at Affected Plants SO2 | Thousand Tons | 0 | 0 | 0 | 0 | 0 | 0 | 0
BART SO2 Annual-Muskogee 4 -v5.13 | 190 | 7224 | Rate Constraint in lbs/MMBtu | FALSE | L | Annual | Allowances Purchased SO2 | Thousand Tons | 0 | 0 | 0 | 0 | 0 | 0 | 0
BART SO2 Annual-Muskogee 4 -v5.13 | 190 | 7224 | Rate Constraint in lbs/MMBtu | FALSE | L | Annual | Allowances Sold SO2 | Thousand Tons | 0 | 0 | 0 | 0 | 0 | 0 | 0
BART SO2 Annual-Muskogee 4 -v5.13 | 190 | 7224 | Rate Constraint in lbs/MMBtu | FALSE | L | Annual | Allowances Banked | Thousand Tons | 0 | 0 | 0 | 0 | 0 | 0 | 0
BART SO2 Annual-Muskogee 4 -v5.13 | 190 | 7224 | Rate Constraint in lbs/MMBtu | FALSE | L | Annual | Allowances Withdrawn (1:1) | Thousand Tons | 0 | 0 | 0 | 0 | 0 | 0 | 0
BART SO2 Annual-Muskogee 4 -v5.13 | 190 | 7224 | Rate Constraint in lbs/MMBtu | FALSE | L | Annual | Allowances Withdrawn (n:1) | Thousand Tons | 0 | 0 | 0 | 0 | 0 | 0 | 0
BART SO2 Annual-Muskogee 4 -v5.13 | 190 | 7224 | Rate Constraint in lbs/MMBtu | FALSE | L | Annual | Net Emissions Allowance Position | Thousand Tons | 0 | 0 | 0 | 0 | 0 | 0 | 0
BART SO2 Annual-Muskogee 4 -v5.13 | 190 | 7224 | Rate Constraint in lbs/MMBtu | FALSE | L | Annual | Fuel Consumed | TBtu | 0.95574 | 0.95574 | 0.95574 | 0.95574 | 0.95574 | 0.95574 | 0.95574
BART SO2 Annual-Muskogee 4 -v5.13 | 190 | 7224 | Rate Constraint in lbs/MMBtu | FALSE | L | Annual | Rate | lb/MMBtu | 0 | 0 | 0 | 0 | 0 | 0 | 0
BART SO2 Annual-Muskogee 4 -v5.13 | 190 | 7224 | Rate Constraint in lbs/MMBtu | FALSE | L | Annual | Generation | TWh | 0.084797 | 0.084797 | 0.084797 | 0.084797 | 0.084797 | 0.084797 | 0.084797
BART SO2 Annual-Muskogee 4 -v5.13 | 190 | 7224 | Rate Constraint in lbs/MMBtu | FALSE | L | Annual | Qualifying Generation | TWh | 0.084797 | 0.084797 | 0.084797 | 0.084797 | 0.084797 | 0.084797 | 0.084797
BART SO2 Annual-Muskogee 4 -v5.13 | 190 | 7224 | Rate Constraint in lbs/MMBtu | FALSE | L | Annual | Rate | lb/MWh | 0 | 0 | 0 | 0 | 0 | 0 | 0
BART SO2 Annual-Muskogee 4 -v5.13 | 190 | 7224 | Rate Constraint in lbs/MMBtu | FALSE | L | Annual | Constraint Shadow Price | US2022$/Ton | 0 | 0 | 0 | 0 | 0 | 0 | 0
BART SO2 Annual-Muskogee 5 -v5.13 | 191 | 7225 | Rate Constraint in lbs/MMBtu | FALSE | L | Annual | Seasons Included | Seasons | Winter, Spring, Summer, Fall | Winter, Spring, Summer, Fall | Winter, Spring, Summer, Fall | Winter, Spring, Summer, Fall | Winter, Spring, Summer, Fall | Winter, Spring, Summer, Fall | Winter, Spring, Summer, Fall
BART SO2 Annual-Muskogee 5 -v5.13 | 191 | 7225 | Rate Constraint in lbs/MMBtu | FALSE | L | Annual | Standard SO2 | lb/MMBtu | 0.06 | 0.06 | 0.06 | 0.06 | 0.06 | 0.06 | 0.06
BART SO2 Annual-Muskogee 5 -v5.13 | 191 | 7225 | Rate Constraint in lbs/MMBtu | FALSE | L | Annual | Emissions at Affected Plants SO2 | Thousand Tons | 0 | 0 | 0 | 0 | 0 | 0 | 0
BART SO2 Annual-Muskogee 5 -v5.13 | 191 | 7225 | Rate Constraint in lbs/MMBtu | FALSE | L | Annual | Allowances Purchased SO2 | Thousand Tons | 0 | 0 | 0 | 0 | 0 | 0 | 0
BART SO2 Annual-Muskogee 5 -v5.13 | 191 | 7225 | Rate Constraint in lbs/MMBtu | FALSE | L | Annual | Allowances Sold SO2 | Thousand Tons | 0 | 0 | 0 | 0 | 0 | 0 | 0
BART SO2 Annual-Muskogee 5 -v5.13 | 191 | 7225 | Rate Constraint in lbs/MMBtu | FALSE | L | Annual | Allowances Banked | Thousand Tons | 0 | 0 | 0 | 0 | 0 | 0 | 0
BART SO2 Annual-Muskogee 5 -v5.13 | 191 | 7225 | Rate Constraint in lbs/MMBtu | FALSE | L | Annual | Allowances Withdrawn (1:1) | Thousand Tons | 0 | 0 | 0 | 0 | 0 | 0 | 0
BART SO2 Annual-Muskogee 5 -v5.13 | 191 | 7225 | Rate Constraint in lbs/MMBtu | FALSE | L | Annual | Allowances Withdrawn (n:1) | Thousand Tons | 0 | 0 | 0 | 0 | 0 | 0 | 0
BART SO2 Annual-Muskogee 5 -v5.13 | 191 | 7225 | Rate Constraint in lbs/MMBtu | FALSE | L | Annual | Net Emissions Allowance Position | Thousand Tons | 0 | 0 | 0 | 0 | 0 | 0 | 0
BART SO2 Annual-Muskogee 5 -v5.13 | 191 | 7225 | Rate Constraint in lbs/MMBtu | FALSE | L | Annual | Fuel Consumed | TBtu | 0.96279 | 0.96279 | 0.96279 | 0.96279 | 0.96279 | 0.96279 | 0.96279
BART SO2 Annual-Muskogee 5 -v5.13 | 191 | 7225 | Rate Constraint in lbs/MMBtu | FALSE | L | Annual | Rate | lb/MMBtu | 0 | 0 | 0 | 0 | 0 | 0 | 0
BART SO2 Annual-Muskogee 5 -v5.13 | 191 | 7225 | Rate Constraint in lbs/MMBtu | FALSE | L | Annual | Generation | TWh | 0.085498 | 0.085498 | 0.085498 | 0.085498 | 0.085498 | 0.085498 | 0.085498
BART SO2 Annual-Muskogee 5 -v5.13 | 191 | 7225 | Rate Constraint in lbs/MMBtu | FALSE | L | Annual | Qualifying Generation | TWh | 0.085498 | 0.085498 | 0.085498 | 0.085498 | 0.085498 | 0.085498 | 0.085498
BART SO2 Annual-Muskogee 5 -v5.13 | 191 | 7225 | Rate Constraint in lbs/MMBtu | FALSE | L | Annual | Rate | lb/MWh | 0 | 0 | 0 | 0 | 0 | 0 | 0
BART SO2 Annual-Muskogee 5 -v5.13 | 191 | 7225 | Rate Constraint in lbs/MMBtu | FALSE | L | Annual | Constraint Shadow Price | US2022$/Ton | 0 | 0 | 0 | 0 | 0 | 0 | 0
BART SO2 Annual-Nelson -v6.20 | 192 | 7238 | Rate Constraint in lbs/MMBtu | FALSE | L | Annual | Seasons Included | Seasons | Winter, Spring, Summer, Fall | Winter, Spring, Summer, Fall | Winter, Spring, Summer, Fall | Winter, Spring, Summer, Fall | Winter, Spring, Summer, Fall | Winter, Spring, Summer, Fall | Winter, Spring, Summer, Fall
BART SO2 Annual-Nelson -v6.20 | 192 | 7238 | Rate Constraint in lbs/MMBtu | FALSE | L | Annual | Standard SO2 | lb/MMBtu | 0.6 | 0.6 | 0.6 | 0.6 | 0.6 | 0.6 | 0.6
BART SO2 Annual-Nelson -v6.20 | 192 | 7238 | Rate Constraint in lbs/MMBtu | FALSE | L | Annual | Emissions at Affected Plants SO2 | Thousand Tons | 0 | 0 | 0 | 0 | 0 | 0 | 0
BART SO2 Annual-Nelson -v6.20 | 192 | 7238 | Rate Constraint in lbs/MMBtu | FALSE | L | Annual | Allowances Purchased SO2 | Thousand Tons | 0 | 0 | 0 | 0 | 0 | 0 | 0
BART SO2 Annual-Nelson -v6.20 | 192 | 7238 | Rate Constraint in lbs/MMBtu | FALSE | L | Annual | Allowances Sold SO2 | Thousand Tons | 0 | 0 | 0 | 0 | 0 | 0 | 0
BART SO2 Annual-Nelson -v6.20 | 192 | 7238 | Rate Constraint in lbs/MMBtu | FALSE | L | Annual | Allowances Banked | Thousand Tons | 0 | 0 | 0 | 0 | 0 | 0 | 0
BART SO2 Annual-Nelson -v6.20 | 192 | 7238 | Rate Constraint in lbs/MMBtu | FALSE | L | Annual | Allowances Withdrawn (1:1) | Thousand Tons | 0 | 0 | 0 | 0 | 0 | 0 | 0
BART SO2 Annual-Nelson -v6.20 | 192 | 7238 | Rate Constraint in lbs/MMBtu | FALSE | L | Annual | Allowances Withdrawn (n:1) | Thousand Tons | 0 | 0 | 0 | 0 | 0 | 0 | 0
BART SO2 Annual-Nelson -v6.20 | 192 | 7238 | Rate Constraint in lbs/MMBtu | FALSE | L | Annual | Net Emissions Allowance Position | Thousand Tons | 0 | 0 | 0 | 0 | 0 | 0 | 0
BART SO2 Annual-Nelson -v6.20 | 192 | 7238 | Rate Constraint in lbs/MMBtu | FALSE | L | Annual | Fuel Consumed | TBtu | 0 | 0 | 0 | 0 | 0 | 0 | 0
BART SO2 Annual-Nelson -v6.20 | 192 | 7238 | Rate Constraint in lbs/MMBtu | FALSE | L | Annual | Rate | lb/MMBtu | 0 | 0 | 0 | 0 | 0 | 0 | 0
BART SO2 Annual-Nelson -v6.20 | 192 | 7238 | Rate Constraint in lbs/MMBtu | FALSE | L | Annual | Generation | TWh | 0 | 0 | 0 | 0 | 0 | 0 | 0
BART SO2 Annual-Nelson -v6.20 | 192 | 7238 | Rate Constraint in lbs/MMBtu | FALSE | L | Annual | Qualifying Generation | TWh | 0 | 0 | 0 | 0 | 0 | 0 | 0
BART SO2 Annual-Nelson -v6.20 | 192 | 7238 | Rate Constraint in lbs/MMBtu | FALSE | L | Annual | Rate | lb/MWh | 0 | 0 | 0 | 0 | 0 | 0 | 0
BART SO2 Annual-Nelson -v6.20 | 192 | 7238 | Rate Constraint in lbs/MMBtu | FALSE | L | Annual | Constraint Shadow Price | US2022$/Ton | 0 | 0 | 0 | 0 | 0 | 0 | 0
BART SO2 Annual-Pawnee 1 -v5.13 | 193 | 7226 | Rate Constraint in lbs/MMBtu | FALSE | L | Annual | Seasons Included | Seasons | Winter, Spring, Summer, Fall | Winter, Spring, Summer, Fall | Winter, Spring, Summer, Fall | Winter, Spring, Summer, Fall | Winter, Spring, Summer, Fall | Winter, Spring, Summer, Fall | Winter, Spring, Summer, Fall
BART SO2 Annual-Pawnee 1 -v5.13 | 193 | 7226 | Rate Constraint in lbs/MMBtu | FALSE | L | Annual | Standard SO2 | lb/MMBtu | 0.12 | 0.12 | 0.12 | 0.12 | 0.12 | 0.12 | 0.12
BART SO2 Annual-Pawnee 1 -v5.13 | 193 | 7226 | Rate Constraint in lbs/MMBtu | FALSE | L | Annual | Emissions at Affected Plants SO2 | Thousand Tons | 0.018637 | 0.0029433 | 0.026774 | 0.026774 | 0.026774 | 0.026774 | 0.026774
BART SO2 Annual-Pawnee 1 -v5.13 | 193 | 7226 | Rate Constraint in lbs/MMBtu | FALSE | L | Annual | Allowances Purchased SO2 | Thousand Tons | 0 | 0 | 0 | 0 | 0 | 0 | 0
BART SO2 Annual-Pawnee 1 -v5.13 | 193 | 7226 | Rate Constraint in lbs/MMBtu | FALSE | L | Annual | Allowances Sold SO2 | Thousand Tons | 0 | 0 | 0 | 0 | 0 | 0 | 0
BART SO2 Annual-Pawnee 1 -v5.13 | 193 | 7226 | Rate Constraint in lbs/MMBtu | FALSE | L | Annual | Allowances Banked | Thousand Tons | 0 | 0 | 0 | 0 | 0 | 0 | 0
BART SO2 Annual-Pawnee 1 -v5.13 | 193 | 7226 | Rate Constraint in lbs/MMBtu | FALSE | L | Annual | Allowances Withdrawn (1:1) | Thousand Tons | 0 | 0 | 0 | 0 | 0 | 0 | 0
BART SO2 Annual-Pawnee 1 -v5.13 | 193 | 7226 | Rate Constraint in lbs/MMBtu | FALSE | L | Annual | Allowances Withdrawn (n:1) | Thousand Tons | 0 | 0 | 0 | 0 | 0 | 0 | 0
BART SO2 Annual-Pawnee 1 -v5.13 | 193 | 7226 | Rate Constraint in lbs/MMBtu | FALSE | L | Annual | Net Emissions Allowance Position | Thousand Tons | 0.018637 | 0.0029433 | 0.026774 | 0.026774 | 0.026774 | 0.026774 | 0.026774
BART SO2 Annual-Pawnee 1 -v5.13 | 193 | 7226 | Rate Constraint in lbs/MMBtu | FALSE | L | Annual | Fuel Consumed | TBtu | 1.4509 | 1.0586 | 1.5568 | 1.5568 | 1.5568 | 1.5568 | 1.5568
BART SO2 Annual-Pawnee 1 -v5.13 | 193 | 7226 | Rate Constraint in lbs/MMBtu | FALSE | L | Annual | Rate | lb/MMBtu | 0.02569 | 0.0055609 | 0.034396 | 0.034396 | 0.034396 | 0.034396 | 0.034396
BART SO2 Annual-Pawnee 1 -v5.13 | 193 | 7226 | Rate Constraint in lbs/MMBtu | FALSE | L | Annual | Generation | TWh | 0.13037 | 0.093942 | 0.12207 | 0.12207 | 0.12207 | 0.12207 | 0.12207
BART SO2 Annual-Pawnee 1 -v5.13 | 193 | 7226 | Rate Constraint in lbs/MMBtu | FALSE | L | Annual | Qualifying Generation | TWh | 0.13037 | 0.093942 | 0.12207 | 0.12207 | 0.12207 | 0.12207 | 0.12207
BART SO2 Annual-Pawnee 1 -v5.13 | 193 | 7226 | Rate Constraint in lbs/MMBtu | FALSE | L | Annual | Rate | lb/MWh | 0.28589 | 0.062662 | 0.43867 | 0.43867 | 0.43867 | 0.43867 | 0.43867
BART SO2 Annual-Pawnee 1 -v5.13 | 193 | 7226 | Rate Constraint in lbs/MMBtu | FALSE | L | Annual | Constraint Shadow Price | US2022$/Ton | 0 | 0 | 0 | 0 | 0 | 0 | 0
BART SO2 Annual-Ray D Nixon 1 -v5.13 | 194 | 7227 | Rate Constraint in lbs/MMBtu | FALSE | L | Annual | Seasons Included | Seasons | Winter, Spring, Summer, Fall | Winter, Spring, Summer, Fall | Winter, Spring, Summer, Fall | Winter, Spring, Summer, Fall | Winter, Spring, Summer, Fall | Winter, Spring, Summer, Fall | Winter, Spring, Summer, Fall
BART SO2 Annual-Ray D Nixon 1 -v5.13 | 194 | 7227 | Rate Constraint in lbs/MMBtu | FALSE | L | Annual | Standard SO2 | lb/MMBtu | 0.11 | 0.11 | 0.11 | 0.11 | 0.11 | 0.11 | 0.11
BART SO2 Annual-Ray D Nixon 1 -v5.13 | 194 | 7227 | Rate Constraint in lbs/MMBtu | FALSE | L | Annual | Emissions at Affected Plants SO2 | Thousand Tons | 0.60444 | 0 | 0 | 0 | 0 | 0 | 0
BART SO2 Annual-Ray D Nixon 1 -v5.13 | 194 | 7227 | Rate Constraint in lbs/MMBtu | FALSE | L | Annual | Allowances Purchased SO2 | Thousand Tons | 0 | 0 | 0 | 0 | 0 | 0 | 0
BART SO2 Annual-Ray D Nixon 1 -v5.13 | 194 | 7227 | Rate Constraint in lbs/MMBtu | FALSE | L | Annual | Allowances Sold SO2 | Thousand Tons | 0 | 0 | 0 | 0 | 0 | 0 | 0
BART SO2 Annual-Ray D Nixon 1 -v5.13 | 194 | 7227 | Rate Constraint in lbs/MMBtu | FALSE | L | Annual | Allowances Banked | Thousand Tons | 0 | 0 | 0 | 0 | 0 | 0 | 0
BART SO2 Annual-Ray D Nixon 1 -v5.13 | 194 | 7227 | Rate Constraint in lbs/MMBtu | FALSE | L | Annual | Allowances Withdrawn (1:1) | Thousand Tons | 0 | 0 | 0 | 0 | 0 | 0 | 0
BART SO2 Annual-Ray D Nixon 1 -v5.13 | 194 | 7227 | Rate Constraint in lbs/MMBtu | FALSE | L | Annual | Allowances Withdrawn (n:1) | Thousand Tons | 0 | 0 | 0 | 0 | 0 | 0 | 0
BART SO2 Annual-Ray D Nixon 1 -v5.13 | 194 | 7227 | Rate Constraint in lbs/MMBtu | FALSE | L | Annual | Net Emissions Allowance Position | Thousand Tons | 0.60444 | 0 | 0 | 0 | 0 | 0 | 0
BART SO2 Annual-Ray D Nixon 1 -v5.13 | 194 | 7227 | Rate Constraint in lbs/MMBtu | FALSE | L | Annual | Fuel Consumed | TBtu | 15.1109 | 0 | 0 | 0 | 0 | 0 | 0
BART SO2 Annual-Ray D Nixon 1 -v5.13 | 194 | 7227 | Rate Constraint in lbs/MMBtu | FALSE | L | Annual | Rate | lb/MMBtu | 0.08 | 0 | 0 | 0 | 0 | 0 | 0
BART SO2 Annual-Ray D Nixon 1 -v5.13 | 194 | 7227 | Rate Constraint in lbs/MMBtu | FALSE | L | Annual | Generation | TWh | 1.4451 | 0 | 0 | 0 | 0 | 0 | 0
BART SO2 Annual-Ray D Nixon 1 -v5.13 | 194 | 7227 | Rate Constraint in lbs/MMBtu | FALSE | L | Annual | Qualifying Generation | TWh | 1.4451 | 0 | 0 | 0 | 0 | 0 | 0
BART SO2 Annual-Ray D Nixon 1 -v5.13 | 194 | 7227 | Rate Constraint in lbs/MMBtu | FALSE | L | Annual | Rate | lb/MWh | 0.83656 | 0 | 0 | 0 | 0 | 0 | 0
BART SO2 Annual-Ray D Nixon 1 -v5.13 | 194 | 7227 | Rate Constraint in lbs/MMBtu | FALSE | L | Annual | Constraint Shadow Price | US2022$/Ton | 0 | 0 | 0 | 0 | 0 | 0 | 0
BART SO2 Annual-Sooner 1 -v5.13 | 195 | 7228 | Rate Constraint in lbs/MMBtu | FALSE | L | Annual | Seasons Included | Seasons | Winter, Spring, Summer, Fall | Winter, Spring, Summer, Fall | Winter, Spring, Summer, Fall | Winter, Spring, Summer, Fall | Winter, Spring, Summer, Fall | Winter, Spring, Summer, Fall | Winter, Spring, Summer, Fall
BART SO2 Annual-Sooner 1 -v5.13 | 195 | 7228 | Rate Constraint in lbs/MMBtu | FALSE | L | Annual | Standard SO2 | lb/MMBtu | 0.06 | 0.06 | 0.06 | 0.06 | 0.06 | 0.06 | 0.06
BART SO2 Annual-Sooner 1 -v5.13 | 195 | 7228 | Rate Constraint in lbs/MMBtu | FALSE | L | Annual | Emissions at Affected Plants SO2 | Thousand Tons | 0.12293 | 0.15604 | 0.28559 | 0.28559 | 0 | 0 | 0
BART SO2 Annual-Sooner 1 -v5.13 | 195 | 7228 | Rate Constraint in lbs/MMBtu | FALSE | L | Annual | Allowances Purchased SO2 | Thousand Tons | 0 | 0 | 0 | 0 | 0 | 0 | 0
BART SO2 Annual-Sooner 1 -v5.13 | 195 | 7228 | Rate Constraint in lbs/MMBtu | FALSE | L | Annual | Allowances Sold SO2 | Thousand Tons | 0 | 0 | 0 | 0 | 0 | 0 | 0
BART SO2 Annual-Sooner 1 -v5.13 | 195 | 7228 | Rate Constraint in lbs/MMBtu | FALSE | L | Annual | Allowances Banked | Thousand Tons | 0 | 0 | 0 | 0 | 0 | 0 | 0
BART SO2 Annual-Sooner 1 -v5.13 | 195 | 7228 | Rate Constraint in lbs/MMBtu | FALSE | L | Annual | Allowances Withdrawn (1:1) | Thousand Tons | 0 | 0 | 0 | 0 | 0 | 0 | 0
BART SO2 Annual-Sooner 1 -v5.13 | 195 | 7228 | Rate Constraint in lbs/MMBtu | FALSE | L | Annual | Allowances Withdrawn (n:1) | Thousand Tons | 0 | 0 | 0 | 0 | 0 | 0 | 0
BART SO2 Annual-Sooner 1 -v5.13 | 195 | 7228 | Rate Constraint in lbs/MMBtu | FALSE | L | Annual | Net Emissions Allowance Position | Thousand Tons | 0.12293 | 0.15604 | 0.28559 | 0.28559 | 0 | 0 | 0
BART SO2 Annual-Sooner 1 -v5.13 | 195 | 7228 | Rate Constraint in lbs/MMBtu | FALSE | L | Annual | Fuel Consumed | TBtu | 9.4142 | 11.95 | 21.8706 | 21.8706 | 0 | 0 | 0
BART SO2 Annual-Sooner 1 -v5.13 | 195 | 7228 | Rate Constraint in lbs/MMBtu | FALSE | L | Annual | Rate | lb/MMBtu | 0.026116 | 0.026116 | 0.026116 | 0.026116 | 0 | 0 | 0
BART SO2 Annual-Sooner 1 -v5.13 | 195 | 7228 | Rate Constraint in lbs/MMBtu | FALSE | L | Annual | Generation | TWh | 0.88638 | 1.1185 | 1.3532 | 1.3532 | 0 | 0 | 0
BART SO2 Annual-Sooner 1 -v5.13 | 195 | 7228 | Rate Constraint in lbs/MMBtu | FALSE | L | Annual | Qualifying Generation | TWh | 0.88638 | 1.1185 | 1.3532 | 1.3532 | 0 | 0 | 0
BART SO2 Annual-Sooner 1 -v5.13 | 195 | 7228 | Rate Constraint in lbs/MMBtu | FALSE | L | Annual | Rate | lb/MWh | 0.27738 | 0.27901 | 0.42209 | 0.42209 | 0 | 0 | 0
BART SO2 Annual-Sooner 1 -v5.13 | 195 | 7228 | Rate Constraint in lbs/MMBtu | FALSE | L | Annual | Constraint Shadow Price | US2022$/Ton | 0 | 0 | 0 | 0 | 0 | 0 | 0
BART SO2 Annual-Sooner 2 -v5.13 | 196 | 7229 | Rate Constraint in lbs/MMBtu | FALSE | L | Annual | Seasons Included | Seasons | Winter, Spring, Summer, Fall | Winter, Spring, Summer, Fall | Winter, Spring, Summer, Fall | Winter, Spring, Summer, Fall | Winter, Spring, Summer, Fall | Winter, Spring, Summer, Fall | Winter, Spring, Summer, Fall
BART SO2 Annual-Sooner 2 -v5.13 | 196 | 7229 | Rate Constraint in lbs/MMBtu | FALSE | L | Annual | Standard SO2 | lb/MMBtu | 0.06 | 0.06 | 0.06 | 0.06 | 0.06 | 0.06 | 0.06
BART SO2 Annual-Sooner 2 -v5.13 | 196 | 7229 | Rate Constraint in lbs/MMBtu | FALSE | L | Annual | Emissions at Affected Plants SO2 | Thousand Tons | 0 | 0 | 0 | 0 | 0 | 0 | 0
BART SO2 Annual-Sooner 2 -v5.13 | 196 | 7229 | Rate Constraint in lbs/MMBtu | FALSE | L | Annual | Allowances Purchased SO2 | Thousand Tons | 0 | 0 | 0 | 0 | 0 | 0 | 0
BART SO2 Annual-Sooner 2 -v5.13 | 196 | 7229 | Rate Constraint in lbs/MMBtu | FALSE | L | Annual | Allowances Sold SO2 | Thousand Tons | 0 | 0 | 0 | 0 | 0 | 0 | 0
BART SO2 Annual-Sooner 2 -v5.13 | 196 | 7229 | Rate Constraint in lbs/MMBtu | FALSE | L | Annual | Allowances Banked | Thousand Tons | 0 | 0 | 0 | 0 | 0 | 0 | 0
BART SO2 Annual-Sooner 2 -v5.13 | 196 | 7229 | Rate Constraint in lbs/MMBtu | FALSE | L | Annual | Allowances Withdrawn (1:1) | Thousand Tons | 0 | 0 | 0 | 0 | 0 | 0 | 0
BART SO2 Annual-Sooner 2 -v5.13 | 196 | 7229 | Rate Constraint in lbs/MMBtu | FALSE | L | Annual | Allowances Withdrawn (n:1) | Thousand Tons | 0 | 0 | 0 | 0 | 0 | 0 | 0
BART SO2 Annual-Sooner 2 -v5.13 | 196 | 7229 | Rate Constraint in lbs/MMBtu | FALSE | L | Annual | Net Emissions Allowance Position | Thousand Tons | 0 | 0 | 0 | 0 | 0 | 0 | 0
BART SO2 Annual-Sooner 2 -v5.13 | 196 | 7229 | Rate Constraint in lbs/MMBtu | FALSE | L | Annual | Fuel Consumed | TBtu | 0 | 0 | 0 | 0 | 0 | 0 | 0
BART SO2 Annual-Sooner 2 -v5.13 | 196 | 7229 | Rate Constraint in lbs/MMBtu | FALSE | L | Annual | Rate | lb/MMBtu | 0 | 0 | 0 | 0 | 0 | 0 | 0
BART SO2 Annual-Sooner 2 -v5.13 | 196 | 7229 | Rate Constraint in lbs/MMBtu | FALSE | L | Annual | Generation | TWh | 0 | 0 | 0 | 0 | 0 | 0 | 0
BART SO2 Annual-Sooner 2 -v5.13 | 196 | 7229 | Rate Constraint in lbs/MMBtu | FALSE | L | Annual | Qualifying Generation | TWh | 0 | 0 | 0 | 0 | 0 | 0 | 0
BART SO2 Annual-Sooner 2 -v5.13 | 196 | 7229 | Rate Constraint in lbs/MMBtu | FALSE | L | Annual | Rate | lb/MWh | 0 | 0 | 0 | 0 | 0 | 0 | 0
BART SO2 Annual-Sooner 2 -v5.13 | 196 | 7229 | Rate Constraint in lbs/MMBtu | FALSE | L | Annual | Constraint Shadow Price | US2022$/Ton | 0 | 0 | 0 | 0 | 0 | 0 | 0
BART SO2 Cap-Coronado U1B&U2B -v6.20 | 197 | 7668 | Rate Constraint in MTons | FALSE | L | Annual | Seasons Included | Seasons | Winter, Spring, Summer, Fall | Winter, Spring, Summer, Fall | Winter, Spring, Summer, Fall | Winter, Spring, Summer, Fall | Winter, Spring, Summer, Fall | Winter, Spring, Summer, Fall | Winter, Spring, Summer, Fall
BART SO2 Cap-Coronado U1B&U2B -v6.20 | 197 | 7668 | Rate Constraint in MTons | FALSE | L | Annual | Standard SO2 | Thousand Tons | 1.97 | 1.97 | 1.97 | 1.97 | 1.97 | 1.97 | 1.97
BART SO2 Cap-Coronado U1B&U2B -v6.20 | 197 | 7668 | Rate Constraint in MTons | FALSE | L | Annual | Emissions at Affected Plants SO2 | Thousand Tons | 0.19936 | 0.66344 | 0 | 0 | 0 | 0 | 0
BART SO2 Cap-Coronado U1B&U2B -v6.20 | 197 | 7668 | Rate Constraint in MTons | FALSE | L | Annual | Allowances Purchased SO2 | Thousand Tons | 0 | 0 | 0 | 0 | 0 | 0 | 0
BART SO2 Cap-Coronado U1B&U2B -v6.20 | 197 | 7668 | Rate Constraint in MTons | FALSE | L | Annual | Allowances Sold SO2 | Thousand Tons | 0 | 0 | 0 | 0 | 0 | 0 | 0
BART SO2 Cap-Coronado U1B&U2B -v6.20 | 197 | 7668 | Rate Constraint in MTons | FALSE | L | Annual | Allowances Banked | Thousand Tons | 0 | 0 | 0 | 0 | 0 | 0 | 0
BART SO2 Cap-Coronado U1B&U2B -v6.20 | 197 | 7668 | Rate Constraint in MTons | FALSE | L | Annual | Allowances Withdrawn (1:1) | Thousand Tons | 0 | 0 | 0 | 0 | 0 | 0 | 0
BART SO2 Cap-Coronado U1B&U2B -v6.20 | 197 | 7668 | Rate Constraint in MTons | FALSE | L | Annual | Allowances Withdrawn (n:1) | Thousand Tons | 0 | 0 | 0 | 0 | 0 | 0 | 0
BART SO2 Cap-Coronado U1B&U2B -v6.20 | 197 | 7668 | Rate Constraint in MTons | FALSE | L | Annual | Net Emissions Allowance Position | Thousand Tons | 0.19936 | 0.66344 | 0 | 0 | 0 | 0 | 0
BART SO2 Cap-Coronado U1B&U2B -v6.20 | 197 | 7668 | Rate Constraint in MTons | FALSE | L | Annual | Fuel Consumed | TBtu | 6.6452 | 22.1146 | 0 | 0 | 0 | 0 | 0
BART SO2 Cap-Coronado U1B&U2B -v6.20 | 197 | 7668 | Rate Constraint in MTons | FALSE | L | Annual | Rate | lb/MMBtu | 0.06 | 0.06 | 0 | 0 | 0 | 0 | 0
BART SO2 Cap-Coronado U1B&U2B -v6.20 | 197 | 7668 | Rate Constraint in MTons | FALSE | L | Annual | Generation | TWh | 0.62166 | 2.0686 | 0 | 0 | 0 | 0 | 0
BART SO2 Cap-Coronado U1B&U2B -v6.20 | 197 | 7668 | Rate Constraint in MTons | FALSE | L | Annual | Qualifying Generation | TWh | 0.62166 | 2.0686 | 0 | 0 | 0 | 0 | 0
BART SO2 Cap-Coronado U1B&U2B -v6.20 | 197 | 7668 | Rate Constraint in MTons | FALSE | L | Annual | Rate | lb/MWh | 0.64137 | 0.64142 | 0 | 0 | 0 | 0 | 0
BART SO2 Cap-Coronado U1B&U2B -v6.20 | 197 | 7668 | Rate Constraint in MTons | FALSE | L | Annual | Constraint Shadow Price | US2022$/Ton | 0 | 0 | 0 | 0 | 0 | 0 | 0
CA AB 32- CO2 Constraint- v.5.13 | 198 | 7281 | Rate Constraint in MTons | FALSE | L | Annual | Seasons Included | Seasons | Winter, Spring, Summer, Fall | Winter, Spring, Summer, Fall | Winter, Spring, Summer, Fall | Winter, Spring, Summer, Fall | Winter, Spring, Summer, Fall | Winter, Spring, Summer, Fall | Winter, Spring, Summer, Fall
CA AB 32- CO2 Constraint- v.5.13 | 198 | 7281 | Rate Constraint in MTons | FALSE | L | Annual | Standard CO2 | Thousand Tons | 0 | 0 | 0 | 0 | 0 | 0 | 0
CA AB 32- CO2 Constraint- v.5.13 | 198 | 7281 | Rate Constraint in MTons | FALSE | L | Annual | Emissions at Affected Plants CO2 | Thousand Tons | 63172.7467 | 67946.4839 | 61741.7784 | 42642.332 | 16598.7105 | 14917.6341 | 12802.979
CA AB 32- CO2 Constraint- v.5.13 | 198 | 7281 | Rate Constraint in MTons | FALSE | L | Annual | Allowances Purchased CO2 | Thousand Tons | -63172.7467 | -67946.4839 | -61741.7784 | -42642.332 | -16598.7105 | -14917.6341 | -12802.979
CA AB 32- CO2 Constraint- v.5.13 | 198 | 7281 | Rate Constraint in MTons | FALSE | L | Annual | Allowances Sold CO2 | Thousand Tons | 0 | 0 | 0 | 0 | 0 | 0 | 0
CA AB 32- CO2 Constraint- v.5.13 | 198 | 7281 | Rate Constraint in MTons | FALSE | L | Annual | Allowances Banked | Thousand Tons | 0 | 0 | 0 | 0 | 0 | 0 | 0
CA AB 32- CO2 Constraint- v.5.13 | 198 | 7281 | Rate Constraint in MTons | FALSE | L | Annual | Allowances Withdrawn (1:1) | Thousand Tons | 0 | 0 | 0 | 0 | 0 | 0 | 0
CA AB 32- CO2 Constraint- v.5.13 | 198 | 7281 | Rate Constraint in MTons | FALSE | L | Annual | Allowances Withdrawn (n:1) | Thousand Tons | 0 | 0 | 0 | 0 | 0 | 0 | 0
CA AB 32- CO2 Constraint- v.5.13 | 198 | 7281 | Rate Constraint in MTons | FALSE | L | Annual | Net Emissions Allowance Position | Thousand Tons | -1.0214e-05 | -1.312e-05 | -1.1117e-05 | 1.5224e-06 | -6.8668e-06 | -7.4379e-06 | -3.4602e-06
CA AB 32- CO2 Constraint- v.5.13 | 198 | 7281 | Rate Constraint in MTons | FALSE | L | Annual | Fuel Consumed | TBtu | 1162.1556 | 1244.6878 | 1128.0223 | 830.8835 | 399.0152 | 391.125 | 436.8455
CA AB 32- CO2 Constraint- v.5.13 | 198 | 7281 | Rate Constraint in MTons | FALSE | L | Annual | Rate | lb/MMBtu | 108.7165 | 109.1784 | 109.4691 | 102.6433 | 83.1984 | 76.2807 | 58.6156
CA AB 32- CO2 Constraint- v.5.13 | 198 | 7281 | Rate Constraint in MTons | FALSE | L | Annual | Generation | TWh | 158.3781 | 169.0795 | 149.8983 | 112.9515 | 53.9974 | 71.071 | 83.1389
CA AB 32- CO2 Constraint- v.5.13 | 198 | 7281 | Rate Constraint in MTons | FALSE | L | Annual | Qualifying Generation | TWh | 158.3654 | 169.0795 | 149.8983 | 111.1653 | 52.681 | 52.446 | 57.8868
CA AB 32- CO2 Constraint- v.5.13 | 198 | 7281 | Rate Constraint in MTons | FALSE | L | Annual | Rate | lb/MWh | 797.8098 | 803.7225 | 823.7825 | 767.1878 | 630.1596 | 568.8754 | 442.3455
CA AB 32- CO2 Constraint- v.5.13 | 198 | 7281 | Rate Constraint in MTons | FALSE | L | Annual | Constraint Shadow Price | US2022$/Ton | 15.9205 | 15.9204 | 15.9201 | 15.9205 | 18.7303 | 72.9104 | 72.9104
CA NOx Annual v5.14 | 199 | 7279 | Rate Constraint in MTons | FALSE | L | Annual | Seasons Included | Seasons | Winter, Spring, Summer, Fall | Winter, Spring, Summer, Fall | Winter, Spring, Summer, Fall | Winter, Spring, Summer, Fall | Winter, Spring, Summer, Fall | Winter, Spring, Summer, Fall | Winter, Spring, Summer, Fall
CA NOx Annual v5.14 | 199 | 7279 | Rate Constraint in MTons | FALSE | L | Annual | Standard NOX | Thousand Tons | 5.286 | 5.286 | 5.286 | 5.286 | 5.286 | 5.286 | 5.286
CA NOx Annual v5.14 | 199 | 7279 | Rate Constraint in MTons | FALSE | L | Annual | Emissions at Affected Plants NOX | Thousand Tons | 0.69596 | 0.79832 | 0.61279 | 0.39569 | 0.16179 | 0.17475 | 0.14333
CA NOx Annual v5.14 | 199 | 7279 | Rate Constraint in MTons | FALSE | L | Annual | Allowances Purchased NOX | Thousand Tons | 0 | 0 | 0 | 0 | 0 | 0 | 0
CA NOx Annual v5.14 | 199 | 7279 | Rate Constraint in MTons | FALSE | L | Annual | Allowances Sold NOX | Thousand Tons | 0 | 0 | 0 | 0 | 0 | 0 | 0
CA NOx Annual v5.14 | 199 | 7279 | Rate Constraint in MTons | FALSE | L | Annual | Allowances Banked | Thousand Tons | 0 | 0 | 0 | 0 | 0 | 0 | 0
CA NOx Annual v5.14 | 199 | 7279 | Rate Constraint in MTons | FALSE | L | Annual | Allowances Withdrawn (1:1) | Thousand Tons | 0 | 0 | 0 | 0 | 0 | 0 | 0
CA NOx Annual v5.14 | 199 | 7279 | Rate Constraint in MTons | FALSE | L | Annual | Allowances Withdrawn (n:1) | Thousand Tons | 0 | 0 | 0 | 0 | 0 | 0 | 0
CA NOx Annual v5.14 | 199 | 7279 | Rate Constraint in MTons | FALSE | L | Annual | Net Emissions Allowance Position | Thousand Tons | 0.69596 | 0.79832 | 0.61279 | 0.39569 | 0.16179 | 0.17475 | 0.14333
CA NOx Annual v5.14 | 199 | 7279 | Rate Constraint in MTons | FALSE | L | Annual | Fuel Consumed | TBtu | 155.0329 | 177.8779 | 122.6943 | 80.9585 | 38.5456 | 41.8413 | 33.5456
CA NOx Annual v5.14 | 199 | 7279 | Rate Constraint in MTons | FALSE | L | Annual | Rate | lb/MMBtu | 0.0089783 | 0.008976 | 0.0099889 | 0.0097752 | 0.0083949 | 0.0083532 | 0.0085453
CA NOx Annual v5.14 | 199 | 7279 | Rate Constraint in MTons | FALSE | L | Annual | Generation | TWh | 21.2381 | 24.3439 | 16.7655 | 11.055 | 5.347 | 5.7821 | 4.6236
CA NOx Annual v5.14 | 199 | 7279 | Rate Constraint in MTons | FALSE | L | Annual | Qualifying Generation | TWh | 21.2381 | 24.3439 | 16.7655 | 11.055 | 5.347 | 5.7821 | 4.6236
CA NOx Annual v5.14 | 199 | 7279 | Rate Constraint in MTons | FALSE | L | Annual | Rate | lb/MWh | 0.065539 | 0.065587 | 0.073102 | 0.071586 | 0.060517 | 0.060446 | 0.061999
CA NOx Annual v5.14 | 199 | 7279 | Rate Constraint in MTons | FALSE | L | Annual | Constraint Shadow Price | US2022$/Ton | 0 | 0 | 0 | 0 | 0 | 0 | 0
CA SO2 Annual v5.14 | 200 | 7280 | Rate Constraint in MTons | FALSE | L | Annual | Seasons Included | Seasons | Winter, Spring, Summer, Fall | Winter, Spring, Summer, Fall | Winter, Spring, Summer, Fall | Winter, Spring, Summer, Fall | Winter, Spring, Summer, Fall | Winter, Spring, Summer, Fall | Winter, Spring, Summer, Fall
CA SO2 Annual v5.14 | 200 | 7280 | Rate Constraint in MTons | FALSE | L | Annual | Standard SO2 | Thousand Tons | 2.219 | 2.219 | 2.219 | 2.219 | 2.219 | 2.219 | 2.219
CA SO2 Annual v5.14 | 200 | 7280 | Rate Constraint in MTons | FALSE | L | Annual | Emissions at Affected Plants SO2 | Thousand Tons | 0 | 0 | 0 | 0 | 0 | 0 | 0
CA SO2 Annual v5.14 | 200 | 7280 | Rate Constraint in MTons | FALSE | L | Annual | Allowances Purchased SO2 | Thousand Tons | 0 | 0 | 0 | 0 | 0 | 0 | 0
CA SO2 Annual v5.14 | 200 | 7280 | Rate Constraint in MTons | FALSE | L | Annual | Allowances Sold SO2 | Thousand Tons | 0 | 0 | 0 | 0 | 0 | 0 | 0
CA SO2 Annual v5.14 | 200 | 7280 | Rate Constraint in MTons | FALSE | L | Annual | Allowances Banked | Thousand Tons | 0 | 0 | 0 | 0 | 0 | 0 | 0
CA SO2 Annual v5.14 | 200 | 7280 | Rate Constraint in MTons | FALSE | L | Annual | Allowances Withdrawn (1:1) | Thousand Tons | 0 | 0 | 0 | 0 | 0 | 0 | 0
CA SO2 Annual v5.14 | 200 | 7280 | Rate Constraint in MTons | FALSE | L | Annual | Allowances Withdrawn (n:1) | Thousand Tons | 0 | 0 | 0 | 0 | 0 | 0 | 0
CA SO2 Annual v5.14 | 200 | 7280 | Rate Constraint in MTons | FALSE | L | Annual | Net Emissions Allowance Position | Thousand Tons | 0 | 0 | 0 | 0 | 0 | 0 | 0
CA SO2 Annual v5.14 | 200 | 7280 | Rate Constraint in MTons | FALSE | L | Annual | Fuel Consumed | TBtu | 0 | 0 | 0.28721 | 0 | 0.02801 | 0.02801 | 0.02801
CA SO2 Annual v5.14 | 200 | 7280 | Rate Constraint in MTons | FALSE | L | Annual | Rate | lb/MMBtu | 0 | 0 | 0 | 0 | 0 | 0 | 0
CA SO2 Annual v5.14 | 200 | 7280 | Rate Constraint in MTons | FALSE | L | Annual | Generation | TWh | 0 | 0 | 0.026729 | 0 | 0.0026068 | 0.0026068 | 0.0026068
CA SO2 Annual v5.14 | 200 | 7280 | Rate Constraint in MTons | FALSE | L | Annual | Qualifying Generation | TWh | 0 | 0 | 0.026729 | 0 | 0.0026068 | 0.0026068 | 0.0026068
CA SO2 Annual v5.14 | 200 | 7280 | Rate Constraint in MTons | FALSE | L | Annual | Rate | lb/MWh | 0 | 0 | 0 | 0 | 0 | 0 | 0
CA SO2 Annual v5.14 | 200 | 7280 | Rate Constraint in MTons | FALSE | L | Annual | Constraint Shadow Price | US2022$/Ton | 0 | 0 | 0 | 0 | 0 | 0 | 0
CO - CO2 Cap Annual v6.21 | 201 | 7790 | Rate Constraint in MTons | FALSE | L | Annual | Seasons Included | Seasons | Winter, Spring, Summer, Fall | Winter, Spring, Summer, Fall | Winter, Spring, Summer, Fall | Winter, Spring, Summer, Fall | Winter, Spring, Summer, Fall | Winter, Spring, Summer, Fall | Winter, Spring, Summer, Fall
CO - CO2 Cap Annual v6.21 | 201 | 7790 | Rate Constraint in MTons | FALSE | L | Annual | Standard CO2 | Thousand Tons | 19040.0934 | 9066.7111 | 9066.7111 | 9066.7111 | 9066.7111 | 9066.7111 | 9066.7111
CO - CO2 Cap Annual v6.21 | 201 | 7790 | Rate Constraint in MTons | FALSE | L | Annual | Emissions at Affected Plants CO2 | Thousand Tons | 19040.0934 | 9066.7111 | 9066.7111 | 7143.1705 | 3114.7794 | 5433.2155 | 9027.5509
CO - CO2 Cap Annual v6.21 | 201 | 7790 | Rate Constraint in MTons | FALSE | L | Annual | Allowances Purchased CO2 | Thousand Tons | 0 | 0 | 0 | 0 | 0 | 0 | 0
CO - CO2 Cap Annual v6.21 | 201 | 7790 | Rate Constraint in MTons | FALSE | L | Annual | Allowances Sold CO2 | Thousand Tons | 0 | 0 | 0 | 0 | 0 | 0 | 0
CO - CO2 Cap Annual v6.21 | 201 | 7790 | Rate Constraint in MTons | FALSE | L | Annual | Allowances Banked | Thousand Tons | 0 | 0 | 0 | 0 | 0 | 0 | 0
CO - CO2 Cap Annual v6.21 | 201 | 7790 | Rate Constraint in MTons | FALSE | L | Annual | Allowances Withdrawn (1:1) | Thousand Tons | 0 | 0 | 0 | 0 | 0 | 0 | 0
CO - CO2 Cap Annual v6.21 | 201 | 7790 | Rate Constraint in MTons | FALSE | L | Annual | Allowances Withdrawn (n:1) | Thousand Tons | 0 | 0 | 0 | 0 | 0 | 0 | 0
CO - CO2 Cap Annual v6.21 | 201 | 7790 | Rate Constraint in MTons | FALSE | L | Annual | Net Emissions Allowance Position | Thousand Tons | 19040.0934 | 9066.7111 | 9066.7111 | 7143.1705 | 3114.7794 | 5433.2155 | 9027.5509
CO - CO2 Cap Annual v6.21 | 201 | 7790 | Rate Constraint in MTons | FALSE | L | Annual | Fuel Consumed | TBtu | 241.3819 | 148.2631 | 162.008 | 128.2975 | 57.0221 | 98.2986 | 159.8609
CO - CO2 Cap Annual v6.21 | 201 | 7790 | Rate Constraint in MTons | FALSE | L | Annual | Rate | lb/MMBtu | 157.7591 | 122.3057 | 111.9292 | 111.3532 | 109.2482 | 110.5451 | 112.9426
CO - CO2 Cap Annual v6.21 | 201 | 7790 | Rate Constraint in MTons | FALSE | L | Annual | Generation | TWh | 29.6412 | 21.2246 | 22.7301 | 18.2112 | 8.1595 | 13.6372 | 22.8609
CO - CO2 Cap Annual v6.21 | 201 | 7790 | Rate Constraint in MTons | FALSE | L | Annual | Qualifying Generation | TWh | 29.6412 | 21.2246 | 22.7301 | 18.2112 | 8.1595 | 13.6372 | 22.8609
CO - CO2 Cap Annual v6.21 | 201 | 7790 | Rate Constraint in MTons | FALSE | L | Annual | Rate | lb/MWh | 1284.7045 | 854.3571 | 797.7707 | 784.4825 | 763.4711 | 796.8201 | 789.7822
CO - CO2 Cap Annual v6.21 | 201 | 7790 | Rate Constraint in MTons | FALSE | L | Annual | Constraint Shadow Price | US2022$/Ton | 10.6102 | 27.0913 | 17.0048 | 0 | 0 | 0 | 0
CO Hg Rate Annual - Comanche 1,2 & 3 v5.14 | 202 | 7283 | Rate Constraint in lbs/MWh | FALSE | L | Annual | Seasons Included | Seasons | Winter, Spring, Summer, Fall | Winter, Spring, Summer, Fall | Winter, Spring, Summer, Fall | Winter, Spring, Summer, Fall | Winter, Spring, Summer, Fall | Winter, Spring, Summer, Fall | Winter, Spring, Summer, Fall
CO Hg Rate Annual - Comanche 1,2 & 3 v5.14 | 202 | 7283 | Rate Constraint in lbs/MWh | FALSE | L | Annual | Standard MER | lb/MWh | 1.3e-05 | 1.3e-05 | 1.3e-05 | 1.3e-05 | 1.3e-05 | 1.3e-05 | 1.3e-05
CO Hg Rate Annual - Comanche 1,2 & 3 v5.14 | 202 | 7283 | Rate Constraint in lbs/MWh | FALSE | L | Annual | Emissions at Affected Plants MER | lbs | 13.6706 | 3.8558 | 0 | 0 | 0 | 0 | 0
CO Hg Rate Annual - Comanche 1,2 & 3 v5.14 | 202 | 7283 | Rate Constraint in lbs/MWh | FALSE | L | Annual | Allowances Purchased MER | lbs | 0 | 0 | 0 | 0 | 0 | 0 | 0
CO Hg Rate Annual - Comanche 1,2 & 3 v5.14 | 202 | 7283 | Rate Constraint in lbs/MWh | FALSE | L | Annual | Allowances Sold MER | lbs | 0 | 0 | 0 | 0 | 0 | 0 | 0
CO Hg Rate Annual - Comanche 1,2 & 3 v5.14 | 202 | 7283 | Rate Constraint in lbs/MWh | FALSE | L | Annual | Allowances Banked | lbs | 0 | 0 | 0 | 0 | 0 | 0 | 0
CO Hg Rate Annual - Comanche 1,2 & 3 v5.14 | 202 | 7283 | Rate Constraint in lbs/MWh | FALSE | L | Annual | Allowances Withdrawn (1:1) | lbs | 0 | 0 | 0 | 0 | 0 | 0 | 0
CO Hg Rate Annual - Comanche 1,2 & 3 v5.14 | 202 | 7283 | Rate Constraint in lbs/MWh | FALSE | L | Annual | Allowances Withdrawn (n:1) | lbs | 0 | 0 | 0 | 0 | 0 | 0 | 0
CO Hg Rate Annual - Comanche 1,2 & 3 v5.14 | 202 | 7283 | Rate Constraint in lbs/MWh | FALSE | L | Annual | Net Emissions Allowance Position | lbs | 13.6706 | 3.8558 | 0 | 0 | 0 | 0 | 0
CO Hg Rate Annual - Comanche 1,2 & 3 v5.14 | 202 | 7283 | Rate Constraint in lbs/MWh | FALSE | L | Annual | Fuel Consumed | TBtu | 24.3628 | 6.8716 | 0 | 0 | 0 | 0 | 0
CO Hg Rate Annual - Comanche 1,2 & 3 v5.14 | 202 | 7283 | Rate Constraint in lbs/MWh | FALSE | L | Annual | Rate | lb/MMBtu | 5.6112e-07 | 5.6112e-07 | 0 | 0 | 0 | 0 | 0
CO Hg Rate Annual - Comanche 1,2 & 3 v5.14 | 202 | 7283 | Rate Constraint in lbs/MWh | FALSE | L | Annual | Generation | TWh | 2.3294 | 0.657 | 0 | 0 | 0 | 0 | 0
CO Hg Rate Annual - Comanche 1,2 & 3 v5.14 | 202 | 7283 | Rate Constraint in lbs/MWh | FALSE | L | Annual | Qualifying Generation | TWh | 2.3294 | 0.657 | 0 | 0 | 0 | 0 | 0
CO Hg Rate Annual - Comanche 1,2 & 3 v5.14 | 202 | 7283 | Rate Constraint in lbs/MWh | FALSE | L | Annual | Constraint Shadow Price | US2022$/Lb | 0 | 0 | 0 | 0 | 0 | 0 | 0
CO Hg Rule - MER Removal Annual v3.1 | 203 | 7282 | MACT Fuel Choice Floor in lbs/MMBtu | FALSE | L | Annual | Seasons Included | Seasons | Winter, Spring, Summer, Fall | Winter, Spring, Summer, Fall | Winter, Spring, Summer, Fall | Winter, Spring, Summer, Fall | Winter, Spring, Summer, Fall | Winter, Spring, Summer, Fall | Winter, Spring, Summer, Fall
CO Hg Rule - MER Removal Annual v3.1 | 203 | 7282 | MACT Fuel Choice Floor in lbs/MMBtu | FALSE | L | Annual | Emission Floor | lbs/MMBtu | 8.248e-07 | 8.248e-07 | 8.248e-07 | 8.248e-07 | 8.248e-07 | 8.248e-07 | 8.248e-07
CO Hg Rule - MER Removal Annual v3.1 | 203 | 7282 | MACT Fuel Choice Floor in lbs/MMBtu | FALSE | L | Annual | Emissions at Affected Plants MER | lbs | 54.7321 | 3.8971 | 0.35761 | 0.35761 | 0.35761 | 0.35761 | 0.35761
CO Hg Rule - MER Removal Annual v3.1 | 203 | 7282 | MACT Fuel Choice Floor in lbs/MMBtu | FALSE | L | Annual | Allowances Purchased MER | lbs | 0 | 0 | 0 | 0 | 0 | 0 | 0
CO Hg Rule - MER Removal Annual v3.1 | 203 | 7282 | MACT Fuel Choice Floor in lbs/MMBtu | FALSE | L | Annual | Allowances Sold MER | lbs | 0 | 0 | 0 | 0 | 0 | 0 | 0
CO Hg Rule - MER Removal Annual v3.1 | 203 | 7282 | MACT Fuel Choice Floor in lbs/MMBtu | FALSE | L | Annual | Allowances Banked | lbs | 0 | 0 | 0 | 0 | 0 | 0 | 0
CO Hg Rule - MER Removal Annual v3.1 | 203 | 7282 | MACT Fuel Choice Floor in lbs/MMBtu | FALSE | L | Annual | Allowances Withdrawn (1:1) | lbs | 0 | 0 | 0 | 0 | 0 | 0 | 0
CO Hg Rule - MER Removal Annual v3.1 | 203 | 7282 | MACT Fuel Choice Floor in lbs/MMBtu | FALSE | L | Annual | Allowances Withdrawn (n:1) | lbs | 0 | 0 | 0 | 0 | 0 | 0 | 0
CO Hg Rule - MER Removal Annual v3.1 | 203 | 7282 | MACT Fuel Choice Floor in lbs/MMBtu | FALSE | L | Annual | Net Emissions Allowance Position | lbs | 54.7321 | 3.8971 | 0.35761 | 0.35761 | 0.35761 | 0.35761 | 0.35761
CO Hg Rule - MER Removal Annual v3.1 | 203 | 7282 | MACT Fuel Choice Floor in lbs/MMBtu | FALSE | L | Annual | Fuel Consumed | TBtu | 100.3537 | 7.9301 | 1.5568 | 1.5568 | 1.5568 | 1.5568 | 1.5568
CO Hg Rule - MER Removal Annual v3.1 | 203 | 7282 | MACT Fuel Choice Floor in lbs/MMBtu | FALSE | L | Annual | Rate | lb/MMBtu | 5.4539e-07 | 4.9143e-07 | 2.2971e-07 | 2.2971e-07 | 2.2971e-07 | 2.2971e-07 | 2.2971e-07
CO Hg Rule - MER Removal Annual v3.1 | 203 | 7282 | MACT Fuel Choice Floor in lbs/MMBtu | FALSE | L | Annual | Generation | TWh | 9.7807 | 0.75094 | 0.12207 | 0.12207 | 0.12207 | 0.12207 | 0.12207
CO Hg Rule - MER Removal Annual v3.1 | 203 | 7282 | MACT Fuel Choice Floor in lbs/MMBtu | FALSE | L | Annual | Qualifying Generation | TWh | 9.7807 | 0.75094 | 0.12207 | 0.12207 | 0.12207 | 0.12207 | 0.12207
CO Hg Rule - MER Removal Annual v3.1 | 203 | 7282 | MACT Fuel Choice Floor in lbs/MMBtu | FALSE | L | Annual | Constraint Shadow Price | US2022$/Lb | 0 | 0 | 0 | 0 | 0 | 0 | 0
CO NOX Rate Annual - Craig 1,3 v5.14 | 204 | 7284 | Rate Constraint in lbs/MMBtu | FALSE | L | Annual | Seasons Included | Seasons | Winter, Spring, Summer, Fall | Winter, Spring, Summer, Fall | Winter, Spring, Summer, Fall | Winter, Spring, Summer, Fall | Winter, Spring, Summer, Fall | Winter, Spring, Summer, Fall | Winter, Spring, Summer, Fall
CO NOX Rate Annual - Craig 1,3 v5.14 | 204 | 7284 | Rate Constraint in lbs/MMBtu | FALSE | L | Annual | Standard NOX | lb/MMBtu | 0.28 | 0.28 | 0.28 | 0.28 | 0.28 | 0.28 | 0.28
CO NOX Rate Annual - Craig 1,3 v5.14 | 204 | 7284 | Rate Constraint in lbs/MMBtu | FALSE | L | Annual | Emissions at Affected Plants NOX | Thousand Tons | 2.6428 | 0 | 0 | 0 | 0 | 0 | 0
CO NOX Rate Annual - Craig 1,3 v5.14 | 204 | 7284 | Rate Constraint in lbs/MMBtu | FALSE | L | Annual | Allowances Purchased NOX | Thousand Tons | 0 | 0 | 0 | 0 | 0 | 0 | 0
CO NOX Rate Annual - Craig 1,3 v5.14 | 204 | 7284 | Rate Constraint in lbs/MMBtu | FALSE | L | Annual | Allowances Sold NOX | Thousand Tons | 0 | 0 | 0 | 0 | 0 | 0 | 0
CO NOX Rate Annual - Craig 1,3 v5.14 | 204 | 7284 | Rate Constraint in lbs/MMBtu | FALSE | L | Annual | Allowances Banked | Thousand Tons | 0 | 0 | 0 | 0 | 0 | 0 | 0
CO NOX Rate Annual - Craig 1,3 v5.14 | 204 | 7284 | Rate Constraint in lbs/MMBtu | FALSE | L | Annual | Allowances Withdrawn (1:1) | Thousand Tons | 0 | 0 | 0 | 0 | 0 | 0 | 0
CO NOX Rate Annual - Craig 1,3 v5.14 | 204 | 7284 | Rate Constraint in lbs/MMBtu | FALSE | L | Annual | Allowances Withdrawn (n:1) | Thousand Tons | 0 | 0 | 0 | 0 | 0 | 0 | 0
CO NOX Rate Annual - Craig 1,3 v5.14 | 204 | 7284 | Rate Constraint in lbs/MMBtu | FALSE | L | Annual | Net Emissions Allowance Position | Thousand Tons | 2.6428 | 0 | 0 | 0 | 0 | 0 | 0
CO NOX Rate Annual - Craig 1,3 v5.14 | 204 | 7284 | Rate Constraint in lbs/MMBtu | FALSE | L | Annual | Fuel Consumed | TBtu | 22.763 | 0 | 0 | 0 | 0 | 0 | 0
CO NOX Rate Annual - Craig 1,3 v5.14 | 204 | 7284 | Rate Constraint in lbs/MMBtu | FALSE | L | Annual | Rate | lb/MMBtu | 0.2322 | 0 | 0 | 0 | 0 | 0 | 0
CO NOX Rate Annual - Craig 1,3 v5.14 | 204 | 7284 | Rate Constraint in lbs/MMBtu | FALSE | L | Annual | Generation | TWh | 2.2731 | 0 | 0 | 0 | 0 | 0 | 0
CO NOX Rate Annual - Craig 1,3 v5.14 | 204 | 7284 | Rate Constraint in lbs/MMBtu | FALSE | L | Annual | Qualifying Generation | TWh | 2.2731 | 0 | 0 | 0 | 0 | 0 | 0
CO NOX Rate Annual - Craig 1,3 v5.14 | 204 | 7284 | Rate Constraint in lbs/MMBtu | FALSE | L | Annual | Rate | lb/MWh | 2.3253 | 0 | 0 | 0 | 0 | 0 | 0
CO NOX Rate Annual - Craig 1,3 v5.14 | 204 | 7284 | Rate Constraint in lbs/MMBtu | FALSE | L | Annual | Constraint Shadow Price | US2022$/Ton | 0 | 0 | 0 | 0 | 0 | 0 | 0
CO NOX Rate Annual - Craig 2 v5.14 | 205 | 7285 | Rate Constraint in lbs/MMBtu | FALSE | L | Annual | Seasons Included | Seasons | Winter, Spring, Summer, Fall | Winter, Spring, Summer, Fall | Winter, Spring, Summer, Fall | Winter, Spring, Summer, Fall | Winter, Spring, Summer, Fall | Winter, Spring, Summer, Fall | Winter, Spring, Summer, Fall
CO NOX Rate Annual - Craig 2 v5.14 | 205 | 7285 | Rate Constraint in lbs/MMBtu | FALSE | L | Annual | Standard NOX | lb/MMBtu | 0.08 | 0.08 | 0.08 | 0.08 | 0.08 | 0.08 | 0.08
CO NOX Rate Annual - Craig 2 v5.14 | 205 | 7285 | Rate Constraint in lbs/MMBtu | FALSE | L | Annual | Emissions at Affected Plants NOX | Thousand Tons | 0.66975 | 0 | 0 | 0 | 0 | 0 | 0
CO NOX Rate Annual - Craig 2 v5.14 | 205 | 7285 | Rate Constraint in lbs/MMBtu | FALSE | L | Annual | Allowances Purchased NOX | Thousand Tons | 0 | 0 | 0 | 0 | 0 | 0 | 0
CO NOX Rate Annual - Craig 2 v5.14 | 205 | 7285 | Rate Constraint in lbs/MMBtu | FALSE | L | Annual | Allowances Sold NOX | Thousand Tons | 0 | 0 | 0 | 0 | 0 | 0 | 0
CO NOX Rate Annual - Craig 2 v5.14 | 205 | 7285 | Rate Constraint in lbs/MMBtu | FALSE | L | Annual | Allowances Banked | Thousand Tons | 0 | 0 | 0 | 0 | 0 | 0 | 0
CO NOX Rate Annual - Craig 2 v5.14 | 205 | 7285 | Rate Constraint in lbs/MMBtu | FALSE | L | Annual | Allowances Withdrawn (1:1) | Thousand Tons | 0 | 0 | 0 | 0 | 0 | 0 | 0
CO NOX Rate Annual - Craig 2 v5.14 | 205 | 7285 | Rate Constraint in lbs/MMBtu | FALSE | L | Annual | Allowances Withdrawn (n:1) | Thousand Tons | 0 | 0 | 0 | 0 | 0 | 0 | 0
CO NOX Rate Annual - Craig 2 v5.14 | 205 | 7285 | Rate Constraint in lbs/MMBtu | FALSE | L | Annual | Net Emissions Allowance Position | Thousand Tons | 0.66975 | 0 | 0 | 0 | 0 | 0 | 0
CO NOX Rate Annual - Craig 2 v5.14 | 205 | 7285 | Rate Constraint in lbs/MMBtu | FALSE | L | Annual | Fuel Consumed | TBtu | 21.3024 | 0 | 0 | 0 | 0 | 0 | 0
CO NOX Rate Annual - Craig 2 v5.14 | 205 | 7285 | Rate Constraint in lbs/MMBtu | FALSE | L | Annual | Rate | lb/MMBtu | 0.06288 | 0 | 0 | 0 | 0 | 0 | 0
CO NOX Rate Annual - Craig 2 v5.14 | 205 | 7285 | Rate Constraint in lbs/MMBtu | FALSE | L | Annual | Generation | TWh | 2.0803 | 0 | 0 | 0 | 0 | 0 | 0
CO NOX Rate Annual - Craig 2 v5.14 | 205 | 7285 | Rate Constraint in lbs/MMBtu | FALSE | L | Annual | Qualifying Generation | TWh | 2.0803 | 0 | 0 | 0 | 0 | 0 | 0
CO NOX Rate Annual - Craig 2 v5.14 | 205 | 7285 | Rate Constraint in lbs/MMBtu | FALSE | L | Annual | Rate | lb/MWh | 0.64389 | 0 | 0 | 0 | 0 | 0 | 0
CO NOX Rate Annual - Craig 2 v5.14 | 205 | 7285 | Rate Constraint in lbs/MMBtu | FALSE | L | Annual | Constraint Shadow Price | US2022$/Ton | 0 | 0 | 0 | 0 | 0 | 0 | 0
CT - CO2 Cap Annual v6.21 | 206 | 7789 | Rate Constraint in MTons | FALSE | L | Annual | Seasons Included | Seasons | Winter, Spring, Summer, Fall | Winter, Spring, Summer, Fall | Winter, Spring, Summer, Fall | Winter, Spring, Summer, Fall | Winter, Spring, Summer, Fall | Winter, Spring, Summer, Fall | Winter, Spring, Summer, Fall
CT - CO2 Cap Annual v6.21 | 206 | 7789 | Rate Constraint in MTons | FALSE | L | Annual | Standard CO2 | Thousand Tons | NA | NA | NA | 0 | 0 | 0 | 0
CT - CO2 Cap Annual v6.21 | 206 | 7789 | Rate Constraint in MTons | FALSE | L | Annual | Emissions at Affected Plants CO2 | Thousand Tons | 0 | 0 | 0 | 0 | 0 | 0 | 0
CT - CO2 Cap Annual v6.21 | 206 | 7789 | Rate Constraint in MTons | FALSE | L | Annual | Allowances Purchased CO2 | Thousand Tons | 0 | 0 | 0 | 0 | 0 | 0 | 0
CT - CO2 Cap Annual v6.21 | 206 | 7789 | Rate Constraint in MTons | FALSE | L | Annual | Allowances Sold CO2 | Thousand Tons | 0 | 0 | 0 | 0 | 0 | 0 | 0
CT - CO2 Cap Annual v6.21 | 206 | 7789 | Rate Constraint in MTons | FALSE | L | Annual | Allowances Banked | Thousand Tons | 0 | 0 | 0 | 0 | 0 | 0 | 0
CT - CO2 Cap Annual v6.21 | 206 | 7789 | Rate Constraint in MTons | FALSE | L | Annual | Allowances Withdrawn (1:1) | Thousand Tons | 0 | 0 | 0 | 0 | 0 | 0 | 0
CT - CO2 Cap Annual v6.21 | 206 | 7789 | Rate Constraint in MTons | FALSE | L | Annual | Allowances Withdrawn (n:1) | Thousand Tons | 0 | 0 | 0 | 0 | 0 | 0 | 0
CT - CO2 Cap Annual v6.21 | 206 | 7789 | Rate Constraint in MTons | FALSE | L | Annual | Net Emissions Allowance Position | Thousand Tons | 0 | 0 | 0 | 0 | 0 | 0 | 0
CT - CO2 Cap Annual v6.21 | 206 | 7789 | Rate Constraint in MTons | FALSE | L | Annual | Fuel Consumed | TBtu | 0 | 0 | 0 | 0 | 0.043304 | 0.81957 | 0.95606
CT - CO2 Cap Annual v6.21 | 206 | 7789 | Rate Constraint in MTons | FALSE | L | Annual | Rate | lb/MMBtu | 0 | 0 | 0 | 0 | 0 | 0 | 0
CT - CO2 Cap Annual v6.21 | 206 | 7789 | Rate Constraint in MTons | FALSE | L | Annual | Generation | TWh | 0 | 0 | 0 | 0 | 0.0072592 | 0.082743 | 0.096523
CT - CO2 Cap Annual v6.21 | 206 | 7789 | Rate Constraint in MTons | FALSE | L | Annual | Qualifying Generation | TWh | 0 | 0 | 0 | 0 | 0.0072592 | 0.082743 | 0.096523
CT - CO2 Cap Annual v6.21 | 206 | 7789 | Rate Constraint in MTons | FALSE | L | Annual | Rate | lb/MWh | 0 | 0 | 0 | 0 | 0 | 0 | 0
CT - CO2 Cap Annual v6.21 | 206 | 7789 | Rate Constraint in MTons | FALSE | L | Annual | Constraint Shadow Price | US2022$/Ton | 0 | 0 | 0 | 1213.7222 | 1664.9098 | 1091.7875 | 1278.9969
CT Fac. Spec. - MER Rate Annual v3.1 | 207 | 7562 | MACT Fuel Choice Floor in lbs/MMBtu | FALSE | L | Annual | Seasons Included | Seasons | Winter, Spring, Summer, Fall | Winter, Spring, Summer, Fall | Winter, Spring, Summer, Fall | Winter, Spring, Summer, Fall | Winter, Spring, Summer, Fall | Winter, Spring, Summer, Fall | Winter, Spring, Summer, Fall
CT Fac. Spec. - MER Rate Annual v3.1 | 207 | 7562 | MACT Fuel Choice Floor in lbs/MMBtu | FALSE | L | Annual | Emission Floor | lbs/MMBtu | 6e-07 | 6e-07 | 6e-07 | 6e-07 | 6e-07 | 6e-07 | 6e-07
CT Fac. Spec. - MER Rate Annual v3.1 | 207 | 7562 | MACT Fuel Choice Floor in lbs/MMBtu | FALSE | L | Annual | Emissions at Affected Plants MER | lbs | 0 | 0 | 0 | 0 | 0 | 0 | 0
CT Fac. Spec. - MER Rate Annual v3.1 | 207 | 7562 | MACT Fuel Choice Floor in lbs/MMBtu | FALSE | L | Annual | Allowances Purchased MER | lbs | 0 | 0 | 0 | 0 | 0 | 0 | 0
CT Fac. Spec. - MER Rate Annual v3.1 | 207 | 7562 | MACT Fuel Choice Floor in lbs/MMBtu | FALSE | L | Annual | Allowances Sold MER | lbs | 0 | 0 | 0 | 0 | 0 | 0 | 0
CT Fac. Spec. - MER Rate Annual v3.1 | 207 | 7562 | MACT Fuel Choice Floor in lbs/MMBtu | FALSE | L | Annual | Allowances Banked | lbs | 0 | 0 | 0 | 0 | 0 | 0 | 0
CT Fac. Spec. - MER Rate Annual v3.1 | 207 | 7562 | MACT Fuel Choice Floor in lbs/MMBtu | FALSE | L | Annual | Allowances Withdrawn (1:1) | lbs | 0 | 0 | 0 | 0 | 0 | 0 | 0
CT Fac. Spec. - MER Rate Annual v3.1 | 207 | 7562 | MACT Fuel Choice Floor in lbs/MMBtu | FALSE | L | Annual | Allowances Withdrawn (n:1) | lbs | 0 | 0 | 0 | 0 | 0 | 0 | 0
CT Fac. Spec. - MER Rate Annual v3.1 | 207 | 7562 | MACT Fuel Choice Floor in lbs/MMBtu | FALSE | L | Annual | Net Emissions Allowance Position | lbs | 0 | 0 | 0 | 0 | 0 | 0 | 0
CT Fac. Spec. - MER Rate Annual v3.1 | 207 | 7562 | MACT Fuel Choice Floor in lbs/MMBtu | FALSE | L | Annual | Fuel Consumed | TBtu | 0 | 0 | 0 | 0 | 0 | 0 | 0
CT Fac. Spec. - MER Rate Annual v3.1 | 207 | 7562 | MACT Fuel Choice Floor in lbs/MMBtu | FALSE | L | Annual | Rate | lb/MMBtu | 0 | 0 | 0 | 0 | 0 | 0 | 0
CT Fac. Spec. - MER Rate Annual v3.1 | 207 | 7562 | MACT Fuel Choice Floor in lbs/MMBtu | FALSE | L | Annual | Generation | TWh | 0 | 0 | 0 | 0 | 0 | 0 | 0
CT Fac. Spec. - MER Rate Annual v3.1 | 207 | 7562 | MACT Fuel Choice Floor in lbs/MMBtu | FALSE | L | Annual | Qualifying Generation | TWh | 0 | 0 | 0 | 0 | 0 | 0 | 0
CT Fac. Spec. - MER Rate Annual v3.1 | 207 | 7562 | MACT Fuel Choice Floor in lbs/MMBtu | FALSE | L | Annual | Constraint Shadow Price | US2022$/Lb | 0 | 0 | 0 | 0 | 0 | 0 | 0
CT Fac. Spec. - NOX Rate Winter v.4.10 Final, Unit 608 and retrofits | 208 | 7286 | Rate Constraint in lbs/MMBtu | FALSE | L | Annual | Seasons Included | Seasons | Winter, Spring, Fall | Winter, Spring, Fall | Winter, Spring, Fall | Winter, Spring, Fall | Winter, Spring, Fall | Winter, Spring, Fall | Winter, Spring, Fall
CT Fac. Spec. - NOX Rate Winter v.4.10 Final, Unit 608 and retrofits | 208 | 7286 | Rate Constraint in lbs/MMBtu | FALSE | L | Annual | Standard NOX | lb/MMBtu | 0.15 | 0.15 | 0.15 | 0.15 | 0.15 | 0.15 | 0.15
CT Fac. Spec. - NOX Rate Winter v.4.10 Final, Unit 608 and retrofits | 208 | 7286 | Rate Constraint in lbs/MMBtu | FALSE | L | Annual | Emissions at Affected Plants NOX | Thousand Tons | 0 | 0 | 0 | 0 | 0 | 0 | 0
CT Fac. Spec. - NOX Rate Winter v.4.10 Final, Unit 608 and retrofits | 208 | 7286 | Rate Constraint in lbs/MMBtu | FALSE | L | Annual | Allowances Purchased NOX | Thousand Tons | 0 | 0 | 0 | 0 | 0 | 0 | 0
CT Fac. Spec. - NOX Rate Winter v.4.10 Final, Unit 608 and retrofits | 208 | 7286 | Rate Constraint in lbs/MMBtu | FALSE | L | Annual | Allowances Sold NOX | Thousand Tons | 0 | 0 | 0 | 0 | 0 | 0 | 0
CT Fac. Spec. - NOX Rate Winter v.4.10 Final, Unit 608 and retrofits | 208 | 7286 | Rate Constraint in lbs/MMBtu | FALSE | L | Annual | Allowances Banked | Thousand Tons | 0 | 0 | 0 | 0 | 0 | 0 | 0
CT Fac. Spec. - NOX Rate Winter v.4.10 Final, Unit 608 and retrofits | 208 | 7286 | Rate Constraint in lbs/MMBtu | FALSE | L | Annual | Allowances Withdrawn (1:1) | Thousand Tons | 0 | 0 | 0 | 0 | 0 | 0 | 0
CT Fac. Spec. - NOX Rate Winter v.4.10 Final, Unit 608 and retrofits | 208 | 7286 | Rate Constraint in lbs/MMBtu | FALSE | L | Annual | Allowances Withdrawn (n:1) | Thousand Tons | 0 | 0 | 0 | 0 | 0 | 0 | 0
CT Fac. Spec. - NOX Rate Winter v.4.10 Final, Unit 608 and retrofits | 208 | 7286 | Rate Constraint in lbs/MMBtu | FALSE | L | Annual | Net Emissions Allowance Position | Thousand Tons | 0 | 0 | 0 | 0 | 0 | 0 | 0
CT Fac. Spec. - NOX Rate Winter v.4.10 Final, Unit 608 and retrofits | 208 | 7286 | Rate Constraint in lbs/MMBtu | FALSE | L | Annual | Fuel Consumed | TBtu | 0 | 0 | 0 | 0 | 0 | 0 | 0
CT Fac. Spec. - NOX Rate Winter v.4.10 Final, Unit 608 and retrofits | 208 | 7286 | Rate Constraint in lbs/MMBtu | FALSE | L | Annual | Rate | lb/MMBtu | 0 | 0 | 0 | 0 | 0 | 0 | 0
CT Fac. Spec. - NOX Rate Winter v.4.10 Final, Unit 608 and retrofits | 208 | 7286 | Rate Constraint in lbs/MMBtu | FALSE | L | Annual | Generation | TWh | 0 | 0 | 0 | 0 | 0 | 0 | 0
CT Fac. Spec. - NOX Rate Winter v.4.10 Final, Unit 608 and retrofits | 208 | 7286 | Rate Constraint in lbs/MMBtu | FALSE | L | Annual | Qualifying Generation | TWh | 0 | 0 | 0 | 0 | 0 | 0 | 0
CT Fac. Spec. - NOX Rate Winter v.4.10 Final, Unit 608 and retrofits | 208 | 7286 | Rate Constraint in lbs/MMBtu | FALSE | L | Annual | Rate | lb/MWh | 0 | 0 | 0 | 0 | 0 | 0 | 0
CT Fac. Spec. - NOX Rate Winter v.4.10 Final, Unit 608 and retrofits | 208 | 7286 | Rate Constraint in lbs/MMBtu | FALSE | L | Annual | Constraint Shadow Price | US2022$/Ton | 0 | 0 | 0 | 0 | 0 | 0 | 0
CT Fac. Spec. - NOX Rate Winter v.4.10 Final, Unit 609 and retrofits | 209 | 7286 | Rate Constraint in lbs/MMBtu | FALSE | L | Annual | Seasons Included | Seasons | Winter, Spring, Fall | Winter, Spring, Fall | Winter, Spring, Fall | Winter, Spring, Fall | Winter, Spring, Fall | Winter, Spring, Fall | Winter, Spring, Fall
CT Fac. Spec. - NOX Rate Winter v.4.10 Final, Unit 609 and retrofits | 209 | 7286 | Rate Constraint in lbs/MMBtu | FALSE | L | Annual | Standard NOX | lb/MMBtu | 0.15 | 0.15 | 0.15 | 0.15 | 0.15 | 0.15 | 0.15
CT Fac. Spec. - NOX Rate Winter v.4.10 Final, Unit 609 and retrofits | 209 | 7286 | Rate Constraint in lbs/MMBtu | FALSE | L | Annual | Emissions at Affected Plants NOX | Thousand Tons | 0 | 0 | 0 | 0 | 0 | 0 | 0
CT Fac. Spec. - NOX Rate Winter v.4.10 Final, Unit 609 and retrofits | 209 | 7286 | Rate Constraint in lbs/MMBtu | FALSE | L | Annual | Allowances Purchased NOX | Thousand Tons | 0 | 0 | 0 | 0 | 0 | 0 | 0
CT Fac. Spec. - NOX Rate Winter v.4.10 Final, Unit 609 and retrofits | 209 | 7286 | Rate Constraint in lbs/MMBtu | FALSE | L | Annual | Allowances Sold NOX | Thousand Tons | 0 | 0 | 0 | 0 | 0 | 0 | 0
CT Fac. Spec. - NOX Rate Winter v.4.10 Final, Unit 609 and retrofits | 209 | 7286 | Rate Constraint in lbs/MMBtu | FALSE | L | Annual | Allowances Banked | Thousand Tons | 0 | 0 | 0 | 0 | 0 | 0 | 0
CT Fac. Spec. - NOX Rate Winter v.4.10 Final, Unit 609 and retrofits | 209 | 7286 | Rate Constraint in lbs/MMBtu | FALSE | L | Annual | Allowances Withdrawn (1:1) | Thousand Tons | 0 | 0 | 0 | 0 | 0 | 0 | 0
CT Fac. Spec. - NOX Rate Winter v.4.10 Final, Unit 609 and retrofits | 209 | 7286 | Rate Constraint in lbs/MMBtu | FALSE | L | Annual | Allowances Withdrawn (n:1) | Thousand Tons | 0 | 0 | 0 | 0 | 0 | 0 | 0
CT Fac. Spec. - NOX Rate Winter v.4.10 Final, Unit 609 and retrofits | 209 | 7286 | Rate Constraint in lbs/MMBtu | FALSE | L | Annual | Net Emissions Allowance Position | Thousand Tons | 0 | 0 | 0 | 0 | 0 | 0 | 0
CT Fac. Spec. - NOX Rate Winter v.4.10 Final, Unit 609 and retrofits | 209 | 7286 | Rate Constraint in lbs/MMBtu | FALSE | L | Annual | Fuel Consumed | TBtu | 0 | 0 | 0 | 0 | 0 | 0 | 0
CT Fac. Spec. - NOX Rate Winter v.4.10 Final, Unit 609 and retrofits | 209 | 7286 | Rate Constraint in lbs/MMBtu | FALSE | L | Annual | Rate | lb/MMBtu | 0 | 0 | 0 | 0 | 0 | 0 | 0
CT Fac. Spec. - NOX Rate Winter v.4.10 Final, Unit 609 and retrofits | 209 | 7286 | Rate Constraint in lbs/MMBtu | FALSE | L | Annual | Generation | TWh | 0 | 0 | 0 | 0 | 0 | 0 | 0
CT Fac. Spec. - NOX Rate Winter v.4.10 Final, Unit 609 and retrofits | 209 | 7286 | Rate Constraint in lbs/MMBtu | FALSE | L | Annual | Qualifying Generation | TWh | 0 | 0 | 0 | 0 | 0 | 0 | 0
CT Fac. Spec. - NOX Rate Winter v.4.10 Final, Unit 609 and retrofits | 209 | 7286 | Rate Constraint in lbs/MMBtu | FALSE | L | Annual | Rate | lb/MWh | 0 | 0 | 0 | 0 | 0 | 0 | 0
CT Fac. Spec. - NOX Rate Winter v.4.10 Final, Unit 609 and retrofits | 209 | 7286 | Rate Constraint in lbs/MMBtu | FALSE | L | Annual | Constraint Shadow Price | US2022$/Ton | 0 | 0 | 0 | 0 | 0 | 0 | 0
CT Fac. Spec. - NOX Rate Winter v.4.10 Final, Unit 610 and retrofits | 210 | 7286 | Rate Constraint in lbs/MMBtu | FALSE | L | Annual | Seasons Included | Seasons | Winter, Spring, Fall | Winter, Spring, Fall | Winter, Spring, Fall | Winter, Spring, Fall | Winter, Spring, Fall | Winter, Spring, Fall | Winter, Spring, Fall
CT Fac. Spec. - NOX Rate Winter v.4.10 Final, Unit 610 and retrofits | 210 | 7286 | Rate Constraint in lbs/MMBtu | FALSE | L | Annual | Standard NOX | lb/MMBtu | 0.15 | 0.15 | 0.15 | 0.15 | 0.15 | 0.15 | 0.15
CT Fac. Spec. - NOX Rate Winter v.4.10 Final, Unit 610 and retrofits | 210 | 7286 | Rate Constraint in lbs/MMBtu | FALSE | L | Annual | Emissions at Affected Plants NOX | Thousand Tons | 0 | 0 | 0 | 0 | 0 | 0 | 0
CT Fac. Spec. - NOX Rate Winter v.4.10 Final, Unit 610 and retrofits | 210 | 7286 | Rate Constraint in lbs/MMBtu | FALSE | L | Annual | Allowances Purchased NOX | Thousand Tons | 0 | 0 | 0 | 0 | 0 | 0 | 0
CT Fac. Spec. - NOX Rate Winter v.4.10 Final, Unit 610 and retrofits | 210 | 7286 | Rate Constraint in lbs/MMBtu | FALSE | L | Annual | Allowances Sold NOX | Thousand Tons | 0 | 0 | 0 | 0 | 0 | 0 | 0
CT Fac. Spec. - NOX Rate Winter v.4.10 Final, Unit 610 and retrofits | 210 | 7286 | Rate Constraint in lbs/MMBtu | FALSE | L | Annual | Allowances Banked | Thousand Tons | 0 | 0 | 0 | 0 | 0 | 0 | 0
CT Fac. Spec. - NOX Rate Winter v.4.10 Final, Unit 610 and retrofits | 210 | 7286 | Rate Constraint in lbs/MMBtu | FALSE | L | Annual | Allowances Withdrawn (1:1) | Thousand Tons | 0 | 0 | 0 | 0 | 0 | 0 | 0
CT Fac. Spec. - NOX Rate Winter v.4.10 Final, Unit 610 and retrofits | 210 | 7286 | Rate Constraint in lbs/MMBtu | FALSE | L | Annual | Allowances Withdrawn (n:1) | Thousand Tons | 0 | 0 | 0 | 0 | 0 | 0 | 0
CT Fac. Spec. - NOX Rate Winter v.4.10 Final, Unit 610 and retrofits | 210 | 7286 | Rate Constraint in lbs/MMBtu | FALSE | L | Annual | Net Emissions Allowance Position | Thousand Tons | 0 | 0 | 0 | 0 | 0 | 0 | 0
CT Fac. Spec. - NOX Rate Winter v.4.10 Final, Unit 610 and retrofits | 210 | 7286 | Rate Constraint in lbs/MMBtu | FALSE | L | Annual | Fuel Consumed | TBtu | 0 | 0 | 0 | 0 | 0 | 0 | 0
CT Fac. Spec. - NOX Rate Winter v.4.10 Final, Unit 610 and retrofits | 210 | 7286 | Rate Constraint in lbs/MMBtu | FALSE | L | Annual | Rate | lb/MMBtu | 0 | 0 | 0 | 0 | 0 | 0 | 0
CT Fac. Spec. - NOX Rate Winter v.4.10 Final, Unit 610 and retrofits | 210 | 7286 | Rate Constraint in lbs/MMBtu | FALSE | L | Annual | Generation | TWh | 0 | 0 | 0 | 0 | 0 | 0 | 0
CT Fac. Spec. - NOX Rate Winter v.4.10 Final, Unit 610 and retrofits | 210 | 7286 | Rate Constraint in lbs/MMBtu | FALSE | L | Annual | Qualifying Generation | TWh | 0 | 0 | 0 | 0 | 0 | 0 | 0
CT Fac. Spec. - NOX Rate Winter v.4.10 Final, Unit 610 and retrofits | 210 | 7286 | Rate Constraint in lbs/MMBtu | FALSE | L | Annual | Rate | lb/MWh | 0 | 0 | 0 | 0 | 0 | 0 | 0
CT Fac. Spec. - NOX Rate Winter v.4.10 Final, Unit 610 and retrofits | 210 | 7286 | Rate Constraint in lbs/MMBtu | FALSE | L | Annual | Constraint Shadow Price | US2022$/Ton | 0 | 0 | 0 | 0 | 0 | 0 | 0
CT Fac. Spec. - NOX Rate Winter v.4.10 Final, Unit 611 and retrofits | 211 | 7286 | Rate Constraint in lbs/MMBtu | FALSE | L | Annual | Seasons Included | Seasons | Winter, Spring, Fall | Winter, Spring, Fall | Winter, Spring, Fall | Winter, Spring, Fall | Winter, Spring, Fall | Winter, Spring, Fall | Winter, Spring, Fall
CT Fac. Spec. - NOX Rate Winter v.4.10 Final, Unit 611 and retrofits | 211 | 7286 | Rate Constraint in lbs/MMBtu | FALSE | L | Annual | Standard NOX | lb/MMBtu | 0.15 | 0.15 | 0.15 | 0.15 | 0.15 | 0.15 | 0.15
CT Fac. Spec. - NOX Rate Winter v.4.10 Final, Unit 611 and retrofits | 211 | 7286 | Rate Constraint in lbs/MMBtu | FALSE | L | Annual | Emissions at Affected Plants NOX | Thousand Tons | 0 | 0 | 0 | 0 | 0 | 0 | 0
CT Fac. Spec. - NOX Rate Winter v.4.10 Final, Unit 611 and retrofits | 211 | 7286 | Rate Constraint in lbs/MMBtu | FALSE | L | Annual | Allowances Purchased NOX | Thousand Tons | 0 | 0 | 0 | 0 | 0 | 0 | 0
CT Fac. Spec. - NOX Rate Winter v.4.10 Final, Unit 611 and retrofits | 211 | 7286 | Rate Constraint in lbs/MMBtu | FALSE | L | Annual | Allowances Sold NOX | Thousand Tons | 0 | 0 | 0 | 0 | 0 | 0 | 0
CT Fac. Spec. - NOX Rate Winter v.4.10 Final, Unit 611 and retrofits | 211 | 7286 | Rate Constraint in lbs/MMBtu | FALSE | L | Annual | Allowances Banked | Thousand Tons | 0 | 0 | 0 | 0 | 0 | 0 | 0
CT Fac. Spec. - NOX Rate Winter v.4.10 Final, Unit 611 and retrofits | 211 | 7286 | Rate Constraint in lbs/MMBtu | FALSE | L | Annual | Allowances Withdrawn (1:1) | Thousand Tons | 0 | 0 | 0 | 0 | 0 | 0 | 0
CT Fac. Spec. - NOX Rate Winter v.4.10 Final, Unit 611 and retrofits | 211 | 7286 | Rate Constraint in lbs/MMBtu | FALSE | L | Annual | Allowances Withdrawn (n:1) | Thousand Tons | 0 | 0 | 0 | 0 | 0 | 0 | 0
CT Fac. Spec. - NOX Rate Winter v.4.10 Final, Unit 611 and retrofits | 211 | 7286 | Rate Constraint in lbs/MMBtu | FALSE | L | Annual | Net Emissions Allowance Position | Thousand Tons | 0 | 0 | 0 | 0 | 0 | 0 | 0
CT Fac. Spec. - NOX Rate Winter v.4.10 Final, Unit 611 and retrofits | 211 | 7286 | Rate Constraint in lbs/MMBtu | FALSE | L | Annual | Fuel Consumed | TBtu | 0 | 0 | 0 | 0 | 0 | 0 | 0
CT Fac. Spec. - NOX Rate Winter v.4.10 Final, Unit 611 and retrofits | 211 | 7286 | Rate Constraint in lbs/MMBtu | FALSE | L | Annual | Rate | lb/MMBtu | 0 | 0 | 0 | 0 | 0 | 0 | 0
CT Fac. Spec. - NOX Rate Winter v.4.10 Final, Unit 611 and retrofits | 211 | 7286 | Rate Constraint in lbs/MMBtu | FALSE | L | Annual | Generation | TWh | 0 | 0 | 0 | 0 | 0 | 0 | 0
CT Fac. Spec. - NOX Rate Winter v.4.10 Final, Unit 611 and retrofits | 211 | 7286 | Rate Constraint in lbs/MMBtu | FALSE | L | Annual | Qualifying Generation | TWh | 0 | 0 | 0 | 0 | 0 | 0 | 0
CT Fac. Spec. - NOX Rate Winter v.4.10 Final, Unit 611 and retrofits | 211 | 7286 | Rate Constraint in lbs/MMBtu | FALSE | L | Annual | Rate | lb/MWh | 0 | 0 | 0 | 0 | 0 | 0 | 0
CT Fac. Spec. - NOX Rate Winter v.4.10 Final, Unit 611 and retrofits | 211 | 7286 | Rate Constraint in lbs/MMBtu | FALSE | L | Annual | Constraint Shadow Price | US2022$/Ton | 0 | 0 | 0 | 0 | 0 | 0 | 0
CT Fac. Spec. - NOX Rate Winter v.4.10 Final, Unit 612 and retrofits | 212 | 7286 | Rate Constraint in lbs/MMBtu | FALSE | L | Annual | Seasons Included | Seasons | Winter, Spring, Fall | Winter, Spring, Fall | Winter, Spring, Fall | Winter, Spring, Fall | Winter, Spring, Fall | Winter, Spring, Fall | Winter, Spring, Fall
CT Fac. Spec. - NOX Rate Winter v.4.10 Final, Unit 612 and retrofits | 212 | 7286 | Rate Constraint in lbs/MMBtu | FALSE | L | Annual | Standard NOX | lb/MMBtu | 0.15 | 0.15 | 0.15 | 0.15 | 0.15 | 0.15 | 0.15
CT Fac. Spec. - NOX Rate Winter v.4.10 Final, Unit 612 and retrofits | 212 | 7286 | Rate Constraint in lbs/MMBtu | FALSE | L | Annual | Emissions at Affected Plants NOX | Thousand Tons | 0 | 0 | 0 | 0 | 0 | 0 | 0
CT Fac. Spec. - NOX Rate Winter v.4.10 Final, Unit 612 and retrofits | 212 | 7286 | Rate Constraint in lbs/MMBtu | FALSE | L | Annual | Allowances Purchased NOX | Thousand Tons | 0 | 0 | 0 | 0 | 0 | 0 | 0
CT Fac. Spec. - NOX Rate Winter v.4.10 Final, Unit 612 and retrofits | 212 | 7286 | Rate Constraint in lbs/MMBtu | FALSE | L | Annual | Allowances Sold NOX | Thousand Tons | 0 | 0 | 0 | 0 | 0 | 0 | 0
CT Fac. Spec. - NOX Rate Winter v.4.10 Final, Unit 612 and retrofits | 212 | 7286 | Rate Constraint in lbs/MMBtu | FALSE | L | Annual | Allowances Banked | Thousand Tons | 0 | 0 | 0 | 0 | 0 | 0 | 0
CT Fac. Spec. - NOX Rate Winter v.4.10 Final, Unit 612 and retrofits | 212 | 7286 | Rate Constraint in lbs/MMBtu | FALSE | L | Annual | Allowances Withdrawn (1:1) | Thousand Tons | 0 | 0 | 0 | 0 | 0 | 0 | 0
CT Fac. Spec. - NOX Rate Winter v.4.10 Final, Unit 612 and retrofits | 212 | 7286 | Rate Constraint in lbs/MMBtu | FALSE | L | Annual | Allowances Withdrawn (n:1) | Thousand Tons | 0 | 0 | 0 | 0 | 0 | 0 | 0
CT Fac. Spec. - NOX Rate Winter v.4.10 Final, Unit 612 and retrofits | 212 | 7286 | Rate Constraint in lbs/MMBtu | FALSE | L | Annual | Net Emissions Allowance Position | Thousand Tons | 0 | 0 | 0 | 0 | 0 | 0 | 0
CT Fac. Spec. - NOX Rate Winter v.4.10 Final, Unit 612 and retrofits | 212 | 7286 | Rate Constraint in lbs/MMBtu | FALSE | L | Annual | Fuel Consumed | TBtu | 0 | 0 | 0 | 0 | 0 | 0 | 0
CT Fac. Spec. - NOX Rate Winter v.4.10 Final, Unit 612 and retrofits | 212 | 7286 | Rate Constraint in lbs/MMBtu | FALSE | L | Annual | Rate | lb/MMBtu | 0 | 0 | 0 | 0 | 0 | 0 | 0
CT Fac. Spec. - NOX Rate Winter v.4.10 Final, Unit 612 and retrofits | 212 | 7286 | Rate Constraint in lbs/MMBtu | FALSE | L | Annual | Generation | TWh | 0 | 0 | 0 | 0 | 0 | 0 | 0
CT Fac. Spec. - NOX Rate Winter v.4.10 Final, Unit 612 and retrofits | 212 | 7286 | Rate Constraint in lbs/MMBtu | FALSE | L | Annual | Qualifying Generation | TWh | 0 | 0 | 0 | 0 | 0 | 0 | 0
CT Fac. Spec. - NOX Rate Winter v.4.10 Final, Unit 612 and retrofits | 212 | 7286 | Rate Constraint in lbs/MMBtu | FALSE | L | Annual | Rate | lb/MWh | 0 | 0 | 0 | 0 | 0 | 0 | 0
CT Fac. Spec. - NOX Rate Winter v.4.10 Final, Unit 612 and retrofits | 212 | 7286 | Rate Constraint in lbs/MMBtu | FALSE | L | Annual | Constraint Shadow Price | US2022$/Ton | 0 | 0 | 0 | 0 | 0 | 0 | 0
CT Fac. Spec. - NOX Rate Winter v.4.10 Final, Unit 613 and retrofits | 213 | 7286 | Rate Constraint in lbs/MMBtu | FALSE | L | Annual | Seasons Included | Seasons | Winter, Spring, Fall | Winter, Spring, Fall | Winter, Spring, Fall | Winter, Spring, Fall | Winter, Spring, Fall | Winter, Spring, Fall | Winter, Spring, Fall
CT Fac. Spec. - NOX Rate Winter v.4.10 Final, Unit 613 and retrofits | 213 | 7286 | Rate Constraint in lbs/MMBtu | FALSE | L | Annual | Standard NOX | lb/MMBtu | 0.15 | 0.15 | 0.15 | 0.15 | 0.15 | 0.15 | 0.15
CT Fac. Spec. - NOX Rate Winter v.4.10 Final, Unit 613 and retrofits | 213 | 7286 | Rate Constraint in lbs/MMBtu | FALSE | L | Annual | Emissions at Affected Plants NOX | Thousand Tons | 0 | 0 | 0 | 0 | 0 | 0 | 0
CT Fac. Spec. - NOX Rate Winter v.4.10 Final, Unit 613 and retrofits | 213 | 7286 | Rate Constraint in lbs/MMBtu | FALSE | L | Annual | Allowances Purchased NOX | Thousand Tons | 0 | 0 | 0 | 0 | 0 | 0 | 0
CT Fac. Spec. - NOX Rate Winter v.4.10 Final, Unit 613 and retrofits | 213 | 7286 | Rate Constraint in lbs/MMBtu | FALSE | L | Annual | Allowances Sold NOX | Thousand Tons | 0 | 0 | 0 | 0 | 0 | 0 | 0
CT Fac. Spec. - NOX Rate Winter v.4.10 Final, Unit 613 and retrofits | 213 | 7286 | Rate Constraint in lbs/MMBtu | FALSE | L | Annual | Allowances Banked | Thousand Tons | 0 | 0 | 0 | 0 | 0 | 0 | 0
CT Fac. Spec. - NOX Rate Winter v.4.10 Final, Unit 613 and retrofits | 213 | 7286 | Rate Constraint in lbs/MMBtu | FALSE | L | Annual | Allowances Withdrawn (1:1) | Thousand Tons | 0 | 0 | 0 | 0 | 0 | 0 | 0
CT Fac. Spec. - NOX Rate Winter v.4.10 Final, Unit 613 and retrofits | 213 | 7286 | Rate Constraint in lbs/MMBtu | FALSE | L | Annual | Allowances Withdrawn (n:1) | Thousand Tons | 0 | 0 | 0 | 0 | 0 | 0 | 0
CT Fac. Spec. - NOX Rate Winter v.4.10 Final, Unit 613 and retrofits | 213 | 7286 | Rate Constraint in lbs/MMBtu | FALSE | L | Annual | Net Emissions Allowance Position | Thousand Tons | 0 | 0 | 0 | 0 | 0 | 0 | 0
CT Fac. Spec. - NOX Rate Winter v.4.10 Final, Unit 613 and retrofits | 213 | 7286 | Rate Constraint in lbs/MMBtu | FALSE | L | Annual | Fuel Consumed | TBtu | 0 | 0 | 0 | 0 | 0 | 0 | 0
CT Fac. Spec. - NOX Rate Winter v.4.10 Final, Unit 613 and retrofits | 213 | 7286 | Rate Constraint in lbs/MMBtu | FALSE | L | Annual | Rate | lb/MMBtu | 0 | 0 | 0 | 0 | 0 | 0 | 0
CT Fac. Spec. - NOX Rate Winter v.4.10 Final, Unit 613 and retrofits | 213 | 7286 | Rate Constraint in lbs/MMBtu | FALSE | L | Annual | Generation | TWh | 0 | 0 | 0 | 0 | 0 | 0 | 0
CT Fac. Spec. - NOX Rate Winter v.4.10 Final, Unit 613 and retrofits | 213 | 7286 | Rate Constraint in lbs/MMBtu | FALSE | L | Annual | Qualifying Generation | TWh | 0 | 0 | 0 | 0 | 0 | 0 | 0
CT Fac. Spec. - NOX Rate Winter v.4.10 Final, Unit 613 and retrofits | 213 | 7286 | Rate Constraint in lbs/MMBtu | FALSE | L | Annual | Rate | lb/MWh | 0 | 0 | 0 | 0 | 0 | 0 | 0
CT Fac. Spec. - NOX Rate Winter v.4.10 Final, Unit 613 and retrofits | 213 | 7286 | Rate Constraint in lbs/MMBtu | FALSE | L | Annual | Constraint Shadow Price | US2022$/Ton | 0 | 0 | 0 | 0 | 0 | 0 | 0
CT Fac. Spec. - NOX Rate Winter v.4.10 Final, Unit 614 and retrofits | 214 | 7286 | Rate Constraint in lbs/MMBtu | FALSE | L | Annual | Seasons Included | Seasons | Winter, Spring, Fall | Winter, Spring, Fall | Winter, Spring, Fall | Winter, Spring, Fall | Winter, Spring, Fall | Winter, Spring, Fall | Winter, Spring, Fall
CT Fac. Spec. - NOX Rate Winter v.4.10 Final, Unit 614 and retrofits | 214 | 7286 | Rate Constraint in lbs/MMBtu | FALSE | L | Annual | Standard NOX | lb/MMBtu | 0.15 | 0.15 | 0.15 | 0.15 | 0.15 | 0.15 | 0.15
CT Fac. Spec. - NOX Rate Winter v.4.10 Final, Unit 614 and retrofits | 214 | 7286 | Rate Constraint in lbs/MMBtu | FALSE | L | Annual | Emissions at Affected Plants NOX | Thousand Tons | 0 | 0 | 0 | 0 | 0 | 0 | 0
CT Fac. Spec. - NOX Rate Winter v.4.10 Final, Unit 614 and retrofits | 214 | 7286 | Rate Constraint in lbs/MMBtu | FALSE | L | Annual | Allowances Purchased NOX | Thousand Tons | 0 | 0 | 0 | 0 | 0 | 0 | 0
CT Fac. Spec. - NOX Rate Winter v.4.10 Final, Unit 614 and retrofits | 214 | 7286 | Rate Constraint in lbs/MMBtu | FALSE | L | Annual | Allowances Sold NOX | Thousand Tons | 0 | 0 | 0 | 0 | 0 | 0 | 0
CT Fac. Spec. - NOX Rate Winter v.4.10 Final, Unit 614 and retrofits | 214 | 7286 | Rate Constraint in lbs/MMBtu | FALSE | L | Annual | Allowances Banked | Thousand Tons | 0 | 0 | 0 | 0 | 0 | 0 | 0
CT Fac. Spec. - NOX Rate Winter v.4.10 Final, Unit 614 and retrofits | 214 | 7286 | Rate Constraint in lbs/MMBtu | FALSE | L | Annual | Allowances Withdrawn (1:1) | Thousand Tons | 0 | 0 | 0 | 0 | 0 | 0 | 0
CT Fac. Spec. - NOX Rate Winter v.4.10 Final, Unit 614 and retrofits | 214 | 7286 | Rate Constraint in lbs/MMBtu | FALSE | L | Annual | Allowances Withdrawn (n:1) | Thousand Tons | 0 | 0 | 0 | 0 | 0 | 0 | 0
CT Fac. Spec. - NOX Rate Winter v.4.10 Final, Unit 614 and retrofits | 214 | 7286 | Rate Constraint in lbs/MMBtu | FALSE | L | Annual | Net Emissions Allowance Position | Thousand Tons | 0 | 0 | 0 | 0 | 0 | 0 | 0
CT Fac. Spec. - NOX Rate Winter v.4.10 Final, Unit 614 and retrofits | 214 | 7286 | Rate Constraint in lbs/MMBtu | FALSE | L | Annual | Fuel Consumed | TBtu | 0 | 0 | 0 | 0 | 0 | 0 | 0
CT Fac. Spec. - NOX Rate Winter v.4.10 Final, Unit 614 and retrofits | 214 | 7286 | Rate Constraint in lbs/MMBtu | FALSE | L | Annual | Rate | lb/MMBtu | 0 | 0 | 0 | 0 | 0 | 0 | 0
CT Fac. Spec. - NOX Rate Winter v.4.10 Final, Unit 614 and retrofits | 214 | 7286 | Rate Constraint in lbs/MMBtu | FALSE | L | Annual | Generation | TWh | 0 | 0 | 0 | 0 | 0 | 0 | 0
CT Fac. Spec. - NOX Rate Winter v.4.10 Final, Unit 614 and retrofits | 214 | 7286 | Rate Constraint in lbs/MMBtu | FALSE | L | Annual | Qualifying Generation | TWh | 0 | 0 | 0 | 0 | 0 | 0 | 0
CT Fac. Spec. - NOX Rate Winter v.4.10 Final, Unit 614 and retrofits | 214 | 7286 | Rate Constraint in lbs/MMBtu | FALSE | L | Annual | Rate | lb/MWh | 0 | 0 | 0 | 0 | 0 | 0 | 0
CT Fac. Spec. - NOX Rate Winter v.4.10 Final, Unit 614 and retrofits | 214 | 7286 | Rate Constraint in lbs/MMBtu | FALSE | L | Annual | Constraint Shadow Price | US2022$/Ton | 0 | 0 | 0 | 0 | 0 | 0 | 0
CT Fac. Spec. - NOX Rate Winter v.4.10 Final, Unit 616 and retrofits | 215 | 7286 | Rate Constraint in lbs/MMBtu | FALSE | L | Annual | Seasons Included | Seasons | Winter, Spring, Fall | Winter, Spring, Fall | Winter, Spring, Fall | Winter, Spring, Fall | Winter, Spring, Fall | Winter, Spring, Fall | Winter, Spring, Fall
CT Fac. Spec. - NOX Rate Winter v.4.10 Final, Unit 616 and retrofits | 215 | 7286 | Rate Constraint in lbs/MMBtu | FALSE | L | Annual | Standard NOX | lb/MMBtu | 0.15 | 0.15 | 0.15 | 0.15 | 0.15 | 0.15 | 0.15
CT Fac. Spec. - NOX Rate Winter v.4.10 Final, Unit 616 and retrofits | 215 | 7286 | Rate Constraint in lbs/MMBtu | FALSE | L | Annual | Emissions at Affected Plants NOX | Thousand Tons | 0 | 0 | 0 | 0 | 0 | 0 | 0
CT Fac. Spec. - NOX Rate Winter v.4.10 Final, Unit 616 and retrofits | 215 | 7286 | Rate Constraint in lbs/MMBtu | FALSE | L | Annual | Allowances Purchased NOX | Thousand Tons | 0 | 0 | 0 | 0 | 0 | 0 | 0
CT Fac. Spec. - NOX Rate Winter v.4.10 Final, Unit 616 and retrofits | 215 | 7286 | Rate Constraint in lbs/MMBtu | FALSE | L | Annual | Allowances Sold NOX | Thousand Tons | 0 | 0 | 0 | 0 | 0 | 0 | 0
CT Fac. Spec. - NOX Rate Winter v.4.10 Final, Unit 616 and retrofits | 215 | 7286 | Rate Constraint in lbs/MMBtu | FALSE | L | Annual | Allowances Banked | Thousand Tons | 0 | 0 | 0 | 0 | 0 | 0 | 0
CT Fac. Spec. - NOX Rate Winter v.4.10 Final, Unit 616 and retrofits | 215 | 7286 | Rate Constraint in lbs/MMBtu | FALSE | L | Annual | Allowances Withdrawn (1:1) | Thousand Tons | 0 | 0 | 0 | 0 | 0 | 0 | 0
CT Fac. Spec. - NOX Rate Winter v.4.10 Final, Unit 616 and retrofits | 215 | 7286 | Rate Constraint in lbs/MMBtu | FALSE | L | Annual | Allowances Withdrawn (n:1) | Thousand Tons | 0 | 0 | 0 | 0 | 0 | 0 | 0
CT Fac. Spec. - NOX Rate Winter v.4.10 Final, Unit 616 and retrofits | 215 | 7286 | Rate Constraint in lbs/MMBtu | FALSE | L | Annual | Net Emissions Allowance Position | Thousand Tons | 0 | 0 | 0 | 0 | 0 | 0 | 0
CT Fac. Spec. - NOX Rate Winter v.4.10 Final, Unit 616 and retrofits | 215 | 7286 | Rate Constraint in lbs/MMBtu | FALSE | L | Annual | Fuel Consumed | TBtu | 0 | 0 | 0 | 0 | 0 | 0 | 0
CT Fac. Spec. - NOX Rate Winter v.4.10 Final, Unit 616 and retrofits | 215 | 7286 | Rate Constraint in lbs/MMBtu | FALSE | L | Annual | Rate | lb/MMBtu | 0 | 0 | 0 | 0 | 0 | 0 | 0
CT Fac. Spec. - NOX Rate Winter v.4.10 Final, Unit 616 and retrofits | 215 | 7286 | Rate Constraint in lbs/MMBtu | FALSE | L | Annual | Generation | TWh | 0 | 0 | 0 | 0 | 0 | 0 | 0
CT Fac. Spec. - NOX Rate Winter v.4.10 Final, Unit 616 and retrofits | 215 | 7286 | Rate Constraint in lbs/MMBtu | FALSE | L | Annual | Qualifying Generation | TWh | 0 | 0 | 0 | 0 | 0 | 0 | 0
CT Fac. Spec. - NOX Rate Winter v.4.10 Final, Unit 616 and retrofits | 215 | 7286 | Rate Constraint in lbs/MMBtu | FALSE | L | Annual | Rate | lb/MWh | 0 | 0 | 0 | 0 | 0 | 0 | 0
CT Fac. Spec. - NOX Rate Winter v.4.10 Final, Unit 616 and retrofits | 215 | 7286 | Rate Constraint in lbs/MMBtu | FALSE | L | Annual | Constraint Shadow Price | US2022$/Ton | 0 | 0 | 0 | 0 | 0 | 0 | 0
CT Fac. Spec. - NOX Rate Winter v.4.10 Final, Unit 617 and retrofits | 216 | 7286 | Rate Constraint in lbs/MMBtu | FALSE | L | Annual | Seasons Included | Seasons | Winter, Spring, Fall | Winter, Spring, Fall | Winter, Spring, Fall | Winter, Spring, Fall | Winter, Spring, Fall | Winter, Spring, Fall | Winter, Spring, Fall
CT Fac. Spec. - NOX Rate Winter v.4.10 Final, Unit 617 and retrofits | 216 | 7286 | Rate Constraint in lbs/MMBtu | FALSE | L | Annual | Standard NOX | lb/MMBtu | 0.15 | 0.15 | 0.15 | 0.15 | 0.15 | 0.15 | 0.15
CT Fac. Spec. - NOX Rate Winter v.4.10 Final, Unit 617 and retrofits | 216 | 7286 | Rate Constraint in lbs/MMBtu | FALSE | L | Annual | Emissions at Affected Plants NOX | Thousand Tons | 0 | 0 | 0 | 0 | 0 | 0 | 0
CT Fac. Spec. - NOX Rate Winter v.4.10 Final, Unit 617 and retrofits | 216 | 7286 | Rate Constraint in lbs/MMBtu | FALSE | L | Annual | Allowances Purchased NOX | Thousand Tons | 0 | 0 | 0 | 0 | 0 | 0 | 0
CT Fac. Spec. - NOX Rate Winter v.4.10 Final, Unit 617 and retrofits | 216 | 7286 | Rate Constraint in lbs/MMBtu | FALSE | L | Annual | Allowances Sold NOX | Thousand Tons | 0 | 0 | 0 | 0 | 0 | 0 | 0
CT Fac. Spec. - NOX Rate Winter v.4.10 Final, Unit 617 and retrofits | 216 | 7286 | Rate Constraint in lbs/MMBtu | FALSE | L | Annual | Allowances Banked | Thousand Tons | 0 | 0 | 0 | 0 | 0 | 0 | 0
CT Fac. Spec. - NOX Rate Winter v.4.10 Final, Unit 617 and retrofits | 216 | 7286 | Rate Constraint in lbs/MMBtu | FALSE | L | Annual | Allowances Withdrawn (1:1) | Thousand Tons | 0 | 0 | 0 | 0 | 0 | 0 | 0
CT Fac. Spec. - NOX Rate Winter v.4.10 Final, Unit 617 and retrofits | 216 | 7286 | Rate Constraint in lbs/MMBtu | FALSE | L | Annual | Allowances Withdrawn (n:1) | Thousand Tons | 0 | 0 | 0 | 0 | 0 | 0 | 0
CT Fac. Spec. - NOX Rate Winter v.4.10 Final, Unit 617 and retrofits | 216 | 7286 | Rate Constraint in lbs/MMBtu | FALSE | L | Annual | Net Emissions Allowance Position | Thousand Tons | 0 | 0 | 0 | 0 | 0 | 0 | 0
CT Fac. Spec. - NOX Rate Winter v.4.10 Final, Unit 617 and retrofits | 216 | 7286 | Rate Constraint in lbs/MMBtu | FALSE | L | Annual | Fuel Consumed | TBtu | 0 | 0 | 0 | 0 | 0 | 0 | 0
CT Fac. Spec. - NOX Rate Winter v.4.10 Final, Unit 617 and retrofits | 216 | 7286 | Rate Constraint in lbs/MMBtu | FALSE | L | Annual | Rate | lb/MMBtu | 0 | 0 | 0 | 0 | 0 | 0 | 0
CT Fac. Spec. - NOX Rate Winter v.4.10 Final, Unit 617 and retrofits | 216 | 7286 | Rate Constraint in lbs/MMBtu | FALSE | L | Annual | Generation | TWh | 0 | 0 | 0 | 0 | 0 | 0 | 0
CT Fac. Spec. - NOX Rate Winter v.4.10 Final, Unit 617 and retrofits | 216 | 7286 | Rate Constraint in lbs/MMBtu | FALSE | L | Annual | Qualifying Generation | TWh | 0 | 0 | 0 | 0 | 0 | 0 | 0
CT Fac. Spec. - NOX Rate Winter v.4.10 Final, Unit 617 and retrofits | 216 | 7286 | Rate Constraint in lbs/MMBtu | FALSE | L | Annual | Rate | lb/MWh | 0 | 0 | 0 | 0 | 0 | 0 | 0
CT Fac. Spec. - NOX Rate Winter v.4.10 Final, Unit 617 and retrofits | 216 | 7286 | Rate Constraint in lbs/MMBtu | FALSE | L | Annual | Constraint Shadow Price | US2022$/Ton | 0 | 0 | 0 | 0 | 0 | 0 | 0
CT Fac. Spec. - NOX Rate Winter v.4.10 Final, Unit 618 and retrofits | 217 | 7286 | Rate Constraint in lbs/MMBtu | FALSE | L | Annual | Seasons Included | Seasons | Winter, Spring, Fall | Winter, Spring, Fall | Winter, Spring, Fall | Winter, Spring, Fall | Winter, Spring, Fall | Winter, Spring, Fall | Winter, Spring, Fall
CT Fac. Spec. - NOX Rate Winter v.4.10 Final, Unit 618 and retrofits | 217 | 7286 | Rate Constraint in lbs/MMBtu | FALSE | L | Annual | Standard NOX | lb/MMBtu | 0.15 | 0.15 | 0.15 | 0.15 | 0.15 | 0.15 | 0.15
CT Fac. Spec. - NOX Rate Winter v.4.10 Final, Unit 618 and retrofits | 217 | 7286 | Rate Constraint in lbs/MMBtu | FALSE | L | Annual | Emissions at Affected Plants NOX | Thousand Tons | 0 | 0 | 0 | 0 | 0 | 0 | 0
CT Fac. Spec. - NOX Rate Winter v.4.10 Final, Unit 618 and retrofits | 217 | 7286 | Rate Constraint in lbs/MMBtu | FALSE | L | Annual | Allowances Purchased NOX | Thousand Tons | 0 | 0 | 0 | 0 | 0 | 0 | 0
CT Fac. Spec. - NOX Rate Winter v.4.10 Final, Unit 618 and retrofits | 217 | 7286 | Rate Constraint in lbs/MMBtu | FALSE | L | Annual | Allowances Sold NOX | Thousand Tons | 0 | 0 | 0 | 0 | 0 | 0 | 0
CT Fac. Spec. - NOX Rate Winter v.4.10 Final, Unit 618 and retrofits | 217 | 7286 | Rate Constraint in lbs/MMBtu | FALSE | L | Annual | Allowances Banked | Thousand Tons | 0 | 0 | 0 | 0 | 0 | 0 | 0
CT Fac. Spec. - NOX Rate Winter v.4.10 Final, Unit 618 and retrofits | 217 | 7286 | Rate Constraint in lbs/MMBtu | FALSE | L | Annual | Allowances Withdrawn (1:1) | Thousand Tons | 0 | 0 | 0 | 0 | 0 | 0 | 0
CT Fac. Spec. - NOX Rate Winter v.4.10 Final, Unit 618 and retrofits | 217 | 7286 | Rate Constraint in lbs/MMBtu | FALSE | L | Annual | Allowances Withdrawn (n:1) | Thousand Tons | 0 | 0 | 0 | 0 | 0 | 0 | 0
CT Fac. Spec. - NOX Rate Winter v.4.10 Final, Unit 618 and retrofits | 217 | 7286 | Rate Constraint in lbs/MMBtu | FALSE | L | Annual | Net Emissions Allowance Position | Thousand Tons | 0 | 0 | 0 | 0 | 0 | 0 | 0
CT Fac. Spec. - NOX Rate Winter v.4.10 Final, Unit 618 and retrofits | 217 | 7286 | Rate Constraint in lbs/MMBtu | FALSE | L | Annual | Fuel Consumed | TBtu | 0 | 0 | 0 | 0 | 0 | 0 | 0
CT Fac. Spec. - NOX Rate Winter v.4.10 Final, Unit 618 and retrofits | 217 | 7286 | Rate Constraint in lbs/MMBtu | FALSE | L | Annual | Rate | lb/MMBtu | 0 | 0 | 0 | 0 | 0 | 0 | 0
CT Fac. Spec. - NOX Rate Winter v.4.10 Final, Unit 618 and retrofits | 217 | 7286 | Rate Constraint in lbs/MMBtu | FALSE | L | Annual | Generation | TWh | 0 | 0 | 0 | 0 | 0 | 0 | 0
CT Fac. Spec. - NOX Rate Winter v.4.10 Final, Unit 618 and retrofits | 217 | 7286 | Rate Constraint in lbs/MMBtu | FALSE | L | Annual | Qualifying Generation | TWh | 0 | 0 | 0 | 0 | 0 | 0 | 0
CT Fac. Spec. - NOX Rate Winter v.4.10 Final, Unit 618 and retrofits | 217 | 7286 | Rate Constraint in lbs/MMBtu | FALSE | L | Annual | Rate | lb/MWh | 0 | 0 | 0 | 0 | 0 | 0 | 0
CT Fac. Spec. - NOX Rate Winter v.4.10 Final, Unit 618 and retrofits | 217 | 7286 | Rate Constraint in lbs/MMBtu | FALSE | L | Annual | Constraint Shadow Price | US2022$/Ton | 0 | 0 | 0 | 0 | 0 | 0 | 0
CT Fac. Spec. - NOX Rate Winter v.4.10 Final, Unit 619 and retrofits | 218 | 7286 | Rate Constraint in lbs/MMBtu | FALSE | L | Annual | Seasons Included | Seasons | Winter, Spring, Fall | Winter, Spring, Fall | Winter, Spring, Fall | Winter, Spring, Fall | Winter, Spring, Fall | Winter, Spring, Fall | Winter, Spring, Fall
CT Fac. Spec. - NOX Rate Winter v.4.10 Final, Unit 619 and retrofits | 218 | 7286 | Rate Constraint in lbs/MMBtu | FALSE | L | Annual | Standard NOX | lb/MMBtu | 0.15 | 0.15 | 0.15 | 0.15 | 0.15 | 0.15 | 0.15
CT Fac. Spec. - NOX Rate Winter v.4.10 Final, Unit 619 and retrofits | 218 | 7286 | Rate Constraint in lbs/MMBtu | FALSE | L | Annual | Emissions at Affected Plants NOX | Thousand Tons | 0 | 0 | 0 | 0 | 0 | 0 | 0
CT Fac. Spec. - NOX Rate Winter v.4.10 Final, Unit 619 and retrofits | 218 | 7286 | Rate Constraint in lbs/MMBtu | FALSE | L | Annual | Allowances Purchased NOX | Thousand Tons | 0 | 0 | 0 | 0 | 0 | 0 | 0
CT Fac. Spec. - NOX Rate Winter v.4.10 Final, Unit 619 and retrofits | 218 | 7286 | Rate Constraint in lbs/MMBtu | FALSE | L | Annual | Allowances Sold NOX | Thousand Tons | 0 | 0 | 0 | 0 | 0 | 0 | 0
CT Fac. Spec. - NOX Rate Winter v.4.10 Final, Unit 619 and retrofits | 218 | 7286 | Rate Constraint in lbs/MMBtu | FALSE | L | Annual | Allowances Banked | Thousand Tons | 0 | 0 | 0 | 0 | 0 | 0 | 0
CT Fac. Spec. - NOX Rate Winter v.4.10 Final, Unit 619 and retrofits | 218 | 7286 | Rate Constraint in lbs/MMBtu | FALSE | L | Annual | Allowances Withdrawn (1:1) | Thousand Tons | 0 | 0 | 0 | 0 | 0 | 0 | 0
CT Fac. Spec. - NOX Rate Winter v.4.10 Final, Unit 619 and retrofits | 218 | 7286 | Rate Constraint in lbs/MMBtu | FALSE | L | Annual | Allowances Withdrawn (n:1) | Thousand Tons | 0 | 0 | 0 | 0 | 0 | 0 | 0
CT Fac. Spec. - NOX Rate Winter v.4.10 Final, Unit 619 and retrofits | 218 | 7286 | Rate Constraint in lbs/MMBtu | FALSE | L | Annual | Net Emissions Allowance Position | Thousand Tons | 0 | 0 | 0 | 0 | 0 | 0 | 0
CT Fac. Spec. - NOX Rate Winter v.4.10 Final, Unit 619 and retrofits | 218 | 7286 | Rate Constraint in lbs/MMBtu | FALSE | L | Annual | Fuel Consumed | TBtu | 0 | 0 | 0 | 0 | 0 | 0 | 0
CT Fac. Spec. - NOX Rate Winter v.4.10 Final, Unit 619 and retrofits | 218 | 7286 | Rate Constraint in lbs/MMBtu | FALSE | L | Annual | Rate | lb/MMBtu | 0 | 0 | 0 | 0 | 0 | 0 | 0
CT Fac. Spec. - NOX Rate Winter v.4.10 Final, Unit 619 and retrofits | 218 | 7286 | Rate Constraint in lbs/MMBtu | FALSE | L | Annual | Generation | TWh | 0 | 0 | 0 | 0 | 0 | 0 | 0
CT Fac. Spec. - NOX Rate Winter v.4.10 Final, Unit 619 and retrofits | 218 | 7286 | Rate Constraint in lbs/MMBtu | FALSE | L | Annual | Qualifying Generation | TWh | 0 | 0 | 0 | 0 | 0 | 0 | 0
CT Fac. Spec. - NOX Rate Winter v.4.10 Final, Unit 619 and retrofits | 218 | 7286 | Rate Constraint in lbs/MMBtu | FALSE | L | Annual | Rate | lb/MWh | 0 | 0 | 0 | 0 | 0 | 0 | 0
CT Fac. Spec. - NOX Rate Winter v.4.10 Final, Unit 619 and retrofits | 218 | 7286 | Rate Constraint in lbs/MMBtu | FALSE | L | Annual | Constraint Shadow Price | US2022$/Ton | 0 | 0 | 0 | 0 | 0 | 0 | 0
CT Fac. Spec. - NOX Rate Winter v.4.10 Final, Unit 620 and retrofits | 219 | 7286 | Rate Constraint in lbs/MMBtu | FALSE | L | Annual | Seasons Included | Seasons | Winter, Spring, Fall | Winter, Spring, Fall | Winter, Spring, Fall | Winter, Spring, Fall | Winter, Spring, Fall | Winter, Spring, Fall | Winter, Spring, Fall
CT Fac. Spec. - NOX Rate Winter v.4.10 Final, Unit 620 and retrofits | 219 | 7286 | Rate Constraint in lbs/MMBtu | FALSE | L | Annual | Standard NOX | lb/MMBtu | 0.15 | 0.15 | 0.15 | 0.15 | 0.15 | 0.15 | 0.15
CT Fac. Spec. - NOX Rate Winter v.4.10 Final, Unit 620 and retrofits | 219 | 7286 | Rate Constraint in lbs/MMBtu | FALSE | L | Annual | Emissions at Affected Plants NOX | Thousand Tons | 0 | 0 | 0 | 0 | 0 | 0 | 0
CT Fac. Spec. - NOX Rate Winter v.4.10 Final, Unit 620 and retrofits | 219 | 7286 | Rate Constraint in lbs/MMBtu | FALSE | L | Annual | Allowances Purchased NOX | Thousand Tons | 0 | 0 | 0 | 0 | 0 | 0 | 0
CT Fac. Spec. - NOX Rate Winter v.4.10 Final, Unit 620 and retrofits | 219 | 7286 | Rate Constraint in lbs/MMBtu | FALSE | L | Annual | Allowances Sold NOX | Thousand Tons | 0 | 0 | 0 | 0 | 0 | 0 | 0
CT Fac. Spec. - NOX Rate Winter v.4.10 Final, Unit 620 and retrofits | 219 | 7286 | Rate Constraint in lbs/MMBtu | FALSE | L | Annual | Allowances Banked | Thousand Tons | 0 | 0 | 0 | 0 | 0 | 0 | 0
CT Fac. Spec. - NOX Rate Winter v.4.10 Final, Unit 620 and retrofits | 219 | 7286 | Rate Constraint in lbs/MMBtu | FALSE | L | Annual | Allowances Withdrawn (1:1) | Thousand Tons | 0 | 0 | 0 | 0 | 0 | 0 | 0
CT Fac. Spec. - NOX Rate Winter v.4.10 Final, Unit 620 and retrofits | 219 | 7286 | Rate Constraint in lbs/MMBtu | FALSE | L | Annual | Allowances Withdrawn (n:1) | Thousand Tons | 0 | 0 | 0 | 0 | 0 | 0 | 0
CT Fac. Spec. - NOX Rate Winter v.4.10 Final, Unit 620 and retrofits | 219 | 7286 | Rate Constraint in lbs/MMBtu | FALSE | L | Annual | Net Emissions Allowance Position | Thousand Tons | 0 | 0 | 0 | 0 | 0 | 0 | 0
CT Fac. Spec. - NOX Rate Winter v.4.10 Final, Unit 620 and retrofits | 219 | 7286 | Rate Constraint in lbs/MMBtu | FALSE | L | Annual | Fuel Consumed | TBtu | 0 | 0 | 0 | 0 | 0 | 0 | 0
CT Fac. Spec. - NOX Rate Winter v.4.10 Final, Unit 620 and retrofits | 219 | 7286 | Rate Constraint in lbs/MMBtu | FALSE | L | Annual | Rate | lb/MMBtu | 0 | 0 | 0 | 0 | 0 | 0 | 0
CT Fac. Spec. - NOX Rate Winter v.4.10 Final, Unit 620 and retrofits | 219 | 7286 | Rate Constraint in lbs/MMBtu | FALSE | L | Annual | Generation | TWh | 0 | 0 | 0 | 0 | 0 | 0 | 0
CT Fac. Spec. - NOX Rate Winter v.4.10 Final, Unit 620 and retrofits | 219 | 7286 | Rate Constraint in lbs/MMBtu | FALSE | L | Annual | Qualifying Generation | TWh | 0 | 0 | 0 | 0 | 0 | 0 | 0
CT Fac. Spec. - NOX Rate Winter v.4.10 Final, Unit 620 and retrofits | 219 | 7286 | Rate Constraint in lbs/MMBtu | FALSE | L | Annual | Rate | lb/MWh | 0 | 0 | 0 | 0 | 0 | 0 | 0
CT Fac. Spec. - NOX Rate Winter v.4.10 Final, Unit 620 and retrofits | 219 | 7286 | Rate Constraint in lbs/MMBtu | FALSE | L | Annual | Constraint Shadow Price | US2022$/Ton | 0 | 0 | 0 | 0 | 0 | 0 | 0
CT Fac. Spec. - NOX Rate Winter v.4.10 Final, Unit 621 and retrofits | 220 | 7286 | Rate Constraint in lbs/MMBtu | FALSE | L | Annual | Seasons Included | Seasons | Winter, Spring, Fall | Winter, Spring, Fall | Winter, Spring, Fall | Winter, Spring, Fall | Winter, Spring, Fall | Winter, Spring, Fall | Winter, Spring, Fall
CT Fac. Spec. - NOX Rate Winter v.4.10 Final, Unit 621 and retrofits | 220 | 7286 | Rate Constraint in lbs/MMBtu | FALSE | L | Annual | Standard NOX | lb/MMBtu | 0.15 | 0.15 | 0.15 | 0.15 | 0.15 | 0.15 | 0.15
CT Fac. Spec. - NOX Rate Winter v.4.10 Final, Unit 621 and retrofits | 220 | 7286 | Rate Constraint in lbs/MMBtu | FALSE | L | Annual | Emissions at Affected Plants NOX | Thousand Tons | 0 | 0 | 0 | 0 | 0 | 0 | 0
CT Fac. Spec. - NOX Rate Winter v.4.10 Final, Unit 621 and retrofits | 220 | 7286 | Rate Constraint in lbs/MMBtu | FALSE | L | Annual | Allowances Purchased NOX | Thousand Tons | 0 | 0 | 0 | 0 | 0 | 0 | 0
CT Fac. Spec. - NOX Rate Winter v.4.10 Final, Unit 621 and retrofits | 220 | 7286 | Rate Constraint in lbs/MMBtu | FALSE | L | Annual | Allowances Sold NOX | Thousand Tons | 0 | 0 | 0 | 0 | 0 | 0 | 0
CT Fac. Spec. - NOX Rate Winter v.4.10 Final, Unit 621 and retrofits | 220 | 7286 | Rate Constraint in lbs/MMBtu | FALSE | L | Annual | Allowances Banked | Thousand Tons | 0 | 0 | 0 | 0 | 0 | 0 | 0
CT Fac. Spec. - NOX Rate Winter v.4.10 Final, Unit 621 and retrofits | 220 | 7286 | Rate Constraint in lbs/MMBtu | FALSE | L | Annual | Allowances Withdrawn (1:1) | Thousand Tons | 0 | 0 | 0 | 0 | 0 | 0 | 0
CT Fac. Spec. - NOX Rate Winter v.4.10 Final, Unit 621 and retrofits | 220 | 7286 | Rate Constraint in lbs/MMBtu | FALSE | L | Annual | Allowances Withdrawn (n:1) | Thousand Tons | 0 | 0 | 0 | 0 | 0 | 0 | 0
CT Fac. Spec. - NOX Rate Winter v.4.10 Final, Unit 621 and retrofits | 220 | 7286 | Rate Constraint in lbs/MMBtu | FALSE | L | Annual | Net Emissions Allowance Position | Thousand Tons | 0 | 0 | 0 | 0 | 0 | 0 | 0
CT Fac. Spec. - NOX Rate Winter v.4.10 Final, Unit 621 and retrofits | 220 | 7286 | Rate Constraint in lbs/MMBtu | FALSE | L | Annual | Fuel Consumed | TBtu | 0 | 0 | 0 | 0 | 0 | 0 | 0
CT Fac. Spec. - NOX Rate Winter v.4.10 Final, Unit 621 and retrofits | 220 | 7286 | Rate Constraint in lbs/MMBtu | FALSE | L | Annual | Rate | lb/MMBtu | 0 | 0 | 0 | 0 | 0 | 0 | 0
CT Fac. Spec. - NOX Rate Winter v.4.10 Final, Unit 621 and retrofits | 220 | 7286 | Rate Constraint in lbs/MMBtu | FALSE | L | Annual | Generation | TWh | 0 | 0 | 0 | 0 | 0 | 0 | 0
CT Fac. Spec. - NOX Rate Winter v.4.10 Final, Unit 621 and retrofits | 220 | 7286 | Rate Constraint in lbs/MMBtu | FALSE | L | Annual | Qualifying Generation | TWh | 0 | 0 | 0 | 0 | 0 | 0 | 0
CT Fac. Spec. - NOX Rate Winter v.4.10 Final, Unit 621 and retrofits | 220 | 7286 | Rate Constraint in lbs/MMBtu | FALSE | L | Annual | Rate | lb/MWh | 0 | 0 | 0 | 0 | 0 | 0 | 0
CT Fac. Spec. - NOX Rate Winter v.4.10 Final, Unit 621 and retrofits | 220 | 7286 | Rate Constraint in lbs/MMBtu | FALSE | L | Annual | Constraint Shadow Price | US2022$/Ton | 0 | 0 | 0 | 0 | 0 | 0 | 0
CT Fac. Spec. - NOX Rate Winter v.4.10 Final, Unit 622 and retrofits | 221 | 7286 | Rate Constraint in lbs/MMBtu | FALSE | L | Annual | Seasons Included | Seasons | Winter, Spring, Fall | Winter, Spring, Fall | Winter, Spring, Fall | Winter, Spring, Fall | Winter, Spring, Fall | Winter, Spring, Fall | Winter, Spring, Fall
CT Fac. Spec. - NOX Rate Winter v.4.10 Final, Unit 622 and retrofits | 221 | 7286 | Rate Constraint in lbs/MMBtu | FALSE | L | Annual | Standard NOX | lb/MMBtu | 0.15 | 0.15 | 0.15 | 0.15 | 0.15 | 0.15 | 0.15
CT Fac. Spec. - NOX Rate Winter v.4.10 Final, Unit 622 and retrofits | 221 | 7286 | Rate Constraint in lbs/MMBtu | FALSE | L | Annual | Emissions at Affected Plants NOX | Thousand Tons | 0 | 0 | 0 | 0 | 0 | 0 | 0
CT Fac. Spec. - NOX Rate Winter v.4.10 Final, Unit 622 and retrofits | 221 | 7286 | Rate Constraint in lbs/MMBtu | FALSE | L | Annual | Allowances Purchased NOX | Thousand Tons | 0 | 0 | 0 | 0 | 0 | 0 | 0
CT Fac. Spec. - NOX Rate Winter v.4.10 Final, Unit 622 and retrofits | 221 | 7286 | Rate Constraint in lbs/MMBtu | FALSE | L | Annual | Allowances Sold NOX | Thousand Tons | 0 | 0 | 0 | 0 | 0 | 0 | 0
CT Fac. Spec. - NOX Rate Winter v.4.10 Final, Unit 622 and retrofits | 221 | 7286 | Rate Constraint in lbs/MMBtu | FALSE | L | Annual | Allowances Banked | Thousand Tons | 0 | 0 | 0 | 0 | 0 | 0 | 0
CT Fac. Spec. - NOX Rate Winter v.4.10 Final, Unit 622 and retrofits | 221 | 7286 | Rate Constraint in lbs/MMBtu | FALSE | L | Annual | Allowances Withdrawn (1:1) | Thousand Tons | 0 | 0 | 0 | 0 | 0 | 0 | 0
CT Fac. Spec. - NOX Rate Winter v.4.10 Final, Unit 622 and retrofits | 221 | 7286 | Rate Constraint in lbs/MMBtu | FALSE | L | Annual | Allowances Withdrawn (n:1) | Thousand Tons | 0 | 0 | 0 | 0 | 0 | 0 | 0
CT Fac. Spec. - NOX Rate Winter v.4.10 Final, Unit 622 and retrofits | 221 | 7286 | Rate Constraint in lbs/MMBtu | FALSE | L | Annual | Net Emissions Allowance Position | Thousand Tons | 0 | 0 | 0 | 0 | 0 | 0 | 0
CT Fac. Spec. - NOX Rate Winter v.4.10 Final, Unit 622 and retrofits | 221 | 7286 | Rate Constraint in lbs/MMBtu | FALSE | L | Annual | Fuel Consumed | TBtu | 0 | 0 | 0 | 0 | 0 | 0 | 0
CT Fac. Spec. - NOX Rate Winter v.4.10 Final, Unit 622 and retrofits | 221 | 7286 | Rate Constraint in lbs/MMBtu | FALSE | L | Annual | Rate | lb/MMBtu | 0 | 0 | 0 | 0 | 0 | 0 | 0
CT Fac. Spec. - NOX Rate Winter v.4.10 Final, Unit 622 and retrofits | 221 | 7286 | Rate Constraint in lbs/MMBtu | FALSE | L | Annual | Generation | TWh | 0 | 0 | 0 | 0 | 0 | 0 | 0
CT Fac. Spec. - NOX Rate Winter v.4.10 Final, Unit 622 and retrofits | 221 | 7286 | Rate Constraint in lbs/MMBtu | FALSE | L | Annual | Qualifying Generation | TWh | 0 | 0 | 0 | 0 | 0 | 0 | 0
CT Fac. Spec. - NOX Rate Winter v.4.10 Final, Unit 622 and retrofits | 221 | 7286 | Rate Constraint in lbs/MMBtu | FALSE | L | Annual | Rate | lb/MWh | 0 | 0 | 0 | 0 | 0 | 0 | 0
CT Fac. Spec. - NOX Rate Winter v.4.10 Final, Unit 622 and retrofits | 221 | 7286 | Rate Constraint in lbs/MMBtu | FALSE | L | Annual | Constraint Shadow Price | US2022$/Ton | 0 | 0 | 0 | 0 | 0 | 0 | 0
CT Fac. Spec. - NOX Rate Winter v.4.10 Final, Unit 623 and retrofits | 222 | 7286 | Rate Constraint in lbs/MMBtu | FALSE | L | Annual | Seasons Included | Seasons | Winter, Spring, Fall | Winter, Spring, Fall | Winter, Spring, Fall | Winter, Spring, Fall | Winter, Spring, Fall | Winter, Spring, Fall | Winter, Spring, Fall
CT Fac. Spec. - NOX Rate Winter v.4.10 Final, Unit 623 and retrofits | 222 | 7286 | Rate Constraint in lbs/MMBtu | FALSE | L | Annual | Standard NOX | lb/MMBtu | 0.15 | 0.15 | 0.15 | 0.15 | 0.15 | 0.15 | 0.15
CT Fac. Spec. - NOX Rate Winter v.4.10 Final, Unit 623 and retrofits | 222 | 7286 | Rate Constraint in lbs/MMBtu | FALSE | L | Annual | Emissions at Affected Plants NOX | Thousand Tons | 0 | 0 | 0 | 0 | 0 | 0 | 0
CT Fac. Spec. - NOX Rate Winter v.4.10 Final, Unit 623 and retrofits | 222 | 7286 | Rate Constraint in lbs/MMBtu | FALSE | L | Annual | Allowances Purchased NOX | Thousand Tons | 0 | 0 | 0 | 0 | 0 | 0 | 0
CT Fac. Spec. - NOX Rate Winter v.4.10 Final, Unit 623 and retrofits | 222 | 7286 | Rate Constraint in lbs/MMBtu | FALSE | L | Annual | Allowances Sold NOX | Thousand Tons | 0 | 0 | 0 | 0 | 0 | 0 | 0
CT Fac. Spec. - NOX Rate Winter v.4.10 Final, Unit 623 and retrofits | 222 | 7286 | Rate Constraint in lbs/MMBtu | FALSE | L | Annual | Allowances Banked | Thousand Tons | 0 | 0 | 0 | 0 | 0 | 0 | 0
CT Fac. Spec. - NOX Rate Winter v.4.10 Final, Unit 623 and retrofits | 222 | 7286 | Rate Constraint in lbs/MMBtu | FALSE | L | Annual | Allowances Withdrawn (1:1) | Thousand Tons | 0 | 0 | 0 | 0 | 0 | 0 | 0
CT Fac. Spec. - NOX Rate Winter v.4.10 Final, Unit 623 and retrofits | 222 | 7286 | Rate Constraint in lbs/MMBtu | FALSE | L | Annual | Allowances Withdrawn (n:1) | Thousand Tons | 0 | 0 | 0 | 0 | 0 | 0 | 0
CT Fac. Spec. - NOX Rate Winter v.4.10 Final, Unit 623 and retrofits | 222 | 7286 | Rate Constraint in lbs/MMBtu | FALSE | L | Annual | Net Emissions Allowance Position | Thousand Tons | 0 | 0 | 0 | 0 | 0 | 0 | 0
CT Fac. Spec. - NOX Rate Winter v.4.10 Final, Unit 623 and retrofits | 222 | 7286 | Rate Constraint in lbs/MMBtu | FALSE | L | Annual | Fuel Consumed | TBtu | 0 | 0 | 0 | 0 | 0 | 0 | 0
CT Fac. Spec. - NOX Rate Winter v.4.10 Final, Unit 623 and retrofits | 222 | 7286 | Rate Constraint in lbs/MMBtu | FALSE | L | Annual | Rate | lb/MMBtu | 0 | 0 | 0 | 0 | 0 | 0 | 0
CT Fac. Spec. - NOX Rate Winter v.4.10 Final, Unit 623 and retrofits | 222 | 7286 | Rate Constraint in lbs/MMBtu | FALSE | L | Annual | Generation | TWh | 0 | 0 | 0 | 0 | 0 | 0 | 0
CT Fac. Spec. - NOX Rate Winter v.4.10 Final, Unit 623 and retrofits | 222 | 7286 | Rate Constraint in lbs/MMBtu | FALSE | L | Annual | Qualifying Generation | TWh | 0 | 0 | 0 | 0 | 0 | 0 | 0
CT Fac. Spec. - NOX Rate Winter v.4.10 Final, Unit 623 and retrofits | 222 | 7286 | Rate Constraint in lbs/MMBtu | FALSE | L | Annual | Rate | lb/MWh | 0 | 0 | 0 | 0 | 0 | 0 | 0
CT Fac. Spec. - NOX Rate Winter v.4.10 Final, Unit 623 and retrofits | 222 | 7286 | Rate Constraint in lbs/MMBtu | FALSE | L | Annual | Constraint Shadow Price | US2022$/Ton | 0 | 0 | 0 | 0 | 0 | 0 | 0
CT Fac. Spec. - NOX Rate Winter v.4.10 Final, Unit 624 and retrofits | 223 | 7286 | Rate Constraint in lbs/MMBtu | FALSE | L | Annual | Seasons Included | Seasons | Winter, Spring, Fall | Winter, Spring, Fall | Winter, Spring, Fall | Winter, Spring, Fall | Winter, Spring, Fall | Winter, Spring, Fall | Winter, Spring, Fall
CT Fac. Spec. - NOX Rate Winter v.4.10 Final, Unit 624 and retrofits | 223 | 7286 | Rate Constraint in lbs/MMBtu | FALSE | L | Annual | Standard NOX | lb/MMBtu | 0.15 | 0.15 | 0.15 | 0.15 | 0.15 | 0.15 | 0.15
CT Fac. Spec. - NOX Rate Winter v.4.10 Final, Unit 624 and retrofits | 223 | 7286 | Rate Constraint in lbs/MMBtu | FALSE | L | Annual | Emissions at Affected Plants NOX | Thousand Tons | 0 | 0 | 0 | 0 | 0 | 0 | 0
CT Fac. Spec. - NOX Rate Winter v.4.10 Final, Unit 624 and retrofits | 223 | 7286 | Rate Constraint in lbs/MMBtu | FALSE | L | Annual | Allowances Purchased NOX | Thousand Tons | 0 | 0 | 0 | 0 | 0 | 0 | 0
CT Fac. Spec. - NOX Rate Winter v.4.10 Final, Unit 624 and retrofits | 223 | 7286 | Rate Constraint in lbs/MMBtu | FALSE | L | Annual | Allowances Sold NOX | Thousand Tons | 0 | 0 | 0 | 0 | 0 | 0 | 0
CT Fac. Spec. - NOX Rate Winter v.4.10 Final, Unit 624 and retrofits | 223 | 7286 | Rate Constraint in lbs/MMBtu | FALSE | L | Annual | Allowances Banked | Thousand Tons | 0 | 0 | 0 | 0 | 0 | 0 | 0
CT Fac. Spec. - NOX Rate Winter v.4.10 Final, Unit 624 and retrofits | 223 | 7286 | Rate Constraint in lbs/MMBtu | FALSE | L | Annual | Allowances Withdrawn (1:1) | Thousand Tons | 0 | 0 | 0 | 0 | 0 | 0 | 0
CT Fac. Spec. - NOX Rate Winter v.4.10 Final, Unit 624 and retrofits | 223 | 7286 | Rate Constraint in lbs/MMBtu | FALSE | L | Annual | Allowances Withdrawn (n:1) | Thousand Tons | 0 | 0 | 0 | 0 | 0 | 0 | 0
CT Fac. Spec. - NOX Rate Winter v.4.10 Final, Unit 624 and retrofits | 223 | 7286 | Rate Constraint in lbs/MMBtu | FALSE | L | Annual | Net Emissions Allowance Position | Thousand Tons | 0 | 0 | 0 | 0 | 0 | 0 | 0
CT Fac. Spec. - NOX Rate Winter v.4.10 Final, Unit 624 and retrofits | 223 | 7286 | Rate Constraint in lbs/MMBtu | FALSE | L | Annual | Fuel Consumed | TBtu | 0 | 0 | 0 | 0 | 0 | 0 | 0
CT Fac. Spec. - NOX Rate Winter v.4.10 Final, Unit 624 and retrofits | 223 | 7286 | Rate Constraint in lbs/MMBtu | FALSE | L | Annual | Rate | lb/MMBtu | 0 | 0 | 0 | 0 | 0 | 0 | 0
CT Fac. Spec. - NOX Rate Winter v.4.10 Final, Unit 624 and retrofits | 223 | 7286 | Rate Constraint in lbs/MMBtu | FALSE | L | Annual | Generation | TWh | 0 | 0 | 0 | 0 | 0 | 0 | 0
CT Fac. Spec. - NOX Rate Winter v.4.10 Final, Unit 624 and retrofits | 223 | 7286 | Rate Constraint in lbs/MMBtu | FALSE | L | Annual | Qualifying Generation | TWh | 0 | 0 | 0 | 0 | 0 | 0 | 0
CT Fac. Spec. - NOX Rate Winter v.4.10 Final, Unit 624 and retrofits | 223 | 7286 | Rate Constraint in lbs/MMBtu | FALSE | L | Annual | Rate | lb/MWh | 0 | 0 | 0 | 0 | 0 | 0 | 0
CT Fac. Spec. - NOX Rate Winter v.4.10 Final, Unit 624 and retrofits | 223 | 7286 | Rate Constraint in lbs/MMBtu | FALSE | L | Annual | Constraint Shadow Price | US2022$/Ton | 0 | 0 | 0 | 0 | 0 | 0 | 0
CT Fac. Spec. - NOX Rate Winter v.4.10 Final, Unit 625 and retrofits | 224 | 7286 | Rate Constraint in lbs/MMBtu | FALSE | L | Annual | Seasons Included | Seasons | Winter, Spring, Fall | Winter, Spring, Fall | Winter, Spring, Fall | Winter, Spring, Fall | Winter, Spring, Fall | Winter, Spring, Fall | Winter, Spring, Fall
CT Fac. Spec. - NOX Rate Winter v.4.10 Final, Unit 625 and retrofits | 224 | 7286 | Rate Constraint in lbs/MMBtu | FALSE | L | Annual | Standard NOX | lb/MMBtu | 0.15 | 0.15 | 0.15 | 0.15 | 0.15 | 0.15 | 0.15
CT Fac. Spec. - NOX Rate Winter v.4.10 Final, Unit 625 and retrofits | 224 | 7286 | Rate Constraint in lbs/MMBtu | FALSE | L | Annual | Emissions at Affected Plants NOX | Thousand Tons | 0 | 0 | 0 | 0 | 0 | 0 | 0
CT Fac. Spec. - NOX Rate Winter v.4.10 Final, Unit 625 and retrofits | 224 | 7286 | Rate Constraint in lbs/MMBtu | FALSE | L | Annual | Allowances Purchased NOX | Thousand Tons | 0 | 0 | 0 | 0 | 0 | 0 | 0
CT Fac. Spec. - NOX Rate Winter v.4.10 Final, Unit 625 and retrofits | 224 | 7286 | Rate Constraint in lbs/MMBtu | FALSE | L | Annual | Allowances Sold NOX | Thousand Tons | 0 | 0 | 0 | 0 | 0 | 0 | 0
CT Fac. Spec. - NOX Rate Winter v.4.10 Final, Unit 625 and retrofits | 224 | 7286 | Rate Constraint in lbs/MMBtu | FALSE | L | Annual | Allowances Banked | Thousand Tons | 0 | 0 | 0 | 0 | 0 | 0 | 0
CT Fac. Spec. - NOX Rate Winter v.4.10 Final, Unit 625 and retrofits | 224 | 7286 | Rate Constraint in lbs/MMBtu | FALSE | L | Annual | Allowances Withdrawn (1:1) | Thousand Tons | 0 | 0 | 0 | 0 | 0 | 0 | 0
CT Fac. Spec. - NOX Rate Winter v.4.10 Final, Unit 625 and retrofits | 224 | 7286 | Rate Constraint in lbs/MMBtu | FALSE | L | Annual | Allowances Withdrawn (n:1) | Thousand Tons | 0 | 0 | 0 | 0 | 0 | 0 | 0
CT Fac. Spec. - NOX Rate Winter v.4.10 Final, Unit 625 and retrofits | 224 | 7286 | Rate Constraint in lbs/MMBtu | FALSE | L | Annual | Net Emissions Allowance Position | Thousand Tons | 0 | 0 | 0 | 0 | 0 | 0 | 0
CT Fac. Spec. - NOX Rate Winter v.4.10 Final, Unit 625 and retrofits | 224 | 7286 | Rate Constraint in lbs/MMBtu | FALSE | L | Annual | Fuel Consumed | TBtu | 0 | 0 | 0 | 0 | 0 | 0 | 0
CT Fac. Spec. - NOX Rate Winter v.4.10 Final, Unit 625 and retrofits | 224 | 7286 | Rate Constraint in lbs/MMBtu | FALSE | L | Annual | Rate | lb/MMBtu | 0 | 0 | 0 | 0 | 0 | 0 | 0
CT Fac. Spec. - NOX Rate Winter v.4.10 Final, Unit 625 and retrofits | 224 | 7286 | Rate Constraint in lbs/MMBtu | FALSE | L | Annual | Generation | TWh | 0 | 0 | 0 | 0 | 0 | 0 | 0
CT Fac. Spec. - NOX Rate Winter v.4.10 Final, Unit 625 and retrofits | 224 | 7286 | Rate Constraint in lbs/MMBtu | FALSE | L | Annual | Qualifying Generation | TWh | 0 | 0 | 0 | 0 | 0 | 0 | 0
CT Fac. Spec. - NOX Rate Winter v.4.10 Final, Unit 625 and retrofits | 224 | 7286 | Rate Constraint in lbs/MMBtu | FALSE | L | Annual | Rate | lb/MWh | 0 | 0 | 0 | 0 | 0 | 0 | 0
CT Fac. Spec. - NOX Rate Winter v.4.10 Final, Unit 625 and retrofits | 224 | 7286 | Rate Constraint in lbs/MMBtu | FALSE | L | Annual | Constraint Shadow Price | US2022$/Ton | 0 | 0 | 0 | 0 | 0 | 0 | 0
CT Fac. Spec. - NOX Rate Winter v.4.10 Final, Unit 626 and retrofits | 225 | 7286 | Rate Constraint in lbs/MMBtu | FALSE | L | Annual | Seasons Included | Seasons | Winter, Spring, Fall | Winter, Spring, Fall | Winter, Spring, Fall | Winter, Spring, Fall | Winter, Spring, Fall | Winter, Spring, Fall | Winter, Spring, Fall
CT Fac. Spec. - NOX Rate Winter v.4.10 Final, Unit 626 and retrofits | 225 | 7286 | Rate Constraint in lbs/MMBtu | FALSE | L | Annual | Standard NOX | lb/MMBtu | 0.15 | 0.15 | 0.15 | 0.15 | 0.15 | 0.15 | 0.15
CT Fac. Spec. - NOX Rate Winter v.4.10 Final, Unit 626 and retrofits | 225 | 7286 | Rate Constraint in lbs/MMBtu | FALSE | L | Annual | Emissions at Affected Plants NOX | Thousand Tons | 0 | 0 | 0 | 0 | 0 | 0 | 0
CT Fac. Spec. - NOX Rate Winter v.4.10 Final, Unit 626 and retrofits | 225 | 7286 | Rate Constraint in lbs/MMBtu | FALSE | L | Annual | Allowances Purchased NOX | Thousand Tons | 0 | 0 | 0 | 0 | 0 | 0 | 0
CT Fac. Spec. - NOX Rate Winter v.4.10 Final, Unit 626 and retrofits | 225 | 7286 | Rate Constraint in lbs/MMBtu | FALSE | L | Annual | Allowances Sold NOX | Thousand Tons | 0 | 0 | 0 | 0 | 0 | 0 | 0
CT Fac. Spec. - NOX Rate Winter v.4.10 Final, Unit 626 and retrofits | 225 | 7286 | Rate Constraint in lbs/MMBtu | FALSE | L | Annual | Allowances Banked | Thousand Tons | 0 | 0 | 0 | 0 | 0 | 0 | 0
CT Fac. Spec. - NOX Rate Winter v.4.10 Final, Unit 626 and retrofits | 225 | 7286 | Rate Constraint in lbs/MMBtu | FALSE | L | Annual | Allowances Withdrawn (1:1) | Thousand Tons | 0 | 0 | 0 | 0 | 0 | 0 | 0
CT Fac. Spec. - NOX Rate Winter v.4.10 Final, Unit 626 and retrofits | 225 | 7286 | Rate Constraint in lbs/MMBtu | FALSE | L | Annual | Allowances Withdrawn (n:1) | Thousand Tons | 0 | 0 | 0 | 0 | 0 | 0 | 0
CT Fac. Spec. - NOX Rate Winter v.4.10 Final, Unit 626 and retrofits | 225 | 7286 | Rate Constraint in lbs/MMBtu | FALSE | L | Annual | Net Emissions Allowance Position | Thousand Tons | 0 | 0 | 0 | 0 | 0 | 0 | 0
CT Fac. Spec. - NOX Rate Winter v.4.10 Final, Unit 626 and retrofits | 225 | 7286 | Rate Constraint in lbs/MMBtu | FALSE | L | Annual | Fuel Consumed | TBtu | 0 | 0 | 0 | 0 | 0 | 0 | 0
CT Fac. Spec. - NOX Rate Winter v.4.10 Final, Unit 626 and retrofits | 225 | 7286 | Rate Constraint in lbs/MMBtu | FALSE | L | Annual | Rate | lb/MMBtu | 0 | 0 | 0 | 0 | 0 | 0 | 0
CT Fac. Spec. - NOX Rate Winter v.4.10 Final, Unit 626 and retrofits | 225 | 7286 | Rate Constraint in lbs/MMBtu | FALSE | L | Annual | Generation | TWh | 0 | 0 | 0 | 0 | 0 | 0 | 0
CT Fac. Spec. - NOX Rate Winter v.4.10 Final, Unit 626 and retrofits | 225 | 7286 | Rate Constraint in lbs/MMBtu | FALSE | L | Annual | Qualifying Generation | TWh | 0 | 0 | 0 | 0 | 0 | 0 | 0
CT Fac. Spec. - NOX Rate Winter v.4.10 Final, Unit 626 and retrofits | 225 | 7286 | Rate Constraint in lbs/MMBtu | FALSE | L | Annual | Rate | lb/MWh | 0 | 0 | 0 | 0 | 0 | 0 | 0
CT Fac. Spec. - NOX Rate Winter v.4.10 Final, Unit 626 and retrofits | 225 | 7286 | Rate Constraint in lbs/MMBtu | FALSE | L | Annual | Constraint Shadow Price | US2022$/Ton | 0 | 0 | 0 | 0 | 0 | 0 | 0
CT Fac. Spec. - NOX Rate Winter v.4.10 Final, Unit 627 and retrofits | 226 | 7286 | Rate Constraint in lbs/MMBtu | FALSE | L | Annual | Seasons Included | Seasons | Winter, Spring, Fall | Winter, Spring, Fall | Winter, Spring, Fall | Winter, Spring, Fall | Winter, Spring, Fall | Winter, Spring, Fall | Winter, Spring, Fall
CT Fac. Spec. - NOX Rate Winter v.4.10 Final, Unit 627 and retrofits | 226 | 7286 | Rate Constraint in lbs/MMBtu | FALSE | L | Annual | Standard NOX | lb/MMBtu | 0.15 | 0.15 | 0.15 | 0.15 | 0.15 | 0.15 | 0.15
CT Fac. Spec. - NOX Rate Winter v.4.10 Final, Unit 627 and retrofits | 226 | 7286 | Rate Constraint in lbs/MMBtu | FALSE | L | Annual | Emissions at Affected Plants NOX | Thousand Tons | 0 | 0 | 0 | 0 | 0 | 0 | 0
CT Fac. Spec. - NOX Rate Winter v.4.10 Final, Unit 627 and retrofits | 226 | 7286 | Rate Constraint in lbs/MMBtu | FALSE | L | Annual | Allowances Purchased NOX | Thousand Tons | 0 | 0 | 0 | 0 | 0 | 0 | 0
CT Fac. Spec. - NOX Rate Winter v.4.10 Final, Unit 627 and retrofits | 226 | 7286 | Rate Constraint in lbs/MMBtu | FALSE | L | Annual | Allowances Sold NOX | Thousand Tons | 0 | 0 | 0 | 0 | 0 | 0 | 0
CT Fac. Spec. - NOX Rate Winter v.4.10 Final, Unit 627 and retrofits | 226 | 7286 | Rate Constraint in lbs/MMBtu | FALSE | L | Annual | Allowances Banked | Thousand Tons | 0 | 0 | 0 | 0 | 0 | 0 | 0
CT Fac. Spec. - NOX Rate Winter v.4.10 Final, Unit 627 and retrofits | 226 | 7286 | Rate Constraint in lbs/MMBtu | FALSE | L | Annual | Allowances Withdrawn (1:1) | Thousand Tons | 0 | 0 | 0 | 0 | 0 | 0 | 0
CT Fac. Spec. - NOX Rate Winter v.4.10 Final, Unit 627 and retrofits | 226 | 7286 | Rate Constraint in lbs/MMBtu | FALSE | L | Annual | Allowances Withdrawn (n:1) | Thousand Tons | 0 | 0 | 0 | 0 | 0 | 0 | 0
CT Fac. Spec. - NOX Rate Winter v.4.10 Final, Unit 627 and retrofits | 226 | 7286 | Rate Constraint in lbs/MMBtu | FALSE | L | Annual | Net Emissions Allowance Position | Thousand Tons | 0 | 0 | 0 | 0 | 0 | 0 | 0
CT Fac. Spec. - NOX Rate Winter v.4.10 Final, Unit 627 and retrofits | 226 | 7286 | Rate Constraint in lbs/MMBtu | FALSE | L | Annual | Fuel Consumed | TBtu | 0 | 0 | 0 | 0 | 0 | 0 | 0
CT Fac. Spec. - NOX Rate Winter v.4.10 Final, Unit 627 and retrofits | 226 | 7286 | Rate Constraint in lbs/MMBtu | FALSE | L | Annual | Rate | lb/MMBtu | 0 | 0 | 0 | 0 | 0 | 0 | 0
CT Fac. Spec. - NOX Rate Winter v.4.10 Final, Unit 627 and retrofits | 226 | 7286 | Rate Constraint in lbs/MMBtu | FALSE | L | Annual | Generation | TWh | 0 | 0 | 0 | 0 | 0 | 0 | 0
CT Fac. Spec. - NOX Rate Winter v.4.10 Final, Unit 627 and retrofits | 226 | 7286 | Rate Constraint in lbs/MMBtu | FALSE | L | Annual | Qualifying Generation | TWh | 0 | 0 | 0 | 0 | 0 | 0 | 0
CT Fac. Spec. - NOX Rate Winter v.4.10 Final, Unit 627 and retrofits | 226 | 7286 | Rate Constraint in lbs/MMBtu | FALSE | L | Annual | Rate | lb/MWh | 0 | 0 | 0 | 0 | 0 | 0 | 0
CT Fac. Spec. - NOX Rate Winter v.4.10 Final, Unit 627 and retrofits | 226 | 7286 | Rate Constraint in lbs/MMBtu | FALSE | L | Annual | Constraint Shadow Price | US2022$/Ton | 0 | 0 | 0 | 0 | 0 | 0 | 0
CT Fac. Spec. - NOX Rate Winter v.4.10 Final, Unit 628 and retrofits | 227 | 7286 | Rate Constraint in lbs/MMBtu | FALSE | L | Annual | Seasons Included | Seasons | Winter, Spring, Fall | Winter, Spring, Fall | Winter, Spring, Fall | Winter, Spring, Fall | Winter, Spring, Fall | Winter, Spring, Fall | Winter, Spring, Fall
CT Fac. Spec. - NOX Rate Winter v.4.10 Final, Unit 628 and retrofits | 227 | 7286 | Rate Constraint in lbs/MMBtu | FALSE | L | Annual | Standard NOX | lb/MMBtu | 0.15 | 0.15 | 0.15 | 0.15 | 0.15 | 0.15 | 0.15
CT Fac. Spec. - NOX Rate Winter v.4.10 Final, Unit 628 and retrofits | 227 | 7286 | Rate Constraint in lbs/MMBtu | FALSE | L | Annual | Emissions at Affected Plants NOX | Thousand Tons | 0 | 0 | 0 | 0 | 0 | 0 | 0
CT Fac. Spec. - NOX Rate Winter v.4.10 Final, Unit 628 and retrofits | 227 | 7286 | Rate Constraint in lbs/MMBtu | FALSE | L | Annual | Allowances Purchased NOX | Thousand Tons | 0 | 0 | 0 | 0 | 0 | 0 | 0
CT Fac. Spec. - NOX Rate Winter v.4.10 Final, Unit 628 and retrofits | 227 | 7286 | Rate Constraint in lbs/MMBtu | FALSE | L | Annual | Allowances Sold NOX | Thousand Tons | 0 | 0 | 0 | 0 | 0 | 0 | 0
CT Fac. Spec. - NOX Rate Winter v.4.10 Final, Unit 628 and retrofits | 227 | 7286 | Rate Constraint in lbs/MMBtu | FALSE | L | Annual | Allowances Banked | Thousand Tons | 0 | 0 | 0 | 0 | 0 | 0 | 0
CT Fac. Spec. - NOX Rate Winter v.4.10 Final, Unit 628 and retrofits | 227 | 7286 | Rate Constraint in lbs/MMBtu | FALSE | L | Annual | Allowances Withdrawn (1:1) | Thousand Tons | 0 | 0 | 0 | 0 | 0 | 0 | 0
CT Fac. Spec. - NOX Rate Winter v.4.10 Final, Unit 628 and retrofits | 227 | 7286 | Rate Constraint in lbs/MMBtu | FALSE | L | Annual | Allowances Withdrawn (n:1) | Thousand Tons | 0 | 0 | 0 | 0 | 0 | 0 | 0
CT Fac. Spec. - NOX Rate Winter v.4.10 Final, Unit 628 and retrofits | 227 | 7286 | Rate Constraint in lbs/MMBtu | FALSE | L | Annual | Net Emissions Allowance Position | Thousand Tons | 0 | 0 | 0 | 0 | 0 | 0 | 0
CT Fac. Spec. - NOX Rate Winter v.4.10 Final, Unit 628 and retrofits | 227 | 7286 | Rate Constraint in lbs/MMBtu | FALSE | L | Annual | Fuel Consumed | TBtu | 0 | 0 | 0 | 0 | 0 | 0 | 0
CT Fac. Spec. - NOX Rate Winter v.4.10 Final, Unit 628 and retrofits | 227 | 7286 | Rate Constraint in lbs/MMBtu | FALSE | L | Annual | Rate | lb/MMBtu | 0 | 0 | 0 | 0 | 0 | 0 | 0
CT Fac. Spec. - NOX Rate Winter v.4.10 Final, Unit 628 and retrofits | 227 | 7286 | Rate Constraint in lbs/MMBtu | FALSE | L | Annual | Generation | TWh | 0 | 0 | 0 | 0 | 0 | 0 | 0
CT Fac. Spec. - NOX Rate Winter v.4.10 Final, Unit 628 and retrofits | 227 | 7286 | Rate Constraint in lbs/MMBtu | FALSE | L | Annual | Qualifying Generation | TWh | 0 | 0 | 0 | 0 | 0 | 0 | 0
CT Fac. Spec. - NOX Rate Winter v.4.10 Final, Unit 628 and retrofits | 227 | 7286 | Rate Constraint in lbs/MMBtu | FALSE | L | Annual | Rate | lb/MWh | 0 | 0 | 0 | 0 | 0 | 0 | 0
CT Fac. Spec. - NOX Rate Winter v.4.10 Final, Unit 628 and retrofits | 227 | 7286 | Rate Constraint in lbs/MMBtu | FALSE | L | Annual | Constraint Shadow Price | US2022$/Ton | 0 | 0 | 0 | 0 | 0 | 0 | 0
CT Fac. Spec. - NOX Rate Winter v.4.10 Final, Unit 629 and retrofits | 228 | 7286 | Rate Constraint in lbs/MMBtu | FALSE | L | Annual | Seasons Included | Seasons | Winter, Spring, Fall | Winter, Spring, Fall | Winter, Spring, Fall | Winter, Spring, Fall | Winter, Spring, Fall | Winter, Spring, Fall | Winter, Spring, Fall
CT Fac. Spec. - NOX Rate Winter v.4.10 Final, Unit 629 and retrofits | 228 | 7286 | Rate Constraint in lbs/MMBtu | FALSE | L | Annual | Standard NOX | lb/MMBtu | 0.15 | 0.15 | 0.15 | 0.15 | 0.15 | 0.15 | 0.15
CT Fac. Spec. - NOX Rate Winter v.4.10 Final, Unit 629 and retrofits | 228 | 7286 | Rate Constraint in lbs/MMBtu | FALSE | L | Annual | Emissions at Affected Plants NOX | Thousand Tons | 0 | 0 | 0 | 0 | 0 | 0 | 0
CT Fac. Spec. - NOX Rate Winter v.4.10 Final, Unit 629 and retrofits | 228 | 7286 | Rate Constraint in lbs/MMBtu | FALSE | L | Annual | Allowances Purchased NOX | Thousand Tons | 0 | 0 | 0 | 0 | 0 | 0 | 0
CT Fac. Spec. - NOX Rate Winter v.4.10 Final, Unit 629 and retrofits | 228 | 7286 | Rate Constraint in lbs/MMBtu | FALSE | L | Annual | Allowances Sold NOX | Thousand Tons | 0 | 0 | 0 | 0 | 0 | 0 | 0
CT Fac. Spec. - NOX Rate Winter v.4.10 Final, Unit 629 and retrofits | 228 | 7286 | Rate Constraint in lbs/MMBtu | FALSE | L | Annual | Allowances Banked | Thousand Tons | 0 | 0 | 0 | 0 | 0 | 0 | 0
CT Fac. Spec. - NOX Rate Winter v.4.10 Final, Unit 629 and retrofits | 228 | 7286 | Rate Constraint in lbs/MMBtu | FALSE | L | Annual | Allowances Withdrawn (1:1) | Thousand Tons | 0 | 0 | 0 | 0 | 0 | 0 | 0
CT Fac. Spec. - NOX Rate Winter v.4.10 Final, Unit 629 and retrofits | 228 | 7286 | Rate Constraint in lbs/MMBtu | FALSE | L | Annual | Allowances Withdrawn (n:1) | Thousand Tons | 0 | 0 | 0 | 0 | 0 | 0 | 0
CT Fac. Spec. - NOX Rate Winter v.4.10 Final, Unit 629 and retrofits | 228 | 7286 | Rate Constraint in lbs/MMBtu | FALSE | L | Annual | Net Emissions Allowance Position | Thousand Tons | 0 | 0 | 0 | 0 | 0 | 0 | 0
CT Fac. Spec. - NOX Rate Winter v.4.10 Final, Unit 629 and retrofits | 228 | 7286 | Rate Constraint in lbs/MMBtu | FALSE | L | Annual | Fuel Consumed | TBtu | 0 | 0 | 0 | 0 | 0 | 0 | 0
CT Fac. Spec. - NOX Rate Winter v.4.10 Final, Unit 629 and retrofits | 228 | 7286 | Rate Constraint in lbs/MMBtu | FALSE | L | Annual | Rate | lb/MMBtu | 0 | 0 | 0 | 0 | 0 | 0 | 0
CT Fac. Spec. - NOX Rate Winter v.4.10 Final, Unit 629 and retrofits | 228 | 7286 | Rate Constraint in lbs/MMBtu | FALSE | L | Annual | Generation | TWh | 0 | 0 | 0 | 0 | 0 | 0 | 0
CT Fac. Spec. - NOX Rate Winter v.4.10 Final, Unit 629 and retrofits | 228 | 7286 | Rate Constraint in lbs/MMBtu | FALSE | L | Annual | Qualifying Generation | TWh | 0 | 0 | 0 | 0 | 0 | 0 | 0
CT Fac. Spec. - NOX Rate Winter v.4.10 Final, Unit 629 and retrofits | 228 | 7286 | Rate Constraint in lbs/MMBtu | FALSE | L | Annual | Rate | lb/MWh | 0 | 0 | 0 | 0 | 0 | 0 | 0
CT Fac. Spec. - NOX Rate Winter v.4.10 Final, Unit 629 and retrofits | 228 | 7286 | Rate Constraint in lbs/MMBtu | FALSE | L | Annual | Constraint Shadow Price | US2022$/Ton | 0 | 0 | 0 | 0 | 0 | 0 | 0
CT Fac. Spec. - NOX Rate Winter v.4.10 Final, Unit 630 and retrofits | 229 | 7286 | Rate Constraint in lbs/MMBtu | FALSE | L | Annual | Seasons Included | Seasons | Winter, Spring, Fall | Winter, Spring, Fall | Winter, Spring, Fall | Winter, Spring, Fall | Winter, Spring, Fall | Winter, Spring, Fall | Winter, Spring, Fall
CT Fac. Spec. - NOX Rate Winter v.4.10 Final, Unit 630 and retrofits | 229 | 7286 | Rate Constraint in lbs/MMBtu | FALSE | L | Annual | Standard NOX | lb/MMBtu | 0.15 | 0.15 | 0.15 | 0.15 | 0.15 | 0.15 | 0.15
CT Fac. Spec. - NOX Rate Winter v.4.10 Final, Unit 630 and retrofits | 229 | 7286 | Rate Constraint in lbs/MMBtu | FALSE | L | Annual | Emissions at Affected Plants NOX | Thousand Tons | 0 | 0 | 0 | 0 | 0 | 0 | 0
CT Fac. Spec. - NOX Rate Winter v.4.10 Final, Unit 630 and retrofits | 229 | 7286 | Rate Constraint in lbs/MMBtu | FALSE | L | Annual | Allowances Purchased NOX | Thousand Tons | 0 | 0 | 0 | 0 | 0 | 0 | 0
CT Fac. Spec. - NOX Rate Winter v.4.10 Final, Unit 630 and retrofits | 229 | 7286 | Rate Constraint in lbs/MMBtu | FALSE | L | Annual | Allowances Sold NOX | Thousand Tons | 0 | 0 | 0 | 0 | 0 | 0 | 0
CT Fac. Spec. - NOX Rate Winter v.4.10 Final, Unit 630 and retrofits | 229 | 7286 | Rate Constraint in lbs/MMBtu | FALSE | L | Annual | Allowances Banked | Thousand Tons | 0 | 0 | 0 | 0 | 0 | 0 | 0
CT Fac. Spec. - NOX Rate Winter v.4.10 Final, Unit 630 and retrofits | 229 | 7286 | Rate Constraint in lbs/MMBtu | FALSE | L | Annual | Allowances Withdrawn (1:1) | Thousand Tons | 0 | 0 | 0 | 0 | 0 | 0 | 0
CT Fac. Spec. - NOX Rate Winter v.4.10 Final, Unit 630 and retrofits | 229 | 7286 | Rate Constraint in lbs/MMBtu | FALSE | L | Annual | Allowances Withdrawn (n:1) | Thousand Tons | 0 | 0 | 0 | 0 | 0 | 0 | 0
CT Fac. Spec. - NOX Rate Winter v.4.10 Final, Unit 630 and retrofits | 229 | 7286 | Rate Constraint in lbs/MMBtu | FALSE | L | Annual | Net Emissions Allowance Position | Thousand Tons | 0 | 0 | 0 | 0 | 0 | 0 | 0
CT Fac. Spec. - NOX Rate Winter v.4.10 Final, Unit 630 and retrofits | 229 | 7286 | Rate Constraint in lbs/MMBtu | FALSE | L | Annual | Fuel Consumed | TBtu | 0 | 0 | 0 | 0 | 0 | 0 | 0
CT Fac. Spec. - NOX Rate Winter v.4.10 Final, Unit 630 and retrofits | 229 | 7286 | Rate Constraint in lbs/MMBtu | FALSE | L | Annual | Rate | lb/MMBtu | 0 | 0 | 0 | 0 | 0 | 0 | 0
CT Fac. Spec. - NOX Rate Winter v.4.10 Final, Unit 630 and retrofits | 229 | 7286 | Rate Constraint in lbs/MMBtu | FALSE | L | Annual | Generation | TWh | 0 | 0 | 0 | 0 | 0 | 0 | 0
CT Fac. Spec. - NOX Rate Winter v.4.10 Final, Unit 630 and retrofits | 229 | 7286 | Rate Constraint in lbs/MMBtu | FALSE | L | Annual | Qualifying Generation | TWh | 0 | 0 | 0 | 0 | 0 | 0 | 0
CT Fac. Spec. - NOX Rate Winter v.4.10 Final, Unit 630 and retrofits | 229 | 7286 | Rate Constraint in lbs/MMBtu | FALSE | L | Annual | Rate | lb/MWh | 0 | 0 | 0 | 0 | 0 | 0 | 0
CT Fac. Spec. - NOX Rate Winter v.4.10 Final, Unit 630 and retrofits | 229 | 7286 | Rate Constraint in lbs/MMBtu | FALSE | L | Annual | Constraint Shadow Price | US2022$/Ton | 0 | 0 | 0 | 0 | 0 | 0 | 0
CT Fac. Spec. - NOX Rate Winter v.4.10 Final, Unit 631 and retrofits | 230 | 7286 | Rate Constraint in lbs/MMBtu | FALSE | L | Annual | Seasons Included | Seasons | Winter, Spring, Fall | Winter, Spring, Fall | Winter, Spring, Fall | Winter, Spring, Fall | Winter, Spring, Fall | Winter, Spring, Fall | Winter, Spring, Fall
CT Fac. Spec. - NOX Rate Winter v.4.10 Final, Unit 631 and retrofits | 230 | 7286 | Rate Constraint in lbs/MMBtu | FALSE | L | Annual | Standard NOX | lb/MMBtu | 0.15 | 0.15 | 0.15 | 0.15 | 0.15 | 0.15 | 0.15
CT Fac. Spec. - NOX Rate Winter v.4.10 Final, Unit 631 and retrofits | 230 | 7286 | Rate Constraint in lbs/MMBtu | FALSE | L | Annual | Emissions at Affected Plants NOX | Thousand Tons | 0 | 0 | 0 | 0 | 0 | 0 | 0
CT Fac. Spec. - NOX Rate Winter v.4.10 Final, Unit 631 and retrofits | 230 | 7286 | Rate Constraint in lbs/MMBtu | FALSE | L | Annual | Allowances Purchased NOX | Thousand Tons | 0 | 0 | 0 | 0 | 0 | 0 | 0
CT Fac. Spec. - NOX Rate Winter v.4.10 Final, Unit 631 and retrofits | 230 | 7286 | Rate Constraint in lbs/MMBtu | FALSE | L | Annual | Allowances Sold NOX | Thousand Tons | 0 | 0 | 0 | 0 | 0 | 0 | 0
CT Fac. Spec. - NOX Rate Winter v.4.10 Final, Unit 631 and retrofits | 230 | 7286 | Rate Constraint in lbs/MMBtu | FALSE | L | Annual | Allowances Banked | Thousand Tons | 0 | 0 | 0 | 0 | 0 | 0 | 0
CT Fac. Spec. - NOX Rate Winter v.4.10 Final, Unit 631 and retrofits | 230 | 7286 | Rate Constraint in lbs/MMBtu | FALSE | L | Annual | Allowances Withdrawn (1:1) | Thousand Tons | 0 | 0 | 0 | 0 | 0 | 0 | 0
CT Fac. Spec. - NOX Rate Winter v.4.10 Final, Unit 631 and retrofits | 230 | 7286 | Rate Constraint in lbs/MMBtu | FALSE | L | Annual | Allowances Withdrawn (n:1) | Thousand Tons | 0 | 0 | 0 | 0 | 0 | 0 | 0
CT Fac. Spec. - NOX Rate Winter v.4.10 Final, Unit 631 and retrofits | 230 | 7286 | Rate Constraint in lbs/MMBtu | FALSE | L | Annual | Net Emissions Allowance Position | Thousand Tons | 0 | 0 | 0 | 0 | 0 | 0 | 0
CT Fac. Spec. - NOX Rate Winter v.4.10 Final, Unit 631 and retrofits | 230 | 7286 | Rate Constraint in lbs/MMBtu | FALSE | L | Annual | Fuel Consumed | TBtu | 0 | 0 | 0 | 0 | 0 | 0 | 0
CT Fac. Spec. - NOX Rate Winter v.4.10 Final, Unit 631 and retrofits | 230 | 7286 | Rate Constraint in lbs/MMBtu | FALSE | L | Annual | Rate | lb/MMBtu | 0 | 0 | 0 | 0 | 0 | 0 | 0
CT Fac. Spec. - NOX Rate Winter v.4.10 Final, Unit 631 and retrofits | 230 | 7286 | Rate Constraint in lbs/MMBtu | FALSE | L | Annual | Generation | TWh | 0 | 0 | 0 | 0 | 0 | 0 | 0
CT Fac. Spec. - NOX Rate Winter v.4.10 Final, Unit 631 and retrofits | 230 | 7286 | Rate Constraint in lbs/MMBtu | FALSE | L | Annual | Qualifying Generation | TWh | 0 | 0 | 0 | 0 | 0 | 0 | 0
CT Fac. Spec. - NOX Rate Winter v.4.10 Final, Unit 631 and retrofits | 230 | 7286 | Rate Constraint in lbs/MMBtu | FALSE | L | Annual | Rate | lb/MWh | 0 | 0 | 0 | 0 | 0 | 0 | 0
CT Fac. Spec. - NOX Rate Winter v.4.10 Final, Unit 631 and retrofits | 230 | 7286 | Rate Constraint in lbs/MMBtu | FALSE | L | Annual | Constraint Shadow Price | US2022$/Ton | 0 | 0 | 0 | 0 | 0 | 0 | 0
CT Fac. Spec. - NOX Rate Winter v.4.10 Final, Unit 632 and retrofits | 231 | 7286 | Rate Constraint in lbs/MMBtu | FALSE | L | Annual | Seasons Included | Seasons | Winter, Spring, Fall | Winter, Spring, Fall | Winter, Spring, Fall | Winter, Spring, Fall | Winter, Spring, Fall | Winter, Spring, Fall | Winter, Spring, Fall
CT Fac. Spec. - NOX Rate Winter v.4.10 Final, Unit 632 and retrofits | 231 | 7286 | Rate Constraint in lbs/MMBtu | FALSE | L | Annual | Standard NOX | lb/MMBtu | 0.15 | 0.15 | 0.15 | 0.15 | 0.15 | 0.15 | 0.15
CT Fac. Spec. - NOX Rate Winter v.4.10 Final, Unit 632 and retrofits | 231 | 7286 | Rate Constraint in lbs/MMBtu | FALSE | L | Annual | Emissions at Affected Plants NOX | Thousand Tons | 0 | 0 | 0 | 0 | 0 | 0 | 0
CT Fac. Spec. - NOX Rate Winter v.4.10 Final, Unit 632 and retrofits | 231 | 7286 | Rate Constraint in lbs/MMBtu | FALSE | L | Annual | Allowances Purchased NOX | Thousand Tons | 0 | 0 | 0 | 0 | 0 | 0 | 0
CT Fac. Spec. - NOX Rate Winter v.4.10 Final, Unit 632 and retrofits | 231 | 7286 | Rate Constraint in lbs/MMBtu | FALSE | L | Annual | Allowances Sold NOX | Thousand Tons | 0 | 0 | 0 | 0 | 0 | 0 | 0
CT Fac. Spec. - NOX Rate Winter v.4.10 Final, Unit 632 and retrofits | 231 | 7286 | Rate Constraint in lbs/MMBtu | FALSE | L | Annual | Allowances Banked | Thousand Tons | 0 | 0 | 0 | 0 | 0 | 0 | 0
CT Fac. Spec. - NOX Rate Winter v.4.10 Final, Unit 632 and retrofits | 231 | 7286 | Rate Constraint in lbs/MMBtu | FALSE | L | Annual | Allowances Withdrawn (1:1) | Thousand Tons | 0 | 0 | 0 | 0 | 0 | 0 | 0
CT Fac. Spec. - NOX Rate Winter v.4.10 Final, Unit 632 and retrofits | 231 | 7286 | Rate Constraint in lbs/MMBtu | FALSE | L | Annual | Allowances Withdrawn (n:1) | Thousand Tons | 0 | 0 | 0 | 0 | 0 | 0 | 0
CT Fac. Spec. - NOX Rate Winter v.4.10 Final, Unit 632 and retrofits | 231 | 7286 | Rate Constraint in lbs/MMBtu | FALSE | L | Annual | Net Emissions Allowance Position | Thousand Tons | 0 | 0 | 0 | 0 | 0 | 0 | 0
CT Fac. Spec. - NOX Rate Winter v.4.10 Final, Unit 632 and retrofits | 231 | 7286 | Rate Constraint in lbs/MMBtu | FALSE | L | Annual | Fuel Consumed | TBtu | 0 | 0 | 0 | 0 | 0 | 0 | 0
CT Fac. Spec. - NOX Rate Winter v.4.10 Final, Unit 632 and retrofits | 231 | 7286 | Rate Constraint in lbs/MMBtu | FALSE | L | Annual | Rate | lb/MMBtu | 0 | 0 | 0 | 0 | 0 | 0 | 0
CT Fac. Spec. - NOX Rate Winter v.4.10 Final, Unit 632 and retrofits | 231 | 7286 | Rate Constraint in lbs/MMBtu | FALSE | L | Annual | Generation | TWh | 0 | 0 | 0 | 0 | 0 | 0 | 0
CT Fac. Spec. - NOX Rate Winter v.4.10 Final, Unit 632 and retrofits | 231 | 7286 | Rate Constraint in lbs/MMBtu | FALSE | L | Annual | Qualifying Generation | TWh | 0 | 0 | 0 | 0 | 0 | 0 | 0
CT Fac. Spec. - NOX Rate Winter v.4.10 Final, Unit 632 and retrofits | 231 | 7286 | Rate Constraint in lbs/MMBtu | FALSE | L | Annual | Rate | lb/MWh | 0 | 0 | 0 | 0 | 0 | 0 | 0
CT Fac. Spec. - NOX Rate Winter v.4.10 Final, Unit 632 and retrofits | 231 | 7286 | Rate Constraint in lbs/MMBtu | FALSE | L | Annual | Constraint Shadow Price | US2022$/Ton | 0 | 0 | 0 | 0 | 0 | 0 | 0
CT Fac. Spec. - NOX Rate Winter v.4.10 Final, Unit 636 and retrofits | 232 | 7286 | Rate Constraint in lbs/MMBtu | FALSE | L | Annual | Seasons Included | Seasons | Winter, Spring, Fall | Winter, Spring, Fall | Winter, Spring, Fall | Winter, Spring, Fall | Winter, Spring, Fall | Winter, Spring, Fall | Winter, Spring, Fall
CT Fac. Spec. - NOX Rate Winter v.4.10 Final, Unit 636 and retrofits | 232 | 7286 | Rate Constraint in lbs/MMBtu | FALSE | L | Annual | Standard NOX | lb/MMBtu | 0.15 | 0.15 | 0.15 | 0.15 | 0.15 | 0.15 | 0.15
CT Fac. Spec. - NOX Rate Winter v.4.10 Final, Unit 636 and retrofits | 232 | 7286 | Rate Constraint in lbs/MMBtu | FALSE | L | Annual | Emissions at Affected Plants NOX | Thousand Tons | 0 | 0 | 0 | 0 | 0 | 0 | 0
CT Fac. Spec. - NOX Rate Winter v.4.10 Final, Unit 636 and retrofits | 232 | 7286 | Rate Constraint in lbs/MMBtu | FALSE | L | Annual | Allowances Purchased NOX | Thousand Tons | 0 | 0 | 0 | 0 | 0 | 0 | 0
CT Fac. Spec. - NOX Rate Winter v.4.10 Final, Unit 636 and retrofits | 232 | 7286 | Rate Constraint in lbs/MMBtu | FALSE | L | Annual | Allowances Sold NOX | Thousand Tons | 0 | 0 | 0 | 0 | 0 | 0 | 0
CT Fac. Spec. - NOX Rate Winter v.4.10 Final, Unit 636 and retrofits | 232 | 7286 | Rate Constraint in lbs/MMBtu | FALSE | L | Annual | Allowances Banked | Thousand Tons | 0 | 0 | 0 | 0 | 0 | 0 | 0
CT Fac. Spec. - NOX Rate Winter v.4.10 Final, Unit 636 and retrofits | 232 | 7286 | Rate Constraint in lbs/MMBtu | FALSE | L | Annual | Allowances Withdrawn (1:1) | Thousand Tons | 0 | 0 | 0 | 0 | 0 | 0 | 0
CT Fac. Spec. - NOX Rate Winter v.4.10 Final, Unit 636 and retrofits | 232 | 7286 | Rate Constraint in lbs/MMBtu | FALSE | L | Annual | Allowances Withdrawn (n:1) | Thousand Tons | 0 | 0 | 0 | 0 | 0 | 0 | 0
CT Fac. Spec. - NOX Rate Winter v.4.10 Final, Unit 636 and retrofits | 232 | 7286 | Rate Constraint in lbs/MMBtu | FALSE | L | Annual | Net Emissions Allowance Position | Thousand Tons | 0 | 0 | 0 | 0 | 0 | 0 | 0
CT Fac. Spec. - NOX Rate Winter v.4.10 Final, Unit 636 and retrofits | 232 | 7286 | Rate Constraint in lbs/MMBtu | FALSE | L | Annual | Fuel Consumed | TBtu | 0 | 0 | 0 | 0 | 0 | 0 | 0
CT Fac. Spec. - NOX Rate Winter v.4.10 Final, Unit 636 and retrofits | 232 | 7286 | Rate Constraint in lbs/MMBtu | FALSE | L | Annual | Rate | lb/MMBtu | 0 | 0 | 0 | 0 | 0 | 0 | 0
CT Fac. Spec. - NOX Rate Winter v.4.10 Final, Unit 636 and retrofits | 232 | 7286 | Rate Constraint in lbs/MMBtu | FALSE | L | Annual | Generation | TWh | 0 | 0 | 0 | 0 | 0 | 0 | 0
CT Fac. Spec. - NOX Rate Winter v.4.10 Final, Unit 636 and retrofits | 232 | 7286 | Rate Constraint in lbs/MMBtu | FALSE | L | Annual | Qualifying Generation | TWh | 0 | 0 | 0 | 0 | 0 | 0 | 0
CT Fac. Spec. - NOX Rate Winter v.4.10 Final, Unit 636 and retrofits | 232 | 7286 | Rate Constraint in lbs/MMBtu | FALSE | L | Annual | Rate | lb/MWh | 0 | 0 | 0 | 0 | 0 | 0 | 0
CT Fac. Spec. - NOX Rate Winter v.4.10 Final, Unit 636 and retrofits | 232 | 7286 | Rate Constraint in lbs/MMBtu | FALSE | L | Annual | Constraint Shadow Price | US2022$/Ton | 0 | 0 | 0 | 0 | 0 | 0 | 0
CT Fac. Spec. - NOX Rate Winter v.4.10 Final, Unit 637 and retrofits | 233 | 7286 | Rate Constraint in lbs/MMBtu | FALSE | L | Annual | Seasons Included | Seasons | Winter, Spring, Fall | Winter, Spring, Fall | Winter, Spring, Fall | Winter, Spring, Fall | Winter, Spring, Fall | Winter, Spring, Fall | Winter, Spring, Fall
CT Fac. Spec. - NOX Rate Winter v.4.10 Final, Unit 637 and retrofits | 233 | 7286 | Rate Constraint in lbs/MMBtu | FALSE | L | Annual | Standard NOX | lb/MMBtu | 0.15 | 0.15 | 0.15 | 0.15 | 0.15 | 0.15 | 0.15
CT Fac. Spec. - NOX Rate Winter v.4.10 Final, Unit 637 and retrofits | 233 | 7286 | Rate Constraint in lbs/MMBtu | FALSE | L | Annual | Emissions at Affected Plants NOX | Thousand Tons | 0 | 0 | 0 | 0 | 0 | 0 | 0
CT Fac. Spec. - NOX Rate Winter v.4.10 Final, Unit 637 and retrofits | 233 | 7286 | Rate Constraint in lbs/MMBtu | FALSE | L | Annual | Allowances Purchased NOX | Thousand Tons | 0 | 0 | 0 | 0 | 0 | 0 | 0
CT Fac. Spec. - NOX Rate Winter v.4.10 Final, Unit 637 and retrofits | 233 | 7286 | Rate Constraint in lbs/MMBtu | FALSE | L | Annual | Allowances Sold NOX | Thousand Tons | 0 | 0 | 0 | 0 | 0 | 0 | 0
CT Fac. Spec. - NOX Rate Winter v.4.10 Final, Unit 637 and retrofits | 233 | 7286 | Rate Constraint in lbs/MMBtu | FALSE | L | Annual | Allowances Banked | Thousand Tons | 0 | 0 | 0 | 0 | 0 | 0 | 0
CT Fac. Spec. - NOX Rate Winter v.4.10 Final, Unit 637 and retrofits | 233 | 7286 | Rate Constraint in lbs/MMBtu | FALSE | L | Annual | Allowances Withdrawn (1:1) | Thousand Tons | 0 | 0 | 0 | 0 | 0 | 0 | 0
CT Fac. Spec. - NOX Rate Winter v.4.10 Final, Unit 637 and retrofits | 233 | 7286 | Rate Constraint in lbs/MMBtu | FALSE | L | Annual | Allowances Withdrawn (n:1) | Thousand Tons | 0 | 0 | 0 | 0 | 0 | 0 | 0
CT Fac. Spec. - NOX Rate Winter v.4.10 Final, Unit 637 and retrofits | 233 | 7286 | Rate Constraint in lbs/MMBtu | FALSE | L | Annual | Net Emissions Allowance Position | Thousand Tons | 0 | 0 | 0 | 0 | 0 | 0 | 0
CT Fac. Spec. - NOX Rate Winter v.4.10 Final, Unit 637 and retrofits | 233 | 7286 | Rate Constraint in lbs/MMBtu | FALSE | L | Annual | Fuel Consumed | TBtu | 0 | 0 | 0 | 0 | 0 | 0 | 0
CT Fac. Spec. - NOX Rate Winter v.4.10 Final, Unit 637 and retrofits | 233 | 7286 | Rate Constraint in lbs/MMBtu | FALSE | L | Annual | Rate | lb/MMBtu | 0 | 0 | 0 | 0 | 0 | 0 | 0
CT Fac. Spec. - NOX Rate Winter v.4.10 Final, Unit 637 and retrofits | 233 | 7286 | Rate Constraint in lbs/MMBtu | FALSE | L | Annual | Generation | TWh | 0 | 0 | 0 | 0 | 0 | 0 | 0
CT Fac. Spec. - NOX Rate Winter v.4.10 Final, Unit 637 and retrofits | 233 | 7286 | Rate Constraint in lbs/MMBtu | FALSE | L | Annual | Qualifying Generation | TWh | 0 | 0 | 0 | 0 | 0 | 0 | 0
CT Fac. Spec. - NOX Rate Winter v.4.10 Final, Unit 637 and retrofits | 233 | 7286 | Rate Constraint in lbs/MMBtu | FALSE | L | Annual | Rate | lb/MWh | 0 | 0 | 0 | 0 | 0 | 0 | 0
CT Fac. Spec. - NOX Rate Winter v.4.10 Final, Unit 637 and retrofits | 233 | 7286 | Rate Constraint in lbs/MMBtu | FALSE | L | Annual | Constraint Shadow Price | US2022$/Ton | 0 | 0 | 0 | 0 | 0 | 0 | 0
CT Fac. Spec. - NOX Rate Winter v.4.10 Final, Unit 638 and retrofits | 234 | 7286 | Rate Constraint in lbs/MMBtu | FALSE | L | Annual | Seasons Included | Seasons | Winter, Spring, Fall | Winter, Spring, Fall | Winter, Spring, Fall | Winter, Spring, Fall | Winter, Spring, Fall | Winter, Spring, Fall | Winter, Spring, Fall
CT Fac. Spec. - NOX Rate Winter v.4.10 Final, Unit 638 and retrofits | 234 | 7286 | Rate Constraint in lbs/MMBtu | FALSE | L | Annual | Standard NOX | lb/MMBtu | 0.15 | 0.15 | 0.15 | 0.15 | 0.15 | 0.15 | 0.15
CT Fac. Spec. - NOX Rate Winter v.4.10 Final, Unit 638 and retrofits | 234 | 7286 | Rate Constraint in lbs/MMBtu | FALSE | L | Annual | Emissions at Affected Plants NOX | Thousand Tons | 0 | 0 | 0 | 0 | 0 | 0 | 0
CT Fac. Spec. - NOX Rate Winter v.4.10 Final, Unit 638 and retrofits | 234 | 7286 | Rate Constraint in lbs/MMBtu | FALSE | L | Annual | Allowances Purchased NOX | Thousand Tons | 0 | 0 | 0 | 0 | 0 | 0 | 0
CT Fac. Spec. - NOX Rate Winter v.4.10 Final, Unit 638 and retrofits | 234 | 7286 | Rate Constraint in lbs/MMBtu | FALSE | L | Annual | Allowances Sold NOX | Thousand Tons | 0 | 0 | 0 | 0 | 0 | 0 | 0
CT Fac. Spec. - NOX Rate Winter v.4.10 Final, Unit 638 and retrofits | 234 | 7286 | Rate Constraint in lbs/MMBtu | FALSE | L | Annual | Allowances Banked | Thousand Tons | 0 | 0 | 0 | 0 | 0 | 0 | 0
CT Fac. Spec. - NOX Rate Winter v.4.10 Final, Unit 638 and retrofits | 234 | 7286 | Rate Constraint in lbs/MMBtu | FALSE | L | Annual | Allowances Withdrawn (1:1) | Thousand Tons | 0 | 0 | 0 | 0 | 0 | 0 | 0
CT Fac. Spec. - NOX Rate Winter v.4.10 Final, Unit 638 and retrofits | 234 | 7286 | Rate Constraint in lbs/MMBtu | FALSE | L | Annual | Allowances Withdrawn (n:1) | Thousand Tons | 0 | 0 | 0 | 0 | 0 | 0 | 0
CT Fac. Spec. - NOX Rate Winter v.4.10 Final, Unit 638 and retrofits | 234 | 7286 | Rate Constraint in lbs/MMBtu | FALSE | L | Annual | Net Emissions Allowance Position | Thousand Tons | 0 | 0 | 0 | 0 | 0 | 0 | 0
CT Fac. Spec. - NOX Rate Winter v.4.10 Final, Unit 638 and retrofits | 234 | 7286 | Rate Constraint in lbs/MMBtu | FALSE | L | Annual | Fuel Consumed | TBtu | 0 | 0 | 0 | 0 | 0 | 0 | 0
CT Fac. Spec. - NOX Rate Winter v.4.10 Final, Unit 638 and retrofits | 234 | 7286 | Rate Constraint in lbs/MMBtu | FALSE | L | Annual | Rate | lb/MMBtu | 0 | 0 | 0 | 0 | 0 | 0 | 0
CT Fac. Spec. - NOX Rate Winter v.4.10 Final, Unit 638 and retrofits | 234 | 7286 | Rate Constraint in lbs/MMBtu | FALSE | L | Annual | Generation | TWh | 0 | 0 | 0 | 0 | 0 | 0 | 0
CT Fac. Spec. - NOX Rate Winter v.4.10 Final, Unit 638 and retrofits | 234 | 7286 | Rate Constraint in lbs/MMBtu | FALSE | L | Annual | Qualifying Generation | TWh | 0 | 0 | 0 | 0 | 0 | 0 | 0
CT Fac. Spec. - NOX Rate Winter v.4.10 Final, Unit 638 and retrofits | 234 | 7286 | Rate Constraint in lbs/MMBtu | FALSE | L | Annual | Rate | lb/MWh | 0 | 0 | 0 | 0 | 0 | 0 | 0
CT Fac. Spec. - NOX Rate Winter v.4.10 Final, Unit 638 and retrofits | 234 | 7286 | Rate Constraint in lbs/MMBtu | FALSE | L | Annual | Constraint Shadow Price | US2022$/Ton | 0 | 0 | 0 | 0 | 0 | 0 | 0
CT Fac. Spec. - NOX Rate Winter v.4.10 Final, Unit 639 and retrofits | 235 | 7286 | Rate Constraint in lbs/MMBtu | FALSE | L | Annual | Seasons Included | Seasons | Winter, Spring, Fall | Winter, Spring, Fall | Winter, Spring, Fall | Winter, Spring, Fall | Winter, Spring, Fall | Winter, Spring, Fall | Winter, Spring, Fall
CT Fac. Spec. - NOX Rate Winter v.4.10 Final, Unit 639 and retrofits | 235 | 7286 | Rate Constraint in lbs/MMBtu | FALSE | L | Annual | Standard NOX | lb/MMBtu | 0.15 | 0.15 | 0.15 | 0.15 | 0.15 | 0.15 | 0.15
CT Fac. Spec. - NOX Rate Winter v.4.10 Final, Unit 639 and retrofits | 235 | 7286 | Rate Constraint in lbs/MMBtu | FALSE | L | Annual | Emissions at Affected Plants NOX | Thousand Tons | 0 | 0 | 0 | 0 | 0 | 0 | 0
CT Fac. Spec. - NOX Rate Winter v.4.10 Final, Unit 639 and retrofits | 235 | 7286 | Rate Constraint in lbs/MMBtu | FALSE | L | Annual | Allowances Purchased NOX | Thousand Tons | 0 | 0 | 0 | 0 | 0 | 0 | 0
CT Fac. Spec. - NOX Rate Winter v.4.10 Final, Unit 639 and retrofits | 235 | 7286 | Rate Constraint in lbs/MMBtu | FALSE | L | Annual | Allowances Sold NOX | Thousand Tons | 0 | 0 | 0 | 0 | 0 | 0 | 0
CT Fac. Spec. - NOX Rate Winter v.4.10 Final, Unit 639 and retrofits | 235 | 7286 | Rate Constraint in lbs/MMBtu | FALSE | L | Annual | Allowances Banked | Thousand Tons | 0 | 0 | 0 | 0 | 0 | 0 | 0
CT Fac. Spec. - NOX Rate Winter v.4.10 Final, Unit 639 and retrofits | 235 | 7286 | Rate Constraint in lbs/MMBtu | FALSE | L | Annual | Allowances Withdrawn (1:1) | Thousand Tons | 0 | 0 | 0 | 0 | 0 | 0 | 0
CT Fac. Spec. - NOX Rate Winter v.4.10 Final, Unit 639 and retrofits | 235 | 7286 | Rate Constraint in lbs/MMBtu | FALSE | L | Annual | Allowances Withdrawn (n:1) | Thousand Tons | 0 | 0 | 0 | 0 | 0 | 0 | 0
CT Fac. Spec. - NOX Rate Winter v.4.10 Final, Unit 639 and retrofits | 235 | 7286 | Rate Constraint in lbs/MMBtu | FALSE | L | Annual | Net Emissions Allowance Position | Thousand Tons | 0 | 0 | 0 | 0 | 0 | 0 | 0
CT Fac. Spec. - NOX Rate Winter v.4.10 Final, Unit 639 and retrofits | 235 | 7286 | Rate Constraint in lbs/MMBtu | FALSE | L | Annual | Fuel Consumed | TBtu | 0 | 0 | 0 | 0 | 0 | 0 | 0
CT Fac. Spec. - NOX Rate Winter v.4.10 Final, Unit 639 and retrofits | 235 | 7286 | Rate Constraint in lbs/MMBtu | FALSE | L | Annual | Rate | lb/MMBtu | 0 | 0 | 0 | 0 | 0 | 0 | 0
CT Fac. Spec. - NOX Rate Winter v.4.10 Final, Unit 639 and retrofits | 235 | 7286 | Rate Constraint in lbs/MMBtu | FALSE | L | Annual | Generation | TWh | 0 | 0 | 0 | 0 | 0 | 0 | 0
CT Fac. Spec. - NOX Rate Winter v.4.10 Final, Unit 639 and retrofits | 235 | 7286 | Rate Constraint in lbs/MMBtu | FALSE | L | Annual | Qualifying Generation | TWh | 0 | 0 | 0 | 0 | 0 | 0 | 0
CT Fac. Spec. - NOX Rate Winter v.4.10 Final, Unit 639 and retrofits | 235 | 7286 | Rate Constraint in lbs/MMBtu | FALSE | L | Annual | Rate | lb/MWh | 0 | 0 | 0 | 0 | 0 | 0 | 0
CT Fac. Spec. - NOX Rate Winter v.4.10 Final, Unit 639 and retrofits | 235 | 7286 | Rate Constraint in lbs/MMBtu | FALSE | L | Annual | Constraint Shadow Price | US2022$/Ton | 0 | 0 | 0 | 0 | 0 | 0 | 0
CT Fac. Spec. - NOX Rate Winter v.4.10 Final, Unit 640 and retrofits | 236 | 7286 | Rate Constraint in lbs/MMBtu | FALSE | L | Annual | Seasons Included | Seasons | Winter, Spring, Fall | Winter, Spring, Fall | Winter, Spring, Fall | Winter, Spring, Fall | Winter, Spring, Fall | Winter, Spring, Fall | Winter, Spring, Fall
CT Fac. Spec. - NOX Rate Winter v.4.10 Final, Unit 640 and retrofits | 236 | 7286 | Rate Constraint in lbs/MMBtu | FALSE | L | Annual | Standard NOX | lb/MMBtu | 0.15 | 0.15 | 0.15 | 0.15 | 0.15 | 0.15 | 0.15
CT Fac. Spec. - NOX Rate Winter v.4.10 Final, Unit 640 and retrofits | 236 | 7286 | Rate Constraint in lbs/MMBtu | FALSE | L | Annual | Emissions at Affected Plants NOX | Thousand Tons | 0 | 0 | 0 | 0 | 0 | 0 | 0
CT Fac. Spec. - NOX Rate Winter v.4.10 Final, Unit 640 and retrofits | 236 | 7286 | Rate Constraint in lbs/MMBtu | FALSE | L | Annual | Allowances Purchased NOX | Thousand Tons | 0 | 0 | 0 | 0 | 0 | 0 | 0
CT Fac. Spec. - NOX Rate Winter v.4.10 Final, Unit 640 and retrofits | 236 | 7286 | Rate Constraint in lbs/MMBtu | FALSE | L | Annual | Allowances Sold NOX | Thousand Tons | 0 | 0 | 0 | 0 | 0 | 0 | 0
CT Fac. Spec. - NOX Rate Winter v.4.10 Final, Unit 640 and retrofits | 236 | 7286 | Rate Constraint in lbs/MMBtu | FALSE | L | Annual | Allowances Banked | Thousand Tons | 0 | 0 | 0 | 0 | 0 | 0 | 0
CT Fac. Spec. - NOX Rate Winter v.4.10 Final, Unit 640 and retrofits | 236 | 7286 | Rate Constraint in lbs/MMBtu | FALSE | L | Annual | Allowances Withdrawn (1:1) | Thousand Tons | 0 | 0 | 0 | 0 | 0 | 0 | 0
CT Fac. Spec. - NOX Rate Winter v.4.10 Final, Unit 640 and retrofits | 236 | 7286 | Rate Constraint in lbs/MMBtu | FALSE | L | Annual | Allowances Withdrawn (n:1) | Thousand Tons | 0 | 0 | 0 | 0 | 0 | 0 | 0
CT Fac. Spec. - NOX Rate Winter v.4.10 Final, Unit 640 and retrofits | 236 | 7286 | Rate Constraint in lbs/MMBtu | FALSE | L | Annual | Net Emissions Allowance Position | Thousand Tons | 0 | 0 | 0 | 0 | 0 | 0 | 0
CT Fac. Spec. - NOX Rate Winter v.4.10 Final, Unit 640 and retrofits | 236 | 7286 | Rate Constraint in lbs/MMBtu | FALSE | L | Annual | Fuel Consumed | TBtu | 0 | 0 | 0 | 0 | 0 | 0 | 0
CT Fac. Spec. - NOX Rate Winter v.4.10 Final, Unit 640 and retrofits | 236 | 7286 | Rate Constraint in lbs/MMBtu | FALSE | L | Annual | Rate | lb/MMBtu | 0 | 0 | 0 | 0 | 0 | 0 | 0
CT Fac. Spec. - NOX Rate Winter v.4.10 Final, Unit 640 and retrofits | 236 | 7286 | Rate Constraint in lbs/MMBtu | FALSE | L | Annual | Generation | TWh | 0 | 0 | 0 | 0 | 0 | 0 | 0
CT Fac. Spec. - NOX Rate Winter v.4.10 Final, Unit 640 and retrofits | 236 | 7286 | Rate Constraint in lbs/MMBtu | FALSE | L | Annual | Qualifying Generation | TWh | 0 | 0 | 0 | 0 | 0 | 0 | 0
CT Fac. Spec. - NOX Rate Winter v.4.10 Final, Unit 640 and retrofits | 236 | 7286 | Rate Constraint in lbs/MMBtu | FALSE | L | Annual | Rate | lb/MWh | 0 | 0 | 0 | 0 | 0 | 0 | 0
CT Fac. Spec. - NOX Rate Winter v.4.10 Final, Unit 640 and retrofits | 236 | 7286 | Rate Constraint in lbs/MMBtu | FALSE | L | Annual | Constraint Shadow Price | US2022$/Ton | 0 | 0 | 0 | 0 | 0 | 0 | 0
CT Fac. Spec. - NOX Rate Winter v.4.10 Final, Unit 641 and retrofits | 237 | 7286 | Rate Constraint in lbs/MMBtu | FALSE | L | Annual | Seasons Included | Seasons | Winter, Spring, Fall | Winter, Spring, Fall | Winter, Spring, Fall | Winter, Spring, Fall | Winter, Spring, Fall | Winter, Spring, Fall | Winter, Spring, Fall
CT Fac. Spec. - NOX Rate Winter v.4.10 Final, Unit 641 and retrofits | 237 | 7286 | Rate Constraint in lbs/MMBtu | FALSE | L | Annual | Standard NOX | lb/MMBtu | 0.15 | 0.15 | 0.15 | 0.15 | 0.15 | 0.15 | 0.15
CT Fac. Spec. - NOX Rate Winter v.4.10 Final, Unit 641 and retrofits | 237 | 7286 | Rate Constraint in lbs/MMBtu | FALSE | L | Annual | Emissions at Affected Plants NOX | Thousand Tons | 0 | 0 | 0 | 0 | 0 | 0 | 0
CT Fac. Spec. - NOX Rate Winter v.4.10 Final, Unit 641 and retrofits | 237 | 7286 | Rate Constraint in lbs/MMBtu | FALSE | L | Annual | Allowances Purchased NOX | Thousand Tons | 0 | 0 | 0 | 0 | 0 | 0 | 0
CT Fac. Spec. - NOX Rate Winter v.4.10 Final, Unit 641 and retrofits | 237 | 7286 | Rate Constraint in lbs/MMBtu | FALSE | L | Annual | Allowances Sold NOX | Thousand Tons | 0 | 0 | 0 | 0 | 0 | 0 | 0
CT Fac. Spec. - NOX Rate Winter v.4.10 Final, Unit 641 and retrofits | 237 | 7286 | Rate Constraint in lbs/MMBtu | FALSE | L | Annual | Allowances Banked | Thousand Tons | 0 | 0 | 0 | 0 | 0 | 0 | 0
CT Fac. Spec. - NOX Rate Winter v.4.10 Final, Unit 641 and retrofits | 237 | 7286 | Rate Constraint in lbs/MMBtu | FALSE | L | Annual | Allowances Withdrawn (1:1) | Thousand Tons | 0 | 0 | 0 | 0 | 0 | 0 | 0
CT Fac. Spec. - NOX Rate Winter v.4.10 Final, Unit 641 and retrofits | 237 | 7286 | Rate Constraint in lbs/MMBtu | FALSE | L | Annual | Allowances Withdrawn (n:1) | Thousand Tons | 0 | 0 | 0 | 0 | 0 | 0 | 0
CT Fac. Spec. - NOX Rate Winter v.4.10 Final, Unit 641 and retrofits | 237 | 7286 | Rate Constraint in lbs/MMBtu | FALSE | L | Annual | Net Emissions Allowance Position | Thousand Tons | 0 | 0 | 0 | 0 | 0 | 0 | 0
CT Fac. Spec. - NOX Rate Winter v.4.10 Final, Unit 641 and retrofits | 237 | 7286 | Rate Constraint in lbs/MMBtu | FALSE | L | Annual | Fuel Consumed | TBtu | 0 | 0 | 0 | 0 | 0 | 0 | 0
CT Fac. Spec. - NOX Rate Winter v.4.10 Final, Unit 641 and retrofits | 237 | 7286 | Rate Constraint in lbs/MMBtu | FALSE | L | Annual | Rate | lb/MMBtu | 0 | 0 | 0 | 0 | 0 | 0 | 0
CT Fac. Spec. - NOX Rate Winter v.4.10 Final, Unit 641 and retrofits | 237 | 7286 | Rate Constraint in lbs/MMBtu | FALSE | L | Annual | Generation | TWh | 0 | 0 | 0 | 0 | 0 | 0 | 0
CT Fac. Spec. - NOX Rate Winter v.4.10 Final, Unit 641 and retrofits | 237 | 7286 | Rate Constraint in lbs/MMBtu | FALSE | L | Annual | Qualifying Generation | TWh | 0 | 0 | 0 | 0 | 0 | 0 | 0
CT Fac. Spec. - NOX Rate Winter v.4.10 Final, Unit 641 and retrofits | 237 | 7286 | Rate Constraint in lbs/MMBtu | FALSE | L | Annual | Rate | lb/MWh | 0 | 0 | 0 | 0 | 0 | 0 | 0
CT Fac. Spec. - NOX Rate Winter v.4.10 Final, Unit 641 and retrofits | 237 | 7286 | Rate Constraint in lbs/MMBtu | FALSE | L | Annual | Constraint Shadow Price | US2022$/Ton | 0 | 0 | 0 | 0 | 0 | 0 | 0
CT Fac. Spec. - NOX Rate Winter v.4.10 Final, Unit 642 and retrofits | 238 | 7286 | Rate Constraint in lbs/MMBtu | FALSE | L | Annual | Seasons Included | Seasons | Winter, Spring, Fall | Winter, Spring, Fall | Winter, Spring, Fall | Winter, Spring, Fall | Winter, Spring, Fall | Winter, Spring, Fall | Winter, Spring, Fall
CT Fac. Spec. - NOX Rate Winter v.4.10 Final, Unit 642 and retrofits | 238 | 7286 | Rate Constraint in lbs/MMBtu | FALSE | L | Annual | Standard NOX | lb/MMBtu | 0.15 | 0.15 | 0.15 | 0.15 | 0.15 | 0.15 | 0.15
CT Fac. Spec. - NOX Rate Winter v.4.10 Final, Unit 642 and retrofits | 238 | 7286 | Rate Constraint in lbs/MMBtu | FALSE | L | Annual | Emissions at Affected Plants NOX | Thousand Tons | 0 | 0 | 0 | 0 | 0 | 0 | 0
CT Fac. Spec. - NOX Rate Winter v.4.10 Final, Unit 642 and retrofits | 238 | 7286 | Rate Constraint in lbs/MMBtu | FALSE | L | Annual | Allowances Purchased NOX | Thousand Tons | 0 | 0 | 0 | 0 | 0 | 0 | 0
CT Fac. Spec. - NOX Rate Winter v.4.10 Final, Unit 642 and retrofits | 238 | 7286 | Rate Constraint in lbs/MMBtu | FALSE | L | Annual | Allowances Sold NOX | Thousand Tons | 0 | 0 | 0 | 0 | 0 | 0 | 0
CT Fac. Spec. - NOX Rate Winter v.4.10 Final, Unit 642 and retrofits | 238 | 7286 | Rate Constraint in lbs/MMBtu | FALSE | L | Annual | Allowances Banked | Thousand Tons | 0 | 0 | 0 | 0 | 0 | 0 | 0
CT Fac. Spec. - NOX Rate Winter v.4.10 Final, Unit 642 and retrofits | 238 | 7286 | Rate Constraint in lbs/MMBtu | FALSE | L | Annual | Allowances Withdrawn (1:1) | Thousand Tons | 0 | 0 | 0 | 0 | 0 | 0 | 0
CT Fac. Spec. - NOX Rate Winter v.4.10 Final, Unit 642 and retrofits | 238 | 7286 | Rate Constraint in lbs/MMBtu | FALSE | L | Annual | Allowances Withdrawn (n:1) | Thousand Tons | 0 | 0 | 0 | 0 | 0 | 0 | 0
CT Fac. Spec. - NOX Rate Winter v.4.10 Final, Unit 642 and retrofits | 238 | 7286 | Rate Constraint in lbs/MMBtu | FALSE | L | Annual | Net Emissions Allowance Position | Thousand Tons | 0 | 0 | 0 | 0 | 0 | 0 | 0
CT Fac. Spec. - NOX Rate Winter v.4.10 Final, Unit 642 and retrofits | 238 | 7286 | Rate Constraint in lbs/MMBtu | FALSE | L | Annual | Fuel Consumed | TBtu | 0 | 0 | 0 | 0 | 0 | 0 | 0
CT Fac. Spec. - NOX Rate Winter v.4.10 Final, Unit 642 and retrofits | 238 | 7286 | Rate Constraint in lbs/MMBtu | FALSE | L | Annual | Rate | lb/MMBtu | 0 | 0 | 0 | 0 | 0 | 0 | 0
CT Fac. Spec. - NOX Rate Winter v.4.10 Final, Unit 642 and retrofits | 238 | 7286 | Rate Constraint in lbs/MMBtu | FALSE | L | Annual | Generation | TWh | 0 | 0 | 0 | 0 | 0 | 0 | 0
CT Fac. Spec. - NOX Rate Winter v.4.10 Final, Unit 642 and retrofits | 238 | 7286 | Rate Constraint in lbs/MMBtu | FALSE | L | Annual | Qualifying Generation | TWh | 0 | 0 | 0 | 0 | 0 | 0 | 0
CT Fac. Spec. - NOX Rate Winter v.4.10 Final, Unit 642 and retrofits | 238 | 7286 | Rate Constraint in lbs/MMBtu | FALSE | L | Annual | Rate | lb/MWh | 0 | 0 | 0 | 0 | 0 | 0 | 0
CT Fac. Spec. - NOX Rate Winter v.4.10 Final, Unit 642 and retrofits | 238 | 7286 | Rate Constraint in lbs/MMBtu | FALSE | L | Annual | Constraint Shadow Price | US2022$/Ton | 0 | 0 | 0 | 0 | 0 | 0 | 0
CT Fac. Spec. - NOX Rate Winter v.4.10 Final, Unit 643 and retrofits | 239 | 7286 | Rate Constraint in lbs/MMBtu | FALSE | L | Annual | Seasons Included | Seasons | Winter, Spring, Fall | Winter, Spring, Fall | Winter, Spring, Fall | Winter, Spring, Fall | Winter, Spring, Fall | Winter, Spring, Fall | Winter, Spring, Fall
CT Fac. Spec. - NOX Rate Winter v.4.10 Final, Unit 643 and retrofits | 239 | 7286 | Rate Constraint in lbs/MMBtu | FALSE | L | Annual | Standard NOX | lb/MMBtu | 0.15 | 0.15 | 0.15 | 0.15 | 0.15 | 0.15 | 0.15
CT Fac. Spec. - NOX Rate Winter v.4.10 Final, Unit 643 and retrofits | 239 | 7286 | Rate Constraint in lbs/MMBtu | FALSE | L | Annual | Emissions at Affected Plants NOX | Thousand Tons | 0 | 0 | 0 | 0 | 0 | 0 | 0
CT Fac. Spec. - NOX Rate Winter v.4.10 Final, Unit 643 and retrofits | 239 | 7286 | Rate Constraint in lbs/MMBtu | FALSE | L | Annual | Allowances Purchased NOX | Thousand Tons | 0 | 0 | 0 | 0 | 0 | 0 | 0
CT Fac. Spec. - NOX Rate Winter v.4.10 Final, Unit 643 and retrofits | 239 | 7286 | Rate Constraint in lbs/MMBtu | FALSE | L | Annual | Allowances Sold NOX | Thousand Tons | 0 | 0 | 0 | 0 | 0 | 0 | 0
CT Fac. Spec. - NOX Rate Winter v.4.10 Final, Unit 643 and retrofits | 239 | 7286 | Rate Constraint in lbs/MMBtu | FALSE | L | Annual | Allowances Banked | Thousand Tons | 0 | 0 | 0 | 0 | 0 | 0 | 0
CT Fac. Spec. - NOX Rate Winter v.4.10 Final, Unit 643 and retrofits | 239 | 7286 | Rate Constraint in lbs/MMBtu | FALSE | L | Annual | Allowances Withdrawn (1:1) | Thousand Tons | 0 | 0 | 0 | 0 | 0 | 0 | 0
CT Fac. Spec. - NOX Rate Winter v.4.10 Final, Unit 643 and retrofits | 239 | 7286 | Rate Constraint in lbs/MMBtu | FALSE | L | Annual | Allowances Withdrawn (n:1) | Thousand Tons | 0 | 0 | 0 | 0 | 0 | 0 | 0
CT Fac. Spec. - NOX Rate Winter v.4.10 Final, Unit 643 and retrofits | 239 | 7286 | Rate Constraint in lbs/MMBtu | FALSE | L | Annual | Net Emissions Allowance Position | Thousand Tons | 0 | 0 | 0 | 0 | 0 | 0 | 0
CT Fac. Spec. - NOX Rate Winter v.4.10 Final, Unit 643 and retrofits | 239 | 7286 | Rate Constraint in lbs/MMBtu | FALSE | L | Annual | Fuel Consumed | TBtu | 0 | 0 | 0 | 0 | 0 | 0 | 0
CT Fac. Spec. - NOX Rate Winter v.4.10 Final, Unit 643 and retrofits | 239 | 7286 | Rate Constraint in lbs/MMBtu | FALSE | L | Annual | Rate | lb/MMBtu | 0 | 0 | 0 | 0 | 0 | 0 | 0
CT Fac. Spec. - NOX Rate Winter v.4.10 Final, Unit 643 and retrofits | 239 | 7286 | Rate Constraint in lbs/MMBtu | FALSE | L | Annual | Generation | TWh | 0 | 0 | 0 | 0 | 0 | 0 | 0
CT Fac. Spec. - NOX Rate Winter v.4.10 Final, Unit 643 and retrofits | 239 | 7286 | Rate Constraint in lbs/MMBtu | FALSE | L | Annual | Qualifying Generation | TWh | 0 | 0 | 0 | 0 | 0 | 0 | 0
CT Fac. Spec. - NOX Rate Winter v.4.10 Final, Unit 643 and retrofits | 239 | 7286 | Rate Constraint in lbs/MMBtu | FALSE | L | Annual | Rate | lb/MWh | 0 | 0 | 0 | 0 | 0 | 0 | 0
CT Fac. Spec. - NOX Rate Winter v.4.10 Final, Unit 643 and retrofits | 239 | 7286 | Rate Constraint in lbs/MMBtu | FALSE | L | Annual | Constraint Shadow Price | US2022$/Ton | 0 | 0 | 0 | 0 | 0 | 0 | 0
CT Fac. Spec. - NOX Rate Winter v.4.10 Final, Unit 644 and retrofits | 240 | 7286 | Rate Constraint in lbs/MMBtu | FALSE | L | Annual | Seasons Included | Seasons | Winter, Spring, Fall | Winter, Spring, Fall | Winter, Spring, Fall | Winter, Spring, Fall | Winter, Spring, Fall | Winter, Spring, Fall | Winter, Spring, Fall
CT Fac. Spec. - NOX Rate Winter v.4.10 Final, Unit 644 and retrofits | 240 | 7286 | Rate Constraint in lbs/MMBtu | FALSE | L | Annual | Standard NOX | lb/MMBtu | 0.15 | 0.15 | 0.15 | 0.15 | 0.15 | 0.15 | 0.15
CT Fac. Spec. - NOX Rate Winter v.4.10 Final, Unit 644 and retrofits | 240 | 7286 | Rate Constraint in lbs/MMBtu | FALSE | L | Annual | Emissions at Affected Plants NOX | Thousand Tons | 0 | 0 | 0 | 0 | 0 | 0 | 0
CT Fac. Spec. - NOX Rate Winter v.4.10 Final, Unit 644 and retrofits | 240 | 7286 | Rate Constraint in lbs/MMBtu | FALSE | L | Annual | Allowances Purchased NOX | Thousand Tons | 0 | 0 | 0 | 0 | 0 | 0 | 0
CT Fac. Spec. - NOX Rate Winter v.4.10 Final, Unit 644 and retrofits | 240 | 7286 | Rate Constraint in lbs/MMBtu | FALSE | L | Annual | Allowances Sold NOX | Thousand Tons | 0 | 0 | 0 | 0 | 0 | 0 | 0
CT Fac. Spec. - NOX Rate Winter v.4.10 Final, Unit 644 and retrofits | 240 | 7286 | Rate Constraint in lbs/MMBtu | FALSE | L | Annual | Allowances Banked | Thousand Tons | 0 | 0 | 0 | 0 | 0 | 0 | 0
CT Fac. Spec. - NOX Rate Winter v.4.10 Final, Unit 644 and retrofits | 240 | 7286 | Rate Constraint in lbs/MMBtu | FALSE | L | Annual | Allowances Withdrawn (1:1) | Thousand Tons | 0 | 0 | 0 | 0 | 0 | 0 | 0
CT Fac. Spec. - NOX Rate Winter v.4.10 Final, Unit 644 and retrofits | 240 | 7286 | Rate Constraint in lbs/MMBtu | FALSE | L | Annual | Allowances Withdrawn (n:1) | Thousand Tons | 0 | 0 | 0 | 0 | 0 | 0 | 0
CT Fac. Spec. - NOX Rate Winter v.4.10 Final, Unit 644 and retrofits | 240 | 7286 | Rate Constraint in lbs/MMBtu | FALSE | L | Annual | Net Emissions Allowance Position | Thousand Tons | 0 | 0 | 0 | 0 | 0 | 0 | 0
CT Fac. Spec. - NOX Rate Winter v.4.10 Final, Unit 644 and retrofits | 240 | 7286 | Rate Constraint in lbs/MMBtu | FALSE | L | Annual | Fuel Consumed | TBtu | 0 | 0 | 0 | 0 | 0 | 0 | 0
CT Fac. Spec. - NOX Rate Winter v.4.10 Final, Unit 644 and retrofits | 240 | 7286 | Rate Constraint in lbs/MMBtu | FALSE | L | Annual | Rate | lb/MMBtu | 0 | 0 | 0 | 0 | 0 | 0 | 0
CT Fac. Spec. - NOX Rate Winter v.4.10 Final, Unit 644 and retrofits | 240 | 7286 | Rate Constraint in lbs/MMBtu | FALSE | L | Annual | Generation | TWh | 0 | 0 | 0 | 0 | 0 | 0 | 0
CT Fac. Spec. - NOX Rate Winter v.4.10 Final, Unit 644 and retrofits | 240 | 7286 | Rate Constraint in lbs/MMBtu | FALSE | L | Annual | Qualifying Generation | TWh | 0 | 0 | 0 | 0 | 0 | 0 | 0
CT Fac. Spec. - NOX Rate Winter v.4.10 Final, Unit 644 and retrofits | 240 | 7286 | Rate Constraint in lbs/MMBtu | FALSE | L | Annual | Rate | lb/MWh | 0 | 0 | 0 | 0 | 0 | 0 | 0
CT Fac. Spec. - NOX Rate Winter v.4.10 Final, Unit 644 and retrofits | 240 | 7286 | Rate Constraint in lbs/MMBtu | FALSE | L | Annual | Constraint Shadow Price | US2022$/Ton | 0 | 0 | 0 | 0 | 0 | 0 | 0
CT Fac. Spec. - NOX Rate Winter v.4.10 Final, Unit 645 and retrofits | 241 | 7286 | Rate Constraint in lbs/MMBtu | FALSE | L | Annual | Seasons Included | Seasons | Winter, Spring, Fall | Winter, Spring, Fall | Winter, Spring, Fall | Winter, Spring, Fall | Winter, Spring, Fall | Winter, Spring, Fall | Winter, Spring, Fall
CT Fac. Spec. - NOX Rate Winter v.4.10 Final, Unit 645 and retrofits | 241 | 7286 | Rate Constraint in lbs/MMBtu | FALSE | L | Annual | Standard NOX | lb/MMBtu | 0.15 | 0.15 | 0.15 | 0.15 | 0.15 | 0.15 | 0.15
CT Fac. Spec. - NOX Rate Winter v.4.10 Final, Unit 645 and retrofits | 241 | 7286 | Rate Constraint in lbs/MMBtu | FALSE | L | Annual | Emissions at Affected Plants NOX | Thousand Tons | 0 | 0 | 0 | 0 | 0 | 0 | 0
CT Fac. Spec. - NOX Rate Winter v.4.10 Final, Unit 645 and retrofits | 241 | 7286 | Rate Constraint in lbs/MMBtu | FALSE | L | Annual | Allowances Purchased NOX | Thousand Tons | 0 | 0 | 0 | 0 | 0 | 0 | 0
CT Fac. Spec. - NOX Rate Winter v.4.10 Final, Unit 645 and retrofits | 241 | 7286 | Rate Constraint in lbs/MMBtu | FALSE | L | Annual | Allowances Sold NOX | Thousand Tons | 0 | 0 | 0 | 0 | 0 | 0 | 0
CT Fac. Spec. - NOX Rate Winter v.4.10 Final, Unit 645 and retrofits | 241 | 7286 | Rate Constraint in lbs/MMBtu | FALSE | L | Annual | Allowances Banked | Thousand Tons | 0 | 0 | 0 | 0 | 0 | 0 | 0
CT Fac. Spec. - NOX Rate Winter v.4.10 Final, Unit 645 and retrofits | 241 | 7286 | Rate Constraint in lbs/MMBtu | FALSE | L | Annual | Allowances Withdrawn (1:1) | Thousand Tons | 0 | 0 | 0 | 0 | 0 | 0 | 0
CT Fac. Spec. - NOX Rate Winter v.4.10 Final, Unit 645 and retrofits | 241 | 7286 | Rate Constraint in lbs/MMBtu | FALSE | L | Annual | Allowances Withdrawn (n:1) | Thousand Tons | 0 | 0 | 0 | 0 | 0 | 0 | 0
CT Fac. Spec. - NOX Rate Winter v.4.10 Final, Unit 645 and retrofits | 241 | 7286 | Rate Constraint in lbs/MMBtu | FALSE | L | Annual | Net Emissions Allowance Position | Thousand Tons | 0 | 0 | 0 | 0 | 0 | 0 | 0
CT Fac. Spec. - NOX Rate Winter v.4.10 Final, Unit 645 and retrofits | 241 | 7286 | Rate Constraint in lbs/MMBtu | FALSE | L | Annual | Fuel Consumed | TBtu | 0 | 0 | 0 | 0 | 0 | 0 | 0
CT Fac. Spec. - NOX Rate Winter v.4.10 Final, Unit 645 and retrofits | 241 | 7286 | Rate Constraint in lbs/MMBtu | FALSE | L | Annual | Rate | lb/MMBtu | 0 | 0 | 0 | 0 | 0 | 0 | 0
CT Fac. Spec. - NOX Rate Winter v.4.10 Final, Unit 645 and retrofits | 241 | 7286 | Rate Constraint in lbs/MMBtu | FALSE | L | Annual | Generation | TWh | 0 | 0 | 0 | 0 | 0 | 0 | 0
CT Fac. Spec. - NOX Rate Winter v.4.10 Final, Unit 645 and retrofits | 241 | 7286 | Rate Constraint in lbs/MMBtu | FALSE | L | Annual | Qualifying Generation | TWh | 0 | 0 | 0 | 0 | 0 | 0 | 0
CT Fac. Spec. - NOX Rate Winter v.4.10 Final, Unit 645 and retrofits | 241 | 7286 | Rate Constraint in lbs/MMBtu | FALSE | L | Annual | Rate | lb/MWh | 0 | 0 | 0 | 0 | 0 | 0 | 0
CT Fac. Spec. - NOX Rate Winter v.4.10 Final, Unit 645 and retrofits | 241 | 7286 | Rate Constraint in lbs/MMBtu | FALSE | L | Annual | Constraint Shadow Price | US2022$/Ton | 0 | 0 | 0 | 0 | 0 | 0 | 0
CT Fac. Spec. - NOX Rate Winter v.4.10 Final, Unit 646 and retrofits | 242 | 7286 | Rate Constraint in lbs/MMBtu | FALSE | L | Annual | Seasons Included | Seasons | Winter, Spring, Fall | Winter, Spring, Fall | Winter, Spring, Fall | Winter, Spring, Fall | Winter, Spring, Fall | Winter, Spring, Fall | Winter, Spring, Fall
CT Fac. Spec. - NOX Rate Winter v.4.10 Final, Unit 646 and retrofits | 242 | 7286 | Rate Constraint in lbs/MMBtu | FALSE | L | Annual | Standard NOX | lb/MMBtu | 0.15 | 0.15 | 0.15 | 0.15 | 0.15 | 0.15 | 0.15
CT Fac. Spec. - NOX Rate Winter v.4.10 Final, Unit 646 and retrofits | 242 | 7286 | Rate Constraint in lbs/MMBtu | FALSE | L | Annual | Emissions at Affected Plants NOX | Thousand Tons | 0 | 0 | 0 | 0 | 0 | 0 | 0
CT Fac. Spec. - NOX Rate Winter v.4.10 Final, Unit 646 and retrofits | 242 | 7286 | Rate Constraint in lbs/MMBtu | FALSE | L | Annual | Allowances Purchased NOX | Thousand Tons | 0 | 0 | 0 | 0 | 0 | 0 | 0
CT Fac. Spec. - NOX Rate Winter v.4.10 Final, Unit 646 and retrofits | 242 | 7286 | Rate Constraint in lbs/MMBtu | FALSE | L | Annual | Allowances Sold NOX | Thousand Tons | 0 | 0 | 0 | 0 | 0 | 0 | 0
CT Fac. Spec. - NOX Rate Winter v.4.10 Final, Unit 646 and retrofits | 242 | 7286 | Rate Constraint in lbs/MMBtu | FALSE | L | Annual | Allowances Banked | Thousand Tons | 0 | 0 | 0 | 0 | 0 | 0 | 0
CT Fac. Spec. - NOX Rate Winter v.4.10 Final, Unit 646 and retrofits | 242 | 7286 | Rate Constraint in lbs/MMBtu | FALSE | L | Annual | Allowances Withdrawn (1:1) | Thousand Tons | 0 | 0 | 0 | 0 | 0 | 0 | 0
CT Fac. Spec. - NOX Rate Winter v.4.10 Final, Unit 646 and retrofits | 242 | 7286 | Rate Constraint in lbs/MMBtu | FALSE | L | Annual | Allowances Withdrawn (n:1) | Thousand Tons | 0 | 0 | 0 | 0 | 0 | 0 | 0
CT Fac. Spec. - NOX Rate Winter v.4.10 Final, Unit 646 and retrofits | 242 | 7286 | Rate Constraint in lbs/MMBtu | FALSE | L | Annual | Net Emissions Allowance Position | Thousand Tons | 0 | 0 | 0 | 0 | 0 | 0 | 0
CT Fac. Spec. - NOX Rate Winter v.4.10 Final, Unit 646 and retrofits | 242 | 7286 | Rate Constraint in lbs/MMBtu | FALSE | L | Annual | Fuel Consumed | TBtu | 0 | 0 | 0 | 0 | 0 | 0 | 0
CT Fac. Spec. - NOX Rate Winter v.4.10 Final, Unit 646 and retrofits | 242 | 7286 | Rate Constraint in lbs/MMBtu | FALSE | L | Annual | Rate | lb/MMBtu | 0 | 0 | 0 | 0 | 0 | 0 | 0
CT Fac. Spec. - NOX Rate Winter v.4.10 Final, Unit 646 and retrofits | 242 | 7286 | Rate Constraint in lbs/MMBtu | FALSE | L | Annual | Generation | TWh | 0 | 0 | 0 | 0 | 0 | 0 | 0
CT Fac. Spec. - NOX Rate Winter v.4.10 Final, Unit 646 and retrofits | 242 | 7286 | Rate Constraint in lbs/MMBtu | FALSE | L | Annual | Qualifying Generation | TWh | 0 | 0 | 0 | 0 | 0 | 0 | 0
CT Fac. Spec. - NOX Rate Winter v.4.10 Final, Unit 646 and retrofits | 242 | 7286 | Rate Constraint in lbs/MMBtu | FALSE | L | Annual | Rate | lb/MWh | 0 | 0 | 0 | 0 | 0 | 0 | 0
CT Fac. Spec. - NOX Rate Winter v.4.10 Final, Unit 646 and retrofits | 242 | 7286 | Rate Constraint in lbs/MMBtu | FALSE | L | Annual | Constraint Shadow Price | US2022$/Ton | 0 | 0 | 0 | 0 | 0 | 0 | 0
CT Fac. Spec. - NOX Rate Winter v.4.10 Final, Unit 647 and retrofits | 243 | 7286 | Rate Constraint in lbs/MMBtu | FALSE | L | Annual | Seasons Included | Seasons | Winter, Spring, Fall | Winter, Spring, Fall | Winter, Spring, Fall | Winter, Spring, Fall | Winter, Spring, Fall | Winter, Spring, Fall | Winter, Spring, Fall
CT Fac. Spec. - NOX Rate Winter v.4.10 Final, Unit 647 and retrofits | 243 | 7286 | Rate Constraint in lbs/MMBtu | FALSE | L | Annual | Standard NOX | lb/MMBtu | 0.15 | 0.15 | 0.15 | 0.15 | 0.15 | 0.15 | 0.15
CT Fac. Spec. - NOX Rate Winter v.4.10 Final, Unit 647 and retrofits | 243 | 7286 | Rate Constraint in lbs/MMBtu | FALSE | L | Annual | Emissions at Affected Plants NOX | Thousand Tons | 0 | 0 | 0 | 0 | 0 | 0 | 0
CT Fac. Spec. - NOX Rate Winter v.4.10 Final, Unit 647 and retrofits | 243 | 7286 | Rate Constraint in lbs/MMBtu | FALSE | L | Annual | Allowances Purchased NOX | Thousand Tons | 0 | 0 | 0 | 0 | 0 | 0 | 0
CT Fac. Spec. - NOX Rate Winter v.4.10 Final, Unit 647 and retrofits | 243 | 7286 | Rate Constraint in lbs/MMBtu | FALSE | L | Annual | Allowances Sold NOX | Thousand Tons | 0 | 0 | 0 | 0 | 0 | 0 | 0
CT Fac. Spec. - NOX Rate Winter v.4.10 Final, Unit 647 and retrofits | 243 | 7286 | Rate Constraint in lbs/MMBtu | FALSE | L | Annual | Allowances Banked | Thousand Tons | 0 | 0 | 0 | 0 | 0 | 0 | 0
CT Fac. Spec. - NOX Rate Winter v.4.10 Final, Unit 647 and retrofits | 243 | 7286 | Rate Constraint in lbs/MMBtu | FALSE | L | Annual | Allowances Withdrawn (1:1) | Thousand Tons | 0 | 0 | 0 | 0 | 0 | 0 | 0
CT Fac. Spec. - NOX Rate Winter v.4.10 Final, Unit 647 and retrofits | 243 | 7286 | Rate Constraint in lbs/MMBtu | FALSE | L | Annual | Allowances Withdrawn (n:1) | Thousand Tons | 0 | 0 | 0 | 0 | 0 | 0 | 0
CT Fac. Spec. - NOX Rate Winter v.4.10 Final, Unit 647 and retrofits | 243 | 7286 | Rate Constraint in lbs/MMBtu | FALSE | L | Annual | Net Emissions Allowance Position | Thousand Tons | 0 | 0 | 0 | 0 | 0 | 0 | 0
CT Fac. Spec. - NOX Rate Winter v.4.10 Final, Unit 647 and retrofits | 243 | 7286 | Rate Constraint in lbs/MMBtu | FALSE | L | Annual | Fuel Consumed | TBtu | 0 | 0 | 0 | 0 | 0 | 0 | 0
CT Fac. Spec. - NOX Rate Winter v.4.10 Final, Unit 647 and retrofits | 243 | 7286 | Rate Constraint in lbs/MMBtu | FALSE | L | Annual | Rate | lb/MMBtu | 0 | 0 | 0 | 0 | 0 | 0 | 0
CT Fac. Spec. - NOX Rate Winter v.4.10 Final, Unit 647 and retrofits | 243 | 7286 | Rate Constraint in lbs/MMBtu | FALSE | L | Annual | Generation | TWh | 0 | 0 | 0 | 0 | 0 | 0 | 0
CT Fac. Spec. - NOX Rate Winter v.4.10 Final, Unit 647 and retrofits | 243 | 7286 | Rate Constraint in lbs/MMBtu | FALSE | L | Annual | Qualifying Generation | TWh | 0 | 0 | 0 | 0 | 0 | 0 | 0
CT Fac. Spec. - NOX Rate Winter v.4.10 Final, Unit 647 and retrofits | 243 | 7286 | Rate Constraint in lbs/MMBtu | FALSE | L | Annual | Rate | lb/MWh | 0 | 0 | 0 | 0 | 0 | 0 | 0
CT Fac. Spec. - NOX Rate Winter v.4.10 Final, Unit 647 and retrofits | 243 | 7286 | Rate Constraint in lbs/MMBtu | FALSE | L | Annual | Constraint Shadow Price | US2022$/Ton | 0 | 0 | 0 | 0 | 0 | 0 | 0
CT Fac. Spec. - NOX Rate Winter v.4.10 Final, Unit 648 and retrofits | 244 | 7286 | Rate Constraint in lbs/MMBtu | FALSE | L | Annual | Seasons Included | Seasons | Winter, Spring, Fall | Winter, Spring, Fall | Winter, Spring, Fall | Winter, Spring, Fall | Winter, Spring, Fall | Winter, Spring, Fall | Winter, Spring, Fall
CT Fac. Spec. - NOX Rate Winter v.4.10 Final, Unit 648 and retrofits | 244 | 7286 | Rate Constraint in lbs/MMBtu | FALSE | L | Annual | Standard NOX | lb/MMBtu | 0.15 | 0.15 | 0.15 | 0.15 | 0.15 | 0.15 | 0.15
CT Fac. Spec. - NOX Rate Winter v.4.10 Final, Unit 648 and retrofits | 244 | 7286 | Rate Constraint in lbs/MMBtu | FALSE | L | Annual | Emissions at Affected Plants NOX | Thousand Tons | 0 | 0 | 0 | 0 | 0 | 0 | 0
CT Fac. Spec. - NOX Rate Winter v.4.10 Final, Unit 648 and retrofits | 244 | 7286 | Rate Constraint in lbs/MMBtu | FALSE | L | Annual | Allowances Purchased NOX | Thousand Tons | 0 | 0 | 0 | 0 | 0 | 0 | 0
CT Fac. Spec. - NOX Rate Winter v.4.10 Final, Unit 648 and retrofits | 244 | 7286 | Rate Constraint in lbs/MMBtu | FALSE | L | Annual | Allowances Sold NOX | Thousand Tons | 0 | 0 | 0 | 0 | 0 | 0 | 0
CT Fac. Spec. - NOX Rate Winter v.4.10 Final, Unit 648 and retrofits | 244 | 7286 | Rate Constraint in lbs/MMBtu | FALSE | L | Annual | Allowances Banked | Thousand Tons | 0 | 0 | 0 | 0 | 0 | 0 | 0
CT Fac. Spec. - NOX Rate Winter v.4.10 Final, Unit 648 and retrofits | 244 | 7286 | Rate Constraint in lbs/MMBtu | FALSE | L | Annual | Allowances Withdrawn (1:1) | Thousand Tons | 0 | 0 | 0 | 0 | 0 | 0 | 0
CT Fac. Spec. - NOX Rate Winter v.4.10 Final, Unit 648 and retrofits | 244 | 7286 | Rate Constraint in lbs/MMBtu | FALSE | L | Annual | Allowances Withdrawn (n:1) | Thousand Tons | 0 | 0 | 0 | 0 | 0 | 0 | 0
CT Fac. Spec. - NOX Rate Winter v.4.10 Final, Unit 648 and retrofits | 244 | 7286 | Rate Constraint in lbs/MMBtu | FALSE | L | Annual | Net Emissions Allowance Position | Thousand Tons | 0 | 0 | 0 | 0 | 0 | 0 | 0
CT Fac. Spec. - NOX Rate Winter v.4.10 Final, Unit 648 and retrofits | 244 | 7286 | Rate Constraint in lbs/MMBtu | FALSE | L | Annual | Fuel Consumed | TBtu | 0 | 0 | 0 | 0 | 0 | 0 | 0
CT Fac. Spec. - NOX Rate Winter v.4.10 Final, Unit 648 and retrofits | 244 | 7286 | Rate Constraint in lbs/MMBtu | FALSE | L | Annual | Rate | lb/MMBtu | 0 | 0 | 0 | 0 | 0 | 0 | 0
CT Fac. Spec. - NOX Rate Winter v.4.10 Final, Unit 648 and retrofits | 244 | 7286 | Rate Constraint in lbs/MMBtu | FALSE | L | Annual | Generation | TWh | 0 | 0 | 0 | 0 | 0 | 0 | 0
CT Fac. Spec. - NOX Rate Winter v.4.10 Final, Unit 648 and retrofits | 244 | 7286 | Rate Constraint in lbs/MMBtu | FALSE | L | Annual | Qualifying Generation | TWh | 0 | 0 | 0 | 0 | 0 | 0 | 0
CT Fac. Spec. - NOX Rate Winter v.4.10 Final, Unit 648 and retrofits | 244 | 7286 | Rate Constraint in lbs/MMBtu | FALSE | L | Annual | Rate | lb/MWh | 0 | 0 | 0 | 0 | 0 | 0 | 0
CT Fac. Spec. - NOX Rate Winter v.4.10 Final, Unit 648 and retrofits | 244 | 7286 | Rate Constraint in lbs/MMBtu | FALSE | L | Annual | Constraint Shadow Price | US2022$/Ton | 0 | 0 | 0 | 0 | 0 | 0 | 0
CT Fac. Spec. - NOX Rate Winter v.4.10 Final, Unit 649 and retrofits | 245 | 7286 | Rate Constraint in lbs/MMBtu | FALSE | L | Annual | Seasons Included | Seasons | Winter, Spring, Fall | Winter, Spring, Fall | Winter, Spring, Fall | Winter, Spring, Fall | Winter, Spring, Fall | Winter, Spring, Fall | Winter, Spring, Fall
CT Fac. Spec. - NOX Rate Winter v.4.10 Final, Unit 649 and retrofits | 245 | 7286 | Rate Constraint in lbs/MMBtu | FALSE | L | Annual | Standard NOX | lb/MMBtu | 0.15 | 0.15 | 0.15 | 0.15 | 0.15 | 0.15 | 0.15
CT Fac. Spec. - NOX Rate Winter v.4.10 Final, Unit 649 and retrofits | 245 | 7286 | Rate Constraint in lbs/MMBtu | FALSE | L | Annual | Emissions at Affected Plants NOX | Thousand Tons | 0 | 0 | 0 | 0 | 0 | 0 | 0
CT Fac. Spec. - NOX Rate Winter v.4.10 Final, Unit 649 and retrofits | 245 | 7286 | Rate Constraint in lbs/MMBtu | FALSE | L | Annual | Allowances Purchased NOX | Thousand Tons | 0 | 0 | 0 | 0 | 0 | 0 | 0
CT Fac. Spec. - NOX Rate Winter v.4.10 Final, Unit 649 and retrofits | 245 | 7286 | Rate Constraint in lbs/MMBtu | FALSE | L | Annual | Allowances Sold NOX | Thousand Tons | 0 | 0 | 0 | 0 | 0 | 0 | 0
CT Fac. Spec. - NOX Rate Winter v.4.10 Final, Unit 649 and retrofits | 245 | 7286 | Rate Constraint in lbs/MMBtu | FALSE | L | Annual | Allowances Banked | Thousand Tons | 0 | 0 | 0 | 0 | 0 | 0 | 0
CT Fac. Spec. - NOX Rate Winter v.4.10 Final, Unit 649 and retrofits | 245 | 7286 | Rate Constraint in lbs/MMBtu | FALSE | L | Annual | Allowances Withdrawn (1:1) | Thousand Tons | 0 | 0 | 0 | 0 | 0 | 0 | 0
CT Fac. Spec. - NOX Rate Winter v.4.10 Final, Unit 649 and retrofits | 245 | 7286 | Rate Constraint in lbs/MMBtu | FALSE | L | Annual | Allowances Withdrawn (n:1) | Thousand Tons | 0 | 0 | 0 | 0 | 0 | 0 | 0
CT Fac. Spec. - NOX Rate Winter v.4.10 Final, Unit 649 and retrofits | 245 | 7286 | Rate Constraint in lbs/MMBtu | FALSE | L | Annual | Net Emissions Allowance Position | Thousand Tons | 0 | 0 | 0 | 0 | 0 | 0 | 0
CT Fac. Spec. - NOX Rate Winter v.4.10 Final, Unit 649 and retrofits | 245 | 7286 | Rate Constraint in lbs/MMBtu | FALSE | L | Annual | Fuel Consumed | TBtu | 0 | 0 | 0 | 0 | 0 | 0 | 0
CT Fac. Spec. - NOX Rate Winter v.4.10 Final, Unit 649 and retrofits | 245 | 7286 | Rate Constraint in lbs/MMBtu | FALSE | L | Annual | Rate | lb/MMBtu | 0 | 0 | 0 | 0 | 0 | 0 | 0
CT Fac. Spec. - NOX Rate Winter v.4.10 Final, Unit 649 and retrofits | 245 | 7286 | Rate Constraint in lbs/MMBtu | FALSE | L | Annual | Generation | TWh | 0 | 0 | 0 | 0 | 0 | 0 | 0
CT Fac. Spec. - NOX Rate Winter v.4.10 Final, Unit 649 and retrofits | 245 | 7286 | Rate Constraint in lbs/MMBtu | FALSE | L | Annual | Qualifying Generation | TWh | 0 | 0 | 0 | 0 | 0 | 0 | 0
CT Fac. Spec. - NOX Rate Winter v.4.10 Final, Unit 649 and retrofits | 245 | 7286 | Rate Constraint in lbs/MMBtu | FALSE | L | Annual | Rate | lb/MWh | 0 | 0 | 0 | 0 | 0 | 0 | 0
CT Fac. Spec. - NOX Rate Winter v.4.10 Final, Unit 649 and retrofits | 245 | 7286 | Rate Constraint in lbs/MMBtu | FALSE | L | Annual | Constraint Shadow Price | US2022$/Ton | 0 | 0 | 0 | 0 | 0 | 0 | 0
CT Fac. Spec. - NOX Rate Winter v.4.10 Final, Unit 1717 and retrofits | 246 | 7286 | Rate Constraint in lbs/MMBtu | FALSE | L | Annual | Seasons Included | Seasons | Winter, Spring, Fall | Winter, Spring, Fall | Winter, Spring, Fall | Winter, Spring, Fall | Winter, Spring, Fall | Winter, Spring, Fall | Winter, Spring, Fall
CT Fac. Spec. - NOX Rate Winter v.4.10 Final, Unit 1717 and retrofits | 246 | 7286 | Rate Constraint in lbs/MMBtu | FALSE | L | Annual | Standard NOX | lb/MMBtu | 0.15 | 0.15 | 0.15 | 0.15 | 0.15 | 0.15 | 0.15
CT Fac. Spec. - NOX Rate Winter v.4.10 Final, Unit 1717 and retrofits | 246 | 7286 | Rate Constraint in lbs/MMBtu | FALSE | L | Annual | Emissions at Affected Plants NOX | Thousand Tons | 0.023742 | 0.023046 | 0.015479 | 0 | 0 | 0 | 0
CT Fac. Spec. - NOX Rate Winter v.4.10 Final, Unit 1717 and retrofits | 246 | 7286 | Rate Constraint in lbs/MMBtu | FALSE | L | Annual | Allowances Purchased NOX | Thousand Tons | 0 | 0 | 0 | 0 | 0 | 0 | 0
CT Fac. Spec. - NOX Rate Winter v.4.10 Final, Unit 1717 and retrofits | 246 | 7286 | Rate Constraint in lbs/MMBtu | FALSE | L | Annual | Allowances Sold NOX | Thousand Tons | 0 | 0 | 0 | 0 | 0 | 0 | 0
CT Fac. Spec. - NOX Rate Winter v.4.10 Final, Unit 1717 and retrofits | 246 | 7286 | Rate Constraint in lbs/MMBtu | FALSE | L | Annual | Allowances Banked | Thousand Tons | 0 | 0 | 0 | 0 | 0 | 0 | 0
CT Fac. Spec. - NOX Rate Winter v.4.10 Final, Unit 1717 and retrofits | 246 | 7286 | Rate Constraint in lbs/MMBtu | FALSE | L | Annual | Allowances Withdrawn (1:1) | Thousand Tons | 0 | 0 | 0 | 0 | 0 | 0 | 0
CT Fac. Spec. - NOX Rate Winter v.4.10 Final, Unit 1717 and retrofits | 246 | 7286 | Rate Constraint in lbs/MMBtu | FALSE | L | Annual | Allowances Withdrawn (n:1) | Thousand Tons | 0 | 0 | 0 | 0 | 0 | 0 | 0
CT Fac. Spec. - NOX Rate Winter v.4.10 Final, Unit 1717 and retrofits | 246 | 7286 | Rate Constraint in lbs/MMBtu | FALSE | L | Annual | Net Emissions Allowance Position | Thousand Tons | 0.023742 | 0.023046 | 0.015479 | 0 | 0 | 0 | 0
CT Fac. Spec. - NOX Rate Winter v.4.10 Final, Unit 1717 and retrofits | 246 | 7286 | Rate Constraint in lbs/MMBtu | FALSE | L | Annual | Fuel Consumed | TBtu | 2.4018 | 2.3314 | 1.5659 | 0 | 0 | 0 | 0
CT Fac. Spec. - NOX Rate Winter v.4.10 Final, Unit 1717 and retrofits | 246 | 7286 | Rate Constraint in lbs/MMBtu | FALSE | L | Annual | Rate | lb/MMBtu | 0.01977 | 0.01977 | 0.01977 | 0 | 0 | 0 | 0
CT Fac. Spec. - NOX Rate Winter v.4.10 Final, Unit 1717 and retrofits | 246 | 7286 | Rate Constraint in lbs/MMBtu | FALSE | L | Annual | Generation | TWh | 0.33843 | 0.32851 | 0.22064 | 0 | 0 | 0 | 0
CT Fac. Spec. - NOX Rate Winter v.4.10 Final, Unit 1717 and retrofits | 246 | 7286 | Rate Constraint in lbs/MMBtu | FALSE | L | Annual | Qualifying Generation | TWh | 0.33843 | 0.32851 | 0.22064 | 0 | 0 | 0 | 0
CT Fac. Spec. - NOX Rate Winter v.4.10 Final, Unit 1717 and retrofits | 246 | 7286 | Rate Constraint in lbs/MMBtu | FALSE | L | Annual | Rate | lb/MWh | 0.14031 | 0.14031 | 0.14031 | 0 | 0 | 0 | 0
CT Fac. Spec. - NOX Rate Winter v.4.10 Final, Unit 1717 and retrofits | 246 | 7286 | Rate Constraint in lbs/MMBtu | FALSE | L | Annual | Constraint Shadow Price | US2022$/Ton | 0 | 0 | 0 | 0 | 0 | 0 | 0
CT Fac. Spec. - NOX Rate Winter v.4.10 Final, Unit 1718 and retrofits | 247 | 7286 | Rate Constraint in lbs/MMBtu | FALSE | L | Annual | Seasons Included | Seasons | Winter, Spring, Fall | Winter, Spring, Fall | Winter, Spring, Fall | Winter, Spring, Fall | Winter, Spring, Fall | Winter, Spring, Fall | Winter, Spring, Fall
CT Fac. Spec. - NOX Rate Winter v.4.10 Final, Unit 1718 and retrofits | 247 | 7286 | Rate Constraint in lbs/MMBtu | FALSE | L | Annual | Standard NOX | lb/MMBtu | 0.15 | 0.15 | 0.15 | 0.15 | 0.15 | 0.15 | 0.15
CT Fac. Spec. - NOX Rate Winter v.4.10 Final, Unit 1718 and retrofits | 247 | 7286 | Rate Constraint in lbs/MMBtu | FALSE | L | Annual | Emissions at Affected Plants NOX | Thousand Tons | 0.022704 | 0.021988 | 0.0049225 | 0 | 0 | 0 | 0
CT Fac. Spec. - NOX Rate Winter v.4.10 Final, Unit 1718 and retrofits | 247 | 7286 | Rate Constraint in lbs/MMBtu | FALSE | L | Annual | Allowances Purchased NOX | Thousand Tons | 0 | 0 | 0 | 0 | 0 | 0 | 0
CT Fac. Spec. - NOX Rate Winter v.4.10 Final, Unit 1718 and retrofits | 247 | 7286 | Rate Constraint in lbs/MMBtu | FALSE | L | Annual | Allowances Sold NOX | Thousand Tons | 0 | 0 | 0 | 0 | 0 | 0 | 0
CT Fac. Spec. - NOX Rate Winter v.4.10 Final, Unit 1718 and retrofits | 247 | 7286 | Rate Constraint in lbs/MMBtu | FALSE | L | Annual | Allowances Banked | Thousand Tons | 0 | 0 | 0 | 0 | 0 | 0 | 0
CT Fac. Spec. - NOX Rate Winter v.4.10 Final, Unit 1718 and retrofits | 247 | 7286 | Rate Constraint in lbs/MMBtu | FALSE | L | Annual | Allowances Withdrawn (1:1) | Thousand Tons | 0 | 0 | 0 | 0 | 0 | 0 | 0
CT Fac. Spec. - NOX Rate Winter v.4.10 Final, Unit 1718 and retrofits | 247 | 7286 | Rate Constraint in lbs/MMBtu | FALSE | L | Annual | Allowances Withdrawn (n:1) | Thousand Tons | 0 | 0 | 0 | 0 | 0 | 0 | 0
CT Fac. Spec. - NOX Rate Winter v.4.10 Final, Unit 1718 and retrofits | 247 | 7286 | Rate Constraint in lbs/MMBtu | FALSE | L | Annual | Net Emissions Allowance Position | Thousand Tons | 0.022704 | 0.021988 | 0.0049225 | 0 | 0 | 0 | 0
CT Fac. Spec. - NOX Rate Winter v.4.10 Final, Unit 1718 and retrofits | 247 | 7286 | Rate Constraint in lbs/MMBtu | FALSE | L | Annual | Fuel Consumed | TBtu | 2.2968 | 2.2244 | 0.49797 | 0 | 0 | 0 | 0
CT Fac. Spec. - NOX Rate Winter v.4.10 Final, Unit 1718 and retrofits | 247 | 7286 | Rate Constraint in lbs/MMBtu | FALSE | L | Annual | Rate | lb/MMBtu | 0.01977 | 0.01977 | 0.01977 | 0 | 0 | 0 | 0
CT Fac. Spec. - NOX Rate Winter v.4.10 Final, Unit 1718 and retrofits | 247 | 7286 | Rate Constraint in lbs/MMBtu | FALSE | L | Annual | Generation | TWh | 0.32363 | 0.31342 | 0.070167 | 0 | 0 | 0 | 0
CT Fac. Spec. - NOX Rate Winter v.4.10 Final, Unit 1718 and retrofits | 247 | 7286 | Rate Constraint in lbs/MMBtu | FALSE | L | Annual | Qualifying Generation | TWh | 0.32363 | 0.31342 | 0.070167 | 0 | 0 | 0 | 0
CT Fac. Spec. - NOX Rate Winter v.4.10 Final, Unit 1718 and retrofits | 247 | 7286 | Rate Constraint in lbs/MMBtu | FALSE | L | Annual | Rate | lb/MWh | 0.14031 | 0.14031 | 0.14031 | 0 | 0 | 0 | 0
CT Fac. Spec. - NOX Rate Winter v.4.10 Final, Unit 1718 and retrofits | 247 | 7286 | Rate Constraint in lbs/MMBtu | FALSE | L | Annual | Constraint Shadow Price | US2022$/Ton | 0 | 0 | 0 | 0 | 0 | 0 | 0
CT Fac. Spec. - NOX Rate Winter v.4.10 Final, Unit 1719 and retrofits | 248 | 7286 | Rate Constraint in lbs/MMBtu | FALSE | L | Annual | Seasons Included | Seasons | Winter, Spring, Fall | Winter, Spring, Fall | Winter, Spring, Fall | Winter, Spring, Fall | Winter, Spring, Fall | Winter, Spring, Fall | Winter, Spring, Fall
CT Fac. Spec. - NOX Rate Winter v.4.10 Final, Unit 1719 and retrofits | 248 | 7286 | Rate Constraint in lbs/MMBtu | FALSE | L | Annual | Standard NOX | lb/MMBtu | 0.15 | 0.15 | 0.15 | 0.15 | 0.15 | 0.15 | 0.15
CT Fac. Spec. - NOX Rate Winter v.4.10 Final, Unit 1719 and retrofits | 248 | 7286 | Rate Constraint in lbs/MMBtu | FALSE | L | Annual | Emissions at Affected Plants NOX | Thousand Tons | 0.022574 | 0.021656 | 0.0078677 | 0 | 0 | 0 | 0
CT Fac. Spec. - NOX Rate Winter v.4.10 Final, Unit 1719 and retrofits | 248 | 7286 | Rate Constraint in lbs/MMBtu | FALSE | L | Annual | Allowances Purchased NOX | Thousand Tons | 0 | 0 | 0 | 0 | 0 | 0 | 0
CT Fac. Spec. - NOX Rate Winter v.4.10 Final, Unit 1719 and retrofits | 248 | 7286 | Rate Constraint in lbs/MMBtu | FALSE | L | Annual | Allowances Sold NOX | Thousand Tons | 0 | 0 | 0 | 0 | 0 | 0 | 0
CT Fac. Spec. - NOX Rate Winter v.4.10 Final, Unit 1719 and retrofits | 248 | 7286 | Rate Constraint in lbs/MMBtu | FALSE | L | Annual | Allowances Banked | Thousand Tons | 0 | 0 | 0 | 0 | 0 | 0 | 0
CT Fac. Spec. - NOX Rate Winter v.4.10 Final, Unit 1719 and retrofits | 248 | 7286 | Rate Constraint in lbs/MMBtu | FALSE | L | Annual | Allowances Withdrawn (1:1) | Thousand Tons | 0 | 0 | 0 | 0 | 0 | 0 | 0
CT Fac. Spec. - NOX Rate Winter v.4.10 Final, Unit 1719 and retrofits | 248 | 7286 | Rate Constraint in lbs/MMBtu | FALSE | L | Annual | Allowances Withdrawn (n:1) | Thousand Tons | 0 | 0 | 0 | 0 | 0 | 0 | 0
CT Fac. Spec. - NOX Rate Winter v.4.10 Final, Unit 1719 and retrofits | 248 | 7286 | Rate Constraint in lbs/MMBtu | FALSE | L | Annual | Net Emissions Allowance Position | Thousand Tons | 0.022574 | 0.021656 | 0.0078677 | 0 | 0 | 0 | 0
CT Fac. Spec. - NOX Rate Winter v.4.10 Final, Unit 1719 and retrofits | 248 | 7286 | Rate Constraint in lbs/MMBtu | FALSE | L | Annual | Fuel Consumed | TBtu | 2.2837 | 2.1908 | 0.79593 | 0 | 0 | 0 | 0
CT Fac. Spec. - NOX Rate Winter v.4.10 Final, Unit 1719 and retrofits | 248 | 7286 | Rate Constraint in lbs/MMBtu | FALSE | L | Annual | Rate | lb/MMBtu | 0.01977 | 0.01977 | 0.01977 | 0 | 0 | 0 | 0
CT Fac. Spec. - NOX Rate Winter v.4.10 Final, Unit 1719 and retrofits | 248 | 7286 | Rate Constraint in lbs/MMBtu | FALSE | L | Annual | Generation | TWh | 0.32179 | 0.30869 | 0.11215 | 0 | 0 | 0 | 0
CT Fac. Spec. - NOX Rate Winter v.4.10 Final, Unit 1719 and retrofits | 248 | 7286 | Rate Constraint in lbs/MMBtu | FALSE | L | Annual | Qualifying Generation | TWh | 0.32179 | 0.30869 | 0.11215 | 0 | 0 | 0 | 0
CT Fac. Spec. - NOX Rate Winter v.4.10 Final, Unit 1719 and retrofits | 248 | 7286 | Rate Constraint in lbs/MMBtu | FALSE | L | Annual | Rate | lb/MWh | 0.14031 | 0.14031 | 0.14031 | 0 | 0 | 0 | 0
CT Fac. Spec. - NOX Rate Winter v.4.10 Final, Unit 1719 and retrofits | 248 | 7286 | Rate Constraint in lbs/MMBtu | FALSE | L | Annual | Constraint Shadow Price | US2022$/Ton | 0 | 0 | 0 | 0 | 0 | 0 | 0
CT Fac. Spec. - NOX Rate Winter v.4.10 Final, Unit 1720 and retrofits | 249 | 7286 | Rate Constraint in lbs/MMBtu | FALSE | L | Annual | Seasons Included | Seasons | Winter, Spring, Fall | Winter, Spring, Fall | Winter, Spring, Fall | Winter, Spring, Fall | Winter, Spring, Fall | Winter, Spring, Fall | Winter, Spring, Fall
CT Fac. Spec. - NOX Rate Winter v.4.10 Final, Unit 1720 and retrofits | 249 | 7286 | Rate Constraint in lbs/MMBtu | FALSE | L | Annual | Standard NOX | lb/MMBtu | 0.15 | 0.15 | 0.15 | 0.15 | 0.15 | 0.15 | 0.15
CT Fac. Spec. - NOX Rate Winter v.4.10 Final, Unit 1720 and retrofits | 249 | 7286 | Rate Constraint in lbs/MMBtu | FALSE | L | Annual | Emissions at Affected Plants NOX | Thousand Tons | 0.0025488 | 0.00048272 | 0.00037358 | 0 | 0 | 0 | 0
CT Fac. Spec. - NOX Rate Winter v.4.10 Final, Unit 1720 and retrofits | 249 | 7286 | Rate Constraint in lbs/MMBtu | FALSE | L | Annual | Allowances Purchased NOX | Thousand Tons | 0 | 0 | 0 | 0 | 0 | 0 | 0
CT Fac. Spec. - NOX Rate Winter v.4.10 Final, Unit 1720 and retrofits | 249 | 7286 | Rate Constraint in lbs/MMBtu | FALSE | L | Annual | Allowances Sold NOX | Thousand Tons | 0 | 0 | 0 | 0 | 0 | 0 | 0
CT Fac. Spec. - NOX Rate Winter v.4.10 Final, Unit 1720 and retrofits | 249 | 7286 | Rate Constraint in lbs/MMBtu | FALSE | L | Annual | Allowances Banked | Thousand Tons | 0 | 0 | 0 | 0 | 0 | 0 | 0
CT Fac. Spec. - NOX Rate Winter v.4.10 Final, Unit 1720 and retrofits | 249 | 7286 | Rate Constraint in lbs/MMBtu | FALSE | L | Annual | Allowances Withdrawn (1:1) | Thousand Tons | 0 | 0 | 0 | 0 | 0 | 0 | 0
CT Fac. Spec. - NOX Rate Winter v.4.10 Final, Unit 1720 and retrofits | 249 | 7286 | Rate Constraint in lbs/MMBtu | FALSE | L | Annual | Allowances Withdrawn (n:1) | Thousand Tons | 0 | 0 | 0 | 0 | 0 | 0 | 0
CT Fac. Spec. - NOX Rate Winter v.4.10 Final, Unit 1720 and retrofits | 249 | 7286 | Rate Constraint in lbs/MMBtu | FALSE | L | Annual | Net Emissions Allowance Position | Thousand Tons | 0.0025488 | 0.00048272 | 0.00037358 | 0 | 0 | 0 | 0
CT Fac. Spec. - NOX Rate Winter v.4.10 Final, Unit 1720 and retrofits | 249 | 7286 | Rate Constraint in lbs/MMBtu | FALSE | L | Annual | Fuel Consumed | TBtu | 0.83023 | 0.15724 | 0.12169 | 0 | 0 | 0 | 0
CT Fac. Spec. - NOX Rate Winter v.4.10 Final, Unit 1720 and retrofits | 249 | 7286 | Rate Constraint in lbs/MMBtu | FALSE | L | Annual | Rate | lb/MMBtu | 0.00614 | 0.00614 | 0.00614 | 0 | 0 | 0 | 0
CT Fac. Spec. - NOX Rate Winter v.4.10 Final, Unit 1720 and retrofits | 249 | 7286 | Rate Constraint in lbs/MMBtu | FALSE | L | Annual | Generation | TWh | 0.11201 | 0.021214 | 0.016418 | 0 | 0 | 0 | 0
CT Fac. Spec. - NOX Rate Winter v.4.10 Final, Unit 1720 and retrofits | 249 | 7286 | Rate Constraint in lbs/MMBtu | FALSE | L | Annual | Qualifying Generation | TWh | 0.11201 | 0.021214 | 0.016418 | 0 | 0 | 0 | 0
CT Fac. Spec. - NOX Rate Winter v.4.10 Final, Unit 1720 and retrofits | 249 | 7286 | Rate Constraint in lbs/MMBtu | FALSE | L | Annual | Rate | lb/MWh | 0.04551 | 0.04551 | 0.04551 | 0 | 0 | 0 | 0
CT Fac. Spec. - NOX Rate Winter v.4.10 Final, Unit 1720 and retrofits | 249 | 7286 | Rate Constraint in lbs/MMBtu | FALSE | L | Annual | Constraint Shadow Price | US2022$/Ton | 0 | 0 | 0 | 0 | 0 | 0 | 0
CT Fac. Spec. - NOX Rate Winter v.4.10 Final, Unit 1721 and retrofits | 250 | 7286 | Rate Constraint in lbs/MMBtu | FALSE | L | Annual | Seasons Included | Seasons | Winter, Spring, Fall | Winter, Spring, Fall | Winter, Spring, Fall | Winter, Spring, Fall | Winter, Spring, Fall | Winter, Spring, Fall | Winter, Spring, Fall
CT Fac. Spec. - NOX Rate Winter v.4.10 Final, Unit 1721 and retrofits | 250 | 7286 | Rate Constraint in lbs/MMBtu | FALSE | L | Annual | Standard NOX | lb/MMBtu | 0.15 | 0.15 | 0.15 | 0.15 | 0.15 | 0.15 | 0.15
CT Fac. Spec. - NOX Rate Winter v.4.10 Final, Unit 1721 and retrofits | 250 | 7286 | Rate Constraint in lbs/MMBtu | FALSE | L | Annual | Emissions at Affected Plants NOX | Thousand Tons | 0.00046458 | 0.00030804 | 0.0003715 | 0 | 0 | 0 | 0
CT Fac. Spec. - NOX Rate Winter v.4.10 Final, Unit 1721 and retrofits | 250 | 7286 | Rate Constraint in lbs/MMBtu | FALSE | L | Annual | Allowances Purchased NOX | Thousand Tons | 0 | 0 | 0 | 0 | 0 | 0 | 0
CT Fac. Spec. - NOX Rate Winter v.4.10 Final, Unit 1721 and retrofits | 250 | 7286 | Rate Constraint in lbs/MMBtu | FALSE | L | Annual | Allowances Sold NOX | Thousand Tons | 0 | 0 | 0 | 0 | 0 | 0 | 0
CT Fac. Spec. - NOX Rate Winter v.4.10 Final, Unit 1721 and retrofits | 250 | 7286 | Rate Constraint in lbs/MMBtu | FALSE | L | Annual | Allowances Banked | Thousand Tons | 0 | 0 | 0 | 0 | 0 | 0 | 0
CT Fac. Spec. - NOX Rate Winter v.4.10 Final, Unit 1721 and retrofits | 250 | 7286 | Rate Constraint in lbs/MMBtu | FALSE | L | Annual | Allowances Withdrawn (1:1) | Thousand Tons | 0 | 0 | 0 | 0 | 0 | 0 | 0
CT Fac. Spec. - NOX Rate Winter v.4.10 Final, Unit 1721 and retrofits | 250 | 7286 | Rate Constraint in lbs/MMBtu | FALSE | L | Annual | Allowances Withdrawn (n:1) | Thousand Tons | 0 | 0 | 0 | 0 | 0 | 0 | 0
CT Fac. Spec. - NOX Rate Winter v.4.10 Final, Unit 1721 and retrofits | 250 | 7286 | Rate Constraint in lbs/MMBtu | FALSE | L | Annual | Net Emissions Allowance Position | Thousand Tons | 0.00046458 | 0.00030804 | 0.0003715 | 0 | 0 | 0 | 0
CT Fac. Spec. - NOX Rate Winter v.4.10 Final, Unit 1721 and retrofits | 250 | 7286 | Rate Constraint in lbs/MMBtu | FALSE | L | Annual | Fuel Consumed | TBtu | 0.15257 | 0.10116 | 0.122 | 0 | 0 | 0 | 0
CT Fac. Spec. - NOX Rate Winter v.4.10 Final, Unit 1721 and retrofits | 250 | 7286 | Rate Constraint in lbs/MMBtu | FALSE | L | Annual | Rate | lb/MMBtu | 0.00609 | 0.00609 | 0.00609 | 0 | 0 | 0 | 0
CT Fac. Spec. - NOX Rate Winter v.4.10 Final, Unit 1721 and retrofits | 250 | 7286 | Rate Constraint in lbs/MMBtu | FALSE | L | Annual | Generation | TWh | 0.020524 | 0.013608 | 0.016412 | 0 | 0 | 0 | 0
CT Fac. Spec. - NOX Rate Winter v.4.10 Final, Unit 1721 and retrofits | 250 | 7286 | Rate Constraint in lbs/MMBtu | FALSE | L | Annual | Qualifying Generation | TWh | 0.020524 | 0.013608 | 0.016412 | 0 | 0 | 0 | 0
CT Fac. Spec. - NOX Rate Winter v.4.10 Final, Unit 1721 and retrofits | 250 | 7286 | Rate Constraint in lbs/MMBtu | FALSE | L | Annual | Rate | lb/MWh | 0.045273 | 0.045273 | 0.045273 | 0 | 0 | 0 | 0
CT Fac. Spec. - NOX Rate Winter v.4.10 Final, Unit 1721 and retrofits | 250 | 7286 | Rate Constraint in lbs/MMBtu | FALSE | L | Annual | Constraint Shadow Price | US2022$/Ton | 0 | 0 | 0 | 0 | 0 | 0 | 0
CT Fac. Spec. - NOX Rate Winter v.4.10 Final, Unit 1722 and retrofits | 251 | 7286 | Rate Constraint in lbs/MMBtu | FALSE | L | Annual | Seasons Included | Seasons | Winter, Spring, Fall | Winter, Spring, Fall | Winter, Spring, Fall | Winter, Spring, Fall | Winter, Spring, Fall | Winter, Spring, Fall | Winter, Spring, Fall
CT Fac. Spec. - NOX Rate Winter v.4.10 Final, Unit 1722 and retrofits | 251 | 7286 | Rate Constraint in lbs/MMBtu | FALSE | L | Annual | Standard NOX | lb/MMBtu | 0.15 | 0.15 | 0.15 | 0.15 | 0.15 | 0.15 | 0.15
CT Fac. Spec. - NOX Rate Winter v.4.10 Final, Unit 1722 and retrofits | 251 | 7286 | Rate Constraint in lbs/MMBtu | FALSE | L | Annual | Emissions at Affected Plants NOX | Thousand Tons | 0.0027863 | 0.0012472 | 0.00030504 | 0 | 0 | 0 | 0
CT Fac. Spec. - NOX Rate Winter v.4.10 Final, Unit 1722 and retrofits | 251 | 7286 | Rate Constraint in lbs/MMBtu | FALSE | L | Annual | Allowances Purchased NOX | Thousand Tons | 0 | 0 | 0 | 0 | 0 | 0 | 0
CT Fac. Spec. - NOX Rate Winter v.4.10 Final, Unit 1722 and retrofits | 251 | 7286 | Rate Constraint in lbs/MMBtu | FALSE | L | Annual | Allowances Sold NOX | Thousand Tons | 0 | 0 | 0 | 0 | 0 | 0 | 0
CT Fac. Spec. - NOX Rate Winter v.4.10 Final, Unit 1722 and retrofits | 251 | 7286 | Rate Constraint in lbs/MMBtu | FALSE | L | Annual | Allowances Banked | Thousand Tons | 0 | 0 | 0 | 0 | 0 | 0 | 0
CT Fac. Spec. - NOX Rate Winter v.4.10 Final, Unit 1722 and retrofits | 251 | 7286 | Rate Constraint in lbs/MMBtu | FALSE | L | Annual | Allowances Withdrawn (1:1) | Thousand Tons | 0 | 0 | 0 | 0 | 0 | 0 | 0
CT Fac. Spec. - NOX Rate Winter v.4.10 Final, Unit 1722 and retrofits | 251 | 7286 | Rate Constraint in lbs/MMBtu | FALSE | L | Annual | Allowances Withdrawn (n:1) | Thousand Tons | 0 | 0 | 0 | 0 | 0 | 0 | 0
CT Fac. Spec. - NOX Rate Winter v.4.10 Final, Unit 1722 and retrofits | 251 | 7286 | Rate Constraint in lbs/MMBtu | FALSE | L | Annual | Net Emissions Allowance Position | Thousand Tons | 0.0027863 | 0.0012472 | 0.00030504 | 0 | 0 | 0 | 0
CT Fac. Spec. - NOX Rate Winter v.4.10 Final, Unit 1722 and retrofits | 251 | 7286 | Rate Constraint in lbs/MMBtu | FALSE | L | Annual | Fuel Consumed | TBtu | 1.0905 | 0.48815 | 0.11939 | 0 | 0 | 0 | 0
CT Fac. Spec. - NOX Rate Winter v.4.10 Final, Unit 1722 and retrofits | 251 | 7286 | Rate Constraint in lbs/MMBtu | FALSE | L | Annual | Rate | lb/MMBtu | 0.00511 | 0.00511 | 0.00511 | 0 | 0 | 0 | 0
CT Fac. Spec. - NOX Rate Winter v.4.10 Final, Unit 1722 and retrofits | 251 | 7286 | Rate Constraint in lbs/MMBtu | FALSE | L | Annual | Generation | TWh | 0.14721 | 0.065895 | 0.016116 | 0 | 0 | 0 | 0
CT Fac. Spec. - NOX Rate Winter v.4.10 Final, Unit 1722 and retrofits | 251 | 7286 | Rate Constraint in lbs/MMBtu | FALSE | L | Annual | Qualifying Generation | TWh | 0.14721 | 0.065895 | 0.016116 | 0 | 0 | 0 | 0
CT Fac. Spec. - NOX Rate Winter v.4.10 Final, Unit 1722 and retrofits | 251 | 7286 | Rate Constraint in lbs/MMBtu | FALSE | L | Annual | Rate | lb/MWh | 0.037855 | 0.037855 | 0.037855 | 0 | 0 | 0 | 0
CT Fac. Spec. - NOX Rate Winter v.4.10 Final, Unit 1722 and retrofits | 251 | 7286 | Rate Constraint in lbs/MMBtu | FALSE | L | Annual | Constraint Shadow Price | US2022$/Ton | 0 | 0 | 0 | 0 | 0 | 0 | 0
CT Fac. Spec. - NOX Rate Winter v.4.10 Final, Unit 1723 and retrofits | 252 | 7286 | Rate Constraint in lbs/MMBtu | FALSE | L | Annual | Seasons Included | Seasons | Winter, Spring, Fall | Winter, Spring, Fall | Winter, Spring, Fall | Winter, Spring, Fall | Winter, Spring, Fall | Winter, Spring, Fall | Winter, Spring, Fall
CT Fac. Spec. - NOX Rate Winter v.4.10 Final, Unit 1723 and retrofits | 252 | 7286 | Rate Constraint in lbs/MMBtu | FALSE | L | Annual | Standard NOX | lb/MMBtu | 0.15 | 0.15 | 0.15 | 0.15 | 0.15 | 0.15 | 0.15
CT Fac. Spec. - NOX Rate Winter v.4.10 Final, Unit 1723 and retrofits | 252 | 7286 | Rate Constraint in lbs/MMBtu | FALSE | L | Annual | Emissions at Affected Plants NOX | Thousand Tons | 0.0070604 | 0.0031055 | 0.00035807 | 0 | 0 | 0 | 0
CT Fac. Spec. - NOX Rate Winter v.4.10 Final, Unit 1723 and retrofits | 252 | 7286 | Rate Constraint in lbs/MMBtu | FALSE | L | Annual | Allowances Purchased NOX | Thousand Tons | 0 | 0 | 0 | 0 | 0 | 0 | 0
CT Fac. Spec. - NOX Rate Winter v.4.10 Final, Unit 1723 and retrofits | 252 | 7286 | Rate Constraint in lbs/MMBtu | FALSE | L | Annual | Allowances Sold NOX | Thousand Tons | 0 | 0 | 0 | 0 | 0 | 0 | 0
CT Fac. Spec. - NOX Rate Winter v.4.10 Final, Unit 1723 and retrofits | 252 | 7286 | Rate Constraint in lbs/MMBtu | FALSE | L | Annual | Allowances Banked | Thousand Tons | 0 | 0 | 0 | 0 | 0 | 0 | 0
CT Fac. Spec. - NOX Rate Winter v.4.10 Final, Unit 1723 and retrofits | 252 | 7286 | Rate Constraint in lbs/MMBtu | FALSE | L | Annual | Allowances Withdrawn (1:1) | Thousand Tons | 0 | 0 | 0 | 0 | 0 | 0 | 0
CT Fac. Spec. - NOX Rate Winter v.4.10 Final, Unit 1723 and retrofits | 252 | 7286 | Rate Constraint in lbs/MMBtu | FALSE | L | Annual | Allowances Withdrawn (n:1) | Thousand Tons | 0 | 0 | 0 | 0 | 0 | 0 | 0
CT Fac. Spec. - NOX Rate Winter v.4.10 Final, Unit 1723 and retrofits | 252 | 7286 | Rate Constraint in lbs/MMBtu | FALSE | L | Annual | Net Emissions Allowance Position | Thousand Tons | 0.0070604 | 0.0031055 | 0.00035807 | 0 | 0 | 0 | 0
CT Fac. Spec. - NOX Rate Winter v.4.10 Final, Unit 1723 and retrofits | 252 | 7286 | Rate Constraint in lbs/MMBtu | FALSE | L | Annual | Fuel Consumed | TBtu | 2.2521 | 0.99058 | 0.11422 | 0 | 0 | 0 | 0
CT Fac. Spec. - NOX Rate Winter v.4.10 Final, Unit 1723 and retrofits | 252 | 7286 | Rate Constraint in lbs/MMBtu | FALSE | L | Annual | Rate | lb/MMBtu | 0.00627 | 0.00627 | 0.00627 | 0 | 0 | 0 | 0
CT Fac. Spec. - NOX Rate Winter v.4.10 Final, Unit 1723 and retrofits | 252 | 7286 | Rate Constraint in lbs/MMBtu | FALSE | L | Annual | Generation | TWh | 0.30695 | 0.13501 | 0.015567 | 0 | 0 | 0 | 0
CT Fac. Spec. - NOX Rate Winter v.4.10 Final, Unit 1723 and retrofits | 252 | 7286 | Rate Constraint in lbs/MMBtu | FALSE | L | Annual | Qualifying Generation | TWh | 0.30695 | 0.13501 | 0.015567 | 0 | 0 | 0 | 0
CT Fac. Spec. - NOX Rate Winter v.4.10 Final, Unit 1723 and retrofits | 252 | 7286 | Rate Constraint in lbs/MMBtu | FALSE | L | Annual | Rate | lb/MWh | 0.046003 | 0.046003 | 0.046003 | 0 | 0 | 0 | 0
CT Fac. Spec. - NOX Rate Winter v.4.10 Final, Unit 1723 and retrofits | 252 | 7286 | Rate Constraint in lbs/MMBtu | FALSE | L | Annual | Constraint Shadow Price | US2022$/Ton | 0 | 0 | 0 | 0 | 0 | 0 | 0
CT Fac. Spec. - NOX Rate Winter v.4.10 Final, Unit 1724 and retrofits | 253 | 7286 | Rate Constraint in lbs/MMBtu | FALSE | L | Annual | Seasons Included | Seasons | Winter, Spring, Fall | Winter, Spring, Fall | Winter, Spring, Fall | Winter, Spring, Fall | Winter, Spring, Fall | Winter, Spring, Fall | Winter, Spring, Fall
CT Fac. Spec. - NOX Rate Winter v.4.10 Final, Unit 1724 and retrofits | 253 | 7286 | Rate Constraint in lbs/MMBtu | FALSE | L | Annual | Standard NOX | lb/MMBtu | 0.15 | 0.15 | 0.15 | 0.15 | 0.15 | 0.15 | 0.15
CT Fac. Spec. - NOX Rate Winter v.4.10 Final, Unit 1724 and retrofits | 253 | 7286 | Rate Constraint in lbs/MMBtu | FALSE | L | Annual | Emissions at Affected Plants NOX | Thousand Tons | 0.0086144 | 0.0038931 | 0.0020665 | 0 | 0 | 0 | 0
CT Fac. Spec. - NOX Rate Winter v.4.10 Final, Unit 1724 and retrofits | 253 | 7286 | Rate Constraint in lbs/MMBtu | FALSE | L | Annual | Allowances Purchased NOX | Thousand Tons | 0 | 0 | 0 | 0 | 0 | 0 | 0
CT Fac. Spec. - NOX Rate Winter v.4.10 Final, Unit 1724 and retrofits | 253 | 7286 | Rate Constraint in lbs/MMBtu | FALSE | L | Annual | Allowances Sold NOX | Thousand Tons | 0 | 0 | 0 | 0 | 0 | 0 | 0
CT Fac. Spec. - NOX Rate Winter v.4.10 Final, Unit 1724 and retrofits | 253 | 7286 | Rate Constraint in lbs/MMBtu | FALSE | L | Annual | Allowances Banked | Thousand Tons | 0 | 0 | 0 | 0 | 0 | 0 | 0
CT Fac. Spec. - NOX Rate Winter v.4.10 Final, Unit 1724 and retrofits | 253 | 7286 | Rate Constraint in lbs/MMBtu | FALSE | L | Annual | Allowances Withdrawn (1:1) | Thousand Tons | 0 | 0 | 0 | 0 | 0 | 0 | 0
CT Fac. Spec. - NOX Rate Winter v.4.10 Final, Unit 1724 and retrofits | 253 | 7286 | Rate Constraint in lbs/MMBtu | FALSE | L | Annual | Allowances Withdrawn (n:1) | Thousand Tons | 0 | 0 | 0 | 0 | 0 | 0 | 0
CT Fac. Spec. - NOX Rate Winter v.4.10 Final, Unit 1724 and retrofits | 253 | 7286 | Rate Constraint in lbs/MMBtu | FALSE | L | Annual | Net Emissions Allowance Position | Thousand Tons | 0.0086144 | 0.0038931 | 0.0020665 | 0 | 0 | 0 | 0
CT Fac. Spec. - NOX Rate Winter v.4.10 Final, Unit 1724 and retrofits | 253 | 7286 | Rate Constraint in lbs/MMBtu | FALSE | L | Annual | Fuel Consumed | TBtu | 2.5869 | 1.1691 | 0.62057 | 0 | 0 | 0 | 0
CT Fac. Spec. - NOX Rate Winter v.4.10 Final, Unit 1724 and retrofits | 253 | 7286 | Rate Constraint in lbs/MMBtu | FALSE | L | Annual | Rate | lb/MMBtu | 0.00666 | 0.00666 | 0.00666 | 0 | 0 | 0 | 0
CT Fac. Spec. - NOX Rate Winter v.4.10 Final, Unit 1724 and retrofits | 253 | 7286 | Rate Constraint in lbs/MMBtu | FALSE | L | Annual | Generation | TWh | 0.35302 | 0.15954 | 0.084685 | 0 | 0 | 0 | 0
CT Fac. Spec. - NOX Rate Winter v.4.10 Final, Unit 1724 and retrofits | 253 | 7286 | Rate Constraint in lbs/MMBtu | FALSE | L | Annual | Qualifying Generation | TWh | 0.35302 | 0.15954 | 0.084685 | 0 | 0 | 0 | 0
CT Fac. Spec. - NOX Rate Winter v.4.10 Final, Unit 1724 and retrofits | 253 | 7286 | Rate Constraint in lbs/MMBtu | FALSE | L | Annual | Rate | lb/MWh | 0.048804 | 0.048804 | 0.048804 | 0 | 0 | 0 | 0
CT Fac. Spec. - NOX Rate Winter v.4.10 Final, Unit 1724 and retrofits | 253 | 7286 | Rate Constraint in lbs/MMBtu | FALSE | L | Annual | Constraint Shadow Price | US2022$/Ton | 0 | 0 | 0 | 0 | 0 | 0 | 0
CT Fac. Spec. - NOX Rate Winter v.4.10 Final, Unit 1725 and retrofits | 254 | 7286 | Rate Constraint in lbs/MMBtu | FALSE | L | Annual | Seasons Included | Seasons | Winter, Spring, Fall | Winter, Spring, Fall | Winter, Spring, Fall | Winter, Spring, Fall | Winter, Spring, Fall | Winter, Spring, Fall | Winter, Spring, Fall
CT Fac. Spec. - NOX Rate Winter v.4.10 Final, Unit 1725 and retrofits | 254 | 7286 | Rate Constraint in lbs/MMBtu | FALSE | L | Annual | Standard NOX | lb/MMBtu | 0.15 | 0.15 | 0.15 | 0.15 | 0.15 | 0.15 | 0.15
CT Fac. Spec. - NOX Rate Winter v.4.10 Final, Unit 1725 and retrofits | 254 | 7286 | Rate Constraint in lbs/MMBtu | FALSE | L | Annual | Emissions at Affected Plants NOX | Thousand Tons | 0.01599 | 0.013309 | 0.0090809 | 0 | 0 | 0 | 0
CT Fac. Spec. - NOX Rate Winter v.4.10 Final, Unit 1725 and retrofits | 254 | 7286 | Rate Constraint in lbs/MMBtu | FALSE | L | Annual | Allowances Purchased NOX | Thousand Tons | 0 | 0 | 0 | 0 | 0 | 0 | 0
CT Fac. Spec. - NOX Rate Winter v.4.10 Final, Unit 1725 and retrofits | 254 | 7286 | Rate Constraint in lbs/MMBtu | FALSE | L | Annual | Allowances Sold NOX | Thousand Tons | 0 | 0 | 0 | 0 | 0 | 0 | 0
CT Fac. Spec. - NOX Rate Winter v.4.10 Final, Unit 1725 and retrofits | 254 | 7286 | Rate Constraint in lbs/MMBtu | FALSE | L | Annual | Allowances Banked | Thousand Tons | 0 | 0 | 0 | 0 | 0 | 0 | 0
CT Fac. Spec. - NOX Rate Winter v.4.10 Final, Unit 1725 and retrofits | 254 | 7286 | Rate Constraint in lbs/MMBtu | FALSE | L | Annual | Allowances Withdrawn (1:1) | Thousand Tons | 0 | 0 | 0 | 0 | 0 | 0 | 0
CT Fac. Spec. - NOX Rate Winter v.4.10 Final, Unit 1725 and retrofits | 254 | 7286 | Rate Constraint in lbs/MMBtu | FALSE | L | Annual | Allowances Withdrawn (n:1) | Thousand Tons | 0 | 0 | 0 | 0 | 0 | 0 | 0
CT Fac. Spec. - NOX Rate Winter v.4.10 Final, Unit 1725 and retrofits | 254 | 7286 | Rate Constraint in lbs/MMBtu | FALSE | L | Annual | Net Emissions Allowance Position | Thousand Tons | 0.01599 | 0.013309 | 0.0090809 | 0 | 0 | 0 | 0
CT Fac. Spec. - NOX Rate Winter v.4.10 Final, Unit 1725 and retrofits | 254 | 7286 | Rate Constraint in lbs/MMBtu | FALSE | L | Annual | Fuel Consumed | TBtu | 5.2001 | 4.3283 | 2.9531 | 0 | 0 | 0 | 0
CT Fac. Spec. - NOX Rate Winter v.4.10 Final, Unit 1725 and retrofits | 254 | 7286 | Rate Constraint in lbs/MMBtu | FALSE | L | Annual | Rate | lb/MMBtu | 0.00615 | 0.00615 | 0.00615 | 0 | 0 | 0 | 0
CT Fac. Spec. - NOX Rate Winter v.4.10 Final, Unit 1725 and retrofits | 254 | 7286 | Rate Constraint in lbs/MMBtu | FALSE | L | Annual | Generation | TWh | 0.73761 | 0.61394 | 0.41888 | 0 | 0 | 0 | 0
CT Fac. Spec. - NOX Rate Winter v.4.10 Final, Unit 1725 and retrofits | 254 | 7286 | Rate Constraint in lbs/MMBtu | FALSE | L | Annual | Qualifying Generation | TWh | 0.73761 | 0.61394 | 0.41888 | 0 | 0 | 0 | 0
CT Fac. Spec. - NOX Rate Winter v.4.10 Final, Unit 1725 and retrofits | 254 | 7286 | Rate Constraint in lbs/MMBtu | FALSE | L | Annual | Rate | lb/MWh | 0.043357 | 0.043357 | 0.043357 | 0 | 0 | 0 | 0
CT Fac. Spec. - NOX Rate Winter v.4.10 Final, Unit 1725 and retrofits | 254 | 7286 | Rate Constraint in lbs/MMBtu | FALSE | L | Annual | Constraint Shadow Price | US2022$/Ton | 0 | 0 | 0 | 0 | 0 | 0 | 0
CT Fac. Spec. - NOX Rate Winter v.4.10 Final, Unit 1726 and retrofits | 255 | 7286 | Rate Constraint in lbs/MMBtu | FALSE | L | Annual | Seasons Included | Seasons | Winter, Spring, Fall | Winter, Spring, Fall | Winter, Spring, Fall | Winter, Spring, Fall | Winter, Spring, Fall | Winter, Spring, Fall | Winter, Spring, Fall
CT Fac. Spec. - NOX Rate Winter v.4.10 Final, Unit 1726 and retrofits | 255 | 7286 | Rate Constraint in lbs/MMBtu | FALSE | L | Annual | Standard NOX | lb/MMBtu | 0.15 | 0.15 | 0.15 | 0.15 | 0.15 | 0.15 | 0.15
CT Fac. Spec. - NOX Rate Winter v.4.10 Final, Unit 1726 and retrofits | 255 | 7286 | Rate Constraint in lbs/MMBtu | FALSE | L | Annual | Emissions at Affected Plants NOX | Thousand Tons | 0.0065003 | 0.0060165 | 0.004105 | 0 | 0 | 0 | 0
CT Fac. Spec. - NOX Rate Winter v.4.10 Final, Unit 1726 and retrofits | 255 | 7286 | Rate Constraint in lbs/MMBtu | FALSE | L | Annual | Allowances Purchased NOX | Thousand Tons | 0 | 0 | 0 | 0 | 0 | 0 | 0
CT Fac. Spec. - NOX Rate Winter v.4.10 Final, Unit 1726 and retrofits | 255 | 7286 | Rate Constraint in lbs/MMBtu | FALSE | L | Annual | Allowances Sold NOX | Thousand Tons | 0 | 0 | 0 | 0 | 0 | 0 | 0
CT Fac. Spec. - NOX Rate Winter v.4.10 Final, Unit 1726 and retrofits | 255 | 7286 | Rate Constraint in lbs/MMBtu | FALSE | L | Annual | Allowances Banked | Thousand Tons | 0 | 0 | 0 | 0 | 0 | 0 | 0
CT Fac. Spec. - NOX Rate Winter v.4.10 Final, Unit 1726 and retrofits | 255 | 7286 | Rate Constraint in lbs/MMBtu | FALSE | L | Annual | Allowances Withdrawn (1:1) | Thousand Tons | 0 | 0 | 0 | 0 | 0 | 0 | 0
CT Fac. Spec. - NOX Rate Winter v.4.10 Final, Unit 1726 and retrofits | 255 | 7286 | Rate Constraint in lbs/MMBtu | FALSE | L | Annual | Allowances Withdrawn (n:1) | Thousand Tons | 0 | 0 | 0 | 0 | 0 | 0 | 0
CT Fac. Spec. - NOX Rate Winter v.4.10 Final, Unit 1726 and retrofits | 255 | 7286 | Rate Constraint in lbs/MMBtu | FALSE | L | Annual | Net Emissions Allowance Position | Thousand Tons | 0.0065003 | 0.0060165 | 0.004105 | 0 | 0 | 0 | 0
CT Fac. Spec. - NOX Rate Winter v.4.10 Final, Unit 1726 and retrofits | 255 | 7286 | Rate Constraint in lbs/MMBtu | FALSE | L | Annual | Fuel Consumed | TBtu | 2.1139 | 1.9566 | 1.3349 | 0 | 0 | 0 | 0
CT Fac. Spec. - NOX Rate Winter v.4.10 Final, Unit 1726 and retrofits | 255 | 7286 | Rate Constraint in lbs/MMBtu | FALSE | L | Annual | Rate | lb/MMBtu | 0.00615 | 0.00615 | 0.00615 | 0 | 0 | 0 | 0
CT Fac. Spec. - NOX Rate Winter v.4.10 Final, Unit 1726 and retrofits | 255 | 7286 | Rate Constraint in lbs/MMBtu | FALSE | L | Annual | Generation | TWh | 0.29985 | 0.27753 | 0.18935 | 0 | 0 | 0 | 0
CT Fac. Spec. - NOX Rate Winter v.4.10 Final, Unit 1726 and retrofits | 255 | 7286 | Rate Constraint in lbs/MMBtu | FALSE | L | Annual | Qualifying Generation | TWh | 0.29985 | 0.27753 | 0.18935 | 0 | 0 | 0 | 0
CT Fac. Spec. - NOX Rate Winter v.4.10 Final, Unit 1726 and retrofits | 255 | 7286 | Rate Constraint in lbs/MMBtu | FALSE | L | Annual | Rate | lb/MWh | 0.043357 | 0.043357 | 0.043357 | 0 | 0 | 0 | 0
CT Fac. Spec. - NOX Rate Winter v.4.10 Final, Unit 1726 and retrofits | 255 | 7286 | Rate Constraint in lbs/MMBtu | FALSE | L | Annual | Constraint Shadow Price | US2022$/Ton | 0 | 0 | 0 | 0 | 0 | 0 | 0
CT Fac. Spec. - NOX Rate Winter v.4.10 Final, Unit 1730 and retrofits | 256 | 7286 | Rate Constraint in lbs/MMBtu | FALSE | L | Annual | Seasons Included | Seasons | Winter, Spring, Fall | Winter, Spring, Fall | Winter, Spring, Fall | Winter, Spring, Fall | Winter, Spring, Fall | Winter, Spring, Fall | Winter, Spring, Fall
CT Fac. Spec. - NOX Rate Winter v.4.10 Final, Unit 1730 and retrofits | 256 | 7286 | Rate Constraint in lbs/MMBtu | FALSE | L | Annual | Standard NOX | lb/MMBtu | 0.15 | 0.15 | 0.15 | 0.15 | 0.15 | 0.15 | 0.15
CT Fac. Spec. - NOX Rate Winter v.4.10 Final, Unit 1730 and retrofits | 256 | 7286 | Rate Constraint in lbs/MMBtu | FALSE | L | Annual | Emissions at Affected Plants NOX | Thousand Tons | 0.0094026 | 0.0092424 | 0.0019597 | 0 | 0 | 0 | 0
CT Fac. Spec. - NOX Rate Winter v.4.10 Final, Unit 1730 and retrofits | 256 | 7286 | Rate Constraint in lbs/MMBtu | FALSE | L | Annual | Allowances Purchased NOX | Thousand Tons | 0 | 0 | 0 | 0 | 0 | 0 | 0
CT Fac. Spec. - NOX Rate Winter v.4.10 Final, Unit 1730 and retrofits | 256 | 7286 | Rate Constraint in lbs/MMBtu | FALSE | L | Annual | Allowances Sold NOX | Thousand Tons | 0 | 0 | 0 | 0 | 0 | 0 | 0
CT Fac. Spec. - NOX Rate Winter v.4.10 Final, Unit 1730 and retrofits | 256 | 7286 | Rate Constraint in lbs/MMBtu | FALSE | L | Annual | Allowances Banked | Thousand Tons | 0 | 0 | 0 | 0 | 0 | 0 | 0
CT Fac. Spec. - NOX Rate Winter v.4.10 Final, Unit 1730 and retrofits | 256 | 7286 | Rate Constraint in lbs/MMBtu | FALSE | L | Annual | Allowances Withdrawn (1:1) | Thousand Tons | 0 | 0 | 0 | 0 | 0 | 0 | 0
CT Fac. Spec. - NOX Rate Winter v.4.10 Final, Unit 1730 and retrofits | 256 | 7286 | Rate Constraint in lbs/MMBtu | FALSE | L | Annual | Allowances Withdrawn (n:1) | Thousand Tons | 0 | 0 | 0 | 0 | 0 | 0 | 0
CT Fac. Spec. - NOX Rate Winter v.4.10 Final, Unit 1730 and retrofits | 256 | 7286 | Rate Constraint in lbs/MMBtu | FALSE | L | Annual | Net Emissions Allowance Position | Thousand Tons | 0.0094026 | 0.0092424 | 0.0019597 | 0 | 0 | 0 | 0
CT Fac. Spec. - NOX Rate Winter v.4.10 Final, Unit 1730 and retrofits | 256 | 7286 | Rate Constraint in lbs/MMBtu | FALSE | L | Annual | Fuel Consumed | TBtu | 2.2739 | 2.2352 | 0.47394 | 0 | 0 | 0 | 0
CT Fac. Spec. - NOX Rate Winter v.4.10 Final, Unit 1730 and retrofits | 256 | 7286 | Rate Constraint in lbs/MMBtu | FALSE | L | Annual | Rate | lb/MMBtu | 0.00827 | 0.00827 | 0.00827 | 0 | 0 | 0 | 0
CT Fac. Spec. - NOX Rate Winter v.4.10 Final, Unit 1730 and retrofits | 256 | 7286 | Rate Constraint in lbs/MMBtu | FALSE | L | Annual | Generation | TWh | 0.31946 | 0.31402 | 0.066584 | 0 | 0 | 0 | 0
CT Fac. Spec. - NOX Rate Winter v.4.10 Final, Unit 1730 and retrofits | 256 | 7286 | Rate Constraint in lbs/MMBtu | FALSE | L | Annual | Qualifying Generation | TWh | 0.31946 | 0.31402 | 0.066584 | 0 | 0 | 0 | 0
CT Fac. Spec. - NOX Rate Winter v.4.10 Final, Unit 1730 and retrofits | 256 | 7286 | Rate Constraint in lbs/MMBtu | FALSE | L | Annual | Rate | lb/MWh | 0.058866 | 0.058866 | 0.058866 | 0 | 0 | 0 | 0
CT Fac. Spec. - NOX Rate Winter v.4.10 Final, Unit 1730 and retrofits | 256 | 7286 | Rate Constraint in lbs/MMBtu | FALSE | L | Annual | Constraint Shadow Price | US2022$/Ton | 0 | 0 | 0 | 0 | 0 | 0 | 0
CT Fac. Spec. - NOX Rate Winter v.4.10 Final, Unit 1731 and retrofits | 257 | 7286 | Rate Constraint in lbs/MMBtu | FALSE | L | Annual | Seasons Included | Seasons | Winter, Spring, Fall | Winter, Spring, Fall | Winter, Spring, Fall | Winter, Spring, Fall | Winter, Spring, Fall | Winter, Spring, Fall | Winter, Spring, Fall
CT Fac. Spec. - NOX Rate Winter v.4.10 Final, Unit 1731 and retrofits | 257 | 7286 | Rate Constraint in lbs/MMBtu | FALSE | L | Annual | Standard NOX | lb/MMBtu | 0.15 | 0.15 | 0.15 | 0.15 | 0.15 | 0.15 | 0.15
CT Fac. Spec. - NOX Rate Winter v.4.10 Final, Unit 1731 and retrofits | 257 | 7286 | Rate Constraint in lbs/MMBtu | FALSE | L | Annual | Emissions at Affected Plants NOX | Thousand Tons | 0.0094026 | 0.0063091 | 0.0019597 | 0 | 0 | 0 | 0
CT Fac. Spec. - NOX Rate Winter v.4.10 Final, Unit 1731 and retrofits | 257 | 7286 | Rate Constraint in lbs/MMBtu | FALSE | L | Annual | Allowances Purchased NOX | Thousand Tons | 0 | 0 | 0 | 0 | 0 | 0 | 0
CT Fac. Spec. - NOX Rate Winter v.4.10 Final, Unit 1731 and retrofits | 257 | 7286 | Rate Constraint in lbs/MMBtu | FALSE | L | Annual | Allowances Sold NOX | Thousand Tons | 0 | 0 | 0 | 0 | 0 | 0 | 0
CT Fac. Spec. - NOX Rate Winter v.4.10 Final, Unit 1731 and retrofits | 257 | 7286 | Rate Constraint in lbs/MMBtu | FALSE | L | Annual | Allowances Banked | Thousand Tons | 0 | 0 | 0 | 0 | 0 | 0 | 0
CT Fac. Spec. - NOX Rate Winter v.4.10 Final, Unit 1731 and retrofits | 257 | 7286 | Rate Constraint in lbs/MMBtu | FALSE | L | Annual | Allowances Withdrawn (1:1) | Thousand Tons | 0 | 0 | 0 | 0 | 0 | 0 | 0
CT Fac. Spec. - NOX Rate Winter v.4.10 Final, Unit 1731 and retrofits | 257 | 7286 | Rate Constraint in lbs/MMBtu | FALSE | L | Annual | Allowances Withdrawn (n:1) | Thousand Tons | 0 | 0 | 0 | 0 | 0 | 0 | 0
CT Fac. Spec. - NOX Rate Winter v.4.10 Final, Unit 1731 and retrofits | 257 | 7286 | Rate Constraint in lbs/MMBtu | FALSE | L | Annual | Net Emissions Allowance Position | Thousand Tons | 0.0094026 | 0.0063091 | 0.0019597 | 0 | 0 | 0 | 0
CT Fac. Spec. - NOX Rate Winter v.4.10 Final, Unit 1731 and retrofits | 257 | 7286 | Rate Constraint in lbs/MMBtu | FALSE | L | Annual | Fuel Consumed | TBtu | 2.2739 | 1.5258 | 0.47394 | 0 | 0 | 0 | 0
CT Fac. Spec. - NOX Rate Winter v.4.10 Final, Unit 1731 and retrofits | 257 | 7286 | Rate Constraint in lbs/MMBtu | FALSE | L | Annual | Rate | lb/MMBtu | 0.00827 | 0.00827 | 0.00827 | 0 | 0 | 0 | 0
CT Fac. Spec. - NOX Rate Winter v.4.10 Final, Unit 1731 and retrofits | 257 | 7286 | Rate Constraint in lbs/MMBtu | FALSE | L | Annual | Generation | TWh | 0.31946 | 0.21436 | 0.066584 | 0 | 0 | 0 | 0
CT Fac. Spec. - NOX Rate Winter v.4.10 Final, Unit 1731 and retrofits | 257 | 7286 | Rate Constraint in lbs/MMBtu | FALSE | L | Annual | Qualifying Generation | TWh | 0.31946 | 0.21436 | 0.066584 | 0 | 0 | 0 | 0
CT Fac. Spec. - NOX Rate Winter v.4.10 Final, Unit 1731 and retrofits | 257 | 7286 | Rate Constraint in lbs/MMBtu | FALSE | L | Annual | Rate | lb/MWh | 0.058866 | 0.058866 | 0.058866 | 0 | 0 | 0 | 0
CT Fac. Spec. - NOX Rate Winter v.4.10 Final, Unit 1731 and retrofits | 257 | 7286 | Rate Constraint in lbs/MMBtu | FALSE | L | Annual | Constraint Shadow Price | US2022$/Ton | 0 | 0 | 0 | 0 | 0 | 0 | 0
CT Fac. Spec. - NOX Rate Winter v.4.10 Final, Unit 1732 and retrofits | 258 | 7286 | Rate Constraint in lbs/MMBtu | FALSE | L | Annual | Seasons Included | Seasons | Winter, Spring, Fall | Winter, Spring, Fall | Winter, Spring, Fall | Winter, Spring, Fall | Winter, Spring, Fall | Winter, Spring, Fall | Winter, Spring, Fall
CT Fac. Spec. - NOX Rate Winter v.4.10 Final, Unit 1732 and retrofits | 258 | 7286 | Rate Constraint in lbs/MMBtu | FALSE | L | Annual | Standard NOX | lb/MMBtu | 0.15 | 0.15 | 0.15 | 0.15 | 0.15 | 0.15 | 0.15
CT Fac. Spec. - NOX Rate Winter v.4.10 Final, Unit 1732 and retrofits | 258 | 7286 | Rate Constraint in lbs/MMBtu | FALSE | L | Annual | Emissions at Affected Plants NOX | Thousand Tons | 0.014214 | 0.010296 | 0.0029673 | 0 | 0 | 0 | 0
CT Fac. Spec. - NOX Rate Winter v.4.10 Final, Unit 1732 and retrofits | 258 | 7286 | Rate Constraint in lbs/MMBtu | FALSE | L | Annual | Allowances Purchased NOX | Thousand Tons | 0 | 0 | 0 | 0 | 0 | 0 | 0
CT Fac. Spec. - NOX Rate Winter v.4.10 Final, Unit 1732 and retrofits | 258 | 7286 | Rate Constraint in lbs/MMBtu | FALSE | L | Annual | Allowances Sold NOX | Thousand Tons | 0 | 0 | 0 | 0 | 0 | 0 | 0
CT Fac. Spec. - NOX Rate Winter v.4.10 Final, Unit 1732 and retrofits | 258 | 7286 | Rate Constraint in lbs/MMBtu | FALSE | L | Annual | Allowances Banked | Thousand Tons | 0 | 0 | 0 | 0 | 0 | 0 | 0
CT Fac. Spec. - NOX Rate Winter v.4.10 Final, Unit 1732 and retrofits | 258 | 7286 | Rate Constraint in lbs/MMBtu | FALSE | L | Annual | Allowances Withdrawn (1:1) | Thousand Tons | 0 | 0 | 0 | 0 | 0 | 0 | 0
CT Fac. Spec. - NOX Rate Winter v.4.10 Final, Unit 1732 and retrofits | 258 | 7286 | Rate Constraint in lbs/MMBtu | FALSE | L | Annual | Allowances Withdrawn (n:1) | Thousand Tons | 0 | 0 | 0 | 0 | 0 | 0 | 0
CT Fac. Spec. - NOX Rate Winter v.4.10 Final, Unit 1732 and retrofits | 258 | 7286 | Rate Constraint in lbs/MMBtu | FALSE | L | Annual | Net Emissions Allowance Position | Thousand Tons | 0.014214 | 0.010296 | 0.0029673 | 0 | 0 | 0 | 0
CT Fac. Spec. - NOX Rate Winter v.4.10 Final, Unit 1732 and retrofits | 258 | 7286 | Rate Constraint in lbs/MMBtu | FALSE | L | Annual | Fuel Consumed | TBtu | 3.4374 | 2.49 | 0.71761 | 0 | 0 | 0 | 0
CT Fac. Spec. - NOX Rate Winter v.4.10 Final, Unit 1732 and retrofits | 258 | 7286 | Rate Constraint in lbs/MMBtu | FALSE | L | Annual | Rate | lb/MMBtu | 0.00827 | 0.00827 | 0.00827 | 0 | 0 | 0 | 0
CT Fac. Spec. - NOX Rate Winter v.4.10 Final, Unit 1732 and retrofits | 258 | 7286 | Rate Constraint in lbs/MMBtu | FALSE | L | Annual | Generation | TWh | 0.48291 | 0.34982 | 0.10082 | 0 | 0 | 0 | 0
CT Fac. Spec. - NOX Rate Winter v.4.10 Final, Unit 1732 and retrofits | 258 | 7286 | Rate Constraint in lbs/MMBtu | FALSE | L | Annual | Qualifying Generation | TWh | 0.48291 | 0.34982 | 0.10082 | 0 | 0 | 0 | 0
CT Fac. Spec. - NOX Rate Winter v.4.10 Final, Unit 1732 and retrofits | 258 | 7286 | Rate Constraint in lbs/MMBtu | FALSE | L | Annual | Rate | lb/MWh | 0.058866 | 0.058866 | 0.058866 | 0 | 0 | 0 | 0
CT Fac. Spec. - NOX Rate Winter v.4.10 Final, Unit 1732 and retrofits | 258 | 7286 | Rate Constraint in lbs/MMBtu | FALSE | L | Annual | Constraint Shadow Price | US2022$/Ton | 0 | 0 | 0 | 0 | 0 | 0 | 0
CT Fac. Spec. - NOX Rate Winter v.4.10 Final, Unit 1733 and retrofits | 259 | 7286 | Rate Constraint in lbs/MMBtu | FALSE | L | Annual | Seasons Included | Seasons | Winter, Spring, Fall | Winter, Spring, Fall | Winter, Spring, Fall | Winter, Spring, Fall | Winter, Spring, Fall | Winter, Spring, Fall | Winter, Spring, Fall
CT Fac. Spec. - NOX Rate Winter v.4.10 Final, Unit 1733 and retrofits | 259 | 7286 | Rate Constraint in lbs/MMBtu | FALSE | L | Annual | Standard NOX | lb/MMBtu | 0.15 | 0.15 | 0.15 | 0.15 | 0.15 | 0.15 | 0.15
CT Fac. Spec. - NOX Rate Winter v.4.10 Final, Unit 1733 and retrofits | 259 | 7286 | Rate Constraint in lbs/MMBtu | FALSE | L | Annual | Emissions at Affected Plants NOX | Thousand Tons | 0.019216 | 0.011294 | 0.0065624 | 0 | 0 | 0 | 0
CT Fac. Spec. - NOX Rate Winter v.4.10 Final, Unit 1733 and retrofits | 259 | 7286 | Rate Constraint in lbs/MMBtu | FALSE | L | Annual | Allowances Purchased NOX | Thousand Tons | 0 | 0 | 0 | 0 | 0 | 0 | 0
CT Fac. Spec. - NOX Rate Winter v.4.10 Final, Unit 1733 and retrofits | 259 | 7286 | Rate Constraint in lbs/MMBtu | FALSE | L | Annual | Allowances Sold NOX | Thousand Tons | 0 | 0 | 0 | 0 | 0 | 0 | 0
CT Fac. Spec. - NOX Rate Winter v.4.10 Final, Unit 1733 and retrofits | 259 | 7286 | Rate Constraint in lbs/MMBtu | FALSE | L | Annual | Allowances Banked | Thousand Tons | 0 | 0 | 0 | 0 | 0 | 0 | 0
CT Fac. Spec. - NOX Rate Winter v.4.10 Final, Unit 1733 and retrofits | 259 | 7286 | Rate Constraint in lbs/MMBtu | FALSE | L | Annual | Allowances Withdrawn (1:1) | Thousand Tons | 0 | 0 | 0 | 0 | 0 | 0 | 0
CT Fac. Spec. - NOX Rate Winter v.4.10 Final, Unit 1733 and retrofits | 259 | 7286 | Rate Constraint in lbs/MMBtu | FALSE | L | Annual | Allowances Withdrawn (n:1) | Thousand Tons | 0 | 0 | 0 | 0 | 0 | 0 | 0
CT Fac. Spec. - NOX Rate Winter v.4.10 Final, Unit 1733 and retrofits | 259 | 7286 | Rate Constraint in lbs/MMBtu | FALSE | L | Annual | Net Emissions Allowance Position | Thousand Tons | 0.019216 | 0.011294 | 0.0065624 | 0 | 0 | 0 | 0
CT Fac. Spec. - NOX Rate Winter v.4.10 Final, Unit 1733 and retrofits | 259 | 7286 | Rate Constraint in lbs/MMBtu | FALSE | L | Annual | Fuel Consumed | TBtu | 6.6605 | 3.9146 | 2.2746 | 0 | 0 | 0 | 0
CT Fac. Spec. - NOX Rate Winter v.4.10 Final, Unit 1733 and retrofits | 259 | 7286 | Rate Constraint in lbs/MMBtu | FALSE | L | Annual | Rate | lb/MMBtu | 0.00577 | 0.00577 | 0.00577 | 0 | 0 | 0 | 0
CT Fac. Spec. - NOX Rate Winter v.4.10 Final, Unit 1733 and retrofits | 259 | 7286 | Rate Constraint in lbs/MMBtu | FALSE | L | Annual | Generation | TWh | 0.94475 | 0.55526 | 0.32264 | 0 | 0 | 0 | 0
CT Fac. Spec. - NOX Rate Winter v.4.10 Final, Unit 1733 and retrofits | 259 | 7286 | Rate Constraint in lbs/MMBtu | FALSE | L | Annual | Qualifying Generation | TWh | 0.94475 | 0.55526 | 0.32264 | 0 | 0 | 0 | 0
CT Fac. Spec. - NOX Rate Winter v.4.10 Final, Unit 1733 and retrofits | 259 | 7286 | Rate Constraint in lbs/MMBtu | FALSE | L | Annual | Rate | lb/MWh | 0.040679 | 0.040679 | 0.040679 | 0 | 0 | 0 | 0
CT Fac. Spec. - NOX Rate Winter v.4.10 Final, Unit 1733 and retrofits | 259 | 7286 | Rate Constraint in lbs/MMBtu | FALSE | L | Annual | Constraint Shadow Price | US2022$/Ton | 0 | 0 | 0 | 0 | 0 | 0 | 0
CT Fac. Spec. - NOX Rate Winter v.4.10 Final, Unit 1734 and retrofits | 260 | 7286 | Rate Constraint in lbs/MMBtu | FALSE | L | Annual | Seasons Included | Seasons | Winter, Spring, Fall | Winter, Spring, Fall | Winter, Spring, Fall | Winter, Spring, Fall | Winter, Spring, Fall | Winter, Spring, Fall | Winter, Spring, Fall
CT Fac. Spec. - NOX Rate Winter v.4.10 Final, Unit 1734 and retrofits | 260 | 7286 | Rate Constraint in lbs/MMBtu | FALSE | L | Annual | Standard NOX | lb/MMBtu | 0.15 | 0.15 | 0.15 | 0.15 | 0.15 | 0.15 | 0.15
CT Fac. Spec. - NOX Rate Winter v.4.10 Final, Unit 1734 and retrofits | 260 | 7286 | Rate Constraint in lbs/MMBtu | FALSE | L | Annual | Emissions at Affected Plants NOX | Thousand Tons | 0.014816 | 0.010967 | 0.0062727 | 0 | 0 | 0 | 0
CT Fac. Spec. - NOX Rate Winter v.4.10 Final, Unit 1734 and retrofits | 260 | 7286 | Rate Constraint in lbs/MMBtu | FALSE | L | Annual | Allowances Purchased NOX | Thousand Tons | 0 | 0 | 0 | 0 | 0 | 0 | 0
CT Fac. Spec. - NOX Rate Winter v.4.10 Final, Unit 1734 and retrofits | 260 | 7286 | Rate Constraint in lbs/MMBtu | FALSE | L | Annual | Allowances Sold NOX | Thousand Tons | 0 | 0 | 0 | 0 | 0 | 0 | 0
CT Fac. Spec. - NOX Rate Winter v.4.10 Final, Unit 1734 and retrofits | 260 | 7286 | Rate Constraint in lbs/MMBtu | FALSE | L | Annual | Allowances Banked | Thousand Tons | 0 | 0 | 0 | 0 | 0 | 0 | 0
CT Fac. Spec. - NOX Rate Winter v.4.10 Final, Unit 1734 and retrofits | 260 | 7286 | Rate Constraint in lbs/MMBtu | FALSE | L | Annual | Allowances Withdrawn (1:1) | Thousand Tons | 0 | 0 | 0 | 0 | 0 | 0 | 0
CT Fac. Spec. - NOX Rate Winter v.4.10 Final, Unit 1734 and retrofits | 260 | 7286 | Rate Constraint in lbs/MMBtu | FALSE | L | Annual | Allowances Withdrawn (n:1) | Thousand Tons | 0 | 0 | 0 | 0 | 0 | 0 | 0
CT Fac. Spec. - NOX Rate Winter v.4.10 Final, Unit 1734 and retrofits | 260 | 7286 | Rate Constraint in lbs/MMBtu | FALSE | L | Annual | Net Emissions Allowance Position | Thousand Tons | 0.014816 | 0.010967 | 0.0062727 | 0 | 0 | 0 | 0
CT Fac. Spec. - NOX Rate Winter v.4.10 Final, Unit 1734 and retrofits | 260 | 7286 | Rate Constraint in lbs/MMBtu | FALSE | L | Annual | Fuel Consumed | TBtu | 5.1355 | 3.8014 | 2.1743 | 0 | 0 | 0 | 0
CT Fac. Spec. - NOX Rate Winter v.4.10 Final, Unit 1734 and retrofits | 260 | 7286 | Rate Constraint in lbs/MMBtu | FALSE | L | Annual | Rate | lb/MMBtu | 0.00577 | 0.00577 | 0.00577 | 0 | 0 | 0 | 0
CT Fac. Spec. - NOX Rate Winter v.4.10 Final, Unit 1734 and retrofits | 260 | 7286 | Rate Constraint in lbs/MMBtu | FALSE | L | Annual | Generation | TWh | 0.72844 | 0.5392 | 0.30841 | 0 | 0 | 0 | 0
CT Fac. Spec. - NOX Rate Winter v.4.10 Final, Unit 1734 and retrofits | 260 | 7286 | Rate Constraint in lbs/MMBtu | FALSE | L | Annual | Qualifying Generation | TWh | 0.72844 | 0.5392 | 0.30841 | 0 | 0 | 0 | 0
CT Fac. Spec. - NOX Rate Winter v.4.10 Final, Unit 1734 and retrofits | 260 | 7286 | Rate Constraint in lbs/MMBtu | FALSE | L | Annual | Rate | lb/MWh | 0.040679 | 0.040679 | 0.040679 | 0 | 0 | 0 | 0
CT Fac. Spec. - NOX Rate Winter v.4.10 Final, Unit 1734 and retrofits | 260 | 7286 | Rate Constraint in lbs/MMBtu | FALSE | L | Annual | Constraint Shadow Price | US2022$/Ton | 0 | 0 | 0 | 0 | 0 | 0 | 0
CT Fac. Spec. - NOX Rate Winter v.4.10 Final, Unit 1735 and retrofits | 261 | 7286 | Rate Constraint in lbs/MMBtu | FALSE | L | Annual | Seasons Included | Seasons | Winter, Spring, Fall | Winter, Spring, Fall | Winter, Spring, Fall | Winter, Spring, Fall | Winter, Spring, Fall | Winter, Spring, Fall | Winter, Spring, Fall
CT Fac. Spec. - NOX Rate Winter v.4.10 Final, Unit 1735 and retrofits | 261 | 7286 | Rate Constraint in lbs/MMBtu | FALSE | L | Annual | Standard NOX | lb/MMBtu | 0.15 | 0.15 | 0.15 | 0.15 | 0.15 | 0.15 | 0.15
CT Fac. Spec. - NOX Rate Winter v.4.10 Final, Unit 1735 and retrofits | 261 | 7286 | Rate Constraint in lbs/MMBtu | FALSE | L | Annual | Emissions at Affected Plants NOX | Thousand Tons | 0.016257 | 0.012024 | 0.0069254 | 0 | 0 | 0 | 0
CT Fac. Spec. - NOX Rate Winter v.4.10 Final, Unit 1735 and retrofits | 261 | 7286 | Rate Constraint in lbs/MMBtu | FALSE | L | Annual | Allowances Purchased NOX | Thousand Tons | 0 | 0 | 0 | 0 | 0 | 0 | 0
CT Fac. Spec. - NOX Rate Winter v.4.10 Final, Unit 1735 and retrofits | 261 | 7286 | Rate Constraint in lbs/MMBtu | FALSE | L | Annual | Allowances Sold NOX | Thousand Tons | 0 | 0 | 0 | 0 | 0 | 0 | 0
CT Fac. Spec. - NOX Rate Winter v.4.10 Final, Unit 1735 and retrofits | 261 | 7286 | Rate Constraint in lbs/MMBtu | FALSE | L | Annual | Allowances Banked | Thousand Tons | 0 | 0 | 0 | 0 | 0 | 0 | 0
CT Fac. Spec. - NOX Rate Winter v.4.10 Final, Unit 1735 and retrofits | 261 | 7286 | Rate Constraint in lbs/MMBtu | FALSE | L | Annual | Allowances Withdrawn (1:1) | Thousand Tons | 0 | 0 | 0 | 0 | 0 | 0 | 0
CT Fac. Spec. - NOX Rate Winter v.4.10 Final, Unit 1735 and retrofits | 261 | 7286 | Rate Constraint in lbs/MMBtu | FALSE | L | Annual | Allowances Withdrawn (n:1) | Thousand Tons | 0 | 0 | 0 | 0 | 0 | 0 | 0
CT Fac. Spec. - NOX Rate Winter v.4.10 Final, Unit 1735 and retrofits | 261 | 7286 | Rate Constraint in lbs/MMBtu | FALSE | L | Annual | Net Emissions Allowance Position | Thousand Tons | 0.016257 | 0.012024 | 0.0069254 | 0 | 0 | 0 | 0
CT Fac. Spec. - NOX Rate Winter v.4.10 Final, Unit 1735 and retrofits | 261 | 7286 | Rate Constraint in lbs/MMBtu | FALSE | L | Annual | Fuel Consumed | TBtu | 5.635 | 4.1677 | 2.4005 | 0 | 0 | 0 | 0
CT Fac. Spec. - NOX Rate Winter v.4.10 Final, Unit 1735 and retrofits | 261 | 7286 | Rate Constraint in lbs/MMBtu | FALSE | L | Annual | Rate | lb/MMBtu | 0.00577 | 0.00577 | 0.00577 | 0 | 0 | 0 | 0
CT Fac. Spec. - NOX Rate Winter v.4.10 Final, Unit 1735 and retrofits | 261 | 7286 | Rate Constraint in lbs/MMBtu | FALSE | L | Annual | Generation | TWh | 0.79929 | 0.59117 | 0.3405 | 0 | 0 | 0 | 0
CT Fac. Spec. - NOX Rate Winter v.4.10 Final, Unit 1735 and retrofits | 261 | 7286 | Rate Constraint in lbs/MMBtu | FALSE | L | Annual | Qualifying Generation | TWh | 0.79929 | 0.59117 | 0.3405 | 0 | 0 | 0 | 0
CT Fac. Spec. - NOX Rate Winter v.4.10 Final, Unit 1735 and retrofits | 261 | 7286 | Rate Constraint in lbs/MMBtu | FALSE | L | Annual | Rate | lb/MWh | 0.040679 | 0.040679 | 0.040679 | 0 | 0 | 0 | 0
CT Fac. Spec. - NOX Rate Winter v.4.10 Final, Unit 1735 and retrofits | 261 | 7286 | Rate Constraint in lbs/MMBtu | FALSE | L | Annual | Constraint Shadow Price | US2022$/Ton | 0 | 0 | 0 | 0 | 0 | 0 | 0
CT Fac. Spec. - NOX Rate Winter v.4.10 Final, Unit 1736 and retrofits | 262 | 7286 | Rate Constraint in lbs/MMBtu | FALSE | L | Annual | Seasons Included | Seasons | Winter, Spring, Fall | Winter, Spring, Fall | Winter, Spring, Fall | Winter, Spring, Fall | Winter, Spring, Fall | Winter, Spring, Fall | Winter, Spring, Fall
CT Fac. Spec. - NOX Rate Winter v.4.10 Final, Unit 1736 and retrofits | 262 | 7286 | Rate Constraint in lbs/MMBtu | FALSE | L | Annual | Standard NOX | lb/MMBtu | 0.15 | 0.15 | 0.15 | 0.15 | 0.15 | 0.15 | 0.15
CT Fac. Spec. - NOX Rate Winter v.4.10 Final, Unit 1736 and retrofits | 262 | 7286 | Rate Constraint in lbs/MMBtu | FALSE | L | Annual | Emissions at Affected Plants NOX | Thousand Tons | 0 | 0 | 0 | 0 | 0 | 0 | 0
CT Fac. Spec. - NOX Rate Winter v.4.10 Final, Unit 1736 and retrofits | 262 | 7286 | Rate Constraint in lbs/MMBtu | FALSE | L | Annual | Allowances Purchased NOX | Thousand Tons | 0 | 0 | 0 | 0 | 0 | 0 | 0
CT Fac. Spec. - NOX Rate Winter v.4.10 Final, Unit 1736 and retrofits | 262 | 7286 | Rate Constraint in lbs/MMBtu | FALSE | L | Annual | Allowances Sold NOX | Thousand Tons | 0 | 0 | 0 | 0 | 0 | 0 | 0
CT Fac. Spec. - NOX Rate Winter v.4.10 Final, Unit 1736 and retrofits | 262 | 7286 | Rate Constraint in lbs/MMBtu | FALSE | L | Annual | Allowances Banked | Thousand Tons | 0 | 0 | 0 | 0 | 0 | 0 | 0
CT Fac. Spec. - NOX Rate Winter v.4.10 Final, Unit 1736 and retrofits | 262 | 7286 | Rate Constraint in lbs/MMBtu | FALSE | L | Annual | Allowances Withdrawn (1:1) | Thousand Tons | 0 | 0 | 0 | 0 | 0 | 0 | 0
CT Fac. Spec. - NOX Rate Winter v.4.10 Final, Unit 1736 and retrofits | 262 | 7286 | Rate Constraint in lbs/MMBtu | FALSE | L | Annual | Allowances Withdrawn (n:1) | Thousand Tons | 0 | 0 | 0 | 0 | 0 | 0 | 0
CT Fac. Spec. - NOX Rate Winter v.4.10 Final, Unit 1736 and retrofits | 262 | 7286 | Rate Constraint in lbs/MMBtu | FALSE | L | Annual | Net Emissions Allowance Position | Thousand Tons | 0 | 0 | 0 | 0 | 0 | 0 | 0
CT Fac. Spec. - NOX Rate Winter v.4.10 Final, Unit 1736 and retrofits | 262 | 7286 | Rate Constraint in lbs/MMBtu | FALSE | L | Annual | Fuel Consumed | TBtu | 0 | 0 | 0 | 0 | 0 | 0 | 0
CT Fac. Spec. - NOX Rate Winter v.4.10 Final, Unit 1736 and retrofits | 262 | 7286 | Rate Constraint in lbs/MMBtu | FALSE | L | Annual | Rate | lb/MMBtu | 0 | 0 | 0 | 0 | 0 | 0 | 0
CT Fac. Spec. - NOX Rate Winter v.4.10 Final, Unit 1736 and retrofits | 262 | 7286 | Rate Constraint in lbs/MMBtu | FALSE | L | Annual | Generation | TWh | 0 | 0 | 0 | 0 | 0 | 0 | 0
CT Fac. Spec. - NOX Rate Winter v.4.10 Final, Unit 1736 and retrofits | 262 | 7286 | Rate Constraint in lbs/MMBtu | FALSE | L | Annual | Qualifying Generation | TWh | 0 | 0 | 0 | 0 | 0 | 0 | 0
CT Fac. Spec. - NOX Rate Winter v.4.10 Final, Unit 1736 and retrofits | 262 | 7286 | Rate Constraint in lbs/MMBtu | FALSE | L | Annual | Rate | lb/MWh | 0 | 0 | 0 | 0 | 0 | 0 | 0
CT Fac. Spec. - NOX Rate Winter v.4.10 Final, Unit 1736 and retrofits | 262 | 7286 | Rate Constraint in lbs/MMBtu | FALSE | L | Annual | Constraint Shadow Price | US2022$/Ton | 34182.9789 | 32414.9139 | 29529.571 | 0 | 0 | 0 | 0
CT Fac. Spec. - NOX Rate Winter v.4.10 Final, Unit 1737 and retrofits | 263 | 7286 | Rate Constraint in lbs/MMBtu | FALSE | L | Annual | Seasons Included | Seasons | Winter, Spring, Fall | Winter, Spring, Fall | Winter, Spring, Fall | Winter, Spring, Fall | Winter, Spring, Fall | Winter, Spring, Fall | Winter, Spring, Fall
CT Fac. Spec. - NOX Rate Winter v.4.10 Final, Unit 1737 and retrofits | 263 | 7286 | Rate Constraint in lbs/MMBtu | FALSE | L | Annual | Standard NOX | lb/MMBtu | 0.15 | 0.15 | 0.15 | 0.15 | 0.15 | 0.15 | 0.15
CT Fac. Spec. - NOX Rate Winter v.4.10 Final, Unit 1737 and retrofits | 263 | 7286 | Rate Constraint in lbs/MMBtu | FALSE | L | Annual | Emissions at Affected Plants NOX | Thousand Tons | 0 | 0 | 0 | 0 | 0 | 0 | 0
CT Fac. Spec. - NOX Rate Winter v.4.10 Final, Unit 1737 and retrofits | 263 | 7286 | Rate Constraint in lbs/MMBtu | FALSE | L | Annual | Allowances Purchased NOX | Thousand Tons | 0 | 0 | 0 | 0 | 0 | 0 | 0
CT Fac. Spec. - NOX Rate Winter v.4.10 Final, Unit 1737 and retrofits | 263 | 7286 | Rate Constraint in lbs/MMBtu | FALSE | L | Annual | Allowances Sold NOX | Thousand Tons | 0 | 0 | 0 | 0 | 0 | 0 | 0
CT Fac. Spec. - NOX Rate Winter v.4.10 Final, Unit 1737 and retrofits | 263 | 7286 | Rate Constraint in lbs/MMBtu | FALSE | L | Annual | Allowances Banked | Thousand Tons | 0 | 0 | 0 | 0 | 0 | 0 | 0
CT Fac. Spec. - NOX Rate Winter v.4.10 Final, Unit 1737 and retrofits | 263 | 7286 | Rate Constraint in lbs/MMBtu | FALSE | L | Annual | Allowances Withdrawn (1:1) | Thousand Tons | 0 | 0 | 0 | 0 | 0 | 0 | 0
CT Fac. Spec. - NOX Rate Winter v.4.10 Final, Unit 1737 and retrofits | 263 | 7286 | Rate Constraint in lbs/MMBtu | FALSE | L | Annual | Allowances Withdrawn (n:1) | Thousand Tons | 0 | 0 | 0 | 0 | 0 | 0 | 0
CT Fac. Spec. - NOX Rate Winter v.4.10 Final, Unit 1737 and retrofits | 263 | 7286 | Rate Constraint in lbs/MMBtu | FALSE | L | Annual | Net Emissions Allowance Position | Thousand Tons | 0 | 0 | 0 | 0 | 0 | 0 | 0
CT Fac. Spec. - NOX Rate Winter v.4.10 Final, Unit 1737 and retrofits | 263 | 7286 | Rate Constraint in lbs/MMBtu | FALSE | L | Annual | Fuel Consumed | TBtu | 0 | 0 | 0 | 0 | 0 | 0 | 0
CT Fac. Spec. - NOX Rate Winter v.4.10 Final, Unit 1737 and retrofits | 263 | 7286 | Rate Constraint in lbs/MMBtu | FALSE | L | Annual | Rate | lb/MMBtu | 0 | 0 | 0 | 0 | 0 | 0 | 0
CT Fac. Spec. - NOX Rate Winter v.4.10 Final, Unit 1737 and retrofits | 263 | 7286 | Rate Constraint in lbs/MMBtu | FALSE | L | Annual | Generation | TWh | 0 | 0 | 0 | 0 | 0 | 0 | 0
CT Fac. Spec. - NOX Rate Winter v.4.10 Final, Unit 1737 and retrofits | 263 | 7286 | Rate Constraint in lbs/MMBtu | FALSE | L | Annual | Qualifying Generation | TWh | 0 | 0 | 0 | 0 | 0 | 0 | 0
CT Fac. Spec. - NOX Rate Winter v.4.10 Final, Unit 1737 and retrofits | 263 | 7286 | Rate Constraint in lbs/MMBtu | FALSE | L | Annual | Rate | lb/MWh | 0 | 0 | 0 | 0 | 0 | 0 | 0
CT Fac. Spec. - NOX Rate Winter v.4.10 Final, Unit 1737 and retrofits | 263 | 7286 | Rate Constraint in lbs/MMBtu | FALSE | L | Annual | Constraint Shadow Price | US2022$/Ton | 34182.9789 | 32414.9139 | 29529.571 | 0 | 0 | 0 | 0
CT Fac. Spec. - NOX Rate Winter v.4.10 Final, Unit 2198 and retrofits | 264 | 7286 | Rate Constraint in lbs/MMBtu | FALSE | L | Annual | Seasons Included | Seasons | Winter, Spring, Fall | Winter, Spring, Fall | Winter, Spring, Fall | Winter, Spring, Fall | Winter, Spring, Fall | Winter, Spring, Fall | Winter, Spring, Fall
CT Fac. Spec. - NOX Rate Winter v.4.10 Final, Unit 2198 and retrofits | 264 | 7286 | Rate Constraint in lbs/MMBtu | FALSE | L | Annual | Standard NOX | lb/MMBtu | 0.15 | 0.15 | 0.15 | 0.15 | 0.15 | 0.15 | 0.15
CT Fac. Spec. - NOX Rate Winter v.4.10 Final, Unit 2198 and retrofits | 264 | 7286 | Rate Constraint in lbs/MMBtu | FALSE | L | Annual | Emissions at Affected Plants NOX | Thousand Tons | 0 | 0 | 0 | 0 | 0 | 0 | 0
CT Fac. Spec. - NOX Rate Winter v.4.10 Final, Unit 2198 and retrofits | 264 | 7286 | Rate Constraint in lbs/MMBtu | FALSE | L | Annual | Allowances Purchased NOX | Thousand Tons | 0 | 0 | 0 | 0 | 0 | 0 | 0
CT Fac. Spec. - NOX Rate Winter v.4.10 Final, Unit 2198 and retrofits | 264 | 7286 | Rate Constraint in lbs/MMBtu | FALSE | L | Annual | Allowances Sold NOX | Thousand Tons | 0 | 0 | 0 | 0 | 0 | 0 | 0
CT Fac. Spec. - NOX Rate Winter v.4.10 Final, Unit 2198 and retrofits | 264 | 7286 | Rate Constraint in lbs/MMBtu | FALSE | L | Annual | Allowances Banked | Thousand Tons | 0 | 0 | 0 | 0 | 0 | 0 | 0
CT Fac. Spec. - NOX Rate Winter v.4.10 Final, Unit 2198 and retrofits | 264 | 7286 | Rate Constraint in lbs/MMBtu | FALSE | L | Annual | Allowances Withdrawn (1:1) | Thousand Tons | 0 | 0 | 0 | 0 | 0 | 0 | 0
CT Fac. Spec. - NOX Rate Winter v.4.10 Final, Unit 2198 and retrofits | 264 | 7286 | Rate Constraint in lbs/MMBtu | FALSE | L | Annual | Allowances Withdrawn (n:1) | Thousand Tons | 0 | 0 | 0 | 0 | 0 | 0 | 0
CT Fac. Spec. - NOX Rate Winter v.4.10 Final, Unit 2198 and retrofits | 264 | 7286 | Rate Constraint in lbs/MMBtu | FALSE | L | Annual | Net Emissions Allowance Position | Thousand Tons | 0 | 0 | 0 | 0 | 0 | 0 | 0
CT Fac. Spec. - NOX Rate Winter v.4.10 Final, Unit 2198 and retrofits | 264 | 7286 | Rate Constraint in lbs/MMBtu | FALSE | L | Annual | Fuel Consumed | TBtu | 0 | 0 | 0 | 0 | 0 | 0 | 0
CT Fac. Spec. - NOX Rate Winter v.4.10 Final, Unit 2198 and retrofits | 264 | 7286 | Rate Constraint in lbs/MMBtu | FALSE | L | Annual | Rate | lb/MMBtu | 0 | 0 | 0 | 0 | 0 | 0 | 0
CT Fac. Spec. - NOX Rate Winter v.4.10 Final, Unit 2198 and retrofits | 264 | 7286 | Rate Constraint in lbs/MMBtu | FALSE | L | Annual | Generation | TWh | 0 | 0 | 0 | 0 | 0 | 0 | 0
CT Fac. Spec. - NOX Rate Winter v.4.10 Final, Unit 2198 and retrofits | 264 | 7286 | Rate Constraint in lbs/MMBtu | FALSE | L | Annual | Qualifying Generation | TWh | 0 | 0 | 0 | 0 | 0 | 0 | 0
CT Fac. Spec. - NOX Rate Winter v.4.10 Final, Unit 2198 and retrofits | 264 | 7286 | Rate Constraint in lbs/MMBtu | FALSE | L | Annual | Rate | lb/MWh | 0 | 0 | 0 | 0 | 0 | 0 | 0
CT Fac. Spec. - NOX Rate Winter v.4.10 Final, Unit 2198 and retrofits | 264 | 7286 | Rate Constraint in lbs/MMBtu | FALSE | L | Annual | Constraint Shadow Price | US2022$/Ton | 0 | 0 | 0 | 0 | 0 | 0 | 0
CT Fac. Spec. - NOX Rate Winter v.4.10 Final, Unit 2199 and retrofits | 265 | 7286 | Rate Constraint in lbs/MMBtu | FALSE | L | Annual | Seasons Included | Seasons | Winter, Spring, Fall | Winter, Spring, Fall | Winter, Spring, Fall | Winter, Spring, Fall | Winter, Spring, Fall | Winter, Spring, Fall | Winter, Spring, Fall
CT Fac. Spec. - NOX Rate Winter v.4.10 Final, Unit 2199 and retrofits | 265 | 7286 | Rate Constraint in lbs/MMBtu | FALSE | L | Annual | Standard NOX | lb/MMBtu | 0.15 | 0.15 | 0.15 | 0.15 | 0.15 | 0.15 | 0.15
CT Fac. Spec. - NOX Rate Winter v.4.10 Final, Unit 2199 and retrofits | 265 | 7286 | Rate Constraint in lbs/MMBtu | FALSE | L | Annual | Emissions at Affected Plants NOX | Thousand Tons | 0 | 0 | 0 | 0 | 0 | 0 | 0
CT Fac. Spec. - NOX Rate Winter v.4.10 Final, Unit 2199 and retrofits | 265 | 7286 | Rate Constraint in lbs/MMBtu | FALSE | L | Annual | Allowances Purchased NOX | Thousand Tons | 0 | 0 | 0 | 0 | 0 | 0 | 0
CT Fac. Spec. - NOX Rate Winter v.4.10 Final, Unit 2199 and retrofits | 265 | 7286 | Rate Constraint in lbs/MMBtu | FALSE | L | Annual | Allowances Sold NOX | Thousand Tons | 0 | 0 | 0 | 0 | 0 | 0 | 0
CT Fac. Spec. - NOX Rate Winter v.4.10 Final, Unit 2199 and retrofits | 265 | 7286 | Rate Constraint in lbs/MMBtu | FALSE | L | Annual | Allowances Banked | Thousand Tons | 0 | 0 | 0 | 0 | 0 | 0 | 0
CT Fac. Spec. - NOX Rate Winter v.4.10 Final, Unit 2199 and retrofits | 265 | 7286 | Rate Constraint in lbs/MMBtu | FALSE | L | Annual | Allowances Withdrawn (1:1) | Thousand Tons | 0 | 0 | 0 | 0 | 0 | 0 | 0
CT Fac. Spec. - NOX Rate Winter v.4.10 Final, Unit 2199 and retrofits | 265 | 7286 | Rate Constraint in lbs/MMBtu | FALSE | L | Annual | Allowances Withdrawn (n:1) | Thousand Tons | 0 | 0 | 0 | 0 | 0 | 0 | 0
CT Fac. Spec. - NOX Rate Winter v.4.10 Final, Unit 2199 and retrofits | 265 | 7286 | Rate Constraint in lbs/MMBtu | FALSE | L | Annual | Net Emissions Allowance Position | Thousand Tons | 0 | 0 | 0 | 0 | 0 | 0 | 0
CT Fac. Spec. - NOX Rate Winter v.4.10 Final, Unit 2199 and retrofits | 265 | 7286 | Rate Constraint in lbs/MMBtu | FALSE | L | Annual | Fuel Consumed | TBtu | 0 | 0 | 0 | 0 | 0 | 0 | 0
CT Fac. Spec. - NOX Rate Winter v.4.10 Final, Unit 2199 and retrofits | 265 | 7286 | Rate Constraint in lbs/MMBtu | FALSE | L | Annual | Rate | lb/MMBtu | 0 | 0 | 0 | 0 | 0 | 0 | 0
CT Fac. Spec. - NOX Rate Winter v.4.10 Final, Unit 2199 and retrofits | 265 | 7286 | Rate Constraint in lbs/MMBtu | FALSE | L | Annual | Generation | TWh | 0 | 0 | 0 | 0 | 0 | 0 | 0
CT Fac. Spec. - NOX Rate Winter v.4.10 Final, Unit 2199 and retrofits | 265 | 7286 | Rate Constraint in lbs/MMBtu | FALSE | L | Annual | Qualifying Generation | TWh | 0 | 0 | 0 | 0 | 0 | 0 | 0
CT Fac. Spec. - NOX Rate Winter v.4.10 Final, Unit 2199 and retrofits | 265 | 7286 | Rate Constraint in lbs/MMBtu | FALSE | L | Annual | Rate | lb/MWh | 0 | 0 | 0 | 0 | 0 | 0 | 0
CT Fac. Spec. - NOX Rate Winter v.4.10 Final, Unit 2199 and retrofits | 265 | 7286 | Rate Constraint in lbs/MMBtu | FALSE | L | Annual | Constraint Shadow Price | US2022$/Ton | 0 | 0 | 0 | 0 | 0 | 0 | 0
CT Fac. Spec. - NOX Rate Winter v.4.10 Final, Unit 2299 and retrofits | 266 | 7286 | Rate Constraint in lbs/MMBtu | FALSE | L | Annual | Seasons Included | Seasons | Winter, Spring, Fall | Winter, Spring, Fall | Winter, Spring, Fall | Winter, Spring, Fall | Winter, Spring, Fall | Winter, Spring, Fall | Winter, Spring, Fall
CT Fac. Spec. - NOX Rate Winter v.4.10 Final, Unit 2299 and retrofits | 266 | 7286 | Rate Constraint in lbs/MMBtu | FALSE | L | Annual | Standard NOX | lb/MMBtu | 0.15 | 0.15 | 0.15 | 0.15 | 0.15 | 0.15 | 0.15
CT Fac. Spec. - NOX Rate Winter v.4.10 Final, Unit 2299 and retrofits | 266 | 7286 | Rate Constraint in lbs/MMBtu | FALSE | L | Annual | Emissions at Affected Plants NOX | Thousand Tons | 0 | 0 | 0 | 0 | 0 | 0 | 0
CT Fac. Spec. - NOX Rate Winter v.4.10 Final, Unit 2299 and retrofits | 266 | 7286 | Rate Constraint in lbs/MMBtu | FALSE | L | Annual | Allowances Purchased NOX | Thousand Tons | 0 | 0 | 0 | 0 | 0 | 0 | 0
CT Fac. Spec. - NOX Rate Winter v.4.10 Final, Unit 2299 and retrofits | 266 | 7286 | Rate Constraint in lbs/MMBtu | FALSE | L | Annual | Allowances Sold NOX | Thousand Tons | 0 | 0 | 0 | 0 | 0 | 0 | 0
CT Fac. Spec. - NOX Rate Winter v.4.10 Final, Unit 2299 and retrofits | 266 | 7286 | Rate Constraint in lbs/MMBtu | FALSE | L | Annual | Allowances Banked | Thousand Tons | 0 | 0 | 0 | 0 | 0 | 0 | 0
CT Fac. Spec. - NOX Rate Winter v.4.10 Final, Unit 2299 and retrofits | 266 | 7286 | Rate Constraint in lbs/MMBtu | FALSE | L | Annual | Allowances Withdrawn (1:1) | Thousand Tons | 0 | 0 | 0 | 0 | 0 | 0 | 0
CT Fac. Spec. - NOX Rate Winter v.4.10 Final, Unit 2299 and retrofits | 266 | 7286 | Rate Constraint in lbs/MMBtu | FALSE | L | Annual | Allowances Withdrawn (n:1) | Thousand Tons | 0 | 0 | 0 | 0 | 0 | 0 | 0
CT Fac. Spec. - NOX Rate Winter v.4.10 Final, Unit 2299 and retrofits | 266 | 7286 | Rate Constraint in lbs/MMBtu | FALSE | L | Annual | Net Emissions Allowance Position | Thousand Tons | 0 | 0 | 0 | 0 | 0 | 0 | 0
CT Fac. Spec. - NOX Rate Winter v.4.10 Final, Unit 2299 and retrofits | 266 | 7286 | Rate Constraint in lbs/MMBtu | FALSE | L | Annual | Fuel Consumed | TBtu | 0 | 0 | 0 | 0 | 0 | 0 | 0
CT Fac. Spec. - NOX Rate Winter v.4.10 Final, Unit 2299 and retrofits | 266 | 7286 | Rate Constraint in lbs/MMBtu | FALSE | L | Annual | Rate | lb/MMBtu | 0 | 0 | 0 | 0 | 0 | 0 | 0
CT Fac. Spec. - NOX Rate Winter v.4.10 Final, Unit 2299 and retrofits | 266 | 7286 | Rate Constraint in lbs/MMBtu | FALSE | L | Annual | Generation | TWh | 0 | 0 | 0 | 0 | 0 | 0 | 0
CT Fac. Spec. - NOX Rate Winter v.4.10 Final, Unit 2299 and retrofits | 266 | 7286 | Rate Constraint in lbs/MMBtu | FALSE | L | Annual | Qualifying Generation | TWh | 0 | 0 | 0 | 0 | 0 | 0 | 0
CT Fac. Spec. - NOX Rate Winter v.4.10 Final, Unit 2299 and retrofits | 266 | 7286 | Rate Constraint in lbs/MMBtu | FALSE | L | Annual | Rate | lb/MWh | 0 | 0 | 0 | 0 | 0 | 0 | 0
CT Fac. Spec. - NOX Rate Winter v.4.10 Final, Unit 2299 and retrofits | 266 | 7286 | Rate Constraint in lbs/MMBtu | FALSE | L | Annual | Constraint Shadow Price | US2022$/Ton | 0 | 0 | 0 | 0 | 0 | 0 | 0
CT Fac. Spec. - NOX Rate Winter v.4.10 Final, Unit 2300 and retrofits | 267 | 7286 | Rate Constraint in lbs/MMBtu | FALSE | L | Annual | Seasons Included | Seasons | Winter, Spring, Fall | Winter, Spring, Fall | Winter, Spring, Fall | Winter, Spring, Fall | Winter, Spring, Fall | Winter, Spring, Fall | Winter, Spring, Fall
CT Fac. Spec. - NOX Rate Winter v.4.10 Final, Unit 2300 and retrofits | 267 | 7286 | Rate Constraint in lbs/MMBtu | FALSE | L | Annual | Standard NOX | lb/MMBtu | 0.15 | 0.15 | 0.15 | 0.15 | 0.15 | 0.15 | 0.15
CT Fac. Spec. - NOX Rate Winter v.4.10 Final, Unit 2300 and retrofits | 267 | 7286 | Rate Constraint in lbs/MMBtu | FALSE | L | Annual | Emissions at Affected Plants NOX | Thousand Tons | 0 | 0 | 0 | 0 | 0 | 0 | 0
CT Fac. Spec. - NOX Rate Winter v.4.10 Final, Unit 2300 and retrofits | 267 | 7286 | Rate Constraint in lbs/MMBtu | FALSE | L | Annual | Allowances Purchased NOX | Thousand Tons | 0 | 0 | 0 | 0 | 0 | 0 | 0
CT Fac. Spec. - NOX Rate Winter v.4.10 Final, Unit 2300 and retrofits | 267 | 7286 | Rate Constraint in lbs/MMBtu | FALSE | L | Annual | Allowances Sold NOX | Thousand Tons | 0 | 0 | 0 | 0 | 0 | 0 | 0
CT Fac. Spec. - NOX Rate Winter v.4.10 Final, Unit 2300 and retrofits | 267 | 7286 | Rate Constraint in lbs/MMBtu | FALSE | L | Annual | Allowances Banked | Thousand Tons | 0 | 0 | 0 | 0 | 0 | 0 | 0
CT Fac. Spec. - NOX Rate Winter v.4.10 Final, Unit 2300 and retrofits | 267 | 7286 | Rate Constraint in lbs/MMBtu | FALSE | L | Annual | Allowances Withdrawn (1:1) | Thousand Tons | 0 | 0 | 0 | 0 | 0 | 0 | 0
CT Fac. Spec. - NOX Rate Winter v.4.10 Final, Unit 2300 and retrofits | 267 | 7286 | Rate Constraint in lbs/MMBtu | FALSE | L | Annual | Allowances Withdrawn (n:1) | Thousand Tons | 0 | 0 | 0 | 0 | 0 | 0 | 0
CT Fac. Spec. - NOX Rate Winter v.4.10 Final, Unit 2300 and retrofits | 267 | 7286 | Rate Constraint in lbs/MMBtu | FALSE | L | Annual | Net Emissions Allowance Position | Thousand Tons | 0 | 0 | 0 | 0 | 0 | 0 | 0
CT Fac. Spec. - NOX Rate Winter v.4.10 Final, Unit 2300 and retrofits | 267 | 7286 | Rate Constraint in lbs/MMBtu | FALSE | L | Annual | Fuel Consumed | TBtu | 0 | 0 | 0 | 0 | 0 | 0 | 0
CT Fac. Spec. - NOX Rate Winter v.4.10 Final, Unit 2300 and retrofits | 267 | 7286 | Rate Constraint in lbs/MMBtu | FALSE | L | Annual | Rate | lb/MMBtu | 0 | 0 | 0 | 0 | 0 | 0 | 0
CT Fac. Spec. - NOX Rate Winter v.4.10 Final, Unit 2300 and retrofits | 267 | 7286 | Rate Constraint in lbs/MMBtu | FALSE | L | Annual | Generation | TWh | 0 | 0 | 0 | 0 | 0 | 0 | 0
CT Fac. Spec. - NOX Rate Winter v.4.10 Final, Unit 2300 and retrofits | 267 | 7286 | Rate Constraint in lbs/MMBtu | FALSE | L | Annual | Qualifying Generation | TWh | 0 | 0 | 0 | 0 | 0 | 0 | 0
CT Fac. Spec. - NOX Rate Winter v.4.10 Final, Unit 2300 and retrofits | 267 | 7286 | Rate Constraint in lbs/MMBtu | FALSE | L | Annual | Rate | lb/MWh | 0 | 0 | 0 | 0 | 0 | 0 | 0
CT Fac. Spec. - NOX Rate Winter v.4.10 Final, Unit 2300 and retrofits | 267 | 7286 | Rate Constraint in lbs/MMBtu | FALSE | L | Annual | Constraint Shadow Price | US2022$/Ton | 0 | 0 | 0 | 0 | 0 | 0 | 0
CT Fac. Spec. - NOX Rate Winter v.4.10 Final, Unit 2301 and retrofits | 268 | 7286 | Rate Constraint in lbs/MMBtu | FALSE | L | Annual | Seasons Included | Seasons | Winter, Spring, Fall | Winter, Spring, Fall | Winter, Spring, Fall | Winter, Spring, Fall | Winter, Spring, Fall | Winter, Spring, Fall | Winter, Spring, Fall
CT Fac. Spec. - NOX Rate Winter v.4.10 Final, Unit 2301 and retrofits | 268 | 7286 | Rate Constraint in lbs/MMBtu | FALSE | L | Annual | Standard NOX | lb/MMBtu | 0.15 | 0.15 | 0.15 | 0.15 | 0.15 | 0.15 | 0.15
CT Fac. Spec. - NOX Rate Winter v.4.10 Final, Unit 2301 and retrofits | 268 | 7286 | Rate Constraint in lbs/MMBtu | FALSE | L | Annual | Emissions at Affected Plants NOX | Thousand Tons | 0 | 0 | 0 | 0 | 0 | 0 | 0
CT Fac. Spec. - NOX Rate Winter v.4.10 Final, Unit 2301 and retrofits | 268 | 7286 | Rate Constraint in lbs/MMBtu | FALSE | L | Annual | Allowances Purchased NOX | Thousand Tons | 0 | 0 | 0 | 0 | 0 | 0 | 0
CT Fac. Spec. - NOX Rate Winter v.4.10 Final, Unit 2301 and retrofits | 268 | 7286 | Rate Constraint in lbs/MMBtu | FALSE | L | Annual | Allowances Sold NOX | Thousand Tons | 0 | 0 | 0 | 0 | 0 | 0 | 0
CT Fac. Spec. - NOX Rate Winter v.4.10 Final, Unit 2301 and retrofits | 268 | 7286 | Rate Constraint in lbs/MMBtu | FALSE | L | Annual | Allowances Banked | Thousand Tons | 0 | 0 | 0 | 0 | 0 | 0 | 0
CT Fac. Spec. - NOX Rate Winter v.4.10 Final, Unit 2301 and retrofits | 268 | 7286 | Rate Constraint in lbs/MMBtu | FALSE | L | Annual | Allowances Withdrawn (1:1) | Thousand Tons | 0 | 0 | 0 | 0 | 0 | 0 | 0
CT Fac. Spec. - NOX Rate Winter v.4.10 Final, Unit 2301 and retrofits | 268 | 7286 | Rate Constraint in lbs/MMBtu | FALSE | L | Annual | Allowances Withdrawn (n:1) | Thousand Tons | 0 | 0 | 0 | 0 | 0 | 0 | 0
CT Fac. Spec. - NOX Rate Winter v.4.10 Final, Unit 2301 and retrofits | 268 | 7286 | Rate Constraint in lbs/MMBtu | FALSE | L | Annual | Net Emissions Allowance Position | Thousand Tons | 0 | 0 | 0 | 0 | 0 | 0 | 0
CT Fac. Spec. - NOX Rate Winter v.4.10 Final, Unit 2301 and retrofits | 268 | 7286 | Rate Constraint in lbs/MMBtu | FALSE | L | Annual | Fuel Consumed | TBtu | 0 | 0 | 0 | 0 | 0 | 0 | 0
CT Fac. Spec. - NOX Rate Winter v.4.10 Final, Unit 2301 and retrofits | 268 | 7286 | Rate Constraint in lbs/MMBtu | FALSE | L | Annual | Rate | lb/MMBtu | 0 | 0 | 0 | 0 | 0 | 0 | 0
CT Fac. Spec. - NOX Rate Winter v.4.10 Final, Unit 2301 and retrofits | 268 | 7286 | Rate Constraint in lbs/MMBtu | FALSE | L | Annual | Generation | TWh | 0 | 0 | 0 | 0 | 0 | 0 | 0
CT Fac. Spec. - NOX Rate Winter v.4.10 Final, Unit 2301 and retrofits | 268 | 7286 | Rate Constraint in lbs/MMBtu | FALSE | L | Annual | Qualifying Generation | TWh | 0 | 0 | 0 | 0 | 0 | 0 | 0
CT Fac. Spec. - NOX Rate Winter v.4.10 Final, Unit 2301 and retrofits | 268 | 7286 | Rate Constraint in lbs/MMBtu | FALSE | L | Annual | Rate | lb/MWh | 0 | 0 | 0 | 0 | 0 | 0 | 0
CT Fac. Spec. - NOX Rate Winter v.4.10 Final, Unit 2301 and retrofits | 268 | 7286 | Rate Constraint in lbs/MMBtu | FALSE | L | Annual | Constraint Shadow Price | US2022$/Ton | 0 | 0 | 0 | 0 | 0 | 0 | 0
CT Fac. Spec. - NOX Rate Winter v.4.10 Final, Unit 2302 and retrofits | 269 | 7286 | Rate Constraint in lbs/MMBtu | FALSE | L | Annual | Seasons Included | Seasons | Winter, Spring, Fall | Winter, Spring, Fall | Winter, Spring, Fall | Winter, Spring, Fall | Winter, Spring, Fall | Winter, Spring, Fall | Winter, Spring, Fall
CT Fac. Spec. - NOX Rate Winter v.4.10 Final, Unit 2302 and retrofits | 269 | 7286 | Rate Constraint in lbs/MMBtu | FALSE | L | Annual | Standard NOX | lb/MMBtu | 0.15 | 0.15 | 0.15 | 0.15 | 0.15 | 0.15 | 0.15
CT Fac. Spec. - NOX Rate Winter v.4.10 Final, Unit 2302 and retrofits | 269 | 7286 | Rate Constraint in lbs/MMBtu | FALSE | L | Annual | Emissions at Affected Plants NOX | Thousand Tons | 0 | 0 | 0 | 0 | 0 | 0 | 0
CT Fac. Spec. - NOX Rate Winter v.4.10 Final, Unit 2302 and retrofits | 269 | 7286 | Rate Constraint in lbs/MMBtu | FALSE | L | Annual | Allowances Purchased NOX | Thousand Tons | 0 | 0 | 0 | 0 | 0 | 0 | 0
CT Fac. Spec. - NOX Rate Winter v.4.10 Final, Unit 2302 and retrofits | 269 | 7286 | Rate Constraint in lbs/MMBtu | FALSE | L | Annual | Allowances Sold NOX | Thousand Tons | 0 | 0 | 0 | 0 | 0 | 0 | 0
CT Fac. Spec. - NOX Rate Winter v.4.10 Final, Unit 2302 and retrofits | 269 | 7286 | Rate Constraint in lbs/MMBtu | FALSE | L | Annual | Allowances Banked | Thousand Tons | 0 | 0 | 0 | 0 | 0 | 0 | 0
CT Fac. Spec. - NOX Rate Winter v.4.10 Final, Unit 2302 and retrofits | 269 | 7286 | Rate Constraint in lbs/MMBtu | FALSE | L | Annual | Allowances Withdrawn (1:1) | Thousand Tons | 0 | 0 | 0 | 0 | 0 | 0 | 0
CT Fac. Spec. - NOX Rate Winter v.4.10 Final, Unit 2302 and retrofits | 269 | 7286 | Rate Constraint in lbs/MMBtu | FALSE | L | Annual | Allowances Withdrawn (n:1) | Thousand Tons | 0 | 0 | 0 | 0 | 0 | 0 | 0
CT Fac. Spec. - NOX Rate Winter v.4.10 Final, Unit 2302 and retrofits | 269 | 7286 | Rate Constraint in lbs/MMBtu | FALSE | L | Annual | Net Emissions Allowance Position | Thousand Tons | 0 | 0 | 0 | 0 | 0 | 0 | 0
CT Fac. Spec. - NOX Rate Winter v.4.10 Final, Unit 2302 and retrofits | 269 | 7286 | Rate Constraint in lbs/MMBtu | FALSE | L | Annual | Fuel Consumed | TBtu | 0 | 0 | 0 | 0 | 0 | 0 | 0
CT Fac. Spec. - NOX Rate Winter v.4.10 Final, Unit 2302 and retrofits | 269 | 7286 | Rate Constraint in lbs/MMBtu | FALSE | L | Annual | Rate | lb/MMBtu | 0 | 0 | 0 | 0 | 0 | 0 | 0
CT Fac. Spec. - NOX Rate Winter v.4.10 Final, Unit 2302 and retrofits | 269 | 7286 | Rate Constraint in lbs/MMBtu | FALSE | L | Annual | Generation | TWh | 0 | 0 | 0 | 0 | 0 | 0 | 0
CT Fac. Spec. - NOX Rate Winter v.4.10 Final, Unit 2302 and retrofits | 269 | 7286 | Rate Constraint in lbs/MMBtu | FALSE | L | Annual | Qualifying Generation | TWh | 0 | 0 | 0 | 0 | 0 | 0 | 0
CT Fac. Spec. - NOX Rate Winter v.4.10 Final, Unit 2302 and retrofits | 269 | 7286 | Rate Constraint in lbs/MMBtu | FALSE | L | Annual | Rate | lb/MWh | 0 | 0 | 0 | 0 | 0 | 0 | 0
CT Fac. Spec. - NOX Rate Winter v.4.10 Final, Unit 2302 and retrofits | 269 | 7286 | Rate Constraint in lbs/MMBtu | FALSE | L | Annual | Constraint Shadow Price | US2022$/Ton | 0 | 0 | 0 | 0 | 0 | 0 | 0
CT Fac. Spec. - SO2 Rate Annual Non-Title IV v3.1, Unit 636 and retrofits | 270 | 7288 | Rate Constraint in lbs/MMBtu | FALSE | L | Annual | Seasons Included | Seasons | Winter, Spring, Summer, Fall | Winter, Spring, Summer, Fall | Winter, Spring, Summer, Fall | Winter, Spring, Summer, Fall | Winter, Spring, Summer, Fall | Winter, Spring, Summer, Fall | Winter, Spring, Summer, Fall
CT Fac. Spec. - SO2 Rate Annual Non-Title IV v3.1, Unit 636 and retrofits | 270 | 7288 | Rate Constraint in lbs/MMBtu | FALSE | L | Annual | Standard SO2 | lb/MMBtu | 0.55 | 0.55 | 0.55 | 0.55 | 0.55 | 0.55 | 0.55
CT Fac. Spec. - SO2 Rate Annual Non-Title IV v3.1, Unit 636 and retrofits | 270 | 7288 | Rate Constraint in lbs/MMBtu | FALSE | L | Annual | Emissions at Affected Plants SO2 | Thousand Tons | 0 | 0 | 0 | 0 | 0 | 0 | 0
CT Fac. Spec. - SO2 Rate Annual Non-Title IV v3.1, Unit 636 and retrofits | 270 | 7288 | Rate Constraint in lbs/MMBtu | FALSE | L | Annual | Allowances Purchased SO2 | Thousand Tons | 0 | 0 | 0 | 0 | 0 | 0 | 0
CT Fac. Spec. - SO2 Rate Annual Non-Title IV v3.1, Unit 636 and retrofits | 270 | 7288 | Rate Constraint in lbs/MMBtu | FALSE | L | Annual | Allowances Sold SO2 | Thousand Tons | 0 | 0 | 0 | 0 | 0 | 0 | 0
CT Fac. Spec. - SO2 Rate Annual Non-Title IV v3.1, Unit 636 and retrofits | 270 | 7288 | Rate Constraint in lbs/MMBtu | FALSE | L | Annual | Allowances Banked | Thousand Tons | 0 | 0 | 0 | 0 | 0 | 0 | 0
CT Fac. Spec. - SO2 Rate Annual Non-Title IV v3.1, Unit 636 and retrofits | 270 | 7288 | Rate Constraint in lbs/MMBtu | FALSE | L | Annual | Allowances Withdrawn (1:1) | Thousand Tons | 0 | 0 | 0 | 0 | 0 | 0 | 0
CT Fac. Spec. - SO2 Rate Annual Non-Title IV v3.1, Unit 636 and retrofits | 270 | 7288 | Rate Constraint in lbs/MMBtu | FALSE | L | Annual | Allowances Withdrawn (n:1) | Thousand Tons | 0 | 0 | 0 | 0 | 0 | 0 | 0
CT Fac. Spec. - SO2 Rate Annual Non-Title IV v3.1, Unit 636 and retrofits | 270 | 7288 | Rate Constraint in lbs/MMBtu | FALSE | L | Annual | Net Emissions Allowance Position | Thousand Tons | 0 | 0 | 0 | 0 | 0 | 0 | 0
CT Fac. Spec. - SO2 Rate Annual Non-Title IV v3.1, Unit 636 and retrofits | 270 | 7288 | Rate Constraint in lbs/MMBtu | FALSE | L | Annual | Fuel Consumed | TBtu | 0 | 0 | 0 | 0 | 0 | 0 | 0
CT Fac. Spec. - SO2 Rate Annual Non-Title IV v3.1, Unit 636 and retrofits | 270 | 7288 | Rate Constraint in lbs/MMBtu | FALSE | L | Annual | Rate | lb/MMBtu | 0 | 0 | 0 | 0 | 0 | 0 | 0
CT Fac. Spec. - SO2 Rate Annual Non-Title IV v3.1, Unit 636 and retrofits | 270 | 7288 | Rate Constraint in lbs/MMBtu | FALSE | L | Annual | Generation | TWh | 0 | 0 | 0 | 0 | 0 | 0 | 0
CT Fac. Spec. - SO2 Rate Annual Non-Title IV v3.1, Unit 636 and retrofits | 270 | 7288 | Rate Constraint in lbs/MMBtu | FALSE | L | Annual | Qualifying Generation | TWh | 0 | 0 | 0 | 0 | 0 | 0 | 0
CT Fac. Spec. - SO2 Rate Annual Non-Title IV v3.1, Unit 636 and retrofits | 270 | 7288 | Rate Constraint in lbs/MMBtu | FALSE | L | Annual | Rate | lb/MWh | 0 | 0 | 0 | 0 | 0 | 0 | 0
CT Fac. Spec. - SO2 Rate Annual Non-Title IV v3.1, Unit 636 and retrofits | 270 | 7288 | Rate Constraint in lbs/MMBtu | FALSE | L | Annual | Constraint Shadow Price | US2022$/Ton | 0 | 0 | 0 | 0 | 0 | 0 | 0
CT Fac. Spec. - SO2 Rate Annual Non-Title IV v3.1, Unit 637 and retrofits | 271 | 7288 | Rate Constraint in lbs/MMBtu | FALSE | L | Annual | Seasons Included | Seasons | Winter, Spring, Summer, Fall | Winter, Spring, Summer, Fall | Winter, Spring, Summer, Fall | Winter, Spring, Summer, Fall | Winter, Spring, Summer, Fall | Winter, Spring, Summer, Fall | Winter, Spring, Summer, Fall
CT Fac. Spec. - SO2 Rate Annual Non-Title IV v3.1, Unit 637 and retrofits | 271 | 7288 | Rate Constraint in lbs/MMBtu | FALSE | L | Annual | Standard SO2 | lb/MMBtu | 0.55 | 0.55 | 0.55 | 0.55 | 0.55 | 0.55 | 0.55
CT Fac. Spec. - SO2 Rate Annual Non-Title IV v3.1, Unit 637 and retrofits | 271 | 7288 | Rate Constraint in lbs/MMBtu | FALSE | L | Annual | Emissions at Affected Plants SO2 | Thousand Tons | 0 | 0 | 0 | 0 | 0 | 0 | 0
CT Fac. Spec. - SO2 Rate Annual Non-Title IV v3.1, Unit 637 and retrofits | 271 | 7288 | Rate Constraint in lbs/MMBtu | FALSE | L | Annual | Allowances Purchased SO2 | Thousand Tons | 0 | 0 | 0 | 0 | 0 | 0 | 0
CT Fac. Spec. - SO2 Rate Annual Non-Title IV v3.1, Unit 637 and retrofits | 271 | 7288 | Rate Constraint in lbs/MMBtu | FALSE | L | Annual | Allowances Sold SO2 | Thousand Tons | 0 | 0 | 0 | 0 | 0 | 0 | 0
CT Fac. Spec. - SO2 Rate Annual Non-Title IV v3.1, Unit 637 and retrofits | 271 | 7288 | Rate Constraint in lbs/MMBtu | FALSE | L | Annual | Allowances Banked | Thousand Tons | 0 | 0 | 0 | 0 | 0 | 0 | 0
CT Fac. Spec. - SO2 Rate Annual Non-Title IV v3.1, Unit 637 and retrofits | 271 | 7288 | Rate Constraint in lbs/MMBtu | FALSE | L | Annual | Allowances Withdrawn (1:1) | Thousand Tons | 0 | 0 | 0 | 0 | 0 | 0 | 0
CT Fac. Spec. - SO2 Rate Annual Non-Title IV v3.1, Unit 637 and retrofits | 271 | 7288 | Rate Constraint in lbs/MMBtu | FALSE | L | Annual | Allowances Withdrawn (n:1) | Thousand Tons | 0 | 0 | 0 | 0 | 0 | 0 | 0
CT Fac. Spec. - SO2 Rate Annual Non-Title IV v3.1, Unit 637 and retrofits | 271 | 7288 | Rate Constraint in lbs/MMBtu | FALSE | L | Annual | Net Emissions Allowance Position | Thousand Tons | 0 | 0 | 0 | 0 | 0 | 0 | 0
CT Fac. Spec. - SO2 Rate Annual Non-Title IV v3.1, Unit 637 and retrofits | 271 | 7288 | Rate Constraint in lbs/MMBtu | FALSE | L | Annual | Fuel Consumed | TBtu | 0 | 0 | 0 | 0 | 0 | 0 | 0
CT Fac. Spec. - SO2 Rate Annual Non-Title IV v3.1, Unit 637 and retrofits | 271 | 7288 | Rate Constraint in lbs/MMBtu | FALSE | L | Annual | Rate | lb/MMBtu | 0 | 0 | 0 | 0 | 0 | 0 | 0
CT Fac. Spec. - SO2 Rate Annual Non-Title IV v3.1, Unit 637 and retrofits | 271 | 7288 | Rate Constraint in lbs/MMBtu | FALSE | L | Annual | Generation | TWh | 0 | 0 | 0 | 0 | 0 | 0 | 0
CT Fac. Spec. - SO2 Rate Annual Non-Title IV v3.1, Unit 637 and retrofits | 271 | 7288 | Rate Constraint in lbs/MMBtu | FALSE | L | Annual | Qualifying Generation | TWh | 0 | 0 | 0 | 0 | 0 | 0 | 0
CT Fac. Spec. - SO2 Rate Annual Non-Title IV v3.1, Unit 637 and retrofits | 271 | 7288 | Rate Constraint in lbs/MMBtu | FALSE | L | Annual | Rate | lb/MWh | 0 | 0 | 0 | 0 | 0 | 0 | 0
CT Fac. Spec. - SO2 Rate Annual Non-Title IV v3.1, Unit 637 and retrofits | 271 | 7288 | Rate Constraint in lbs/MMBtu | FALSE | L | Annual | Constraint Shadow Price | US2022$/Ton | 0 | 0 | 0 | 0 | 0 | 0 | 0
CT Fac. Spec. - SO2 Rate Annual Non-Title IV v3.1, Unit 638 and retrofits | 272 | 7288 | Rate Constraint in lbs/MMBtu | FALSE | L | Annual | Seasons Included | Seasons | Winter, Spring, Summer, Fall | Winter, Spring, Summer, Fall | Winter, Spring, Summer, Fall | Winter, Spring, Summer, Fall | Winter, Spring, Summer, Fall | Winter, Spring, Summer, Fall | Winter, Spring, Summer, Fall
CT Fac. Spec. - SO2 Rate Annual Non-Title IV v3.1, Unit 638 and retrofits | 272 | 7288 | Rate Constraint in lbs/MMBtu | FALSE | L | Annual | Standard SO2 | lb/MMBtu | 0.55 | 0.55 | 0.55 | 0.55 | 0.55 | 0.55 | 0.55
CT Fac. Spec. - SO2 Rate Annual Non-Title IV v3.1, Unit 638 and retrofits | 272 | 7288 | Rate Constraint in lbs/MMBtu | FALSE | L | Annual | Emissions at Affected Plants SO2 | Thousand Tons | 0 | 0 | 0 | 0 | 0 | 0 | 0
CT Fac. Spec. - SO2 Rate Annual Non-Title IV v3.1, Unit 638 and retrofits | 272 | 7288 | Rate Constraint in lbs/MMBtu | FALSE | L | Annual | Allowances Purchased SO2 | Thousand Tons | 0 | 0 | 0 | 0 | 0 | 0 | 0
CT Fac. Spec. - SO2 Rate Annual Non-Title IV v3.1, Unit 638 and retrofits | 272 | 7288 | Rate Constraint in lbs/MMBtu | FALSE | L | Annual | Allowances Sold SO2 | Thousand Tons | 0 | 0 | 0 | 0 | 0 | 0 | 0
CT Fac. Spec. - SO2 Rate Annual Non-Title IV v3.1, Unit 638 and retrofits | 272 | 7288 | Rate Constraint in lbs/MMBtu | FALSE | L | Annual | Allowances Banked | Thousand Tons | 0 | 0 | 0 | 0 | 0 | 0 | 0
CT Fac. Spec. - SO2 Rate Annual Non-Title IV v3.1, Unit 638 and retrofits | 272 | 7288 | Rate Constraint in lbs/MMBtu | FALSE | L | Annual | Allowances Withdrawn (1:1) | Thousand Tons | 0 | 0 | 0 | 0 | 0 | 0 | 0
CT Fac. Spec. - SO2 Rate Annual Non-Title IV v3.1, Unit 638 and retrofits | 272 | 7288 | Rate Constraint in lbs/MMBtu | FALSE | L | Annual | Allowances Withdrawn (n:1) | Thousand Tons | 0 | 0 | 0 | 0 | 0 | 0 | 0
CT Fac. Spec. - SO2 Rate Annual Non-Title IV v3.1, Unit 638 and retrofits | 272 | 7288 | Rate Constraint in lbs/MMBtu | FALSE | L | Annual | Net Emissions Allowance Position | Thousand Tons | 0 | 0 | 0 | 0 | 0 | 0 | 0
CT Fac. Spec. - SO2 Rate Annual Non-Title IV v3.1, Unit 638 and retrofits | 272 | 7288 | Rate Constraint in lbs/MMBtu | FALSE | L | Annual | Fuel Consumed | TBtu | 0 | 0 | 0 | 0 | 0 | 0 | 0
CT Fac. Spec. - SO2 Rate Annual Non-Title IV v3.1, Unit 638 and retrofits | 272 | 7288 | Rate Constraint in lbs/MMBtu | FALSE | L | Annual | Rate | lb/MMBtu | 0 | 0 | 0 | 0 | 0 | 0 | 0
CT Fac. Spec. - SO2 Rate Annual Non-Title IV v3.1, Unit 638 and retrofits | 272 | 7288 | Rate Constraint in lbs/MMBtu | FALSE | L | Annual | Generation | TWh | 0 | 0 | 0 | 0 | 0 | 0 | 0
CT Fac. Spec. - SO2 Rate Annual Non-Title IV v3.1, Unit 638 and retrofits | 272 | 7288 | Rate Constraint in lbs/MMBtu | FALSE | L | Annual | Qualifying Generation | TWh | 0 | 0 | 0 | 0 | 0 | 0 | 0
CT Fac. Spec. - SO2 Rate Annual Non-Title IV v3.1, Unit 638 and retrofits | 272 | 7288 | Rate Constraint in lbs/MMBtu | FALSE | L | Annual | Rate | lb/MWh | 0 | 0 | 0 | 0 | 0 | 0 | 0
CT Fac. Spec. - SO2 Rate Annual Non-Title IV v3.1, Unit 638 and retrofits | 272 | 7288 | Rate Constraint in lbs/MMBtu | FALSE | L | Annual | Constraint Shadow Price | US2022$/Ton | 0 | 0 | 0 | 0 | 0 | 0 | 0
CT Fac. Spec. - SO2 Rate Annual Non-Title IV v3.1, Unit 639 and retrofits | 273 | 7288 | Rate Constraint in lbs/MMBtu | FALSE | L | Annual | Seasons Included | Seasons | Winter, Spring, Summer, Fall | Winter, Spring, Summer, Fall | Winter, Spring, Summer, Fall | Winter, Spring, Summer, Fall | Winter, Spring, Summer, Fall | Winter, Spring, Summer, Fall | Winter, Spring, Summer, Fall
CT Fac. Spec. - SO2 Rate Annual Non-Title IV v3.1, Unit 639 and retrofits | 273 | 7288 | Rate Constraint in lbs/MMBtu | FALSE | L | Annual | Standard SO2 | lb/MMBtu | 0.55 | 0.55 | 0.55 | 0.55 | 0.55 | 0.55 | 0.55
CT Fac. Spec. - SO2 Rate Annual Non-Title IV v3.1, Unit 639 and retrofits | 273 | 7288 | Rate Constraint in lbs/MMBtu | FALSE | L | Annual | Emissions at Affected Plants SO2 | Thousand Tons | 0 | 0 | 0 | 0 | 0 | 0 | 0
CT Fac. Spec. - SO2 Rate Annual Non-Title IV v3.1, Unit 639 and retrofits | 273 | 7288 | Rate Constraint in lbs/MMBtu | FALSE | L | Annual | Allowances Purchased SO2 | Thousand Tons | 0 | 0 | 0 | 0 | 0 | 0 | 0
CT Fac. Spec. - SO2 Rate Annual Non-Title IV v3.1, Unit 639 and retrofits | 273 | 7288 | Rate Constraint in lbs/MMBtu | FALSE | L | Annual | Allowances Sold SO2 | Thousand Tons | 0 | 0 | 0 | 0 | 0 | 0 | 0
CT Fac. Spec. - SO2 Rate Annual Non-Title IV v3.1, Unit 639 and retrofits | 273 | 7288 | Rate Constraint in lbs/MMBtu | FALSE | L | Annual | Allowances Banked | Thousand Tons | 0 | 0 | 0 | 0 | 0 | 0 | 0
CT Fac. Spec. - SO2 Rate Annual Non-Title IV v3.1, Unit 639 and retrofits | 273 | 7288 | Rate Constraint in lbs/MMBtu | FALSE | L | Annual | Allowances Withdrawn (1:1) | Thousand Tons | 0 | 0 | 0 | 0 | 0 | 0 | 0
CT Fac. Spec. - SO2 Rate Annual Non-Title IV v3.1, Unit 639 and retrofits | 273 | 7288 | Rate Constraint in lbs/MMBtu | FALSE | L | Annual | Allowances Withdrawn (n:1) | Thousand Tons | 0 | 0 | 0 | 0 | 0 | 0 | 0
CT Fac. Spec. - SO2 Rate Annual Non-Title IV v3.1, Unit 639 and retrofits | 273 | 7288 | Rate Constraint in lbs/MMBtu | FALSE | L | Annual | Net Emissions Allowance Position | Thousand Tons | 0 | 0 | 0 | 0 | 0 | 0 | 0
CT Fac. Spec. - SO2 Rate Annual Non-Title IV v3.1, Unit 639 and retrofits | 273 | 7288 | Rate Constraint in lbs/MMBtu | FALSE | L | Annual | Fuel Consumed | TBtu | 0 | 0 | 0 | 0 | 0 | 0 | 0
CT Fac. Spec. - SO2 Rate Annual Non-Title IV v3.1, Unit 639 and retrofits | 273 | 7288 | Rate Constraint in lbs/MMBtu | FALSE | L | Annual | Rate | lb/MMBtu | 0 | 0 | 0 | 0 | 0 | 0 | 0
CT Fac. Spec. - SO2 Rate Annual Non-Title IV v3.1, Unit 639 and retrofits | 273 | 7288 | Rate Constraint in lbs/MMBtu | FALSE | L | Annual | Generation | TWh | 0 | 0 | 0 | 0 | 0 | 0 | 0
CT Fac. Spec. - SO2 Rate Annual Non-Title IV v3.1, Unit 639 and retrofits | 273 | 7288 | Rate Constraint in lbs/MMBtu | FALSE | L | Annual | Qualifying Generation | TWh | 0 | 0 | 0 | 0 | 0 | 0 | 0
CT Fac. Spec. - SO2 Rate Annual Non-Title IV v3.1, Unit 639 and retrofits | 273 | 7288 | Rate Constraint in lbs/MMBtu | FALSE | L | Annual | Rate | lb/MWh | 0 | 0 | 0 | 0 | 0 | 0 | 0
CT Fac. Spec. - SO2 Rate Annual Non-Title IV v3.1, Unit 639 and retrofits | 273 | 7288 | Rate Constraint in lbs/MMBtu | FALSE | L | Annual | Constraint Shadow Price | US2022$/Ton | 0 | 0 | 0 | 0 | 0 | 0 | 0
CT Fac. Spec. - SO2 Rate Annual Non-Title IV v3.1, Unit 640 and retrofits | 274 | 7288 | Rate Constraint in lbs/MMBtu | FALSE | L | Annual | Seasons Included | Seasons | Winter, Spring, Summer, Fall | Winter, Spring, Summer, Fall | Winter, Spring, Summer, Fall | Winter, Spring, Summer, Fall | Winter, Spring, Summer, Fall | Winter, Spring, Summer, Fall | Winter, Spring, Summer, Fall
CT Fac. Spec. - SO2 Rate Annual Non-Title IV v3.1, Unit 640 and retrofits | 274 | 7288 | Rate Constraint in lbs/MMBtu | FALSE | L | Annual | Standard SO2 | lb/MMBtu | 0.55 | 0.55 | 0.55 | 0.55 | 0.55 | 0.55 | 0.55
CT Fac. Spec. - SO2 Rate Annual Non-Title IV v3.1, Unit 640 and retrofits | 274 | 7288 | Rate Constraint in lbs/MMBtu | FALSE | L | Annual | Emissions at Affected Plants SO2 | Thousand Tons | 0 | 0 | 0 | 0 | 0 | 0 | 0
CT Fac. Spec. - SO2 Rate Annual Non-Title IV v3.1, Unit 640 and retrofits | 274 | 7288 | Rate Constraint in lbs/MMBtu | FALSE | L | Annual | Allowances Purchased SO2 | Thousand Tons | 0 | 0 | 0 | 0 | 0 | 0 | 0
CT Fac. Spec. - SO2 Rate Annual Non-Title IV v3.1, Unit 640 and retrofits | 274 | 7288 | Rate Constraint in lbs/MMBtu | FALSE | L | Annual | Allowances Sold SO2 | Thousand Tons | 0 | 0 | 0 | 0 | 0 | 0 | 0
CT Fac. Spec. - SO2 Rate Annual Non-Title IV v3.1, Unit 640 and retrofits | 274 | 7288 | Rate Constraint in lbs/MMBtu | FALSE | L | Annual | Allowances Banked | Thousand Tons | 0 | 0 | 0 | 0 | 0 | 0 | 0
CT Fac. Spec. - SO2 Rate Annual Non-Title IV v3.1, Unit 640 and retrofits | 274 | 7288 | Rate Constraint in lbs/MMBtu | FALSE | L | Annual | Allowances Withdrawn (1:1) | Thousand Tons | 0 | 0 | 0 | 0 | 0 | 0 | 0
CT Fac. Spec. - SO2 Rate Annual Non-Title IV v3.1, Unit 640 and retrofits | 274 | 7288 | Rate Constraint in lbs/MMBtu | FALSE | L | Annual | Allowances Withdrawn (n:1) | Thousand Tons | 0 | 0 | 0 | 0 | 0 | 0 | 0
CT Fac. Spec. - SO2 Rate Annual Non-Title IV v3.1, Unit 640 and retrofits | 274 | 7288 | Rate Constraint in lbs/MMBtu | FALSE | L | Annual | Net Emissions Allowance Position | Thousand Tons | 0 | 0 | 0 | 0 | 0 | 0 | 0
CT Fac. Spec. - SO2 Rate Annual Non-Title IV v3.1, Unit 640 and retrofits | 274 | 7288 | Rate Constraint in lbs/MMBtu | FALSE | L | Annual | Fuel Consumed | TBtu | 0 | 0 | 0 | 0 | 0 | 0 | 0
CT Fac. Spec. - SO2 Rate Annual Non-Title IV v3.1, Unit 640 and retrofits | 274 | 7288 | Rate Constraint in lbs/MMBtu | FALSE | L | Annual | Rate | lb/MMBtu | 0 | 0 | 0 | 0 | 0 | 0 | 0
CT Fac. Spec. - SO2 Rate Annual Non-Title IV v3.1, Unit 640 and retrofits | 274 | 7288 | Rate Constraint in lbs/MMBtu | FALSE | L | Annual | Generation | TWh | 0 | 0 | 0 | 0 | 0 | 0 | 0
CT Fac. Spec. - SO2 Rate Annual Non-Title IV v3.1, Unit 640 and retrofits | 274 | 7288 | Rate Constraint in lbs/MMBtu | FALSE | L | Annual | Qualifying Generation | TWh | 0 | 0 | 0 | 0 | 0 | 0 | 0
CT Fac. Spec. - SO2 Rate Annual Non-Title IV v3.1, Unit 640 and retrofits | 274 | 7288 | Rate Constraint in lbs/MMBtu | FALSE | L | Annual | Rate | lb/MWh | 0 | 0 | 0 | 0 | 0 | 0 | 0
CT Fac. Spec. - SO2 Rate Annual Non-Title IV v3.1, Unit 640 and retrofits | 274 | 7288 | Rate Constraint in lbs/MMBtu | FALSE | L | Annual | Constraint Shadow Price | US2022$/Ton | 0 | 0 | 0 | 0 | 0 | 0 | 0
CT Fac. Spec. - SO2 Rate Annual Non-Title IV v3.1, Unit 641 and retrofits | 275 | 7288 | Rate Constraint in lbs/MMBtu | FALSE | L | Annual | Seasons Included | Seasons | Winter, Spring, Summer, Fall | Winter, Spring, Summer, Fall | Winter, Spring, Summer, Fall | Winter, Spring, Summer, Fall | Winter, Spring, Summer, Fall | Winter, Spring, Summer, Fall | Winter, Spring, Summer, Fall
CT Fac. Spec. - SO2 Rate Annual Non-Title IV v3.1, Unit 641 and retrofits | 275 | 7288 | Rate Constraint in lbs/MMBtu | FALSE | L | Annual | Standard SO2 | lb/MMBtu | 0.55 | 0.55 | 0.55 | 0.55 | 0.55 | 0.55 | 0.55
CT Fac. Spec. - SO2 Rate Annual Non-Title IV v3.1, Unit 641 and retrofits | 275 | 7288 | Rate Constraint in lbs/MMBtu | FALSE | L | Annual | Emissions at Affected Plants SO2 | Thousand Tons | 0 | 0 | 0 | 0 | 0 | 0 | 0
CT Fac. Spec. - SO2 Rate Annual Non-Title IV v3.1, Unit 641 and retrofits | 275 | 7288 | Rate Constraint in lbs/MMBtu | FALSE | L | Annual | Allowances Purchased SO2 | Thousand Tons | 0 | 0 | 0 | 0 | 0 | 0 | 0
CT Fac. Spec. - SO2 Rate Annual Non-Title IV v3.1, Unit 641 and retrofits | 275 | 7288 | Rate Constraint in lbs/MMBtu | FALSE | L | Annual | Allowances Sold SO2 | Thousand Tons | 0 | 0 | 0 | 0 | 0 | 0 | 0
CT Fac. Spec. - SO2 Rate Annual Non-Title IV v3.1, Unit 641 and retrofits | 275 | 7288 | Rate Constraint in lbs/MMBtu | FALSE | L | Annual | Allowances Banked | Thousand Tons | 0 | 0 | 0 | 0 | 0 | 0 | 0
CT Fac. Spec. - SO2 Rate Annual Non-Title IV v3.1, Unit 641 and retrofits | 275 | 7288 | Rate Constraint in lbs/MMBtu | FALSE | L | Annual | Allowances Withdrawn (1:1) | Thousand Tons | 0 | 0 | 0 | 0 | 0 | 0 | 0
CT Fac. Spec. - SO2 Rate Annual Non-Title IV v3.1, Unit 641 and retrofits | 275 | 7288 | Rate Constraint in lbs/MMBtu | FALSE | L | Annual | Allowances Withdrawn (n:1) | Thousand Tons | 0 | 0 | 0 | 0 | 0 | 0 | 0
CT Fac. Spec. - SO2 Rate Annual Non-Title IV v3.1, Unit 641 and retrofits | 275 | 7288 | Rate Constraint in lbs/MMBtu | FALSE | L | Annual | Net Emissions Allowance Position | Thousand Tons | 0 | 0 | 0 | 0 | 0 | 0 | 0
CT Fac. Spec. - SO2 Rate Annual Non-Title IV v3.1, Unit 641 and retrofits | 275 | 7288 | Rate Constraint in lbs/MMBtu | FALSE | L | Annual | Fuel Consumed | TBtu | 0 | 0 | 0 | 0 | 0 | 0 | 0
CT Fac. Spec. - SO2 Rate Annual Non-Title IV v3.1, Unit 641 and retrofits | 275 | 7288 | Rate Constraint in lbs/MMBtu | FALSE | L | Annual | Rate | lb/MMBtu | 0 | 0 | 0 | 0 | 0 | 0 | 0
CT Fac. Spec. - SO2 Rate Annual Non-Title IV v3.1, Unit 641 and retrofits | 275 | 7288 | Rate Constraint in lbs/MMBtu | FALSE | L | Annual | Generation | TWh | 0 | 0 | 0 | 0 | 0 | 0 | 0
CT Fac. Spec. - SO2 Rate Annual Non-Title IV v3.1, Unit 641 and retrofits | 275 | 7288 | Rate Constraint in lbs/MMBtu | FALSE | L | Annual | Qualifying Generation | TWh | 0 | 0 | 0 | 0 | 0 | 0 | 0
CT Fac. Spec. - SO2 Rate Annual Non-Title IV v3.1, Unit 641 and retrofits | 275 | 7288 | Rate Constraint in lbs/MMBtu | FALSE | L | Annual | Rate | lb/MWh | 0 | 0 | 0 | 0 | 0 | 0 | 0
CT Fac. Spec. - SO2 Rate Annual Non-Title IV v3.1, Unit 641 and retrofits | 275 | 7288 | Rate Constraint in lbs/MMBtu | FALSE | L | Annual | Constraint Shadow Price | US2022$/Ton | 0 | 0 | 0 | 0 | 0 | 0 | 0
CT Fac. Spec. - SO2 Rate Annual Non-Title IV v3.1, Unit 642 and retrofits | 276 | 7288 | Rate Constraint in lbs/MMBtu | FALSE | L | Annual | Seasons Included | Seasons | Winter, Spring, Summer, Fall | Winter, Spring, Summer, Fall | Winter, Spring, Summer, Fall | Winter, Spring, Summer, Fall | Winter, Spring, Summer, Fall | Winter, Spring, Summer, Fall | Winter, Spring, Summer, Fall
CT Fac. Spec. - SO2 Rate Annual Non-Title IV v3.1, Unit 642 and retrofits | 276 | 7288 | Rate Constraint in lbs/MMBtu | FALSE | L | Annual | Standard SO2 | lb/MMBtu | 0.55 | 0.55 | 0.55 | 0.55 | 0.55 | 0.55 | 0.55
CT Fac. Spec. - SO2 Rate Annual Non-Title IV v3.1, Unit 642 and retrofits | 276 | 7288 | Rate Constraint in lbs/MMBtu | FALSE | L | Annual | Emissions at Affected Plants SO2 | Thousand Tons | 0 | 0 | 0 | 0 | 0 | 0 | 0
CT Fac. Spec. - SO2 Rate Annual Non-Title IV v3.1, Unit 642 and retrofits | 276 | 7288 | Rate Constraint in lbs/MMBtu | FALSE | L | Annual | Allowances Purchased SO2 | Thousand Tons | 0 | 0 | 0 | 0 | 0 | 0 | 0
CT Fac. Spec. - SO2 Rate Annual Non-Title IV v3.1, Unit 642 and retrofits | 276 | 7288 | Rate Constraint in lbs/MMBtu | FALSE | L | Annual | Allowances Sold SO2 | Thousand Tons | 0 | 0 | 0 | 0 | 0 | 0 | 0
CT Fac. Spec. - SO2 Rate Annual Non-Title IV v3.1, Unit 642 and retrofits | 276 | 7288 | Rate Constraint in lbs/MMBtu | FALSE | L | Annual | Allowances Banked | Thousand Tons | 0 | 0 | 0 | 0 | 0 | 0 | 0
CT Fac. Spec. - SO2 Rate Annual Non-Title IV v3.1, Unit 642 and retrofits | 276 | 7288 | Rate Constraint in lbs/MMBtu | FALSE | L | Annual | Allowances Withdrawn (1:1) | Thousand Tons | 0 | 0 | 0 | 0 | 0 | 0 | 0
CT Fac. Spec. - SO2 Rate Annual Non-Title IV v3.1, Unit 642 and retrofits | 276 | 7288 | Rate Constraint in lbs/MMBtu | FALSE | L | Annual | Allowances Withdrawn (n:1) | Thousand Tons | 0 | 0 | 0 | 0 | 0 | 0 | 0
CT Fac. Spec. - SO2 Rate Annual Non-Title IV v3.1, Unit 642 and retrofits | 276 | 7288 | Rate Constraint in lbs/MMBtu | FALSE | L | Annual | Net Emissions Allowance Position | Thousand Tons | 0 | 0 | 0 | 0 | 0 | 0 | 0
CT Fac. Spec. - SO2 Rate Annual Non-Title IV v3.1, Unit 642 and retrofits | 276 | 7288 | Rate Constraint in lbs/MMBtu | FALSE | L | Annual | Fuel Consumed | TBtu | 0 | 0 | 0 | 0 | 0 | 0 | 0
CT Fac. Spec. - SO2 Rate Annual Non-Title IV v3.1, Unit 642 and retrofits | 276 | 7288 | Rate Constraint in lbs/MMBtu | FALSE | L | Annual | Rate | lb/MMBtu | 0 | 0 | 0 | 0 | 0 | 0 | 0
CT Fac. Spec. - SO2 Rate Annual Non-Title IV v3.1, Unit 642 and retrofits | 276 | 7288 | Rate Constraint in lbs/MMBtu | FALSE | L | Annual | Generation | TWh | 0 | 0 | 0 | 0 | 0 | 0 | 0
CT Fac. Spec. - SO2 Rate Annual Non-Title IV v3.1, Unit 642 and retrofits | 276 | 7288 | Rate Constraint in lbs/MMBtu | FALSE | L | Annual | Qualifying Generation | TWh | 0 | 0 | 0 | 0 | 0 | 0 | 0
CT Fac. Spec. - SO2 Rate Annual Non-Title IV v3.1, Unit 642 and retrofits | 276 | 7288 | Rate Constraint in lbs/MMBtu | FALSE | L | Annual | Rate | lb/MWh | 0 | 0 | 0 | 0 | 0 | 0 | 0
CT Fac. Spec. - SO2 Rate Annual Non-Title IV v3.1, Unit 642 and retrofits | 276 | 7288 | Rate Constraint in lbs/MMBtu | FALSE | L | Annual | Constraint Shadow Price | US2022$/Ton | 0 | 0 | 0 | 0 | 0 | 0 | 0
CT Fac. Spec. - SO2 Rate Annual Non-Title IV v3.1, Unit 643 and retrofits | 277 | 7288 | Rate Constraint in lbs/MMBtu | FALSE | L | Annual | Seasons Included | Seasons | Winter, Spring, Summer, Fall | Winter, Spring, Summer, Fall | Winter, Spring, Summer, Fall | Winter, Spring, Summer, Fall | Winter, Spring, Summer, Fall | Winter, Spring, Summer, Fall | Winter, Spring, Summer, Fall
CT Fac. Spec. - SO2 Rate Annual Non-Title IV v3.1, Unit 643 and retrofits | 277 | 7288 | Rate Constraint in lbs/MMBtu | FALSE | L | Annual | Standard SO2 | lb/MMBtu | 0.55 | 0.55 | 0.55 | 0.55 | 0.55 | 0.55 | 0.55
CT Fac. Spec. - SO2 Rate Annual Non-Title IV v3.1, Unit 643 and retrofits | 277 | 7288 | Rate Constraint in lbs/MMBtu | FALSE | L | Annual | Emissions at Affected Plants SO2 | Thousand Tons | 0 | 0 | 0 | 0 | 0 | 0 | 0
CT Fac. Spec. - SO2 Rate Annual Non-Title IV v3.1, Unit 643 and retrofits | 277 | 7288 | Rate Constraint in lbs/MMBtu | FALSE | L | Annual | Allowances Purchased SO2 | Thousand Tons | 0 | 0 | 0 | 0 | 0 | 0 | 0
CT Fac. Spec. - SO2 Rate Annual Non-Title IV v3.1, Unit 643 and retrofits | 277 | 7288 | Rate Constraint in lbs/MMBtu | FALSE | L | Annual | Allowances Sold SO2 | Thousand Tons | 0 | 0 | 0 | 0 | 0 | 0 | 0
CT Fac. Spec. - SO2 Rate Annual Non-Title IV v3.1, Unit 643 and retrofits | 277 | 7288 | Rate Constraint in lbs/MMBtu | FALSE | L | Annual | Allowances Banked | Thousand Tons | 0 | 0 | 0 | 0 | 0 | 0 | 0
CT Fac. Spec. - SO2 Rate Annual Non-Title IV v3.1, Unit 643 and retrofits | 277 | 7288 | Rate Constraint in lbs/MMBtu | FALSE | L | Annual | Allowances Withdrawn (1:1) | Thousand Tons | 0 | 0 | 0 | 0 | 0 | 0 | 0
CT Fac. Spec. - SO2 Rate Annual Non-Title IV v3.1, Unit 643 and retrofits | 277 | 7288 | Rate Constraint in lbs/MMBtu | FALSE | L | Annual | Allowances Withdrawn (n:1) | Thousand Tons | 0 | 0 | 0 | 0 | 0 | 0 | 0
CT Fac. Spec. - SO2 Rate Annual Non-Title IV v3.1, Unit 643 and retrofits | 277 | 7288 | Rate Constraint in lbs/MMBtu | FALSE | L | Annual | Net Emissions Allowance Position | Thousand Tons | 0 | 0 | 0 | 0 | 0 | 0 | 0
CT Fac. Spec. - SO2 Rate Annual Non-Title IV v3.1, Unit 643 and retrofits | 277 | 7288 | Rate Constraint in lbs/MMBtu | FALSE | L | Annual | Fuel Consumed | TBtu | 0 | 0 | 0 | 0 | 0 | 0 | 0
CT Fac. Spec. - SO2 Rate Annual Non-Title IV v3.1, Unit 643 and retrofits | 277 | 7288 | Rate Constraint in lbs/MMBtu | FALSE | L | Annual | Rate | lb/MMBtu | 0 | 0 | 0 | 0 | 0 | 0 | 0
CT Fac. Spec. - SO2 Rate Annual Non-Title IV v3.1, Unit 643 and retrofits | 277 | 7288 | Rate Constraint in lbs/MMBtu | FALSE | L | Annual | Generation | TWh | 0 | 0 | 0 | 0 | 0 | 0 | 0
CT Fac. Spec. - SO2 Rate Annual Non-Title IV v3.1, Unit 643 and retrofits | 277 | 7288 | Rate Constraint in lbs/MMBtu | FALSE | L | Annual | Qualifying Generation | TWh | 0 | 0 | 0 | 0 | 0 | 0 | 0
CT Fac. Spec. - SO2 Rate Annual Non-Title IV v3.1, Unit 643 and retrofits | 277 | 7288 | Rate Constraint in lbs/MMBtu | FALSE | L | Annual | Rate | lb/MWh | 0 | 0 | 0 | 0 | 0 | 0 | 0
CT Fac. Spec. - SO2 Rate Annual Non-Title IV v3.1, Unit 643 and retrofits | 277 | 7288 | Rate Constraint in lbs/MMBtu | FALSE | L | Annual | Constraint Shadow Price | US2022$/Ton | 0 | 0 | 0 | 0 | 0 | 0 | 0
CT Fac. Spec. - SO2 Rate Annual Non-Title IV v3.1, Unit 644 and retrofits | 278 | 7288 | Rate Constraint in lbs/MMBtu | FALSE | L | Annual | Seasons Included | Seasons | Winter, Spring, Summer, Fall | Winter, Spring, Summer, Fall | Winter, Spring, Summer, Fall | Winter, Spring, Summer, Fall | Winter, Spring, Summer, Fall | Winter, Spring, Summer, Fall | Winter, Spring, Summer, Fall
CT Fac. Spec. - SO2 Rate Annual Non-Title IV v3.1, Unit 644 and retrofits | 278 | 7288 | Rate Constraint in lbs/MMBtu | FALSE | L | Annual | Standard SO2 | lb/MMBtu | 0.55 | 0.55 | 0.55 | 0.55 | 0.55 | 0.55 | 0.55
CT Fac. Spec. - SO2 Rate Annual Non-Title IV v3.1, Unit 644 and retrofits | 278 | 7288 | Rate Constraint in lbs/MMBtu | FALSE | L | Annual | Emissions at Affected Plants SO2 | Thousand Tons | 0 | 0 | 0 | 0 | 0 | 0 | 0
CT Fac. Spec. - SO2 Rate Annual Non-Title IV v3.1, Unit 644 and retrofits | 278 | 7288 | Rate Constraint in lbs/MMBtu | FALSE | L | Annual | Allowances Purchased SO2 | Thousand Tons | 0 | 0 | 0 | 0 | 0 | 0 | 0
CT Fac. Spec. - SO2 Rate Annual Non-Title IV v3.1, Unit 644 and retrofits | 278 | 7288 | Rate Constraint in lbs/MMBtu | FALSE | L | Annual | Allowances Sold SO2 | Thousand Tons | 0 | 0 | 0 | 0 | 0 | 0 | 0
CT Fac. Spec. - SO2 Rate Annual Non-Title IV v3.1, Unit 644 and retrofits | 278 | 7288 | Rate Constraint in lbs/MMBtu | FALSE | L | Annual | Allowances Banked | Thousand Tons | 0 | 0 | 0 | 0 | 0 | 0 | 0
CT Fac. Spec. - SO2 Rate Annual Non-Title IV v3.1, Unit 644 and retrofits | 278 | 7288 | Rate Constraint in lbs/MMBtu | FALSE | L | Annual | Allowances Withdrawn (1:1) | Thousand Tons | 0 | 0 | 0 | 0 | 0 | 0 | 0
CT Fac. Spec. - SO2 Rate Annual Non-Title IV v3.1, Unit 644 and retrofits | 278 | 7288 | Rate Constraint in lbs/MMBtu | FALSE | L | Annual | Allowances Withdrawn (n:1) | Thousand Tons | 0 | 0 | 0 | 0 | 0 | 0 | 0
CT Fac. Spec. - SO2 Rate Annual Non-Title IV v3.1, Unit 644 and retrofits | 278 | 7288 | Rate Constraint in lbs/MMBtu | FALSE | L | Annual | Net Emissions Allowance Position | Thousand Tons | 0 | 0 | 0 | 0 | 0 | 0 | 0
CT Fac. Spec. - SO2 Rate Annual Non-Title IV v3.1, Unit 644 and retrofits | 278 | 7288 | Rate Constraint in lbs/MMBtu | FALSE | L | Annual | Fuel Consumed | TBtu | 0 | 0 | 0 | 0 | 0 | 0 | 0
CT Fac. Spec. - SO2 Rate Annual Non-Title IV v3.1, Unit 644 and retrofits | 278 | 7288 | Rate Constraint in lbs/MMBtu | FALSE | L | Annual | Rate | lb/MMBtu | 0 | 0 | 0 | 0 | 0 | 0 | 0
CT Fac. Spec. - SO2 Rate Annual Non-Title IV v3.1, Unit 644 and retrofits | 278 | 7288 | Rate Constraint in lbs/MMBtu | FALSE | L | Annual | Generation | TWh | 0 | 0 | 0 | 0 | 0 | 0 | 0
CT Fac. Spec. - SO2 Rate Annual Non-Title IV v3.1, Unit 644 and retrofits | 278 | 7288 | Rate Constraint in lbs/MMBtu | FALSE | L | Annual | Qualifying Generation | TWh | 0 | 0 | 0 | 0 | 0 | 0 | 0
CT Fac. Spec. - SO2 Rate Annual Non-Title IV v3.1, Unit 644 and retrofits | 278 | 7288 | Rate Constraint in lbs/MMBtu | FALSE | L | Annual | Rate | lb/MWh | 0 | 0 | 0 | 0 | 0 | 0 | 0
CT Fac. Spec. - SO2 Rate Annual Non-Title IV v3.1, Unit 644 and retrofits | 278 | 7288 | Rate Constraint in lbs/MMBtu | FALSE | L | Annual | Constraint Shadow Price | US2022$/Ton | 0 | 0 | 0 | 0 | 0 | 0 | 0
CT Fac. Spec. - SO2 Rate Annual Non-Title IV v3.1, Unit 645 and retrofits | 279 | 7288 | Rate Constraint in lbs/MMBtu | FALSE | L | Annual | Seasons Included | Seasons | Winter, Spring, Summer, Fall | Winter, Spring, Summer, Fall | Winter, Spring, Summer, Fall | Winter, Spring, Summer, Fall | Winter, Spring, Summer, Fall | Winter, Spring, Summer, Fall | Winter, Spring, Summer, Fall
CT Fac. Spec. - SO2 Rate Annual Non-Title IV v3.1, Unit 645 and retrofits | 279 | 7288 | Rate Constraint in lbs/MMBtu | FALSE | L | Annual | Standard SO2 | lb/MMBtu | 0.55 | 0.55 | 0.55 | 0.55 | 0.55 | 0.55 | 0.55
CT Fac. Spec. - SO2 Rate Annual Non-Title IV v3.1, Unit 645 and retrofits | 279 | 7288 | Rate Constraint in lbs/MMBtu | FALSE | L | Annual | Emissions at Affected Plants SO2 | Thousand Tons | 0 | 0 | 0 | 0 | 0 | 0 | 0
CT Fac. Spec. - SO2 Rate Annual Non-Title IV v3.1, Unit 645 and retrofits | 279 | 7288 | Rate Constraint in lbs/MMBtu | FALSE | L | Annual | Allowances Purchased SO2 | Thousand Tons | 0 | 0 | 0 | 0 | 0 | 0 | 0
CT Fac. Spec. - SO2 Rate Annual Non-Title IV v3.1, Unit 645 and retrofits | 279 | 7288 | Rate Constraint in lbs/MMBtu | FALSE | L | Annual | Allowances Sold SO2 | Thousand Tons | 0 | 0 | 0 | 0 | 0 | 0 | 0
CT Fac. Spec. - SO2 Rate Annual Non-Title IV v3.1, Unit 645 and retrofits | 279 | 7288 | Rate Constraint in lbs/MMBtu | FALSE | L | Annual | Allowances Banked | Thousand Tons | 0 | 0 | 0 | 0 | 0 | 0 | 0
CT Fac. Spec. - SO2 Rate Annual Non-Title IV v3.1, Unit 645 and retrofits | 279 | 7288 | Rate Constraint in lbs/MMBtu | FALSE | L | Annual | Allowances Withdrawn (1:1) | Thousand Tons | 0 | 0 | 0 | 0 | 0 | 0 | 0
CT Fac. Spec. - SO2 Rate Annual Non-Title IV v3.1, Unit 645 and retrofits | 279 | 7288 | Rate Constraint in lbs/MMBtu | FALSE | L | Annual | Allowances Withdrawn (n:1) | Thousand Tons | 0 | 0 | 0 | 0 | 0 | 0 | 0
CT Fac. Spec. - SO2 Rate Annual Non-Title IV v3.1, Unit 645 and retrofits | 279 | 7288 | Rate Constraint in lbs/MMBtu | FALSE | L | Annual | Net Emissions Allowance Position | Thousand Tons | 0 | 0 | 0 | 0 | 0 | 0 | 0
CT Fac. Spec. - SO2 Rate Annual Non-Title IV v3.1, Unit 645 and retrofits | 279 | 7288 | Rate Constraint in lbs/MMBtu | FALSE | L | Annual | Fuel Consumed | TBtu | 0 | 0 | 0 | 0 | 0 | 0 | 0
CT Fac. Spec. - SO2 Rate Annual Non-Title IV v3.1, Unit 645 and retrofits | 279 | 7288 | Rate Constraint in lbs/MMBtu | FALSE | L | Annual | Rate | lb/MMBtu | 0 | 0 | 0 | 0 | 0 | 0 | 0
CT Fac. Spec. - SO2 Rate Annual Non-Title IV v3.1, Unit 645 and retrofits | 279 | 7288 | Rate Constraint in lbs/MMBtu | FALSE | L | Annual | Generation | TWh | 0 | 0 | 0 | 0 | 0 | 0 | 0
CT Fac. Spec. - SO2 Rate Annual Non-Title IV v3.1, Unit 645 and retrofits | 279 | 7288 | Rate Constraint in lbs/MMBtu | FALSE | L | Annual | Qualifying Generation | TWh | 0 | 0 | 0 | 0 | 0 | 0 | 0
CT Fac. Spec. - SO2 Rate Annual Non-Title IV v3.1, Unit 645 and retrofits | 279 | 7288 | Rate Constraint in lbs/MMBtu | FALSE | L | Annual | Rate | lb/MWh | 0 | 0 | 0 | 0 | 0 | 0 | 0
CT Fac. Spec. - SO2 Rate Annual Non-Title IV v3.1, Unit 645 and retrofits | 279 | 7288 | Rate Constraint in lbs/MMBtu | FALSE | L | Annual | Constraint Shadow Price | US2022$/Ton | 0 | 0 | 0 | 0 | 0 | 0 | 0
CT Fac. Spec. - SO2 Rate Annual Non-Title IV v3.1, Unit 646 and retrofits | 280 | 7288 | Rate Constraint in lbs/MMBtu | FALSE | L | Annual | Seasons Included | Seasons | Winter, Spring, Summer, Fall | Winter, Spring, Summer, Fall | Winter, Spring, Summer, Fall | Winter, Spring, Summer, Fall | Winter, Spring, Summer, Fall | Winter, Spring, Summer, Fall | Winter, Spring, Summer, Fall
CT Fac. Spec. - SO2 Rate Annual Non-Title IV v3.1, Unit 646 and retrofits | 280 | 7288 | Rate Constraint in lbs/MMBtu | FALSE | L | Annual | Standard SO2 | lb/MMBtu | 0.55 | 0.55 | 0.55 | 0.55 | 0.55 | 0.55 | 0.55
CT Fac. Spec. - SO2 Rate Annual Non-Title IV v3.1, Unit 646 and retrofits | 280 | 7288 | Rate Constraint in lbs/MMBtu | FALSE | L | Annual | Emissions at Affected Plants SO2 | Thousand Tons | 0 | 0 | 0 | 0 | 0 | 0 | 0
CT Fac. Spec. - SO2 Rate Annual Non-Title IV v3.1, Unit 646 and retrofits | 280 | 7288 | Rate Constraint in lbs/MMBtu | FALSE | L | Annual | Allowances Purchased SO2 | Thousand Tons | 0 | 0 | 0 | 0 | 0 | 0 | 0
CT Fac. Spec. - SO2 Rate Annual Non-Title IV v3.1, Unit 646 and retrofits | 280 | 7288 | Rate Constraint in lbs/MMBtu | FALSE | L | Annual | Allowances Sold SO2 | Thousand Tons | 0 | 0 | 0 | 0 | 0 | 0 | 0
CT Fac. Spec. - SO2 Rate Annual Non-Title IV v3.1, Unit 646 and retrofits | 280 | 7288 | Rate Constraint in lbs/MMBtu | FALSE | L | Annual | Allowances Banked | Thousand Tons | 0 | 0 | 0 | 0 | 0 | 0 | 0
CT Fac. Spec. - SO2 Rate Annual Non-Title IV v3.1, Unit 646 and retrofits | 280 | 7288 | Rate Constraint in lbs/MMBtu | FALSE | L | Annual | Allowances Withdrawn (1:1) | Thousand Tons | 0 | 0 | 0 | 0 | 0 | 0 | 0
CT Fac. Spec. - SO2 Rate Annual Non-Title IV v3.1, Unit 646 and retrofits | 280 | 7288 | Rate Constraint in lbs/MMBtu | FALSE | L | Annual | Allowances Withdrawn (n:1) | Thousand Tons | 0 | 0 | 0 | 0 | 0 | 0 | 0
CT Fac. Spec. - SO2 Rate Annual Non-Title IV v3.1, Unit 646 and retrofits | 280 | 7288 | Rate Constraint in lbs/MMBtu | FALSE | L | Annual | Net Emissions Allowance Position | Thousand Tons | 0 | 0 | 0 | 0 | 0 | 0 | 0
CT Fac. Spec. - SO2 Rate Annual Non-Title IV v3.1, Unit 646 and retrofits | 280 | 7288 | Rate Constraint in lbs/MMBtu | FALSE | L | Annual | Fuel Consumed | TBtu | 0 | 0 | 0 | 0 | 0 | 0 | 0
CT Fac. Spec. - SO2 Rate Annual Non-Title IV v3.1, Unit 646 and retrofits | 280 | 7288 | Rate Constraint in lbs/MMBtu | FALSE | L | Annual | Rate | lb/MMBtu | 0 | 0 | 0 | 0 | 0 | 0 | 0
CT Fac. Spec. - SO2 Rate Annual Non-Title IV v3.1, Unit 646 and retrofits | 280 | 7288 | Rate Constraint in lbs/MMBtu | FALSE | L | Annual | Generation | TWh | 0 | 0 | 0 | 0 | 0 | 0 | 0
CT Fac. Spec. - SO2 Rate Annual Non-Title IV v3.1, Unit 646 and retrofits | 280 | 7288 | Rate Constraint in lbs/MMBtu | FALSE | L | Annual | Qualifying Generation | TWh | 0 | 0 | 0 | 0 | 0 | 0 | 0
CT Fac. Spec. - SO2 Rate Annual Non-Title IV v3.1, Unit 646 and retrofits | 280 | 7288 | Rate Constraint in lbs/MMBtu | FALSE | L | Annual | Rate | lb/MWh | 0 | 0 | 0 | 0 | 0 | 0 | 0
CT Fac. Spec. - SO2 Rate Annual Non-Title IV v3.1, Unit 646 and retrofits | 280 | 7288 | Rate Constraint in lbs/MMBtu | FALSE | L | Annual | Constraint Shadow Price | US2022$/Ton | 0 | 0 | 0 | 0 | 0 | 0 | 0
CT Fac. Spec. - SO2 Rate Annual Non-Title IV v3.1, Unit 647 and retrofits | 281 | 7288 | Rate Constraint in lbs/MMBtu | FALSE | L | Annual | Seasons Included | Seasons | Winter, Spring, Summer, Fall | Winter, Spring, Summer, Fall | Winter, Spring, Summer, Fall | Winter, Spring, Summer, Fall | Winter, Spring, Summer, Fall | Winter, Spring, Summer, Fall | Winter, Spring, Summer, Fall
CT Fac. Spec. - SO2 Rate Annual Non-Title IV v3.1, Unit 647 and retrofits | 281 | 7288 | Rate Constraint in lbs/MMBtu | FALSE | L | Annual | Standard SO2 | lb/MMBtu | 0.55 | 0.55 | 0.55 | 0.55 | 0.55 | 0.55 | 0.55
CT Fac. Spec. - SO2 Rate Annual Non-Title IV v3.1, Unit 647 and retrofits | 281 | 7288 | Rate Constraint in lbs/MMBtu | FALSE | L | Annual | Emissions at Affected Plants SO2 | Thousand Tons | 0 | 0 | 0 | 0 | 0 | 0 | 0
CT Fac. Spec. - SO2 Rate Annual Non-Title IV v3.1, Unit 647 and retrofits | 281 | 7288 | Rate Constraint in lbs/MMBtu | FALSE | L | Annual | Allowances Purchased SO2 | Thousand Tons | 0 | 0 | 0 | 0 | 0 | 0 | 0
CT Fac. Spec. - SO2 Rate Annual Non-Title IV v3.1, Unit 647 and retrofits | 281 | 7288 | Rate Constraint in lbs/MMBtu | FALSE | L | Annual | Allowances Sold SO2 | Thousand Tons | 0 | 0 | 0 | 0 | 0 | 0 | 0
CT Fac. Spec. - SO2 Rate Annual Non-Title IV v3.1, Unit 647 and retrofits | 281 | 7288 | Rate Constraint in lbs/MMBtu | FALSE | L | Annual | Allowances Banked | Thousand Tons | 0 | 0 | 0 | 0 | 0 | 0 | 0
CT Fac. Spec. - SO2 Rate Annual Non-Title IV v3.1, Unit 647 and retrofits | 281 | 7288 | Rate Constraint in lbs/MMBtu | FALSE | L | Annual | Allowances Withdrawn (1:1) | Thousand Tons | 0 | 0 | 0 | 0 | 0 | 0 | 0
CT Fac. Spec. - SO2 Rate Annual Non-Title IV v3.1, Unit 647 and retrofits | 281 | 7288 | Rate Constraint in lbs/MMBtu | FALSE | L | Annual | Allowances Withdrawn (n:1) | Thousand Tons | 0 | 0 | 0 | 0 | 0 | 0 | 0
CT Fac. Spec. - SO2 Rate Annual Non-Title IV v3.1, Unit 647 and retrofits | 281 | 7288 | Rate Constraint in lbs/MMBtu | FALSE | L | Annual | Net Emissions Allowance Position | Thousand Tons | 0 | 0 | 0 | 0 | 0 | 0 | 0
CT Fac. Spec. - SO2 Rate Annual Non-Title IV v3.1, Unit 647 and retrofits | 281 | 7288 | Rate Constraint in lbs/MMBtu | FALSE | L | Annual | Fuel Consumed | TBtu | 0 | 0 | 0 | 0 | 0 | 0 | 0
CT Fac. Spec. - SO2 Rate Annual Non-Title IV v3.1, Unit 647 and retrofits | 281 | 7288 | Rate Constraint in lbs/MMBtu | FALSE | L | Annual | Rate | lb/MMBtu | 0 | 0 | 0 | 0 | 0 | 0 | 0
CT Fac. Spec. - SO2 Rate Annual Non-Title IV v3.1, Unit 647 and retrofits | 281 | 7288 | Rate Constraint in lbs/MMBtu | FALSE | L | Annual | Generation | TWh | 0 | 0 | 0 | 0 | 0 | 0 | 0
CT Fac. Spec. - SO2 Rate Annual Non-Title IV v3.1, Unit 647 and retrofits | 281 | 7288 | Rate Constraint in lbs/MMBtu | FALSE | L | Annual | Qualifying Generation | TWh | 0 | 0 | 0 | 0 | 0 | 0 | 0
CT Fac. Spec. - SO2 Rate Annual Non-Title IV v3.1, Unit 647 and retrofits | 281 | 7288 | Rate Constraint in lbs/MMBtu | FALSE | L | Annual | Rate | lb/MWh | 0 | 0 | 0 | 0 | 0 | 0 | 0
CT Fac. Spec. - SO2 Rate Annual Non-Title IV v3.1, Unit 647 and retrofits | 281 | 7288 | Rate Constraint in lbs/MMBtu | FALSE | L | Annual | Constraint Shadow Price | US2022$/Ton | 0 | 0 | 0 | 0 | 0 | 0 | 0
CT Fac. Spec. - SO2 Rate Annual Non-Title IV v3.1, Unit 648 and retrofits | 282 | 7288 | Rate Constraint in lbs/MMBtu | FALSE | L | Annual | Seasons Included | Seasons | Winter, Spring, Summer, Fall | Winter, Spring, Summer, Fall | Winter, Spring, Summer, Fall | Winter, Spring, Summer, Fall | Winter, Spring, Summer, Fall | Winter, Spring, Summer, Fall | Winter, Spring, Summer, Fall
CT Fac. Spec. - SO2 Rate Annual Non-Title IV v3.1, Unit 648 and retrofits | 282 | 7288 | Rate Constraint in lbs/MMBtu | FALSE | L | Annual | Standard SO2 | lb/MMBtu | 0.55 | 0.55 | 0.55 | 0.55 | 0.55 | 0.55 | 0.55
CT Fac. Spec. - SO2 Rate Annual Non-Title IV v3.1, Unit 648 and retrofits | 282 | 7288 | Rate Constraint in lbs/MMBtu | FALSE | L | Annual | Emissions at Affected Plants SO2 | Thousand Tons | 0 | 0 | 0 | 0 | 0 | 0 | 0
CT Fac. Spec. - SO2 Rate Annual Non-Title IV v3.1, Unit 648 and retrofits | 282 | 7288 | Rate Constraint in lbs/MMBtu | FALSE | L | Annual | Allowances Purchased SO2 | Thousand Tons | 0 | 0 | 0 | 0 | 0 | 0 | 0
CT Fac. Spec. - SO2 Rate Annual Non-Title IV v3.1, Unit 648 and retrofits | 282 | 7288 | Rate Constraint in lbs/MMBtu | FALSE | L | Annual | Allowances Sold SO2 | Thousand Tons | 0 | 0 | 0 | 0 | 0 | 0 | 0
CT Fac. Spec. - SO2 Rate Annual Non-Title IV v3.1, Unit 648 and retrofits | 282 | 7288 | Rate Constraint in lbs/MMBtu | FALSE | L | Annual | Allowances Banked | Thousand Tons | 0 | 0 | 0 | 0 | 0 | 0 | 0
CT Fac. Spec. - SO2 Rate Annual Non-Title IV v3.1, Unit 648 and retrofits | 282 | 7288 | Rate Constraint in lbs/MMBtu | FALSE | L | Annual | Allowances Withdrawn (1:1) | Thousand Tons | 0 | 0 | 0 | 0 | 0 | 0 | 0
CT Fac. Spec. - SO2 Rate Annual Non-Title IV v3.1, Unit 648 and retrofits | 282 | 7288 | Rate Constraint in lbs/MMBtu | FALSE | L | Annual | Allowances Withdrawn (n:1) | Thousand Tons | 0 | 0 | 0 | 0 | 0 | 0 | 0
CT Fac. Spec. - SO2 Rate Annual Non-Title IV v3.1, Unit 648 and retrofits | 282 | 7288 | Rate Constraint in lbs/MMBtu | FALSE | L | Annual | Net Emissions Allowance Position | Thousand Tons | 0 | 0 | 0 | 0 | 0 | 0 | 0
CT Fac. Spec. - SO2 Rate Annual Non-Title IV v3.1, Unit 648 and retrofits | 282 | 7288 | Rate Constraint in lbs/MMBtu | FALSE | L | Annual | Fuel Consumed | TBtu | 0 | 0 | 0 | 0 | 0 | 0 | 0
CT Fac. Spec. - SO2 Rate Annual Non-Title IV v3.1, Unit 648 and retrofits | 282 | 7288 | Rate Constraint in lbs/MMBtu | FALSE | L | Annual | Rate | lb/MMBtu | 0 | 0 | 0 | 0 | 0 | 0 | 0
CT Fac. Spec. - SO2 Rate Annual Non-Title IV v3.1, Unit 648 and retrofits | 282 | 7288 | Rate Constraint in lbs/MMBtu | FALSE | L | Annual | Generation | TWh | 0 | 0 | 0 | 0 | 0 | 0 | 0
CT Fac. Spec. - SO2 Rate Annual Non-Title IV v3.1, Unit 648 and retrofits | 282 | 7288 | Rate Constraint in lbs/MMBtu | FALSE | L | Annual | Qualifying Generation | TWh | 0 | 0 | 0 | 0 | 0 | 0 | 0
CT Fac. Spec. - SO2 Rate Annual Non-Title IV v3.1, Unit 648 and retrofits | 282 | 7288 | Rate Constraint in lbs/MMBtu | FALSE | L | Annual | Rate | lb/MWh | 0 | 0 | 0 | 0 | 0 | 0 | 0
CT Fac. Spec. - SO2 Rate Annual Non-Title IV v3.1, Unit 648 and retrofits | 282 | 7288 | Rate Constraint in lbs/MMBtu | FALSE | L | Annual | Constraint Shadow Price | US2022$/Ton | 0 | 0 | 0 | 0 | 0 | 0 | 0
CT Fac. Spec. - SO2 Rate Annual Non-Title IV v3.1, Unit 649 and retrofits | 283 | 7288 | Rate Constraint in lbs/MMBtu | FALSE | L | Annual | Seasons Included | Seasons | Winter, Spring, Summer, Fall | Winter, Spring, Summer, Fall | Winter, Spring, Summer, Fall | Winter, Spring, Summer, Fall | Winter, Spring, Summer, Fall | Winter, Spring, Summer, Fall | Winter, Spring, Summer, Fall
CT Fac. Spec. - SO2 Rate Annual Non-Title IV v3.1, Unit 649 and retrofits | 283 | 7288 | Rate Constraint in lbs/MMBtu | FALSE | L | Annual | Standard SO2 | lb/MMBtu | 0.55 | 0.55 | 0.55 | 0.55 | 0.55 | 0.55 | 0.55
CT Fac. Spec. - SO2 Rate Annual Non-Title IV v3.1, Unit 649 and retrofits | 283 | 7288 | Rate Constraint in lbs/MMBtu | FALSE | L | Annual | Emissions at Affected Plants SO2 | Thousand Tons | 0 | 0 | 0 | 0 | 0 | 0 | 0
CT Fac. Spec. - SO2 Rate Annual Non-Title IV v3.1, Unit 649 and retrofits | 283 | 7288 | Rate Constraint in lbs/MMBtu | FALSE | L | Annual | Allowances Purchased SO2 | Thousand Tons | 0 | 0 | 0 | 0 | 0 | 0 | 0
CT Fac. Spec. - SO2 Rate Annual Non-Title IV v3.1, Unit 649 and retrofits | 283 | 7288 | Rate Constraint in lbs/MMBtu | FALSE | L | Annual | Allowances Sold SO2 | Thousand Tons | 0 | 0 | 0 | 0 | 0 | 0 | 0
CT Fac. Spec. - SO2 Rate Annual Non-Title IV v3.1, Unit 649 and retrofits | 283 | 7288 | Rate Constraint in lbs/MMBtu | FALSE | L | Annual | Allowances Banked | Thousand Tons | 0 | 0 | 0 | 0 | 0 | 0 | 0
CT Fac. Spec. - SO2 Rate Annual Non-Title IV v3.1, Unit 649 and retrofits | 283 | 7288 | Rate Constraint in lbs/MMBtu | FALSE | L | Annual | Allowances Withdrawn (1:1) | Thousand Tons | 0 | 0 | 0 | 0 | 0 | 0 | 0
CT Fac. Spec. - SO2 Rate Annual Non-Title IV v3.1, Unit 649 and retrofits | 283 | 7288 | Rate Constraint in lbs/MMBtu | FALSE | L | Annual | Allowances Withdrawn (n:1) | Thousand Tons | 0 | 0 | 0 | 0 | 0 | 0 | 0
CT Fac. Spec. - SO2 Rate Annual Non-Title IV v3.1, Unit 649 and retrofits | 283 | 7288 | Rate Constraint in lbs/MMBtu | FALSE | L | Annual | Net Emissions Allowance Position | Thousand Tons | 0 | 0 | 0 | 0 | 0 | 0 | 0
CT Fac. Spec. - SO2 Rate Annual Non-Title IV v3.1, Unit 649 and retrofits | 283 | 7288 | Rate Constraint in lbs/MMBtu | FALSE | L | Annual | Fuel Consumed | TBtu | 0 | 0 | 0 | 0 | 0 | 0 | 0
CT Fac. Spec. - SO2 Rate Annual Non-Title IV v3.1, Unit 649 and retrofits | 283 | 7288 | Rate Constraint in lbs/MMBtu | FALSE | L | Annual | Rate | lb/MMBtu | 0 | 0 | 0 | 0 | 0 | 0 | 0
CT Fac. Spec. - SO2 Rate Annual Non-Title IV v3.1, Unit 649 and retrofits | 283 | 7288 | Rate Constraint in lbs/MMBtu | FALSE | L | Annual | Generation | TWh | 0 | 0 | 0 | 0 | 0 | 0 | 0
CT Fac. Spec. - SO2 Rate Annual Non-Title IV v3.1, Unit 649 and retrofits | 283 | 7288 | Rate Constraint in lbs/MMBtu | FALSE | L | Annual | Qualifying Generation | TWh | 0 | 0 | 0 | 0 | 0 | 0 | 0
CT Fac. Spec. - SO2 Rate Annual Non-Title IV v3.1, Unit 649 and retrofits | 283 | 7288 | Rate Constraint in lbs/MMBtu | FALSE | L | Annual | Rate | lb/MWh | 0 | 0 | 0 | 0 | 0 | 0 | 0
CT Fac. Spec. - SO2 Rate Annual Non-Title IV v3.1, Unit 649 and retrofits | 283 | 7288 | Rate Constraint in lbs/MMBtu | FALSE | L | Annual | Constraint Shadow Price | US2022$/Ton | 0 | 0 | 0 | 0 | 0 | 0 | 0
CT Fac. Spec. - SO2 Rate Annual Non-Title IV v3.1, Unit 1736 and retrofits | 284 | 7288 | Rate Constraint in lbs/MMBtu | FALSE | L | Annual | Seasons Included | Seasons | Winter, Spring, Summer, Fall | Winter, Spring, Summer, Fall | Winter, Spring, Summer, Fall | Winter, Spring, Summer, Fall | Winter, Spring, Summer, Fall | Winter, Spring, Summer, Fall | Winter, Spring, Summer, Fall
CT Fac. Spec. - SO2 Rate Annual Non-Title IV v3.1, Unit 1736 and retrofits | 284 | 7288 | Rate Constraint in lbs/MMBtu | FALSE | L | Annual | Standard SO2 | lb/MMBtu | 0.55 | 0.55 | 0.55 | 0.55 | 0.55 | 0.55 | 0.55
CT Fac. Spec. - SO2 Rate Annual Non-Title IV v3.1, Unit 1736 and retrofits | 284 | 7288 | Rate Constraint in lbs/MMBtu | FALSE | L | Annual | Emissions at Affected Plants SO2 | Thousand Tons | 0 | 0 | 0 | 0 | 0 | 0 | 0
CT Fac. Spec. - SO2 Rate Annual Non-Title IV v3.1, Unit 1736 and retrofits | 284 | 7288 | Rate Constraint in lbs/MMBtu | FALSE | L | Annual | Allowances Purchased SO2 | Thousand Tons | 0 | 0 | 0 | 0 | 0 | 0 | 0
CT Fac. Spec. - SO2 Rate Annual Non-Title IV v3.1, Unit 1736 and retrofits | 284 | 7288 | Rate Constraint in lbs/MMBtu | FALSE | L | Annual | Allowances Sold SO2 | Thousand Tons | 0 | 0 | 0 | 0 | 0 | 0 | 0
CT Fac. Spec. - SO2 Rate Annual Non-Title IV v3.1, Unit 1736 and retrofits | 284 | 7288 | Rate Constraint in lbs/MMBtu | FALSE | L | Annual | Allowances Banked | Thousand Tons | 0 | 0 | 0 | 0 | 0 | 0 | 0
CT Fac. Spec. - SO2 Rate Annual Non-Title IV v3.1, Unit 1736 and retrofits | 284 | 7288 | Rate Constraint in lbs/MMBtu | FALSE | L | Annual | Allowances Withdrawn (1:1) | Thousand Tons | 0 | 0 | 0 | 0 | 0 | 0 | 0
CT Fac. Spec. - SO2 Rate Annual Non-Title IV v3.1, Unit 1736 and retrofits | 284 | 7288 | Rate Constraint in lbs/MMBtu | FALSE | L | Annual | Allowances Withdrawn (n:1) | Thousand Tons | 0 | 0 | 0 | 0 | 0 | 0 | 0
CT Fac. Spec. - SO2 Rate Annual Non-Title IV v3.1, Unit 1736 and retrofits | 284 | 7288 | Rate Constraint in lbs/MMBtu | FALSE | L | Annual | Net Emissions Allowance Position | Thousand Tons | 0 | 0 | 0 | 0 | 0 | 0 | 0
CT Fac. Spec. - SO2 Rate Annual Non-Title IV v3.1, Unit 1736 and retrofits | 284 | 7288 | Rate Constraint in lbs/MMBtu | FALSE | L | Annual | Fuel Consumed | TBtu | 0.29756 | 0.29756 | 0.29756 | 0 | 0 | 0 | 0
CT Fac. Spec. - SO2 Rate Annual Non-Title IV v3.1, Unit 1736 and retrofits | 284 | 7288 | Rate Constraint in lbs/MMBtu | FALSE | L | Annual | Rate | lb/MMBtu | 0 | 0 | 0 | 0 | 0 | 0 | 0
CT Fac. Spec. - SO2 Rate Annual Non-Title IV v3.1, Unit 1736 and retrofits | 284 | 7288 | Rate Constraint in lbs/MMBtu | FALSE | L | Annual | Generation | TWh | 0.052451 | 0.052451 | 0.052451 | 0 | 0 | 0 | 0
CT Fac. Spec. - SO2 Rate Annual Non-Title IV v3.1, Unit 1736 and retrofits | 284 | 7288 | Rate Constraint in lbs/MMBtu | FALSE | L | Annual | Qualifying Generation | TWh | 0.052451 | 0.052451 | 0.052451 | 0 | 0 | 0 | 0
CT Fac. Spec. - SO2 Rate Annual Non-Title IV v3.1, Unit 1736 and retrofits | 284 | 7288 | Rate Constraint in lbs/MMBtu | FALSE | L | Annual | Rate | lb/MWh | 0 | 0 | 0 | 0 | 0 | 0 | 0
CT Fac. Spec. - SO2 Rate Annual Non-Title IV v3.1, Unit 1736 and retrofits | 284 | 7288 | Rate Constraint in lbs/MMBtu | FALSE | L | Annual | Constraint Shadow Price | US2022$/Ton | 0 | 0 | 0 | 0 | 0 | 0 | 0
CT Fac. Spec. - SO2 Rate Annual v3.1, Unit 608 and retrofits | 285 | 7287 | Rate Constraint in lbs/MMBtu | FALSE | L | Annual | Seasons Included | Seasons | Winter, Spring, Summer, Fall | Winter, Spring, Summer, Fall | Winter, Spring, Summer, Fall | Winter, Spring, Summer, Fall | Winter, Spring, Summer, Fall | Winter, Spring, Summer, Fall | Winter, Spring, Summer, Fall
CT Fac. Spec. - SO2 Rate Annual v3.1, Unit 608 and retrofits | 285 | 7287 | Rate Constraint in lbs/MMBtu | FALSE | L | Annual | Standard SO2 | lb/MMBtu | 0.33 | 0.33 | 0.33 | 0.33 | 0.33 | 0.33 | 0.33
CT Fac. Spec. - SO2 Rate Annual v3.1, Unit 608 and retrofits | 285 | 7287 | Rate Constraint in lbs/MMBtu | FALSE | L | Annual | Emissions at Affected Plants SO2 | Thousand Tons | 0 | 0 | 0 | 0 | 0 | 0 | 0
CT Fac. Spec. - SO2 Rate Annual v3.1, Unit 608 and retrofits | 285 | 7287 | Rate Constraint in lbs/MMBtu | FALSE | L | Annual | Allowances Purchased SO2 | Thousand Tons | 0 | 0 | 0 | 0 | 0 | 0 | 0
CT Fac. Spec. - SO2 Rate Annual v3.1, Unit 608 and retrofits | 285 | 7287 | Rate Constraint in lbs/MMBtu | FALSE | L | Annual | Allowances Sold SO2 | Thousand Tons | 0 | 0 | 0 | 0 | 0 | 0 | 0
CT Fac. Spec. - SO2 Rate Annual v3.1, Unit 608 and retrofits | 285 | 7287 | Rate Constraint in lbs/MMBtu | FALSE | L | Annual | Allowances Banked | Thousand Tons | 0 | 0 | 0 | 0 | 0 | 0 | 0
CT Fac. Spec. - SO2 Rate Annual v3.1, Unit 608 and retrofits | 285 | 7287 | Rate Constraint in lbs/MMBtu | FALSE | L | Annual | Allowances Withdrawn (1:1) | Thousand Tons | 0 | 0 | 0 | 0 | 0 | 0 | 0
CT Fac. Spec. - SO2 Rate Annual v3.1, Unit 608 and retrofits | 285 | 7287 | Rate Constraint in lbs/MMBtu | FALSE | L | Annual | Allowances Withdrawn (n:1) | Thousand Tons | 0 | 0 | 0 | 0 | 0 | 0 | 0
CT Fac. Spec. - SO2 Rate Annual v3.1, Unit 608 and retrofits | 285 | 7287 | Rate Constraint in lbs/MMBtu | FALSE | L | Annual | Net Emissions Allowance Position | Thousand Tons | 0 | 0 | 0 | 0 | 0 | 0 | 0
CT Fac. Spec. - SO2 Rate Annual v3.1, Unit 608 and retrofits | 285 | 7287 | Rate Constraint in lbs/MMBtu | FALSE | L | Annual | Fuel Consumed | TBtu | 0 | 0.0057936 | 0.014261 | 0 | 0 | 0 | 0
CT Fac. Spec. - SO2 Rate Annual v3.1, Unit 608 and retrofits | 285 | 7287 | Rate Constraint in lbs/MMBtu | FALSE | L | Annual | Rate | lb/MMBtu | 0 | 0 | 0 | 0 | 0 | 0 | 0
CT Fac. Spec. - SO2 Rate Annual v3.1, Unit 608 and retrofits | 285 | 7287 | Rate Constraint in lbs/MMBtu | FALSE | L | Annual | Generation | TWh | 0 | 0.00053525 | 0.0013176 | 0 | 0 | 0 | 0
CT Fac. Spec. - SO2 Rate Annual v3.1, Unit 608 and retrofits | 285 | 7287 | Rate Constraint in lbs/MMBtu | FALSE | L | Annual | Qualifying Generation | TWh | 0 | 0.00053525 | 0.0013176 | 0 | 0 | 0 | 0
CT Fac. Spec. - SO2 Rate Annual v3.1, Unit 608 and retrofits | 285 | 7287 | Rate Constraint in lbs/MMBtu | FALSE | L | Annual | Rate | lb/MWh | 0 | 0 | 0 | 0 | 0 | 0 | 0
CT Fac. Spec. - SO2 Rate Annual v3.1, Unit 608 and retrofits | 285 | 7287 | Rate Constraint in lbs/MMBtu | FALSE | L | Annual | Constraint Shadow Price | US2022$/Ton | 0 | 0 | 0 | 0 | 0 | 0 | 0
CT Fac. Spec. - SO2 Rate Annual v3.1, Unit 609 and retrofits | 286 | 7287 | Rate Constraint in lbs/MMBtu | FALSE | L | Annual | Seasons Included | Seasons | Winter, Spring, Summer, Fall | Winter, Spring, Summer, Fall | Winter, Spring, Summer, Fall | Winter, Spring, Summer, Fall | Winter, Spring, Summer, Fall | Winter, Spring, Summer, Fall | Winter, Spring, Summer, Fall
CT Fac. Spec. - SO2 Rate Annual v3.1, Unit 609 and retrofits | 286 | 7287 | Rate Constraint in lbs/MMBtu | FALSE | L | Annual | Standard SO2 | lb/MMBtu | 0.33 | 0.33 | 0.33 | 0.33 | 0.33 | 0.33 | 0.33
CT Fac. Spec. - SO2 Rate Annual v3.1, Unit 609 and retrofits | 286 | 7287 | Rate Constraint in lbs/MMBtu | FALSE | L | Annual | Emissions at Affected Plants SO2 | Thousand Tons | 0 | 0 | 0 | 0 | 0 | 0 | 0
CT Fac. Spec. - SO2 Rate Annual v3.1, Unit 609 and retrofits | 286 | 7287 | Rate Constraint in lbs/MMBtu | FALSE | L | Annual | Allowances Purchased SO2 | Thousand Tons | 0 | 0 | 0 | 0 | 0 | 0 | 0
CT Fac. Spec. - SO2 Rate Annual v3.1, Unit 609 and retrofits | 286 | 7287 | Rate Constraint in lbs/MMBtu | FALSE | L | Annual | Allowances Sold SO2 | Thousand Tons | 0 | 0 | 0 | 0 | 0 | 0 | 0
CT Fac. Spec. - SO2 Rate Annual v3.1, Unit 609 and retrofits | 286 | 7287 | Rate Constraint in lbs/MMBtu | FALSE | L | Annual | Allowances Banked | Thousand Tons | 0 | 0 | 0 | 0 | 0 | 0 | 0
CT Fac. Spec. - SO2 Rate Annual v3.1, Unit 609 and retrofits | 286 | 7287 | Rate Constraint in lbs/MMBtu | FALSE | L | Annual | Allowances Withdrawn (1:1) | Thousand Tons | 0 | 0 | 0 | 0 | 0 | 0 | 0
CT Fac. Spec. - SO2 Rate Annual v3.1, Unit 609 and retrofits | 286 | 7287 | Rate Constraint in lbs/MMBtu | FALSE | L | Annual | Allowances Withdrawn (n:1) | Thousand Tons | 0 | 0 | 0 | 0 | 0 | 0 | 0
CT Fac. Spec. - SO2 Rate Annual v3.1, Unit 609 and retrofits | 286 | 7287 | Rate Constraint in lbs/MMBtu | FALSE | L | Annual | Net Emissions Allowance Position | Thousand Tons | 0 | 0 | 0 | 0 | 0 | 0 | 0
CT Fac. Spec. - SO2 Rate Annual v3.1, Unit 609 and retrofits | 286 | 7287 | Rate Constraint in lbs/MMBtu | FALSE | L | Annual | Fuel Consumed | TBtu | 0 | 0.0056441 | 0.013893 | 0 | 0 | 0 | 0
CT Fac. Spec. - SO2 Rate Annual v3.1, Unit 609 and retrofits | 286 | 7287 | Rate Constraint in lbs/MMBtu | FALSE | L | Annual | Rate | lb/MMBtu | 0 | 0 | 0 | 0 | 0 | 0 | 0
CT Fac. Spec. - SO2 Rate Annual v3.1, Unit 609 and retrofits | 286 | 7287 | Rate Constraint in lbs/MMBtu | FALSE | L | Annual | Generation | TWh | 0 | 0.00052144 | 0.0012835 | 0 | 0 | 0 | 0
CT Fac. Spec. - SO2 Rate Annual v3.1, Unit 609 and retrofits | 286 | 7287 | Rate Constraint in lbs/MMBtu | FALSE | L | Annual | Qualifying Generation | TWh | 0 | 0.00052144 | 0.0012835 | 0 | 0 | 0 | 0
CT Fac. Spec. - SO2 Rate Annual v3.1, Unit 609 and retrofits | 286 | 7287 | Rate Constraint in lbs/MMBtu | FALSE | L | Annual | Rate | lb/MWh | 0 | 0 | 0 | 0 | 0 | 0 | 0
CT Fac. Spec. - SO2 Rate Annual v3.1, Unit 609 and retrofits | 286 | 7287 | Rate Constraint in lbs/MMBtu | FALSE | L | Annual | Constraint Shadow Price | US2022$/Ton | 0 | 0 | 0 | 0 | 0 | 0 | 0
CT Fac. Spec. - SO2 Rate Annual v3.1, Unit 610 and retrofits | 287 | 7287 | Rate Constraint in lbs/MMBtu | FALSE | L | Annual | Seasons Included | Seasons | Winter, Spring, Summer, Fall | Winter, Spring, Summer, Fall | Winter, Spring, Summer, Fall | Winter, Spring, Summer, Fall | Winter, Spring, Summer, Fall | Winter, Spring, Summer, Fall | Winter, Spring, Summer, Fall
CT Fac. Spec. - SO2 Rate Annual v3.1, Unit 610 and retrofits | 287 | 7287 | Rate Constraint in lbs/MMBtu | FALSE | L | Annual | Standard SO2 | lb/MMBtu | 0.33 | 0.33 | 0.33 | 0.33 | 0.33 | 0.33 | 0.33
CT Fac. Spec. - SO2 Rate Annual v3.1, Unit 610 and retrofits | 287 | 7287 | Rate Constraint in lbs/MMBtu | FALSE | L | Annual | Emissions at Affected Plants SO2 | Thousand Tons | 0 | 0 | 0 | 0 | 0 | 0 | 0
CT Fac. Spec. - SO2 Rate Annual v3.1, Unit 610 and retrofits | 287 | 7287 | Rate Constraint in lbs/MMBtu | FALSE | L | Annual | Allowances Purchased SO2 | Thousand Tons | 0 | 0 | 0 | 0 | 0 | 0 | 0
CT Fac. Spec. - SO2 Rate Annual v3.1, Unit 610 and retrofits | 287 | 7287 | Rate Constraint in lbs/MMBtu | FALSE | L | Annual | Allowances Sold SO2 | Thousand Tons | 0 | 0 | 0 | 0 | 0 | 0 | 0
CT Fac. Spec. - SO2 Rate Annual v3.1, Unit 610 and retrofits | 287 | 7287 | Rate Constraint in lbs/MMBtu | FALSE | L | Annual | Allowances Banked | Thousand Tons | 0 | 0 | 0 | 0 | 0 | 0 | 0
CT Fac. Spec. - SO2 Rate Annual v3.1, Unit 610 and retrofits | 287 | 7287 | Rate Constraint in lbs/MMBtu | FALSE | L | Annual | Allowances Withdrawn (1:1) | Thousand Tons | 0 | 0 | 0 | 0 | 0 | 0 | 0
CT Fac. Spec. - SO2 Rate Annual v3.1, Unit 610 and retrofits | 287 | 7287 | Rate Constraint in lbs/MMBtu | FALSE | L | Annual | Allowances Withdrawn (n:1) | Thousand Tons | 0 | 0 | 0 | 0 | 0 | 0 | 0
CT Fac. Spec. - SO2 Rate Annual v3.1, Unit 610 and retrofits | 287 | 7287 | Rate Constraint in lbs/MMBtu | FALSE | L | Annual | Net Emissions Allowance Position | Thousand Tons | 0 | 0 | 0 | 0 | 0 | 0 | 0
CT Fac. Spec. - SO2 Rate Annual v3.1, Unit 610 and retrofits | 287 | 7287 | Rate Constraint in lbs/MMBtu | FALSE | L | Annual | Fuel Consumed | TBtu | 0 | 0.012755 | 0.014138 | 0 | 0 | 0 | 0
CT Fac. Spec. - SO2 Rate Annual v3.1, Unit 610 and retrofits | 287 | 7287 | Rate Constraint in lbs/MMBtu | FALSE | L | Annual | Rate | lb/MMBtu | 0 | 0 | 0 | 0 | 0 | 0 | 0
CT Fac. Spec. - SO2 Rate Annual v3.1, Unit 610 and retrofits | 287 | 7287 | Rate Constraint in lbs/MMBtu | FALSE | L | Annual | Generation | TWh | 0 | 0.0011784 | 0.0013062 | 0 | 0 | 0 | 0
CT Fac. Spec. - SO2 Rate Annual v3.1, Unit 610 and retrofits | 287 | 7287 | Rate Constraint in lbs/MMBtu | FALSE | L | Annual | Qualifying Generation | TWh | 0 | 0.0011784 | 0.0013062 | 0 | 0 | 0 | 0
CT Fac. Spec. - SO2 Rate Annual v3.1, Unit 610 and retrofits | 287 | 7287 | Rate Constraint in lbs/MMBtu | FALSE | L | Annual | Rate | lb/MWh | 0 | 0 | 0 | 0 | 0 | 0 | 0
CT Fac. Spec. - SO2 Rate Annual v3.1, Unit 610 and retrofits | 287 | 7287 | Rate Constraint in lbs/MMBtu | FALSE | L | Annual | Constraint Shadow Price | US2022$/Ton | 0 | 0 | 0 | 0 | 0 | 0 | 0
CT Fac. Spec. - SO2 Rate Annual v3.1, Unit 611 and retrofits | 288 | 7287 | Rate Constraint in lbs/MMBtu | FALSE | L | Annual | Seasons Included | Seasons | Winter, Spring, Summer, Fall | Winter, Spring, Summer, Fall | Winter, Spring, Summer, Fall | Winter, Spring, Summer, Fall | Winter, Spring, Summer, Fall | Winter, Spring, Summer, Fall | Winter, Spring, Summer, Fall
CT Fac. Spec. - SO2 Rate Annual v3.1, Unit 611 and retrofits | 288 | 7287 | Rate Constraint in lbs/MMBtu | FALSE | L | Annual | Standard SO2 | lb/MMBtu | 0.33 | 0.33 | 0.33 | 0.33 | 0.33 | 0.33 | 0.33
CT Fac. Spec. - SO2 Rate Annual v3.1, Unit 611 and retrofits | 288 | 7287 | Rate Constraint in lbs/MMBtu | FALSE | L | Annual | Emissions at Affected Plants SO2 | Thousand Tons | 0 | 0 | 0 | 0 | 0 | 0 | 0
CT Fac. Spec. - SO2 Rate Annual v3.1, Unit 611 and retrofits | 288 | 7287 | Rate Constraint in lbs/MMBtu | FALSE | L | Annual | Allowances Purchased SO2 | Thousand Tons | 0 | 0 | 0 | 0 | 0 | 0 | 0
CT Fac. Spec. - SO2 Rate Annual v3.1, Unit 611 and retrofits | 288 | 7287 | Rate Constraint in lbs/MMBtu | FALSE | L | Annual | Allowances Sold SO2 | Thousand Tons | 0 | 0 | 0 | 0 | 0 | 0 | 0
CT Fac. Spec. - SO2 Rate Annual v3.1, Unit 611 and retrofits | 288 | 7287 | Rate Constraint in lbs/MMBtu | FALSE | L | Annual | Allowances Banked | Thousand Tons | 0 | 0 | 0 | 0 | 0 | 0 | 0
CT Fac. Spec. - SO2 Rate Annual v3.1, Unit 611 and retrofits | 288 | 7287 | Rate Constraint in lbs/MMBtu | FALSE | L | Annual | Allowances Withdrawn (1:1) | Thousand Tons | 0 | 0 | 0 | 0 | 0 | 0 | 0
CT Fac. Spec. - SO2 Rate Annual v3.1, Unit 611 and retrofits | 288 | 7287 | Rate Constraint in lbs/MMBtu | FALSE | L | Annual | Allowances Withdrawn (n:1) | Thousand Tons | 0 | 0 | 0 | 0 | 0 | 0 | 0
CT Fac. Spec. - SO2 Rate Annual v3.1, Unit 611 and retrofits | 288 | 7287 | Rate Constraint in lbs/MMBtu | FALSE | L | Annual | Net Emissions Allowance Position | Thousand Tons | 0 | 0 | 0 | 0 | 0 | 0 | 0
CT Fac. Spec. - SO2 Rate Annual v3.1, Unit 611 and retrofits | 288 | 7287 | Rate Constraint in lbs/MMBtu | FALSE | L | Annual | Fuel Consumed | TBtu | 0 | 0.0056939 | 0.014016 | 0 | 0 | 0 | 0
CT Fac. Spec. - SO2 Rate Annual v3.1, Unit 611 and retrofits | 288 | 7287 | Rate Constraint in lbs/MMBtu | FALSE | L | Annual | Rate | lb/MMBtu | 0 | 0 | 0 | 0 | 0 | 0 | 0
CT Fac. Spec. - SO2 Rate Annual v3.1, Unit 611 and retrofits | 288 | 7287 | Rate Constraint in lbs/MMBtu | FALSE | L | Annual | Generation | TWh | 0 | 0.00052605 | 0.0012949 | 0 | 0 | 0 | 0
CT Fac. Spec. - SO2 Rate Annual v3.1, Unit 611 and retrofits | 288 | 7287 | Rate Constraint in lbs/MMBtu | FALSE | L | Annual | Qualifying Generation | TWh | 0 | 0.00052605 | 0.0012949 | 0 | 0 | 0 | 0
CT Fac. Spec. - SO2 Rate Annual v3.1, Unit 611 and retrofits | 288 | 7287 | Rate Constraint in lbs/MMBtu | FALSE | L | Annual | Rate | lb/MWh | 0 | 0 | 0 | 0 | 0 | 0 | 0
CT Fac. Spec. - SO2 Rate Annual v3.1, Unit 611 and retrofits | 288 | 7287 | Rate Constraint in lbs/MMBtu | FALSE | L | Annual | Constraint Shadow Price | US2022$/Ton | 0 | 0 | 0 | 0 | 0 | 0 | 0
CT Fac. Spec. - SO2 Rate Annual v3.1, Unit 612 and retrofits | 289 | 7287 | Rate Constraint in lbs/MMBtu | FALSE | L | Annual | Seasons Included | Seasons | Winter, Spring, Summer, Fall | Winter, Spring, Summer, Fall | Winter, Spring, Summer, Fall | Winter, Spring, Summer, Fall | Winter, Spring, Summer, Fall | Winter, Spring, Summer, Fall | Winter, Spring, Summer, Fall
CT Fac. Spec. - SO2 Rate Annual v3.1, Unit 612 and retrofits | 289 | 7287 | Rate Constraint in lbs/MMBtu | FALSE | L | Annual | Standard SO2 | lb/MMBtu | 0.33 | 0.33 | 0.33 | 0.33 | 0.33 | 0.33 | 0.33
CT Fac. Spec. - SO2 Rate Annual v3.1, Unit 612 and retrofits | 289 | 7287 | Rate Constraint in lbs/MMBtu | FALSE | L | Annual | Emissions at Affected Plants SO2 | Thousand Tons | 0 | 0 | 0 | 0 | 0 | 0 | 0
CT Fac. Spec. - SO2 Rate Annual v3.1, Unit 612 and retrofits | 289 | 7287 | Rate Constraint in lbs/MMBtu | FALSE | L | Annual | Allowances Purchased SO2 | Thousand Tons | 0 | 0 | 0 | 0 | 0 | 0 | 0
CT Fac. Spec. - SO2 Rate Annual v3.1, Unit 612 and retrofits | 289 | 7287 | Rate Constraint in lbs/MMBtu | FALSE | L | Annual | Allowances Sold SO2 | Thousand Tons | 0 | 0 | 0 | 0 | 0 | 0 | 0
CT Fac. Spec. - SO2 Rate Annual v3.1, Unit 612 and retrofits | 289 | 7287 | Rate Constraint in lbs/MMBtu | FALSE | L | Annual | Allowances Banked | Thousand Tons | 0 | 0 | 0 | 0 | 0 | 0 | 0
CT Fac. Spec. - SO2 Rate Annual v3.1, Unit 612 and retrofits | 289 | 7287 | Rate Constraint in lbs/MMBtu | FALSE | L | Annual | Allowances Withdrawn (1:1) | Thousand Tons | 0 | 0 | 0 | 0 | 0 | 0 | 0
CT Fac. Spec. - SO2 Rate Annual v3.1, Unit 612 and retrofits | 289 | 7287 | Rate Constraint in lbs/MMBtu | FALSE | L | Annual | Allowances Withdrawn (n:1) | Thousand Tons | 0 | 0 | 0 | 0 | 0 | 0 | 0
CT Fac. Spec. - SO2 Rate Annual v3.1, Unit 612 and retrofits | 289 | 7287 | Rate Constraint in lbs/MMBtu | FALSE | L | Annual | Net Emissions Allowance Position | Thousand Tons | 0 | 0 | 0 | 0 | 0 | 0 | 0
CT Fac. Spec. - SO2 Rate Annual v3.1, Unit 612 and retrofits | 289 | 7287 | Rate Constraint in lbs/MMBtu | FALSE | L | Annual | Fuel Consumed | TBtu | 0 | 0.0057438 | 0.014138 | 0 | 0 | 0 | 0
CT Fac. Spec. - SO2 Rate Annual v3.1, Unit 612 and retrofits | 289 | 7287 | Rate Constraint in lbs/MMBtu | FALSE | L | Annual | Rate | lb/MMBtu | 0 | 0 | 0 | 0 | 0 | 0 | 0
CT Fac. Spec. - SO2 Rate Annual v3.1, Unit 612 and retrofits | 289 | 7287 | Rate Constraint in lbs/MMBtu | FALSE | L | Annual | Generation | TWh | 0 | 0.00053065 | 0.0013062 | 0 | 0 | 0 | 0
CT Fac. Spec. - SO2 Rate Annual v3.1, Unit 612 and retrofits | 289 | 7287 | Rate Constraint in lbs/MMBtu | FALSE | L | Annual | Qualifying Generation | TWh | 0 | 0.00053065 | 0.0013062 | 0 | 0 | 0 | 0
CT Fac. Spec. - SO2 Rate Annual v3.1, Unit 612 and retrofits | 289 | 7287 | Rate Constraint in lbs/MMBtu | FALSE | L | Annual | Rate | lb/MWh | 0 | 0 | 0 | 0 | 0 | 0 | 0
CT Fac. Spec. - SO2 Rate Annual v3.1, Unit 612 and retrofits | 289 | 7287 | Rate Constraint in lbs/MMBtu | FALSE | L | Annual | Constraint Shadow Price | US2022$/Ton | 0 | 0 | 0 | 0 | 0 | 0 | 0
CT Fac. Spec. - SO2 Rate Annual v3.1, Unit 613 and retrofits | 290 | 7287 | Rate Constraint in lbs/MMBtu | FALSE | L | Annual | Seasons Included | Seasons | Winter, Spring, Summer, Fall | Winter, Spring, Summer, Fall | Winter, Spring, Summer, Fall | Winter, Spring, Summer, Fall | Winter, Spring, Summer, Fall | Winter, Spring, Summer, Fall | Winter, Spring, Summer, Fall
CT Fac. Spec. - SO2 Rate Annual v3.1, Unit 613 and retrofits | 290 | 7287 | Rate Constraint in lbs/MMBtu | FALSE | L | Annual | Standard SO2 | lb/MMBtu | 0.33 | 0.33 | 0.33 | 0.33 | 0.33 | 0.33 | 0.33
CT Fac. Spec. - SO2 Rate Annual v3.1, Unit 613 and retrofits | 290 | 7287 | Rate Constraint in lbs/MMBtu | FALSE | L | Annual | Emissions at Affected Plants SO2 | Thousand Tons | 0 | 0 | 0 | 0 | 0 | 0 | 0
CT Fac. Spec. - SO2 Rate Annual v3.1, Unit 613 and retrofits | 290 | 7287 | Rate Constraint in lbs/MMBtu | FALSE | L | Annual | Allowances Purchased SO2 | Thousand Tons | 0 | 0 | 0 | 0 | 0 | 0 | 0
CT Fac. Spec. - SO2 Rate Annual v3.1, Unit 613 and retrofits | 290 | 7287 | Rate Constraint in lbs/MMBtu | FALSE | L | Annual | Allowances Sold SO2 | Thousand Tons | 0 | 0 | 0 | 0 | 0 | 0 | 0
CT Fac. Spec. - SO2 Rate Annual v3.1, Unit 613 and retrofits | 290 | 7287 | Rate Constraint in lbs/MMBtu | FALSE | L | Annual | Allowances Banked | Thousand Tons | 0 | 0 | 0 | 0 | 0 | 0 | 0
CT Fac. Spec. - SO2 Rate Annual v3.1, Unit 613 and retrofits | 290 | 7287 | Rate Constraint in lbs/MMBtu | FALSE | L | Annual | Allowances Withdrawn (1:1) | Thousand Tons | 0 | 0 | 0 | 0 | 0 | 0 | 0
CT Fac. Spec. - SO2 Rate Annual v3.1, Unit 613 and retrofits | 290 | 7287 | Rate Constraint in lbs/MMBtu | FALSE | L | Annual | Allowances Withdrawn (n:1) | Thousand Tons | 0 | 0 | 0 | 0 | 0 | 0 | 0
CT Fac. Spec. - SO2 Rate Annual v3.1, Unit 613 and retrofits | 290 | 7287 | Rate Constraint in lbs/MMBtu | FALSE | L | Annual | Net Emissions Allowance Position | Thousand Tons | 0 | 0 | 0 | 0 | 0 | 0 | 0
CT Fac. Spec. - SO2 Rate Annual v3.1, Unit 613 and retrofits | 290 | 7287 | Rate Constraint in lbs/MMBtu | FALSE | L | Annual | Fuel Consumed | TBtu | 0.0058626 | 0.013078 | 0.014431 | 0 | 0 | 0 | 0
CT Fac. Spec. - SO2 Rate Annual v3.1, Unit 613 and retrofits | 290 | 7287 | Rate Constraint in lbs/MMBtu | FALSE | L | Annual | Rate | lb/MMBtu | 0 | 0 | 0 | 0 | 0 | 0 | 0
CT Fac. Spec. - SO2 Rate Annual v3.1, Unit 613 and retrofits | 290 | 7287 | Rate Constraint in lbs/MMBtu | FALSE | L | Annual | Generation | TWh | 0.00054561 | 0.0012171 | 0.0013431 | 0 | 0 | 0 | 0
CT Fac. Spec. - SO2 Rate Annual v3.1, Unit 613 and retrofits | 290 | 7287 | Rate Constraint in lbs/MMBtu | FALSE | L | Annual | Qualifying Generation | TWh | 0.00054561 | 0.0012171 | 0.0013431 | 0 | 0 | 0 | 0
CT Fac. Spec. - SO2 Rate Annual v3.1, Unit 613 and retrofits | 290 | 7287 | Rate Constraint in lbs/MMBtu | FALSE | L | Annual | Rate | lb/MWh | 0 | 0 | 0 | 0 | 0 | 0 | 0
CT Fac. Spec. - SO2 Rate Annual v3.1, Unit 613 and retrofits | 290 | 7287 | Rate Constraint in lbs/MMBtu | FALSE | L | Annual | Constraint Shadow Price | US2022$/Ton | 0 | 0 | 0 | 0 | 0 | 0 | 0
CT Fac. Spec. - SO2 Rate Annual v3.1, Unit 614 and retrofits | 291 | 7287 | Rate Constraint in lbs/MMBtu | FALSE | L | Annual | Seasons Included | Seasons | Winter, Spring, Summer, Fall | Winter, Spring, Summer, Fall | Winter, Spring, Summer, Fall | Winter, Spring, Summer, Fall | Winter, Spring, Summer, Fall | Winter, Spring, Summer, Fall | Winter, Spring, Summer, Fall
CT Fac. Spec. - SO2 Rate Annual v3.1, Unit 614 and retrofits | 291 | 7287 | Rate Constraint in lbs/MMBtu | FALSE | L | Annual | Standard SO2 | lb/MMBtu | 0.33 | 0.33 | 0.33 | 0.33 | 0.33 | 0.33 | 0.33
CT Fac. Spec. - SO2 Rate Annual v3.1, Unit 614 and retrofits | 291 | 7287 | Rate Constraint in lbs/MMBtu | FALSE | L | Annual | Emissions at Affected Plants SO2 | Thousand Tons | 0 | 0 | 0 | 0 | 0 | 0 | 0
CT Fac. Spec. - SO2 Rate Annual v3.1, Unit 614 and retrofits | 291 | 7287 | Rate Constraint in lbs/MMBtu | FALSE | L | Annual | Allowances Purchased SO2 | Thousand Tons | 0 | 0 | 0 | 0 | 0 | 0 | 0
CT Fac. Spec. - SO2 Rate Annual v3.1, Unit 614 and retrofits | 291 | 7287 | Rate Constraint in lbs/MMBtu | FALSE | L | Annual | Allowances Sold SO2 | Thousand Tons | 0 | 0 | 0 | 0 | 0 | 0 | 0
CT Fac. Spec. - SO2 Rate Annual v3.1, Unit 614 and retrofits | 291 | 7287 | Rate Constraint in lbs/MMBtu | FALSE | L | Annual | Allowances Banked | Thousand Tons | 0 | 0 | 0 | 0 | 0 | 0 | 0
CT Fac. Spec. - SO2 Rate Annual v3.1, Unit 614 and retrofits | 291 | 7287 | Rate Constraint in lbs/MMBtu | FALSE | L | Annual | Allowances Withdrawn (1:1) | Thousand Tons | 0 | 0 | 0 | 0 | 0 | 0 | 0
CT Fac. Spec. - SO2 Rate Annual v3.1, Unit 614 and retrofits | 291 | 7287 | Rate Constraint in lbs/MMBtu | FALSE | L | Annual | Allowances Withdrawn (n:1) | Thousand Tons | 0 | 0 | 0 | 0 | 0 | 0 | 0
CT Fac. Spec. - SO2 Rate Annual v3.1, Unit 614 and retrofits | 291 | 7287 | Rate Constraint in lbs/MMBtu | FALSE | L | Annual | Net Emissions Allowance Position | Thousand Tons | 0 | 0 | 0 | 0 | 0 | 0 | 0
CT Fac. Spec. - SO2 Rate Annual v3.1, Unit 614 and retrofits | 291 | 7287 | Rate Constraint in lbs/MMBtu | FALSE | L | Annual | Fuel Consumed | TBtu | 0.0057142 | 0.012747 | 0.014066 | 0 | 0 | 0 | 0
CT Fac. Spec. - SO2 Rate Annual v3.1, Unit 614 and retrofits | 291 | 7287 | Rate Constraint in lbs/MMBtu | FALSE | L | Annual | Rate | lb/MMBtu | 0 | 0 | 0 | 0 | 0 | 0 | 0
CT Fac. Spec. - SO2 Rate Annual v3.1, Unit 614 and retrofits | 291 | 7287 | Rate Constraint in lbs/MMBtu | FALSE | L | Annual | Generation | TWh | 0.0005318 | 0.0011863 | 0.001309 | 0 | 0 | 0 | 0
CT Fac. Spec. - SO2 Rate Annual v3.1, Unit 614 and retrofits | 291 | 7287 | Rate Constraint in lbs/MMBtu | FALSE | L | Annual | Qualifying Generation | TWh | 0.0005318 | 0.0011863 | 0.001309 | 0 | 0 | 0 | 0
CT Fac. Spec. - SO2 Rate Annual v3.1, Unit 614 and retrofits | 291 | 7287 | Rate Constraint in lbs/MMBtu | FALSE | L | Annual | Rate | lb/MWh | 0 | 0 | 0 | 0 | 0 | 0 | 0
CT Fac. Spec. - SO2 Rate Annual v3.1, Unit 614 and retrofits | 291 | 7287 | Rate Constraint in lbs/MMBtu | FALSE | L | Annual | Constraint Shadow Price | US2022$/Ton | 0 | 0 | 0 | 0 | 0 | 0 | 0
CT Fac. Spec. - SO2 Rate Annual v3.1, Unit 616 and retrofits | 292 | 7287 | Rate Constraint in lbs/MMBtu | FALSE | L | Annual | Seasons Included | Seasons | Winter, Spring, Summer, Fall | Winter, Spring, Summer, Fall | Winter, Spring, Summer, Fall | Winter, Spring, Summer, Fall | Winter, Spring, Summer, Fall | Winter, Spring, Summer, Fall | Winter, Spring, Summer, Fall
CT Fac. Spec. - SO2 Rate Annual v3.1, Unit 616 and retrofits | 292 | 7287 | Rate Constraint in lbs/MMBtu | FALSE | L | Annual | Standard SO2 | lb/MMBtu | 0.33 | 0.33 | 0.33 | 0.33 | 0.33 | 0.33 | 0.33
CT Fac. Spec. - SO2 Rate Annual v3.1, Unit 616 and retrofits | 292 | 7287 | Rate Constraint in lbs/MMBtu | FALSE | L | Annual | Emissions at Affected Plants SO2 | Thousand Tons | 0 | 0 | 0 | 0 | 0 | 0 | 0
CT Fac. Spec. - SO2 Rate Annual v3.1, Unit 616 and retrofits | 292 | 7287 | Rate Constraint in lbs/MMBtu | FALSE | L | Annual | Allowances Purchased SO2 | Thousand Tons | 0 | 0 | 0 | 0 | 0 | 0 | 0
CT Fac. Spec. - SO2 Rate Annual v3.1, Unit 616 and retrofits | 292 | 7287 | Rate Constraint in lbs/MMBtu | FALSE | L | Annual | Allowances Sold SO2 | Thousand Tons | 0 | 0 | 0 | 0 | 0 | 0 | 0
CT Fac. Spec. - SO2 Rate Annual v3.1, Unit 616 and retrofits | 292 | 7287 | Rate Constraint in lbs/MMBtu | FALSE | L | Annual | Allowances Banked | Thousand Tons | 0 | 0 | 0 | 0 | 0 | 0 | 0
CT Fac. Spec. - SO2 Rate Annual v3.1, Unit 616 and retrofits | 292 | 7287 | Rate Constraint in lbs/MMBtu | FALSE | L | Annual | Allowances Withdrawn (1:1) | Thousand Tons | 0 | 0 | 0 | 0 | 0 | 0 | 0
CT Fac. Spec. - SO2 Rate Annual v3.1, Unit 616 and retrofits | 292 | 7287 | Rate Constraint in lbs/MMBtu | FALSE | L | Annual | Allowances Withdrawn (n:1) | Thousand Tons | 0 | 0 | 0 | 0 | 0 | 0 | 0
CT Fac. Spec. - SO2 Rate Annual v3.1, Unit 616 and retrofits | 292 | 7287 | Rate Constraint in lbs/MMBtu | FALSE | L | Annual | Net Emissions Allowance Position | Thousand Tons | 0 | 0 | 0 | 0 | 0 | 0 | 0
CT Fac. Spec. - SO2 Rate Annual v3.1, Unit 616 and retrofits | 292 | 7287 | Rate Constraint in lbs/MMBtu | FALSE | L | Annual | Fuel Consumed | TBtu | 0.012013 | 0.026797 | 0.029569 | 0 | 0 | 0 | 0
CT Fac. Spec. - SO2 Rate Annual v3.1, Unit 616 and retrofits | 292 | 7287 | Rate Constraint in lbs/MMBtu | FALSE | L | Annual | Rate | lb/MMBtu | 0 | 0 | 0 | 0 | 0 | 0 | 0
CT Fac. Spec. - SO2 Rate Annual v3.1, Unit 616 and retrofits | 292 | 7287 | Rate Constraint in lbs/MMBtu | FALSE | L | Annual | Generation | TWh | 0.001118 | 0.0024939 | 0.0027519 | 0 | 0 | 0 | 0
CT Fac. Spec. - SO2 Rate Annual v3.1, Unit 616 and retrofits | 292 | 7287 | Rate Constraint in lbs/MMBtu | FALSE | L | Annual | Qualifying Generation | TWh | 0.001118 | 0.0024939 | 0.0027519 | 0 | 0 | 0 | 0
CT Fac. Spec. - SO2 Rate Annual v3.1, Unit 616 and retrofits | 292 | 7287 | Rate Constraint in lbs/MMBtu | FALSE | L | Annual | Rate | lb/MWh | 0 | 0 | 0 | 0 | 0 | 0 | 0
CT Fac. Spec. - SO2 Rate Annual v3.1, Unit 616 and retrofits | 292 | 7287 | Rate Constraint in lbs/MMBtu | FALSE | L | Annual | Constraint Shadow Price | US2022$/Ton | 0 | 0 | 0 | 0 | 0 | 0 | 0
CT Fac. Spec. - SO2 Rate Annual v3.1, Unit 617 and retrofits | 293 | 7287 | Rate Constraint in lbs/MMBtu | FALSE | L | Annual | Seasons Included | Seasons | Winter, Spring, Summer, Fall | Winter, Spring, Summer, Fall | Winter, Spring, Summer, Fall | Winter, Spring, Summer, Fall | Winter, Spring, Summer, Fall | Winter, Spring, Summer, Fall | Winter, Spring, Summer, Fall
CT Fac. Spec. - SO2 Rate Annual v3.1, Unit 617 and retrofits | 293 | 7287 | Rate Constraint in lbs/MMBtu | FALSE | L | Annual | Standard SO2 | lb/MMBtu | 0.33 | 0.33 | 0.33 | 0.33 | 0.33 | 0.33 | 0.33
CT Fac. Spec. - SO2 Rate Annual v3.1, Unit 617 and retrofits | 293 | 7287 | Rate Constraint in lbs/MMBtu | FALSE | L | Annual | Emissions at Affected Plants SO2 | Thousand Tons | 0 | 0 | 0 | 0 | 0 | 0 | 0
CT Fac. Spec. - SO2 Rate Annual v3.1, Unit 617 and retrofits | 293 | 7287 | Rate Constraint in lbs/MMBtu | FALSE | L | Annual | Allowances Purchased SO2 | Thousand Tons | 0 | 0 | 0 | 0 | 0 | 0 | 0
CT Fac. Spec. - SO2 Rate Annual v3.1, Unit 617 and retrofits | 293 | 7287 | Rate Constraint in lbs/MMBtu | FALSE | L | Annual | Allowances Sold SO2 | Thousand Tons | 0 | 0 | 0 | 0 | 0 | 0 | 0
CT Fac. Spec. - SO2 Rate Annual v3.1, Unit 617 and retrofits | 293 | 7287 | Rate Constraint in lbs/MMBtu | FALSE | L | Annual | Allowances Banked | Thousand Tons | 0 | 0 | 0 | 0 | 0 | 0 | 0
CT Fac. Spec. - SO2 Rate Annual v3.1, Unit 617 and retrofits | 293 | 7287 | Rate Constraint in lbs/MMBtu | FALSE | L | Annual | Allowances Withdrawn (1:1) | Thousand Tons | 0 | 0 | 0 | 0 | 0 | 0 | 0
CT Fac. Spec. - SO2 Rate Annual v3.1, Unit 617 and retrofits | 293 | 7287 | Rate Constraint in lbs/MMBtu | FALSE | L | Annual | Allowances Withdrawn (n:1) | Thousand Tons | 0 | 0 | 0 | 0 | 0 | 0 | 0
CT Fac. Spec. - SO2 Rate Annual v3.1, Unit 617 and retrofits | 293 | 7287 | Rate Constraint in lbs/MMBtu | FALSE | L | Annual | Net Emissions Allowance Position | Thousand Tons | 0 | 0 | 0 | 0 | 0 | 0 | 0
CT Fac. Spec. - SO2 Rate Annual v3.1, Unit 617 and retrofits | 293 | 7287 | Rate Constraint in lbs/MMBtu | FALSE | L | Annual | Fuel Consumed | TBtu | 0 | 0 | 0.0010338 | 0 | 0 | 0 | 0
CT Fac. Spec. - SO2 Rate Annual v3.1, Unit 617 and retrofits | 293 | 7287 | Rate Constraint in lbs/MMBtu | FALSE | L | Annual | Rate | lb/MMBtu | 0 | 0 | 0 | 0 | 0 | 0 | 0
CT Fac. Spec. - SO2 Rate Annual v3.1, Unit 617 and retrofits | 293 | 7287 | Rate Constraint in lbs/MMBtu | FALSE | L | Annual | Generation | TWh | 0 | 0 | 7.6503e-05 | 0 | 0 | 0 | 0
CT Fac. Spec. - SO2 Rate Annual v3.1, Unit 617 and retrofits | 293 | 7287 | Rate Constraint in lbs/MMBtu | FALSE | L | Annual | Qualifying Generation | TWh | 0 | 0 | 7.6503e-05 | 0 | 0 | 0 | 0
CT Fac. Spec. - SO2 Rate Annual v3.1, Unit 617 and retrofits | 293 | 7287 | Rate Constraint in lbs/MMBtu | FALSE | L | Annual | Rate | lb/MWh | 0 | 0 | 0 | 0 | 0 | 0 | 0
CT Fac. Spec. - SO2 Rate Annual v3.1, Unit 617 and retrofits | 293 | 7287 | Rate Constraint in lbs/MMBtu | FALSE | L | Annual | Constraint Shadow Price | US2022$/Ton | 0 | 0 | 0 | 0 | 0 | 0 | 0
CT Fac. Spec. - SO2 Rate Annual v3.1, Unit 618 and retrofits | 294 | 7287 | Rate Constraint in lbs/MMBtu | FALSE | L | Annual | Seasons Included | Seasons | Winter, Spring, Summer, Fall | Winter, Spring, Summer, Fall | Winter, Spring, Summer, Fall | Winter, Spring, Summer, Fall | Winter, Spring, Summer, Fall | Winter, Spring, Summer, Fall | Winter, Spring, Summer, Fall
CT Fac. Spec. - SO2 Rate Annual v3.1, Unit 618 and retrofits | 294 | 7287 | Rate Constraint in lbs/MMBtu | FALSE | L | Annual | Standard SO2 | lb/MMBtu | 0.33 | 0.33 | 0.33 | 0.33 | 0.33 | 0.33 | 0.33
CT Fac. Spec. - SO2 Rate Annual v3.1, Unit 618 and retrofits | 294 | 7287 | Rate Constraint in lbs/MMBtu | FALSE | L | Annual | Emissions at Affected Plants SO2 | Thousand Tons | 0 | 0 | 0 | 0 | 0 | 0 | 0
CT Fac. Spec. - SO2 Rate Annual v3.1, Unit 618 and retrofits | 294 | 7287 | Rate Constraint in lbs/MMBtu | FALSE | L | Annual | Allowances Purchased SO2 | Thousand Tons | 0 | 0 | 0 | 0 | 0 | 0 | 0
CT Fac. Spec. - SO2 Rate Annual v3.1, Unit 618 and retrofits | 294 | 7287 | Rate Constraint in lbs/MMBtu | FALSE | L | Annual | Allowances Sold SO2 | Thousand Tons | 0 | 0 | 0 | 0 | 0 | 0 | 0
CT Fac. Spec. - SO2 Rate Annual v3.1, Unit 618 and retrofits | 294 | 7287 | Rate Constraint in lbs/MMBtu | FALSE | L | Annual | Allowances Banked | Thousand Tons | 0 | 0 | 0 | 0 | 0 | 0 | 0
CT Fac. Spec. - SO2 Rate Annual v3.1, Unit 618 and retrofits | 294 | 7287 | Rate Constraint in lbs/MMBtu | FALSE | L | Annual | Allowances Withdrawn (1:1) | Thousand Tons | 0 | 0 | 0 | 0 | 0 | 0 | 0
CT Fac. Spec. - SO2 Rate Annual v3.1, Unit 618 and retrofits | 294 | 7287 | Rate Constraint in lbs/MMBtu | FALSE | L | Annual | Allowances Withdrawn (n:1) | Thousand Tons | 0 | 0 | 0 | 0 | 0 | 0 | 0
CT Fac. Spec. - SO2 Rate Annual v3.1, Unit 618 and retrofits | 294 | 7287 | Rate Constraint in lbs/MMBtu | FALSE | L | Annual | Net Emissions Allowance Position | Thousand Tons | 0 | 0 | 0 | 0 | 0 | 0 | 0
CT Fac. Spec. - SO2 Rate Annual v3.1, Unit 618 and retrofits | 294 | 7287 | Rate Constraint in lbs/MMBtu | FALSE | L | Annual | Fuel Consumed | TBtu | 0 | 0 | 0.0077528 | 0 | 0 | 0 | 0
CT Fac. Spec. - SO2 Rate Annual v3.1, Unit 618 and retrofits | 294 | 7287 | Rate Constraint in lbs/MMBtu | FALSE | L | Annual | Rate | lb/MMBtu | 0 | 0 | 0 | 0 | 0 | 0 | 0
CT Fac. Spec. - SO2 Rate Annual v3.1, Unit 618 and retrofits | 294 | 7287 | Rate Constraint in lbs/MMBtu | FALSE | L | Annual | Generation | TWh | 0 | 0 | 0.00057377 | 0 | 0 | 0 | 0
CT Fac. Spec. - SO2 Rate Annual v3.1, Unit 618 and retrofits | 294 | 7287 | Rate Constraint in lbs/MMBtu | FALSE | L | Annual | Qualifying Generation | TWh | 0 | 0 | 0.00057377 | 0 | 0 | 0 | 0
CT Fac. Spec. - SO2 Rate Annual v3.1, Unit 618 and retrofits | 294 | 7287 | Rate Constraint in lbs/MMBtu | FALSE | L | Annual | Rate | lb/MWh | 0 | 0 | 0 | 0 | 0 | 0 | 0
CT Fac. Spec. - SO2 Rate Annual v3.1, Unit 618 and retrofits | 294 | 7287 | Rate Constraint in lbs/MMBtu | FALSE | L | Annual | Constraint Shadow Price | US2022$/Ton | 0 | 0 | 0 | 0 | 0 | 0 | 0
CT Fac. Spec. - SO2 Rate Annual v3.1, Unit 619 and retrofits | 295 | 7287 | Rate Constraint in lbs/MMBtu | FALSE | L | Annual | Seasons Included | Seasons | Winter, Spring, Summer, Fall | Winter, Spring, Summer, Fall | Winter, Spring, Summer, Fall | Winter, Spring, Summer, Fall | Winter, Spring, Summer, Fall | Winter, Spring, Summer, Fall | Winter, Spring, Summer, Fall
CT Fac. Spec. - SO2 Rate Annual v3.1, Unit 619 and retrofits | 295 | 7287 | Rate Constraint in lbs/MMBtu | FALSE | L | Annual | Standard SO2 | lb/MMBtu | 0.33 | 0.33 | 0.33 | 0.33 | 0.33 | 0.33 | 0.33
CT Fac. Spec. - SO2 Rate Annual v3.1, Unit 619 and retrofits | 295 | 7287 | Rate Constraint in lbs/MMBtu | FALSE | L | Annual | Emissions at Affected Plants SO2 | Thousand Tons | 0 | 0 | 0 | 0 | 0 | 0 | 0
CT Fac. Spec. - SO2 Rate Annual v3.1, Unit 619 and retrofits | 295 | 7287 | Rate Constraint in lbs/MMBtu | FALSE | L | Annual | Allowances Purchased SO2 | Thousand Tons | 0 | 0 | 0 | 0 | 0 | 0 | 0
CT Fac. Spec. - SO2 Rate Annual v3.1, Unit 619 and retrofits | 295 | 7287 | Rate Constraint in lbs/MMBtu | FALSE | L | Annual | Allowances Sold SO2 | Thousand Tons | 0 | 0 | 0 | 0 | 0 | 0 | 0
CT Fac. Spec. - SO2 Rate Annual v3.1, Unit 619 and retrofits | 295 | 7287 | Rate Constraint in lbs/MMBtu | FALSE | L | Annual | Allowances Banked | Thousand Tons | 0 | 0 | 0 | 0 | 0 | 0 | 0
CT Fac. Spec. - SO2 Rate Annual v3.1, Unit 619 and retrofits | 295 | 7287 | Rate Constraint in lbs/MMBtu | FALSE | L | Annual | Allowances Withdrawn (1:1) | Thousand Tons | 0 | 0 | 0 | 0 | 0 | 0 | 0
CT Fac. Spec. - SO2 Rate Annual v3.1, Unit 619 and retrofits | 295 | 7287 | Rate Constraint in lbs/MMBtu | FALSE | L | Annual | Allowances Withdrawn (n:1) | Thousand Tons | 0 | 0 | 0 | 0 | 0 | 0 | 0
CT Fac. Spec. - SO2 Rate Annual v3.1, Unit 619 and retrofits | 295 | 7287 | Rate Constraint in lbs/MMBtu | FALSE | L | Annual | Net Emissions Allowance Position | Thousand Tons | 0 | 0 | 0 | 0 | 0 | 0 | 0
CT Fac. Spec. - SO2 Rate Annual v3.1, Unit 619 and retrofits | 295 | 7287 | Rate Constraint in lbs/MMBtu | FALSE | L | Annual | Fuel Consumed | TBtu | 0 | 0 | 0.004315 | 0 | 0 | 0 | 0
CT Fac. Spec. - SO2 Rate Annual v3.1, Unit 619 and retrofits | 295 | 7287 | Rate Constraint in lbs/MMBtu | FALSE | L | Annual | Rate | lb/MMBtu | 0 | 0 | 0 | 0 | 0 | 0 | 0
CT Fac. Spec. - SO2 Rate Annual v3.1, Unit 619 and retrofits | 295 | 7287 | Rate Constraint in lbs/MMBtu | FALSE | L | Annual | Generation | TWh | 0 | 0 | 0.00031935 | 0 | 0 | 0 | 0
CT Fac. Spec. - SO2 Rate Annual v3.1, Unit 619 and retrofits | 295 | 7287 | Rate Constraint in lbs/MMBtu | FALSE | L | Annual | Qualifying Generation | TWh | 0 | 0 | 0.00031935 | 0 | 0 | 0 | 0
CT Fac. Spec. - SO2 Rate Annual v3.1, Unit 619 and retrofits | 295 | 7287 | Rate Constraint in lbs/MMBtu | FALSE | L | Annual | Rate | lb/MWh | 0 | 0 | 0 | 0 | 0 | 0 | 0
CT Fac. Spec. - SO2 Rate Annual v3.1, Unit 619 and retrofits | 295 | 7287 | Rate Constraint in lbs/MMBtu | FALSE | L | Annual | Constraint Shadow Price | US2022$/Ton | 0 | 0 | 0 | 0 | 0 | 0 | 0
CT Fac. Spec. - SO2 Rate Annual v3.1, Unit 620 and retrofits | 296 | 7287 | Rate Constraint in lbs/MMBtu | FALSE | L | Annual | Seasons Included | Seasons | Winter, Spring, Summer, Fall | Winter, Spring, Summer, Fall | Winter, Spring, Summer, Fall | Winter, Spring, Summer, Fall | Winter, Spring, Summer, Fall | Winter, Spring, Summer, Fall | Winter, Spring, Summer, Fall
CT Fac. Spec. - SO2 Rate Annual v3.1, Unit 620 and retrofits | 296 | 7287 | Rate Constraint in lbs/MMBtu | FALSE | L | Annual | Standard SO2 | lb/MMBtu | 0.33 | 0.33 | 0.33 | 0.33 | 0.33 | 0.33 | 0.33
CT Fac. Spec. - SO2 Rate Annual v3.1, Unit 620 and retrofits | 296 | 7287 | Rate Constraint in lbs/MMBtu | FALSE | L | Annual | Emissions at Affected Plants SO2 | Thousand Tons | 0 | 0 | 0 | 0 | 0 | 0 | 0
CT Fac. Spec. - SO2 Rate Annual v3.1, Unit 620 and retrofits | 296 | 7287 | Rate Constraint in lbs/MMBtu | FALSE | L | Annual | Allowances Purchased SO2 | Thousand Tons | 0 | 0 | 0 | 0 | 0 | 0 | 0
CT Fac. Spec. - SO2 Rate Annual v3.1, Unit 620 and retrofits | 296 | 7287 | Rate Constraint in lbs/MMBtu | FALSE | L | Annual | Allowances Sold SO2 | Thousand Tons | 0 | 0 | 0 | 0 | 0 | 0 | 0
CT Fac. Spec. - SO2 Rate Annual v3.1, Unit 620 and retrofits | 296 | 7287 | Rate Constraint in lbs/MMBtu | FALSE | L | Annual | Allowances Banked | Thousand Tons | 0 | 0 | 0 | 0 | 0 | 0 | 0
CT Fac. Spec. - SO2 Rate Annual v3.1, Unit 620 and retrofits | 296 | 7287 | Rate Constraint in lbs/MMBtu | FALSE | L | Annual | Allowances Withdrawn (1:1) | Thousand Tons | 0 | 0 | 0 | 0 | 0 | 0 | 0
CT Fac. Spec. - SO2 Rate Annual v3.1, Unit 620 and retrofits | 296 | 7287 | Rate Constraint in lbs/MMBtu | FALSE | L | Annual | Allowances Withdrawn (n:1) | Thousand Tons | 0 | 0 | 0 | 0 | 0 | 0 | 0
CT Fac. Spec. - SO2 Rate Annual v3.1, Unit 620 and retrofits | 296 | 7287 | Rate Constraint in lbs/MMBtu | FALSE | L | Annual | Net Emissions Allowance Position | Thousand Tons | 0 | 0 | 0 | 0 | 0 | 0 | 0
CT Fac. Spec. - SO2 Rate Annual v3.1, Unit 620 and retrofits | 296 | 7287 | Rate Constraint in lbs/MMBtu | FALSE | L | Annual | Fuel Consumed | TBtu | 0 | 0 | 0.014995 | 0 | 0 | 0 | 0
CT Fac. Spec. - SO2 Rate Annual v3.1, Unit 620 and retrofits | 296 | 7287 | Rate Constraint in lbs/MMBtu | FALSE | L | Annual | Rate | lb/MMBtu | 0 | 0 | 0 | 0 | 0 | 0 | 0
CT Fac. Spec. - SO2 Rate Annual v3.1, Unit 620 and retrofits | 296 | 7287 | Rate Constraint in lbs/MMBtu | FALSE | L | Annual | Generation | TWh | 0 | 0 | 0.0013289 | 0 | 0 | 0 | 0
CT Fac. Spec. - SO2 Rate Annual v3.1, Unit 620 and retrofits | 296 | 7287 | Rate Constraint in lbs/MMBtu | FALSE | L | Annual | Qualifying Generation | TWh | 0 | 0 | 0.0013289 | 0 | 0 | 0 | 0
CT Fac. Spec. - SO2 Rate Annual v3.1, Unit 620 and retrofits | 296 | 7287 | Rate Constraint in lbs/MMBtu | FALSE | L | Annual | Rate | lb/MWh | 0 | 0 | 0 | 0 | 0 | 0 | 0
CT Fac. Spec. - SO2 Rate Annual v3.1, Unit 620 and retrofits | 296 | 7287 | Rate Constraint in lbs/MMBtu | FALSE | L | Annual | Constraint Shadow Price | US2022$/Ton | 0 | 0 | 0 | 0 | 0 | 0 | 0
CT Fac. Spec. - SO2 Rate Annual v3.1, Unit 621 and retrofits | 297 | 7287 | Rate Constraint in lbs/MMBtu | FALSE | L | Annual | Seasons Included | Seasons | Winter, Spring, Summer, Fall | Winter, Spring, Summer, Fall | Winter, Spring, Summer, Fall | Winter, Spring, Summer, Fall | Winter, Spring, Summer, Fall | Winter, Spring, Summer, Fall | Winter, Spring, Summer, Fall
CT Fac. Spec. - SO2 Rate Annual v3.1, Unit 621 and retrofits | 297 | 7287 | Rate Constraint in lbs/MMBtu | FALSE | L | Annual | Standard SO2 | lb/MMBtu | 0.33 | 0.33 | 0.33 | 0.33 | 0.33 | 0.33 | 0.33
CT Fac. Spec. - SO2 Rate Annual v3.1, Unit 621 and retrofits | 297 | 7287 | Rate Constraint in lbs/MMBtu | FALSE | L | Annual | Emissions at Affected Plants SO2 | Thousand Tons | 0 | 0 | 0 | 0 | 0 | 0 | 0
CT Fac. Spec. - SO2 Rate Annual v3.1, Unit 621 and retrofits | 297 | 7287 | Rate Constraint in lbs/MMBtu | FALSE | L | Annual | Allowances Purchased SO2 | Thousand Tons | 0 | 0 | 0 | 0 | 0 | 0 | 0
CT Fac. Spec. - SO2 Rate Annual v3.1, Unit 621 and retrofits | 297 | 7287 | Rate Constraint in lbs/MMBtu | FALSE | L | Annual | Allowances Sold SO2 | Thousand Tons | 0 | 0 | 0 | 0 | 0 | 0 | 0
CT Fac. Spec. - SO2 Rate Annual v3.1, Unit 621 and retrofits | 297 | 7287 | Rate Constraint in lbs/MMBtu | FALSE | L | Annual | Allowances Banked | Thousand Tons | 0 | 0 | 0 | 0 | 0 | 0 | 0
CT Fac. Spec. - SO2 Rate Annual v3.1, Unit 621 and retrofits | 297 | 7287 | Rate Constraint in lbs/MMBtu | FALSE | L | Annual | Allowances Withdrawn (1:1) | Thousand Tons | 0 | 0 | 0 | 0 | 0 | 0 | 0
CT Fac. Spec. - SO2 Rate Annual v3.1, Unit 621 and retrofits | 297 | 7287 | Rate Constraint in lbs/MMBtu | FALSE | L | Annual | Allowances Withdrawn (n:1) | Thousand Tons | 0 | 0 | 0 | 0 | 0 | 0 | 0
CT Fac. Spec. - SO2 Rate Annual v3.1, Unit 621 and retrofits | 297 | 7287 | Rate Constraint in lbs/MMBtu | FALSE | L | Annual | Net Emissions Allowance Position | Thousand Tons | 0 | 0 | 0 | 0 | 0 | 0 | 0
CT Fac. Spec. - SO2 Rate Annual v3.1, Unit 621 and retrofits | 297 | 7287 | Rate Constraint in lbs/MMBtu | FALSE | L | Annual | Fuel Consumed | TBtu | 0 | 0 | 0.014998 | 0 | 0 | 0 | 0
CT Fac. Spec. - SO2 Rate Annual v3.1, Unit 621 and retrofits | 297 | 7287 | Rate Constraint in lbs/MMBtu | FALSE | L | Annual | Rate | lb/MMBtu | 0 | 0 | 0 | 0 | 0 | 0 | 0
CT Fac. Spec. - SO2 Rate Annual v3.1, Unit 621 and retrofits | 297 | 7287 | Rate Constraint in lbs/MMBtu | FALSE | L | Annual | Generation | TWh | 0 | 0 | 0.0013289 | 0 | 0 | 0 | 0
CT Fac. Spec. - SO2 Rate Annual v3.1, Unit 621 and retrofits | 297 | 7287 | Rate Constraint in lbs/MMBtu | FALSE | L | Annual | Qualifying Generation | TWh | 0 | 0 | 0.0013289 | 0 | 0 | 0 | 0
CT Fac. Spec. - SO2 Rate Annual v3.1, Unit 621 and retrofits | 297 | 7287 | Rate Constraint in lbs/MMBtu | FALSE | L | Annual | Rate | lb/MWh | 0 | 0 | 0 | 0 | 0 | 0 | 0
CT Fac. Spec. - SO2 Rate Annual v3.1, Unit 621 and retrofits | 297 | 7287 | Rate Constraint in lbs/MMBtu | FALSE | L | Annual | Constraint Shadow Price | US2022$/Ton | 0 | 0 | 0 | 0 | 0 | 0 | 0
CT Fac. Spec. - SO2 Rate Annual v3.1, Unit 622 and retrofits | 298 | 7287 | Rate Constraint in lbs/MMBtu | FALSE | L | Annual | Seasons Included | Seasons | Winter, Spring, Summer, Fall | Winter, Spring, Summer, Fall | Winter, Spring, Summer, Fall | Winter, Spring, Summer, Fall | Winter, Spring, Summer, Fall | Winter, Spring, Summer, Fall | Winter, Spring, Summer, Fall
CT Fac. Spec. - SO2 Rate Annual v3.1, Unit 622 and retrofits | 298 | 7287 | Rate Constraint in lbs/MMBtu | FALSE | L | Annual | Standard SO2 | lb/MMBtu | 0.33 | 0.33 | 0.33 | 0.33 | 0.33 | 0.33 | 0.33
CT Fac. Spec. - SO2 Rate Annual v3.1, Unit 622 and retrofits | 298 | 7287 | Rate Constraint in lbs/MMBtu | FALSE | L | Annual | Emissions at Affected Plants SO2 | Thousand Tons | 0 | 0 | 0 | 0 | 0 | 0 | 0
CT Fac. Spec. - SO2 Rate Annual v3.1, Unit 622 and retrofits | 298 | 7287 | Rate Constraint in lbs/MMBtu | FALSE | L | Annual | Allowances Purchased SO2 | Thousand Tons | 0 | 0 | 0 | 0 | 0 | 0 | 0
CT Fac. Spec. - SO2 Rate Annual v3.1, Unit 622 and retrofits | 298 | 7287 | Rate Constraint in lbs/MMBtu | FALSE | L | Annual | Allowances Sold SO2 | Thousand Tons | 0 | 0 | 0 | 0 | 0 | 0 | 0
CT Fac. Spec. - SO2 Rate Annual v3.1, Unit 622 and retrofits | 298 | 7287 | Rate Constraint in lbs/MMBtu | FALSE | L | Annual | Allowances Banked | Thousand Tons | 0 | 0 | 0 | 0 | 0 | 0 | 0
CT Fac. Spec. - SO2 Rate Annual v3.1, Unit 622 and retrofits | 298 | 7287 | Rate Constraint in lbs/MMBtu | FALSE | L | Annual | Allowances Withdrawn (1:1) | Thousand Tons | 0 | 0 | 0 | 0 | 0 | 0 | 0
CT Fac. Spec. - SO2 Rate Annual v3.1, Unit 622 and retrofits | 298 | 7287 | Rate Constraint in lbs/MMBtu | FALSE | L | Annual | Allowances Withdrawn (n:1) | Thousand Tons | 0 | 0 | 0 | 0 | 0 | 0 | 0
CT Fac. Spec. - SO2 Rate Annual v3.1, Unit 622 and retrofits | 298 | 7287 | Rate Constraint in lbs/MMBtu | FALSE | L | Annual | Net Emissions Allowance Position | Thousand Tons | 0 | 0 | 0 | 0 | 0 | 0 | 0
CT Fac. Spec. - SO2 Rate Annual v3.1, Unit 622 and retrofits | 298 | 7287 | Rate Constraint in lbs/MMBtu | FALSE | L | Annual | Fuel Consumed | TBtu | 0 | 0 | 0.014998 | 0 | 0 | 0 | 0
CT Fac. Spec. - SO2 Rate Annual v3.1, Unit 622 and retrofits | 298 | 7287 | Rate Constraint in lbs/MMBtu | FALSE | L | Annual | Rate | lb/MMBtu | 0 | 0 | 0 | 0 | 0 | 0 | 0
CT Fac. Spec. - SO2 Rate Annual v3.1, Unit 622 and retrofits | 298 | 7287 | Rate Constraint in lbs/MMBtu | FALSE | L | Annual | Generation | TWh | 0 | 0 | 0.0013289 | 0 | 0 | 0 | 0
CT Fac. Spec. - SO2 Rate Annual v3.1, Unit 622 and retrofits | 298 | 7287 | Rate Constraint in lbs/MMBtu | FALSE | L | Annual | Qualifying Generation | TWh | 0 | 0 | 0.0013289 | 0 | 0 | 0 | 0
CT Fac. Spec. - SO2 Rate Annual v3.1, Unit 622 and retrofits | 298 | 7287 | Rate Constraint in lbs/MMBtu | FALSE | L | Annual | Rate | lb/MWh | 0 | 0 | 0 | 0 | 0 | 0 | 0
CT Fac. Spec. - SO2 Rate Annual v3.1, Unit 622 and retrofits | 298 | 7287 | Rate Constraint in lbs/MMBtu | FALSE | L | Annual | Constraint Shadow Price | US2022$/Ton | 0 | 0 | 0 | 0 | 0 | 0 | 0
CT Fac. Spec. - SO2 Rate Annual v3.1, Unit 623 and retrofits | 299 | 7287 | Rate Constraint in lbs/MMBtu | FALSE | L | Annual | Seasons Included | Seasons | Winter, Spring, Summer, Fall | Winter, Spring, Summer, Fall | Winter, Spring, Summer, Fall | Winter, Spring, Summer, Fall | Winter, Spring, Summer, Fall | Winter, Spring, Summer, Fall | Winter, Spring, Summer, Fall
CT Fac. Spec. - SO2 Rate Annual v3.1, Unit 623 and retrofits | 299 | 7287 | Rate Constraint in lbs/MMBtu | FALSE | L | Annual | Standard SO2 | lb/MMBtu | 0.33 | 0.33 | 0.33 | 0.33 | 0.33 | 0.33 | 0.33
CT Fac. Spec. - SO2 Rate Annual v3.1, Unit 623 and retrofits | 299 | 7287 | Rate Constraint in lbs/MMBtu | FALSE | L | Annual | Emissions at Affected Plants SO2 | Thousand Tons | 0 | 0 | 0 | 0 | 0 | 0 | 0
CT Fac. Spec. - SO2 Rate Annual v3.1, Unit 623 and retrofits | 299 | 7287 | Rate Constraint in lbs/MMBtu | FALSE | L | Annual | Allowances Purchased SO2 | Thousand Tons | 0 | 0 | 0 | 0 | 0 | 0 | 0
CT Fac. Spec. - SO2 Rate Annual v3.1, Unit 623 and retrofits | 299 | 7287 | Rate Constraint in lbs/MMBtu | FALSE | L | Annual | Allowances Sold SO2 | Thousand Tons | 0 | 0 | 0 | 0 | 0 | 0 | 0
CT Fac. Spec. - SO2 Rate Annual v3.1, Unit 623 and retrofits | 299 | 7287 | Rate Constraint in lbs/MMBtu | FALSE | L | Annual | Allowances Banked | Thousand Tons | 0 | 0 | 0 | 0 | 0 | 0 | 0
CT Fac. Spec. - SO2 Rate Annual v3.1, Unit 623 and retrofits | 299 | 7287 | Rate Constraint in lbs/MMBtu | FALSE | L | Annual | Allowances Withdrawn (1:1) | Thousand Tons | 0 | 0 | 0 | 0 | 0 | 0 | 0
CT Fac. Spec. - SO2 Rate Annual v3.1, Unit 623 and retrofits | 299 | 7287 | Rate Constraint in lbs/MMBtu | FALSE | L | Annual | Allowances Withdrawn (n:1) | Thousand Tons | 0 | 0 | 0 | 0 | 0 | 0 | 0
CT Fac. Spec. - SO2 Rate Annual v3.1, Unit 623 and retrofits | 299 | 7287 | Rate Constraint in lbs/MMBtu | FALSE | L | Annual | Net Emissions Allowance Position | Thousand Tons | 0 | 0 | 0 | 0 | 0 | 0 | 0
CT Fac. Spec. - SO2 Rate Annual v3.1, Unit 623 and retrofits | 299 | 7287 | Rate Constraint in lbs/MMBtu | FALSE | L | Annual | Fuel Consumed | TBtu | 0 | 0 | 0.014998 | 0 | 0 | 0 | 0
CT Fac. Spec. - SO2 Rate Annual v3.1, Unit 623 and retrofits | 299 | 7287 | Rate Constraint in lbs/MMBtu | FALSE | L | Annual | Rate | lb/MMBtu | 0 | 0 | 0 | 0 | 0 | 0 | 0
CT Fac. Spec. - SO2 Rate Annual v3.1, Unit 623 and retrofits | 299 | 7287 | Rate Constraint in lbs/MMBtu | FALSE | L | Annual | Generation | TWh | 0 | 0 | 0.0013289 | 0 | 0 | 0 | 0
CT Fac. Spec. - SO2 Rate Annual v3.1, Unit 623 and retrofits | 299 | 7287 | Rate Constraint in lbs/MMBtu | FALSE | L | Annual | Qualifying Generation | TWh | 0 | 0 | 0.0013289 | 0 | 0 | 0 | 0
CT Fac. Spec. - SO2 Rate Annual v3.1, Unit 623 and retrofits | 299 | 7287 | Rate Constraint in lbs/MMBtu | FALSE | L | Annual | Rate | lb/MWh | 0 | 0 | 0 | 0 | 0 | 0 | 0
CT Fac. Spec. - SO2 Rate Annual v3.1, Unit 623 and retrofits | 299 | 7287 | Rate Constraint in lbs/MMBtu | FALSE | L | Annual | Constraint Shadow Price | US2022$/Ton | 0 | 0 | 0 | 0 | 0 | 0 | 0
CT Fac. Spec. - SO2 Rate Annual v3.1, Unit 624 and retrofits | 300 | 7287 | Rate Constraint in lbs/MMBtu | FALSE | L | Annual | Seasons Included | Seasons | Winter, Spring, Summer, Fall | Winter, Spring, Summer, Fall | Winter, Spring, Summer, Fall | Winter, Spring, Summer, Fall | Winter, Spring, Summer, Fall | Winter, Spring, Summer, Fall | Winter, Spring, Summer, Fall
CT Fac. Spec. - SO2 Rate Annual v3.1, Unit 624 and retrofits | 300 | 7287 | Rate Constraint in lbs/MMBtu | FALSE | L | Annual | Standard SO2 | lb/MMBtu | 0.33 | 0.33 | 0.33 | 0.33 | 0.33 | 0.33 | 0.33
CT Fac. Spec. - SO2 Rate Annual v3.1, Unit 624 and retrofits | 300 | 7287 | Rate Constraint in lbs/MMBtu | FALSE | L | Annual | Emissions at Affected Plants SO2 | Thousand Tons | 0 | 0 | 0 | 0 | 0 | 0 | 0
CT Fac. Spec. - SO2 Rate Annual v3.1, Unit 624 and retrofits | 300 | 7287 | Rate Constraint in lbs/MMBtu | FALSE | L | Annual | Allowances Purchased SO2 | Thousand Tons | 0 | 0 | 0 | 0 | 0 | 0 | 0
CT Fac. Spec. - SO2 Rate Annual v3.1, Unit 624 and retrofits | 300 | 7287 | Rate Constraint in lbs/MMBtu | FALSE | L | Annual | Allowances Sold SO2 | Thousand Tons | 0 | 0 | 0 | 0 | 0 | 0 | 0
CT Fac. Spec. - SO2 Rate Annual v3.1, Unit 624 and retrofits | 300 | 7287 | Rate Constraint in lbs/MMBtu | FALSE | L | Annual | Allowances Banked | Thousand Tons | 0 | 0 | 0 | 0 | 0 | 0 | 0
CT Fac. Spec. - SO2 Rate Annual v3.1, Unit 624 and retrofits | 300 | 7287 | Rate Constraint in lbs/MMBtu | FALSE | L | Annual | Allowances Withdrawn (1:1) | Thousand Tons | 0 | 0 | 0 | 0 | 0 | 0 | 0
CT Fac. Spec. - SO2 Rate Annual v3.1, Unit 624 and retrofits | 300 | 7287 | Rate Constraint in lbs/MMBtu | FALSE | L | Annual | Allowances Withdrawn (n:1) | Thousand Tons | 0 | 0 | 0 | 0 | 0 | 0 | 0
CT Fac. Spec. - SO2 Rate Annual v3.1, Unit 624 and retrofits | 300 | 7287 | Rate Constraint in lbs/MMBtu | FALSE | L | Annual | Net Emissions Allowance Position | Thousand Tons | 0 | 0 | 0 | 0 | 0 | 0 | 0
CT Fac. Spec. - SO2 Rate Annual v3.1, Unit 624 and retrofits | 300 | 7287 | Rate Constraint in lbs/MMBtu | FALSE | L | Annual | Fuel Consumed | TBtu | 0.0060605 | 0.01352 | 0.014918 | 0 | 0 | 0 | 0
CT Fac. Spec. - SO2 Rate Annual v3.1, Unit 624 and retrofits | 300 | 7287 | Rate Constraint in lbs/MMBtu | FALSE | L | Annual | Rate | lb/MMBtu | 0 | 0 | 0 | 0 | 0 | 0 | 0
CT Fac. Spec. - SO2 Rate Annual v3.1, Unit 624 and retrofits | 300 | 7287 | Rate Constraint in lbs/MMBtu | FALSE | L | Annual | Generation | TWh | 0.00056403 | 0.0012582 | 0.0013884 | 0 | 0 | 0 | 0
CT Fac. Spec. - SO2 Rate Annual v3.1, Unit 624 and retrofits | 300 | 7287 | Rate Constraint in lbs/MMBtu | FALSE | L | Annual | Qualifying Generation | TWh | 0.00056403 | 0.0012582 | 0.0013884 | 0 | 0 | 0 | 0
CT Fac. Spec. - SO2 Rate Annual v3.1, Unit 624 and retrofits | 300 | 7287 | Rate Constraint in lbs/MMBtu | FALSE | L | Annual | Rate | lb/MWh | 0 | 0 | 0 | 0 | 0 | 0 | 0
CT Fac. Spec. - SO2 Rate Annual v3.1, Unit 624 and retrofits | 300 | 7287 | Rate Constraint in lbs/MMBtu | FALSE | L | Annual | Constraint Shadow Price | US2022$/Ton | 0 | 0 | 0 | 0 | 0 | 0 | 0
CT Fac. Spec. - SO2 Rate Annual v3.1, Unit 625 and retrofits | 301 | 7287 | Rate Constraint in lbs/MMBtu | FALSE | L | Annual | Seasons Included | Seasons | Winter, Spring, Summer, Fall | Winter, Spring, Summer, Fall | Winter, Spring, Summer, Fall | Winter, Spring, Summer, Fall | Winter, Spring, Summer, Fall | Winter, Spring, Summer, Fall | Winter, Spring, Summer, Fall
CT Fac. Spec. - SO2 Rate Annual v3.1, Unit 625 and retrofits | 301 | 7287 | Rate Constraint in lbs/MMBtu | FALSE | L | Annual | Standard SO2 | lb/MMBtu | 0.33 | 0.33 | 0.33 | 0.33 | 0.33 | 0.33 | 0.33
CT Fac. Spec. - SO2 Rate Annual v3.1, Unit 625 and retrofits | 301 | 7287 | Rate Constraint in lbs/MMBtu | FALSE | L | Annual | Emissions at Affected Plants SO2 | Thousand Tons | 0 | 0 | 0 | 0 | 0 | 0 | 0
CT Fac. Spec. - SO2 Rate Annual v3.1, Unit 625 and retrofits | 301 | 7287 | Rate Constraint in lbs/MMBtu | FALSE | L | Annual | Allowances Purchased SO2 | Thousand Tons | 0 | 0 | 0 | 0 | 0 | 0 | 0
CT Fac. Spec. - SO2 Rate Annual v3.1, Unit 625 and retrofits | 301 | 7287 | Rate Constraint in lbs/MMBtu | FALSE | L | Annual | Allowances Sold SO2 | Thousand Tons | 0 | 0 | 0 | 0 | 0 | 0 | 0
CT Fac. Spec. - SO2 Rate Annual v3.1, Unit 625 and retrofits | 301 | 7287 | Rate Constraint in lbs/MMBtu | FALSE | L | Annual | Allowances Banked | Thousand Tons | 0 | 0 | 0 | 0 | 0 | 0 | 0
CT Fac. Spec. - SO2 Rate Annual v3.1, Unit 625 and retrofits | 301 | 7287 | Rate Constraint in lbs/MMBtu | FALSE | L | Annual | Allowances Withdrawn (1:1) | Thousand Tons | 0 | 0 | 0 | 0 | 0 | 0 | 0
CT Fac. Spec. - SO2 Rate Annual v3.1, Unit 625 and retrofits | 301 | 7287 | Rate Constraint in lbs/MMBtu | FALSE | L | Annual | Allowances Withdrawn (n:1) | Thousand Tons | 0 | 0 | 0 | 0 | 0 | 0 | 0
CT Fac. Spec. - SO2 Rate Annual v3.1, Unit 625 and retrofits | 301 | 7287 | Rate Constraint in lbs/MMBtu | FALSE | L | Annual | Net Emissions Allowance Position | Thousand Tons | 0 | 0 | 0 | 0 | 0 | 0 | 0
CT Fac. Spec. - SO2 Rate Annual v3.1, Unit 625 and retrofits | 301 | 7287 | Rate Constraint in lbs/MMBtu | FALSE | L | Annual | Fuel Consumed | TBtu | 0.0060605 | 0.01352 | 0.014918 | 0 | 0 | 0 | 0
CT Fac. Spec. - SO2 Rate Annual v3.1, Unit 625 and retrofits | 301 | 7287 | Rate Constraint in lbs/MMBtu | FALSE | L | Annual | Rate | lb/MMBtu | 0 | 0 | 0 | 0 | 0 | 0 | 0
CT Fac. Spec. - SO2 Rate Annual v3.1, Unit 625 and retrofits | 301 | 7287 | Rate Constraint in lbs/MMBtu | FALSE | L | Annual | Generation | TWh | 0.00056403 | 0.0012582 | 0.0013884 | 0 | 0 | 0 | 0
CT Fac. Spec. - SO2 Rate Annual v3.1, Unit 625 and retrofits | 301 | 7287 | Rate Constraint in lbs/MMBtu | FALSE | L | Annual | Qualifying Generation | TWh | 0.00056403 | 0.0012582 | 0.0013884 | 0 | 0 | 0 | 0
CT Fac. Spec. - SO2 Rate Annual v3.1, Unit 625 and retrofits | 301 | 7287 | Rate Constraint in lbs/MMBtu | FALSE | L | Annual | Rate | lb/MWh | 0 | 0 | 0 | 0 | 0 | 0 | 0
CT Fac. Spec. - SO2 Rate Annual v3.1, Unit 625 and retrofits | 301 | 7287 | Rate Constraint in lbs/MMBtu | FALSE | L | Annual | Constraint Shadow Price | US2022$/Ton | 0 | 0 | 0 | 0 | 0 | 0 | 0
CT Fac. Spec. - SO2 Rate Annual v3.1, Unit 626 and retrofits | 302 | 7287 | Rate Constraint in lbs/MMBtu | FALSE | L | Annual | Seasons Included | Seasons | Winter, Spring, Summer, Fall | Winter, Spring, Summer, Fall | Winter, Spring, Summer, Fall | Winter, Spring, Summer, Fall | Winter, Spring, Summer, Fall | Winter, Spring, Summer, Fall | Winter, Spring, Summer, Fall
CT Fac. Spec. - SO2 Rate Annual v3.1, Unit 626 and retrofits | 302 | 7287 | Rate Constraint in lbs/MMBtu | FALSE | L | Annual | Standard SO2 | lb/MMBtu | 0.33 | 0.33 | 0.33 | 0.33 | 0.33 | 0.33 | 0.33
CT Fac. Spec. - SO2 Rate Annual v3.1, Unit 626 and retrofits | 302 | 7287 | Rate Constraint in lbs/MMBtu | FALSE | L | Annual | Emissions at Affected Plants SO2 | Thousand Tons | 0 | 0 | 0 | 0 | 0 | 0 | 0
CT Fac. Spec. - SO2 Rate Annual v3.1, Unit 626 and retrofits | 302 | 7287 | Rate Constraint in lbs/MMBtu | FALSE | L | Annual | Allowances Purchased SO2 | Thousand Tons | 0 | 0 | 0 | 0 | 0 | 0 | 0
CT Fac. Spec. - SO2 Rate Annual v3.1, Unit 626 and retrofits | 302 | 7287 | Rate Constraint in lbs/MMBtu | FALSE | L | Annual | Allowances Sold SO2 | Thousand Tons | 0 | 0 | 0 | 0 | 0 | 0 | 0
CT Fac. Spec. - SO2 Rate Annual v3.1, Unit 626 and retrofits | 302 | 7287 | Rate Constraint in lbs/MMBtu | FALSE | L | Annual | Allowances Banked | Thousand Tons | 0 | 0 | 0 | 0 | 0 | 0 | 0
CT Fac. Spec. - SO2 Rate Annual v3.1, Unit 626 and retrofits | 302 | 7287 | Rate Constraint in lbs/MMBtu | FALSE | L | Annual | Allowances Withdrawn (1:1) | Thousand Tons | 0 | 0 | 0 | 0 | 0 | 0 | 0
CT Fac. Spec. - SO2 Rate Annual v3.1, Unit 626 and retrofits | 302 | 7287 | Rate Constraint in lbs/MMBtu | FALSE | L | Annual | Allowances Withdrawn (n:1) | Thousand Tons | 0 | 0 | 0 | 0 | 0 | 0 | 0
CT Fac. Spec. - SO2 Rate Annual v3.1, Unit 626 and retrofits | 302 | 7287 | Rate Constraint in lbs/MMBtu | FALSE | L | Annual | Net Emissions Allowance Position | Thousand Tons | 0 | 0 | 0 | 0 | 0 | 0 | 0
CT Fac. Spec. - SO2 Rate Annual v3.1, Unit 626 and retrofits | 302 | 7287 | Rate Constraint in lbs/MMBtu | FALSE | L | Annual | Fuel Consumed | TBtu | 0 | 0.01352 | 0.014918 | 0 | 0 | 0 | 0
CT Fac. Spec. - SO2 Rate Annual v3.1, Unit 626 and retrofits | 302 | 7287 | Rate Constraint in lbs/MMBtu | FALSE | L | Annual | Rate | lb/MMBtu | 0 | 0 | 0 | 0 | 0 | 0 | 0
CT Fac. Spec. - SO2 Rate Annual v3.1, Unit 626 and retrofits | 302 | 7287 | Rate Constraint in lbs/MMBtu | FALSE | L | Annual | Generation | TWh | 0 | 0.0012582 | 0.0013884 | 0 | 0 | 0 | 0
CT Fac. Spec. - SO2 Rate Annual v3.1, Unit 626 and retrofits | 302 | 7287 | Rate Constraint in lbs/MMBtu | FALSE | L | Annual | Qualifying Generation | TWh | 0 | 0.0012582 | 0.0013884 | 0 | 0 | 0 | 0
CT Fac. Spec. - SO2 Rate Annual v3.1, Unit 626 and retrofits | 302 | 7287 | Rate Constraint in lbs/MMBtu | FALSE | L | Annual | Rate | lb/MWh | 0 | 0 | 0 | 0 | 0 | 0 | 0
CT Fac. Spec. - SO2 Rate Annual v3.1, Unit 626 and retrofits | 302 | 7287 | Rate Constraint in lbs/MMBtu | FALSE | L | Annual | Constraint Shadow Price | US2022$/Ton | 0 | 0 | 0 | 0 | 0 | 0 | 0
CT Fac. Spec. - SO2 Rate Annual v3.1, Unit 627 and retrofits | 303 | 7287 | Rate Constraint in lbs/MMBtu | FALSE | L | Annual | Seasons Included | Seasons | Winter, Spring, Summer, Fall | Winter, Spring, Summer, Fall | Winter, Spring, Summer, Fall | Winter, Spring, Summer, Fall | Winter, Spring, Summer, Fall | Winter, Spring, Summer, Fall | Winter, Spring, Summer, Fall
CT Fac. Spec. - SO2 Rate Annual v3.1, Unit 627 and retrofits | 303 | 7287 | Rate Constraint in lbs/MMBtu | FALSE | L | Annual | Standard SO2 | lb/MMBtu | 0.33 | 0.33 | 0.33 | 0.33 | 0.33 | 0.33 | 0.33
CT Fac. Spec. - SO2 Rate Annual v3.1, Unit 627 and retrofits | 303 | 7287 | Rate Constraint in lbs/MMBtu | FALSE | L | Annual | Emissions at Affected Plants SO2 | Thousand Tons | 0 | 0 | 0 | 0 | 0 | 0 | 0
CT Fac. Spec. - SO2 Rate Annual v3.1, Unit 627 and retrofits | 303 | 7287 | Rate Constraint in lbs/MMBtu | FALSE | L | Annual | Allowances Purchased SO2 | Thousand Tons | 0 | 0 | 0 | 0 | 0 | 0 | 0
CT Fac. Spec. - SO2 Rate Annual v3.1, Unit 627 and retrofits | 303 | 7287 | Rate Constraint in lbs/MMBtu | FALSE | L | Annual | Allowances Sold SO2 | Thousand Tons | 0 | 0 | 0 | 0 | 0 | 0 | 0
CT Fac. Spec. - SO2 Rate Annual v3.1, Unit 627 and retrofits | 303 | 7287 | Rate Constraint in lbs/MMBtu | FALSE | L | Annual | Allowances Banked | Thousand Tons | 0 | 0 | 0 | 0 | 0 | 0 | 0
CT Fac. Spec. - SO2 Rate Annual v3.1, Unit 627 and retrofits | 303 | 7287 | Rate Constraint in lbs/MMBtu | FALSE | L | Annual | Allowances Withdrawn (1:1) | Thousand Tons | 0 | 0 | 0 | 0 | 0 | 0 | 0
CT Fac. Spec. - SO2 Rate Annual v3.1, Unit 627 and retrofits | 303 | 7287 | Rate Constraint in lbs/MMBtu | FALSE | L | Annual | Allowances Withdrawn (n:1) | Thousand Tons | 0 | 0 | 0 | 0 | 0 | 0 | 0
CT Fac. Spec. - SO2 Rate Annual v3.1, Unit 627 and retrofits | 303 | 7287 | Rate Constraint in lbs/MMBtu | FALSE | L | Annual | Net Emissions Allowance Position | Thousand Tons | 0 | 0 | 0 | 0 | 0 | 0 | 0
CT Fac. Spec. - SO2 Rate Annual v3.1, Unit 627 and retrofits | 303 | 7287 | Rate Constraint in lbs/MMBtu | FALSE | L | Annual | Fuel Consumed | TBtu | 0.0030797 | 0.01352 | 0.014918 | 0 | 0 | 0 | 0
CT Fac. Spec. - SO2 Rate Annual v3.1, Unit 627 and retrofits | 303 | 7287 | Rate Constraint in lbs/MMBtu | FALSE | L | Annual | Rate | lb/MMBtu | 0 | 0 | 0 | 0 | 0 | 0 | 0
CT Fac. Spec. - SO2 Rate Annual v3.1, Unit 627 and retrofits | 303 | 7287 | Rate Constraint in lbs/MMBtu | FALSE | L | Annual | Generation | TWh | 0.00028661 | 0.0012582 | 0.0013884 | 0 | 0 | 0 | 0
CT Fac. Spec. - SO2 Rate Annual v3.1, Unit 627 and retrofits | 303 | 7287 | Rate Constraint in lbs/MMBtu | FALSE | L | Annual | Qualifying Generation | TWh | 0.00028661 | 0.0012582 | 0.0013884 | 0 | 0 | 0 | 0
CT Fac. Spec. - SO2 Rate Annual v3.1, Unit 627 and retrofits | 303 | 7287 | Rate Constraint in lbs/MMBtu | FALSE | L | Annual | Rate | lb/MWh | 0 | 0 | 0 | 0 | 0 | 0 | 0
CT Fac. Spec. - SO2 Rate Annual v3.1, Unit 627 and retrofits | 303 | 7287 | Rate Constraint in lbs/MMBtu | FALSE | L | Annual | Constraint Shadow Price | US2022$/Ton | 0 | 0 | 0 | 0 | 0 | 0 | 0
CT Fac. Spec. - SO2 Rate Annual v3.1, Unit 628 and retrofits | 304 | 7287 | Rate Constraint in lbs/MMBtu | FALSE | L | Annual | Seasons Included | Seasons | Winter, Spring, Summer, Fall | Winter, Spring, Summer, Fall | Winter, Spring, Summer, Fall | Winter, Spring, Summer, Fall | Winter, Spring, Summer, Fall | Winter, Spring, Summer, Fall | Winter, Spring, Summer, Fall
CT Fac. Spec. - SO2 Rate Annual v3.1, Unit 628 and retrofits | 304 | 7287 | Rate Constraint in lbs/MMBtu | FALSE | L | Annual | Standard SO2 | lb/MMBtu | 0.33 | 0.33 | 0.33 | 0.33 | 0.33 | 0.33 | 0.33
CT Fac. Spec. - SO2 Rate Annual v3.1, Unit 628 and retrofits | 304 | 7287 | Rate Constraint in lbs/MMBtu | FALSE | L | Annual | Emissions at Affected Plants SO2 | Thousand Tons | 0 | 0 | 0 | 0 | 0 | 0 | 0
CT Fac. Spec. - SO2 Rate Annual v3.1, Unit 628 and retrofits | 304 | 7287 | Rate Constraint in lbs/MMBtu | FALSE | L | Annual | Allowances Purchased SO2 | Thousand Tons | 0 | 0 | 0 | 0 | 0 | 0 | 0
CT Fac. Spec. - SO2 Rate Annual v3.1, Unit 628 and retrofits | 304 | 7287 | Rate Constraint in lbs/MMBtu | FALSE | L | Annual | Allowances Sold SO2 | Thousand Tons | 0 | 0 | 0 | 0 | 0 | 0 | 0
CT Fac. Spec. - SO2 Rate Annual v3.1, Unit 628 and retrofits | 304 | 7287 | Rate Constraint in lbs/MMBtu | FALSE | L | Annual | Allowances Banked | Thousand Tons | 0 | 0 | 0 | 0 | 0 | 0 | 0
CT Fac. Spec. - SO2 Rate Annual v3.1, Unit 628 and retrofits | 304 | 7287 | Rate Constraint in lbs/MMBtu | FALSE | L | Annual | Allowances Withdrawn (1:1) | Thousand Tons | 0 | 0 | 0 | 0 | 0 | 0 | 0
CT Fac. Spec. - SO2 Rate Annual v3.1, Unit 628 and retrofits | 304 | 7287 | Rate Constraint in lbs/MMBtu | FALSE | L | Annual | Allowances Withdrawn (n:1) | Thousand Tons | 0 | 0 | 0 | 0 | 0 | 0 | 0
CT Fac. Spec. - SO2 Rate Annual v3.1, Unit 628 and retrofits | 304 | 7287 | Rate Constraint in lbs/MMBtu | FALSE | L | Annual | Net Emissions Allowance Position | Thousand Tons | 0 | 0 | 0 | 0 | 0 | 0 | 0
CT Fac. Spec. - SO2 Rate Annual v3.1, Unit 628 and retrofits | 304 | 7287 | Rate Constraint in lbs/MMBtu | FALSE | L | Annual | Fuel Consumed | TBtu | 0 | 0.00067349 | 0.0091345 | 0 | 0 | 0 | 0
CT Fac. Spec. - SO2 Rate Annual v3.1, Unit 628 and retrofits | 304 | 7287 | Rate Constraint in lbs/MMBtu | FALSE | L | Annual | Rate | lb/MMBtu | 0 | 0 | 0 | 0 | 0 | 0 | 0
CT Fac. Spec. - SO2 Rate Annual v3.1, Unit 628 and retrofits | 304 | 7287 | Rate Constraint in lbs/MMBtu | FALSE | L | Annual | Generation | TWh | 0 | 6.2464e-05 | 0.0008472 | 0 | 0 | 0 | 0
CT Fac. Spec. - SO2 Rate Annual v3.1, Unit 628 and retrofits | 304 | 7287 | Rate Constraint in lbs/MMBtu | FALSE | L | Annual | Qualifying Generation | TWh | 0 | 6.2464e-05 | 0.0008472 | 0 | 0 | 0 | 0
CT Fac. Spec. - SO2 Rate Annual v3.1, Unit 628 and retrofits | 304 | 7287 | Rate Constraint in lbs/MMBtu | FALSE | L | Annual | Rate | lb/MWh | 0 | 0 | 0 | 0 | 0 | 0 | 0
CT Fac. Spec. - SO2 Rate Annual v3.1, Unit 628 and retrofits | 304 | 7287 | Rate Constraint in lbs/MMBtu | FALSE | L | Annual | Constraint Shadow Price | US2022$/Ton | 0 | 0 | 0 | 0 | 0 | 0 | 0
CT Fac. Spec. - SO2 Rate Annual v3.1, Unit 629 and retrofits | 305 | 7287 | Rate Constraint in lbs/MMBtu | FALSE | L | Annual | Seasons Included | Seasons | Winter, Spring, Summer, Fall | Winter, Spring, Summer, Fall | Winter, Spring, Summer, Fall | Winter, Spring, Summer, Fall | Winter, Spring, Summer, Fall | Winter, Spring, Summer, Fall | Winter, Spring, Summer, Fall
CT Fac. Spec. - SO2 Rate Annual v3.1, Unit 629 and retrofits | 305 | 7287 | Rate Constraint in lbs/MMBtu | FALSE | L | Annual | Standard SO2 | lb/MMBtu | 0.33 | 0.33 | 0.33 | 0.33 | 0.33 | 0.33 | 0.33
CT Fac. Spec. - SO2 Rate Annual v3.1, Unit 629 and retrofits | 305 | 7287 | Rate Constraint in lbs/MMBtu | FALSE | L | Annual | Emissions at Affected Plants SO2 | Thousand Tons | 0 | 0 | 0 | 0 | 0 | 0 | 0
CT Fac. Spec. - SO2 Rate Annual v3.1, Unit 629 and retrofits | 305 | 7287 | Rate Constraint in lbs/MMBtu | FALSE | L | Annual | Allowances Purchased SO2 | Thousand Tons | 0 | 0 | 0 | 0 | 0 | 0 | 0
CT Fac. Spec. - SO2 Rate Annual v3.1, Unit 629 and retrofits | 305 | 7287 | Rate Constraint in lbs/MMBtu | FALSE | L | Annual | Allowances Sold SO2 | Thousand Tons | 0 | 0 | 0 | 0 | 0 | 0 | 0
CT Fac. Spec. - SO2 Rate Annual v3.1, Unit 629 and retrofits | 305 | 7287 | Rate Constraint in lbs/MMBtu | FALSE | L | Annual | Allowances Banked | Thousand Tons | 0 | 0 | 0 | 0 | 0 | 0 | 0
CT Fac. Spec. - SO2 Rate Annual v3.1, Unit 629 and retrofits | 305 | 7287 | Rate Constraint in lbs/MMBtu | FALSE | L | Annual | Allowances Withdrawn (1:1) | Thousand Tons | 0 | 0 | 0 | 0 | 0 | 0 | 0
CT Fac. Spec. - SO2 Rate Annual v3.1, Unit 629 and retrofits | 305 | 7287 | Rate Constraint in lbs/MMBtu | FALSE | L | Annual | Allowances Withdrawn (n:1) | Thousand Tons | 0 | 0 | 0 | 0 | 0 | 0 | 0
CT Fac. Spec. - SO2 Rate Annual v3.1, Unit 629 and retrofits | 305 | 7287 | Rate Constraint in lbs/MMBtu | FALSE | L | Annual | Net Emissions Allowance Position | Thousand Tons | 0 | 0 | 0 | 0 | 0 | 0 | 0
CT Fac. Spec. - SO2 Rate Annual v3.1, Unit 629 and retrofits | 305 | 7287 | Rate Constraint in lbs/MMBtu | FALSE | L | Annual | Fuel Consumed | TBtu | 0 | 0 | 0.0089215 | 0 | 0 | 0 | 0
CT Fac. Spec. - SO2 Rate Annual v3.1, Unit 629 and retrofits | 305 | 7287 | Rate Constraint in lbs/MMBtu | FALSE | L | Annual | Rate | lb/MMBtu | 0 | 0 | 0 | 0 | 0 | 0 | 0
CT Fac. Spec. - SO2 Rate Annual v3.1, Unit 629 and retrofits | 305 | 7287 | Rate Constraint in lbs/MMBtu | FALSE | L | Annual | Generation | TWh | 0 | 0 | 0.00082736 | 0 | 0 | 0 | 0
CT Fac. Spec. - SO2 Rate Annual v3.1, Unit 629 and retrofits | 305 | 7287 | Rate Constraint in lbs/MMBtu | FALSE | L | Annual | Qualifying Generation | TWh | 0 | 0 | 0.00082736 | 0 | 0 | 0 | 0
CT Fac. Spec. - SO2 Rate Annual v3.1, Unit 629 and retrofits | 305 | 7287 | Rate Constraint in lbs/MMBtu | FALSE | L | Annual | Rate | lb/MWh | 0 | 0 | 0 | 0 | 0 | 0 | 0
CT Fac. Spec. - SO2 Rate Annual v3.1, Unit 629 and retrofits | 305 | 7287 | Rate Constraint in lbs/MMBtu | FALSE | L | Annual | Constraint Shadow Price | US2022$/Ton | 0 | 0 | 0 | 0 | 0 | 0 | 0
CT Fac. Spec. - SO2 Rate Annual v3.1, Unit 630 and retrofits | 306 | 7287 | Rate Constraint in lbs/MMBtu | FALSE | L | Annual | Seasons Included | Seasons | Winter, Spring, Summer, Fall | Winter, Spring, Summer, Fall | Winter, Spring, Summer, Fall | Winter, Spring, Summer, Fall | Winter, Spring, Summer, Fall | Winter, Spring, Summer, Fall | Winter, Spring, Summer, Fall
CT Fac. Spec. - SO2 Rate Annual v3.1, Unit 630 and retrofits | 306 | 7287 | Rate Constraint in lbs/MMBtu | FALSE | L | Annual | Standard SO2 | lb/MMBtu | 0.33 | 0.33 | 0.33 | 0.33 | 0.33 | 0.33 | 0.33
CT Fac. Spec. - SO2 Rate Annual v3.1, Unit 630 and retrofits | 306 | 7287 | Rate Constraint in lbs/MMBtu | FALSE | L | Annual | Emissions at Affected Plants SO2 | Thousand Tons | 0 | 0 | 0 | 0 | 0 | 0 | 0
CT Fac. Spec. - SO2 Rate Annual v3.1, Unit 630 and retrofits | 306 | 7287 | Rate Constraint in lbs/MMBtu | FALSE | L | Annual | Allowances Purchased SO2 | Thousand Tons | 0 | 0 | 0 | 0 | 0 | 0 | 0
CT Fac. Spec. - SO2 Rate Annual v3.1, Unit 630 and retrofits | 306 | 7287 | Rate Constraint in lbs/MMBtu | FALSE | L | Annual | Allowances Sold SO2 | Thousand Tons | 0 | 0 | 0 | 0 | 0 | 0 | 0
CT Fac. Spec. - SO2 Rate Annual v3.1, Unit 630 and retrofits | 306 | 7287 | Rate Constraint in lbs/MMBtu | FALSE | L | Annual | Allowances Banked | Thousand Tons | 0 | 0 | 0 | 0 | 0 | 0 | 0
CT Fac. Spec. - SO2 Rate Annual v3.1, Unit 630 and retrofits | 306 | 7287 | Rate Constraint in lbs/MMBtu | FALSE | L | Annual | Allowances Withdrawn (1:1) | Thousand Tons | 0 | 0 | 0 | 0 | 0 | 0 | 0
CT Fac. Spec. - SO2 Rate Annual v3.1, Unit 630 and retrofits | 306 | 7287 | Rate Constraint in lbs/MMBtu | FALSE | L | Annual | Allowances Withdrawn (n:1) | Thousand Tons | 0 | 0 | 0 | 0 | 0 | 0 | 0
CT Fac. Spec. - SO2 Rate Annual v3.1, Unit 630 and retrofits | 306 | 7287 | Rate Constraint in lbs/MMBtu | FALSE | L | Annual | Net Emissions Allowance Position | Thousand Tons | 0 | 0 | 0 | 0 | 0 | 0 | 0
CT Fac. Spec. - SO2 Rate Annual v3.1, Unit 630 and retrofits | 306 | 7287 | Rate Constraint in lbs/MMBtu | FALSE | L | Annual | Fuel Consumed | TBtu | 0 | 0.003624 | 0.0089206 | 0 | 0 | 0 | 0
CT Fac. Spec. - SO2 Rate Annual v3.1, Unit 630 and retrofits | 306 | 7287 | Rate Constraint in lbs/MMBtu | FALSE | L | Annual | Rate | lb/MMBtu | 0 | 0 | 0 | 0 | 0 | 0 | 0
CT Fac. Spec. - SO2 Rate Annual v3.1, Unit 630 and retrofits | 306 | 7287 | Rate Constraint in lbs/MMBtu | FALSE | L | Annual | Generation | TWh | 0 | 0.00033612 | 0.00082736 | 0 | 0 | 0 | 0
CT Fac. Spec. - SO2 Rate Annual v3.1, Unit 630 and retrofits | 306 | 7287 | Rate Constraint in lbs/MMBtu | FALSE | L | Annual | Qualifying Generation | TWh | 0 | 0.00033612 | 0.00082736 | 0 | 0 | 0 | 0
CT Fac. Spec. - SO2 Rate Annual v3.1, Unit 630 and retrofits | 306 | 7287 | Rate Constraint in lbs/MMBtu | FALSE | L | Annual | Rate | lb/MWh | 0 | 0 | 0 | 0 | 0 | 0 | 0
CT Fac. Spec. - SO2 Rate Annual v3.1, Unit 630 and retrofits | 306 | 7287 | Rate Constraint in lbs/MMBtu | FALSE | L | Annual | Constraint Shadow Price | US2022$/Ton | 0 | 0 | 0 | 0 | 0 | 0 | 0
CT Fac. Spec. - SO2 Rate Annual v3.1, Unit 631 and retrofits | 307 | 7287 | Rate Constraint in lbs/MMBtu | FALSE | L | Annual | Seasons Included | Seasons | Winter, Spring, Summer, Fall | Winter, Spring, Summer, Fall | Winter, Spring, Summer, Fall | Winter, Spring, Summer, Fall | Winter, Spring, Summer, Fall | Winter, Spring, Summer, Fall | Winter, Spring, Summer, Fall
CT Fac. Spec. - SO2 Rate Annual v3.1, Unit 631 and retrofits | 307 | 7287 | Rate Constraint in lbs/MMBtu | FALSE | L | Annual | Standard SO2 | lb/MMBtu | 0.33 | 0.33 | 0.33 | 0.33 | 0.33 | 0.33 | 0.33
CT Fac. Spec. - SO2 Rate Annual v3.1, Unit 631 and retrofits | 307 | 7287 | Rate Constraint in lbs/MMBtu | FALSE | L | Annual | Emissions at Affected Plants SO2 | Thousand Tons | 0 | 0 | 0 | 0 | 0 | 0 | 0
CT Fac. Spec. - SO2 Rate Annual v3.1, Unit 631 and retrofits | 307 | 7287 | Rate Constraint in lbs/MMBtu | FALSE | L | Annual | Allowances Purchased SO2 | Thousand Tons | 0 | 0 | 0 | 0 | 0 | 0 | 0
CT Fac. Spec. - SO2 Rate Annual v3.1, Unit 631 and retrofits | 307 | 7287 | Rate Constraint in lbs/MMBtu | FALSE | L | Annual | Allowances Sold SO2 | Thousand Tons | 0 | 0 | 0 | 0 | 0 | 0 | 0
CT Fac. Spec. - SO2 Rate Annual v3.1, Unit 631 and retrofits | 307 | 7287 | Rate Constraint in lbs/MMBtu | FALSE | L | Annual | Allowances Banked | Thousand Tons | 0 | 0 | 0 | 0 | 0 | 0 | 0
CT Fac. Spec. - SO2 Rate Annual v3.1, Unit 631 and retrofits | 307 | 7287 | Rate Constraint in lbs/MMBtu | FALSE | L | Annual | Allowances Withdrawn (1:1) | Thousand Tons | 0 | 0 | 0 | 0 | 0 | 0 | 0
CT Fac. Spec. - SO2 Rate Annual v3.1, Unit 631 and retrofits | 307 | 7287 | Rate Constraint in lbs/MMBtu | FALSE | L | Annual | Allowances Withdrawn (n:1) | Thousand Tons | 0 | 0 | 0 | 0 | 0 | 0 | 0
CT Fac. Spec. - SO2 Rate Annual v3.1, Unit 631 and retrofits | 307 | 7287 | Rate Constraint in lbs/MMBtu | FALSE | L | Annual | Net Emissions Allowance Position | Thousand Tons | 0 | 0 | 0 | 0 | 0 | 0 | 0
CT Fac. Spec. - SO2 Rate Annual v3.1, Unit 631 and retrofits | 307 | 7287 | Rate Constraint in lbs/MMBtu | FALSE | L | Annual | Fuel Consumed | TBtu | 0 | 0.0036861 | 0.0090734 | 0 | 0 | 0 | 0
CT Fac. Spec. - SO2 Rate Annual v3.1, Unit 631 and retrofits | 307 | 7287 | Rate Constraint in lbs/MMBtu | FALSE | L | Annual | Rate | lb/MMBtu | 0 | 0 | 0 | 0 | 0 | 0 | 0
CT Fac. Spec. - SO2 Rate Annual v3.1, Unit 631 and retrofits | 307 | 7287 | Rate Constraint in lbs/MMBtu | FALSE | L | Annual | Generation | TWh | 0 | 0.00034187 | 0.00084153 | 0 | 0 | 0 | 0
CT Fac. Spec. - SO2 Rate Annual v3.1, Unit 631 and retrofits | 307 | 7287 | Rate Constraint in lbs/MMBtu | FALSE | L | Annual | Qualifying Generation | TWh | 0 | 0.00034187 | 0.00084153 | 0 | 0 | 0 | 0
CT Fac. Spec. - SO2 Rate Annual v3.1, Unit 631 and retrofits | 307 | 7287 | Rate Constraint in lbs/MMBtu | FALSE | L | Annual | Rate | lb/MWh | 0 | 0 | 0 | 0 | 0 | 0 | 0
CT Fac. Spec. - SO2 Rate Annual v3.1, Unit 631 and retrofits | 307 | 7287 | Rate Constraint in lbs/MMBtu | FALSE | L | Annual | Constraint Shadow Price | US2022$/Ton | 0 | 0 | 0 | 0 | 0 | 0 | 0
CT Fac. Spec. - SO2 Rate Annual v3.1, Unit 632 and retrofits | 308 | 7287 | Rate Constraint in lbs/MMBtu | FALSE | L | Annual | Seasons Included | Seasons | Winter, Spring, Summer, Fall | Winter, Spring, Summer, Fall | Winter, Spring, Summer, Fall | Winter, Spring, Summer, Fall | Winter, Spring, Summer, Fall | Winter, Spring, Summer, Fall | Winter, Spring, Summer, Fall
CT Fac. Spec. - SO2 Rate Annual v3.1, Unit 632 and retrofits | 308 | 7287 | Rate Constraint in lbs/MMBtu | FALSE | L | Annual | Standard SO2 | lb/MMBtu | 0.33 | 0.33 | 0.33 | 0.33 | 0.33 | 0.33 | 0.33
CT Fac. Spec. - SO2 Rate Annual v3.1, Unit 632 and retrofits | 308 | 7287 | Rate Constraint in lbs/MMBtu | FALSE | L | Annual | Emissions at Affected Plants SO2 | Thousand Tons | 0 | 0 | 0 | 0 | 0 | 0 | 0
CT Fac. Spec. - SO2 Rate Annual v3.1, Unit 632 and retrofits | 308 | 7287 | Rate Constraint in lbs/MMBtu | FALSE | L | Annual | Allowances Purchased SO2 | Thousand Tons | 0 | 0 | 0 | 0 | 0 | 0 | 0
CT Fac. Spec. - SO2 Rate Annual v3.1, Unit 632 and retrofits | 308 | 7287 | Rate Constraint in lbs/MMBtu | FALSE | L | Annual | Allowances Sold SO2 | Thousand Tons | 0 | 0 | 0 | 0 | 0 | 0 | 0
CT Fac. Spec. - SO2 Rate Annual v3.1, Unit 632 and retrofits | 308 | 7287 | Rate Constraint in lbs/MMBtu | FALSE | L | Annual | Allowances Banked | Thousand Tons | 0 | 0 | 0 | 0 | 0 | 0 | 0
CT Fac. Spec. - SO2 Rate Annual v3.1, Unit 632 and retrofits | 308 | 7287 | Rate Constraint in lbs/MMBtu | FALSE | L | Annual | Allowances Withdrawn (1:1) | Thousand Tons | 0 | 0 | 0 | 0 | 0 | 0 | 0
CT Fac. Spec. - SO2 Rate Annual v3.1, Unit 632 and retrofits | 308 | 7287 | Rate Constraint in lbs/MMBtu | FALSE | L | Annual | Allowances Withdrawn (n:1) | Thousand Tons | 0 | 0 | 0 | 0 | 0 | 0 | 0
CT Fac. Spec. - SO2 Rate Annual v3.1, Unit 632 and retrofits | 308 | 7287 | Rate Constraint in lbs/MMBtu | FALSE | L | Annual | Net Emissions Allowance Position | Thousand Tons | 0 | 0 | 0 | 0 | 0 | 0 | 0
CT Fac. Spec. - SO2 Rate Annual v3.1, Unit 632 and retrofits | 308 | 7287 | Rate Constraint in lbs/MMBtu | FALSE | L | Annual | Fuel Consumed | TBtu | 0 | 0 | 0.024615 | 0 | 0 | 0 | 0
CT Fac. Spec. - SO2 Rate Annual v3.1, Unit 632 and retrofits | 308 | 7287 | Rate Constraint in lbs/MMBtu | FALSE | L | Annual | Rate | lb/MMBtu | 0 | 0 | 0 | 0 | 0 | 0 | 0
CT Fac. Spec. - SO2 Rate Annual v3.1, Unit 632 and retrofits | 308 | 7287 | Rate Constraint in lbs/MMBtu | FALSE | L | Annual | Generation | TWh | 0 | 0 | 0.0020784 | 0 | 0 | 0 | 0
CT Fac. Spec. - SO2 Rate Annual v3.1, Unit 632 and retrofits | 308 | 7287 | Rate Constraint in lbs/MMBtu | FALSE | L | Annual | Qualifying Generation | TWh | 0 | 0 | 0.0020784 | 0 | 0 | 0 | 0
CT Fac. Spec. - SO2 Rate Annual v3.1, Unit 632 and retrofits | 308 | 7287 | Rate Constraint in lbs/MMBtu | FALSE | L | Annual | Rate | lb/MWh | 0 | 0 | 0 | 0 | 0 | 0 | 0
CT Fac. Spec. - SO2 Rate Annual v3.1, Unit 632 and retrofits | 308 | 7287 | Rate Constraint in lbs/MMBtu | FALSE | L | Annual | Constraint Shadow Price | US2022$/Ton | 0 | 0 | 0 | 0 | 0 | 0 | 0
CT Fac. Spec. - SO2 Rate Annual v3.1, Unit 1717 and retrofits | 309 | 7287 | Rate Constraint in lbs/MMBtu | FALSE | L | Annual | Seasons Included | Seasons | Winter, Spring, Summer, Fall | Winter, Spring, Summer, Fall | Winter, Spring, Summer, Fall | Winter, Spring, Summer, Fall | Winter, Spring, Summer, Fall | Winter, Spring, Summer, Fall | Winter, Spring, Summer, Fall
CT Fac. Spec. - SO2 Rate Annual v3.1, Unit 1717 and retrofits | 309 | 7287 | Rate Constraint in lbs/MMBtu | FALSE | L | Annual | Standard SO2 | lb/MMBtu | 0.33 | 0.33 | 0.33 | 0.33 | 0.33 | 0.33 | 0.33
CT Fac. Spec. - SO2 Rate Annual v3.1, Unit 1717 and retrofits | 309 | 7287 | Rate Constraint in lbs/MMBtu | FALSE | L | Annual | Emissions at Affected Plants SO2 | Thousand Tons | 0 | 0 | 0 | 0 | 0 | 0 | 0
CT Fac. Spec. - SO2 Rate Annual v3.1, Unit 1717 and retrofits | 309 | 7287 | Rate Constraint in lbs/MMBtu | FALSE | L | Annual | Allowances Purchased SO2 | Thousand Tons | 0 | 0 | 0 | 0 | 0 | 0 | 0
CT Fac. Spec. - SO2 Rate Annual v3.1, Unit 1717 and retrofits | 309 | 7287 | Rate Constraint in lbs/MMBtu | FALSE | L | Annual | Allowances Sold SO2 | Thousand Tons | 0 | 0 | 0 | 0 | 0 | 0 | 0
CT Fac. Spec. - SO2 Rate Annual v3.1, Unit 1717 and retrofits | 309 | 7287 | Rate Constraint in lbs/MMBtu | FALSE | L | Annual | Allowances Banked | Thousand Tons | 0 | 0 | 0 | 0 | 0 | 0 | 0
CT Fac. Spec. - SO2 Rate Annual v3.1, Unit 1717 and retrofits | 309 | 7287 | Rate Constraint in lbs/MMBtu | FALSE | L | Annual | Allowances Withdrawn (1:1) | Thousand Tons | 0 | 0 | 0 | 0 | 0 | 0 | 0
CT Fac. Spec. - SO2 Rate Annual v3.1, Unit 1717 and retrofits | 309 | 7287 | Rate Constraint in lbs/MMBtu | FALSE | L | Annual | Allowances Withdrawn (n:1) | Thousand Tons | 0 | 0 | 0 | 0 | 0 | 0 | 0
CT Fac. Spec. - SO2 Rate Annual v3.1, Unit 1717 and retrofits | 309 | 7287 | Rate Constraint in lbs/MMBtu | FALSE | L | Annual | Net Emissions Allowance Position | Thousand Tons | 0 | 0 | 0 | 0 | 0 | 0 | 0
CT Fac. Spec. - SO2 Rate Annual v3.1, Unit 1717 and retrofits | 309 | 7287 | Rate Constraint in lbs/MMBtu | FALSE | L | Annual | Fuel Consumed | TBtu | 6.6594 | 6.589 | 5.8235 | 0 | 0 | 0 | 0
CT Fac. Spec. - SO2 Rate Annual v3.1, Unit 1717 and retrofits | 309 | 7287 | Rate Constraint in lbs/MMBtu | FALSE | L | Annual | Rate | lb/MMBtu | 0 | 0 | 0 | 0 | 0 | 0 | 0
CT Fac. Spec. - SO2 Rate Annual v3.1, Unit 1717 and retrofits | 309 | 7287 | Rate Constraint in lbs/MMBtu | FALSE | L | Annual | Generation | TWh | 0.93834 | 0.92842 | 0.82055 | 0 | 0 | 0 | 0
CT Fac. Spec. - SO2 Rate Annual v3.1, Unit 1717 and retrofits | 309 | 7287 | Rate Constraint in lbs/MMBtu | FALSE | L | Annual | Qualifying Generation | TWh | 0.93834 | 0.92842 | 0.82055 | 0 | 0 | 0 | 0
CT Fac. Spec. - SO2 Rate Annual v3.1, Unit 1717 and retrofits | 309 | 7287 | Rate Constraint in lbs/MMBtu | FALSE | L | Annual | Rate | lb/MWh | 0 | 0 | 0 | 0 | 0 | 0 | 0
CT Fac. Spec. - SO2 Rate Annual v3.1, Unit 1717 and retrofits | 309 | 7287 | Rate Constraint in lbs/MMBtu | FALSE | L | Annual | Constraint Shadow Price | US2022$/Ton | 0 | 0 | 0 | 0 | 0 | 0 | 0
CT Fac. Spec. - SO2 Rate Annual v3.1, Unit 1718 and retrofits | 310 | 7287 | Rate Constraint in lbs/MMBtu | FALSE | L | Annual | Seasons Included | Seasons | Winter, Spring, Summer, Fall | Winter, Spring, Summer, Fall | Winter, Spring, Summer, Fall | Winter, Spring, Summer, Fall | Winter, Spring, Summer, Fall | Winter, Spring, Summer, Fall | Winter, Spring, Summer, Fall
CT Fac. Spec. - SO2 Rate Annual v3.1, Unit 1718 and retrofits | 310 | 7287 | Rate Constraint in lbs/MMBtu | FALSE | L | Annual | Standard SO2 | lb/MMBtu | 0.33 | 0.33 | 0.33 | 0.33 | 0.33 | 0.33 | 0.33
CT Fac. Spec. - SO2 Rate Annual v3.1, Unit 1718 and retrofits | 310 | 7287 | Rate Constraint in lbs/MMBtu | FALSE | L | Annual | Emissions at Affected Plants SO2 | Thousand Tons | 0 | 0 | 0 | 0 | 0 | 0 | 0
CT Fac. Spec. - SO2 Rate Annual v3.1, Unit 1718 and retrofits | 310 | 7287 | Rate Constraint in lbs/MMBtu | FALSE | L | Annual | Allowances Purchased SO2 | Thousand Tons | 0 | 0 | 0 | 0 | 0 | 0 | 0
CT Fac. Spec. - SO2 Rate Annual v3.1, Unit 1718 and retrofits | 310 | 7287 | Rate Constraint in lbs/MMBtu | FALSE | L | Annual | Allowances Sold SO2 | Thousand Tons | 0 | 0 | 0 | 0 | 0 | 0 | 0
CT Fac. Spec. - SO2 Rate Annual v3.1, Unit 1718 and retrofits | 310 | 7287 | Rate Constraint in lbs/MMBtu | FALSE | L | Annual | Allowances Banked | Thousand Tons | 0 | 0 | 0 | 0 | 0 | 0 | 0
CT Fac. Spec. - SO2 Rate Annual v3.1, Unit 1718 and retrofits | 310 | 7287 | Rate Constraint in lbs/MMBtu | FALSE | L | Annual | Allowances Withdrawn (1:1) | Thousand Tons | 0 | 0 | 0 | 0 | 0 | 0 | 0
CT Fac. Spec. - SO2 Rate Annual v3.1, Unit 1718 and retrofits | 310 | 7287 | Rate Constraint in lbs/MMBtu | FALSE | L | Annual | Allowances Withdrawn (n:1) | Thousand Tons | 0 | 0 | 0 | 0 | 0 | 0 | 0
CT Fac. Spec. - SO2 Rate Annual v3.1, Unit 1718 and retrofits | 310 | 7287 | Rate Constraint in lbs/MMBtu | FALSE | L | Annual | Net Emissions Allowance Position | Thousand Tons | 0 | 0 | 0 | 0 | 0 | 0 | 0
CT Fac. Spec. - SO2 Rate Annual v3.1, Unit 1718 and retrofits | 310 | 7287 | Rate Constraint in lbs/MMBtu | FALSE | L | Annual | Fuel Consumed | TBtu | 6.3683 | 6.2958 | 4.3004 | 0 | 0 | 0 | 0
CT Fac. Spec. - SO2 Rate Annual v3.1, Unit 1718 and retrofits | 310 | 7287 | Rate Constraint in lbs/MMBtu | FALSE | L | Annual | Rate | lb/MMBtu | 0 | 0 | 0 | 0 | 0 | 0 | 0
CT Fac. Spec. - SO2 Rate Annual v3.1, Unit 1718 and retrofits | 310 | 7287 | Rate Constraint in lbs/MMBtu | FALSE | L | Annual | Generation | TWh | 0.89732 | 0.88711 | 0.60594 | 0 | 0 | 0 | 0
CT Fac. Spec. - SO2 Rate Annual v3.1, Unit 1718 and retrofits | 310 | 7287 | Rate Constraint in lbs/MMBtu | FALSE | L | Annual | Qualifying Generation | TWh | 0.89732 | 0.88711 | 0.60594 | 0 | 0 | 0 | 0
CT Fac. Spec. - SO2 Rate Annual v3.1, Unit 1718 and retrofits | 310 | 7287 | Rate Constraint in lbs/MMBtu | FALSE | L | Annual | Rate | lb/MWh | 0 | 0 | 0 | 0 | 0 | 0 | 0
CT Fac. Spec. - SO2 Rate Annual v3.1, Unit 1718 and retrofits | 310 | 7287 | Rate Constraint in lbs/MMBtu | FALSE | L | Annual | Constraint Shadow Price | US2022$/Ton | 0 | 0 | 0 | 0 | 0 | 0 | 0
CT Fac. Spec. - SO2 Rate Annual v3.1, Unit 1719 and retrofits | 311 | 7287 | Rate Constraint in lbs/MMBtu | FALSE | L | Annual | Seasons Included | Seasons | Winter, Spring, Summer, Fall | Winter, Spring, Summer, Fall | Winter, Spring, Summer, Fall | Winter, Spring, Summer, Fall | Winter, Spring, Summer, Fall | Winter, Spring, Summer, Fall | Winter, Spring, Summer, Fall
CT Fac. Spec. - SO2 Rate Annual v3.1, Unit 1719 and retrofits | 311 | 7287 | Rate Constraint in lbs/MMBtu | FALSE | L | Annual | Standard SO2 | lb/MMBtu | 0.33 | 0.33 | 0.33 | 0.33 | 0.33 | 0.33 | 0.33
CT Fac. Spec. - SO2 Rate Annual v3.1, Unit 1719 and retrofits | 311 | 7287 | Rate Constraint in lbs/MMBtu | FALSE | L | Annual | Emissions at Affected Plants SO2 | Thousand Tons | 0 | 0 | 0 | 0 | 0 | 0 | 0
CT Fac. Spec. - SO2 Rate Annual v3.1, Unit 1719 and retrofits | 311 | 7287 | Rate Constraint in lbs/MMBtu | FALSE | L | Annual | Allowances Purchased SO2 | Thousand Tons | 0 | 0 | 0 | 0 | 0 | 0 | 0
CT Fac. Spec. - SO2 Rate Annual v3.1, Unit 1719 and retrofits | 311 | 7287 | Rate Constraint in lbs/MMBtu | FALSE | L | Annual | Allowances Sold SO2 | Thousand Tons | 0 | 0 | 0 | 0 | 0 | 0 | 0
CT Fac. Spec. - SO2 Rate Annual v3.1, Unit 1719 and retrofits | 311 | 7287 | Rate Constraint in lbs/MMBtu | FALSE | L | Annual | Allowances Banked | Thousand Tons | 0 | 0 | 0 | 0 | 0 | 0 | 0
CT Fac. Spec. - SO2 Rate Annual v3.1, Unit 1719 and retrofits | 311 | 7287 | Rate Constraint in lbs/MMBtu | FALSE | L | Annual | Allowances Withdrawn (1:1) | Thousand Tons | 0 | 0 | 0 | 0 | 0 | 0 | 0
CT Fac. Spec. - SO2 Rate Annual v3.1, Unit 1719 and retrofits | 311 | 7287 | Rate Constraint in lbs/MMBtu | FALSE | L | Annual | Allowances Withdrawn (n:1) | Thousand Tons | 0 | 0 | 0 | 0 | 0 | 0 | 0
CT Fac. Spec. - SO2 Rate Annual v3.1, Unit 1719 and retrofits | 311 | 7287 | Rate Constraint in lbs/MMBtu | FALSE | L | Annual | Net Emissions Allowance Position | Thousand Tons | 0 | 0 | 0 | 0 | 0 | 0 | 0
CT Fac. Spec. - SO2 Rate Annual v3.1, Unit 1719 and retrofits | 311 | 7287 | Rate Constraint in lbs/MMBtu | FALSE | L | Annual | Fuel Consumed | TBtu | 6.3319 | 6.239 | 3.1959 | 0 | 0 | 0 | 0
CT Fac. Spec. - SO2 Rate Annual v3.1, Unit 1719 and retrofits | 311 | 7287 | Rate Constraint in lbs/MMBtu | FALSE | L | Annual | Rate | lb/MMBtu | 0 | 0 | 0 | 0 | 0 | 0 | 0
CT Fac. Spec. - SO2 Rate Annual v3.1, Unit 1719 and retrofits | 311 | 7287 | Rate Constraint in lbs/MMBtu | FALSE | L | Annual | Generation | TWh | 0.89219 | 0.8791 | 0.45032 | 0 | 0 | 0 | 0
CT Fac. Spec. - SO2 Rate Annual v3.1, Unit 1719 and retrofits | 311 | 7287 | Rate Constraint in lbs/MMBtu | FALSE | L | Annual | Qualifying Generation | TWh | 0.89219 | 0.8791 | 0.45032 | 0 | 0 | 0 | 0
CT Fac. Spec. - SO2 Rate Annual v3.1, Unit 1719 and retrofits | 311 | 7287 | Rate Constraint in lbs/MMBtu | FALSE | L | Annual | Rate | lb/MWh | 0 | 0 | 0 | 0 | 0 | 0 | 0
CT Fac. Spec. - SO2 Rate Annual v3.1, Unit 1719 and retrofits | 311 | 7287 | Rate Constraint in lbs/MMBtu | FALSE | L | Annual | Constraint Shadow Price | US2022$/Ton | 0 | 0 | 0 | 0 | 0 | 0 | 0
CT Fac. Spec. - SO2 Rate Annual v3.1, Unit 1720 and retrofits | 312 | 7287 | Rate Constraint in lbs/MMBtu | FALSE | L | Annual | Seasons Included | Seasons | Winter, Spring, Summer, Fall | Winter, Spring, Summer, Fall | Winter, Spring, Summer, Fall | Winter, Spring, Summer, Fall | Winter, Spring, Summer, Fall | Winter, Spring, Summer, Fall | Winter, Spring, Summer, Fall
CT Fac. Spec. - SO2 Rate Annual v3.1, Unit 1720 and retrofits | 312 | 7287 | Rate Constraint in lbs/MMBtu | FALSE | L | Annual | Standard SO2 | lb/MMBtu | 0.33 | 0.33 | 0.33 | 0.33 | 0.33 | 0.33 | 0.33
CT Fac. Spec. - SO2 Rate Annual v3.1, Unit 1720 and retrofits | 312 | 7287 | Rate Constraint in lbs/MMBtu | FALSE | L | Annual | Emissions at Affected Plants SO2 | Thousand Tons | 0 | 0 | 0 | 0 | 0 | 0 | 0
CT Fac. Spec. - SO2 Rate Annual v3.1, Unit 1720 and retrofits | 312 | 7287 | Rate Constraint in lbs/MMBtu | FALSE | L | Annual | Allowances Purchased SO2 | Thousand Tons | 0 | 0 | 0 | 0 | 0 | 0 | 0
CT Fac. Spec. - SO2 Rate Annual v3.1, Unit 1720 and retrofits | 312 | 7287 | Rate Constraint in lbs/MMBtu | FALSE | L | Annual | Allowances Sold SO2 | Thousand Tons | 0 | 0 | 0 | 0 | 0 | 0 | 0
CT Fac. Spec. - SO2 Rate Annual v3.1, Unit 1720 and retrofits | 312 | 7287 | Rate Constraint in lbs/MMBtu | FALSE | L | Annual | Allowances Banked | Thousand Tons | 0 | 0 | 0 | 0 | 0 | 0 | 0
CT Fac. Spec. - SO2 Rate Annual v3.1, Unit 1720 and retrofits | 312 | 7287 | Rate Constraint in lbs/MMBtu | FALSE | L | Annual | Allowances Withdrawn (1:1) | Thousand Tons | 0 | 0 | 0 | 0 | 0 | 0 | 0
CT Fac. Spec. - SO2 Rate Annual v3.1, Unit 1720 and retrofits | 312 | 7287 | Rate Constraint in lbs/MMBtu | FALSE | L | Annual | Allowances Withdrawn (n:1) | Thousand Tons | 0 | 0 | 0 | 0 | 0 | 0 | 0
CT Fac. Spec. - SO2 Rate Annual v3.1, Unit 1720 and retrofits | 312 | 7287 | Rate Constraint in lbs/MMBtu | FALSE | L | Annual | Net Emissions Allowance Position | Thousand Tons | 0 | 0 | 0 | 0 | 0 | 0 | 0
CT Fac. Spec. - SO2 Rate Annual v3.1, Unit 1720 and retrofits | 312 | 7287 | Rate Constraint in lbs/MMBtu | FALSE | L | Annual | Fuel Consumed | TBtu | 3.2985 | 3.6703 | 4.1264 | 0 | 0 | 0 | 0
CT Fac. Spec. - SO2 Rate Annual v3.1, Unit 1720 and retrofits | 312 | 7287 | Rate Constraint in lbs/MMBtu | FALSE | L | Annual | Rate | lb/MMBtu | 0 | 0 | 0 | 0 | 0 | 0 | 0
CT Fac. Spec. - SO2 Rate Annual v3.1, Unit 1720 and retrofits | 312 | 7287 | Rate Constraint in lbs/MMBtu | FALSE | L | Annual | Generation | TWh | 0.44502 | 0.49518 | 0.55672 | 0 | 0 | 0 | 0
CT Fac. Spec. - SO2 Rate Annual v3.1, Unit 1720 and retrofits | 312 | 7287 | Rate Constraint in lbs/MMBtu | FALSE | L | Annual | Qualifying Generation | TWh | 0.44502 | 0.49518 | 0.55672 | 0 | 0 | 0 | 0
CT Fac. Spec. - SO2 Rate Annual v3.1, Unit 1720 and retrofits | 312 | 7287 | Rate Constraint in lbs/MMBtu | FALSE | L | Annual | Rate | lb/MWh | 0 | 0 | 0 | 0 | 0 | 0 | 0
CT Fac. Spec. - SO2 Rate Annual v3.1, Unit 1720 and retrofits | 312 | 7287 | Rate Constraint in lbs/MMBtu | FALSE | L | Annual | Constraint Shadow Price | US2022$/Ton | 0 | 0 | 0 | 0 | 0 | 0 | 0
CT Fac. Spec. - SO2 Rate Annual v3.1, Unit 1721 and retrofits | 313 | 7287 | Rate Constraint in lbs/MMBtu | FALSE | L | Annual | Seasons Included | Seasons | Winter, Spring, Summer, Fall | Winter, Spring, Summer, Fall | Winter, Spring, Summer, Fall | Winter, Spring, Summer, Fall | Winter, Spring, Summer, Fall | Winter, Spring, Summer, Fall | Winter, Spring, Summer, Fall
CT Fac. Spec. - SO2 Rate Annual v3.1, Unit 1721 and retrofits | 313 | 7287 | Rate Constraint in lbs/MMBtu | FALSE | L | Annual | Standard SO2 | lb/MMBtu | 0.33 | 0.33 | 0.33 | 0.33 | 0.33 | 0.33 | 0.33
CT Fac. Spec. - SO2 Rate Annual v3.1, Unit 1721 and retrofits | 313 | 7287 | Rate Constraint in lbs/MMBtu | FALSE | L | Annual | Emissions at Affected Plants SO2 | Thousand Tons | 0 | 0 | 0 | 0 | 0 | 0 | 0
CT Fac. Spec. - SO2 Rate Annual v3.1, Unit 1721 and retrofits | 313 | 7287 | Rate Constraint in lbs/MMBtu | FALSE | L | Annual | Allowances Purchased SO2 | Thousand Tons | 0 | 0 | 0 | 0 | 0 | 0 | 0
CT Fac. Spec. - SO2 Rate Annual v3.1, Unit 1721 and retrofits | 313 | 7287 | Rate Constraint in lbs/MMBtu | FALSE | L | Annual | Allowances Sold SO2 | Thousand Tons | 0 | 0 | 0 | 0 | 0 | 0 | 0
CT Fac. Spec. - SO2 Rate Annual v3.1, Unit 1721 and retrofits | 313 | 7287 | Rate Constraint in lbs/MMBtu | FALSE | L | Annual | Allowances Banked | Thousand Tons | 0 | 0 | 0 | 0 | 0 | 0 | 0
CT Fac. Spec. - SO2 Rate Annual v3.1, Unit 1721 and retrofits | 313 | 7287 | Rate Constraint in lbs/MMBtu | FALSE | L | Annual | Allowances Withdrawn (1:1) | Thousand Tons | 0 | 0 | 0 | 0 | 0 | 0 | 0
CT Fac. Spec. - SO2 Rate Annual v3.1, Unit 1721 and retrofits | 313 | 7287 | Rate Constraint in lbs/MMBtu | FALSE | L | Annual | Allowances Withdrawn (n:1) | Thousand Tons | 0 | 0 | 0 | 0 | 0 | 0 | 0
CT Fac. Spec. - SO2 Rate Annual v3.1, Unit 1721 and retrofits | 313 | 7287 | Rate Constraint in lbs/MMBtu | FALSE | L | Annual | Net Emissions Allowance Position | Thousand Tons | 0 | 0 | 0 | 0 | 0 | 0 | 0
CT Fac. Spec. - SO2 Rate Annual v3.1, Unit 1721 and retrofits | 313 | 7287 | Rate Constraint in lbs/MMBtu | FALSE | L | Annual | Fuel Consumed | TBtu | 1.5229 | 1.477 | 4.1372 | 0 | 0 | 0 | 0
CT Fac. Spec. - SO2 Rate Annual v3.1, Unit 1721 and retrofits | 313 | 7287 | Rate Constraint in lbs/MMBtu | FALSE | L | Annual | Rate | lb/MMBtu | 0 | 0 | 0 | 0 | 0 | 0 | 0
CT Fac. Spec. - SO2 Rate Annual v3.1, Unit 1721 and retrofits | 313 | 7287 | Rate Constraint in lbs/MMBtu | FALSE | L | Annual | Generation | TWh | 0.20486 | 0.19869 | 0.55652 | 0 | 0 | 0 | 0
CT Fac. Spec. - SO2 Rate Annual v3.1, Unit 1721 and retrofits | 313 | 7287 | Rate Constraint in lbs/MMBtu | FALSE | L | Annual | Qualifying Generation | TWh | 0.20486 | 0.19869 | 0.55652 | 0 | 0 | 0 | 0
CT Fac. Spec. - SO2 Rate Annual v3.1, Unit 1721 and retrofits | 313 | 7287 | Rate Constraint in lbs/MMBtu | FALSE | L | Annual | Rate | lb/MWh | 0 | 0 | 0 | 0 | 0 | 0 | 0
CT Fac. Spec. - SO2 Rate Annual v3.1, Unit 1721 and retrofits | 313 | 7287 | Rate Constraint in lbs/MMBtu | FALSE | L | Annual | Constraint Shadow Price | US2022$/Ton | 0 | 0 | 0 | 0 | 0 | 0 | 0
CT Fac. Spec. - SO2 Rate Annual v3.1, Unit 1722 and retrofits | 314 | 7287 | Rate Constraint in lbs/MMBtu | FALSE | L | Annual | Seasons Included | Seasons | Winter, Spring, Summer, Fall | Winter, Spring, Summer, Fall | Winter, Spring, Summer, Fall | Winter, Spring, Summer, Fall | Winter, Spring, Summer, Fall | Winter, Spring, Summer, Fall | Winter, Spring, Summer, Fall
CT Fac. Spec. - SO2 Rate Annual v3.1, Unit 1722 and retrofits | 314 | 7287 | Rate Constraint in lbs/MMBtu | FALSE | L | Annual | Standard SO2 | lb/MMBtu | 0.33 | 0.33 | 0.33 | 0.33 | 0.33 | 0.33 | 0.33
CT Fac. Spec. - SO2 Rate Annual v3.1, Unit 1722 and retrofits | 314 | 7287 | Rate Constraint in lbs/MMBtu | FALSE | L | Annual | Emissions at Affected Plants SO2 | Thousand Tons | 0 | 0 | 0 | 0 | 0 | 0 | 0
CT Fac. Spec. - SO2 Rate Annual v3.1, Unit 1722 and retrofits | 314 | 7287 | Rate Constraint in lbs/MMBtu | FALSE | L | Annual | Allowances Purchased SO2 | Thousand Tons | 0 | 0 | 0 | 0 | 0 | 0 | 0
CT Fac. Spec. - SO2 Rate Annual v3.1, Unit 1722 and retrofits | 314 | 7287 | Rate Constraint in lbs/MMBtu | FALSE | L | Annual | Allowances Sold SO2 | Thousand Tons | 0 | 0 | 0 | 0 | 0 | 0 | 0
CT Fac. Spec. - SO2 Rate Annual v3.1, Unit 1722 and retrofits | 314 | 7287 | Rate Constraint in lbs/MMBtu | FALSE | L | Annual | Allowances Banked | Thousand Tons | 0 | 0 | 0 | 0 | 0 | 0 | 0
CT Fac. Spec. - SO2 Rate Annual v3.1, Unit 1722 and retrofits | 314 | 7287 | Rate Constraint in lbs/MMBtu | FALSE | L | Annual | Allowances Withdrawn (1:1) | Thousand Tons | 0 | 0 | 0 | 0 | 0 | 0 | 0
CT Fac. Spec. - SO2 Rate Annual v3.1, Unit 1722 and retrofits | 314 | 7287 | Rate Constraint in lbs/MMBtu | FALSE | L | Annual | Allowances Withdrawn (n:1) | Thousand Tons | 0 | 0 | 0 | 0 | 0 | 0 | 0
CT Fac. Spec. - SO2 Rate Annual v3.1, Unit 1722 and retrofits | 314 | 7287 | Rate Constraint in lbs/MMBtu | FALSE | L | Annual | Net Emissions Allowance Position | Thousand Tons | 0 | 0 | 0 | 0 | 0 | 0 | 0
CT Fac. Spec. - SO2 Rate Annual v3.1, Unit 1722 and retrofits | 314 | 7287 | Rate Constraint in lbs/MMBtu | FALSE | L | Annual | Fuel Consumed | TBtu | 4.8247 | 4.2314 | 4.0485 | 0 | 0 | 0 | 0
CT Fac. Spec. - SO2 Rate Annual v3.1, Unit 1722 and retrofits | 314 | 7287 | Rate Constraint in lbs/MMBtu | FALSE | L | Annual | Rate | lb/MMBtu | 0 | 0 | 0 | 0 | 0 | 0 | 0
CT Fac. Spec. - SO2 Rate Annual v3.1, Unit 1722 and retrofits | 314 | 7287 | Rate Constraint in lbs/MMBtu | FALSE | L | Annual | Generation | TWh | 0.65129 | 0.57119 | 0.54651 | 0 | 0 | 0 | 0
CT Fac. Spec. - SO2 Rate Annual v3.1, Unit 1722 and retrofits | 314 | 7287 | Rate Constraint in lbs/MMBtu | FALSE | L | Annual | Qualifying Generation | TWh | 0.65129 | 0.57119 | 0.54651 | 0 | 0 | 0 | 0
CT Fac. Spec. - SO2 Rate Annual v3.1, Unit 1722 and retrofits | 314 | 7287 | Rate Constraint in lbs/MMBtu | FALSE | L | Annual | Rate | lb/MWh | 0 | 0 | 0 | 0 | 0 | 0 | 0
CT Fac. Spec. - SO2 Rate Annual v3.1, Unit 1722 and retrofits | 314 | 7287 | Rate Constraint in lbs/MMBtu | FALSE | L | Annual | Constraint Shadow Price | US2022$/Ton | 0 | 0 | 0 | 0 | 0 | 0 | 0
CT Fac. Spec. - SO2 Rate Annual v3.1, Unit 1723 and retrofits | 315 | 7287 | Rate Constraint in lbs/MMBtu | FALSE | L | Annual | Seasons Included | Seasons | Winter, Spring, Summer, Fall | Winter, Spring, Summer, Fall | Winter, Spring, Summer, Fall | Winter, Spring, Summer, Fall | Winter, Spring, Summer, Fall | Winter, Spring, Summer, Fall | Winter, Spring, Summer, Fall
CT Fac. Spec. - SO2 Rate Annual v3.1, Unit 1723 and retrofits | 315 | 7287 | Rate Constraint in lbs/MMBtu | FALSE | L | Annual | Standard SO2 | lb/MMBtu | 0.33 | 0.33 | 0.33 | 0.33 | 0.33 | 0.33 | 0.33
CT Fac. Spec. - SO2 Rate Annual v3.1, Unit 1723 and retrofits | 315 | 7287 | Rate Constraint in lbs/MMBtu | FALSE | L | Annual | Emissions at Affected Plants SO2 | Thousand Tons | 0 | 0 | 0 | 0 | 0 | 0 | 0
CT Fac. Spec. - SO2 Rate Annual v3.1, Unit 1723 and retrofits | 315 | 7287 | Rate Constraint in lbs/MMBtu | FALSE | L | Annual | Allowances Purchased SO2 | Thousand Tons | 0 | 0 | 0 | 0 | 0 | 0 | 0
CT Fac. Spec. - SO2 Rate Annual v3.1, Unit 1723 and retrofits | 315 | 7287 | Rate Constraint in lbs/MMBtu | FALSE | L | Annual | Allowances Sold SO2 | Thousand Tons | 0 | 0 | 0 | 0 | 0 | 0 | 0
CT Fac. Spec. - SO2 Rate Annual v3.1, Unit 1723 and retrofits | 315 | 7287 | Rate Constraint in lbs/MMBtu | FALSE | L | Annual | Allowances Banked | Thousand Tons | 0 | 0 | 0 | 0 | 0 | 0 | 0
CT Fac. Spec. - SO2 Rate Annual v3.1, Unit 1723 and retrofits | 315 | 7287 | Rate Constraint in lbs/MMBtu | FALSE | L | Annual | Allowances Withdrawn (1:1) | Thousand Tons | 0 | 0 | 0 | 0 | 0 | 0 | 0
CT Fac. Spec. - SO2 Rate Annual v3.1, Unit 1723 and retrofits | 315 | 7287 | Rate Constraint in lbs/MMBtu | FALSE | L | Annual | Allowances Withdrawn (n:1) | Thousand Tons | 0 | 0 | 0 | 0 | 0 | 0 | 0
CT Fac. Spec. - SO2 Rate Annual v3.1, Unit 1723 and retrofits | 315 | 7287 | Rate Constraint in lbs/MMBtu | FALSE | L | Annual | Net Emissions Allowance Position | Thousand Tons | 0 | 0 | 0 | 0 | 0 | 0 | 0
CT Fac. Spec. - SO2 Rate Annual v3.1, Unit 1723 and retrofits | 315 | 7287 | Rate Constraint in lbs/MMBtu | FALSE | L | Annual | Fuel Consumed | TBtu | 5.8245 | 4.5716 | 3.8731 | 0 | 0 | 0 | 0
CT Fac. Spec. - SO2 Rate Annual v3.1, Unit 1723 and retrofits | 315 | 7287 | Rate Constraint in lbs/MMBtu | FALSE | L | Annual | Rate | lb/MMBtu | 0 | 0 | 0 | 0 | 0 | 0 | 0
CT Fac. Spec. - SO2 Rate Annual v3.1, Unit 1723 and retrofits | 315 | 7287 | Rate Constraint in lbs/MMBtu | FALSE | L | Annual | Generation | TWh | 0.79385 | 0.62309 | 0.52788 | 0 | 0 | 0 | 0
CT Fac. Spec. - SO2 Rate Annual v3.1, Unit 1723 and retrofits | 315 | 7287 | Rate Constraint in lbs/MMBtu | FALSE | L | Annual | Qualifying Generation | TWh | 0.79385 | 0.62309 | 0.52788 | 0 | 0 | 0 | 0
CT Fac. Spec. - SO2 Rate Annual v3.1, Unit 1723 and retrofits | 315 | 7287 | Rate Constraint in lbs/MMBtu | FALSE | L | Annual | Rate | lb/MWh | 0 | 0 | 0 | 0 | 0 | 0 | 0
CT Fac. Spec. - SO2 Rate Annual v3.1, Unit 1723 and retrofits | 315 | 7287 | Rate Constraint in lbs/MMBtu | FALSE | L | Annual | Constraint Shadow Price | US2022$/Ton | 0 | 0 | 0 | 0 | 0 | 0 | 0
CT Fac. Spec. - SO2 Rate Annual v3.1, Unit 1724 and retrofits | 316 | 7287 | Rate Constraint in lbs/MMBtu | FALSE | L | Annual | Seasons Included | Seasons | Winter, Spring, Summer, Fall | Winter, Spring, Summer, Fall | Winter, Spring, Summer, Fall | Winter, Spring, Summer, Fall | Winter, Spring, Summer, Fall | Winter, Spring, Summer, Fall | Winter, Spring, Summer, Fall
CT Fac. Spec. - SO2 Rate Annual v3.1, Unit 1724 and retrofits | 316 | 7287 | Rate Constraint in lbs/MMBtu | FALSE | L | Annual | Standard SO2 | lb/MMBtu | 0.33 | 0.33 | 0.33 | 0.33 | 0.33 | 0.33 | 0.33
CT Fac. Spec. - SO2 Rate Annual v3.1, Unit 1724 and retrofits | 316 | 7287 | Rate Constraint in lbs/MMBtu | FALSE | L | Annual | Emissions at Affected Plants SO2 | Thousand Tons | 0 | 0 | 0 | 0 | 0 | 0 | 0
CT Fac. Spec. - SO2 Rate Annual v3.1, Unit 1724 and retrofits | 316 | 7287 | Rate Constraint in lbs/MMBtu | FALSE | L | Annual | Allowances Purchased SO2 | Thousand Tons | 0 | 0 | 0 | 0 | 0 | 0 | 0
CT Fac. Spec. - SO2 Rate Annual v3.1, Unit 1724 and retrofits | 316 | 7287 | Rate Constraint in lbs/MMBtu | FALSE | L | Annual | Allowances Sold SO2 | Thousand Tons | 0 | 0 | 0 | 0 | 0 | 0 | 0
CT Fac. Spec. - SO2 Rate Annual v3.1, Unit 1724 and retrofits | 316 | 7287 | Rate Constraint in lbs/MMBtu | FALSE | L | Annual | Allowances Banked | Thousand Tons | 0 | 0 | 0 | 0 | 0 | 0 | 0
CT Fac. Spec. - SO2 Rate Annual v3.1, Unit 1724 and retrofits | 316 | 7287 | Rate Constraint in lbs/MMBtu | FALSE | L | Annual | Allowances Withdrawn (1:1) | Thousand Tons | 0 | 0 | 0 | 0 | 0 | 0 | 0
CT Fac. Spec. - SO2 Rate Annual v3.1, Unit 1724 and retrofits | 316 | 7287 | Rate Constraint in lbs/MMBtu | FALSE | L | Annual | Allowances Withdrawn (n:1) | Thousand Tons | 0 | 0 | 0 | 0 | 0 | 0 | 0
CT Fac. Spec. - SO2 Rate Annual v3.1, Unit 1724 and retrofits | 316 | 7287 | Rate Constraint in lbs/MMBtu | FALSE | L | Annual | Net Emissions Allowance Position | Thousand Tons | 0 | 0 | 0 | 0 | 0 | 0 | 0
CT Fac. Spec. - SO2 Rate Annual v3.1, Unit 1724 and retrofits | 316 | 7287 | Rate Constraint in lbs/MMBtu | FALSE | L | Annual | Fuel Consumed | TBtu | 6.251 | 4.8421 | 4.4759 | 0 | 0 | 0 | 0
CT Fac. Spec. - SO2 Rate Annual v3.1, Unit 1724 and retrofits | 316 | 7287 | Rate Constraint in lbs/MMBtu | FALSE | L | Annual | Rate | lb/MMBtu | 0 | 0 | 0 | 0 | 0 | 0 | 0
CT Fac. Spec. - SO2 Rate Annual v3.1, Unit 1724 and retrofits | 316 | 7287 | Rate Constraint in lbs/MMBtu | FALSE | L | Annual | Generation | TWh | 0.85303 | 0.66076 | 0.6108 | 0 | 0 | 0 | 0
CT Fac. Spec. - SO2 Rate Annual v3.1, Unit 1724 and retrofits | 316 | 7287 | Rate Constraint in lbs/MMBtu | FALSE | L | Annual | Qualifying Generation | TWh | 0.85303 | 0.66076 | 0.6108 | 0 | 0 | 0 | 0
CT Fac. Spec. - SO2 Rate Annual v3.1, Unit 1724 and retrofits | 316 | 7287 | Rate Constraint in lbs/MMBtu | FALSE | L | Annual | Rate | lb/MWh | 0 | 0 | 0 | 0 | 0 | 0 | 0
CT Fac. Spec. - SO2 Rate Annual v3.1, Unit 1724 and retrofits | 316 | 7287 | Rate Constraint in lbs/MMBtu | FALSE | L | Annual | Constraint Shadow Price | US2022$/Ton | 0 | 0 | 0 | 0 | 0 | 0 | 0
CT Fac. Spec. - SO2 Rate Annual v3.1, Unit 1725 and retrofits | 317 | 7287 | Rate Constraint in lbs/MMBtu | FALSE | L | Annual | Seasons Included | Seasons | Winter, Spring, Summer, Fall | Winter, Spring, Summer, Fall | Winter, Spring, Summer, Fall | Winter, Spring, Summer, Fall | Winter, Spring, Summer, Fall | Winter, Spring, Summer, Fall | Winter, Spring, Summer, Fall
CT Fac. Spec. - SO2 Rate Annual v3.1, Unit 1725 and retrofits | 317 | 7287 | Rate Constraint in lbs/MMBtu | FALSE | L | Annual | Standard SO2 | lb/MMBtu | 0.33 | 0.33 | 0.33 | 0.33 | 0.33 | 0.33 | 0.33
CT Fac. Spec. - SO2 Rate Annual v3.1, Unit 1725 and retrofits | 317 | 7287 | Rate Constraint in lbs/MMBtu | FALSE | L | Annual | Emissions at Affected Plants SO2 | Thousand Tons | 0 | 0 | 0 | 0 | 0 | 0 | 0
CT Fac. Spec. - SO2 Rate Annual v3.1, Unit 1725 and retrofits | 317 | 7287 | Rate Constraint in lbs/MMBtu | FALSE | L | Annual | Allowances Purchased SO2 | Thousand Tons | 0 | 0 | 0 | 0 | 0 | 0 | 0
CT Fac. Spec. - SO2 Rate Annual v3.1, Unit 1725 and retrofits | 317 | 7287 | Rate Constraint in lbs/MMBtu | FALSE | L | Annual | Allowances Sold SO2 | Thousand Tons | 0 | 0 | 0 | 0 | 0 | 0 | 0
CT Fac. Spec. - SO2 Rate Annual v3.1, Unit 1725 and retrofits | 317 | 7287 | Rate Constraint in lbs/MMBtu | FALSE | L | Annual | Allowances Banked | Thousand Tons | 0 | 0 | 0 | 0 | 0 | 0 | 0
CT Fac. Spec. - SO2 Rate Annual v3.1, Unit 1725 and retrofits | 317 | 7287 | Rate Constraint in lbs/MMBtu | FALSE | L | Annual | Allowances Withdrawn (1:1) | Thousand Tons | 0 | 0 | 0 | 0 | 0 | 0 | 0
CT Fac. Spec. - SO2 Rate Annual v3.1, Unit 1725 and retrofits | 317 | 7287 | Rate Constraint in lbs/MMBtu | FALSE | L | Annual | Allowances Withdrawn (n:1) | Thousand Tons | 0 | 0 | 0 | 0 | 0 | 0 | 0
CT Fac. Spec. - SO2 Rate Annual v3.1, Unit 1725 and retrofits | 317 | 7287 | Rate Constraint in lbs/MMBtu | FALSE | L | Annual | Net Emissions Allowance Position | Thousand Tons | 0 | 0 | 0 | 0 | 0 | 0 | 0
CT Fac. Spec. - SO2 Rate Annual v3.1, Unit 1725 and retrofits | 317 | 7287 | Rate Constraint in lbs/MMBtu | FALSE | L | Annual | Fuel Consumed | TBtu | 13.1042 | 12.2323 | 10.8572 | 0 | 0 | 0 | 0
CT Fac. Spec. - SO2 Rate Annual v3.1, Unit 1725 and retrofits | 317 | 7287 | Rate Constraint in lbs/MMBtu | FALSE | L | Annual | Rate | lb/MMBtu | 0 | 0 | 0 | 0 | 0 | 0 | 0
CT Fac. Spec. - SO2 Rate Annual v3.1, Unit 1725 and retrofits | 317 | 7287 | Rate Constraint in lbs/MMBtu | FALSE | L | Annual | Generation | TWh | 1.8588 | 1.7351 | 1.54 | 0 | 0 | 0 | 0
CT Fac. Spec. - SO2 Rate Annual v3.1, Unit 1725 and retrofits | 317 | 7287 | Rate Constraint in lbs/MMBtu | FALSE | L | Annual | Qualifying Generation | TWh | 1.8588 | 1.7351 | 1.54 | 0 | 0 | 0 | 0
CT Fac. Spec. - SO2 Rate Annual v3.1, Unit 1725 and retrofits | 317 | 7287 | Rate Constraint in lbs/MMBtu | FALSE | L | Annual | Rate | lb/MWh | 0 | 0 | 0 | 0 | 0 | 0 | 0
CT Fac. Spec. - SO2 Rate Annual v3.1, Unit 1725 and retrofits | 317 | 7287 | Rate Constraint in lbs/MMBtu | FALSE | L | Annual | Constraint Shadow Price | US2022$/Ton | 0 | 0 | 0 | 0 | 0 | 0 | 0
CT Fac. Spec. - SO2 Rate Annual v3.1, Unit 1726 and retrofits | 318 | 7287 | Rate Constraint in lbs/MMBtu | FALSE | L | Annual | Seasons Included | Seasons | Winter, Spring, Summer, Fall | Winter, Spring, Summer, Fall | Winter, Spring, Summer, Fall | Winter, Spring, Summer, Fall | Winter, Spring, Summer, Fall | Winter, Spring, Summer, Fall | Winter, Spring, Summer, Fall
CT Fac. Spec. - SO2 Rate Annual v3.1, Unit 1726 and retrofits | 318 | 7287 | Rate Constraint in lbs/MMBtu | FALSE | L | Annual | Standard SO2 | lb/MMBtu | 0.33 | 0.33 | 0.33 | 0.33 | 0.33 | 0.33 | 0.33
CT Fac. Spec. - SO2 Rate Annual v3.1, Unit 1726 and retrofits | 318 | 7287 | Rate Constraint in lbs/MMBtu | FALSE | L | Annual | Emissions at Affected Plants SO2 | Thousand Tons | 0 | 0 | 0 | 0 | 0 | 0 | 0
CT Fac. Spec. - SO2 Rate Annual v3.1, Unit 1726 and retrofits | 318 | 7287 | Rate Constraint in lbs/MMBtu | FALSE | L | Annual | Allowances Purchased SO2 | Thousand Tons | 0 | 0 | 0 | 0 | 0 | 0 | 0
CT Fac. Spec. - SO2 Rate Annual v3.1, Unit 1726 and retrofits | 318 | 7287 | Rate Constraint in lbs/MMBtu | FALSE | L | Annual | Allowances Sold SO2 | Thousand Tons | 0 | 0 | 0 | 0 | 0 | 0 | 0
CT Fac. Spec. - SO2 Rate Annual v3.1, Unit 1726 and retrofits | 318 | 7287 | Rate Constraint in lbs/MMBtu | FALSE | L | Annual | Allowances Banked | Thousand Tons | 0 | 0 | 0 | 0 | 0 | 0 | 0
CT Fac. Spec. - SO2 Rate Annual v3.1, Unit 1726 and retrofits | 318 | 7287 | Rate Constraint in lbs/MMBtu | FALSE | L | Annual | Allowances Withdrawn (1:1) | Thousand Tons | 0 | 0 | 0 | 0 | 0 | 0 | 0
CT Fac. Spec. - SO2 Rate Annual v3.1, Unit 1726 and retrofits | 318 | 7287 | Rate Constraint in lbs/MMBtu | FALSE | L | Annual | Allowances Withdrawn (n:1) | Thousand Tons | 0 | 0 | 0 | 0 | 0 | 0 | 0
CT Fac. Spec. - SO2 Rate Annual v3.1, Unit 1726 and retrofits | 318 | 7287 | Rate Constraint in lbs/MMBtu | FALSE | L | Annual | Net Emissions Allowance Position | Thousand Tons | 0 | 0 | 0 | 0 | 0 | 0 | 0
CT Fac. Spec. - SO2 Rate Annual v3.1, Unit 1726 and retrofits | 318 | 7287 | Rate Constraint in lbs/MMBtu | FALSE | L | Annual | Fuel Consumed | TBtu | 5.6869 | 5.5296 | 4.908 | 0 | 0 | 0 | 0
CT Fac. Spec. - SO2 Rate Annual v3.1, Unit 1726 and retrofits | 318 | 7287 | Rate Constraint in lbs/MMBtu | FALSE | L | Annual | Rate | lb/MMBtu | 0 | 0 | 0 | 0 | 0 | 0 | 0
CT Fac. Spec. - SO2 Rate Annual v3.1, Unit 1726 and retrofits | 318 | 7287 | Rate Constraint in lbs/MMBtu | FALSE | L | Annual | Generation | TWh | 0.80666 | 0.78434 | 0.69616 | 0 | 0 | 0 | 0
CT Fac. Spec. - SO2 Rate Annual v3.1, Unit 1726 and retrofits | 318 | 7287 | Rate Constraint in lbs/MMBtu | FALSE | L | Annual | Qualifying Generation | TWh | 0.80666 | 0.78434 | 0.69616 | 0 | 0 | 0 | 0
CT Fac. Spec. - SO2 Rate Annual v3.1, Unit 1726 and retrofits | 318 | 7287 | Rate Constraint in lbs/MMBtu | FALSE | L | Annual | Rate | lb/MWh | 0 | 0 | 0 | 0 | 0 | 0 | 0
CT Fac. Spec. - SO2 Rate Annual v3.1, Unit 1726 and retrofits | 318 | 7287 | Rate Constraint in lbs/MMBtu | FALSE | L | Annual | Constraint Shadow Price | US2022$/Ton | 0 | 0 | 0 | 0 | 0 | 0 | 0
CT Fac. Spec. - SO2 Rate Annual v3.1, Unit 1730 and retrofits | 319 | 7287 | Rate Constraint in lbs/MMBtu | FALSE | L | Annual | Seasons Included | Seasons | Winter, Spring, Summer, Fall | Winter, Spring, Summer, Fall | Winter, Spring, Summer, Fall | Winter, Spring, Summer, Fall | Winter, Spring, Summer, Fall | Winter, Spring, Summer, Fall | Winter, Spring, Summer, Fall
CT Fac. Spec. - SO2 Rate Annual v3.1, Unit 1730 and retrofits | 319 | 7287 | Rate Constraint in lbs/MMBtu | FALSE | L | Annual | Standard SO2 | lb/MMBtu | 0.33 | 0.33 | 0.33 | 0.33 | 0.33 | 0.33 | 0.33
CT Fac. Spec. - SO2 Rate Annual v3.1, Unit 1730 and retrofits | 319 | 7287 | Rate Constraint in lbs/MMBtu | FALSE | L | Annual | Emissions at Affected Plants SO2 | Thousand Tons | 0 | 0 | 0 | 0 | 0 | 0 | 0
CT Fac. Spec. - SO2 Rate Annual v3.1, Unit 1730 and retrofits | 319 | 7287 | Rate Constraint in lbs/MMBtu | FALSE | L | Annual | Allowances Purchased SO2 | Thousand Tons | 0 | 0 | 0 | 0 | 0 | 0 | 0
CT Fac. Spec. - SO2 Rate Annual v3.1, Unit 1730 and retrofits | 319 | 7287 | Rate Constraint in lbs/MMBtu | FALSE | L | Annual | Allowances Sold SO2 | Thousand Tons | 0 | 0 | 0 | 0 | 0 | 0 | 0
CT Fac. Spec. - SO2 Rate Annual v3.1, Unit 1730 and retrofits | 319 | 7287 | Rate Constraint in lbs/MMBtu | FALSE | L | Annual | Allowances Banked | Thousand Tons | 0 | 0 | 0 | 0 | 0 | 0 | 0
CT Fac. Spec. - SO2 Rate Annual v3.1, Unit 1730 and retrofits | 319 | 7287 | Rate Constraint in lbs/MMBtu | FALSE | L | Annual | Allowances Withdrawn (1:1) | Thousand Tons | 0 | 0 | 0 | 0 | 0 | 0 | 0
CT Fac. Spec. - SO2 Rate Annual v3.1, Unit 1730 and retrofits | 319 | 7287 | Rate Constraint in lbs/MMBtu | FALSE | L | Annual | Allowances Withdrawn (n:1) | Thousand Tons | 0 | 0 | 0 | 0 | 0 | 0 | 0
CT Fac. Spec. - SO2 Rate Annual v3.1, Unit 1730 and retrofits | 319 | 7287 | Rate Constraint in lbs/MMBtu | FALSE | L | Annual | Net Emissions Allowance Position | Thousand Tons | 0 | 0 | 0 | 0 | 0 | 0 | 0
CT Fac. Spec. - SO2 Rate Annual v3.1, Unit 1730 and retrofits | 319 | 7287 | Rate Constraint in lbs/MMBtu | FALSE | L | Annual | Fuel Consumed | TBtu | 6.4041 | 6.3653 | 2.9226 | 0 | 0 | 0 | 0
CT Fac. Spec. - SO2 Rate Annual v3.1, Unit 1730 and retrofits | 319 | 7287 | Rate Constraint in lbs/MMBtu | FALSE | L | Annual | Rate | lb/MMBtu | 0 | 0 | 0 | 0 | 0 | 0 | 0
CT Fac. Spec. - SO2 Rate Annual v3.1, Unit 1730 and retrofits | 319 | 7287 | Rate Constraint in lbs/MMBtu | FALSE | L | Annual | Generation | TWh | 0.8997 | 0.89426 | 0.41059 | 0 | 0 | 0 | 0
CT Fac. Spec. - SO2 Rate Annual v3.1, Unit 1730 and retrofits | 319 | 7287 | Rate Constraint in lbs/MMBtu | FALSE | L | Annual | Qualifying Generation | TWh | 0.8997 | 0.89426 | 0.41059 | 0 | 0 | 0 | 0
CT Fac. Spec. - SO2 Rate Annual v3.1, Unit 1730 and retrofits | 319 | 7287 | Rate Constraint in lbs/MMBtu | FALSE | L | Annual | Rate | lb/MWh | 0 | 0 | 0 | 0 | 0 | 0 | 0
CT Fac. Spec. - SO2 Rate Annual v3.1, Unit 1730 and retrofits | 319 | 7287 | Rate Constraint in lbs/MMBtu | FALSE | L | Annual | Constraint Shadow Price | US2022$/Ton | 0 | 0 | 0 | 0 | 0 | 0 | 0
CT Fac. Spec. - SO2 Rate Annual v3.1, Unit 1731 and retrofits | 320 | 7287 | Rate Constraint in lbs/MMBtu | FALSE | L | Annual | Seasons Included | Seasons | Winter, Spring, Summer, Fall | Winter, Spring, Summer, Fall | Winter, Spring, Summer, Fall | Winter, Spring, Summer, Fall | Winter, Spring, Summer, Fall | Winter, Spring, Summer, Fall | Winter, Spring, Summer, Fall
CT Fac. Spec. - SO2 Rate Annual v3.1, Unit 1731 and retrofits | 320 | 7287 | Rate Constraint in lbs/MMBtu | FALSE | L | Annual | Standard SO2 | lb/MMBtu | 0.33 | 0.33 | 0.33 | 0.33 | 0.33 | 0.33 | 0.33
CT Fac. Spec. - SO2 Rate Annual v3.1, Unit 1731 and retrofits | 320 | 7287 | Rate Constraint in lbs/MMBtu | FALSE | L | Annual | Emissions at Affected Plants SO2 | Thousand Tons | 0 | 0 | 0 | 0 | 0 | 0 | 0
CT Fac. Spec. - SO2 Rate Annual v3.1, Unit 1731 and retrofits | 320 | 7287 | Rate Constraint in lbs/MMBtu | FALSE | L | Annual | Allowances Purchased SO2 | Thousand Tons | 0 | 0 | 0 | 0 | 0 | 0 | 0
CT Fac. Spec. - SO2 Rate Annual v3.1, Unit 1731 and retrofits | 320 | 7287 | Rate Constraint in lbs/MMBtu | FALSE | L | Annual | Allowances Sold SO2 | Thousand Tons | 0 | 0 | 0 | 0 | 0 | 0 | 0
CT Fac. Spec. - SO2 Rate Annual v3.1, Unit 1731 and retrofits | 320 | 7287 | Rate Constraint in lbs/MMBtu | FALSE | L | Annual | Allowances Banked | Thousand Tons | 0 | 0 | 0 | 0 | 0 | 0 | 0
CT Fac. Spec. - SO2 Rate Annual v3.1, Unit 1731 and retrofits | 320 | 7287 | Rate Constraint in lbs/MMBtu | FALSE | L | Annual | Allowances Withdrawn (1:1) | Thousand Tons | 0 | 0 | 0 | 0 | 0 | 0 | 0
CT Fac. Spec. - SO2 Rate Annual v3.1, Unit 1731 and retrofits | 320 | 7287 | Rate Constraint in lbs/MMBtu | FALSE | L | Annual | Allowances Withdrawn (n:1) | Thousand Tons | 0 | 0 | 0 | 0 | 0 | 0 | 0
CT Fac. Spec. - SO2 Rate Annual v3.1, Unit 1731 and retrofits | 320 | 7287 | Rate Constraint in lbs/MMBtu | FALSE | L | Annual | Net Emissions Allowance Position | Thousand Tons | 0 | 0 | 0 | 0 | 0 | 0 | 0
CT Fac. Spec. - SO2 Rate Annual v3.1, Unit 1731 and retrofits | 320 | 7287 | Rate Constraint in lbs/MMBtu | FALSE | L | Annual | Fuel Consumed | TBtu | 6.4041 | 5.6559 | 2.9226 | 0 | 0 | 0 | 0
CT Fac. Spec. - SO2 Rate Annual v3.1, Unit 1731 and retrofits | 320 | 7287 | Rate Constraint in lbs/MMBtu | FALSE | L | Annual | Rate | lb/MMBtu | 0 | 0 | 0 | 0 | 0 | 0 | 0
CT Fac. Spec. - SO2 Rate Annual v3.1, Unit 1731 and retrofits | 320 | 7287 | Rate Constraint in lbs/MMBtu | FALSE | L | Annual | Generation | TWh | 0.8997 | 0.7946 | 0.41059 | 0 | 0 | 0 | 0
CT Fac. Spec. - SO2 Rate Annual v3.1, Unit 1731 and retrofits | 320 | 7287 | Rate Constraint in lbs/MMBtu | FALSE | L | Annual | Qualifying Generation | TWh | 0.8997 | 0.7946 | 0.41059 | 0 | 0 | 0 | 0
CT Fac. Spec. - SO2 Rate Annual v3.1, Unit 1731 and retrofits | 320 | 7287 | Rate Constraint in lbs/MMBtu | FALSE | L | Annual | Rate | lb/MWh | 0 | 0 | 0 | 0 | 0 | 0 | 0
CT Fac. Spec. - SO2 Rate Annual v3.1, Unit 1731 and retrofits | 320 | 7287 | Rate Constraint in lbs/MMBtu | FALSE | L | Annual | Constraint Shadow Price | US2022$/Ton | 0 | 0 | 0 | 0 | 0 | 0 | 0
CT Fac. Spec. - SO2 Rate Annual v3.1, Unit 1732 and retrofits | 321 | 7287 | Rate Constraint in lbs/MMBtu | FALSE | L | Annual | Seasons Included | Seasons | Winter, Spring, Summer, Fall | Winter, Spring, Summer, Fall | Winter, Spring, Summer, Fall | Winter, Spring, Summer, Fall | Winter, Spring, Summer, Fall | Winter, Spring, Summer, Fall | Winter, Spring, Summer, Fall
CT Fac. Spec. - SO2 Rate Annual v3.1, Unit 1732 and retrofits | 321 | 7287 | Rate Constraint in lbs/MMBtu | FALSE | L | Annual | Standard SO2 | lb/MMBtu | 0.33 | 0.33 | 0.33 | 0.33 | 0.33 | 0.33 | 0.33
CT Fac. Spec. - SO2 Rate Annual v3.1, Unit 1732 and retrofits | 321 | 7287 | Rate Constraint in lbs/MMBtu | FALSE | L | Annual | Emissions at Affected Plants SO2 | Thousand Tons | 0 | 0 | 0 | 0 | 0 | 0 | 0
CT Fac. Spec. - SO2 Rate Annual v3.1, Unit 1732 and retrofits | 321 | 7287 | Rate Constraint in lbs/MMBtu | FALSE | L | Annual | Allowances Purchased SO2 | Thousand Tons | 0 | 0 | 0 | 0 | 0 | 0 | 0
CT Fac. Spec. - SO2 Rate Annual v3.1, Unit 1732 and retrofits | 321 | 7287 | Rate Constraint in lbs/MMBtu | FALSE | L | Annual | Allowances Sold SO2 | Thousand Tons | 0 | 0 | 0 | 0 | 0 | 0 | 0
CT Fac. Spec. - SO2 Rate Annual v3.1, Unit 1732 and retrofits | 321 | 7287 | Rate Constraint in lbs/MMBtu | FALSE | L | Annual | Allowances Banked | Thousand Tons | 0 | 0 | 0 | 0 | 0 | 0 | 0
CT Fac. Spec. - SO2 Rate Annual v3.1, Unit 1732 and retrofits | 321 | 7287 | Rate Constraint in lbs/MMBtu | FALSE | L | Annual | Allowances Withdrawn (1:1) | Thousand Tons | 0 | 0 | 0 | 0 | 0 | 0 | 0
CT Fac. Spec. - SO2 Rate Annual v3.1, Unit 1732 and retrofits | 321 | 7287 | Rate Constraint in lbs/MMBtu | FALSE | L | Annual | Allowances Withdrawn (n:1) | Thousand Tons | 0 | 0 | 0 | 0 | 0 | 0 | 0
CT Fac. Spec. - SO2 Rate Annual v3.1, Unit 1732 and retrofits | 321 | 7287 | Rate Constraint in lbs/MMBtu | FALSE | L | Annual | Net Emissions Allowance Position | Thousand Tons | 0 | 0 | 0 | 0 | 0 | 0 | 0
CT Fac. Spec. - SO2 Rate Annual v3.1, Unit 1732 and retrofits | 321 | 7287 | Rate Constraint in lbs/MMBtu | FALSE | L | Annual | Fuel Consumed | TBtu | 9.6909 | 8.7436 | 4.4251 | 0 | 0 | 0 | 0
CT Fac. Spec. - SO2 Rate Annual v3.1, Unit 1732 and retrofits | 321 | 7287 | Rate Constraint in lbs/MMBtu | FALSE | L | Annual | Rate | lb/MMBtu | 0 | 0 | 0 | 0 | 0 | 0 | 0
CT Fac. Spec. - SO2 Rate Annual v3.1, Unit 1732 and retrofits | 321 | 7287 | Rate Constraint in lbs/MMBtu | FALSE | L | Annual | Generation | TWh | 1.3615 | 1.2284 | 0.62168 | 0 | 0 | 0 | 0
CT Fac. Spec. - SO2 Rate Annual v3.1, Unit 1732 and retrofits | 321 | 7287 | Rate Constraint in lbs/MMBtu | FALSE | L | Annual | Qualifying Generation | TWh | 1.3615 | 1.2284 | 0.62168 | 0 | 0 | 0 | 0
CT Fac. Spec. - SO2 Rate Annual v3.1, Unit 1732 and retrofits | 321 | 7287 | Rate Constraint in lbs/MMBtu | FALSE | L | Annual | Rate | lb/MWh | 0 | 0 | 0 | 0 | 0 | 0 | 0
CT Fac. Spec. - SO2 Rate Annual v3.1, Unit 1732 and retrofits | 321 | 7287 | Rate Constraint in lbs/MMBtu | FALSE | L | Annual | Constraint Shadow Price | US2022$/Ton | 0 | 0 | 0 | 0 | 0 | 0 | 0
CT Fac. Spec. - SO2 Rate Annual v3.1, Unit 1733 and retrofits | 322 | 7287 | Rate Constraint in lbs/MMBtu | FALSE | L | Annual | Seasons Included | Seasons | Winter, Spring, Summer, Fall | Winter, Spring, Summer, Fall | Winter, Spring, Summer, Fall | Winter, Spring, Summer, Fall | Winter, Spring, Summer, Fall | Winter, Spring, Summer, Fall | Winter, Spring, Summer, Fall
CT Fac. Spec. - SO2 Rate Annual v3.1, Unit 1733 and retrofits | 322 | 7287 | Rate Constraint in lbs/MMBtu | FALSE | L | Annual | Standard SO2 | lb/MMBtu | 0.33 | 0.33 | 0.33 | 0.33 | 0.33 | 0.33 | 0.33
CT Fac. Spec. - SO2 Rate Annual v3.1, Unit 1733 and retrofits | 322 | 7287 | Rate Constraint in lbs/MMBtu | FALSE | L | Annual | Emissions at Affected Plants SO2 | Thousand Tons | 0 | 0 | 0 | 0 | 0 | 0 | 0
CT Fac. Spec. - SO2 Rate Annual v3.1, Unit 1733 and retrofits | 322 | 7287 | Rate Constraint in lbs/MMBtu | FALSE | L | Annual | Allowances Purchased SO2 | Thousand Tons | 0 | 0 | 0 | 0 | 0 | 0 | 0
CT Fac. Spec. - SO2 Rate Annual v3.1, Unit 1733 and retrofits | 322 | 7287 | Rate Constraint in lbs/MMBtu | FALSE | L | Annual | Allowances Sold SO2 | Thousand Tons | 0 | 0 | 0 | 0 | 0 | 0 | 0
CT Fac. Spec. - SO2 Rate Annual v3.1, Unit 1733 and retrofits | 322 | 7287 | Rate Constraint in lbs/MMBtu | FALSE | L | Annual | Allowances Banked | Thousand Tons | 0 | 0 | 0 | 0 | 0 | 0 | 0
CT Fac. Spec. - SO2 Rate Annual v3.1, Unit 1733 and retrofits | 322 | 7287 | Rate Constraint in lbs/MMBtu | FALSE | L | Annual | Allowances Withdrawn (1:1) | Thousand Tons | 0 | 0 | 0 | 0 | 0 | 0 | 0
CT Fac. Spec. - SO2 Rate Annual v3.1, Unit 1733 and retrofits | 322 | 7287 | Rate Constraint in lbs/MMBtu | FALSE | L | Annual | Allowances Withdrawn (n:1) | Thousand Tons | 0 | 0 | 0 | 0 | 0 | 0 | 0
CT Fac. Spec. - SO2 Rate Annual v3.1, Unit 1733 and retrofits | 322 | 7287 | Rate Constraint in lbs/MMBtu | FALSE | L | Annual | Net Emissions Allowance Position | Thousand Tons | 0 | 0 | 0 | 0 | 0 | 0 | 0
CT Fac. Spec. - SO2 Rate Annual v3.1, Unit 1733 and retrofits | 322 | 7287 | Rate Constraint in lbs/MMBtu | FALSE | L | Annual | Fuel Consumed | TBtu | 12.6533 | 9.9074 | 8.2674 | 0 | 0 | 0 | 0
CT Fac. Spec. - SO2 Rate Annual v3.1, Unit 1733 and retrofits | 322 | 7287 | Rate Constraint in lbs/MMBtu | FALSE | L | Annual | Rate | lb/MMBtu | 0 | 0 | 0 | 0 | 0 | 0 | 0
CT Fac. Spec. - SO2 Rate Annual v3.1, Unit 1733 and retrofits | 322 | 7287 | Rate Constraint in lbs/MMBtu | FALSE | L | Annual | Generation | TWh | 1.7948 | 1.4053 | 1.1727 | 0 | 0 | 0 | 0
CT Fac. Spec. - SO2 Rate Annual v3.1, Unit 1733 and retrofits | 322 | 7287 | Rate Constraint in lbs/MMBtu | FALSE | L | Annual | Qualifying Generation | TWh | 1.7948 | 1.4053 | 1.1727 | 0 | 0 | 0 | 0
CT Fac. Spec. - SO2 Rate Annual v3.1, Unit 1733 and retrofits | 322 | 7287 | Rate Constraint in lbs/MMBtu | FALSE | L | Annual | Rate | lb/MWh | 0 | 0 | 0 | 0 | 0 | 0 | 0
CT Fac. Spec. - SO2 Rate Annual v3.1, Unit 1733 and retrofits | 322 | 7287 | Rate Constraint in lbs/MMBtu | FALSE | L | Annual | Constraint Shadow Price | US2022$/Ton | 0 | 0 | 0 | 0 | 0 | 0 | 0
CT Fac. Spec. - SO2 Rate Annual v3.1, Unit 1734 and retrofits | 323 | 7287 | Rate Constraint in lbs/MMBtu | FALSE | L | Annual | Seasons Included | Seasons | Winter, Spring, Summer, Fall | Winter, Spring, Summer, Fall | Winter, Spring, Summer, Fall | Winter, Spring, Summer, Fall | Winter, Spring, Summer, Fall | Winter, Spring, Summer, Fall | Winter, Spring, Summer, Fall
CT Fac. Spec. - SO2 Rate Annual v3.1, Unit 1734 and retrofits | 323 | 7287 | Rate Constraint in lbs/MMBtu | FALSE | L | Annual | Standard SO2 | lb/MMBtu | 0.33 | 0.33 | 0.33 | 0.33 | 0.33 | 0.33 | 0.33
CT Fac. Spec. - SO2 Rate Annual v3.1, Unit 1734 and retrofits | 323 | 7287 | Rate Constraint in lbs/MMBtu | FALSE | L | Annual | Emissions at Affected Plants SO2 | Thousand Tons | 0 | 0 | 0 | 0 | 0 | 0 | 0
CT Fac. Spec. - SO2 Rate Annual v3.1, Unit 1734 and retrofits | 323 | 7287 | Rate Constraint in lbs/MMBtu | FALSE | L | Annual | Allowances Purchased SO2 | Thousand Tons | 0 | 0 | 0 | 0 | 0 | 0 | 0
CT Fac. Spec. - SO2 Rate Annual v3.1, Unit 1734 and retrofits | 323 | 7287 | Rate Constraint in lbs/MMBtu | FALSE | L | Annual | Allowances Sold SO2 | Thousand Tons | 0 | 0 | 0 | 0 | 0 | 0 | 0
CT Fac. Spec. - SO2 Rate Annual v3.1, Unit 1734 and retrofits | 323 | 7287 | Rate Constraint in lbs/MMBtu | FALSE | L | Annual | Allowances Banked | Thousand Tons | 0 | 0 | 0 | 0 | 0 | 0 | 0
CT Fac. Spec. - SO2 Rate Annual v3.1, Unit 1734 and retrofits | 323 | 7287 | Rate Constraint in lbs/MMBtu | FALSE | L | Annual | Allowances Withdrawn (1:1) | Thousand Tons | 0 | 0 | 0 | 0 | 0 | 0 | 0
CT Fac. Spec. - SO2 Rate Annual v3.1, Unit 1734 and retrofits | 323 | 7287 | Rate Constraint in lbs/MMBtu | FALSE | L | Annual | Allowances Withdrawn (n:1) | Thousand Tons | 0 | 0 | 0 | 0 | 0 | 0 | 0
CT Fac. Spec. - SO2 Rate Annual v3.1, Unit 1734 and retrofits | 323 | 7287 | Rate Constraint in lbs/MMBtu | FALSE | L | Annual | Net Emissions Allowance Position | Thousand Tons | 0 | 0 | 0 | 0 | 0 | 0 | 0
CT Fac. Spec. - SO2 Rate Annual v3.1, Unit 1734 and retrofits | 323 | 7287 | Rate Constraint in lbs/MMBtu | FALSE | L | Annual | Fuel Consumed | TBtu | 10.9549 | 9.6208 | 7.9937 | 0 | 0 | 0 | 0
CT Fac. Spec. - SO2 Rate Annual v3.1, Unit 1734 and retrofits | 323 | 7287 | Rate Constraint in lbs/MMBtu | FALSE | L | Annual | Rate | lb/MMBtu | 0 | 0 | 0 | 0 | 0 | 0 | 0
CT Fac. Spec. - SO2 Rate Annual v3.1, Unit 1734 and retrofits | 323 | 7287 | Rate Constraint in lbs/MMBtu | FALSE | L | Annual | Generation | TWh | 1.5539 | 1.3647 | 1.1339 | 0 | 0 | 0 | 0
CT Fac. Spec. - SO2 Rate Annual v3.1, Unit 1734 and retrofits | 323 | 7287 | Rate Constraint in lbs/MMBtu | FALSE | L | Annual | Qualifying Generation | TWh | 1.5539 | 1.3647 | 1.1339 | 0 | 0 | 0 | 0
CT Fac. Spec. - SO2 Rate Annual v3.1, Unit 1734 and retrofits | 323 | 7287 | Rate Constraint in lbs/MMBtu | FALSE | L | Annual | Rate | lb/MWh | 0 | 0 | 0 | 0 | 0 | 0 | 0
CT Fac. Spec. - SO2 Rate Annual v3.1, Unit 1734 and retrofits | 323 | 7287 | Rate Constraint in lbs/MMBtu | FALSE | L | Annual | Constraint Shadow Price | US2022$/Ton | 0 | 0 | 0 | 0 | 0 | 0 | 0
CT Fac. Spec. - SO2 Rate Annual v3.1, Unit 1735 and retrofits | 324 | 7287 | Rate Constraint in lbs/MMBtu | FALSE | L | Annual | Seasons Included | Seasons | Winter, Spring, Summer, Fall | Winter, Spring, Summer, Fall | Winter, Spring, Summer, Fall | Winter, Spring, Summer, Fall | Winter, Spring, Summer, Fall | Winter, Spring, Summer, Fall | Winter, Spring, Summer, Fall
CT Fac. Spec. - SO2 Rate Annual v3.1, Unit 1735 and retrofits | 324 | 7287 | Rate Constraint in lbs/MMBtu | FALSE | L | Annual | Standard SO2 | lb/MMBtu | 0.33 | 0.33 | 0.33 | 0.33 | 0.33 | 0.33 | 0.33
CT Fac. Spec. - SO2 Rate Annual v3.1, Unit 1735 and retrofits | 324 | 7287 | Rate Constraint in lbs/MMBtu | FALSE | L | Annual | Emissions at Affected Plants SO2 | Thousand Tons | 0 | 0 | 0 | 0 | 0 | 0 | 0
CT Fac. Spec. - SO2 Rate Annual v3.1, Unit 1735 and retrofits | 324 | 7287 | Rate Constraint in lbs/MMBtu | FALSE | L | Annual | Allowances Purchased SO2 | Thousand Tons | 0 | 0 | 0 | 0 | 0 | 0 | 0
CT Fac. Spec. - SO2 Rate Annual v3.1, Unit 1735 and retrofits | 324 | 7287 | Rate Constraint in lbs/MMBtu | FALSE | L | Annual | Allowances Sold SO2 | Thousand Tons | 0 | 0 | 0 | 0 | 0 | 0 | 0
CT Fac. Spec. - SO2 Rate Annual v3.1, Unit 1735 and retrofits | 324 | 7287 | Rate Constraint in lbs/MMBtu | FALSE | L | Annual | Allowances Banked | Thousand Tons | 0 | 0 | 0 | 0 | 0 | 0 | 0
CT Fac. Spec. - SO2 Rate Annual v3.1, Unit 1735 and retrofits | 324 | 7287 | Rate Constraint in lbs/MMBtu | FALSE | L | Annual | Allowances Withdrawn (1:1) | Thousand Tons | 0 | 0 | 0 | 0 | 0 | 0 | 0
CT Fac. Spec. - SO2 Rate Annual v3.1, Unit 1735 and retrofits | 324 | 7287 | Rate Constraint in lbs/MMBtu | FALSE | L | Annual | Allowances Withdrawn (n:1) | Thousand Tons | 0 | 0 | 0 | 0 | 0 | 0 | 0
CT Fac. Spec. - SO2 Rate Annual v3.1, Unit 1735 and retrofits | 324 | 7287 | Rate Constraint in lbs/MMBtu | FALSE | L | Annual | Net Emissions Allowance Position | Thousand Tons | 0 | 0 | 0 | 0 | 0 | 0 | 0
CT Fac. Spec. - SO2 Rate Annual v3.1, Unit 1735 and retrofits | 324 | 7287 | Rate Constraint in lbs/MMBtu | FALSE | L | Annual | Fuel Consumed | TBtu | 12.06 | 10.5927 | 8.8254 | 0 | 0.010865 | 0 | 0
CT Fac. Spec. - SO2 Rate Annual v3.1, Unit 1735 and retrofits | 324 | 7287 | Rate Constraint in lbs/MMBtu | FALSE | L | Annual | Rate | lb/MMBtu | 0 | 0 | 0 | 0 | 0 | 0 | 0
CT Fac. Spec. - SO2 Rate Annual v3.1, Unit 1735 and retrofits | 324 | 7287 | Rate Constraint in lbs/MMBtu | FALSE | L | Annual | Generation | TWh | 1.7106 | 1.5025 | 1.2518 | 0 | 0.0015411 | 0 | 0
CT Fac. Spec. - SO2 Rate Annual v3.1, Unit 1735 and retrofits | 324 | 7287 | Rate Constraint in lbs/MMBtu | FALSE | L | Annual | Qualifying Generation | TWh | 1.7106 | 1.5025 | 1.2518 | 0 | 0.0015411 | 0 | 0
CT Fac. Spec. - SO2 Rate Annual v3.1, Unit 1735 and retrofits | 324 | 7287 | Rate Constraint in lbs/MMBtu | FALSE | L | Annual | Rate | lb/MWh | 0 | 0 | 0 | 0 | 0 | 0 | 0
CT Fac. Spec. - SO2 Rate Annual v3.1, Unit 1735 and retrofits | 324 | 7287 | Rate Constraint in lbs/MMBtu | FALSE | L | Annual | Constraint Shadow Price | US2022$/Ton | 0 | 0 | 0 | 0 | 0 | 0 | 0
CT Fac. Spec. - SO2 Rate Annual v3.1, Unit 1737 and retrofits | 325 | 7287 | Rate Constraint in lbs/MMBtu | FALSE | L | Annual | Seasons Included | Seasons | Winter, Spring, Summer, Fall | Winter, Spring, Summer, Fall | Winter, Spring, Summer, Fall | Winter, Spring, Summer, Fall | Winter, Spring, Summer, Fall | Winter, Spring, Summer, Fall | Winter, Spring, Summer, Fall
CT Fac. Spec. - SO2 Rate Annual v3.1, Unit 1737 and retrofits | 325 | 7287 | Rate Constraint in lbs/MMBtu | FALSE | L | Annual | Standard SO2 | lb/MMBtu | 0.33 | 0.33 | 0.33 | 0.33 | 0.33 | 0.33 | 0.33
CT Fac. Spec. - SO2 Rate Annual v3.1, Unit 1737 and retrofits | 325 | 7287 | Rate Constraint in lbs/MMBtu | FALSE | L | Annual | Emissions at Affected Plants SO2 | Thousand Tons | 0 | 0 | 0 | 0 | 0 | 0 | 0
CT Fac. Spec. - SO2 Rate Annual v3.1, Unit 1737 and retrofits | 325 | 7287 | Rate Constraint in lbs/MMBtu | FALSE | L | Annual | Allowances Purchased SO2 | Thousand Tons | 0 | 0 | 0 | 0 | 0 | 0 | 0
CT Fac. Spec. - SO2 Rate Annual v3.1, Unit 1737 and retrofits | 325 | 7287 | Rate Constraint in lbs/MMBtu | FALSE | L | Annual | Allowances Sold SO2 | Thousand Tons | 0 | 0 | 0 | 0 | 0 | 0 | 0
CT Fac. Spec. - SO2 Rate Annual v3.1, Unit 1737 and retrofits | 325 | 7287 | Rate Constraint in lbs/MMBtu | FALSE | L | Annual | Allowances Banked | Thousand Tons | 0 | 0 | 0 | 0 | 0 | 0 | 0
CT Fac. Spec. - SO2 Rate Annual v3.1, Unit 1737 and retrofits | 325 | 7287 | Rate Constraint in lbs/MMBtu | FALSE | L | Annual | Allowances Withdrawn (1:1) | Thousand Tons | 0 | 0 | 0 | 0 | 0 | 0 | 0
CT Fac. Spec. - SO2 Rate Annual v3.1, Unit 1737 and retrofits | 325 | 7287 | Rate Constraint in lbs/MMBtu | FALSE | L | Annual | Allowances Withdrawn (n:1) | Thousand Tons | 0 | 0 | 0 | 0 | 0 | 0 | 0
CT Fac. Spec. - SO2 Rate Annual v3.1, Unit 1737 and retrofits | 325 | 7287 | Rate Constraint in lbs/MMBtu | FALSE | L | Annual | Net Emissions Allowance Position | Thousand Tons | 0 | 0 | 0 | 0 | 0 | 0 | 0
CT Fac. Spec. - SO2 Rate Annual v3.1, Unit 1737 and retrofits | 325 | 7287 | Rate Constraint in lbs/MMBtu | FALSE | L | Annual | Fuel Consumed | TBtu | 0.6509 | 0.6509 | 0.6509 | 0 | 0.032439 | 0 | 0
CT Fac. Spec. - SO2 Rate Annual v3.1, Unit 1737 and retrofits | 325 | 7287 | Rate Constraint in lbs/MMBtu | FALSE | L | Annual | Rate | lb/MMBtu | 0 | 0 | 0 | 0 | 0 | 0 | 0
CT Fac. Spec. - SO2 Rate Annual v3.1, Unit 1737 and retrofits | 325 | 7287 | Rate Constraint in lbs/MMBtu | FALSE | L | Annual | Generation | TWh | 0.11474 | 0.11474 | 0.11474 | 0 | 0.0057181 | 0 | 0
CT Fac. Spec. - SO2 Rate Annual v3.1, Unit 1737 and retrofits | 325 | 7287 | Rate Constraint in lbs/MMBtu | FALSE | L | Annual | Qualifying Generation | TWh | 0.11474 | 0.11474 | 0.11474 | 0 | 0.0057181 | 0 | 0
CT Fac. Spec. - SO2 Rate Annual v3.1, Unit 1737 and retrofits | 325 | 7287 | Rate Constraint in lbs/MMBtu | FALSE | L | Annual | Rate | lb/MWh | 0 | 0 | 0 | 0 | 0 | 0 | 0
CT Fac. Spec. - SO2 Rate Annual v3.1, Unit 1737 and retrofits | 325 | 7287 | Rate Constraint in lbs/MMBtu | FALSE | L | Annual | Constraint Shadow Price | US2022$/Ton | 0 | 0 | 0 | 0 | 0 | 0 | 0
CT Fac. Spec. - SO2 Rate Annual v3.1, Unit 2198 and retrofits | 326 | 7287 | Rate Constraint in lbs/MMBtu | FALSE | L | Annual | Seasons Included | Seasons | Winter, Spring, Summer, Fall | Winter, Spring, Summer, Fall | Winter, Spring, Summer, Fall | Winter, Spring, Summer, Fall | Winter, Spring, Summer, Fall | Winter, Spring, Summer, Fall | Winter, Spring, Summer, Fall
CT Fac. Spec. - SO2 Rate Annual v3.1, Unit 2198 and retrofits | 326 | 7287 | Rate Constraint in lbs/MMBtu | FALSE | L | Annual | Standard SO2 | lb/MMBtu | 0.33 | 0.33 | 0.33 | 0.33 | 0.33 | 0.33 | 0.33
CT Fac. Spec. - SO2 Rate Annual v3.1, Unit 2198 and retrofits | 326 | 7287 | Rate Constraint in lbs/MMBtu | FALSE | L | Annual | Emissions at Affected Plants SO2 | Thousand Tons | 0 | 0 | 0 | 0 | 0 | 0 | 0
CT Fac. Spec. - SO2 Rate Annual v3.1, Unit 2198 and retrofits | 326 | 7287 | Rate Constraint in lbs/MMBtu | FALSE | L | Annual | Allowances Purchased SO2 | Thousand Tons | 0 | 0 | 0 | 0 | 0 | 0 | 0
CT Fac. Spec. - SO2 Rate Annual v3.1, Unit 2198 and retrofits | 326 | 7287 | Rate Constraint in lbs/MMBtu | FALSE | L | Annual | Allowances Sold SO2 | Thousand Tons | 0 | 0 | 0 | 0 | 0 | 0 | 0
CT Fac. Spec. - SO2 Rate Annual v3.1, Unit 2198 and retrofits | 326 | 7287 | Rate Constraint in lbs/MMBtu | FALSE | L | Annual | Allowances Banked | Thousand Tons | 0 | 0 | 0 | 0 | 0 | 0 | 0
CT Fac. Spec. - SO2 Rate Annual v3.1, Unit 2198 and retrofits | 326 | 7287 | Rate Constraint in lbs/MMBtu | FALSE | L | Annual | Allowances Withdrawn (1:1) | Thousand Tons | 0 | 0 | 0 | 0 | 0 | 0 | 0
CT Fac. Spec. - SO2 Rate Annual v3.1, Unit 2198 and retrofits | 326 | 7287 | Rate Constraint in lbs/MMBtu | FALSE | L | Annual | Allowances Withdrawn (n:1) | Thousand Tons | 0 | 0 | 0 | 0 | 0 | 0 | 0
CT Fac. Spec. - SO2 Rate Annual v3.1, Unit 2198 and retrofits | 326 | 7287 | Rate Constraint in lbs/MMBtu | FALSE | L | Annual | Net Emissions Allowance Position | Thousand Tons | 0 | 0 | 0 | 0 | 0 | 0 | 0
CT Fac. Spec. - SO2 Rate Annual v3.1, Unit 2198 and retrofits | 326 | 7287 | Rate Constraint in lbs/MMBtu | FALSE | L | Annual | Fuel Consumed | TBtu | 0 | 0 | 0 | 0 | 0 | 0 | 0
CT Fac. Spec. - SO2 Rate Annual v3.1, Unit 2198 and retrofits | 326 | 7287 | Rate Constraint in lbs/MMBtu | FALSE | L | Annual | Rate | lb/MMBtu | 0 | 0 | 0 | 0 | 0 | 0 | 0
CT Fac. Spec. - SO2 Rate Annual v3.1, Unit 2198 and retrofits | 326 | 7287 | Rate Constraint in lbs/MMBtu | FALSE | L | Annual | Generation | TWh | 0 | 0 | 0 | 0 | 0 | 0 | 0
CT Fac. Spec. - SO2 Rate Annual v3.1, Unit 2198 and retrofits | 326 | 7287 | Rate Constraint in lbs/MMBtu | FALSE | L | Annual | Qualifying Generation | TWh | 0 | 0 | 0 | 0 | 0 | 0 | 0
CT Fac. Spec. - SO2 Rate Annual v3.1, Unit 2198 and retrofits | 326 | 7287 | Rate Constraint in lbs/MMBtu | FALSE | L | Annual | Rate | lb/MWh | 0 | 0 | 0 | 0 | 0 | 0 | 0
CT Fac. Spec. - SO2 Rate Annual v3.1, Unit 2198 and retrofits | 326 | 7287 | Rate Constraint in lbs/MMBtu | FALSE | L | Annual | Constraint Shadow Price | US2022$/Ton | 0 | 0 | 0 | 0 | 0 | 0 | 0
CT Fac. Spec. - SO2 Rate Annual v3.1, Unit 2199 and retrofits | 327 | 7287 | Rate Constraint in lbs/MMBtu | FALSE | L | Annual | Seasons Included | Seasons | Winter, Spring, Summer, Fall | Winter, Spring, Summer, Fall | Winter, Spring, Summer, Fall | Winter, Spring, Summer, Fall | Winter, Spring, Summer, Fall | Winter, Spring, Summer, Fall | Winter, Spring, Summer, Fall
CT Fac. Spec. - SO2 Rate Annual v3.1, Unit 2199 and retrofits | 327 | 7287 | Rate Constraint in lbs/MMBtu | FALSE | L | Annual | Standard SO2 | lb/MMBtu | 0.33 | 0.33 | 0.33 | 0.33 | 0.33 | 0.33 | 0.33
CT Fac. Spec. - SO2 Rate Annual v3.1, Unit 2199 and retrofits | 327 | 7287 | Rate Constraint in lbs/MMBtu | FALSE | L | Annual | Emissions at Affected Plants SO2 | Thousand Tons | 0 | 0 | 0 | 0 | 0 | 0 | 0
CT Fac. Spec. - SO2 Rate Annual v3.1, Unit 2199 and retrofits | 327 | 7287 | Rate Constraint in lbs/MMBtu | FALSE | L | Annual | Allowances Purchased SO2 | Thousand Tons | 0 | 0 | 0 | 0 | 0 | 0 | 0
CT Fac. Spec. - SO2 Rate Annual v3.1, Unit 2199 and retrofits | 327 | 7287 | Rate Constraint in lbs/MMBtu | FALSE | L | Annual | Allowances Sold SO2 | Thousand Tons | 0 | 0 | 0 | 0 | 0 | 0 | 0
CT Fac. Spec. - SO2 Rate Annual v3.1, Unit 2199 and retrofits | 327 | 7287 | Rate Constraint in lbs/MMBtu | FALSE | L | Annual | Allowances Banked | Thousand Tons | 0 | 0 | 0 | 0 | 0 | 0 | 0
CT Fac. Spec. - SO2 Rate Annual v3.1, Unit 2199 and retrofits | 327 | 7287 | Rate Constraint in lbs/MMBtu | FALSE | L | Annual | Allowances Withdrawn (1:1) | Thousand Tons | 0 | 0 | 0 | 0 | 0 | 0 | 0
CT Fac. Spec. - SO2 Rate Annual v3.1, Unit 2199 and retrofits | 327 | 7287 | Rate Constraint in lbs/MMBtu | FALSE | L | Annual | Allowances Withdrawn (n:1) | Thousand Tons | 0 | 0 | 0 | 0 | 0 | 0 | 0
CT Fac. Spec. - SO2 Rate Annual v3.1, Unit 2199 and retrofits | 327 | 7287 | Rate Constraint in lbs/MMBtu | FALSE | L | Annual | Net Emissions Allowance Position | Thousand Tons | 0 | 0 | 0 | 0 | 0 | 0 | 0
CT Fac. Spec. - SO2 Rate Annual v3.1, Unit 2199 and retrofits | 327 | 7287 | Rate Constraint in lbs/MMBtu | FALSE | L | Annual | Fuel Consumed | TBtu | 0 | 0 | 0 | 0 | 0 | 0 | 0
CT Fac. Spec. - SO2 Rate Annual v3.1, Unit 2199 and retrofits | 327 | 7287 | Rate Constraint in lbs/MMBtu | FALSE | L | Annual | Rate | lb/MMBtu | 0 | 0 | 0 | 0 | 0 | 0 | 0
CT Fac. Spec. - SO2 Rate Annual v3.1, Unit 2199 and retrofits | 327 | 7287 | Rate Constraint in lbs/MMBtu | FALSE | L | Annual | Generation | TWh | 0 | 0 | 0 | 0 | 0 | 0 | 0
CT Fac. Spec. - SO2 Rate Annual v3.1, Unit 2199 and retrofits | 327 | 7287 | Rate Constraint in lbs/MMBtu | FALSE | L | Annual | Qualifying Generation | TWh | 0 | 0 | 0 | 0 | 0 | 0 | 0
CT Fac. Spec. - SO2 Rate Annual v3.1, Unit 2199 and retrofits | 327 | 7287 | Rate Constraint in lbs/MMBtu | FALSE | L | Annual | Rate | lb/MWh | 0 | 0 | 0 | 0 | 0 | 0 | 0
CT Fac. Spec. - SO2 Rate Annual v3.1, Unit 2199 and retrofits | 327 | 7287 | Rate Constraint in lbs/MMBtu | FALSE | L | Annual | Constraint Shadow Price | US2022$/Ton | 0 | 0 | 0 | 0 | 0 | 0 | 0
CT Fac. Spec. - SO2 Rate Annual v3.1, Unit 2299 and retrofits | 328 | 7287 | Rate Constraint in lbs/MMBtu | FALSE | L | Annual | Seasons Included | Seasons | Winter, Spring, Summer, Fall | Winter, Spring, Summer, Fall | Winter, Spring, Summer, Fall | Winter, Spring, Summer, Fall | Winter, Spring, Summer, Fall | Winter, Spring, Summer, Fall | Winter, Spring, Summer, Fall
CT Fac. Spec. - SO2 Rate Annual v3.1, Unit 2299 and retrofits | 328 | 7287 | Rate Constraint in lbs/MMBtu | FALSE | L | Annual | Standard SO2 | lb/MMBtu | 0.33 | 0.33 | 0.33 | 0.33 | 0.33 | 0.33 | 0.33
CT Fac. Spec. - SO2 Rate Annual v3.1, Unit 2299 and retrofits | 328 | 7287 | Rate Constraint in lbs/MMBtu | FALSE | L | Annual | Emissions at Affected Plants SO2 | Thousand Tons | 0 | 0 | 0 | 0 | 0 | 0 | 0
CT Fac. Spec. - SO2 Rate Annual v3.1, Unit 2299 and retrofits | 328 | 7287 | Rate Constraint in lbs/MMBtu | FALSE | L | Annual | Allowances Purchased SO2 | Thousand Tons | 0 | 0 | 0 | 0 | 0 | 0 | 0
CT Fac. Spec. - SO2 Rate Annual v3.1, Unit 2299 and retrofits | 328 | 7287 | Rate Constraint in lbs/MMBtu | FALSE | L | Annual | Allowances Sold SO2 | Thousand Tons | 0 | 0 | 0 | 0 | 0 | 0 | 0
CT Fac. Spec. - SO2 Rate Annual v3.1, Unit 2299 and retrofits | 328 | 7287 | Rate Constraint in lbs/MMBtu | FALSE | L | Annual | Allowances Banked | Thousand Tons | 0 | 0 | 0 | 0 | 0 | 0 | 0
CT Fac. Spec. - SO2 Rate Annual v3.1, Unit 2299 and retrofits | 328 | 7287 | Rate Constraint in lbs/MMBtu | FALSE | L | Annual | Allowances Withdrawn (1:1) | Thousand Tons | 0 | 0 | 0 | 0 | 0 | 0 | 0
CT Fac. Spec. - SO2 Rate Annual v3.1, Unit 2299 and retrofits | 328 | 7287 | Rate Constraint in lbs/MMBtu | FALSE | L | Annual | Allowances Withdrawn (n:1) | Thousand Tons | 0 | 0 | 0 | 0 | 0 | 0 | 0
CT Fac. Spec. - SO2 Rate Annual v3.1, Unit 2299 and retrofits | 328 | 7287 | Rate Constraint in lbs/MMBtu | FALSE | L | Annual | Net Emissions Allowance Position | Thousand Tons | 0 | 0 | 0 | 0 | 0 | 0 | 0
CT Fac. Spec. - SO2 Rate Annual v3.1, Unit 2299 and retrofits | 328 | 7287 | Rate Constraint in lbs/MMBtu | FALSE | L | Annual | Fuel Consumed | TBtu | 0 | 0 | 0 | 0 | 0 | 0 | 0
CT Fac. Spec. - SO2 Rate Annual v3.1, Unit 2299 and retrofits | 328 | 7287 | Rate Constraint in lbs/MMBtu | FALSE | L | Annual | Rate | lb/MMBtu | 0 | 0 | 0 | 0 | 0 | 0 | 0
CT Fac. Spec. - SO2 Rate Annual v3.1, Unit 2299 and retrofits | 328 | 7287 | Rate Constraint in lbs/MMBtu | FALSE | L | Annual | Generation | TWh | 0 | 0 | 0 | 0 | 0 | 0 | 0
CT Fac. Spec. - SO2 Rate Annual v3.1, Unit 2299 and retrofits | 328 | 7287 | Rate Constraint in lbs/MMBtu | FALSE | L | Annual | Qualifying Generation | TWh | 0 | 0 | 0 | 0 | 0 | 0 | 0
CT Fac. Spec. - SO2 Rate Annual v3.1, Unit 2299 and retrofits | 328 | 7287 | Rate Constraint in lbs/MMBtu | FALSE | L | Annual | Rate | lb/MWh | 0 | 0 | 0 | 0 | 0 | 0 | 0
CT Fac. Spec. - SO2 Rate Annual v3.1, Unit 2299 and retrofits | 328 | 7287 | Rate Constraint in lbs/MMBtu | FALSE | L | Annual | Constraint Shadow Price | US2022$/Ton | 0 | 0 | 0 | 0 | 0 | 0 | 0
CT Fac. Spec. - SO2 Rate Annual v3.1, Unit 2300 and retrofits | 329 | 7287 | Rate Constraint in lbs/MMBtu | FALSE | L | Annual | Seasons Included | Seasons | Winter, Spring, Summer, Fall | Winter, Spring, Summer, Fall | Winter, Spring, Summer, Fall | Winter, Spring, Summer, Fall | Winter, Spring, Summer, Fall | Winter, Spring, Summer, Fall | Winter, Spring, Summer, Fall
CT Fac. Spec. - SO2 Rate Annual v3.1, Unit 2300 and retrofits | 329 | 7287 | Rate Constraint in lbs/MMBtu | FALSE | L | Annual | Standard SO2 | lb/MMBtu | 0.33 | 0.33 | 0.33 | 0.33 | 0.33 | 0.33 | 0.33
CT Fac. Spec. - SO2 Rate Annual v3.1, Unit 2300 and retrofits | 329 | 7287 | Rate Constraint in lbs/MMBtu | FALSE | L | Annual | Emissions at Affected Plants SO2 | Thousand Tons | 0 | 0 | 0 | 0 | 0 | 0 | 0
CT Fac. Spec. - SO2 Rate Annual v3.1, Unit 2300 and retrofits | 329 | 7287 | Rate Constraint in lbs/MMBtu | FALSE | L | Annual | Allowances Purchased SO2 | Thousand Tons | 0 | 0 | 0 | 0 | 0 | 0 | 0
CT Fac. Spec. - SO2 Rate Annual v3.1, Unit 2300 and retrofits | 329 | 7287 | Rate Constraint in lbs/MMBtu | FALSE | L | Annual | Allowances Sold SO2 | Thousand Tons | 0 | 0 | 0 | 0 | 0 | 0 | 0
CT Fac. Spec. - SO2 Rate Annual v3.1, Unit 2300 and retrofits | 329 | 7287 | Rate Constraint in lbs/MMBtu | FALSE | L | Annual | Allowances Banked | Thousand Tons | 0 | 0 | 0 | 0 | 0 | 0 | 0
CT Fac. Spec. - SO2 Rate Annual v3.1, Unit 2300 and retrofits | 329 | 7287 | Rate Constraint in lbs/MMBtu | FALSE | L | Annual | Allowances Withdrawn (1:1) | Thousand Tons | 0 | 0 | 0 | 0 | 0 | 0 | 0
CT Fac. Spec. - SO2 Rate Annual v3.1, Unit 2300 and retrofits | 329 | 7287 | Rate Constraint in lbs/MMBtu | FALSE | L | Annual | Allowances Withdrawn (n:1) | Thousand Tons | 0 | 0 | 0 | 0 | 0 | 0 | 0
CT Fac. Spec. - SO2 Rate Annual v3.1, Unit 2300 and retrofits | 329 | 7287 | Rate Constraint in lbs/MMBtu | FALSE | L | Annual | Net Emissions Allowance Position | Thousand Tons | 0 | 0 | 0 | 0 | 0 | 0 | 0
CT Fac. Spec. - SO2 Rate Annual v3.1, Unit 2300 and retrofits | 329 | 7287 | Rate Constraint in lbs/MMBtu | FALSE | L | Annual | Fuel Consumed | TBtu | 0 | 0 | 0 | 0 | 0 | 0 | 0
CT Fac. Spec. - SO2 Rate Annual v3.1, Unit 2300 and retrofits | 329 | 7287 | Rate Constraint in lbs/MMBtu | FALSE | L | Annual | Rate | lb/MMBtu | 0 | 0 | 0 | 0 | 0 | 0 | 0
CT Fac. Spec. - SO2 Rate Annual v3.1, Unit 2300 and retrofits | 329 | 7287 | Rate Constraint in lbs/MMBtu | FALSE | L | Annual | Generation | TWh | 0 | 0 | 0 | 0 | 0 | 0 | 0
CT Fac. Spec. - SO2 Rate Annual v3.1, Unit 2300 and retrofits | 329 | 7287 | Rate Constraint in lbs/MMBtu | FALSE | L | Annual | Qualifying Generation | TWh | 0 | 0 | 0 | 0 | 0 | 0 | 0
CT Fac. Spec. - SO2 Rate Annual v3.1, Unit 2300 and retrofits | 329 | 7287 | Rate Constraint in lbs/MMBtu | FALSE | L | Annual | Rate | lb/MWh | 0 | 0 | 0 | 0 | 0 | 0 | 0
CT Fac. Spec. - SO2 Rate Annual v3.1, Unit 2300 and retrofits | 329 | 7287 | Rate Constraint in lbs/MMBtu | FALSE | L | Annual | Constraint Shadow Price | US2022$/Ton | 0 | 0 | 0 | 0 | 0 | 0 | 0
CT Fac. Spec. - SO2 Rate Annual v3.1, Unit 2301 and retrofits | 330 | 7287 | Rate Constraint in lbs/MMBtu | FALSE | L | Annual | Seasons Included | Seasons | Winter, Spring, Summer, Fall | Winter, Spring, Summer, Fall | Winter, Spring, Summer, Fall | Winter, Spring, Summer, Fall | Winter, Spring, Summer, Fall | Winter, Spring, Summer, Fall | Winter, Spring, Summer, Fall
CT Fac. Spec. - SO2 Rate Annual v3.1, Unit 2301 and retrofits | 330 | 7287 | Rate Constraint in lbs/MMBtu | FALSE | L | Annual | Standard SO2 | lb/MMBtu | 0.33 | 0.33 | 0.33 | 0.33 | 0.33 | 0.33 | 0.33
CT Fac. Spec. - SO2 Rate Annual v3.1, Unit 2301 and retrofits | 330 | 7287 | Rate Constraint in lbs/MMBtu | FALSE | L | Annual | Emissions at Affected Plants SO2 | Thousand Tons | 0 | 0 | 0 | 0 | 0 | 0 | 0
CT Fac. Spec. - SO2 Rate Annual v3.1, Unit 2301 and retrofits | 330 | 7287 | Rate Constraint in lbs/MMBtu | FALSE | L | Annual | Allowances Purchased SO2 | Thousand Tons | 0 | 0 | 0 | 0 | 0 | 0 | 0
CT Fac. Spec. - SO2 Rate Annual v3.1, Unit 2301 and retrofits | 330 | 7287 | Rate Constraint in lbs/MMBtu | FALSE | L | Annual | Allowances Sold SO2 | Thousand Tons | 0 | 0 | 0 | 0 | 0 | 0 | 0
CT Fac. Spec. - SO2 Rate Annual v3.1, Unit 2301 and retrofits | 330 | 7287 | Rate Constraint in lbs/MMBtu | FALSE | L | Annual | Allowances Banked | Thousand Tons | 0 | 0 | 0 | 0 | 0 | 0 | 0
CT Fac. Spec. - SO2 Rate Annual v3.1, Unit 2301 and retrofits | 330 | 7287 | Rate Constraint in lbs/MMBtu | FALSE | L | Annual | Allowances Withdrawn (1:1) | Thousand Tons | 0 | 0 | 0 | 0 | 0 | 0 | 0
CT Fac. Spec. - SO2 Rate Annual v3.1, Unit 2301 and retrofits | 330 | 7287 | Rate Constraint in lbs/MMBtu | FALSE | L | Annual | Allowances Withdrawn (n:1) | Thousand Tons | 0 | 0 | 0 | 0 | 0 | 0 | 0
CT Fac. Spec. - SO2 Rate Annual v3.1, Unit 2301 and retrofits | 330 | 7287 | Rate Constraint in lbs/MMBtu | FALSE | L | Annual | Net Emissions Allowance Position | Thousand Tons | 0 | 0 | 0 | 0 | 0 | 0 | 0
CT Fac. Spec. - SO2 Rate Annual v3.1, Unit 2301 and retrofits | 330 | 7287 | Rate Constraint in lbs/MMBtu | FALSE | L | Annual | Fuel Consumed | TBtu | 0 | 0 | 0 | 0 | 0 | 0 | 0
CT Fac. Spec. - SO2 Rate Annual v3.1, Unit 2301 and retrofits | 330 | 7287 | Rate Constraint in lbs/MMBtu | FALSE | L | Annual | Rate | lb/MMBtu | 0 | 0 | 0 | 0 | 0 | 0 | 0
CT Fac. Spec. - SO2 Rate Annual v3.1, Unit 2301 and retrofits | 330 | 7287 | Rate Constraint in lbs/MMBtu | FALSE | L | Annual | Generation | TWh | 0 | 0 | 0 | 0 | 0 | 0 | 0
CT Fac. Spec. - SO2 Rate Annual v3.1, Unit 2301 and retrofits | 330 | 7287 | Rate Constraint in lbs/MMBtu | FALSE | L | Annual | Qualifying Generation | TWh | 0 | 0 | 0 | 0 | 0 | 0 | 0
CT Fac. Spec. - SO2 Rate Annual v3.1, Unit 2301 and retrofits | 330 | 7287 | Rate Constraint in lbs/MMBtu | FALSE | L | Annual | Rate | lb/MWh | 0 | 0 | 0 | 0 | 0 | 0 | 0
CT Fac. Spec. - SO2 Rate Annual v3.1, Unit 2301 and retrofits | 330 | 7287 | Rate Constraint in lbs/MMBtu | FALSE | L | Annual | Constraint Shadow Price | US2022$/Ton | 566.4901 | 93.1745 | 374.7319 | 0 | 0 | 0 | 0
CT Fac. Spec. - SO2 Rate Annual v3.1, Unit 2302 and retrofits | 331 | 7287 | Rate Constraint in lbs/MMBtu | FALSE | L | Annual | Seasons Included | Seasons | Winter, Spring, Summer, Fall | Winter, Spring, Summer, Fall | Winter, Spring, Summer, Fall | Winter, Spring, Summer, Fall | Winter, Spring, Summer, Fall | Winter, Spring, Summer, Fall | Winter, Spring, Summer, Fall
CT Fac. Spec. - SO2 Rate Annual v3.1, Unit 2302 and retrofits | 331 | 7287 | Rate Constraint in lbs/MMBtu | FALSE | L | Annual | Standard SO2 | lb/MMBtu | 0.33 | 0.33 | 0.33 | 0.33 | 0.33 | 0.33 | 0.33
CT Fac. Spec. - SO2 Rate Annual v3.1, Unit 2302 and retrofits | 331 | 7287 | Rate Constraint in lbs/MMBtu | FALSE | L | Annual | Emissions at Affected Plants SO2 | Thousand Tons | 0 | 0 | 0 | 0 | 0 | 0 | 0
CT Fac. Spec. - SO2 Rate Annual v3.1, Unit 2302 and retrofits | 331 | 7287 | Rate Constraint in lbs/MMBtu | FALSE | L | Annual | Allowances Purchased SO2 | Thousand Tons | 0 | 0 | 0 | 0 | 0 | 0 | 0
CT Fac. Spec. - SO2 Rate Annual v3.1, Unit 2302 and retrofits | 331 | 7287 | Rate Constraint in lbs/MMBtu | FALSE | L | Annual | Allowances Sold SO2 | Thousand Tons | 0 | 0 | 0 | 0 | 0 | 0 | 0
CT Fac. Spec. - SO2 Rate Annual v3.1, Unit 2302 and retrofits | 331 | 7287 | Rate Constraint in lbs/MMBtu | FALSE | L | Annual | Allowances Banked | Thousand Tons | 0 | 0 | 0 | 0 | 0 | 0 | 0
CT Fac. Spec. - SO2 Rate Annual v3.1, Unit 2302 and retrofits | 331 | 7287 | Rate Constraint in lbs/MMBtu | FALSE | L | Annual | Allowances Withdrawn (1:1) | Thousand Tons | 0 | 0 | 0 | 0 | 0 | 0 | 0
CT Fac. Spec. - SO2 Rate Annual v3.1, Unit 2302 and retrofits | 331 | 7287 | Rate Constraint in lbs/MMBtu | FALSE | L | Annual | Allowances Withdrawn (n:1) | Thousand Tons | 0 | 0 | 0 | 0 | 0 | 0 | 0
CT Fac. Spec. - SO2 Rate Annual v3.1, Unit 2302 and retrofits | 331 | 7287 | Rate Constraint in lbs/MMBtu | FALSE | L | Annual | Net Emissions Allowance Position | Thousand Tons | 0 | 0 | 0 | 0 | 0 | 0 | 0
CT Fac. Spec. - SO2 Rate Annual v3.1, Unit 2302 and retrofits | 331 | 7287 | Rate Constraint in lbs/MMBtu | FALSE | L | Annual | Fuel Consumed | TBtu | 0 | 0 | 0 | 0 | 0 | 0 | 0
CT Fac. Spec. - SO2 Rate Annual v3.1, Unit 2302 and retrofits | 331 | 7287 | Rate Constraint in lbs/MMBtu | FALSE | L | Annual | Rate | lb/MMBtu | 0 | 0 | 0 | 0 | 0 | 0 | 0
CT Fac. Spec. - SO2 Rate Annual v3.1, Unit 2302 and retrofits | 331 | 7287 | Rate Constraint in lbs/MMBtu | FALSE | L | Annual | Generation | TWh | 0 | 0 | 0 | 0 | 0 | 0 | 0
CT Fac. Spec. - SO2 Rate Annual v3.1, Unit 2302 and retrofits | 331 | 7287 | Rate Constraint in lbs/MMBtu | FALSE | L | Annual | Qualifying Generation | TWh | 0 | 0 | 0 | 0 | 0 | 0 | 0
CT Fac. Spec. - SO2 Rate Annual v3.1, Unit 2302 and retrofits | 331 | 7287 | Rate Constraint in lbs/MMBtu | FALSE | L | Annual | Rate | lb/MWh | 0 | 0 | 0 | 0 | 0 | 0 | 0
CT Fac. Spec. - SO2 Rate Annual v3.1, Unit 2302 and retrofits | 331 | 7287 | Rate Constraint in lbs/MMBtu | FALSE | L | Annual | Constraint Shadow Price | US2022$/Ton | 0 | 0 | 0 | 0 | 0 | 0 | 0
DE Facility Specific - NOx Annual Rate v3.1, Unit 2192 and retrofits | 332 | 7289 | Rate Constraint in lbs/MMBtu | FALSE | L | Annual | Seasons Included | Seasons | Winter, Spring, Summer, Fall | Winter, Spring, Summer, Fall | Winter, Spring, Summer, Fall | Winter, Spring, Summer, Fall | Winter, Spring, Summer, Fall | Winter, Spring, Summer, Fall | Winter, Spring, Summer, Fall
DE Facility Specific - NOx Annual Rate v3.1, Unit 2192 and retrofits | 332 | 7289 | Rate Constraint in lbs/MMBtu | FALSE | L | Annual | Standard NOX | lb/MMBtu | 0.125 | 0.125 | 0.125 | 0.125 | 0.125 | 0.125 | 0.125
DE Facility Specific - NOx Annual Rate v3.1, Unit 2192 and retrofits | 332 | 7289 | Rate Constraint in lbs/MMBtu | FALSE | L | Annual | Emissions at Affected Plants NOX | Thousand Tons | 0 | 0 | 0 | 0 | 0 | 0 | 0
DE Facility Specific - NOx Annual Rate v3.1, Unit 2192 and retrofits | 332 | 7289 | Rate Constraint in lbs/MMBtu | FALSE | L | Annual | Allowances Purchased NOX | Thousand Tons | 0 | 0 | 0 | 0 | 0 | 0 | 0
DE Facility Specific - NOx Annual Rate v3.1, Unit 2192 and retrofits | 332 | 7289 | Rate Constraint in lbs/MMBtu | FALSE | L | Annual | Allowances Sold NOX | Thousand Tons | 0 | 0 | 0 | 0 | 0 | 0 | 0
DE Facility Specific - NOx Annual Rate v3.1, Unit 2192 and retrofits | 332 | 7289 | Rate Constraint in lbs/MMBtu | FALSE | L | Annual | Allowances Banked | Thousand Tons | 0 | 0 | 0 | 0 | 0 | 0 | 0
DE Facility Specific - NOx Annual Rate v3.1, Unit 2192 and retrofits | 332 | 7289 | Rate Constraint in lbs/MMBtu | FALSE | L | Annual | Allowances Withdrawn (1:1) | Thousand Tons | 0 | 0 | 0 | 0 | 0 | 0 | 0
DE Facility Specific - NOx Annual Rate v3.1, Unit 2192 and retrofits | 332 | 7289 | Rate Constraint in lbs/MMBtu | FALSE | L | Annual | Allowances Withdrawn (n:1) | Thousand Tons | 0 | 0 | 0 | 0 | 0 | 0 | 0
DE Facility Specific - NOx Annual Rate v3.1, Unit 2192 and retrofits | 332 | 7289 | Rate Constraint in lbs/MMBtu | FALSE | L | Annual | Net Emissions Allowance Position | Thousand Tons | 0 | 0 | 0 | 0 | 0 | 0 | 0
DE Facility Specific - NOx Annual Rate v3.1, Unit 2192 and retrofits | 332 | 7289 | Rate Constraint in lbs/MMBtu | FALSE | L | Annual | Fuel Consumed | TBtu | 0 | 0 | 0 | 0 | 0 | 0 | 0
DE Facility Specific - NOx Annual Rate v3.1, Unit 2192 and retrofits | 332 | 7289 | Rate Constraint in lbs/MMBtu | FALSE | L | Annual | Rate | lb/MMBtu | 0 | 0 | 0 | 0 | 0 | 0 | 0
DE Facility Specific - NOx Annual Rate v3.1, Unit 2192 and retrofits | 332 | 7289 | Rate Constraint in lbs/MMBtu | FALSE | L | Annual | Generation | TWh | 0 | 0 | 0 | 0 | 0 | 0 | 0
DE Facility Specific - NOx Annual Rate v3.1, Unit 2192 and retrofits | 332 | 7289 | Rate Constraint in lbs/MMBtu | FALSE | L | Annual | Qualifying Generation | TWh | 0 | 0 | 0 | 0 | 0 | 0 | 0
DE Facility Specific - NOx Annual Rate v3.1, Unit 2192 and retrofits | 332 | 7289 | Rate Constraint in lbs/MMBtu | FALSE | L | Annual | Rate | lb/MWh | 0 | 0 | 0 | 0 | 0 | 0 | 0
DE Facility Specific - NOx Annual Rate v3.1, Unit 2192 and retrofits | 332 | 7289 | Rate Constraint in lbs/MMBtu | FALSE | L | Annual | Constraint Shadow Price | US2022$/Ton | 0 | 0 | 0 | 0 | 0 | 0 | 0
DE Facility Specific - NOx Annual Rate v3.1, Unit 2193 and retrofits | 333 | 7289 | Rate Constraint in lbs/MMBtu | FALSE | L | Annual | Seasons Included | Seasons | Winter, Spring, Summer, Fall | Winter, Spring, Summer, Fall | Winter, Spring, Summer, Fall | Winter, Spring, Summer, Fall | Winter, Spring, Summer, Fall | Winter, Spring, Summer, Fall | Winter, Spring, Summer, Fall
DE Facility Specific - NOx Annual Rate v3.1, Unit 2193 and retrofits | 333 | 7289 | Rate Constraint in lbs/MMBtu | FALSE | L | Annual | Standard NOX | lb/MMBtu | 0.125 | 0.125 | 0.125 | 0.125 | 0.125 | 0.125 | 0.125
DE Facility Specific - NOx Annual Rate v3.1, Unit 2193 and retrofits | 333 | 7289 | Rate Constraint in lbs/MMBtu | FALSE | L | Annual | Emissions at Affected Plants NOX | Thousand Tons | 0 | 0 | 0 | 0 | 0 | 0 | 0
DE Facility Specific - NOx Annual Rate v3.1, Unit 2193 and retrofits | 333 | 7289 | Rate Constraint in lbs/MMBtu | FALSE | L | Annual | Allowances Purchased NOX | Thousand Tons | 0 | 0 | 0 | 0 | 0 | 0 | 0
DE Facility Specific - NOx Annual Rate v3.1, Unit 2193 and retrofits | 333 | 7289 | Rate Constraint in lbs/MMBtu | FALSE | L | Annual | Allowances Sold NOX | Thousand Tons | 0 | 0 | 0 | 0 | 0 | 0 | 0
DE Facility Specific - NOx Annual Rate v3.1, Unit 2193 and retrofits | 333 | 7289 | Rate Constraint in lbs/MMBtu | FALSE | L | Annual | Allowances Banked | Thousand Tons | 0 | 0 | 0 | 0 | 0 | 0 | 0
DE Facility Specific - NOx Annual Rate v3.1, Unit 2193 and retrofits | 333 | 7289 | Rate Constraint in lbs/MMBtu | FALSE | L | Annual | Allowances Withdrawn (1:1) | Thousand Tons | 0 | 0 | 0 | 0 | 0 | 0 | 0
DE Facility Specific - NOx Annual Rate v3.1, Unit 2193 and retrofits | 333 | 7289 | Rate Constraint in lbs/MMBtu | FALSE | L | Annual | Allowances Withdrawn (n:1) | Thousand Tons | 0 | 0 | 0 | 0 | 0 | 0 | 0
DE Facility Specific - NOx Annual Rate v3.1, Unit 2193 and retrofits | 333 | 7289 | Rate Constraint in lbs/MMBtu | FALSE | L | Annual | Net Emissions Allowance Position | Thousand Tons | 0 | 0 | 0 | 0 | 0 | 0 | 0
DE Facility Specific - NOx Annual Rate v3.1, Unit 2193 and retrofits | 333 | 7289 | Rate Constraint in lbs/MMBtu | FALSE | L | Annual | Fuel Consumed | TBtu | 0 | 0 | 0 | 0 | 0 | 0 | 0
DE Facility Specific - NOx Annual Rate v3.1, Unit 2193 and retrofits | 333 | 7289 | Rate Constraint in lbs/MMBtu | FALSE | L | Annual | Rate | lb/MMBtu | 0 | 0 | 0 | 0 | 0 | 0 | 0
DE Facility Specific - NOx Annual Rate v3.1, Unit 2193 and retrofits | 333 | 7289 | Rate Constraint in lbs/MMBtu | FALSE | L | Annual | Generation | TWh | 0 | 0 | 0 | 0 | 0 | 0 | 0
DE Facility Specific - NOx Annual Rate v3.1, Unit 2193 and retrofits | 333 | 7289 | Rate Constraint in lbs/MMBtu | FALSE | L | Annual | Qualifying Generation | TWh | 0 | 0 | 0 | 0 | 0 | 0 | 0
DE Facility Specific - NOx Annual Rate v3.1, Unit 2193 and retrofits | 333 | 7289 | Rate Constraint in lbs/MMBtu | FALSE | L | Annual | Rate | lb/MWh | 0 | 0 | 0 | 0 | 0 | 0 | 0
DE Facility Specific - NOx Annual Rate v3.1, Unit 2193 and retrofits | 333 | 7289 | Rate Constraint in lbs/MMBtu | FALSE | L | Annual | Constraint Shadow Price | US2022$/Ton | 0 | 0 | 0 | 0 | 0 | 0 | 0
DE Facility Specific - NOx Annual Rate v3.1, Unit 2194 and retrofits | 334 | 7289 | Rate Constraint in lbs/MMBtu | FALSE | L | Annual | Seasons Included | Seasons | Winter, Spring, Summer, Fall | Winter, Spring, Summer, Fall | Winter, Spring, Summer, Fall | Winter, Spring, Summer, Fall | Winter, Spring, Summer, Fall | Winter, Spring, Summer, Fall | Winter, Spring, Summer, Fall
DE Facility Specific - NOx Annual Rate v3.1, Unit 2194 and retrofits | 334 | 7289 | Rate Constraint in lbs/MMBtu | FALSE | L | Annual | Standard NOX | lb/MMBtu | 0.125 | 0.125 | 0.125 | 0.125 | 0.125 | 0.125 | 0.125
DE Facility Specific - NOx Annual Rate v3.1, Unit 2194 and retrofits | 334 | 7289 | Rate Constraint in lbs/MMBtu | FALSE | L | Annual | Emissions at Affected Plants NOX | Thousand Tons | 0 | 0 | 0 | 0 | 0 | 0 | 0
DE Facility Specific - NOx Annual Rate v3.1, Unit 2194 and retrofits | 334 | 7289 | Rate Constraint in lbs/MMBtu | FALSE | L | Annual | Allowances Purchased NOX | Thousand Tons | 0 | 0 | 0 | 0 | 0 | 0 | 0
DE Facility Specific - NOx Annual Rate v3.1, Unit 2194 and retrofits | 334 | 7289 | Rate Constraint in lbs/MMBtu | FALSE | L | Annual | Allowances Sold NOX | Thousand Tons | 0 | 0 | 0 | 0 | 0 | 0 | 0
DE Facility Specific - NOx Annual Rate v3.1, Unit 2194 and retrofits | 334 | 7289 | Rate Constraint in lbs/MMBtu | FALSE | L | Annual | Allowances Banked | Thousand Tons | 0 | 0 | 0 | 0 | 0 | 0 | 0
DE Facility Specific - NOx Annual Rate v3.1, Unit 2194 and retrofits | 334 | 7289 | Rate Constraint in lbs/MMBtu | FALSE | L | Annual | Allowances Withdrawn (1:1) | Thousand Tons | 0 | 0 | 0 | 0 | 0 | 0 | 0
DE Facility Specific - NOx Annual Rate v3.1, Unit 2194 and retrofits | 334 | 7289 | Rate Constraint in lbs/MMBtu | FALSE | L | Annual | Allowances Withdrawn (n:1) | Thousand Tons | 0 | 0 | 0 | 0 | 0 | 0 | 0
DE Facility Specific - NOx Annual Rate v3.1, Unit 2194 and retrofits | 334 | 7289 | Rate Constraint in lbs/MMBtu | FALSE | L | Annual | Net Emissions Allowance Position | Thousand Tons | 0 | 0 | 0 | 0 | 0 | 0 | 0
DE Facility Specific - NOx Annual Rate v3.1, Unit 2194 and retrofits | 334 | 7289 | Rate Constraint in lbs/MMBtu | FALSE | L | Annual | Fuel Consumed | TBtu | 0 | 0 | 0 | 0 | 0 | 0 | 0
DE Facility Specific - NOx Annual Rate v3.1, Unit 2194 and retrofits | 334 | 7289 | Rate Constraint in lbs/MMBtu | FALSE | L | Annual | Rate | lb/MMBtu | 0 | 0 | 0 | 0 | 0 | 0 | 0
DE Facility Specific - NOx Annual Rate v3.1, Unit 2194 and retrofits | 334 | 7289 | Rate Constraint in lbs/MMBtu | FALSE | L | Annual | Generation | TWh | 0 | 0 | 0 | 0 | 0 | 0 | 0
DE Facility Specific - NOx Annual Rate v3.1, Unit 2194 and retrofits | 334 | 7289 | Rate Constraint in lbs/MMBtu | FALSE | L | Annual | Qualifying Generation | TWh | 0 | 0 | 0 | 0 | 0 | 0 | 0
DE Facility Specific - NOx Annual Rate v3.1, Unit 2194 and retrofits | 334 | 7289 | Rate Constraint in lbs/MMBtu | FALSE | L | Annual | Rate | lb/MWh | 0 | 0 | 0 | 0 | 0 | 0 | 0
DE Facility Specific - NOx Annual Rate v3.1, Unit 2194 and retrofits | 334 | 7289 | Rate Constraint in lbs/MMBtu | FALSE | L | Annual | Constraint Shadow Price | US2022$/Ton | 0 | 0 | 0 | 0 | 0 | 0 | 0
DE Facility Specific - SO2 Annual Rate v3.1, Unit 2192 and retrofits | 335 | 7295 | Rate Constraint in lbs/MMBtu | FALSE | L | Annual | Seasons Included | Seasons | Winter, Spring, Summer, Fall | Winter, Spring, Summer, Fall | Winter, Spring, Summer, Fall | Winter, Spring, Summer, Fall | Winter, Spring, Summer, Fall | Winter, Spring, Summer, Fall | Winter, Spring, Summer, Fall
DE Facility Specific - SO2 Annual Rate v3.1, Unit 2192 and retrofits | 335 | 7295 | Rate Constraint in lbs/MMBtu | FALSE | L | Annual | Standard SO2 | lb/MMBtu | 0.26 | 0.26 | 0.26 | 0.26 | 0.26 | 0.26 | 0.26
DE Facility Specific - SO2 Annual Rate v3.1, Unit 2192 and retrofits | 335 | 7295 | Rate Constraint in lbs/MMBtu | FALSE | L | Annual | Emissions at Affected Plants SO2 | Thousand Tons | 0 | 0 | 0 | 0 | 0 | 0 | 0
DE Facility Specific - SO2 Annual Rate v3.1, Unit 2192 and retrofits | 335 | 7295 | Rate Constraint in lbs/MMBtu | FALSE | L | Annual | Allowances Purchased SO2 | Thousand Tons | 0 | 0 | 0 | 0 | 0 | 0 | 0
DE Facility Specific - SO2 Annual Rate v3.1, Unit 2192 and retrofits | 335 | 7295 | Rate Constraint in lbs/MMBtu | FALSE | L | Annual | Allowances Sold SO2 | Thousand Tons | 0 | 0 | 0 | 0 | 0 | 0 | 0
DE Facility Specific - SO2 Annual Rate v3.1, Unit 2192 and retrofits | 335 | 7295 | Rate Constraint in lbs/MMBtu | FALSE | L | Annual | Allowances Banked | Thousand Tons | 0 | 0 | 0 | 0 | 0 | 0 | 0
DE Facility Specific - SO2 Annual Rate v3.1, Unit 2192 and retrofits | 335 | 7295 | Rate Constraint in lbs/MMBtu | FALSE | L | Annual | Allowances Withdrawn (1:1) | Thousand Tons | 0 | 0 | 0 | 0 | 0 | 0 | 0
DE Facility Specific - SO2 Annual Rate v3.1, Unit 2192 and retrofits | 335 | 7295 | Rate Constraint in lbs/MMBtu | FALSE | L | Annual | Allowances Withdrawn (n:1) | Thousand Tons | 0 | 0 | 0 | 0 | 0 | 0 | 0
DE Facility Specific - SO2 Annual Rate v3.1, Unit 2192 and retrofits | 335 | 7295 | Rate Constraint in lbs/MMBtu | FALSE | L | Annual | Net Emissions Allowance Position | Thousand Tons | 0 | 0 | 0 | 0 | 0 | 0 | 0
DE Facility Specific - SO2 Annual Rate v3.1, Unit 2192 and retrofits | 335 | 7295 | Rate Constraint in lbs/MMBtu | FALSE | L | Annual | Fuel Consumed | TBtu | 0 | 0 | 0 | 0 | 0 | 0 | 0
DE Facility Specific - SO2 Annual Rate v3.1, Unit 2192 and retrofits | 335 | 7295 | Rate Constraint in lbs/MMBtu | FALSE | L | Annual | Rate | lb/MMBtu | 0 | 0 | 0 | 0 | 0 | 0 | 0
DE Facility Specific - SO2 Annual Rate v3.1, Unit 2192 and retrofits | 335 | 7295 | Rate Constraint in lbs/MMBtu | FALSE | L | Annual | Generation | TWh | 0 | 0 | 0 | 0 | 0 | 0 | 0
DE Facility Specific - SO2 Annual Rate v3.1, Unit 2192 and retrofits | 335 | 7295 | Rate Constraint in lbs/MMBtu | FALSE | L | Annual | Qualifying Generation | TWh | 0 | 0 | 0 | 0 | 0 | 0 | 0
DE Facility Specific - SO2 Annual Rate v3.1, Unit 2192 and retrofits | 335 | 7295 | Rate Constraint in lbs/MMBtu | FALSE | L | Annual | Rate | lb/MWh | 0 | 0 | 0 | 0 | 0 | 0 | 0
DE Facility Specific - SO2 Annual Rate v3.1, Unit 2192 and retrofits | 335 | 7295 | Rate Constraint in lbs/MMBtu | FALSE | L | Annual | Constraint Shadow Price | US2022$/Ton | 0 | 0 | 0 | 0 | 0 | 0 | 0
DE Facility Specific - SO2 Annual Rate v3.1, Unit 2193 and retrofits | 336 | 7295 | Rate Constraint in lbs/MMBtu | FALSE | L | Annual | Seasons Included | Seasons | Winter, Spring, Summer, Fall | Winter, Spring, Summer, Fall | Winter, Spring, Summer, Fall | Winter, Spring, Summer, Fall | Winter, Spring, Summer, Fall | Winter, Spring, Summer, Fall | Winter, Spring, Summer, Fall
DE Facility Specific - SO2 Annual Rate v3.1, Unit 2193 and retrofits | 336 | 7295 | Rate Constraint in lbs/MMBtu | FALSE | L | Annual | Standard SO2 | lb/MMBtu | 0.26 | 0.26 | 0.26 | 0.26 | 0.26 | 0.26 | 0.26
DE Facility Specific - SO2 Annual Rate v3.1, Unit 2193 and retrofits | 336 | 7295 | Rate Constraint in lbs/MMBtu | FALSE | L | Annual | Emissions at Affected Plants SO2 | Thousand Tons | 0 | 0 | 0 | 0 | 0 | 0 | 0
DE Facility Specific - SO2 Annual Rate v3.1, Unit 2193 and retrofits | 336 | 7295 | Rate Constraint in lbs/MMBtu | FALSE | L | Annual | Allowances Purchased SO2 | Thousand Tons | 0 | 0 | 0 | 0 | 0 | 0 | 0
DE Facility Specific - SO2 Annual Rate v3.1, Unit 2193 and retrofits | 336 | 7295 | Rate Constraint in lbs/MMBtu | FALSE | L | Annual | Allowances Sold SO2 | Thousand Tons | 0 | 0 | 0 | 0 | 0 | 0 | 0
DE Facility Specific - SO2 Annual Rate v3.1, Unit 2193 and retrofits | 336 | 7295 | Rate Constraint in lbs/MMBtu | FALSE | L | Annual | Allowances Banked | Thousand Tons | 0 | 0 | 0 | 0 | 0 | 0 | 0
DE Facility Specific - SO2 Annual Rate v3.1, Unit 2193 and retrofits | 336 | 7295 | Rate Constraint in lbs/MMBtu | FALSE | L | Annual | Allowances Withdrawn (1:1) | Thousand Tons | 0 | 0 | 0 | 0 | 0 | 0 | 0
DE Facility Specific - SO2 Annual Rate v3.1, Unit 2193 and retrofits | 336 | 7295 | Rate Constraint in lbs/MMBtu | FALSE | L | Annual | Allowances Withdrawn (n:1) | Thousand Tons | 0 | 0 | 0 | 0 | 0 | 0 | 0
DE Facility Specific - SO2 Annual Rate v3.1, Unit 2193 and retrofits | 336 | 7295 | Rate Constraint in lbs/MMBtu | FALSE | L | Annual | Net Emissions Allowance Position | Thousand Tons | 0 | 0 | 0 | 0 | 0 | 0 | 0
DE Facility Specific - SO2 Annual Rate v3.1, Unit 2193 and retrofits | 336 | 7295 | Rate Constraint in lbs/MMBtu | FALSE | L | Annual | Fuel Consumed | TBtu | 0 | 0 | 0 | 0 | 0 | 0 | 0
DE Facility Specific - SO2 Annual Rate v3.1, Unit 2193 and retrofits | 336 | 7295 | Rate Constraint in lbs/MMBtu | FALSE | L | Annual | Rate | lb/MMBtu | 0 | 0 | 0 | 0 | 0 | 0 | 0
DE Facility Specific - SO2 Annual Rate v3.1, Unit 2193 and retrofits | 336 | 7295 | Rate Constraint in lbs/MMBtu | FALSE | L | Annual | Generation | TWh | 0 | 0 | 0 | 0 | 0 | 0 | 0
DE Facility Specific - SO2 Annual Rate v3.1, Unit 2193 and retrofits | 336 | 7295 | Rate Constraint in lbs/MMBtu | FALSE | L | Annual | Qualifying Generation | TWh | 0 | 0 | 0 | 0 | 0 | 0 | 0
DE Facility Specific - SO2 Annual Rate v3.1, Unit 2193 and retrofits | 336 | 7295 | Rate Constraint in lbs/MMBtu | FALSE | L | Annual | Rate | lb/MWh | 0 | 0 | 0 | 0 | 0 | 0 | 0
DE Facility Specific - SO2 Annual Rate v3.1, Unit 2193 and retrofits | 336 | 7295 | Rate Constraint in lbs/MMBtu | FALSE | L | Annual | Constraint Shadow Price | US2022$/Ton | 0 | 0 | 0 | 0 | 0 | 0 | 0
DE Facility Specific - SO2 Annual Rate v3.1, Unit 2194 and retrofits | 337 | 7295 | Rate Constraint in lbs/MMBtu | FALSE | L | Annual | Seasons Included | Seasons | Winter, Spring, Summer, Fall | Winter, Spring, Summer, Fall | Winter, Spring, Summer, Fall | Winter, Spring, Summer, Fall | Winter, Spring, Summer, Fall | Winter, Spring, Summer, Fall | Winter, Spring, Summer, Fall
DE Facility Specific - SO2 Annual Rate v3.1, Unit 2194 and retrofits | 337 | 7295 | Rate Constraint in lbs/MMBtu | FALSE | L | Annual | Standard SO2 | lb/MMBtu | 0.26 | 0.26 | 0.26 | 0.26 | 0.26 | 0.26 | 0.26
DE Facility Specific - SO2 Annual Rate v3.1, Unit 2194 and retrofits | 337 | 7295 | Rate Constraint in lbs/MMBtu | FALSE | L | Annual | Emissions at Affected Plants SO2 | Thousand Tons | 0 | 0 | 0 | 0 | 0 | 0 | 0
DE Facility Specific - SO2 Annual Rate v3.1, Unit 2194 and retrofits | 337 | 7295 | Rate Constraint in lbs/MMBtu | FALSE | L | Annual | Allowances Purchased SO2 | Thousand Tons | 0 | 0 | 0 | 0 | 0 | 0 | 0
DE Facility Specific - SO2 Annual Rate v3.1, Unit 2194 and retrofits | 337 | 7295 | Rate Constraint in lbs/MMBtu | FALSE | L | Annual | Allowances Sold SO2 | Thousand Tons | 0 | 0 | 0 | 0 | 0 | 0 | 0
DE Facility Specific - SO2 Annual Rate v3.1, Unit 2194 and retrofits | 337 | 7295 | Rate Constraint in lbs/MMBtu | FALSE | L | Annual | Allowances Banked | Thousand Tons | 0 | 0 | 0 | 0 | 0 | 0 | 0
DE Facility Specific - SO2 Annual Rate v3.1, Unit 2194 and retrofits | 337 | 7295 | Rate Constraint in lbs/MMBtu | FALSE | L | Annual | Allowances Withdrawn (1:1) | Thousand Tons | 0 | 0 | 0 | 0 | 0 | 0 | 0
DE Facility Specific - SO2 Annual Rate v3.1, Unit 2194 and retrofits | 337 | 7295 | Rate Constraint in lbs/MMBtu | FALSE | L | Annual | Allowances Withdrawn (n:1) | Thousand Tons | 0 | 0 | 0 | 0 | 0 | 0 | 0
DE Facility Specific - SO2 Annual Rate v3.1, Unit 2194 and retrofits | 337 | 7295 | Rate Constraint in lbs/MMBtu | FALSE | L | Annual | Net Emissions Allowance Position | Thousand Tons | 0 | 0 | 0 | 0 | 0 | 0 | 0
DE Facility Specific - SO2 Annual Rate v3.1, Unit 2194 and retrofits | 337 | 7295 | Rate Constraint in lbs/MMBtu | FALSE | L | Annual | Fuel Consumed | TBtu | 0 | 0 | 0 | 0 | 0 | 0 | 0
DE Facility Specific - SO2 Annual Rate v3.1, Unit 2194 and retrofits | 337 | 7295 | Rate Constraint in lbs/MMBtu | FALSE | L | Annual | Rate | lb/MMBtu | 0 | 0 | 0 | 0 | 0 | 0 | 0
DE Facility Specific - SO2 Annual Rate v3.1, Unit 2194 and retrofits | 337 | 7295 | Rate Constraint in lbs/MMBtu | FALSE | L | Annual | Generation | TWh | 0 | 0 | 0 | 0 | 0 | 0 | 0
DE Facility Specific - SO2 Annual Rate v3.1, Unit 2194 and retrofits | 337 | 7295 | Rate Constraint in lbs/MMBtu | FALSE | L | Annual | Qualifying Generation | TWh | 0 | 0 | 0 | 0 | 0 | 0 | 0
DE Facility Specific - SO2 Annual Rate v3.1, Unit 2194 and retrofits | 337 | 7295 | Rate Constraint in lbs/MMBtu | FALSE | L | Annual | Rate | lb/MWh | 0 | 0 | 0 | 0 | 0 | 0 | 0
DE Facility Specific - SO2 Annual Rate v3.1, Unit 2194 and retrofits | 337 | 7295 | Rate Constraint in lbs/MMBtu | FALSE | L | Annual | Constraint Shadow Price | US2022$/Ton | 0 | 0 | 0 | 0 | 0 | 0 | 0
DE Unit Level EdMoore3 - MER Cap Annual v3.1 | 338 | 7302 | Rate Constraint in MTons | FALSE | L | Annual | Seasons Included | Seasons | Winter, Spring, Summer, Fall | Winter, Spring, Summer, Fall | Winter, Spring, Summer, Fall | Winter, Spring, Summer, Fall | Winter, Spring, Summer, Fall | Winter, Spring, Summer, Fall | Winter, Spring, Summer, Fall
DE Unit Level EdMoore3 - MER Cap Annual v3.1 | 338 | 7302 | Rate Constraint in MTons | FALSE | L | Annual | Standard MER | lbs | 6.6 | 6.6 | 6.6 | 6.6 | 6.6 | 6.6 | 6.6
DE Unit Level EdMoore3 - MER Cap Annual v3.1 | 338 | 7302 | Rate Constraint in MTons | FALSE | L | Annual | Emissions at Affected Plants MER | lbs | 0 | 0 | 0 | 0 | 0 | 0 | 0
DE Unit Level EdMoore3 - MER Cap Annual v3.1 | 338 | 7302 | Rate Constraint in MTons | FALSE | L | Annual | Allowances Purchased MER | lbs | 0 | 0 | 0 | 0 | 0 | 0 | 0
DE Unit Level EdMoore3 - MER Cap Annual v3.1 | 338 | 7302 | Rate Constraint in MTons | FALSE | L | Annual | Allowances Sold MER | lbs | 0 | 0 | 0 | 0 | 0 | 0 | 0
DE Unit Level EdMoore3 - MER Cap Annual v3.1 | 338 | 7302 | Rate Constraint in MTons | FALSE | L | Annual | Allowances Banked | lbs | 0 | 0 | 0 | 0 | 0 | 0 | 0
DE Unit Level EdMoore3 - MER Cap Annual v3.1 | 338 | 7302 | Rate Constraint in MTons | FALSE | L | Annual | Allowances Withdrawn (1:1) | lbs | 0 | 0 | 0 | 0 | 0 | 0 | 0
DE Unit Level EdMoore3 - MER Cap Annual v3.1 | 338 | 7302 | Rate Constraint in MTons | FALSE | L | Annual | Allowances Withdrawn (n:1) | lbs | 0 | 0 | 0 | 0 | 0 | 0 | 0
DE Unit Level EdMoore3 - MER Cap Annual v3.1 | 338 | 7302 | Rate Constraint in MTons | FALSE | L | Annual | Net Emissions Allowance Position | lbs | 0 | 0 | 0 | 0 | 0 | 0 | 0
DE Unit Level EdMoore3 - MER Cap Annual v3.1 | 338 | 7302 | Rate Constraint in MTons | FALSE | L | Annual | Fuel Consumed | TBtu | 0 | 0 | 0 | 0 | 0 | 0 | 0
DE Unit Level EdMoore3 - MER Cap Annual v3.1 | 338 | 7302 | Rate Constraint in MTons | FALSE | L | Annual | Rate | lb/MMBtu | 0 | 0 | 0 | 0 | 0 | 0 | 0
DE Unit Level EdMoore3 - MER Cap Annual v3.1 | 338 | 7302 | Rate Constraint in MTons | FALSE | L | Annual | Generation | TWh | 0 | 0 | 0 | 0 | 0 | 0 | 0
DE Unit Level EdMoore3 - MER Cap Annual v3.1 | 338 | 7302 | Rate Constraint in MTons | FALSE | L | Annual | Qualifying Generation | TWh | 0 | 0 | 0 | 0 | 0 | 0 | 0
DE Unit Level EdMoore3 - MER Cap Annual v3.1 | 338 | 7302 | Rate Constraint in MTons | FALSE | L | Annual | Rate | lb/MWh | 0 | 0 | 0 | 0 | 0 | 0 | 0
DE Unit Level EdMoore3 - MER Cap Annual v3.1 | 338 | 7302 | Rate Constraint in MTons | FALSE | L | Annual | Constraint Shadow Price | US2022$/Lb | 0 | 0 | 0 | 0 | 0 | 0 | 0
DE Unit Level EdMoore3 - NOX Cap Annual v3.1 | 339 | 7290 | Rate Constraint in MTons | FALSE | L | Annual | Seasons Included | Seasons | Winter, Spring, Summer, Fall | Winter, Spring, Summer, Fall | Winter, Spring, Summer, Fall | Winter, Spring, Summer, Fall | Winter, Spring, Summer, Fall | Winter, Spring, Summer, Fall | Winter, Spring, Summer, Fall
DE Unit Level EdMoore3 - NOX Cap Annual v3.1 | 339 | 7290 | Rate Constraint in MTons | FALSE | L | Annual | Standard NOX | Thousand Tons | 0.773 | 0.773 | 0.773 | 0.773 | 0.773 | 0.773 | 0.773
DE Unit Level EdMoore3 - NOX Cap Annual v3.1 | 339 | 7290 | Rate Constraint in MTons | FALSE | L | Annual | Emissions at Affected Plants NOX | Thousand Tons | 0 | 0 | 0 | 0 | 0 | 0 | 0
DE Unit Level EdMoore3 - NOX Cap Annual v3.1 | 339 | 7290 | Rate Constraint in MTons | FALSE | L | Annual | Allowances Purchased NOX | Thousand Tons | 0 | 0 | 0 | 0 | 0 | 0 | 0
DE Unit Level EdMoore3 - NOX Cap Annual v3.1 | 339 | 7290 | Rate Constraint in MTons | FALSE | L | Annual | Allowances Sold NOX | Thousand Tons | 0 | 0 | 0 | 0 | 0 | 0 | 0
DE Unit Level EdMoore3 - NOX Cap Annual v3.1 | 339 | 7290 | Rate Constraint in MTons | FALSE | L | Annual | Allowances Banked | Thousand Tons | 0 | 0 | 0 | 0 | 0 | 0 | 0
DE Unit Level EdMoore3 - NOX Cap Annual v3.1 | 339 | 7290 | Rate Constraint in MTons | FALSE | L | Annual | Allowances Withdrawn (1:1) | Thousand Tons | 0 | 0 | 0 | 0 | 0 | 0 | 0
DE Unit Level EdMoore3 - NOX Cap Annual v3.1 | 339 | 7290 | Rate Constraint in MTons | FALSE | L | Annual | Allowances Withdrawn (n:1) | Thousand Tons | 0 | 0 | 0 | 0 | 0 | 0 | 0
DE Unit Level EdMoore3 - NOX Cap Annual v3.1 | 339 | 7290 | Rate Constraint in MTons | FALSE | L | Annual | Net Emissions Allowance Position | Thousand Tons | 0 | 0 | 0 | 0 | 0 | 0 | 0
DE Unit Level EdMoore3 - NOX Cap Annual v3.1 | 339 | 7290 | Rate Constraint in MTons | FALSE | L | Annual | Fuel Consumed | TBtu | 0 | 0 | 0 | 0 | 0 | 0 | 0
DE Unit Level EdMoore3 - NOX Cap Annual v3.1 | 339 | 7290 | Rate Constraint in MTons | FALSE | L | Annual | Rate | lb/MMBtu | 0 | 0 | 0 | 0 | 0 | 0 | 0
DE Unit Level EdMoore3 - NOX Cap Annual v3.1 | 339 | 7290 | Rate Constraint in MTons | FALSE | L | Annual | Generation | TWh | 0 | 0 | 0 | 0 | 0 | 0 | 0
DE Unit Level EdMoore3 - NOX Cap Annual v3.1 | 339 | 7290 | Rate Constraint in MTons | FALSE | L | Annual | Qualifying Generation | TWh | 0 | 0 | 0 | 0 | 0 | 0 | 0
DE Unit Level EdMoore3 - NOX Cap Annual v3.1 | 339 | 7290 | Rate Constraint in MTons | FALSE | L | Annual | Rate | lb/MWh | 0 | 0 | 0 | 0 | 0 | 0 | 0
DE Unit Level EdMoore3 - NOX Cap Annual v3.1 | 339 | 7290 | Rate Constraint in MTons | FALSE | L | Annual | Constraint Shadow Price | US2022$/Ton | 0 | 0 | 0 | 0 | 0 | 0 | 0
DE Unit Level EdMoore3 - SO2 Cap Annual v3.1 | 340 | 7296 | Rate Constraint in MTons | FALSE | L | Annual | Seasons Included | Seasons | Winter, Spring, Summer, Fall | Winter, Spring, Summer, Fall | Winter, Spring, Summer, Fall | Winter, Spring, Summer, Fall | Winter, Spring, Summer, Fall | Winter, Spring, Summer, Fall | Winter, Spring, Summer, Fall
DE Unit Level EdMoore3 - SO2 Cap Annual v3.1 | 340 | 7296 | Rate Constraint in MTons | FALSE | L | Annual | Standard SO2 | Thousand Tons | 1.391 | 1.391 | 1.391 | 1.391 | 1.391 | 1.391 | 1.391
DE Unit Level EdMoore3 - SO2 Cap Annual v3.1 | 340 | 7296 | Rate Constraint in MTons | FALSE | L | Annual | Emissions at Affected Plants SO2 | Thousand Tons | 0 | 0 | 0 | 0 | 0 | 0 | 0
DE Unit Level EdMoore3 - SO2 Cap Annual v3.1 | 340 | 7296 | Rate Constraint in MTons | FALSE | L | Annual | Allowances Purchased SO2 | Thousand Tons | 0 | 0 | 0 | 0 | 0 | 0 | 0
DE Unit Level EdMoore3 - SO2 Cap Annual v3.1 | 340 | 7296 | Rate Constraint in MTons | FALSE | L | Annual | Allowances Sold SO2 | Thousand Tons | 0 | 0 | 0 | 0 | 0 | 0 | 0
DE Unit Level EdMoore3 - SO2 Cap Annual v3.1 | 340 | 7296 | Rate Constraint in MTons | FALSE | L | Annual | Allowances Banked | Thousand Tons | 0 | 0 | 0 | 0 | 0 | 0 | 0
DE Unit Level EdMoore3 - SO2 Cap Annual v3.1 | 340 | 7296 | Rate Constraint in MTons | FALSE | L | Annual | Allowances Withdrawn (1:1) | Thousand Tons | 0 | 0 | 0 | 0 | 0 | 0 | 0
DE Unit Level EdMoore3 - SO2 Cap Annual v3.1 | 340 | 7296 | Rate Constraint in MTons | FALSE | L | Annual | Allowances Withdrawn (n:1) | Thousand Tons | 0 | 0 | 0 | 0 | 0 | 0 | 0
DE Unit Level EdMoore3 - SO2 Cap Annual v3.1 | 340 | 7296 | Rate Constraint in MTons | FALSE | L | Annual | Net Emissions Allowance Position | Thousand Tons | 0 | 0 | 0 | 0 | 0 | 0 | 0
DE Unit Level EdMoore3 - SO2 Cap Annual v3.1 | 340 | 7296 | Rate Constraint in MTons | FALSE | L | Annual | Fuel Consumed | TBtu | 0 | 0 | 0 | 0 | 0 | 0 | 0
DE Unit Level EdMoore3 - SO2 Cap Annual v3.1 | 340 | 7296 | Rate Constraint in MTons | FALSE | L | Annual | Rate | lb/MMBtu | 0 | 0 | 0 | 0 | 0 | 0 | 0
DE Unit Level EdMoore3 - SO2 Cap Annual v3.1 | 340 | 7296 | Rate Constraint in MTons | FALSE | L | Annual | Generation | TWh | 0 | 0 | 0 | 0 | 0 | 0 | 0
DE Unit Level EdMoore3 - SO2 Cap Annual v3.1 | 340 | 7296 | Rate Constraint in MTons | FALSE | L | Annual | Qualifying Generation | TWh | 0 | 0 | 0 | 0 | 0 | 0 | 0
DE Unit Level EdMoore3 - SO2 Cap Annual v3.1 | 340 | 7296 | Rate Constraint in MTons | FALSE | L | Annual | Rate | lb/MWh | 0 | 0 | 0 | 0 | 0 | 0 | 0
DE Unit Level EdMoore3 - SO2 Cap Annual v3.1 | 340 | 7296 | Rate Constraint in MTons | FALSE | L | Annual | Constraint Shadow Price | US2022$/Ton | 0 | 0 | 0 | 0 | 0 | 0 | 0
DE Unit Level EdMoore4 - MER Cap Annual v3.1 | 341 | 7303 | Rate Constraint in MTons | FALSE | L | Annual | Seasons Included | Seasons | Winter, Spring, Summer, Fall | Winter, Spring, Summer, Fall | Winter, Spring, Summer, Fall | Winter, Spring, Summer, Fall | Winter, Spring, Summer, Fall | Winter, Spring, Summer, Fall | Winter, Spring, Summer, Fall
DE Unit Level EdMoore4 - MER Cap Annual v3.1 | 341 | 7303 | Rate Constraint in MTons | FALSE | L | Annual | Standard MER | lbs | 11.4 | 11.4 | 11.4 | 11.4 | 11.4 | 11.4 | 11.4
DE Unit Level EdMoore4 - MER Cap Annual v3.1 | 341 | 7303 | Rate Constraint in MTons | FALSE | L | Annual | Emissions at Affected Plants MER | lbs | 0 | 0 | 0 | 0 | 0 | 0 | 0
DE Unit Level EdMoore4 - MER Cap Annual v3.1 | 341 | 7303 | Rate Constraint in MTons | FALSE | L | Annual | Allowances Purchased MER | lbs | 0 | 0 | 0 | 0 | 0 | 0 | 0
DE Unit Level EdMoore4 - MER Cap Annual v3.1 | 341 | 7303 | Rate Constraint in MTons | FALSE | L | Annual | Allowances Sold MER | lbs | 0 | 0 | 0 | 0 | 0 | 0 | 0
DE Unit Level EdMoore4 - MER Cap Annual v3.1 | 341 | 7303 | Rate Constraint in MTons | FALSE | L | Annual | Allowances Banked | lbs | 0 | 0 | 0 | 0 | 0 | 0 | 0
DE Unit Level EdMoore4 - MER Cap Annual v3.1 | 341 | 7303 | Rate Constraint in MTons | FALSE | L | Annual | Allowances Withdrawn (1:1) | lbs | 0 | 0 | 0 | 0 | 0 | 0 | 0
DE Unit Level EdMoore4 - MER Cap Annual v3.1 | 341 | 7303 | Rate Constraint in MTons | FALSE | L | Annual | Allowances Withdrawn (n:1) | lbs | 0 | 0 | 0 | 0 | 0 | 0 | 0
DE Unit Level EdMoore4 - MER Cap Annual v3.1 | 341 | 7303 | Rate Constraint in MTons | FALSE | L | Annual | Net Emissions Allowance Position | lbs | 0 | 0 | 0 | 0 | 0 | 0 | 0
DE Unit Level EdMoore4 - MER Cap Annual v3.1 | 341 | 7303 | Rate Constraint in MTons | FALSE | L | Annual | Fuel Consumed | TBtu | 0 | 0 | 0 | 0 | 0 | 0 | 0
DE Unit Level EdMoore4 - MER Cap Annual v3.1 | 341 | 7303 | Rate Constraint in MTons | FALSE | L | Annual | Rate | lb/MMBtu | 0 | 0 | 0 | 0 | 0 | 0 | 0
DE Unit Level EdMoore4 - MER Cap Annual v3.1 | 341 | 7303 | Rate Constraint in MTons | FALSE | L | Annual | Generation | TWh | 0 | 0 | 0 | 0 | 0 | 0 | 0
DE Unit Level EdMoore4 - MER Cap Annual v3.1 | 341 | 7303 | Rate Constraint in MTons | FALSE | L | Annual | Qualifying Generation | TWh | 0 | 0 | 0 | 0 | 0 | 0 | 0
DE Unit Level EdMoore4 - MER Cap Annual v3.1 | 341 | 7303 | Rate Constraint in MTons | FALSE | L | Annual | Rate | lb/MWh | 0 | 0 | 0 | 0 | 0 | 0 | 0
DE Unit Level EdMoore4 - MER Cap Annual v3.1 | 341 | 7303 | Rate Constraint in MTons | FALSE | L | Annual | Constraint Shadow Price | US2022$/Lb | 0 | 0 | 0 | 0 | 0 | 0 | 0
DE Unit Level EdMoore4 - NOX Cap Annual v3.1 | 342 | 7291 | Rate Constraint in MTons | FALSE | L | Annual | Seasons Included | Seasons | Winter, Spring, Summer, Fall | Winter, Spring, Summer, Fall | Winter, Spring, Summer, Fall | Winter, Spring, Summer, Fall | Winter, Spring, Summer, Fall | Winter, Spring, Summer, Fall | Winter, Spring, Summer, Fall
DE Unit Level EdMoore4 - NOX Cap Annual v3.1 | 342 | 7291 | Rate Constraint in MTons | FALSE | L | Annual | Standard NOX | Thousand Tons | 1.339 | 1.339 | 1.339 | 1.339 | 1.339 | 1.339 | 1.339
DE Unit Level EdMoore4 - NOX Cap Annual v3.1 | 342 | 7291 | Rate Constraint in MTons | FALSE | L | Annual | Emissions at Affected Plants NOX | Thousand Tons | 0 | 0 | 0 | 0 | 0 | 0 | 0
DE Unit Level EdMoore4 - NOX Cap Annual v3.1 | 342 | 7291 | Rate Constraint in MTons | FALSE | L | Annual | Allowances Purchased NOX | Thousand Tons | 0 | 0 | 0 | 0 | 0 | 0 | 0
DE Unit Level EdMoore4 - NOX Cap Annual v3.1 | 342 | 7291 | Rate Constraint in MTons | FALSE | L | Annual | Allowances Sold NOX | Thousand Tons | 0 | 0 | 0 | 0 | 0 | 0 | 0
DE Unit Level EdMoore4 - NOX Cap Annual v3.1 | 342 | 7291 | Rate Constraint in MTons | FALSE | L | Annual | Allowances Banked | Thousand Tons | 0 | 0 | 0 | 0 | 0 | 0 | 0
DE Unit Level EdMoore4 - NOX Cap Annual v3.1 | 342 | 7291 | Rate Constraint in MTons | FALSE | L | Annual | Allowances Withdrawn (1:1) | Thousand Tons | 0 | 0 | 0 | 0 | 0 | 0 | 0
DE Unit Level EdMoore4 - NOX Cap Annual v3.1 | 342 | 7291 | Rate Constraint in MTons | FALSE | L | Annual | Allowances Withdrawn (n:1) | Thousand Tons | 0 | 0 | 0 | 0 | 0 | 0 | 0
DE Unit Level EdMoore4 - NOX Cap Annual v3.1 | 342 | 7291 | Rate Constraint in MTons | FALSE | L | Annual | Net Emissions Allowance Position | Thousand Tons | 0 | 0 | 0 | 0 | 0 | 0 | 0
DE Unit Level EdMoore4 - NOX Cap Annual v3.1 | 342 | 7291 | Rate Constraint in MTons | FALSE | L | Annual | Fuel Consumed | TBtu | 0 | 0 | 0 | 0 | 0 | 0 | 0
DE Unit Level EdMoore4 - NOX Cap Annual v3.1 | 342 | 7291 | Rate Constraint in MTons | FALSE | L | Annual | Rate | lb/MMBtu | 0 | 0 | 0 | 0 | 0 | 0 | 0
DE Unit Level EdMoore4 - NOX Cap Annual v3.1 | 342 | 7291 | Rate Constraint in MTons | FALSE | L | Annual | Generation | TWh | 0 | 0 | 0 | 0 | 0 | 0 | 0
DE Unit Level EdMoore4 - NOX Cap Annual v3.1 | 342 | 7291 | Rate Constraint in MTons | FALSE | L | Annual | Qualifying Generation | TWh | 0 | 0 | 0 | 0 | 0 | 0 | 0
DE Unit Level EdMoore4 - NOX Cap Annual v3.1 | 342 | 7291 | Rate Constraint in MTons | FALSE | L | Annual | Rate | lb/MWh | 0 | 0 | 0 | 0 | 0 | 0 | 0
DE Unit Level EdMoore4 - NOX Cap Annual v3.1 | 342 | 7291 | Rate Constraint in MTons | FALSE | L | Annual | Constraint Shadow Price | US2022$/Ton | 0 | 0 | 0 | 0 | 0 | 0 | 0
DE Unit Level EdMoore4 - SO2 Cap Annual v3.1 | 343 | 7297 | Rate Constraint in MTons | FALSE | L | Annual | Seasons Included | Seasons | Winter, Spring, Summer, Fall | Winter, Spring, Summer, Fall | Winter, Spring, Summer, Fall | Winter, Spring, Summer, Fall | Winter, Spring, Summer, Fall | Winter, Spring, Summer, Fall | Winter, Spring, Summer, Fall
DE Unit Level EdMoore4 - SO2 Cap Annual v3.1 | 343 | 7297 | Rate Constraint in MTons | FALSE | L | Annual | Standard SO2 | Thousand Tons | 2.41 | 2.41 | 2.41 | 2.41 | 2.41 | 2.41 | 2.41
DE Unit Level EdMoore4 - SO2 Cap Annual v3.1 | 343 | 7297 | Rate Constraint in MTons | FALSE | L | Annual | Emissions at Affected Plants SO2 | Thousand Tons | 0 | 0 | 0 | 0 | 0 | 0 | 0
DE Unit Level EdMoore4 - SO2 Cap Annual v3.1 | 343 | 7297 | Rate Constraint in MTons | FALSE | L | Annual | Allowances Purchased SO2 | Thousand Tons | 0 | 0 | 0 | 0 | 0 | 0 | 0
DE Unit Level EdMoore4 - SO2 Cap Annual v3.1 | 343 | 7297 | Rate Constraint in MTons | FALSE | L | Annual | Allowances Sold SO2 | Thousand Tons | 0 | 0 | 0 | 0 | 0 | 0 | 0
DE Unit Level EdMoore4 - SO2 Cap Annual v3.1 | 343 | 7297 | Rate Constraint in MTons | FALSE | L | Annual | Allowances Banked | Thousand Tons | 0 | 0 | 0 | 0 | 0 | 0 | 0
DE Unit Level EdMoore4 - SO2 Cap Annual v3.1 | 343 | 7297 | Rate Constraint in MTons | FALSE | L | Annual | Allowances Withdrawn (1:1) | Thousand Tons | 0 | 0 | 0 | 0 | 0 | 0 | 0
DE Unit Level EdMoore4 - SO2 Cap Annual v3.1 | 343 | 7297 | Rate Constraint in MTons | FALSE | L | Annual | Allowances Withdrawn (n:1) | Thousand Tons | 0 | 0 | 0 | 0 | 0 | 0 | 0
DE Unit Level EdMoore4 - SO2 Cap Annual v3.1 | 343 | 7297 | Rate Constraint in MTons | FALSE | L | Annual | Net Emissions Allowance Position | Thousand Tons | 0 | 0 | 0 | 0 | 0 | 0 | 0
DE Unit Level EdMoore4 - SO2 Cap Annual v3.1 | 343 | 7297 | Rate Constraint in MTons | FALSE | L | Annual | Fuel Consumed | TBtu | 0 | 0 | 0 | 0 | 0 | 0 | 0
DE Unit Level EdMoore4 - SO2 Cap Annual v3.1 | 343 | 7297 | Rate Constraint in MTons | FALSE | L | Annual | Rate | lb/MMBtu | 0 | 0 | 0 | 0 | 0 | 0 | 0
DE Unit Level EdMoore4 - SO2 Cap Annual v3.1 | 343 | 7297 | Rate Constraint in MTons | FALSE | L | Annual | Generation | TWh | 0 | 0 | 0 | 0 | 0 | 0 | 0
DE Unit Level EdMoore4 - SO2 Cap Annual v3.1 | 343 | 7297 | Rate Constraint in MTons | FALSE | L | Annual | Qualifying Generation | TWh | 0 | 0 | 0 | 0 | 0 | 0 | 0
DE Unit Level EdMoore4 - SO2 Cap Annual v3.1 | 343 | 7297 | Rate Constraint in MTons | FALSE | L | Annual | Rate | lb/MWh | 0 | 0 | 0 | 0 | 0 | 0 | 0
DE Unit Level EdMoore4 - SO2 Cap Annual v3.1 | 343 | 7297 | Rate Constraint in MTons | FALSE | L | Annual | Constraint Shadow Price | US2022$/Ton | 0 | 0 | 0 | 0 | 0 | 0 | 0
DE Unit Level EdMoore5 - NOX Cap Annual v3.1 | 344 | 7292 | Rate Constraint in MTons | FALSE | L | Annual | Seasons Included | Seasons | Winter, Spring, Summer, Fall | Winter, Spring, Summer, Fall | Winter, Spring, Summer, Fall | Winter, Spring, Summer, Fall | Winter, Spring, Summer, Fall | Winter, Spring, Summer, Fall | Winter, Spring, Summer, Fall
DE Unit Level EdMoore5 - NOX Cap Annual v3.1 | 344 | 7292 | Rate Constraint in MTons | FALSE | L | Annual | Standard NOX | Thousand Tons | 1.348 | 1.348 | 1.348 | 1.348 | 1.348 | 1.348 | 1.348
DE Unit Level EdMoore5 - NOX Cap Annual v3.1 | 344 | 7292 | Rate Constraint in MTons | FALSE | L | Annual | Emissions at Affected Plants NOX | Thousand Tons | 0 | 0 | 0 | 0 | 0 | 0 | 0
DE Unit Level EdMoore5 - NOX Cap Annual v3.1 | 344 | 7292 | Rate Constraint in MTons | FALSE | L | Annual | Allowances Purchased NOX | Thousand Tons | 0 | 0 | 0 | 0 | 0 | 0 | 0
DE Unit Level EdMoore5 - NOX Cap Annual v3.1 | 344 | 7292 | Rate Constraint in MTons | FALSE | L | Annual | Allowances Sold NOX | Thousand Tons | 0 | 0 | 0 | 0 | 0 | 0 | 0
DE Unit Level EdMoore5 - NOX Cap Annual v3.1 | 344 | 7292 | Rate Constraint in MTons | FALSE | L | Annual | Allowances Banked | Thousand Tons | 0 | 0 | 0 | 0 | 0 | 0 | 0
DE Unit Level EdMoore5 - NOX Cap Annual v3.1 | 344 | 7292 | Rate Constraint in MTons | FALSE | L | Annual | Allowances Withdrawn (1:1) | Thousand Tons | 0 | 0 | 0 | 0 | 0 | 0 | 0
DE Unit Level EdMoore5 - NOX Cap Annual v3.1 | 344 | 7292 | Rate Constraint in MTons | FALSE | L | Annual | Allowances Withdrawn (n:1) | Thousand Tons | 0 | 0 | 0 | 0 | 0 | 0 | 0
DE Unit Level EdMoore5 - NOX Cap Annual v3.1 | 344 | 7292 | Rate Constraint in MTons | FALSE | L | Annual | Net Emissions Allowance Position | Thousand Tons | 0 | 0 | 0 | 0 | 0 | 0 | 0
DE Unit Level EdMoore5 - NOX Cap Annual v3.1 | 344 | 7292 | Rate Constraint in MTons | FALSE | L | Annual | Fuel Consumed | TBtu | 0 | 0 | 0 | 0 | 0 | 0 | 0
DE Unit Level EdMoore5 - NOX Cap Annual v3.1 | 344 | 7292 | Rate Constraint in MTons | FALSE | L | Annual | Rate | lb/MMBtu | 0 | 0 | 0 | 0 | 0 | 0 | 0
DE Unit Level EdMoore5 - NOX Cap Annual v3.1 | 344 | 7292 | Rate Constraint in MTons | FALSE | L | Annual | Generation | TWh | 0 | 0 | 0 | 0 | 0 | 0 | 0
DE Unit Level EdMoore5 - NOX Cap Annual v3.1 | 344 | 7292 | Rate Constraint in MTons | FALSE | L | Annual | Qualifying Generation | TWh | 0 | 0 | 0 | 0 | 0 | 0 | 0
DE Unit Level EdMoore5 - NOX Cap Annual v3.1 | 344 | 7292 | Rate Constraint in MTons | FALSE | L | Annual | Rate | lb/MWh | 0 | 0 | 0 | 0 | 0 | 0 | 0
DE Unit Level EdMoore5 - NOX Cap Annual v3.1 | 344 | 7292 | Rate Constraint in MTons | FALSE | L | Annual | Constraint Shadow Price | US2022$/Ton | 0 | 0 | 0 | 0 | 0 | 0 | 0
DE Unit Level EdMoore5 - SO2 Cap Annual v3.1 | 345 | 7298 | Rate Constraint in MTons | FALSE | L | Annual | Seasons Included | Seasons | Winter, Spring, Summer, Fall | Winter, Spring, Summer, Fall | Winter, Spring, Summer, Fall | Winter, Spring, Summer, Fall | Winter, Spring, Summer, Fall | Winter, Spring, Summer, Fall | Winter, Spring, Summer, Fall
DE Unit Level EdMoore5 - SO2 Cap Annual v3.1 | 345 | 7298 | Rate Constraint in MTons | FALSE | L | Annual | Standard SO2 | Thousand Tons | 2.427 | 2.427 | 2.427 | 2.427 | 2.427 | 2.427 | 2.427
DE Unit Level EdMoore5 - SO2 Cap Annual v3.1 | 345 | 7298 | Rate Constraint in MTons | FALSE | L | Annual | Emissions at Affected Plants SO2 | Thousand Tons | 0 | 0 | 0 | 0 | 0 | 0 | 0
DE Unit Level EdMoore5 - SO2 Cap Annual v3.1 | 345 | 7298 | Rate Constraint in MTons | FALSE | L | Annual | Allowances Purchased SO2 | Thousand Tons | 0 | 0 | 0 | 0 | 0 | 0 | 0
DE Unit Level EdMoore5 - SO2 Cap Annual v3.1 | 345 | 7298 | Rate Constraint in MTons | FALSE | L | Annual | Allowances Sold SO2 | Thousand Tons | 0 | 0 | 0 | 0 | 0 | 0 | 0
DE Unit Level EdMoore5 - SO2 Cap Annual v3.1 | 345 | 7298 | Rate Constraint in MTons | FALSE | L | Annual | Allowances Banked | Thousand Tons | 0 | 0 | 0 | 0 | 0 | 0 | 0
DE Unit Level EdMoore5 - SO2 Cap Annual v3.1 | 345 | 7298 | Rate Constraint in MTons | FALSE | L | Annual | Allowances Withdrawn (1:1) | Thousand Tons | 0 | 0 | 0 | 0 | 0 | 0 | 0
DE Unit Level EdMoore5 - SO2 Cap Annual v3.1 | 345 | 7298 | Rate Constraint in MTons | FALSE | L | Annual | Allowances Withdrawn (n:1) | Thousand Tons | 0 | 0 | 0 | 0 | 0 | 0 | 0
DE Unit Level EdMoore5 - SO2 Cap Annual v3.1 | 345 | 7298 | Rate Constraint in MTons | FALSE | L | Annual | Net Emissions Allowance Position | Thousand Tons | 0 | 0 | 0 | 0 | 0 | 0 | 0
DE Unit Level EdMoore5 - SO2 Cap Annual v3.1 | 345 | 7298 | Rate Constraint in MTons | FALSE | L | Annual | Fuel Consumed | TBtu | 0 | 0 | 0 | 0 | 0 | 0 | 0
DE Unit Level EdMoore5 - SO2 Cap Annual v3.1 | 345 | 7298 | Rate Constraint in MTons | FALSE | L | Annual | Rate | lb/MMBtu | 0 | 0 | 0 | 0 | 0 | 0 | 0
DE Unit Level EdMoore5 - SO2 Cap Annual v3.1 | 345 | 7298 | Rate Constraint in MTons | FALSE | L | Annual | Generation | TWh | 0 | 0 | 0 | 0 | 0 | 0 | 0
DE Unit Level EdMoore5 - SO2 Cap Annual v3.1 | 345 | 7298 | Rate Constraint in MTons | FALSE | L | Annual | Qualifying Generation | TWh | 0 | 0 | 0 | 0 | 0 | 0 | 0
DE Unit Level EdMoore5 - SO2 Cap Annual v3.1 | 345 | 7298 | Rate Constraint in MTons | FALSE | L | Annual | Rate | lb/MWh | 0 | 0 | 0 | 0 | 0 | 0 | 0
DE Unit Level EdMoore5 - SO2 Cap Annual v3.1 | 345 | 7298 | Rate Constraint in MTons | FALSE | L | Annual | Constraint Shadow Price | US2022$/Ton | 0 | 0 | 0 | 0 | 0 | 0 | 0
Env-A 1300, NOx RACT - Merrimack 1 Rate | 348 | 7975 | Rate Constraint in lbs/MMBtu | FALSE | L | Annual | Seasons Included | Seasons | Winter, Spring, Summer, Fall | Winter, Spring, Summer, Fall | Winter, Spring, Summer, Fall | Winter, Spring, Summer, Fall | Winter, Spring, Summer, Fall | Winter, Spring, Summer, Fall | Winter, Spring, Summer, Fall
Env-A 1300, NOx RACT - Merrimack 1 Rate | 348 | 7975 | Rate Constraint in lbs/MMBtu | FALSE | L | Annual | Standard NOX | lb/MMBtu | 0.22 | 0.22 | 0.22 | 0.22 | 0.22 | 0.22 | 0.22
Env-A 1300, NOx RACT - Merrimack 1 Rate | 348 | 7975 | Rate Constraint in lbs/MMBtu | FALSE | L | Annual | Emissions at Affected Plants NOX | Thousand Tons | 0 | 0 | 0 | 0 | 0 | 0 | 0
Env-A 1300, NOx RACT - Merrimack 1 Rate | 348 | 7975 | Rate Constraint in lbs/MMBtu | FALSE | L | Annual | Allowances Purchased NOX | Thousand Tons | 0 | 0 | 0 | 0 | 0 | 0 | 0
Env-A 1300, NOx RACT - Merrimack 1 Rate | 348 | 7975 | Rate Constraint in lbs/MMBtu | FALSE | L | Annual | Allowances Sold NOX | Thousand Tons | 0 | 0 | 0 | 0 | 0 | 0 | 0
Env-A 1300, NOx RACT - Merrimack 1 Rate | 348 | 7975 | Rate Constraint in lbs/MMBtu | FALSE | L | Annual | Allowances Banked | Thousand Tons | 0 | 0 | 0 | 0 | 0 | 0 | 0
Env-A 1300, NOx RACT - Merrimack 1 Rate | 348 | 7975 | Rate Constraint in lbs/MMBtu | FALSE | L | Annual | Allowances Withdrawn (1:1) | Thousand Tons | 0 | 0 | 0 | 0 | 0 | 0 | 0
Env-A 1300, NOx RACT - Merrimack 1 Rate | 348 | 7975 | Rate Constraint in lbs/MMBtu | FALSE | L | Annual | Allowances Withdrawn (n:1) | Thousand Tons | 0 | 0 | 0 | 0 | 0 | 0 | 0
Env-A 1300, NOx RACT - Merrimack 1 Rate | 348 | 7975 | Rate Constraint in lbs/MMBtu | FALSE | L | Annual | Net Emissions Allowance Position | Thousand Tons | 0 | 0 | 0 | 0 | 0 | 0 | 0
Env-A 1300, NOx RACT - Merrimack 1 Rate | 348 | 7975 | Rate Constraint in lbs/MMBtu | FALSE | L | Annual | Fuel Consumed | TBtu | 0 | 0 | 0 | 0 | 0 | 0 | 0
Env-A 1300, NOx RACT - Merrimack 1 Rate | 348 | 7975 | Rate Constraint in lbs/MMBtu | FALSE | L | Annual | Rate | lb/MMBtu | 0 | 0 | 0 | 0 | 0 | 0 | 0
Env-A 1300, NOx RACT - Merrimack 1 Rate | 348 | 7975 | Rate Constraint in lbs/MMBtu | FALSE | L | Annual | Generation | TWh | 0 | 0 | 0 | 0 | 0 | 0 | 0
Env-A 1300, NOx RACT - Merrimack 1 Rate | 348 | 7975 | Rate Constraint in lbs/MMBtu | FALSE | L | Annual | Qualifying Generation | TWh | 0 | 0 | 0 | 0 | 0 | 0 | 0
Env-A 1300, NOx RACT - Merrimack 1 Rate | 348 | 7975 | Rate Constraint in lbs/MMBtu | FALSE | L | Annual | Rate | lb/MWh | 0 | 0 | 0 | 0 | 0 | 0 | 0
Env-A 1300, NOx RACT - Merrimack 1 Rate | 348 | 7975 | Rate Constraint in lbs/MMBtu | FALSE | L | Annual | Constraint Shadow Price | US2022$/Ton | 0 | 0 | 0 | 0 | 0 | 0 | 0
IL Climate ParentID 1082- CO2 Cap Annual v6.20 | 349 | 7769 | Rate Constraint in MTons | FALSE | L | Annual | Seasons Included | Seasons | Winter, Spring, Summer, Fall | Winter, Spring, Summer, Fall | Winter, Spring, Summer, Fall | Winter, Spring, Summer, Fall | Winter, Spring, Summer, Fall | Winter, Spring, Summer, Fall | Winter, Spring, Summer, Fall
IL Climate ParentID 1082- CO2 Cap Annual v6.20 | 349 | 7769 | Rate Constraint in MTons | FALSE | L | Annual | Standard CO2 | Thousand Tons | NA | NA | 16.0643 | 16.0643 | 16.0643 | 16.0643 | 16.0643
IL Climate ParentID 1082- CO2 Cap Annual v6.20 | 349 | 7769 | Rate Constraint in MTons | FALSE | L | Annual | Emissions at Affected Plants CO2 | Thousand Tons | 0 | 0 | 3.4318 | 0 | 0 | 0 | 0
IL Climate ParentID 1082- CO2 Cap Annual v6.20 | 349 | 7769 | Rate Constraint in MTons | FALSE | L | Annual | Allowances Purchased CO2 | Thousand Tons | 0 | 0 | 0 | 0 | 0 | 0 | 0
IL Climate ParentID 1082- CO2 Cap Annual v6.20 | 349 | 7769 | Rate Constraint in MTons | FALSE | L | Annual | Allowances Sold CO2 | Thousand Tons | 0 | 0 | 0 | 0 | 0 | 0 | 0
IL Climate ParentID 1082- CO2 Cap Annual v6.20 | 349 | 7769 | Rate Constraint in MTons | FALSE | L | Annual | Allowances Banked | Thousand Tons | 0 | 0 | 0 | 0 | 0 | 0 | 0
IL Climate ParentID 1082- CO2 Cap Annual v6.20 | 349 | 7769 | Rate Constraint in MTons | FALSE | L | Annual | Allowances Withdrawn (1:1) | Thousand Tons | 0 | 0 | 0 | 0 | 0 | 0 | 0
IL Climate ParentID 1082- CO2 Cap Annual v6.20 | 349 | 7769 | Rate Constraint in MTons | FALSE | L | Annual | Allowances Withdrawn (n:1) | Thousand Tons | 0 | 0 | 0 | 0 | 0 | 0 | 0
IL Climate ParentID 1082- CO2 Cap Annual v6.20 | 349 | 7769 | Rate Constraint in MTons | FALSE | L | Annual | Net Emissions Allowance Position | Thousand Tons | 0 | 0 | 3.4318 | 0 | 0 | 0 | 0
IL Climate ParentID 1082- CO2 Cap Annual v6.20 | 349 | 7769 | Rate Constraint in MTons | FALSE | L | Annual | Fuel Consumed | TBtu | 0 | 0 | 0.058623 | 0 | 0 | 0 | 0
IL Climate ParentID 1082- CO2 Cap Annual v6.20 | 349 | 7769 | Rate Constraint in MTons | FALSE | L | Annual | Rate | lb/MMBtu | 0 | 0 | 117.08 | 0 | 0 | 0 | 0
IL Climate ParentID 1082- CO2 Cap Annual v6.20 | 349 | 7769 | Rate Constraint in MTons | FALSE | L | Annual | Generation | TWh | 0 | 0 | 0.0051374 | 0 | 0 | 0 | 0
IL Climate ParentID 1082- CO2 Cap Annual v6.20 | 349 | 7769 | Rate Constraint in MTons | FALSE | L | Annual | Qualifying Generation | TWh | 0 | 0 | 0.0051374 | 0 | 0 | 0 | 0
IL Climate ParentID 1082- CO2 Cap Annual v6.20 | 349 | 7769 | Rate Constraint in MTons | FALSE | L | Annual | Rate | lb/MWh | 0 | 0 | 1335.9999 | 0 | 0 | 0 | 0
IL Climate ParentID 1082- CO2 Cap Annual v6.20 | 349 | 7769 | Rate Constraint in MTons | FALSE | L | Annual | Constraint Shadow Price | US2022$/Ton | 0 | 0 | 0 | 0 | 0 | 0 | 0
IL Climate ParentID 1087- CO2 Cap Annual v6.20 | 350 | 7770 | Rate Constraint in MTons | FALSE | L | Annual | Seasons Included | Seasons | Winter, Spring, Summer, Fall | Winter, Spring, Summer, Fall | Winter, Spring, Summer, Fall | Winter, Spring, Summer, Fall | Winter, Spring, Summer, Fall | Winter, Spring, Summer, Fall | Winter, Spring, Summer, Fall
IL Climate ParentID 1087- CO2 Cap Annual v6.20 | 350 | 7770 | Rate Constraint in MTons | FALSE | L | Annual | Standard CO2 | Thousand Tons | NA | NA | 0.84671 | 0.84671 | 0.84671 | 0.84671 | 0.84671
IL Climate ParentID 1087- CO2 Cap Annual v6.20 | 350 | 7770 | Rate Constraint in MTons | FALSE | L | Annual | Emissions at Affected Plants CO2 | Thousand Tons | 0 | 0 | 0.10956 | 0 | 0 | 0 | 0
IL Climate ParentID 1087- CO2 Cap Annual v6.20 | 350 | 7770 | Rate Constraint in MTons | FALSE | L | Annual | Allowances Purchased CO2 | Thousand Tons | 0 | 0 | 0 | 0 | 0 | 0 | 0
IL Climate ParentID 1087- CO2 Cap Annual v6.20 | 350 | 7770 | Rate Constraint in MTons | FALSE | L | Annual | Allowances Sold CO2 | Thousand Tons | 0 | 0 | 0 | 0 | 0 | 0 | 0
IL Climate ParentID 1087- CO2 Cap Annual v6.20 | 350 | 7770 | Rate Constraint in MTons | FALSE | L | Annual | Allowances Banked | Thousand Tons | 0 | 0 | 0 | 0 | 0 | 0 | 0
IL Climate ParentID 1087- CO2 Cap Annual v6.20 | 350 | 7770 | Rate Constraint in MTons | FALSE | L | Annual | Allowances Withdrawn (1:1) | Thousand Tons | 0 | 0 | 0 | 0 | 0 | 0 | 0
IL Climate ParentID 1087- CO2 Cap Annual v6.20 | 350 | 7770 | Rate Constraint in MTons | FALSE | L | Annual | Allowances Withdrawn (n:1) | Thousand Tons | 0 | 0 | 0 | 0 | 0 | 0 | 0
IL Climate ParentID 1087- CO2 Cap Annual v6.20 | 350 | 7770 | Rate Constraint in MTons | FALSE | L | Annual | Net Emissions Allowance Position | Thousand Tons | 0 | 0 | 0.10956 | 0 | 0 | 0 | 0
IL Climate ParentID 1087- CO2 Cap Annual v6.20 | 350 | 7770 | Rate Constraint in MTons | FALSE | L | Annual | Fuel Consumed | TBtu | 0 | 0 | 0.0018716 | 0 | 0 | 0 | 0
IL Climate ParentID 1087- CO2 Cap Annual v6.20 | 350 | 7770 | Rate Constraint in MTons | FALSE | L | Annual | Rate | lb/MMBtu | 0 | 0 | 117.08 | 0 | 0 | 0 | 0
IL Climate ParentID 1087- CO2 Cap Annual v6.20 | 350 | 7770 | Rate Constraint in MTons | FALSE | L | Annual | Generation | TWh | 0 | 0 | 0.00016402 | 0 | 0 | 0 | 0
IL Climate ParentID 1087- CO2 Cap Annual v6.20 | 350 | 7770 | Rate Constraint in MTons | FALSE | L | Annual | Qualifying Generation | TWh | 0 | 0 | 0.00016402 | 0 | 0 | 0 | 0
IL Climate ParentID 1087- CO2 Cap Annual v6.20 | 350 | 7770 | Rate Constraint in MTons | FALSE | L | Annual | Rate | lb/MWh | 0 | 0 | 1335.9999 | 0 | 0 | 0 | 0
IL Climate ParentID 1087- CO2 Cap Annual v6.20 | 350 | 7770 | Rate Constraint in MTons | FALSE | L | Annual | Constraint Shadow Price | US2022$/Ton | 0 | 0 | 0 | 0 | 0 | 0 | 0
IL Climate ParentID 1583- CO2 Cap Annual v6.20 | 351 | 7771 | Rate Constraint in MTons | FALSE | L | Annual | Seasons Included | Seasons | Winter, Spring, Summer, Fall | Winter, Spring, Summer, Fall | Winter, Spring, Summer, Fall | Winter, Spring, Summer, Fall | Winter, Spring, Summer, Fall | Winter, Spring, Summer, Fall | Winter, Spring, Summer, Fall
IL Climate ParentID 1583- CO2 Cap Annual v6.20 | 351 | 7771 | Rate Constraint in MTons | FALSE | L | Annual | Standard CO2 | Thousand Tons | NA | NA | 129.2208 | 129.2208 | 129.2208 | 129.2208 | 129.2208
IL Climate ParentID 1583- CO2 Cap Annual v6.20 | 351 | 7771 | Rate Constraint in MTons | FALSE | L | Annual | Emissions at Affected Plants CO2 | Thousand Tons | 0 | 0 | 114.6776 | 110.7531 | 0 | 0 | 0
IL Climate ParentID 1583- CO2 Cap Annual v6.20 | 351 | 7771 | Rate Constraint in MTons | FALSE | L | Annual | Allowances Purchased CO2 | Thousand Tons | 0 | 0 | 0 | 0 | 0 | 0 | 0
IL Climate ParentID 1583- CO2 Cap Annual v6.20 | 351 | 7771 | Rate Constraint in MTons | FALSE | L | Annual | Allowances Sold CO2 | Thousand Tons | 0 | 0 | 0 | 0 | 0 | 0 | 0
IL Climate ParentID 1583- CO2 Cap Annual v6.20 | 351 | 7771 | Rate Constraint in MTons | FALSE | L | Annual | Allowances Banked | Thousand Tons | 0 | 0 | 0 | 0 | 0 | 0 | 0
IL Climate ParentID 1583- CO2 Cap Annual v6.20 | 351 | 7771 | Rate Constraint in MTons | FALSE | L | Annual | Allowances Withdrawn (1:1) | Thousand Tons | 0 | 0 | 0 | 0 | 0 | 0 | 0
IL Climate ParentID 1583- CO2 Cap Annual v6.20 | 351 | 7771 | Rate Constraint in MTons | FALSE | L | Annual | Allowances Withdrawn (n:1) | Thousand Tons | 0 | 0 | 0 | 0 | 0 | 0 | 0
IL Climate ParentID 1583- CO2 Cap Annual v6.20 | 351 | 7771 | Rate Constraint in MTons | FALSE | L | Annual | Net Emissions Allowance Position | Thousand Tons | 0 | 0 | 114.6776 | 110.7531 | 0 | 0 | 0
IL Climate ParentID 1583- CO2 Cap Annual v6.20 | 351 | 7771 | Rate Constraint in MTons | FALSE | L | Annual | Fuel Consumed | TBtu | 0 | 0 | 1.959 | 1.8919 | 0 | 0 | 0
IL Climate ParentID 1583- CO2 Cap Annual v6.20 | 351 | 7771 | Rate Constraint in MTons | FALSE | L | Annual | Rate | lb/MMBtu | 0 | 0 | 117.08 | 117.08 | 0 | 0 | 0
IL Climate ParentID 1583- CO2 Cap Annual v6.20 | 351 | 7771 | Rate Constraint in MTons | FALSE | L | Annual | Generation | TWh | 0 | 0 | 0.26707 | 0.25793 | 0 | 0 | 0
IL Climate ParentID 1583- CO2 Cap Annual v6.20 | 351 | 7771 | Rate Constraint in MTons | FALSE | L | Annual | Qualifying Generation | TWh | 0 | 0 | 0.26707 | 0.25793 | 0 | 0 | 0
IL Climate ParentID 1583- CO2 Cap Annual v6.20 | 351 | 7771 | Rate Constraint in MTons | FALSE | L | Annual | Rate | lb/MWh | 0 | 0 | 858.7818 | 858.7818 | 0 | 0 | 0
IL Climate ParentID 1583- CO2 Cap Annual v6.20 | 351 | 7771 | Rate Constraint in MTons | FALSE | L | Annual | Constraint Shadow Price | US2022$/Ton | 0 | 0 | 0 | 0 | 0 | 0 | 0
IL Climate ParentID 1584- CO2 Cap Annual v6.20 | 352 | 7772 | Rate Constraint in MTons | FALSE | L | Annual | Seasons Included | Seasons | Winter, Spring, Summer, Fall | Winter, Spring, Summer, Fall | Winter, Spring, Summer, Fall | Winter, Spring, Summer, Fall | Winter, Spring, Summer, Fall | Winter, Spring, Summer, Fall | Winter, Spring, Summer, Fall
IL Climate ParentID 1584- CO2 Cap Annual v6.20 | 352 | 7772 | Rate Constraint in MTons | FALSE | L | Annual | Standard CO2 | Thousand Tons | NA | NA | 789.6032 | 789.6032 | 789.6032 | 789.6032 | 789.6032
IL Climate ParentID 1584- CO2 Cap Annual v6.20 | 352 | 7772 | Rate Constraint in MTons | FALSE | L | Annual | Emissions at Affected Plants CO2 | Thousand Tons | 0 | 0 | 401.1159 | 393.1803 | 0 | 0 | 0
IL Climate ParentID 1584- CO2 Cap Annual v6.20 | 352 | 7772 | Rate Constraint in MTons | FALSE | L | Annual | Allowances Purchased CO2 | Thousand Tons | 0 | 0 | 0 | 0 | 0 | 0 | 0
IL Climate ParentID 1584- CO2 Cap Annual v6.20 | 352 | 7772 | Rate Constraint in MTons | FALSE | L | Annual | Allowances Sold CO2 | Thousand Tons | 0 | 0 | 0 | 0 | 0 | 0 | 0
IL Climate ParentID 1584- CO2 Cap Annual v6.20 | 352 | 7772 | Rate Constraint in MTons | FALSE | L | Annual | Allowances Banked | Thousand Tons | 0 | 0 | 0 | 0 | 0 | 0 | 0
IL Climate ParentID 1584- CO2 Cap Annual v6.20 | 352 | 7772 | Rate Constraint in MTons | FALSE | L | Annual | Allowances Withdrawn (1:1) | Thousand Tons | 0 | 0 | 0 | 0 | 0 | 0 | 0
IL Climate ParentID 1584- CO2 Cap Annual v6.20 | 352 | 7772 | Rate Constraint in MTons | FALSE | L | Annual | Allowances Withdrawn (n:1) | Thousand Tons | 0 | 0 | 0 | 0 | 0 | 0 | 0
IL Climate ParentID 1584- CO2 Cap Annual v6.20 | 352 | 7772 | Rate Constraint in MTons | FALSE | L | Annual | Net Emissions Allowance Position | Thousand Tons | 0 | 0 | 401.1159 | 393.1803 | 0 | 0 | 0
IL Climate ParentID 1584- CO2 Cap Annual v6.20 | 352 | 7772 | Rate Constraint in MTons | FALSE | L | Annual | Fuel Consumed | TBtu | 0 | 0 | 6.852 | 6.7164 | 0 | 0 | 0
IL Climate ParentID 1584- CO2 Cap Annual v6.20 | 352 | 7772 | Rate Constraint in MTons | FALSE | L | Annual | Rate | lb/MMBtu | 0 | 0 | 117.08 | 117.08 | 0 | 0 | 0
IL Climate ParentID 1584- CO2 Cap Annual v6.20 | 352 | 7772 | Rate Constraint in MTons | FALSE | L | Annual | Generation | TWh | 0 | 0 | 0.93453 | 0.91604 | 0 | 0 | 0
IL Climate ParentID 1584- CO2 Cap Annual v6.20 | 352 | 7772 | Rate Constraint in MTons | FALSE | L | Annual | Qualifying Generation | TWh | 0 | 0 | 0.93453 | 0.91604 | 0 | 0 | 0
IL Climate ParentID 1584- CO2 Cap Annual v6.20 | 352 | 7772 | Rate Constraint in MTons | FALSE | L | Annual | Rate | lb/MWh | 0 | 0 | 858.4306 | 858.4306 | 0 | 0 | 0
IL Climate ParentID 1584- CO2 Cap Annual v6.20 | 352 | 7772 | Rate Constraint in MTons | FALSE | L | Annual | Constraint Shadow Price | US2022$/Ton | 0 | 0 | 0 | 0 | 0 | 0 | 0
IL Climate ParentID 1585- CO2 Cap Annual v6.20 | 353 | 7773 | Rate Constraint in MTons | FALSE | L | Annual | Seasons Included | Seasons | Winter, Spring, Summer, Fall | Winter, Spring, Summer, Fall | Winter, Spring, Summer, Fall | Winter, Spring, Summer, Fall | Winter, Spring, Summer, Fall | Winter, Spring, Summer, Fall | Winter, Spring, Summer, Fall
IL Climate ParentID 1585- CO2 Cap Annual v6.20 | 353 | 7773 | Rate Constraint in MTons | FALSE | L | Annual | Standard CO2 | Thousand Tons | NA | NA | 122.4545 | 122.4545 | 122.4545 | 122.4545 | 122.4545
IL Climate ParentID 1585- CO2 Cap Annual v6.20 | 353 | 7773 | Rate Constraint in MTons | FALSE | L | Annual | Emissions at Affected Plants CO2 | Thousand Tons | 0 | 0 | 122.4545 | 122.4545 | 0 | 0 | 0
IL Climate ParentID 1585- CO2 Cap Annual v6.20 | 353 | 7773 | Rate Constraint in MTons | FALSE | L | Annual | Allowances Purchased CO2 | Thousand Tons | 0 | 0 | 0 | 0 | 0 | 0 | 0
IL Climate ParentID 1585- CO2 Cap Annual v6.20 | 353 | 7773 | Rate Constraint in MTons | FALSE | L | Annual | Allowances Sold CO2 | Thousand Tons | 0 | 0 | 0 | 0 | 0 | 0 | 0
IL Climate ParentID 1585- CO2 Cap Annual v6.20 | 353 | 7773 | Rate Constraint in MTons | FALSE | L | Annual | Allowances Banked | Thousand Tons | 0 | 0 | 0 | 0 | 0 | 0 | 0
IL Climate ParentID 1585- CO2 Cap Annual v6.20 | 353 | 7773 | Rate Constraint in MTons | FALSE | L | Annual | Allowances Withdrawn (1:1) | Thousand Tons | 0 | 0 | 0 | 0 | 0 | 0 | 0
IL Climate ParentID 1585- CO2 Cap Annual v6.20 | 353 | 7773 | Rate Constraint in MTons | FALSE | L | Annual | Allowances Withdrawn (n:1) | Thousand Tons | 0 | 0 | 0 | 0 | 0 | 0 | 0
IL Climate ParentID 1585- CO2 Cap Annual v6.20 | 353 | 7773 | Rate Constraint in MTons | FALSE | L | Annual | Net Emissions Allowance Position | Thousand Tons | 0 | 0 | 122.4545 | 122.4545 | 0 | 0 | 0
IL Climate ParentID 1585- CO2 Cap Annual v6.20 | 353 | 7773 | Rate Constraint in MTons | FALSE | L | Annual | Fuel Consumed | TBtu | 0 | 0 | 2.0918 | 2.0918 | 0 | 0 | 0
IL Climate ParentID 1585- CO2 Cap Annual v6.20 | 353 | 7773 | Rate Constraint in MTons | FALSE | L | Annual | Rate | lb/MMBtu | 0 | 0 | 117.08 | 117.08 | 0 | 0 | 0
IL Climate ParentID 1585- CO2 Cap Annual v6.20 | 353 | 7773 | Rate Constraint in MTons | FALSE | L | Annual | Generation | TWh | 0 | 0 | 0.28518 | 0.28518 | 0 | 0 | 0
IL Climate ParentID 1585- CO2 Cap Annual v6.20 | 353 | 7773 | Rate Constraint in MTons | FALSE | L | Annual | Qualifying Generation | TWh | 0 | 0 | 0.28518 | 0.28518 | 0 | 0 | 0
IL Climate ParentID 1585- CO2 Cap Annual v6.20 | 353 | 7773 | Rate Constraint in MTons | FALSE | L | Annual | Rate | lb/MWh | 0 | 0 | 858.7818 | 858.7818 | 0 | 0 | 0
IL Climate ParentID 1585- CO2 Cap Annual v6.20 | 353 | 7773 | Rate Constraint in MTons | FALSE | L | Annual | Constraint Shadow Price | US2022$/Ton | 0 | 0 | 7.1582 | 2.253 | 0 | 0 | 0
IL Climate ParentID 1586- CO2 Cap Annual v6.20 | 354 | 7774 | Rate Constraint in MTons | FALSE | L | Annual | Seasons Included | Seasons | Winter, Spring, Summer, Fall | Winter, Spring, Summer, Fall | Winter, Spring, Summer, Fall | Winter, Spring, Summer, Fall | Winter, Spring, Summer, Fall | Winter, Spring, Summer, Fall | Winter, Spring, Summer, Fall
IL Climate ParentID 1586- CO2 Cap Annual v6.20 | 354 | 7774 | Rate Constraint in MTons | FALSE | L | Annual | Standard CO2 | Thousand Tons | NA | NA | 1517.1052 | 1517.1052 | 1517.1052 | 1517.1052 | 1517.1052
IL Climate ParentID 1586- CO2 Cap Annual v6.20 | 354 | 7774 | Rate Constraint in MTons | FALSE | L | Annual | Emissions at Affected Plants CO2 | Thousand Tons | 0 | 0 | 801.6134 | 785.7545 | 0 | 0 | 0
IL Climate ParentID 1586- CO2 Cap Annual v6.20 | 354 | 7774 | Rate Constraint in MTons | FALSE | L | Annual | Allowances Purchased CO2 | Thousand Tons | 0 | 0 | 0 | 0 | 0 | 0 | 0
IL Climate ParentID 1586- CO2 Cap Annual v6.20 | 354 | 7774 | Rate Constraint in MTons | FALSE | L | Annual | Allowances Sold CO2 | Thousand Tons | 0 | 0 | 0 | 0 | 0 | 0 | 0
IL Climate ParentID 1586- CO2 Cap Annual v6.20 | 354 | 7774 | Rate Constraint in MTons | FALSE | L | Annual | Allowances Banked | Thousand Tons | 0 | 0 | 0 | 0 | 0 | 0 | 0
IL Climate ParentID 1586- CO2 Cap Annual v6.20 | 354 | 7774 | Rate Constraint in MTons | FALSE | L | Annual | Allowances Withdrawn (1:1) | Thousand Tons | 0 | 0 | 0 | 0 | 0 | 0 | 0
IL Climate ParentID 1586- CO2 Cap Annual v6.20 | 354 | 7774 | Rate Constraint in MTons | FALSE | L | Annual | Allowances Withdrawn (n:1) | Thousand Tons | 0 | 0 | 0 | 0 | 0 | 0 | 0
IL Climate ParentID 1586- CO2 Cap Annual v6.20 | 354 | 7774 | Rate Constraint in MTons | FALSE | L | Annual | Net Emissions Allowance Position | Thousand Tons | 0 | 0 | 801.6134 | 785.7545 | 0 | 0 | 0
IL Climate ParentID 1586- CO2 Cap Annual v6.20 | 354 | 7774 | Rate Constraint in MTons | FALSE | L | Annual | Fuel Consumed | TBtu | 0 | 0 | 13.6934 | 13.4225 | 0 | 0 | 0
IL Climate ParentID 1586- CO2 Cap Annual v6.20 | 354 | 7774 | Rate Constraint in MTons | FALSE | L | Annual | Rate | lb/MMBtu | 0 | 0 | 117.08 | 117.08 | 0 | 0 | 0
IL Climate ParentID 1586- CO2 Cap Annual v6.20 | 354 | 7774 | Rate Constraint in MTons | FALSE | L | Annual | Generation | TWh | 0 | 0 | 1.818 | 1.7821 | 0 | 0 | 0
IL Climate ParentID 1586- CO2 Cap Annual v6.20 | 354 | 7774 | Rate Constraint in MTons | FALSE | L | Annual | Qualifying Generation | TWh | 0 | 0 | 1.818 | 1.7821 | 0 | 0 | 0
IL Climate ParentID 1586- CO2 Cap Annual v6.20 | 354 | 7774 | Rate Constraint in MTons | FALSE | L | Annual | Rate | lb/MWh | 0 | 0 | 881.8466 | 881.8466 | 0 | 0 | 0
IL Climate ParentID 1586- CO2 Cap Annual v6.20 | 354 | 7774 | Rate Constraint in MTons | FALSE | L | Annual | Constraint Shadow Price | US2022$/Ton | 0 | 0 | 0 | 0 | 0 | 0 | 0
IL Climate ParentID 1706- CO2 Cap Annual v6.20 | 355 | 7775 | Rate Constraint in MTons | FALSE | L | Annual | Seasons Included | Seasons | Winter, Spring, Summer, Fall | Winter, Spring, Summer, Fall | Winter, Spring, Summer, Fall | Winter, Spring, Summer, Fall | Winter, Spring, Summer, Fall | Winter, Spring, Summer, Fall | Winter, Spring, Summer, Fall
IL Climate ParentID 1706- CO2 Cap Annual v6.20 | 355 | 7775 | Rate Constraint in MTons | FALSE | L | Annual | Standard CO2 | Thousand Tons | NA | NA | 336.292 | 336.292 | 336.292 | 336.292 | 336.292
IL Climate ParentID 1706- CO2 Cap Annual v6.20 | 355 | 7775 | Rate Constraint in MTons | FALSE | L | Annual | Emissions at Affected Plants CO2 | Thousand Tons | 0 | 0 | 336.292 | 186.4236 | 0 | 0 | 0
IL Climate ParentID 1706- CO2 Cap Annual v6.20 | 355 | 7775 | Rate Constraint in MTons | FALSE | L | Annual | Allowances Purchased CO2 | Thousand Tons | 0 | 0 | 0 | 0 | 0 | 0 | 0
IL Climate ParentID 1706- CO2 Cap Annual v6.20 | 355 | 7775 | Rate Constraint in MTons | FALSE | L | Annual | Allowances Sold CO2 | Thousand Tons | 0 | 0 | 0 | 0 | 0 | 0 | 0
IL Climate ParentID 1706- CO2 Cap Annual v6.20 | 355 | 7775 | Rate Constraint in MTons | FALSE | L | Annual | Allowances Banked | Thousand Tons | 0 | 0 | 0 | 0 | 0 | 0 | 0
IL Climate ParentID 1706- CO2 Cap Annual v6.20 | 355 | 7775 | Rate Constraint in MTons | FALSE | L | Annual | Allowances Withdrawn (1:1) | Thousand Tons | 0 | 0 | 0 | 0 | 0 | 0 | 0
IL Climate ParentID 1706- CO2 Cap Annual v6.20 | 355 | 7775 | Rate Constraint in MTons | FALSE | L | Annual | Allowances Withdrawn (n:1) | Thousand Tons | 0 | 0 | 0 | 0 | 0 | 0 | 0
IL Climate ParentID 1706- CO2 Cap Annual v6.20 | 355 | 7775 | Rate Constraint in MTons | FALSE | L | Annual | Net Emissions Allowance Position | Thousand Tons | 0 | 0 | 336.292 | 186.4236 | 0 | 0 | 0
IL Climate ParentID 1706- CO2 Cap Annual v6.20 | 355 | 7775 | Rate Constraint in MTons | FALSE | L | Annual | Fuel Consumed | TBtu | 0 | 0 | 5.7447 | 3.1846 | 0 | 0 | 0
IL Climate ParentID 1706- CO2 Cap Annual v6.20 | 355 | 7775 | Rate Constraint in MTons | FALSE | L | Annual | Rate | lb/MMBtu | 0 | 0 | 117.08 | 117.08 | 0 | 0 | 0
IL Climate ParentID 1706- CO2 Cap Annual v6.20 | 355 | 7775 | Rate Constraint in MTons | FALSE | L | Annual | Generation | TWh | 0 | 0 | 0.74761 | 0.41444 | 0 | 0 | 0
IL Climate ParentID 1706- CO2 Cap Annual v6.20 | 355 | 7775 | Rate Constraint in MTons | FALSE | L | Annual | Qualifying Generation | TWh | 0 | 0 | 0.74761 | 0.41444 | 0 | 0 | 0
IL Climate ParentID 1706- CO2 Cap Annual v6.20 | 355 | 7775 | Rate Constraint in MTons | FALSE | L | Annual | Rate | lb/MWh | 0 | 0 | 899.6427 | 899.6427 | 0 | 0 | 0
IL Climate ParentID 1706- CO2 Cap Annual v6.20 | 355 | 7775 | Rate Constraint in MTons | FALSE | L | Annual | Constraint Shadow Price | US2022$/Ton | 0 | 0 | 3.5113 | 0 | 0 | 0 | 0
IL Climate ParentID 1707- CO2 Cap Annual v6.20 | 356 | 7776 | Rate Constraint in MTons | FALSE | L | Annual | Seasons Included | Seasons | Winter, Spring, Summer, Fall | Winter, Spring, Summer, Fall | Winter, Spring, Summer, Fall | Winter, Spring, Summer, Fall | Winter, Spring, Summer, Fall | Winter, Spring, Summer, Fall | Winter, Spring, Summer, Fall
IL Climate ParentID 1707- CO2 Cap Annual v6.20 | 356 | 7776 | Rate Constraint in MTons | FALSE | L | Annual | Standard CO2 | Thousand Tons | NA | NA | 246.9432 | 246.9432 | 246.9432 | 246.9432 | 246.9432
IL Climate ParentID 1707- CO2 Cap Annual v6.20 | 356 | 7776 | Rate Constraint in MTons | FALSE | L | Annual | Emissions at Affected Plants CO2 | Thousand Tons | 0 | 0 | 0 | 0 | 0 | 0 | 0
IL Climate ParentID 1707- CO2 Cap Annual v6.20 | 356 | 7776 | Rate Constraint in MTons | FALSE | L | Annual | Allowances Purchased CO2 | Thousand Tons | 0 | 0 | 0 | 0 | 0 | 0 | 0
IL Climate ParentID 1707- CO2 Cap Annual v6.20 | 356 | 7776 | Rate Constraint in MTons | FALSE | L | Annual | Allowances Sold CO2 | Thousand Tons | 0 | 0 | 0 | 0 | 0 | 0 | 0
IL Climate ParentID 1707- CO2 Cap Annual v6.20 | 356 | 7776 | Rate Constraint in MTons | FALSE | L | Annual | Allowances Banked | Thousand Tons | 0 | 0 | 0 | 0 | 0 | 0 | 0
IL Climate ParentID 1707- CO2 Cap Annual v6.20 | 356 | 7776 | Rate Constraint in MTons | FALSE | L | Annual | Allowances Withdrawn (1:1) | Thousand Tons | 0 | 0 | 0 | 0 | 0 | 0 | 0
IL Climate ParentID 1707- CO2 Cap Annual v6.20 | 356 | 7776 | Rate Constraint in MTons | FALSE | L | Annual | Allowances Withdrawn (n:1) | Thousand Tons | 0 | 0 | 0 | 0 | 0 | 0 | 0
IL Climate ParentID 1707- CO2 Cap Annual v6.20 | 356 | 7776 | Rate Constraint in MTons | FALSE | L | Annual | Net Emissions Allowance Position | Thousand Tons | 0 | 0 | 0 | 0 | 0 | 0 | 0
IL Climate ParentID 1707- CO2 Cap Annual v6.20 | 356 | 7776 | Rate Constraint in MTons | FALSE | L | Annual | Fuel Consumed | TBtu | 0 | 0 | 0 | 0 | 0 | 0 | 0
IL Climate ParentID 1707- CO2 Cap Annual v6.20 | 356 | 7776 | Rate Constraint in MTons | FALSE | L | Annual | Rate | lb/MMBtu | 0 | 0 | 0 | 0 | 0 | 0 | 0
IL Climate ParentID 1707- CO2 Cap Annual v6.20 | 356 | 7776 | Rate Constraint in MTons | FALSE | L | Annual | Generation | TWh | 0 | 0 | 0 | 0 | 0 | 0 | 0
IL Climate ParentID 1707- CO2 Cap Annual v6.20 | 356 | 7776 | Rate Constraint in MTons | FALSE | L | Annual | Qualifying Generation | TWh | 0 | 0 | 0 | 0 | 0 | 0 | 0
IL Climate ParentID 1707- CO2 Cap Annual v6.20 | 356 | 7776 | Rate Constraint in MTons | FALSE | L | Annual | Rate | lb/MWh | 0 | 0 | 0 | 0 | 0 | 0 | 0
IL Climate ParentID 1707- CO2 Cap Annual v6.20 | 356 | 7776 | Rate Constraint in MTons | FALSE | L | Annual | Constraint Shadow Price | US2022$/Ton | 0 | 0 | 0 | 0 | 0 | 0 | 0
IL Climate ParentID 2571- CO2 Cap Annual v6.20 | 357 | 7782 | Rate Constraint in MTons | FALSE | L | Annual | Seasons Included | Seasons | Winter, Spring, Summer, Fall | Winter, Spring, Summer, Fall | Winter, Spring, Summer, Fall | Winter, Spring, Summer, Fall | Winter, Spring, Summer, Fall | Winter, Spring, Summer, Fall | Winter, Spring, Summer, Fall
IL Climate ParentID 2571- CO2 Cap Annual v6.20 | 357 | 7782 | Rate Constraint in MTons | FALSE | L | Annual | Standard CO2 | Thousand Tons | NA | NA | 555.3467 | 555.3467 | 555.3467 | 555.3467 | 555.3467
IL Climate ParentID 2571- CO2 Cap Annual v6.20 | 357 | 7782 | Rate Constraint in MTons | FALSE | L | Annual | Emissions at Affected Plants CO2 | Thousand Tons | 0 | 0 | 159.7145 | 159.7145 | 0 | 0 | 0
IL Climate ParentID 2571- CO2 Cap Annual v6.20 | 357 | 7782 | Rate Constraint in MTons | FALSE | L | Annual | Allowances Purchased CO2 | Thousand Tons | 0 | 0 | 0 | 0 | 0 | 0 | 0
IL Climate ParentID 2571- CO2 Cap Annual v6.20 | 357 | 7782 | Rate Constraint in MTons | FALSE | L | Annual | Allowances Sold CO2 | Thousand Tons | 0 | 0 | 0 | 0 | 0 | 0 | 0
IL Climate ParentID 2571- CO2 Cap Annual v6.20 | 357 | 7782 | Rate Constraint in MTons | FALSE | L | Annual | Allowances Banked | Thousand Tons | 0 | 0 | 0 | 0 | 0 | 0 | 0
IL Climate ParentID 2571- CO2 Cap Annual v6.20 | 357 | 7782 | Rate Constraint in MTons | FALSE | L | Annual | Allowances Withdrawn (1:1) | Thousand Tons | 0 | 0 | 0 | 0 | 0 | 0 | 0
IL Climate ParentID 2571- CO2 Cap Annual v6.20 | 357 | 7782 | Rate Constraint in MTons | FALSE | L | Annual | Allowances Withdrawn (n:1) | Thousand Tons | 0 | 0 | 0 | 0 | 0 | 0 | 0
IL Climate ParentID 2571- CO2 Cap Annual v6.20 | 357 | 7782 | Rate Constraint in MTons | FALSE | L | Annual | Net Emissions Allowance Position | Thousand Tons | 0 | 0 | 159.7145 | 159.7145 | 0 | 0 | 0
IL Climate ParentID 2571- CO2 Cap Annual v6.20 | 357 | 7782 | Rate Constraint in MTons | FALSE | L | Annual | Fuel Consumed | TBtu | 0 | 0 | 15.5013 | 15.5013 | 0 | 0 | 0
IL Climate ParentID 2571- CO2 Cap Annual v6.20 | 357 | 7782 | Rate Constraint in MTons | FALSE | L | Annual | Rate | lb/MMBtu | 0 | 0 | 20.6066 | 20.6066 | 0 | 0 | 0
IL Climate ParentID 2571- CO2 Cap Annual v6.20 | 357 | 7782 | Rate Constraint in MTons | FALSE | L | Annual | Generation | TWh | 0 | 0 | 0.87838 | 0.87838 | 0 | 0 | 0
IL Climate ParentID 2571- CO2 Cap Annual v6.20 | 357 | 7782 | Rate Constraint in MTons | FALSE | L | Annual | Qualifying Generation | TWh | 0 | 0 | 0.87838 | 0.87838 | 0 | 0 | 0
IL Climate ParentID 2571- CO2 Cap Annual v6.20 | 357 | 7782 | Rate Constraint in MTons | FALSE | L | Annual | Rate | lb/MWh | 0 | 0 | 363.6585 | 363.6585 | 0 | 0 | 0
IL Climate ParentID 2571- CO2 Cap Annual v6.20 | 357 | 7782 | Rate Constraint in MTons | FALSE | L | Annual | Constraint Shadow Price | US2022$/Ton | 0 | 0 | 0 | 0 | 0 | 0 | 0
IL Climate ParentID 311- CO2 Cap Annual v6.20 | 358 | 7744 | Rate Constraint in MTons | FALSE | L | Annual | Seasons Included | Seasons | Winter, Spring, Summer, Fall | Winter, Spring, Summer, Fall | Winter, Spring, Summer, Fall | Winter, Spring, Summer, Fall | Winter, Spring, Summer, Fall | Winter, Spring, Summer, Fall | Winter, Spring, Summer, Fall
IL Climate ParentID 311- CO2 Cap Annual v6.20 | 358 | 7744 | Rate Constraint in MTons | FALSE | L | Annual | Standard CO2 | Thousand Tons | NA | NA | 194.7601 | 194.7601 | 194.7601 | 194.7601 | 194.7601
IL Climate ParentID 311- CO2 Cap Annual v6.20 | 358 | 7744 | Rate Constraint in MTons | FALSE | L | Annual | Emissions at Affected Plants CO2 | Thousand Tons | 0 | 0 | 21.1871 | 0 | 0 | 0 | 0
IL Climate ParentID 311- CO2 Cap Annual v6.20 | 358 | 7744 | Rate Constraint in MTons | FALSE | L | Annual | Allowances Purchased CO2 | Thousand Tons | 0 | 0 | 0 | 0 | 0 | 0 | 0
IL Climate ParentID 311- CO2 Cap Annual v6.20 | 358 | 7744 | Rate Constraint in MTons | FALSE | L | Annual | Allowances Sold CO2 | Thousand Tons | 0 | 0 | 0 | 0 | 0 | 0 | 0
IL Climate ParentID 311- CO2 Cap Annual v6.20 | 358 | 7744 | Rate Constraint in MTons | FALSE | L | Annual | Allowances Banked | Thousand Tons | 0 | 0 | 0 | 0 | 0 | 0 | 0
IL Climate ParentID 311- CO2 Cap Annual v6.20 | 358 | 7744 | Rate Constraint in MTons | FALSE | L | Annual | Allowances Withdrawn (1:1) | Thousand Tons | 0 | 0 | 0 | 0 | 0 | 0 | 0
IL Climate ParentID 311- CO2 Cap Annual v6.20 | 358 | 7744 | Rate Constraint in MTons | FALSE | L | Annual | Allowances Withdrawn (n:1) | Thousand Tons | 0 | 0 | 0 | 0 | 0 | 0 | 0
IL Climate ParentID 311- CO2 Cap Annual v6.20 | 358 | 7744 | Rate Constraint in MTons | FALSE | L | Annual | Net Emissions Allowance Position | Thousand Tons | 0 | 0 | 21.1871 | 0 | 0 | 0 | 0
IL Climate ParentID 311- CO2 Cap Annual v6.20 | 358 | 7744 | Rate Constraint in MTons | FALSE | L | Annual | Fuel Consumed | TBtu | 0 | 0 | 0.36193 | 0 | 0 | 0 | 0
IL Climate ParentID 311- CO2 Cap Annual v6.20 | 358 | 7744 | Rate Constraint in MTons | FALSE | L | Annual | Rate | lb/MMBtu | 0 | 0 | 117.08 | 0 | 0 | 0 | 0
IL Climate ParentID 311- CO2 Cap Annual v6.20 | 358 | 7744 | Rate Constraint in MTons | FALSE | L | Annual | Generation | TWh | 0 | 0 | 0.033683 | 0 | 0 | 0 | 0
IL Climate ParentID 311- CO2 Cap Annual v6.20 | 358 | 7744 | Rate Constraint in MTons | FALSE | L | Annual | Qualifying Generation | TWh | 0 | 0 | 0.033683 | 0 | 0 | 0 | 0
IL Climate ParentID 311- CO2 Cap Annual v6.20 | 358 | 7744 | Rate Constraint in MTons | FALSE | L | Annual | Rate | lb/MWh | 0 | 0 | 1258.0246 | 0 | 0 | 0 | 0
IL Climate ParentID 311- CO2 Cap Annual v6.20 | 358 | 7744 | Rate Constraint in MTons | FALSE | L | Annual | Constraint Shadow Price | US2022$/Ton | 0 | 0 | 0 | 0 | 0 | 0 | 0
IL Climate ParentID 320- CO2 Cap Annual v6.20 | 359 | 7745 | Rate Constraint in MTons | FALSE | L | Annual | Seasons Included | Seasons | Winter, Spring, Summer, Fall | Winter, Spring, Summer, Fall | Winter, Spring, Summer, Fall | Winter, Spring, Summer, Fall | Winter, Spring, Summer, Fall | Winter, Spring, Summer, Fall | Winter, Spring, Summer, Fall
IL Climate ParentID 320- CO2 Cap Annual v6.20 | 359 | 7745 | Rate Constraint in MTons | FALSE | L | Annual | Standard CO2 | Thousand Tons | NA | NA | 112.2207 | 112.2207 | 112.2207 | 112.2207 | 112.2207
IL Climate ParentID 320- CO2 Cap Annual v6.20 | 359 | 7745 | Rate Constraint in MTons | FALSE | L | Annual | Emissions at Affected Plants CO2 | Thousand Tons | 0 | 0 | 27.285 | 0 | 0 | 0 | 0
IL Climate ParentID 320- CO2 Cap Annual v6.20 | 359 | 7745 | Rate Constraint in MTons | FALSE | L | Annual | Allowances Purchased CO2 | Thousand Tons | 0 | 0 | 0 | 0 | 0 | 0 | 0
IL Climate ParentID 320- CO2 Cap Annual v6.20 | 359 | 7745 | Rate Constraint in MTons | FALSE | L | Annual | Allowances Sold CO2 | Thousand Tons | 0 | 0 | 0 | 0 | 0 | 0 | 0
IL Climate ParentID 320- CO2 Cap Annual v6.20 | 359 | 7745 | Rate Constraint in MTons | FALSE | L | Annual | Allowances Banked | Thousand Tons | 0 | 0 | 0 | 0 | 0 | 0 | 0
IL Climate ParentID 320- CO2 Cap Annual v6.20 | 359 | 7745 | Rate Constraint in MTons | FALSE | L | Annual | Allowances Withdrawn (1:1) | Thousand Tons | 0 | 0 | 0 | 0 | 0 | 0 | 0
IL Climate ParentID 320- CO2 Cap Annual v6.20 | 359 | 7745 | Rate Constraint in MTons | FALSE | L | Annual | Allowances Withdrawn (n:1) | Thousand Tons | 0 | 0 | 0 | 0 | 0 | 0 | 0
IL Climate ParentID 320- CO2 Cap Annual v6.20 | 359 | 7745 | Rate Constraint in MTons | FALSE | L | Annual | Net Emissions Allowance Position | Thousand Tons | 0 | 0 | 27.285 | 0 | 0 | 0 | 0
IL Climate ParentID 320- CO2 Cap Annual v6.20 | 359 | 7745 | Rate Constraint in MTons | FALSE | L | Annual | Fuel Consumed | TBtu | 0 | 0 | 0.46609 | 0 | 0 | 0 | 0
IL Climate ParentID 320- CO2 Cap Annual v6.20 | 359 | 7745 | Rate Constraint in MTons | FALSE | L | Annual | Rate | lb/MMBtu | 0 | 0 | 117.08 | 0 | 0 | 0 | 0
IL Climate ParentID 320- CO2 Cap Annual v6.20 | 359 | 7745 | Rate Constraint in MTons | FALSE | L | Annual | Generation | TWh | 0 | 0 | 0.041026 | 0 | 0 | 0 | 0
IL Climate ParentID 320- CO2 Cap Annual v6.20 | 359 | 7745 | Rate Constraint in MTons | FALSE | L | Annual | Qualifying Generation | TWh | 0 | 0 | 0.041026 | 0 | 0 | 0 | 0
IL Climate ParentID 320- CO2 Cap Annual v6.20 | 359 | 7745 | Rate Constraint in MTons | FALSE | L | Annual | Rate | lb/MWh | 0 | 0 | 1330.1459 | 0 | 0 | 0 | 0
IL Climate ParentID 320- CO2 Cap Annual v6.20 | 359 | 7745 | Rate Constraint in MTons | FALSE | L | Annual | Constraint Shadow Price | US2022$/Ton | 0 | 0 | 0 | 0 | 0 | 0 | 0
IL Climate ParentID 321- CO2 Cap Annual v6.20 | 360 | 7746 | Rate Constraint in MTons | FALSE | L | Annual | Seasons Included | Seasons | Winter, Spring, Summer, Fall | Winter, Spring, Summer, Fall | Winter, Spring, Summer, Fall | Winter, Spring, Summer, Fall | Winter, Spring, Summer, Fall | Winter, Spring, Summer, Fall | Winter, Spring, Summer, Fall
IL Climate ParentID 321- CO2 Cap Annual v6.20 | 360 | 7746 | Rate Constraint in MTons | FALSE | L | Annual | Standard CO2 | Thousand Tons | NA | NA | 212.9442 | 212.9442 | 212.9442 | 212.9442 | 212.9442
IL Climate ParentID 321- CO2 Cap Annual v6.20 | 360 | 7746 | Rate Constraint in MTons | FALSE | L | Annual | Emissions at Affected Plants CO2 | Thousand Tons | 0 | 0 | 45.7474 | 0 | 0 | 0 | 0
IL Climate ParentID 321- CO2 Cap Annual v6.20 | 360 | 7746 | Rate Constraint in MTons | FALSE | L | Annual | Allowances Purchased CO2 | Thousand Tons | 0 | 0 | 0 | 0 | 0 | 0 | 0
IL Climate ParentID 321- CO2 Cap Annual v6.20 | 360 | 7746 | Rate Constraint in MTons | FALSE | L | Annual | Allowances Sold CO2 | Thousand Tons | 0 | 0 | 0 | 0 | 0 | 0 | 0
IL Climate ParentID 321- CO2 Cap Annual v6.20 | 360 | 7746 | Rate Constraint in MTons | FALSE | L | Annual | Allowances Banked | Thousand Tons | 0 | 0 | 0 | 0 | 0 | 0 | 0
IL Climate ParentID 321- CO2 Cap Annual v6.20 | 360 | 7746 | Rate Constraint in MTons | FALSE | L | Annual | Allowances Withdrawn (1:1) | Thousand Tons | 0 | 0 | 0 | 0 | 0 | 0 | 0
IL Climate ParentID 321- CO2 Cap Annual v6.20 | 360 | 7746 | Rate Constraint in MTons | FALSE | L | Annual | Allowances Withdrawn (n:1) | Thousand Tons | 0 | 0 | 0 | 0 | 0 | 0 | 0
IL Climate ParentID 321- CO2 Cap Annual v6.20 | 360 | 7746 | Rate Constraint in MTons | FALSE | L | Annual | Net Emissions Allowance Position | Thousand Tons | 0 | 0 | 45.7474 | 0 | 0 | 0 | 0
IL Climate ParentID 321- CO2 Cap Annual v6.20 | 360 | 7746 | Rate Constraint in MTons | FALSE | L | Annual | Fuel Consumed | TBtu | 0 | 0 | 0.78147 | 0 | 0 | 0 | 0
IL Climate ParentID 321- CO2 Cap Annual v6.20 | 360 | 7746 | Rate Constraint in MTons | FALSE | L | Annual | Rate | lb/MMBtu | 0 | 0 | 117.08 | 0 | 0 | 0 | 0
IL Climate ParentID 321- CO2 Cap Annual v6.20 | 360 | 7746 | Rate Constraint in MTons | FALSE | L | Annual | Generation | TWh | 0 | 0 | 0.072398 | 0 | 0 | 0 | 0
IL Climate ParentID 321- CO2 Cap Annual v6.20 | 360 | 7746 | Rate Constraint in MTons | FALSE | L | Annual | Qualifying Generation | TWh | 0 | 0 | 0.072398 | 0 | 0 | 0 | 0
IL Climate ParentID 321- CO2 Cap Annual v6.20 | 360 | 7746 | Rate Constraint in MTons | FALSE | L | Annual | Rate | lb/MWh | 0 | 0 | 1263.7753 | 0 | 0 | 0 | 0
IL Climate ParentID 321- CO2 Cap Annual v6.20 | 360 | 7746 | Rate Constraint in MTons | FALSE | L | Annual | Constraint Shadow Price | US2022$/Ton | 0 | 0 | 0 | 0 | 0 | 0 | 0
IL Climate ParentID 322- CO2 Cap Annual v6.20 | 361 | 7747 | Rate Constraint in MTons | FALSE | L | Annual | Seasons Included | Seasons | Winter, Spring, Summer, Fall | Winter, Spring, Summer, Fall | Winter, Spring, Summer, Fall | Winter, Spring, Summer, Fall | Winter, Spring, Summer, Fall | Winter, Spring, Summer, Fall | Winter, Spring, Summer, Fall
IL Climate ParentID 322- CO2 Cap Annual v6.20 | 361 | 7747 | Rate Constraint in MTons | FALSE | L | Annual | Standard CO2 | Thousand Tons | NA | NA | 4.4657 | 4.4657 | 4.4657 | 4.4657 | 4.4657
IL Climate ParentID 322- CO2 Cap Annual v6.20 | 361 | 7747 | Rate Constraint in MTons | FALSE | L | Annual | Emissions at Affected Plants CO2 | Thousand Tons | 0 | 0 | 4.4657 | 0 | 0 | 0 | 0
IL Climate ParentID 322- CO2 Cap Annual v6.20 | 361 | 7747 | Rate Constraint in MTons | FALSE | L | Annual | Allowances Purchased CO2 | Thousand Tons | 0 | 0 | 0 | 0 | 0 | 0 | 0
IL Climate ParentID 322- CO2 Cap Annual v6.20 | 361 | 7747 | Rate Constraint in MTons | FALSE | L | Annual | Allowances Sold CO2 | Thousand Tons | 0 | 0 | 0 | 0 | 0 | 0 | 0
IL Climate ParentID 322- CO2 Cap Annual v6.20 | 361 | 7747 | Rate Constraint in MTons | FALSE | L | Annual | Allowances Banked | Thousand Tons | 0 | 0 | 0 | 0 | 0 | 0 | 0
IL Climate ParentID 322- CO2 Cap Annual v6.20 | 361 | 7747 | Rate Constraint in MTons | FALSE | L | Annual | Allowances Withdrawn (1:1) | Thousand Tons | 0 | 0 | 0 | 0 | 0 | 0 | 0
IL Climate ParentID 322- CO2 Cap Annual v6.20 | 361 | 7747 | Rate Constraint in MTons | FALSE | L | Annual | Allowances Withdrawn (n:1) | Thousand Tons | 0 | 0 | 0 | 0 | 0 | 0 | 0
IL Climate ParentID 322- CO2 Cap Annual v6.20 | 361 | 7747 | Rate Constraint in MTons | FALSE | L | Annual | Net Emissions Allowance Position | Thousand Tons | 0 | 0 | 4.4657 | 0 | 0 | 0 | 0
IL Climate ParentID 322- CO2 Cap Annual v6.20 | 361 | 7747 | Rate Constraint in MTons | FALSE | L | Annual | Fuel Consumed | TBtu | 0 | 0 | 0.076284 | 0 | 0 | 0 | 0
IL Climate ParentID 322- CO2 Cap Annual v6.20 | 361 | 7747 | Rate Constraint in MTons | FALSE | L | Annual | Rate | lb/MMBtu | 0 | 0 | 117.08 | 0 | 0 | 0 | 0
IL Climate ParentID 322- CO2 Cap Annual v6.20 | 361 | 7747 | Rate Constraint in MTons | FALSE | L | Annual | Generation | TWh | 0 | 0 | 0.0070995 | 0 | 0 | 0 | 0
IL Climate ParentID 322- CO2 Cap Annual v6.20 | 361 | 7747 | Rate Constraint in MTons | FALSE | L | Annual | Qualifying Generation | TWh | 0 | 0 | 0.0070995 | 0 | 0 | 0 | 0
IL Climate ParentID 322- CO2 Cap Annual v6.20 | 361 | 7747 | Rate Constraint in MTons | FALSE | L | Annual | Rate | lb/MWh | 0 | 0 | 1258.0246 | 0 | 0 | 0 | 0
IL Climate ParentID 322- CO2 Cap Annual v6.20 | 361 | 7747 | Rate Constraint in MTons | FALSE | L | Annual | Constraint Shadow Price | US2022$/Ton | 0 | 0 | 3.0229 | 0 | 0 | 0 | 0
IL Climate ParentID 323- CO2 Cap Annual v6.20 | 362 | 7748 | Rate Constraint in MTons | FALSE | L | Annual | Seasons Included | Seasons | Winter, Spring, Summer, Fall | Winter, Spring, Summer, Fall | Winter, Spring, Summer, Fall | Winter, Spring, Summer, Fall | Winter, Spring, Summer, Fall | Winter, Spring, Summer, Fall | Winter, Spring, Summer, Fall
IL Climate ParentID 323- CO2 Cap Annual v6.20 | 362 | 7748 | Rate Constraint in MTons | FALSE | L | Annual | Standard CO2 | Thousand Tons | NA | NA | 48.0539 | 48.0539 | 48.0539 | 48.0539 | 48.0539
IL Climate ParentID 323- CO2 Cap Annual v6.20 | 362 | 7748 | Rate Constraint in MTons | FALSE | L | Annual | Emissions at Affected Plants CO2 | Thousand Tons | 0 | 0 | 13.4021 | 0 | 0 | 0 | 0
IL Climate ParentID 323- CO2 Cap Annual v6.20 | 362 | 7748 | Rate Constraint in MTons | FALSE | L | Annual | Allowances Purchased CO2 | Thousand Tons | 0 | 0 | 0 | 0 | 0 | 0 | 0
IL Climate ParentID 323- CO2 Cap Annual v6.20 | 362 | 7748 | Rate Constraint in MTons | FALSE | L | Annual | Allowances Sold CO2 | Thousand Tons | 0 | 0 | 0 | 0 | 0 | 0 | 0
IL Climate ParentID 323- CO2 Cap Annual v6.20 | 362 | 7748 | Rate Constraint in MTons | FALSE | L | Annual | Allowances Banked | Thousand Tons | 0 | 0 | 0 | 0 | 0 | 0 | 0
IL Climate ParentID 323- CO2 Cap Annual v6.20 | 362 | 7748 | Rate Constraint in MTons | FALSE | L | Annual | Allowances Withdrawn (1:1) | Thousand Tons | 0 | 0 | 0 | 0 | 0 | 0 | 0
IL Climate ParentID 323- CO2 Cap Annual v6.20 | 362 | 7748 | Rate Constraint in MTons | FALSE | L | Annual | Allowances Withdrawn (n:1) | Thousand Tons | 0 | 0 | 0 | 0 | 0 | 0 | 0
IL Climate ParentID 323- CO2 Cap Annual v6.20 | 362 | 7748 | Rate Constraint in MTons | FALSE | L | Annual | Net Emissions Allowance Position | Thousand Tons | 0 | 0 | 13.4021 | 0 | 0 | 0 | 0
IL Climate ParentID 323- CO2 Cap Annual v6.20 | 362 | 7748 | Rate Constraint in MTons | FALSE | L | Annual | Fuel Consumed | TBtu | 0 | 0 | 0.22894 | 0 | 0 | 0 | 0
IL Climate ParentID 323- CO2 Cap Annual v6.20 | 362 | 7748 | Rate Constraint in MTons | FALSE | L | Annual | Rate | lb/MMBtu | 0 | 0 | 117.08 | 0 | 0 | 0 | 0
IL Climate ParentID 323- CO2 Cap Annual v6.20 | 362 | 7748 | Rate Constraint in MTons | FALSE | L | Annual | Generation | TWh | 0 | 0 | 0.020842 | 0 | 0 | 0 | 0
IL Climate ParentID 323- CO2 Cap Annual v6.20 | 362 | 7748 | Rate Constraint in MTons | FALSE | L | Annual | Qualifying Generation | TWh | 0 | 0 | 0.020842 | 0 | 0 | 0 | 0
IL Climate ParentID 323- CO2 Cap Annual v6.20 | 362 | 7748 | Rate Constraint in MTons | FALSE | L | Annual | Rate | lb/MWh | 0 | 0 | 1286.0648 | 0 | 0 | 0 | 0
IL Climate ParentID 323- CO2 Cap Annual v6.20 | 362 | 7748 | Rate Constraint in MTons | FALSE | L | Annual | Constraint Shadow Price | US2022$/Ton | 0 | 0 | 0 | 0 | 0 | 0 | 0
IL Climate ParentID 324- CO2 Cap Annual v6.20 | 363 | 7749 | Rate Constraint in MTons | FALSE | L | Annual | Seasons Included | Seasons | Winter, Spring, Summer, Fall | Winter, Spring, Summer, Fall | Winter, Spring, Summer, Fall | Winter, Spring, Summer, Fall | Winter, Spring, Summer, Fall | Winter, Spring, Summer, Fall | Winter, Spring, Summer, Fall
IL Climate ParentID 324- CO2 Cap Annual v6.20 | 363 | 7749 | Rate Constraint in MTons | FALSE | L | Annual | Standard CO2 | Thousand Tons | NA | NA | 28.5974 | 28.5974 | 28.5974 | 28.5974 | 28.5974
IL Climate ParentID 324- CO2 Cap Annual v6.20 | 363 | 7749 | Rate Constraint in MTons | FALSE | L | Annual | Emissions at Affected Plants CO2 | Thousand Tons | 0 | 0 | 23.5791 | 0 | 0 | 0 | 0
IL Climate ParentID 324- CO2 Cap Annual v6.20 | 363 | 7749 | Rate Constraint in MTons | FALSE | L | Annual | Allowances Purchased CO2 | Thousand Tons | 0 | 0 | 0 | 0 | 0 | 0 | 0
IL Climate ParentID 324- CO2 Cap Annual v6.20 | 363 | 7749 | Rate Constraint in MTons | FALSE | L | Annual | Allowances Sold CO2 | Thousand Tons | 0 | 0 | 0 | 0 | 0 | 0 | 0
IL Climate ParentID 324- CO2 Cap Annual v6.20 | 363 | 7749 | Rate Constraint in MTons | FALSE | L | Annual | Allowances Banked | Thousand Tons | 0 | 0 | 0 | 0 | 0 | 0 | 0
IL Climate ParentID 324- CO2 Cap Annual v6.20 | 363 | 7749 | Rate Constraint in MTons | FALSE | L | Annual | Allowances Withdrawn (1:1) | Thousand Tons | 0 | 0 | 0 | 0 | 0 | 0 | 0
IL Climate ParentID 324- CO2 Cap Annual v6.20 | 363 | 7749 | Rate Constraint in MTons | FALSE | L | Annual | Allowances Withdrawn (n:1) | Thousand Tons | 0 | 0 | 0 | 0 | 0 | 0 | 0
IL Climate ParentID 324- CO2 Cap Annual v6.20 | 363 | 7749 | Rate Constraint in MTons | FALSE | L | Annual | Net Emissions Allowance Position | Thousand Tons | 0 | 0 | 23.5791 | 0 | 0 | 0 | 0
IL Climate ParentID 324- CO2 Cap Annual v6.20 | 363 | 7749 | Rate Constraint in MTons | FALSE | L | Annual | Fuel Consumed | TBtu | 0 | 0 | 0.40279 | 0 | 0 | 0 | 0
IL Climate ParentID 324- CO2 Cap Annual v6.20 | 363 | 7749 | Rate Constraint in MTons | FALSE | L | Annual | Rate | lb/MMBtu | 0 | 0 | 117.08 | 0 | 0 | 0 | 0
IL Climate ParentID 324- CO2 Cap Annual v6.20 | 363 | 7749 | Rate Constraint in MTons | FALSE | L | Annual | Generation | TWh | 0 | 0 | 0.037486 | 0 | 0 | 0 | 0
IL Climate ParentID 324- CO2 Cap Annual v6.20 | 363 | 7749 | Rate Constraint in MTons | FALSE | L | Annual | Qualifying Generation | TWh | 0 | 0 | 0.037486 | 0 | 0 | 0 | 0
IL Climate ParentID 324- CO2 Cap Annual v6.20 | 363 | 7749 | Rate Constraint in MTons | FALSE | L | Annual | Rate | lb/MWh | 0 | 0 | 1258.0246 | 0 | 0 | 0 | 0
IL Climate ParentID 324- CO2 Cap Annual v6.20 | 363 | 7749 | Rate Constraint in MTons | FALSE | L | Annual | Constraint Shadow Price | US2022$/Ton | 0 | 0 | 0 | 0 | 0 | 0 | 0
IL Climate ParentID 325- CO2 Cap Annual v6.20 | 364 | 7750 | Rate Constraint in MTons | FALSE | L | Annual | Seasons Included | Seasons | Winter, Spring, Summer, Fall | Winter, Spring, Summer, Fall | Winter, Spring, Summer, Fall | Winter, Spring, Summer, Fall | Winter, Spring, Summer, Fall | Winter, Spring, Summer, Fall | Winter, Spring, Summer, Fall
IL Climate ParentID 325- CO2 Cap Annual v6.20 | 364 | 7750 | Rate Constraint in MTons | FALSE | L | Annual | Standard CO2 | Thousand Tons | NA | NA | 19.5472 | 19.5472 | 19.5472 | 19.5472 | 19.5472
IL Climate ParentID 325- CO2 Cap Annual v6.20 | 364 | 7750 | Rate Constraint in MTons | FALSE | L | Annual | Emissions at Affected Plants CO2 | Thousand Tons | 0 | 0 | 0 | 0 | 0 | 0 | 0
IL Climate ParentID 325- CO2 Cap Annual v6.20 | 364 | 7750 | Rate Constraint in MTons | FALSE | L | Annual | Allowances Purchased CO2 | Thousand Tons | 0 | 0 | 0 | 0 | 0 | 0 | 0
IL Climate ParentID 325- CO2 Cap Annual v6.20 | 364 | 7750 | Rate Constraint in MTons | FALSE | L | Annual | Allowances Sold CO2 | Thousand Tons | 0 | 0 | 0 | 0 | 0 | 0 | 0
IL Climate ParentID 325- CO2 Cap Annual v6.20 | 364 | 7750 | Rate Constraint in MTons | FALSE | L | Annual | Allowances Banked | Thousand Tons | 0 | 0 | 0 | 0 | 0 | 0 | 0
IL Climate ParentID 325- CO2 Cap Annual v6.20 | 364 | 7750 | Rate Constraint in MTons | FALSE | L | Annual | Allowances Withdrawn (1:1) | Thousand Tons | 0 | 0 | 0 | 0 | 0 | 0 | 0
IL Climate ParentID 325- CO2 Cap Annual v6.20 | 364 | 7750 | Rate Constraint in MTons | FALSE | L | Annual | Allowances Withdrawn (n:1) | Thousand Tons | 0 | 0 | 0 | 0 | 0 | 0 | 0
IL Climate ParentID 325- CO2 Cap Annual v6.20 | 364 | 7750 | Rate Constraint in MTons | FALSE | L | Annual | Net Emissions Allowance Position | Thousand Tons | 0 | 0 | 0 | 0 | 0 | 0 | 0
IL Climate ParentID 325- CO2 Cap Annual v6.20 | 364 | 7750 | Rate Constraint in MTons | FALSE | L | Annual | Fuel Consumed | TBtu | 0 | 0 | 0 | 0 | 0 | 0 | 0
IL Climate ParentID 325- CO2 Cap Annual v6.20 | 364 | 7750 | Rate Constraint in MTons | FALSE | L | Annual | Rate | lb/MMBtu | 0 | 0 | 0 | 0 | 0 | 0 | 0
IL Climate ParentID 325- CO2 Cap Annual v6.20 | 364 | 7750 | Rate Constraint in MTons | FALSE | L | Annual | Generation | TWh | 0 | 0 | 0 | 0 | 0 | 0 | 0
IL Climate ParentID 325- CO2 Cap Annual v6.20 | 364 | 7750 | Rate Constraint in MTons | FALSE | L | Annual | Qualifying Generation | TWh | 0 | 0 | 0 | 0 | 0 | 0 | 0
IL Climate ParentID 325- CO2 Cap Annual v6.20 | 364 | 7750 | Rate Constraint in MTons | FALSE | L | Annual | Rate | lb/MWh | 0 | 0 | 0 | 0 | 0 | 0 | 0
IL Climate ParentID 325- CO2 Cap Annual v6.20 | 364 | 7750 | Rate Constraint in MTons | FALSE | L | Annual | Constraint Shadow Price | US2022$/Ton | 0 | 0 | 0 | 0 | 0 | 0 | 0
IL Climate ParentID 326- CO2 Cap Annual v6.20 | 365 | 7751 | Rate Constraint in MTons | FALSE | L | Annual | Seasons Included | Seasons | Winter, Spring, Summer, Fall | Winter, Spring, Summer, Fall | Winter, Spring, Summer, Fall | Winter, Spring, Summer, Fall | Winter, Spring, Summer, Fall | Winter, Spring, Summer, Fall | Winter, Spring, Summer, Fall
IL Climate ParentID 326- CO2 Cap Annual v6.20 | 365 | 7751 | Rate Constraint in MTons | FALSE | L | Annual | Standard CO2 | Thousand Tons | NA | NA | 63.1947 | 63.1947 | 63.1947 | 63.1947 | 63.1947
IL Climate ParentID 326- CO2 Cap Annual v6.20 | 365 | 7751 | Rate Constraint in MTons | FALSE | L | Annual | Emissions at Affected Plants CO2 | Thousand Tons | 0 | 0 | 0 | 0 | 0 | 0 | 0
IL Climate ParentID 326- CO2 Cap Annual v6.20 | 365 | 7751 | Rate Constraint in MTons | FALSE | L | Annual | Allowances Purchased CO2 | Thousand Tons | 0 | 0 | 0 | 0 | 0 | 0 | 0
IL Climate ParentID 326- CO2 Cap Annual v6.20 | 365 | 7751 | Rate Constraint in MTons | FALSE | L | Annual | Allowances Sold CO2 | Thousand Tons | 0 | 0 | 0 | 0 | 0 | 0 | 0
IL Climate ParentID 326- CO2 Cap Annual v6.20 | 365 | 7751 | Rate Constraint in MTons | FALSE | L | Annual | Allowances Banked | Thousand Tons | 0 | 0 | 0 | 0 | 0 | 0 | 0
IL Climate ParentID 326- CO2 Cap Annual v6.20 | 365 | 7751 | Rate Constraint in MTons | FALSE | L | Annual | Allowances Withdrawn (1:1) | Thousand Tons | 0 | 0 | 0 | 0 | 0 | 0 | 0
IL Climate ParentID 326- CO2 Cap Annual v6.20 | 365 | 7751 | Rate Constraint in MTons | FALSE | L | Annual | Allowances Withdrawn (n:1) | Thousand Tons | 0 | 0 | 0 | 0 | 0 | 0 | 0
IL Climate ParentID 326- CO2 Cap Annual v6.20 | 365 | 7751 | Rate Constraint in MTons | FALSE | L | Annual | Net Emissions Allowance Position | Thousand Tons | 0 | 0 | 0 | 0 | 0 | 0 | 0
IL Climate ParentID 326- CO2 Cap Annual v6.20 | 365 | 7751 | Rate Constraint in MTons | FALSE | L | Annual | Fuel Consumed | TBtu | 0 | 0 | 0 | 0 | 0 | 0 | 0
IL Climate ParentID 326- CO2 Cap Annual v6.20 | 365 | 7751 | Rate Constraint in MTons | FALSE | L | Annual | Rate | lb/MMBtu | 0 | 0 | 0 | 0 | 0 | 0 | 0
IL Climate ParentID 326- CO2 Cap Annual v6.20 | 365 | 7751 | Rate Constraint in MTons | FALSE | L | Annual | Generation | TWh | 0 | 0 | 0 | 0 | 0 | 0 | 0
IL Climate ParentID 326- CO2 Cap Annual v6.20 | 365 | 7751 | Rate Constraint in MTons | FALSE | L | Annual | Qualifying Generation | TWh | 0 | 0 | 0 | 0 | 0 | 0 | 0
IL Climate ParentID 326- CO2 Cap Annual v6.20 | 365 | 7751 | Rate Constraint in MTons | FALSE | L | Annual | Rate | lb/MWh | 0 | 0 | 0 | 0 | 0 | 0 | 0
IL Climate ParentID 326- CO2 Cap Annual v6.20 | 365 | 7751 | Rate Constraint in MTons | FALSE | L | Annual | Constraint Shadow Price | US2022$/Ton | 0 | 0 | 0 | 0 | 0 | 0 | 0
IL Climate ParentID 327- CO2 Cap Annual v6.20 | 366 | 7752 | Rate Constraint in MTons | FALSE | L | Annual | Seasons Included | Seasons | Winter, Spring, Summer, Fall | Winter, Spring, Summer, Fall | Winter, Spring, Summer, Fall | Winter, Spring, Summer, Fall | Winter, Spring, Summer, Fall | Winter, Spring, Summer, Fall | Winter, Spring, Summer, Fall
IL Climate ParentID 327- CO2 Cap Annual v6.20 | 366 | 7752 | Rate Constraint in MTons | FALSE | L | Annual | Standard CO2 | Thousand Tons | NA | NA | 21.1592 | 21.1592 | 21.1592 | 21.1592 | 21.1592
IL Climate ParentID 327- CO2 Cap Annual v6.20 | 366 | 7752 | Rate Constraint in MTons | FALSE | L | Annual | Emissions at Affected Plants CO2 | Thousand Tons | 0 | 0 | 0 | 0 | 0 | 0 | 0
IL Climate ParentID 327- CO2 Cap Annual v6.20 | 366 | 7752 | Rate Constraint in MTons | FALSE | L | Annual | Allowances Purchased CO2 | Thousand Tons | 0 | 0 | 0 | 0 | 0 | 0 | 0
IL Climate ParentID 327- CO2 Cap Annual v6.20 | 366 | 7752 | Rate Constraint in MTons | FALSE | L | Annual | Allowances Sold CO2 | Thousand Tons | 0 | 0 | 0 | 0 | 0 | 0 | 0
IL Climate ParentID 327- CO2 Cap Annual v6.20 | 366 | 7752 | Rate Constraint in MTons | FALSE | L | Annual | Allowances Banked | Thousand Tons | 0 | 0 | 0 | 0 | 0 | 0 | 0
IL Climate ParentID 327- CO2 Cap Annual v6.20 | 366 | 7752 | Rate Constraint in MTons | FALSE | L | Annual | Allowances Withdrawn (1:1) | Thousand Tons | 0 | 0 | 0 | 0 | 0 | 0 | 0
IL Climate ParentID 327- CO2 Cap Annual v6.20 | 366 | 7752 | Rate Constraint in MTons | FALSE | L | Annual | Allowances Withdrawn (n:1) | Thousand Tons | 0 | 0 | 0 | 0 | 0 | 0 | 0
IL Climate ParentID 327- CO2 Cap Annual v6.20 | 366 | 7752 | Rate Constraint in MTons | FALSE | L | Annual | Net Emissions Allowance Position | Thousand Tons | 0 | 0 | 0 | 0 | 0 | 0 | 0
IL Climate ParentID 327- CO2 Cap Annual v6.20 | 366 | 7752 | Rate Constraint in MTons | FALSE | L | Annual | Fuel Consumed | TBtu | 0 | 0 | 0 | 0 | 0 | 0 | 0
IL Climate ParentID 327- CO2 Cap Annual v6.20 | 366 | 7752 | Rate Constraint in MTons | FALSE | L | Annual | Rate | lb/MMBtu | 0 | 0 | 0 | 0 | 0 | 0 | 0
IL Climate ParentID 327- CO2 Cap Annual v6.20 | 366 | 7752 | Rate Constraint in MTons | FALSE | L | Annual | Generation | TWh | 0 | 0 | 0 | 0 | 0 | 0 | 0
IL Climate ParentID 327- CO2 Cap Annual v6.20 | 366 | 7752 | Rate Constraint in MTons | FALSE | L | Annual | Qualifying Generation | TWh | 0 | 0 | 0 | 0 | 0 | 0 | 0
IL Climate ParentID 327- CO2 Cap Annual v6.20 | 366 | 7752 | Rate Constraint in MTons | FALSE | L | Annual | Rate | lb/MWh | 0 | 0 | 0 | 0 | 0 | 0 | 0
IL Climate ParentID 327- CO2 Cap Annual v6.20 | 366 | 7752 | Rate Constraint in MTons | FALSE | L | Annual | Constraint Shadow Price | US2022$/Ton | 0 | 0 | 0 | 0 | 0 | 0 | 0
IL Climate ParentID 328- CO2 Cap Annual v6.20 | 367 | 7753 | Rate Constraint in MTons | FALSE | L | Annual | Seasons Included | Seasons | Winter, Spring, Summer, Fall | Winter, Spring, Summer, Fall | Winter, Spring, Summer, Fall | Winter, Spring, Summer, Fall | Winter, Spring, Summer, Fall | Winter, Spring, Summer, Fall | Winter, Spring, Summer, Fall
IL Climate ParentID 328- CO2 Cap Annual v6.20 | 367 | 7753 | Rate Constraint in MTons | FALSE | L | Annual | Standard CO2 | Thousand Tons | NA | NA | 4.9553 | 4.9553 | 4.9553 | 4.9553 | 4.9553
IL Climate ParentID 328- CO2 Cap Annual v6.20 | 367 | 7753 | Rate Constraint in MTons | FALSE | L | Annual | Emissions at Affected Plants CO2 | Thousand Tons | 0 | 0 | 0 | 0 | 0 | 0 | 0
IL Climate ParentID 328- CO2 Cap Annual v6.20 | 367 | 7753 | Rate Constraint in MTons | FALSE | L | Annual | Allowances Purchased CO2 | Thousand Tons | 0 | 0 | 0 | 0 | 0 | 0 | 0
IL Climate ParentID 328- CO2 Cap Annual v6.20 | 367 | 7753 | Rate Constraint in MTons | FALSE | L | Annual | Allowances Sold CO2 | Thousand Tons | 0 | 0 | 0 | 0 | 0 | 0 | 0
IL Climate ParentID 328- CO2 Cap Annual v6.20 | 367 | 7753 | Rate Constraint in MTons | FALSE | L | Annual | Allowances Banked | Thousand Tons | 0 | 0 | 0 | 0 | 0 | 0 | 0
IL Climate ParentID 328- CO2 Cap Annual v6.20 | 367 | 7753 | Rate Constraint in MTons | FALSE | L | Annual | Allowances Withdrawn (1:1) | Thousand Tons | 0 | 0 | 0 | 0 | 0 | 0 | 0
IL Climate ParentID 328- CO2 Cap Annual v6.20 | 367 | 7753 | Rate Constraint in MTons | FALSE | L | Annual | Allowances Withdrawn (n:1) | Thousand Tons | 0 | 0 | 0 | 0 | 0 | 0 | 0
IL Climate ParentID 328- CO2 Cap Annual v6.20 | 367 | 7753 | Rate Constraint in MTons | FALSE | L | Annual | Net Emissions Allowance Position | Thousand Tons | 0 | 0 | 0 | 0 | 0 | 0 | 0
IL Climate ParentID 328- CO2 Cap Annual v6.20 | 367 | 7753 | Rate Constraint in MTons | FALSE | L | Annual | Fuel Consumed | TBtu | 0 | 0 | 0 | 0 | 0 | 0 | 0
IL Climate ParentID 328- CO2 Cap Annual v6.20 | 367 | 7753 | Rate Constraint in MTons | FALSE | L | Annual | Rate | lb/MMBtu | 0 | 0 | 0 | 0 | 0 | 0 | 0
IL Climate ParentID 328- CO2 Cap Annual v6.20 | 367 | 7753 | Rate Constraint in MTons | FALSE | L | Annual | Generation | TWh | 0 | 0 | 0 | 0 | 0 | 0 | 0
IL Climate ParentID 328- CO2 Cap Annual v6.20 | 367 | 7753 | Rate Constraint in MTons | FALSE | L | Annual | Qualifying Generation | TWh | 0 | 0 | 0 | 0 | 0 | 0 | 0
IL Climate ParentID 328- CO2 Cap Annual v6.20 | 367 | 7753 | Rate Constraint in MTons | FALSE | L | Annual | Rate | lb/MWh | 0 | 0 | 0 | 0 | 0 | 0 | 0
IL Climate ParentID 328- CO2 Cap Annual v6.20 | 367 | 7753 | Rate Constraint in MTons | FALSE | L | Annual | Constraint Shadow Price | US2022$/Ton | 0 | 0 | 0 | 0 | 0 | 0 | 0
IL Climate ParentID 329- CO2 Cap Annual v6.20 | 368 | 7754 | Rate Constraint in MTons | FALSE | L | Annual | Seasons Included | Seasons | Winter, Spring, Summer, Fall | Winter, Spring, Summer, Fall | Winter, Spring, Summer, Fall | Winter, Spring, Summer, Fall | Winter, Spring, Summer, Fall | Winter, Spring, Summer, Fall | Winter, Spring, Summer, Fall
IL Climate ParentID 329- CO2 Cap Annual v6.20 | 368 | 7754 | Rate Constraint in MTons | FALSE | L | Annual | Standard CO2 | Thousand Tons | NA | NA | 24.3959 | 24.3959 | 24.3959 | 24.3959 | 24.3959
IL Climate ParentID 329- CO2 Cap Annual v6.20 | 368 | 7754 | Rate Constraint in MTons | FALSE | L | Annual | Emissions at Affected Plants CO2 | Thousand Tons | 0 | 0 | 0 | 0 | 0 | 0 | 0
IL Climate ParentID 329- CO2 Cap Annual v6.20 | 368 | 7754 | Rate Constraint in MTons | FALSE | L | Annual | Allowances Purchased CO2 | Thousand Tons | 0 | 0 | 0 | 0 | 0 | 0 | 0
IL Climate ParentID 329- CO2 Cap Annual v6.20 | 368 | 7754 | Rate Constraint in MTons | FALSE | L | Annual | Allowances Sold CO2 | Thousand Tons | 0 | 0 | 0 | 0 | 0 | 0 | 0
IL Climate ParentID 329- CO2 Cap Annual v6.20 | 368 | 7754 | Rate Constraint in MTons | FALSE | L | Annual | Allowances Banked | Thousand Tons | 0 | 0 | 0 | 0 | 0 | 0 | 0
IL Climate ParentID 329- CO2 Cap Annual v6.20 | 368 | 7754 | Rate Constraint in MTons | FALSE | L | Annual | Allowances Withdrawn (1:1) | Thousand Tons | 0 | 0 | 0 | 0 | 0 | 0 | 0
IL Climate ParentID 329- CO2 Cap Annual v6.20 | 368 | 7754 | Rate Constraint in MTons | FALSE | L | Annual | Allowances Withdrawn (n:1) | Thousand Tons | 0 | 0 | 0 | 0 | 0 | 0 | 0
IL Climate ParentID 329- CO2 Cap Annual v6.20 | 368 | 7754 | Rate Constraint in MTons | FALSE | L | Annual | Net Emissions Allowance Position | Thousand Tons | 0 | 0 | 0 | 0 | 0 | 0 | 0
IL Climate ParentID 329- CO2 Cap Annual v6.20 | 368 | 7754 | Rate Constraint in MTons | FALSE | L | Annual | Fuel Consumed | TBtu | 0 | 0 | 0 | 0 | 0 | 0 | 0
IL Climate ParentID 329- CO2 Cap Annual v6.20 | 368 | 7754 | Rate Constraint in MTons | FALSE | L | Annual | Rate | lb/MMBtu | 0 | 0 | 0 | 0 | 0 | 0 | 0
IL Climate ParentID 329- CO2 Cap Annual v6.20 | 368 | 7754 | Rate Constraint in MTons | FALSE | L | Annual | Generation | TWh | 0 | 0 | 0 | 0 | 0 | 0 | 0
IL Climate ParentID 329- CO2 Cap Annual v6.20 | 368 | 7754 | Rate Constraint in MTons | FALSE | L | Annual | Qualifying Generation | TWh | 0 | 0 | 0 | 0 | 0 | 0 | 0
IL Climate ParentID 329- CO2 Cap Annual v6.20 | 368 | 7754 | Rate Constraint in MTons | FALSE | L | Annual | Rate | lb/MWh | 0 | 0 | 0 | 0 | 0 | 0 | 0
IL Climate ParentID 329- CO2 Cap Annual v6.20 | 368 | 7754 | Rate Constraint in MTons | FALSE | L | Annual | Constraint Shadow Price | US2022$/Ton | 0 | 0 | 0 | 0 | 0 | 0 | 0
IL Climate ParentID 330- CO2 Cap Annual v6.20 | 369 | 7755 | Rate Constraint in MTons | FALSE | L | Annual | Seasons Included | Seasons | Winter, Spring, Summer, Fall | Winter, Spring, Summer, Fall | Winter, Spring, Summer, Fall | Winter, Spring, Summer, Fall | Winter, Spring, Summer, Fall | Winter, Spring, Summer, Fall | Winter, Spring, Summer, Fall
IL Climate ParentID 330- CO2 Cap Annual v6.20 | 369 | 7755 | Rate Constraint in MTons | FALSE | L | Annual | Standard CO2 | Thousand Tons | NA | NA | 99.3289 | 99.3289 | 99.3289 | 99.3289 | 99.3289
IL Climate ParentID 330- CO2 Cap Annual v6.20 | 369 | 7755 | Rate Constraint in MTons | FALSE | L | Annual | Emissions at Affected Plants CO2 | Thousand Tons | 0 | 0 | 0 | 0 | 0 | 0 | 0
IL Climate ParentID 330- CO2 Cap Annual v6.20 | 369 | 7755 | Rate Constraint in MTons | FALSE | L | Annual | Allowances Purchased CO2 | Thousand Tons | 0 | 0 | 0 | 0 | 0 | 0 | 0
IL Climate ParentID 330- CO2 Cap Annual v6.20 | 369 | 7755 | Rate Constraint in MTons | FALSE | L | Annual | Allowances Sold CO2 | Thousand Tons | 0 | 0 | 0 | 0 | 0 | 0 | 0
IL Climate ParentID 330- CO2 Cap Annual v6.20 | 369 | 7755 | Rate Constraint in MTons | FALSE | L | Annual | Allowances Banked | Thousand Tons | 0 | 0 | 0 | 0 | 0 | 0 | 0
IL Climate ParentID 330- CO2 Cap Annual v6.20 | 369 | 7755 | Rate Constraint in MTons | FALSE | L | Annual | Allowances Withdrawn (1:1) | Thousand Tons | 0 | 0 | 0 | 0 | 0 | 0 | 0
IL Climate ParentID 330- CO2 Cap Annual v6.20 | 369 | 7755 | Rate Constraint in MTons | FALSE | L | Annual | Allowances Withdrawn (n:1) | Thousand Tons | 0 | 0 | 0 | 0 | 0 | 0 | 0
IL Climate ParentID 330- CO2 Cap Annual v6.20 | 369 | 7755 | Rate Constraint in MTons | FALSE | L | Annual | Net Emissions Allowance Position | Thousand Tons | 0 | 0 | 0 | 0 | 0 | 0 | 0
IL Climate ParentID 330- CO2 Cap Annual v6.20 | 369 | 7755 | Rate Constraint in MTons | FALSE | L | Annual | Fuel Consumed | TBtu | 0 | 0 | 0 | 0 | 0 | 0 | 0
IL Climate ParentID 330- CO2 Cap Annual v6.20 | 369 | 7755 | Rate Constraint in MTons | FALSE | L | Annual | Rate | lb/MMBtu | 0 | 0 | 0 | 0 | 0 | 0 | 0
IL Climate ParentID 330- CO2 Cap Annual v6.20 | 369 | 7755 | Rate Constraint in MTons | FALSE | L | Annual | Generation | TWh | 0 | 0 | 0 | 0 | 0 | 0 | 0
IL Climate ParentID 330- CO2 Cap Annual v6.20 | 369 | 7755 | Rate Constraint in MTons | FALSE | L | Annual | Qualifying Generation | TWh | 0 | 0 | 0 | 0 | 0 | 0 | 0
IL Climate ParentID 330- CO2 Cap Annual v6.20 | 369 | 7755 | Rate Constraint in MTons | FALSE | L | Annual | Rate | lb/MWh | 0 | 0 | 0 | 0 | 0 | 0 | 0
IL Climate ParentID 330- CO2 Cap Annual v6.20 | 369 | 7755 | Rate Constraint in MTons | FALSE | L | Annual | Constraint Shadow Price | US2022$/Ton | 0 | 0 | 0 | 0 | 0 | 0 | 0
IL Climate ParentID 331- CO2 Cap Annual v6.20 | 370 | 7756 | Rate Constraint in MTons | FALSE | L | Annual | Seasons Included | Seasons | Winter, Spring, Summer, Fall | Winter, Spring, Summer, Fall | Winter, Spring, Summer, Fall | Winter, Spring, Summer, Fall | Winter, Spring, Summer, Fall | Winter, Spring, Summer, Fall | Winter, Spring, Summer, Fall
IL Climate ParentID 331- CO2 Cap Annual v6.20 | 370 | 7756 | Rate Constraint in MTons | FALSE | L | Annual | Standard CO2 | Thousand Tons | NA | NA | 43.4235 | 43.4235 | 43.4235 | 43.4235 | 43.4235
IL Climate ParentID 331- CO2 Cap Annual v6.20 | 370 | 7756 | Rate Constraint in MTons | FALSE | L | Annual | Emissions at Affected Plants CO2 | Thousand Tons | 0 | 0 | 0 | 0 | 0 | 0 | 0
IL Climate ParentID 331- CO2 Cap Annual v6.20 | 370 | 7756 | Rate Constraint in MTons | FALSE | L | Annual | Allowances Purchased CO2 | Thousand Tons | 0 | 0 | 0 | 0 | 0 | 0 | 0
IL Climate ParentID 331- CO2 Cap Annual v6.20 | 370 | 7756 | Rate Constraint in MTons | FALSE | L | Annual | Allowances Sold CO2 | Thousand Tons | 0 | 0 | 0 | 0 | 0 | 0 | 0
IL Climate ParentID 331- CO2 Cap Annual v6.20 | 370 | 7756 | Rate Constraint in MTons | FALSE | L | Annual | Allowances Banked | Thousand Tons | 0 | 0 | 0 | 0 | 0 | 0 | 0
IL Climate ParentID 331- CO2 Cap Annual v6.20 | 370 | 7756 | Rate Constraint in MTons | FALSE | L | Annual | Allowances Withdrawn (1:1) | Thousand Tons | 0 | 0 | 0 | 0 | 0 | 0 | 0
IL Climate ParentID 331- CO2 Cap Annual v6.20 | 370 | 7756 | Rate Constraint in MTons | FALSE | L | Annual | Allowances Withdrawn (n:1) | Thousand Tons | 0 | 0 | 0 | 0 | 0 | 0 | 0
IL Climate ParentID 331- CO2 Cap Annual v6.20 | 370 | 7756 | Rate Constraint in MTons | FALSE | L | Annual | Net Emissions Allowance Position | Thousand Tons | 0 | 0 | 0 | 0 | 0 | 0 | 0
IL Climate ParentID 331- CO2 Cap Annual v6.20 | 370 | 7756 | Rate Constraint in MTons | FALSE | L | Annual | Fuel Consumed | TBtu | 0 | 0 | 0 | 0 | 0 | 0 | 0
IL Climate ParentID 331- CO2 Cap Annual v6.20 | 370 | 7756 | Rate Constraint in MTons | FALSE | L | Annual | Rate | lb/MMBtu | 0 | 0 | 0 | 0 | 0 | 0 | 0
IL Climate ParentID 331- CO2 Cap Annual v6.20 | 370 | 7756 | Rate Constraint in MTons | FALSE | L | Annual | Generation | TWh | 0 | 0 | 0 | 0 | 0 | 0 | 0
IL Climate ParentID 331- CO2 Cap Annual v6.20 | 370 | 7756 | Rate Constraint in MTons | FALSE | L | Annual | Qualifying Generation | TWh | 0 | 0 | 0 | 0 | 0 | 0 | 0
IL Climate ParentID 331- CO2 Cap Annual v6.20 | 370 | 7756 | Rate Constraint in MTons | FALSE | L | Annual | Rate | lb/MWh | 0 | 0 | 0 | 0 | 0 | 0 | 0
IL Climate ParentID 331- CO2 Cap Annual v6.20 | 370 | 7756 | Rate Constraint in MTons | FALSE | L | Annual | Constraint Shadow Price | US2022$/Ton | 0 | 0 | 0 | 0 | 0 | 0 | 0
IL Climate ParentID 336- CO2 Cap Annual v6.20 | 371 | 7757 | Rate Constraint in MTons | FALSE | L | Annual | Seasons Included | Seasons | Winter, Spring, Summer, Fall | Winter, Spring, Summer, Fall | Winter, Spring, Summer, Fall | Winter, Spring, Summer, Fall | Winter, Spring, Summer, Fall | Winter, Spring, Summer, Fall | Winter, Spring, Summer, Fall
IL Climate ParentID 336- CO2 Cap Annual v6.20 | 371 | 7757 | Rate Constraint in MTons | FALSE | L | Annual | Standard CO2 | Thousand Tons | NA | NA | 190.9653 | 190.9653 | 190.9653 | 190.9653 | 190.9653
IL Climate ParentID 336- CO2 Cap Annual v6.20 | 371 | 7757 | Rate Constraint in MTons | FALSE | L | Annual | Emissions at Affected Plants CO2 | Thousand Tons | 0 | 0 | 17.0094 | 0 | 0 | 0 | 0
IL Climate ParentID 336- CO2 Cap Annual v6.20 | 371 | 7757 | Rate Constraint in MTons | FALSE | L | Annual | Allowances Purchased CO2 | Thousand Tons | 0 | 0 | 0 | 0 | 0 | 0 | 0
IL Climate ParentID 336- CO2 Cap Annual v6.20 | 371 | 7757 | Rate Constraint in MTons | FALSE | L | Annual | Allowances Sold CO2 | Thousand Tons | 0 | 0 | 0 | 0 | 0 | 0 | 0
IL Climate ParentID 336- CO2 Cap Annual v6.20 | 371 | 7757 | Rate Constraint in MTons | FALSE | L | Annual | Allowances Banked | Thousand Tons | 0 | 0 | 0 | 0 | 0 | 0 | 0
IL Climate ParentID 336- CO2 Cap Annual v6.20 | 371 | 7757 | Rate Constraint in MTons | FALSE | L | Annual | Allowances Withdrawn (1:1) | Thousand Tons | 0 | 0 | 0 | 0 | 0 | 0 | 0
IL Climate ParentID 336- CO2 Cap Annual v6.20 | 371 | 7757 | Rate Constraint in MTons | FALSE | L | Annual | Allowances Withdrawn (n:1) | Thousand Tons | 0 | 0 | 0 | 0 | 0 | 0 | 0
IL Climate ParentID 336- CO2 Cap Annual v6.20 | 371 | 7757 | Rate Constraint in MTons | FALSE | L | Annual | Net Emissions Allowance Position | Thousand Tons | 0 | 0 | 17.0094 | 0 | 0 | 0 | 0
IL Climate ParentID 336- CO2 Cap Annual v6.20 | 371 | 7757 | Rate Constraint in MTons | FALSE | L | Annual | Fuel Consumed | TBtu | 0 | 0 | 0.29056 | 0 | 0 | 0 | 0
IL Climate ParentID 336- CO2 Cap Annual v6.20 | 371 | 7757 | Rate Constraint in MTons | FALSE | L | Annual | Rate | lb/MMBtu | 0 | 0 | 117.08 | 0 | 0 | 0 | 0
IL Climate ParentID 336- CO2 Cap Annual v6.20 | 371 | 7757 | Rate Constraint in MTons | FALSE | L | Annual | Generation | TWh | 0 | 0 | 0.025745 | 0 | 0 | 0 | 0
IL Climate ParentID 336- CO2 Cap Annual v6.20 | 371 | 7757 | Rate Constraint in MTons | FALSE | L | Annual | Qualifying Generation | TWh | 0 | 0 | 0.025745 | 0 | 0 | 0 | 0
IL Climate ParentID 336- CO2 Cap Annual v6.20 | 371 | 7757 | Rate Constraint in MTons | FALSE | L | Annual | Rate | lb/MWh | 0 | 0 | 1321.3649 | 0 | 0 | 0 | 0
IL Climate ParentID 336- CO2 Cap Annual v6.20 | 371 | 7757 | Rate Constraint in MTons | FALSE | L | Annual | Constraint Shadow Price | US2022$/Ton | 0 | 0 | 0 | 0 | 0 | 0 | 0
IL Climate ParentID 3563- CO2 Cap Annual v6.20 | 372 | 7783 | Rate Constraint in MTons | FALSE | L | Annual | Seasons Included | Seasons | Winter, Spring, Summer, Fall | Winter, Spring, Summer, Fall | Winter, Spring, Summer, Fall | Winter, Spring, Summer, Fall | Winter, Spring, Summer, Fall | Winter, Spring, Summer, Fall | Winter, Spring, Summer, Fall
IL Climate ParentID 3563- CO2 Cap Annual v6.20 | 372 | 7783 | Rate Constraint in MTons | FALSE | L | Annual | Standard CO2 | Thousand Tons | NA | NA | 3726.0581 | 3726.0581 | 3726.0581 | 3726.0581 | 3726.0581
IL Climate ParentID 3563- CO2 Cap Annual v6.20 | 372 | 7783 | Rate Constraint in MTons | FALSE | L | Annual | Emissions at Affected Plants CO2 | Thousand Tons | 0 | 0 | 3415.302 | 0 | 0 | 0 | 0
IL Climate ParentID 3563- CO2 Cap Annual v6.20 | 372 | 7783 | Rate Constraint in MTons | FALSE | L | Annual | Allowances Purchased CO2 | Thousand Tons | 0 | 0 | 0 | 0 | 0 | 0 | 0
IL Climate ParentID 3563- CO2 Cap Annual v6.20 | 372 | 7783 | Rate Constraint in MTons | FALSE | L | Annual | Allowances Sold CO2 | Thousand Tons | 0 | 0 | 0 | 0 | 0 | 0 | 0
IL Climate ParentID 3563- CO2 Cap Annual v6.20 | 372 | 7783 | Rate Constraint in MTons | FALSE | L | Annual | Allowances Banked | Thousand Tons | 0 | 0 | 0 | 0 | 0 | 0 | 0
IL Climate ParentID 3563- CO2 Cap Annual v6.20 | 372 | 7783 | Rate Constraint in MTons | FALSE | L | Annual | Allowances Withdrawn (1:1) | Thousand Tons | 0 | 0 | 0 | 0 | 0 | 0 | 0
IL Climate ParentID 3563- CO2 Cap Annual v6.20 | 372 | 7783 | Rate Constraint in MTons | FALSE | L | Annual | Allowances Withdrawn (n:1) | Thousand Tons | 0 | 0 | 0 | 0 | 0 | 0 | 0
IL Climate ParentID 3563- CO2 Cap Annual v6.20 | 372 | 7783 | Rate Constraint in MTons | FALSE | L | Annual | Net Emissions Allowance Position | Thousand Tons | 0 | 0 | 3415.302 | 0 | 0 | 0 | 0
IL Climate ParentID 3563- CO2 Cap Annual v6.20 | 372 | 7783 | Rate Constraint in MTons | FALSE | L | Annual | Fuel Consumed | TBtu | 0 | 0 | 33.1476 | 0 | 0 | 0 | 0
IL Climate ParentID 3563- CO2 Cap Annual v6.20 | 372 | 7783 | Rate Constraint in MTons | FALSE | L | Annual | Rate | lb/MMBtu | 0 | 0 | 206.0663 | 0 | 0 | 0 | 0
IL Climate ParentID 3563- CO2 Cap Annual v6.20 | 372 | 7783 | Rate Constraint in MTons | FALSE | L | Annual | Generation | TWh | 0 | 0 | 3.5297 | 0 | 0 | 0 | 0
IL Climate ParentID 3563- CO2 Cap Annual v6.20 | 372 | 7783 | Rate Constraint in MTons | FALSE | L | Annual | Qualifying Generation | TWh | 0 | 0 | 3.5297 | 0 | 0 | 0 | 0
IL Climate ParentID 3563- CO2 Cap Annual v6.20 | 372 | 7783 | Rate Constraint in MTons | FALSE | L | Annual | Rate | lb/MWh | 0 | 0 | 1935.1684 | 0 | 0 | 0 | 0
IL Climate ParentID 3563- CO2 Cap Annual v6.20 | 372 | 7783 | Rate Constraint in MTons | FALSE | L | Annual | Constraint Shadow Price | US2022$/Ton | 0 | 0 | 0 | 0 | 0 | 0 | 0
IL Climate ParentID 3564- CO2 Cap Annual v6.20 | 373 | 7784 | Rate Constraint in MTons | FALSE | L | Annual | Seasons Included | Seasons | Winter, Spring, Summer, Fall | Winter, Spring, Summer, Fall | Winter, Spring, Summer, Fall | Winter, Spring, Summer, Fall | Winter, Spring, Summer, Fall | Winter, Spring, Summer, Fall | Winter, Spring, Summer, Fall
IL Climate ParentID 3564- CO2 Cap Annual v6.20 | 373 | 7784 | Rate Constraint in MTons | FALSE | L | Annual | Standard CO2 | Thousand Tons | NA | NA | 3621.2811 | 3621.2811 | 3621.2811 | 3621.2811 | 3621.2811
IL Climate ParentID 3564- CO2 Cap Annual v6.20 | 373 | 7784 | Rate Constraint in MTons | FALSE | L | Annual | Emissions at Affected Plants CO2 | Thousand Tons | 0 | 0 | 3398.9365 | 0 | 0 | 0 | 0
IL Climate ParentID 3564- CO2 Cap Annual v6.20 | 373 | 7784 | Rate Constraint in MTons | FALSE | L | Annual | Allowances Purchased CO2 | Thousand Tons | 0 | 0 | 0 | 0 | 0 | 0 | 0
IL Climate ParentID 3564- CO2 Cap Annual v6.20 | 373 | 7784 | Rate Constraint in MTons | FALSE | L | Annual | Allowances Sold CO2 | Thousand Tons | 0 | 0 | 0 | 0 | 0 | 0 | 0
IL Climate ParentID 3564- CO2 Cap Annual v6.20 | 373 | 7784 | Rate Constraint in MTons | FALSE | L | Annual | Allowances Banked | Thousand Tons | 0 | 0 | 0 | 0 | 0 | 0 | 0
IL Climate ParentID 3564- CO2 Cap Annual v6.20 | 373 | 7784 | Rate Constraint in MTons | FALSE | L | Annual | Allowances Withdrawn (1:1) | Thousand Tons | 0 | 0 | 0 | 0 | 0 | 0 | 0
IL Climate ParentID 3564- CO2 Cap Annual v6.20 | 373 | 7784 | Rate Constraint in MTons | FALSE | L | Annual | Allowances Withdrawn (n:1) | Thousand Tons | 0 | 0 | 0 | 0 | 0 | 0 | 0
IL Climate ParentID 3564- CO2 Cap Annual v6.20 | 373 | 7784 | Rate Constraint in MTons | FALSE | L | Annual | Net Emissions Allowance Position | Thousand Tons | 0 | 0 | 3398.9365 | 0 | 0 | 0 | 0
IL Climate ParentID 3564- CO2 Cap Annual v6.20 | 373 | 7784 | Rate Constraint in MTons | FALSE | L | Annual | Fuel Consumed | TBtu | 0 | 0 | 32.9888 | 0 | 0 | 0 | 0
IL Climate ParentID 3564- CO2 Cap Annual v6.20 | 373 | 7784 | Rate Constraint in MTons | FALSE | L | Annual | Rate | lb/MMBtu | 0 | 0 | 206.0663 | 0 | 0 | 0 | 0
IL Climate ParentID 3564- CO2 Cap Annual v6.20 | 373 | 7784 | Rate Constraint in MTons | FALSE | L | Annual | Generation | TWh | 0 | 0 | 3.5297 | 0 | 0 | 0 | 0
IL Climate ParentID 3564- CO2 Cap Annual v6.20 | 373 | 7784 | Rate Constraint in MTons | FALSE | L | Annual | Qualifying Generation | TWh | 0 | 0 | 3.5297 | 0 | 0 | 0 | 0
IL Climate ParentID 3564- CO2 Cap Annual v6.20 | 373 | 7784 | Rate Constraint in MTons | FALSE | L | Annual | Rate | lb/MWh | 0 | 0 | 1925.8954 | 0 | 0 | 0 | 0
IL Climate ParentID 3564- CO2 Cap Annual v6.20 | 373 | 7784 | Rate Constraint in MTons | FALSE | L | Annual | Constraint Shadow Price | US2022$/Ton | 0 | 0 | 0 | 0 | 0 | 0 | 0
IL Climate ParentID 450- CO2 Cap Annual v6.20 | 374 | 7758 | Rate Constraint in MTons | FALSE | L | Annual | Seasons Included | Seasons | Winter, Spring, Summer, Fall | Winter, Spring, Summer, Fall | Winter, Spring, Summer, Fall | Winter, Spring, Summer, Fall | Winter, Spring, Summer, Fall | Winter, Spring, Summer, Fall | Winter, Spring, Summer, Fall
IL Climate ParentID 450- CO2 Cap Annual v6.20 | 374 | 7758 | Rate Constraint in MTons | FALSE | L | Annual | Standard CO2 | Thousand Tons | NA | NA | 29.8709 | 29.8709 | 29.8709 | 29.8709 | 29.8709
IL Climate ParentID 450- CO2 Cap Annual v6.20 | 374 | 7758 | Rate Constraint in MTons | FALSE | L | Annual | Emissions at Affected Plants CO2 | Thousand Tons | 0 | 0 | 3.3053 | 0 | 0 | 0 | 0
IL Climate ParentID 450- CO2 Cap Annual v6.20 | 374 | 7758 | Rate Constraint in MTons | FALSE | L | Annual | Allowances Purchased CO2 | Thousand Tons | 0 | 0 | 0 | 0 | 0 | 0 | 0
IL Climate ParentID 450- CO2 Cap Annual v6.20 | 374 | 7758 | Rate Constraint in MTons | FALSE | L | Annual | Allowances Sold CO2 | Thousand Tons | 0 | 0 | 0 | 0 | 0 | 0 | 0
IL Climate ParentID 450- CO2 Cap Annual v6.20 | 374 | 7758 | Rate Constraint in MTons | FALSE | L | Annual | Allowances Banked | Thousand Tons | 0 | 0 | 0 | 0 | 0 | 0 | 0
IL Climate ParentID 450- CO2 Cap Annual v6.20 | 374 | 7758 | Rate Constraint in MTons | FALSE | L | Annual | Allowances Withdrawn (1:1) | Thousand Tons | 0 | 0 | 0 | 0 | 0 | 0 | 0
IL Climate ParentID 450- CO2 Cap Annual v6.20 | 374 | 7758 | Rate Constraint in MTons | FALSE | L | Annual | Allowances Withdrawn (n:1) | Thousand Tons | 0 | 0 | 0 | 0 | 0 | 0 | 0
IL Climate ParentID 450- CO2 Cap Annual v6.20 | 374 | 7758 | Rate Constraint in MTons | FALSE | L | Annual | Net Emissions Allowance Position | Thousand Tons | 0 | 0 | 3.3053 | 0 | 0 | 0 | 0
IL Climate ParentID 450- CO2 Cap Annual v6.20 | 374 | 7758 | Rate Constraint in MTons | FALSE | L | Annual | Fuel Consumed | TBtu | 0 | 0 | 0.056462 | 0 | 0 | 0 | 0
IL Climate ParentID 450- CO2 Cap Annual v6.20 | 374 | 7758 | Rate Constraint in MTons | FALSE | L | Annual | Rate | lb/MMBtu | 0 | 0 | 117.08 | 0 | 0 | 0 | 0
IL Climate ParentID 450- CO2 Cap Annual v6.20 | 374 | 7758 | Rate Constraint in MTons | FALSE | L | Annual | Generation | TWh | 0 | 0 | 0.0052548 | 0 | 0 | 0 | 0
IL Climate ParentID 450- CO2 Cap Annual v6.20 | 374 | 7758 | Rate Constraint in MTons | FALSE | L | Annual | Qualifying Generation | TWh | 0 | 0 | 0.0052548 | 0 | 0 | 0 | 0
IL Climate ParentID 450- CO2 Cap Annual v6.20 | 374 | 7758 | Rate Constraint in MTons | FALSE | L | Annual | Rate | lb/MWh | 0 | 0 | 1258.0246 | 0 | 0 | 0 | 0
IL Climate ParentID 450- CO2 Cap Annual v6.20 | 374 | 7758 | Rate Constraint in MTons | FALSE | L | Annual | Constraint Shadow Price | US2022$/Ton | 0 | 0 | 0 | 0 | 0 | 0 | 0
IL Climate ParentID 451- CO2 Cap Annual v6.20 | 375 | 7759 | Rate Constraint in MTons | FALSE | L | Annual | Seasons Included | Seasons | Winter, Spring, Summer, Fall | Winter, Spring, Summer, Fall | Winter, Spring, Summer, Fall | Winter, Spring, Summer, Fall | Winter, Spring, Summer, Fall | Winter, Spring, Summer, Fall | Winter, Spring, Summer, Fall
IL Climate ParentID 451- CO2 Cap Annual v6.20 | 375 | 7759 | Rate Constraint in MTons | FALSE | L | Annual | Standard CO2 | Thousand Tons | NA | NA | 28.5997 | 28.5997 | 28.5997 | 28.5997 | 28.5997
IL Climate ParentID 451- CO2 Cap Annual v6.20 | 375 | 7759 | Rate Constraint in MTons | FALSE | L | Annual | Emissions at Affected Plants CO2 | Thousand Tons | 0 | 0 | 1.9306 | 0 | 0 | 0 | 0
IL Climate ParentID 451- CO2 Cap Annual v6.20 | 375 | 7759 | Rate Constraint in MTons | FALSE | L | Annual | Allowances Purchased CO2 | Thousand Tons | 0 | 0 | 0 | 0 | 0 | 0 | 0
IL Climate ParentID 451- CO2 Cap Annual v6.20 | 375 | 7759 | Rate Constraint in MTons | FALSE | L | Annual | Allowances Sold CO2 | Thousand Tons | 0 | 0 | 0 | 0 | 0 | 0 | 0
IL Climate ParentID 451- CO2 Cap Annual v6.20 | 375 | 7759 | Rate Constraint in MTons | FALSE | L | Annual | Allowances Banked | Thousand Tons | 0 | 0 | 0 | 0 | 0 | 0 | 0
IL Climate ParentID 451- CO2 Cap Annual v6.20 | 375 | 7759 | Rate Constraint in MTons | FALSE | L | Annual | Allowances Withdrawn (1:1) | Thousand Tons | 0 | 0 | 0 | 0 | 0 | 0 | 0
IL Climate ParentID 451- CO2 Cap Annual v6.20 | 375 | 7759 | Rate Constraint in MTons | FALSE | L | Annual | Allowances Withdrawn (n:1) | Thousand Tons | 0 | 0 | 0 | 0 | 0 | 0 | 0
IL Climate ParentID 451- CO2 Cap Annual v6.20 | 375 | 7759 | Rate Constraint in MTons | FALSE | L | Annual | Net Emissions Allowance Position | Thousand Tons | 0 | 0 | 1.9306 | 0 | 0 | 0 | 0
IL Climate ParentID 451- CO2 Cap Annual v6.20 | 375 | 7759 | Rate Constraint in MTons | FALSE | L | Annual | Fuel Consumed | TBtu | 0 | 0 | 0.032979 | 0 | 0 | 0 | 0
IL Climate ParentID 451- CO2 Cap Annual v6.20 | 375 | 7759 | Rate Constraint in MTons | FALSE | L | Annual | Rate | lb/MMBtu | 0 | 0 | 117.08 | 0 | 0 | 0 | 0
IL Climate ParentID 451- CO2 Cap Annual v6.20 | 375 | 7759 | Rate Constraint in MTons | FALSE | L | Annual | Generation | TWh | 0 | 0 | 0.0030448 | 0 | 0 | 0 | 0
IL Climate ParentID 451- CO2 Cap Annual v6.20 | 375 | 7759 | Rate Constraint in MTons | FALSE | L | Annual | Qualifying Generation | TWh | 0 | 0 | 0.0030448 | 0 | 0 | 0 | 0
IL Climate ParentID 451- CO2 Cap Annual v6.20 | 375 | 7759 | Rate Constraint in MTons | FALSE | L | Annual | Rate | lb/MWh | 0 | 0 | 1268.1524 | 0 | 0 | 0 | 0
IL Climate ParentID 451- CO2 Cap Annual v6.20 | 375 | 7759 | Rate Constraint in MTons | FALSE | L | Annual | Constraint Shadow Price | US2022$/Ton | 0 | 0 | 0 | 0 | 0 | 0 | 0
IL Climate ParentID 452- CO2 Cap Annual v6.20 | 376 | 7760 | Rate Constraint in MTons | FALSE | L | Annual | Seasons Included | Seasons | Winter, Spring, Summer, Fall | Winter, Spring, Summer, Fall | Winter, Spring, Summer, Fall | Winter, Spring, Summer, Fall | Winter, Spring, Summer, Fall | Winter, Spring, Summer, Fall | Winter, Spring, Summer, Fall
IL Climate ParentID 452- CO2 Cap Annual v6.20 | 376 | 7760 | Rate Constraint in MTons | FALSE | L | Annual | Standard CO2 | Thousand Tons | NA | NA | 70.0018 | 70.0018 | 70.0018 | 70.0018 | 70.0018
IL Climate ParentID 452- CO2 Cap Annual v6.20 | 376 | 7760 | Rate Constraint in MTons | FALSE | L | Annual | Emissions at Affected Plants CO2 | Thousand Tons | 0 | 0 | 3.5145 | 0 | 0 | 0 | 0
IL Climate ParentID 452- CO2 Cap Annual v6.20 | 376 | 7760 | Rate Constraint in MTons | FALSE | L | Annual | Allowances Purchased CO2 | Thousand Tons | 0 | 0 | 0 | 0 | 0 | 0 | 0
IL Climate ParentID 452- CO2 Cap Annual v6.20 | 376 | 7760 | Rate Constraint in MTons | FALSE | L | Annual | Allowances Sold CO2 | Thousand Tons | 0 | 0 | 0 | 0 | 0 | 0 | 0
IL Climate ParentID 452- CO2 Cap Annual v6.20 | 376 | 7760 | Rate Constraint in MTons | FALSE | L | Annual | Allowances Banked | Thousand Tons | 0 | 0 | 0 | 0 | 0 | 0 | 0
IL Climate ParentID 452- CO2 Cap Annual v6.20 | 376 | 7760 | Rate Constraint in MTons | FALSE | L | Annual | Allowances Withdrawn (1:1) | Thousand Tons | 0 | 0 | 0 | 0 | 0 | 0 | 0
IL Climate ParentID 452- CO2 Cap Annual v6.20 | 376 | 7760 | Rate Constraint in MTons | FALSE | L | Annual | Allowances Withdrawn (n:1) | Thousand Tons | 0 | 0 | 0 | 0 | 0 | 0 | 0
IL Climate ParentID 452- CO2 Cap Annual v6.20 | 376 | 7760 | Rate Constraint in MTons | FALSE | L | Annual | Net Emissions Allowance Position | Thousand Tons | 0 | 0 | 3.5145 | 0 | 0 | 0 | 0
IL Climate ParentID 452- CO2 Cap Annual v6.20 | 376 | 7760 | Rate Constraint in MTons | FALSE | L | Annual | Fuel Consumed | TBtu | 0 | 0 | 0.060036 | 0 | 0 | 0 | 0
IL Climate ParentID 452- CO2 Cap Annual v6.20 | 376 | 7760 | Rate Constraint in MTons | FALSE | L | Annual | Rate | lb/MMBtu | 0 | 0 | 117.08 | 0 | 0 | 0 | 0
IL Climate ParentID 452- CO2 Cap Annual v6.20 | 376 | 7760 | Rate Constraint in MTons | FALSE | L | Annual | Generation | TWh | 0 | 0 | 0.0055873 | 0 | 0 | 0 | 0
IL Climate ParentID 452- CO2 Cap Annual v6.20 | 376 | 7760 | Rate Constraint in MTons | FALSE | L | Annual | Qualifying Generation | TWh | 0 | 0 | 0.0055873 | 0 | 0 | 0 | 0
IL Climate ParentID 452- CO2 Cap Annual v6.20 | 376 | 7760 | Rate Constraint in MTons | FALSE | L | Annual | Rate | lb/MWh | 0 | 0 | 1258.0246 | 0 | 0 | 0 | 0
IL Climate ParentID 452- CO2 Cap Annual v6.20 | 376 | 7760 | Rate Constraint in MTons | FALSE | L | Annual | Constraint Shadow Price | US2022$/Ton | 0 | 0 | 0 | 0 | 0 | 0 | 0
IL Climate ParentID 453- CO2 Cap Annual v6.20 | 377 | 7761 | Rate Constraint in MTons | FALSE | L | Annual | Seasons Included | Seasons | Winter, Spring, Summer, Fall | Winter, Spring, Summer, Fall | Winter, Spring, Summer, Fall | Winter, Spring, Summer, Fall | Winter, Spring, Summer, Fall | Winter, Spring, Summer, Fall | Winter, Spring, Summer, Fall
IL Climate ParentID 453- CO2 Cap Annual v6.20 | 377 | 7761 | Rate Constraint in MTons | FALSE | L | Annual | Standard CO2 | Thousand Tons | NA | NA | 0.28801 | 0.28801 | 0.28801 | 0.28801 | 0.28801
IL Climate ParentID 453- CO2 Cap Annual v6.20 | 377 | 7761 | Rate Constraint in MTons | FALSE | L | Annual | Emissions at Affected Plants CO2 | Thousand Tons | 0 | 0 | 0.28801 | 0 | 0 | 0 | 0
IL Climate ParentID 453- CO2 Cap Annual v6.20 | 377 | 7761 | Rate Constraint in MTons | FALSE | L | Annual | Allowances Purchased CO2 | Thousand Tons | 0 | 0 | 0 | 0 | 0 | 0 | 0
IL Climate ParentID 453- CO2 Cap Annual v6.20 | 377 | 7761 | Rate Constraint in MTons | FALSE | L | Annual | Allowances Sold CO2 | Thousand Tons | 0 | 0 | 0 | 0 | 0 | 0 | 0
IL Climate ParentID 453- CO2 Cap Annual v6.20 | 377 | 7761 | Rate Constraint in MTons | FALSE | L | Annual | Allowances Banked | Thousand Tons | 0 | 0 | 0 | 0 | 0 | 0 | 0
IL Climate ParentID 453- CO2 Cap Annual v6.20 | 377 | 7761 | Rate Constraint in MTons | FALSE | L | Annual | Allowances Withdrawn (1:1) | Thousand Tons | 0 | 0 | 0 | 0 | 0 | 0 | 0
IL Climate ParentID 453- CO2 Cap Annual v6.20 | 377 | 7761 | Rate Constraint in MTons | FALSE | L | Annual | Allowances Withdrawn (n:1) | Thousand Tons | 0 | 0 | 0 | 0 | 0 | 0 | 0
IL Climate ParentID 453- CO2 Cap Annual v6.20 | 377 | 7761 | Rate Constraint in MTons | FALSE | L | Annual | Net Emissions Allowance Position | Thousand Tons | 0 | 0 | 0.28801 | 0 | 0 | 0 | 0
IL Climate ParentID 453- CO2 Cap Annual v6.20 | 377 | 7761 | Rate Constraint in MTons | FALSE | L | Annual | Fuel Consumed | TBtu | 0 | 0 | 0.0049199 | 0 | 0 | 0 | 0
IL Climate ParentID 453- CO2 Cap Annual v6.20 | 377 | 7761 | Rate Constraint in MTons | FALSE | L | Annual | Rate | lb/MMBtu | 0 | 0 | 117.08 | 0 | 0 | 0 | 0
IL Climate ParentID 453- CO2 Cap Annual v6.20 | 377 | 7761 | Rate Constraint in MTons | FALSE | L | Annual | Generation | TWh | 0 | 0 | 0.00045788 | 0 | 0 | 0 | 0
IL Climate ParentID 453- CO2 Cap Annual v6.20 | 377 | 7761 | Rate Constraint in MTons | FALSE | L | Annual | Qualifying Generation | TWh | 0 | 0 | 0.00045788 | 0 | 0 | 0 | 0
IL Climate ParentID 453- CO2 Cap Annual v6.20 | 377 | 7761 | Rate Constraint in MTons | FALSE | L | Annual | Rate | lb/MWh | 0 | 0 | 1258.0246 | 0 | 0 | 0 | 0
IL Climate ParentID 453- CO2 Cap Annual v6.20 | 377 | 7761 | Rate Constraint in MTons | FALSE | L | Annual | Constraint Shadow Price | US2022$/Ton | 0 | 0 | 6.4992 | 0 | 0 | 0 | 0
IL Climate ParentID 455- CO2 Cap Annual v6.20 | 378 | 7762 | Rate Constraint in MTons | FALSE | L | Annual | Seasons Included | Seasons | Winter, Spring, Summer, Fall | Winter, Spring, Summer, Fall | Winter, Spring, Summer, Fall | Winter, Spring, Summer, Fall | Winter, Spring, Summer, Fall | Winter, Spring, Summer, Fall | Winter, Spring, Summer, Fall
IL Climate ParentID 455- CO2 Cap Annual v6.20 | 378 | 7762 | Rate Constraint in MTons | FALSE | L | Annual | Standard CO2 | Thousand Tons | NA | NA | 6.7789 | 6.7789 | 6.7789 | 6.7789 | 6.7789
IL Climate ParentID 455- CO2 Cap Annual v6.20 | 378 | 7762 | Rate Constraint in MTons | FALSE | L | Annual | Emissions at Affected Plants CO2 | Thousand Tons | 0 | 0 | 0 | 0 | 0 | 0 | 0
IL Climate ParentID 455- CO2 Cap Annual v6.20 | 378 | 7762 | Rate Constraint in MTons | FALSE | L | Annual | Allowances Purchased CO2 | Thousand Tons | 0 | 0 | 0 | 0 | 0 | 0 | 0
IL Climate ParentID 455- CO2 Cap Annual v6.20 | 378 | 7762 | Rate Constraint in MTons | FALSE | L | Annual | Allowances Sold CO2 | Thousand Tons | 0 | 0 | 0 | 0 | 0 | 0 | 0
IL Climate ParentID 455- CO2 Cap Annual v6.20 | 378 | 7762 | Rate Constraint in MTons | FALSE | L | Annual | Allowances Banked | Thousand Tons | 0 | 0 | 0 | 0 | 0 | 0 | 0
IL Climate ParentID 455- CO2 Cap Annual v6.20 | 378 | 7762 | Rate Constraint in MTons | FALSE | L | Annual | Allowances Withdrawn (1:1) | Thousand Tons | 0 | 0 | 0 | 0 | 0 | 0 | 0
IL Climate ParentID 455- CO2 Cap Annual v6.20 | 378 | 7762 | Rate Constraint in MTons | FALSE | L | Annual | Allowances Withdrawn (n:1) | Thousand Tons | 0 | 0 | 0 | 0 | 0 | 0 | 0
IL Climate ParentID 455- CO2 Cap Annual v6.20 | 378 | 7762 | Rate Constraint in MTons | FALSE | L | Annual | Net Emissions Allowance Position | Thousand Tons | 0 | 0 | 0 | 0 | 0 | 0 | 0
IL Climate ParentID 455- CO2 Cap Annual v6.20 | 378 | 7762 | Rate Constraint in MTons | FALSE | L | Annual | Fuel Consumed | TBtu | 0 | 0 | 0 | 0 | 0 | 0 | 0
IL Climate ParentID 455- CO2 Cap Annual v6.20 | 378 | 7762 | Rate Constraint in MTons | FALSE | L | Annual | Rate | lb/MMBtu | 0 | 0 | 0 | 0 | 0 | 0 | 0
IL Climate ParentID 455- CO2 Cap Annual v6.20 | 378 | 7762 | Rate Constraint in MTons | FALSE | L | Annual | Generation | TWh | 0 | 0 | 0 | 0 | 0 | 0 | 0
IL Climate ParentID 455- CO2 Cap Annual v6.20 | 378 | 7762 | Rate Constraint in MTons | FALSE | L | Annual | Qualifying Generation | TWh | 0 | 0 | 0 | 0 | 0 | 0 | 0
IL Climate ParentID 455- CO2 Cap Annual v6.20 | 378 | 7762 | Rate Constraint in MTons | FALSE | L | Annual | Rate | lb/MWh | 0 | 0 | 0 | 0 | 0 | 0 | 0
IL Climate ParentID 455- CO2 Cap Annual v6.20 | 378 | 7762 | Rate Constraint in MTons | FALSE | L | Annual | Constraint Shadow Price | US2022$/Ton | 0 | 0 | 0 | 0 | 0 | 0 | 0
IL Climate ParentID 456- CO2 Cap Annual v6.20 | 379 | 7763 | Rate Constraint in MTons | FALSE | L | Annual | Seasons Included | Seasons | Winter, Spring, Summer, Fall | Winter, Spring, Summer, Fall | Winter, Spring, Summer, Fall | Winter, Spring, Summer, Fall | Winter, Spring, Summer, Fall | Winter, Spring, Summer, Fall | Winter, Spring, Summer, Fall
IL Climate ParentID 456- CO2 Cap Annual v6.20 | 379 | 7763 | Rate Constraint in MTons | FALSE | L | Annual | Standard CO2 | Thousand Tons | NA | NA | 2.0526 | 2.0526 | 2.0526 | 2.0526 | 2.0526
IL Climate ParentID 456- CO2 Cap Annual v6.20 | 379 | 7763 | Rate Constraint in MTons | FALSE | L | Annual | Emissions at Affected Plants CO2 | Thousand Tons | 0 | 0 | 0 | 0 | 0 | 0 | 0
IL Climate ParentID 456- CO2 Cap Annual v6.20 | 379 | 7763 | Rate Constraint in MTons | FALSE | L | Annual | Allowances Purchased CO2 | Thousand Tons | 0 | 0 | 0 | 0 | 0 | 0 | 0
IL Climate ParentID 456- CO2 Cap Annual v6.20 | 379 | 7763 | Rate Constraint in MTons | FALSE | L | Annual | Allowances Sold CO2 | Thousand Tons | 0 | 0 | 0 | 0 | 0 | 0 | 0
IL Climate ParentID 456- CO2 Cap Annual v6.20 | 379 | 7763 | Rate Constraint in MTons | FALSE | L | Annual | Allowances Banked | Thousand Tons | 0 | 0 | 0 | 0 | 0 | 0 | 0
IL Climate ParentID 456- CO2 Cap Annual v6.20 | 379 | 7763 | Rate Constraint in MTons | FALSE | L | Annual | Allowances Withdrawn (1:1) | Thousand Tons | 0 | 0 | 0 | 0 | 0 | 0 | 0
IL Climate ParentID 456- CO2 Cap Annual v6.20 | 379 | 7763 | Rate Constraint in MTons | FALSE | L | Annual | Allowances Withdrawn (n:1) | Thousand Tons | 0 | 0 | 0 | 0 | 0 | 0 | 0
IL Climate ParentID 456- CO2 Cap Annual v6.20 | 379 | 7763 | Rate Constraint in MTons | FALSE | L | Annual | Net Emissions Allowance Position | Thousand Tons | 0 | 0 | 0 | 0 | 0 | 0 | 0
IL Climate ParentID 456- CO2 Cap Annual v6.20 | 379 | 7763 | Rate Constraint in MTons | FALSE | L | Annual | Fuel Consumed | TBtu | 0 | 0 | 0 | 0 | 0 | 0 | 0
IL Climate ParentID 456- CO2 Cap Annual v6.20 | 379 | 7763 | Rate Constraint in MTons | FALSE | L | Annual | Rate | lb/MMBtu | 0 | 0 | 0 | 0 | 0 | 0 | 0
IL Climate ParentID 456- CO2 Cap Annual v6.20 | 379 | 7763 | Rate Constraint in MTons | FALSE | L | Annual | Generation | TWh | 0 | 0 | 0 | 0 | 0 | 0 | 0
IL Climate ParentID 456- CO2 Cap Annual v6.20 | 379 | 7763 | Rate Constraint in MTons | FALSE | L | Annual | Qualifying Generation | TWh | 0 | 0 | 0 | 0 | 0 | 0 | 0
IL Climate ParentID 456- CO2 Cap Annual v6.20 | 379 | 7763 | Rate Constraint in MTons | FALSE | L | Annual | Rate | lb/MWh | 0 | 0 | 0 | 0 | 0 | 0 | 0
IL Climate ParentID 456- CO2 Cap Annual v6.20 | 379 | 7763 | Rate Constraint in MTons | FALSE | L | Annual | Constraint Shadow Price | US2022$/Ton | 0 | 0 | 0 | 0 | 0 | 0 | 0
IL Climate ParentID 463- CO2 Cap Annual v6.20 | 380 | 7764 | Rate Constraint in MTons | FALSE | L | Annual | Seasons Included | Seasons | Winter, Spring, Summer, Fall | Winter, Spring, Summer, Fall | Winter, Spring, Summer, Fall | Winter, Spring, Summer, Fall | Winter, Spring, Summer, Fall | Winter, Spring, Summer, Fall | Winter, Spring, Summer, Fall
IL Climate ParentID 463- CO2 Cap Annual v6.20 | 380 | 7764 | Rate Constraint in MTons | FALSE | L | Annual | Standard CO2 | Thousand Tons | NA | NA | 4.0397 | 4.0397 | 4.0397 | 4.0397 | 4.0397
IL Climate ParentID 463- CO2 Cap Annual v6.20 | 380 | 7764 | Rate Constraint in MTons | FALSE | L | Annual | Emissions at Affected Plants CO2 | Thousand Tons | 0 | 0 | 0.44864 | 0 | 0 | 0 | 0
IL Climate ParentID 463- CO2 Cap Annual v6.20 | 380 | 7764 | Rate Constraint in MTons | FALSE | L | Annual | Allowances Purchased CO2 | Thousand Tons | 0 | 0 | 0 | 0 | 0 | 0 | 0
IL Climate ParentID 463- CO2 Cap Annual v6.20 | 380 | 7764 | Rate Constraint in MTons | FALSE | L | Annual | Allowances Sold CO2 | Thousand Tons | 0 | 0 | 0 | 0 | 0 | 0 | 0
IL Climate ParentID 463- CO2 Cap Annual v6.20 | 380 | 7764 | Rate Constraint in MTons | FALSE | L | Annual | Allowances Banked | Thousand Tons | 0 | 0 | 0 | 0 | 0 | 0 | 0
IL Climate ParentID 463- CO2 Cap Annual v6.20 | 380 | 7764 | Rate Constraint in MTons | FALSE | L | Annual | Allowances Withdrawn (1:1) | Thousand Tons | 0 | 0 | 0 | 0 | 0 | 0 | 0
IL Climate ParentID 463- CO2 Cap Annual v6.20 | 380 | 7764 | Rate Constraint in MTons | FALSE | L | Annual | Allowances Withdrawn (n:1) | Thousand Tons | 0 | 0 | 0 | 0 | 0 | 0 | 0
IL Climate ParentID 463- CO2 Cap Annual v6.20 | 380 | 7764 | Rate Constraint in MTons | FALSE | L | Annual | Net Emissions Allowance Position | Thousand Tons | 0 | 0 | 0.44864 | 0 | 0 | 0 | 0
IL Climate ParentID 463- CO2 Cap Annual v6.20 | 380 | 7764 | Rate Constraint in MTons | FALSE | L | Annual | Fuel Consumed | TBtu | 0 | 0 | 0.0076637 | 0 | 0 | 0 | 0
IL Climate ParentID 463- CO2 Cap Annual v6.20 | 380 | 7764 | Rate Constraint in MTons | FALSE | L | Annual | Rate | lb/MMBtu | 0 | 0 | 117.08 | 0 | 0 | 0 | 0
IL Climate ParentID 463- CO2 Cap Annual v6.20 | 380 | 7764 | Rate Constraint in MTons | FALSE | L | Annual | Generation | TWh | 0 | 0 | 0.00069842 | 0 | 0 | 0 | 0
IL Climate ParentID 463- CO2 Cap Annual v6.20 | 380 | 7764 | Rate Constraint in MTons | FALSE | L | Annual | Qualifying Generation | TWh | 0 | 0 | 0.00069842 | 0 | 0 | 0 | 0
IL Climate ParentID 463- CO2 Cap Annual v6.20 | 380 | 7764 | Rate Constraint in MTons | FALSE | L | Annual | Rate | lb/MWh | 0 | 0 | 1284.7188 | 0 | 0 | 0 | 0
IL Climate ParentID 463- CO2 Cap Annual v6.20 | 380 | 7764 | Rate Constraint in MTons | FALSE | L | Annual | Constraint Shadow Price | US2022$/Ton | 0 | 0 | 0 | 0 | 0 | 0 | 0
IL Climate ParentID 465- CO2 Cap Annual v6.20 | 381 | 7765 | Rate Constraint in MTons | FALSE | L | Annual | Seasons Included | Seasons | Winter, Spring, Summer, Fall | Winter, Spring, Summer, Fall | Winter, Spring, Summer, Fall | Winter, Spring, Summer, Fall | Winter, Spring, Summer, Fall | Winter, Spring, Summer, Fall | Winter, Spring, Summer, Fall
IL Climate ParentID 465- CO2 Cap Annual v6.20 | 381 | 7765 | Rate Constraint in MTons | FALSE | L | Annual | Standard CO2 | Thousand Tons | NA | NA | 3.2636 | 3.2636 | 3.2636 | 3.2636 | 3.2636
IL Climate ParentID 465- CO2 Cap Annual v6.20 | 381 | 7765 | Rate Constraint in MTons | FALSE | L | Annual | Emissions at Affected Plants CO2 | Thousand Tons | 0 | 0 | 0 | 0 | 0 | 0 | 0
IL Climate ParentID 465- CO2 Cap Annual v6.20 | 381 | 7765 | Rate Constraint in MTons | FALSE | L | Annual | Allowances Purchased CO2 | Thousand Tons | 0 | 0 | 0 | 0 | 0 | 0 | 0
IL Climate ParentID 465- CO2 Cap Annual v6.20 | 381 | 7765 | Rate Constraint in MTons | FALSE | L | Annual | Allowances Sold CO2 | Thousand Tons | 0 | 0 | 0 | 0 | 0 | 0 | 0
IL Climate ParentID 465- CO2 Cap Annual v6.20 | 381 | 7765 | Rate Constraint in MTons | FALSE | L | Annual | Allowances Banked | Thousand Tons | 0 | 0 | 0 | 0 | 0 | 0 | 0
IL Climate ParentID 465- CO2 Cap Annual v6.20 | 381 | 7765 | Rate Constraint in MTons | FALSE | L | Annual | Allowances Withdrawn (1:1) | Thousand Tons | 0 | 0 | 0 | 0 | 0 | 0 | 0
IL Climate ParentID 465- CO2 Cap Annual v6.20 | 381 | 7765 | Rate Constraint in MTons | FALSE | L | Annual | Allowances Withdrawn (n:1) | Thousand Tons | 0 | 0 | 0 | 0 | 0 | 0 | 0
IL Climate ParentID 465- CO2 Cap Annual v6.20 | 381 | 7765 | Rate Constraint in MTons | FALSE | L | Annual | Net Emissions Allowance Position | Thousand Tons | 0 | 0 | 0 | 0 | 0 | 0 | 0
IL Climate ParentID 465- CO2 Cap Annual v6.20 | 381 | 7765 | Rate Constraint in MTons | FALSE | L | Annual | Fuel Consumed | TBtu | 0 | 0 | 0 | 0 | 0 | 0 | 0
IL Climate ParentID 465- CO2 Cap Annual v6.20 | 381 | 7765 | Rate Constraint in MTons | FALSE | L | Annual | Rate | lb/MMBtu | 0 | 0 | 0 | 0 | 0 | 0 | 0
IL Climate ParentID 465- CO2 Cap Annual v6.20 | 381 | 7765 | Rate Constraint in MTons | FALSE | L | Annual | Generation | TWh | 0 | 0 | 0 | 0 | 0 | 0 | 0
IL Climate ParentID 465- CO2 Cap Annual v6.20 | 381 | 7765 | Rate Constraint in MTons | FALSE | L | Annual | Qualifying Generation | TWh | 0 | 0 | 0 | 0 | 0 | 0 | 0
IL Climate ParentID 465- CO2 Cap Annual v6.20 | 381 | 7765 | Rate Constraint in MTons | FALSE | L | Annual | Rate | lb/MWh | 0 | 0 | 0 | 0 | 0 | 0 | 0
IL Climate ParentID 465- CO2 Cap Annual v6.20 | 381 | 7765 | Rate Constraint in MTons | FALSE | L | Annual | Constraint Shadow Price | US2022$/Ton | 0 | 0 | 0 | 0 | 0 | 0 | 0
IL Climate ParentID 466- CO2 Cap Annual v6.20 | 382 | 7766 | Rate Constraint in MTons | FALSE | L | Annual | Seasons Included | Seasons | Winter, Spring, Summer, Fall | Winter, Spring, Summer, Fall | Winter, Spring, Summer, Fall | Winter, Spring, Summer, Fall | Winter, Spring, Summer, Fall | Winter, Spring, Summer, Fall | Winter, Spring, Summer, Fall
IL Climate ParentID 466- CO2 Cap Annual v6.20 | 382 | 7766 | Rate Constraint in MTons | FALSE | L | Annual | Standard CO2 | Thousand Tons | NA | NA | 3.9303 | 3.9303 | 3.9303 | 3.9303 | 3.9303
IL Climate ParentID 466- CO2 Cap Annual v6.20 | 382 | 7766 | Rate Constraint in MTons | FALSE | L | Annual | Emissions at Affected Plants CO2 | Thousand Tons | 0 | 0 | 0 | 0 | 0 | 0 | 0
IL Climate ParentID 466- CO2 Cap Annual v6.20 | 382 | 7766 | Rate Constraint in MTons | FALSE | L | Annual | Allowances Purchased CO2 | Thousand Tons | 0 | 0 | 0 | 0 | 0 | 0 | 0
IL Climate ParentID 466- CO2 Cap Annual v6.20 | 382 | 7766 | Rate Constraint in MTons | FALSE | L | Annual | Allowances Sold CO2 | Thousand Tons | 0 | 0 | 0 | 0 | 0 | 0 | 0
IL Climate ParentID 466- CO2 Cap Annual v6.20 | 382 | 7766 | Rate Constraint in MTons | FALSE | L | Annual | Allowances Banked | Thousand Tons | 0 | 0 | 0 | 0 | 0 | 0 | 0
IL Climate ParentID 466- CO2 Cap Annual v6.20 | 382 | 7766 | Rate Constraint in MTons | FALSE | L | Annual | Allowances Withdrawn (1:1) | Thousand Tons | 0 | 0 | 0 | 0 | 0 | 0 | 0
IL Climate ParentID 466- CO2 Cap Annual v6.20 | 382 | 7766 | Rate Constraint in MTons | FALSE | L | Annual | Allowances Withdrawn (n:1) | Thousand Tons | 0 | 0 | 0 | 0 | 0 | 0 | 0
IL Climate ParentID 466- CO2 Cap Annual v6.20 | 382 | 7766 | Rate Constraint in MTons | FALSE | L | Annual | Net Emissions Allowance Position | Thousand Tons | 0 | 0 | 0 | 0 | 0 | 0 | 0
IL Climate ParentID 466- CO2 Cap Annual v6.20 | 382 | 7766 | Rate Constraint in MTons | FALSE | L | Annual | Fuel Consumed | TBtu | 0 | 0 | 0 | 0 | 0 | 0 | 0
IL Climate ParentID 466- CO2 Cap Annual v6.20 | 382 | 7766 | Rate Constraint in MTons | FALSE | L | Annual | Rate | lb/MMBtu | 0 | 0 | 0 | 0 | 0 | 0 | 0
IL Climate ParentID 466- CO2 Cap Annual v6.20 | 382 | 7766 | Rate Constraint in MTons | FALSE | L | Annual | Generation | TWh | 0 | 0 | 0 | 0 | 0 | 0 | 0
IL Climate ParentID 466- CO2 Cap Annual v6.20 | 382 | 7766 | Rate Constraint in MTons | FALSE | L | Annual | Qualifying Generation | TWh | 0 | 0 | 0 | 0 | 0 | 0 | 0
IL Climate ParentID 466- CO2 Cap Annual v6.20 | 382 | 7766 | Rate Constraint in MTons | FALSE | L | Annual | Rate | lb/MWh | 0 | 0 | 0 | 0 | 0 | 0 | 0
IL Climate ParentID 466- CO2 Cap Annual v6.20 | 382 | 7766 | Rate Constraint in MTons | FALSE | L | Annual | Constraint Shadow Price | US2022$/Ton | 0 | 0 | 0 | 0 | 0 | 0 | 0
IL Climate ParentID 467- CO2 Cap Annual v6.20 | 383 | 7767 | Rate Constraint in MTons | FALSE | L | Annual | Seasons Included | Seasons | Winter, Spring, Summer, Fall | Winter, Spring, Summer, Fall | Winter, Spring, Summer, Fall | Winter, Spring, Summer, Fall | Winter, Spring, Summer, Fall | Winter, Spring, Summer, Fall | Winter, Spring, Summer, Fall
IL Climate ParentID 467- CO2 Cap Annual v6.20 | 383 | 7767 | Rate Constraint in MTons | FALSE | L | Annual | Standard CO2 | Thousand Tons | NA | NA | 45.8853 | 45.8853 | 45.8853 | 45.8853 | 45.8853
IL Climate ParentID 467- CO2 Cap Annual v6.20 | 383 | 7767 | Rate Constraint in MTons | FALSE | L | Annual | Emissions at Affected Plants CO2 | Thousand Tons | 0 | 0 | 1.3335 | 0 | 0 | 0 | 0
IL Climate ParentID 467- CO2 Cap Annual v6.20 | 383 | 7767 | Rate Constraint in MTons | FALSE | L | Annual | Allowances Purchased CO2 | Thousand Tons | 0 | 0 | 0 | 0 | 0 | 0 | 0
IL Climate ParentID 467- CO2 Cap Annual v6.20 | 383 | 7767 | Rate Constraint in MTons | FALSE | L | Annual | Allowances Sold CO2 | Thousand Tons | 0 | 0 | 0 | 0 | 0 | 0 | 0
IL Climate ParentID 467- CO2 Cap Annual v6.20 | 383 | 7767 | Rate Constraint in MTons | FALSE | L | Annual | Allowances Banked | Thousand Tons | 0 | 0 | 0 | 0 | 0 | 0 | 0
IL Climate ParentID 467- CO2 Cap Annual v6.20 | 383 | 7767 | Rate Constraint in MTons | FALSE | L | Annual | Allowances Withdrawn (1:1) | Thousand Tons | 0 | 0 | 0 | 0 | 0 | 0 | 0
IL Climate ParentID 467- CO2 Cap Annual v6.20 | 383 | 7767 | Rate Constraint in MTons | FALSE | L | Annual | Allowances Withdrawn (n:1) | Thousand Tons | 0 | 0 | 0 | 0 | 0 | 0 | 0
IL Climate ParentID 467- CO2 Cap Annual v6.20 | 383 | 7767 | Rate Constraint in MTons | FALSE | L | Annual | Net Emissions Allowance Position | Thousand Tons | 0 | 0 | 1.3335 | 0 | 0 | 0 | 0
IL Climate ParentID 467- CO2 Cap Annual v6.20 | 383 | 7767 | Rate Constraint in MTons | FALSE | L | Annual | Fuel Consumed | TBtu | 0 | 0 | 0.022779 | 0 | 0 | 0 | 0
IL Climate ParentID 467- CO2 Cap Annual v6.20 | 383 | 7767 | Rate Constraint in MTons | FALSE | L | Annual | Rate | lb/MMBtu | 0 | 0 | 117.08 | 0 | 0 | 0 | 0
IL Climate ParentID 467- CO2 Cap Annual v6.20 | 383 | 7767 | Rate Constraint in MTons | FALSE | L | Annual | Generation | TWh | 0 | 0 | 0.0018704 | 0 | 0 | 0 | 0
IL Climate ParentID 467- CO2 Cap Annual v6.20 | 383 | 7767 | Rate Constraint in MTons | FALSE | L | Annual | Qualifying Generation | TWh | 0 | 0 | 0.0018704 | 0 | 0 | 0 | 0
IL Climate ParentID 467- CO2 Cap Annual v6.20 | 383 | 7767 | Rate Constraint in MTons | FALSE | L | Annual | Rate | lb/MWh | 0 | 0 | 1425.8588 | 0 | 0 | 0 | 0
IL Climate ParentID 467- CO2 Cap Annual v6.20 | 383 | 7767 | Rate Constraint in MTons | FALSE | L | Annual | Constraint Shadow Price | US2022$/Ton | 0 | 0 | 0 | 0 | 0 | 0 | 0
IL Fac. Spec. - NOX Rate Summer v3.1, Unit 3458 and retrofits | 384 | 7305 | Rate Constraint in lbs/MMBtu | FALSE | L | Annual | Seasons Included | Seasons | Summer | Summer | Summer | Summer | Summer | Summer | Summer
IL Fac. Spec. - NOX Rate Summer v3.1, Unit 3458 and retrofits | 384 | 7305 | Rate Constraint in lbs/MMBtu | FALSE | L | Annual | Standard NOX | lb/MMBtu | 0.25 | 0.25 | 0.25 | 0.25 | 0.25 | 0.25 | 0.25
IL Fac. Spec. - NOX Rate Summer v3.1, Unit 3458 and retrofits | 384 | 7305 | Rate Constraint in lbs/MMBtu | FALSE | L | Annual | Emissions at Affected Plants NOX | Thousand Tons | 0.16097 | 0 | 0 | 0 | 0 | 0 | 0
IL Fac. Spec. - NOX Rate Summer v3.1, Unit 3458 and retrofits | 384 | 7305 | Rate Constraint in lbs/MMBtu | FALSE | L | Annual | Allowances Purchased NOX | Thousand Tons | 0 | 0 | 0 | 0 | 0 | 0 | 0
IL Fac. Spec. - NOX Rate Summer v3.1, Unit 3458 and retrofits | 384 | 7305 | Rate Constraint in lbs/MMBtu | FALSE | L | Annual | Allowances Sold NOX | Thousand Tons | 0 | 0 | 0 | 0 | 0 | 0 | 0
IL Fac. Spec. - NOX Rate Summer v3.1, Unit 3458 and retrofits | 384 | 7305 | Rate Constraint in lbs/MMBtu | FALSE | L | Annual | Allowances Banked | Thousand Tons | 0 | 0 | 0 | 0 | 0 | 0 | 0
IL Fac. Spec. - NOX Rate Summer v3.1, Unit 3458 and retrofits | 384 | 7305 | Rate Constraint in lbs/MMBtu | FALSE | L | Annual | Allowances Withdrawn (1:1) | Thousand Tons | 0 | 0 | 0 | 0 | 0 | 0 | 0
IL Fac. Spec. - NOX Rate Summer v3.1, Unit 3458 and retrofits | 384 | 7305 | Rate Constraint in lbs/MMBtu | FALSE | L | Annual | Allowances Withdrawn (n:1) | Thousand Tons | 0 | 0 | 0 | 0 | 0 | 0 | 0
IL Fac. Spec. - NOX Rate Summer v3.1, Unit 3458 and retrofits | 384 | 7305 | Rate Constraint in lbs/MMBtu | FALSE | L | Annual | Net Emissions Allowance Position | Thousand Tons | 0.16097 | 0 | 0 | 0 | 0 | 0 | 0
IL Fac. Spec. - NOX Rate Summer v3.1, Unit 3458 and retrofits | 384 | 7305 | Rate Constraint in lbs/MMBtu | FALSE | L | Annual | Fuel Consumed | TBtu | 4.2083 | 0 | 0 | 0 | 0 | 0 | 0
IL Fac. Spec. - NOX Rate Summer v3.1, Unit 3458 and retrofits | 384 | 7305 | Rate Constraint in lbs/MMBtu | FALSE | L | Annual | Rate | lb/MMBtu | 0.0765 | 0 | 0 | 0 | 0 | 0 | 0
IL Fac. Spec. - NOX Rate Summer v3.1, Unit 3458 and retrofits | 384 | 7305 | Rate Constraint in lbs/MMBtu | FALSE | L | Annual | Generation | TWh | 0.36635 | 0 | 0 | 0 | 0 | 0 | 0
IL Fac. Spec. - NOX Rate Summer v3.1, Unit 3458 and retrofits | 384 | 7305 | Rate Constraint in lbs/MMBtu | FALSE | L | Annual | Qualifying Generation | TWh | 0.36635 | 0 | 0 | 0 | 0 | 0 | 0
IL Fac. Spec. - NOX Rate Summer v3.1, Unit 3458 and retrofits | 384 | 7305 | Rate Constraint in lbs/MMBtu | FALSE | L | Annual | Rate | lb/MWh | 0.87876 | 0 | 0 | 0 | 0 | 0 | 0
IL Fac. Spec. - NOX Rate Summer v3.1, Unit 3458 and retrofits | 384 | 7305 | Rate Constraint in lbs/MMBtu | FALSE | L | Annual | Constraint Shadow Price | US2022$/Ton | 0 | 0 | 0 | 0 | 0 | 0 | 0
IL Fac. Spec. - NOX Rate Summer v3.1, Unit 238 and retrofits | 385 | 7305 | Rate Constraint in lbs/MMBtu | FALSE | L | Annual | Seasons Included | Seasons | Summer | Summer | Summer | Summer | Summer | Summer | Summer
IL Fac. Spec. - NOX Rate Summer v3.1, Unit 238 and retrofits | 385 | 7305 | Rate Constraint in lbs/MMBtu | FALSE | L | Annual | Standard NOX | lb/MMBtu | 0.25 | 0.25 | 0.25 | 0.25 | 0.25 | 0.25 | 0.25
IL Fac. Spec. - NOX Rate Summer v3.1, Unit 238 and retrofits | 385 | 7305 | Rate Constraint in lbs/MMBtu | FALSE | L | Annual | Emissions at Affected Plants NOX | Thousand Tons | 0.0018875 | 0.0018875 | 0.0014561 | 0 | 0 | 0 | 0
IL Fac. Spec. - NOX Rate Summer v3.1, Unit 238 and retrofits | 385 | 7305 | Rate Constraint in lbs/MMBtu | FALSE | L | Annual | Allowances Purchased NOX | Thousand Tons | 0 | 0 | 0 | 0 | 0 | 0 | 0
IL Fac. Spec. - NOX Rate Summer v3.1, Unit 238 and retrofits | 385 | 7305 | Rate Constraint in lbs/MMBtu | FALSE | L | Annual | Allowances Sold NOX | Thousand Tons | 0 | 0 | 0 | 0 | 0 | 0 | 0
IL Fac. Spec. - NOX Rate Summer v3.1, Unit 238 and retrofits | 385 | 7305 | Rate Constraint in lbs/MMBtu | FALSE | L | Annual | Allowances Banked | Thousand Tons | 0 | 0 | 0 | 0 | 0 | 0 | 0
IL Fac. Spec. - NOX Rate Summer v3.1, Unit 238 and retrofits | 385 | 7305 | Rate Constraint in lbs/MMBtu | FALSE | L | Annual | Allowances Withdrawn (1:1) | Thousand Tons | 0 | 0 | 0 | 0 | 0 | 0 | 0
IL Fac. Spec. - NOX Rate Summer v3.1, Unit 238 and retrofits | 385 | 7305 | Rate Constraint in lbs/MMBtu | FALSE | L | Annual | Allowances Withdrawn (n:1) | Thousand Tons | 0 | 0 | 0 | 0 | 0 | 0 | 0
IL Fac. Spec. - NOX Rate Summer v3.1, Unit 238 and retrofits | 385 | 7305 | Rate Constraint in lbs/MMBtu | FALSE | L | Annual | Net Emissions Allowance Position | Thousand Tons | 0.0018875 | 0.0018875 | 0.0014561 | 0 | 0 | 0 | 0
IL Fac. Spec. - NOX Rate Summer v3.1, Unit 238 and retrofits | 385 | 7305 | Rate Constraint in lbs/MMBtu | FALSE | L | Annual | Fuel Consumed | TBtu | 0.11218 | 0.11218 | 0.086546 | 0 | 0 | 0 | 0
IL Fac. Spec. - NOX Rate Summer v3.1, Unit 238 and retrofits | 385 | 7305 | Rate Constraint in lbs/MMBtu | FALSE | L | Annual | Rate | lb/MMBtu | 0.03365 | 0.03365 | 0.03365 | 0 | 0 | 0 | 0
IL Fac. Spec. - NOX Rate Summer v3.1, Unit 238 and retrofits | 385 | 7305 | Rate Constraint in lbs/MMBtu | FALSE | L | Annual | Generation | TWh | 0.0099399 | 0.0099399 | 0.0076685 | 0 | 0 | 0 | 0
IL Fac. Spec. - NOX Rate Summer v3.1, Unit 238 and retrofits | 385 | 7305 | Rate Constraint in lbs/MMBtu | FALSE | L | Annual | Qualifying Generation | TWh | 0.0099399 | 0.0099399 | 0.0076685 | 0 | 0 | 0 | 0
IL Fac. Spec. - NOX Rate Summer v3.1, Unit 238 and retrofits | 385 | 7305 | Rate Constraint in lbs/MMBtu | FALSE | L | Annual | Rate | lb/MWh | 0.37977 | 0.37977 | 0.37977 | 0 | 0 | 0 | 0
IL Fac. Spec. - NOX Rate Summer v3.1, Unit 238 and retrofits | 385 | 7305 | Rate Constraint in lbs/MMBtu | FALSE | L | Annual | Constraint Shadow Price | US2022$/Ton | 0 | 0 | 0 | 0 | 0 | 0 | 0
IL Fac. Spec. - NOX Rate Summer v3.1, Unit 239 and retrofits | 386 | 7305 | Rate Constraint in lbs/MMBtu | FALSE | L | Annual | Seasons Included | Seasons | Summer | Summer | Summer | Summer | Summer | Summer | Summer
IL Fac. Spec. - NOX Rate Summer v3.1, Unit 239 and retrofits | 386 | 7305 | Rate Constraint in lbs/MMBtu | FALSE | L | Annual | Standard NOX | lb/MMBtu | 0.25 | 0.25 | 0.25 | 0.25 | 0.25 | 0.25 | 0.25
IL Fac. Spec. - NOX Rate Summer v3.1, Unit 239 and retrofits | 386 | 7305 | Rate Constraint in lbs/MMBtu | FALSE | L | Annual | Emissions at Affected Plants NOX | Thousand Tons | 0.0018297 | 0.0018297 | 0.0014537 | 0 | 0 | 0 | 0
IL Fac. Spec. - NOX Rate Summer v3.1, Unit 239 and retrofits | 386 | 7305 | Rate Constraint in lbs/MMBtu | FALSE | L | Annual | Allowances Purchased NOX | Thousand Tons | 0 | 0 | 0 | 0 | 0 | 0 | 0
IL Fac. Spec. - NOX Rate Summer v3.1, Unit 239 and retrofits | 386 | 7305 | Rate Constraint in lbs/MMBtu | FALSE | L | Annual | Allowances Sold NOX | Thousand Tons | 0 | 0 | 0 | 0 | 0 | 0 | 0
IL Fac. Spec. - NOX Rate Summer v3.1, Unit 239 and retrofits | 386 | 7305 | Rate Constraint in lbs/MMBtu | FALSE | L | Annual | Allowances Banked | Thousand Tons | 0 | 0 | 0 | 0 | 0 | 0 | 0
IL Fac. Spec. - NOX Rate Summer v3.1, Unit 239 and retrofits | 386 | 7305 | Rate Constraint in lbs/MMBtu | FALSE | L | Annual | Allowances Withdrawn (1:1) | Thousand Tons | 0 | 0 | 0 | 0 | 0 | 0 | 0
IL Fac. Spec. - NOX Rate Summer v3.1, Unit 239 and retrofits | 386 | 7305 | Rate Constraint in lbs/MMBtu | FALSE | L | Annual | Allowances Withdrawn (n:1) | Thousand Tons | 0 | 0 | 0 | 0 | 0 | 0 | 0
IL Fac. Spec. - NOX Rate Summer v3.1, Unit 239 and retrofits | 386 | 7305 | Rate Constraint in lbs/MMBtu | FALSE | L | Annual | Net Emissions Allowance Position | Thousand Tons | 0.0018297 | 0.0018297 | 0.0014537 | 0 | 0 | 0 | 0
IL Fac. Spec. - NOX Rate Summer v3.1, Unit 239 and retrofits | 386 | 7305 | Rate Constraint in lbs/MMBtu | FALSE | L | Annual | Fuel Consumed | TBtu | 0.11218 | 0.11218 | 0.089131 | 0 | 0 | 0 | 0
IL Fac. Spec. - NOX Rate Summer v3.1, Unit 239 and retrofits | 386 | 7305 | Rate Constraint in lbs/MMBtu | FALSE | L | Annual | Rate | lb/MMBtu | 0.03262 | 0.03262 | 0.03262 | 0 | 0 | 0 | 0
IL Fac. Spec. - NOX Rate Summer v3.1, Unit 239 and retrofits | 386 | 7305 | Rate Constraint in lbs/MMBtu | FALSE | L | Annual | Generation | TWh | 0.0099399 | 0.0099399 | 0.0078974 | 0 | 0 | 0 | 0
IL Fac. Spec. - NOX Rate Summer v3.1, Unit 239 and retrofits | 386 | 7305 | Rate Constraint in lbs/MMBtu | FALSE | L | Annual | Qualifying Generation | TWh | 0.0099399 | 0.0099399 | 0.0078974 | 0 | 0 | 0 | 0
IL Fac. Spec. - NOX Rate Summer v3.1, Unit 239 and retrofits | 386 | 7305 | Rate Constraint in lbs/MMBtu | FALSE | L | Annual | Rate | lb/MWh | 0.36815 | 0.36815 | 0.36815 | 0 | 0 | 0 | 0
IL Fac. Spec. - NOX Rate Summer v3.1, Unit 239 and retrofits | 386 | 7305 | Rate Constraint in lbs/MMBtu | FALSE | L | Annual | Constraint Shadow Price | US2022$/Ton | 0 | 0 | 0 | 0 | 0 | 0 | 0
IL Fac. Spec. - NOX Rate Summer v3.1, Unit 240 and retrofits | 387 | 7305 | Rate Constraint in lbs/MMBtu | FALSE | L | Annual | Seasons Included | Seasons | Summer | Summer | Summer | Summer | Summer | Summer | Summer
IL Fac. Spec. - NOX Rate Summer v3.1, Unit 240 and retrofits | 387 | 7305 | Rate Constraint in lbs/MMBtu | FALSE | L | Annual | Standard NOX | lb/MMBtu | 0.25 | 0.25 | 0.25 | 0.25 | 0.25 | 0.25 | 0.25
IL Fac. Spec. - NOX Rate Summer v3.1, Unit 240 and retrofits | 387 | 7305 | Rate Constraint in lbs/MMBtu | FALSE | L | Annual | Emissions at Affected Plants NOX | Thousand Tons | 0.001975 | 0.001975 | 0.0015691 | 0 | 0 | 0 | 0
IL Fac. Spec. - NOX Rate Summer v3.1, Unit 240 and retrofits | 387 | 7305 | Rate Constraint in lbs/MMBtu | FALSE | L | Annual | Allowances Purchased NOX | Thousand Tons | 0 | 0 | 0 | 0 | 0 | 0 | 0
IL Fac. Spec. - NOX Rate Summer v3.1, Unit 240 and retrofits | 387 | 7305 | Rate Constraint in lbs/MMBtu | FALSE | L | Annual | Allowances Sold NOX | Thousand Tons | 0 | 0 | 0 | 0 | 0 | 0 | 0
IL Fac. Spec. - NOX Rate Summer v3.1, Unit 240 and retrofits | 387 | 7305 | Rate Constraint in lbs/MMBtu | FALSE | L | Annual | Allowances Banked | Thousand Tons | 0 | 0 | 0 | 0 | 0 | 0 | 0
IL Fac. Spec. - NOX Rate Summer v3.1, Unit 240 and retrofits | 387 | 7305 | Rate Constraint in lbs/MMBtu | FALSE | L | Annual | Allowances Withdrawn (1:1) | Thousand Tons | 0 | 0 | 0 | 0 | 0 | 0 | 0
IL Fac. Spec. - NOX Rate Summer v3.1, Unit 240 and retrofits | 387 | 7305 | Rate Constraint in lbs/MMBtu | FALSE | L | Annual | Allowances Withdrawn (n:1) | Thousand Tons | 0 | 0 | 0 | 0 | 0 | 0 | 0
IL Fac. Spec. - NOX Rate Summer v3.1, Unit 240 and retrofits | 387 | 7305 | Rate Constraint in lbs/MMBtu | FALSE | L | Annual | Net Emissions Allowance Position | Thousand Tons | 0.001975 | 0.001975 | 0.0015691 | 0 | 0 | 0 | 0
IL Fac. Spec. - NOX Rate Summer v3.1, Unit 240 and retrofits | 387 | 7305 | Rate Constraint in lbs/MMBtu | FALSE | L | Annual | Fuel Consumed | TBtu | 0.11218 | 0.11218 | 0.089131 | 0 | 0 | 0 | 0
IL Fac. Spec. - NOX Rate Summer v3.1, Unit 240 and retrofits | 387 | 7305 | Rate Constraint in lbs/MMBtu | FALSE | L | Annual | Rate | lb/MMBtu | 0.03521 | 0.03521 | 0.03521 | 0 | 0 | 0 | 0
IL Fac. Spec. - NOX Rate Summer v3.1, Unit 240 and retrofits | 387 | 7305 | Rate Constraint in lbs/MMBtu | FALSE | L | Annual | Generation | TWh | 0.0099399 | 0.0099399 | 0.0078974 | 0 | 0 | 0 | 0
IL Fac. Spec. - NOX Rate Summer v3.1, Unit 240 and retrofits | 387 | 7305 | Rate Constraint in lbs/MMBtu | FALSE | L | Annual | Qualifying Generation | TWh | 0.0099399 | 0.0099399 | 0.0078974 | 0 | 0 | 0 | 0
IL Fac. Spec. - NOX Rate Summer v3.1, Unit 240 and retrofits | 387 | 7305 | Rate Constraint in lbs/MMBtu | FALSE | L | Annual | Rate | lb/MWh | 0.39738 | 0.39738 | 0.39738 | 0 | 0 | 0 | 0
IL Fac. Spec. - NOX Rate Summer v3.1, Unit 240 and retrofits | 387 | 7305 | Rate Constraint in lbs/MMBtu | FALSE | L | Annual | Constraint Shadow Price | US2022$/Ton | 0 | 0 | 0 | 0 | 0 | 0 | 0
IL Fac. Spec. - NOX Rate Summer v3.1, Unit 247 and retrofits | 388 | 7305 | Rate Constraint in lbs/MMBtu | FALSE | L | Annual | Seasons Included | Seasons | Summer | Summer | Summer | Summer | Summer | Summer | Summer
IL Fac. Spec. - NOX Rate Summer v3.1, Unit 247 and retrofits | 388 | 7305 | Rate Constraint in lbs/MMBtu | FALSE | L | Annual | Standard NOX | lb/MMBtu | 0.25 | 0.25 | 0.25 | 0.25 | 0.25 | 0.25 | 0.25
IL Fac. Spec. - NOX Rate Summer v3.1, Unit 247 and retrofits | 388 | 7305 | Rate Constraint in lbs/MMBtu | FALSE | L | Annual | Emissions at Affected Plants NOX | Thousand Tons | 0.00026457 | 0.00026457 | 0.00028269 | 0 | 0 | 0 | 0
IL Fac. Spec. - NOX Rate Summer v3.1, Unit 247 and retrofits | 388 | 7305 | Rate Constraint in lbs/MMBtu | FALSE | L | Annual | Allowances Purchased NOX | Thousand Tons | 0 | 0 | 0 | 0 | 0 | 0 | 0
IL Fac. Spec. - NOX Rate Summer v3.1, Unit 247 and retrofits | 388 | 7305 | Rate Constraint in lbs/MMBtu | FALSE | L | Annual | Allowances Sold NOX | Thousand Tons | 0 | 0 | 0 | 0 | 0 | 0 | 0
IL Fac. Spec. - NOX Rate Summer v3.1, Unit 247 and retrofits | 388 | 7305 | Rate Constraint in lbs/MMBtu | FALSE | L | Annual | Allowances Banked | Thousand Tons | 0 | 0 | 0 | 0 | 0 | 0 | 0
IL Fac. Spec. - NOX Rate Summer v3.1, Unit 247 and retrofits | 388 | 7305 | Rate Constraint in lbs/MMBtu | FALSE | L | Annual | Allowances Withdrawn (1:1) | Thousand Tons | 0 | 0 | 0 | 0 | 0 | 0 | 0
IL Fac. Spec. - NOX Rate Summer v3.1, Unit 247 and retrofits | 388 | 7305 | Rate Constraint in lbs/MMBtu | FALSE | L | Annual | Allowances Withdrawn (n:1) | Thousand Tons | 0 | 0 | 0 | 0 | 0 | 0 | 0
IL Fac. Spec. - NOX Rate Summer v3.1, Unit 247 and retrofits | 388 | 7305 | Rate Constraint in lbs/MMBtu | FALSE | L | Annual | Net Emissions Allowance Position | Thousand Tons | 0.00026457 | 0.00026457 | 0.00028269 | 0 | 0 | 0 | 0
IL Fac. Spec. - NOX Rate Summer v3.1, Unit 247 and retrofits | 388 | 7305 | Rate Constraint in lbs/MMBtu | FALSE | L | Annual | Fuel Consumed | TBtu | 0.031254 | 0.031254 | 0.033395 | 0 | 0 | 0 | 0
IL Fac. Spec. - NOX Rate Summer v3.1, Unit 247 and retrofits | 388 | 7305 | Rate Constraint in lbs/MMBtu | FALSE | L | Annual | Rate | lb/MMBtu | 0.01693 | 0.01693 | 0.01693 | 0 | 0 | 0 | 0
IL Fac. Spec. - NOX Rate Summer v3.1, Unit 247 and retrofits | 388 | 7305 | Rate Constraint in lbs/MMBtu | FALSE | L | Annual | Generation | TWh | 0.0029087 | 0.0029087 | 0.0031079 | 0 | 0 | 0 | 0
IL Fac. Spec. - NOX Rate Summer v3.1, Unit 247 and retrofits | 388 | 7305 | Rate Constraint in lbs/MMBtu | FALSE | L | Annual | Qualifying Generation | TWh | 0.0029087 | 0.0029087 | 0.0031079 | 0 | 0 | 0 | 0
IL Fac. Spec. - NOX Rate Summer v3.1, Unit 247 and retrofits | 388 | 7305 | Rate Constraint in lbs/MMBtu | FALSE | L | Annual | Rate | lb/MWh | 0.18191 | 0.18191 | 0.18191 | 0 | 0 | 0 | 0
IL Fac. Spec. - NOX Rate Summer v3.1, Unit 247 and retrofits | 388 | 7305 | Rate Constraint in lbs/MMBtu | FALSE | L | Annual | Constraint Shadow Price | US2022$/Ton | 0 | 0 | 0 | 0 | 0 | 0 | 0
IL Fac. Spec. - NOX Rate Summer v3.1, Unit 248 and retrofits | 389 | 7305 | Rate Constraint in lbs/MMBtu | FALSE | L | Annual | Seasons Included | Seasons | Summer | Summer | Summer | Summer | Summer | Summer | Summer
IL Fac. Spec. - NOX Rate Summer v3.1, Unit 248 and retrofits | 389 | 7305 | Rate Constraint in lbs/MMBtu | FALSE | L | Annual | Standard NOX | lb/MMBtu | 0.25 | 0.25 | 0.25 | 0.25 | 0.25 | 0.25 | 0.25
IL Fac. Spec. - NOX Rate Summer v3.1, Unit 248 and retrofits | 389 | 7305 | Rate Constraint in lbs/MMBtu | FALSE | L | Annual | Emissions at Affected Plants NOX | Thousand Tons | 0.00025222 | 0.00025222 | 0.00020039 | 0 | 0 | 0 | 0
IL Fac. Spec. - NOX Rate Summer v3.1, Unit 248 and retrofits | 389 | 7305 | Rate Constraint in lbs/MMBtu | FALSE | L | Annual | Allowances Purchased NOX | Thousand Tons | 0 | 0 | 0 | 0 | 0 | 0 | 0
IL Fac. Spec. - NOX Rate Summer v3.1, Unit 248 and retrofits | 389 | 7305 | Rate Constraint in lbs/MMBtu | FALSE | L | Annual | Allowances Sold NOX | Thousand Tons | 0 | 0 | 0 | 0 | 0 | 0 | 0
IL Fac. Spec. - NOX Rate Summer v3.1, Unit 248 and retrofits | 389 | 7305 | Rate Constraint in lbs/MMBtu | FALSE | L | Annual | Allowances Banked | Thousand Tons | 0 | 0 | 0 | 0 | 0 | 0 | 0
IL Fac. Spec. - NOX Rate Summer v3.1, Unit 248 and retrofits | 389 | 7305 | Rate Constraint in lbs/MMBtu | FALSE | L | Annual | Allowances Withdrawn (1:1) | Thousand Tons | 0 | 0 | 0 | 0 | 0 | 0 | 0
IL Fac. Spec. - NOX Rate Summer v3.1, Unit 248 and retrofits | 389 | 7305 | Rate Constraint in lbs/MMBtu | FALSE | L | Annual | Allowances Withdrawn (n:1) | Thousand Tons | 0 | 0 | 0 | 0 | 0 | 0 | 0
IL Fac. Spec. - NOX Rate Summer v3.1, Unit 248 and retrofits | 389 | 7305 | Rate Constraint in lbs/MMBtu | FALSE | L | Annual | Net Emissions Allowance Position | Thousand Tons | 0.00025222 | 0.00025222 | 0.00020039 | 0 | 0 | 0 | 0
IL Fac. Spec. - NOX Rate Summer v3.1, Unit 248 and retrofits | 389 | 7305 | Rate Constraint in lbs/MMBtu | FALSE | L | Annual | Fuel Consumed | TBtu | 0.031254 | 0.031254 | 0.024832 | 0 | 0 | 0 | 0
IL Fac. Spec. - NOX Rate Summer v3.1, Unit 248 and retrofits | 389 | 7305 | Rate Constraint in lbs/MMBtu | FALSE | L | Annual | Rate | lb/MMBtu | 0.01614 | 0.01614 | 0.01614 | 0 | 0 | 0 | 0
IL Fac. Spec. - NOX Rate Summer v3.1, Unit 248 and retrofits | 389 | 7305 | Rate Constraint in lbs/MMBtu | FALSE | L | Annual | Generation | TWh | 0.0029087 | 0.0029087 | 0.002311 | 0 | 0 | 0 | 0
IL Fac. Spec. - NOX Rate Summer v3.1, Unit 248 and retrofits | 389 | 7305 | Rate Constraint in lbs/MMBtu | FALSE | L | Annual | Qualifying Generation | TWh | 0.0029087 | 0.0029087 | 0.002311 | 0 | 0 | 0 | 0
IL Fac. Spec. - NOX Rate Summer v3.1, Unit 248 and retrofits | 389 | 7305 | Rate Constraint in lbs/MMBtu | FALSE | L | Annual | Rate | lb/MWh | 0.17342 | 0.17342 | 0.17342 | 0 | 0 | 0 | 0
IL Fac. Spec. - NOX Rate Summer v3.1, Unit 248 and retrofits | 389 | 7305 | Rate Constraint in lbs/MMBtu | FALSE | L | Annual | Constraint Shadow Price | US2022$/Ton | 0 | 0 | 0 | 0 | 0 | 0 | 0
IL Fac. Spec. - NOX Rate Summer v3.1, Unit 249 and retrofits | 390 | 7305 | Rate Constraint in lbs/MMBtu | FALSE | L | Annual | Seasons Included | Seasons | Summer | Summer | Summer | Summer | Summer | Summer | Summer
IL Fac. Spec. - NOX Rate Summer v3.1, Unit 249 and retrofits | 390 | 7305 | Rate Constraint in lbs/MMBtu | FALSE | L | Annual | Standard NOX | lb/MMBtu | 0.25 | 0.25 | 0.25 | 0.25 | 0.25 | 0.25 | 0.25
IL Fac. Spec. - NOX Rate Summer v3.1, Unit 249 and retrofits | 390 | 7305 | Rate Constraint in lbs/MMBtu | FALSE | L | Annual | Emissions at Affected Plants NOX | Thousand Tons | 0.00023378 | 0.00023378 | 0.00024979 | 0 | 0 | 0 | 0
IL Fac. Spec. - NOX Rate Summer v3.1, Unit 249 and retrofits | 390 | 7305 | Rate Constraint in lbs/MMBtu | FALSE | L | Annual | Allowances Purchased NOX | Thousand Tons | 0 | 0 | 0 | 0 | 0 | 0 | 0
IL Fac. Spec. - NOX Rate Summer v3.1, Unit 249 and retrofits | 390 | 7305 | Rate Constraint in lbs/MMBtu | FALSE | L | Annual | Allowances Sold NOX | Thousand Tons | 0 | 0 | 0 | 0 | 0 | 0 | 0
IL Fac. Spec. - NOX Rate Summer v3.1, Unit 249 and retrofits | 390 | 7305 | Rate Constraint in lbs/MMBtu | FALSE | L | Annual | Allowances Banked | Thousand Tons | 0 | 0 | 0 | 0 | 0 | 0 | 0
IL Fac. Spec. - NOX Rate Summer v3.1, Unit 249 and retrofits | 390 | 7305 | Rate Constraint in lbs/MMBtu | FALSE | L | Annual | Allowances Withdrawn (1:1) | Thousand Tons | 0 | 0 | 0 | 0 | 0 | 0 | 0
IL Fac. Spec. - NOX Rate Summer v3.1, Unit 249 and retrofits | 390 | 7305 | Rate Constraint in lbs/MMBtu | FALSE | L | Annual | Allowances Withdrawn (n:1) | Thousand Tons | 0 | 0 | 0 | 0 | 0 | 0 | 0
IL Fac. Spec. - NOX Rate Summer v3.1, Unit 249 and retrofits | 390 | 7305 | Rate Constraint in lbs/MMBtu | FALSE | L | Annual | Net Emissions Allowance Position | Thousand Tons | 0.00023378 | 0.00023378 | 0.00024979 | 0 | 0 | 0 | 0
IL Fac. Spec. - NOX Rate Summer v3.1, Unit 249 and retrofits | 390 | 7305 | Rate Constraint in lbs/MMBtu | FALSE | L | Annual | Fuel Consumed | TBtu | 0.031254 | 0.031254 | 0.033395 | 0 | 0 | 0 | 0
IL Fac. Spec. - NOX Rate Summer v3.1, Unit 249 and retrofits | 390 | 7305 | Rate Constraint in lbs/MMBtu | FALSE | L | Annual | Rate | lb/MMBtu | 0.01496 | 0.01496 | 0.01496 | 0 | 0 | 0 | 0
IL Fac. Spec. - NOX Rate Summer v3.1, Unit 249 and retrofits | 390 | 7305 | Rate Constraint in lbs/MMBtu | FALSE | L | Annual | Generation | TWh | 0.0029087 | 0.0029087 | 0.0031079 | 0 | 0 | 0 | 0
IL Fac. Spec. - NOX Rate Summer v3.1, Unit 249 and retrofits | 390 | 7305 | Rate Constraint in lbs/MMBtu | FALSE | L | Annual | Qualifying Generation | TWh | 0.0029087 | 0.0029087 | 0.0031079 | 0 | 0 | 0 | 0
IL Fac. Spec. - NOX Rate Summer v3.1, Unit 249 and retrofits | 390 | 7305 | Rate Constraint in lbs/MMBtu | FALSE | L | Annual | Rate | lb/MWh | 0.16075 | 0.16075 | 0.16075 | 0 | 0 | 0 | 0
IL Fac. Spec. - NOX Rate Summer v3.1, Unit 249 and retrofits | 390 | 7305 | Rate Constraint in lbs/MMBtu | FALSE | L | Annual | Constraint Shadow Price | US2022$/Ton | 0 | 0 | 0 | 0 | 0 | 0 | 0
IL Fac. Spec. - NOX Rate Summer v3.1, Unit 250 and retrofits | 391 | 7305 | Rate Constraint in lbs/MMBtu | FALSE | L | Annual | Seasons Included | Seasons | Summer | Summer | Summer | Summer | Summer | Summer | Summer
IL Fac. Spec. - NOX Rate Summer v3.1, Unit 250 and retrofits | 391 | 7305 | Rate Constraint in lbs/MMBtu | FALSE | L | Annual | Standard NOX | lb/MMBtu | 0.25 | 0.25 | 0.25 | 0.25 | 0.25 | 0.25 | 0.25
IL Fac. Spec. - NOX Rate Summer v3.1, Unit 250 and retrofits | 391 | 7305 | Rate Constraint in lbs/MMBtu | FALSE | L | Annual | Emissions at Affected Plants NOX | Thousand Tons | 0.00021972 | 0.00021972 | 0.00017457 | 0 | 0 | 0 | 0
IL Fac. Spec. - NOX Rate Summer v3.1, Unit 250 and retrofits | 391 | 7305 | Rate Constraint in lbs/MMBtu | FALSE | L | Annual | Allowances Purchased NOX | Thousand Tons | 0 | 0 | 0 | 0 | 0 | 0 | 0
IL Fac. Spec. - NOX Rate Summer v3.1, Unit 250 and retrofits | 391 | 7305 | Rate Constraint in lbs/MMBtu | FALSE | L | Annual | Allowances Sold NOX | Thousand Tons | 0 | 0 | 0 | 0 | 0 | 0 | 0
IL Fac. Spec. - NOX Rate Summer v3.1, Unit 250 and retrofits | 391 | 7305 | Rate Constraint in lbs/MMBtu | FALSE | L | Annual | Allowances Banked | Thousand Tons | 0 | 0 | 0 | 0 | 0 | 0 | 0
IL Fac. Spec. - NOX Rate Summer v3.1, Unit 250 and retrofits | 391 | 7305 | Rate Constraint in lbs/MMBtu | FALSE | L | Annual | Allowances Withdrawn (1:1) | Thousand Tons | 0 | 0 | 0 | 0 | 0 | 0 | 0
IL Fac. Spec. - NOX Rate Summer v3.1, Unit 250 and retrofits | 391 | 7305 | Rate Constraint in lbs/MMBtu | FALSE | L | Annual | Allowances Withdrawn (n:1) | Thousand Tons | 0 | 0 | 0 | 0 | 0 | 0 | 0
IL Fac. Spec. - NOX Rate Summer v3.1, Unit 250 and retrofits | 391 | 7305 | Rate Constraint in lbs/MMBtu | FALSE | L | Annual | Net Emissions Allowance Position | Thousand Tons | 0.00021972 | 0.00021972 | 0.00017457 | 0 | 0 | 0 | 0
IL Fac. Spec. - NOX Rate Summer v3.1, Unit 250 and retrofits | 391 | 7305 | Rate Constraint in lbs/MMBtu | FALSE | L | Annual | Fuel Consumed | TBtu | 0.031254 | 0.031254 | 0.024832 | 0 | 0 | 0 | 0
IL Fac. Spec. - NOX Rate Summer v3.1, Unit 250 and retrofits | 391 | 7305 | Rate Constraint in lbs/MMBtu | FALSE | L | Annual | Rate | lb/MMBtu | 0.01406 | 0.01406 | 0.01406 | 0 | 0 | 0 | 0
IL Fac. Spec. - NOX Rate Summer v3.1, Unit 250 and retrofits | 391 | 7305 | Rate Constraint in lbs/MMBtu | FALSE | L | Annual | Generation | TWh | 0.0029087 | 0.0029087 | 0.002311 | 0 | 0 | 0 | 0
IL Fac. Spec. - NOX Rate Summer v3.1, Unit 250 and retrofits | 391 | 7305 | Rate Constraint in lbs/MMBtu | FALSE | L | Annual | Qualifying Generation | TWh | 0.0029087 | 0.0029087 | 0.002311 | 0 | 0 | 0 | 0
IL Fac. Spec. - NOX Rate Summer v3.1, Unit 250 and retrofits | 391 | 7305 | Rate Constraint in lbs/MMBtu | FALSE | L | Annual | Rate | lb/MWh | 0.15107 | 0.15107 | 0.15107 | 0 | 0 | 0 | 0
IL Fac. Spec. - NOX Rate Summer v3.1, Unit 250 and retrofits | 391 | 7305 | Rate Constraint in lbs/MMBtu | FALSE | L | Annual | Constraint Shadow Price | US2022$/Ton | 0 | 0 | 0 | 0 | 0 | 0 | 0
IL Fac. Spec. - NOX Rate Summer v3.1, Unit 251 and retrofits | 392 | 7305 | Rate Constraint in lbs/MMBtu | FALSE | L | Annual | Seasons Included | Seasons | Summer | Summer | Summer | Summer | Summer | Summer | Summer
IL Fac. Spec. - NOX Rate Summer v3.1, Unit 251 and retrofits | 392 | 7305 | Rate Constraint in lbs/MMBtu | FALSE | L | Annual | Standard NOX | lb/MMBtu | 0.25 | 0.25 | 0.25 | 0.25 | 0.25 | 0.25 | 0.25
IL Fac. Spec. - NOX Rate Summer v3.1, Unit 251 and retrofits | 392 | 7305 | Rate Constraint in lbs/MMBtu | FALSE | L | Annual | Emissions at Affected Plants NOX | Thousand Tons | 0.0002816 | 0.0002816 | 0.00022374 | 0 | 0 | 0 | 0
IL Fac. Spec. - NOX Rate Summer v3.1, Unit 251 and retrofits | 392 | 7305 | Rate Constraint in lbs/MMBtu | FALSE | L | Annual | Allowances Purchased NOX | Thousand Tons | 0 | 0 | 0 | 0 | 0 | 0 | 0
IL Fac. Spec. - NOX Rate Summer v3.1, Unit 251 and retrofits | 392 | 7305 | Rate Constraint in lbs/MMBtu | FALSE | L | Annual | Allowances Sold NOX | Thousand Tons | 0 | 0 | 0 | 0 | 0 | 0 | 0
IL Fac. Spec. - NOX Rate Summer v3.1, Unit 251 and retrofits | 392 | 7305 | Rate Constraint in lbs/MMBtu | FALSE | L | Annual | Allowances Banked | Thousand Tons | 0 | 0 | 0 | 0 | 0 | 0 | 0
IL Fac. Spec. - NOX Rate Summer v3.1, Unit 251 and retrofits | 392 | 7305 | Rate Constraint in lbs/MMBtu | FALSE | L | Annual | Allowances Withdrawn (1:1) | Thousand Tons | 0 | 0 | 0 | 0 | 0 | 0 | 0
IL Fac. Spec. - NOX Rate Summer v3.1, Unit 251 and retrofits | 392 | 7305 | Rate Constraint in lbs/MMBtu | FALSE | L | Annual | Allowances Withdrawn (n:1) | Thousand Tons | 0 | 0 | 0 | 0 | 0 | 0 | 0
IL Fac. Spec. - NOX Rate Summer v3.1, Unit 251 and retrofits | 392 | 7305 | Rate Constraint in lbs/MMBtu | FALSE | L | Annual | Net Emissions Allowance Position | Thousand Tons | 0.0002816 | 0.0002816 | 0.00022374 | 0 | 0 | 0 | 0
IL Fac. Spec. - NOX Rate Summer v3.1, Unit 251 and retrofits | 392 | 7305 | Rate Constraint in lbs/MMBtu | FALSE | L | Annual | Fuel Consumed | TBtu | 0.031254 | 0.031254 | 0.024832 | 0 | 0 | 0 | 0
IL Fac. Spec. - NOX Rate Summer v3.1, Unit 251 and retrofits | 392 | 7305 | Rate Constraint in lbs/MMBtu | FALSE | L | Annual | Rate | lb/MMBtu | 0.01802 | 0.01802 | 0.01802 | 0 | 0 | 0 | 0
IL Fac. Spec. - NOX Rate Summer v3.1, Unit 251 and retrofits | 392 | 7305 | Rate Constraint in lbs/MMBtu | FALSE | L | Annual | Generation | TWh | 0.0029087 | 0.0029087 | 0.002311 | 0 | 0 | 0 | 0
IL Fac. Spec. - NOX Rate Summer v3.1, Unit 251 and retrofits | 392 | 7305 | Rate Constraint in lbs/MMBtu | FALSE | L | Annual | Qualifying Generation | TWh | 0.0029087 | 0.0029087 | 0.002311 | 0 | 0 | 0 | 0
IL Fac. Spec. - NOX Rate Summer v3.1, Unit 251 and retrofits | 392 | 7305 | Rate Constraint in lbs/MMBtu | FALSE | L | Annual | Rate | lb/MWh | 0.19362 | 0.19362 | 0.19362 | 0 | 0 | 0 | 0
IL Fac. Spec. - NOX Rate Summer v3.1, Unit 251 and retrofits | 392 | 7305 | Rate Constraint in lbs/MMBtu | FALSE | L | Annual | Constraint Shadow Price | US2022$/Ton | 0 | 0 | 0 | 0 | 0 | 0 | 0
IL Fac. Spec. - NOX Rate Summer v3.1, Unit 252 and retrofits | 393 | 7305 | Rate Constraint in lbs/MMBtu | FALSE | L | Annual | Seasons Included | Seasons | Summer | Summer | Summer | Summer | Summer | Summer | Summer
IL Fac. Spec. - NOX Rate Summer v3.1, Unit 252 and retrofits | 393 | 7305 | Rate Constraint in lbs/MMBtu | FALSE | L | Annual | Standard NOX | lb/MMBtu | 0.25 | 0.25 | 0.25 | 0.25 | 0.25 | 0.25 | 0.25
IL Fac. Spec. - NOX Rate Summer v3.1, Unit 252 and retrofits | 393 | 7305 | Rate Constraint in lbs/MMBtu | FALSE | L | Annual | Emissions at Affected Plants NOX | Thousand Tons | 0.00027613 | 0.00027613 | 0.00029504 | 0 | 0 | 0 | 0
IL Fac. Spec. - NOX Rate Summer v3.1, Unit 252 and retrofits | 393 | 7305 | Rate Constraint in lbs/MMBtu | FALSE | L | Annual | Allowances Purchased NOX | Thousand Tons | 0 | 0 | 0 | 0 | 0 | 0 | 0
IL Fac. Spec. - NOX Rate Summer v3.1, Unit 252 and retrofits | 393 | 7305 | Rate Constraint in lbs/MMBtu | FALSE | L | Annual | Allowances Sold NOX | Thousand Tons | 0 | 0 | 0 | 0 | 0 | 0 | 0
IL Fac. Spec. - NOX Rate Summer v3.1, Unit 252 and retrofits | 393 | 7305 | Rate Constraint in lbs/MMBtu | FALSE | L | Annual | Allowances Banked | Thousand Tons | 0 | 0 | 0 | 0 | 0 | 0 | 0
IL Fac. Spec. - NOX Rate Summer v3.1, Unit 252 and retrofits | 393 | 7305 | Rate Constraint in lbs/MMBtu | FALSE | L | Annual | Allowances Withdrawn (1:1) | Thousand Tons | 0 | 0 | 0 | 0 | 0 | 0 | 0
IL Fac. Spec. - NOX Rate Summer v3.1, Unit 252 and retrofits | 393 | 7305 | Rate Constraint in lbs/MMBtu | FALSE | L | Annual | Allowances Withdrawn (n:1) | Thousand Tons | 0 | 0 | 0 | 0 | 0 | 0 | 0
IL Fac. Spec. - NOX Rate Summer v3.1, Unit 252 and retrofits | 393 | 7305 | Rate Constraint in lbs/MMBtu | FALSE | L | Annual | Net Emissions Allowance Position | Thousand Tons | 0.00027613 | 0.00027613 | 0.00029504 | 0 | 0 | 0 | 0
IL Fac. Spec. - NOX Rate Summer v3.1, Unit 252 and retrofits | 393 | 7305 | Rate Constraint in lbs/MMBtu | FALSE | L | Annual | Fuel Consumed | TBtu | 0.031254 | 0.031254 | 0.033395 | 0 | 0 | 0 | 0
IL Fac. Spec. - NOX Rate Summer v3.1, Unit 252 and retrofits | 393 | 7305 | Rate Constraint in lbs/MMBtu | FALSE | L | Annual | Rate | lb/MMBtu | 0.01767 | 0.01767 | 0.01767 | 0 | 0 | 0 | 0
IL Fac. Spec. - NOX Rate Summer v3.1, Unit 252 and retrofits | 393 | 7305 | Rate Constraint in lbs/MMBtu | FALSE | L | Annual | Generation | TWh | 0.0029087 | 0.0029087 | 0.0031079 | 0 | 0 | 0 | 0
IL Fac. Spec. - NOX Rate Summer v3.1, Unit 252 and retrofits | 393 | 7305 | Rate Constraint in lbs/MMBtu | FALSE | L | Annual | Qualifying Generation | TWh | 0.0029087 | 0.0029087 | 0.0031079 | 0 | 0 | 0 | 0
IL Fac. Spec. - NOX Rate Summer v3.1, Unit 252 and retrofits | 393 | 7305 | Rate Constraint in lbs/MMBtu | FALSE | L | Annual | Rate | lb/MWh | 0.18986 | 0.18986 | 0.18986 | 0 | 0 | 0 | 0
IL Fac. Spec. - NOX Rate Summer v3.1, Unit 252 and retrofits | 393 | 7305 | Rate Constraint in lbs/MMBtu | FALSE | L | Annual | Constraint Shadow Price | US2022$/Ton | 0 | 0 | 0 | 0 | 0 | 0 | 0
IL Fac. Spec. - NOX Rate Summer v3.1, Unit 253 and retrofits | 394 | 7305 | Rate Constraint in lbs/MMBtu | FALSE | L | Annual | Seasons Included | Seasons | Summer | Summer | Summer | Summer | Summer | Summer | Summer
IL Fac. Spec. - NOX Rate Summer v3.1, Unit 253 and retrofits | 394 | 7305 | Rate Constraint in lbs/MMBtu | FALSE | L | Annual | Standard NOX | lb/MMBtu | 0.25 | 0.25 | 0.25 | 0.25 | 0.25 | 0.25 | 0.25
IL Fac. Spec. - NOX Rate Summer v3.1, Unit 253 and retrofits | 394 | 7305 | Rate Constraint in lbs/MMBtu | FALSE | L | Annual | Emissions at Affected Plants NOX | Thousand Tons | 0.00023065 | 0.00023065 | 0.00018326 | 0 | 0 | 0 | 0
IL Fac. Spec. - NOX Rate Summer v3.1, Unit 253 and retrofits | 394 | 7305 | Rate Constraint in lbs/MMBtu | FALSE | L | Annual | Allowances Purchased NOX | Thousand Tons | 0 | 0 | 0 | 0 | 0 | 0 | 0
IL Fac. Spec. - NOX Rate Summer v3.1, Unit 253 and retrofits | 394 | 7305 | Rate Constraint in lbs/MMBtu | FALSE | L | Annual | Allowances Sold NOX | Thousand Tons | 0 | 0 | 0 | 0 | 0 | 0 | 0
IL Fac. Spec. - NOX Rate Summer v3.1, Unit 253 and retrofits | 394 | 7305 | Rate Constraint in lbs/MMBtu | FALSE | L | Annual | Allowances Banked | Thousand Tons | 0 | 0 | 0 | 0 | 0 | 0 | 0
IL Fac. Spec. - NOX Rate Summer v3.1, Unit 253 and retrofits | 394 | 7305 | Rate Constraint in lbs/MMBtu | FALSE | L | Annual | Allowances Withdrawn (1:1) | Thousand Tons | 0 | 0 | 0 | 0 | 0 | 0 | 0
IL Fac. Spec. - NOX Rate Summer v3.1, Unit 253 and retrofits | 394 | 7305 | Rate Constraint in lbs/MMBtu | FALSE | L | Annual | Allowances Withdrawn (n:1) | Thousand Tons | 0 | 0 | 0 | 0 | 0 | 0 | 0
IL Fac. Spec. - NOX Rate Summer v3.1, Unit 253 and retrofits | 394 | 7305 | Rate Constraint in lbs/MMBtu | FALSE | L | Annual | Net Emissions Allowance Position | Thousand Tons | 0.00023065 | 0.00023065 | 0.00018326 | 0 | 0 | 0 | 0
IL Fac. Spec. - NOX Rate Summer v3.1, Unit 253 and retrofits | 394 | 7305 | Rate Constraint in lbs/MMBtu | FALSE | L | Annual | Fuel Consumed | TBtu | 0.031254 | 0.031254 | 0.024832 | 0 | 0 | 0 | 0
IL Fac. Spec. - NOX Rate Summer v3.1, Unit 253 and retrofits | 394 | 7305 | Rate Constraint in lbs/MMBtu | FALSE | L | Annual | Rate | lb/MMBtu | 0.01476 | 0.01476 | 0.01476 | 0 | 0 | 0 | 0
IL Fac. Spec. - NOX Rate Summer v3.1, Unit 253 and retrofits | 394 | 7305 | Rate Constraint in lbs/MMBtu | FALSE | L | Annual | Generation | TWh | 0.0029087 | 0.0029087 | 0.002311 | 0 | 0 | 0 | 0
IL Fac. Spec. - NOX Rate Summer v3.1, Unit 253 and retrofits | 394 | 7305 | Rate Constraint in lbs/MMBtu | FALSE | L | Annual | Qualifying Generation | TWh | 0.0029087 | 0.0029087 | 0.002311 | 0 | 0 | 0 | 0
IL Fac. Spec. - NOX Rate Summer v3.1, Unit 253 and retrofits | 394 | 7305 | Rate Constraint in lbs/MMBtu | FALSE | L | Annual | Rate | lb/MWh | 0.1586 | 0.1586 | 0.1586 | 0 | 0 | 0 | 0
IL Fac. Spec. - NOX Rate Summer v3.1, Unit 253 and retrofits | 394 | 7305 | Rate Constraint in lbs/MMBtu | FALSE | L | Annual | Constraint Shadow Price | US2022$/Ton | 0 | 0 | 0 | 0 | 0 | 0 | 0
IL Fac. Spec. - NOX Rate Summer v3.1, Unit 254 and retrofits | 395 | 7305 | Rate Constraint in lbs/MMBtu | FALSE | L | Annual | Seasons Included | Seasons | Summer | Summer | Summer | Summer | Summer | Summer | Summer
IL Fac. Spec. - NOX Rate Summer v3.1, Unit 254 and retrofits | 395 | 7305 | Rate Constraint in lbs/MMBtu | FALSE | L | Annual | Standard NOX | lb/MMBtu | 0.25 | 0.25 | 0.25 | 0.25 | 0.25 | 0.25 | 0.25
IL Fac. Spec. - NOX Rate Summer v3.1, Unit 254 and retrofits | 395 | 7305 | Rate Constraint in lbs/MMBtu | FALSE | L | Annual | Emissions at Affected Plants NOX | Thousand Tons | 0.00021753 | 0.00021753 | 0.00017283 | 0 | 0 | 0 | 0
IL Fac. Spec. - NOX Rate Summer v3.1, Unit 254 and retrofits | 395 | 7305 | Rate Constraint in lbs/MMBtu | FALSE | L | Annual | Allowances Purchased NOX | Thousand Tons | 0 | 0 | 0 | 0 | 0 | 0 | 0
IL Fac. Spec. - NOX Rate Summer v3.1, Unit 254 and retrofits | 395 | 7305 | Rate Constraint in lbs/MMBtu | FALSE | L | Annual | Allowances Sold NOX | Thousand Tons | 0 | 0 | 0 | 0 | 0 | 0 | 0
IL Fac. Spec. - NOX Rate Summer v3.1, Unit 254 and retrofits | 395 | 7305 | Rate Constraint in lbs/MMBtu | FALSE | L | Annual | Allowances Banked | Thousand Tons | 0 | 0 | 0 | 0 | 0 | 0 | 0
IL Fac. Spec. - NOX Rate Summer v3.1, Unit 254 and retrofits | 395 | 7305 | Rate Constraint in lbs/MMBtu | FALSE | L | Annual | Allowances Withdrawn (1:1) | Thousand Tons | 0 | 0 | 0 | 0 | 0 | 0 | 0
IL Fac. Spec. - NOX Rate Summer v3.1, Unit 254 and retrofits | 395 | 7305 | Rate Constraint in lbs/MMBtu | FALSE | L | Annual | Allowances Withdrawn (n:1) | Thousand Tons | 0 | 0 | 0 | 0 | 0 | 0 | 0
IL Fac. Spec. - NOX Rate Summer v3.1, Unit 254 and retrofits | 395 | 7305 | Rate Constraint in lbs/MMBtu | FALSE | L | Annual | Net Emissions Allowance Position | Thousand Tons | 0.00021753 | 0.00021753 | 0.00017283 | 0 | 0 | 0 | 0
IL Fac. Spec. - NOX Rate Summer v3.1, Unit 254 and retrofits | 395 | 7305 | Rate Constraint in lbs/MMBtu | FALSE | L | Annual | Fuel Consumed | TBtu | 0.031254 | 0.031254 | 0.024832 | 0 | 0 | 0 | 0
IL Fac. Spec. - NOX Rate Summer v3.1, Unit 254 and retrofits | 395 | 7305 | Rate Constraint in lbs/MMBtu | FALSE | L | Annual | Rate | lb/MMBtu | 0.01392 | 0.01392 | 0.01392 | 0 | 0 | 0 | 0
IL Fac. Spec. - NOX Rate Summer v3.1, Unit 254 and retrofits | 395 | 7305 | Rate Constraint in lbs/MMBtu | FALSE | L | Annual | Generation | TWh | 0.0029087 | 0.0029087 | 0.002311 | 0 | 0 | 0 | 0
IL Fac. Spec. - NOX Rate Summer v3.1, Unit 254 and retrofits | 395 | 7305 | Rate Constraint in lbs/MMBtu | FALSE | L | Annual | Qualifying Generation | TWh | 0.0029087 | 0.0029087 | 0.002311 | 0 | 0 | 0 | 0
IL Fac. Spec. - NOX Rate Summer v3.1, Unit 254 and retrofits | 395 | 7305 | Rate Constraint in lbs/MMBtu | FALSE | L | Annual | Rate | lb/MWh | 0.14957 | 0.14957 | 0.14957 | 0 | 0 | 0 | 0
IL Fac. Spec. - NOX Rate Summer v3.1, Unit 254 and retrofits | 395 | 7305 | Rate Constraint in lbs/MMBtu | FALSE | L | Annual | Constraint Shadow Price | US2022$/Ton | 0 | 0 | 0 | 0 | 0 | 0 | 0
IL Fac. Spec. - NOX Rate Summer v3.1, Unit 255 and retrofits | 396 | 7305 | Rate Constraint in lbs/MMBtu | FALSE | L | Annual | Seasons Included | Seasons | Summer | Summer | Summer | Summer | Summer | Summer | Summer
IL Fac. Spec. - NOX Rate Summer v3.1, Unit 255 and retrofits | 396 | 7305 | Rate Constraint in lbs/MMBtu | FALSE | L | Annual | Standard NOX | lb/MMBtu | 0.25 | 0.25 | 0.25 | 0.25 | 0.25 | 0.25 | 0.25
IL Fac. Spec. - NOX Rate Summer v3.1, Unit 255 and retrofits | 396 | 7305 | Rate Constraint in lbs/MMBtu | FALSE | L | Annual | Emissions at Affected Plants NOX | Thousand Tons | 0.00027238 | 0.00027238 | 0.00029103 | 0 | 0 | 0 | 0
IL Fac. Spec. - NOX Rate Summer v3.1, Unit 255 and retrofits | 396 | 7305 | Rate Constraint in lbs/MMBtu | FALSE | L | Annual | Allowances Purchased NOX | Thousand Tons | 0 | 0 | 0 | 0 | 0 | 0 | 0
IL Fac. Spec. - NOX Rate Summer v3.1, Unit 255 and retrofits | 396 | 7305 | Rate Constraint in lbs/MMBtu | FALSE | L | Annual | Allowances Sold NOX | Thousand Tons | 0 | 0 | 0 | 0 | 0 | 0 | 0
IL Fac. Spec. - NOX Rate Summer v3.1, Unit 255 and retrofits | 396 | 7305 | Rate Constraint in lbs/MMBtu | FALSE | L | Annual | Allowances Banked | Thousand Tons | 0 | 0 | 0 | 0 | 0 | 0 | 0
IL Fac. Spec. - NOX Rate Summer v3.1, Unit 255 and retrofits | 396 | 7305 | Rate Constraint in lbs/MMBtu | FALSE | L | Annual | Allowances Withdrawn (1:1) | Thousand Tons | 0 | 0 | 0 | 0 | 0 | 0 | 0
IL Fac. Spec. - NOX Rate Summer v3.1, Unit 255 and retrofits | 396 | 7305 | Rate Constraint in lbs/MMBtu | FALSE | L | Annual | Allowances Withdrawn (n:1) | Thousand Tons | 0 | 0 | 0 | 0 | 0 | 0 | 0
IL Fac. Spec. - NOX Rate Summer v3.1, Unit 255 and retrofits | 396 | 7305 | Rate Constraint in lbs/MMBtu | FALSE | L | Annual | Net Emissions Allowance Position | Thousand Tons | 0.00027238 | 0.00027238 | 0.00029103 | 0 | 0 | 0 | 0
IL Fac. Spec. - NOX Rate Summer v3.1, Unit 255 and retrofits | 396 | 7305 | Rate Constraint in lbs/MMBtu | FALSE | L | Annual | Fuel Consumed | TBtu | 0.031254 | 0.031254 | 0.033395 | 0 | 0 | 0 | 0
IL Fac. Spec. - NOX Rate Summer v3.1, Unit 255 and retrofits | 396 | 7305 | Rate Constraint in lbs/MMBtu | FALSE | L | Annual | Rate | lb/MMBtu | 0.01743 | 0.01743 | 0.01743 | 0 | 0 | 0 | 0
IL Fac. Spec. - NOX Rate Summer v3.1, Unit 255 and retrofits | 396 | 7305 | Rate Constraint in lbs/MMBtu | FALSE | L | Annual | Generation | TWh | 0.0029087 | 0.0029087 | 0.0031079 | 0 | 0 | 0 | 0
IL Fac. Spec. - NOX Rate Summer v3.1, Unit 255 and retrofits | 396 | 7305 | Rate Constraint in lbs/MMBtu | FALSE | L | Annual | Qualifying Generation | TWh | 0.0029087 | 0.0029087 | 0.0031079 | 0 | 0 | 0 | 0
IL Fac. Spec. - NOX Rate Summer v3.1, Unit 255 and retrofits | 396 | 7305 | Rate Constraint in lbs/MMBtu | FALSE | L | Annual | Rate | lb/MWh | 0.18729 | 0.18729 | 0.18729 | 0 | 0 | 0 | 0
IL Fac. Spec. - NOX Rate Summer v3.1, Unit 255 and retrofits | 396 | 7305 | Rate Constraint in lbs/MMBtu | FALSE | L | Annual | Constraint Shadow Price | US2022$/Ton | 0 | 0 | 0 | 0 | 0 | 0 | 0
IL Fac. Spec. - NOX Rate Summer v3.1, Unit 256 and retrofits | 397 | 7305 | Rate Constraint in lbs/MMBtu | FALSE | L | Annual | Seasons Included | Seasons | Summer | Summer | Summer | Summer | Summer | Summer | Summer
IL Fac. Spec. - NOX Rate Summer v3.1, Unit 256 and retrofits | 397 | 7305 | Rate Constraint in lbs/MMBtu | FALSE | L | Annual | Standard NOX | lb/MMBtu | 0.25 | 0.25 | 0.25 | 0.25 | 0.25 | 0.25 | 0.25
IL Fac. Spec. - NOX Rate Summer v3.1, Unit 256 and retrofits | 397 | 7305 | Rate Constraint in lbs/MMBtu | FALSE | L | Annual | Emissions at Affected Plants NOX | Thousand Tons | 0.00034114 | 0.00034114 | 0.00027104 | 0 | 0 | 0 | 0
IL Fac. Spec. - NOX Rate Summer v3.1, Unit 256 and retrofits | 397 | 7305 | Rate Constraint in lbs/MMBtu | FALSE | L | Annual | Allowances Purchased NOX | Thousand Tons | 0 | 0 | 0 | 0 | 0 | 0 | 0
IL Fac. Spec. - NOX Rate Summer v3.1, Unit 256 and retrofits | 397 | 7305 | Rate Constraint in lbs/MMBtu | FALSE | L | Annual | Allowances Sold NOX | Thousand Tons | 0 | 0 | 0 | 0 | 0 | 0 | 0
IL Fac. Spec. - NOX Rate Summer v3.1, Unit 256 and retrofits | 397 | 7305 | Rate Constraint in lbs/MMBtu | FALSE | L | Annual | Allowances Banked | Thousand Tons | 0 | 0 | 0 | 0 | 0 | 0 | 0
IL Fac. Spec. - NOX Rate Summer v3.1, Unit 256 and retrofits | 397 | 7305 | Rate Constraint in lbs/MMBtu | FALSE | L | Annual | Allowances Withdrawn (1:1) | Thousand Tons | 0 | 0 | 0 | 0 | 0 | 0 | 0
IL Fac. Spec. - NOX Rate Summer v3.1, Unit 256 and retrofits | 397 | 7305 | Rate Constraint in lbs/MMBtu | FALSE | L | Annual | Allowances Withdrawn (n:1) | Thousand Tons | 0 | 0 | 0 | 0 | 0 | 0 | 0
IL Fac. Spec. - NOX Rate Summer v3.1, Unit 256 and retrofits | 397 | 7305 | Rate Constraint in lbs/MMBtu | FALSE | L | Annual | Net Emissions Allowance Position | Thousand Tons | 0.00034114 | 0.00034114 | 0.00027104 | 0 | 0 | 0 | 0
IL Fac. Spec. - NOX Rate Summer v3.1, Unit 256 and retrofits | 397 | 7305 | Rate Constraint in lbs/MMBtu | FALSE | L | Annual | Fuel Consumed | TBtu | 0.031254 | 0.031254 | 0.024832 | 0 | 0 | 0 | 0
IL Fac. Spec. - NOX Rate Summer v3.1, Unit 256 and retrofits | 397 | 7305 | Rate Constraint in lbs/MMBtu | FALSE | L | Annual | Rate | lb/MMBtu | 0.02183 | 0.02183 | 0.02183 | 0 | 0 | 0 | 0
IL Fac. Spec. - NOX Rate Summer v3.1, Unit 256 and retrofits | 397 | 7305 | Rate Constraint in lbs/MMBtu | FALSE | L | Annual | Generation | TWh | 0.0029087 | 0.0029087 | 0.002311 | 0 | 0 | 0 | 0
IL Fac. Spec. - NOX Rate Summer v3.1, Unit 256 and retrofits | 397 | 7305 | Rate Constraint in lbs/MMBtu | FALSE | L | Annual | Qualifying Generation | TWh | 0.0029087 | 0.0029087 | 0.002311 | 0 | 0 | 0 | 0
IL Fac. Spec. - NOX Rate Summer v3.1, Unit 256 and retrofits | 397 | 7305 | Rate Constraint in lbs/MMBtu | FALSE | L | Annual | Rate | lb/MWh | 0.23456 | 0.23456 | 0.23456 | 0 | 0 | 0 | 0
IL Fac. Spec. - NOX Rate Summer v3.1, Unit 256 and retrofits | 397 | 7305 | Rate Constraint in lbs/MMBtu | FALSE | L | Annual | Constraint Shadow Price | US2022$/Ton | 0 | 0 | 0 | 0 | 0 | 0 | 0
IL Fac. Spec. - NOX Rate Summer v3.1, Unit 257 and retrofits | 398 | 7305 | Rate Constraint in lbs/MMBtu | FALSE | L | Annual | Seasons Included | Seasons | Summer | Summer | Summer | Summer | Summer | Summer | Summer
IL Fac. Spec. - NOX Rate Summer v3.1, Unit 257 and retrofits | 398 | 7305 | Rate Constraint in lbs/MMBtu | FALSE | L | Annual | Standard NOX | lb/MMBtu | 0.25 | 0.25 | 0.25 | 0.25 | 0.25 | 0.25 | 0.25
IL Fac. Spec. - NOX Rate Summer v3.1, Unit 257 and retrofits | 398 | 7305 | Rate Constraint in lbs/MMBtu | FALSE | L | Annual | Emissions at Affected Plants NOX | Thousand Tons | 0.00033004 | 0.00033004 | 0.00026223 | 0 | 0 | 0 | 0
IL Fac. Spec. - NOX Rate Summer v3.1, Unit 257 and retrofits | 398 | 7305 | Rate Constraint in lbs/MMBtu | FALSE | L | Annual | Allowances Purchased NOX | Thousand Tons | 0 | 0 | 0 | 0 | 0 | 0 | 0
IL Fac. Spec. - NOX Rate Summer v3.1, Unit 257 and retrofits | 398 | 7305 | Rate Constraint in lbs/MMBtu | FALSE | L | Annual | Allowances Sold NOX | Thousand Tons | 0 | 0 | 0 | 0 | 0 | 0 | 0
IL Fac. Spec. - NOX Rate Summer v3.1, Unit 257 and retrofits | 398 | 7305 | Rate Constraint in lbs/MMBtu | FALSE | L | Annual | Allowances Banked | Thousand Tons | 0 | 0 | 0 | 0 | 0 | 0 | 0
IL Fac. Spec. - NOX Rate Summer v3.1, Unit 257 and retrofits | 398 | 7305 | Rate Constraint in lbs/MMBtu | FALSE | L | Annual | Allowances Withdrawn (1:1) | Thousand Tons | 0 | 0 | 0 | 0 | 0 | 0 | 0
IL Fac. Spec. - NOX Rate Summer v3.1, Unit 257 and retrofits | 398 | 7305 | Rate Constraint in lbs/MMBtu | FALSE | L | Annual | Allowances Withdrawn (n:1) | Thousand Tons | 0 | 0 | 0 | 0 | 0 | 0 | 0
IL Fac. Spec. - NOX Rate Summer v3.1, Unit 257 and retrofits | 398 | 7305 | Rate Constraint in lbs/MMBtu | FALSE | L | Annual | Net Emissions Allowance Position | Thousand Tons | 0.00033004 | 0.00033004 | 0.00026223 | 0 | 0 | 0 | 0
IL Fac. Spec. - NOX Rate Summer v3.1, Unit 257 and retrofits | 398 | 7305 | Rate Constraint in lbs/MMBtu | FALSE | L | Annual | Fuel Consumed | TBtu | 0.031254 | 0.031254 | 0.024832 | 0 | 0 | 0 | 0
IL Fac. Spec. - NOX Rate Summer v3.1, Unit 257 and retrofits | 398 | 7305 | Rate Constraint in lbs/MMBtu | FALSE | L | Annual | Rate | lb/MMBtu | 0.02112 | 0.02112 | 0.02112 | 0 | 0 | 0 | 0
IL Fac. Spec. - NOX Rate Summer v3.1, Unit 257 and retrofits | 398 | 7305 | Rate Constraint in lbs/MMBtu | FALSE | L | Annual | Generation | TWh | 0.0029087 | 0.0029087 | 0.002311 | 0 | 0 | 0 | 0
IL Fac. Spec. - NOX Rate Summer v3.1, Unit 257 and retrofits | 398 | 7305 | Rate Constraint in lbs/MMBtu | FALSE | L | Annual | Qualifying Generation | TWh | 0.0029087 | 0.0029087 | 0.002311 | 0 | 0 | 0 | 0
IL Fac. Spec. - NOX Rate Summer v3.1, Unit 257 and retrofits | 398 | 7305 | Rate Constraint in lbs/MMBtu | FALSE | L | Annual | Rate | lb/MWh | 0.22693 | 0.22693 | 0.22693 | 0 | 0 | 0 | 0
IL Fac. Spec. - NOX Rate Summer v3.1, Unit 257 and retrofits | 398 | 7305 | Rate Constraint in lbs/MMBtu | FALSE | L | Annual | Constraint Shadow Price | US2022$/Ton | 0 | 0 | 0 | 0 | 0 | 0 | 0
IL Fac. Spec. - NOX Rate Summer v3.1, Unit 258 and retrofits | 399 | 7305 | Rate Constraint in lbs/MMBtu | FALSE | L | Annual | Seasons Included | Seasons | Summer | Summer | Summer | Summer | Summer | Summer | Summer
IL Fac. Spec. - NOX Rate Summer v3.1, Unit 258 and retrofits | 399 | 7305 | Rate Constraint in lbs/MMBtu | FALSE | L | Annual | Standard NOX | lb/MMBtu | 0.25 | 0.25 | 0.25 | 0.25 | 0.25 | 0.25 | 0.25
IL Fac. Spec. - NOX Rate Summer v3.1, Unit 258 and retrofits | 399 | 7305 | Rate Constraint in lbs/MMBtu | FALSE | L | Annual | Emissions at Affected Plants NOX | Thousand Tons | 0.00026925 | 0.00026925 | 0.00021874 | 0 | 0 | 0 | 0
IL Fac. Spec. - NOX Rate Summer v3.1, Unit 258 and retrofits | 399 | 7305 | Rate Constraint in lbs/MMBtu | FALSE | L | Annual | Allowances Purchased NOX | Thousand Tons | 0 | 0 | 0 | 0 | 0 | 0 | 0
IL Fac. Spec. - NOX Rate Summer v3.1, Unit 258 and retrofits | 399 | 7305 | Rate Constraint in lbs/MMBtu | FALSE | L | Annual | Allowances Sold NOX | Thousand Tons | 0 | 0 | 0 | 0 | 0 | 0 | 0
IL Fac. Spec. - NOX Rate Summer v3.1, Unit 258 and retrofits | 399 | 7305 | Rate Constraint in lbs/MMBtu | FALSE | L | Annual | Allowances Banked | Thousand Tons | 0 | 0 | 0 | 0 | 0 | 0 | 0
IL Fac. Spec. - NOX Rate Summer v3.1, Unit 258 and retrofits | 399 | 7305 | Rate Constraint in lbs/MMBtu | FALSE | L | Annual | Allowances Withdrawn (1:1) | Thousand Tons | 0 | 0 | 0 | 0 | 0 | 0 | 0
IL Fac. Spec. - NOX Rate Summer v3.1, Unit 258 and retrofits | 399 | 7305 | Rate Constraint in lbs/MMBtu | FALSE | L | Annual | Allowances Withdrawn (n:1) | Thousand Tons | 0 | 0 | 0 | 0 | 0 | 0 | 0
IL Fac. Spec. - NOX Rate Summer v3.1, Unit 258 and retrofits | 399 | 7305 | Rate Constraint in lbs/MMBtu | FALSE | L | Annual | Net Emissions Allowance Position | Thousand Tons | 0.00026925 | 0.00026925 | 0.00021874 | 0 | 0 | 0 | 0
IL Fac. Spec. - NOX Rate Summer v3.1, Unit 258 and retrofits | 399 | 7305 | Rate Constraint in lbs/MMBtu | FALSE | L | Annual | Fuel Consumed | TBtu | 0.031254 | 0.031254 | 0.025391 | 0 | 0 | 0 | 0
IL Fac. Spec. - NOX Rate Summer v3.1, Unit 258 and retrofits | 399 | 7305 | Rate Constraint in lbs/MMBtu | FALSE | L | Annual | Rate | lb/MMBtu | 0.01723 | 0.01723 | 0.01723 | 0 | 0 | 0 | 0
IL Fac. Spec. - NOX Rate Summer v3.1, Unit 258 and retrofits | 399 | 7305 | Rate Constraint in lbs/MMBtu | FALSE | L | Annual | Generation | TWh | 0.0029087 | 0.0029087 | 0.002363 | 0 | 0 | 0 | 0
IL Fac. Spec. - NOX Rate Summer v3.1, Unit 258 and retrofits | 399 | 7305 | Rate Constraint in lbs/MMBtu | FALSE | L | Annual | Qualifying Generation | TWh | 0.0029087 | 0.0029087 | 0.002363 | 0 | 0 | 0 | 0
IL Fac. Spec. - NOX Rate Summer v3.1, Unit 258 and retrofits | 399 | 7305 | Rate Constraint in lbs/MMBtu | FALSE | L | Annual | Rate | lb/MWh | 0.18514 | 0.18514 | 0.18514 | 0 | 0 | 0 | 0
IL Fac. Spec. - NOX Rate Summer v3.1, Unit 258 and retrofits | 399 | 7305 | Rate Constraint in lbs/MMBtu | FALSE | L | Annual | Constraint Shadow Price | US2022$/Ton | 0 | 0 | 0 | 0 | 0 | 0 | 0
IL Fac. Spec. - NOX Rate Summer v3.1, Unit 261 and retrofits | 400 | 7305 | Rate Constraint in lbs/MMBtu | FALSE | L | Annual | Seasons Included | Seasons | Summer | Summer | Summer | Summer | Summer | Summer | Summer
IL Fac. Spec. - NOX Rate Summer v3.1, Unit 261 and retrofits | 400 | 7305 | Rate Constraint in lbs/MMBtu | FALSE | L | Annual | Standard NOX | lb/MMBtu | 0.25 | 0.25 | 0.25 | 0.25 | 0.25 | 0.25 | 0.25
IL Fac. Spec. - NOX Rate Summer v3.1, Unit 261 and retrofits | 400 | 7305 | Rate Constraint in lbs/MMBtu | FALSE | L | Annual | Emissions at Affected Plants NOX | Thousand Tons | 0.00045158 | 0.0013958 | 0 | 0 | 0 | 0 | 0
IL Fac. Spec. - NOX Rate Summer v3.1, Unit 261 and retrofits | 400 | 7305 | Rate Constraint in lbs/MMBtu | FALSE | L | Annual | Allowances Purchased NOX | Thousand Tons | 0 | 0 | 0 | 0 | 0 | 0 | 0
IL Fac. Spec. - NOX Rate Summer v3.1, Unit 261 and retrofits | 400 | 7305 | Rate Constraint in lbs/MMBtu | FALSE | L | Annual | Allowances Sold NOX | Thousand Tons | 0 | 0 | 0 | 0 | 0 | 0 | 0
IL Fac. Spec. - NOX Rate Summer v3.1, Unit 261 and retrofits | 400 | 7305 | Rate Constraint in lbs/MMBtu | FALSE | L | Annual | Allowances Banked | Thousand Tons | 0 | 0 | 0 | 0 | 0 | 0 | 0
IL Fac. Spec. - NOX Rate Summer v3.1, Unit 261 and retrofits | 400 | 7305 | Rate Constraint in lbs/MMBtu | FALSE | L | Annual | Allowances Withdrawn (1:1) | Thousand Tons | 0 | 0 | 0 | 0 | 0 | 0 | 0
IL Fac. Spec. - NOX Rate Summer v3.1, Unit 261 and retrofits | 400 | 7305 | Rate Constraint in lbs/MMBtu | FALSE | L | Annual | Allowances Withdrawn (n:1) | Thousand Tons | 0 | 0 | 0 | 0 | 0 | 0 | 0
IL Fac. Spec. - NOX Rate Summer v3.1, Unit 261 and retrofits | 400 | 7305 | Rate Constraint in lbs/MMBtu | FALSE | L | Annual | Net Emissions Allowance Position | Thousand Tons | 0.00045158 | 0.0013958 | 0 | 0 | 0 | 0 | 0
IL Fac. Spec. - NOX Rate Summer v3.1, Unit 261 and retrofits | 400 | 7305 | Rate Constraint in lbs/MMBtu | FALSE | L | Annual | Fuel Consumed | TBtu | 0.012497 | 0.038627 | 0 | 0 | 0 | 0 | 0
IL Fac. Spec. - NOX Rate Summer v3.1, Unit 261 and retrofits | 400 | 7305 | Rate Constraint in lbs/MMBtu | FALSE | L | Annual | Rate | lb/MMBtu | 0.07227 | 0.07227 | 0 | 0 | 0 | 0 | 0
IL Fac. Spec. - NOX Rate Summer v3.1, Unit 261 and retrofits | 400 | 7305 | Rate Constraint in lbs/MMBtu | FALSE | L | Annual | Generation | TWh | 0.0010337 | 0.003195 | 0 | 0 | 0 | 0 | 0
IL Fac. Spec. - NOX Rate Summer v3.1, Unit 261 and retrofits | 400 | 7305 | Rate Constraint in lbs/MMBtu | FALSE | L | Annual | Qualifying Generation | TWh | 0.0010337 | 0.003195 | 0 | 0 | 0 | 0 | 0
IL Fac. Spec. - NOX Rate Summer v3.1, Unit 261 and retrofits | 400 | 7305 | Rate Constraint in lbs/MMBtu | FALSE | L | Annual | Rate | lb/MWh | 0.87374 | 0.87374 | 0 | 0 | 0 | 0 | 0
IL Fac. Spec. - NOX Rate Summer v3.1, Unit 261 and retrofits | 400 | 7305 | Rate Constraint in lbs/MMBtu | FALSE | L | Annual | Constraint Shadow Price | US2022$/Ton | 0 | 0 | 0 | 0 | 0 | 0 | 0
IL Fac. Spec. - NOX Rate Summer v3.1, Unit 262 and retrofits | 401 | 7305 | Rate Constraint in lbs/MMBtu | FALSE | L | Annual | Seasons Included | Seasons | Summer | Summer | Summer | Summer | Summer | Summer | Summer
IL Fac. Spec. - NOX Rate Summer v3.1, Unit 262 and retrofits | 401 | 7305 | Rate Constraint in lbs/MMBtu | FALSE | L | Annual | Standard NOX | lb/MMBtu | 0.25 | 0.25 | 0.25 | 0.25 | 0.25 | 0.25 | 0.25
IL Fac. Spec. - NOX Rate Summer v3.1, Unit 262 and retrofits | 401 | 7305 | Rate Constraint in lbs/MMBtu | FALSE | L | Annual | Emissions at Affected Plants NOX | Thousand Tons | 0.00059069 | 0.0018258 | 0 | 0 | 0 | 0 | 0
IL Fac. Spec. - NOX Rate Summer v3.1, Unit 262 and retrofits | 401 | 7305 | Rate Constraint in lbs/MMBtu | FALSE | L | Annual | Allowances Purchased NOX | Thousand Tons | 0 | 0 | 0 | 0 | 0 | 0 | 0
IL Fac. Spec. - NOX Rate Summer v3.1, Unit 262 and retrofits | 401 | 7305 | Rate Constraint in lbs/MMBtu | FALSE | L | Annual | Allowances Sold NOX | Thousand Tons | 0 | 0 | 0 | 0 | 0 | 0 | 0
IL Fac. Spec. - NOX Rate Summer v3.1, Unit 262 and retrofits | 401 | 7305 | Rate Constraint in lbs/MMBtu | FALSE | L | Annual | Allowances Banked | Thousand Tons | 0 | 0 | 0 | 0 | 0 | 0 | 0
IL Fac. Spec. - NOX Rate Summer v3.1, Unit 262 and retrofits | 401 | 7305 | Rate Constraint in lbs/MMBtu | FALSE | L | Annual | Allowances Withdrawn (1:1) | Thousand Tons | 0 | 0 | 0 | 0 | 0 | 0 | 0
IL Fac. Spec. - NOX Rate Summer v3.1, Unit 262 and retrofits | 401 | 7305 | Rate Constraint in lbs/MMBtu | FALSE | L | Annual | Allowances Withdrawn (n:1) | Thousand Tons | 0 | 0 | 0 | 0 | 0 | 0 | 0
IL Fac. Spec. - NOX Rate Summer v3.1, Unit 262 and retrofits | 401 | 7305 | Rate Constraint in lbs/MMBtu | FALSE | L | Annual | Net Emissions Allowance Position | Thousand Tons | 0.00059069 | 0.0018258 | 0 | 0 | 0 | 0 | 0
IL Fac. Spec. - NOX Rate Summer v3.1, Unit 262 and retrofits | 401 | 7305 | Rate Constraint in lbs/MMBtu | FALSE | L | Annual | Fuel Consumed | TBtu | 0.012077 | 0.037329 | 0 | 0 | 0 | 0 | 0
IL Fac. Spec. - NOX Rate Summer v3.1, Unit 262 and retrofits | 401 | 7305 | Rate Constraint in lbs/MMBtu | FALSE | L | Annual | Rate | lb/MMBtu | 0.09782 | 0.09782 | 0 | 0 | 0 | 0 | 0
IL Fac. Spec. - NOX Rate Summer v3.1, Unit 262 and retrofits | 401 | 7305 | Rate Constraint in lbs/MMBtu | FALSE | L | Annual | Generation | TWh | 0.00099918 | 0.0030884 | 0 | 0 | 0 | 0 | 0
IL Fac. Spec. - NOX Rate Summer v3.1, Unit 262 and retrofits | 401 | 7305 | Rate Constraint in lbs/MMBtu | FALSE | L | Annual | Qualifying Generation | TWh | 0.00099918 | 0.0030884 | 0 | 0 | 0 | 0 | 0
IL Fac. Spec. - NOX Rate Summer v3.1, Unit 262 and retrofits | 401 | 7305 | Rate Constraint in lbs/MMBtu | FALSE | L | Annual | Rate | lb/MWh | 1.1824 | 1.1824 | 0 | 0 | 0 | 0 | 0
IL Fac. Spec. - NOX Rate Summer v3.1, Unit 262 and retrofits | 401 | 7305 | Rate Constraint in lbs/MMBtu | FALSE | L | Annual | Constraint Shadow Price | US2022$/Ton | 0 | 0 | 0 | 0 | 0 | 0 | 0
IL Fac. Spec. - NOX Rate Summer v3.1, Unit 263 and retrofits | 402 | 7305 | Rate Constraint in lbs/MMBtu | FALSE | L | Annual | Seasons Included | Seasons | Summer | Summer | Summer | Summer | Summer | Summer | Summer
IL Fac. Spec. - NOX Rate Summer v3.1, Unit 263 and retrofits | 402 | 7305 | Rate Constraint in lbs/MMBtu | FALSE | L | Annual | Standard NOX | lb/MMBtu | 0.25 | 0.25 | 0.25 | 0.25 | 0.25 | 0.25 | 0.25
IL Fac. Spec. - NOX Rate Summer v3.1, Unit 263 and retrofits | 402 | 7305 | Rate Constraint in lbs/MMBtu | FALSE | L | Annual | Emissions at Affected Plants NOX | Thousand Tons | 0.00052423 | 0.0016203 | 0 | 0 | 0 | 0 | 0
IL Fac. Spec. - NOX Rate Summer v3.1, Unit 263 and retrofits | 402 | 7305 | Rate Constraint in lbs/MMBtu | FALSE | L | Annual | Allowances Purchased NOX | Thousand Tons | 0 | 0 | 0 | 0 | 0 | 0 | 0
IL Fac. Spec. - NOX Rate Summer v3.1, Unit 263 and retrofits | 402 | 7305 | Rate Constraint in lbs/MMBtu | FALSE | L | Annual | Allowances Sold NOX | Thousand Tons | 0 | 0 | 0 | 0 | 0 | 0 | 0
IL Fac. Spec. - NOX Rate Summer v3.1, Unit 263 and retrofits | 402 | 7305 | Rate Constraint in lbs/MMBtu | FALSE | L | Annual | Allowances Banked | Thousand Tons | 0 | 0 | 0 | 0 | 0 | 0 | 0
IL Fac. Spec. - NOX Rate Summer v3.1, Unit 263 and retrofits | 402 | 7305 | Rate Constraint in lbs/MMBtu | FALSE | L | Annual | Allowances Withdrawn (1:1) | Thousand Tons | 0 | 0 | 0 | 0 | 0 | 0 | 0
IL Fac. Spec. - NOX Rate Summer v3.1, Unit 263 and retrofits | 402 | 7305 | Rate Constraint in lbs/MMBtu | FALSE | L | Annual | Allowances Withdrawn (n:1) | Thousand Tons | 0 | 0 | 0 | 0 | 0 | 0 | 0
IL Fac. Spec. - NOX Rate Summer v3.1, Unit 263 and retrofits | 402 | 7305 | Rate Constraint in lbs/MMBtu | FALSE | L | Annual | Net Emissions Allowance Position | Thousand Tons | 0.00052423 | 0.0016203 | 0 | 0 | 0 | 0 | 0
IL Fac. Spec. - NOX Rate Summer v3.1, Unit 263 and retrofits | 402 | 7305 | Rate Constraint in lbs/MMBtu | FALSE | L | Annual | Fuel Consumed | TBtu | 0.012339 | 0.038139 | 0 | 0 | 0 | 0 | 0
IL Fac. Spec. - NOX Rate Summer v3.1, Unit 263 and retrofits | 402 | 7305 | Rate Constraint in lbs/MMBtu | FALSE | L | Annual | Rate | lb/MMBtu | 0.08497 | 0.08497 | 0 | 0 | 0 | 0 | 0
IL Fac. Spec. - NOX Rate Summer v3.1, Unit 263 and retrofits | 402 | 7305 | Rate Constraint in lbs/MMBtu | FALSE | L | Annual | Generation | TWh | 0.0010209 | 0.0031554 | 0 | 0 | 0 | 0 | 0
IL Fac. Spec. - NOX Rate Summer v3.1, Unit 263 and retrofits | 402 | 7305 | Rate Constraint in lbs/MMBtu | FALSE | L | Annual | Qualifying Generation | TWh | 0.0010209 | 0.0031554 | 0 | 0 | 0 | 0 | 0
IL Fac. Spec. - NOX Rate Summer v3.1, Unit 263 and retrofits | 402 | 7305 | Rate Constraint in lbs/MMBtu | FALSE | L | Annual | Rate | lb/MWh | 1.027 | 1.027 | 0 | 0 | 0 | 0 | 0
IL Fac. Spec. - NOX Rate Summer v3.1, Unit 263 and retrofits | 402 | 7305 | Rate Constraint in lbs/MMBtu | FALSE | L | Annual | Constraint Shadow Price | US2022$/Ton | 0 | 0 | 0 | 0 | 0 | 0 | 0
IL Fac. Spec. - NOX Rate Summer v3.1, Unit 264 and retrofits | 403 | 7305 | Rate Constraint in lbs/MMBtu | FALSE | L | Annual | Seasons Included | Seasons | Summer | Summer | Summer | Summer | Summer | Summer | Summer
IL Fac. Spec. - NOX Rate Summer v3.1, Unit 264 and retrofits | 403 | 7305 | Rate Constraint in lbs/MMBtu | FALSE | L | Annual | Standard NOX | lb/MMBtu | 0.25 | 0.25 | 0.25 | 0.25 | 0.25 | 0.25 | 0.25
IL Fac. Spec. - NOX Rate Summer v3.1, Unit 264 and retrofits | 403 | 7305 | Rate Constraint in lbs/MMBtu | FALSE | L | Annual | Emissions at Affected Plants NOX | Thousand Tons | 0.00024421 | 0.00075482 | 0 | 0 | 0 | 0 | 0
IL Fac. Spec. - NOX Rate Summer v3.1, Unit 264 and retrofits | 403 | 7305 | Rate Constraint in lbs/MMBtu | FALSE | L | Annual | Allowances Purchased NOX | Thousand Tons | 0 | 0 | 0 | 0 | 0 | 0 | 0
IL Fac. Spec. - NOX Rate Summer v3.1, Unit 264 and retrofits | 403 | 7305 | Rate Constraint in lbs/MMBtu | FALSE | L | Annual | Allowances Sold NOX | Thousand Tons | 0 | 0 | 0 | 0 | 0 | 0 | 0
IL Fac. Spec. - NOX Rate Summer v3.1, Unit 264 and retrofits | 403 | 7305 | Rate Constraint in lbs/MMBtu | FALSE | L | Annual | Allowances Banked | Thousand Tons | 0 | 0 | 0 | 0 | 0 | 0 | 0
IL Fac. Spec. - NOX Rate Summer v3.1, Unit 264 and retrofits | 403 | 7305 | Rate Constraint in lbs/MMBtu | FALSE | L | Annual | Allowances Withdrawn (1:1) | Thousand Tons | 0 | 0 | 0 | 0 | 0 | 0 | 0
IL Fac. Spec. - NOX Rate Summer v3.1, Unit 264 and retrofits | 403 | 7305 | Rate Constraint in lbs/MMBtu | FALSE | L | Annual | Allowances Withdrawn (n:1) | Thousand Tons | 0 | 0 | 0 | 0 | 0 | 0 | 0
IL Fac. Spec. - NOX Rate Summer v3.1, Unit 264 and retrofits | 403 | 7305 | Rate Constraint in lbs/MMBtu | FALSE | L | Annual | Net Emissions Allowance Position | Thousand Tons | 0.00024421 | 0.00075482 | 0 | 0 | 0 | 0 | 0
IL Fac. Spec. - NOX Rate Summer v3.1, Unit 264 and retrofits | 403 | 7305 | Rate Constraint in lbs/MMBtu | FALSE | L | Annual | Fuel Consumed | TBtu | 0.0033779 | 0.010441 | 0 | 0 | 0 | 0 | 0
IL Fac. Spec. - NOX Rate Summer v3.1, Unit 264 and retrofits | 403 | 7305 | Rate Constraint in lbs/MMBtu | FALSE | L | Annual | Rate | lb/MMBtu | 0.14459 | 0.14459 | 0 | 0 | 0 | 0 | 0
IL Fac. Spec. - NOX Rate Summer v3.1, Unit 264 and retrofits | 403 | 7305 | Rate Constraint in lbs/MMBtu | FALSE | L | Annual | Generation | TWh | 0.00027954 | 0.00086402 | 0 | 0 | 0 | 0 | 0
IL Fac. Spec. - NOX Rate Summer v3.1, Unit 264 and retrofits | 403 | 7305 | Rate Constraint in lbs/MMBtu | FALSE | L | Annual | Qualifying Generation | TWh | 0.00027954 | 0.00086402 | 0 | 0 | 0 | 0 | 0
IL Fac. Spec. - NOX Rate Summer v3.1, Unit 264 and retrofits | 403 | 7305 | Rate Constraint in lbs/MMBtu | FALSE | L | Annual | Rate | lb/MWh | 1.7472 | 1.7472 | 0 | 0 | 0 | 0 | 0
IL Fac. Spec. - NOX Rate Summer v3.1, Unit 264 and retrofits | 403 | 7305 | Rate Constraint in lbs/MMBtu | FALSE | L | Annual | Constraint Shadow Price | US2022$/Ton | 0 | 0 | 0 | 0 | 0 | 0 | 0
IL Fac. Spec. - NOX Rate Summer v3.1, Unit 265 and retrofits | 404 | 7305 | Rate Constraint in lbs/MMBtu | FALSE | L | Annual | Seasons Included | Seasons | Summer | Summer | Summer | Summer | Summer | Summer | Summer
IL Fac. Spec. - NOX Rate Summer v3.1, Unit 265 and retrofits | 404 | 7305 | Rate Constraint in lbs/MMBtu | FALSE | L | Annual | Standard NOX | lb/MMBtu | 0.25 | 0.25 | 0.25 | 0.25 | 0.25 | 0.25 | 0.25
IL Fac. Spec. - NOX Rate Summer v3.1, Unit 265 and retrofits | 404 | 7305 | Rate Constraint in lbs/MMBtu | FALSE | L | Annual | Emissions at Affected Plants NOX | Thousand Tons | 0.0029298 | 0.0029298 | 0.0016455 | 0 | 0 | 0 | 0
IL Fac. Spec. - NOX Rate Summer v3.1, Unit 265 and retrofits | 404 | 7305 | Rate Constraint in lbs/MMBtu | FALSE | L | Annual | Allowances Purchased NOX | Thousand Tons | 0 | 0 | 0 | 0 | 0 | 0 | 0
IL Fac. Spec. - NOX Rate Summer v3.1, Unit 265 and retrofits | 404 | 7305 | Rate Constraint in lbs/MMBtu | FALSE | L | Annual | Allowances Sold NOX | Thousand Tons | 0 | 0 | 0 | 0 | 0 | 0 | 0
IL Fac. Spec. - NOX Rate Summer v3.1, Unit 265 and retrofits | 404 | 7305 | Rate Constraint in lbs/MMBtu | FALSE | L | Annual | Allowances Banked | Thousand Tons | 0 | 0 | 0 | 0 | 0 | 0 | 0
IL Fac. Spec. - NOX Rate Summer v3.1, Unit 265 and retrofits | 404 | 7305 | Rate Constraint in lbs/MMBtu | FALSE | L | Annual | Allowances Withdrawn (1:1) | Thousand Tons | 0 | 0 | 0 | 0 | 0 | 0 | 0
IL Fac. Spec. - NOX Rate Summer v3.1, Unit 265 and retrofits | 404 | 7305 | Rate Constraint in lbs/MMBtu | FALSE | L | Annual | Allowances Withdrawn (n:1) | Thousand Tons | 0 | 0 | 0 | 0 | 0 | 0 | 0
IL Fac. Spec. - NOX Rate Summer v3.1, Unit 265 and retrofits | 404 | 7305 | Rate Constraint in lbs/MMBtu | FALSE | L | Annual | Net Emissions Allowance Position | Thousand Tons | 0.0029298 | 0.0029298 | 0.0016455 | 0 | 0 | 0 | 0
IL Fac. Spec. - NOX Rate Summer v3.1, Unit 265 and retrofits | 404 | 7305 | Rate Constraint in lbs/MMBtu | FALSE | L | Annual | Fuel Consumed | TBtu | 0.11144 | 0.11144 | 0.06259 | 0 | 0 | 0 | 0
IL Fac. Spec. - NOX Rate Summer v3.1, Unit 265 and retrofits | 404 | 7305 | Rate Constraint in lbs/MMBtu | FALSE | L | Annual | Rate | lb/MMBtu | 0.05258 | 0.05258 | 0.05258 | 0 | 0 | 0 | 0
IL Fac. Spec. - NOX Rate Summer v3.1, Unit 265 and retrofits | 404 | 7305 | Rate Constraint in lbs/MMBtu | FALSE | L | Annual | Generation | TWh | 0.0098091 | 0.0098091 | 0.0055092 | 0 | 0 | 0 | 0
IL Fac. Spec. - NOX Rate Summer v3.1, Unit 265 and retrofits | 404 | 7305 | Rate Constraint in lbs/MMBtu | FALSE | L | Annual | Qualifying Generation | TWh | 0.0098091 | 0.0098091 | 0.0055092 | 0 | 0 | 0 | 0
IL Fac. Spec. - NOX Rate Summer v3.1, Unit 265 and retrofits | 404 | 7305 | Rate Constraint in lbs/MMBtu | FALSE | L | Annual | Rate | lb/MWh | 0.59736 | 0.59736 | 0.59736 | 0 | 0 | 0 | 0
IL Fac. Spec. - NOX Rate Summer v3.1, Unit 265 and retrofits | 404 | 7305 | Rate Constraint in lbs/MMBtu | FALSE | L | Annual | Constraint Shadow Price | US2022$/Ton | 0 | 0 | 0 | 0 | 0 | 0 | 0
IL Fac. Spec. - NOX Rate Summer v3.1, Unit 266 and retrofits | 405 | 7305 | Rate Constraint in lbs/MMBtu | FALSE | L | Annual | Seasons Included | Seasons | Summer | Summer | Summer | Summer | Summer | Summer | Summer
IL Fac. Spec. - NOX Rate Summer v3.1, Unit 266 and retrofits | 405 | 7305 | Rate Constraint in lbs/MMBtu | FALSE | L | Annual | Standard NOX | lb/MMBtu | 0.25 | 0.25 | 0.25 | 0.25 | 0.25 | 0.25 | 0.25
IL Fac. Spec. - NOX Rate Summer v3.1, Unit 266 and retrofits | 405 | 7305 | Rate Constraint in lbs/MMBtu | FALSE | L | Annual | Emissions at Affected Plants NOX | Thousand Tons | 0.0027504 | 0.0027504 | 0 | 0 | 0 | 0 | 0
IL Fac. Spec. - NOX Rate Summer v3.1, Unit 266 and retrofits | 405 | 7305 | Rate Constraint in lbs/MMBtu | FALSE | L | Annual | Allowances Purchased NOX | Thousand Tons | 0 | 0 | 0 | 0 | 0 | 0 | 0
IL Fac. Spec. - NOX Rate Summer v3.1, Unit 266 and retrofits | 405 | 7305 | Rate Constraint in lbs/MMBtu | FALSE | L | Annual | Allowances Sold NOX | Thousand Tons | 0 | 0 | 0 | 0 | 0 | 0 | 0
IL Fac. Spec. - NOX Rate Summer v3.1, Unit 266 and retrofits | 405 | 7305 | Rate Constraint in lbs/MMBtu | FALSE | L | Annual | Allowances Banked | Thousand Tons | 0 | 0 | 0 | 0 | 0 | 0 | 0
IL Fac. Spec. - NOX Rate Summer v3.1, Unit 266 and retrofits | 405 | 7305 | Rate Constraint in lbs/MMBtu | FALSE | L | Annual | Allowances Withdrawn (1:1) | Thousand Tons | 0 | 0 | 0 | 0 | 0 | 0 | 0
IL Fac. Spec. - NOX Rate Summer v3.1, Unit 266 and retrofits | 405 | 7305 | Rate Constraint in lbs/MMBtu | FALSE | L | Annual | Allowances Withdrawn (n:1) | Thousand Tons | 0 | 0 | 0 | 0 | 0 | 0 | 0
IL Fac. Spec. - NOX Rate Summer v3.1, Unit 266 and retrofits | 405 | 7305 | Rate Constraint in lbs/MMBtu | FALSE | L | Annual | Net Emissions Allowance Position | Thousand Tons | 0.0027504 | 0.0027504 | 0 | 0 | 0 | 0 | 0
IL Fac. Spec. - NOX Rate Summer v3.1, Unit 266 and retrofits | 405 | 7305 | Rate Constraint in lbs/MMBtu | FALSE | L | Annual | Fuel Consumed | TBtu | 0.11144 | 0.11144 | 0 | 0 | 0 | 0 | 0
IL Fac. Spec. - NOX Rate Summer v3.1, Unit 266 and retrofits | 405 | 7305 | Rate Constraint in lbs/MMBtu | FALSE | L | Annual | Rate | lb/MMBtu | 0.04936 | 0.04936 | 0 | 0 | 0 | 0 | 0
IL Fac. Spec. - NOX Rate Summer v3.1, Unit 266 and retrofits | 405 | 7305 | Rate Constraint in lbs/MMBtu | FALSE | L | Annual | Generation | TWh | 0.0098091 | 0.0098091 | 0 | 0 | 0 | 0 | 0
IL Fac. Spec. - NOX Rate Summer v3.1, Unit 266 and retrofits | 405 | 7305 | Rate Constraint in lbs/MMBtu | FALSE | L | Annual | Qualifying Generation | TWh | 0.0098091 | 0.0098091 | 0 | 0 | 0 | 0 | 0
IL Fac. Spec. - NOX Rate Summer v3.1, Unit 266 and retrofits | 405 | 7305 | Rate Constraint in lbs/MMBtu | FALSE | L | Annual | Rate | lb/MWh | 0.56078 | 0.56078 | 0 | 0 | 0 | 0 | 0
IL Fac. Spec. - NOX Rate Summer v3.1, Unit 266 and retrofits | 405 | 7305 | Rate Constraint in lbs/MMBtu | FALSE | L | Annual | Constraint Shadow Price | US2022$/Ton | 0 | 0 | 0 | 0 | 0 | 0 | 0
IL Fac. Spec. - NOX Rate Summer v3.1, Unit 267 and retrofits | 406 | 7305 | Rate Constraint in lbs/MMBtu | FALSE | L | Annual | Seasons Included | Seasons | Summer | Summer | Summer | Summer | Summer | Summer | Summer
IL Fac. Spec. - NOX Rate Summer v3.1, Unit 267 and retrofits | 406 | 7305 | Rate Constraint in lbs/MMBtu | FALSE | L | Annual | Standard NOX | lb/MMBtu | 0.25 | 0.25 | 0.25 | 0.25 | 0.25 | 0.25 | 0.25
IL Fac. Spec. - NOX Rate Summer v3.1, Unit 267 and retrofits | 406 | 7305 | Rate Constraint in lbs/MMBtu | FALSE | L | Annual | Emissions at Affected Plants NOX | Thousand Tons | 0.0029822 | 0.0029822 | 0.0016749 | 0 | 0 | 0 | 0
IL Fac. Spec. - NOX Rate Summer v3.1, Unit 267 and retrofits | 406 | 7305 | Rate Constraint in lbs/MMBtu | FALSE | L | Annual | Allowances Purchased NOX | Thousand Tons | 0 | 0 | 0 | 0 | 0 | 0 | 0
IL Fac. Spec. - NOX Rate Summer v3.1, Unit 267 and retrofits | 406 | 7305 | Rate Constraint in lbs/MMBtu | FALSE | L | Annual | Allowances Sold NOX | Thousand Tons | 0 | 0 | 0 | 0 | 0 | 0 | 0
IL Fac. Spec. - NOX Rate Summer v3.1, Unit 267 and retrofits | 406 | 7305 | Rate Constraint in lbs/MMBtu | FALSE | L | Annual | Allowances Banked | Thousand Tons | 0 | 0 | 0 | 0 | 0 | 0 | 0
IL Fac. Spec. - NOX Rate Summer v3.1, Unit 267 and retrofits | 406 | 7305 | Rate Constraint in lbs/MMBtu | FALSE | L | Annual | Allowances Withdrawn (1:1) | Thousand Tons | 0 | 0 | 0 | 0 | 0 | 0 | 0
IL Fac. Spec. - NOX Rate Summer v3.1, Unit 267 and retrofits | 406 | 7305 | Rate Constraint in lbs/MMBtu | FALSE | L | Annual | Allowances Withdrawn (n:1) | Thousand Tons | 0 | 0 | 0 | 0 | 0 | 0 | 0
IL Fac. Spec. - NOX Rate Summer v3.1, Unit 267 and retrofits | 406 | 7305 | Rate Constraint in lbs/MMBtu | FALSE | L | Annual | Net Emissions Allowance Position | Thousand Tons | 0.0029822 | 0.0029822 | 0.0016749 | 0 | 0 | 0 | 0
IL Fac. Spec. - NOX Rate Summer v3.1, Unit 267 and retrofits | 406 | 7305 | Rate Constraint in lbs/MMBtu | FALSE | L | Annual | Fuel Consumed | TBtu | 0.11144 | 0.11144 | 0.06259 | 0 | 0 | 0 | 0
IL Fac. Spec. - NOX Rate Summer v3.1, Unit 267 and retrofits | 406 | 7305 | Rate Constraint in lbs/MMBtu | FALSE | L | Annual | Rate | lb/MMBtu | 0.05352 | 0.05352 | 0.05352 | 0 | 0 | 0 | 0
IL Fac. Spec. - NOX Rate Summer v3.1, Unit 267 and retrofits | 406 | 7305 | Rate Constraint in lbs/MMBtu | FALSE | L | Annual | Generation | TWh | 0.0098091 | 0.0098091 | 0.0055092 | 0 | 0 | 0 | 0
IL Fac. Spec. - NOX Rate Summer v3.1, Unit 267 and retrofits | 406 | 7305 | Rate Constraint in lbs/MMBtu | FALSE | L | Annual | Qualifying Generation | TWh | 0.0098091 | 0.0098091 | 0.0055092 | 0 | 0 | 0 | 0
IL Fac. Spec. - NOX Rate Summer v3.1, Unit 267 and retrofits | 406 | 7305 | Rate Constraint in lbs/MMBtu | FALSE | L | Annual | Rate | lb/MWh | 0.60804 | 0.60804 | 0.60804 | 0 | 0 | 0 | 0
IL Fac. Spec. - NOX Rate Summer v3.1, Unit 267 and retrofits | 406 | 7305 | Rate Constraint in lbs/MMBtu | FALSE | L | Annual | Constraint Shadow Price | US2022$/Ton | 0 | 0 | 0 | 0 | 0 | 0 | 0
IL Fac. Spec. - NOX Rate Summer v3.1, Unit 268 and retrofits | 407 | 7305 | Rate Constraint in lbs/MMBtu | FALSE | L | Annual | Seasons Included | Seasons | Summer | Summer | Summer | Summer | Summer | Summer | Summer
IL Fac. Spec. - NOX Rate Summer v3.1, Unit 268 and retrofits | 407 | 7305 | Rate Constraint in lbs/MMBtu | FALSE | L | Annual | Standard NOX | lb/MMBtu | 0.25 | 0.25 | 0.25 | 0.25 | 0.25 | 0.25 | 0.25
IL Fac. Spec. - NOX Rate Summer v3.1, Unit 268 and retrofits | 407 | 7305 | Rate Constraint in lbs/MMBtu | FALSE | L | Annual | Emissions at Affected Plants NOX | Thousand Tons | 0.0023921 | 0.0023921 | 0.0013435 | 0 | 0 | 0 | 0
IL Fac. Spec. - NOX Rate Summer v3.1, Unit 268 and retrofits | 407 | 7305 | Rate Constraint in lbs/MMBtu | FALSE | L | Annual | Allowances Purchased NOX | Thousand Tons | 0 | 0 | 0 | 0 | 0 | 0 | 0
IL Fac. Spec. - NOX Rate Summer v3.1, Unit 268 and retrofits | 407 | 7305 | Rate Constraint in lbs/MMBtu | FALSE | L | Annual | Allowances Sold NOX | Thousand Tons | 0 | 0 | 0 | 0 | 0 | 0 | 0
IL Fac. Spec. - NOX Rate Summer v3.1, Unit 268 and retrofits | 407 | 7305 | Rate Constraint in lbs/MMBtu | FALSE | L | Annual | Allowances Banked | Thousand Tons | 0 | 0 | 0 | 0 | 0 | 0 | 0
IL Fac. Spec. - NOX Rate Summer v3.1, Unit 268 and retrofits | 407 | 7305 | Rate Constraint in lbs/MMBtu | FALSE | L | Annual | Allowances Withdrawn (1:1) | Thousand Tons | 0 | 0 | 0 | 0 | 0 | 0 | 0
IL Fac. Spec. - NOX Rate Summer v3.1, Unit 268 and retrofits | 407 | 7305 | Rate Constraint in lbs/MMBtu | FALSE | L | Annual | Allowances Withdrawn (n:1) | Thousand Tons | 0 | 0 | 0 | 0 | 0 | 0 | 0
IL Fac. Spec. - NOX Rate Summer v3.1, Unit 268 and retrofits | 407 | 7305 | Rate Constraint in lbs/MMBtu | FALSE | L | Annual | Net Emissions Allowance Position | Thousand Tons | 0.0023921 | 0.0023921 | 0.0013435 | 0 | 0 | 0 | 0
IL Fac. Spec. - NOX Rate Summer v3.1, Unit 268 and retrofits | 407 | 7305 | Rate Constraint in lbs/MMBtu | FALSE | L | Annual | Fuel Consumed | TBtu | 0.11144 | 0.11144 | 0.06259 | 0 | 0 | 0 | 0
IL Fac. Spec. - NOX Rate Summer v3.1, Unit 268 and retrofits | 407 | 7305 | Rate Constraint in lbs/MMBtu | FALSE | L | Annual | Rate | lb/MMBtu | 0.04293 | 0.04293 | 0.04293 | 0 | 0 | 0 | 0
IL Fac. Spec. - NOX Rate Summer v3.1, Unit 268 and retrofits | 407 | 7305 | Rate Constraint in lbs/MMBtu | FALSE | L | Annual | Generation | TWh | 0.0098091 | 0.0098091 | 0.0055092 | 0 | 0 | 0 | 0
IL Fac. Spec. - NOX Rate Summer v3.1, Unit 268 and retrofits | 407 | 7305 | Rate Constraint in lbs/MMBtu | FALSE | L | Annual | Qualifying Generation | TWh | 0.0098091 | 0.0098091 | 0.0055092 | 0 | 0 | 0 | 0
IL Fac. Spec. - NOX Rate Summer v3.1, Unit 268 and retrofits | 407 | 7305 | Rate Constraint in lbs/MMBtu | FALSE | L | Annual | Rate | lb/MWh | 0.48773 | 0.48773 | 0.48773 | 0 | 0 | 0 | 0
IL Fac. Spec. - NOX Rate Summer v3.1, Unit 268 and retrofits | 407 | 7305 | Rate Constraint in lbs/MMBtu | FALSE | L | Annual | Constraint Shadow Price | US2022$/Ton | 0 | 0 | 0 | 0 | 0 | 0 | 0
IL Fac. Spec. - NOX Rate Summer v3.1, Unit 269 and retrofits | 408 | 7305 | Rate Constraint in lbs/MMBtu | FALSE | L | Annual | Seasons Included | Seasons | Summer | Summer | Summer | Summer | Summer | Summer | Summer
IL Fac. Spec. - NOX Rate Summer v3.1, Unit 269 and retrofits | 408 | 7305 | Rate Constraint in lbs/MMBtu | FALSE | L | Annual | Standard NOX | lb/MMBtu | 0.25 | 0.25 | 0.25 | 0.25 | 0.25 | 0.25 | 0.25
IL Fac. Spec. - NOX Rate Summer v3.1, Unit 269 and retrofits | 408 | 7305 | Rate Constraint in lbs/MMBtu | FALSE | L | Annual | Emissions at Affected Plants NOX | Thousand Tons | 0.0034783 | 0.0034783 | 0.0027636 | 0 | 0 | 0 | 0
IL Fac. Spec. - NOX Rate Summer v3.1, Unit 269 and retrofits | 408 | 7305 | Rate Constraint in lbs/MMBtu | FALSE | L | Annual | Allowances Purchased NOX | Thousand Tons | 0 | 0 | 0 | 0 | 0 | 0 | 0
IL Fac. Spec. - NOX Rate Summer v3.1, Unit 269 and retrofits | 408 | 7305 | Rate Constraint in lbs/MMBtu | FALSE | L | Annual | Allowances Sold NOX | Thousand Tons | 0 | 0 | 0 | 0 | 0 | 0 | 0
IL Fac. Spec. - NOX Rate Summer v3.1, Unit 269 and retrofits | 408 | 7305 | Rate Constraint in lbs/MMBtu | FALSE | L | Annual | Allowances Banked | Thousand Tons | 0 | 0 | 0 | 0 | 0 | 0 | 0
IL Fac. Spec. - NOX Rate Summer v3.1, Unit 269 and retrofits | 408 | 7305 | Rate Constraint in lbs/MMBtu | FALSE | L | Annual | Allowances Withdrawn (1:1) | Thousand Tons | 0 | 0 | 0 | 0 | 0 | 0 | 0
IL Fac. Spec. - NOX Rate Summer v3.1, Unit 269 and retrofits | 408 | 7305 | Rate Constraint in lbs/MMBtu | FALSE | L | Annual | Allowances Withdrawn (n:1) | Thousand Tons | 0 | 0 | 0 | 0 | 0 | 0 | 0
IL Fac. Spec. - NOX Rate Summer v3.1, Unit 269 and retrofits | 408 | 7305 | Rate Constraint in lbs/MMBtu | FALSE | L | Annual | Net Emissions Allowance Position | Thousand Tons | 0.0034783 | 0.0034783 | 0.0027636 | 0 | 0 | 0 | 0
IL Fac. Spec. - NOX Rate Summer v3.1, Unit 269 and retrofits | 408 | 7305 | Rate Constraint in lbs/MMBtu | FALSE | L | Annual | Fuel Consumed | TBtu | 0.13238 | 0.13238 | 0.10518 | 0 | 0 | 0 | 0
IL Fac. Spec. - NOX Rate Summer v3.1, Unit 269 and retrofits | 408 | 7305 | Rate Constraint in lbs/MMBtu | FALSE | L | Annual | Rate | lb/MMBtu | 0.05255 | 0.05255 | 0.05255 | 0 | 0 | 0 | 0
IL Fac. Spec. - NOX Rate Summer v3.1, Unit 269 and retrofits | 408 | 7305 | Rate Constraint in lbs/MMBtu | FALSE | L | Annual | Generation | TWh | 0.012052 | 0.012052 | 0.0095757 | 0 | 0 | 0 | 0
IL Fac. Spec. - NOX Rate Summer v3.1, Unit 269 and retrofits | 408 | 7305 | Rate Constraint in lbs/MMBtu | FALSE | L | Annual | Qualifying Generation | TWh | 0.012052 | 0.012052 | 0.0095757 | 0 | 0 | 0 | 0
IL Fac. Spec. - NOX Rate Summer v3.1, Unit 269 and retrofits | 408 | 7305 | Rate Constraint in lbs/MMBtu | FALSE | L | Annual | Rate | lb/MWh | 0.57721 | 0.57721 | 0.57721 | 0 | 0 | 0 | 0
IL Fac. Spec. - NOX Rate Summer v3.1, Unit 269 and retrofits | 408 | 7305 | Rate Constraint in lbs/MMBtu | FALSE | L | Annual | Constraint Shadow Price | US2022$/Ton | 0 | 0 | 0 | 0 | 0 | 0 | 0
IL Fac. Spec. - NOX Rate Summer v3.1, Unit 270 and retrofits | 409 | 7305 | Rate Constraint in lbs/MMBtu | FALSE | L | Annual | Seasons Included | Seasons | Summer | Summer | Summer | Summer | Summer | Summer | Summer
IL Fac. Spec. - NOX Rate Summer v3.1, Unit 270 and retrofits | 409 | 7305 | Rate Constraint in lbs/MMBtu | FALSE | L | Annual | Standard NOX | lb/MMBtu | 0.25 | 0.25 | 0.25 | 0.25 | 0.25 | 0.25 | 0.25
IL Fac. Spec. - NOX Rate Summer v3.1, Unit 270 and retrofits | 409 | 7305 | Rate Constraint in lbs/MMBtu | FALSE | L | Annual | Emissions at Affected Plants NOX | Thousand Tons | 0.0032607 | 0.0032607 | 0.0025907 | 0 | 0 | 0 | 0
IL Fac. Spec. - NOX Rate Summer v3.1, Unit 270 and retrofits | 409 | 7305 | Rate Constraint in lbs/MMBtu | FALSE | L | Annual | Allowances Purchased NOX | Thousand Tons | 0 | 0 | 0 | 0 | 0 | 0 | 0
IL Fac. Spec. - NOX Rate Summer v3.1, Unit 270 and retrofits | 409 | 7305 | Rate Constraint in lbs/MMBtu | FALSE | L | Annual | Allowances Sold NOX | Thousand Tons | 0 | 0 | 0 | 0 | 0 | 0 | 0
IL Fac. Spec. - NOX Rate Summer v3.1, Unit 270 and retrofits | 409 | 7305 | Rate Constraint in lbs/MMBtu | FALSE | L | Annual | Allowances Banked | Thousand Tons | 0 | 0 | 0 | 0 | 0 | 0 | 0
IL Fac. Spec. - NOX Rate Summer v3.1, Unit 270 and retrofits | 409 | 7305 | Rate Constraint in lbs/MMBtu | FALSE | L | Annual | Allowances Withdrawn (1:1) | Thousand Tons | 0 | 0 | 0 | 0 | 0 | 0 | 0
IL Fac. Spec. - NOX Rate Summer v3.1, Unit 270 and retrofits | 409 | 7305 | Rate Constraint in lbs/MMBtu | FALSE | L | Annual | Allowances Withdrawn (n:1) | Thousand Tons | 0 | 0 | 0 | 0 | 0 | 0 | 0
IL Fac. Spec. - NOX Rate Summer v3.1, Unit 270 and retrofits | 409 | 7305 | Rate Constraint in lbs/MMBtu | FALSE | L | Annual | Net Emissions Allowance Position | Thousand Tons | 0.0032607 | 0.0032607 | 0.0025907 | 0 | 0 | 0 | 0
IL Fac. Spec. - NOX Rate Summer v3.1, Unit 270 and retrofits | 409 | 7305 | Rate Constraint in lbs/MMBtu | FALSE | L | Annual | Fuel Consumed | TBtu | 0.13045 | 0.13045 | 0.10365 | 0 | 0 | 0 | 0
IL Fac. Spec. - NOX Rate Summer v3.1, Unit 270 and retrofits | 409 | 7305 | Rate Constraint in lbs/MMBtu | FALSE | L | Annual | Rate | lb/MMBtu | 0.04999 | 0.04999 | 0.04999 | 0 | 0 | 0 | 0
IL Fac. Spec. - NOX Rate Summer v3.1, Unit 270 and retrofits | 409 | 7305 | Rate Constraint in lbs/MMBtu | FALSE | L | Annual | Generation | TWh | 0.011876 | 0.011876 | 0.0094354 | 0 | 0 | 0 | 0
IL Fac. Spec. - NOX Rate Summer v3.1, Unit 270 and retrofits | 409 | 7305 | Rate Constraint in lbs/MMBtu | FALSE | L | Annual | Qualifying Generation | TWh | 0.011876 | 0.011876 | 0.0094354 | 0 | 0 | 0 | 0
IL Fac. Spec. - NOX Rate Summer v3.1, Unit 270 and retrofits | 409 | 7305 | Rate Constraint in lbs/MMBtu | FALSE | L | Annual | Rate | lb/MWh | 0.54914 | 0.54914 | 0.54914 | 0 | 0 | 0 | 0
IL Fac. Spec. - NOX Rate Summer v3.1, Unit 270 and retrofits | 409 | 7305 | Rate Constraint in lbs/MMBtu | FALSE | L | Annual | Constraint Shadow Price | US2022$/Ton | 0 | 0 | 0 | 0 | 0 | 0 | 0
IL Fac. Spec. - NOX Rate Summer v3.1, Unit 271 and retrofits | 410 | 7305 | Rate Constraint in lbs/MMBtu | FALSE | L | Annual | Seasons Included | Seasons | Summer | Summer | Summer | Summer | Summer | Summer | Summer
IL Fac. Spec. - NOX Rate Summer v3.1, Unit 271 and retrofits | 410 | 7305 | Rate Constraint in lbs/MMBtu | FALSE | L | Annual | Standard NOX | lb/MMBtu | 0.25 | 0.25 | 0.25 | 0.25 | 0.25 | 0.25 | 0.25
IL Fac. Spec. - NOX Rate Summer v3.1, Unit 271 and retrofits | 410 | 7305 | Rate Constraint in lbs/MMBtu | FALSE | L | Annual | Emissions at Affected Plants NOX | Thousand Tons | 0 | 0.00013394 | 0 | 0 | 0 | 0 | 0
IL Fac. Spec. - NOX Rate Summer v3.1, Unit 271 and retrofits | 410 | 7305 | Rate Constraint in lbs/MMBtu | FALSE | L | Annual | Allowances Purchased NOX | Thousand Tons | 0 | 0 | 0 | 0 | 0 | 0 | 0
IL Fac. Spec. - NOX Rate Summer v3.1, Unit 271 and retrofits | 410 | 7305 | Rate Constraint in lbs/MMBtu | FALSE | L | Annual | Allowances Sold NOX | Thousand Tons | 0 | 0 | 0 | 0 | 0 | 0 | 0
IL Fac. Spec. - NOX Rate Summer v3.1, Unit 271 and retrofits | 410 | 7305 | Rate Constraint in lbs/MMBtu | FALSE | L | Annual | Allowances Banked | Thousand Tons | 0 | 0 | 0 | 0 | 0 | 0 | 0
IL Fac. Spec. - NOX Rate Summer v3.1, Unit 271 and retrofits | 410 | 7305 | Rate Constraint in lbs/MMBtu | FALSE | L | Annual | Allowances Withdrawn (1:1) | Thousand Tons | 0 | 0 | 0 | 0 | 0 | 0 | 0
IL Fac. Spec. - NOX Rate Summer v3.1, Unit 271 and retrofits | 410 | 7305 | Rate Constraint in lbs/MMBtu | FALSE | L | Annual | Allowances Withdrawn (n:1) | Thousand Tons | 0 | 0 | 0 | 0 | 0 | 0 | 0
IL Fac. Spec. - NOX Rate Summer v3.1, Unit 271 and retrofits | 410 | 7305 | Rate Constraint in lbs/MMBtu | FALSE | L | Annual | Net Emissions Allowance Position | Thousand Tons | 0 | 0.00013394 | 0 | 0 | 0 | 0 | 0
IL Fac. Spec. - NOX Rate Summer v3.1, Unit 271 and retrofits | 410 | 7305 | Rate Constraint in lbs/MMBtu | FALSE | L | Annual | Fuel Consumed | TBtu | 0 | 0.010711 | 0 | 0 | 0 | 0 | 0
IL Fac. Spec. - NOX Rate Summer v3.1, Unit 271 and retrofits | 410 | 7305 | Rate Constraint in lbs/MMBtu | FALSE | L | Annual | Rate | lb/MMBtu | 0 | 0.02501 | 0 | 0 | 0 | 0 | 0
IL Fac. Spec. - NOX Rate Summer v3.1, Unit 271 and retrofits | 410 | 7305 | Rate Constraint in lbs/MMBtu | FALSE | L | Annual | Generation | TWh | 0 | 0.0008331 | 0 | 0 | 0 | 0 | 0
IL Fac. Spec. - NOX Rate Summer v3.1, Unit 271 and retrofits | 410 | 7305 | Rate Constraint in lbs/MMBtu | FALSE | L | Annual | Qualifying Generation | TWh | 0 | 0.0008331 | 0 | 0 | 0 | 0 | 0
IL Fac. Spec. - NOX Rate Summer v3.1, Unit 271 and retrofits | 410 | 7305 | Rate Constraint in lbs/MMBtu | FALSE | L | Annual | Rate | lb/MWh | 0 | 0.32155 | 0 | 0 | 0 | 0 | 0
IL Fac. Spec. - NOX Rate Summer v3.1, Unit 271 and retrofits | 410 | 7305 | Rate Constraint in lbs/MMBtu | FALSE | L | Annual | Constraint Shadow Price | US2022$/Ton | 0 | 0 | 0 | 0 | 0 | 0 | 0
IL Fac. Spec. - NOX Rate Summer v3.1, Unit 272 and retrofits | 411 | 7305 | Rate Constraint in lbs/MMBtu | FALSE | L | Annual | Seasons Included | Seasons | Summer | Summer | Summer | Summer | Summer | Summer | Summer
IL Fac. Spec. - NOX Rate Summer v3.1, Unit 272 and retrofits | 411 | 7305 | Rate Constraint in lbs/MMBtu | FALSE | L | Annual | Standard NOX | lb/MMBtu | 0.25 | 0.25 | 0.25 | 0.25 | 0.25 | 0.25 | 0.25
IL Fac. Spec. - NOX Rate Summer v3.1, Unit 272 and retrofits | 411 | 7305 | Rate Constraint in lbs/MMBtu | FALSE | L | Annual | Emissions at Affected Plants NOX | Thousand Tons | 0 | 0.00014715 | 0 | 0 | 0 | 0 | 0
IL Fac. Spec. - NOX Rate Summer v3.1, Unit 272 and retrofits | 411 | 7305 | Rate Constraint in lbs/MMBtu | FALSE | L | Annual | Allowances Purchased NOX | Thousand Tons | 0 | 0 | 0 | 0 | 0 | 0 | 0
IL Fac. Spec. - NOX Rate Summer v3.1, Unit 272 and retrofits | 411 | 7305 | Rate Constraint in lbs/MMBtu | FALSE | L | Annual | Allowances Sold NOX | Thousand Tons | 0 | 0 | 0 | 0 | 0 | 0 | 0
IL Fac. Spec. - NOX Rate Summer v3.1, Unit 272 and retrofits | 411 | 7305 | Rate Constraint in lbs/MMBtu | FALSE | L | Annual | Allowances Banked | Thousand Tons | 0 | 0 | 0 | 0 | 0 | 0 | 0
IL Fac. Spec. - NOX Rate Summer v3.1, Unit 272 and retrofits | 411 | 7305 | Rate Constraint in lbs/MMBtu | FALSE | L | Annual | Allowances Withdrawn (1:1) | Thousand Tons | 0 | 0 | 0 | 0 | 0 | 0 | 0
IL Fac. Spec. - NOX Rate Summer v3.1, Unit 272 and retrofits | 411 | 7305 | Rate Constraint in lbs/MMBtu | FALSE | L | Annual | Allowances Withdrawn (n:1) | Thousand Tons | 0 | 0 | 0 | 0 | 0 | 0 | 0
IL Fac. Spec. - NOX Rate Summer v3.1, Unit 272 and retrofits | 411 | 7305 | Rate Constraint in lbs/MMBtu | FALSE | L | Annual | Net Emissions Allowance Position | Thousand Tons | 0 | 0.00014715 | 0 | 0 | 0 | 0 | 0
IL Fac. Spec. - NOX Rate Summer v3.1, Unit 272 and retrofits | 411 | 7305 | Rate Constraint in lbs/MMBtu | FALSE | L | Annual | Fuel Consumed | TBtu | 0 | 0.010753 | 0 | 0 | 0 | 0 | 0
IL Fac. Spec. - NOX Rate Summer v3.1, Unit 272 and retrofits | 411 | 7305 | Rate Constraint in lbs/MMBtu | FALSE | L | Annual | Rate | lb/MMBtu | 0 | 0.02737 | 0 | 0 | 0 | 0 | 0
IL Fac. Spec. - NOX Rate Summer v3.1, Unit 272 and retrofits | 411 | 7305 | Rate Constraint in lbs/MMBtu | FALSE | L | Annual | Generation | TWh | 0 | 0.00083633 | 0 | 0 | 0 | 0 | 0
IL Fac. Spec. - NOX Rate Summer v3.1, Unit 272 and retrofits | 411 | 7305 | Rate Constraint in lbs/MMBtu | FALSE | L | Annual | Qualifying Generation | TWh | 0 | 0.00083633 | 0 | 0 | 0 | 0 | 0
IL Fac. Spec. - NOX Rate Summer v3.1, Unit 272 and retrofits | 411 | 7305 | Rate Constraint in lbs/MMBtu | FALSE | L | Annual | Rate | lb/MWh | 0 | 0.3519 | 0 | 0 | 0 | 0 | 0
IL Fac. Spec. - NOX Rate Summer v3.1, Unit 272 and retrofits | 411 | 7305 | Rate Constraint in lbs/MMBtu | FALSE | L | Annual | Constraint Shadow Price | US2022$/Ton | 0 | 0 | 0 | 0 | 0 | 0 | 0
IL Fac. Spec. - NOX Rate Summer v3.1, Unit 273 and retrofits | 412 | 7305 | Rate Constraint in lbs/MMBtu | FALSE | L | Annual | Seasons Included | Seasons | Summer | Summer | Summer | Summer | Summer | Summer | Summer
IL Fac. Spec. - NOX Rate Summer v3.1, Unit 273 and retrofits | 412 | 7305 | Rate Constraint in lbs/MMBtu | FALSE | L | Annual | Standard NOX | lb/MMBtu | 0.25 | 0.25 | 0.25 | 0.25 | 0.25 | 0.25 | 0.25
IL Fac. Spec. - NOX Rate Summer v3.1, Unit 273 and retrofits | 412 | 7305 | Rate Constraint in lbs/MMBtu | FALSE | L | Annual | Emissions at Affected Plants NOX | Thousand Tons | 0.00012125 | 0.00013227 | 0 | 0 | 0 | 0 | 0
IL Fac. Spec. - NOX Rate Summer v3.1, Unit 273 and retrofits | 412 | 7305 | Rate Constraint in lbs/MMBtu | FALSE | L | Annual | Allowances Purchased NOX | Thousand Tons | 0 | 0 | 0 | 0 | 0 | 0 | 0
IL Fac. Spec. - NOX Rate Summer v3.1, Unit 273 and retrofits | 412 | 7305 | Rate Constraint in lbs/MMBtu | FALSE | L | Annual | Allowances Sold NOX | Thousand Tons | 0 | 0 | 0 | 0 | 0 | 0 | 0
IL Fac. Spec. - NOX Rate Summer v3.1, Unit 273 and retrofits | 412 | 7305 | Rate Constraint in lbs/MMBtu | FALSE | L | Annual | Allowances Banked | Thousand Tons | 0 | 0 | 0 | 0 | 0 | 0 | 0
IL Fac. Spec. - NOX Rate Summer v3.1, Unit 273 and retrofits | 412 | 7305 | Rate Constraint in lbs/MMBtu | FALSE | L | Annual | Allowances Withdrawn (1:1) | Thousand Tons | 0 | 0 | 0 | 0 | 0 | 0 | 0
IL Fac. Spec. - NOX Rate Summer v3.1, Unit 273 and retrofits | 412 | 7305 | Rate Constraint in lbs/MMBtu | FALSE | L | Annual | Allowances Withdrawn (n:1) | Thousand Tons | 0 | 0 | 0 | 0 | 0 | 0 | 0
IL Fac. Spec. - NOX Rate Summer v3.1, Unit 273 and retrofits | 412 | 7305 | Rate Constraint in lbs/MMBtu | FALSE | L | Annual | Net Emissions Allowance Position | Thousand Tons | 0.00012125 | 0.00013227 | 0 | 0 | 0 | 0 | 0
IL Fac. Spec. - NOX Rate Summer v3.1, Unit 273 and retrofits | 412 | 7305 | Rate Constraint in lbs/MMBtu | FALSE | L | Annual | Fuel Consumed | TBtu | 0.0098819 | 0.01078 | 0 | 0 | 0 | 0 | 0
IL Fac. Spec. - NOX Rate Summer v3.1, Unit 273 and retrofits | 412 | 7305 | Rate Constraint in lbs/MMBtu | FALSE | L | Annual | Rate | lb/MMBtu | 0.02454 | 0.02454 | 0 | 0 | 0 | 0 | 0
IL Fac. Spec. - NOX Rate Summer v3.1, Unit 273 and retrofits | 412 | 7305 | Rate Constraint in lbs/MMBtu | FALSE | L | Annual | Generation | TWh | 0.0007686 | 0.00083848 | 0 | 0 | 0 | 0 | 0
IL Fac. Spec. - NOX Rate Summer v3.1, Unit 273 and retrofits | 412 | 7305 | Rate Constraint in lbs/MMBtu | FALSE | L | Annual | Qualifying Generation | TWh | 0.0007686 | 0.00083848 | 0 | 0 | 0 | 0 | 0
IL Fac. Spec. - NOX Rate Summer v3.1, Unit 273 and retrofits | 412 | 7305 | Rate Constraint in lbs/MMBtu | FALSE | L | Annual | Rate | lb/MWh | 0.31551 | 0.31551 | 0 | 0 | 0 | 0 | 0
IL Fac. Spec. - NOX Rate Summer v3.1, Unit 273 and retrofits | 412 | 7305 | Rate Constraint in lbs/MMBtu | FALSE | L | Annual | Constraint Shadow Price | US2022$/Ton | 0 | 0 | 0 | 0 | 0 | 0 | 0
IL Fac. Spec. - NOX Rate Summer v3.1, Unit 274 and retrofits | 413 | 7305 | Rate Constraint in lbs/MMBtu | FALSE | L | Annual | Seasons Included | Seasons | Summer | Summer | Summer | Summer | Summer | Summer | Summer
IL Fac. Spec. - NOX Rate Summer v3.1, Unit 274 and retrofits | 413 | 7305 | Rate Constraint in lbs/MMBtu | FALSE | L | Annual | Standard NOX | lb/MMBtu | 0.25 | 0.25 | 0.25 | 0.25 | 0.25 | 0.25 | 0.25
IL Fac. Spec. - NOX Rate Summer v3.1, Unit 274 and retrofits | 413 | 7305 | Rate Constraint in lbs/MMBtu | FALSE | L | Annual | Emissions at Affected Plants NOX | Thousand Tons | 0.00011552 | 0.00012602 | 0 | 0 | 0 | 0 | 0
IL Fac. Spec. - NOX Rate Summer v3.1, Unit 274 and retrofits | 413 | 7305 | Rate Constraint in lbs/MMBtu | FALSE | L | Annual | Allowances Purchased NOX | Thousand Tons | 0 | 0 | 0 | 0 | 0 | 0 | 0
IL Fac. Spec. - NOX Rate Summer v3.1, Unit 274 and retrofits | 413 | 7305 | Rate Constraint in lbs/MMBtu | FALSE | L | Annual | Allowances Sold NOX | Thousand Tons | 0 | 0 | 0 | 0 | 0 | 0 | 0
IL Fac. Spec. - NOX Rate Summer v3.1, Unit 274 and retrofits | 413 | 7305 | Rate Constraint in lbs/MMBtu | FALSE | L | Annual | Allowances Banked | Thousand Tons | 0 | 0 | 0 | 0 | 0 | 0 | 0
IL Fac. Spec. - NOX Rate Summer v3.1, Unit 274 and retrofits | 413 | 7305 | Rate Constraint in lbs/MMBtu | FALSE | L | Annual | Allowances Withdrawn (1:1) | Thousand Tons | 0 | 0 | 0 | 0 | 0 | 0 | 0
IL Fac. Spec. - NOX Rate Summer v3.1, Unit 274 and retrofits | 413 | 7305 | Rate Constraint in lbs/MMBtu | FALSE | L | Annual | Allowances Withdrawn (n:1) | Thousand Tons | 0 | 0 | 0 | 0 | 0 | 0 | 0
IL Fac. Spec. - NOX Rate Summer v3.1, Unit 274 and retrofits | 413 | 7305 | Rate Constraint in lbs/MMBtu | FALSE | L | Annual | Net Emissions Allowance Position | Thousand Tons | 0.00011552 | 0.00012602 | 0 | 0 | 0 | 0 | 0
IL Fac. Spec. - NOX Rate Summer v3.1, Unit 274 and retrofits | 413 | 7305 | Rate Constraint in lbs/MMBtu | FALSE | L | Annual | Fuel Consumed | TBtu | 0.0098819 | 0.01078 | 0 | 0 | 0 | 0 | 0
IL Fac. Spec. - NOX Rate Summer v3.1, Unit 274 and retrofits | 413 | 7305 | Rate Constraint in lbs/MMBtu | FALSE | L | Annual | Rate | lb/MMBtu | 0.02338 | 0.02338 | 0 | 0 | 0 | 0 | 0
IL Fac. Spec. - NOX Rate Summer v3.1, Unit 274 and retrofits | 413 | 7305 | Rate Constraint in lbs/MMBtu | FALSE | L | Annual | Generation | TWh | 0.0007686 | 0.00083848 | 0 | 0 | 0 | 0 | 0
IL Fac. Spec. - NOX Rate Summer v3.1, Unit 274 and retrofits | 413 | 7305 | Rate Constraint in lbs/MMBtu | FALSE | L | Annual | Qualifying Generation | TWh | 0.0007686 | 0.00083848 | 0 | 0 | 0 | 0 | 0
IL Fac. Spec. - NOX Rate Summer v3.1, Unit 274 and retrofits | 413 | 7305 | Rate Constraint in lbs/MMBtu | FALSE | L | Annual | Rate | lb/MWh | 0.3006 | 0.3006 | 0 | 0 | 0 | 0 | 0
IL Fac. Spec. - NOX Rate Summer v3.1, Unit 274 and retrofits | 413 | 7305 | Rate Constraint in lbs/MMBtu | FALSE | L | Annual | Constraint Shadow Price | US2022$/Ton | 0 | 0 | 0 | 0 | 0 | 0 | 0
IL Fac. Spec. - NOX Rate Summer v3.1, Unit 275 and retrofits | 414 | 7305 | Rate Constraint in lbs/MMBtu | FALSE | L | Annual | Seasons Included | Seasons | Summer | Summer | Summer | Summer | Summer | Summer | Summer
IL Fac. Spec. - NOX Rate Summer v3.1, Unit 275 and retrofits | 414 | 7305 | Rate Constraint in lbs/MMBtu | FALSE | L | Annual | Standard NOX | lb/MMBtu | 0.25 | 0.25 | 0.25 | 0.25 | 0.25 | 0.25 | 0.25
IL Fac. Spec. - NOX Rate Summer v3.1, Unit 275 and retrofits | 414 | 7305 | Rate Constraint in lbs/MMBtu | FALSE | L | Annual | Emissions at Affected Plants NOX | Thousand Tons | 0 | 0.00012768 | 0 | 0 | 0 | 0 | 0
IL Fac. Spec. - NOX Rate Summer v3.1, Unit 275 and retrofits | 414 | 7305 | Rate Constraint in lbs/MMBtu | FALSE | L | Annual | Allowances Purchased NOX | Thousand Tons | 0 | 0 | 0 | 0 | 0 | 0 | 0
IL Fac. Spec. - NOX Rate Summer v3.1, Unit 275 and retrofits | 414 | 7305 | Rate Constraint in lbs/MMBtu | FALSE | L | Annual | Allowances Sold NOX | Thousand Tons | 0 | 0 | 0 | 0 | 0 | 0 | 0
IL Fac. Spec. - NOX Rate Summer v3.1, Unit 275 and retrofits | 414 | 7305 | Rate Constraint in lbs/MMBtu | FALSE | L | Annual | Allowances Banked | Thousand Tons | 0 | 0 | 0 | 0 | 0 | 0 | 0
IL Fac. Spec. - NOX Rate Summer v3.1, Unit 275 and retrofits | 414 | 7305 | Rate Constraint in lbs/MMBtu | FALSE | L | Annual | Allowances Withdrawn (1:1) | Thousand Tons | 0 | 0 | 0 | 0 | 0 | 0 | 0
IL Fac. Spec. - NOX Rate Summer v3.1, Unit 275 and retrofits | 414 | 7305 | Rate Constraint in lbs/MMBtu | FALSE | L | Annual | Allowances Withdrawn (n:1) | Thousand Tons | 0 | 0 | 0 | 0 | 0 | 0 | 0
IL Fac. Spec. - NOX Rate Summer v3.1, Unit 275 and retrofits | 414 | 7305 | Rate Constraint in lbs/MMBtu | FALSE | L | Annual | Net Emissions Allowance Position | Thousand Tons | 0 | 0.00012768 | 0 | 0 | 0 | 0 | 0
IL Fac. Spec. - NOX Rate Summer v3.1, Unit 275 and retrofits | 414 | 7305 | Rate Constraint in lbs/MMBtu | FALSE | L | Annual | Fuel Consumed | TBtu | 0 | 0.010711 | 0 | 0 | 0 | 0 | 0
IL Fac. Spec. - NOX Rate Summer v3.1, Unit 275 and retrofits | 414 | 7305 | Rate Constraint in lbs/MMBtu | FALSE | L | Annual | Rate | lb/MMBtu | 0 | 0.02384 | 0 | 0 | 0 | 0 | 0
IL Fac. Spec. - NOX Rate Summer v3.1, Unit 275 and retrofits | 414 | 7305 | Rate Constraint in lbs/MMBtu | FALSE | L | Annual | Generation | TWh | 0 | 0.0008331 | 0 | 0 | 0 | 0 | 0
IL Fac. Spec. - NOX Rate Summer v3.1, Unit 275 and retrofits | 414 | 7305 | Rate Constraint in lbs/MMBtu | FALSE | L | Annual | Qualifying Generation | TWh | 0 | 0.0008331 | 0 | 0 | 0 | 0 | 0
IL Fac. Spec. - NOX Rate Summer v3.1, Unit 275 and retrofits | 414 | 7305 | Rate Constraint in lbs/MMBtu | FALSE | L | Annual | Rate | lb/MWh | 0 | 0.30651 | 0 | 0 | 0 | 0 | 0
IL Fac. Spec. - NOX Rate Summer v3.1, Unit 275 and retrofits | 414 | 7305 | Rate Constraint in lbs/MMBtu | FALSE | L | Annual | Constraint Shadow Price | US2022$/Ton | 0 | 0 | 0 | 0 | 0 | 0 | 0
IL Fac. Spec. - NOX Rate Summer v3.1, Unit 276 and retrofits | 415 | 7305 | Rate Constraint in lbs/MMBtu | FALSE | L | Annual | Seasons Included | Seasons | Summer | Summer | Summer | Summer | Summer | Summer | Summer
IL Fac. Spec. - NOX Rate Summer v3.1, Unit 276 and retrofits | 415 | 7305 | Rate Constraint in lbs/MMBtu | FALSE | L | Annual | Standard NOX | lb/MMBtu | 0.25 | 0.25 | 0.25 | 0.25 | 0.25 | 0.25 | 0.25
IL Fac. Spec. - NOX Rate Summer v3.1, Unit 276 and retrofits | 415 | 7305 | Rate Constraint in lbs/MMBtu | FALSE | L | Annual | Emissions at Affected Plants NOX | Thousand Tons | 0 | 0.00010961 | 0 | 0 | 0 | 0 | 0
IL Fac. Spec. - NOX Rate Summer v3.1, Unit 276 and retrofits | 415 | 7305 | Rate Constraint in lbs/MMBtu | FALSE | L | Annual | Allowances Purchased NOX | Thousand Tons | 0 | 0 | 0 | 0 | 0 | 0 | 0
IL Fac. Spec. - NOX Rate Summer v3.1, Unit 276 and retrofits | 415 | 7305 | Rate Constraint in lbs/MMBtu | FALSE | L | Annual | Allowances Sold NOX | Thousand Tons | 0 | 0 | 0 | 0 | 0 | 0 | 0
IL Fac. Spec. - NOX Rate Summer v3.1, Unit 276 and retrofits | 415 | 7305 | Rate Constraint in lbs/MMBtu | FALSE | L | Annual | Allowances Banked | Thousand Tons | 0 | 0 | 0 | 0 | 0 | 0 | 0
IL Fac. Spec. - NOX Rate Summer v3.1, Unit 276 and retrofits | 415 | 7305 | Rate Constraint in lbs/MMBtu | FALSE | L | Annual | Allowances Withdrawn (1:1) | Thousand Tons | 0 | 0 | 0 | 0 | 0 | 0 | 0
IL Fac. Spec. - NOX Rate Summer v3.1, Unit 276 and retrofits | 415 | 7305 | Rate Constraint in lbs/MMBtu | FALSE | L | Annual | Allowances Withdrawn (n:1) | Thousand Tons | 0 | 0 | 0 | 0 | 0 | 0 | 0
IL Fac. Spec. - NOX Rate Summer v3.1, Unit 276 and retrofits | 415 | 7305 | Rate Constraint in lbs/MMBtu | FALSE | L | Annual | Net Emissions Allowance Position | Thousand Tons | 0 | 0.00010961 | 0 | 0 | 0 | 0 | 0
IL Fac. Spec. - NOX Rate Summer v3.1, Unit 276 and retrofits | 415 | 7305 | Rate Constraint in lbs/MMBtu | FALSE | L | Annual | Fuel Consumed | TBtu | 0 | 0.010684 | 0 | 0 | 0 | 0 | 0
IL Fac. Spec. - NOX Rate Summer v3.1, Unit 276 and retrofits | 415 | 7305 | Rate Constraint in lbs/MMBtu | FALSE | L | Annual | Rate | lb/MMBtu | 0 | 0.02052 | 0 | 0 | 0 | 0 | 0
IL Fac. Spec. - NOX Rate Summer v3.1, Unit 276 and retrofits | 415 | 7305 | Rate Constraint in lbs/MMBtu | FALSE | L | Annual | Generation | TWh | 0 | 0.00083095 | 0 | 0 | 0 | 0 | 0
IL Fac. Spec. - NOX Rate Summer v3.1, Unit 276 and retrofits | 415 | 7305 | Rate Constraint in lbs/MMBtu | FALSE | L | Annual | Qualifying Generation | TWh | 0 | 0.00083095 | 0 | 0 | 0 | 0 | 0
IL Fac. Spec. - NOX Rate Summer v3.1, Unit 276 and retrofits | 415 | 7305 | Rate Constraint in lbs/MMBtu | FALSE | L | Annual | Rate | lb/MWh | 0 | 0.26383 | 0 | 0 | 0 | 0 | 0
IL Fac. Spec. - NOX Rate Summer v3.1, Unit 276 and retrofits | 415 | 7305 | Rate Constraint in lbs/MMBtu | FALSE | L | Annual | Constraint Shadow Price | US2022$/Ton | 0 | 0 | 0 | 0 | 0 | 0 | 0
IL Fac. Spec. - NOX Rate Summer v3.1, Unit 277 and retrofits | 416 | 7305 | Rate Constraint in lbs/MMBtu | FALSE | L | Annual | Seasons Included | Seasons | Summer | Summer | Summer | Summer | Summer | Summer | Summer
IL Fac. Spec. - NOX Rate Summer v3.1, Unit 277 and retrofits | 416 | 7305 | Rate Constraint in lbs/MMBtu | FALSE | L | Annual | Standard NOX | lb/MMBtu | 0.25 | 0.25 | 0.25 | 0.25 | 0.25 | 0.25 | 0.25
IL Fac. Spec. - NOX Rate Summer v3.1, Unit 277 and retrofits | 416 | 7305 | Rate Constraint in lbs/MMBtu | FALSE | L | Annual | Emissions at Affected Plants NOX | Thousand Tons | 7.0228e-06 | 0.00012526 | 0 | 0 | 0 | 0 | 0
IL Fac. Spec. - NOX Rate Summer v3.1, Unit 277 and retrofits | 416 | 7305 | Rate Constraint in lbs/MMBtu | FALSE | L | Annual | Allowances Purchased NOX | Thousand Tons | 0 | 0 | 0 | 0 | 0 | 0 | 0
IL Fac. Spec. - NOX Rate Summer v3.1, Unit 277 and retrofits | 416 | 7305 | Rate Constraint in lbs/MMBtu | FALSE | L | Annual | Allowances Sold NOX | Thousand Tons | 0 | 0 | 0 | 0 | 0 | 0 | 0
IL Fac. Spec. - NOX Rate Summer v3.1, Unit 277 and retrofits | 416 | 7305 | Rate Constraint in lbs/MMBtu | FALSE | L | Annual | Allowances Banked | Thousand Tons | 0 | 0 | 0 | 0 | 0 | 0 | 0
IL Fac. Spec. - NOX Rate Summer v3.1, Unit 277 and retrofits | 416 | 7305 | Rate Constraint in lbs/MMBtu | FALSE | L | Annual | Allowances Withdrawn (1:1) | Thousand Tons | 0 | 0 | 0 | 0 | 0 | 0 | 0
IL Fac. Spec. - NOX Rate Summer v3.1, Unit 277 and retrofits | 416 | 7305 | Rate Constraint in lbs/MMBtu | FALSE | L | Annual | Allowances Withdrawn (n:1) | Thousand Tons | 0 | 0 | 0 | 0 | 0 | 0 | 0
IL Fac. Spec. - NOX Rate Summer v3.1, Unit 277 and retrofits | 416 | 7305 | Rate Constraint in lbs/MMBtu | FALSE | L | Annual | Net Emissions Allowance Position | Thousand Tons | 7.0228e-06 | 0.00012526 | 0 | 0 | 0 | 0 | 0
IL Fac. Spec. - NOX Rate Summer v3.1, Unit 277 and retrofits | 416 | 7305 | Rate Constraint in lbs/MMBtu | FALSE | L | Annual | Fuel Consumed | TBtu | 0.00060594 | 0.010808 | 0 | 0 | 0 | 0 | 0
IL Fac. Spec. - NOX Rate Summer v3.1, Unit 277 and retrofits | 416 | 7305 | Rate Constraint in lbs/MMBtu | FALSE | L | Annual | Rate | lb/MMBtu | 0.02318 | 0.02318 | 0 | 0 | 0 | 0 | 0
IL Fac. Spec. - NOX Rate Summer v3.1, Unit 277 and retrofits | 416 | 7305 | Rate Constraint in lbs/MMBtu | FALSE | L | Annual | Generation | TWh | 4.7129e-05 | 0.00084063 | 0 | 0 | 0 | 0 | 0
IL Fac. Spec. - NOX Rate Summer v3.1, Unit 277 and retrofits | 416 | 7305 | Rate Constraint in lbs/MMBtu | FALSE | L | Annual | Qualifying Generation | TWh | 4.7129e-05 | 0.00084063 | 0 | 0 | 0 | 0 | 0
IL Fac. Spec. - NOX Rate Summer v3.1, Unit 277 and retrofits | 416 | 7305 | Rate Constraint in lbs/MMBtu | FALSE | L | Annual | Rate | lb/MWh | 0.29803 | 0.29803 | 0 | 0 | 0 | 0 | 0
IL Fac. Spec. - NOX Rate Summer v3.1, Unit 277 and retrofits | 416 | 7305 | Rate Constraint in lbs/MMBtu | FALSE | L | Annual | Constraint Shadow Price | US2022$/Ton | 0 | 0 | 0 | 0 | 0 | 0 | 0
IL Fac. Spec. - NOX Rate Summer v3.1, Unit 278 and retrofits | 417 | 7305 | Rate Constraint in lbs/MMBtu | FALSE | L | Annual | Seasons Included | Seasons | Summer | Summer | Summer | Summer | Summer | Summer | Summer
IL Fac. Spec. - NOX Rate Summer v3.1, Unit 278 and retrofits | 417 | 7305 | Rate Constraint in lbs/MMBtu | FALSE | L | Annual | Standard NOX | lb/MMBtu | 0.25 | 0.25 | 0.25 | 0.25 | 0.25 | 0.25 | 0.25
IL Fac. Spec. - NOX Rate Summer v3.1, Unit 278 and retrofits | 417 | 7305 | Rate Constraint in lbs/MMBtu | FALSE | L | Annual | Emissions at Affected Plants NOX | Thousand Tons | 0.00012298 | 0.00013416 | 0 | 0 | 0 | 0 | 0
IL Fac. Spec. - NOX Rate Summer v3.1, Unit 278 and retrofits | 417 | 7305 | Rate Constraint in lbs/MMBtu | FALSE | L | Annual | Allowances Purchased NOX | Thousand Tons | 0 | 0 | 0 | 0 | 0 | 0 | 0
IL Fac. Spec. - NOX Rate Summer v3.1, Unit 278 and retrofits | 417 | 7305 | Rate Constraint in lbs/MMBtu | FALSE | L | Annual | Allowances Sold NOX | Thousand Tons | 0 | 0 | 0 | 0 | 0 | 0 | 0
IL Fac. Spec. - NOX Rate Summer v3.1, Unit 278 and retrofits | 417 | 7305 | Rate Constraint in lbs/MMBtu | FALSE | L | Annual | Allowances Banked | Thousand Tons | 0 | 0 | 0 | 0 | 0 | 0 | 0
IL Fac. Spec. - NOX Rate Summer v3.1, Unit 278 and retrofits | 417 | 7305 | Rate Constraint in lbs/MMBtu | FALSE | L | Annual | Allowances Withdrawn (1:1) | Thousand Tons | 0 | 0 | 0 | 0 | 0 | 0 | 0
IL Fac. Spec. - NOX Rate Summer v3.1, Unit 278 and retrofits | 417 | 7305 | Rate Constraint in lbs/MMBtu | FALSE | L | Annual | Allowances Withdrawn (n:1) | Thousand Tons | 0 | 0 | 0 | 0 | 0 | 0 | 0
IL Fac. Spec. - NOX Rate Summer v3.1, Unit 278 and retrofits | 417 | 7305 | Rate Constraint in lbs/MMBtu | FALSE | L | Annual | Net Emissions Allowance Position | Thousand Tons | 0.00012298 | 0.00013416 | 0 | 0 | 0 | 0 | 0
IL Fac. Spec. - NOX Rate Summer v3.1, Unit 278 and retrofits | 417 | 7305 | Rate Constraint in lbs/MMBtu | FALSE | L | Annual | Fuel Consumed | TBtu | 0.009958 | 0.010863 | 0 | 0 | 0 | 0 | 0
IL Fac. Spec. - NOX Rate Summer v3.1, Unit 278 and retrofits | 417 | 7305 | Rate Constraint in lbs/MMBtu | FALSE | L | Annual | Rate | lb/MMBtu | 0.0247 | 0.0247 | 0 | 0 | 0 | 0 | 0
IL Fac. Spec. - NOX Rate Summer v3.1, Unit 278 and retrofits | 417 | 7305 | Rate Constraint in lbs/MMBtu | FALSE | L | Annual | Generation | TWh | 0.00077452 | 0.00084493 | 0 | 0 | 0 | 0 | 0
IL Fac. Spec. - NOX Rate Summer v3.1, Unit 278 and retrofits | 417 | 7305 | Rate Constraint in lbs/MMBtu | FALSE | L | Annual | Qualifying Generation | TWh | 0.00077452 | 0.00084493 | 0 | 0 | 0 | 0 | 0
IL Fac. Spec. - NOX Rate Summer v3.1, Unit 278 and retrofits | 417 | 7305 | Rate Constraint in lbs/MMBtu | FALSE | L | Annual | Rate | lb/MWh | 0.31757 | 0.31757 | 0 | 0 | 0 | 0 | 0
IL Fac. Spec. - NOX Rate Summer v3.1, Unit 278 and retrofits | 417 | 7305 | Rate Constraint in lbs/MMBtu | FALSE | L | Annual | Constraint Shadow Price | US2022$/Ton | 0 | 0 | 0 | 0 | 0 | 0 | 0
IL Fac. Spec. - NOX Rate Summer v3.1, Unit 279 and retrofits | 418 | 7305 | Rate Constraint in lbs/MMBtu | FALSE | L | Annual | Seasons Included | Seasons | Summer | Summer | Summer | Summer | Summer | Summer | Summer
IL Fac. Spec. - NOX Rate Summer v3.1, Unit 279 and retrofits | 418 | 7305 | Rate Constraint in lbs/MMBtu | FALSE | L | Annual | Standard NOX | lb/MMBtu | 0.25 | 0.25 | 0.25 | 0.25 | 0.25 | 0.25 | 0.25
IL Fac. Spec. - NOX Rate Summer v3.1, Unit 279 and retrofits | 418 | 7305 | Rate Constraint in lbs/MMBtu | FALSE | L | Annual | Emissions at Affected Plants NOX | Thousand Tons | 0.002177 | 0.002177 | 0 | 0 | 0 | 0 | 0
IL Fac. Spec. - NOX Rate Summer v3.1, Unit 279 and retrofits | 418 | 7305 | Rate Constraint in lbs/MMBtu | FALSE | L | Annual | Allowances Purchased NOX | Thousand Tons | 0 | 0 | 0 | 0 | 0 | 0 | 0
IL Fac. Spec. - NOX Rate Summer v3.1, Unit 279 and retrofits | 418 | 7305 | Rate Constraint in lbs/MMBtu | FALSE | L | Annual | Allowances Sold NOX | Thousand Tons | 0 | 0 | 0 | 0 | 0 | 0 | 0
IL Fac. Spec. - NOX Rate Summer v3.1, Unit 279 and retrofits | 418 | 7305 | Rate Constraint in lbs/MMBtu | FALSE | L | Annual | Allowances Banked | Thousand Tons | 0 | 0 | 0 | 0 | 0 | 0 | 0
IL Fac. Spec. - NOX Rate Summer v3.1, Unit 279 and retrofits | 418 | 7305 | Rate Constraint in lbs/MMBtu | FALSE | L | Annual | Allowances Withdrawn (1:1) | Thousand Tons | 0 | 0 | 0 | 0 | 0 | 0 | 0
IL Fac. Spec. - NOX Rate Summer v3.1, Unit 279 and retrofits | 418 | 7305 | Rate Constraint in lbs/MMBtu | FALSE | L | Annual | Allowances Withdrawn (n:1) | Thousand Tons | 0 | 0 | 0 | 0 | 0 | 0 | 0
IL Fac. Spec. - NOX Rate Summer v3.1, Unit 279 and retrofits | 418 | 7305 | Rate Constraint in lbs/MMBtu | FALSE | L | Annual | Net Emissions Allowance Position | Thousand Tons | 0.002177 | 0.002177 | 0 | 0 | 0 | 0 | 0
IL Fac. Spec. - NOX Rate Summer v3.1, Unit 279 and retrofits | 418 | 7305 | Rate Constraint in lbs/MMBtu | FALSE | L | Annual | Fuel Consumed | TBtu | 0.11144 | 0.11144 | 0 | 0 | 0 | 0 | 0
IL Fac. Spec. - NOX Rate Summer v3.1, Unit 279 and retrofits | 418 | 7305 | Rate Constraint in lbs/MMBtu | FALSE | L | Annual | Rate | lb/MMBtu | 0.03907 | 0.03907 | 0 | 0 | 0 | 0 | 0
IL Fac. Spec. - NOX Rate Summer v3.1, Unit 279 and retrofits | 418 | 7305 | Rate Constraint in lbs/MMBtu | FALSE | L | Annual | Generation | TWh | 0.0098091 | 0.0098091 | 0 | 0 | 0 | 0 | 0
IL Fac. Spec. - NOX Rate Summer v3.1, Unit 279 and retrofits | 418 | 7305 | Rate Constraint in lbs/MMBtu | FALSE | L | Annual | Qualifying Generation | TWh | 0.0098091 | 0.0098091 | 0 | 0 | 0 | 0 | 0
IL Fac. Spec. - NOX Rate Summer v3.1, Unit 279 and retrofits | 418 | 7305 | Rate Constraint in lbs/MMBtu | FALSE | L | Annual | Rate | lb/MWh | 0.44387 | 0.44387 | 0 | 0 | 0 | 0 | 0
IL Fac. Spec. - NOX Rate Summer v3.1, Unit 279 and retrofits | 418 | 7305 | Rate Constraint in lbs/MMBtu | FALSE | L | Annual | Constraint Shadow Price | US2022$/Ton | 0 | 0 | 0 | 0 | 0 | 0 | 0
IL Fac. Spec. - NOX Rate Summer v3.1, Unit 280 and retrofits | 419 | 7305 | Rate Constraint in lbs/MMBtu | FALSE | L | Annual | Seasons Included | Seasons | Summer | Summer | Summer | Summer | Summer | Summer | Summer
IL Fac. Spec. - NOX Rate Summer v3.1, Unit 280 and retrofits | 419 | 7305 | Rate Constraint in lbs/MMBtu | FALSE | L | Annual | Standard NOX | lb/MMBtu | 0.25 | 0.25 | 0.25 | 0.25 | 0.25 | 0.25 | 0.25
IL Fac. Spec. - NOX Rate Summer v3.1, Unit 280 and retrofits | 419 | 7305 | Rate Constraint in lbs/MMBtu | FALSE | L | Annual | Emissions at Affected Plants NOX | Thousand Tons | 0.0020527 | 0.0020527 | 0.0011529 | 0 | 0 | 0 | 0
IL Fac. Spec. - NOX Rate Summer v3.1, Unit 280 and retrofits | 419 | 7305 | Rate Constraint in lbs/MMBtu | FALSE | L | Annual | Allowances Purchased NOX | Thousand Tons | 0 | 0 | 0 | 0 | 0 | 0 | 0
IL Fac. Spec. - NOX Rate Summer v3.1, Unit 280 and retrofits | 419 | 7305 | Rate Constraint in lbs/MMBtu | FALSE | L | Annual | Allowances Sold NOX | Thousand Tons | 0 | 0 | 0 | 0 | 0 | 0 | 0
IL Fac. Spec. - NOX Rate Summer v3.1, Unit 280 and retrofits | 419 | 7305 | Rate Constraint in lbs/MMBtu | FALSE | L | Annual | Allowances Banked | Thousand Tons | 0 | 0 | 0 | 0 | 0 | 0 | 0
IL Fac. Spec. - NOX Rate Summer v3.1, Unit 280 and retrofits | 419 | 7305 | Rate Constraint in lbs/MMBtu | FALSE | L | Annual | Allowances Withdrawn (1:1) | Thousand Tons | 0 | 0 | 0 | 0 | 0 | 0 | 0
IL Fac. Spec. - NOX Rate Summer v3.1, Unit 280 and retrofits | 419 | 7305 | Rate Constraint in lbs/MMBtu | FALSE | L | Annual | Allowances Withdrawn (n:1) | Thousand Tons | 0 | 0 | 0 | 0 | 0 | 0 | 0
IL Fac. Spec. - NOX Rate Summer v3.1, Unit 280 and retrofits | 419 | 7305 | Rate Constraint in lbs/MMBtu | FALSE | L | Annual | Net Emissions Allowance Position | Thousand Tons | 0.0020527 | 0.0020527 | 0.0011529 | 0 | 0 | 0 | 0
IL Fac. Spec. - NOX Rate Summer v3.1, Unit 280 and retrofits | 419 | 7305 | Rate Constraint in lbs/MMBtu | FALSE | L | Annual | Fuel Consumed | TBtu | 0.11144 | 0.11144 | 0.06259 | 0 | 0 | 0 | 0
IL Fac. Spec. - NOX Rate Summer v3.1, Unit 280 and retrofits | 419 | 7305 | Rate Constraint in lbs/MMBtu | FALSE | L | Annual | Rate | lb/MMBtu | 0.03684 | 0.03684 | 0.03684 | 0 | 0 | 0 | 0
IL Fac. Spec. - NOX Rate Summer v3.1, Unit 280 and retrofits | 419 | 7305 | Rate Constraint in lbs/MMBtu | FALSE | L | Annual | Generation | TWh | 0.0098091 | 0.0098091 | 0.0055092 | 0 | 0 | 0 | 0
IL Fac. Spec. - NOX Rate Summer v3.1, Unit 280 and retrofits | 419 | 7305 | Rate Constraint in lbs/MMBtu | FALSE | L | Annual | Qualifying Generation | TWh | 0.0098091 | 0.0098091 | 0.0055092 | 0 | 0 | 0 | 0
IL Fac. Spec. - NOX Rate Summer v3.1, Unit 280 and retrofits | 419 | 7305 | Rate Constraint in lbs/MMBtu | FALSE | L | Annual | Rate | lb/MWh | 0.41854 | 0.41854 | 0.41854 | 0 | 0 | 0 | 0
IL Fac. Spec. - NOX Rate Summer v3.1, Unit 280 and retrofits | 419 | 7305 | Rate Constraint in lbs/MMBtu | FALSE | L | Annual | Constraint Shadow Price | US2022$/Ton | 0 | 0 | 0 | 0 | 0 | 0 | 0
IL Fac. Spec. - NOX Rate Summer v3.1, Unit 281 and retrofits | 420 | 7305 | Rate Constraint in lbs/MMBtu | FALSE | L | Annual | Seasons Included | Seasons | Summer | Summer | Summer | Summer | Summer | Summer | Summer
IL Fac. Spec. - NOX Rate Summer v3.1, Unit 281 and retrofits | 420 | 7305 | Rate Constraint in lbs/MMBtu | FALSE | L | Annual | Standard NOX | lb/MMBtu | 0.25 | 0.25 | 0.25 | 0.25 | 0.25 | 0.25 | 0.25
IL Fac. Spec. - NOX Rate Summer v3.1, Unit 281 and retrofits | 420 | 7305 | Rate Constraint in lbs/MMBtu | FALSE | L | Annual | Emissions at Affected Plants NOX | Thousand Tons | 0.0021742 | 0.0021742 | 0.0012211 | 0 | 0 | 0 | 0
IL Fac. Spec. - NOX Rate Summer v3.1, Unit 281 and retrofits | 420 | 7305 | Rate Constraint in lbs/MMBtu | FALSE | L | Annual | Allowances Purchased NOX | Thousand Tons | 0 | 0 | 0 | 0 | 0 | 0 | 0
IL Fac. Spec. - NOX Rate Summer v3.1, Unit 281 and retrofits | 420 | 7305 | Rate Constraint in lbs/MMBtu | FALSE | L | Annual | Allowances Sold NOX | Thousand Tons | 0 | 0 | 0 | 0 | 0 | 0 | 0
IL Fac. Spec. - NOX Rate Summer v3.1, Unit 281 and retrofits | 420 | 7305 | Rate Constraint in lbs/MMBtu | FALSE | L | Annual | Allowances Banked | Thousand Tons | 0 | 0 | 0 | 0 | 0 | 0 | 0
IL Fac. Spec. - NOX Rate Summer v3.1, Unit 281 and retrofits | 420 | 7305 | Rate Constraint in lbs/MMBtu | FALSE | L | Annual | Allowances Withdrawn (1:1) | Thousand Tons | 0 | 0 | 0 | 0 | 0 | 0 | 0
IL Fac. Spec. - NOX Rate Summer v3.1, Unit 281 and retrofits | 420 | 7305 | Rate Constraint in lbs/MMBtu | FALSE | L | Annual | Allowances Withdrawn (n:1) | Thousand Tons | 0 | 0 | 0 | 0 | 0 | 0 | 0
IL Fac. Spec. - NOX Rate Summer v3.1, Unit 281 and retrofits | 420 | 7305 | Rate Constraint in lbs/MMBtu | FALSE | L | Annual | Net Emissions Allowance Position | Thousand Tons | 0.0021742 | 0.0021742 | 0.0012211 | 0 | 0 | 0 | 0
IL Fac. Spec. - NOX Rate Summer v3.1, Unit 281 and retrofits | 420 | 7305 | Rate Constraint in lbs/MMBtu | FALSE | L | Annual | Fuel Consumed | TBtu | 0.11144 | 0.11144 | 0.06259 | 0 | 0 | 0 | 0
IL Fac. Spec. - NOX Rate Summer v3.1, Unit 281 and retrofits | 420 | 7305 | Rate Constraint in lbs/MMBtu | FALSE | L | Annual | Rate | lb/MMBtu | 0.03902 | 0.03902 | 0.03902 | 0 | 0 | 0 | 0
IL Fac. Spec. - NOX Rate Summer v3.1, Unit 281 and retrofits | 420 | 7305 | Rate Constraint in lbs/MMBtu | FALSE | L | Annual | Generation | TWh | 0.0098091 | 0.0098091 | 0.0055092 | 0 | 0 | 0 | 0
IL Fac. Spec. - NOX Rate Summer v3.1, Unit 281 and retrofits | 420 | 7305 | Rate Constraint in lbs/MMBtu | FALSE | L | Annual | Qualifying Generation | TWh | 0.0098091 | 0.0098091 | 0.0055092 | 0 | 0 | 0 | 0
IL Fac. Spec. - NOX Rate Summer v3.1, Unit 281 and retrofits | 420 | 7305 | Rate Constraint in lbs/MMBtu | FALSE | L | Annual | Rate | lb/MWh | 0.44331 | 0.44331 | 0.44331 | 0 | 0 | 0 | 0
IL Fac. Spec. - NOX Rate Summer v3.1, Unit 281 and retrofits | 420 | 7305 | Rate Constraint in lbs/MMBtu | FALSE | L | Annual | Constraint Shadow Price | US2022$/Ton | 0 | 0 | 0 | 0 | 0 | 0 | 0
IL Fac. Spec. - NOX Rate Summer v3.1, Unit 282 and retrofits | 421 | 7305 | Rate Constraint in lbs/MMBtu | FALSE | L | Annual | Seasons Included | Seasons | Summer | Summer | Summer | Summer | Summer | Summer | Summer
IL Fac. Spec. - NOX Rate Summer v3.1, Unit 282 and retrofits | 421 | 7305 | Rate Constraint in lbs/MMBtu | FALSE | L | Annual | Standard NOX | lb/MMBtu | 0.25 | 0.25 | 0.25 | 0.25 | 0.25 | 0.25 | 0.25
IL Fac. Spec. - NOX Rate Summer v3.1, Unit 282 and retrofits | 421 | 7305 | Rate Constraint in lbs/MMBtu | FALSE | L | Annual | Emissions at Affected Plants NOX | Thousand Tons | 0.0020461 | 0.0020461 | 0.0011492 | 0 | 0 | 0 | 0
IL Fac. Spec. - NOX Rate Summer v3.1, Unit 282 and retrofits | 421 | 7305 | Rate Constraint in lbs/MMBtu | FALSE | L | Annual | Allowances Purchased NOX | Thousand Tons | 0 | 0 | 0 | 0 | 0 | 0 | 0
IL Fac. Spec. - NOX Rate Summer v3.1, Unit 282 and retrofits | 421 | 7305 | Rate Constraint in lbs/MMBtu | FALSE | L | Annual | Allowances Sold NOX | Thousand Tons | 0 | 0 | 0 | 0 | 0 | 0 | 0
IL Fac. Spec. - NOX Rate Summer v3.1, Unit 282 and retrofits | 421 | 7305 | Rate Constraint in lbs/MMBtu | FALSE | L | Annual | Allowances Banked | Thousand Tons | 0 | 0 | 0 | 0 | 0 | 0 | 0
IL Fac. Spec. - NOX Rate Summer v3.1, Unit 282 and retrofits | 421 | 7305 | Rate Constraint in lbs/MMBtu | FALSE | L | Annual | Allowances Withdrawn (1:1) | Thousand Tons | 0 | 0 | 0 | 0 | 0 | 0 | 0
IL Fac. Spec. - NOX Rate Summer v3.1, Unit 282 and retrofits | 421 | 7305 | Rate Constraint in lbs/MMBtu | FALSE | L | Annual | Allowances Withdrawn (n:1) | Thousand Tons | 0 | 0 | 0 | 0 | 0 | 0 | 0
IL Fac. Spec. - NOX Rate Summer v3.1, Unit 282 and retrofits | 421 | 7305 | Rate Constraint in lbs/MMBtu | FALSE | L | Annual | Net Emissions Allowance Position | Thousand Tons | 0.0020461 | 0.0020461 | 0.0011492 | 0 | 0 | 0 | 0
IL Fac. Spec. - NOX Rate Summer v3.1, Unit 282 and retrofits | 421 | 7305 | Rate Constraint in lbs/MMBtu | FALSE | L | Annual | Fuel Consumed | TBtu | 0.11144 | 0.11144 | 0.06259 | 0 | 0 | 0 | 0
IL Fac. Spec. - NOX Rate Summer v3.1, Unit 282 and retrofits | 421 | 7305 | Rate Constraint in lbs/MMBtu | FALSE | L | Annual | Rate | lb/MMBtu | 0.03672 | 0.03672 | 0.03672 | 0 | 0 | 0 | 0
IL Fac. Spec. - NOX Rate Summer v3.1, Unit 282 and retrofits | 421 | 7305 | Rate Constraint in lbs/MMBtu | FALSE | L | Annual | Generation | TWh | 0.0098091 | 0.0098091 | 0.0055092 | 0 | 0 | 0 | 0
IL Fac. Spec. - NOX Rate Summer v3.1, Unit 282 and retrofits | 421 | 7305 | Rate Constraint in lbs/MMBtu | FALSE | L | Annual | Qualifying Generation | TWh | 0.0098091 | 0.0098091 | 0.0055092 | 0 | 0 | 0 | 0
IL Fac. Spec. - NOX Rate Summer v3.1, Unit 282 and retrofits | 421 | 7305 | Rate Constraint in lbs/MMBtu | FALSE | L | Annual | Rate | lb/MWh | 0.41718 | 0.41718 | 0.41718 | 0 | 0 | 0 | 0
IL Fac. Spec. - NOX Rate Summer v3.1, Unit 282 and retrofits | 421 | 7305 | Rate Constraint in lbs/MMBtu | FALSE | L | Annual | Constraint Shadow Price | US2022$/Ton | 0 | 0 | 0 | 0 | 0 | 0 | 0
IL Fac. Spec. - NOX Rate Summer v3.1, Unit 283 and retrofits | 422 | 7305 | Rate Constraint in lbs/MMBtu | FALSE | L | Annual | Seasons Included | Seasons | Summer | Summer | Summer | Summer | Summer | Summer | Summer
IL Fac. Spec. - NOX Rate Summer v3.1, Unit 283 and retrofits | 422 | 7305 | Rate Constraint in lbs/MMBtu | FALSE | L | Annual | Standard NOX | lb/MMBtu | 0.25 | 0.25 | 0.25 | 0.25 | 0.25 | 0.25 | 0.25
IL Fac. Spec. - NOX Rate Summer v3.1, Unit 283 and retrofits | 422 | 7305 | Rate Constraint in lbs/MMBtu | FALSE | L | Annual | Emissions at Affected Plants NOX | Thousand Tons | 0.0020962 | 0.0020962 | 0.00025965 | 0 | 0 | 0 | 0
IL Fac. Spec. - NOX Rate Summer v3.1, Unit 283 and retrofits | 422 | 7305 | Rate Constraint in lbs/MMBtu | FALSE | L | Annual | Allowances Purchased NOX | Thousand Tons | 0 | 0 | 0 | 0 | 0 | 0 | 0
IL Fac. Spec. - NOX Rate Summer v3.1, Unit 283 and retrofits | 422 | 7305 | Rate Constraint in lbs/MMBtu | FALSE | L | Annual | Allowances Sold NOX | Thousand Tons | 0 | 0 | 0 | 0 | 0 | 0 | 0
IL Fac. Spec. - NOX Rate Summer v3.1, Unit 283 and retrofits | 422 | 7305 | Rate Constraint in lbs/MMBtu | FALSE | L | Annual | Allowances Banked | Thousand Tons | 0 | 0 | 0 | 0 | 0 | 0 | 0
IL Fac. Spec. - NOX Rate Summer v3.1, Unit 283 and retrofits | 422 | 7305 | Rate Constraint in lbs/MMBtu | FALSE | L | Annual | Allowances Withdrawn (1:1) | Thousand Tons | 0 | 0 | 0 | 0 | 0 | 0 | 0
IL Fac. Spec. - NOX Rate Summer v3.1, Unit 283 and retrofits | 422 | 7305 | Rate Constraint in lbs/MMBtu | FALSE | L | Annual | Allowances Withdrawn (n:1) | Thousand Tons | 0 | 0 | 0 | 0 | 0 | 0 | 0
IL Fac. Spec. - NOX Rate Summer v3.1, Unit 283 and retrofits | 422 | 7305 | Rate Constraint in lbs/MMBtu | FALSE | L | Annual | Net Emissions Allowance Position | Thousand Tons | 0.0020962 | 0.0020962 | 0.00025965 | 0 | 0 | 0 | 0
IL Fac. Spec. - NOX Rate Summer v3.1, Unit 283 and retrofits | 422 | 7305 | Rate Constraint in lbs/MMBtu | FALSE | L | Annual | Fuel Consumed | TBtu | 0.11144 | 0.11144 | 0.013804 | 0 | 0 | 0 | 0
IL Fac. Spec. - NOX Rate Summer v3.1, Unit 283 and retrofits | 422 | 7305 | Rate Constraint in lbs/MMBtu | FALSE | L | Annual | Rate | lb/MMBtu | 0.03762 | 0.03762 | 0.03762 | 0 | 0 | 0 | 0
IL Fac. Spec. - NOX Rate Summer v3.1, Unit 283 and retrofits | 422 | 7305 | Rate Constraint in lbs/MMBtu | FALSE | L | Annual | Generation | TWh | 0.0098091 | 0.0098091 | 0.001215 | 0 | 0 | 0 | 0
IL Fac. Spec. - NOX Rate Summer v3.1, Unit 283 and retrofits | 422 | 7305 | Rate Constraint in lbs/MMBtu | FALSE | L | Annual | Qualifying Generation | TWh | 0.0098091 | 0.0098091 | 0.001215 | 0 | 0 | 0 | 0
IL Fac. Spec. - NOX Rate Summer v3.1, Unit 283 and retrofits | 422 | 7305 | Rate Constraint in lbs/MMBtu | FALSE | L | Annual | Rate | lb/MWh | 0.4274 | 0.4274 | 0.4274 | 0 | 0 | 0 | 0
IL Fac. Spec. - NOX Rate Summer v3.1, Unit 283 and retrofits | 422 | 7305 | Rate Constraint in lbs/MMBtu | FALSE | L | Annual | Constraint Shadow Price | US2022$/Ton | 0 | 0 | 0 | 0 | 0 | 0 | 0
IL Fac. Spec. - NOX Rate Summer v3.1, Unit 284 and retrofits | 423 | 7305 | Rate Constraint in lbs/MMBtu | FALSE | L | Annual | Seasons Included | Seasons | Summer | Summer | Summer | Summer | Summer | Summer | Summer
IL Fac. Spec. - NOX Rate Summer v3.1, Unit 284 and retrofits | 423 | 7305 | Rate Constraint in lbs/MMBtu | FALSE | L | Annual | Standard NOX | lb/MMBtu | 0.25 | 0.25 | 0.25 | 0.25 | 0.25 | 0.25 | 0.25
IL Fac. Spec. - NOX Rate Summer v3.1, Unit 284 and retrofits | 423 | 7305 | Rate Constraint in lbs/MMBtu | FALSE | L | Annual | Emissions at Affected Plants NOX | Thousand Tons | 0.00016265 | 0.00018266 | 0 | 0 | 0 | 0 | 0
IL Fac. Spec. - NOX Rate Summer v3.1, Unit 284 and retrofits | 423 | 7305 | Rate Constraint in lbs/MMBtu | FALSE | L | Annual | Allowances Purchased NOX | Thousand Tons | 0 | 0 | 0 | 0 | 0 | 0 | 0
IL Fac. Spec. - NOX Rate Summer v3.1, Unit 284 and retrofits | 423 | 7305 | Rate Constraint in lbs/MMBtu | FALSE | L | Annual | Allowances Sold NOX | Thousand Tons | 0 | 0 | 0 | 0 | 0 | 0 | 0
IL Fac. Spec. - NOX Rate Summer v3.1, Unit 284 and retrofits | 423 | 7305 | Rate Constraint in lbs/MMBtu | FALSE | L | Annual | Allowances Banked | Thousand Tons | 0 | 0 | 0 | 0 | 0 | 0 | 0
IL Fac. Spec. - NOX Rate Summer v3.1, Unit 284 and retrofits | 423 | 7305 | Rate Constraint in lbs/MMBtu | FALSE | L | Annual | Allowances Withdrawn (1:1) | Thousand Tons | 0 | 0 | 0 | 0 | 0 | 0 | 0
IL Fac. Spec. - NOX Rate Summer v3.1, Unit 284 and retrofits | 423 | 7305 | Rate Constraint in lbs/MMBtu | FALSE | L | Annual | Allowances Withdrawn (n:1) | Thousand Tons | 0 | 0 | 0 | 0 | 0 | 0 | 0
IL Fac. Spec. - NOX Rate Summer v3.1, Unit 284 and retrofits | 423 | 7305 | Rate Constraint in lbs/MMBtu | FALSE | L | Annual | Net Emissions Allowance Position | Thousand Tons | 0.00016265 | 0.00018266 | 0 | 0 | 0 | 0 | 0
IL Fac. Spec. - NOX Rate Summer v3.1, Unit 284 and retrofits | 423 | 7305 | Rate Constraint in lbs/MMBtu | FALSE | L | Annual | Fuel Consumed | TBtu | 0.010624 | 0.011931 | 0 | 0 | 0 | 0 | 0
IL Fac. Spec. - NOX Rate Summer v3.1, Unit 284 and retrofits | 423 | 7305 | Rate Constraint in lbs/MMBtu | FALSE | L | Annual | Rate | lb/MMBtu | 0.03062 | 0.03062 | 0 | 0 | 0 | 0 | 0
IL Fac. Spec. - NOX Rate Summer v3.1, Unit 284 and retrofits | 423 | 7305 | Rate Constraint in lbs/MMBtu | FALSE | L | Annual | Generation | TWh | 0.0008366 | 0.0009395 | 0 | 0 | 0 | 0 | 0
IL Fac. Spec. - NOX Rate Summer v3.1, Unit 284 and retrofits | 423 | 7305 | Rate Constraint in lbs/MMBtu | FALSE | L | Annual | Qualifying Generation | TWh | 0.0008366 | 0.0009395 | 0 | 0 | 0 | 0 | 0
IL Fac. Spec. - NOX Rate Summer v3.1, Unit 284 and retrofits | 423 | 7305 | Rate Constraint in lbs/MMBtu | FALSE | L | Annual | Rate | lb/MWh | 0.38884 | 0.38884 | 0 | 0 | 0 | 0 | 0
IL Fac. Spec. - NOX Rate Summer v3.1, Unit 284 and retrofits | 423 | 7305 | Rate Constraint in lbs/MMBtu | FALSE | L | Annual | Constraint Shadow Price | US2022$/Ton | 0 | 0 | 0 | 0 | 0 | 0 | 0
IL Fac. Spec. - NOX Rate Summer v3.1, Unit 285 and retrofits | 424 | 7305 | Rate Constraint in lbs/MMBtu | FALSE | L | Annual | Seasons Included | Seasons | Summer | Summer | Summer | Summer | Summer | Summer | Summer
IL Fac. Spec. - NOX Rate Summer v3.1, Unit 285 and retrofits | 424 | 7305 | Rate Constraint in lbs/MMBtu | FALSE | L | Annual | Standard NOX | lb/MMBtu | 0.25 | 0.25 | 0.25 | 0.25 | 0.25 | 0.25 | 0.25
IL Fac. Spec. - NOX Rate Summer v3.1, Unit 285 and retrofits | 424 | 7305 | Rate Constraint in lbs/MMBtu | FALSE | L | Annual | Emissions at Affected Plants NOX | Thousand Tons | 0.00016223 | 0.00017698 | 0 | 0 | 0 | 0 | 0
IL Fac. Spec. - NOX Rate Summer v3.1, Unit 285 and retrofits | 424 | 7305 | Rate Constraint in lbs/MMBtu | FALSE | L | Annual | Allowances Purchased NOX | Thousand Tons | 0 | 0 | 0 | 0 | 0 | 0 | 0
IL Fac. Spec. - NOX Rate Summer v3.1, Unit 285 and retrofits | 424 | 7305 | Rate Constraint in lbs/MMBtu | FALSE | L | Annual | Allowances Sold NOX | Thousand Tons | 0 | 0 | 0 | 0 | 0 | 0 | 0
IL Fac. Spec. - NOX Rate Summer v3.1, Unit 285 and retrofits | 424 | 7305 | Rate Constraint in lbs/MMBtu | FALSE | L | Annual | Allowances Banked | Thousand Tons | 0 | 0 | 0 | 0 | 0 | 0 | 0
IL Fac. Spec. - NOX Rate Summer v3.1, Unit 285 and retrofits | 424 | 7305 | Rate Constraint in lbs/MMBtu | FALSE | L | Annual | Allowances Withdrawn (1:1) | Thousand Tons | 0 | 0 | 0 | 0 | 0 | 0 | 0
IL Fac. Spec. - NOX Rate Summer v3.1, Unit 285 and retrofits | 424 | 7305 | Rate Constraint in lbs/MMBtu | FALSE | L | Annual | Allowances Withdrawn (n:1) | Thousand Tons | 0 | 0 | 0 | 0 | 0 | 0 | 0
IL Fac. Spec. - NOX Rate Summer v3.1, Unit 285 and retrofits | 424 | 7305 | Rate Constraint in lbs/MMBtu | FALSE | L | Annual | Net Emissions Allowance Position | Thousand Tons | 0.00016223 | 0.00017698 | 0 | 0 | 0 | 0 | 0
IL Fac. Spec. - NOX Rate Summer v3.1, Unit 285 and retrofits | 424 | 7305 | Rate Constraint in lbs/MMBtu | FALSE | L | Annual | Fuel Consumed | TBtu | 0.010624 | 0.01159 | 0 | 0 | 0 | 0 | 0
IL Fac. Spec. - NOX Rate Summer v3.1, Unit 285 and retrofits | 424 | 7305 | Rate Constraint in lbs/MMBtu | FALSE | L | Annual | Rate | lb/MMBtu | 0.03054 | 0.03054 | 0 | 0 | 0 | 0 | 0
IL Fac. Spec. - NOX Rate Summer v3.1, Unit 285 and retrofits | 424 | 7305 | Rate Constraint in lbs/MMBtu | FALSE | L | Annual | Generation | TWh | 0.0008366 | 0.00091265 | 0 | 0 | 0 | 0 | 0
IL Fac. Spec. - NOX Rate Summer v3.1, Unit 285 and retrofits | 424 | 7305 | Rate Constraint in lbs/MMBtu | FALSE | L | Annual | Qualifying Generation | TWh | 0.0008366 | 0.00091265 | 0 | 0 | 0 | 0 | 0
IL Fac. Spec. - NOX Rate Summer v3.1, Unit 285 and retrofits | 424 | 7305 | Rate Constraint in lbs/MMBtu | FALSE | L | Annual | Rate | lb/MWh | 0.38783 | 0.38783 | 0 | 0 | 0 | 0 | 0
IL Fac. Spec. - NOX Rate Summer v3.1, Unit 285 and retrofits | 424 | 7305 | Rate Constraint in lbs/MMBtu | FALSE | L | Annual | Constraint Shadow Price | US2022$/Ton | 0 | 0 | 0 | 0 | 0 | 0 | 0
IL Fac. Spec. - NOX Rate Summer v3.1, Unit 286 and retrofits | 425 | 7305 | Rate Constraint in lbs/MMBtu | FALSE | L | Annual | Seasons Included | Seasons | Summer | Summer | Summer | Summer | Summer | Summer | Summer
IL Fac. Spec. - NOX Rate Summer v3.1, Unit 286 and retrofits | 425 | 7305 | Rate Constraint in lbs/MMBtu | FALSE | L | Annual | Standard NOX | lb/MMBtu | 0.25 | 0.25 | 0.25 | 0.25 | 0.25 | 0.25 | 0.25
IL Fac. Spec. - NOX Rate Summer v3.1, Unit 286 and retrofits | 425 | 7305 | Rate Constraint in lbs/MMBtu | FALSE | L | Annual | Emissions at Affected Plants NOX | Thousand Tons | 0.000172 | 0.00018764 | 0 | 0 | 0 | 0 | 0
IL Fac. Spec. - NOX Rate Summer v3.1, Unit 286 and retrofits | 425 | 7305 | Rate Constraint in lbs/MMBtu | FALSE | L | Annual | Allowances Purchased NOX | Thousand Tons | 0 | 0 | 0 | 0 | 0 | 0 | 0
IL Fac. Spec. - NOX Rate Summer v3.1, Unit 286 and retrofits | 425 | 7305 | Rate Constraint in lbs/MMBtu | FALSE | L | Annual | Allowances Sold NOX | Thousand Tons | 0 | 0 | 0 | 0 | 0 | 0 | 0
IL Fac. Spec. - NOX Rate Summer v3.1, Unit 286 and retrofits | 425 | 7305 | Rate Constraint in lbs/MMBtu | FALSE | L | Annual | Allowances Banked | Thousand Tons | 0 | 0 | 0 | 0 | 0 | 0 | 0
IL Fac. Spec. - NOX Rate Summer v3.1, Unit 286 and retrofits | 425 | 7305 | Rate Constraint in lbs/MMBtu | FALSE | L | Annual | Allowances Withdrawn (1:1) | Thousand Tons | 0 | 0 | 0 | 0 | 0 | 0 | 0
IL Fac. Spec. - NOX Rate Summer v3.1, Unit 286 and retrofits | 425 | 7305 | Rate Constraint in lbs/MMBtu | FALSE | L | Annual | Allowances Withdrawn (n:1) | Thousand Tons | 0 | 0 | 0 | 0 | 0 | 0 | 0
IL Fac. Spec. - NOX Rate Summer v3.1, Unit 286 and retrofits | 425 | 7305 | Rate Constraint in lbs/MMBtu | FALSE | L | Annual | Net Emissions Allowance Position | Thousand Tons | 0.000172 | 0.00018764 | 0 | 0 | 0 | 0 | 0
IL Fac. Spec. - NOX Rate Summer v3.1, Unit 286 and retrofits | 425 | 7305 | Rate Constraint in lbs/MMBtu | FALSE | L | Annual | Fuel Consumed | TBtu | 0.010624 | 0.01159 | 0 | 0 | 0 | 0 | 0
IL Fac. Spec. - NOX Rate Summer v3.1, Unit 286 and retrofits | 425 | 7305 | Rate Constraint in lbs/MMBtu | FALSE | L | Annual | Rate | lb/MMBtu | 0.03238 | 0.03238 | 0 | 0 | 0 | 0 | 0
IL Fac. Spec. - NOX Rate Summer v3.1, Unit 286 and retrofits | 425 | 7305 | Rate Constraint in lbs/MMBtu | FALSE | L | Annual | Generation | TWh | 0.0008366 | 0.00091265 | 0 | 0 | 0 | 0 | 0
IL Fac. Spec. - NOX Rate Summer v3.1, Unit 286 and retrofits | 425 | 7305 | Rate Constraint in lbs/MMBtu | FALSE | L | Annual | Qualifying Generation | TWh | 0.0008366 | 0.00091265 | 0 | 0 | 0 | 0 | 0
IL Fac. Spec. - NOX Rate Summer v3.1, Unit 286 and retrofits | 425 | 7305 | Rate Constraint in lbs/MMBtu | FALSE | L | Annual | Rate | lb/MWh | 0.41119 | 0.41119 | 0 | 0 | 0 | 0 | 0
IL Fac. Spec. - NOX Rate Summer v3.1, Unit 286 and retrofits | 425 | 7305 | Rate Constraint in lbs/MMBtu | FALSE | L | Annual | Constraint Shadow Price | US2022$/Ton | 0 | 0 | 0 | 0 | 0 | 0 | 0
IL Fac. Spec. - NOX Rate Summer v3.1, Unit 287 and retrofits | 426 | 7305 | Rate Constraint in lbs/MMBtu | FALSE | L | Annual | Seasons Included | Seasons | Summer | Summer | Summer | Summer | Summer | Summer | Summer
IL Fac. Spec. - NOX Rate Summer v3.1, Unit 287 and retrofits | 426 | 7305 | Rate Constraint in lbs/MMBtu | FALSE | L | Annual | Standard NOX | lb/MMBtu | 0.25 | 0.25 | 0.25 | 0.25 | 0.25 | 0.25 | 0.25
IL Fac. Spec. - NOX Rate Summer v3.1, Unit 287 and retrofits | 426 | 7305 | Rate Constraint in lbs/MMBtu | FALSE | L | Annual | Emissions at Affected Plants NOX | Thousand Tons | 0.000173 | 0.00053472 | 0 | 0 | 0 | 0 | 0
IL Fac. Spec. - NOX Rate Summer v3.1, Unit 287 and retrofits | 426 | 7305 | Rate Constraint in lbs/MMBtu | FALSE | L | Annual | Allowances Purchased NOX | Thousand Tons | 0 | 0 | 0 | 0 | 0 | 0 | 0
IL Fac. Spec. - NOX Rate Summer v3.1, Unit 287 and retrofits | 426 | 7305 | Rate Constraint in lbs/MMBtu | FALSE | L | Annual | Allowances Sold NOX | Thousand Tons | 0 | 0 | 0 | 0 | 0 | 0 | 0
IL Fac. Spec. - NOX Rate Summer v3.1, Unit 287 and retrofits | 426 | 7305 | Rate Constraint in lbs/MMBtu | FALSE | L | Annual | Allowances Banked | Thousand Tons | 0 | 0 | 0 | 0 | 0 | 0 | 0
IL Fac. Spec. - NOX Rate Summer v3.1, Unit 287 and retrofits | 426 | 7305 | Rate Constraint in lbs/MMBtu | FALSE | L | Annual | Allowances Withdrawn (1:1) | Thousand Tons | 0 | 0 | 0 | 0 | 0 | 0 | 0
IL Fac. Spec. - NOX Rate Summer v3.1, Unit 287 and retrofits | 426 | 7305 | Rate Constraint in lbs/MMBtu | FALSE | L | Annual | Allowances Withdrawn (n:1) | Thousand Tons | 0 | 0 | 0 | 0 | 0 | 0 | 0
IL Fac. Spec. - NOX Rate Summer v3.1, Unit 287 and retrofits | 426 | 7305 | Rate Constraint in lbs/MMBtu | FALSE | L | Annual | Net Emissions Allowance Position | Thousand Tons | 0.000173 | 0.00053472 | 0 | 0 | 0 | 0 | 0
IL Fac. Spec. - NOX Rate Summer v3.1, Unit 287 and retrofits | 426 | 7305 | Rate Constraint in lbs/MMBtu | FALSE | L | Annual | Fuel Consumed | TBtu | 0.010523 | 0.032526 | 0 | 0 | 0 | 0 | 0
IL Fac. Spec. - NOX Rate Summer v3.1, Unit 287 and retrofits | 426 | 7305 | Rate Constraint in lbs/MMBtu | FALSE | L | Annual | Rate | lb/MMBtu | 0.03288 | 0.03288 | 0 | 0 | 0 | 0 | 0
IL Fac. Spec. - NOX Rate Summer v3.1, Unit 287 and retrofits | 426 | 7305 | Rate Constraint in lbs/MMBtu | FALSE | L | Annual | Generation | TWh | 0.00082871 | 0.0025615 | 0 | 0 | 0 | 0 | 0
IL Fac. Spec. - NOX Rate Summer v3.1, Unit 287 and retrofits | 426 | 7305 | Rate Constraint in lbs/MMBtu | FALSE | L | Annual | Qualifying Generation | TWh | 0.00082871 | 0.0025615 | 0 | 0 | 0 | 0 | 0
IL Fac. Spec. - NOX Rate Summer v3.1, Unit 287 and retrofits | 426 | 7305 | Rate Constraint in lbs/MMBtu | FALSE | L | Annual | Rate | lb/MWh | 0.41751 | 0.41751 | 0 | 0 | 0 | 0 | 0
IL Fac. Spec. - NOX Rate Summer v3.1, Unit 287 and retrofits | 426 | 7305 | Rate Constraint in lbs/MMBtu | FALSE | L | Annual | Constraint Shadow Price | US2022$/Ton | 0 | 0 | 0 | 0 | 0 | 0 | 0
IL Fac. Spec. - NOX Rate Summer v3.1, Unit 288 and retrofits | 427 | 7305 | Rate Constraint in lbs/MMBtu | FALSE | L | Annual | Seasons Included | Seasons | Summer | Summer | Summer | Summer | Summer | Summer | Summer
IL Fac. Spec. - NOX Rate Summer v3.1, Unit 288 and retrofits | 427 | 7305 | Rate Constraint in lbs/MMBtu | FALSE | L | Annual | Standard NOX | lb/MMBtu | 0.25 | 0.25 | 0.25 | 0.25 | 0.25 | 0.25 | 0.25
IL Fac. Spec. - NOX Rate Summer v3.1, Unit 288 and retrofits | 427 | 7305 | Rate Constraint in lbs/MMBtu | FALSE | L | Annual | Emissions at Affected Plants NOX | Thousand Tons | 0.00014349 | 0.00015654 | 0 | 0 | 0 | 0 | 0
IL Fac. Spec. - NOX Rate Summer v3.1, Unit 288 and retrofits | 427 | 7305 | Rate Constraint in lbs/MMBtu | FALSE | L | Annual | Allowances Purchased NOX | Thousand Tons | 0 | 0 | 0 | 0 | 0 | 0 | 0
IL Fac. Spec. - NOX Rate Summer v3.1, Unit 288 and retrofits | 427 | 7305 | Rate Constraint in lbs/MMBtu | FALSE | L | Annual | Allowances Sold NOX | Thousand Tons | 0 | 0 | 0 | 0 | 0 | 0 | 0
IL Fac. Spec. - NOX Rate Summer v3.1, Unit 288 and retrofits | 427 | 7305 | Rate Constraint in lbs/MMBtu | FALSE | L | Annual | Allowances Banked | Thousand Tons | 0 | 0 | 0 | 0 | 0 | 0 | 0
IL Fac. Spec. - NOX Rate Summer v3.1, Unit 288 and retrofits | 427 | 7305 | Rate Constraint in lbs/MMBtu | FALSE | L | Annual | Allowances Withdrawn (1:1) | Thousand Tons | 0 | 0 | 0 | 0 | 0 | 0 | 0
IL Fac. Spec. - NOX Rate Summer v3.1, Unit 288 and retrofits | 427 | 7305 | Rate Constraint in lbs/MMBtu | FALSE | L | Annual | Allowances Withdrawn (n:1) | Thousand Tons | 0 | 0 | 0 | 0 | 0 | 0 | 0
IL Fac. Spec. - NOX Rate Summer v3.1, Unit 288 and retrofits | 427 | 7305 | Rate Constraint in lbs/MMBtu | FALSE | L | Annual | Net Emissions Allowance Position | Thousand Tons | 0.00014349 | 0.00015654 | 0 | 0 | 0 | 0 | 0
IL Fac. Spec. - NOX Rate Summer v3.1, Unit 288 and retrofits | 427 | 7305 | Rate Constraint in lbs/MMBtu | FALSE | L | Annual | Fuel Consumed | TBtu | 0.010649 | 0.011617 | 0 | 0 | 0 | 0 | 0
IL Fac. Spec. - NOX Rate Summer v3.1, Unit 288 and retrofits | 427 | 7305 | Rate Constraint in lbs/MMBtu | FALSE | L | Annual | Rate | lb/MMBtu | 0.02695 | 0.02695 | 0 | 0 | 0 | 0 | 0
IL Fac. Spec. - NOX Rate Summer v3.1, Unit 288 and retrofits | 427 | 7305 | Rate Constraint in lbs/MMBtu | FALSE | L | Annual | Generation | TWh | 0.00083857 | 0.0009148 | 0 | 0 | 0 | 0 | 0
IL Fac. Spec. - NOX Rate Summer v3.1, Unit 288 and retrofits | 427 | 7305 | Rate Constraint in lbs/MMBtu | FALSE | L | Annual | Qualifying Generation | TWh | 0.00083857 | 0.0009148 | 0 | 0 | 0 | 0 | 0
IL Fac. Spec. - NOX Rate Summer v3.1, Unit 288 and retrofits | 427 | 7305 | Rate Constraint in lbs/MMBtu | FALSE | L | Annual | Rate | lb/MWh | 0.34224 | 0.34224 | 0 | 0 | 0 | 0 | 0
IL Fac. Spec. - NOX Rate Summer v3.1, Unit 288 and retrofits | 427 | 7305 | Rate Constraint in lbs/MMBtu | FALSE | L | Annual | Constraint Shadow Price | US2022$/Ton | 0 | 0 | 0 | 0 | 0 | 0 | 0
IL Fac. Spec. - NOX Rate Summer v3.1, Unit 289 and retrofits | 428 | 7305 | Rate Constraint in lbs/MMBtu | FALSE | L | Annual | Seasons Included | Seasons | Summer | Summer | Summer | Summer | Summer | Summer | Summer
IL Fac. Spec. - NOX Rate Summer v3.1, Unit 289 and retrofits | 428 | 7305 | Rate Constraint in lbs/MMBtu | FALSE | L | Annual | Standard NOX | lb/MMBtu | 0.25 | 0.25 | 0.25 | 0.25 | 0.25 | 0.25 | 0.25
IL Fac. Spec. - NOX Rate Summer v3.1, Unit 289 and retrofits | 428 | 7305 | Rate Constraint in lbs/MMBtu | FALSE | L | Annual | Emissions at Affected Plants NOX | Thousand Tons | 0.00014573 | 0.00015898 | 0 | 0 | 0 | 0 | 0
IL Fac. Spec. - NOX Rate Summer v3.1, Unit 289 and retrofits | 428 | 7305 | Rate Constraint in lbs/MMBtu | FALSE | L | Annual | Allowances Purchased NOX | Thousand Tons | 0 | 0 | 0 | 0 | 0 | 0 | 0
IL Fac. Spec. - NOX Rate Summer v3.1, Unit 289 and retrofits | 428 | 7305 | Rate Constraint in lbs/MMBtu | FALSE | L | Annual | Allowances Sold NOX | Thousand Tons | 0 | 0 | 0 | 0 | 0 | 0 | 0
IL Fac. Spec. - NOX Rate Summer v3.1, Unit 289 and retrofits | 428 | 7305 | Rate Constraint in lbs/MMBtu | FALSE | L | Annual | Allowances Banked | Thousand Tons | 0 | 0 | 0 | 0 | 0 | 0 | 0
IL Fac. Spec. - NOX Rate Summer v3.1, Unit 289 and retrofits | 428 | 7305 | Rate Constraint in lbs/MMBtu | FALSE | L | Annual | Allowances Withdrawn (1:1) | Thousand Tons | 0 | 0 | 0 | 0 | 0 | 0 | 0
IL Fac. Spec. - NOX Rate Summer v3.1, Unit 289 and retrofits | 428 | 7305 | Rate Constraint in lbs/MMBtu | FALSE | L | Annual | Allowances Withdrawn (n:1) | Thousand Tons | 0 | 0 | 0 | 0 | 0 | 0 | 0
IL Fac. Spec. - NOX Rate Summer v3.1, Unit 289 and retrofits | 428 | 7305 | Rate Constraint in lbs/MMBtu | FALSE | L | Annual | Net Emissions Allowance Position | Thousand Tons | 0.00014573 | 0.00015898 | 0 | 0 | 0 | 0 | 0
IL Fac. Spec. - NOX Rate Summer v3.1, Unit 289 and retrofits | 428 | 7305 | Rate Constraint in lbs/MMBtu | FALSE | L | Annual | Fuel Consumed | TBtu | 0.010649 | 0.011617 | 0 | 0 | 0 | 0 | 0
IL Fac. Spec. - NOX Rate Summer v3.1, Unit 289 and retrofits | 428 | 7305 | Rate Constraint in lbs/MMBtu | FALSE | L | Annual | Rate | lb/MMBtu | 0.02737 | 0.02737 | 0 | 0 | 0 | 0 | 0
IL Fac. Spec. - NOX Rate Summer v3.1, Unit 289 and retrofits | 428 | 7305 | Rate Constraint in lbs/MMBtu | FALSE | L | Annual | Generation | TWh | 0.00083857 | 0.0009148 | 0 | 0 | 0 | 0 | 0
IL Fac. Spec. - NOX Rate Summer v3.1, Unit 289 and retrofits | 428 | 7305 | Rate Constraint in lbs/MMBtu | FALSE | L | Annual | Qualifying Generation | TWh | 0.00083857 | 0.0009148 | 0 | 0 | 0 | 0 | 0
IL Fac. Spec. - NOX Rate Summer v3.1, Unit 289 and retrofits | 428 | 7305 | Rate Constraint in lbs/MMBtu | FALSE | L | Annual | Rate | lb/MWh | 0.34757 | 0.34757 | 0 | 0 | 0 | 0 | 0
IL Fac. Spec. - NOX Rate Summer v3.1, Unit 289 and retrofits | 428 | 7305 | Rate Constraint in lbs/MMBtu | FALSE | L | Annual | Constraint Shadow Price | US2022$/Ton | 0 | 0 | 0 | 0 | 0 | 0 | 0
IL Fac. Spec. - NOX Rate Summer v3.1, Unit 290 and retrofits | 429 | 7305 | Rate Constraint in lbs/MMBtu | FALSE | L | Annual | Seasons Included | Seasons | Summer | Summer | Summer | Summer | Summer | Summer | Summer
IL Fac. Spec. - NOX Rate Summer v3.1, Unit 290 and retrofits | 429 | 7305 | Rate Constraint in lbs/MMBtu | FALSE | L | Annual | Standard NOX | lb/MMBtu | 0.25 | 0.25 | 0.25 | 0.25 | 0.25 | 0.25 | 0.25
IL Fac. Spec. - NOX Rate Summer v3.1, Unit 290 and retrofits | 429 | 7305 | Rate Constraint in lbs/MMBtu | FALSE | L | Annual | Emissions at Affected Plants NOX | Thousand Tons | 0.00016324 | 0.00050457 | 0 | 0 | 0 | 0 | 0
IL Fac. Spec. - NOX Rate Summer v3.1, Unit 290 and retrofits | 429 | 7305 | Rate Constraint in lbs/MMBtu | FALSE | L | Annual | Allowances Purchased NOX | Thousand Tons | 0 | 0 | 0 | 0 | 0 | 0 | 0
IL Fac. Spec. - NOX Rate Summer v3.1, Unit 290 and retrofits | 429 | 7305 | Rate Constraint in lbs/MMBtu | FALSE | L | Annual | Allowances Sold NOX | Thousand Tons | 0 | 0 | 0 | 0 | 0 | 0 | 0
IL Fac. Spec. - NOX Rate Summer v3.1, Unit 290 and retrofits | 429 | 7305 | Rate Constraint in lbs/MMBtu | FALSE | L | Annual | Allowances Banked | Thousand Tons | 0 | 0 | 0 | 0 | 0 | 0 | 0
IL Fac. Spec. - NOX Rate Summer v3.1, Unit 290 and retrofits | 429 | 7305 | Rate Constraint in lbs/MMBtu | FALSE | L | Annual | Allowances Withdrawn (1:1) | Thousand Tons | 0 | 0 | 0 | 0 | 0 | 0 | 0
IL Fac. Spec. - NOX Rate Summer v3.1, Unit 290 and retrofits | 429 | 7305 | Rate Constraint in lbs/MMBtu | FALSE | L | Annual | Allowances Withdrawn (n:1) | Thousand Tons | 0 | 0 | 0 | 0 | 0 | 0 | 0
IL Fac. Spec. - NOX Rate Summer v3.1, Unit 290 and retrofits | 429 | 7305 | Rate Constraint in lbs/MMBtu | FALSE | L | Annual | Net Emissions Allowance Position | Thousand Tons | 0.00016324 | 0.00050457 | 0 | 0 | 0 | 0 | 0
IL Fac. Spec. - NOX Rate Summer v3.1, Unit 290 and retrofits | 429 | 7305 | Rate Constraint in lbs/MMBtu | FALSE | L | Annual | Fuel Consumed | TBtu | 0.010498 | 0.032448 | 0 | 0 | 0 | 0 | 0
IL Fac. Spec. - NOX Rate Summer v3.1, Unit 290 and retrofits | 429 | 7305 | Rate Constraint in lbs/MMBtu | FALSE | L | Annual | Rate | lb/MMBtu | 0.0311 | 0.0311 | 0 | 0 | 0 | 0 | 0
IL Fac. Spec. - NOX Rate Summer v3.1, Unit 290 and retrofits | 429 | 7305 | Rate Constraint in lbs/MMBtu | FALSE | L | Annual | Generation | TWh | 0.00082674 | 0.0025554 | 0 | 0 | 0 | 0 | 0
IL Fac. Spec. - NOX Rate Summer v3.1, Unit 290 and retrofits | 429 | 7305 | Rate Constraint in lbs/MMBtu | FALSE | L | Annual | Qualifying Generation | TWh | 0.00082674 | 0.0025554 | 0 | 0 | 0 | 0 | 0
IL Fac. Spec. - NOX Rate Summer v3.1, Unit 290 and retrofits | 429 | 7305 | Rate Constraint in lbs/MMBtu | FALSE | L | Annual | Rate | lb/MWh | 0.39491 | 0.39491 | 0 | 0 | 0 | 0 | 0
IL Fac. Spec. - NOX Rate Summer v3.1, Unit 290 and retrofits | 429 | 7305 | Rate Constraint in lbs/MMBtu | FALSE | L | Annual | Constraint Shadow Price | US2022$/Ton | 0 | 0 | 0 | 0 | 0 | 0 | 0
IL Fac. Spec. - NOX Rate Summer v3.1, Unit 291 and retrofits | 430 | 7305 | Rate Constraint in lbs/MMBtu | FALSE | L | Annual | Seasons Included | Seasons | Summer | Summer | Summer | Summer | Summer | Summer | Summer
IL Fac. Spec. - NOX Rate Summer v3.1, Unit 291 and retrofits | 430 | 7305 | Rate Constraint in lbs/MMBtu | FALSE | L | Annual | Standard NOX | lb/MMBtu | 0.25 | 0.25 | 0.25 | 0.25 | 0.25 | 0.25 | 0.25
IL Fac. Spec. - NOX Rate Summer v3.1, Unit 291 and retrofits | 430 | 7305 | Rate Constraint in lbs/MMBtu | FALSE | L | Annual | Emissions at Affected Plants NOX | Thousand Tons | 0.000156 | 0.00048218 | 0 | 0 | 0 | 0 | 0
IL Fac. Spec. - NOX Rate Summer v3.1, Unit 291 and retrofits | 430 | 7305 | Rate Constraint in lbs/MMBtu | FALSE | L | Annual | Allowances Purchased NOX | Thousand Tons | 0 | 0 | 0 | 0 | 0 | 0 | 0
IL Fac. Spec. - NOX Rate Summer v3.1, Unit 291 and retrofits | 430 | 7305 | Rate Constraint in lbs/MMBtu | FALSE | L | Annual | Allowances Sold NOX | Thousand Tons | 0 | 0 | 0 | 0 | 0 | 0 | 0
IL Fac. Spec. - NOX Rate Summer v3.1, Unit 291 and retrofits | 430 | 7305 | Rate Constraint in lbs/MMBtu | FALSE | L | Annual | Allowances Banked | Thousand Tons | 0 | 0 | 0 | 0 | 0 | 0 | 0
IL Fac. Spec. - NOX Rate Summer v3.1, Unit 291 and retrofits | 430 | 7305 | Rate Constraint in lbs/MMBtu | FALSE | L | Annual | Allowances Withdrawn (1:1) | Thousand Tons | 0 | 0 | 0 | 0 | 0 | 0 | 0
IL Fac. Spec. - NOX Rate Summer v3.1, Unit 291 and retrofits | 430 | 7305 | Rate Constraint in lbs/MMBtu | FALSE | L | Annual | Allowances Withdrawn (n:1) | Thousand Tons | 0 | 0 | 0 | 0 | 0 | 0 | 0
IL Fac. Spec. - NOX Rate Summer v3.1, Unit 291 and retrofits | 430 | 7305 | Rate Constraint in lbs/MMBtu | FALSE | L | Annual | Net Emissions Allowance Position | Thousand Tons | 0.000156 | 0.00048218 | 0 | 0 | 0 | 0 | 0
IL Fac. Spec. - NOX Rate Summer v3.1, Unit 291 and retrofits | 430 | 7305 | Rate Constraint in lbs/MMBtu | FALSE | L | Annual | Fuel Consumed | TBtu | 0.010498 | 0.032448 | 0 | 0 | 0 | 0 | 0
IL Fac. Spec. - NOX Rate Summer v3.1, Unit 291 and retrofits | 430 | 7305 | Rate Constraint in lbs/MMBtu | FALSE | L | Annual | Rate | lb/MMBtu | 0.02972 | 0.02972 | 0 | 0 | 0 | 0 | 0
IL Fac. Spec. - NOX Rate Summer v3.1, Unit 291 and retrofits | 430 | 7305 | Rate Constraint in lbs/MMBtu | FALSE | L | Annual | Generation | TWh | 0.00082674 | 0.0025554 | 0 | 0 | 0 | 0 | 0
IL Fac. Spec. - NOX Rate Summer v3.1, Unit 291 and retrofits | 430 | 7305 | Rate Constraint in lbs/MMBtu | FALSE | L | Annual | Qualifying Generation | TWh | 0.00082674 | 0.0025554 | 0 | 0 | 0 | 0 | 0
IL Fac. Spec. - NOX Rate Summer v3.1, Unit 291 and retrofits | 430 | 7305 | Rate Constraint in lbs/MMBtu | FALSE | L | Annual | Rate | lb/MWh | 0.37738 | 0.37738 | 0 | 0 | 0 | 0 | 0
IL Fac. Spec. - NOX Rate Summer v3.1, Unit 291 and retrofits | 430 | 7305 | Rate Constraint in lbs/MMBtu | FALSE | L | Annual | Constraint Shadow Price | US2022$/Ton | 0 | 0 | 0 | 0 | 0 | 0 | 0
IL Fac. Spec. - NOX Rate Summer v3.1, Unit 292 and retrofits | 431 | 7305 | Rate Constraint in lbs/MMBtu | FALSE | L | Annual | Seasons Included | Seasons | Summer | Summer | Summer | Summer | Summer | Summer | Summer
IL Fac. Spec. - NOX Rate Summer v3.1, Unit 292 and retrofits | 431 | 7305 | Rate Constraint in lbs/MMBtu | FALSE | L | Annual | Standard NOX | lb/MMBtu | 0.25 | 0.25 | 0.25 | 0.25 | 0.25 | 0.25 | 0.25
IL Fac. Spec. - NOX Rate Summer v3.1, Unit 292 and retrofits | 431 | 7305 | Rate Constraint in lbs/MMBtu | FALSE | L | Annual | Emissions at Affected Plants NOX | Thousand Tons | 0.00414 | 0.00414 | 0 | 0 | 0 | 0 | 0
IL Fac. Spec. - NOX Rate Summer v3.1, Unit 292 and retrofits | 431 | 7305 | Rate Constraint in lbs/MMBtu | FALSE | L | Annual | Allowances Purchased NOX | Thousand Tons | 0 | 0 | 0 | 0 | 0 | 0 | 0
IL Fac. Spec. - NOX Rate Summer v3.1, Unit 292 and retrofits | 431 | 7305 | Rate Constraint in lbs/MMBtu | FALSE | L | Annual | Allowances Sold NOX | Thousand Tons | 0 | 0 | 0 | 0 | 0 | 0 | 0
IL Fac. Spec. - NOX Rate Summer v3.1, Unit 292 and retrofits | 431 | 7305 | Rate Constraint in lbs/MMBtu | FALSE | L | Annual | Allowances Banked | Thousand Tons | 0 | 0 | 0 | 0 | 0 | 0 | 0
IL Fac. Spec. - NOX Rate Summer v3.1, Unit 292 and retrofits | 431 | 7305 | Rate Constraint in lbs/MMBtu | FALSE | L | Annual | Allowances Withdrawn (1:1) | Thousand Tons | 0 | 0 | 0 | 0 | 0 | 0 | 0
IL Fac. Spec. - NOX Rate Summer v3.1, Unit 292 and retrofits | 431 | 7305 | Rate Constraint in lbs/MMBtu | FALSE | L | Annual | Allowances Withdrawn (n:1) | Thousand Tons | 0 | 0 | 0 | 0 | 0 | 0 | 0
IL Fac. Spec. - NOX Rate Summer v3.1, Unit 292 and retrofits | 431 | 7305 | Rate Constraint in lbs/MMBtu | FALSE | L | Annual | Net Emissions Allowance Position | Thousand Tons | 0.00414 | 0.00414 | 0 | 0 | 0 | 0 | 0
IL Fac. Spec. - NOX Rate Summer v3.1, Unit 292 and retrofits | 431 | 7305 | Rate Constraint in lbs/MMBtu | FALSE | L | Annual | Fuel Consumed | TBtu | 0.038658 | 0.038658 | 0 | 0 | 0 | 0 | 0
IL Fac. Spec. - NOX Rate Summer v3.1, Unit 292 and retrofits | 431 | 7305 | Rate Constraint in lbs/MMBtu | FALSE | L | Annual | Rate | lb/MMBtu | 0.21419 | 0.21419 | 0 | 0 | 0 | 0 | 0
IL Fac. Spec. - NOX Rate Summer v3.1, Unit 292 and retrofits | 431 | 7305 | Rate Constraint in lbs/MMBtu | FALSE | L | Annual | Generation | TWh | 0.0032697 | 0.0032697 | 0 | 0 | 0 | 0 | 0
IL Fac. Spec. - NOX Rate Summer v3.1, Unit 292 and retrofits | 431 | 7305 | Rate Constraint in lbs/MMBtu | FALSE | L | Annual | Qualifying Generation | TWh | 0.0032697 | 0.0032697 | 0 | 0 | 0 | 0 | 0
IL Fac. Spec. - NOX Rate Summer v3.1, Unit 292 and retrofits | 431 | 7305 | Rate Constraint in lbs/MMBtu | FALSE | L | Annual | Rate | lb/MWh | 2.5324 | 2.5324 | 0 | 0 | 0 | 0 | 0
IL Fac. Spec. - NOX Rate Summer v3.1, Unit 292 and retrofits | 431 | 7305 | Rate Constraint in lbs/MMBtu | FALSE | L | Annual | Constraint Shadow Price | US2022$/Ton | 0 | 0 | 0 | 0 | 0 | 0 | 0
IL Fac. Spec. - NOX Rate Summer v3.1, Unit 293 and retrofits | 432 | 7305 | Rate Constraint in lbs/MMBtu | FALSE | L | Annual | Seasons Included | Seasons | Summer | Summer | Summer | Summer | Summer | Summer | Summer
IL Fac. Spec. - NOX Rate Summer v3.1, Unit 293 and retrofits | 432 | 7305 | Rate Constraint in lbs/MMBtu | FALSE | L | Annual | Standard NOX | lb/MMBtu | 0.25 | 0.25 | 0.25 | 0.25 | 0.25 | 0.25 | 0.25
IL Fac. Spec. - NOX Rate Summer v3.1, Unit 293 and retrofits | 432 | 7305 | Rate Constraint in lbs/MMBtu | FALSE | L | Annual | Emissions at Affected Plants NOX | Thousand Tons | 0.0033463 | 0.0033463 | 0 | 0 | 0 | 0 | 0
IL Fac. Spec. - NOX Rate Summer v3.1, Unit 293 and retrofits | 432 | 7305 | Rate Constraint in lbs/MMBtu | FALSE | L | Annual | Allowances Purchased NOX | Thousand Tons | 0 | 0 | 0 | 0 | 0 | 0 | 0
IL Fac. Spec. - NOX Rate Summer v3.1, Unit 293 and retrofits | 432 | 7305 | Rate Constraint in lbs/MMBtu | FALSE | L | Annual | Allowances Sold NOX | Thousand Tons | 0 | 0 | 0 | 0 | 0 | 0 | 0
IL Fac. Spec. - NOX Rate Summer v3.1, Unit 293 and retrofits | 432 | 7305 | Rate Constraint in lbs/MMBtu | FALSE | L | Annual | Allowances Banked | Thousand Tons | 0 | 0 | 0 | 0 | 0 | 0 | 0
IL Fac. Spec. - NOX Rate Summer v3.1, Unit 293 and retrofits | 432 | 7305 | Rate Constraint in lbs/MMBtu | FALSE | L | Annual | Allowances Withdrawn (1:1) | Thousand Tons | 0 | 0 | 0 | 0 | 0 | 0 | 0
IL Fac. Spec. - NOX Rate Summer v3.1, Unit 293 and retrofits | 432 | 7305 | Rate Constraint in lbs/MMBtu | FALSE | L | Annual | Allowances Withdrawn (n:1) | Thousand Tons | 0 | 0 | 0 | 0 | 0 | 0 | 0
IL Fac. Spec. - NOX Rate Summer v3.1, Unit 293 and retrofits | 432 | 7305 | Rate Constraint in lbs/MMBtu | FALSE | L | Annual | Net Emissions Allowance Position | Thousand Tons | 0.0033463 | 0.0033463 | 0 | 0 | 0 | 0 | 0
IL Fac. Spec. - NOX Rate Summer v3.1, Unit 293 and retrofits | 432 | 7305 | Rate Constraint in lbs/MMBtu | FALSE | L | Annual | Fuel Consumed | TBtu | 0.038661 | 0.038661 | 0 | 0 | 0 | 0 | 0
IL Fac. Spec. - NOX Rate Summer v3.1, Unit 293 and retrofits | 432 | 7305 | Rate Constraint in lbs/MMBtu | FALSE | L | Annual | Rate | lb/MMBtu | 0.17311 | 0.17311 | 0 | 0 | 0 | 0 | 0
IL Fac. Spec. - NOX Rate Summer v3.1, Unit 293 and retrofits | 432 | 7305 | Rate Constraint in lbs/MMBtu | FALSE | L | Annual | Generation | TWh | 0.0032697 | 0.0032697 | 0 | 0 | 0 | 0 | 0
IL Fac. Spec. - NOX Rate Summer v3.1, Unit 293 and retrofits | 432 | 7305 | Rate Constraint in lbs/MMBtu | FALSE | L | Annual | Qualifying Generation | TWh | 0.0032697 | 0.0032697 | 0 | 0 | 0 | 0 | 0
IL Fac. Spec. - NOX Rate Summer v3.1, Unit 293 and retrofits | 432 | 7305 | Rate Constraint in lbs/MMBtu | FALSE | L | Annual | Rate | lb/MWh | 2.0469 | 2.0469 | 0 | 0 | 0 | 0 | 0
IL Fac. Spec. - NOX Rate Summer v3.1, Unit 293 and retrofits | 432 | 7305 | Rate Constraint in lbs/MMBtu | FALSE | L | Annual | Constraint Shadow Price | US2022$/Ton | 0 | 0 | 0 | 0 | 0 | 0 | 0
IL Fac. Spec. - NOX Rate Summer v3.1, Unit 294 and retrofits | 433 | 7305 | Rate Constraint in lbs/MMBtu | FALSE | L | Annual | Seasons Included | Seasons | Summer | Summer | Summer | Summer | Summer | Summer | Summer
IL Fac. Spec. - NOX Rate Summer v3.1, Unit 294 and retrofits | 433 | 7305 | Rate Constraint in lbs/MMBtu | FALSE | L | Annual | Standard NOX | lb/MMBtu | 0.25 | 0.25 | 0.25 | 0.25 | 0.25 | 0.25 | 0.25
IL Fac. Spec. - NOX Rate Summer v3.1, Unit 294 and retrofits | 433 | 7305 | Rate Constraint in lbs/MMBtu | FALSE | L | Annual | Emissions at Affected Plants NOX | Thousand Tons | 0.0032825 | 0.0032825 | 0 | 0 | 0 | 0 | 0
IL Fac. Spec. - NOX Rate Summer v3.1, Unit 294 and retrofits | 433 | 7305 | Rate Constraint in lbs/MMBtu | FALSE | L | Annual | Allowances Purchased NOX | Thousand Tons | 0 | 0 | 0 | 0 | 0 | 0 | 0
IL Fac. Spec. - NOX Rate Summer v3.1, Unit 294 and retrofits | 433 | 7305 | Rate Constraint in lbs/MMBtu | FALSE | L | Annual | Allowances Sold NOX | Thousand Tons | 0 | 0 | 0 | 0 | 0 | 0 | 0
IL Fac. Spec. - NOX Rate Summer v3.1, Unit 294 and retrofits | 433 | 7305 | Rate Constraint in lbs/MMBtu | FALSE | L | Annual | Allowances Banked | Thousand Tons | 0 | 0 | 0 | 0 | 0 | 0 | 0
IL Fac. Spec. - NOX Rate Summer v3.1, Unit 294 and retrofits | 433 | 7305 | Rate Constraint in lbs/MMBtu | FALSE | L | Annual | Allowances Withdrawn (1:1) | Thousand Tons | 0 | 0 | 0 | 0 | 0 | 0 | 0
IL Fac. Spec. - NOX Rate Summer v3.1, Unit 294 and retrofits | 433 | 7305 | Rate Constraint in lbs/MMBtu | FALSE | L | Annual | Allowances Withdrawn (n:1) | Thousand Tons | 0 | 0 | 0 | 0 | 0 | 0 | 0
IL Fac. Spec. - NOX Rate Summer v3.1, Unit 294 and retrofits | 433 | 7305 | Rate Constraint in lbs/MMBtu | FALSE | L | Annual | Net Emissions Allowance Position | Thousand Tons | 0.0032825 | 0.0032825 | 0 | 0 | 0 | 0 | 0
IL Fac. Spec. - NOX Rate Summer v3.1, Unit 294 and retrofits | 433 | 7305 | Rate Constraint in lbs/MMBtu | FALSE | L | Annual | Fuel Consumed | TBtu | 0.038661 | 0.038661 | 0 | 0 | 0 | 0 | 0
IL Fac. Spec. - NOX Rate Summer v3.1, Unit 294 and retrofits | 433 | 7305 | Rate Constraint in lbs/MMBtu | FALSE | L | Annual | Rate | lb/MMBtu | 0.16981 | 0.16981 | 0 | 0 | 0 | 0 | 0
IL Fac. Spec. - NOX Rate Summer v3.1, Unit 294 and retrofits | 433 | 7305 | Rate Constraint in lbs/MMBtu | FALSE | L | Annual | Generation | TWh | 0.0032697 | 0.0032697 | 0 | 0 | 0 | 0 | 0
IL Fac. Spec. - NOX Rate Summer v3.1, Unit 294 and retrofits | 433 | 7305 | Rate Constraint in lbs/MMBtu | FALSE | L | Annual | Qualifying Generation | TWh | 0.0032697 | 0.0032697 | 0 | 0 | 0 | 0 | 0
IL Fac. Spec. - NOX Rate Summer v3.1, Unit 294 and retrofits | 433 | 7305 | Rate Constraint in lbs/MMBtu | FALSE | L | Annual | Rate | lb/MWh | 2.0078 | 2.0078 | 0 | 0 | 0 | 0 | 0
IL Fac. Spec. - NOX Rate Summer v3.1, Unit 294 and retrofits | 433 | 7305 | Rate Constraint in lbs/MMBtu | FALSE | L | Annual | Constraint Shadow Price | US2022$/Ton | 0 | 0 | 0 | 0 | 0 | 0 | 0
IL Fac. Spec. - NOX Rate Summer v3.1, Unit 295 and retrofits | 434 | 7305 | Rate Constraint in lbs/MMBtu | FALSE | L | Annual | Seasons Included | Seasons | Summer | Summer | Summer | Summer | Summer | Summer | Summer
IL Fac. Spec. - NOX Rate Summer v3.1, Unit 295 and retrofits | 434 | 7305 | Rate Constraint in lbs/MMBtu | FALSE | L | Annual | Standard NOX | lb/MMBtu | 0.25 | 0.25 | 0.25 | 0.25 | 0.25 | 0.25 | 0.25
IL Fac. Spec. - NOX Rate Summer v3.1, Unit 295 and retrofits | 434 | 7305 | Rate Constraint in lbs/MMBtu | FALSE | L | Annual | Emissions at Affected Plants NOX | Thousand Tons | 0.0031706 | 0.0031706 | 0 | 0 | 0 | 0 | 0
IL Fac. Spec. - NOX Rate Summer v3.1, Unit 295 and retrofits | 434 | 7305 | Rate Constraint in lbs/MMBtu | FALSE | L | Annual | Allowances Purchased NOX | Thousand Tons | 0 | 0 | 0 | 0 | 0 | 0 | 0
IL Fac. Spec. - NOX Rate Summer v3.1, Unit 295 and retrofits | 434 | 7305 | Rate Constraint in lbs/MMBtu | FALSE | L | Annual | Allowances Sold NOX | Thousand Tons | 0 | 0 | 0 | 0 | 0 | 0 | 0
IL Fac. Spec. - NOX Rate Summer v3.1, Unit 295 and retrofits | 434 | 7305 | Rate Constraint in lbs/MMBtu | FALSE | L | Annual | Allowances Banked | Thousand Tons | 0 | 0 | 0 | 0 | 0 | 0 | 0
IL Fac. Spec. - NOX Rate Summer v3.1, Unit 295 and retrofits | 434 | 7305 | Rate Constraint in lbs/MMBtu | FALSE | L | Annual | Allowances Withdrawn (1:1) | Thousand Tons | 0 | 0 | 0 | 0 | 0 | 0 | 0
IL Fac. Spec. - NOX Rate Summer v3.1, Unit 295 and retrofits | 434 | 7305 | Rate Constraint in lbs/MMBtu | FALSE | L | Annual | Allowances Withdrawn (n:1) | Thousand Tons | 0 | 0 | 0 | 0 | 0 | 0 | 0
IL Fac. Spec. - NOX Rate Summer v3.1, Unit 295 and retrofits | 434 | 7305 | Rate Constraint in lbs/MMBtu | FALSE | L | Annual | Net Emissions Allowance Position | Thousand Tons | 0.0031706 | 0.0031706 | 0 | 0 | 0 | 0 | 0
IL Fac. Spec. - NOX Rate Summer v3.1, Unit 295 and retrofits | 434 | 7305 | Rate Constraint in lbs/MMBtu | FALSE | L | Annual | Fuel Consumed | TBtu | 0.038661 | 0.038661 | 0 | 0 | 0 | 0 | 0
IL Fac. Spec. - NOX Rate Summer v3.1, Unit 295 and retrofits | 434 | 7305 | Rate Constraint in lbs/MMBtu | FALSE | L | Annual | Rate | lb/MMBtu | 0.16402 | 0.16402 | 0 | 0 | 0 | 0 | 0
IL Fac. Spec. - NOX Rate Summer v3.1, Unit 295 and retrofits | 434 | 7305 | Rate Constraint in lbs/MMBtu | FALSE | L | Annual | Generation | TWh | 0.0032697 | 0.0032697 | 0 | 0 | 0 | 0 | 0
IL Fac. Spec. - NOX Rate Summer v3.1, Unit 295 and retrofits | 434 | 7305 | Rate Constraint in lbs/MMBtu | FALSE | L | Annual | Qualifying Generation | TWh | 0.0032697 | 0.0032697 | 0 | 0 | 0 | 0 | 0
IL Fac. Spec. - NOX Rate Summer v3.1, Unit 295 and retrofits | 434 | 7305 | Rate Constraint in lbs/MMBtu | FALSE | L | Annual | Rate | lb/MWh | 1.9394 | 1.9394 | 0 | 0 | 0 | 0 | 0
IL Fac. Spec. - NOX Rate Summer v3.1, Unit 295 and retrofits | 434 | 7305 | Rate Constraint in lbs/MMBtu | FALSE | L | Annual | Constraint Shadow Price | US2022$/Ton | 0 | 0 | 0 | 0 | 0 | 0 | 0
IL Fac. Spec. - NOX Rate Summer v3.1, Unit 296 and retrofits | 435 | 7305 | Rate Constraint in lbs/MMBtu | FALSE | L | Annual | Seasons Included | Seasons | Summer | Summer | Summer | Summer | Summer | Summer | Summer
IL Fac. Spec. - NOX Rate Summer v3.1, Unit 296 and retrofits | 435 | 7305 | Rate Constraint in lbs/MMBtu | FALSE | L | Annual | Standard NOX | lb/MMBtu | 0.25 | 0.25 | 0.25 | 0.25 | 0.25 | 0.25 | 0.25
IL Fac. Spec. - NOX Rate Summer v3.1, Unit 296 and retrofits | 435 | 7305 | Rate Constraint in lbs/MMBtu | FALSE | L | Annual | Emissions at Affected Plants NOX | Thousand Tons | 0.0032046 | 0.0032046 | 0 | 0 | 0 | 0 | 0
IL Fac. Spec. - NOX Rate Summer v3.1, Unit 296 and retrofits | 435 | 7305 | Rate Constraint in lbs/MMBtu | FALSE | L | Annual | Allowances Purchased NOX | Thousand Tons | 0 | 0 | 0 | 0 | 0 | 0 | 0
IL Fac. Spec. - NOX Rate Summer v3.1, Unit 296 and retrofits | 435 | 7305 | Rate Constraint in lbs/MMBtu | FALSE | L | Annual | Allowances Sold NOX | Thousand Tons | 0 | 0 | 0 | 0 | 0 | 0 | 0
IL Fac. Spec. - NOX Rate Summer v3.1, Unit 296 and retrofits | 435 | 7305 | Rate Constraint in lbs/MMBtu | FALSE | L | Annual | Allowances Banked | Thousand Tons | 0 | 0 | 0 | 0 | 0 | 0 | 0
IL Fac. Spec. - NOX Rate Summer v3.1, Unit 296 and retrofits | 435 | 7305 | Rate Constraint in lbs/MMBtu | FALSE | L | Annual | Allowances Withdrawn (1:1) | Thousand Tons | 0 | 0 | 0 | 0 | 0 | 0 | 0
IL Fac. Spec. - NOX Rate Summer v3.1, Unit 296 and retrofits | 435 | 7305 | Rate Constraint in lbs/MMBtu | FALSE | L | Annual | Allowances Withdrawn (n:1) | Thousand Tons | 0 | 0 | 0 | 0 | 0 | 0 | 0
IL Fac. Spec. - NOX Rate Summer v3.1, Unit 296 and retrofits | 435 | 7305 | Rate Constraint in lbs/MMBtu | FALSE | L | Annual | Net Emissions Allowance Position | Thousand Tons | 0.0032046 | 0.0032046 | 0 | 0 | 0 | 0 | 0
IL Fac. Spec. - NOX Rate Summer v3.1, Unit 296 and retrofits | 435 | 7305 | Rate Constraint in lbs/MMBtu | FALSE | L | Annual | Fuel Consumed | TBtu | 0.038661 | 0.038661 | 0 | 0 | 0 | 0 | 0
IL Fac. Spec. - NOX Rate Summer v3.1, Unit 296 and retrofits | 435 | 7305 | Rate Constraint in lbs/MMBtu | FALSE | L | Annual | Rate | lb/MMBtu | 0.16578 | 0.16578 | 0 | 0 | 0 | 0 | 0
IL Fac. Spec. - NOX Rate Summer v3.1, Unit 296 and retrofits | 435 | 7305 | Rate Constraint in lbs/MMBtu | FALSE | L | Annual | Generation | TWh | 0.0032697 | 0.0032697 | 0 | 0 | 0 | 0 | 0
IL Fac. Spec. - NOX Rate Summer v3.1, Unit 296 and retrofits | 435 | 7305 | Rate Constraint in lbs/MMBtu | FALSE | L | Annual | Qualifying Generation | TWh | 0.0032697 | 0.0032697 | 0 | 0 | 0 | 0 | 0
IL Fac. Spec. - NOX Rate Summer v3.1, Unit 296 and retrofits | 435 | 7305 | Rate Constraint in lbs/MMBtu | FALSE | L | Annual | Rate | lb/MWh | 1.9602 | 1.9602 | 0 | 0 | 0 | 0 | 0
IL Fac. Spec. - NOX Rate Summer v3.1, Unit 296 and retrofits | 435 | 7305 | Rate Constraint in lbs/MMBtu | FALSE | L | Annual | Constraint Shadow Price | US2022$/Ton | 0 | 0 | 0 | 0 | 0 | 0 | 0
IL Fac. Spec. - NOX Rate Summer v3.1, Unit 297 and retrofits | 436 | 7305 | Rate Constraint in lbs/MMBtu | FALSE | L | Annual | Seasons Included | Seasons | Summer | Summer | Summer | Summer | Summer | Summer | Summer
IL Fac. Spec. - NOX Rate Summer v3.1, Unit 297 and retrofits | 436 | 7305 | Rate Constraint in lbs/MMBtu | FALSE | L | Annual | Standard NOX | lb/MMBtu | 0.25 | 0.25 | 0.25 | 0.25 | 0.25 | 0.25 | 0.25
IL Fac. Spec. - NOX Rate Summer v3.1, Unit 297 and retrofits | 436 | 7305 | Rate Constraint in lbs/MMBtu | FALSE | L | Annual | Emissions at Affected Plants NOX | Thousand Tons | 0.004064 | 0.004064 | 0 | 0 | 0 | 0 | 0
IL Fac. Spec. - NOX Rate Summer v3.1, Unit 297 and retrofits | 436 | 7305 | Rate Constraint in lbs/MMBtu | FALSE | L | Annual | Allowances Purchased NOX | Thousand Tons | 0 | 0 | 0 | 0 | 0 | 0 | 0
IL Fac. Spec. - NOX Rate Summer v3.1, Unit 297 and retrofits | 436 | 7305 | Rate Constraint in lbs/MMBtu | FALSE | L | Annual | Allowances Sold NOX | Thousand Tons | 0 | 0 | 0 | 0 | 0 | 0 | 0
IL Fac. Spec. - NOX Rate Summer v3.1, Unit 297 and retrofits | 436 | 7305 | Rate Constraint in lbs/MMBtu | FALSE | L | Annual | Allowances Banked | Thousand Tons | 0 | 0 | 0 | 0 | 0 | 0 | 0
IL Fac. Spec. - NOX Rate Summer v3.1, Unit 297 and retrofits | 436 | 7305 | Rate Constraint in lbs/MMBtu | FALSE | L | Annual | Allowances Withdrawn (1:1) | Thousand Tons | 0 | 0 | 0 | 0 | 0 | 0 | 0
IL Fac. Spec. - NOX Rate Summer v3.1, Unit 297 and retrofits | 436 | 7305 | Rate Constraint in lbs/MMBtu | FALSE | L | Annual | Allowances Withdrawn (n:1) | Thousand Tons | 0 | 0 | 0 | 0 | 0 | 0 | 0
IL Fac. Spec. - NOX Rate Summer v3.1, Unit 297 and retrofits | 436 | 7305 | Rate Constraint in lbs/MMBtu | FALSE | L | Annual | Net Emissions Allowance Position | Thousand Tons | 0.004064 | 0.004064 | 0 | 0 | 0 | 0 | 0
IL Fac. Spec. - NOX Rate Summer v3.1, Unit 297 and retrofits | 436 | 7305 | Rate Constraint in lbs/MMBtu | FALSE | L | Annual | Fuel Consumed | TBtu | 0.038661 | 0.038661 | 0 | 0 | 0 | 0 | 0
IL Fac. Spec. - NOX Rate Summer v3.1, Unit 297 and retrofits | 436 | 7305 | Rate Constraint in lbs/MMBtu | FALSE | L | Annual | Rate | lb/MMBtu | 0.21024 | 0.21024 | 0 | 0 | 0 | 0 | 0
IL Fac. Spec. - NOX Rate Summer v3.1, Unit 297 and retrofits | 436 | 7305 | Rate Constraint in lbs/MMBtu | FALSE | L | Annual | Generation | TWh | 0.0032697 | 0.0032697 | 0 | 0 | 0 | 0 | 0
IL Fac. Spec. - NOX Rate Summer v3.1, Unit 297 and retrofits | 436 | 7305 | Rate Constraint in lbs/MMBtu | FALSE | L | Annual | Qualifying Generation | TWh | 0.0032697 | 0.0032697 | 0 | 0 | 0 | 0 | 0
IL Fac. Spec. - NOX Rate Summer v3.1, Unit 297 and retrofits | 436 | 7305 | Rate Constraint in lbs/MMBtu | FALSE | L | Annual | Rate | lb/MWh | 2.4859 | 2.4859 | 0 | 0 | 0 | 0 | 0
IL Fac. Spec. - NOX Rate Summer v3.1, Unit 297 and retrofits | 436 | 7305 | Rate Constraint in lbs/MMBtu | FALSE | L | Annual | Constraint Shadow Price | US2022$/Ton | 0 | 0 | 0 | 0 | 0 | 0 | 0
IL Fac. Spec. - NOX Rate Summer v3.1, Unit 298 and retrofits | 437 | 7305 | Rate Constraint in lbs/MMBtu | FALSE | L | Annual | Seasons Included | Seasons | Summer | Summer | Summer | Summer | Summer | Summer | Summer
IL Fac. Spec. - NOX Rate Summer v3.1, Unit 298 and retrofits | 437 | 7305 | Rate Constraint in lbs/MMBtu | FALSE | L | Annual | Standard NOX | lb/MMBtu | 0.25 | 0.25 | 0.25 | 0.25 | 0.25 | 0.25 | 0.25
IL Fac. Spec. - NOX Rate Summer v3.1, Unit 298 and retrofits | 437 | 7305 | Rate Constraint in lbs/MMBtu | FALSE | L | Annual | Emissions at Affected Plants NOX | Thousand Tons | 0.00040761 | 0.0012599 | 0 | 0 | 0 | 0 | 0
IL Fac. Spec. - NOX Rate Summer v3.1, Unit 298 and retrofits | 437 | 7305 | Rate Constraint in lbs/MMBtu | FALSE | L | Annual | Allowances Purchased NOX | Thousand Tons | 0 | 0 | 0 | 0 | 0 | 0 | 0
IL Fac. Spec. - NOX Rate Summer v3.1, Unit 298 and retrofits | 437 | 7305 | Rate Constraint in lbs/MMBtu | FALSE | L | Annual | Allowances Sold NOX | Thousand Tons | 0 | 0 | 0 | 0 | 0 | 0 | 0
IL Fac. Spec. - NOX Rate Summer v3.1, Unit 298 and retrofits | 437 | 7305 | Rate Constraint in lbs/MMBtu | FALSE | L | Annual | Allowances Banked | Thousand Tons | 0 | 0 | 0 | 0 | 0 | 0 | 0
IL Fac. Spec. - NOX Rate Summer v3.1, Unit 298 and retrofits | 437 | 7305 | Rate Constraint in lbs/MMBtu | FALSE | L | Annual | Allowances Withdrawn (1:1) | Thousand Tons | 0 | 0 | 0 | 0 | 0 | 0 | 0
IL Fac. Spec. - NOX Rate Summer v3.1, Unit 298 and retrofits | 437 | 7305 | Rate Constraint in lbs/MMBtu | FALSE | L | Annual | Allowances Withdrawn (n:1) | Thousand Tons | 0 | 0 | 0 | 0 | 0 | 0 | 0
IL Fac. Spec. - NOX Rate Summer v3.1, Unit 298 and retrofits | 437 | 7305 | Rate Constraint in lbs/MMBtu | FALSE | L | Annual | Net Emissions Allowance Position | Thousand Tons | 0.00040761 | 0.0012599 | 0 | 0 | 0 | 0 | 0
IL Fac. Spec. - NOX Rate Summer v3.1, Unit 298 and retrofits | 437 | 7305 | Rate Constraint in lbs/MMBtu | FALSE | L | Annual | Fuel Consumed | TBtu | 0.014295 | 0.044183 | 0 | 0 | 0 | 0 | 0
IL Fac. Spec. - NOX Rate Summer v3.1, Unit 298 and retrofits | 437 | 7305 | Rate Constraint in lbs/MMBtu | FALSE | L | Annual | Rate | lb/MMBtu | 0.05703 | 0.05703 | 0 | 0 | 0 | 0 | 0
IL Fac. Spec. - NOX Rate Summer v3.1, Unit 298 and retrofits | 437 | 7305 | Rate Constraint in lbs/MMBtu | FALSE | L | Annual | Generation | TWh | 0.0011933 | 0.0036884 | 0 | 0 | 0 | 0 | 0
IL Fac. Spec. - NOX Rate Summer v3.1, Unit 298 and retrofits | 437 | 7305 | Rate Constraint in lbs/MMBtu | FALSE | L | Annual | Qualifying Generation | TWh | 0.0011933 | 0.0036884 | 0 | 0 | 0 | 0 | 0
IL Fac. Spec. - NOX Rate Summer v3.1, Unit 298 and retrofits | 437 | 7305 | Rate Constraint in lbs/MMBtu | FALSE | L | Annual | Rate | lb/MWh | 0.68316 | 0.68316 | 0 | 0 | 0 | 0 | 0
IL Fac. Spec. - NOX Rate Summer v3.1, Unit 298 and retrofits | 437 | 7305 | Rate Constraint in lbs/MMBtu | FALSE | L | Annual | Constraint Shadow Price | US2022$/Ton | 0 | 0 | 0 | 0 | 0 | 0 | 0
IL Fac. Spec. - NOX Rate Summer v3.1, Unit 299 and retrofits | 438 | 7305 | Rate Constraint in lbs/MMBtu | FALSE | L | Annual | Seasons Included | Seasons | Summer | Summer | Summer | Summer | Summer | Summer | Summer
IL Fac. Spec. - NOX Rate Summer v3.1, Unit 299 and retrofits | 438 | 7305 | Rate Constraint in lbs/MMBtu | FALSE | L | Annual | Standard NOX | lb/MMBtu | 0.25 | 0.25 | 0.25 | 0.25 | 0.25 | 0.25 | 0.25
IL Fac. Spec. - NOX Rate Summer v3.1, Unit 299 and retrofits | 438 | 7305 | Rate Constraint in lbs/MMBtu | FALSE | L | Annual | Emissions at Affected Plants NOX | Thousand Tons | 0.00040498 | 0.0012517 | 0 | 0 | 0 | 0 | 0
IL Fac. Spec. - NOX Rate Summer v3.1, Unit 299 and retrofits | 438 | 7305 | Rate Constraint in lbs/MMBtu | FALSE | L | Annual | Allowances Purchased NOX | Thousand Tons | 0 | 0 | 0 | 0 | 0 | 0 | 0
IL Fac. Spec. - NOX Rate Summer v3.1, Unit 299 and retrofits | 438 | 7305 | Rate Constraint in lbs/MMBtu | FALSE | L | Annual | Allowances Sold NOX | Thousand Tons | 0 | 0 | 0 | 0 | 0 | 0 | 0
IL Fac. Spec. - NOX Rate Summer v3.1, Unit 299 and retrofits | 438 | 7305 | Rate Constraint in lbs/MMBtu | FALSE | L | Annual | Allowances Banked | Thousand Tons | 0 | 0 | 0 | 0 | 0 | 0 | 0
IL Fac. Spec. - NOX Rate Summer v3.1, Unit 299 and retrofits | 438 | 7305 | Rate Constraint in lbs/MMBtu | FALSE | L | Annual | Allowances Withdrawn (1:1) | Thousand Tons | 0 | 0 | 0 | 0 | 0 | 0 | 0
IL Fac. Spec. - NOX Rate Summer v3.1, Unit 299 and retrofits | 438 | 7305 | Rate Constraint in lbs/MMBtu | FALSE | L | Annual | Allowances Withdrawn (n:1) | Thousand Tons | 0 | 0 | 0 | 0 | 0 | 0 | 0
IL Fac. Spec. - NOX Rate Summer v3.1, Unit 299 and retrofits | 438 | 7305 | Rate Constraint in lbs/MMBtu | FALSE | L | Annual | Net Emissions Allowance Position | Thousand Tons | 0.00040498 | 0.0012517 | 0 | 0 | 0 | 0 | 0
IL Fac. Spec. - NOX Rate Summer v3.1, Unit 299 and retrofits | 438 | 7305 | Rate Constraint in lbs/MMBtu | FALSE | L | Annual | Fuel Consumed | TBtu | 0.014343 | 0.044333 | 0 | 0 | 0 | 0 | 0
IL Fac. Spec. - NOX Rate Summer v3.1, Unit 299 and retrofits | 438 | 7305 | Rate Constraint in lbs/MMBtu | FALSE | L | Annual | Rate | lb/MMBtu | 0.05647 | 0.05647 | 0 | 0 | 0 | 0 | 0
IL Fac. Spec. - NOX Rate Summer v3.1, Unit 299 and retrofits | 438 | 7305 | Rate Constraint in lbs/MMBtu | FALSE | L | Annual | Generation | TWh | 0.0011972 | 0.0037006 | 0 | 0 | 0 | 0 | 0
IL Fac. Spec. - NOX Rate Summer v3.1, Unit 299 and retrofits | 438 | 7305 | Rate Constraint in lbs/MMBtu | FALSE | L | Annual | Qualifying Generation | TWh | 0.0011972 | 0.0037006 | 0 | 0 | 0 | 0 | 0
IL Fac. Spec. - NOX Rate Summer v3.1, Unit 299 and retrofits | 438 | 7305 | Rate Constraint in lbs/MMBtu | FALSE | L | Annual | Rate | lb/MWh | 0.67651 | 0.67651 | 0 | 0 | 0 | 0 | 0
IL Fac. Spec. - NOX Rate Summer v3.1, Unit 299 and retrofits | 438 | 7305 | Rate Constraint in lbs/MMBtu | FALSE | L | Annual | Constraint Shadow Price | US2022$/Ton | 0 | 0 | 0 | 0 | 0 | 0 | 0
IL Fac. Spec. - NOX Rate Summer v3.1, Unit 300 and retrofits | 439 | 7305 | Rate Constraint in lbs/MMBtu | FALSE | L | Annual | Seasons Included | Seasons | Summer | Summer | Summer | Summer | Summer | Summer | Summer
IL Fac. Spec. - NOX Rate Summer v3.1, Unit 300 and retrofits | 439 | 7305 | Rate Constraint in lbs/MMBtu | FALSE | L | Annual | Standard NOX | lb/MMBtu | 0.25 | 0.25 | 0.25 | 0.25 | 0.25 | 0.25 | 0.25
IL Fac. Spec. - NOX Rate Summer v3.1, Unit 300 and retrofits | 439 | 7305 | Rate Constraint in lbs/MMBtu | FALSE | L | Annual | Emissions at Affected Plants NOX | Thousand Tons | 0.0004171 | 0.0012892 | 0 | 0 | 0 | 0 | 0
IL Fac. Spec. - NOX Rate Summer v3.1, Unit 300 and retrofits | 439 | 7305 | Rate Constraint in lbs/MMBtu | FALSE | L | Annual | Allowances Purchased NOX | Thousand Tons | 0 | 0 | 0 | 0 | 0 | 0 | 0
IL Fac. Spec. - NOX Rate Summer v3.1, Unit 300 and retrofits | 439 | 7305 | Rate Constraint in lbs/MMBtu | FALSE | L | Annual | Allowances Sold NOX | Thousand Tons | 0 | 0 | 0 | 0 | 0 | 0 | 0
IL Fac. Spec. - NOX Rate Summer v3.1, Unit 300 and retrofits | 439 | 7305 | Rate Constraint in lbs/MMBtu | FALSE | L | Annual | Allowances Banked | Thousand Tons | 0 | 0 | 0 | 0 | 0 | 0 | 0
IL Fac. Spec. - NOX Rate Summer v3.1, Unit 300 and retrofits | 439 | 7305 | Rate Constraint in lbs/MMBtu | FALSE | L | Annual | Allowances Withdrawn (1:1) | Thousand Tons | 0 | 0 | 0 | 0 | 0 | 0 | 0
IL Fac. Spec. - NOX Rate Summer v3.1, Unit 300 and retrofits | 439 | 7305 | Rate Constraint in lbs/MMBtu | FALSE | L | Annual | Allowances Withdrawn (n:1) | Thousand Tons | 0 | 0 | 0 | 0 | 0 | 0 | 0
IL Fac. Spec. - NOX Rate Summer v3.1, Unit 300 and retrofits | 439 | 7305 | Rate Constraint in lbs/MMBtu | FALSE | L | Annual | Net Emissions Allowance Position | Thousand Tons | 0.0004171 | 0.0012892 | 0 | 0 | 0 | 0 | 0
IL Fac. Spec. - NOX Rate Summer v3.1, Unit 300 and retrofits | 439 | 7305 | Rate Constraint in lbs/MMBtu | FALSE | L | Annual | Fuel Consumed | TBtu | 0.014343 | 0.044333 | 0 | 0 | 0 | 0 | 0
IL Fac. Spec. - NOX Rate Summer v3.1, Unit 300 and retrofits | 439 | 7305 | Rate Constraint in lbs/MMBtu | FALSE | L | Annual | Rate | lb/MMBtu | 0.05816 | 0.05816 | 0 | 0 | 0 | 0 | 0
IL Fac. Spec. - NOX Rate Summer v3.1, Unit 300 and retrofits | 439 | 7305 | Rate Constraint in lbs/MMBtu | FALSE | L | Annual | Generation | TWh | 0.0011972 | 0.0037006 | 0 | 0 | 0 | 0 | 0
IL Fac. Spec. - NOX Rate Summer v3.1, Unit 300 and retrofits | 439 | 7305 | Rate Constraint in lbs/MMBtu | FALSE | L | Annual | Qualifying Generation | TWh | 0.0011972 | 0.0037006 | 0 | 0 | 0 | 0 | 0
IL Fac. Spec. - NOX Rate Summer v3.1, Unit 300 and retrofits | 439 | 7305 | Rate Constraint in lbs/MMBtu | FALSE | L | Annual | Rate | lb/MWh | 0.69676 | 0.69676 | 0 | 0 | 0 | 0 | 0
IL Fac. Spec. - NOX Rate Summer v3.1, Unit 300 and retrofits | 439 | 7305 | Rate Constraint in lbs/MMBtu | FALSE | L | Annual | Constraint Shadow Price | US2022$/Ton | 0 | 0 | 0 | 0 | 0 | 0 | 0
IL Fac. Spec. - NOX Rate Summer v3.1, Unit 301 and retrofits | 440 | 7305 | Rate Constraint in lbs/MMBtu | FALSE | L | Annual | Seasons Included | Seasons | Summer | Summer | Summer | Summer | Summer | Summer | Summer
IL Fac. Spec. - NOX Rate Summer v3.1, Unit 301 and retrofits | 440 | 7305 | Rate Constraint in lbs/MMBtu | FALSE | L | Annual | Standard NOX | lb/MMBtu | 0.25 | 0.25 | 0.25 | 0.25 | 0.25 | 0.25 | 0.25
IL Fac. Spec. - NOX Rate Summer v3.1, Unit 301 and retrofits | 440 | 7305 | Rate Constraint in lbs/MMBtu | FALSE | L | Annual | Emissions at Affected Plants NOX | Thousand Tons | 0.00042892 | 0.0013257 | 0 | 0 | 0 | 0 | 0
IL Fac. Spec. - NOX Rate Summer v3.1, Unit 301 and retrofits | 440 | 7305 | Rate Constraint in lbs/MMBtu | FALSE | L | Annual | Allowances Purchased NOX | Thousand Tons | 0 | 0 | 0 | 0 | 0 | 0 | 0
IL Fac. Spec. - NOX Rate Summer v3.1, Unit 301 and retrofits | 440 | 7305 | Rate Constraint in lbs/MMBtu | FALSE | L | Annual | Allowances Sold NOX | Thousand Tons | 0 | 0 | 0 | 0 | 0 | 0 | 0
IL Fac. Spec. - NOX Rate Summer v3.1, Unit 301 and retrofits | 440 | 7305 | Rate Constraint in lbs/MMBtu | FALSE | L | Annual | Allowances Banked | Thousand Tons | 0 | 0 | 0 | 0 | 0 | 0 | 0
IL Fac. Spec. - NOX Rate Summer v3.1, Unit 301 and retrofits | 440 | 7305 | Rate Constraint in lbs/MMBtu | FALSE | L | Annual | Allowances Withdrawn (1:1) | Thousand Tons | 0 | 0 | 0 | 0 | 0 | 0 | 0
IL Fac. Spec. - NOX Rate Summer v3.1, Unit 301 and retrofits | 440 | 7305 | Rate Constraint in lbs/MMBtu | FALSE | L | Annual | Allowances Withdrawn (n:1) | Thousand Tons | 0 | 0 | 0 | 0 | 0 | 0 | 0
IL Fac. Spec. - NOX Rate Summer v3.1, Unit 301 and retrofits | 440 | 7305 | Rate Constraint in lbs/MMBtu | FALSE | L | Annual | Net Emissions Allowance Position | Thousand Tons | 0.00042892 | 0.0013257 | 0 | 0 | 0 | 0 | 0
IL Fac. Spec. - NOX Rate Summer v3.1, Unit 301 and retrofits | 440 | 7305 | Rate Constraint in lbs/MMBtu | FALSE | L | Annual | Fuel Consumed | TBtu | 0.014554 | 0.044986 | 0 | 0 | 0 | 0 | 0
IL Fac. Spec. - NOX Rate Summer v3.1, Unit 301 and retrofits | 440 | 7305 | Rate Constraint in lbs/MMBtu | FALSE | L | Annual | Rate | lb/MMBtu | 0.05894 | 0.05894 | 0 | 0 | 0 | 0 | 0
IL Fac. Spec. - NOX Rate Summer v3.1, Unit 301 and retrofits | 440 | 7305 | Rate Constraint in lbs/MMBtu | FALSE | L | Annual | Generation | TWh | 0.001215 | 0.0037554 | 0 | 0 | 0 | 0 | 0
IL Fac. Spec. - NOX Rate Summer v3.1, Unit 301 and retrofits | 440 | 7305 | Rate Constraint in lbs/MMBtu | FALSE | L | Annual | Qualifying Generation | TWh | 0.001215 | 0.0037554 | 0 | 0 | 0 | 0 | 0
IL Fac. Spec. - NOX Rate Summer v3.1, Unit 301 and retrofits | 440 | 7305 | Rate Constraint in lbs/MMBtu | FALSE | L | Annual | Rate | lb/MWh | 0.70604 | 0.70604 | 0 | 0 | 0 | 0 | 0
IL Fac. Spec. - NOX Rate Summer v3.1, Unit 301 and retrofits | 440 | 7305 | Rate Constraint in lbs/MMBtu | FALSE | L | Annual | Constraint Shadow Price | US2022$/Ton | 0 | 0 | 0 | 0 | 0 | 0 | 0
IL Fac. Spec. - NOX Rate Summer v3.1, Unit 302 and retrofits | 441 | 7305 | Rate Constraint in lbs/MMBtu | FALSE | L | Annual | Seasons Included | Seasons | Summer | Summer | Summer | Summer | Summer | Summer | Summer
IL Fac. Spec. - NOX Rate Summer v3.1, Unit 302 and retrofits | 441 | 7305 | Rate Constraint in lbs/MMBtu | FALSE | L | Annual | Standard NOX | lb/MMBtu | 0.25 | 0.25 | 0.25 | 0.25 | 0.25 | 0.25 | 0.25
IL Fac. Spec. - NOX Rate Summer v3.1, Unit 302 and retrofits | 441 | 7305 | Rate Constraint in lbs/MMBtu | FALSE | L | Annual | Emissions at Affected Plants NOX | Thousand Tons | 0 | 0.00014815 | 0 | 0 | 0 | 0 | 0
IL Fac. Spec. - NOX Rate Summer v3.1, Unit 302 and retrofits | 441 | 7305 | Rate Constraint in lbs/MMBtu | FALSE | L | Annual | Allowances Purchased NOX | Thousand Tons | 0 | 0 | 0 | 0 | 0 | 0 | 0
IL Fac. Spec. - NOX Rate Summer v3.1, Unit 302 and retrofits | 441 | 7305 | Rate Constraint in lbs/MMBtu | FALSE | L | Annual | Allowances Sold NOX | Thousand Tons | 0 | 0 | 0 | 0 | 0 | 0 | 0
IL Fac. Spec. - NOX Rate Summer v3.1, Unit 302 and retrofits | 441 | 7305 | Rate Constraint in lbs/MMBtu | FALSE | L | Annual | Allowances Banked | Thousand Tons | 0 | 0 | 0 | 0 | 0 | 0 | 0
IL Fac. Spec. - NOX Rate Summer v3.1, Unit 302 and retrofits | 441 | 7305 | Rate Constraint in lbs/MMBtu | FALSE | L | Annual | Allowances Withdrawn (1:1) | Thousand Tons | 0 | 0 | 0 | 0 | 0 | 0 | 0
IL Fac. Spec. - NOX Rate Summer v3.1, Unit 302 and retrofits | 441 | 7305 | Rate Constraint in lbs/MMBtu | FALSE | L | Annual | Allowances Withdrawn (n:1) | Thousand Tons | 0 | 0 | 0 | 0 | 0 | 0 | 0
IL Fac. Spec. - NOX Rate Summer v3.1, Unit 302 and retrofits | 441 | 7305 | Rate Constraint in lbs/MMBtu | FALSE | L | Annual | Net Emissions Allowance Position | Thousand Tons | 0 | 0.00014815 | 0 | 0 | 0 | 0 | 0
IL Fac. Spec. - NOX Rate Summer v3.1, Unit 302 and retrofits | 441 | 7305 | Rate Constraint in lbs/MMBtu | FALSE | L | Annual | Fuel Consumed | TBtu | 0 | 0.010533 | 0 | 0 | 0 | 0 | 0
IL Fac. Spec. - NOX Rate Summer v3.1, Unit 302 and retrofits | 441 | 7305 | Rate Constraint in lbs/MMBtu | FALSE | L | Annual | Rate | lb/MMBtu | 0 | 0.02813 | 0 | 0 | 0 | 0 | 0
IL Fac. Spec. - NOX Rate Summer v3.1, Unit 302 and retrofits | 441 | 7305 | Rate Constraint in lbs/MMBtu | FALSE | L | Annual | Generation | TWh | 0 | 0.00080623 | 0 | 0 | 0 | 0 | 0
IL Fac. Spec. - NOX Rate Summer v3.1, Unit 302 and retrofits | 441 | 7305 | Rate Constraint in lbs/MMBtu | FALSE | L | Annual | Qualifying Generation | TWh | 0 | 0.00080623 | 0 | 0 | 0 | 0 | 0
IL Fac. Spec. - NOX Rate Summer v3.1, Unit 302 and retrofits | 441 | 7305 | Rate Constraint in lbs/MMBtu | FALSE | L | Annual | Rate | lb/MWh | 0 | 0.36752 | 0 | 0 | 0 | 0 | 0
IL Fac. Spec. - NOX Rate Summer v3.1, Unit 302 and retrofits | 441 | 7305 | Rate Constraint in lbs/MMBtu | FALSE | L | Annual | Constraint Shadow Price | US2022$/Ton | 0 | 0 | 0 | 0 | 0 | 0 | 0
IL Fac. Spec. - NOX Rate Summer v3.1, Unit 303 and retrofits | 442 | 7305 | Rate Constraint in lbs/MMBtu | FALSE | L | Annual | Seasons Included | Seasons | Summer | Summer | Summer | Summer | Summer | Summer | Summer
IL Fac. Spec. - NOX Rate Summer v3.1, Unit 303 and retrofits | 442 | 7305 | Rate Constraint in lbs/MMBtu | FALSE | L | Annual | Standard NOX | lb/MMBtu | 0.25 | 0.25 | 0.25 | 0.25 | 0.25 | 0.25 | 0.25
IL Fac. Spec. - NOX Rate Summer v3.1, Unit 303 and retrofits | 442 | 7305 | Rate Constraint in lbs/MMBtu | FALSE | L | Annual | Emissions at Affected Plants NOX | Thousand Tons | 0 | 0.00013346 | 0 | 0 | 0 | 0 | 0
IL Fac. Spec. - NOX Rate Summer v3.1, Unit 303 and retrofits | 442 | 7305 | Rate Constraint in lbs/MMBtu | FALSE | L | Annual | Allowances Purchased NOX | Thousand Tons | 0 | 0 | 0 | 0 | 0 | 0 | 0
IL Fac. Spec. - NOX Rate Summer v3.1, Unit 303 and retrofits | 442 | 7305 | Rate Constraint in lbs/MMBtu | FALSE | L | Annual | Allowances Sold NOX | Thousand Tons | 0 | 0 | 0 | 0 | 0 | 0 | 0
IL Fac. Spec. - NOX Rate Summer v3.1, Unit 303 and retrofits | 442 | 7305 | Rate Constraint in lbs/MMBtu | FALSE | L | Annual | Allowances Banked | Thousand Tons | 0 | 0 | 0 | 0 | 0 | 0 | 0
IL Fac. Spec. - NOX Rate Summer v3.1, Unit 303 and retrofits | 442 | 7305 | Rate Constraint in lbs/MMBtu | FALSE | L | Annual | Allowances Withdrawn (1:1) | Thousand Tons | 0 | 0 | 0 | 0 | 0 | 0 | 0
IL Fac. Spec. - NOX Rate Summer v3.1, Unit 303 and retrofits | 442 | 7305 | Rate Constraint in lbs/MMBtu | FALSE | L | Annual | Allowances Withdrawn (n:1) | Thousand Tons | 0 | 0 | 0 | 0 | 0 | 0 | 0
IL Fac. Spec. - NOX Rate Summer v3.1, Unit 303 and retrofits | 442 | 7305 | Rate Constraint in lbs/MMBtu | FALSE | L | Annual | Net Emissions Allowance Position | Thousand Tons | 0 | 0.00013346 | 0 | 0 | 0 | 0 | 0
IL Fac. Spec. - NOX Rate Summer v3.1, Unit 303 and retrofits | 442 | 7305 | Rate Constraint in lbs/MMBtu | FALSE | L | Annual | Fuel Consumed | TBtu | 0 | 0.010533 | 0 | 0 | 0 | 0 | 0
IL Fac. Spec. - NOX Rate Summer v3.1, Unit 303 and retrofits | 442 | 7305 | Rate Constraint in lbs/MMBtu | FALSE | L | Annual | Rate | lb/MMBtu | 0 | 0.02534 | 0 | 0 | 0 | 0 | 0
IL Fac. Spec. - NOX Rate Summer v3.1, Unit 303 and retrofits | 442 | 7305 | Rate Constraint in lbs/MMBtu | FALSE | L | Annual | Generation | TWh | 0 | 0.00080623 | 0 | 0 | 0 | 0 | 0
IL Fac. Spec. - NOX Rate Summer v3.1, Unit 303 and retrofits | 442 | 7305 | Rate Constraint in lbs/MMBtu | FALSE | L | Annual | Qualifying Generation | TWh | 0 | 0.00080623 | 0 | 0 | 0 | 0 | 0
IL Fac. Spec. - NOX Rate Summer v3.1, Unit 303 and retrofits | 442 | 7305 | Rate Constraint in lbs/MMBtu | FALSE | L | Annual | Rate | lb/MWh | 0 | 0.33107 | 0 | 0 | 0 | 0 | 0
IL Fac. Spec. - NOX Rate Summer v3.1, Unit 303 and retrofits | 442 | 7305 | Rate Constraint in lbs/MMBtu | FALSE | L | Annual | Constraint Shadow Price | US2022$/Ton | 0 | 0 | 0 | 0 | 0 | 0 | 0
IL Fac. Spec. - NOX Rate Summer v3.1, Unit 304 and retrofits | 443 | 7305 | Rate Constraint in lbs/MMBtu | FALSE | L | Annual | Seasons Included | Seasons | Summer | Summer | Summer | Summer | Summer | Summer | Summer
IL Fac. Spec. - NOX Rate Summer v3.1, Unit 304 and retrofits | 443 | 7305 | Rate Constraint in lbs/MMBtu | FALSE | L | Annual | Standard NOX | lb/MMBtu | 0.25 | 0.25 | 0.25 | 0.25 | 0.25 | 0.25 | 0.25
IL Fac. Spec. - NOX Rate Summer v3.1, Unit 304 and retrofits | 443 | 7305 | Rate Constraint in lbs/MMBtu | FALSE | L | Annual | Emissions at Affected Plants NOX | Thousand Tons | 0 | 0.0001421 | 0 | 0 | 0 | 0 | 0
IL Fac. Spec. - NOX Rate Summer v3.1, Unit 304 and retrofits | 443 | 7305 | Rate Constraint in lbs/MMBtu | FALSE | L | Annual | Allowances Purchased NOX | Thousand Tons | 0 | 0 | 0 | 0 | 0 | 0 | 0
IL Fac. Spec. - NOX Rate Summer v3.1, Unit 304 and retrofits | 443 | 7305 | Rate Constraint in lbs/MMBtu | FALSE | L | Annual | Allowances Sold NOX | Thousand Tons | 0 | 0 | 0 | 0 | 0 | 0 | 0
IL Fac. Spec. - NOX Rate Summer v3.1, Unit 304 and retrofits | 443 | 7305 | Rate Constraint in lbs/MMBtu | FALSE | L | Annual | Allowances Banked | Thousand Tons | 0 | 0 | 0 | 0 | 0 | 0 | 0
IL Fac. Spec. - NOX Rate Summer v3.1, Unit 304 and retrofits | 443 | 7305 | Rate Constraint in lbs/MMBtu | FALSE | L | Annual | Allowances Withdrawn (1:1) | Thousand Tons | 0 | 0 | 0 | 0 | 0 | 0 | 0
IL Fac. Spec. - NOX Rate Summer v3.1, Unit 304 and retrofits | 443 | 7305 | Rate Constraint in lbs/MMBtu | FALSE | L | Annual | Allowances Withdrawn (n:1) | Thousand Tons | 0 | 0 | 0 | 0 | 0 | 0 | 0
IL Fac. Spec. - NOX Rate Summer v3.1, Unit 304 and retrofits | 443 | 7305 | Rate Constraint in lbs/MMBtu | FALSE | L | Annual | Net Emissions Allowance Position | Thousand Tons | 0 | 0.0001421 | 0 | 0 | 0 | 0 | 0
IL Fac. Spec. - NOX Rate Summer v3.1, Unit 304 and retrofits | 443 | 7305 | Rate Constraint in lbs/MMBtu | FALSE | L | Annual | Fuel Consumed | TBtu | 0 | 0.010533 | 0 | 0 | 0 | 0 | 0
IL Fac. Spec. - NOX Rate Summer v3.1, Unit 304 and retrofits | 443 | 7305 | Rate Constraint in lbs/MMBtu | FALSE | L | Annual | Rate | lb/MMBtu | 0 | 0.02698 | 0 | 0 | 0 | 0 | 0
IL Fac. Spec. - NOX Rate Summer v3.1, Unit 304 and retrofits | 443 | 7305 | Rate Constraint in lbs/MMBtu | FALSE | L | Annual | Generation | TWh | 0 | 0.00080623 | 0 | 0 | 0 | 0 | 0
IL Fac. Spec. - NOX Rate Summer v3.1, Unit 304 and retrofits | 443 | 7305 | Rate Constraint in lbs/MMBtu | FALSE | L | Annual | Qualifying Generation | TWh | 0 | 0.00080623 | 0 | 0 | 0 | 0 | 0
IL Fac. Spec. - NOX Rate Summer v3.1, Unit 304 and retrofits | 443 | 7305 | Rate Constraint in lbs/MMBtu | FALSE | L | Annual | Rate | lb/MWh | 0 | 0.35249 | 0 | 0 | 0 | 0 | 0
IL Fac. Spec. - NOX Rate Summer v3.1, Unit 304 and retrofits | 443 | 7305 | Rate Constraint in lbs/MMBtu | FALSE | L | Annual | Constraint Shadow Price | US2022$/Ton | 0 | 0 | 0 | 0 | 0 | 0 | 0
IL Fac. Spec. - NOX Rate Summer v3.1, Unit 305 and retrofits | 444 | 7305 | Rate Constraint in lbs/MMBtu | FALSE | L | Annual | Seasons Included | Seasons | Summer | Summer | Summer | Summer | Summer | Summer | Summer
IL Fac. Spec. - NOX Rate Summer v3.1, Unit 305 and retrofits | 444 | 7305 | Rate Constraint in lbs/MMBtu | FALSE | L | Annual | Standard NOX | lb/MMBtu | 0.25 | 0.25 | 0.25 | 0.25 | 0.25 | 0.25 | 0.25
IL Fac. Spec. - NOX Rate Summer v3.1, Unit 305 and retrofits | 444 | 7305 | Rate Constraint in lbs/MMBtu | FALSE | L | Annual | Emissions at Affected Plants NOX | Thousand Tons | 0 | 0.00013662 | 0 | 0 | 0 | 0 | 0
IL Fac. Spec. - NOX Rate Summer v3.1, Unit 305 and retrofits | 444 | 7305 | Rate Constraint in lbs/MMBtu | FALSE | L | Annual | Allowances Purchased NOX | Thousand Tons | 0 | 0 | 0 | 0 | 0 | 0 | 0
IL Fac. Spec. - NOX Rate Summer v3.1, Unit 305 and retrofits | 444 | 7305 | Rate Constraint in lbs/MMBtu | FALSE | L | Annual | Allowances Sold NOX | Thousand Tons | 0 | 0 | 0 | 0 | 0 | 0 | 0
IL Fac. Spec. - NOX Rate Summer v3.1, Unit 305 and retrofits | 444 | 7305 | Rate Constraint in lbs/MMBtu | FALSE | L | Annual | Allowances Banked | Thousand Tons | 0 | 0 | 0 | 0 | 0 | 0 | 0
IL Fac. Spec. - NOX Rate Summer v3.1, Unit 305 and retrofits | 444 | 7305 | Rate Constraint in lbs/MMBtu | FALSE | L | Annual | Allowances Withdrawn (1:1) | Thousand Tons | 0 | 0 | 0 | 0 | 0 | 0 | 0
IL Fac. Spec. - NOX Rate Summer v3.1, Unit 305 and retrofits | 444 | 7305 | Rate Constraint in lbs/MMBtu | FALSE | L | Annual | Allowances Withdrawn (n:1) | Thousand Tons | 0 | 0 | 0 | 0 | 0 | 0 | 0
IL Fac. Spec. - NOX Rate Summer v3.1, Unit 305 and retrofits | 444 | 7305 | Rate Constraint in lbs/MMBtu | FALSE | L | Annual | Net Emissions Allowance Position | Thousand Tons | 0 | 0.00013662 | 0 | 0 | 0 | 0 | 0
IL Fac. Spec. - NOX Rate Summer v3.1, Unit 305 and retrofits | 444 | 7305 | Rate Constraint in lbs/MMBtu | FALSE | L | Annual | Fuel Consumed | TBtu | 0 | 0.010533 | 0 | 0 | 0 | 0 | 0
IL Fac. Spec. - NOX Rate Summer v3.1, Unit 305 and retrofits | 444 | 7305 | Rate Constraint in lbs/MMBtu | FALSE | L | Annual | Rate | lb/MMBtu | 0 | 0.02594 | 0 | 0 | 0 | 0 | 0
IL Fac. Spec. - NOX Rate Summer v3.1, Unit 305 and retrofits | 444 | 7305 | Rate Constraint in lbs/MMBtu | FALSE | L | Annual | Generation | TWh | 0 | 0.00080623 | 0 | 0 | 0 | 0 | 0
IL Fac. Spec. - NOX Rate Summer v3.1, Unit 305 and retrofits | 444 | 7305 | Rate Constraint in lbs/MMBtu | FALSE | L | Annual | Qualifying Generation | TWh | 0 | 0.00080623 | 0 | 0 | 0 | 0 | 0
IL Fac. Spec. - NOX Rate Summer v3.1, Unit 305 and retrofits | 444 | 7305 | Rate Constraint in lbs/MMBtu | FALSE | L | Annual | Rate | lb/MWh | 0 | 0.33891 | 0 | 0 | 0 | 0 | 0
IL Fac. Spec. - NOX Rate Summer v3.1, Unit 305 and retrofits | 444 | 7305 | Rate Constraint in lbs/MMBtu | FALSE | L | Annual | Constraint Shadow Price | US2022$/Ton | 0 | 0 | 0 | 0 | 0 | 0 | 0
IL Fac. Spec. - NOX Rate Summer v3.1, Unit 306 and retrofits | 445 | 7305 | Rate Constraint in lbs/MMBtu | FALSE | L | Annual | Seasons Included | Seasons | Summer | Summer | Summer | Summer | Summer | Summer | Summer
IL Fac. Spec. - NOX Rate Summer v3.1, Unit 306 and retrofits | 445 | 7305 | Rate Constraint in lbs/MMBtu | FALSE | L | Annual | Standard NOX | lb/MMBtu | 0.25 | 0.25 | 0.25 | 0.25 | 0.25 | 0.25 | 0.25
IL Fac. Spec. - NOX Rate Summer v3.1, Unit 306 and retrofits | 445 | 7305 | Rate Constraint in lbs/MMBtu | FALSE | L | Annual | Emissions at Affected Plants NOX | Thousand Tons | 0.00031672 | 0.00097896 | 0 | 0 | 0 | 0 | 0
IL Fac. Spec. - NOX Rate Summer v3.1, Unit 306 and retrofits | 445 | 7305 | Rate Constraint in lbs/MMBtu | FALSE | L | Annual | Allowances Purchased NOX | Thousand Tons | 0 | 0 | 0 | 0 | 0 | 0 | 0
IL Fac. Spec. - NOX Rate Summer v3.1, Unit 306 and retrofits | 445 | 7305 | Rate Constraint in lbs/MMBtu | FALSE | L | Annual | Allowances Sold NOX | Thousand Tons | 0 | 0 | 0 | 0 | 0 | 0 | 0
IL Fac. Spec. - NOX Rate Summer v3.1, Unit 306 and retrofits | 445 | 7305 | Rate Constraint in lbs/MMBtu | FALSE | L | Annual | Allowances Banked | Thousand Tons | 0 | 0 | 0 | 0 | 0 | 0 | 0
IL Fac. Spec. - NOX Rate Summer v3.1, Unit 306 and retrofits | 445 | 7305 | Rate Constraint in lbs/MMBtu | FALSE | L | Annual | Allowances Withdrawn (1:1) | Thousand Tons | 0 | 0 | 0 | 0 | 0 | 0 | 0
IL Fac. Spec. - NOX Rate Summer v3.1, Unit 306 and retrofits | 445 | 7305 | Rate Constraint in lbs/MMBtu | FALSE | L | Annual | Allowances Withdrawn (n:1) | Thousand Tons | 0 | 0 | 0 | 0 | 0 | 0 | 0
IL Fac. Spec. - NOX Rate Summer v3.1, Unit 306 and retrofits | 445 | 7305 | Rate Constraint in lbs/MMBtu | FALSE | L | Annual | Net Emissions Allowance Position | Thousand Tons | 0.00031672 | 0.00097896 | 0 | 0 | 0 | 0 | 0
IL Fac. Spec. - NOX Rate Summer v3.1, Unit 306 and retrofits | 445 | 7305 | Rate Constraint in lbs/MMBtu | FALSE | L | Annual | Fuel Consumed | TBtu | 0.0044874 | 0.01387 | 0 | 0 | 0 | 0 | 0
IL Fac. Spec. - NOX Rate Summer v3.1, Unit 306 and retrofits | 445 | 7305 | Rate Constraint in lbs/MMBtu | FALSE | L | Annual | Rate | lb/MMBtu | 0.14116 | 0.14116 | 0 | 0 | 0 | 0 | 0
IL Fac. Spec. - NOX Rate Summer v3.1, Unit 306 and retrofits | 445 | 7305 | Rate Constraint in lbs/MMBtu | FALSE | L | Annual | Generation | TWh | 0.00036038 | 0.0011139 | 0 | 0 | 0 | 0 | 0
IL Fac. Spec. - NOX Rate Summer v3.1, Unit 306 and retrofits | 445 | 7305 | Rate Constraint in lbs/MMBtu | FALSE | L | Annual | Qualifying Generation | TWh | 0.00036038 | 0.0011139 | 0 | 0 | 0 | 0 | 0
IL Fac. Spec. - NOX Rate Summer v3.1, Unit 306 and retrofits | 445 | 7305 | Rate Constraint in lbs/MMBtu | FALSE | L | Annual | Rate | lb/MWh | 1.7577 | 1.7577 | 0 | 0 | 0 | 0 | 0
IL Fac. Spec. - NOX Rate Summer v3.1, Unit 306 and retrofits | 445 | 7305 | Rate Constraint in lbs/MMBtu | FALSE | L | Annual | Constraint Shadow Price | US2022$/Ton | 0 | 0 | 0 | 0 | 0 | 0 | 0
IL Fac. Spec. - NOX Rate Summer v3.1, Unit 307 and retrofits | 446 | 7305 | Rate Constraint in lbs/MMBtu | FALSE | L | Annual | Seasons Included | Seasons | Summer | Summer | Summer | Summer | Summer | Summer | Summer
IL Fac. Spec. - NOX Rate Summer v3.1, Unit 307 and retrofits | 446 | 7305 | Rate Constraint in lbs/MMBtu | FALSE | L | Annual | Standard NOX | lb/MMBtu | 0.25 | 0.25 | 0.25 | 0.25 | 0.25 | 0.25 | 0.25
IL Fac. Spec. - NOX Rate Summer v3.1, Unit 307 and retrofits | 446 | 7305 | Rate Constraint in lbs/MMBtu | FALSE | L | Annual | Emissions at Affected Plants NOX | Thousand Tons | 0.00038246 | 0.0011821 | 0 | 0 | 0 | 0 | 0
IL Fac. Spec. - NOX Rate Summer v3.1, Unit 307 and retrofits | 446 | 7305 | Rate Constraint in lbs/MMBtu | FALSE | L | Annual | Allowances Purchased NOX | Thousand Tons | 0 | 0 | 0 | 0 | 0 | 0 | 0
IL Fac. Spec. - NOX Rate Summer v3.1, Unit 307 and retrofits | 446 | 7305 | Rate Constraint in lbs/MMBtu | FALSE | L | Annual | Allowances Sold NOX | Thousand Tons | 0 | 0 | 0 | 0 | 0 | 0 | 0
IL Fac. Spec. - NOX Rate Summer v3.1, Unit 307 and retrofits | 446 | 7305 | Rate Constraint in lbs/MMBtu | FALSE | L | Annual | Allowances Banked | Thousand Tons | 0 | 0 | 0 | 0 | 0 | 0 | 0
IL Fac. Spec. - NOX Rate Summer v3.1, Unit 307 and retrofits | 446 | 7305 | Rate Constraint in lbs/MMBtu | FALSE | L | Annual | Allowances Withdrawn (1:1) | Thousand Tons | 0 | 0 | 0 | 0 | 0 | 0 | 0
IL Fac. Spec. - NOX Rate Summer v3.1, Unit 307 and retrofits | 446 | 7305 | Rate Constraint in lbs/MMBtu | FALSE | L | Annual | Allowances Withdrawn (n:1) | Thousand Tons | 0 | 0 | 0 | 0 | 0 | 0 | 0
IL Fac. Spec. - NOX Rate Summer v3.1, Unit 307 and retrofits | 446 | 7305 | Rate Constraint in lbs/MMBtu | FALSE | L | Annual | Net Emissions Allowance Position | Thousand Tons | 0.00038246 | 0.0011821 | 0 | 0 | 0 | 0 | 0
IL Fac. Spec. - NOX Rate Summer v3.1, Unit 307 and retrofits | 446 | 7305 | Rate Constraint in lbs/MMBtu | FALSE | L | Annual | Fuel Consumed | TBtu | 0.0044882 | 0.013872 | 0 | 0 | 0 | 0 | 0
IL Fac. Spec. - NOX Rate Summer v3.1, Unit 307 and retrofits | 446 | 7305 | Rate Constraint in lbs/MMBtu | FALSE | L | Annual | Rate | lb/MMBtu | 0.17043 | 0.17043 | 0 | 0 | 0 | 0 | 0
IL Fac. Spec. - NOX Rate Summer v3.1, Unit 307 and retrofits | 446 | 7305 | Rate Constraint in lbs/MMBtu | FALSE | L | Annual | Generation | TWh | 0.00036038 | 0.0011139 | 0 | 0 | 0 | 0 | 0
IL Fac. Spec. - NOX Rate Summer v3.1, Unit 307 and retrofits | 446 | 7305 | Rate Constraint in lbs/MMBtu | FALSE | L | Annual | Qualifying Generation | TWh | 0.00036038 | 0.0011139 | 0 | 0 | 0 | 0 | 0
IL Fac. Spec. - NOX Rate Summer v3.1, Unit 307 and retrofits | 446 | 7305 | Rate Constraint in lbs/MMBtu | FALSE | L | Annual | Rate | lb/MWh | 2.1225 | 2.1225 | 0 | 0 | 0 | 0 | 0
IL Fac. Spec. - NOX Rate Summer v3.1, Unit 307 and retrofits | 446 | 7305 | Rate Constraint in lbs/MMBtu | FALSE | L | Annual | Constraint Shadow Price | US2022$/Ton | 0 | 0 | 0 | 0 | 0 | 0 | 0
IL Fac. Spec. - NOX Rate Summer v3.1, Unit 308 and retrofits | 447 | 7305 | Rate Constraint in lbs/MMBtu | FALSE | L | Annual | Seasons Included | Seasons | Summer | Summer | Summer | Summer | Summer | Summer | Summer
IL Fac. Spec. - NOX Rate Summer v3.1, Unit 308 and retrofits | 447 | 7305 | Rate Constraint in lbs/MMBtu | FALSE | L | Annual | Standard NOX | lb/MMBtu | 0.25 | 0.25 | 0.25 | 0.25 | 0.25 | 0.25 | 0.25
IL Fac. Spec. - NOX Rate Summer v3.1, Unit 308 and retrofits | 447 | 7305 | Rate Constraint in lbs/MMBtu | FALSE | L | Annual | Emissions at Affected Plants NOX | Thousand Tons | 0.0003122 | 0.00096497 | 0 | 0 | 0 | 0 | 0
IL Fac. Spec. - NOX Rate Summer v3.1, Unit 308 and retrofits | 447 | 7305 | Rate Constraint in lbs/MMBtu | FALSE | L | Annual | Allowances Purchased NOX | Thousand Tons | 0 | 0 | 0 | 0 | 0 | 0 | 0
IL Fac. Spec. - NOX Rate Summer v3.1, Unit 308 and retrofits | 447 | 7305 | Rate Constraint in lbs/MMBtu | FALSE | L | Annual | Allowances Sold NOX | Thousand Tons | 0 | 0 | 0 | 0 | 0 | 0 | 0
IL Fac. Spec. - NOX Rate Summer v3.1, Unit 308 and retrofits | 447 | 7305 | Rate Constraint in lbs/MMBtu | FALSE | L | Annual | Allowances Banked | Thousand Tons | 0 | 0 | 0 | 0 | 0 | 0 | 0
IL Fac. Spec. - NOX Rate Summer v3.1, Unit 308 and retrofits | 447 | 7305 | Rate Constraint in lbs/MMBtu | FALSE | L | Annual | Allowances Withdrawn (1:1) | Thousand Tons | 0 | 0 | 0 | 0 | 0 | 0 | 0
IL Fac. Spec. - NOX Rate Summer v3.1, Unit 308 and retrofits | 447 | 7305 | Rate Constraint in lbs/MMBtu | FALSE | L | Annual | Allowances Withdrawn (n:1) | Thousand Tons | 0 | 0 | 0 | 0 | 0 | 0 | 0
IL Fac. Spec. - NOX Rate Summer v3.1, Unit 308 and retrofits | 447 | 7305 | Rate Constraint in lbs/MMBtu | FALSE | L | Annual | Net Emissions Allowance Position | Thousand Tons | 0.0003122 | 0.00096497 | 0 | 0 | 0 | 0 | 0
IL Fac. Spec. - NOX Rate Summer v3.1, Unit 308 and retrofits | 447 | 7305 | Rate Constraint in lbs/MMBtu | FALSE | L | Annual | Fuel Consumed | TBtu | 0.0044882 | 0.013872 | 0 | 0 | 0 | 0 | 0
IL Fac. Spec. - NOX Rate Summer v3.1, Unit 308 and retrofits | 447 | 7305 | Rate Constraint in lbs/MMBtu | FALSE | L | Annual | Rate | lb/MMBtu | 0.13912 | 0.13912 | 0 | 0 | 0 | 0 | 0
IL Fac. Spec. - NOX Rate Summer v3.1, Unit 308 and retrofits | 447 | 7305 | Rate Constraint in lbs/MMBtu | FALSE | L | Annual | Generation | TWh | 0.00036038 | 0.0011139 | 0 | 0 | 0 | 0 | 0
IL Fac. Spec. - NOX Rate Summer v3.1, Unit 308 and retrofits | 447 | 7305 | Rate Constraint in lbs/MMBtu | FALSE | L | Annual | Qualifying Generation | TWh | 0.00036038 | 0.0011139 | 0 | 0 | 0 | 0 | 0
IL Fac. Spec. - NOX Rate Summer v3.1, Unit 308 and retrofits | 447 | 7305 | Rate Constraint in lbs/MMBtu | FALSE | L | Annual | Rate | lb/MWh | 1.7326 | 1.7326 | 0 | 0 | 0 | 0 | 0
IL Fac. Spec. - NOX Rate Summer v3.1, Unit 308 and retrofits | 447 | 7305 | Rate Constraint in lbs/MMBtu | FALSE | L | Annual | Constraint Shadow Price | US2022$/Ton | 0 | 0 | 0 | 0 | 0 | 0 | 0
IL Fac. Spec. - NOX Rate Summer v3.1, Unit 309 and retrofits | 448 | 7305 | Rate Constraint in lbs/MMBtu | FALSE | L | Annual | Seasons Included | Seasons | Summer | Summer | Summer | Summer | Summer | Summer | Summer
IL Fac. Spec. - NOX Rate Summer v3.1, Unit 309 and retrofits | 448 | 7305 | Rate Constraint in lbs/MMBtu | FALSE | L | Annual | Standard NOX | lb/MMBtu | 0.25 | 0.25 | 0.25 | 0.25 | 0.25 | 0.25 | 0.25
IL Fac. Spec. - NOX Rate Summer v3.1, Unit 309 and retrofits | 448 | 7305 | Rate Constraint in lbs/MMBtu | FALSE | L | Annual | Emissions at Affected Plants NOX | Thousand Tons | 0.00034797 | 0.0010755 | 0 | 0 | 0 | 0 | 0
IL Fac. Spec. - NOX Rate Summer v3.1, Unit 309 and retrofits | 448 | 7305 | Rate Constraint in lbs/MMBtu | FALSE | L | Annual | Allowances Purchased NOX | Thousand Tons | 0 | 0 | 0 | 0 | 0 | 0 | 0
IL Fac. Spec. - NOX Rate Summer v3.1, Unit 309 and retrofits | 448 | 7305 | Rate Constraint in lbs/MMBtu | FALSE | L | Annual | Allowances Sold NOX | Thousand Tons | 0 | 0 | 0 | 0 | 0 | 0 | 0
IL Fac. Spec. - NOX Rate Summer v3.1, Unit 309 and retrofits | 448 | 7305 | Rate Constraint in lbs/MMBtu | FALSE | L | Annual | Allowances Banked | Thousand Tons | 0 | 0 | 0 | 0 | 0 | 0 | 0
IL Fac. Spec. - NOX Rate Summer v3.1, Unit 309 and retrofits | 448 | 7305 | Rate Constraint in lbs/MMBtu | FALSE | L | Annual | Allowances Withdrawn (1:1) | Thousand Tons | 0 | 0 | 0 | 0 | 0 | 0 | 0
IL Fac. Spec. - NOX Rate Summer v3.1, Unit 309 and retrofits | 448 | 7305 | Rate Constraint in lbs/MMBtu | FALSE | L | Annual | Allowances Withdrawn (n:1) | Thousand Tons | 0 | 0 | 0 | 0 | 0 | 0 | 0
IL Fac. Spec. - NOX Rate Summer v3.1, Unit 309 and retrofits | 448 | 7305 | Rate Constraint in lbs/MMBtu | FALSE | L | Annual | Net Emissions Allowance Position | Thousand Tons | 0.00034797 | 0.0010755 | 0 | 0 | 0 | 0 | 0
IL Fac. Spec. - NOX Rate Summer v3.1, Unit 309 and retrofits | 448 | 7305 | Rate Constraint in lbs/MMBtu | FALSE | L | Annual | Fuel Consumed | TBtu | 0.0044882 | 0.013872 | 0 | 0 | 0 | 0 | 0
IL Fac. Spec. - NOX Rate Summer v3.1, Unit 309 and retrofits | 448 | 7305 | Rate Constraint in lbs/MMBtu | FALSE | L | Annual | Rate | lb/MMBtu | 0.15506 | 0.15506 | 0 | 0 | 0 | 0 | 0
IL Fac. Spec. - NOX Rate Summer v3.1, Unit 309 and retrofits | 448 | 7305 | Rate Constraint in lbs/MMBtu | FALSE | L | Annual | Generation | TWh | 0.00036038 | 0.0011139 | 0 | 0 | 0 | 0 | 0
IL Fac. Spec. - NOX Rate Summer v3.1, Unit 309 and retrofits | 448 | 7305 | Rate Constraint in lbs/MMBtu | FALSE | L | Annual | Qualifying Generation | TWh | 0.00036038 | 0.0011139 | 0 | 0 | 0 | 0 | 0
IL Fac. Spec. - NOX Rate Summer v3.1, Unit 309 and retrofits | 448 | 7305 | Rate Constraint in lbs/MMBtu | FALSE | L | Annual | Rate | lb/MWh | 1.9311 | 1.9311 | 0 | 0 | 0 | 0 | 0
IL Fac. Spec. - NOX Rate Summer v3.1, Unit 309 and retrofits | 448 | 7305 | Rate Constraint in lbs/MMBtu | FALSE | L | Annual | Constraint Shadow Price | US2022$/Ton | 0 | 0 | 0 | 0 | 0 | 0 | 0
IL Fac. Spec. - NOX Rate Summer v3.1, Unit 310 and retrofits | 449 | 7305 | Rate Constraint in lbs/MMBtu | FALSE | L | Annual | Seasons Included | Seasons | Summer | Summer | Summer | Summer | Summer | Summer | Summer
IL Fac. Spec. - NOX Rate Summer v3.1, Unit 310 and retrofits | 449 | 7305 | Rate Constraint in lbs/MMBtu | FALSE | L | Annual | Standard NOX | lb/MMBtu | 0.25 | 0.25 | 0.25 | 0.25 | 0.25 | 0.25 | 0.25
IL Fac. Spec. - NOX Rate Summer v3.1, Unit 310 and retrofits | 449 | 7305 | Rate Constraint in lbs/MMBtu | FALSE | L | Annual | Emissions at Affected Plants NOX | Thousand Tons | 0.00031994 | 0.0009889 | 0 | 0 | 0 | 0 | 0
IL Fac. Spec. - NOX Rate Summer v3.1, Unit 310 and retrofits | 449 | 7305 | Rate Constraint in lbs/MMBtu | FALSE | L | Annual | Allowances Purchased NOX | Thousand Tons | 0 | 0 | 0 | 0 | 0 | 0 | 0
IL Fac. Spec. - NOX Rate Summer v3.1, Unit 310 and retrofits | 449 | 7305 | Rate Constraint in lbs/MMBtu | FALSE | L | Annual | Allowances Sold NOX | Thousand Tons | 0 | 0 | 0 | 0 | 0 | 0 | 0
IL Fac. Spec. - NOX Rate Summer v3.1, Unit 310 and retrofits | 449 | 7305 | Rate Constraint in lbs/MMBtu | FALSE | L | Annual | Allowances Banked | Thousand Tons | 0 | 0 | 0 | 0 | 0 | 0 | 0
IL Fac. Spec. - NOX Rate Summer v3.1, Unit 310 and retrofits | 449 | 7305 | Rate Constraint in lbs/MMBtu | FALSE | L | Annual | Allowances Withdrawn (1:1) | Thousand Tons | 0 | 0 | 0 | 0 | 0 | 0 | 0
IL Fac. Spec. - NOX Rate Summer v3.1, Unit 310 and retrofits | 449 | 7305 | Rate Constraint in lbs/MMBtu | FALSE | L | Annual | Allowances Withdrawn (n:1) | Thousand Tons | 0 | 0 | 0 | 0 | 0 | 0 | 0
IL Fac. Spec. - NOX Rate Summer v3.1, Unit 310 and retrofits | 449 | 7305 | Rate Constraint in lbs/MMBtu | FALSE | L | Annual | Net Emissions Allowance Position | Thousand Tons | 0.00031994 | 0.0009889 | 0 | 0 | 0 | 0 | 0
IL Fac. Spec. - NOX Rate Summer v3.1, Unit 310 and retrofits | 449 | 7305 | Rate Constraint in lbs/MMBtu | FALSE | L | Annual | Fuel Consumed | TBtu | 0.0044882 | 0.013872 | 0 | 0 | 0 | 0 | 0
IL Fac. Spec. - NOX Rate Summer v3.1, Unit 310 and retrofits | 449 | 7305 | Rate Constraint in lbs/MMBtu | FALSE | L | Annual | Rate | lb/MMBtu | 0.14257 | 0.14257 | 0 | 0 | 0 | 0 | 0
IL Fac. Spec. - NOX Rate Summer v3.1, Unit 310 and retrofits | 449 | 7305 | Rate Constraint in lbs/MMBtu | FALSE | L | Annual | Generation | TWh | 0.00036038 | 0.0011139 | 0 | 0 | 0 | 0 | 0
IL Fac. Spec. - NOX Rate Summer v3.1, Unit 310 and retrofits | 449 | 7305 | Rate Constraint in lbs/MMBtu | FALSE | L | Annual | Qualifying Generation | TWh | 0.00036038 | 0.0011139 | 0 | 0 | 0 | 0 | 0
IL Fac. Spec. - NOX Rate Summer v3.1, Unit 310 and retrofits | 449 | 7305 | Rate Constraint in lbs/MMBtu | FALSE | L | Annual | Rate | lb/MWh | 1.7756 | 1.7756 | 0 | 0 | 0 | 0 | 0
IL Fac. Spec. - NOX Rate Summer v3.1, Unit 310 and retrofits | 449 | 7305 | Rate Constraint in lbs/MMBtu | FALSE | L | Annual | Constraint Shadow Price | US2022$/Ton | 0 | 0 | 0 | 0 | 0 | 0 | 0
IL Fac. Spec. - NOX Rate Summer v3.1, Unit 311 and retrofits | 450 | 7305 | Rate Constraint in lbs/MMBtu | FALSE | L | Annual | Seasons Included | Seasons | Summer | Summer | Summer | Summer | Summer | Summer | Summer
IL Fac. Spec. - NOX Rate Summer v3.1, Unit 311 and retrofits | 450 | 7305 | Rate Constraint in lbs/MMBtu | FALSE | L | Annual | Standard NOX | lb/MMBtu | 0.25 | 0.25 | 0.25 | 0.25 | 0.25 | 0.25 | 0.25
IL Fac. Spec. - NOX Rate Summer v3.1, Unit 311 and retrofits | 450 | 7305 | Rate Constraint in lbs/MMBtu | FALSE | L | Annual | Emissions at Affected Plants NOX | Thousand Tons | 0.00032564 | 0.0010065 | 0 | 0 | 0 | 0 | 0
IL Fac. Spec. - NOX Rate Summer v3.1, Unit 311 and retrofits | 450 | 7305 | Rate Constraint in lbs/MMBtu | FALSE | L | Annual | Allowances Purchased NOX | Thousand Tons | 0 | 0 | 0 | 0 | 0 | 0 | 0
IL Fac. Spec. - NOX Rate Summer v3.1, Unit 311 and retrofits | 450 | 7305 | Rate Constraint in lbs/MMBtu | FALSE | L | Annual | Allowances Sold NOX | Thousand Tons | 0 | 0 | 0 | 0 | 0 | 0 | 0
IL Fac. Spec. - NOX Rate Summer v3.1, Unit 311 and retrofits | 450 | 7305 | Rate Constraint in lbs/MMBtu | FALSE | L | Annual | Allowances Banked | Thousand Tons | 0 | 0 | 0 | 0 | 0 | 0 | 0
IL Fac. Spec. - NOX Rate Summer v3.1, Unit 311 and retrofits | 450 | 7305 | Rate Constraint in lbs/MMBtu | FALSE | L | Annual | Allowances Withdrawn (1:1) | Thousand Tons | 0 | 0 | 0 | 0 | 0 | 0 | 0
IL Fac. Spec. - NOX Rate Summer v3.1, Unit 311 and retrofits | 450 | 7305 | Rate Constraint in lbs/MMBtu | FALSE | L | Annual | Allowances Withdrawn (n:1) | Thousand Tons | 0 | 0 | 0 | 0 | 0 | 0 | 0
IL Fac. Spec. - NOX Rate Summer v3.1, Unit 311 and retrofits | 450 | 7305 | Rate Constraint in lbs/MMBtu | FALSE | L | Annual | Net Emissions Allowance Position | Thousand Tons | 0.00032564 | 0.0010065 | 0 | 0 | 0 | 0 | 0
IL Fac. Spec. - NOX Rate Summer v3.1, Unit 311 and retrofits | 450 | 7305 | Rate Constraint in lbs/MMBtu | FALSE | L | Annual | Fuel Consumed | TBtu | 0.0044882 | 0.013872 | 0 | 0 | 0 | 0 | 0
IL Fac. Spec. - NOX Rate Summer v3.1, Unit 311 and retrofits | 450 | 7305 | Rate Constraint in lbs/MMBtu | FALSE | L | Annual | Rate | lb/MMBtu | 0.14511 | 0.14511 | 0 | 0 | 0 | 0 | 0
IL Fac. Spec. - NOX Rate Summer v3.1, Unit 311 and retrofits | 450 | 7305 | Rate Constraint in lbs/MMBtu | FALSE | L | Annual | Generation | TWh | 0.00036038 | 0.0011139 | 0 | 0 | 0 | 0 | 0
IL Fac. Spec. - NOX Rate Summer v3.1, Unit 311 and retrofits | 450 | 7305 | Rate Constraint in lbs/MMBtu | FALSE | L | Annual | Qualifying Generation | TWh | 0.00036038 | 0.0011139 | 0 | 0 | 0 | 0 | 0
IL Fac. Spec. - NOX Rate Summer v3.1, Unit 311 and retrofits | 450 | 7305 | Rate Constraint in lbs/MMBtu | FALSE | L | Annual | Rate | lb/MWh | 1.8072 | 1.8072 | 0 | 0 | 0 | 0 | 0
IL Fac. Spec. - NOX Rate Summer v3.1, Unit 311 and retrofits | 450 | 7305 | Rate Constraint in lbs/MMBtu | FALSE | L | Annual | Constraint Shadow Price | US2022$/Ton | 0 | 0 | 0 | 0 | 0 | 0 | 0
IL Fac. Spec. - NOX Rate Summer v3.1, Unit 312 and retrofits | 451 | 7305 | Rate Constraint in lbs/MMBtu | FALSE | L | Annual | Seasons Included | Seasons | Summer | Summer | Summer | Summer | Summer | Summer | Summer
IL Fac. Spec. - NOX Rate Summer v3.1, Unit 312 and retrofits | 451 | 7305 | Rate Constraint in lbs/MMBtu | FALSE | L | Annual | Standard NOX | lb/MMBtu | 0.25 | 0.25 | 0.25 | 0.25 | 0.25 | 0.25 | 0.25
IL Fac. Spec. - NOX Rate Summer v3.1, Unit 312 and retrofits | 451 | 7305 | Rate Constraint in lbs/MMBtu | FALSE | L | Annual | Emissions at Affected Plants NOX | Thousand Tons | 0.00033717 | 0.0010422 | 0 | 0 | 0 | 0 | 0
IL Fac. Spec. - NOX Rate Summer v3.1, Unit 312 and retrofits | 451 | 7305 | Rate Constraint in lbs/MMBtu | FALSE | L | Annual | Allowances Purchased NOX | Thousand Tons | 0 | 0 | 0 | 0 | 0 | 0 | 0
IL Fac. Spec. - NOX Rate Summer v3.1, Unit 312 and retrofits | 451 | 7305 | Rate Constraint in lbs/MMBtu | FALSE | L | Annual | Allowances Sold NOX | Thousand Tons | 0 | 0 | 0 | 0 | 0 | 0 | 0
IL Fac. Spec. - NOX Rate Summer v3.1, Unit 312 and retrofits | 451 | 7305 | Rate Constraint in lbs/MMBtu | FALSE | L | Annual | Allowances Banked | Thousand Tons | 0 | 0 | 0 | 0 | 0 | 0 | 0
IL Fac. Spec. - NOX Rate Summer v3.1, Unit 312 and retrofits | 451 | 7305 | Rate Constraint in lbs/MMBtu | FALSE | L | Annual | Allowances Withdrawn (1:1) | Thousand Tons | 0 | 0 | 0 | 0 | 0 | 0 | 0
IL Fac. Spec. - NOX Rate Summer v3.1, Unit 312 and retrofits | 451 | 7305 | Rate Constraint in lbs/MMBtu | FALSE | L | Annual | Allowances Withdrawn (n:1) | Thousand Tons | 0 | 0 | 0 | 0 | 0 | 0 | 0
IL Fac. Spec. - NOX Rate Summer v3.1, Unit 312 and retrofits | 451 | 7305 | Rate Constraint in lbs/MMBtu | FALSE | L | Annual | Net Emissions Allowance Position | Thousand Tons | 0.00033717 | 0.0010422 | 0 | 0 | 0 | 0 | 0
IL Fac. Spec. - NOX Rate Summer v3.1, Unit 312 and retrofits | 451 | 7305 | Rate Constraint in lbs/MMBtu | FALSE | L | Annual | Fuel Consumed | TBtu | 0.0044882 | 0.013872 | 0 | 0 | 0 | 0 | 0
IL Fac. Spec. - NOX Rate Summer v3.1, Unit 312 and retrofits | 451 | 7305 | Rate Constraint in lbs/MMBtu | FALSE | L | Annual | Rate | lb/MMBtu | 0.15025 | 0.15025 | 0 | 0 | 0 | 0 | 0
IL Fac. Spec. - NOX Rate Summer v3.1, Unit 312 and retrofits | 451 | 7305 | Rate Constraint in lbs/MMBtu | FALSE | L | Annual | Generation | TWh | 0.00036038 | 0.0011139 | 0 | 0 | 0 | 0 | 0
IL Fac. Spec. - NOX Rate Summer v3.1, Unit 312 and retrofits | 451 | 7305 | Rate Constraint in lbs/MMBtu | FALSE | L | Annual | Qualifying Generation | TWh | 0.00036038 | 0.0011139 | 0 | 0 | 0 | 0 | 0
IL Fac. Spec. - NOX Rate Summer v3.1, Unit 312 and retrofits | 451 | 7305 | Rate Constraint in lbs/MMBtu | FALSE | L | Annual | Rate | lb/MWh | 1.8712 | 1.8712 | 0 | 0 | 0 | 0 | 0
IL Fac. Spec. - NOX Rate Summer v3.1, Unit 312 and retrofits | 451 | 7305 | Rate Constraint in lbs/MMBtu | FALSE | L | Annual | Constraint Shadow Price | US2022$/Ton | 0 | 0 | 0 | 0 | 0 | 0 | 0
IL Fac. Spec. - NOX Rate Summer v3.1, Unit 313 and retrofits | 452 | 7305 | Rate Constraint in lbs/MMBtu | FALSE | L | Annual | Seasons Included | Seasons | Summer | Summer | Summer | Summer | Summer | Summer | Summer
IL Fac. Spec. - NOX Rate Summer v3.1, Unit 313 and retrofits | 452 | 7305 | Rate Constraint in lbs/MMBtu | FALSE | L | Annual | Standard NOX | lb/MMBtu | 0.25 | 0.25 | 0.25 | 0.25 | 0.25 | 0.25 | 0.25
IL Fac. Spec. - NOX Rate Summer v3.1, Unit 313 and retrofits | 452 | 7305 | Rate Constraint in lbs/MMBtu | FALSE | L | Annual | Emissions at Affected Plants NOX | Thousand Tons | 0.00032636 | 0.0010087 | 0 | 0 | 0 | 0 | 0
IL Fac. Spec. - NOX Rate Summer v3.1, Unit 313 and retrofits | 452 | 7305 | Rate Constraint in lbs/MMBtu | FALSE | L | Annual | Allowances Purchased NOX | Thousand Tons | 0 | 0 | 0 | 0 | 0 | 0 | 0
IL Fac. Spec. - NOX Rate Summer v3.1, Unit 313 and retrofits | 452 | 7305 | Rate Constraint in lbs/MMBtu | FALSE | L | Annual | Allowances Sold NOX | Thousand Tons | 0 | 0 | 0 | 0 | 0 | 0 | 0
IL Fac. Spec. - NOX Rate Summer v3.1, Unit 313 and retrofits | 452 | 7305 | Rate Constraint in lbs/MMBtu | FALSE | L | Annual | Allowances Banked | Thousand Tons | 0 | 0 | 0 | 0 | 0 | 0 | 0
IL Fac. Spec. - NOX Rate Summer v3.1, Unit 313 and retrofits | 452 | 7305 | Rate Constraint in lbs/MMBtu | FALSE | L | Annual | Allowances Withdrawn (1:1) | Thousand Tons | 0 | 0 | 0 | 0 | 0 | 0 | 0
IL Fac. Spec. - NOX Rate Summer v3.1, Unit 313 and retrofits | 452 | 7305 | Rate Constraint in lbs/MMBtu | FALSE | L | Annual | Allowances Withdrawn (n:1) | Thousand Tons | 0 | 0 | 0 | 0 | 0 | 0 | 0
IL Fac. Spec. - NOX Rate Summer v3.1, Unit 313 and retrofits | 452 | 7305 | Rate Constraint in lbs/MMBtu | FALSE | L | Annual | Net Emissions Allowance Position | Thousand Tons | 0.00032636 | 0.0010087 | 0 | 0 | 0 | 0 | 0
IL Fac. Spec. - NOX Rate Summer v3.1, Unit 313 and retrofits | 452 | 7305 | Rate Constraint in lbs/MMBtu | FALSE | L | Annual | Fuel Consumed | TBtu | 0.0044882 | 0.013872 | 0 | 0 | 0 | 0 | 0
IL Fac. Spec. - NOX Rate Summer v3.1, Unit 313 and retrofits | 452 | 7305 | Rate Constraint in lbs/MMBtu | FALSE | L | Annual | Rate | lb/MMBtu | 0.14543 | 0.14543 | 0 | 0 | 0 | 0 | 0
IL Fac. Spec. - NOX Rate Summer v3.1, Unit 313 and retrofits | 452 | 7305 | Rate Constraint in lbs/MMBtu | FALSE | L | Annual | Generation | TWh | 0.00036038 | 0.0011139 | 0 | 0 | 0 | 0 | 0
IL Fac. Spec. - NOX Rate Summer v3.1, Unit 313 and retrofits | 452 | 7305 | Rate Constraint in lbs/MMBtu | FALSE | L | Annual | Qualifying Generation | TWh | 0.00036038 | 0.0011139 | 0 | 0 | 0 | 0 | 0
IL Fac. Spec. - NOX Rate Summer v3.1, Unit 313 and retrofits | 452 | 7305 | Rate Constraint in lbs/MMBtu | FALSE | L | Annual | Rate | lb/MWh | 1.8112 | 1.8112 | 0 | 0 | 0 | 0 | 0
IL Fac. Spec. - NOX Rate Summer v3.1, Unit 313 and retrofits | 452 | 7305 | Rate Constraint in lbs/MMBtu | FALSE | L | Annual | Constraint Shadow Price | US2022$/Ton | 0 | 0 | 0 | 0 | 0 | 0 | 0
IL Fac. Spec. - NOX Rate Summer v3.1, Unit 314 and retrofits | 453 | 7305 | Rate Constraint in lbs/MMBtu | FALSE | L | Annual | Seasons Included | Seasons | Summer | Summer | Summer | Summer | Summer | Summer | Summer
IL Fac. Spec. - NOX Rate Summer v3.1, Unit 314 and retrofits | 453 | 7305 | Rate Constraint in lbs/MMBtu | FALSE | L | Annual | Standard NOX | lb/MMBtu | 0.25 | 0.25 | 0.25 | 0.25 | 0.25 | 0.25 | 0.25
IL Fac. Spec. - NOX Rate Summer v3.1, Unit 314 and retrofits | 453 | 7305 | Rate Constraint in lbs/MMBtu | FALSE | L | Annual | Emissions at Affected Plants NOX | Thousand Tons | 0.0088337 | 0.0087852 | 0.011069 | 0 | 0 | 0 | 0
IL Fac. Spec. - NOX Rate Summer v3.1, Unit 314 and retrofits | 453 | 7305 | Rate Constraint in lbs/MMBtu | FALSE | L | Annual | Allowances Purchased NOX | Thousand Tons | 0 | 0 | 0 | 0 | 0 | 0 | 0
IL Fac. Spec. - NOX Rate Summer v3.1, Unit 314 and retrofits | 453 | 7305 | Rate Constraint in lbs/MMBtu | FALSE | L | Annual | Allowances Sold NOX | Thousand Tons | 0 | 0 | 0 | 0 | 0 | 0 | 0
IL Fac. Spec. - NOX Rate Summer v3.1, Unit 314 and retrofits | 453 | 7305 | Rate Constraint in lbs/MMBtu | FALSE | L | Annual | Allowances Banked | Thousand Tons | 0 | 0 | 0 | 0 | 0 | 0 | 0
IL Fac. Spec. - NOX Rate Summer v3.1, Unit 314 and retrofits | 453 | 7305 | Rate Constraint in lbs/MMBtu | FALSE | L | Annual | Allowances Withdrawn (1:1) | Thousand Tons | 0 | 0 | 0 | 0 | 0 | 0 | 0
IL Fac. Spec. - NOX Rate Summer v3.1, Unit 314 and retrofits | 453 | 7305 | Rate Constraint in lbs/MMBtu | FALSE | L | Annual | Allowances Withdrawn (n:1) | Thousand Tons | 0 | 0 | 0 | 0 | 0 | 0 | 0
IL Fac. Spec. - NOX Rate Summer v3.1, Unit 314 and retrofits | 453 | 7305 | Rate Constraint in lbs/MMBtu | FALSE | L | Annual | Net Emissions Allowance Position | Thousand Tons | 0.0088337 | 0.0087852 | 0.011069 | 0 | 0 | 0 | 0
IL Fac. Spec. - NOX Rate Summer v3.1, Unit 314 and retrofits | 453 | 7305 | Rate Constraint in lbs/MMBtu | FALSE | L | Annual | Fuel Consumed | TBtu | 0.31375 | 0.31203 | 0.39316 | 0 | 0 | 0 | 0
IL Fac. Spec. - NOX Rate Summer v3.1, Unit 314 and retrofits | 453 | 7305 | Rate Constraint in lbs/MMBtu | FALSE | L | Annual | Rate | lb/MMBtu | 0.05631 | 0.05631 | 0.05631 | 0 | 0 | 0 | 0
IL Fac. Spec. - NOX Rate Summer v3.1, Unit 314 and retrofits | 453 | 7305 | Rate Constraint in lbs/MMBtu | FALSE | L | Annual | Generation | TWh | 0.0292 | 0.02904 | 0.03659 | 0 | 0 | 0 | 0
IL Fac. Spec. - NOX Rate Summer v3.1, Unit 314 and retrofits | 453 | 7305 | Rate Constraint in lbs/MMBtu | FALSE | L | Annual | Qualifying Generation | TWh | 0.0292 | 0.02904 | 0.03659 | 0 | 0 | 0 | 0
IL Fac. Spec. - NOX Rate Summer v3.1, Unit 314 and retrofits | 453 | 7305 | Rate Constraint in lbs/MMBtu | FALSE | L | Annual | Rate | lb/MWh | 0.60505 | 0.60505 | 0.60505 | 0 | 0 | 0 | 0
IL Fac. Spec. - NOX Rate Summer v3.1, Unit 314 and retrofits | 453 | 7305 | Rate Constraint in lbs/MMBtu | FALSE | L | Annual | Constraint Shadow Price | US2022$/Ton | 0 | 0 | 0 | 0 | 0 | 0 | 0
IL Fac. Spec. - NOX Rate Summer v3.1, Unit 315 and retrofits | 454 | 7305 | Rate Constraint in lbs/MMBtu | FALSE | L | Annual | Seasons Included | Seasons | Summer | Summer | Summer | Summer | Summer | Summer | Summer
IL Fac. Spec. - NOX Rate Summer v3.1, Unit 315 and retrofits | 454 | 7305 | Rate Constraint in lbs/MMBtu | FALSE | L | Annual | Standard NOX | lb/MMBtu | 0.25 | 0.25 | 0.25 | 0.25 | 0.25 | 0.25 | 0.25
IL Fac. Spec. - NOX Rate Summer v3.1, Unit 315 and retrofits | 454 | 7305 | Rate Constraint in lbs/MMBtu | FALSE | L | Annual | Emissions at Affected Plants NOX | Thousand Tons | 0.013347 | 0.013274 | 0.0027631 | 0 | 0 | 0 | 0
IL Fac. Spec. - NOX Rate Summer v3.1, Unit 315 and retrofits | 454 | 7305 | Rate Constraint in lbs/MMBtu | FALSE | L | Annual | Allowances Purchased NOX | Thousand Tons | 0 | 0 | 0 | 0 | 0 | 0 | 0
IL Fac. Spec. - NOX Rate Summer v3.1, Unit 315 and retrofits | 454 | 7305 | Rate Constraint in lbs/MMBtu | FALSE | L | Annual | Allowances Sold NOX | Thousand Tons | 0 | 0 | 0 | 0 | 0 | 0 | 0
IL Fac. Spec. - NOX Rate Summer v3.1, Unit 315 and retrofits | 454 | 7305 | Rate Constraint in lbs/MMBtu | FALSE | L | Annual | Allowances Banked | Thousand Tons | 0 | 0 | 0 | 0 | 0 | 0 | 0
IL Fac. Spec. - NOX Rate Summer v3.1, Unit 315 and retrofits | 454 | 7305 | Rate Constraint in lbs/MMBtu | FALSE | L | Annual | Allowances Withdrawn (1:1) | Thousand Tons | 0 | 0 | 0 | 0 | 0 | 0 | 0
IL Fac. Spec. - NOX Rate Summer v3.1, Unit 315 and retrofits | 454 | 7305 | Rate Constraint in lbs/MMBtu | FALSE | L | Annual | Allowances Withdrawn (n:1) | Thousand Tons | 0 | 0 | 0 | 0 | 0 | 0 | 0
IL Fac. Spec. - NOX Rate Summer v3.1, Unit 315 and retrofits | 454 | 7305 | Rate Constraint in lbs/MMBtu | FALSE | L | Annual | Net Emissions Allowance Position | Thousand Tons | 0.013347 | 0.013274 | 0.0027631 | 0 | 0 | 0 | 0
IL Fac. Spec. - NOX Rate Summer v3.1, Unit 315 and retrofits | 454 | 7305 | Rate Constraint in lbs/MMBtu | FALSE | L | Annual | Fuel Consumed | TBtu | 0.2838 | 0.28224 | 0.058751 | 0 | 0 | 0 | 0
IL Fac. Spec. - NOX Rate Summer v3.1, Unit 315 and retrofits | 454 | 7305 | Rate Constraint in lbs/MMBtu | FALSE | L | Annual | Rate | lb/MMBtu | 0.09406 | 0.09406 | 0.09406 | 0 | 0 | 0 | 0
IL Fac. Spec. - NOX Rate Summer v3.1, Unit 315 and retrofits | 454 | 7305 | Rate Constraint in lbs/MMBtu | FALSE | L | Annual | Generation | TWh | 0.026412 | 0.026267 | 0.0054677 | 0 | 0 | 0 | 0
IL Fac. Spec. - NOX Rate Summer v3.1, Unit 315 and retrofits | 454 | 7305 | Rate Constraint in lbs/MMBtu | FALSE | L | Annual | Qualifying Generation | TWh | 0.026412 | 0.026267 | 0.0054677 | 0 | 0 | 0 | 0
IL Fac. Spec. - NOX Rate Summer v3.1, Unit 315 and retrofits | 454 | 7305 | Rate Constraint in lbs/MMBtu | FALSE | L | Annual | Rate | lb/MWh | 1.0107 | 1.0107 | 1.0107 | 0 | 0 | 0 | 0
IL Fac. Spec. - NOX Rate Summer v3.1, Unit 315 and retrofits | 454 | 7305 | Rate Constraint in lbs/MMBtu | FALSE | L | Annual | Constraint Shadow Price | US2022$/Ton | 0 | 0 | 0 | 0 | 0 | 0 | 0
IL Fac. Spec. - NOX Rate Summer v3.1, Unit 316 and retrofits | 455 | 7305 | Rate Constraint in lbs/MMBtu | FALSE | L | Annual | Seasons Included | Seasons | Summer | Summer | Summer | Summer | Summer | Summer | Summer
IL Fac. Spec. - NOX Rate Summer v3.1, Unit 316 and retrofits | 455 | 7305 | Rate Constraint in lbs/MMBtu | FALSE | L | Annual | Standard NOX | lb/MMBtu | 0.25 | 0.25 | 0.25 | 0.25 | 0.25 | 0.25 | 0.25
IL Fac. Spec. - NOX Rate Summer v3.1, Unit 316 and retrofits | 455 | 7305 | Rate Constraint in lbs/MMBtu | FALSE | L | Annual | Emissions at Affected Plants NOX | Thousand Tons | 0.011164 | 0.0064576 | 0 | 0 | 0 | 0 | 0
IL Fac. Spec. - NOX Rate Summer v3.1, Unit 316 and retrofits | 455 | 7305 | Rate Constraint in lbs/MMBtu | FALSE | L | Annual | Allowances Purchased NOX | Thousand Tons | 0 | 0 | 0 | 0 | 0 | 0 | 0
IL Fac. Spec. - NOX Rate Summer v3.1, Unit 316 and retrofits | 455 | 7305 | Rate Constraint in lbs/MMBtu | FALSE | L | Annual | Allowances Sold NOX | Thousand Tons | 0 | 0 | 0 | 0 | 0 | 0 | 0
IL Fac. Spec. - NOX Rate Summer v3.1, Unit 316 and retrofits | 455 | 7305 | Rate Constraint in lbs/MMBtu | FALSE | L | Annual | Allowances Banked | Thousand Tons | 0 | 0 | 0 | 0 | 0 | 0 | 0
IL Fac. Spec. - NOX Rate Summer v3.1, Unit 316 and retrofits | 455 | 7305 | Rate Constraint in lbs/MMBtu | FALSE | L | Annual | Allowances Withdrawn (1:1) | Thousand Tons | 0 | 0 | 0 | 0 | 0 | 0 | 0
IL Fac. Spec. - NOX Rate Summer v3.1, Unit 316 and retrofits | 455 | 7305 | Rate Constraint in lbs/MMBtu | FALSE | L | Annual | Allowances Withdrawn (n:1) | Thousand Tons | 0 | 0 | 0 | 0 | 0 | 0 | 0
IL Fac. Spec. - NOX Rate Summer v3.1, Unit 316 and retrofits | 455 | 7305 | Rate Constraint in lbs/MMBtu | FALSE | L | Annual | Net Emissions Allowance Position | Thousand Tons | 0.011164 | 0.0064576 | 0 | 0 | 0 | 0 | 0
IL Fac. Spec. - NOX Rate Summer v3.1, Unit 316 and retrofits | 455 | 7305 | Rate Constraint in lbs/MMBtu | FALSE | L | Annual | Fuel Consumed | TBtu | 0.27577 | 0.15951 | 0 | 0 | 0 | 0 | 0
IL Fac. Spec. - NOX Rate Summer v3.1, Unit 316 and retrofits | 455 | 7305 | Rate Constraint in lbs/MMBtu | FALSE | L | Annual | Rate | lb/MMBtu | 0.08097 | 0.08097 | 0 | 0 | 0 | 0 | 0
IL Fac. Spec. - NOX Rate Summer v3.1, Unit 316 and retrofits | 455 | 7305 | Rate Constraint in lbs/MMBtu | FALSE | L | Annual | Generation | TWh | 0.025665 | 0.014845 | 0 | 0 | 0 | 0 | 0
IL Fac. Spec. - NOX Rate Summer v3.1, Unit 316 and retrofits | 455 | 7305 | Rate Constraint in lbs/MMBtu | FALSE | L | Annual | Qualifying Generation | TWh | 0.025665 | 0.014845 | 0 | 0 | 0 | 0 | 0
IL Fac. Spec. - NOX Rate Summer v3.1, Unit 316 and retrofits | 455 | 7305 | Rate Constraint in lbs/MMBtu | FALSE | L | Annual | Rate | lb/MWh | 0.87002 | 0.87002 | 0 | 0 | 0 | 0 | 0
IL Fac. Spec. - NOX Rate Summer v3.1, Unit 316 and retrofits | 455 | 7305 | Rate Constraint in lbs/MMBtu | FALSE | L | Annual | Constraint Shadow Price | US2022$/Ton | 0 | 0 | 0 | 0 | 0 | 0 | 0
IL Fac. Spec. - NOX Rate Summer v3.1, Unit 317 and retrofits | 456 | 7305 | Rate Constraint in lbs/MMBtu | FALSE | L | Annual | Seasons Included | Seasons | Summer | Summer | Summer | Summer | Summer | Summer | Summer
IL Fac. Spec. - NOX Rate Summer v3.1, Unit 317 and retrofits | 456 | 7305 | Rate Constraint in lbs/MMBtu | FALSE | L | Annual | Standard NOX | lb/MMBtu | 0.25 | 0.25 | 0.25 | 0.25 | 0.25 | 0.25 | 0.25
IL Fac. Spec. - NOX Rate Summer v3.1, Unit 317 and retrofits | 456 | 7305 | Rate Constraint in lbs/MMBtu | FALSE | L | Annual | Emissions at Affected Plants NOX | Thousand Tons | 0.0062358 | 0.0029387 | 0.0027954 | 0 | 0 | 0 | 0
IL Fac. Spec. - NOX Rate Summer v3.1, Unit 317 and retrofits | 456 | 7305 | Rate Constraint in lbs/MMBtu | FALSE | L | Annual | Allowances Purchased NOX | Thousand Tons | 0 | 0 | 0 | 0 | 0 | 0 | 0
IL Fac. Spec. - NOX Rate Summer v3.1, Unit 317 and retrofits | 456 | 7305 | Rate Constraint in lbs/MMBtu | FALSE | L | Annual | Allowances Sold NOX | Thousand Tons | 0 | 0 | 0 | 0 | 0 | 0 | 0
IL Fac. Spec. - NOX Rate Summer v3.1, Unit 317 and retrofits | 456 | 7305 | Rate Constraint in lbs/MMBtu | FALSE | L | Annual | Allowances Banked | Thousand Tons | 0 | 0 | 0 | 0 | 0 | 0 | 0
IL Fac. Spec. - NOX Rate Summer v3.1, Unit 317 and retrofits | 456 | 7305 | Rate Constraint in lbs/MMBtu | FALSE | L | Annual | Allowances Withdrawn (1:1) | Thousand Tons | 0 | 0 | 0 | 0 | 0 | 0 | 0
IL Fac. Spec. - NOX Rate Summer v3.1, Unit 317 and retrofits | 456 | 7305 | Rate Constraint in lbs/MMBtu | FALSE | L | Annual | Allowances Withdrawn (n:1) | Thousand Tons | 0 | 0 | 0 | 0 | 0 | 0 | 0
IL Fac. Spec. - NOX Rate Summer v3.1, Unit 317 and retrofits | 456 | 7305 | Rate Constraint in lbs/MMBtu | FALSE | L | Annual | Net Emissions Allowance Position | Thousand Tons | 0.0062358 | 0.0029387 | 0.0027954 | 0 | 0 | 0 | 0
IL Fac. Spec. - NOX Rate Summer v3.1, Unit 317 and retrofits | 456 | 7305 | Rate Constraint in lbs/MMBtu | FALSE | L | Annual | Fuel Consumed | TBtu | 0.28843 | 0.13593 | 0.1293 | 0 | 0 | 0 | 0
IL Fac. Spec. - NOX Rate Summer v3.1, Unit 317 and retrofits | 456 | 7305 | Rate Constraint in lbs/MMBtu | FALSE | L | Annual | Rate | lb/MMBtu | 0.04324 | 0.04324 | 0.04324 | 0 | 0 | 0 | 0
IL Fac. Spec. - NOX Rate Summer v3.1, Unit 317 and retrofits | 456 | 7305 | Rate Constraint in lbs/MMBtu | FALSE | L | Annual | Generation | TWh | 0.026716 | 0.01259 | 0.011976 | 0 | 0 | 0 | 0
IL Fac. Spec. - NOX Rate Summer v3.1, Unit 317 and retrofits | 456 | 7305 | Rate Constraint in lbs/MMBtu | FALSE | L | Annual | Qualifying Generation | TWh | 0.026716 | 0.01259 | 0.011976 | 0 | 0 | 0 | 0
IL Fac. Spec. - NOX Rate Summer v3.1, Unit 317 and retrofits | 456 | 7305 | Rate Constraint in lbs/MMBtu | FALSE | L | Annual | Rate | lb/MWh | 0.46682 | 0.46682 | 0.46682 | 0 | 0 | 0 | 0
IL Fac. Spec. - NOX Rate Summer v3.1, Unit 317 and retrofits | 456 | 7305 | Rate Constraint in lbs/MMBtu | FALSE | L | Annual | Constraint Shadow Price | US2022$/Ton | 0 | 0 | 0 | 0 | 0 | 0 | 0
IL Fac. Spec. - NOX Rate Summer v3.1, Unit 318 and retrofits | 457 | 7305 | Rate Constraint in lbs/MMBtu | FALSE | L | Annual | Seasons Included | Seasons | Summer | Summer | Summer | Summer | Summer | Summer | Summer
IL Fac. Spec. - NOX Rate Summer v3.1, Unit 318 and retrofits | 457 | 7305 | Rate Constraint in lbs/MMBtu | FALSE | L | Annual | Standard NOX | lb/MMBtu | 0.25 | 0.25 | 0.25 | 0.25 | 0.25 | 0.25 | 0.25
IL Fac. Spec. - NOX Rate Summer v3.1, Unit 318 and retrofits | 457 | 7305 | Rate Constraint in lbs/MMBtu | FALSE | L | Annual | Emissions at Affected Plants NOX | Thousand Tons | 0.0034518 | 0.0016267 | 0.0015474 | 0 | 0 | 0 | 0
IL Fac. Spec. - NOX Rate Summer v3.1, Unit 318 and retrofits | 457 | 7305 | Rate Constraint in lbs/MMBtu | FALSE | L | Annual | Allowances Purchased NOX | Thousand Tons | 0 | 0 | 0 | 0 | 0 | 0 | 0
IL Fac. Spec. - NOX Rate Summer v3.1, Unit 318 and retrofits | 457 | 7305 | Rate Constraint in lbs/MMBtu | FALSE | L | Annual | Allowances Sold NOX | Thousand Tons | 0 | 0 | 0 | 0 | 0 | 0 | 0
IL Fac. Spec. - NOX Rate Summer v3.1, Unit 318 and retrofits | 457 | 7305 | Rate Constraint in lbs/MMBtu | FALSE | L | Annual | Allowances Banked | Thousand Tons | 0 | 0 | 0 | 0 | 0 | 0 | 0
IL Fac. Spec. - NOX Rate Summer v3.1, Unit 318 and retrofits | 457 | 7305 | Rate Constraint in lbs/MMBtu | FALSE | L | Annual | Allowances Withdrawn (1:1) | Thousand Tons | 0 | 0 | 0 | 0 | 0 | 0 | 0
IL Fac. Spec. - NOX Rate Summer v3.1, Unit 318 and retrofits | 457 | 7305 | Rate Constraint in lbs/MMBtu | FALSE | L | Annual | Allowances Withdrawn (n:1) | Thousand Tons | 0 | 0 | 0 | 0 | 0 | 0 | 0
IL Fac. Spec. - NOX Rate Summer v3.1, Unit 318 and retrofits | 457 | 7305 | Rate Constraint in lbs/MMBtu | FALSE | L | Annual | Net Emissions Allowance Position | Thousand Tons | 0.0034518 | 0.0016267 | 0.0015474 | 0 | 0 | 0 | 0
IL Fac. Spec. - NOX Rate Summer v3.1, Unit 318 and retrofits | 457 | 7305 | Rate Constraint in lbs/MMBtu | FALSE | L | Annual | Fuel Consumed | TBtu | 0.08357 | 0.039383 | 0.037462 | 0 | 0 | 0 | 0
IL Fac. Spec. - NOX Rate Summer v3.1, Unit 318 and retrofits | 457 | 7305 | Rate Constraint in lbs/MMBtu | FALSE | L | Annual | Rate | lb/MMBtu | 0.08261 | 0.08261 | 0.08261 | 0 | 0 | 0 | 0
IL Fac. Spec. - NOX Rate Summer v3.1, Unit 318 and retrofits | 457 | 7305 | Rate Constraint in lbs/MMBtu | FALSE | L | Annual | Generation | TWh | 0.0077624 | 0.0036581 | 0.0034797 | 0 | 0 | 0 | 0
IL Fac. Spec. - NOX Rate Summer v3.1, Unit 318 and retrofits | 457 | 7305 | Rate Constraint in lbs/MMBtu | FALSE | L | Annual | Qualifying Generation | TWh | 0.0077624 | 0.0036581 | 0.0034797 | 0 | 0 | 0 | 0
IL Fac. Spec. - NOX Rate Summer v3.1, Unit 318 and retrofits | 457 | 7305 | Rate Constraint in lbs/MMBtu | FALSE | L | Annual | Rate | lb/MWh | 0.88938 | 0.88938 | 0.88938 | 0 | 0 | 0 | 0
IL Fac. Spec. - NOX Rate Summer v3.1, Unit 318 and retrofits | 457 | 7305 | Rate Constraint in lbs/MMBtu | FALSE | L | Annual | Constraint Shadow Price | US2022$/Ton | 0 | 0 | 0 | 0 | 0 | 0 | 0
IL Fac. Spec. - NOX Rate Summer v3.1, Unit 319 and retrofits | 458 | 7305 | Rate Constraint in lbs/MMBtu | FALSE | L | Annual | Seasons Included | Seasons | Summer | Summer | Summer | Summer | Summer | Summer | Summer
IL Fac. Spec. - NOX Rate Summer v3.1, Unit 319 and retrofits | 458 | 7305 | Rate Constraint in lbs/MMBtu | FALSE | L | Annual | Standard NOX | lb/MMBtu | 0.25 | 0.25 | 0.25 | 0.25 | 0.25 | 0.25 | 0.25
IL Fac. Spec. - NOX Rate Summer v3.1, Unit 319 and retrofits | 458 | 7305 | Rate Constraint in lbs/MMBtu | FALSE | L | Annual | Emissions at Affected Plants NOX | Thousand Tons | 0.005357 | 0.0025245 | 0.0024014 | 0 | 0 | 0 | 0
IL Fac. Spec. - NOX Rate Summer v3.1, Unit 319 and retrofits | 458 | 7305 | Rate Constraint in lbs/MMBtu | FALSE | L | Annual | Allowances Purchased NOX | Thousand Tons | 0 | 0 | 0 | 0 | 0 | 0 | 0
IL Fac. Spec. - NOX Rate Summer v3.1, Unit 319 and retrofits | 458 | 7305 | Rate Constraint in lbs/MMBtu | FALSE | L | Annual | Allowances Sold NOX | Thousand Tons | 0 | 0 | 0 | 0 | 0 | 0 | 0
IL Fac. Spec. - NOX Rate Summer v3.1, Unit 319 and retrofits | 458 | 7305 | Rate Constraint in lbs/MMBtu | FALSE | L | Annual | Allowances Banked | Thousand Tons | 0 | 0 | 0 | 0 | 0 | 0 | 0
IL Fac. Spec. - NOX Rate Summer v3.1, Unit 319 and retrofits | 458 | 7305 | Rate Constraint in lbs/MMBtu | FALSE | L | Annual | Allowances Withdrawn (1:1) | Thousand Tons | 0 | 0 | 0 | 0 | 0 | 0 | 0
IL Fac. Spec. - NOX Rate Summer v3.1, Unit 319 and retrofits | 458 | 7305 | Rate Constraint in lbs/MMBtu | FALSE | L | Annual | Allowances Withdrawn (n:1) | Thousand Tons | 0 | 0 | 0 | 0 | 0 | 0 | 0
IL Fac. Spec. - NOX Rate Summer v3.1, Unit 319 and retrofits | 458 | 7305 | Rate Constraint in lbs/MMBtu | FALSE | L | Annual | Net Emissions Allowance Position | Thousand Tons | 0.005357 | 0.0025245 | 0.0024014 | 0 | 0 | 0 | 0
IL Fac. Spec. - NOX Rate Summer v3.1, Unit 319 and retrofits | 458 | 7305 | Rate Constraint in lbs/MMBtu | FALSE | L | Annual | Fuel Consumed | TBtu | 0.28321 | 0.13347 | 0.12696 | 0 | 0 | 0 | 0
IL Fac. Spec. - NOX Rate Summer v3.1, Unit 319 and retrofits | 458 | 7305 | Rate Constraint in lbs/MMBtu | FALSE | L | Annual | Rate | lb/MMBtu | 0.03783 | 0.03783 | 0.03783 | 0 | 0 | 0 | 0
IL Fac. Spec. - NOX Rate Summer v3.1, Unit 319 and retrofits | 458 | 7305 | Rate Constraint in lbs/MMBtu | FALSE | L | Annual | Generation | TWh | 0.026233 | 0.012363 | 0.01176 | 0 | 0 | 0 | 0
IL Fac. Spec. - NOX Rate Summer v3.1, Unit 319 and retrofits | 458 | 7305 | Rate Constraint in lbs/MMBtu | FALSE | L | Annual | Qualifying Generation | TWh | 0.026233 | 0.012363 | 0.01176 | 0 | 0 | 0 | 0
IL Fac. Spec. - NOX Rate Summer v3.1, Unit 319 and retrofits | 458 | 7305 | Rate Constraint in lbs/MMBtu | FALSE | L | Annual | Rate | lb/MWh | 0.40841 | 0.40841 | 0.40841 | 0 | 0 | 0 | 0
IL Fac. Spec. - NOX Rate Summer v3.1, Unit 319 and retrofits | 458 | 7305 | Rate Constraint in lbs/MMBtu | FALSE | L | Annual | Constraint Shadow Price | US2022$/Ton | 0 | 0 | 0 | 0 | 0 | 0 | 0
IL Fac. Spec. - NOX Rate Summer v3.1, Unit 320 and retrofits | 459 | 7305 | Rate Constraint in lbs/MMBtu | FALSE | L | Annual | Seasons Included | Seasons | Summer | Summer | Summer | Summer | Summer | Summer | Summer
IL Fac. Spec. - NOX Rate Summer v3.1, Unit 320 and retrofits | 459 | 7305 | Rate Constraint in lbs/MMBtu | FALSE | L | Annual | Standard NOX | lb/MMBtu | 0.25 | 0.25 | 0.25 | 0.25 | 0.25 | 0.25 | 0.25
IL Fac. Spec. - NOX Rate Summer v3.1, Unit 320 and retrofits | 459 | 7305 | Rate Constraint in lbs/MMBtu | FALSE | L | Annual | Emissions at Affected Plants NOX | Thousand Tons | 0.0022795 | 0.0025606 | 0.0024357 | 0 | 0 | 0 | 0
IL Fac. Spec. - NOX Rate Summer v3.1, Unit 320 and retrofits | 459 | 7305 | Rate Constraint in lbs/MMBtu | FALSE | L | Annual | Allowances Purchased NOX | Thousand Tons | 0 | 0 | 0 | 0 | 0 | 0 | 0
IL Fac. Spec. - NOX Rate Summer v3.1, Unit 320 and retrofits | 459 | 7305 | Rate Constraint in lbs/MMBtu | FALSE | L | Annual | Allowances Sold NOX | Thousand Tons | 0 | 0 | 0 | 0 | 0 | 0 | 0
IL Fac. Spec. - NOX Rate Summer v3.1, Unit 320 and retrofits | 459 | 7305 | Rate Constraint in lbs/MMBtu | FALSE | L | Annual | Allowances Banked | Thousand Tons | 0 | 0 | 0 | 0 | 0 | 0 | 0
IL Fac. Spec. - NOX Rate Summer v3.1, Unit 320 and retrofits | 459 | 7305 | Rate Constraint in lbs/MMBtu | FALSE | L | Annual | Allowances Withdrawn (1:1) | Thousand Tons | 0 | 0 | 0 | 0 | 0 | 0 | 0
IL Fac. Spec. - NOX Rate Summer v3.1, Unit 320 and retrofits | 459 | 7305 | Rate Constraint in lbs/MMBtu | FALSE | L | Annual | Allowances Withdrawn (n:1) | Thousand Tons | 0 | 0 | 0 | 0 | 0 | 0 | 0
IL Fac. Spec. - NOX Rate Summer v3.1, Unit 320 and retrofits | 459 | 7305 | Rate Constraint in lbs/MMBtu | FALSE | L | Annual | Net Emissions Allowance Position | Thousand Tons | 0.0022795 | 0.0025606 | 0.0024357 | 0 | 0 | 0 | 0
IL Fac. Spec. - NOX Rate Summer v3.1, Unit 320 and retrofits | 459 | 7305 | Rate Constraint in lbs/MMBtu | FALSE | L | Annual | Fuel Consumed | TBtu | 0.11651 | 0.13087 | 0.12449 | 0 | 0 | 0 | 0
IL Fac. Spec. - NOX Rate Summer v3.1, Unit 320 and retrofits | 459 | 7305 | Rate Constraint in lbs/MMBtu | FALSE | L | Annual | Rate | lb/MMBtu | 0.03913 | 0.03913 | 0.03913 | 0 | 0 | 0 | 0
IL Fac. Spec. - NOX Rate Summer v3.1, Unit 320 and retrofits | 459 | 7305 | Rate Constraint in lbs/MMBtu | FALSE | L | Annual | Generation | TWh | 0.01079 | 0.01212 | 0.011529 | 0 | 0 | 0 | 0
IL Fac. Spec. - NOX Rate Summer v3.1, Unit 320 and retrofits | 459 | 7305 | Rate Constraint in lbs/MMBtu | FALSE | L | Annual | Qualifying Generation | TWh | 0.01079 | 0.01212 | 0.011529 | 0 | 0 | 0 | 0
IL Fac. Spec. - NOX Rate Summer v3.1, Unit 320 and retrofits | 459 | 7305 | Rate Constraint in lbs/MMBtu | FALSE | L | Annual | Rate | lb/MWh | 0.42253 | 0.42253 | 0.42253 | 0 | 0 | 0 | 0
IL Fac. Spec. - NOX Rate Summer v3.1, Unit 320 and retrofits | 459 | 7305 | Rate Constraint in lbs/MMBtu | FALSE | L | Annual | Constraint Shadow Price | US2022$/Ton | 0 | 0 | 0 | 0 | 0 | 0 | 0
IL Fac. Spec. - NOX Rate Summer v3.1, Unit 321 and retrofits | 460 | 7305 | Rate Constraint in lbs/MMBtu | FALSE | L | Annual | Seasons Included | Seasons | Summer | Summer | Summer | Summer | Summer | Summer | Summer
IL Fac. Spec. - NOX Rate Summer v3.1, Unit 321 and retrofits | 460 | 7305 | Rate Constraint in lbs/MMBtu | FALSE | L | Annual | Standard NOX | lb/MMBtu | 0.25 | 0.25 | 0.25 | 0.25 | 0.25 | 0.25 | 0.25
IL Fac. Spec. - NOX Rate Summer v3.1, Unit 321 and retrofits | 460 | 7305 | Rate Constraint in lbs/MMBtu | FALSE | L | Annual | Emissions at Affected Plants NOX | Thousand Tons | 0.0020216 | 0.0022708 | 0.00216 | 0 | 0 | 0 | 0
IL Fac. Spec. - NOX Rate Summer v3.1, Unit 321 and retrofits | 460 | 7305 | Rate Constraint in lbs/MMBtu | FALSE | L | Annual | Allowances Purchased NOX | Thousand Tons | 0 | 0 | 0 | 0 | 0 | 0 | 0
IL Fac. Spec. - NOX Rate Summer v3.1, Unit 321 and retrofits | 460 | 7305 | Rate Constraint in lbs/MMBtu | FALSE | L | Annual | Allowances Sold NOX | Thousand Tons | 0 | 0 | 0 | 0 | 0 | 0 | 0
IL Fac. Spec. - NOX Rate Summer v3.1, Unit 321 and retrofits | 460 | 7305 | Rate Constraint in lbs/MMBtu | FALSE | L | Annual | Allowances Banked | Thousand Tons | 0 | 0 | 0 | 0 | 0 | 0 | 0
IL Fac. Spec. - NOX Rate Summer v3.1, Unit 321 and retrofits | 460 | 7305 | Rate Constraint in lbs/MMBtu | FALSE | L | Annual | Allowances Withdrawn (1:1) | Thousand Tons | 0 | 0 | 0 | 0 | 0 | 0 | 0
IL Fac. Spec. - NOX Rate Summer v3.1, Unit 321 and retrofits | 460 | 7305 | Rate Constraint in lbs/MMBtu | FALSE | L | Annual | Allowances Withdrawn (n:1) | Thousand Tons | 0 | 0 | 0 | 0 | 0 | 0 | 0
IL Fac. Spec. - NOX Rate Summer v3.1, Unit 321 and retrofits | 460 | 7305 | Rate Constraint in lbs/MMBtu | FALSE | L | Annual | Net Emissions Allowance Position | Thousand Tons | 0.0020216 | 0.0022708 | 0.00216 | 0 | 0 | 0 | 0
IL Fac. Spec. - NOX Rate Summer v3.1, Unit 321 and retrofits | 460 | 7305 | Rate Constraint in lbs/MMBtu | FALSE | L | Annual | Fuel Consumed | TBtu | 0.11602 | 0.13032 | 0.12396 | 0 | 0 | 0 | 0
IL Fac. Spec. - NOX Rate Summer v3.1, Unit 321 and retrofits | 460 | 7305 | Rate Constraint in lbs/MMBtu | FALSE | L | Annual | Rate | lb/MMBtu | 0.03485 | 0.03485 | 0.03485 | 0 | 0 | 0 | 0
IL Fac. Spec. - NOX Rate Summer v3.1, Unit 321 and retrofits | 460 | 7305 | Rate Constraint in lbs/MMBtu | FALSE | L | Annual | Generation | TWh | 0.010744 | 0.012069 | 0.01148 | 0 | 0 | 0 | 0
IL Fac. Spec. - NOX Rate Summer v3.1, Unit 321 and retrofits | 460 | 7305 | Rate Constraint in lbs/MMBtu | FALSE | L | Annual | Qualifying Generation | TWh | 0.010744 | 0.012069 | 0.01148 | 0 | 0 | 0 | 0
IL Fac. Spec. - NOX Rate Summer v3.1, Unit 321 and retrofits | 460 | 7305 | Rate Constraint in lbs/MMBtu | FALSE | L | Annual | Rate | lb/MWh | 0.37631 | 0.37631 | 0.37631 | 0 | 0 | 0 | 0
IL Fac. Spec. - NOX Rate Summer v3.1, Unit 321 and retrofits | 460 | 7305 | Rate Constraint in lbs/MMBtu | FALSE | L | Annual | Constraint Shadow Price | US2022$/Ton | 0 | 0 | 0 | 0 | 0 | 0 | 0
IL Fac. Spec. - NOX Rate Summer v3.1, Unit 322 and retrofits | 461 | 7305 | Rate Constraint in lbs/MMBtu | FALSE | L | Annual | Seasons Included | Seasons | Summer | Summer | Summer | Summer | Summer | Summer | Summer
IL Fac. Spec. - NOX Rate Summer v3.1, Unit 322 and retrofits | 461 | 7305 | Rate Constraint in lbs/MMBtu | FALSE | L | Annual | Standard NOX | lb/MMBtu | 0.25 | 0.25 | 0.25 | 0.25 | 0.25 | 0.25 | 0.25
IL Fac. Spec. - NOX Rate Summer v3.1, Unit 322 and retrofits | 461 | 7305 | Rate Constraint in lbs/MMBtu | FALSE | L | Annual | Emissions at Affected Plants NOX | Thousand Tons | 0.0015238 | 0.0017116 | 0.0016281 | 0 | 0 | 0 | 0
IL Fac. Spec. - NOX Rate Summer v3.1, Unit 322 and retrofits | 461 | 7305 | Rate Constraint in lbs/MMBtu | FALSE | L | Annual | Allowances Purchased NOX | Thousand Tons | 0 | 0 | 0 | 0 | 0 | 0 | 0
IL Fac. Spec. - NOX Rate Summer v3.1, Unit 322 and retrofits | 461 | 7305 | Rate Constraint in lbs/MMBtu | FALSE | L | Annual | Allowances Sold NOX | Thousand Tons | 0 | 0 | 0 | 0 | 0 | 0 | 0
IL Fac. Spec. - NOX Rate Summer v3.1, Unit 322 and retrofits | 461 | 7305 | Rate Constraint in lbs/MMBtu | FALSE | L | Annual | Allowances Banked | Thousand Tons | 0 | 0 | 0 | 0 | 0 | 0 | 0
IL Fac. Spec. - NOX Rate Summer v3.1, Unit 322 and retrofits | 461 | 7305 | Rate Constraint in lbs/MMBtu | FALSE | L | Annual | Allowances Withdrawn (1:1) | Thousand Tons | 0 | 0 | 0 | 0 | 0 | 0 | 0
IL Fac. Spec. - NOX Rate Summer v3.1, Unit 322 and retrofits | 461 | 7305 | Rate Constraint in lbs/MMBtu | FALSE | L | Annual | Allowances Withdrawn (n:1) | Thousand Tons | 0 | 0 | 0 | 0 | 0 | 0 | 0
IL Fac. Spec. - NOX Rate Summer v3.1, Unit 322 and retrofits | 461 | 7305 | Rate Constraint in lbs/MMBtu | FALSE | L | Annual | Net Emissions Allowance Position | Thousand Tons | 0.0015238 | 0.0017116 | 0.0016281 | 0 | 0 | 0 | 0
IL Fac. Spec. - NOX Rate Summer v3.1, Unit 322 and retrofits | 461 | 7305 | Rate Constraint in lbs/MMBtu | FALSE | L | Annual | Fuel Consumed | TBtu | 0.033511 | 0.037643 | 0.035807 | 0 | 0 | 0 | 0
IL Fac. Spec. - NOX Rate Summer v3.1, Unit 322 and retrofits | 461 | 7305 | Rate Constraint in lbs/MMBtu | FALSE | L | Annual | Rate | lb/MMBtu | 0.09094 | 0.09094 | 0.09094 | 0 | 0 | 0 | 0
IL Fac. Spec. - NOX Rate Summer v3.1, Unit 322 and retrofits | 461 | 7305 | Rate Constraint in lbs/MMBtu | FALSE | L | Annual | Generation | TWh | 0.0031026 | 0.0034851 | 0.0033151 | 0 | 0 | 0 | 0
IL Fac. Spec. - NOX Rate Summer v3.1, Unit 322 and retrofits | 461 | 7305 | Rate Constraint in lbs/MMBtu | FALSE | L | Annual | Qualifying Generation | TWh | 0.0031026 | 0.0034851 | 0.0033151 | 0 | 0 | 0 | 0
IL Fac. Spec. - NOX Rate Summer v3.1, Unit 322 and retrofits | 461 | 7305 | Rate Constraint in lbs/MMBtu | FALSE | L | Annual | Rate | lb/MWh | 0.98224 | 0.98224 | 0.98224 | 0 | 0 | 0 | 0
IL Fac. Spec. - NOX Rate Summer v3.1, Unit 322 and retrofits | 461 | 7305 | Rate Constraint in lbs/MMBtu | FALSE | L | Annual | Constraint Shadow Price | US2022$/Ton | 0 | 0 | 0 | 0 | 0 | 0 | 0
IL Fac. Spec. - NOX Rate Summer v3.1, Unit 323 and retrofits | 462 | 7305 | Rate Constraint in lbs/MMBtu | FALSE | L | Annual | Seasons Included | Seasons | Summer | Summer | Summer | Summer | Summer | Summer | Summer
IL Fac. Spec. - NOX Rate Summer v3.1, Unit 323 and retrofits | 462 | 7305 | Rate Constraint in lbs/MMBtu | FALSE | L | Annual | Standard NOX | lb/MMBtu | 0.25 | 0.25 | 0.25 | 0.25 | 0.25 | 0.25 | 0.25
IL Fac. Spec. - NOX Rate Summer v3.1, Unit 323 and retrofits | 462 | 7305 | Rate Constraint in lbs/MMBtu | FALSE | L | Annual | Emissions at Affected Plants NOX | Thousand Tons | 0.002236 | 0.0017732 | 0.0016867 | 0 | 0 | 0 | 0
IL Fac. Spec. - NOX Rate Summer v3.1, Unit 323 and retrofits | 462 | 7305 | Rate Constraint in lbs/MMBtu | FALSE | L | Annual | Allowances Purchased NOX | Thousand Tons | 0 | 0 | 0 | 0 | 0 | 0 | 0
IL Fac. Spec. - NOX Rate Summer v3.1, Unit 323 and retrofits | 462 | 7305 | Rate Constraint in lbs/MMBtu | FALSE | L | Annual | Allowances Sold NOX | Thousand Tons | 0 | 0 | 0 | 0 | 0 | 0 | 0
IL Fac. Spec. - NOX Rate Summer v3.1, Unit 323 and retrofits | 462 | 7305 | Rate Constraint in lbs/MMBtu | FALSE | L | Annual | Allowances Banked | Thousand Tons | 0 | 0 | 0 | 0 | 0 | 0 | 0
IL Fac. Spec. - NOX Rate Summer v3.1, Unit 323 and retrofits | 462 | 7305 | Rate Constraint in lbs/MMBtu | FALSE | L | Annual | Allowances Withdrawn (1:1) | Thousand Tons | 0 | 0 | 0 | 0 | 0 | 0 | 0
IL Fac. Spec. - NOX Rate Summer v3.1, Unit 323 and retrofits | 462 | 7305 | Rate Constraint in lbs/MMBtu | FALSE | L | Annual | Allowances Withdrawn (n:1) | Thousand Tons | 0 | 0 | 0 | 0 | 0 | 0 | 0
IL Fac. Spec. - NOX Rate Summer v3.1, Unit 323 and retrofits | 462 | 7305 | Rate Constraint in lbs/MMBtu | FALSE | L | Annual | Net Emissions Allowance Position | Thousand Tons | 0.002236 | 0.0017732 | 0.0016867 | 0 | 0 | 0 | 0
IL Fac. Spec. - NOX Rate Summer v3.1, Unit 323 and retrofits | 462 | 7305 | Rate Constraint in lbs/MMBtu | FALSE | L | Annual | Fuel Consumed | TBtu | 0.049607 | 0.039338 | 0.037419 | 0 | 0 | 0 | 0
IL Fac. Spec. - NOX Rate Summer v3.1, Unit 323 and retrofits | 462 | 7305 | Rate Constraint in lbs/MMBtu | FALSE | L | Annual | Rate | lb/MMBtu | 0.09015 | 0.09015 | 0.09015 | 0 | 0 | 0 | 0
IL Fac. Spec. - NOX Rate Summer v3.1, Unit 323 and retrofits | 462 | 7305 | Rate Constraint in lbs/MMBtu | FALSE | L | Annual | Generation | TWh | 0.0045945 | 0.0036434 | 0.0034657 | 0 | 0 | 0 | 0
IL Fac. Spec. - NOX Rate Summer v3.1, Unit 323 and retrofits | 462 | 7305 | Rate Constraint in lbs/MMBtu | FALSE | L | Annual | Qualifying Generation | TWh | 0.0045945 | 0.0036434 | 0.0034657 | 0 | 0 | 0 | 0
IL Fac. Spec. - NOX Rate Summer v3.1, Unit 323 and retrofits | 462 | 7305 | Rate Constraint in lbs/MMBtu | FALSE | L | Annual | Rate | lb/MWh | 0.97335 | 0.97335 | 0.97335 | 0 | 0 | 0 | 0
IL Fac. Spec. - NOX Rate Summer v3.1, Unit 323 and retrofits | 462 | 7305 | Rate Constraint in lbs/MMBtu | FALSE | L | Annual | Constraint Shadow Price | US2022$/Ton | 0 | 0 | 0 | 0 | 0 | 0 | 0
IL Fac. Spec. - NOX Rate Summer v3.1, Unit 324 and retrofits | 463 | 7305 | Rate Constraint in lbs/MMBtu | FALSE | L | Annual | Seasons Included | Seasons | Summer | Summer | Summer | Summer | Summer | Summer | Summer
IL Fac. Spec. - NOX Rate Summer v3.1, Unit 324 and retrofits | 463 | 7305 | Rate Constraint in lbs/MMBtu | FALSE | L | Annual | Standard NOX | lb/MMBtu | 0.25 | 0.25 | 0.25 | 0.25 | 0.25 | 0.25 | 0.25
IL Fac. Spec. - NOX Rate Summer v3.1, Unit 324 and retrofits | 463 | 7305 | Rate Constraint in lbs/MMBtu | FALSE | L | Annual | Emissions at Affected Plants NOX | Thousand Tons | 0.0015728 | 0.0017667 | 0.0016806 | 0 | 0 | 0 | 0
IL Fac. Spec. - NOX Rate Summer v3.1, Unit 324 and retrofits | 463 | 7305 | Rate Constraint in lbs/MMBtu | FALSE | L | Annual | Allowances Purchased NOX | Thousand Tons | 0 | 0 | 0 | 0 | 0 | 0 | 0
IL Fac. Spec. - NOX Rate Summer v3.1, Unit 324 and retrofits | 463 | 7305 | Rate Constraint in lbs/MMBtu | FALSE | L | Annual | Allowances Sold NOX | Thousand Tons | 0 | 0 | 0 | 0 | 0 | 0 | 0
IL Fac. Spec. - NOX Rate Summer v3.1, Unit 324 and retrofits | 463 | 7305 | Rate Constraint in lbs/MMBtu | FALSE | L | Annual | Allowances Banked | Thousand Tons | 0 | 0 | 0 | 0 | 0 | 0 | 0
IL Fac. Spec. - NOX Rate Summer v3.1, Unit 324 and retrofits | 463 | 7305 | Rate Constraint in lbs/MMBtu | FALSE | L | Annual | Allowances Withdrawn (1:1) | Thousand Tons | 0 | 0 | 0 | 0 | 0 | 0 | 0
IL Fac. Spec. - NOX Rate Summer v3.1, Unit 324 and retrofits | 463 | 7305 | Rate Constraint in lbs/MMBtu | FALSE | L | Annual | Allowances Withdrawn (n:1) | Thousand Tons | 0 | 0 | 0 | 0 | 0 | 0 | 0
IL Fac. Spec. - NOX Rate Summer v3.1, Unit 324 and retrofits | 463 | 7305 | Rate Constraint in lbs/MMBtu | FALSE | L | Annual | Net Emissions Allowance Position | Thousand Tons | 0.0015728 | 0.0017667 | 0.0016806 | 0 | 0 | 0 | 0
IL Fac. Spec. - NOX Rate Summer v3.1, Unit 324 and retrofits | 463 | 7305 | Rate Constraint in lbs/MMBtu | FALSE | L | Annual | Fuel Consumed | TBtu | 0.03538 | 0.039742 | 0.037803 | 0 | 0 | 0 | 0
IL Fac. Spec. - NOX Rate Summer v3.1, Unit 324 and retrofits | 463 | 7305 | Rate Constraint in lbs/MMBtu | FALSE | L | Annual | Rate | lb/MMBtu | 0.08891 | 0.08891 | 0.08891 | 0 | 0 | 0 | 0
IL Fac. Spec. - NOX Rate Summer v3.1, Unit 324 and retrofits | 463 | 7305 | Rate Constraint in lbs/MMBtu | FALSE | L | Annual | Generation | TWh | 0.0032762 | 0.0036802 | 0.0035006 | 0 | 0 | 0 | 0
IL Fac. Spec. - NOX Rate Summer v3.1, Unit 324 and retrofits | 463 | 7305 | Rate Constraint in lbs/MMBtu | FALSE | L | Annual | Qualifying Generation | TWh | 0.0032762 | 0.0036802 | 0.0035006 | 0 | 0 | 0 | 0
IL Fac. Spec. - NOX Rate Summer v3.1, Unit 324 and retrofits | 463 | 7305 | Rate Constraint in lbs/MMBtu | FALSE | L | Annual | Rate | lb/MWh | 0.96014 | 0.96014 | 0.96014 | 0 | 0 | 0 | 0
IL Fac. Spec. - NOX Rate Summer v3.1, Unit 324 and retrofits | 463 | 7305 | Rate Constraint in lbs/MMBtu | FALSE | L | Annual | Constraint Shadow Price | US2022$/Ton | 0 | 0 | 0 | 0 | 0 | 0 | 0
IL Fac. Spec. - NOX Rate Summer v3.1, Unit 325 and retrofits | 464 | 7305 | Rate Constraint in lbs/MMBtu | FALSE | L | Annual | Seasons Included | Seasons | Summer | Summer | Summer | Summer | Summer | Summer | Summer
IL Fac. Spec. - NOX Rate Summer v3.1, Unit 325 and retrofits | 464 | 7305 | Rate Constraint in lbs/MMBtu | FALSE | L | Annual | Standard NOX | lb/MMBtu | 0.25 | 0.25 | 0.25 | 0.25 | 0.25 | 0.25 | 0.25
IL Fac. Spec. - NOX Rate Summer v3.1, Unit 325 and retrofits | 464 | 7305 | Rate Constraint in lbs/MMBtu | FALSE | L | Annual | Emissions at Affected Plants NOX | Thousand Tons | 0.0016261 | 0.0018265 | 0.0017374 | 0 | 0 | 0 | 0
IL Fac. Spec. - NOX Rate Summer v3.1, Unit 325 and retrofits | 464 | 7305 | Rate Constraint in lbs/MMBtu | FALSE | L | Annual | Allowances Purchased NOX | Thousand Tons | 0 | 0 | 0 | 0 | 0 | 0 | 0
IL Fac. Spec. - NOX Rate Summer v3.1, Unit 325 and retrofits | 464 | 7305 | Rate Constraint in lbs/MMBtu | FALSE | L | Annual | Allowances Sold NOX | Thousand Tons | 0 | 0 | 0 | 0 | 0 | 0 | 0
IL Fac. Spec. - NOX Rate Summer v3.1, Unit 325 and retrofits | 464 | 7305 | Rate Constraint in lbs/MMBtu | FALSE | L | Annual | Allowances Banked | Thousand Tons | 0 | 0 | 0 | 0 | 0 | 0 | 0
IL Fac. Spec. - NOX Rate Summer v3.1, Unit 325 and retrofits | 464 | 7305 | Rate Constraint in lbs/MMBtu | FALSE | L | Annual | Allowances Withdrawn (1:1) | Thousand Tons | 0 | 0 | 0 | 0 | 0 | 0 | 0
IL Fac. Spec. - NOX Rate Summer v3.1, Unit 325 and retrofits | 464 | 7305 | Rate Constraint in lbs/MMBtu | FALSE | L | Annual | Allowances Withdrawn (n:1) | Thousand Tons | 0 | 0 | 0 | 0 | 0 | 0 | 0
IL Fac. Spec. - NOX Rate Summer v3.1, Unit 325 and retrofits | 464 | 7305 | Rate Constraint in lbs/MMBtu | FALSE | L | Annual | Net Emissions Allowance Position | Thousand Tons | 0.0016261 | 0.0018265 | 0.0017374 | 0 | 0 | 0 | 0
IL Fac. Spec. - NOX Rate Summer v3.1, Unit 325 and retrofits | 464 | 7305 | Rate Constraint in lbs/MMBtu | FALSE | L | Annual | Fuel Consumed | TBtu | 0.035457 | 0.039829 | 0.037886 | 0 | 0 | 0 | 0
IL Fac. Spec. - NOX Rate Summer v3.1, Unit 325 and retrofits | 464 | 7305 | Rate Constraint in lbs/MMBtu | FALSE | L | Annual | Rate | lb/MMBtu | 0.09172 | 0.09172 | 0.09172 | 0 | 0 | 0 | 0
IL Fac. Spec. - NOX Rate Summer v3.1, Unit 325 and retrofits | 464 | 7305 | Rate Constraint in lbs/MMBtu | FALSE | L | Annual | Generation | TWh | 0.0032828 | 0.0036875 | 0.0035076 | 0 | 0 | 0 | 0
IL Fac. Spec. - NOX Rate Summer v3.1, Unit 325 and retrofits | 464 | 7305 | Rate Constraint in lbs/MMBtu | FALSE | L | Annual | Qualifying Generation | TWh | 0.0032828 | 0.0036875 | 0.0035076 | 0 | 0 | 0 | 0
IL Fac. Spec. - NOX Rate Summer v3.1, Unit 325 and retrofits | 464 | 7305 | Rate Constraint in lbs/MMBtu | FALSE | L | Annual | Rate | lb/MWh | 0.99067 | 0.99067 | 0.99067 | 0 | 0 | 0 | 0
IL Fac. Spec. - NOX Rate Summer v3.1, Unit 325 and retrofits | 464 | 7305 | Rate Constraint in lbs/MMBtu | FALSE | L | Annual | Constraint Shadow Price | US2022$/Ton | 0 | 0 | 0 | 0 | 0 | 0 | 0
IL Fac. Spec. - NOX Rate Summer v3.1, Unit 326 and retrofits | 465 | 7305 | Rate Constraint in lbs/MMBtu | FALSE | L | Annual | Seasons Included | Seasons | Summer | Summer | Summer | Summer | Summer | Summer | Summer
IL Fac. Spec. - NOX Rate Summer v3.1, Unit 326 and retrofits | 465 | 7305 | Rate Constraint in lbs/MMBtu | FALSE | L | Annual | Standard NOX | lb/MMBtu | 0.25 | 0.25 | 0.25 | 0.25 | 0.25 | 0.25 | 0.25
IL Fac. Spec. - NOX Rate Summer v3.1, Unit 326 and retrofits | 465 | 7305 | Rate Constraint in lbs/MMBtu | FALSE | L | Annual | Emissions at Affected Plants NOX | Thousand Tons | 0.0036476 | 0.001719 | 0.0016351 | 0 | 0 | 0 | 0
IL Fac. Spec. - NOX Rate Summer v3.1, Unit 326 and retrofits | 465 | 7305 | Rate Constraint in lbs/MMBtu | FALSE | L | Annual | Allowances Purchased NOX | Thousand Tons | 0 | 0 | 0 | 0 | 0 | 0 | 0
IL Fac. Spec. - NOX Rate Summer v3.1, Unit 326 and retrofits | 465 | 7305 | Rate Constraint in lbs/MMBtu | FALSE | L | Annual | Allowances Sold NOX | Thousand Tons | 0 | 0 | 0 | 0 | 0 | 0 | 0
IL Fac. Spec. - NOX Rate Summer v3.1, Unit 326 and retrofits | 465 | 7305 | Rate Constraint in lbs/MMBtu | FALSE | L | Annual | Allowances Banked | Thousand Tons | 0 | 0 | 0 | 0 | 0 | 0 | 0
IL Fac. Spec. - NOX Rate Summer v3.1, Unit 326 and retrofits | 465 | 7305 | Rate Constraint in lbs/MMBtu | FALSE | L | Annual | Allowances Withdrawn (1:1) | Thousand Tons | 0 | 0 | 0 | 0 | 0 | 0 | 0
IL Fac. Spec. - NOX Rate Summer v3.1, Unit 326 and retrofits | 465 | 7305 | Rate Constraint in lbs/MMBtu | FALSE | L | Annual | Allowances Withdrawn (n:1) | Thousand Tons | 0 | 0 | 0 | 0 | 0 | 0 | 0
IL Fac. Spec. - NOX Rate Summer v3.1, Unit 326 and retrofits | 465 | 7305 | Rate Constraint in lbs/MMBtu | FALSE | L | Annual | Net Emissions Allowance Position | Thousand Tons | 0.0036476 | 0.001719 | 0.0016351 | 0 | 0 | 0 | 0
IL Fac. Spec. - NOX Rate Summer v3.1, Unit 326 and retrofits | 465 | 7305 | Rate Constraint in lbs/MMBtu | FALSE | L | Annual | Fuel Consumed | TBtu | 0.085056 | 0.040084 | 0.038129 | 0 | 0 | 0 | 0
IL Fac. Spec. - NOX Rate Summer v3.1, Unit 326 and retrofits | 465 | 7305 | Rate Constraint in lbs/MMBtu | FALSE | L | Annual | Rate | lb/MMBtu | 0.08577 | 0.08577 | 0.08577 | 0 | 0 | 0 | 0
IL Fac. Spec. - NOX Rate Summer v3.1, Unit 326 and retrofits | 465 | 7305 | Rate Constraint in lbs/MMBtu | FALSE | L | Annual | Generation | TWh | 0.0079026 | 0.0037242 | 0.0035426 | 0 | 0 | 0 | 0
IL Fac. Spec. - NOX Rate Summer v3.1, Unit 326 and retrofits | 465 | 7305 | Rate Constraint in lbs/MMBtu | FALSE | L | Annual | Qualifying Generation | TWh | 0.0079026 | 0.0037242 | 0.0035426 | 0 | 0 | 0 | 0
IL Fac. Spec. - NOX Rate Summer v3.1, Unit 326 and retrofits | 465 | 7305 | Rate Constraint in lbs/MMBtu | FALSE | L | Annual | Rate | lb/MWh | 0.92314 | 0.92314 | 0.92314 | 0 | 0 | 0 | 0
IL Fac. Spec. - NOX Rate Summer v3.1, Unit 326 and retrofits | 465 | 7305 | Rate Constraint in lbs/MMBtu | FALSE | L | Annual | Constraint Shadow Price | US2022$/Ton | 0 | 0 | 0 | 0 | 0 | 0 | 0
IL Fac. Spec. - NOX Rate Summer v3.1, Unit 327 and retrofits | 466 | 7305 | Rate Constraint in lbs/MMBtu | FALSE | L | Annual | Seasons Included | Seasons | Summer | Summer | Summer | Summer | Summer | Summer | Summer
IL Fac. Spec. - NOX Rate Summer v3.1, Unit 327 and retrofits | 466 | 7305 | Rate Constraint in lbs/MMBtu | FALSE | L | Annual | Standard NOX | lb/MMBtu | 0.25 | 0.25 | 0.25 | 0.25 | 0.25 | 0.25 | 0.25
IL Fac. Spec. - NOX Rate Summer v3.1, Unit 327 and retrofits | 466 | 7305 | Rate Constraint in lbs/MMBtu | FALSE | L | Annual | Emissions at Affected Plants NOX | Thousand Tons | 0.002107 | 0.002107 | 0.0027659 | 0 | 0 | 0.00072021 | 0.00072021
IL Fac. Spec. - NOX Rate Summer v3.1, Unit 327 and retrofits | 466 | 7305 | Rate Constraint in lbs/MMBtu | FALSE | L | Annual | Allowances Purchased NOX | Thousand Tons | 0 | 0 | 0 | 0 | 0 | 0 | 0
IL Fac. Spec. - NOX Rate Summer v3.1, Unit 327 and retrofits | 466 | 7305 | Rate Constraint in lbs/MMBtu | FALSE | L | Annual | Allowances Sold NOX | Thousand Tons | 0 | 0 | 0 | 0 | 0 | 0 | 0
IL Fac. Spec. - NOX Rate Summer v3.1, Unit 327 and retrofits | 466 | 7305 | Rate Constraint in lbs/MMBtu | FALSE | L | Annual | Allowances Banked | Thousand Tons | 0 | 0 | 0 | 0 | 0 | 0 | 0
IL Fac. Spec. - NOX Rate Summer v3.1, Unit 327 and retrofits | 466 | 7305 | Rate Constraint in lbs/MMBtu | FALSE | L | Annual | Allowances Withdrawn (1:1) | Thousand Tons | 0 | 0 | 0 | 0 | 0 | 0 | 0
IL Fac. Spec. - NOX Rate Summer v3.1, Unit 327 and retrofits | 466 | 7305 | Rate Constraint in lbs/MMBtu | FALSE | L | Annual | Allowances Withdrawn (n:1) | Thousand Tons | 0 | 0 | 0 | 0 | 0 | 0 | 0
IL Fac. Spec. - NOX Rate Summer v3.1, Unit 327 and retrofits | 466 | 7305 | Rate Constraint in lbs/MMBtu | FALSE | L | Annual | Net Emissions Allowance Position | Thousand Tons | 0.002107 | 0.002107 | 0.0027659 | 0 | 0 | 0.00072021 | 0.00072021
IL Fac. Spec. - NOX Rate Summer v3.1, Unit 327 and retrofits | 466 | 7305 | Rate Constraint in lbs/MMBtu | FALSE | L | Annual | Fuel Consumed | TBtu | 0.38309 | 0.38309 | 0.50289 | 0 | 0 | 0.13095 | 0.13095
IL Fac. Spec. - NOX Rate Summer v3.1, Unit 327 and retrofits | 466 | 7305 | Rate Constraint in lbs/MMBtu | FALSE | L | Annual | Rate | lb/MMBtu | 0.011 | 0.011 | 0.011 | 0 | 0 | 0.011 | 0.011
IL Fac. Spec. - NOX Rate Summer v3.1, Unit 327 and retrofits | 466 | 7305 | Rate Constraint in lbs/MMBtu | FALSE | L | Annual | Generation | TWh | 0.038677 | 0.038677 | 0.050772 | 0 | 0 | 0.01322 | 0.01322
IL Fac. Spec. - NOX Rate Summer v3.1, Unit 327 and retrofits | 466 | 7305 | Rate Constraint in lbs/MMBtu | FALSE | L | Annual | Qualifying Generation | TWh | 0.038677 | 0.038677 | 0.050772 | 0 | 0 | 0.01322 | 0.01322
IL Fac. Spec. - NOX Rate Summer v3.1, Unit 327 and retrofits | 466 | 7305 | Rate Constraint in lbs/MMBtu | FALSE | L | Annual | Rate | lb/MWh | 0.10895 | 0.10895 | 0.10895 | 0 | 0 | 0.10895 | 0.10895
IL Fac. Spec. - NOX Rate Summer v3.1, Unit 327 and retrofits | 466 | 7305 | Rate Constraint in lbs/MMBtu | FALSE | L | Annual | Constraint Shadow Price | US2022$/Ton | 0 | 0 | 0 | 0 | 0 | 0 | 0
IL Fac. Spec. - NOX Rate Summer v3.1, Unit 328 and retrofits | 467 | 7305 | Rate Constraint in lbs/MMBtu | FALSE | L | Annual | Seasons Included | Seasons | Summer | Summer | Summer | Summer | Summer | Summer | Summer
IL Fac. Spec. - NOX Rate Summer v3.1, Unit 328 and retrofits | 467 | 7305 | Rate Constraint in lbs/MMBtu | FALSE | L | Annual | Standard NOX | lb/MMBtu | 0.25 | 0.25 | 0.25 | 0.25 | 0.25 | 0.25 | 0.25
IL Fac. Spec. - NOX Rate Summer v3.1, Unit 328 and retrofits | 467 | 7305 | Rate Constraint in lbs/MMBtu | FALSE | L | Annual | Emissions at Affected Plants NOX | Thousand Tons | 0.002107 | 0.002107 | 0.0027659 | 0 | 0 | 0.00072021 | 0.00072021
IL Fac. Spec. - NOX Rate Summer v3.1, Unit 328 and retrofits | 467 | 7305 | Rate Constraint in lbs/MMBtu | FALSE | L | Annual | Allowances Purchased NOX | Thousand Tons | 0 | 0 | 0 | 0 | 0 | 0 | 0
IL Fac. Spec. - NOX Rate Summer v3.1, Unit 328 and retrofits | 467 | 7305 | Rate Constraint in lbs/MMBtu | FALSE | L | Annual | Allowances Sold NOX | Thousand Tons | 0 | 0 | 0 | 0 | 0 | 0 | 0
IL Fac. Spec. - NOX Rate Summer v3.1, Unit 328 and retrofits | 467 | 7305 | Rate Constraint in lbs/MMBtu | FALSE | L | Annual | Allowances Banked | Thousand Tons | 0 | 0 | 0 | 0 | 0 | 0 | 0
IL Fac. Spec. - NOX Rate Summer v3.1, Unit 328 and retrofits | 467 | 7305 | Rate Constraint in lbs/MMBtu | FALSE | L | Annual | Allowances Withdrawn (1:1) | Thousand Tons | 0 | 0 | 0 | 0 | 0 | 0 | 0
IL Fac. Spec. - NOX Rate Summer v3.1, Unit 328 and retrofits | 467 | 7305 | Rate Constraint in lbs/MMBtu | FALSE | L | Annual | Allowances Withdrawn (n:1) | Thousand Tons | 0 | 0 | 0 | 0 | 0 | 0 | 0
IL Fac. Spec. - NOX Rate Summer v3.1, Unit 328 and retrofits | 467 | 7305 | Rate Constraint in lbs/MMBtu | FALSE | L | Annual | Net Emissions Allowance Position | Thousand Tons | 0.002107 | 0.002107 | 0.0027659 | 0 | 0 | 0.00072021 | 0.00072021
IL Fac. Spec. - NOX Rate Summer v3.1, Unit 328 and retrofits | 467 | 7305 | Rate Constraint in lbs/MMBtu | FALSE | L | Annual | Fuel Consumed | TBtu | 0.38309 | 0.38309 | 0.50289 | 0 | 0 | 0.13095 | 0.13095
IL Fac. Spec. - NOX Rate Summer v3.1, Unit 328 and retrofits | 467 | 7305 | Rate Constraint in lbs/MMBtu | FALSE | L | Annual | Rate | lb/MMBtu | 0.011 | 0.011 | 0.011 | 0 | 0 | 0.011 | 0.011
IL Fac. Spec. - NOX Rate Summer v3.1, Unit 328 and retrofits | 467 | 7305 | Rate Constraint in lbs/MMBtu | FALSE | L | Annual | Generation | TWh | 0.038677 | 0.038677 | 0.050772 | 0 | 0 | 0.01322 | 0.01322
IL Fac. Spec. - NOX Rate Summer v3.1, Unit 328 and retrofits | 467 | 7305 | Rate Constraint in lbs/MMBtu | FALSE | L | Annual | Qualifying Generation | TWh | 0.038677 | 0.038677 | 0.050772 | 0 | 0 | 0.01322 | 0.01322
IL Fac. Spec. - NOX Rate Summer v3.1, Unit 328 and retrofits | 467 | 7305 | Rate Constraint in lbs/MMBtu | FALSE | L | Annual | Rate | lb/MWh | 0.10895 | 0.10895 | 0.10895 | 0 | 0 | 0.10895 | 0.10895
IL Fac. Spec. - NOX Rate Summer v3.1, Unit 328 and retrofits | 467 | 7305 | Rate Constraint in lbs/MMBtu | FALSE | L | Annual | Constraint Shadow Price | US2022$/Ton | 0 | 0 | 0 | 0 | 0 | 0 | 0
IL Fac. Spec. - NOX Rate Summer v3.1, Unit 438 and retrofits | 468 | 7305 | Rate Constraint in lbs/MMBtu | FALSE | L | Annual | Seasons Included | Seasons | Summer | Summer | Summer | Summer | Summer | Summer | Summer
IL Fac. Spec. - NOX Rate Summer v3.1, Unit 438 and retrofits | 468 | 7305 | Rate Constraint in lbs/MMBtu | FALSE | L | Annual | Standard NOX | lb/MMBtu | 0.25 | 0.25 | 0.25 | 0.25 | 0.25 | 0.25 | 0.25
IL Fac. Spec. - NOX Rate Summer v3.1, Unit 438 and retrofits | 468 | 7305 | Rate Constraint in lbs/MMBtu | FALSE | L | Annual | Emissions at Affected Plants NOX | Thousand Tons | 0.012998 | 0.0069718 | 0.0003545 | 0 | 0 | 0 | 0
IL Fac. Spec. - NOX Rate Summer v3.1, Unit 438 and retrofits | 468 | 7305 | Rate Constraint in lbs/MMBtu | FALSE | L | Annual | Allowances Purchased NOX | Thousand Tons | 0 | 0 | 0 | 0 | 0 | 0 | 0
IL Fac. Spec. - NOX Rate Summer v3.1, Unit 438 and retrofits | 468 | 7305 | Rate Constraint in lbs/MMBtu | FALSE | L | Annual | Allowances Sold NOX | Thousand Tons | 0 | 0 | 0 | 0 | 0 | 0 | 0
IL Fac. Spec. - NOX Rate Summer v3.1, Unit 438 and retrofits | 468 | 7305 | Rate Constraint in lbs/MMBtu | FALSE | L | Annual | Allowances Banked | Thousand Tons | 0 | 0 | 0 | 0 | 0 | 0 | 0
IL Fac. Spec. - NOX Rate Summer v3.1, Unit 438 and retrofits | 468 | 7305 | Rate Constraint in lbs/MMBtu | FALSE | L | Annual | Allowances Withdrawn (1:1) | Thousand Tons | 0 | 0 | 0 | 0 | 0 | 0 | 0
IL Fac. Spec. - NOX Rate Summer v3.1, Unit 438 and retrofits | 468 | 7305 | Rate Constraint in lbs/MMBtu | FALSE | L | Annual | Allowances Withdrawn (n:1) | Thousand Tons | 0 | 0 | 0 | 0 | 0 | 0 | 0
IL Fac. Spec. - NOX Rate Summer v3.1, Unit 438 and retrofits | 468 | 7305 | Rate Constraint in lbs/MMBtu | FALSE | L | Annual | Net Emissions Allowance Position | Thousand Tons | 0.012998 | 0.0069718 | 0.0003545 | 0 | 0 | 0 | 0
IL Fac. Spec. - NOX Rate Summer v3.1, Unit 438 and retrofits | 468 | 7305 | Rate Constraint in lbs/MMBtu | FALSE | L | Annual | Fuel Consumed | TBtu | 0.24 | 0.12873 | 0.0065454 | 0 | 0 | 0 | 0
IL Fac. Spec. - NOX Rate Summer v3.1, Unit 438 and retrofits | 468 | 7305 | Rate Constraint in lbs/MMBtu | FALSE | L | Annual | Rate | lb/MMBtu | 0.10832 | 0.10832 | 0.10832 | 0 | 0 | 0 | 0
IL Fac. Spec. - NOX Rate Summer v3.1, Unit 438 and retrofits | 468 | 7305 | Rate Constraint in lbs/MMBtu | FALSE | L | Annual | Generation | TWh | 0.022158 | 0.011885 | 0.00060432 | 0 | 0 | 0 | 0
IL Fac. Spec. - NOX Rate Summer v3.1, Unit 438 and retrofits | 468 | 7305 | Rate Constraint in lbs/MMBtu | FALSE | L | Annual | Qualifying Generation | TWh | 0.022158 | 0.011885 | 0.00060432 | 0 | 0 | 0 | 0
IL Fac. Spec. - NOX Rate Summer v3.1, Unit 438 and retrofits | 468 | 7305 | Rate Constraint in lbs/MMBtu | FALSE | L | Annual | Rate | lb/MWh | 1.1732 | 1.1732 | 1.1732 | 0 | 0 | 0 | 0
IL Fac. Spec. - NOX Rate Summer v3.1, Unit 438 and retrofits | 468 | 7305 | Rate Constraint in lbs/MMBtu | FALSE | L | Annual | Constraint Shadow Price | US2022$/Ton | 0 | 0 | 0 | 0 | 0 | 0 | 0
IL Fac. Spec. - NOX Rate Summer v3.1, Unit 439 and retrofits | 469 | 7305 | Rate Constraint in lbs/MMBtu | FALSE | L | Annual | Seasons Included | Seasons | Summer | Summer | Summer | Summer | Summer | Summer | Summer
IL Fac. Spec. - NOX Rate Summer v3.1, Unit 439 and retrofits | 469 | 7305 | Rate Constraint in lbs/MMBtu | FALSE | L | Annual | Standard NOX | lb/MMBtu | 0.25 | 0.25 | 0.25 | 0.25 | 0.25 | 0.25 | 0.25
IL Fac. Spec. - NOX Rate Summer v3.1, Unit 439 and retrofits | 469 | 7305 | Rate Constraint in lbs/MMBtu | FALSE | L | Annual | Emissions at Affected Plants NOX | Thousand Tons | 0.013608 | 0.0072988 | 0.00037112 | 0 | 0 | 0 | 0
IL Fac. Spec. - NOX Rate Summer v3.1, Unit 439 and retrofits | 469 | 7305 | Rate Constraint in lbs/MMBtu | FALSE | L | Annual | Allowances Purchased NOX | Thousand Tons | 0 | 0 | 0 | 0 | 0 | 0 | 0
IL Fac. Spec. - NOX Rate Summer v3.1, Unit 439 and retrofits | 469 | 7305 | Rate Constraint in lbs/MMBtu | FALSE | L | Annual | Allowances Sold NOX | Thousand Tons | 0 | 0 | 0 | 0 | 0 | 0 | 0
IL Fac. Spec. - NOX Rate Summer v3.1, Unit 439 and retrofits | 469 | 7305 | Rate Constraint in lbs/MMBtu | FALSE | L | Annual | Allowances Banked | Thousand Tons | 0 | 0 | 0 | 0 | 0 | 0 | 0
IL Fac. Spec. - NOX Rate Summer v3.1, Unit 439 and retrofits | 469 | 7305 | Rate Constraint in lbs/MMBtu | FALSE | L | Annual | Allowances Withdrawn (1:1) | Thousand Tons | 0 | 0 | 0 | 0 | 0 | 0 | 0
IL Fac. Spec. - NOX Rate Summer v3.1, Unit 439 and retrofits | 469 | 7305 | Rate Constraint in lbs/MMBtu | FALSE | L | Annual | Allowances Withdrawn (n:1) | Thousand Tons | 0 | 0 | 0 | 0 | 0 | 0 | 0
IL Fac. Spec. - NOX Rate Summer v3.1, Unit 439 and retrofits | 469 | 7305 | Rate Constraint in lbs/MMBtu | FALSE | L | Annual | Net Emissions Allowance Position | Thousand Tons | 0.013608 | 0.0072988 | 0.00037112 | 0 | 0 | 0 | 0
IL Fac. Spec. - NOX Rate Summer v3.1, Unit 439 and retrofits | 469 | 7305 | Rate Constraint in lbs/MMBtu | FALSE | L | Annual | Fuel Consumed | TBtu | 0.24 | 0.12873 | 0.0065454 | 0 | 0 | 0 | 0
IL Fac. Spec. - NOX Rate Summer v3.1, Unit 439 and retrofits | 469 | 7305 | Rate Constraint in lbs/MMBtu | FALSE | L | Annual | Rate | lb/MMBtu | 0.1134 | 0.1134 | 0.1134 | 0 | 0 | 0 | 0
IL Fac. Spec. - NOX Rate Summer v3.1, Unit 439 and retrofits | 469 | 7305 | Rate Constraint in lbs/MMBtu | FALSE | L | Annual | Generation | TWh | 0.022158 | 0.011885 | 0.00060432 | 0 | 0 | 0 | 0
IL Fac. Spec. - NOX Rate Summer v3.1, Unit 439 and retrofits | 469 | 7305 | Rate Constraint in lbs/MMBtu | FALSE | L | Annual | Qualifying Generation | TWh | 0.022158 | 0.011885 | 0.00060432 | 0 | 0 | 0 | 0
IL Fac. Spec. - NOX Rate Summer v3.1, Unit 439 and retrofits | 469 | 7305 | Rate Constraint in lbs/MMBtu | FALSE | L | Annual | Rate | lb/MWh | 1.2282 | 1.2282 | 1.2282 | 0 | 0 | 0 | 0
IL Fac. Spec. - NOX Rate Summer v3.1, Unit 439 and retrofits | 469 | 7305 | Rate Constraint in lbs/MMBtu | FALSE | L | Annual | Constraint Shadow Price | US2022$/Ton | 0 | 0 | 0 | 0 | 0 | 0 | 0
IL Fac. Spec. - NOX Rate Summer v3.1, Unit 440 and retrofits | 470 | 7305 | Rate Constraint in lbs/MMBtu | FALSE | L | Annual | Seasons Included | Seasons | Summer | Summer | Summer | Summer | Summer | Summer | Summer
IL Fac. Spec. - NOX Rate Summer v3.1, Unit 440 and retrofits | 470 | 7305 | Rate Constraint in lbs/MMBtu | FALSE | L | Annual | Standard NOX | lb/MMBtu | 0.25 | 0.25 | 0.25 | 0.25 | 0.25 | 0.25 | 0.25
IL Fac. Spec. - NOX Rate Summer v3.1, Unit 440 and retrofits | 470 | 7305 | Rate Constraint in lbs/MMBtu | FALSE | L | Annual | Emissions at Affected Plants NOX | Thousand Tons | 0.014517 | 0.0077864 | 0.00039592 | 0 | 0 | 0 | 0
IL Fac. Spec. - NOX Rate Summer v3.1, Unit 440 and retrofits | 470 | 7305 | Rate Constraint in lbs/MMBtu | FALSE | L | Annual | Allowances Purchased NOX | Thousand Tons | 0 | 0 | 0 | 0 | 0 | 0 | 0
IL Fac. Spec. - NOX Rate Summer v3.1, Unit 440 and retrofits | 470 | 7305 | Rate Constraint in lbs/MMBtu | FALSE | L | Annual | Allowances Sold NOX | Thousand Tons | 0 | 0 | 0 | 0 | 0 | 0 | 0
IL Fac. Spec. - NOX Rate Summer v3.1, Unit 440 and retrofits | 470 | 7305 | Rate Constraint in lbs/MMBtu | FALSE | L | Annual | Allowances Banked | Thousand Tons | 0 | 0 | 0 | 0 | 0 | 0 | 0
IL Fac. Spec. - NOX Rate Summer v3.1, Unit 440 and retrofits | 470 | 7305 | Rate Constraint in lbs/MMBtu | FALSE | L | Annual | Allowances Withdrawn (1:1) | Thousand Tons | 0 | 0 | 0 | 0 | 0 | 0 | 0
IL Fac. Spec. - NOX Rate Summer v3.1, Unit 440 and retrofits | 470 | 7305 | Rate Constraint in lbs/MMBtu | FALSE | L | Annual | Allowances Withdrawn (n:1) | Thousand Tons | 0 | 0 | 0 | 0 | 0 | 0 | 0
IL Fac. Spec. - NOX Rate Summer v3.1, Unit 440 and retrofits | 470 | 7305 | Rate Constraint in lbs/MMBtu | FALSE | L | Annual | Net Emissions Allowance Position | Thousand Tons | 0.014517 | 0.0077864 | 0.00039592 | 0 | 0 | 0 | 0
IL Fac. Spec. - NOX Rate Summer v3.1, Unit 440 and retrofits | 470 | 7305 | Rate Constraint in lbs/MMBtu | FALSE | L | Annual | Fuel Consumed | TBtu | 0.24266 | 0.13015 | 0.0066179 | 0 | 0 | 0 | 0
IL Fac. Spec. - NOX Rate Summer v3.1, Unit 440 and retrofits | 470 | 7305 | Rate Constraint in lbs/MMBtu | FALSE | L | Annual | Rate | lb/MMBtu | 0.11965 | 0.11965 | 0.11965 | 0 | 0 | 0 | 0
IL Fac. Spec. - NOX Rate Summer v3.1, Unit 440 and retrofits | 470 | 7305 | Rate Constraint in lbs/MMBtu | FALSE | L | Annual | Generation | TWh | 0.022402 | 0.012016 | 0.00061096 | 0 | 0 | 0 | 0
IL Fac. Spec. - NOX Rate Summer v3.1, Unit 440 and retrofits | 470 | 7305 | Rate Constraint in lbs/MMBtu | FALSE | L | Annual | Qualifying Generation | TWh | 0.022402 | 0.012016 | 0.00061096 | 0 | 0 | 0 | 0
IL Fac. Spec. - NOX Rate Summer v3.1, Unit 440 and retrofits | 470 | 7305 | Rate Constraint in lbs/MMBtu | FALSE | L | Annual | Rate | lb/MWh | 1.296 | 1.296 | 1.296 | 0 | 0 | 0 | 0
IL Fac. Spec. - NOX Rate Summer v3.1, Unit 440 and retrofits | 470 | 7305 | Rate Constraint in lbs/MMBtu | FALSE | L | Annual | Constraint Shadow Price | US2022$/Ton | 0 | 0 | 0 | 0 | 0 | 0 | 0
IL Fac. Spec. - NOX Rate Summer v3.1, Unit 441 and retrofits | 471 | 7305 | Rate Constraint in lbs/MMBtu | FALSE | L | Annual | Seasons Included | Seasons | Summer | Summer | Summer | Summer | Summer | Summer | Summer
IL Fac. Spec. - NOX Rate Summer v3.1, Unit 441 and retrofits | 471 | 7305 | Rate Constraint in lbs/MMBtu | FALSE | L | Annual | Standard NOX | lb/MMBtu | 0.25 | 0.25 | 0.25 | 0.25 | 0.25 | 0.25 | 0.25
IL Fac. Spec. - NOX Rate Summer v3.1, Unit 441 and retrofits | 471 | 7305 | Rate Constraint in lbs/MMBtu | FALSE | L | Annual | Emissions at Affected Plants NOX | Thousand Tons | 0.013727 | 0.0073624 | 0.00037436 | 0 | 0 | 0 | 0
IL Fac. Spec. - NOX Rate Summer v3.1, Unit 441 and retrofits | 471 | 7305 | Rate Constraint in lbs/MMBtu | FALSE | L | Annual | Allowances Purchased NOX | Thousand Tons | 0 | 0 | 0 | 0 | 0 | 0 | 0
IL Fac. Spec. - NOX Rate Summer v3.1, Unit 441 and retrofits | 471 | 7305 | Rate Constraint in lbs/MMBtu | FALSE | L | Annual | Allowances Sold NOX | Thousand Tons | 0 | 0 | 0 | 0 | 0 | 0 | 0
IL Fac. Spec. - NOX Rate Summer v3.1, Unit 441 and retrofits | 471 | 7305 | Rate Constraint in lbs/MMBtu | FALSE | L | Annual | Allowances Banked | Thousand Tons | 0 | 0 | 0 | 0 | 0 | 0 | 0
IL Fac. Spec. - NOX Rate Summer v3.1, Unit 441 and retrofits | 471 | 7305 | Rate Constraint in lbs/MMBtu | FALSE | L | Annual | Allowances Withdrawn (1:1) | Thousand Tons | 0 | 0 | 0 | 0 | 0 | 0 | 0
IL Fac. Spec. - NOX Rate Summer v3.1, Unit 441 and retrofits | 471 | 7305 | Rate Constraint in lbs/MMBtu | FALSE | L | Annual | Allowances Withdrawn (n:1) | Thousand Tons | 0 | 0 | 0 | 0 | 0 | 0 | 0
IL Fac. Spec. - NOX Rate Summer v3.1, Unit 441 and retrofits | 471 | 7305 | Rate Constraint in lbs/MMBtu | FALSE | L | Annual | Net Emissions Allowance Position | Thousand Tons | 0.013727 | 0.0073624 | 0.00037436 | 0 | 0 | 0 | 0
IL Fac. Spec. - NOX Rate Summer v3.1, Unit 441 and retrofits | 471 | 7305 | Rate Constraint in lbs/MMBtu | FALSE | L | Annual | Fuel Consumed | TBtu | 0.24318 | 0.13044 | 0.0066323 | 0 | 0 | 0 | 0
IL Fac. Spec. - NOX Rate Summer v3.1, Unit 441 and retrofits | 471 | 7305 | Rate Constraint in lbs/MMBtu | FALSE | L | Annual | Rate | lb/MMBtu | 0.11289 | 0.11289 | 0.11289 | 0 | 0 | 0 | 0
IL Fac. Spec. - NOX Rate Summer v3.1, Unit 441 and retrofits | 471 | 7305 | Rate Constraint in lbs/MMBtu | FALSE | L | Annual | Generation | TWh | 0.022451 | 0.012042 | 0.00061229 | 0 | 0 | 0 | 0
IL Fac. Spec. - NOX Rate Summer v3.1, Unit 441 and retrofits | 471 | 7305 | Rate Constraint in lbs/MMBtu | FALSE | L | Annual | Qualifying Generation | TWh | 0.022451 | 0.012042 | 0.00061229 | 0 | 0 | 0 | 0
IL Fac. Spec. - NOX Rate Summer v3.1, Unit 441 and retrofits | 471 | 7305 | Rate Constraint in lbs/MMBtu | FALSE | L | Annual | Rate | lb/MWh | 1.2228 | 1.2228 | 1.2228 | 0 | 0 | 0 | 0
IL Fac. Spec. - NOX Rate Summer v3.1, Unit 441 and retrofits | 471 | 7305 | Rate Constraint in lbs/MMBtu | FALSE | L | Annual | Constraint Shadow Price | US2022$/Ton | 0 | 0 | 0 | 0 | 0 | 0 | 0
IL Fac. Spec. - NOX Rate Summer v3.1, Unit 442 and retrofits | 472 | 7305 | Rate Constraint in lbs/MMBtu | FALSE | L | Annual | Seasons Included | Seasons | Summer | Summer | Summer | Summer | Summer | Summer | Summer
IL Fac. Spec. - NOX Rate Summer v3.1, Unit 442 and retrofits | 472 | 7305 | Rate Constraint in lbs/MMBtu | FALSE | L | Annual | Standard NOX | lb/MMBtu | 0.25 | 0.25 | 0.25 | 0.25 | 0.25 | 0.25 | 0.25
IL Fac. Spec. - NOX Rate Summer v3.1, Unit 442 and retrofits | 472 | 7305 | Rate Constraint in lbs/MMBtu | FALSE | L | Annual | Emissions at Affected Plants NOX | Thousand Tons | 0.0035683 | 0.00032812 | 0 | 0 | 0 | 0 | 0
IL Fac. Spec. - NOX Rate Summer v3.1, Unit 442 and retrofits | 472 | 7305 | Rate Constraint in lbs/MMBtu | FALSE | L | Annual | Allowances Purchased NOX | Thousand Tons | 0 | 0 | 0 | 0 | 0 | 0 | 0
IL Fac. Spec. - NOX Rate Summer v3.1, Unit 442 and retrofits | 472 | 7305 | Rate Constraint in lbs/MMBtu | FALSE | L | Annual | Allowances Sold NOX | Thousand Tons | 0 | 0 | 0 | 0 | 0 | 0 | 0
IL Fac. Spec. - NOX Rate Summer v3.1, Unit 442 and retrofits | 472 | 7305 | Rate Constraint in lbs/MMBtu | FALSE | L | Annual | Allowances Banked | Thousand Tons | 0 | 0 | 0 | 0 | 0 | 0 | 0
IL Fac. Spec. - NOX Rate Summer v3.1, Unit 442 and retrofits | 472 | 7305 | Rate Constraint in lbs/MMBtu | FALSE | L | Annual | Allowances Withdrawn (1:1) | Thousand Tons | 0 | 0 | 0 | 0 | 0 | 0 | 0
IL Fac. Spec. - NOX Rate Summer v3.1, Unit 442 and retrofits | 472 | 7305 | Rate Constraint in lbs/MMBtu | FALSE | L | Annual | Allowances Withdrawn (n:1) | Thousand Tons | 0 | 0 | 0 | 0 | 0 | 0 | 0
IL Fac. Spec. - NOX Rate Summer v3.1, Unit 442 and retrofits | 472 | 7305 | Rate Constraint in lbs/MMBtu | FALSE | L | Annual | Net Emissions Allowance Position | Thousand Tons | 0.0035683 | 0.00032812 | 0 | 0 | 0 | 0 | 0
IL Fac. Spec. - NOX Rate Summer v3.1, Unit 442 and retrofits | 472 | 7305 | Rate Constraint in lbs/MMBtu | FALSE | L | Annual | Fuel Consumed | TBtu | 0.030991 | 0.0028497 | 0 | 0 | 0 | 0 | 0
IL Fac. Spec. - NOX Rate Summer v3.1, Unit 442 and retrofits | 472 | 7305 | Rate Constraint in lbs/MMBtu | FALSE | L | Annual | Rate | lb/MMBtu | 0.23028 | 0.23028 | 0 | 0 | 0 | 0 | 0
IL Fac. Spec. - NOX Rate Summer v3.1, Unit 442 and retrofits | 472 | 7305 | Rate Constraint in lbs/MMBtu | FALSE | L | Annual | Generation | TWh | 0.002311 | 0.00021251 | 0 | 0 | 0 | 0 | 0
IL Fac. Spec. - NOX Rate Summer v3.1, Unit 442 and retrofits | 472 | 7305 | Rate Constraint in lbs/MMBtu | FALSE | L | Annual | Qualifying Generation | TWh | 0.002311 | 0.00021251 | 0 | 0 | 0 | 0 | 0
IL Fac. Spec. - NOX Rate Summer v3.1, Unit 442 and retrofits | 472 | 7305 | Rate Constraint in lbs/MMBtu | FALSE | L | Annual | Rate | lb/MWh | 3.0881 | 3.0881 | 0 | 0 | 0 | 0 | 0
IL Fac. Spec. - NOX Rate Summer v3.1, Unit 442 and retrofits | 472 | 7305 | Rate Constraint in lbs/MMBtu | FALSE | L | Annual | Constraint Shadow Price | US2022$/Ton | 0 | 0 | 0 | 0 | 0 | 0 | 0
IL Fac. Spec. - NOX Rate Summer v3.1, Unit 443 and retrofits | 473 | 7305 | Rate Constraint in lbs/MMBtu | FALSE | L | Annual | Seasons Included | Seasons | Summer | Summer | Summer | Summer | Summer | Summer | Summer
IL Fac. Spec. - NOX Rate Summer v3.1, Unit 443 and retrofits | 473 | 7305 | Rate Constraint in lbs/MMBtu | FALSE | L | Annual | Standard NOX | lb/MMBtu | 0.25 | 0.25 | 0.25 | 0.25 | 0.25 | 0.25 | 0.25
IL Fac. Spec. - NOX Rate Summer v3.1, Unit 443 and retrofits | 473 | 7305 | Rate Constraint in lbs/MMBtu | FALSE | L | Annual | Emissions at Affected Plants NOX | Thousand Tons | 0.0035032 | 0.00032213 | 0 | 0 | 0 | 0 | 0
IL Fac. Spec. - NOX Rate Summer v3.1, Unit 443 and retrofits | 473 | 7305 | Rate Constraint in lbs/MMBtu | FALSE | L | Annual | Allowances Purchased NOX | Thousand Tons | 0 | 0 | 0 | 0 | 0 | 0 | 0
IL Fac. Spec. - NOX Rate Summer v3.1, Unit 443 and retrofits | 473 | 7305 | Rate Constraint in lbs/MMBtu | FALSE | L | Annual | Allowances Sold NOX | Thousand Tons | 0 | 0 | 0 | 0 | 0 | 0 | 0
IL Fac. Spec. - NOX Rate Summer v3.1, Unit 443 and retrofits | 473 | 7305 | Rate Constraint in lbs/MMBtu | FALSE | L | Annual | Allowances Banked | Thousand Tons | 0 | 0 | 0 | 0 | 0 | 0 | 0
IL Fac. Spec. - NOX Rate Summer v3.1, Unit 443 and retrofits | 473 | 7305 | Rate Constraint in lbs/MMBtu | FALSE | L | Annual | Allowances Withdrawn (1:1) | Thousand Tons | 0 | 0 | 0 | 0 | 0 | 0 | 0
IL Fac. Spec. - NOX Rate Summer v3.1, Unit 443 and retrofits | 473 | 7305 | Rate Constraint in lbs/MMBtu | FALSE | L | Annual | Allowances Withdrawn (n:1) | Thousand Tons | 0 | 0 | 0 | 0 | 0 | 0 | 0
IL Fac. Spec. - NOX Rate Summer v3.1, Unit 443 and retrofits | 473 | 7305 | Rate Constraint in lbs/MMBtu | FALSE | L | Annual | Net Emissions Allowance Position | Thousand Tons | 0.0035032 | 0.00032213 | 0 | 0 | 0 | 0 | 0
IL Fac. Spec. - NOX Rate Summer v3.1, Unit 443 and retrofits | 473 | 7305 | Rate Constraint in lbs/MMBtu | FALSE | L | Annual | Fuel Consumed | TBtu | 0.030993 | 0.0028499 | 0 | 0 | 0 | 0 | 0
IL Fac. Spec. - NOX Rate Summer v3.1, Unit 443 and retrofits | 473 | 7305 | Rate Constraint in lbs/MMBtu | FALSE | L | Annual | Rate | lb/MMBtu | 0.22606 | 0.22606 | 0 | 0 | 0 | 0 | 0
IL Fac. Spec. - NOX Rate Summer v3.1, Unit 443 and retrofits | 473 | 7305 | Rate Constraint in lbs/MMBtu | FALSE | L | Annual | Generation | TWh | 0.002311 | 0.00021251 | 0 | 0 | 0 | 0 | 0
IL Fac. Spec. - NOX Rate Summer v3.1, Unit 443 and retrofits | 473 | 7305 | Rate Constraint in lbs/MMBtu | FALSE | L | Annual | Qualifying Generation | TWh | 0.002311 | 0.00021251 | 0 | 0 | 0 | 0 | 0
IL Fac. Spec. - NOX Rate Summer v3.1, Unit 443 and retrofits | 473 | 7305 | Rate Constraint in lbs/MMBtu | FALSE | L | Annual | Rate | lb/MWh | 3.0317 | 3.0317 | 0 | 0 | 0 | 0 | 0
IL Fac. Spec. - NOX Rate Summer v3.1, Unit 443 and retrofits | 473 | 7305 | Rate Constraint in lbs/MMBtu | FALSE | L | Annual | Constraint Shadow Price | US2022$/Ton | 0 | 0 | 0 | 0 | 0 | 0 | 0
IL Fac. Spec. - NOX Rate Summer v3.1, Unit 444 and retrofits | 474 | 7305 | Rate Constraint in lbs/MMBtu | FALSE | L | Annual | Seasons Included | Seasons | Summer | Summer | Summer | Summer | Summer | Summer | Summer
IL Fac. Spec. - NOX Rate Summer v3.1, Unit 444 and retrofits | 474 | 7305 | Rate Constraint in lbs/MMBtu | FALSE | L | Annual | Standard NOX | lb/MMBtu | 0.25 | 0.25 | 0.25 | 0.25 | 0.25 | 0.25 | 0.25
IL Fac. Spec. - NOX Rate Summer v3.1, Unit 444 and retrofits | 474 | 7305 | Rate Constraint in lbs/MMBtu | FALSE | L | Annual | Emissions at Affected Plants NOX | Thousand Tons | 0.011203 | 0.011203 | 0.00018332 | 0 | 0 | 0 | 0
IL Fac. Spec. - NOX Rate Summer v3.1, Unit 444 and retrofits | 474 | 7305 | Rate Constraint in lbs/MMBtu | FALSE | L | Annual | Allowances Purchased NOX | Thousand Tons | 0 | 0 | 0 | 0 | 0 | 0 | 0
IL Fac. Spec. - NOX Rate Summer v3.1, Unit 444 and retrofits | 474 | 7305 | Rate Constraint in lbs/MMBtu | FALSE | L | Annual | Allowances Sold NOX | Thousand Tons | 0 | 0 | 0 | 0 | 0 | 0 | 0
IL Fac. Spec. - NOX Rate Summer v3.1, Unit 444 and retrofits | 474 | 7305 | Rate Constraint in lbs/MMBtu | FALSE | L | Annual | Allowances Banked | Thousand Tons | 0 | 0 | 0 | 0 | 0 | 0 | 0
IL Fac. Spec. - NOX Rate Summer v3.1, Unit 444 and retrofits | 474 | 7305 | Rate Constraint in lbs/MMBtu | FALSE | L | Annual | Allowances Withdrawn (1:1) | Thousand Tons | 0 | 0 | 0 | 0 | 0 | 0 | 0
IL Fac. Spec. - NOX Rate Summer v3.1, Unit 444 and retrofits | 474 | 7305 | Rate Constraint in lbs/MMBtu | FALSE | L | Annual | Allowances Withdrawn (n:1) | Thousand Tons | 0 | 0 | 0 | 0 | 0 | 0 | 0
IL Fac. Spec. - NOX Rate Summer v3.1, Unit 444 and retrofits | 474 | 7305 | Rate Constraint in lbs/MMBtu | FALSE | L | Annual | Net Emissions Allowance Position | Thousand Tons | 0.011203 | 0.011203 | 0.00018332 | 0 | 0 | 0 | 0
IL Fac. Spec. - NOX Rate Summer v3.1, Unit 444 and retrofits | 474 | 7305 | Rate Constraint in lbs/MMBtu | FALSE | L | Annual | Fuel Consumed | TBtu | 0.23548 | 0.23548 | 0.0038532 | 0 | 0 | 0 | 0
IL Fac. Spec. - NOX Rate Summer v3.1, Unit 444 and retrofits | 474 | 7305 | Rate Constraint in lbs/MMBtu | FALSE | L | Annual | Rate | lb/MMBtu | 0.09515 | 0.09515 | 0.09515 | 0 | 0 | 0 | 0
IL Fac. Spec. - NOX Rate Summer v3.1, Unit 444 and retrofits | 474 | 7305 | Rate Constraint in lbs/MMBtu | FALSE | L | Annual | Generation | TWh | 0.021915 | 0.021915 | 0.00035861 | 0 | 0 | 0 | 0
IL Fac. Spec. - NOX Rate Summer v3.1, Unit 444 and retrofits | 474 | 7305 | Rate Constraint in lbs/MMBtu | FALSE | L | Annual | Qualifying Generation | TWh | 0.021915 | 0.021915 | 0.00035861 | 0 | 0 | 0 | 0
IL Fac. Spec. - NOX Rate Summer v3.1, Unit 444 and retrofits | 474 | 7305 | Rate Constraint in lbs/MMBtu | FALSE | L | Annual | Rate | lb/MWh | 1.0224 | 1.0224 | 1.0224 | 0 | 0 | 0 | 0
IL Fac. Spec. - NOX Rate Summer v3.1, Unit 444 and retrofits | 474 | 7305 | Rate Constraint in lbs/MMBtu | FALSE | L | Annual | Constraint Shadow Price | US2022$/Ton | 0 | 0 | 0 | 0 | 0 | 0 | 0
IL Fac. Spec. - NOX Rate Summer v3.1, Unit 445 and retrofits | 475 | 7305 | Rate Constraint in lbs/MMBtu | FALSE | L | Annual | Seasons Included | Seasons | Summer | Summer | Summer | Summer | Summer | Summer | Summer
IL Fac. Spec. - NOX Rate Summer v3.1, Unit 445 and retrofits | 475 | 7305 | Rate Constraint in lbs/MMBtu | FALSE | L | Annual | Standard NOX | lb/MMBtu | 0.25 | 0.25 | 0.25 | 0.25 | 0.25 | 0.25 | 0.25
IL Fac. Spec. - NOX Rate Summer v3.1, Unit 445 and retrofits | 475 | 7305 | Rate Constraint in lbs/MMBtu | FALSE | L | Annual | Emissions at Affected Plants NOX | Thousand Tons | 0.010953 | 0.010136 | 0.00029871 | 0 | 0 | 0 | 0
IL Fac. Spec. - NOX Rate Summer v3.1, Unit 445 and retrofits | 475 | 7305 | Rate Constraint in lbs/MMBtu | FALSE | L | Annual | Allowances Purchased NOX | Thousand Tons | 0 | 0 | 0 | 0 | 0 | 0 | 0
IL Fac. Spec. - NOX Rate Summer v3.1, Unit 445 and retrofits | 475 | 7305 | Rate Constraint in lbs/MMBtu | FALSE | L | Annual | Allowances Sold NOX | Thousand Tons | 0 | 0 | 0 | 0 | 0 | 0 | 0
IL Fac. Spec. - NOX Rate Summer v3.1, Unit 445 and retrofits | 475 | 7305 | Rate Constraint in lbs/MMBtu | FALSE | L | Annual | Allowances Banked | Thousand Tons | 0 | 0 | 0 | 0 | 0 | 0 | 0
IL Fac. Spec. - NOX Rate Summer v3.1, Unit 445 and retrofits | 475 | 7305 | Rate Constraint in lbs/MMBtu | FALSE | L | Annual | Allowances Withdrawn (1:1) | Thousand Tons | 0 | 0 | 0 | 0 | 0 | 0 | 0
IL Fac. Spec. - NOX Rate Summer v3.1, Unit 445 and retrofits | 475 | 7305 | Rate Constraint in lbs/MMBtu | FALSE | L | Annual | Allowances Withdrawn (n:1) | Thousand Tons | 0 | 0 | 0 | 0 | 0 | 0 | 0
IL Fac. Spec. - NOX Rate Summer v3.1, Unit 445 and retrofits | 475 | 7305 | Rate Constraint in lbs/MMBtu | FALSE | L | Annual | Net Emissions Allowance Position | Thousand Tons | 0.010953 | 0.010136 | 0.00029871 | 0 | 0 | 0 | 0
IL Fac. Spec. - NOX Rate Summer v3.1, Unit 445 and retrofits | 475 | 7305 | Rate Constraint in lbs/MMBtu | FALSE | L | Annual | Fuel Consumed | TBtu | 0.23024 | 0.21308 | 0.0062793 | 0 | 0 | 0 | 0
IL Fac. Spec. - NOX Rate Summer v3.1, Unit 445 and retrofits | 475 | 7305 | Rate Constraint in lbs/MMBtu | FALSE | L | Annual | Rate | lb/MMBtu | 0.09514 | 0.09514 | 0.09514 | 0 | 0 | 0 | 0
IL Fac. Spec. - NOX Rate Summer v3.1, Unit 445 and retrofits | 475 | 7305 | Rate Constraint in lbs/MMBtu | FALSE | L | Annual | Generation | TWh | 0.021428 | 0.019831 | 0.0005844 | 0 | 0 | 0 | 0
IL Fac. Spec. - NOX Rate Summer v3.1, Unit 445 and retrofits | 475 | 7305 | Rate Constraint in lbs/MMBtu | FALSE | L | Annual | Qualifying Generation | TWh | 0.021428 | 0.019831 | 0.0005844 | 0 | 0 | 0 | 0
IL Fac. Spec. - NOX Rate Summer v3.1, Unit 445 and retrofits | 475 | 7305 | Rate Constraint in lbs/MMBtu | FALSE | L | Annual | Rate | lb/MWh | 1.0223 | 1.0223 | 1.0223 | 0 | 0 | 0 | 0
IL Fac. Spec. - NOX Rate Summer v3.1, Unit 445 and retrofits | 475 | 7305 | Rate Constraint in lbs/MMBtu | FALSE | L | Annual | Constraint Shadow Price | US2022$/Ton | 0 | 0 | 0 | 0 | 0 | 0 | 0
IL Fac. Spec. - NOX Rate Summer v3.1, Unit 446 and retrofits | 476 | 7305 | Rate Constraint in lbs/MMBtu | FALSE | L | Annual | Seasons Included | Seasons | Summer | Summer | Summer | Summer | Summer | Summer | Summer
IL Fac. Spec. - NOX Rate Summer v3.1, Unit 446 and retrofits | 476 | 7305 | Rate Constraint in lbs/MMBtu | FALSE | L | Annual | Standard NOX | lb/MMBtu | 0.25 | 0.25 | 0.25 | 0.25 | 0.25 | 0.25 | 0.25
IL Fac. Spec. - NOX Rate Summer v3.1, Unit 446 and retrofits | 476 | 7305 | Rate Constraint in lbs/MMBtu | FALSE | L | Annual | Emissions at Affected Plants NOX | Thousand Tons | 0.011118 | 0.0067923 | 0.00030323 | 0 | 0 | 0 | 0
IL Fac. Spec. - NOX Rate Summer v3.1, Unit 446 and retrofits | 476 | 7305 | Rate Constraint in lbs/MMBtu | FALSE | L | Annual | Allowances Purchased NOX | Thousand Tons | 0 | 0 | 0 | 0 | 0 | 0 | 0
IL Fac. Spec. - NOX Rate Summer v3.1, Unit 446 and retrofits | 476 | 7305 | Rate Constraint in lbs/MMBtu | FALSE | L | Annual | Allowances Sold NOX | Thousand Tons | 0 | 0 | 0 | 0 | 0 | 0 | 0
IL Fac. Spec. - NOX Rate Summer v3.1, Unit 446 and retrofits | 476 | 7305 | Rate Constraint in lbs/MMBtu | FALSE | L | Annual | Allowances Banked | Thousand Tons | 0 | 0 | 0 | 0 | 0 | 0 | 0
IL Fac. Spec. - NOX Rate Summer v3.1, Unit 446 and retrofits | 476 | 7305 | Rate Constraint in lbs/MMBtu | FALSE | L | Annual | Allowances Withdrawn (1:1) | Thousand Tons | 0 | 0 | 0 | 0 | 0 | 0 | 0
IL Fac. Spec. - NOX Rate Summer v3.1, Unit 446 and retrofits | 476 | 7305 | Rate Constraint in lbs/MMBtu | FALSE | L | Annual | Allowances Withdrawn (n:1) | Thousand Tons | 0 | 0 | 0 | 0 | 0 | 0 | 0
IL Fac. Spec. - NOX Rate Summer v3.1, Unit 446 and retrofits | 476 | 7305 | Rate Constraint in lbs/MMBtu | FALSE | L | Annual | Net Emissions Allowance Position | Thousand Tons | 0.011118 | 0.0067923 | 0.00030323 | 0 | 0 | 0 | 0
IL Fac. Spec. - NOX Rate Summer v3.1, Unit 446 and retrofits | 476 | 7305 | Rate Constraint in lbs/MMBtu | FALSE | L | Annual | Fuel Consumed | TBtu | 0.23024 | 0.14066 | 0.0062793 | 0 | 0 | 0 | 0
IL Fac. Spec. - NOX Rate Summer v3.1, Unit 446 and retrofits | 476 | 7305 | Rate Constraint in lbs/MMBtu | FALSE | L | Annual | Rate | lb/MMBtu | 0.09658 | 0.09658 | 0.09658 | 0 | 0 | 0 | 0
IL Fac. Spec. - NOX Rate Summer v3.1, Unit 446 and retrofits | 476 | 7305 | Rate Constraint in lbs/MMBtu | FALSE | L | Annual | Generation | TWh | 0.021428 | 0.01309 | 0.0005844 | 0 | 0 | 0 | 0
IL Fac. Spec. - NOX Rate Summer v3.1, Unit 446 and retrofits | 476 | 7305 | Rate Constraint in lbs/MMBtu | FALSE | L | Annual | Qualifying Generation | TWh | 0.021428 | 0.01309 | 0.0005844 | 0 | 0 | 0 | 0
IL Fac. Spec. - NOX Rate Summer v3.1, Unit 446 and retrofits | 476 | 7305 | Rate Constraint in lbs/MMBtu | FALSE | L | Annual | Rate | lb/MWh | 1.0378 | 1.0378 | 1.0378 | 0 | 0 | 0 | 0
IL Fac. Spec. - NOX Rate Summer v3.1, Unit 446 and retrofits | 476 | 7305 | Rate Constraint in lbs/MMBtu | FALSE | L | Annual | Constraint Shadow Price | US2022$/Ton | 0 | 0 | 0 | 0 | 0 | 0 | 0
IL Fac. Spec. - NOX Rate Summer v3.1, Unit 447 and retrofits | 477 | 7305 | Rate Constraint in lbs/MMBtu | FALSE | L | Annual | Seasons Included | Seasons | Summer | Summer | Summer | Summer | Summer | Summer | Summer
IL Fac. Spec. - NOX Rate Summer v3.1, Unit 447 and retrofits | 477 | 7305 | Rate Constraint in lbs/MMBtu | FALSE | L | Annual | Standard NOX | lb/MMBtu | 0.25 | 0.25 | 0.25 | 0.25 | 0.25 | 0.25 | 0.25
IL Fac. Spec. - NOX Rate Summer v3.1, Unit 447 and retrofits | 477 | 7305 | Rate Constraint in lbs/MMBtu | FALSE | L | Annual | Emissions at Affected Plants NOX | Thousand Tons | 0.010939 | 0.010123 | 0.00029833 | 0 | 0 | 0 | 0
IL Fac. Spec. - NOX Rate Summer v3.1, Unit 447 and retrofits | 477 | 7305 | Rate Constraint in lbs/MMBtu | FALSE | L | Annual | Allowances Purchased NOX | Thousand Tons | 0 | 0 | 0 | 0 | 0 | 0 | 0
IL Fac. Spec. - NOX Rate Summer v3.1, Unit 447 and retrofits | 477 | 7305 | Rate Constraint in lbs/MMBtu | FALSE | L | Annual | Allowances Sold NOX | Thousand Tons | 0 | 0 | 0 | 0 | 0 | 0 | 0
IL Fac. Spec. - NOX Rate Summer v3.1, Unit 447 and retrofits | 477 | 7305 | Rate Constraint in lbs/MMBtu | FALSE | L | Annual | Allowances Banked | Thousand Tons | 0 | 0 | 0 | 0 | 0 | 0 | 0
IL Fac. Spec. - NOX Rate Summer v3.1, Unit 447 and retrofits | 477 | 7305 | Rate Constraint in lbs/MMBtu | FALSE | L | Annual | Allowances Withdrawn (1:1) | Thousand Tons | 0 | 0 | 0 | 0 | 0 | 0 | 0
IL Fac. Spec. - NOX Rate Summer v3.1, Unit 447 and retrofits | 477 | 7305 | Rate Constraint in lbs/MMBtu | FALSE | L | Annual | Allowances Withdrawn (n:1) | Thousand Tons | 0 | 0 | 0 | 0 | 0 | 0 | 0
IL Fac. Spec. - NOX Rate Summer v3.1, Unit 447 and retrofits | 477 | 7305 | Rate Constraint in lbs/MMBtu | FALSE | L | Annual | Net Emissions Allowance Position | Thousand Tons | 0.010939 | 0.010123 | 0.00029833 | 0 | 0 | 0 | 0
IL Fac. Spec. - NOX Rate Summer v3.1, Unit 447 and retrofits | 477 | 7305 | Rate Constraint in lbs/MMBtu | FALSE | L | Annual | Fuel Consumed | TBtu | 0.23024 | 0.21308 | 0.0062793 | 0 | 0 | 0 | 0
IL Fac. Spec. - NOX Rate Summer v3.1, Unit 447 and retrofits | 477 | 7305 | Rate Constraint in lbs/MMBtu | FALSE | L | Annual | Rate | lb/MMBtu | 0.09502 | 0.09502 | 0.09502 | 0 | 0 | 0 | 0
IL Fac. Spec. - NOX Rate Summer v3.1, Unit 447 and retrofits | 477 | 7305 | Rate Constraint in lbs/MMBtu | FALSE | L | Annual | Generation | TWh | 0.021428 | 0.019831 | 0.0005844 | 0 | 0 | 0 | 0
IL Fac. Spec. - NOX Rate Summer v3.1, Unit 447 and retrofits | 477 | 7305 | Rate Constraint in lbs/MMBtu | FALSE | L | Annual | Qualifying Generation | TWh | 0.021428 | 0.019831 | 0.0005844 | 0 | 0 | 0 | 0
IL Fac. Spec. - NOX Rate Summer v3.1, Unit 447 and retrofits | 477 | 7305 | Rate Constraint in lbs/MMBtu | FALSE | L | Annual | Rate | lb/MWh | 1.021 | 1.021 | 1.021 | 0 | 0 | 0 | 0
IL Fac. Spec. - NOX Rate Summer v3.1, Unit 447 and retrofits | 477 | 7305 | Rate Constraint in lbs/MMBtu | FALSE | L | Annual | Constraint Shadow Price | US2022$/Ton | 0 | 0 | 0 | 0 | 0 | 0 | 0
IL Fac. Spec. - NOX Rate Summer v3.1, Unit 448 and retrofits | 478 | 7305 | Rate Constraint in lbs/MMBtu | FALSE | L | Annual | Seasons Included | Seasons | Summer | Summer | Summer | Summer | Summer | Summer | Summer
IL Fac. Spec. - NOX Rate Summer v3.1, Unit 448 and retrofits | 478 | 7305 | Rate Constraint in lbs/MMBtu | FALSE | L | Annual | Standard NOX | lb/MMBtu | 0.25 | 0.25 | 0.25 | 0.25 | 0.25 | 0.25 | 0.25
IL Fac. Spec. - NOX Rate Summer v3.1, Unit 448 and retrofits | 478 | 7305 | Rate Constraint in lbs/MMBtu | FALSE | L | Annual | Emissions at Affected Plants NOX | Thousand Tons | 0.010725 | 0.010725 | 0.00029249 | 0 | 0 | 0 | 0
IL Fac. Spec. - NOX Rate Summer v3.1, Unit 448 and retrofits | 478 | 7305 | Rate Constraint in lbs/MMBtu | FALSE | L | Annual | Allowances Purchased NOX | Thousand Tons | 0 | 0 | 0 | 0 | 0 | 0 | 0
IL Fac. Spec. - NOX Rate Summer v3.1, Unit 448 and retrofits | 478 | 7305 | Rate Constraint in lbs/MMBtu | FALSE | L | Annual | Allowances Sold NOX | Thousand Tons | 0 | 0 | 0 | 0 | 0 | 0 | 0
IL Fac. Spec. - NOX Rate Summer v3.1, Unit 448 and retrofits | 478 | 7305 | Rate Constraint in lbs/MMBtu | FALSE | L | Annual | Allowances Banked | Thousand Tons | 0 | 0 | 0 | 0 | 0 | 0 | 0
IL Fac. Spec. - NOX Rate Summer v3.1, Unit 448 and retrofits | 478 | 7305 | Rate Constraint in lbs/MMBtu | FALSE | L | Annual | Allowances Withdrawn (1:1) | Thousand Tons | 0 | 0 | 0 | 0 | 0 | 0 | 0
IL Fac. Spec. - NOX Rate Summer v3.1, Unit 448 and retrofits | 478 | 7305 | Rate Constraint in lbs/MMBtu | FALSE | L | Annual | Allowances Withdrawn (n:1) | Thousand Tons | 0 | 0 | 0 | 0 | 0 | 0 | 0
IL Fac. Spec. - NOX Rate Summer v3.1, Unit 448 and retrofits | 478 | 7305 | Rate Constraint in lbs/MMBtu | FALSE | L | Annual | Net Emissions Allowance Position | Thousand Tons | 0.010725 | 0.010725 | 0.00029249 | 0 | 0 | 0 | 0
IL Fac. Spec. - NOX Rate Summer v3.1, Unit 448 and retrofits | 478 | 7305 | Rate Constraint in lbs/MMBtu | FALSE | L | Annual | Fuel Consumed | TBtu | 0.23024 | 0.23024 | 0.0062793 | 0 | 0 | 0 | 0
IL Fac. Spec. - NOX Rate Summer v3.1, Unit 448 and retrofits | 478 | 7305 | Rate Constraint in lbs/MMBtu | FALSE | L | Annual | Rate | lb/MMBtu | 0.09316 | 0.09316 | 0.09316 | 0 | 0 | 0 | 0
IL Fac. Spec. - NOX Rate Summer v3.1, Unit 448 and retrofits | 478 | 7305 | Rate Constraint in lbs/MMBtu | FALSE | L | Annual | Generation | TWh | 0.021428 | 0.021428 | 0.0005844 | 0 | 0 | 0 | 0
IL Fac. Spec. - NOX Rate Summer v3.1, Unit 448 and retrofits | 478 | 7305 | Rate Constraint in lbs/MMBtu | FALSE | L | Annual | Qualifying Generation | TWh | 0.021428 | 0.021428 | 0.0005844 | 0 | 0 | 0 | 0
IL Fac. Spec. - NOX Rate Summer v3.1, Unit 448 and retrofits | 478 | 7305 | Rate Constraint in lbs/MMBtu | FALSE | L | Annual | Rate | lb/MWh | 1.001 | 1.001 | 1.001 | 0 | 0 | 0 | 0
IL Fac. Spec. - NOX Rate Summer v3.1, Unit 448 and retrofits | 478 | 7305 | Rate Constraint in lbs/MMBtu | FALSE | L | Annual | Constraint Shadow Price | US2022$/Ton | 0 | 0 | 0 | 0 | 0 | 0 | 0
IL Fac. Spec. - NOX Rate Summer v3.1, Unit 449 and retrofits | 479 | 7305 | Rate Constraint in lbs/MMBtu | FALSE | L | Annual | Seasons Included | Seasons | Summer | Summer | Summer | Summer | Summer | Summer | Summer
IL Fac. Spec. - NOX Rate Summer v3.1, Unit 449 and retrofits | 479 | 7305 | Rate Constraint in lbs/MMBtu | FALSE | L | Annual | Standard NOX | lb/MMBtu | 0.25 | 0.25 | 0.25 | 0.25 | 0.25 | 0.25 | 0.25
IL Fac. Spec. - NOX Rate Summer v3.1, Unit 449 and retrofits | 479 | 7305 | Rate Constraint in lbs/MMBtu | FALSE | L | Annual | Emissions at Affected Plants NOX | Thousand Tons | 0.0020036 | 0.0010747 | 5.4645e-05 | 0 | 0 | 0 | 0
IL Fac. Spec. - NOX Rate Summer v3.1, Unit 449 and retrofits | 479 | 7305 | Rate Constraint in lbs/MMBtu | FALSE | L | Annual | Allowances Purchased NOX | Thousand Tons | 0 | 0 | 0 | 0 | 0 | 0 | 0
IL Fac. Spec. - NOX Rate Summer v3.1, Unit 449 and retrofits | 479 | 7305 | Rate Constraint in lbs/MMBtu | FALSE | L | Annual | Allowances Sold NOX | Thousand Tons | 0 | 0 | 0 | 0 | 0 | 0 | 0
IL Fac. Spec. - NOX Rate Summer v3.1, Unit 449 and retrofits | 479 | 7305 | Rate Constraint in lbs/MMBtu | FALSE | L | Annual | Allowances Banked | Thousand Tons | 0 | 0 | 0 | 0 | 0 | 0 | 0
IL Fac. Spec. - NOX Rate Summer v3.1, Unit 449 and retrofits | 479 | 7305 | Rate Constraint in lbs/MMBtu | FALSE | L | Annual | Allowances Withdrawn (1:1) | Thousand Tons | 0 | 0 | 0 | 0 | 0 | 0 | 0
IL Fac. Spec. - NOX Rate Summer v3.1, Unit 449 and retrofits | 479 | 7305 | Rate Constraint in lbs/MMBtu | FALSE | L | Annual | Allowances Withdrawn (n:1) | Thousand Tons | 0 | 0 | 0 | 0 | 0 | 0 | 0
IL Fac. Spec. - NOX Rate Summer v3.1, Unit 449 and retrofits | 479 | 7305 | Rate Constraint in lbs/MMBtu | FALSE | L | Annual | Net Emissions Allowance Position | Thousand Tons | 0.0020036 | 0.0010747 | 5.4645e-05 | 0 | 0 | 0 | 0
IL Fac. Spec. - NOX Rate Summer v3.1, Unit 449 and retrofits | 479 | 7305 | Rate Constraint in lbs/MMBtu | FALSE | L | Annual | Fuel Consumed | TBtu | 0.18315 | 0.098234 | 0.0049949 | 0 | 0 | 0 | 0
IL Fac. Spec. - NOX Rate Summer v3.1, Unit 449 and retrofits | 479 | 7305 | Rate Constraint in lbs/MMBtu | FALSE | L | Annual | Rate | lb/MMBtu | 0.02188 | 0.02188 | 0.02188 | 0 | 0 | 0 | 0
IL Fac. Spec. - NOX Rate Summer v3.1, Unit 449 and retrofits | 479 | 7305 | Rate Constraint in lbs/MMBtu | FALSE | L | Annual | Generation | TWh | 0.017045 | 0.0091423 | 0.00046486 | 0 | 0 | 0 | 0
IL Fac. Spec. - NOX Rate Summer v3.1, Unit 449 and retrofits | 479 | 7305 | Rate Constraint in lbs/MMBtu | FALSE | L | Annual | Qualifying Generation | TWh | 0.017045 | 0.0091423 | 0.00046486 | 0 | 0 | 0 | 0
IL Fac. Spec. - NOX Rate Summer v3.1, Unit 449 and retrofits | 479 | 7305 | Rate Constraint in lbs/MMBtu | FALSE | L | Annual | Rate | lb/MWh | 0.2351 | 0.2351 | 0.2351 | 0 | 0 | 0 | 0
IL Fac. Spec. - NOX Rate Summer v3.1, Unit 449 and retrofits | 479 | 7305 | Rate Constraint in lbs/MMBtu | FALSE | L | Annual | Constraint Shadow Price | US2022$/Ton | 0 | 0 | 0 | 0 | 0 | 0 | 0
IL Fac. Spec. - NOX Rate Summer v3.1, Unit 450 and retrofits | 480 | 7305 | Rate Constraint in lbs/MMBtu | FALSE | L | Annual | Seasons Included | Seasons | Summer | Summer | Summer | Summer | Summer | Summer | Summer
IL Fac. Spec. - NOX Rate Summer v3.1, Unit 450 and retrofits | 480 | 7305 | Rate Constraint in lbs/MMBtu | FALSE | L | Annual | Standard NOX | lb/MMBtu | 0.25 | 0.25 | 0.25 | 0.25 | 0.25 | 0.25 | 0.25
IL Fac. Spec. - NOX Rate Summer v3.1, Unit 450 and retrofits | 480 | 7305 | Rate Constraint in lbs/MMBtu | FALSE | L | Annual | Emissions at Affected Plants NOX | Thousand Tons | 0.0031318 | 0.0031318 | 8.5413e-05 | 0 | 0 | 0 | 0
IL Fac. Spec. - NOX Rate Summer v3.1, Unit 450 and retrofits | 480 | 7305 | Rate Constraint in lbs/MMBtu | FALSE | L | Annual | Allowances Purchased NOX | Thousand Tons | 0 | 0 | 0 | 0 | 0 | 0 | 0
IL Fac. Spec. - NOX Rate Summer v3.1, Unit 450 and retrofits | 480 | 7305 | Rate Constraint in lbs/MMBtu | FALSE | L | Annual | Allowances Sold NOX | Thousand Tons | 0 | 0 | 0 | 0 | 0 | 0 | 0
IL Fac. Spec. - NOX Rate Summer v3.1, Unit 450 and retrofits | 480 | 7305 | Rate Constraint in lbs/MMBtu | FALSE | L | Annual | Allowances Banked | Thousand Tons | 0 | 0 | 0 | 0 | 0 | 0 | 0
IL Fac. Spec. - NOX Rate Summer v3.1, Unit 450 and retrofits | 480 | 7305 | Rate Constraint in lbs/MMBtu | FALSE | L | Annual | Allowances Withdrawn (1:1) | Thousand Tons | 0 | 0 | 0 | 0 | 0 | 0 | 0
IL Fac. Spec. - NOX Rate Summer v3.1, Unit 450 and retrofits | 480 | 7305 | Rate Constraint in lbs/MMBtu | FALSE | L | Annual | Allowances Withdrawn (n:1) | Thousand Tons | 0 | 0 | 0 | 0 | 0 | 0 | 0
IL Fac. Spec. - NOX Rate Summer v3.1, Unit 450 and retrofits | 480 | 7305 | Rate Constraint in lbs/MMBtu | FALSE | L | Annual | Net Emissions Allowance Position | Thousand Tons | 0.0031318 | 0.0031318 | 8.5413e-05 | 0 | 0 | 0 | 0
IL Fac. Spec. - NOX Rate Summer v3.1, Unit 450 and retrofits | 480 | 7305 | Rate Constraint in lbs/MMBtu | FALSE | L | Annual | Fuel Consumed | TBtu | 0.18315 | 0.18315 | 0.0049949 | 0 | 0 | 0 | 0
IL Fac. Spec. - NOX Rate Summer v3.1, Unit 450 and retrofits | 480 | 7305 | Rate Constraint in lbs/MMBtu | FALSE | L | Annual | Rate | lb/MMBtu | 0.0342 | 0.0342 | 0.0342 | 0 | 0 | 0 | 0
IL Fac. Spec. - NOX Rate Summer v3.1, Unit 450 and retrofits | 480 | 7305 | Rate Constraint in lbs/MMBtu | FALSE | L | Annual | Generation | TWh | 0.017045 | 0.017045 | 0.00046486 | 0 | 0 | 0 | 0
IL Fac. Spec. - NOX Rate Summer v3.1, Unit 450 and retrofits | 480 | 7305 | Rate Constraint in lbs/MMBtu | FALSE | L | Annual | Qualifying Generation | TWh | 0.017045 | 0.017045 | 0.00046486 | 0 | 0 | 0 | 0
IL Fac. Spec. - NOX Rate Summer v3.1, Unit 450 and retrofits | 480 | 7305 | Rate Constraint in lbs/MMBtu | FALSE | L | Annual | Rate | lb/MWh | 0.36748 | 0.36748 | 0.36748 | 0 | 0 | 0 | 0
IL Fac. Spec. - NOX Rate Summer v3.1, Unit 450 and retrofits | 480 | 7305 | Rate Constraint in lbs/MMBtu | FALSE | L | Annual | Constraint Shadow Price | US2022$/Ton | 0 | 0 | 0 | 0 | 0 | 0 | 0
IL Fac. Spec. - NOX Rate Summer v3.1, Unit 451 and retrofits | 481 | 7305 | Rate Constraint in lbs/MMBtu | FALSE | L | Annual | Seasons Included | Seasons | Summer | Summer | Summer | Summer | Summer | Summer | Summer
IL Fac. Spec. - NOX Rate Summer v3.1, Unit 451 and retrofits | 481 | 7305 | Rate Constraint in lbs/MMBtu | FALSE | L | Annual | Standard NOX | lb/MMBtu | 0.25 | 0.25 | 0.25 | 0.25 | 0.25 | 0.25 | 0.25
IL Fac. Spec. - NOX Rate Summer v3.1, Unit 451 and retrofits | 481 | 7305 | Rate Constraint in lbs/MMBtu | FALSE | L | Annual | Emissions at Affected Plants NOX | Thousand Tons | 0.0026172 | 0.0014038 | 7.1378e-05 | 0 | 0 | 0 | 0
IL Fac. Spec. - NOX Rate Summer v3.1, Unit 451 and retrofits | 481 | 7305 | Rate Constraint in lbs/MMBtu | FALSE | L | Annual | Allowances Purchased NOX | Thousand Tons | 0 | 0 | 0 | 0 | 0 | 0 | 0
IL Fac. Spec. - NOX Rate Summer v3.1, Unit 451 and retrofits | 481 | 7305 | Rate Constraint in lbs/MMBtu | FALSE | L | Annual | Allowances Sold NOX | Thousand Tons | 0 | 0 | 0 | 0 | 0 | 0 | 0
IL Fac. Spec. - NOX Rate Summer v3.1, Unit 451 and retrofits | 481 | 7305 | Rate Constraint in lbs/MMBtu | FALSE | L | Annual | Allowances Banked | Thousand Tons | 0 | 0 | 0 | 0 | 0 | 0 | 0
IL Fac. Spec. - NOX Rate Summer v3.1, Unit 451 and retrofits | 481 | 7305 | Rate Constraint in lbs/MMBtu | FALSE | L | Annual | Allowances Withdrawn (1:1) | Thousand Tons | 0 | 0 | 0 | 0 | 0 | 0 | 0
IL Fac. Spec. - NOX Rate Summer v3.1, Unit 451 and retrofits | 481 | 7305 | Rate Constraint in lbs/MMBtu | FALSE | L | Annual | Allowances Withdrawn (n:1) | Thousand Tons | 0 | 0 | 0 | 0 | 0 | 0 | 0
IL Fac. Spec. - NOX Rate Summer v3.1, Unit 451 and retrofits | 481 | 7305 | Rate Constraint in lbs/MMBtu | FALSE | L | Annual | Net Emissions Allowance Position | Thousand Tons | 0.0026172 | 0.0014038 | 7.1378e-05 | 0 | 0 | 0 | 0
IL Fac. Spec. - NOX Rate Summer v3.1, Unit 451 and retrofits | 481 | 7305 | Rate Constraint in lbs/MMBtu | FALSE | L | Annual | Fuel Consumed | TBtu | 0.18315 | 0.098234 | 0.0049949 | 0 | 0 | 0 | 0
IL Fac. Spec. - NOX Rate Summer v3.1, Unit 451 and retrofits | 481 | 7305 | Rate Constraint in lbs/MMBtu | FALSE | L | Annual | Rate | lb/MMBtu | 0.02858 | 0.02858 | 0.02858 | 0 | 0 | 0 | 0
IL Fac. Spec. - NOX Rate Summer v3.1, Unit 451 and retrofits | 481 | 7305 | Rate Constraint in lbs/MMBtu | FALSE | L | Annual | Generation | TWh | 0.017045 | 0.0091423 | 0.00046486 | 0 | 0 | 0 | 0
IL Fac. Spec. - NOX Rate Summer v3.1, Unit 451 and retrofits | 481 | 7305 | Rate Constraint in lbs/MMBtu | FALSE | L | Annual | Qualifying Generation | TWh | 0.017045 | 0.0091423 | 0.00046486 | 0 | 0 | 0 | 0
IL Fac. Spec. - NOX Rate Summer v3.1, Unit 451 and retrofits | 481 | 7305 | Rate Constraint in lbs/MMBtu | FALSE | L | Annual | Rate | lb/MWh | 0.30709 | 0.30709 | 0.30709 | 0 | 0 | 0 | 0
IL Fac. Spec. - NOX Rate Summer v3.1, Unit 451 and retrofits | 481 | 7305 | Rate Constraint in lbs/MMBtu | FALSE | L | Annual | Constraint Shadow Price | US2022$/Ton | 0 | 0 | 0 | 0 | 0 | 0 | 0
IL Fac. Spec. - NOX Rate Summer v3.1, Unit 452 and retrofits | 482 | 7305 | Rate Constraint in lbs/MMBtu | FALSE | L | Annual | Seasons Included | Seasons | Summer | Summer | Summer | Summer | Summer | Summer | Summer
IL Fac. Spec. - NOX Rate Summer v3.1, Unit 452 and retrofits | 482 | 7305 | Rate Constraint in lbs/MMBtu | FALSE | L | Annual | Standard NOX | lb/MMBtu | 0.25 | 0.25 | 0.25 | 0.25 | 0.25 | 0.25 | 0.25
IL Fac. Spec. - NOX Rate Summer v3.1, Unit 452 and retrofits | 482 | 7305 | Rate Constraint in lbs/MMBtu | FALSE | L | Annual | Emissions at Affected Plants NOX | Thousand Tons | 0.0031575 | 0.0031575 | 8.6113e-05 | 0 | 0 | 0 | 0
IL Fac. Spec. - NOX Rate Summer v3.1, Unit 452 and retrofits | 482 | 7305 | Rate Constraint in lbs/MMBtu | FALSE | L | Annual | Allowances Purchased NOX | Thousand Tons | 0 | 0 | 0 | 0 | 0 | 0 | 0
IL Fac. Spec. - NOX Rate Summer v3.1, Unit 452 and retrofits | 482 | 7305 | Rate Constraint in lbs/MMBtu | FALSE | L | Annual | Allowances Sold NOX | Thousand Tons | 0 | 0 | 0 | 0 | 0 | 0 | 0
IL Fac. Spec. - NOX Rate Summer v3.1, Unit 452 and retrofits | 482 | 7305 | Rate Constraint in lbs/MMBtu | FALSE | L | Annual | Allowances Banked | Thousand Tons | 0 | 0 | 0 | 0 | 0 | 0 | 0
IL Fac. Spec. - NOX Rate Summer v3.1, Unit 452 and retrofits | 482 | 7305 | Rate Constraint in lbs/MMBtu | FALSE | L | Annual | Allowances Withdrawn (1:1) | Thousand Tons | 0 | 0 | 0 | 0 | 0 | 0 | 0
IL Fac. Spec. - NOX Rate Summer v3.1, Unit 452 and retrofits | 482 | 7305 | Rate Constraint in lbs/MMBtu | FALSE | L | Annual | Allowances Withdrawn (n:1) | Thousand Tons | 0 | 0 | 0 | 0 | 0 | 0 | 0
IL Fac. Spec. - NOX Rate Summer v3.1, Unit 452 and retrofits | 482 | 7305 | Rate Constraint in lbs/MMBtu | FALSE | L | Annual | Net Emissions Allowance Position | Thousand Tons | 0.0031575 | 0.0031575 | 8.6113e-05 | 0 | 0 | 0 | 0
IL Fac. Spec. - NOX Rate Summer v3.1, Unit 452 and retrofits | 482 | 7305 | Rate Constraint in lbs/MMBtu | FALSE | L | Annual | Fuel Consumed | TBtu | 0.18315 | 0.18315 | 0.0049949 | 0 | 0 | 0 | 0
IL Fac. Spec. - NOX Rate Summer v3.1, Unit 452 and retrofits | 482 | 7305 | Rate Constraint in lbs/MMBtu | FALSE | L | Annual | Rate | lb/MMBtu | 0.03448 | 0.03448 | 0.03448 | 0 | 0 | 0 | 0
IL Fac. Spec. - NOX Rate Summer v3.1, Unit 452 and retrofits | 482 | 7305 | Rate Constraint in lbs/MMBtu | FALSE | L | Annual | Generation | TWh | 0.017045 | 0.017045 | 0.00046486 | 0 | 0 | 0 | 0
IL Fac. Spec. - NOX Rate Summer v3.1, Unit 452 and retrofits | 482 | 7305 | Rate Constraint in lbs/MMBtu | FALSE | L | Annual | Qualifying Generation | TWh | 0.017045 | 0.017045 | 0.00046486 | 0 | 0 | 0 | 0
IL Fac. Spec. - NOX Rate Summer v3.1, Unit 452 and retrofits | 482 | 7305 | Rate Constraint in lbs/MMBtu | FALSE | L | Annual | Rate | lb/MWh | 0.37049 | 0.37049 | 0.37049 | 0 | 0 | 0 | 0
IL Fac. Spec. - NOX Rate Summer v3.1, Unit 452 and retrofits | 482 | 7305 | Rate Constraint in lbs/MMBtu | FALSE | L | Annual | Constraint Shadow Price | US2022$/Ton | 0 | 0 | 0 | 0 | 0 | 0 | 0
IL Fac. Spec. - NOX Rate Summer v3.1, Unit 453 and retrofits | 483 | 7305 | Rate Constraint in lbs/MMBtu | FALSE | L | Annual | Seasons Included | Seasons | Summer | Summer | Summer | Summer | Summer | Summer | Summer
IL Fac. Spec. - NOX Rate Summer v3.1, Unit 453 and retrofits | 483 | 7305 | Rate Constraint in lbs/MMBtu | FALSE | L | Annual | Standard NOX | lb/MMBtu | 0.25 | 0.25 | 0.25 | 0.25 | 0.25 | 0.25 | 0.25
IL Fac. Spec. - NOX Rate Summer v3.1, Unit 453 and retrofits | 483 | 7305 | Rate Constraint in lbs/MMBtu | FALSE | L | Annual | Emissions at Affected Plants NOX | Thousand Tons | 0.00010166 | 8.1328e-05 | 0 | 0 | 0 | 0 | 0
IL Fac. Spec. - NOX Rate Summer v3.1, Unit 453 and retrofits | 483 | 7305 | Rate Constraint in lbs/MMBtu | FALSE | L | Annual | Allowances Purchased NOX | Thousand Tons | 0 | 0 | 0 | 0 | 0 | 0 | 0
IL Fac. Spec. - NOX Rate Summer v3.1, Unit 453 and retrofits | 483 | 7305 | Rate Constraint in lbs/MMBtu | FALSE | L | Annual | Allowances Sold NOX | Thousand Tons | 0 | 0 | 0 | 0 | 0 | 0 | 0
IL Fac. Spec. - NOX Rate Summer v3.1, Unit 453 and retrofits | 483 | 7305 | Rate Constraint in lbs/MMBtu | FALSE | L | Annual | Allowances Banked | Thousand Tons | 0 | 0 | 0 | 0 | 0 | 0 | 0
IL Fac. Spec. - NOX Rate Summer v3.1, Unit 453 and retrofits | 483 | 7305 | Rate Constraint in lbs/MMBtu | FALSE | L | Annual | Allowances Withdrawn (1:1) | Thousand Tons | 0 | 0 | 0 | 0 | 0 | 0 | 0
IL Fac. Spec. - NOX Rate Summer v3.1, Unit 453 and retrofits | 483 | 7305 | Rate Constraint in lbs/MMBtu | FALSE | L | Annual | Allowances Withdrawn (n:1) | Thousand Tons | 0 | 0 | 0 | 0 | 0 | 0 | 0
IL Fac. Spec. - NOX Rate Summer v3.1, Unit 453 and retrofits | 483 | 7305 | Rate Constraint in lbs/MMBtu | FALSE | L | Annual | Net Emissions Allowance Position | Thousand Tons | 0.00010166 | 8.1328e-05 | 0 | 0 | 0 | 0 | 0
IL Fac. Spec. - NOX Rate Summer v3.1, Unit 453 and retrofits | 483 | 7305 | Rate Constraint in lbs/MMBtu | FALSE | L | Annual | Fuel Consumed | TBtu | 0.0086963 | 0.006957 | 0 | 0 | 0 | 0 | 0
IL Fac. Spec. - NOX Rate Summer v3.1, Unit 453 and retrofits | 483 | 7305 | Rate Constraint in lbs/MMBtu | FALSE | L | Annual | Rate | lb/MMBtu | 0.02338 | 0.02338 | 0 | 0 | 0 | 0 | 0
IL Fac. Spec. - NOX Rate Summer v3.1, Unit 453 and retrofits | 483 | 7305 | Rate Constraint in lbs/MMBtu | FALSE | L | Annual | Generation | TWh | 0.00064498 | 0.00051599 | 0 | 0 | 0 | 0 | 0
IL Fac. Spec. - NOX Rate Summer v3.1, Unit 453 and retrofits | 483 | 7305 | Rate Constraint in lbs/MMBtu | FALSE | L | Annual | Qualifying Generation | TWh | 0.00064498 | 0.00051599 | 0 | 0 | 0 | 0 | 0
IL Fac. Spec. - NOX Rate Summer v3.1, Unit 453 and retrofits | 483 | 7305 | Rate Constraint in lbs/MMBtu | FALSE | L | Annual | Rate | lb/MWh | 0.31523 | 0.31523 | 0 | 0 | 0 | 0 | 0
IL Fac. Spec. - NOX Rate Summer v3.1, Unit 453 and retrofits | 483 | 7305 | Rate Constraint in lbs/MMBtu | FALSE | L | Annual | Constraint Shadow Price | US2022$/Ton | 0 | 0 | 0 | 0 | 0 | 0 | 0
IL Fac. Spec. - NOX Rate Summer v3.1, Unit 454 and retrofits | 484 | 7305 | Rate Constraint in lbs/MMBtu | FALSE | L | Annual | Seasons Included | Seasons | Summer | Summer | Summer | Summer | Summer | Summer | Summer
IL Fac. Spec. - NOX Rate Summer v3.1, Unit 454 and retrofits | 484 | 7305 | Rate Constraint in lbs/MMBtu | FALSE | L | Annual | Standard NOX | lb/MMBtu | 0.25 | 0.25 | 0.25 | 0.25 | 0.25 | 0.25 | 0.25
IL Fac. Spec. - NOX Rate Summer v3.1, Unit 454 and retrofits | 484 | 7305 | Rate Constraint in lbs/MMBtu | FALSE | L | Annual | Emissions at Affected Plants NOX | Thousand Tons | 7.7713e-05 | 6.217e-05 | 0 | 0 | 0 | 0 | 0
IL Fac. Spec. - NOX Rate Summer v3.1, Unit 454 and retrofits | 484 | 7305 | Rate Constraint in lbs/MMBtu | FALSE | L | Annual | Allowances Purchased NOX | Thousand Tons | 0 | 0 | 0 | 0 | 0 | 0 | 0
IL Fac. Spec. - NOX Rate Summer v3.1, Unit 454 and retrofits | 484 | 7305 | Rate Constraint in lbs/MMBtu | FALSE | L | Annual | Allowances Sold NOX | Thousand Tons | 0 | 0 | 0 | 0 | 0 | 0 | 0
IL Fac. Spec. - NOX Rate Summer v3.1, Unit 454 and retrofits | 484 | 7305 | Rate Constraint in lbs/MMBtu | FALSE | L | Annual | Allowances Banked | Thousand Tons | 0 | 0 | 0 | 0 | 0 | 0 | 0
IL Fac. Spec. - NOX Rate Summer v3.1, Unit 454 and retrofits | 484 | 7305 | Rate Constraint in lbs/MMBtu | FALSE | L | Annual | Allowances Withdrawn (1:1) | Thousand Tons | 0 | 0 | 0 | 0 | 0 | 0 | 0
IL Fac. Spec. - NOX Rate Summer v3.1, Unit 454 and retrofits | 484 | 7305 | Rate Constraint in lbs/MMBtu | FALSE | L | Annual | Allowances Withdrawn (n:1) | Thousand Tons | 0 | 0 | 0 | 0 | 0 | 0 | 0
IL Fac. Spec. - NOX Rate Summer v3.1, Unit 454 and retrofits | 484 | 7305 | Rate Constraint in lbs/MMBtu | FALSE | L | Annual | Net Emissions Allowance Position | Thousand Tons | 7.7713e-05 | 6.217e-05 | 0 | 0 | 0 | 0 | 0
IL Fac. Spec. - NOX Rate Summer v3.1, Unit 454 and retrofits | 484 | 7305 | Rate Constraint in lbs/MMBtu | FALSE | L | Annual | Fuel Consumed | TBtu | 0.0086976 | 0.0069581 | 0 | 0 | 0 | 0 | 0
IL Fac. Spec. - NOX Rate Summer v3.1, Unit 454 and retrofits | 484 | 7305 | Rate Constraint in lbs/MMBtu | FALSE | L | Annual | Rate | lb/MMBtu | 0.01787 | 0.01787 | 0 | 0 | 0 | 0 | 0
IL Fac. Spec. - NOX Rate Summer v3.1, Unit 454 and retrofits | 484 | 7305 | Rate Constraint in lbs/MMBtu | FALSE | L | Annual | Generation | TWh | 0.00064498 | 0.00051599 | 0 | 0 | 0 | 0 | 0
IL Fac. Spec. - NOX Rate Summer v3.1, Unit 454 and retrofits | 484 | 7305 | Rate Constraint in lbs/MMBtu | FALSE | L | Annual | Qualifying Generation | TWh | 0.00064498 | 0.00051599 | 0 | 0 | 0 | 0 | 0
IL Fac. Spec. - NOX Rate Summer v3.1, Unit 454 and retrofits | 484 | 7305 | Rate Constraint in lbs/MMBtu | FALSE | L | Annual | Rate | lb/MWh | 0.24098 | 0.24098 | 0 | 0 | 0 | 0 | 0
IL Fac. Spec. - NOX Rate Summer v3.1, Unit 454 and retrofits | 484 | 7305 | Rate Constraint in lbs/MMBtu | FALSE | L | Annual | Constraint Shadow Price | US2022$/Ton | 0 | 0 | 0 | 0 | 0 | 0 | 0
IL Fac. Spec. - NOX Rate Summer v3.1, Unit 455 and retrofits | 485 | 7305 | Rate Constraint in lbs/MMBtu | FALSE | L | Annual | Seasons Included | Seasons | Summer | Summer | Summer | Summer | Summer | Summer | Summer
IL Fac. Spec. - NOX Rate Summer v3.1, Unit 455 and retrofits | 485 | 7305 | Rate Constraint in lbs/MMBtu | FALSE | L | Annual | Standard NOX | lb/MMBtu | 0.25 | 0.25 | 0.25 | 0.25 | 0.25 | 0.25 | 0.25
IL Fac. Spec. - NOX Rate Summer v3.1, Unit 455 and retrofits | 485 | 7305 | Rate Constraint in lbs/MMBtu | FALSE | L | Annual | Emissions at Affected Plants NOX | Thousand Tons | 7.9713e-05 | 6.3771e-05 | 0 | 0 | 0 | 0 | 0
IL Fac. Spec. - NOX Rate Summer v3.1, Unit 455 and retrofits | 485 | 7305 | Rate Constraint in lbs/MMBtu | FALSE | L | Annual | Allowances Purchased NOX | Thousand Tons | 0 | 0 | 0 | 0 | 0 | 0 | 0
IL Fac. Spec. - NOX Rate Summer v3.1, Unit 455 and retrofits | 485 | 7305 | Rate Constraint in lbs/MMBtu | FALSE | L | Annual | Allowances Sold NOX | Thousand Tons | 0 | 0 | 0 | 0 | 0 | 0 | 0
IL Fac. Spec. - NOX Rate Summer v3.1, Unit 455 and retrofits | 485 | 7305 | Rate Constraint in lbs/MMBtu | FALSE | L | Annual | Allowances Banked | Thousand Tons | 0 | 0 | 0 | 0 | 0 | 0 | 0
IL Fac. Spec. - NOX Rate Summer v3.1, Unit 455 and retrofits | 485 | 7305 | Rate Constraint in lbs/MMBtu | FALSE | L | Annual | Allowances Withdrawn (1:1) | Thousand Tons | 0 | 0 | 0 | 0 | 0 | 0 | 0
IL Fac. Spec. - NOX Rate Summer v3.1, Unit 455 and retrofits | 485 | 7305 | Rate Constraint in lbs/MMBtu | FALSE | L | Annual | Allowances Withdrawn (n:1) | Thousand Tons | 0 | 0 | 0 | 0 | 0 | 0 | 0
IL Fac. Spec. - NOX Rate Summer v3.1, Unit 455 and retrofits | 485 | 7305 | Rate Constraint in lbs/MMBtu | FALSE | L | Annual | Net Emissions Allowance Position | Thousand Tons | 7.9713e-05 | 6.3771e-05 | 0 | 0 | 0 | 0 | 0
IL Fac. Spec. - NOX Rate Summer v3.1, Unit 455 and retrofits | 485 | 7305 | Rate Constraint in lbs/MMBtu | FALSE | L | Annual | Fuel Consumed | TBtu | 0.0086976 | 0.0069581 | 0 | 0 | 0 | 0 | 0
IL Fac. Spec. - NOX Rate Summer v3.1, Unit 455 and retrofits | 485 | 7305 | Rate Constraint in lbs/MMBtu | FALSE | L | Annual | Rate | lb/MMBtu | 0.01833 | 0.01833 | 0 | 0 | 0 | 0 | 0
IL Fac. Spec. - NOX Rate Summer v3.1, Unit 455 and retrofits | 485 | 7305 | Rate Constraint in lbs/MMBtu | FALSE | L | Annual | Generation | TWh | 0.00064498 | 0.00051599 | 0 | 0 | 0 | 0 | 0
IL Fac. Spec. - NOX Rate Summer v3.1, Unit 455 and retrofits | 485 | 7305 | Rate Constraint in lbs/MMBtu | FALSE | L | Annual | Qualifying Generation | TWh | 0.00064498 | 0.00051599 | 0 | 0 | 0 | 0 | 0
IL Fac. Spec. - NOX Rate Summer v3.1, Unit 455 and retrofits | 485 | 7305 | Rate Constraint in lbs/MMBtu | FALSE | L | Annual | Rate | lb/MWh | 0.24718 | 0.24718 | 0 | 0 | 0 | 0 | 0
IL Fac. Spec. - NOX Rate Summer v3.1, Unit 455 and retrofits | 485 | 7305 | Rate Constraint in lbs/MMBtu | FALSE | L | Annual | Constraint Shadow Price | US2022$/Ton | 0 | 0 | 0 | 0 | 0 | 0 | 0
IL Fac. Spec. - NOX Rate Summer v3.1, Unit 456 and retrofits | 486 | 7305 | Rate Constraint in lbs/MMBtu | FALSE | L | Annual | Seasons Included | Seasons | Summer | Summer | Summer | Summer | Summer | Summer | Summer
IL Fac. Spec. - NOX Rate Summer v3.1, Unit 456 and retrofits | 486 | 7305 | Rate Constraint in lbs/MMBtu | FALSE | L | Annual | Standard NOX | lb/MMBtu | 0.25 | 0.25 | 0.25 | 0.25 | 0.25 | 0.25 | 0.25
IL Fac. Spec. - NOX Rate Summer v3.1, Unit 456 and retrofits | 486 | 7305 | Rate Constraint in lbs/MMBtu | FALSE | L | Annual | Emissions at Affected Plants NOX | Thousand Tons | 0.00010067 | 8.054e-05 | 0 | 0 | 0 | 0 | 0
IL Fac. Spec. - NOX Rate Summer v3.1, Unit 456 and retrofits | 486 | 7305 | Rate Constraint in lbs/MMBtu | FALSE | L | Annual | Allowances Purchased NOX | Thousand Tons | 0 | 0 | 0 | 0 | 0 | 0 | 0
IL Fac. Spec. - NOX Rate Summer v3.1, Unit 456 and retrofits | 486 | 7305 | Rate Constraint in lbs/MMBtu | FALSE | L | Annual | Allowances Sold NOX | Thousand Tons | 0 | 0 | 0 | 0 | 0 | 0 | 0
IL Fac. Spec. - NOX Rate Summer v3.1, Unit 456 and retrofits | 486 | 7305 | Rate Constraint in lbs/MMBtu | FALSE | L | Annual | Allowances Banked | Thousand Tons | 0 | 0 | 0 | 0 | 0 | 0 | 0
IL Fac. Spec. - NOX Rate Summer v3.1, Unit 456 and retrofits | 486 | 7305 | Rate Constraint in lbs/MMBtu | FALSE | L | Annual | Allowances Withdrawn (1:1) | Thousand Tons | 0 | 0 | 0 | 0 | 0 | 0 | 0
IL Fac. Spec. - NOX Rate Summer v3.1, Unit 456 and retrofits | 486 | 7305 | Rate Constraint in lbs/MMBtu | FALSE | L | Annual | Allowances Withdrawn (n:1) | Thousand Tons | 0 | 0 | 0 | 0 | 0 | 0 | 0
IL Fac. Spec. - NOX Rate Summer v3.1, Unit 456 and retrofits | 486 | 7305 | Rate Constraint in lbs/MMBtu | FALSE | L | Annual | Net Emissions Allowance Position | Thousand Tons | 0.00010067 | 8.054e-05 | 0 | 0 | 0 | 0 | 0
IL Fac. Spec. - NOX Rate Summer v3.1, Unit 456 and retrofits | 486 | 7305 | Rate Constraint in lbs/MMBtu | FALSE | L | Annual | Fuel Consumed | TBtu | 0.0086976 | 0.0069581 | 0 | 0 | 0 | 0 | 0
IL Fac. Spec. - NOX Rate Summer v3.1, Unit 456 and retrofits | 486 | 7305 | Rate Constraint in lbs/MMBtu | FALSE | L | Annual | Rate | lb/MMBtu | 0.02315 | 0.02315 | 0 | 0 | 0 | 0 | 0
IL Fac. Spec. - NOX Rate Summer v3.1, Unit 456 and retrofits | 486 | 7305 | Rate Constraint in lbs/MMBtu | FALSE | L | Annual | Generation | TWh | 0.00064498 | 0.00051599 | 0 | 0 | 0 | 0 | 0
IL Fac. Spec. - NOX Rate Summer v3.1, Unit 456 and retrofits | 486 | 7305 | Rate Constraint in lbs/MMBtu | FALSE | L | Annual | Qualifying Generation | TWh | 0.00064498 | 0.00051599 | 0 | 0 | 0 | 0 | 0
IL Fac. Spec. - NOX Rate Summer v3.1, Unit 456 and retrofits | 486 | 7305 | Rate Constraint in lbs/MMBtu | FALSE | L | Annual | Rate | lb/MWh | 0.31218 | 0.31218 | 0 | 0 | 0 | 0 | 0
IL Fac. Spec. - NOX Rate Summer v3.1, Unit 456 and retrofits | 486 | 7305 | Rate Constraint in lbs/MMBtu | FALSE | L | Annual | Constraint Shadow Price | US2022$/Ton | 0 | 0 | 0 | 0 | 0 | 0 | 0
IL Fac. Spec. - NOX Rate Summer v3.1, Unit 457 and retrofits | 487 | 7305 | Rate Constraint in lbs/MMBtu | FALSE | L | Annual | Seasons Included | Seasons | Summer | Summer | Summer | Summer | Summer | Summer | Summer
IL Fac. Spec. - NOX Rate Summer v3.1, Unit 457 and retrofits | 487 | 7305 | Rate Constraint in lbs/MMBtu | FALSE | L | Annual | Standard NOX | lb/MMBtu | 0.25 | 0.25 | 0.25 | 0.25 | 0.25 | 0.25 | 0.25
IL Fac. Spec. - NOX Rate Summer v3.1, Unit 457 and retrofits | 487 | 7305 | Rate Constraint in lbs/MMBtu | FALSE | L | Annual | Emissions at Affected Plants NOX | Thousand Tons | 9.5847e-05 | 7.6678e-05 | 0 | 0 | 0 | 0 | 0
IL Fac. Spec. - NOX Rate Summer v3.1, Unit 457 and retrofits | 487 | 7305 | Rate Constraint in lbs/MMBtu | FALSE | L | Annual | Allowances Purchased NOX | Thousand Tons | 0 | 0 | 0 | 0 | 0 | 0 | 0
IL Fac. Spec. - NOX Rate Summer v3.1, Unit 457 and retrofits | 487 | 7305 | Rate Constraint in lbs/MMBtu | FALSE | L | Annual | Allowances Sold NOX | Thousand Tons | 0 | 0 | 0 | 0 | 0 | 0 | 0
IL Fac. Spec. - NOX Rate Summer v3.1, Unit 457 and retrofits | 487 | 7305 | Rate Constraint in lbs/MMBtu | FALSE | L | Annual | Allowances Banked | Thousand Tons | 0 | 0 | 0 | 0 | 0 | 0 | 0
IL Fac. Spec. - NOX Rate Summer v3.1, Unit 457 and retrofits | 487 | 7305 | Rate Constraint in lbs/MMBtu | FALSE | L | Annual | Allowances Withdrawn (1:1) | Thousand Tons | 0 | 0 | 0 | 0 | 0 | 0 | 0
IL Fac. Spec. - NOX Rate Summer v3.1, Unit 457 and retrofits | 487 | 7305 | Rate Constraint in lbs/MMBtu | FALSE | L | Annual | Allowances Withdrawn (n:1) | Thousand Tons | 0 | 0 | 0 | 0 | 0 | 0 | 0
IL Fac. Spec. - NOX Rate Summer v3.1, Unit 457 and retrofits | 487 | 7305 | Rate Constraint in lbs/MMBtu | FALSE | L | Annual | Net Emissions Allowance Position | Thousand Tons | 9.5847e-05 | 7.6678e-05 | 0 | 0 | 0 | 0 | 0
IL Fac. Spec. - NOX Rate Summer v3.1, Unit 457 and retrofits | 487 | 7305 | Rate Constraint in lbs/MMBtu | FALSE | L | Annual | Fuel Consumed | TBtu | 0.0086976 | 0.0069581 | 0 | 0 | 0 | 0 | 0
IL Fac. Spec. - NOX Rate Summer v3.1, Unit 457 and retrofits | 487 | 7305 | Rate Constraint in lbs/MMBtu | FALSE | L | Annual | Rate | lb/MMBtu | 0.02204 | 0.02204 | 0 | 0 | 0 | 0 | 0
IL Fac. Spec. - NOX Rate Summer v3.1, Unit 457 and retrofits | 487 | 7305 | Rate Constraint in lbs/MMBtu | FALSE | L | Annual | Generation | TWh | 0.00064498 | 0.00051599 | 0 | 0 | 0 | 0 | 0
IL Fac. Spec. - NOX Rate Summer v3.1, Unit 457 and retrofits | 487 | 7305 | Rate Constraint in lbs/MMBtu | FALSE | L | Annual | Qualifying Generation | TWh | 0.00064498 | 0.00051599 | 0 | 0 | 0 | 0 | 0
IL Fac. Spec. - NOX Rate Summer v3.1, Unit 457 and retrofits | 487 | 7305 | Rate Constraint in lbs/MMBtu | FALSE | L | Annual | Rate | lb/MWh | 0.29721 | 0.29721 | 0 | 0 | 0 | 0 | 0
IL Fac. Spec. - NOX Rate Summer v3.1, Unit 457 and retrofits | 487 | 7305 | Rate Constraint in lbs/MMBtu | FALSE | L | Annual | Constraint Shadow Price | US2022$/Ton | 0 | 0 | 0 | 0 | 0 | 0 | 0
IL Fac. Spec. - NOX Rate Summer v3.1, Unit 458 and retrofits | 488 | 7305 | Rate Constraint in lbs/MMBtu | FALSE | L | Annual | Seasons Included | Seasons | Summer | Summer | Summer | Summer | Summer | Summer | Summer
IL Fac. Spec. - NOX Rate Summer v3.1, Unit 458 and retrofits | 488 | 7305 | Rate Constraint in lbs/MMBtu | FALSE | L | Annual | Standard NOX | lb/MMBtu | 0.25 | 0.25 | 0.25 | 0.25 | 0.25 | 0.25 | 0.25
IL Fac. Spec. - NOX Rate Summer v3.1, Unit 458 and retrofits | 488 | 7305 | Rate Constraint in lbs/MMBtu | FALSE | L | Annual | Emissions at Affected Plants NOX | Thousand Tons | 9.7543e-05 | 7.8035e-05 | 0 | 0 | 0 | 0 | 0
IL Fac. Spec. - NOX Rate Summer v3.1, Unit 458 and retrofits | 488 | 7305 | Rate Constraint in lbs/MMBtu | FALSE | L | Annual | Allowances Purchased NOX | Thousand Tons | 0 | 0 | 0 | 0 | 0 | 0 | 0
IL Fac. Spec. - NOX Rate Summer v3.1, Unit 458 and retrofits | 488 | 7305 | Rate Constraint in lbs/MMBtu | FALSE | L | Annual | Allowances Sold NOX | Thousand Tons | 0 | 0 | 0 | 0 | 0 | 0 | 0
IL Fac. Spec. - NOX Rate Summer v3.1, Unit 458 and retrofits | 488 | 7305 | Rate Constraint in lbs/MMBtu | FALSE | L | Annual | Allowances Banked | Thousand Tons | 0 | 0 | 0 | 0 | 0 | 0 | 0
IL Fac. Spec. - NOX Rate Summer v3.1, Unit 458 and retrofits | 488 | 7305 | Rate Constraint in lbs/MMBtu | FALSE | L | Annual | Allowances Withdrawn (1:1) | Thousand Tons | 0 | 0 | 0 | 0 | 0 | 0 | 0
IL Fac. Spec. - NOX Rate Summer v3.1, Unit 458 and retrofits | 488 | 7305 | Rate Constraint in lbs/MMBtu | FALSE | L | Annual | Allowances Withdrawn (n:1) | Thousand Tons | 0 | 0 | 0 | 0 | 0 | 0 | 0
IL Fac. Spec. - NOX Rate Summer v3.1, Unit 458 and retrofits | 488 | 7305 | Rate Constraint in lbs/MMBtu | FALSE | L | Annual | Net Emissions Allowance Position | Thousand Tons | 9.7543e-05 | 7.8035e-05 | 0 | 0 | 0 | 0 | 0
IL Fac. Spec. - NOX Rate Summer v3.1, Unit 458 and retrofits | 488 | 7305 | Rate Constraint in lbs/MMBtu | FALSE | L | Annual | Fuel Consumed | TBtu | 0.0086976 | 0.0069581 | 0 | 0 | 0 | 0 | 0
IL Fac. Spec. - NOX Rate Summer v3.1, Unit 458 and retrofits | 488 | 7305 | Rate Constraint in lbs/MMBtu | FALSE | L | Annual | Rate | lb/MMBtu | 0.02243 | 0.02243 | 0 | 0 | 0 | 0 | 0
IL Fac. Spec. - NOX Rate Summer v3.1, Unit 458 and retrofits | 488 | 7305 | Rate Constraint in lbs/MMBtu | FALSE | L | Annual | Generation | TWh | 0.00064498 | 0.00051599 | 0 | 0 | 0 | 0 | 0
IL Fac. Spec. - NOX Rate Summer v3.1, Unit 458 and retrofits | 488 | 7305 | Rate Constraint in lbs/MMBtu | FALSE | L | Annual | Qualifying Generation | TWh | 0.00064498 | 0.00051599 | 0 | 0 | 0 | 0 | 0
IL Fac. Spec. - NOX Rate Summer v3.1, Unit 458 and retrofits | 488 | 7305 | Rate Constraint in lbs/MMBtu | FALSE | L | Annual | Rate | lb/MWh | 0.30247 | 0.30247 | 0 | 0 | 0 | 0 | 0
IL Fac. Spec. - NOX Rate Summer v3.1, Unit 458 and retrofits | 488 | 7305 | Rate Constraint in lbs/MMBtu | FALSE | L | Annual | Constraint Shadow Price | US2022$/Ton | 0 | 0 | 0 | 0 | 0 | 0 | 0
IL Fac. Spec. - NOX Rate Summer v3.1, Unit 459 and retrofits | 489 | 7305 | Rate Constraint in lbs/MMBtu | FALSE | L | Annual | Seasons Included | Seasons | Summer | Summer | Summer | Summer | Summer | Summer | Summer
IL Fac. Spec. - NOX Rate Summer v3.1, Unit 459 and retrofits | 489 | 7305 | Rate Constraint in lbs/MMBtu | FALSE | L | Annual | Standard NOX | lb/MMBtu | 0.25 | 0.25 | 0.25 | 0.25 | 0.25 | 0.25 | 0.25
IL Fac. Spec. - NOX Rate Summer v3.1, Unit 459 and retrofits | 489 | 7305 | Rate Constraint in lbs/MMBtu | FALSE | L | Annual | Emissions at Affected Plants NOX | Thousand Tons | 0.00010971 | 8.7766e-05 | 0 | 0 | 0 | 0 | 0
IL Fac. Spec. - NOX Rate Summer v3.1, Unit 459 and retrofits | 489 | 7305 | Rate Constraint in lbs/MMBtu | FALSE | L | Annual | Allowances Purchased NOX | Thousand Tons | 0 | 0 | 0 | 0 | 0 | 0 | 0
IL Fac. Spec. - NOX Rate Summer v3.1, Unit 459 and retrofits | 489 | 7305 | Rate Constraint in lbs/MMBtu | FALSE | L | Annual | Allowances Sold NOX | Thousand Tons | 0 | 0 | 0 | 0 | 0 | 0 | 0
IL Fac. Spec. - NOX Rate Summer v3.1, Unit 459 and retrofits | 489 | 7305 | Rate Constraint in lbs/MMBtu | FALSE | L | Annual | Allowances Banked | Thousand Tons | 0 | 0 | 0 | 0 | 0 | 0 | 0
IL Fac. Spec. - NOX Rate Summer v3.1, Unit 459 and retrofits | 489 | 7305 | Rate Constraint in lbs/MMBtu | FALSE | L | Annual | Allowances Withdrawn (1:1) | Thousand Tons | 0 | 0 | 0 | 0 | 0 | 0 | 0
IL Fac. Spec. - NOX Rate Summer v3.1, Unit 459 and retrofits | 489 | 7305 | Rate Constraint in lbs/MMBtu | FALSE | L | Annual | Allowances Withdrawn (n:1) | Thousand Tons | 0 | 0 | 0 | 0 | 0 | 0 | 0
IL Fac. Spec. - NOX Rate Summer v3.1, Unit 459 and retrofits | 489 | 7305 | Rate Constraint in lbs/MMBtu | FALSE | L | Annual | Net Emissions Allowance Position | Thousand Tons | 0.00010971 | 8.7766e-05 | 0 | 0 | 0 | 0 | 0
IL Fac. Spec. - NOX Rate Summer v3.1, Unit 459 and retrofits | 489 | 7305 | Rate Constraint in lbs/MMBtu | FALSE | L | Annual | Fuel Consumed | TBtu | 0.0091043 | 0.0072835 | 0 | 0 | 0 | 0 | 0
IL Fac. Spec. - NOX Rate Summer v3.1, Unit 459 and retrofits | 489 | 7305 | Rate Constraint in lbs/MMBtu | FALSE | L | Annual | Rate | lb/MMBtu | 0.0241 | 0.0241 | 0 | 0 | 0 | 0 | 0
IL Fac. Spec. - NOX Rate Summer v3.1, Unit 459 and retrofits | 489 | 7305 | Rate Constraint in lbs/MMBtu | FALSE | L | Annual | Generation | TWh | 0.00067186 | 0.00053749 | 0 | 0 | 0 | 0 | 0
IL Fac. Spec. - NOX Rate Summer v3.1, Unit 459 and retrofits | 489 | 7305 | Rate Constraint in lbs/MMBtu | FALSE | L | Annual | Qualifying Generation | TWh | 0.00067186 | 0.00053749 | 0 | 0 | 0 | 0 | 0
IL Fac. Spec. - NOX Rate Summer v3.1, Unit 459 and retrofits | 489 | 7305 | Rate Constraint in lbs/MMBtu | FALSE | L | Annual | Rate | lb/MWh | 0.32658 | 0.32658 | 0 | 0 | 0 | 0 | 0
IL Fac. Spec. - NOX Rate Summer v3.1, Unit 459 and retrofits | 489 | 7305 | Rate Constraint in lbs/MMBtu | FALSE | L | Annual | Constraint Shadow Price | US2022$/Ton | 0 | 0 | 0 | 0 | 0 | 0 | 0
IL Fac. Spec. - NOX Rate Summer v3.1, Unit 460 and retrofits | 490 | 7305 | Rate Constraint in lbs/MMBtu | FALSE | L | Annual | Seasons Included | Seasons | Summer | Summer | Summer | Summer | Summer | Summer | Summer
IL Fac. Spec. - NOX Rate Summer v3.1, Unit 460 and retrofits | 490 | 7305 | Rate Constraint in lbs/MMBtu | FALSE | L | Annual | Standard NOX | lb/MMBtu | 0.25 | 0.25 | 0.25 | 0.25 | 0.25 | 0.25 | 0.25
IL Fac. Spec. - NOX Rate Summer v3.1, Unit 460 and retrofits | 490 | 7305 | Rate Constraint in lbs/MMBtu | FALSE | L | Annual | Emissions at Affected Plants NOX | Thousand Tons | 8.1843e-05 | 8.56e-05 | 0 | 0 | 0 | 0 | 0
IL Fac. Spec. - NOX Rate Summer v3.1, Unit 460 and retrofits | 490 | 7305 | Rate Constraint in lbs/MMBtu | FALSE | L | Annual | Allowances Purchased NOX | Thousand Tons | 0 | 0 | 0 | 0 | 0 | 0 | 0
IL Fac. Spec. - NOX Rate Summer v3.1, Unit 460 and retrofits | 490 | 7305 | Rate Constraint in lbs/MMBtu | FALSE | L | Annual | Allowances Sold NOX | Thousand Tons | 0 | 0 | 0 | 0 | 0 | 0 | 0
IL Fac. Spec. - NOX Rate Summer v3.1, Unit 460 and retrofits | 490 | 7305 | Rate Constraint in lbs/MMBtu | FALSE | L | Annual | Allowances Banked | Thousand Tons | 0 | 0 | 0 | 0 | 0 | 0 | 0
IL Fac. Spec. - NOX Rate Summer v3.1, Unit 460 and retrofits | 490 | 7305 | Rate Constraint in lbs/MMBtu | FALSE | L | Annual | Allowances Withdrawn (1:1) | Thousand Tons | 0 | 0 | 0 | 0 | 0 | 0 | 0
IL Fac. Spec. - NOX Rate Summer v3.1, Unit 460 and retrofits | 490 | 7305 | Rate Constraint in lbs/MMBtu | FALSE | L | Annual | Allowances Withdrawn (n:1) | Thousand Tons | 0 | 0 | 0 | 0 | 0 | 0 | 0
IL Fac. Spec. - NOX Rate Summer v3.1, Unit 460 and retrofits | 490 | 7305 | Rate Constraint in lbs/MMBtu | FALSE | L | Annual | Net Emissions Allowance Position | Thousand Tons | 8.1843e-05 | 8.56e-05 | 0 | 0 | 0 | 0 | 0
IL Fac. Spec. - NOX Rate Summer v3.1, Unit 460 and retrofits | 490 | 7305 | Rate Constraint in lbs/MMBtu | FALSE | L | Annual | Fuel Consumed | TBtu | 0.0069654 | 0.0072851 | 0 | 0 | 0 | 0 | 0
IL Fac. Spec. - NOX Rate Summer v3.1, Unit 460 and retrofits | 490 | 7305 | Rate Constraint in lbs/MMBtu | FALSE | L | Annual | Rate | lb/MMBtu | 0.0235 | 0.0235 | 0 | 0 | 0 | 0 | 0
IL Fac. Spec. - NOX Rate Summer v3.1, Unit 460 and retrofits | 490 | 7305 | Rate Constraint in lbs/MMBtu | FALSE | L | Annual | Generation | TWh | 0.0005139 | 0.00053749 | 0 | 0 | 0 | 0 | 0
IL Fac. Spec. - NOX Rate Summer v3.1, Unit 460 and retrofits | 490 | 7305 | Rate Constraint in lbs/MMBtu | FALSE | L | Annual | Qualifying Generation | TWh | 0.0005139 | 0.00053749 | 0 | 0 | 0 | 0 | 0
IL Fac. Spec. - NOX Rate Summer v3.1, Unit 460 and retrofits | 490 | 7305 | Rate Constraint in lbs/MMBtu | FALSE | L | Annual | Rate | lb/MWh | 0.31852 | 0.31852 | 0 | 0 | 0 | 0 | 0
IL Fac. Spec. - NOX Rate Summer v3.1, Unit 460 and retrofits | 490 | 7305 | Rate Constraint in lbs/MMBtu | FALSE | L | Annual | Constraint Shadow Price | US2022$/Ton | 0 | 0 | 0 | 0 | 0 | 0 | 0
IL Fac. Spec. - NOX Rate Summer v3.1, Unit 461 and retrofits | 491 | 7305 | Rate Constraint in lbs/MMBtu | FALSE | L | Annual | Seasons Included | Seasons | Summer | Summer | Summer | Summer | Summer | Summer | Summer
IL Fac. Spec. - NOX Rate Summer v3.1, Unit 461 and retrofits | 491 | 7305 | Rate Constraint in lbs/MMBtu | FALSE | L | Annual | Standard NOX | lb/MMBtu | 0.25 | 0.25 | 0.25 | 0.25 | 0.25 | 0.25 | 0.25
IL Fac. Spec. - NOX Rate Summer v3.1, Unit 461 and retrofits | 491 | 7305 | Rate Constraint in lbs/MMBtu | FALSE | L | Annual | Emissions at Affected Plants NOX | Thousand Tons | 6.9195e-05 | 7.9079e-05 | 0 | 0 | 0 | 0 | 0
IL Fac. Spec. - NOX Rate Summer v3.1, Unit 461 and retrofits | 491 | 7305 | Rate Constraint in lbs/MMBtu | FALSE | L | Annual | Allowances Purchased NOX | Thousand Tons | 0 | 0 | 0 | 0 | 0 | 0 | 0
IL Fac. Spec. - NOX Rate Summer v3.1, Unit 461 and retrofits | 491 | 7305 | Rate Constraint in lbs/MMBtu | FALSE | L | Annual | Allowances Sold NOX | Thousand Tons | 0 | 0 | 0 | 0 | 0 | 0 | 0
IL Fac. Spec. - NOX Rate Summer v3.1, Unit 461 and retrofits | 491 | 7305 | Rate Constraint in lbs/MMBtu | FALSE | L | Annual | Allowances Banked | Thousand Tons | 0 | 0 | 0 | 0 | 0 | 0 | 0
IL Fac. Spec. - NOX Rate Summer v3.1, Unit 461 and retrofits | 491 | 7305 | Rate Constraint in lbs/MMBtu | FALSE | L | Annual | Allowances Withdrawn (1:1) | Thousand Tons | 0 | 0 | 0 | 0 | 0 | 0 | 0
IL Fac. Spec. - NOX Rate Summer v3.1, Unit 461 and retrofits | 491 | 7305 | Rate Constraint in lbs/MMBtu | FALSE | L | Annual | Allowances Withdrawn (n:1) | Thousand Tons | 0 | 0 | 0 | 0 | 0 | 0 | 0
IL Fac. Spec. - NOX Rate Summer v3.1, Unit 461 and retrofits | 491 | 7305 | Rate Constraint in lbs/MMBtu | FALSE | L | Annual | Net Emissions Allowance Position | Thousand Tons | 6.9195e-05 | 7.9079e-05 | 0 | 0 | 0 | 0 | 0
IL Fac. Spec. - NOX Rate Summer v3.1, Unit 461 and retrofits | 491 | 7305 | Rate Constraint in lbs/MMBtu | FALSE | L | Annual | Fuel Consumed | TBtu | 0.0063744 | 0.0072851 | 0 | 0 | 0 | 0 | 0
IL Fac. Spec. - NOX Rate Summer v3.1, Unit 461 and retrofits | 491 | 7305 | Rate Constraint in lbs/MMBtu | FALSE | L | Annual | Rate | lb/MMBtu | 0.02171 | 0.02171 | 0 | 0 | 0 | 0 | 0
IL Fac. Spec. - NOX Rate Summer v3.1, Unit 461 and retrofits | 491 | 7305 | Rate Constraint in lbs/MMBtu | FALSE | L | Annual | Generation | TWh | 0.0004703 | 0.00053749 | 0 | 0 | 0 | 0 | 0
IL Fac. Spec. - NOX Rate Summer v3.1, Unit 461 and retrofits | 491 | 7305 | Rate Constraint in lbs/MMBtu | FALSE | L | Annual | Qualifying Generation | TWh | 0.0004703 | 0.00053749 | 0 | 0 | 0 | 0 | 0
IL Fac. Spec. - NOX Rate Summer v3.1, Unit 461 and retrofits | 491 | 7305 | Rate Constraint in lbs/MMBtu | FALSE | L | Annual | Rate | lb/MWh | 0.29426 | 0.29426 | 0 | 0 | 0 | 0 | 0
IL Fac. Spec. - NOX Rate Summer v3.1, Unit 461 and retrofits | 491 | 7305 | Rate Constraint in lbs/MMBtu | FALSE | L | Annual | Constraint Shadow Price | US2022$/Ton | 0 | 0 | 0 | 0 | 0 | 0 | 0
IL Fac. Spec. - NOX Rate Summer v3.1, Unit 462 and retrofits | 492 | 7305 | Rate Constraint in lbs/MMBtu | FALSE | L | Annual | Seasons Included | Seasons | Summer | Summer | Summer | Summer | Summer | Summer | Summer
IL Fac. Spec. - NOX Rate Summer v3.1, Unit 462 and retrofits | 492 | 7305 | Rate Constraint in lbs/MMBtu | FALSE | L | Annual | Standard NOX | lb/MMBtu | 0.25 | 0.25 | 0.25 | 0.25 | 0.25 | 0.25 | 0.25
IL Fac. Spec. - NOX Rate Summer v3.1, Unit 462 and retrofits | 492 | 7305 | Rate Constraint in lbs/MMBtu | FALSE | L | Annual | Emissions at Affected Plants NOX | Thousand Tons | 7.1489e-05 | 8.1702e-05 | 0 | 0 | 0 | 0 | 0
IL Fac. Spec. - NOX Rate Summer v3.1, Unit 462 and retrofits | 492 | 7305 | Rate Constraint in lbs/MMBtu | FALSE | L | Annual | Allowances Purchased NOX | Thousand Tons | 0 | 0 | 0 | 0 | 0 | 0 | 0
IL Fac. Spec. - NOX Rate Summer v3.1, Unit 462 and retrofits | 492 | 7305 | Rate Constraint in lbs/MMBtu | FALSE | L | Annual | Allowances Sold NOX | Thousand Tons | 0 | 0 | 0 | 0 | 0 | 0 | 0
IL Fac. Spec. - NOX Rate Summer v3.1, Unit 462 and retrofits | 492 | 7305 | Rate Constraint in lbs/MMBtu | FALSE | L | Annual | Allowances Banked | Thousand Tons | 0 | 0 | 0 | 0 | 0 | 0 | 0
IL Fac. Spec. - NOX Rate Summer v3.1, Unit 462 and retrofits | 492 | 7305 | Rate Constraint in lbs/MMBtu | FALSE | L | Annual | Allowances Withdrawn (1:1) | Thousand Tons | 0 | 0 | 0 | 0 | 0 | 0 | 0
IL Fac. Spec. - NOX Rate Summer v3.1, Unit 462 and retrofits | 492 | 7305 | Rate Constraint in lbs/MMBtu | FALSE | L | Annual | Allowances Withdrawn (n:1) | Thousand Tons | 0 | 0 | 0 | 0 | 0 | 0 | 0
IL Fac. Spec. - NOX Rate Summer v3.1, Unit 462 and retrofits | 492 | 7305 | Rate Constraint in lbs/MMBtu | FALSE | L | Annual | Net Emissions Allowance Position | Thousand Tons | 7.1489e-05 | 8.1702e-05 | 0 | 0 | 0 | 0 | 0
IL Fac. Spec. - NOX Rate Summer v3.1, Unit 462 and retrofits | 492 | 7305 | Rate Constraint in lbs/MMBtu | FALSE | L | Annual | Fuel Consumed | TBtu | 0.0063744 | 0.0072851 | 0 | 0 | 0 | 0 | 0
IL Fac. Spec. - NOX Rate Summer v3.1, Unit 462 and retrofits | 492 | 7305 | Rate Constraint in lbs/MMBtu | FALSE | L | Annual | Rate | lb/MMBtu | 0.02243 | 0.02243 | 0 | 0 | 0 | 0 | 0
IL Fac. Spec. - NOX Rate Summer v3.1, Unit 462 and retrofits | 492 | 7305 | Rate Constraint in lbs/MMBtu | FALSE | L | Annual | Generation | TWh | 0.0004703 | 0.00053749 | 0 | 0 | 0 | 0 | 0
IL Fac. Spec. - NOX Rate Summer v3.1, Unit 462 and retrofits | 492 | 7305 | Rate Constraint in lbs/MMBtu | FALSE | L | Annual | Qualifying Generation | TWh | 0.0004703 | 0.00053749 | 0 | 0 | 0 | 0 | 0
IL Fac. Spec. - NOX Rate Summer v3.1, Unit 462 and retrofits | 492 | 7305 | Rate Constraint in lbs/MMBtu | FALSE | L | Annual | Rate | lb/MWh | 0.30402 | 0.30402 | 0 | 0 | 0 | 0 | 0
IL Fac. Spec. - NOX Rate Summer v3.1, Unit 462 and retrofits | 492 | 7305 | Rate Constraint in lbs/MMBtu | FALSE | L | Annual | Constraint Shadow Price | US2022$/Ton | 0 | 0 | 0 | 0 | 0 | 0 | 0
IL Fac. Spec. - NOX Rate Summer v3.1, Unit 463 and retrofits | 493 | 7305 | Rate Constraint in lbs/MMBtu | FALSE | L | Annual | Seasons Included | Seasons | Summer | Summer | Summer | Summer | Summer | Summer | Summer
IL Fac. Spec. - NOX Rate Summer v3.1, Unit 463 and retrofits | 493 | 7305 | Rate Constraint in lbs/MMBtu | FALSE | L | Annual | Standard NOX | lb/MMBtu | 0.25 | 0.25 | 0.25 | 0.25 | 0.25 | 0.25 | 0.25
IL Fac. Spec. - NOX Rate Summer v3.1, Unit 463 and retrofits | 493 | 7305 | Rate Constraint in lbs/MMBtu | FALSE | L | Annual | Emissions at Affected Plants NOX | Thousand Tons | 0.0088911 | 0.0088911 | 0.00024248 | 0 | 0 | 0 | 0
IL Fac. Spec. - NOX Rate Summer v3.1, Unit 463 and retrofits | 493 | 7305 | Rate Constraint in lbs/MMBtu | FALSE | L | Annual | Allowances Purchased NOX | Thousand Tons | 0 | 0 | 0 | 0 | 0 | 0 | 0
IL Fac. Spec. - NOX Rate Summer v3.1, Unit 463 and retrofits | 493 | 7305 | Rate Constraint in lbs/MMBtu | FALSE | L | Annual | Allowances Sold NOX | Thousand Tons | 0 | 0 | 0 | 0 | 0 | 0 | 0
IL Fac. Spec. - NOX Rate Summer v3.1, Unit 463 and retrofits | 493 | 7305 | Rate Constraint in lbs/MMBtu | FALSE | L | Annual | Allowances Banked | Thousand Tons | 0 | 0 | 0 | 0 | 0 | 0 | 0
IL Fac. Spec. - NOX Rate Summer v3.1, Unit 463 and retrofits | 493 | 7305 | Rate Constraint in lbs/MMBtu | FALSE | L | Annual | Allowances Withdrawn (1:1) | Thousand Tons | 0 | 0 | 0 | 0 | 0 | 0 | 0
IL Fac. Spec. - NOX Rate Summer v3.1, Unit 463 and retrofits | 493 | 7305 | Rate Constraint in lbs/MMBtu | FALSE | L | Annual | Allowances Withdrawn (n:1) | Thousand Tons | 0 | 0 | 0 | 0 | 0 | 0 | 0
IL Fac. Spec. - NOX Rate Summer v3.1, Unit 463 and retrofits | 493 | 7305 | Rate Constraint in lbs/MMBtu | FALSE | L | Annual | Net Emissions Allowance Position | Thousand Tons | 0.0088911 | 0.0088911 | 0.00024248 | 0 | 0 | 0 | 0
IL Fac. Spec. - NOX Rate Summer v3.1, Unit 463 and retrofits | 493 | 7305 | Rate Constraint in lbs/MMBtu | FALSE | L | Annual | Fuel Consumed | TBtu | 0.21978 | 0.21978 | 0.0059939 | 0 | 0 | 0 | 0
IL Fac. Spec. - NOX Rate Summer v3.1, Unit 463 and retrofits | 493 | 7305 | Rate Constraint in lbs/MMBtu | FALSE | L | Annual | Rate | lb/MMBtu | 0.08091 | 0.08091 | 0.08091 | 0 | 0 | 0 | 0
IL Fac. Spec. - NOX Rate Summer v3.1, Unit 463 and retrofits | 493 | 7305 | Rate Constraint in lbs/MMBtu | FALSE | L | Annual | Generation | TWh | 0.020454 | 0.020454 | 0.00055783 | 0 | 0 | 0 | 0
IL Fac. Spec. - NOX Rate Summer v3.1, Unit 463 and retrofits | 493 | 7305 | Rate Constraint in lbs/MMBtu | FALSE | L | Annual | Qualifying Generation | TWh | 0.020454 | 0.020454 | 0.00055783 | 0 | 0 | 0 | 0
IL Fac. Spec. - NOX Rate Summer v3.1, Unit 463 and retrofits | 493 | 7305 | Rate Constraint in lbs/MMBtu | FALSE | L | Annual | Rate | lb/MWh | 0.86938 | 0.86938 | 0.86938 | 0 | 0 | 0 | 0
IL Fac. Spec. - NOX Rate Summer v3.1, Unit 463 and retrofits | 493 | 7305 | Rate Constraint in lbs/MMBtu | FALSE | L | Annual | Constraint Shadow Price | US2022$/Ton | 0 | 0 | 0 | 0 | 0 | 0 | 0
IL Fac. Spec. - NOX Rate Summer v3.1, Unit 464 and retrofits | 494 | 7305 | Rate Constraint in lbs/MMBtu | FALSE | L | Annual | Seasons Included | Seasons | Summer | Summer | Summer | Summer | Summer | Summer | Summer
IL Fac. Spec. - NOX Rate Summer v3.1, Unit 464 and retrofits | 494 | 7305 | Rate Constraint in lbs/MMBtu | FALSE | L | Annual | Standard NOX | lb/MMBtu | 0.25 | 0.25 | 0.25 | 0.25 | 0.25 | 0.25 | 0.25
IL Fac. Spec. - NOX Rate Summer v3.1, Unit 464 and retrofits | 494 | 7305 | Rate Constraint in lbs/MMBtu | FALSE | L | Annual | Emissions at Affected Plants NOX | Thousand Tons | 0.0092197 | 0.0049451 | 0.00025145 | 0 | 0 | 0 | 0
IL Fac. Spec. - NOX Rate Summer v3.1, Unit 464 and retrofits | 494 | 7305 | Rate Constraint in lbs/MMBtu | FALSE | L | Annual | Allowances Purchased NOX | Thousand Tons | 0 | 0 | 0 | 0 | 0 | 0 | 0
IL Fac. Spec. - NOX Rate Summer v3.1, Unit 464 and retrofits | 494 | 7305 | Rate Constraint in lbs/MMBtu | FALSE | L | Annual | Allowances Sold NOX | Thousand Tons | 0 | 0 | 0 | 0 | 0 | 0 | 0
IL Fac. Spec. - NOX Rate Summer v3.1, Unit 464 and retrofits | 494 | 7305 | Rate Constraint in lbs/MMBtu | FALSE | L | Annual | Allowances Banked | Thousand Tons | 0 | 0 | 0 | 0 | 0 | 0 | 0
IL Fac. Spec. - NOX Rate Summer v3.1, Unit 464 and retrofits | 494 | 7305 | Rate Constraint in lbs/MMBtu | FALSE | L | Annual | Allowances Withdrawn (1:1) | Thousand Tons | 0 | 0 | 0 | 0 | 0 | 0 | 0
IL Fac. Spec. - NOX Rate Summer v3.1, Unit 464 and retrofits | 494 | 7305 | Rate Constraint in lbs/MMBtu | FALSE | L | Annual | Allowances Withdrawn (n:1) | Thousand Tons | 0 | 0 | 0 | 0 | 0 | 0 | 0
IL Fac. Spec. - NOX Rate Summer v3.1, Unit 464 and retrofits | 494 | 7305 | Rate Constraint in lbs/MMBtu | FALSE | L | Annual | Net Emissions Allowance Position | Thousand Tons | 0.0092197 | 0.0049451 | 0.00025145 | 0 | 0 | 0 | 0
IL Fac. Spec. - NOX Rate Summer v3.1, Unit 464 and retrofits | 494 | 7305 | Rate Constraint in lbs/MMBtu | FALSE | L | Annual | Fuel Consumed | TBtu | 0.21978 | 0.11788 | 0.0059939 | 0 | 0 | 0 | 0
IL Fac. Spec. - NOX Rate Summer v3.1, Unit 464 and retrofits | 494 | 7305 | Rate Constraint in lbs/MMBtu | FALSE | L | Annual | Rate | lb/MMBtu | 0.0839 | 0.0839 | 0.0839 | 0 | 0 | 0 | 0
IL Fac. Spec. - NOX Rate Summer v3.1, Unit 464 and retrofits | 494 | 7305 | Rate Constraint in lbs/MMBtu | FALSE | L | Annual | Generation | TWh | 0.020454 | 0.010971 | 0.00055783 | 0 | 0 | 0 | 0
IL Fac. Spec. - NOX Rate Summer v3.1, Unit 464 and retrofits | 494 | 7305 | Rate Constraint in lbs/MMBtu | FALSE | L | Annual | Qualifying Generation | TWh | 0.020454 | 0.010971 | 0.00055783 | 0 | 0 | 0 | 0
IL Fac. Spec. - NOX Rate Summer v3.1, Unit 464 and retrofits | 494 | 7305 | Rate Constraint in lbs/MMBtu | FALSE | L | Annual | Rate | lb/MWh | 0.90151 | 0.90151 | 0.90151 | 0 | 0 | 0 | 0
IL Fac. Spec. - NOX Rate Summer v3.1, Unit 464 and retrofits | 494 | 7305 | Rate Constraint in lbs/MMBtu | FALSE | L | Annual | Constraint Shadow Price | US2022$/Ton | 0 | 0 | 0 | 0 | 0 | 0 | 0
IL Fac. Spec. - NOX Rate Summer v3.1, Unit 465 and retrofits | 495 | 7305 | Rate Constraint in lbs/MMBtu | FALSE | L | Annual | Seasons Included | Seasons | Summer | Summer | Summer | Summer | Summer | Summer | Summer
IL Fac. Spec. - NOX Rate Summer v3.1, Unit 465 and retrofits | 495 | 7305 | Rate Constraint in lbs/MMBtu | FALSE | L | Annual | Standard NOX | lb/MMBtu | 0.25 | 0.25 | 0.25 | 0.25 | 0.25 | 0.25 | 0.25
IL Fac. Spec. - NOX Rate Summer v3.1, Unit 465 and retrofits | 495 | 7305 | Rate Constraint in lbs/MMBtu | FALSE | L | Annual | Emissions at Affected Plants NOX | Thousand Tons | 0.0089394 | 0.0089394 | 0.0002438 | 0 | 0 | 0 | 0
IL Fac. Spec. - NOX Rate Summer v3.1, Unit 465 and retrofits | 495 | 7305 | Rate Constraint in lbs/MMBtu | FALSE | L | Annual | Allowances Purchased NOX | Thousand Tons | 0 | 0 | 0 | 0 | 0 | 0 | 0
IL Fac. Spec. - NOX Rate Summer v3.1, Unit 465 and retrofits | 495 | 7305 | Rate Constraint in lbs/MMBtu | FALSE | L | Annual | Allowances Sold NOX | Thousand Tons | 0 | 0 | 0 | 0 | 0 | 0 | 0
IL Fac. Spec. - NOX Rate Summer v3.1, Unit 465 and retrofits | 495 | 7305 | Rate Constraint in lbs/MMBtu | FALSE | L | Annual | Allowances Banked | Thousand Tons | 0 | 0 | 0 | 0 | 0 | 0 | 0
IL Fac. Spec. - NOX Rate Summer v3.1, Unit 465 and retrofits | 495 | 7305 | Rate Constraint in lbs/MMBtu | FALSE | L | Annual | Allowances Withdrawn (1:1) | Thousand Tons | 0 | 0 | 0 | 0 | 0 | 0 | 0
IL Fac. Spec. - NOX Rate Summer v3.1, Unit 465 and retrofits | 495 | 7305 | Rate Constraint in lbs/MMBtu | FALSE | L | Annual | Allowances Withdrawn (n:1) | Thousand Tons | 0 | 0 | 0 | 0 | 0 | 0 | 0
IL Fac. Spec. - NOX Rate Summer v3.1, Unit 465 and retrofits | 495 | 7305 | Rate Constraint in lbs/MMBtu | FALSE | L | Annual | Net Emissions Allowance Position | Thousand Tons | 0.0089394 | 0.0089394 | 0.0002438 | 0 | 0 | 0 | 0
IL Fac. Spec. - NOX Rate Summer v3.1, Unit 465 and retrofits | 495 | 7305 | Rate Constraint in lbs/MMBtu | FALSE | L | Annual | Fuel Consumed | TBtu | 0.21978 | 0.21978 | 0.0059939 | 0 | 0 | 0 | 0
IL Fac. Spec. - NOX Rate Summer v3.1, Unit 465 and retrofits | 495 | 7305 | Rate Constraint in lbs/MMBtu | FALSE | L | Annual | Rate | lb/MMBtu | 0.08135 | 0.08135 | 0.08135 | 0 | 0 | 0 | 0
IL Fac. Spec. - NOX Rate Summer v3.1, Unit 465 and retrofits | 495 | 7305 | Rate Constraint in lbs/MMBtu | FALSE | L | Annual | Generation | TWh | 0.020454 | 0.020454 | 0.00055783 | 0 | 0 | 0 | 0
IL Fac. Spec. - NOX Rate Summer v3.1, Unit 465 and retrofits | 495 | 7305 | Rate Constraint in lbs/MMBtu | FALSE | L | Annual | Qualifying Generation | TWh | 0.020454 | 0.020454 | 0.00055783 | 0 | 0 | 0 | 0
IL Fac. Spec. - NOX Rate Summer v3.1, Unit 465 and retrofits | 495 | 7305 | Rate Constraint in lbs/MMBtu | FALSE | L | Annual | Rate | lb/MWh | 0.87411 | 0.87411 | 0.87411 | 0 | 0 | 0 | 0
IL Fac. Spec. - NOX Rate Summer v3.1, Unit 465 and retrofits | 495 | 7305 | Rate Constraint in lbs/MMBtu | FALSE | L | Annual | Constraint Shadow Price | US2022$/Ton | 0 | 0 | 0 | 0 | 0 | 0 | 0
IL Fac. Spec. - NOX Rate Summer v3.1, Unit 466 and retrofits | 496 | 7305 | Rate Constraint in lbs/MMBtu | FALSE | L | Annual | Seasons Included | Seasons | Summer | Summer | Summer | Summer | Summer | Summer | Summer
IL Fac. Spec. - NOX Rate Summer v3.1, Unit 466 and retrofits | 496 | 7305 | Rate Constraint in lbs/MMBtu | FALSE | L | Annual | Standard NOX | lb/MMBtu | 0.25 | 0.25 | 0.25 | 0.25 | 0.25 | 0.25 | 0.25
IL Fac. Spec. - NOX Rate Summer v3.1, Unit 466 and retrofits | 496 | 7305 | Rate Constraint in lbs/MMBtu | FALSE | L | Annual | Emissions at Affected Plants NOX | Thousand Tons | 0.0090603 | 0.0048596 | 0.0002471 | 0 | 0 | 0 | 0
IL Fac. Spec. - NOX Rate Summer v3.1, Unit 466 and retrofits | 496 | 7305 | Rate Constraint in lbs/MMBtu | FALSE | L | Annual | Allowances Purchased NOX | Thousand Tons | 0 | 0 | 0 | 0 | 0 | 0 | 0
IL Fac. Spec. - NOX Rate Summer v3.1, Unit 466 and retrofits | 496 | 7305 | Rate Constraint in lbs/MMBtu | FALSE | L | Annual | Allowances Sold NOX | Thousand Tons | 0 | 0 | 0 | 0 | 0 | 0 | 0
IL Fac. Spec. - NOX Rate Summer v3.1, Unit 466 and retrofits | 496 | 7305 | Rate Constraint in lbs/MMBtu | FALSE | L | Annual | Allowances Banked | Thousand Tons | 0 | 0 | 0 | 0 | 0 | 0 | 0
IL Fac. Spec. - NOX Rate Summer v3.1, Unit 466 and retrofits | 496 | 7305 | Rate Constraint in lbs/MMBtu | FALSE | L | Annual | Allowances Withdrawn (1:1) | Thousand Tons | 0 | 0 | 0 | 0 | 0 | 0 | 0
IL Fac. Spec. - NOX Rate Summer v3.1, Unit 466 and retrofits | 496 | 7305 | Rate Constraint in lbs/MMBtu | FALSE | L | Annual | Allowances Withdrawn (n:1) | Thousand Tons | 0 | 0 | 0 | 0 | 0 | 0 | 0
IL Fac. Spec. - NOX Rate Summer v3.1, Unit 466 and retrofits | 496 | 7305 | Rate Constraint in lbs/MMBtu | FALSE | L | Annual | Net Emissions Allowance Position | Thousand Tons | 0.0090603 | 0.0048596 | 0.0002471 | 0 | 0 | 0 | 0
IL Fac. Spec. - NOX Rate Summer v3.1, Unit 466 and retrofits | 496 | 7305 | Rate Constraint in lbs/MMBtu | FALSE | L | Annual | Fuel Consumed | TBtu | 0.21978 | 0.11788 | 0.0059939 | 0 | 0 | 0 | 0
IL Fac. Spec. - NOX Rate Summer v3.1, Unit 466 and retrofits | 496 | 7305 | Rate Constraint in lbs/MMBtu | FALSE | L | Annual | Rate | lb/MMBtu | 0.08245 | 0.08245 | 0.08245 | 0 | 0 | 0 | 0
IL Fac. Spec. - NOX Rate Summer v3.1, Unit 466 and retrofits | 496 | 7305 | Rate Constraint in lbs/MMBtu | FALSE | L | Annual | Generation | TWh | 0.020454 | 0.010971 | 0.00055783 | 0 | 0 | 0 | 0
IL Fac. Spec. - NOX Rate Summer v3.1, Unit 466 and retrofits | 496 | 7305 | Rate Constraint in lbs/MMBtu | FALSE | L | Annual | Qualifying Generation | TWh | 0.020454 | 0.010971 | 0.00055783 | 0 | 0 | 0 | 0
IL Fac. Spec. - NOX Rate Summer v3.1, Unit 466 and retrofits | 496 | 7305 | Rate Constraint in lbs/MMBtu | FALSE | L | Annual | Rate | lb/MWh | 0.88593 | 0.88593 | 0.88593 | 0 | 0 | 0 | 0
IL Fac. Spec. - NOX Rate Summer v3.1, Unit 466 and retrofits | 496 | 7305 | Rate Constraint in lbs/MMBtu | FALSE | L | Annual | Constraint Shadow Price | US2022$/Ton | 0 | 0 | 0 | 0 | 0 | 0 | 0
IL Fac. Spec. - NOX Rate Summer v3.1, Unit 467 and retrofits | 497 | 7305 | Rate Constraint in lbs/MMBtu | FALSE | L | Annual | Seasons Included | Seasons | Summer | Summer | Summer | Summer | Summer | Summer | Summer
IL Fac. Spec. - NOX Rate Summer v3.1, Unit 467 and retrofits | 497 | 7305 | Rate Constraint in lbs/MMBtu | FALSE | L | Annual | Standard NOX | lb/MMBtu | 0.25 | 0.25 | 0.25 | 0.25 | 0.25 | 0.25 | 0.25
IL Fac. Spec. - NOX Rate Summer v3.1, Unit 467 and retrofits | 497 | 7305 | Rate Constraint in lbs/MMBtu | FALSE | L | Annual | Emissions at Affected Plants NOX | Thousand Tons | 0.0091109 | 0.0091109 | 0.00024848 | 0 | 0 | 0 | 0
IL Fac. Spec. - NOX Rate Summer v3.1, Unit 467 and retrofits | 497 | 7305 | Rate Constraint in lbs/MMBtu | FALSE | L | Annual | Allowances Purchased NOX | Thousand Tons | 0 | 0 | 0 | 0 | 0 | 0 | 0
IL Fac. Spec. - NOX Rate Summer v3.1, Unit 467 and retrofits | 497 | 7305 | Rate Constraint in lbs/MMBtu | FALSE | L | Annual | Allowances Sold NOX | Thousand Tons | 0 | 0 | 0 | 0 | 0 | 0 | 0
IL Fac. Spec. - NOX Rate Summer v3.1, Unit 467 and retrofits | 497 | 7305 | Rate Constraint in lbs/MMBtu | FALSE | L | Annual | Allowances Banked | Thousand Tons | 0 | 0 | 0 | 0 | 0 | 0 | 0
IL Fac. Spec. - NOX Rate Summer v3.1, Unit 467 and retrofits | 497 | 7305 | Rate Constraint in lbs/MMBtu | FALSE | L | Annual | Allowances Withdrawn (1:1) | Thousand Tons | 0 | 0 | 0 | 0 | 0 | 0 | 0
IL Fac. Spec. - NOX Rate Summer v3.1, Unit 467 and retrofits | 497 | 7305 | Rate Constraint in lbs/MMBtu | FALSE | L | Annual | Allowances Withdrawn (n:1) | Thousand Tons | 0 | 0 | 0 | 0 | 0 | 0 | 0
IL Fac. Spec. - NOX Rate Summer v3.1, Unit 467 and retrofits | 497 | 7305 | Rate Constraint in lbs/MMBtu | FALSE | L | Annual | Net Emissions Allowance Position | Thousand Tons | 0.0091109 | 0.0091109 | 0.00024848 | 0 | 0 | 0 | 0
IL Fac. Spec. - NOX Rate Summer v3.1, Unit 467 and retrofits | 497 | 7305 | Rate Constraint in lbs/MMBtu | FALSE | L | Annual | Fuel Consumed | TBtu | 0.21978 | 0.21978 | 0.0059939 | 0 | 0 | 0 | 0
IL Fac. Spec. - NOX Rate Summer v3.1, Unit 467 and retrofits | 497 | 7305 | Rate Constraint in lbs/MMBtu | FALSE | L | Annual | Rate | lb/MMBtu | 0.08291 | 0.08291 | 0.08291 | 0 | 0 | 0 | 0
IL Fac. Spec. - NOX Rate Summer v3.1, Unit 467 and retrofits | 497 | 7305 | Rate Constraint in lbs/MMBtu | FALSE | L | Annual | Generation | TWh | 0.020454 | 0.020454 | 0.00055783 | 0 | 0 | 0 | 0
IL Fac. Spec. - NOX Rate Summer v3.1, Unit 467 and retrofits | 497 | 7305 | Rate Constraint in lbs/MMBtu | FALSE | L | Annual | Qualifying Generation | TWh | 0.020454 | 0.020454 | 0.00055783 | 0 | 0 | 0 | 0
IL Fac. Spec. - NOX Rate Summer v3.1, Unit 467 and retrofits | 497 | 7305 | Rate Constraint in lbs/MMBtu | FALSE | L | Annual | Rate | lb/MWh | 0.89087 | 0.89087 | 0.89087 | 0 | 0 | 0 | 0
IL Fac. Spec. - NOX Rate Summer v3.1, Unit 467 and retrofits | 497 | 7305 | Rate Constraint in lbs/MMBtu | FALSE | L | Annual | Constraint Shadow Price | US2022$/Ton | 0 | 0 | 0 | 0 | 0 | 0 | 0
IL Fac. Spec. - NOX Rate Summer v3.1, Unit 468 and retrofits | 498 | 7305 | Rate Constraint in lbs/MMBtu | FALSE | L | Annual | Seasons Included | Seasons | Summer | Summer | Summer | Summer | Summer | Summer | Summer
IL Fac. Spec. - NOX Rate Summer v3.1, Unit 468 and retrofits | 498 | 7305 | Rate Constraint in lbs/MMBtu | FALSE | L | Annual | Standard NOX | lb/MMBtu | 0.25 | 0.25 | 0.25 | 0.25 | 0.25 | 0.25 | 0.25
IL Fac. Spec. - NOX Rate Summer v3.1, Unit 468 and retrofits | 498 | 7305 | Rate Constraint in lbs/MMBtu | FALSE | L | Annual | Emissions at Affected Plants NOX | Thousand Tons | 0.0092713 | 0.0085802 | 0.00025285 | 0 | 0 | 0 | 0
IL Fac. Spec. - NOX Rate Summer v3.1, Unit 468 and retrofits | 498 | 7305 | Rate Constraint in lbs/MMBtu | FALSE | L | Annual | Allowances Purchased NOX | Thousand Tons | 0 | 0 | 0 | 0 | 0 | 0 | 0
IL Fac. Spec. - NOX Rate Summer v3.1, Unit 468 and retrofits | 498 | 7305 | Rate Constraint in lbs/MMBtu | FALSE | L | Annual | Allowances Sold NOX | Thousand Tons | 0 | 0 | 0 | 0 | 0 | 0 | 0
IL Fac. Spec. - NOX Rate Summer v3.1, Unit 468 and retrofits | 498 | 7305 | Rate Constraint in lbs/MMBtu | FALSE | L | Annual | Allowances Banked | Thousand Tons | 0 | 0 | 0 | 0 | 0 | 0 | 0
IL Fac. Spec. - NOX Rate Summer v3.1, Unit 468 and retrofits | 498 | 7305 | Rate Constraint in lbs/MMBtu | FALSE | L | Annual | Allowances Withdrawn (1:1) | Thousand Tons | 0 | 0 | 0 | 0 | 0 | 0 | 0
IL Fac. Spec. - NOX Rate Summer v3.1, Unit 468 and retrofits | 498 | 7305 | Rate Constraint in lbs/MMBtu | FALSE | L | Annual | Allowances Withdrawn (n:1) | Thousand Tons | 0 | 0 | 0 | 0 | 0 | 0 | 0
IL Fac. Spec. - NOX Rate Summer v3.1, Unit 468 and retrofits | 498 | 7305 | Rate Constraint in lbs/MMBtu | FALSE | L | Annual | Net Emissions Allowance Position | Thousand Tons | 0.0092713 | 0.0085802 | 0.00025285 | 0 | 0 | 0 | 0
IL Fac. Spec. - NOX Rate Summer v3.1, Unit 468 and retrofits | 498 | 7305 | Rate Constraint in lbs/MMBtu | FALSE | L | Annual | Fuel Consumed | TBtu | 0.21978 | 0.20339 | 0.0059939 | 0 | 0 | 0 | 0
IL Fac. Spec. - NOX Rate Summer v3.1, Unit 468 and retrofits | 498 | 7305 | Rate Constraint in lbs/MMBtu | FALSE | L | Annual | Rate | lb/MMBtu | 0.08437 | 0.08437 | 0.08437 | 0 | 0 | 0 | 0
IL Fac. Spec. - NOX Rate Summer v3.1, Unit 468 and retrofits | 498 | 7305 | Rate Constraint in lbs/MMBtu | FALSE | L | Annual | Generation | TWh | 0.020454 | 0.018929 | 0.00055783 | 0 | 0 | 0 | 0
IL Fac. Spec. - NOX Rate Summer v3.1, Unit 468 and retrofits | 498 | 7305 | Rate Constraint in lbs/MMBtu | FALSE | L | Annual | Qualifying Generation | TWh | 0.020454 | 0.018929 | 0.00055783 | 0 | 0 | 0 | 0
IL Fac. Spec. - NOX Rate Summer v3.1, Unit 468 and retrofits | 498 | 7305 | Rate Constraint in lbs/MMBtu | FALSE | L | Annual | Rate | lb/MWh | 0.90656 | 0.90656 | 0.90656 | 0 | 0 | 0 | 0
IL Fac. Spec. - NOX Rate Summer v3.1, Unit 468 and retrofits | 498 | 7305 | Rate Constraint in lbs/MMBtu | FALSE | L | Annual | Constraint Shadow Price | US2022$/Ton | 0 | 0 | 0 | 0 | 0 | 0 | 0
IL Fac. Spec. - NOX Rate Summer v3.1, Unit 469 and retrofits | 499 | 7305 | Rate Constraint in lbs/MMBtu | FALSE | L | Annual | Seasons Included | Seasons | Summer | Summer | Summer | Summer | Summer | Summer | Summer
IL Fac. Spec. - NOX Rate Summer v3.1, Unit 469 and retrofits | 499 | 7305 | Rate Constraint in lbs/MMBtu | FALSE | L | Annual | Standard NOX | lb/MMBtu | 0.25 | 0.25 | 0.25 | 0.25 | 0.25 | 0.25 | 0.25
IL Fac. Spec. - NOX Rate Summer v3.1, Unit 469 and retrofits | 499 | 7305 | Rate Constraint in lbs/MMBtu | FALSE | L | Annual | Emissions at Affected Plants NOX | Thousand Tons | 0.0092098 | 0.0053454 | 0.00025118 | 0 | 0 | 0 | 0
IL Fac. Spec. - NOX Rate Summer v3.1, Unit 469 and retrofits | 499 | 7305 | Rate Constraint in lbs/MMBtu | FALSE | L | Annual | Allowances Purchased NOX | Thousand Tons | 0 | 0 | 0 | 0 | 0 | 0 | 0
IL Fac. Spec. - NOX Rate Summer v3.1, Unit 469 and retrofits | 499 | 7305 | Rate Constraint in lbs/MMBtu | FALSE | L | Annual | Allowances Sold NOX | Thousand Tons | 0 | 0 | 0 | 0 | 0 | 0 | 0
IL Fac. Spec. - NOX Rate Summer v3.1, Unit 469 and retrofits | 499 | 7305 | Rate Constraint in lbs/MMBtu | FALSE | L | Annual | Allowances Banked | Thousand Tons | 0 | 0 | 0 | 0 | 0 | 0 | 0
IL Fac. Spec. - NOX Rate Summer v3.1, Unit 469 and retrofits | 499 | 7305 | Rate Constraint in lbs/MMBtu | FALSE | L | Annual | Allowances Withdrawn (1:1) | Thousand Tons | 0 | 0 | 0 | 0 | 0 | 0 | 0
IL Fac. Spec. - NOX Rate Summer v3.1, Unit 469 and retrofits | 499 | 7305 | Rate Constraint in lbs/MMBtu | FALSE | L | Annual | Allowances Withdrawn (n:1) | Thousand Tons | 0 | 0 | 0 | 0 | 0 | 0 | 0
IL Fac. Spec. - NOX Rate Summer v3.1, Unit 469 and retrofits | 499 | 7305 | Rate Constraint in lbs/MMBtu | FALSE | L | Annual | Net Emissions Allowance Position | Thousand Tons | 0.0092098 | 0.0053454 | 0.00025118 | 0 | 0 | 0 | 0
IL Fac. Spec. - NOX Rate Summer v3.1, Unit 469 and retrofits | 499 | 7305 | Rate Constraint in lbs/MMBtu | FALSE | L | Annual | Fuel Consumed | TBtu | 0.21978 | 0.12756 | 0.0059939 | 0 | 0 | 0 | 0
IL Fac. Spec. - NOX Rate Summer v3.1, Unit 469 and retrofits | 499 | 7305 | Rate Constraint in lbs/MMBtu | FALSE | L | Annual | Rate | lb/MMBtu | 0.08381 | 0.08381 | 0.08381 | 0 | 0 | 0 | 0
IL Fac. Spec. - NOX Rate Summer v3.1, Unit 469 and retrofits | 499 | 7305 | Rate Constraint in lbs/MMBtu | FALSE | L | Annual | Generation | TWh | 0.020454 | 0.011871 | 0.00055783 | 0 | 0 | 0 | 0
IL Fac. Spec. - NOX Rate Summer v3.1, Unit 469 and retrofits | 499 | 7305 | Rate Constraint in lbs/MMBtu | FALSE | L | Annual | Qualifying Generation | TWh | 0.020454 | 0.011871 | 0.00055783 | 0 | 0 | 0 | 0
IL Fac. Spec. - NOX Rate Summer v3.1, Unit 469 and retrofits | 499 | 7305 | Rate Constraint in lbs/MMBtu | FALSE | L | Annual | Rate | lb/MWh | 0.90054 | 0.90054 | 0.90054 | 0 | 0 | 0 | 0
IL Fac. Spec. - NOX Rate Summer v3.1, Unit 469 and retrofits | 499 | 7305 | Rate Constraint in lbs/MMBtu | FALSE | L | Annual | Constraint Shadow Price | US2022$/Ton | 0 | 0 | 0 | 0 | 0 | 0 | 0
IL Fac. Spec. - NOX Rate Summer v3.1, Unit 470 and retrofits | 500 | 7305 | Rate Constraint in lbs/MMBtu | FALSE | L | Annual | Seasons Included | Seasons | Summer | Summer | Summer | Summer | Summer | Summer | Summer
IL Fac. Spec. - NOX Rate Summer v3.1, Unit 470 and retrofits | 500 | 7305 | Rate Constraint in lbs/MMBtu | FALSE | L | Annual | Standard NOX | lb/MMBtu | 0.25 | 0.25 | 0.25 | 0.25 | 0.25 | 0.25 | 0.25
IL Fac. Spec. - NOX Rate Summer v3.1, Unit 470 and retrofits | 500 | 7305 | Rate Constraint in lbs/MMBtu | FALSE | L | Annual | Emissions at Affected Plants NOX | Thousand Tons | 0.0092955 | 0.0067943 | 0.00025351 | 0 | 0 | 0 | 0
IL Fac. Spec. - NOX Rate Summer v3.1, Unit 470 and retrofits | 500 | 7305 | Rate Constraint in lbs/MMBtu | FALSE | L | Annual | Allowances Purchased NOX | Thousand Tons | 0 | 0 | 0 | 0 | 0 | 0 | 0
IL Fac. Spec. - NOX Rate Summer v3.1, Unit 470 and retrofits | 500 | 7305 | Rate Constraint in lbs/MMBtu | FALSE | L | Annual | Allowances Sold NOX | Thousand Tons | 0 | 0 | 0 | 0 | 0 | 0 | 0
IL Fac. Spec. - NOX Rate Summer v3.1, Unit 470 and retrofits | 500 | 7305 | Rate Constraint in lbs/MMBtu | FALSE | L | Annual | Allowances Banked | Thousand Tons | 0 | 0 | 0 | 0 | 0 | 0 | 0
IL Fac. Spec. - NOX Rate Summer v3.1, Unit 470 and retrofits | 500 | 7305 | Rate Constraint in lbs/MMBtu | FALSE | L | Annual | Allowances Withdrawn (1:1) | Thousand Tons | 0 | 0 | 0 | 0 | 0 | 0 | 0
IL Fac. Spec. - NOX Rate Summer v3.1, Unit 470 and retrofits | 500 | 7305 | Rate Constraint in lbs/MMBtu | FALSE | L | Annual | Allowances Withdrawn (n:1) | Thousand Tons | 0 | 0 | 0 | 0 | 0 | 0 | 0
IL Fac. Spec. - NOX Rate Summer v3.1, Unit 470 and retrofits | 500 | 7305 | Rate Constraint in lbs/MMBtu | FALSE | L | Annual | Net Emissions Allowance Position | Thousand Tons | 0.0092955 | 0.0067943 | 0.00025351 | 0 | 0 | 0 | 0
IL Fac. Spec. - NOX Rate Summer v3.1, Unit 470 and retrofits | 500 | 7305 | Rate Constraint in lbs/MMBtu | FALSE | L | Annual | Fuel Consumed | TBtu | 0.21978 | 0.16064 | 0.0059939 | 0 | 0 | 0 | 0
IL Fac. Spec. - NOX Rate Summer v3.1, Unit 470 and retrofits | 500 | 7305 | Rate Constraint in lbs/MMBtu | FALSE | L | Annual | Rate | lb/MMBtu | 0.08459 | 0.08459 | 0.08459 | 0 | 0 | 0 | 0
IL Fac. Spec. - NOX Rate Summer v3.1, Unit 470 and retrofits | 500 | 7305 | Rate Constraint in lbs/MMBtu | FALSE | L | Annual | Generation | TWh | 0.020454 | 0.01495 | 0.00055783 | 0 | 0 | 0 | 0
IL Fac. Spec. - NOX Rate Summer v3.1, Unit 470 and retrofits | 500 | 7305 | Rate Constraint in lbs/MMBtu | FALSE | L | Annual | Qualifying Generation | TWh | 0.020454 | 0.01495 | 0.00055783 | 0 | 0 | 0 | 0
IL Fac. Spec. - NOX Rate Summer v3.1, Unit 470 and retrofits | 500 | 7305 | Rate Constraint in lbs/MMBtu | FALSE | L | Annual | Rate | lb/MWh | 0.90892 | 0.90892 | 0.90892 | 0 | 0 | 0 | 0
IL Fac. Spec. - NOX Rate Summer v3.1, Unit 470 and retrofits | 500 | 7305 | Rate Constraint in lbs/MMBtu | FALSE | L | Annual | Constraint Shadow Price | US2022$/Ton | 0 | 0 | 0 | 0 | 0 | 0 | 0
IL Fac. Spec. - NOX Rate Summer v3.1, Unit 474 and retrofits | 501 | 7305 | Rate Constraint in lbs/MMBtu | FALSE | L | Annual | Seasons Included | Seasons | Summer | Summer | Summer | Summer | Summer | Summer | Summer
IL Fac. Spec. - NOX Rate Summer v3.1, Unit 474 and retrofits | 501 | 7305 | Rate Constraint in lbs/MMBtu | FALSE | L | Annual | Standard NOX | lb/MMBtu | 0.25 | 0.25 | 0.25 | 0.25 | 0.25 | 0.25 | 0.25
IL Fac. Spec. - NOX Rate Summer v3.1, Unit 474 and retrofits | 501 | 7305 | Rate Constraint in lbs/MMBtu | FALSE | L | Annual | Emissions at Affected Plants NOX | Thousand Tons | 0.0068294 | 0.0014156 | 0 | 0 | 0 | 0 | 0
IL Fac. Spec. - NOX Rate Summer v3.1, Unit 474 and retrofits | 501 | 7305 | Rate Constraint in lbs/MMBtu | FALSE | L | Annual | Allowances Purchased NOX | Thousand Tons | 0 | 0 | 0 | 0 | 0 | 0 | 0
IL Fac. Spec. - NOX Rate Summer v3.1, Unit 474 and retrofits | 501 | 7305 | Rate Constraint in lbs/MMBtu | FALSE | L | Annual | Allowances Sold NOX | Thousand Tons | 0 | 0 | 0 | 0 | 0 | 0 | 0
IL Fac. Spec. - NOX Rate Summer v3.1, Unit 474 and retrofits | 501 | 7305 | Rate Constraint in lbs/MMBtu | FALSE | L | Annual | Allowances Banked | Thousand Tons | 0 | 0 | 0 | 0 | 0 | 0 | 0
IL Fac. Spec. - NOX Rate Summer v3.1, Unit 474 and retrofits | 501 | 7305 | Rate Constraint in lbs/MMBtu | FALSE | L | Annual | Allowances Withdrawn (1:1) | Thousand Tons | 0 | 0 | 0 | 0 | 0 | 0 | 0
IL Fac. Spec. - NOX Rate Summer v3.1, Unit 474 and retrofits | 501 | 7305 | Rate Constraint in lbs/MMBtu | FALSE | L | Annual | Allowances Withdrawn (n:1) | Thousand Tons | 0 | 0 | 0 | 0 | 0 | 0 | 0
IL Fac. Spec. - NOX Rate Summer v3.1, Unit 474 and retrofits | 501 | 7305 | Rate Constraint in lbs/MMBtu | FALSE | L | Annual | Net Emissions Allowance Position | Thousand Tons | 0.0068294 | 0.0014156 | 0 | 0 | 0 | 0 | 0
IL Fac. Spec. - NOX Rate Summer v3.1, Unit 474 and retrofits | 501 | 7305 | Rate Constraint in lbs/MMBtu | FALSE | L | Annual | Fuel Consumed | TBtu | 0.10999 | 0.0228 | 0 | 0 | 0 | 0 | 0
IL Fac. Spec. - NOX Rate Summer v3.1, Unit 474 and retrofits | 501 | 7305 | Rate Constraint in lbs/MMBtu | FALSE | L | Annual | Rate | lb/MMBtu | 0.12418 | 0.12418 | 0 | 0 | 0 | 0 | 0
IL Fac. Spec. - NOX Rate Summer v3.1, Unit 474 and retrofits | 501 | 7305 | Rate Constraint in lbs/MMBtu | FALSE | L | Annual | Generation | TWh | 0.008495 | 0.0017609 | 0 | 0 | 0 | 0 | 0
IL Fac. Spec. - NOX Rate Summer v3.1, Unit 474 and retrofits | 501 | 7305 | Rate Constraint in lbs/MMBtu | FALSE | L | Annual | Qualifying Generation | TWh | 0.008495 | 0.0017609 | 0 | 0 | 0 | 0 | 0
IL Fac. Spec. - NOX Rate Summer v3.1, Unit 474 and retrofits | 501 | 7305 | Rate Constraint in lbs/MMBtu | FALSE | L | Annual | Rate | lb/MWh | 1.6079 | 1.6079 | 0 | 0 | 0 | 0 | 0
IL Fac. Spec. - NOX Rate Summer v3.1, Unit 474 and retrofits | 501 | 7305 | Rate Constraint in lbs/MMBtu | FALSE | L | Annual | Constraint Shadow Price | US2022$/Ton | 0 | 0 | 0 | 0 | 0 | 0 | 0
IL Fac. Spec. - NOX Rate Summer v3.1, Unit 475 and retrofits | 502 | 7305 | Rate Constraint in lbs/MMBtu | FALSE | L | Annual | Seasons Included | Seasons | Summer | Summer | Summer | Summer | Summer | Summer | Summer
IL Fac. Spec. - NOX Rate Summer v3.1, Unit 475 and retrofits | 502 | 7305 | Rate Constraint in lbs/MMBtu | FALSE | L | Annual | Standard NOX | lb/MMBtu | 0.25 | 0.25 | 0.25 | 0.25 | 0.25 | 0.25 | 0.25
IL Fac. Spec. - NOX Rate Summer v3.1, Unit 475 and retrofits | 502 | 7305 | Rate Constraint in lbs/MMBtu | FALSE | L | Annual | Emissions at Affected Plants NOX | Thousand Tons | 0.0080821 | 0.0038423 | 0.00039748 | 0 | 0 | 0 | 0
IL Fac. Spec. - NOX Rate Summer v3.1, Unit 475 and retrofits | 502 | 7305 | Rate Constraint in lbs/MMBtu | FALSE | L | Annual | Allowances Purchased NOX | Thousand Tons | 0 | 0 | 0 | 0 | 0 | 0 | 0
IL Fac. Spec. - NOX Rate Summer v3.1, Unit 475 and retrofits | 502 | 7305 | Rate Constraint in lbs/MMBtu | FALSE | L | Annual | Allowances Sold NOX | Thousand Tons | 0 | 0 | 0 | 0 | 0 | 0 | 0
IL Fac. Spec. - NOX Rate Summer v3.1, Unit 475 and retrofits | 502 | 7305 | Rate Constraint in lbs/MMBtu | FALSE | L | Annual | Allowances Banked | Thousand Tons | 0 | 0 | 0 | 0 | 0 | 0 | 0
IL Fac. Spec. - NOX Rate Summer v3.1, Unit 475 and retrofits | 502 | 7305 | Rate Constraint in lbs/MMBtu | FALSE | L | Annual | Allowances Withdrawn (1:1) | Thousand Tons | 0 | 0 | 0 | 0 | 0 | 0 | 0
IL Fac. Spec. - NOX Rate Summer v3.1, Unit 475 and retrofits | 502 | 7305 | Rate Constraint in lbs/MMBtu | FALSE | L | Annual | Allowances Withdrawn (n:1) | Thousand Tons | 0 | 0 | 0 | 0 | 0 | 0 | 0
IL Fac. Spec. - NOX Rate Summer v3.1, Unit 475 and retrofits | 502 | 7305 | Rate Constraint in lbs/MMBtu | FALSE | L | Annual | Net Emissions Allowance Position | Thousand Tons | 0.0080821 | 0.0038423 | 0.00039748 | 0 | 0 | 0 | 0
IL Fac. Spec. - NOX Rate Summer v3.1, Unit 475 and retrofits | 502 | 7305 | Rate Constraint in lbs/MMBtu | FALSE | L | Annual | Fuel Consumed | TBtu | 0.23158 | 0.1101 | 0.011389 | 0 | 0 | 0 | 0
IL Fac. Spec. - NOX Rate Summer v3.1, Unit 475 and retrofits | 502 | 7305 | Rate Constraint in lbs/MMBtu | FALSE | L | Annual | Rate | lb/MMBtu | 0.0698 | 0.0698 | 0.0698 | 0 | 0 | 0 | 0
IL Fac. Spec. - NOX Rate Summer v3.1, Unit 475 and retrofits | 502 | 7305 | Rate Constraint in lbs/MMBtu | FALSE | L | Annual | Generation | TWh | 0.019016 | 0.0090405 | 0.00093522 | 0 | 0 | 0 | 0
IL Fac. Spec. - NOX Rate Summer v3.1, Unit 475 and retrofits | 502 | 7305 | Rate Constraint in lbs/MMBtu | FALSE | L | Annual | Qualifying Generation | TWh | 0.019016 | 0.0090405 | 0.00093522 | 0 | 0 | 0 | 0
IL Fac. Spec. - NOX Rate Summer v3.1, Unit 475 and retrofits | 502 | 7305 | Rate Constraint in lbs/MMBtu | FALSE | L | Annual | Rate | lb/MWh | 0.85002 | 0.85002 | 0.85002 | 0 | 0 | 0 | 0
IL Fac. Spec. - NOX Rate Summer v3.1, Unit 475 and retrofits | 502 | 7305 | Rate Constraint in lbs/MMBtu | FALSE | L | Annual | Constraint Shadow Price | US2022$/Ton | 0 | 0 | 0 | 0 | 0 | 0 | 0
IL Fac. Spec. - NOX Rate Summer v3.1, Unit 476 and retrofits | 503 | 7305 | Rate Constraint in lbs/MMBtu | FALSE | L | Annual | Seasons Included | Seasons | Summer | Summer | Summer | Summer | Summer | Summer | Summer
IL Fac. Spec. - NOX Rate Summer v3.1, Unit 476 and retrofits | 503 | 7305 | Rate Constraint in lbs/MMBtu | FALSE | L | Annual | Standard NOX | lb/MMBtu | 0.25 | 0.25 | 0.25 | 0.25 | 0.25 | 0.25 | 0.25
IL Fac. Spec. - NOX Rate Summer v3.1, Unit 476 and retrofits | 503 | 7305 | Rate Constraint in lbs/MMBtu | FALSE | L | Annual | Emissions at Affected Plants NOX | Thousand Tons | 0.0091481 | 0.0043491 | 0.00044991 | 0 | 0 | 0 | 0
IL Fac. Spec. - NOX Rate Summer v3.1, Unit 476 and retrofits | 503 | 7305 | Rate Constraint in lbs/MMBtu | FALSE | L | Annual | Allowances Purchased NOX | Thousand Tons | 0 | 0 | 0 | 0 | 0 | 0 | 0
IL Fac. Spec. - NOX Rate Summer v3.1, Unit 476 and retrofits | 503 | 7305 | Rate Constraint in lbs/MMBtu | FALSE | L | Annual | Allowances Sold NOX | Thousand Tons | 0 | 0 | 0 | 0 | 0 | 0 | 0
IL Fac. Spec. - NOX Rate Summer v3.1, Unit 476 and retrofits | 503 | 7305 | Rate Constraint in lbs/MMBtu | FALSE | L | Annual | Allowances Banked | Thousand Tons | 0 | 0 | 0 | 0 | 0 | 0 | 0
IL Fac. Spec. - NOX Rate Summer v3.1, Unit 476 and retrofits | 503 | 7305 | Rate Constraint in lbs/MMBtu | FALSE | L | Annual | Allowances Withdrawn (1:1) | Thousand Tons | 0 | 0 | 0 | 0 | 0 | 0 | 0
IL Fac. Spec. - NOX Rate Summer v3.1, Unit 476 and retrofits | 503 | 7305 | Rate Constraint in lbs/MMBtu | FALSE | L | Annual | Allowances Withdrawn (n:1) | Thousand Tons | 0 | 0 | 0 | 0 | 0 | 0 | 0
IL Fac. Spec. - NOX Rate Summer v3.1, Unit 476 and retrofits | 503 | 7305 | Rate Constraint in lbs/MMBtu | FALSE | L | Annual | Net Emissions Allowance Position | Thousand Tons | 0.0091481 | 0.0043491 | 0.00044991 | 0 | 0 | 0 | 0
IL Fac. Spec. - NOX Rate Summer v3.1, Unit 476 and retrofits | 503 | 7305 | Rate Constraint in lbs/MMBtu | FALSE | L | Annual | Fuel Consumed | TBtu | 0.2316 | 0.1101 | 0.01139 | 0 | 0 | 0 | 0
IL Fac. Spec. - NOX Rate Summer v3.1, Unit 476 and retrofits | 503 | 7305 | Rate Constraint in lbs/MMBtu | FALSE | L | Annual | Rate | lb/MMBtu | 0.079 | 0.079 | 0.079 | 0 | 0 | 0 | 0
IL Fac. Spec. - NOX Rate Summer v3.1, Unit 476 and retrofits | 503 | 7305 | Rate Constraint in lbs/MMBtu | FALSE | L | Annual | Generation | TWh | 0.019016 | 0.0090405 | 0.00093522 | 0 | 0 | 0 | 0
IL Fac. Spec. - NOX Rate Summer v3.1, Unit 476 and retrofits | 503 | 7305 | Rate Constraint in lbs/MMBtu | FALSE | L | Annual | Qualifying Generation | TWh | 0.019016 | 0.0090405 | 0.00093522 | 0 | 0 | 0 | 0
IL Fac. Spec. - NOX Rate Summer v3.1, Unit 476 and retrofits | 503 | 7305 | Rate Constraint in lbs/MMBtu | FALSE | L | Annual | Rate | lb/MWh | 0.96214 | 0.96214 | 0.96214 | 0 | 0 | 0 | 0
IL Fac. Spec. - NOX Rate Summer v3.1, Unit 476 and retrofits | 503 | 7305 | Rate Constraint in lbs/MMBtu | FALSE | L | Annual | Constraint Shadow Price | US2022$/Ton | 0 | 0 | 0 | 0 | 0 | 0 | 0
IL Fac. Spec. - NOX Rate Summer v3.1, Unit 477 and retrofits | 504 | 7305 | Rate Constraint in lbs/MMBtu | FALSE | L | Annual | Seasons Included | Seasons | Summer | Summer | Summer | Summer | Summer | Summer | Summer
IL Fac. Spec. - NOX Rate Summer v3.1, Unit 477 and retrofits | 504 | 7305 | Rate Constraint in lbs/MMBtu | FALSE | L | Annual | Standard NOX | lb/MMBtu | 0.25 | 0.25 | 0.25 | 0.25 | 0.25 | 0.25 | 0.25
IL Fac. Spec. - NOX Rate Summer v3.1, Unit 477 and retrofits | 504 | 7305 | Rate Constraint in lbs/MMBtu | FALSE | L | Annual | Emissions at Affected Plants NOX | Thousand Tons | 0.00034158 | 0.00039037 | 0 | 0 | 0 | 0 | 0
IL Fac. Spec. - NOX Rate Summer v3.1, Unit 477 and retrofits | 504 | 7305 | Rate Constraint in lbs/MMBtu | FALSE | L | Annual | Allowances Purchased NOX | Thousand Tons | 0 | 0 | 0 | 0 | 0 | 0 | 0
IL Fac. Spec. - NOX Rate Summer v3.1, Unit 477 and retrofits | 504 | 7305 | Rate Constraint in lbs/MMBtu | FALSE | L | Annual | Allowances Sold NOX | Thousand Tons | 0 | 0 | 0 | 0 | 0 | 0 | 0
IL Fac. Spec. - NOX Rate Summer v3.1, Unit 477 and retrofits | 504 | 7305 | Rate Constraint in lbs/MMBtu | FALSE | L | Annual | Allowances Banked | Thousand Tons | 0 | 0 | 0 | 0 | 0 | 0 | 0
IL Fac. Spec. - NOX Rate Summer v3.1, Unit 477 and retrofits | 504 | 7305 | Rate Constraint in lbs/MMBtu | FALSE | L | Annual | Allowances Withdrawn (1:1) | Thousand Tons | 0 | 0 | 0 | 0 | 0 | 0 | 0
IL Fac. Spec. - NOX Rate Summer v3.1, Unit 477 and retrofits | 504 | 7305 | Rate Constraint in lbs/MMBtu | FALSE | L | Annual | Allowances Withdrawn (n:1) | Thousand Tons | 0 | 0 | 0 | 0 | 0 | 0 | 0
IL Fac. Spec. - NOX Rate Summer v3.1, Unit 477 and retrofits | 504 | 7305 | Rate Constraint in lbs/MMBtu | FALSE | L | Annual | Net Emissions Allowance Position | Thousand Tons | 0.00034158 | 0.00039037 | 0 | 0 | 0 | 0 | 0
IL Fac. Spec. - NOX Rate Summer v3.1, Unit 477 and retrofits | 504 | 7305 | Rate Constraint in lbs/MMBtu | FALSE | L | Annual | Fuel Consumed | TBtu | 0.0096003 | 0.010972 | 0 | 0 | 0 | 0 | 0
IL Fac. Spec. - NOX Rate Summer v3.1, Unit 477 and retrofits | 504 | 7305 | Rate Constraint in lbs/MMBtu | FALSE | L | Annual | Rate | lb/MMBtu | 0.07116 | 0.07116 | 0 | 0 | 0 | 0 | 0
IL Fac. Spec. - NOX Rate Summer v3.1, Unit 477 and retrofits | 504 | 7305 | Rate Constraint in lbs/MMBtu | FALSE | L | Annual | Generation | TWh | 0.00065215 | 0.00074531 | 0 | 0 | 0 | 0 | 0
IL Fac. Spec. - NOX Rate Summer v3.1, Unit 477 and retrofits | 504 | 7305 | Rate Constraint in lbs/MMBtu | FALSE | L | Annual | Qualifying Generation | TWh | 0.00065215 | 0.00074531 | 0 | 0 | 0 | 0 | 0
IL Fac. Spec. - NOX Rate Summer v3.1, Unit 477 and retrofits | 504 | 7305 | Rate Constraint in lbs/MMBtu | FALSE | L | Annual | Rate | lb/MWh | 1.0475 | 1.0475 | 0 | 0 | 0 | 0 | 0
IL Fac. Spec. - NOX Rate Summer v3.1, Unit 477 and retrofits | 504 | 7305 | Rate Constraint in lbs/MMBtu | FALSE | L | Annual | Constraint Shadow Price | US2022$/Ton | 0 | 0 | 0 | 0 | 0 | 0 | 0
IL Fac. Spec. - NOX Rate Summer v3.1, Unit 478 and retrofits | 505 | 7305 | Rate Constraint in lbs/MMBtu | FALSE | L | Annual | Seasons Included | Seasons | Summer | Summer | Summer | Summer | Summer | Summer | Summer
IL Fac. Spec. - NOX Rate Summer v3.1, Unit 478 and retrofits | 505 | 7305 | Rate Constraint in lbs/MMBtu | FALSE | L | Annual | Standard NOX | lb/MMBtu | 0.25 | 0.25 | 0.25 | 0.25 | 0.25 | 0.25 | 0.25
IL Fac. Spec. - NOX Rate Summer v3.1, Unit 478 and retrofits | 505 | 7305 | Rate Constraint in lbs/MMBtu | FALSE | L | Annual | Emissions at Affected Plants NOX | Thousand Tons | 0.00032763 | 0.00037443 | 0 | 0 | 0 | 0 | 0
IL Fac. Spec. - NOX Rate Summer v3.1, Unit 478 and retrofits | 505 | 7305 | Rate Constraint in lbs/MMBtu | FALSE | L | Annual | Allowances Purchased NOX | Thousand Tons | 0 | 0 | 0 | 0 | 0 | 0 | 0
IL Fac. Spec. - NOX Rate Summer v3.1, Unit 478 and retrofits | 505 | 7305 | Rate Constraint in lbs/MMBtu | FALSE | L | Annual | Allowances Sold NOX | Thousand Tons | 0 | 0 | 0 | 0 | 0 | 0 | 0
IL Fac. Spec. - NOX Rate Summer v3.1, Unit 478 and retrofits | 505 | 7305 | Rate Constraint in lbs/MMBtu | FALSE | L | Annual | Allowances Banked | Thousand Tons | 0 | 0 | 0 | 0 | 0 | 0 | 0
IL Fac. Spec. - NOX Rate Summer v3.1, Unit 478 and retrofits | 505 | 7305 | Rate Constraint in lbs/MMBtu | FALSE | L | Annual | Allowances Withdrawn (1:1) | Thousand Tons | 0 | 0 | 0 | 0 | 0 | 0 | 0
IL Fac. Spec. - NOX Rate Summer v3.1, Unit 478 and retrofits | 505 | 7305 | Rate Constraint in lbs/MMBtu | FALSE | L | Annual | Allowances Withdrawn (n:1) | Thousand Tons | 0 | 0 | 0 | 0 | 0 | 0 | 0
IL Fac. Spec. - NOX Rate Summer v3.1, Unit 478 and retrofits | 505 | 7305 | Rate Constraint in lbs/MMBtu | FALSE | L | Annual | Net Emissions Allowance Position | Thousand Tons | 0.00032763 | 0.00037443 | 0 | 0 | 0 | 0 | 0
IL Fac. Spec. - NOX Rate Summer v3.1, Unit 478 and retrofits | 505 | 7305 | Rate Constraint in lbs/MMBtu | FALSE | L | Annual | Fuel Consumed | TBtu | 0.0096022 | 0.010974 | 0 | 0 | 0 | 0 | 0
IL Fac. Spec. - NOX Rate Summer v3.1, Unit 478 and retrofits | 505 | 7305 | Rate Constraint in lbs/MMBtu | FALSE | L | Annual | Rate | lb/MMBtu | 0.06824 | 0.06824 | 0 | 0 | 0 | 0 | 0
IL Fac. Spec. - NOX Rate Summer v3.1, Unit 478 and retrofits | 505 | 7305 | Rate Constraint in lbs/MMBtu | FALSE | L | Annual | Generation | TWh | 0.00065215 | 0.00074531 | 0 | 0 | 0 | 0 | 0
IL Fac. Spec. - NOX Rate Summer v3.1, Unit 478 and retrofits | 505 | 7305 | Rate Constraint in lbs/MMBtu | FALSE | L | Annual | Qualifying Generation | TWh | 0.00065215 | 0.00074531 | 0 | 0 | 0 | 0 | 0
IL Fac. Spec. - NOX Rate Summer v3.1, Unit 478 and retrofits | 505 | 7305 | Rate Constraint in lbs/MMBtu | FALSE | L | Annual | Rate | lb/MWh | 1.0048 | 1.0048 | 0 | 0 | 0 | 0 | 0
IL Fac. Spec. - NOX Rate Summer v3.1, Unit 478 and retrofits | 505 | 7305 | Rate Constraint in lbs/MMBtu | FALSE | L | Annual | Constraint Shadow Price | US2022$/Ton | 0 | 0 | 0 | 0 | 0 | 0 | 0
IL Fac. Spec. - NOX Rate Summer v3.1, Unit 480 and retrofits | 506 | 7305 | Rate Constraint in lbs/MMBtu | FALSE | L | Annual | Seasons Included | Seasons | Summer | Summer | Summer | Summer | Summer | Summer | Summer
IL Fac. Spec. - NOX Rate Summer v3.1, Unit 480 and retrofits | 506 | 7305 | Rate Constraint in lbs/MMBtu | FALSE | L | Annual | Standard NOX | lb/MMBtu | 0.25 | 0.25 | 0.25 | 0.25 | 0.25 | 0.25 | 0.25
IL Fac. Spec. - NOX Rate Summer v3.1, Unit 480 and retrofits | 506 | 7305 | Rate Constraint in lbs/MMBtu | FALSE | L | Annual | Emissions at Affected Plants NOX | Thousand Tons | 0.005122 | 0.0045239 | 0.00023003 | 0 | 0 | 0 | 0
IL Fac. Spec. - NOX Rate Summer v3.1, Unit 480 and retrofits | 506 | 7305 | Rate Constraint in lbs/MMBtu | FALSE | L | Annual | Allowances Purchased NOX | Thousand Tons | 0 | 0 | 0 | 0 | 0 | 0 | 0
IL Fac. Spec. - NOX Rate Summer v3.1, Unit 480 and retrofits | 506 | 7305 | Rate Constraint in lbs/MMBtu | FALSE | L | Annual | Allowances Sold NOX | Thousand Tons | 0 | 0 | 0 | 0 | 0 | 0 | 0
IL Fac. Spec. - NOX Rate Summer v3.1, Unit 480 and retrofits | 506 | 7305 | Rate Constraint in lbs/MMBtu | FALSE | L | Annual | Allowances Banked | Thousand Tons | 0 | 0 | 0 | 0 | 0 | 0 | 0
IL Fac. Spec. - NOX Rate Summer v3.1, Unit 480 and retrofits | 506 | 7305 | Rate Constraint in lbs/MMBtu | FALSE | L | Annual | Allowances Withdrawn (1:1) | Thousand Tons | 0 | 0 | 0 | 0 | 0 | 0 | 0
IL Fac. Spec. - NOX Rate Summer v3.1, Unit 480 and retrofits | 506 | 7305 | Rate Constraint in lbs/MMBtu | FALSE | L | Annual | Allowances Withdrawn (n:1) | Thousand Tons | 0 | 0 | 0 | 0 | 0 | 0 | 0
IL Fac. Spec. - NOX Rate Summer v3.1, Unit 480 and retrofits | 506 | 7305 | Rate Constraint in lbs/MMBtu | FALSE | L | Annual | Net Emissions Allowance Position | Thousand Tons | 0.005122 | 0.0045239 | 0.00023003 | 0 | 0 | 0 | 0
IL Fac. Spec. - NOX Rate Summer v3.1, Unit 480 and retrofits | 506 | 7305 | Rate Constraint in lbs/MMBtu | FALSE | L | Annual | Fuel Consumed | TBtu | 0.1363 | 0.12038 | 0.0061211 | 0 | 0 | 0 | 0
IL Fac. Spec. - NOX Rate Summer v3.1, Unit 480 and retrofits | 506 | 7305 | Rate Constraint in lbs/MMBtu | FALSE | L | Annual | Rate | lb/MMBtu | 0.07516 | 0.07516 | 0.07516 | 0 | 0 | 0 | 0
IL Fac. Spec. - NOX Rate Summer v3.1, Unit 480 and retrofits | 506 | 7305 | Rate Constraint in lbs/MMBtu | FALSE | L | Annual | Generation | TWh | 0.012421 | 0.010971 | 0.00055783 | 0 | 0 | 0 | 0
IL Fac. Spec. - NOX Rate Summer v3.1, Unit 480 and retrofits | 506 | 7305 | Rate Constraint in lbs/MMBtu | FALSE | L | Annual | Qualifying Generation | TWh | 0.012421 | 0.010971 | 0.00055783 | 0 | 0 | 0 | 0
IL Fac. Spec. - NOX Rate Summer v3.1, Unit 480 and retrofits | 506 | 7305 | Rate Constraint in lbs/MMBtu | FALSE | L | Annual | Rate | lb/MWh | 0.82473 | 0.82473 | 0.82473 | 0 | 0 | 0 | 0
IL Fac. Spec. - NOX Rate Summer v3.1, Unit 480 and retrofits | 506 | 7305 | Rate Constraint in lbs/MMBtu | FALSE | L | Annual | Constraint Shadow Price | US2022$/Ton | 0 | 0 | 0 | 0 | 0 | 0 | 0
IL Fac. Spec. - NOX Rate Summer v3.1, Unit 1476 and retrofits | 507 | 7305 | Rate Constraint in lbs/MMBtu | FALSE | L | Annual | Seasons Included | Seasons | Summer | Summer | Summer | Summer | Summer | Summer | Summer
IL Fac. Spec. - NOX Rate Summer v3.1, Unit 1476 and retrofits | 507 | 7305 | Rate Constraint in lbs/MMBtu | FALSE | L | Annual | Standard NOX | lb/MMBtu | 0.25 | 0.25 | 0.25 | 0.25 | 0.25 | 0.25 | 0.25
IL Fac. Spec. - NOX Rate Summer v3.1, Unit 1476 and retrofits | 507 | 7305 | Rate Constraint in lbs/MMBtu | FALSE | L | Annual | Emissions at Affected Plants NOX | Thousand Tons | 0.014651 | 0.0096281 | 0.0054651 | 0.0057487 | 0 | 0 | 0
IL Fac. Spec. - NOX Rate Summer v3.1, Unit 1476 and retrofits | 507 | 7305 | Rate Constraint in lbs/MMBtu | FALSE | L | Annual | Allowances Purchased NOX | Thousand Tons | 0 | 0 | 0 | 0 | 0 | 0 | 0
IL Fac. Spec. - NOX Rate Summer v3.1, Unit 1476 and retrofits | 507 | 7305 | Rate Constraint in lbs/MMBtu | FALSE | L | Annual | Allowances Sold NOX | Thousand Tons | 0 | 0 | 0 | 0 | 0 | 0 | 0
IL Fac. Spec. - NOX Rate Summer v3.1, Unit 1476 and retrofits | 507 | 7305 | Rate Constraint in lbs/MMBtu | FALSE | L | Annual | Allowances Banked | Thousand Tons | 0 | 0 | 0 | 0 | 0 | 0 | 0
IL Fac. Spec. - NOX Rate Summer v3.1, Unit 1476 and retrofits | 507 | 7305 | Rate Constraint in lbs/MMBtu | FALSE | L | Annual | Allowances Withdrawn (1:1) | Thousand Tons | 0 | 0 | 0 | 0 | 0 | 0 | 0
IL Fac. Spec. - NOX Rate Summer v3.1, Unit 1476 and retrofits | 507 | 7305 | Rate Constraint in lbs/MMBtu | FALSE | L | Annual | Allowances Withdrawn (n:1) | Thousand Tons | 0 | 0 | 0 | 0 | 0 | 0 | 0
IL Fac. Spec. - NOX Rate Summer v3.1, Unit 1476 and retrofits | 507 | 7305 | Rate Constraint in lbs/MMBtu | FALSE | L | Annual | Net Emissions Allowance Position | Thousand Tons | 0.014651 | 0.0096281 | 0.0054651 | 0.0057487 | 0 | 0 | 0
IL Fac. Spec. - NOX Rate Summer v3.1, Unit 1476 and retrofits | 507 | 7305 | Rate Constraint in lbs/MMBtu | FALSE | L | Annual | Fuel Consumed | TBtu | 3.0178 | 1.9831 | 1.1257 | 1.1841 | 0 | 0 | 0
IL Fac. Spec. - NOX Rate Summer v3.1, Unit 1476 and retrofits | 507 | 7305 | Rate Constraint in lbs/MMBtu | FALSE | L | Annual | Rate | lb/MMBtu | 0.00971 | 0.00971 | 0.00971 | 0.00971 | 0 | 0 | 0
IL Fac. Spec. - NOX Rate Summer v3.1, Unit 1476 and retrofits | 507 | 7305 | Rate Constraint in lbs/MMBtu | FALSE | L | Annual | Generation | TWh | 0.41142 | 0.27037 | 0.15347 | 0.16143 | 0 | 0 | 0
IL Fac. Spec. - NOX Rate Summer v3.1, Unit 1476 and retrofits | 507 | 7305 | Rate Constraint in lbs/MMBtu | FALSE | L | Annual | Qualifying Generation | TWh | 0.41142 | 0.27037 | 0.15347 | 0.16143 | 0 | 0 | 0
IL Fac. Spec. - NOX Rate Summer v3.1, Unit 1476 and retrofits | 507 | 7305 | Rate Constraint in lbs/MMBtu | FALSE | L | Annual | Rate | lb/MWh | 0.071223 | 0.071223 | 0.071223 | 0.071223 | 0 | 0 | 0
IL Fac. Spec. - NOX Rate Summer v3.1, Unit 1476 and retrofits | 507 | 7305 | Rate Constraint in lbs/MMBtu | FALSE | L | Annual | Constraint Shadow Price | US2022$/Ton | 0 | 0 | 0 | 0 | 0 | 0 | 0
IL Fac. Spec. - NOX Rate Summer v3.1, Unit 1477 and retrofits | 508 | 7305 | Rate Constraint in lbs/MMBtu | FALSE | L | Annual | Seasons Included | Seasons | Summer | Summer | Summer | Summer | Summer | Summer | Summer
IL Fac. Spec. - NOX Rate Summer v3.1, Unit 1477 and retrofits | 508 | 7305 | Rate Constraint in lbs/MMBtu | FALSE | L | Annual | Standard NOX | lb/MMBtu | 0.25 | 0.25 | 0.25 | 0.25 | 0.25 | 0.25 | 0.25
IL Fac. Spec. - NOX Rate Summer v3.1, Unit 1477 and retrofits | 508 | 7305 | Rate Constraint in lbs/MMBtu | FALSE | L | Annual | Emissions at Affected Plants NOX | Thousand Tons | 0.016978 | 0.010668 | 0.0043827 | 0.0044071 | 0 | 0 | 0
IL Fac. Spec. - NOX Rate Summer v3.1, Unit 1477 and retrofits | 508 | 7305 | Rate Constraint in lbs/MMBtu | FALSE | L | Annual | Allowances Purchased NOX | Thousand Tons | 0 | 0 | 0 | 0 | 0 | 0 | 0
IL Fac. Spec. - NOX Rate Summer v3.1, Unit 1477 and retrofits | 508 | 7305 | Rate Constraint in lbs/MMBtu | FALSE | L | Annual | Allowances Sold NOX | Thousand Tons | 0 | 0 | 0 | 0 | 0 | 0 | 0
IL Fac. Spec. - NOX Rate Summer v3.1, Unit 1477 and retrofits | 508 | 7305 | Rate Constraint in lbs/MMBtu | FALSE | L | Annual | Allowances Banked | Thousand Tons | 0 | 0 | 0 | 0 | 0 | 0 | 0
IL Fac. Spec. - NOX Rate Summer v3.1, Unit 1477 and retrofits | 508 | 7305 | Rate Constraint in lbs/MMBtu | FALSE | L | Annual | Allowances Withdrawn (1:1) | Thousand Tons | 0 | 0 | 0 | 0 | 0 | 0 | 0
IL Fac. Spec. - NOX Rate Summer v3.1, Unit 1477 and retrofits | 508 | 7305 | Rate Constraint in lbs/MMBtu | FALSE | L | Annual | Allowances Withdrawn (n:1) | Thousand Tons | 0 | 0 | 0 | 0 | 0 | 0 | 0
IL Fac. Spec. - NOX Rate Summer v3.1, Unit 1477 and retrofits | 508 | 7305 | Rate Constraint in lbs/MMBtu | FALSE | L | Annual | Net Emissions Allowance Position | Thousand Tons | 0.016978 | 0.010668 | 0.0043827 | 0.0044071 | 0 | 0 | 0
IL Fac. Spec. - NOX Rate Summer v3.1, Unit 1477 and retrofits | 508 | 7305 | Rate Constraint in lbs/MMBtu | FALSE | L | Annual | Fuel Consumed | TBtu | 3.497 | 2.1973 | 0.90273 | 0.90773 | 0 | 0 | 0
IL Fac. Spec. - NOX Rate Summer v3.1, Unit 1477 and retrofits | 508 | 7305 | Rate Constraint in lbs/MMBtu | FALSE | L | Annual | Rate | lb/MMBtu | 0.00971 | 0.00971 | 0.00971 | 0.00971 | 0 | 0 | 0
IL Fac. Spec. - NOX Rate Summer v3.1, Unit 1477 and retrofits | 508 | 7305 | Rate Constraint in lbs/MMBtu | FALSE | L | Annual | Generation | TWh | 0.47675 | 0.29957 | 0.12307 | 0.12375 | 0 | 0 | 0
IL Fac. Spec. - NOX Rate Summer v3.1, Unit 1477 and retrofits | 508 | 7305 | Rate Constraint in lbs/MMBtu | FALSE | L | Annual | Qualifying Generation | TWh | 0.47675 | 0.29957 | 0.12307 | 0.12375 | 0 | 0 | 0
IL Fac. Spec. - NOX Rate Summer v3.1, Unit 1477 and retrofits | 508 | 7305 | Rate Constraint in lbs/MMBtu | FALSE | L | Annual | Rate | lb/MWh | 0.071223 | 0.071223 | 0.071223 | 0.071223 | 0 | 0 | 0
IL Fac. Spec. - NOX Rate Summer v3.1, Unit 1477 and retrofits | 508 | 7305 | Rate Constraint in lbs/MMBtu | FALSE | L | Annual | Constraint Shadow Price | US2022$/Ton | 0 | 0 | 0 | 0 | 0 | 0 | 0
IL Fac. Spec. - NOX Rate Summer v3.1, Unit 1478 and retrofits | 509 | 7305 | Rate Constraint in lbs/MMBtu | FALSE | L | Annual | Seasons Included | Seasons | Summer | Summer | Summer | Summer | Summer | Summer | Summer
IL Fac. Spec. - NOX Rate Summer v3.1, Unit 1478 and retrofits | 509 | 7305 | Rate Constraint in lbs/MMBtu | FALSE | L | Annual | Standard NOX | lb/MMBtu | 0.25 | 0.25 | 0.25 | 0.25 | 0.25 | 0.25 | 0.25
IL Fac. Spec. - NOX Rate Summer v3.1, Unit 1478 and retrofits | 509 | 7305 | Rate Constraint in lbs/MMBtu | FALSE | L | Annual | Emissions at Affected Plants NOX | Thousand Tons | 0.017684 | 0.011112 | 0.011087 | 0.011087 | 0 | 0 | 0
IL Fac. Spec. - NOX Rate Summer v3.1, Unit 1478 and retrofits | 509 | 7305 | Rate Constraint in lbs/MMBtu | FALSE | L | Annual | Allowances Purchased NOX | Thousand Tons | 0 | 0 | 0 | 0 | 0 | 0 | 0
IL Fac. Spec. - NOX Rate Summer v3.1, Unit 1478 and retrofits | 509 | 7305 | Rate Constraint in lbs/MMBtu | FALSE | L | Annual | Allowances Sold NOX | Thousand Tons | 0 | 0 | 0 | 0 | 0 | 0 | 0
IL Fac. Spec. - NOX Rate Summer v3.1, Unit 1478 and retrofits | 509 | 7305 | Rate Constraint in lbs/MMBtu | FALSE | L | Annual | Allowances Banked | Thousand Tons | 0 | 0 | 0 | 0 | 0 | 0 | 0
IL Fac. Spec. - NOX Rate Summer v3.1, Unit 1478 and retrofits | 509 | 7305 | Rate Constraint in lbs/MMBtu | FALSE | L | Annual | Allowances Withdrawn (1:1) | Thousand Tons | 0 | 0 | 0 | 0 | 0 | 0 | 0
IL Fac. Spec. - NOX Rate Summer v3.1, Unit 1478 and retrofits | 509 | 7305 | Rate Constraint in lbs/MMBtu | FALSE | L | Annual | Allowances Withdrawn (n:1) | Thousand Tons | 0 | 0 | 0 | 0 | 0 | 0 | 0
IL Fac. Spec. - NOX Rate Summer v3.1, Unit 1478 and retrofits | 509 | 7305 | Rate Constraint in lbs/MMBtu | FALSE | L | Annual | Net Emissions Allowance Position | Thousand Tons | 0.017684 | 0.011112 | 0.011087 | 0.011087 | 0 | 0 | 0
IL Fac. Spec. - NOX Rate Summer v3.1, Unit 1478 and retrofits | 509 | 7305 | Rate Constraint in lbs/MMBtu | FALSE | L | Annual | Fuel Consumed | TBtu | 3.0049 | 1.8882 | 1.8839 | 1.8839 | 0 | 0 | 0
IL Fac. Spec. - NOX Rate Summer v3.1, Unit 1478 and retrofits | 509 | 7305 | Rate Constraint in lbs/MMBtu | FALSE | L | Annual | Rate | lb/MMBtu | 0.01177 | 0.01177 | 0.01177 | 0.01177 | 0 | 0 | 0
IL Fac. Spec. - NOX Rate Summer v3.1, Unit 1478 and retrofits | 509 | 7305 | Rate Constraint in lbs/MMBtu | FALSE | L | Annual | Generation | TWh | 0.39895 | 0.25069 | 0.25011 | 0.25011 | 0 | 0 | 0
IL Fac. Spec. - NOX Rate Summer v3.1, Unit 1478 and retrofits | 509 | 7305 | Rate Constraint in lbs/MMBtu | FALSE | L | Annual | Qualifying Generation | TWh | 0.39895 | 0.25069 | 0.25011 | 0.25011 | 0 | 0 | 0
IL Fac. Spec. - NOX Rate Summer v3.1, Unit 1478 and retrofits | 509 | 7305 | Rate Constraint in lbs/MMBtu | FALSE | L | Annual | Rate | lb/MWh | 0.088652 | 0.088652 | 0.088652 | 0.088652 | 0 | 0 | 0
IL Fac. Spec. - NOX Rate Summer v3.1, Unit 1478 and retrofits | 509 | 7305 | Rate Constraint in lbs/MMBtu | FALSE | L | Annual | Constraint Shadow Price | US2022$/Ton | 0 | 0 | 0 | 0 | 0 | 0 | 0
IL Fac. Spec. - NOX Rate Summer v3.1, Unit 1479 and retrofits | 510 | 7305 | Rate Constraint in lbs/MMBtu | FALSE | L | Annual | Seasons Included | Seasons | Summer | Summer | Summer | Summer | Summer | Summer | Summer
IL Fac. Spec. - NOX Rate Summer v3.1, Unit 1479 and retrofits | 510 | 7305 | Rate Constraint in lbs/MMBtu | FALSE | L | Annual | Standard NOX | lb/MMBtu | 0.25 | 0.25 | 0.25 | 0.25 | 0.25 | 0.25 | 0.25
IL Fac. Spec. - NOX Rate Summer v3.1, Unit 1479 and retrofits | 510 | 7305 | Rate Constraint in lbs/MMBtu | FALSE | L | Annual | Emissions at Affected Plants NOX | Thousand Tons | 0.01803 | 0.011329 | 0.011303 | 0.011303 | 0 | 0 | 0
IL Fac. Spec. - NOX Rate Summer v3.1, Unit 1479 and retrofits | 510 | 7305 | Rate Constraint in lbs/MMBtu | FALSE | L | Annual | Allowances Purchased NOX | Thousand Tons | 0 | 0 | 0 | 0 | 0 | 0 | 0
IL Fac. Spec. - NOX Rate Summer v3.1, Unit 1479 and retrofits | 510 | 7305 | Rate Constraint in lbs/MMBtu | FALSE | L | Annual | Allowances Sold NOX | Thousand Tons | 0 | 0 | 0 | 0 | 0 | 0 | 0
IL Fac. Spec. - NOX Rate Summer v3.1, Unit 1479 and retrofits | 510 | 7305 | Rate Constraint in lbs/MMBtu | FALSE | L | Annual | Allowances Banked | Thousand Tons | 0 | 0 | 0 | 0 | 0 | 0 | 0
IL Fac. Spec. - NOX Rate Summer v3.1, Unit 1479 and retrofits | 510 | 7305 | Rate Constraint in lbs/MMBtu | FALSE | L | Annual | Allowances Withdrawn (1:1) | Thousand Tons | 0 | 0 | 0 | 0 | 0 | 0 | 0
IL Fac. Spec. - NOX Rate Summer v3.1, Unit 1479 and retrofits | 510 | 7305 | Rate Constraint in lbs/MMBtu | FALSE | L | Annual | Allowances Withdrawn (n:1) | Thousand Tons | 0 | 0 | 0 | 0 | 0 | 0 | 0
IL Fac. Spec. - NOX Rate Summer v3.1, Unit 1479 and retrofits | 510 | 7305 | Rate Constraint in lbs/MMBtu | FALSE | L | Annual | Net Emissions Allowance Position | Thousand Tons | 0.01803 | 0.011329 | 0.011303 | 0.011303 | 0 | 0 | 0
IL Fac. Spec. - NOX Rate Summer v3.1, Unit 1479 and retrofits | 510 | 7305 | Rate Constraint in lbs/MMBtu | FALSE | L | Annual | Fuel Consumed | TBtu | 3.0049 | 1.8882 | 1.8839 | 1.8839 | 0 | 0 | 0
IL Fac. Spec. - NOX Rate Summer v3.1, Unit 1479 and retrofits | 510 | 7305 | Rate Constraint in lbs/MMBtu | FALSE | L | Annual | Rate | lb/MMBtu | 0.012 | 0.012 | 0.012 | 0.012 | 0 | 0 | 0
IL Fac. Spec. - NOX Rate Summer v3.1, Unit 1479 and retrofits | 510 | 7305 | Rate Constraint in lbs/MMBtu | FALSE | L | Annual | Generation | TWh | 0.39895 | 0.25069 | 0.25011 | 0.25011 | 0 | 0 | 0
IL Fac. Spec. - NOX Rate Summer v3.1, Unit 1479 and retrofits | 510 | 7305 | Rate Constraint in lbs/MMBtu | FALSE | L | Annual | Qualifying Generation | TWh | 0.39895 | 0.25069 | 0.25011 | 0.25011 | 0 | 0 | 0
IL Fac. Spec. - NOX Rate Summer v3.1, Unit 1479 and retrofits | 510 | 7305 | Rate Constraint in lbs/MMBtu | FALSE | L | Annual | Rate | lb/MWh | 0.090384 | 0.090384 | 0.090384 | 0.090384 | 0 | 0 | 0
IL Fac. Spec. - NOX Rate Summer v3.1, Unit 1479 and retrofits | 510 | 7305 | Rate Constraint in lbs/MMBtu | FALSE | L | Annual | Constraint Shadow Price | US2022$/Ton | 0 | 0 | 0 | 0 | 0 | 0 | 0
IL Fac. Spec. - NOX Rate Summer v3.1, Unit 1480 and retrofits | 511 | 7305 | Rate Constraint in lbs/MMBtu | FALSE | L | Annual | Seasons Included | Seasons | Summer | Summer | Summer | Summer | Summer | Summer | Summer
IL Fac. Spec. - NOX Rate Summer v3.1, Unit 1480 and retrofits | 511 | 7305 | Rate Constraint in lbs/MMBtu | FALSE | L | Annual | Standard NOX | lb/MMBtu | 0.25 | 0.25 | 0.25 | 0.25 | 0.25 | 0.25 | 0.25
IL Fac. Spec. - NOX Rate Summer v3.1, Unit 1480 and retrofits | 511 | 7305 | Rate Constraint in lbs/MMBtu | FALSE | L | Annual | Emissions at Affected Plants NOX | Thousand Tons | 0.01803 | 0.011329 | 0.011303 | 0.011303 | 0 | 0 | 0
IL Fac. Spec. - NOX Rate Summer v3.1, Unit 1480 and retrofits | 511 | 7305 | Rate Constraint in lbs/MMBtu | FALSE | L | Annual | Allowances Purchased NOX | Thousand Tons | 0 | 0 | 0 | 0 | 0 | 0 | 0
IL Fac. Spec. - NOX Rate Summer v3.1, Unit 1480 and retrofits | 511 | 7305 | Rate Constraint in lbs/MMBtu | FALSE | L | Annual | Allowances Sold NOX | Thousand Tons | 0 | 0 | 0 | 0 | 0 | 0 | 0
IL Fac. Spec. - NOX Rate Summer v3.1, Unit 1480 and retrofits | 511 | 7305 | Rate Constraint in lbs/MMBtu | FALSE | L | Annual | Allowances Banked | Thousand Tons | 0 | 0 | 0 | 0 | 0 | 0 | 0
IL Fac. Spec. - NOX Rate Summer v3.1, Unit 1480 and retrofits | 511 | 7305 | Rate Constraint in lbs/MMBtu | FALSE | L | Annual | Allowances Withdrawn (1:1) | Thousand Tons | 0 | 0 | 0 | 0 | 0 | 0 | 0
IL Fac. Spec. - NOX Rate Summer v3.1, Unit 1480 and retrofits | 511 | 7305 | Rate Constraint in lbs/MMBtu | FALSE | L | Annual | Allowances Withdrawn (n:1) | Thousand Tons | 0 | 0 | 0 | 0 | 0 | 0 | 0
IL Fac. Spec. - NOX Rate Summer v3.1, Unit 1480 and retrofits | 511 | 7305 | Rate Constraint in lbs/MMBtu | FALSE | L | Annual | Net Emissions Allowance Position | Thousand Tons | 0.01803 | 0.011329 | 0.011303 | 0.011303 | 0 | 0 | 0
IL Fac. Spec. - NOX Rate Summer v3.1, Unit 1480 and retrofits | 511 | 7305 | Rate Constraint in lbs/MMBtu | FALSE | L | Annual | Fuel Consumed | TBtu | 3.0049 | 1.8882 | 1.8839 | 1.8839 | 0 | 0 | 0
IL Fac. Spec. - NOX Rate Summer v3.1, Unit 1480 and retrofits | 511 | 7305 | Rate Constraint in lbs/MMBtu | FALSE | L | Annual | Rate | lb/MMBtu | 0.012 | 0.012 | 0.012 | 0.012 | 0 | 0 | 0
IL Fac. Spec. - NOX Rate Summer v3.1, Unit 1480 and retrofits | 511 | 7305 | Rate Constraint in lbs/MMBtu | FALSE | L | Annual | Generation | TWh | 0.39895 | 0.25069 | 0.25011 | 0.25011 | 0 | 0 | 0
IL Fac. Spec. - NOX Rate Summer v3.1, Unit 1480 and retrofits | 511 | 7305 | Rate Constraint in lbs/MMBtu | FALSE | L | Annual | Qualifying Generation | TWh | 0.39895 | 0.25069 | 0.25011 | 0.25011 | 0 | 0 | 0
IL Fac. Spec. - NOX Rate Summer v3.1, Unit 1480 and retrofits | 511 | 7305 | Rate Constraint in lbs/MMBtu | FALSE | L | Annual | Rate | lb/MWh | 0.090384 | 0.090384 | 0.090384 | 0.090384 | 0 | 0 | 0
IL Fac. Spec. - NOX Rate Summer v3.1, Unit 1480 and retrofits | 511 | 7305 | Rate Constraint in lbs/MMBtu | FALSE | L | Annual | Constraint Shadow Price | US2022$/Ton | 0 | 0 | 0 | 0 | 0 | 0 | 0
IL Fac. Spec. - NOX Rate Summer v3.1, Unit 1481 and retrofits | 512 | 7305 | Rate Constraint in lbs/MMBtu | FALSE | L | Annual | Seasons Included | Seasons | Summer | Summer | Summer | Summer | Summer | Summer | Summer
IL Fac. Spec. - NOX Rate Summer v3.1, Unit 1481 and retrofits | 512 | 7305 | Rate Constraint in lbs/MMBtu | FALSE | L | Annual | Standard NOX | lb/MMBtu | 0.25 | 0.25 | 0.25 | 0.25 | 0.25 | 0.25 | 0.25
IL Fac. Spec. - NOX Rate Summer v3.1, Unit 1481 and retrofits | 512 | 7305 | Rate Constraint in lbs/MMBtu | FALSE | L | Annual | Emissions at Affected Plants NOX | Thousand Tons | 0.01803 | 0.011329 | 0.011303 | 0.011303 | 0 | 0 | 0
IL Fac. Spec. - NOX Rate Summer v3.1, Unit 1481 and retrofits | 512 | 7305 | Rate Constraint in lbs/MMBtu | FALSE | L | Annual | Allowances Purchased NOX | Thousand Tons | 0 | 0 | 0 | 0 | 0 | 0 | 0
IL Fac. Spec. - NOX Rate Summer v3.1, Unit 1481 and retrofits | 512 | 7305 | Rate Constraint in lbs/MMBtu | FALSE | L | Annual | Allowances Sold NOX | Thousand Tons | 0 | 0 | 0 | 0 | 0 | 0 | 0
IL Fac. Spec. - NOX Rate Summer v3.1, Unit 1481 and retrofits | 512 | 7305 | Rate Constraint in lbs/MMBtu | FALSE | L | Annual | Allowances Banked | Thousand Tons | 0 | 0 | 0 | 0 | 0 | 0 | 0
IL Fac. Spec. - NOX Rate Summer v3.1, Unit 1481 and retrofits | 512 | 7305 | Rate Constraint in lbs/MMBtu | FALSE | L | Annual | Allowances Withdrawn (1:1) | Thousand Tons | 0 | 0 | 0 | 0 | 0 | 0 | 0
IL Fac. Spec. - NOX Rate Summer v3.1, Unit 1481 and retrofits | 512 | 7305 | Rate Constraint in lbs/MMBtu | FALSE | L | Annual | Allowances Withdrawn (n:1) | Thousand Tons | 0 | 0 | 0 | 0 | 0 | 0 | 0
IL Fac. Spec. - NOX Rate Summer v3.1, Unit 1481 and retrofits | 512 | 7305 | Rate Constraint in lbs/MMBtu | FALSE | L | Annual | Net Emissions Allowance Position | Thousand Tons | 0.01803 | 0.011329 | 0.011303 | 0.011303 | 0 | 0 | 0
IL Fac. Spec. - NOX Rate Summer v3.1, Unit 1481 and retrofits | 512 | 7305 | Rate Constraint in lbs/MMBtu | FALSE | L | Annual | Fuel Consumed | TBtu | 3.0049 | 1.8882 | 1.8839 | 1.8839 | 0 | 0 | 0
IL Fac. Spec. - NOX Rate Summer v3.1, Unit 1481 and retrofits | 512 | 7305 | Rate Constraint in lbs/MMBtu | FALSE | L | Annual | Rate | lb/MMBtu | 0.012 | 0.012 | 0.012 | 0.012 | 0 | 0 | 0
IL Fac. Spec. - NOX Rate Summer v3.1, Unit 1481 and retrofits | 512 | 7305 | Rate Constraint in lbs/MMBtu | FALSE | L | Annual | Generation | TWh | 0.39895 | 0.25069 | 0.25011 | 0.25011 | 0 | 0 | 0
IL Fac. Spec. - NOX Rate Summer v3.1, Unit 1481 and retrofits | 512 | 7305 | Rate Constraint in lbs/MMBtu | FALSE | L | Annual | Qualifying Generation | TWh | 0.39895 | 0.25069 | 0.25011 | 0.25011 | 0 | 0 | 0
IL Fac. Spec. - NOX Rate Summer v3.1, Unit 1481 and retrofits | 512 | 7305 | Rate Constraint in lbs/MMBtu | FALSE | L | Annual | Rate | lb/MWh | 0.090384 | 0.090384 | 0.090384 | 0.090384 | 0 | 0 | 0
IL Fac. Spec. - NOX Rate Summer v3.1, Unit 1481 and retrofits | 512 | 7305 | Rate Constraint in lbs/MMBtu | FALSE | L | Annual | Constraint Shadow Price | US2022$/Ton | 0 | 0 | 0 | 0 | 0 | 0 | 0
IL Fac. Spec. - NOX Rate Summer v3.1, Unit 1482 and retrofits | 513 | 7305 | Rate Constraint in lbs/MMBtu | FALSE | L | Annual | Seasons Included | Seasons | Summer | Summer | Summer | Summer | Summer | Summer | Summer
IL Fac. Spec. - NOX Rate Summer v3.1, Unit 1482 and retrofits | 513 | 7305 | Rate Constraint in lbs/MMBtu | FALSE | L | Annual | Standard NOX | lb/MMBtu | 0.25 | 0.25 | 0.25 | 0.25 | 0.25 | 0.25 | 0.25
IL Fac. Spec. - NOX Rate Summer v3.1, Unit 1482 and retrofits | 513 | 7305 | Rate Constraint in lbs/MMBtu | FALSE | L | Annual | Emissions at Affected Plants NOX | Thousand Tons | 0.013816 | 0.0086811 | 0.0086614 | 0.0086614 | 0 | 0 | 0
IL Fac. Spec. - NOX Rate Summer v3.1, Unit 1482 and retrofits | 513 | 7305 | Rate Constraint in lbs/MMBtu | FALSE | L | Annual | Allowances Purchased NOX | Thousand Tons | 0 | 0 | 0 | 0 | 0 | 0 | 0
IL Fac. Spec. - NOX Rate Summer v3.1, Unit 1482 and retrofits | 513 | 7305 | Rate Constraint in lbs/MMBtu | FALSE | L | Annual | Allowances Sold NOX | Thousand Tons | 0 | 0 | 0 | 0 | 0 | 0 | 0
IL Fac. Spec. - NOX Rate Summer v3.1, Unit 1482 and retrofits | 513 | 7305 | Rate Constraint in lbs/MMBtu | FALSE | L | Annual | Allowances Banked | Thousand Tons | 0 | 0 | 0 | 0 | 0 | 0 | 0
IL Fac. Spec. - NOX Rate Summer v3.1, Unit 1482 and retrofits | 513 | 7305 | Rate Constraint in lbs/MMBtu | FALSE | L | Annual | Allowances Withdrawn (1:1) | Thousand Tons | 0 | 0 | 0 | 0 | 0 | 0 | 0
IL Fac. Spec. - NOX Rate Summer v3.1, Unit 1482 and retrofits | 513 | 7305 | Rate Constraint in lbs/MMBtu | FALSE | L | Annual | Allowances Withdrawn (n:1) | Thousand Tons | 0 | 0 | 0 | 0 | 0 | 0 | 0
IL Fac. Spec. - NOX Rate Summer v3.1, Unit 1482 and retrofits | 513 | 7305 | Rate Constraint in lbs/MMBtu | FALSE | L | Annual | Net Emissions Allowance Position | Thousand Tons | 0.013816 | 0.0086811 | 0.0086614 | 0.0086614 | 0 | 0 | 0
IL Fac. Spec. - NOX Rate Summer v3.1, Unit 1482 and retrofits | 513 | 7305 | Rate Constraint in lbs/MMBtu | FALSE | L | Annual | Fuel Consumed | TBtu | 2.3476 | 1.4751 | 1.4718 | 1.4718 | 0 | 0 | 0
IL Fac. Spec. - NOX Rate Summer v3.1, Unit 1482 and retrofits | 513 | 7305 | Rate Constraint in lbs/MMBtu | FALSE | L | Annual | Rate | lb/MMBtu | 0.01177 | 0.01177 | 0.01177 | 0.01177 | 0 | 0 | 0
IL Fac. Spec. - NOX Rate Summer v3.1, Unit 1482 and retrofits | 513 | 7305 | Rate Constraint in lbs/MMBtu | FALSE | L | Annual | Generation | TWh | 0.31168 | 0.19585 | 0.1954 | 0.1954 | 0 | 0 | 0
IL Fac. Spec. - NOX Rate Summer v3.1, Unit 1482 and retrofits | 513 | 7305 | Rate Constraint in lbs/MMBtu | FALSE | L | Annual | Qualifying Generation | TWh | 0.31168 | 0.19585 | 0.1954 | 0.1954 | 0 | 0 | 0
IL Fac. Spec. - NOX Rate Summer v3.1, Unit 1482 and retrofits | 513 | 7305 | Rate Constraint in lbs/MMBtu | FALSE | L | Annual | Rate | lb/MWh | 0.088652 | 0.088652 | 0.088652 | 0.088652 | 0 | 0 | 0
IL Fac. Spec. - NOX Rate Summer v3.1, Unit 1482 and retrofits | 513 | 7305 | Rate Constraint in lbs/MMBtu | FALSE | L | Annual | Constraint Shadow Price | US2022$/Ton | 0 | 0 | 0 | 0 | 0 | 0 | 0
IL Fac. Spec. - NOX Rate Summer v3.1, Unit 1483 and retrofits | 514 | 7305 | Rate Constraint in lbs/MMBtu | FALSE | L | Annual | Seasons Included | Seasons | Summer | Summer | Summer | Summer | Summer | Summer | Summer
IL Fac. Spec. - NOX Rate Summer v3.1, Unit 1483 and retrofits | 514 | 7305 | Rate Constraint in lbs/MMBtu | FALSE | L | Annual | Standard NOX | lb/MMBtu | 0.25 | 0.25 | 0.25 | 0.25 | 0.25 | 0.25 | 0.25
IL Fac. Spec. - NOX Rate Summer v3.1, Unit 1483 and retrofits | 514 | 7305 | Rate Constraint in lbs/MMBtu | FALSE | L | Annual | Emissions at Affected Plants NOX | Thousand Tons | 0.014086 | 0.0088508 | 0.0088306 | 0.0088306 | 0 | 0 | 0
IL Fac. Spec. - NOX Rate Summer v3.1, Unit 1483 and retrofits | 514 | 7305 | Rate Constraint in lbs/MMBtu | FALSE | L | Annual | Allowances Purchased NOX | Thousand Tons | 0 | 0 | 0 | 0 | 0 | 0 | 0
IL Fac. Spec. - NOX Rate Summer v3.1, Unit 1483 and retrofits | 514 | 7305 | Rate Constraint in lbs/MMBtu | FALSE | L | Annual | Allowances Sold NOX | Thousand Tons | 0 | 0 | 0 | 0 | 0 | 0 | 0
IL Fac. Spec. - NOX Rate Summer v3.1, Unit 1483 and retrofits | 514 | 7305 | Rate Constraint in lbs/MMBtu | FALSE | L | Annual | Allowances Banked | Thousand Tons | 0 | 0 | 0 | 0 | 0 | 0 | 0
IL Fac. Spec. - NOX Rate Summer v3.1, Unit 1483 and retrofits | 514 | 7305 | Rate Constraint in lbs/MMBtu | FALSE | L | Annual | Allowances Withdrawn (1:1) | Thousand Tons | 0 | 0 | 0 | 0 | 0 | 0 | 0
IL Fac. Spec. - NOX Rate Summer v3.1, Unit 1483 and retrofits | 514 | 7305 | Rate Constraint in lbs/MMBtu | FALSE | L | Annual | Allowances Withdrawn (n:1) | Thousand Tons | 0 | 0 | 0 | 0 | 0 | 0 | 0
IL Fac. Spec. - NOX Rate Summer v3.1, Unit 1483 and retrofits | 514 | 7305 | Rate Constraint in lbs/MMBtu | FALSE | L | Annual | Net Emissions Allowance Position | Thousand Tons | 0.014086 | 0.0088508 | 0.0088306 | 0.0088306 | 0 | 0 | 0
IL Fac. Spec. - NOX Rate Summer v3.1, Unit 1483 and retrofits | 514 | 7305 | Rate Constraint in lbs/MMBtu | FALSE | L | Annual | Fuel Consumed | TBtu | 2.3476 | 1.4751 | 1.4718 | 1.4718 | 0 | 0 | 0
IL Fac. Spec. - NOX Rate Summer v3.1, Unit 1483 and retrofits | 514 | 7305 | Rate Constraint in lbs/MMBtu | FALSE | L | Annual | Rate | lb/MMBtu | 0.012 | 0.012 | 0.012 | 0.012 | 0 | 0 | 0
IL Fac. Spec. - NOX Rate Summer v3.1, Unit 1483 and retrofits | 514 | 7305 | Rate Constraint in lbs/MMBtu | FALSE | L | Annual | Generation | TWh | 0.31168 | 0.19585 | 0.1954 | 0.1954 | 0 | 0 | 0
IL Fac. Spec. - NOX Rate Summer v3.1, Unit 1483 and retrofits | 514 | 7305 | Rate Constraint in lbs/MMBtu | FALSE | L | Annual | Qualifying Generation | TWh | 0.31168 | 0.19585 | 0.1954 | 0.1954 | 0 | 0 | 0
IL Fac. Spec. - NOX Rate Summer v3.1, Unit 1483 and retrofits | 514 | 7305 | Rate Constraint in lbs/MMBtu | FALSE | L | Annual | Rate | lb/MWh | 0.090384 | 0.090384 | 0.090384 | 0.090384 | 0 | 0 | 0
IL Fac. Spec. - NOX Rate Summer v3.1, Unit 1483 and retrofits | 514 | 7305 | Rate Constraint in lbs/MMBtu | FALSE | L | Annual | Constraint Shadow Price | US2022$/Ton | 0 | 0 | 0 | 0 | 0 | 0 | 0
IL Fac. Spec. - NOX Rate Summer v3.1, Unit 1484 and retrofits | 515 | 7305 | Rate Constraint in lbs/MMBtu | FALSE | L | Annual | Seasons Included | Seasons | Summer | Summer | Summer | Summer | Summer | Summer | Summer
IL Fac. Spec. - NOX Rate Summer v3.1, Unit 1484 and retrofits | 515 | 7305 | Rate Constraint in lbs/MMBtu | FALSE | L | Annual | Standard NOX | lb/MMBtu | 0.25 | 0.25 | 0.25 | 0.25 | 0.25 | 0.25 | 0.25
IL Fac. Spec. - NOX Rate Summer v3.1, Unit 1484 and retrofits | 515 | 7305 | Rate Constraint in lbs/MMBtu | FALSE | L | Annual | Emissions at Affected Plants NOX | Thousand Tons | 0.014086 | 0.0088508 | 0.0088306 | 0.0088306 | 0 | 0 | 0
IL Fac. Spec. - NOX Rate Summer v3.1, Unit 1484 and retrofits | 515 | 7305 | Rate Constraint in lbs/MMBtu | FALSE | L | Annual | Allowances Purchased NOX | Thousand Tons | 0 | 0 | 0 | 0 | 0 | 0 | 0
IL Fac. Spec. - NOX Rate Summer v3.1, Unit 1484 and retrofits | 515 | 7305 | Rate Constraint in lbs/MMBtu | FALSE | L | Annual | Allowances Sold NOX | Thousand Tons | 0 | 0 | 0 | 0 | 0 | 0 | 0
IL Fac. Spec. - NOX Rate Summer v3.1, Unit 1484 and retrofits | 515 | 7305 | Rate Constraint in lbs/MMBtu | FALSE | L | Annual | Allowances Banked | Thousand Tons | 0 | 0 | 0 | 0 | 0 | 0 | 0
IL Fac. Spec. - NOX Rate Summer v3.1, Unit 1484 and retrofits | 515 | 7305 | Rate Constraint in lbs/MMBtu | FALSE | L | Annual | Allowances Withdrawn (1:1) | Thousand Tons | 0 | 0 | 0 | 0 | 0 | 0 | 0
IL Fac. Spec. - NOX Rate Summer v3.1, Unit 1484 and retrofits | 515 | 7305 | Rate Constraint in lbs/MMBtu | FALSE | L | Annual | Allowances Withdrawn (n:1) | Thousand Tons | 0 | 0 | 0 | 0 | 0 | 0 | 0
IL Fac. Spec. - NOX Rate Summer v3.1, Unit 1484 and retrofits | 515 | 7305 | Rate Constraint in lbs/MMBtu | FALSE | L | Annual | Net Emissions Allowance Position | Thousand Tons | 0.014086 | 0.0088508 | 0.0088306 | 0.0088306 | 0 | 0 | 0
IL Fac. Spec. - NOX Rate Summer v3.1, Unit 1484 and retrofits | 515 | 7305 | Rate Constraint in lbs/MMBtu | FALSE | L | Annual | Fuel Consumed | TBtu | 2.3476 | 1.4751 | 1.4718 | 1.4718 | 0 | 0 | 0
IL Fac. Spec. - NOX Rate Summer v3.1, Unit 1484 and retrofits | 515 | 7305 | Rate Constraint in lbs/MMBtu | FALSE | L | Annual | Rate | lb/MMBtu | 0.012 | 0.012 | 0.012 | 0.012 | 0 | 0 | 0
IL Fac. Spec. - NOX Rate Summer v3.1, Unit 1484 and retrofits | 515 | 7305 | Rate Constraint in lbs/MMBtu | FALSE | L | Annual | Generation | TWh | 0.31168 | 0.19585 | 0.1954 | 0.1954 | 0 | 0 | 0
IL Fac. Spec. - NOX Rate Summer v3.1, Unit 1484 and retrofits | 515 | 7305 | Rate Constraint in lbs/MMBtu | FALSE | L | Annual | Qualifying Generation | TWh | 0.31168 | 0.19585 | 0.1954 | 0.1954 | 0 | 0 | 0
IL Fac. Spec. - NOX Rate Summer v3.1, Unit 1484 and retrofits | 515 | 7305 | Rate Constraint in lbs/MMBtu | FALSE | L | Annual | Rate | lb/MWh | 0.090384 | 0.090384 | 0.090384 | 0.090384 | 0 | 0 | 0
IL Fac. Spec. - NOX Rate Summer v3.1, Unit 1484 and retrofits | 515 | 7305 | Rate Constraint in lbs/MMBtu | FALSE | L | Annual | Constraint Shadow Price | US2022$/Ton | 0 | 0 | 0 | 0 | 0 | 0 | 0
IL Fac. Spec. - NOX Rate Summer v3.1, Unit 1485 and retrofits | 516 | 7305 | Rate Constraint in lbs/MMBtu | FALSE | L | Annual | Seasons Included | Seasons | Summer | Summer | Summer | Summer | Summer | Summer | Summer
IL Fac. Spec. - NOX Rate Summer v3.1, Unit 1485 and retrofits | 516 | 7305 | Rate Constraint in lbs/MMBtu | FALSE | L | Annual | Standard NOX | lb/MMBtu | 0.25 | 0.25 | 0.25 | 0.25 | 0.25 | 0.25 | 0.25
IL Fac. Spec. - NOX Rate Summer v3.1, Unit 1485 and retrofits | 516 | 7305 | Rate Constraint in lbs/MMBtu | FALSE | L | Annual | Emissions at Affected Plants NOX | Thousand Tons | 0.014086 | 0.0088508 | 0.0088306 | 0.0088306 | 0 | 0 | 0
IL Fac. Spec. - NOX Rate Summer v3.1, Unit 1485 and retrofits | 516 | 7305 | Rate Constraint in lbs/MMBtu | FALSE | L | Annual | Allowances Purchased NOX | Thousand Tons | 0 | 0 | 0 | 0 | 0 | 0 | 0
IL Fac. Spec. - NOX Rate Summer v3.1, Unit 1485 and retrofits | 516 | 7305 | Rate Constraint in lbs/MMBtu | FALSE | L | Annual | Allowances Sold NOX | Thousand Tons | 0 | 0 | 0 | 0 | 0 | 0 | 0
IL Fac. Spec. - NOX Rate Summer v3.1, Unit 1485 and retrofits | 516 | 7305 | Rate Constraint in lbs/MMBtu | FALSE | L | Annual | Allowances Banked | Thousand Tons | 0 | 0 | 0 | 0 | 0 | 0 | 0
IL Fac. Spec. - NOX Rate Summer v3.1, Unit 1485 and retrofits | 516 | 7305 | Rate Constraint in lbs/MMBtu | FALSE | L | Annual | Allowances Withdrawn (1:1) | Thousand Tons | 0 | 0 | 0 | 0 | 0 | 0 | 0
IL Fac. Spec. - NOX Rate Summer v3.1, Unit 1485 and retrofits | 516 | 7305 | Rate Constraint in lbs/MMBtu | FALSE | L | Annual | Allowances Withdrawn (n:1) | Thousand Tons | 0 | 0 | 0 | 0 | 0 | 0 | 0
IL Fac. Spec. - NOX Rate Summer v3.1, Unit 1485 and retrofits | 516 | 7305 | Rate Constraint in lbs/MMBtu | FALSE | L | Annual | Net Emissions Allowance Position | Thousand Tons | 0.014086 | 0.0088508 | 0.0088306 | 0.0088306 | 0 | 0 | 0
IL Fac. Spec. - NOX Rate Summer v3.1, Unit 1485 and retrofits | 516 | 7305 | Rate Constraint in lbs/MMBtu | FALSE | L | Annual | Fuel Consumed | TBtu | 2.3476 | 1.4751 | 1.4718 | 1.4718 | 0 | 0 | 0
IL Fac. Spec. - NOX Rate Summer v3.1, Unit 1485 and retrofits | 516 | 7305 | Rate Constraint in lbs/MMBtu | FALSE | L | Annual | Rate | lb/MMBtu | 0.012 | 0.012 | 0.012 | 0.012 | 0 | 0 | 0
IL Fac. Spec. - NOX Rate Summer v3.1, Unit 1485 and retrofits | 516 | 7305 | Rate Constraint in lbs/MMBtu | FALSE | L | Annual | Generation | TWh | 0.31168 | 0.19585 | 0.1954 | 0.1954 | 0 | 0 | 0
IL Fac. Spec. - NOX Rate Summer v3.1, Unit 1485 and retrofits | 516 | 7305 | Rate Constraint in lbs/MMBtu | FALSE | L | Annual | Qualifying Generation | TWh | 0.31168 | 0.19585 | 0.1954 | 0.1954 | 0 | 0 | 0
IL Fac. Spec. - NOX Rate Summer v3.1, Unit 1485 and retrofits | 516 | 7305 | Rate Constraint in lbs/MMBtu | FALSE | L | Annual | Rate | lb/MWh | 0.090384 | 0.090384 | 0.090384 | 0.090384 | 0 | 0 | 0
IL Fac. Spec. - NOX Rate Summer v3.1, Unit 1485 and retrofits | 516 | 7305 | Rate Constraint in lbs/MMBtu | FALSE | L | Annual | Constraint Shadow Price | US2022$/Ton | 0 | 0 | 0 | 0 | 0 | 0 | 0
IL Fac. Spec. - NOX Rate Summer v3.1, Unit 1486 and retrofits | 517 | 7305 | Rate Constraint in lbs/MMBtu | FALSE | L | Annual | Seasons Included | Seasons | Summer | Summer | Summer | Summer | Summer | Summer | Summer
IL Fac. Spec. - NOX Rate Summer v3.1, Unit 1486 and retrofits | 517 | 7305 | Rate Constraint in lbs/MMBtu | FALSE | L | Annual | Standard NOX | lb/MMBtu | 0.25 | 0.25 | 0.25 | 0.25 | 0.25 | 0.25 | 0.25
IL Fac. Spec. - NOX Rate Summer v3.1, Unit 1486 and retrofits | 517 | 7305 | Rate Constraint in lbs/MMBtu | FALSE | L | Annual | Emissions at Affected Plants NOX | Thousand Tons | 0.014651 | 0.0092063 | 0.0091853 | 0.0091853 | 0 | 0 | 0
IL Fac. Spec. - NOX Rate Summer v3.1, Unit 1486 and retrofits | 517 | 7305 | Rate Constraint in lbs/MMBtu | FALSE | L | Annual | Allowances Purchased NOX | Thousand Tons | 0 | 0 | 0 | 0 | 0 | 0 | 0
IL Fac. Spec. - NOX Rate Summer v3.1, Unit 1486 and retrofits | 517 | 7305 | Rate Constraint in lbs/MMBtu | FALSE | L | Annual | Allowances Sold NOX | Thousand Tons | 0 | 0 | 0 | 0 | 0 | 0 | 0
IL Fac. Spec. - NOX Rate Summer v3.1, Unit 1486 and retrofits | 517 | 7305 | Rate Constraint in lbs/MMBtu | FALSE | L | Annual | Allowances Banked | Thousand Tons | 0 | 0 | 0 | 0 | 0 | 0 | 0
IL Fac. Spec. - NOX Rate Summer v3.1, Unit 1486 and retrofits | 517 | 7305 | Rate Constraint in lbs/MMBtu | FALSE | L | Annual | Allowances Withdrawn (1:1) | Thousand Tons | 0 | 0 | 0 | 0 | 0 | 0 | 0
IL Fac. Spec. - NOX Rate Summer v3.1, Unit 1486 and retrofits | 517 | 7305 | Rate Constraint in lbs/MMBtu | FALSE | L | Annual | Allowances Withdrawn (n:1) | Thousand Tons | 0 | 0 | 0 | 0 | 0 | 0 | 0
IL Fac. Spec. - NOX Rate Summer v3.1, Unit 1486 and retrofits | 517 | 7305 | Rate Constraint in lbs/MMBtu | FALSE | L | Annual | Net Emissions Allowance Position | Thousand Tons | 0.014651 | 0.0092063 | 0.0091853 | 0.0091853 | 0 | 0 | 0
IL Fac. Spec. - NOX Rate Summer v3.1, Unit 1486 and retrofits | 517 | 7305 | Rate Constraint in lbs/MMBtu | FALSE | L | Annual | Fuel Consumed | TBtu | 3.0178 | 1.8962 | 1.8919 | 1.8919 | 0 | 0 | 0
IL Fac. Spec. - NOX Rate Summer v3.1, Unit 1486 and retrofits | 517 | 7305 | Rate Constraint in lbs/MMBtu | FALSE | L | Annual | Rate | lb/MMBtu | 0.00971 | 0.00971 | 0.00971 | 0.00971 | 0 | 0 | 0
IL Fac. Spec. - NOX Rate Summer v3.1, Unit 1486 and retrofits | 517 | 7305 | Rate Constraint in lbs/MMBtu | FALSE | L | Annual | Generation | TWh | 0.41142 | 0.25852 | 0.25793 | 0.25793 | 0 | 0 | 0
IL Fac. Spec. - NOX Rate Summer v3.1, Unit 1486 and retrofits | 517 | 7305 | Rate Constraint in lbs/MMBtu | FALSE | L | Annual | Qualifying Generation | TWh | 0.41142 | 0.25852 | 0.25793 | 0.25793 | 0 | 0 | 0
IL Fac. Spec. - NOX Rate Summer v3.1, Unit 1486 and retrofits | 517 | 7305 | Rate Constraint in lbs/MMBtu | FALSE | L | Annual | Rate | lb/MWh | 0.071223 | 0.071223 | 0.071223 | 0.071223 | 0 | 0 | 0
IL Fac. Spec. - NOX Rate Summer v3.1, Unit 1486 and retrofits | 517 | 7305 | Rate Constraint in lbs/MMBtu | FALSE | L | Annual | Constraint Shadow Price | US2022$/Ton | 0 | 0 | 0 | 0 | 0 | 0 | 0
IL Fac. Spec. - NOX Rate Summer v3.1, Unit 1487 and retrofits | 518 | 7305 | Rate Constraint in lbs/MMBtu | FALSE | L | Annual | Seasons Included | Seasons | Summer | Summer | Summer | Summer | Summer | Summer | Summer
IL Fac. Spec. - NOX Rate Summer v3.1, Unit 1487 and retrofits | 518 | 7305 | Rate Constraint in lbs/MMBtu | FALSE | L | Annual | Standard NOX | lb/MMBtu | 0.25 | 0.25 | 0.25 | 0.25 | 0.25 | 0.25 | 0.25
IL Fac. Spec. - NOX Rate Summer v3.1, Unit 1487 and retrofits | 518 | 7305 | Rate Constraint in lbs/MMBtu | FALSE | L | Annual | Emissions at Affected Plants NOX | Thousand Tons | 0.013712 | 0.0086158 | 0.0085961 | 0.0085961 | 0 | 0 | 0
IL Fac. Spec. - NOX Rate Summer v3.1, Unit 1487 and retrofits | 518 | 7305 | Rate Constraint in lbs/MMBtu | FALSE | L | Annual | Allowances Purchased NOX | Thousand Tons | 0 | 0 | 0 | 0 | 0 | 0 | 0
IL Fac. Spec. - NOX Rate Summer v3.1, Unit 1487 and retrofits | 518 | 7305 | Rate Constraint in lbs/MMBtu | FALSE | L | Annual | Allowances Sold NOX | Thousand Tons | 0 | 0 | 0 | 0 | 0 | 0 | 0
IL Fac. Spec. - NOX Rate Summer v3.1, Unit 1487 and retrofits | 518 | 7305 | Rate Constraint in lbs/MMBtu | FALSE | L | Annual | Allowances Banked | Thousand Tons | 0 | 0 | 0 | 0 | 0 | 0 | 0
IL Fac. Spec. - NOX Rate Summer v3.1, Unit 1487 and retrofits | 518 | 7305 | Rate Constraint in lbs/MMBtu | FALSE | L | Annual | Allowances Withdrawn (1:1) | Thousand Tons | 0 | 0 | 0 | 0 | 0 | 0 | 0
IL Fac. Spec. - NOX Rate Summer v3.1, Unit 1487 and retrofits | 518 | 7305 | Rate Constraint in lbs/MMBtu | FALSE | L | Annual | Allowances Withdrawn (n:1) | Thousand Tons | 0 | 0 | 0 | 0 | 0 | 0 | 0
IL Fac. Spec. - NOX Rate Summer v3.1, Unit 1487 and retrofits | 518 | 7305 | Rate Constraint in lbs/MMBtu | FALSE | L | Annual | Net Emissions Allowance Position | Thousand Tons | 0.013712 | 0.0086158 | 0.0085961 | 0.0085961 | 0 | 0 | 0
IL Fac. Spec. - NOX Rate Summer v3.1, Unit 1487 and retrofits | 518 | 7305 | Rate Constraint in lbs/MMBtu | FALSE | L | Annual | Fuel Consumed | TBtu | 2.2853 | 1.436 | 1.4327 | 1.4327 | 0 | 0 | 0
IL Fac. Spec. - NOX Rate Summer v3.1, Unit 1487 and retrofits | 518 | 7305 | Rate Constraint in lbs/MMBtu | FALSE | L | Annual | Rate | lb/MMBtu | 0.012 | 0.012 | 0.012 | 0.012 | 0 | 0 | 0
IL Fac. Spec. - NOX Rate Summer v3.1, Unit 1487 and retrofits | 518 | 7305 | Rate Constraint in lbs/MMBtu | FALSE | L | Annual | Generation | TWh | 0.31168 | 0.19585 | 0.1954 | 0.1954 | 0 | 0 | 0
IL Fac. Spec. - NOX Rate Summer v3.1, Unit 1487 and retrofits | 518 | 7305 | Rate Constraint in lbs/MMBtu | FALSE | L | Annual | Qualifying Generation | TWh | 0.31168 | 0.19585 | 0.1954 | 0.1954 | 0 | 0 | 0
IL Fac. Spec. - NOX Rate Summer v3.1, Unit 1487 and retrofits | 518 | 7305 | Rate Constraint in lbs/MMBtu | FALSE | L | Annual | Rate | lb/MWh | 0.087984 | 0.087984 | 0.087984 | 0.087984 | 0 | 0 | 0
IL Fac. Spec. - NOX Rate Summer v3.1, Unit 1487 and retrofits | 518 | 7305 | Rate Constraint in lbs/MMBtu | FALSE | L | Annual | Constraint Shadow Price | US2022$/Ton | 0 | 0 | 0 | 0 | 0 | 0 | 0
IL Fac. Spec. - NOX Rate Summer v3.1, Unit 1488 and retrofits | 519 | 7305 | Rate Constraint in lbs/MMBtu | FALSE | L | Annual | Seasons Included | Seasons | Summer | Summer | Summer | Summer | Summer | Summer | Summer
IL Fac. Spec. - NOX Rate Summer v3.1, Unit 1488 and retrofits | 519 | 7305 | Rate Constraint in lbs/MMBtu | FALSE | L | Annual | Standard NOX | lb/MMBtu | 0.25 | 0.25 | 0.25 | 0.25 | 0.25 | 0.25 | 0.25
IL Fac. Spec. - NOX Rate Summer v3.1, Unit 1488 and retrofits | 519 | 7305 | Rate Constraint in lbs/MMBtu | FALSE | L | Annual | Emissions at Affected Plants NOX | Thousand Tons | 0.013712 | 0.0086158 | 0.0085961 | 0.0085961 | 0 | 0 | 0
IL Fac. Spec. - NOX Rate Summer v3.1, Unit 1488 and retrofits | 519 | 7305 | Rate Constraint in lbs/MMBtu | FALSE | L | Annual | Allowances Purchased NOX | Thousand Tons | 0 | 0 | 0 | 0 | 0 | 0 | 0
IL Fac. Spec. - NOX Rate Summer v3.1, Unit 1488 and retrofits | 519 | 7305 | Rate Constraint in lbs/MMBtu | FALSE | L | Annual | Allowances Sold NOX | Thousand Tons | 0 | 0 | 0 | 0 | 0 | 0 | 0
IL Fac. Spec. - NOX Rate Summer v3.1, Unit 1488 and retrofits | 519 | 7305 | Rate Constraint in lbs/MMBtu | FALSE | L | Annual | Allowances Banked | Thousand Tons | 0 | 0 | 0 | 0 | 0 | 0 | 0
IL Fac. Spec. - NOX Rate Summer v3.1, Unit 1488 and retrofits | 519 | 7305 | Rate Constraint in lbs/MMBtu | FALSE | L | Annual | Allowances Withdrawn (1:1) | Thousand Tons | 0 | 0 | 0 | 0 | 0 | 0 | 0
IL Fac. Spec. - NOX Rate Summer v3.1, Unit 1488 and retrofits | 519 | 7305 | Rate Constraint in lbs/MMBtu | FALSE | L | Annual | Allowances Withdrawn (n:1) | Thousand Tons | 0 | 0 | 0 | 0 | 0 | 0 | 0
IL Fac. Spec. - NOX Rate Summer v3.1, Unit 1488 and retrofits | 519 | 7305 | Rate Constraint in lbs/MMBtu | FALSE | L | Annual | Net Emissions Allowance Position | Thousand Tons | 0.013712 | 0.0086158 | 0.0085961 | 0.0085961 | 0 | 0 | 0
IL Fac. Spec. - NOX Rate Summer v3.1, Unit 1488 and retrofits | 519 | 7305 | Rate Constraint in lbs/MMBtu | FALSE | L | Annual | Fuel Consumed | TBtu | 2.2853 | 1.436 | 1.4327 | 1.4327 | 0 | 0 | 0
IL Fac. Spec. - NOX Rate Summer v3.1, Unit 1488 and retrofits | 519 | 7305 | Rate Constraint in lbs/MMBtu | FALSE | L | Annual | Rate | lb/MMBtu | 0.012 | 0.012 | 0.012 | 0.012 | 0 | 0 | 0
IL Fac. Spec. - NOX Rate Summer v3.1, Unit 1488 and retrofits | 519 | 7305 | Rate Constraint in lbs/MMBtu | FALSE | L | Annual | Generation | TWh | 0.31168 | 0.19585 | 0.1954 | 0.1954 | 0 | 0 | 0
IL Fac. Spec. - NOX Rate Summer v3.1, Unit 1488 and retrofits | 519 | 7305 | Rate Constraint in lbs/MMBtu | FALSE | L | Annual | Qualifying Generation | TWh | 0.31168 | 0.19585 | 0.1954 | 0.1954 | 0 | 0 | 0
IL Fac. Spec. - NOX Rate Summer v3.1, Unit 1488 and retrofits | 519 | 7305 | Rate Constraint in lbs/MMBtu | FALSE | L | Annual | Rate | lb/MWh | 0.087984 | 0.087984 | 0.087984 | 0.087984 | 0 | 0 | 0
IL Fac. Spec. - NOX Rate Summer v3.1, Unit 1488 and retrofits | 519 | 7305 | Rate Constraint in lbs/MMBtu | FALSE | L | Annual | Constraint Shadow Price | US2022$/Ton | 0 | 0 | 0 | 0 | 0 | 0 | 0
IL Fac. Spec. - NOX Rate Summer v3.1, Unit 1489 and retrofits | 520 | 7305 | Rate Constraint in lbs/MMBtu | FALSE | L | Annual | Seasons Included | Seasons | Summer | Summer | Summer | Summer | Summer | Summer | Summer
IL Fac. Spec. - NOX Rate Summer v3.1, Unit 1489 and retrofits | 520 | 7305 | Rate Constraint in lbs/MMBtu | FALSE | L | Annual | Standard NOX | lb/MMBtu | 0.25 | 0.25 | 0.25 | 0.25 | 0.25 | 0.25 | 0.25
IL Fac. Spec. - NOX Rate Summer v3.1, Unit 1489 and retrofits | 520 | 7305 | Rate Constraint in lbs/MMBtu | FALSE | L | Annual | Emissions at Affected Plants NOX | Thousand Tons | 0.018428 | 0.01158 | 0.011553 | 0.011553 | 0 | 0 | 0
IL Fac. Spec. - NOX Rate Summer v3.1, Unit 1489 and retrofits | 520 | 7305 | Rate Constraint in lbs/MMBtu | FALSE | L | Annual | Allowances Purchased NOX | Thousand Tons | 0 | 0 | 0 | 0 | 0 | 0 | 0
IL Fac. Spec. - NOX Rate Summer v3.1, Unit 1489 and retrofits | 520 | 7305 | Rate Constraint in lbs/MMBtu | FALSE | L | Annual | Allowances Sold NOX | Thousand Tons | 0 | 0 | 0 | 0 | 0 | 0 | 0
IL Fac. Spec. - NOX Rate Summer v3.1, Unit 1489 and retrofits | 520 | 7305 | Rate Constraint in lbs/MMBtu | FALSE | L | Annual | Allowances Banked | Thousand Tons | 0 | 0 | 0 | 0 | 0 | 0 | 0
IL Fac. Spec. - NOX Rate Summer v3.1, Unit 1489 and retrofits | 520 | 7305 | Rate Constraint in lbs/MMBtu | FALSE | L | Annual | Allowances Withdrawn (1:1) | Thousand Tons | 0 | 0 | 0 | 0 | 0 | 0 | 0
IL Fac. Spec. - NOX Rate Summer v3.1, Unit 1489 and retrofits | 520 | 7305 | Rate Constraint in lbs/MMBtu | FALSE | L | Annual | Allowances Withdrawn (n:1) | Thousand Tons | 0 | 0 | 0 | 0 | 0 | 0 | 0
IL Fac. Spec. - NOX Rate Summer v3.1, Unit 1489 and retrofits | 520 | 7305 | Rate Constraint in lbs/MMBtu | FALSE | L | Annual | Net Emissions Allowance Position | Thousand Tons | 0.018428 | 0.01158 | 0.011553 | 0.011553 | 0 | 0 | 0
IL Fac. Spec. - NOX Rate Summer v3.1, Unit 1489 and retrofits | 520 | 7305 | Rate Constraint in lbs/MMBtu | FALSE | L | Annual | Fuel Consumed | TBtu | 3.0714 | 1.9299 | 1.9255 | 1.9255 | 0 | 0 | 0
IL Fac. Spec. - NOX Rate Summer v3.1, Unit 1489 and retrofits | 520 | 7305 | Rate Constraint in lbs/MMBtu | FALSE | L | Annual | Rate | lb/MMBtu | 0.012 | 0.012 | 0.012 | 0.012 | 0 | 0 | 0
IL Fac. Spec. - NOX Rate Summer v3.1, Unit 1489 and retrofits | 520 | 7305 | Rate Constraint in lbs/MMBtu | FALSE | L | Annual | Generation | TWh | 0.4189 | 0.26322 | 0.26262 | 0.26262 | 0 | 0 | 0
IL Fac. Spec. - NOX Rate Summer v3.1, Unit 1489 and retrofits | 520 | 7305 | Rate Constraint in lbs/MMBtu | FALSE | L | Annual | Qualifying Generation | TWh | 0.4189 | 0.26322 | 0.26262 | 0.26262 | 0 | 0 | 0
IL Fac. Spec. - NOX Rate Summer v3.1, Unit 1489 and retrofits | 520 | 7305 | Rate Constraint in lbs/MMBtu | FALSE | L | Annual | Rate | lb/MWh | 0.087984 | 0.087984 | 0.087984 | 0.087984 | 0 | 0 | 0
IL Fac. Spec. - NOX Rate Summer v3.1, Unit 1489 and retrofits | 520 | 7305 | Rate Constraint in lbs/MMBtu | FALSE | L | Annual | Constraint Shadow Price | US2022$/Ton | 0 | 0 | 0 | 0 | 0 | 0 | 0
IL Fac. Spec. - NOX Rate Summer v3.1, Unit 1490 and retrofits | 521 | 7305 | Rate Constraint in lbs/MMBtu | FALSE | L | Annual | Seasons Included | Seasons | Summer | Summer | Summer | Summer | Summer | Summer | Summer
IL Fac. Spec. - NOX Rate Summer v3.1, Unit 1490 and retrofits | 521 | 7305 | Rate Constraint in lbs/MMBtu | FALSE | L | Annual | Standard NOX | lb/MMBtu | 0.25 | 0.25 | 0.25 | 0.25 | 0.25 | 0.25 | 0.25
IL Fac. Spec. - NOX Rate Summer v3.1, Unit 1490 and retrofits | 521 | 7305 | Rate Constraint in lbs/MMBtu | FALSE | L | Annual | Emissions at Affected Plants NOX | Thousand Tons | 0.018428 | 0.01158 | 0.011553 | 0.011553 | 0 | 0 | 0
IL Fac. Spec. - NOX Rate Summer v3.1, Unit 1490 and retrofits | 521 | 7305 | Rate Constraint in lbs/MMBtu | FALSE | L | Annual | Allowances Purchased NOX | Thousand Tons | 0 | 0 | 0 | 0 | 0 | 0 | 0
IL Fac. Spec. - NOX Rate Summer v3.1, Unit 1490 and retrofits | 521 | 7305 | Rate Constraint in lbs/MMBtu | FALSE | L | Annual | Allowances Sold NOX | Thousand Tons | 0 | 0 | 0 | 0 | 0 | 0 | 0
IL Fac. Spec. - NOX Rate Summer v3.1, Unit 1490 and retrofits | 521 | 7305 | Rate Constraint in lbs/MMBtu | FALSE | L | Annual | Allowances Banked | Thousand Tons | 0 | 0 | 0 | 0 | 0 | 0 | 0
IL Fac. Spec. - NOX Rate Summer v3.1, Unit 1490 and retrofits | 521 | 7305 | Rate Constraint in lbs/MMBtu | FALSE | L | Annual | Allowances Withdrawn (1:1) | Thousand Tons | 0 | 0 | 0 | 0 | 0 | 0 | 0
IL Fac. Spec. - NOX Rate Summer v3.1, Unit 1490 and retrofits | 521 | 7305 | Rate Constraint in lbs/MMBtu | FALSE | L | Annual | Allowances Withdrawn (n:1) | Thousand Tons | 0 | 0 | 0 | 0 | 0 | 0 | 0
IL Fac. Spec. - NOX Rate Summer v3.1, Unit 1490 and retrofits | 521 | 7305 | Rate Constraint in lbs/MMBtu | FALSE | L | Annual | Net Emissions Allowance Position | Thousand Tons | 0.018428 | 0.01158 | 0.011553 | 0.011553 | 0 | 0 | 0
IL Fac. Spec. - NOX Rate Summer v3.1, Unit 1490 and retrofits | 521 | 7305 | Rate Constraint in lbs/MMBtu | FALSE | L | Annual | Fuel Consumed | TBtu | 3.0714 | 1.9299 | 1.9255 | 1.9255 | 0 | 0 | 0
IL Fac. Spec. - NOX Rate Summer v3.1, Unit 1490 and retrofits | 521 | 7305 | Rate Constraint in lbs/MMBtu | FALSE | L | Annual | Rate | lb/MMBtu | 0.012 | 0.012 | 0.012 | 0.012 | 0 | 0 | 0
IL Fac. Spec. - NOX Rate Summer v3.1, Unit 1490 and retrofits | 521 | 7305 | Rate Constraint in lbs/MMBtu | FALSE | L | Annual | Generation | TWh | 0.4189 | 0.26322 | 0.26262 | 0.26262 | 0 | 0 | 0
IL Fac. Spec. - NOX Rate Summer v3.1, Unit 1490 and retrofits | 521 | 7305 | Rate Constraint in lbs/MMBtu | FALSE | L | Annual | Qualifying Generation | TWh | 0.4189 | 0.26322 | 0.26262 | 0.26262 | 0 | 0 | 0
IL Fac. Spec. - NOX Rate Summer v3.1, Unit 1490 and retrofits | 521 | 7305 | Rate Constraint in lbs/MMBtu | FALSE | L | Annual | Rate | lb/MWh | 0.087984 | 0.087984 | 0.087984 | 0.087984 | 0 | 0 | 0
IL Fac. Spec. - NOX Rate Summer v3.1, Unit 1490 and retrofits | 521 | 7305 | Rate Constraint in lbs/MMBtu | FALSE | L | Annual | Constraint Shadow Price | US2022$/Ton | 0 | 0 | 0 | 0 | 0 | 0 | 0
IL Fac. Spec. - NOX Rate Summer v3.1, Unit 1491 and retrofits | 522 | 7305 | Rate Constraint in lbs/MMBtu | FALSE | L | Annual | Seasons Included | Seasons | Summer | Summer | Summer | Summer | Summer | Summer | Summer
IL Fac. Spec. - NOX Rate Summer v3.1, Unit 1491 and retrofits | 522 | 7305 | Rate Constraint in lbs/MMBtu | FALSE | L | Annual | Standard NOX | lb/MMBtu | 0.25 | 0.25 | 0.25 | 0.25 | 0.25 | 0.25 | 0.25
IL Fac. Spec. - NOX Rate Summer v3.1, Unit 1491 and retrofits | 522 | 7305 | Rate Constraint in lbs/MMBtu | FALSE | L | Annual | Emissions at Affected Plants NOX | Thousand Tons | 0.068911 | 0.068911 | 0.065176 | 0.052509 | 0 | 0 | 0
IL Fac. Spec. - NOX Rate Summer v3.1, Unit 1491 and retrofits | 522 | 7305 | Rate Constraint in lbs/MMBtu | FALSE | L | Annual | Allowances Purchased NOX | Thousand Tons | 0 | 0 | 0 | 0 | 0 | 0 | 0
IL Fac. Spec. - NOX Rate Summer v3.1, Unit 1491 and retrofits | 522 | 7305 | Rate Constraint in lbs/MMBtu | FALSE | L | Annual | Allowances Sold NOX | Thousand Tons | 0 | 0 | 0 | 0 | 0 | 0 | 0
IL Fac. Spec. - NOX Rate Summer v3.1, Unit 1491 and retrofits | 522 | 7305 | Rate Constraint in lbs/MMBtu | FALSE | L | Annual | Allowances Banked | Thousand Tons | 0 | 0 | 0 | 0 | 0 | 0 | 0
IL Fac. Spec. - NOX Rate Summer v3.1, Unit 1491 and retrofits | 522 | 7305 | Rate Constraint in lbs/MMBtu | FALSE | L | Annual | Allowances Withdrawn (1:1) | Thousand Tons | 0 | 0 | 0 | 0 | 0 | 0 | 0
IL Fac. Spec. - NOX Rate Summer v3.1, Unit 1491 and retrofits | 522 | 7305 | Rate Constraint in lbs/MMBtu | FALSE | L | Annual | Allowances Withdrawn (n:1) | Thousand Tons | 0 | 0 | 0 | 0 | 0 | 0 | 0
IL Fac. Spec. - NOX Rate Summer v3.1, Unit 1491 and retrofits | 522 | 7305 | Rate Constraint in lbs/MMBtu | FALSE | L | Annual | Net Emissions Allowance Position | Thousand Tons | 0.068911 | 0.068911 | 0.065176 | 0.052509 | 0 | 0 | 0
IL Fac. Spec. - NOX Rate Summer v3.1, Unit 1491 and retrofits | 522 | 7305 | Rate Constraint in lbs/MMBtu | FALSE | L | Annual | Fuel Consumed | TBtu | 12.5293 | 12.5293 | 11.8501 | 9.5471 | 0 | 0 | 0
IL Fac. Spec. - NOX Rate Summer v3.1, Unit 1491 and retrofits | 522 | 7305 | Rate Constraint in lbs/MMBtu | FALSE | L | Annual | Rate | lb/MMBtu | 0.011 | 0.011 | 0.011 | 0.011 | 0 | 0 | 0
IL Fac. Spec. - NOX Rate Summer v3.1, Unit 1491 and retrofits | 522 | 7305 | Rate Constraint in lbs/MMBtu | FALSE | L | Annual | Generation | TWh | 1.9669 | 1.9669 | 1.8603 | 1.4988 | 0 | 0 | 0
IL Fac. Spec. - NOX Rate Summer v3.1, Unit 1491 and retrofits | 522 | 7305 | Rate Constraint in lbs/MMBtu | FALSE | L | Annual | Qualifying Generation | TWh | 1.9669 | 1.9669 | 1.8603 | 1.4988 | 0 | 0 | 0
IL Fac. Spec. - NOX Rate Summer v3.1, Unit 1491 and retrofits | 522 | 7305 | Rate Constraint in lbs/MMBtu | FALSE | L | Annual | Rate | lb/MWh | 0.07007 | 0.07007 | 0.07007 | 0.07007 | 0 | 0 | 0
IL Fac. Spec. - NOX Rate Summer v3.1, Unit 1491 and retrofits | 522 | 7305 | Rate Constraint in lbs/MMBtu | FALSE | L | Annual | Constraint Shadow Price | US2022$/Ton | 0 | 0 | 0 | 0 | 0 | 0 | 0
IL Fac. Spec. - NOX Rate Summer v3.1, Unit 1492 and retrofits | 523 | 7305 | Rate Constraint in lbs/MMBtu | FALSE | L | Annual | Seasons Included | Seasons | Summer | Summer | Summer | Summer | Summer | Summer | Summer
IL Fac. Spec. - NOX Rate Summer v3.1, Unit 1492 and retrofits | 523 | 7305 | Rate Constraint in lbs/MMBtu | FALSE | L | Annual | Standard NOX | lb/MMBtu | 0.25 | 0.25 | 0.25 | 0.25 | 0.25 | 0.25 | 0.25
IL Fac. Spec. - NOX Rate Summer v3.1, Unit 1492 and retrofits | 523 | 7305 | Rate Constraint in lbs/MMBtu | FALSE | L | Annual | Emissions at Affected Plants NOX | Thousand Tons | 0.068911 | 0.068911 | 0.063412 | 0.052509 | 0 | 0 | 0
IL Fac. Spec. - NOX Rate Summer v3.1, Unit 1492 and retrofits | 523 | 7305 | Rate Constraint in lbs/MMBtu | FALSE | L | Annual | Allowances Purchased NOX | Thousand Tons | 0 | 0 | 0 | 0 | 0 | 0 | 0
IL Fac. Spec. - NOX Rate Summer v3.1, Unit 1492 and retrofits | 523 | 7305 | Rate Constraint in lbs/MMBtu | FALSE | L | Annual | Allowances Sold NOX | Thousand Tons | 0 | 0 | 0 | 0 | 0 | 0 | 0
IL Fac. Spec. - NOX Rate Summer v3.1, Unit 1492 and retrofits | 523 | 7305 | Rate Constraint in lbs/MMBtu | FALSE | L | Annual | Allowances Banked | Thousand Tons | 0 | 0 | 0 | 0 | 0 | 0 | 0
IL Fac. Spec. - NOX Rate Summer v3.1, Unit 1492 and retrofits | 523 | 7305 | Rate Constraint in lbs/MMBtu | FALSE | L | Annual | Allowances Withdrawn (1:1) | Thousand Tons | 0 | 0 | 0 | 0 | 0 | 0 | 0
IL Fac. Spec. - NOX Rate Summer v3.1, Unit 1492 and retrofits | 523 | 7305 | Rate Constraint in lbs/MMBtu | FALSE | L | Annual | Allowances Withdrawn (n:1) | Thousand Tons | 0 | 0 | 0 | 0 | 0 | 0 | 0
IL Fac. Spec. - NOX Rate Summer v3.1, Unit 1492 and retrofits | 523 | 7305 | Rate Constraint in lbs/MMBtu | FALSE | L | Annual | Net Emissions Allowance Position | Thousand Tons | 0.068911 | 0.068911 | 0.063412 | 0.052509 | 0 | 0 | 0
IL Fac. Spec. - NOX Rate Summer v3.1, Unit 1492 and retrofits | 523 | 7305 | Rate Constraint in lbs/MMBtu | FALSE | L | Annual | Fuel Consumed | TBtu | 12.5293 | 12.5293 | 11.5295 | 9.5471 | 0 | 0 | 0
IL Fac. Spec. - NOX Rate Summer v3.1, Unit 1492 and retrofits | 523 | 7305 | Rate Constraint in lbs/MMBtu | FALSE | L | Annual | Rate | lb/MMBtu | 0.011 | 0.011 | 0.011 | 0.011 | 0 | 0 | 0
IL Fac. Spec. - NOX Rate Summer v3.1, Unit 1492 and retrofits | 523 | 7305 | Rate Constraint in lbs/MMBtu | FALSE | L | Annual | Generation | TWh | 1.9669 | 1.9669 | 1.81 | 1.4988 | 0 | 0 | 0
IL Fac. Spec. - NOX Rate Summer v3.1, Unit 1492 and retrofits | 523 | 7305 | Rate Constraint in lbs/MMBtu | FALSE | L | Annual | Qualifying Generation | TWh | 1.9669 | 1.9669 | 1.81 | 1.4988 | 0 | 0 | 0
IL Fac. Spec. - NOX Rate Summer v3.1, Unit 1492 and retrofits | 523 | 7305 | Rate Constraint in lbs/MMBtu | FALSE | L | Annual | Rate | lb/MWh | 0.07007 | 0.07007 | 0.07007 | 0.07007 | 0 | 0 | 0
IL Fac. Spec. - NOX Rate Summer v3.1, Unit 1492 and retrofits | 523 | 7305 | Rate Constraint in lbs/MMBtu | FALSE | L | Annual | Constraint Shadow Price | US2022$/Ton | 0 | 0 | 0 | 0 | 0 | 0 | 0
IL Fac. Spec. - NOX Rate Summer v3.1, Unit 1494 and retrofits | 524 | 7305 | Rate Constraint in lbs/MMBtu | FALSE | L | Annual | Seasons Included | Seasons | Summer | Summer | Summer | Summer | Summer | Summer | Summer
IL Fac. Spec. - NOX Rate Summer v3.1, Unit 1494 and retrofits | 524 | 7305 | Rate Constraint in lbs/MMBtu | FALSE | L | Annual | Standard NOX | lb/MMBtu | 0.25 | 0.25 | 0.25 | 0.25 | 0.25 | 0.25 | 0.25
IL Fac. Spec. - NOX Rate Summer v3.1, Unit 1494 and retrofits | 524 | 7305 | Rate Constraint in lbs/MMBtu | FALSE | L | Annual | Emissions at Affected Plants NOX | Thousand Tons | 0.032968 | 0.032979 | 0.03305 | 0.020668 | 0 | 0 | 0
IL Fac. Spec. - NOX Rate Summer v3.1, Unit 1494 and retrofits | 524 | 7305 | Rate Constraint in lbs/MMBtu | FALSE | L | Annual | Allowances Purchased NOX | Thousand Tons | 0 | 0 | 0 | 0 | 0 | 0 | 0
IL Fac. Spec. - NOX Rate Summer v3.1, Unit 1494 and retrofits | 524 | 7305 | Rate Constraint in lbs/MMBtu | FALSE | L | Annual | Allowances Sold NOX | Thousand Tons | 0 | 0 | 0 | 0 | 0 | 0 | 0
IL Fac. Spec. - NOX Rate Summer v3.1, Unit 1494 and retrofits | 524 | 7305 | Rate Constraint in lbs/MMBtu | FALSE | L | Annual | Allowances Banked | Thousand Tons | 0 | 0 | 0 | 0 | 0 | 0 | 0
IL Fac. Spec. - NOX Rate Summer v3.1, Unit 1494 and retrofits | 524 | 7305 | Rate Constraint in lbs/MMBtu | FALSE | L | Annual | Allowances Withdrawn (1:1) | Thousand Tons | 0 | 0 | 0 | 0 | 0 | 0 | 0
IL Fac. Spec. - NOX Rate Summer v3.1, Unit 1494 and retrofits | 524 | 7305 | Rate Constraint in lbs/MMBtu | FALSE | L | Annual | Allowances Withdrawn (n:1) | Thousand Tons | 0 | 0 | 0 | 0 | 0 | 0 | 0
IL Fac. Spec. - NOX Rate Summer v3.1, Unit 1494 and retrofits | 524 | 7305 | Rate Constraint in lbs/MMBtu | FALSE | L | Annual | Net Emissions Allowance Position | Thousand Tons | 0.032968 | 0.032979 | 0.03305 | 0.020668 | 0 | 0 | 0
IL Fac. Spec. - NOX Rate Summer v3.1, Unit 1494 and retrofits | 524 | 7305 | Rate Constraint in lbs/MMBtu | FALSE | L | Annual | Fuel Consumed | TBtu | 0.77709 | 0.77737 | 0.77904 | 0.48718 | 0 | 0 | 0
IL Fac. Spec. - NOX Rate Summer v3.1, Unit 1494 and retrofits | 524 | 7305 | Rate Constraint in lbs/MMBtu | FALSE | L | Annual | Rate | lb/MMBtu | 0.084848 | 0.084848 | 0.084848 | 0.084848 | 0 | 0 | 0
IL Fac. Spec. - NOX Rate Summer v3.1, Unit 1494 and retrofits | 524 | 7305 | Rate Constraint in lbs/MMBtu | FALSE | L | Annual | Generation | TWh | 0.10971 | 0.10975 | 0.10999 | 0.068782 | 0 | 0 | 0
IL Fac. Spec. - NOX Rate Summer v3.1, Unit 1494 and retrofits | 524 | 7305 | Rate Constraint in lbs/MMBtu | FALSE | L | Annual | Qualifying Generation | TWh | 0.10971 | 0.10975 | 0.10999 | 0.068782 | 0 | 0 | 0
IL Fac. Spec. - NOX Rate Summer v3.1, Unit 1494 and retrofits | 524 | 7305 | Rate Constraint in lbs/MMBtu | FALSE | L | Annual | Rate | lb/MWh | 0.60098 | 0.60098 | 0.60098 | 0.60098 | 0 | 0 | 0
IL Fac. Spec. - NOX Rate Summer v3.1, Unit 1494 and retrofits | 524 | 7305 | Rate Constraint in lbs/MMBtu | FALSE | L | Annual | Constraint Shadow Price | US2022$/Ton | 0 | 0 | 0 | 0 | 0 | 0 | 0
IL Fac. Spec. - NOX Rate Summer v3.1, Unit 1495 and retrofits | 525 | 7305 | Rate Constraint in lbs/MMBtu | FALSE | L | Annual | Seasons Included | Seasons | Summer | Summer | Summer | Summer | Summer | Summer | Summer
IL Fac. Spec. - NOX Rate Summer v3.1, Unit 1495 and retrofits | 525 | 7305 | Rate Constraint in lbs/MMBtu | FALSE | L | Annual | Standard NOX | lb/MMBtu | 0.25 | 0.25 | 0.25 | 0.25 | 0.25 | 0.25 | 0.25
IL Fac. Spec. - NOX Rate Summer v3.1, Unit 1495 and retrofits | 525 | 7305 | Rate Constraint in lbs/MMBtu | FALSE | L | Annual | Emissions at Affected Plants NOX | Thousand Tons | 0.032968 | 0.032979 | 0.03305 | 0.020668 | 0 | 0 | 0
IL Fac. Spec. - NOX Rate Summer v3.1, Unit 1495 and retrofits | 525 | 7305 | Rate Constraint in lbs/MMBtu | FALSE | L | Annual | Allowances Purchased NOX | Thousand Tons | 0 | 0 | 0 | 0 | 0 | 0 | 0
IL Fac. Spec. - NOX Rate Summer v3.1, Unit 1495 and retrofits | 525 | 7305 | Rate Constraint in lbs/MMBtu | FALSE | L | Annual | Allowances Sold NOX | Thousand Tons | 0 | 0 | 0 | 0 | 0 | 0 | 0
IL Fac. Spec. - NOX Rate Summer v3.1, Unit 1495 and retrofits | 525 | 7305 | Rate Constraint in lbs/MMBtu | FALSE | L | Annual | Allowances Banked | Thousand Tons | 0 | 0 | 0 | 0 | 0 | 0 | 0
IL Fac. Spec. - NOX Rate Summer v3.1, Unit 1495 and retrofits | 525 | 7305 | Rate Constraint in lbs/MMBtu | FALSE | L | Annual | Allowances Withdrawn (1:1) | Thousand Tons | 0 | 0 | 0 | 0 | 0 | 0 | 0
IL Fac. Spec. - NOX Rate Summer v3.1, Unit 1495 and retrofits | 525 | 7305 | Rate Constraint in lbs/MMBtu | FALSE | L | Annual | Allowances Withdrawn (n:1) | Thousand Tons | 0 | 0 | 0 | 0 | 0 | 0 | 0
IL Fac. Spec. - NOX Rate Summer v3.1, Unit 1495 and retrofits | 525 | 7305 | Rate Constraint in lbs/MMBtu | FALSE | L | Annual | Net Emissions Allowance Position | Thousand Tons | 0.032968 | 0.032979 | 0.03305 | 0.020668 | 0 | 0 | 0
IL Fac. Spec. - NOX Rate Summer v3.1, Unit 1495 and retrofits | 525 | 7305 | Rate Constraint in lbs/MMBtu | FALSE | L | Annual | Fuel Consumed | TBtu | 0.77709 | 0.77737 | 0.77904 | 0.48718 | 0 | 0 | 0
IL Fac. Spec. - NOX Rate Summer v3.1, Unit 1495 and retrofits | 525 | 7305 | Rate Constraint in lbs/MMBtu | FALSE | L | Annual | Rate | lb/MMBtu | 0.084848 | 0.084848 | 0.084848 | 0.084848 | 0 | 0 | 0
IL Fac. Spec. - NOX Rate Summer v3.1, Unit 1495 and retrofits | 525 | 7305 | Rate Constraint in lbs/MMBtu | FALSE | L | Annual | Generation | TWh | 0.10971 | 0.10975 | 0.10999 | 0.068782 | 0 | 0 | 0
IL Fac. Spec. - NOX Rate Summer v3.1, Unit 1495 and retrofits | 525 | 7305 | Rate Constraint in lbs/MMBtu | FALSE | L | Annual | Qualifying Generation | TWh | 0.10971 | 0.10975 | 0.10999 | 0.068782 | 0 | 0 | 0
IL Fac. Spec. - NOX Rate Summer v3.1, Unit 1495 and retrofits | 525 | 7305 | Rate Constraint in lbs/MMBtu | FALSE | L | Annual | Rate | lb/MWh | 0.60098 | 0.60098 | 0.60098 | 0.60098 | 0 | 0 | 0
IL Fac. Spec. - NOX Rate Summer v3.1, Unit 1495 and retrofits | 525 | 7305 | Rate Constraint in lbs/MMBtu | FALSE | L | Annual | Constraint Shadow Price | US2022$/Ton | 0 | 0 | 0 | 0 | 0 | 0 | 0
IL Fac. Spec. - NOX Rate Summer v3.1, Unit 1496 and retrofits | 526 | 7305 | Rate Constraint in lbs/MMBtu | FALSE | L | Annual | Seasons Included | Seasons | Summer | Summer | Summer | Summer | Summer | Summer | Summer
IL Fac. Spec. - NOX Rate Summer v3.1, Unit 1496 and retrofits | 526 | 7305 | Rate Constraint in lbs/MMBtu | FALSE | L | Annual | Standard NOX | lb/MMBtu | 0.25 | 0.25 | 0.25 | 0.25 | 0.25 | 0.25 | 0.25
IL Fac. Spec. - NOX Rate Summer v3.1, Unit 1496 and retrofits | 526 | 7305 | Rate Constraint in lbs/MMBtu | FALSE | L | Annual | Emissions at Affected Plants NOX | Thousand Tons | 0.032968 | 0.032979 | 0.03305 | 0.020668 | 0 | 0 | 0
IL Fac. Spec. - NOX Rate Summer v3.1, Unit 1496 and retrofits | 526 | 7305 | Rate Constraint in lbs/MMBtu | FALSE | L | Annual | Allowances Purchased NOX | Thousand Tons | 0 | 0 | 0 | 0 | 0 | 0 | 0
IL Fac. Spec. - NOX Rate Summer v3.1, Unit 1496 and retrofits | 526 | 7305 | Rate Constraint in lbs/MMBtu | FALSE | L | Annual | Allowances Sold NOX | Thousand Tons | 0 | 0 | 0 | 0 | 0 | 0 | 0
IL Fac. Spec. - NOX Rate Summer v3.1, Unit 1496 and retrofits | 526 | 7305 | Rate Constraint in lbs/MMBtu | FALSE | L | Annual | Allowances Banked | Thousand Tons | 0 | 0 | 0 | 0 | 0 | 0 | 0
IL Fac. Spec. - NOX Rate Summer v3.1, Unit 1496 and retrofits | 526 | 7305 | Rate Constraint in lbs/MMBtu | FALSE | L | Annual | Allowances Withdrawn (1:1) | Thousand Tons | 0 | 0 | 0 | 0 | 0 | 0 | 0
IL Fac. Spec. - NOX Rate Summer v3.1, Unit 1496 and retrofits | 526 | 7305 | Rate Constraint in lbs/MMBtu | FALSE | L | Annual | Allowances Withdrawn (n:1) | Thousand Tons | 0 | 0 | 0 | 0 | 0 | 0 | 0
IL Fac. Spec. - NOX Rate Summer v3.1, Unit 1496 and retrofits | 526 | 7305 | Rate Constraint in lbs/MMBtu | FALSE | L | Annual | Net Emissions Allowance Position | Thousand Tons | 0.032968 | 0.032979 | 0.03305 | 0.020668 | 0 | 0 | 0
IL Fac. Spec. - NOX Rate Summer v3.1, Unit 1496 and retrofits | 526 | 7305 | Rate Constraint in lbs/MMBtu | FALSE | L | Annual | Fuel Consumed | TBtu | 0.77709 | 0.77737 | 0.77904 | 0.48718 | 0 | 0 | 0
IL Fac. Spec. - NOX Rate Summer v3.1, Unit 1496 and retrofits | 526 | 7305 | Rate Constraint in lbs/MMBtu | FALSE | L | Annual | Rate | lb/MMBtu | 0.084848 | 0.084848 | 0.084848 | 0.084848 | 0 | 0 | 0
IL Fac. Spec. - NOX Rate Summer v3.1, Unit 1496 and retrofits | 526 | 7305 | Rate Constraint in lbs/MMBtu | FALSE | L | Annual | Generation | TWh | 0.10971 | 0.10975 | 0.10999 | 0.068782 | 0 | 0 | 0
IL Fac. Spec. - NOX Rate Summer v3.1, Unit 1496 and retrofits | 526 | 7305 | Rate Constraint in lbs/MMBtu | FALSE | L | Annual | Qualifying Generation | TWh | 0.10971 | 0.10975 | 0.10999 | 0.068782 | 0 | 0 | 0
IL Fac. Spec. - NOX Rate Summer v3.1, Unit 1496 and retrofits | 526 | 7305 | Rate Constraint in lbs/MMBtu | FALSE | L | Annual | Rate | lb/MWh | 0.60098 | 0.60098 | 0.60098 | 0.60098 | 0 | 0 | 0
IL Fac. Spec. - NOX Rate Summer v3.1, Unit 1496 and retrofits | 526 | 7305 | Rate Constraint in lbs/MMBtu | FALSE | L | Annual | Constraint Shadow Price | US2022$/Ton | 0 | 0 | 0 | 0 | 0 | 0 | 0
IL Fac. Spec. - NOX Rate Summer v3.1, Unit 1497 and retrofits | 527 | 7305 | Rate Constraint in lbs/MMBtu | FALSE | L | Annual | Seasons Included | Seasons | Summer | Summer | Summer | Summer | Summer | Summer | Summer
IL Fac. Spec. - NOX Rate Summer v3.1, Unit 1497 and retrofits | 527 | 7305 | Rate Constraint in lbs/MMBtu | FALSE | L | Annual | Standard NOX | lb/MMBtu | 0.25 | 0.25 | 0.25 | 0.25 | 0.25 | 0.25 | 0.25
IL Fac. Spec. - NOX Rate Summer v3.1, Unit 1497 and retrofits | 527 | 7305 | Rate Constraint in lbs/MMBtu | FALSE | L | Annual | Emissions at Affected Plants NOX | Thousand Tons | 0.046454 | 0.046471 | 0.046571 | 0.029123 | 0.0046946 | 0.0074926 | 0.0068085
IL Fac. Spec. - NOX Rate Summer v3.1, Unit 1497 and retrofits | 527 | 7305 | Rate Constraint in lbs/MMBtu | FALSE | L | Annual | Allowances Purchased NOX | Thousand Tons | 0 | 0 | 0 | 0 | 0 | 0 | 0
IL Fac. Spec. - NOX Rate Summer v3.1, Unit 1497 and retrofits | 527 | 7305 | Rate Constraint in lbs/MMBtu | FALSE | L | Annual | Allowances Sold NOX | Thousand Tons | 0 | 0 | 0 | 0 | 0 | 0 | 0
IL Fac. Spec. - NOX Rate Summer v3.1, Unit 1497 and retrofits | 527 | 7305 | Rate Constraint in lbs/MMBtu | FALSE | L | Annual | Allowances Banked | Thousand Tons | 0 | 0 | 0 | 0 | 0 | 0 | 0
IL Fac. Spec. - NOX Rate Summer v3.1, Unit 1497 and retrofits | 527 | 7305 | Rate Constraint in lbs/MMBtu | FALSE | L | Annual | Allowances Withdrawn (1:1) | Thousand Tons | 0 | 0 | 0 | 0 | 0 | 0 | 0
IL Fac. Spec. - NOX Rate Summer v3.1, Unit 1497 and retrofits | 527 | 7305 | Rate Constraint in lbs/MMBtu | FALSE | L | Annual | Allowances Withdrawn (n:1) | Thousand Tons | 0 | 0 | 0 | 0 | 0 | 0 | 0
IL Fac. Spec. - NOX Rate Summer v3.1, Unit 1497 and retrofits | 527 | 7305 | Rate Constraint in lbs/MMBtu | FALSE | L | Annual | Net Emissions Allowance Position | Thousand Tons | 0.046454 | 0.046471 | 0.046571 | 0.029123 | 0.0046946 | 0.0074926 | 0.0068085
IL Fac. Spec. - NOX Rate Summer v3.1, Unit 1497 and retrofits | 527 | 7305 | Rate Constraint in lbs/MMBtu | FALSE | L | Annual | Fuel Consumed | TBtu | 1.095 | 1.0954 | 1.0977 | 0.68648 | 0.11066 | 0.17661 | 0.16049
IL Fac. Spec. - NOX Rate Summer v3.1, Unit 1497 and retrofits | 527 | 7305 | Rate Constraint in lbs/MMBtu | FALSE | L | Annual | Rate | lb/MMBtu | 0.084848 | 0.084848 | 0.084848 | 0.084848 | 0.084848 | 0.084848 | 0.084848
IL Fac. Spec. - NOX Rate Summer v3.1, Unit 1497 and retrofits | 527 | 7305 | Rate Constraint in lbs/MMBtu | FALSE | L | Annual | Generation | TWh | 0.1546 | 0.15465 | 0.15498 | 0.096919 | 0.015623 | 0.024935 | 0.022658
IL Fac. Spec. - NOX Rate Summer v3.1, Unit 1497 and retrofits | 527 | 7305 | Rate Constraint in lbs/MMBtu | FALSE | L | Annual | Qualifying Generation | TWh | 0.1546 | 0.15465 | 0.15498 | 0.096919 | 0.015623 | 0.024935 | 0.022658
IL Fac. Spec. - NOX Rate Summer v3.1, Unit 1497 and retrofits | 527 | 7305 | Rate Constraint in lbs/MMBtu | FALSE | L | Annual | Rate | lb/MWh | 0.60098 | 0.60098 | 0.60098 | 0.60098 | 0.60098 | 0.60098 | 0.60098
IL Fac. Spec. - NOX Rate Summer v3.1, Unit 1497 and retrofits | 527 | 7305 | Rate Constraint in lbs/MMBtu | FALSE | L | Annual | Constraint Shadow Price | US2022$/Ton | 0 | 0 | 0 | 0 | 0 | 0 | 0
IL Fac. Spec. - NOX Rate Summer v3.1, Unit 1498 and retrofits | 528 | 7305 | Rate Constraint in lbs/MMBtu | FALSE | L | Annual | Seasons Included | Seasons | Summer | Summer | Summer | Summer | Summer | Summer | Summer
IL Fac. Spec. - NOX Rate Summer v3.1, Unit 1498 and retrofits | 528 | 7305 | Rate Constraint in lbs/MMBtu | FALSE | L | Annual | Standard NOX | lb/MMBtu | 0.25 | 0.25 | 0.25 | 0.25 | 0.25 | 0.25 | 0.25
IL Fac. Spec. - NOX Rate Summer v3.1, Unit 1498 and retrofits | 528 | 7305 | Rate Constraint in lbs/MMBtu | FALSE | L | Annual | Emissions at Affected Plants NOX | Thousand Tons | 0.069715 | 0.069715 | 0.069715 | 0.053122 | 0.0010566 | 0.0011038 | 0.0011032
IL Fac. Spec. - NOX Rate Summer v3.1, Unit 1498 and retrofits | 528 | 7305 | Rate Constraint in lbs/MMBtu | FALSE | L | Annual | Allowances Purchased NOX | Thousand Tons | 0 | 0 | 0 | 0 | 0 | 0 | 0
IL Fac. Spec. - NOX Rate Summer v3.1, Unit 1498 and retrofits | 528 | 7305 | Rate Constraint in lbs/MMBtu | FALSE | L | Annual | Allowances Sold NOX | Thousand Tons | 0 | 0 | 0 | 0 | 0 | 0 | 0
IL Fac. Spec. - NOX Rate Summer v3.1, Unit 1498 and retrofits | 528 | 7305 | Rate Constraint in lbs/MMBtu | FALSE | L | Annual | Allowances Banked | Thousand Tons | 0 | 0 | 0 | 0 | 0 | 0 | 0
IL Fac. Spec. - NOX Rate Summer v3.1, Unit 1498 and retrofits | 528 | 7305 | Rate Constraint in lbs/MMBtu | FALSE | L | Annual | Allowances Withdrawn (1:1) | Thousand Tons | 0 | 0 | 0 | 0 | 0 | 0 | 0
IL Fac. Spec. - NOX Rate Summer v3.1, Unit 1498 and retrofits | 528 | 7305 | Rate Constraint in lbs/MMBtu | FALSE | L | Annual | Allowances Withdrawn (n:1) | Thousand Tons | 0 | 0 | 0 | 0 | 0 | 0 | 0
IL Fac. Spec. - NOX Rate Summer v3.1, Unit 1498 and retrofits | 528 | 7305 | Rate Constraint in lbs/MMBtu | FALSE | L | Annual | Net Emissions Allowance Position | Thousand Tons | 0.069715 | 0.069715 | 0.069715 | 0.053122 | 0.0010566 | 0.0011038 | 0.0011032
IL Fac. Spec. - NOX Rate Summer v3.1, Unit 1498 and retrofits | 528 | 7305 | Rate Constraint in lbs/MMBtu | FALSE | L | Annual | Fuel Consumed | TBtu | 12.6755 | 12.6755 | 12.6755 | 9.6585 | 0.1921 | 0.20069 | 0.20058
IL Fac. Spec. - NOX Rate Summer v3.1, Unit 1498 and retrofits | 528 | 7305 | Rate Constraint in lbs/MMBtu | FALSE | L | Annual | Rate | lb/MMBtu | 0.011 | 0.011 | 0.011 | 0.011 | 0.011 | 0.011 | 0.011
IL Fac. Spec. - NOX Rate Summer v3.1, Unit 1498 and retrofits | 528 | 7305 | Rate Constraint in lbs/MMBtu | FALSE | L | Annual | Generation | TWh | 1.9899 | 1.9899 | 1.9899 | 1.5162 | 0.030157 | 0.031505 | 0.031488
IL Fac. Spec. - NOX Rate Summer v3.1, Unit 1498 and retrofits | 528 | 7305 | Rate Constraint in lbs/MMBtu | FALSE | L | Annual | Qualifying Generation | TWh | 1.9899 | 1.9899 | 1.9899 | 1.5162 | 0.030157 | 0.031505 | 0.031488
IL Fac. Spec. - NOX Rate Summer v3.1, Unit 1498 and retrofits | 528 | 7305 | Rate Constraint in lbs/MMBtu | FALSE | L | Annual | Rate | lb/MWh | 0.07007 | 0.07007 | 0.07007 | 0.07007 | 0.07007 | 0.07007 | 0.07007
IL Fac. Spec. - NOX Rate Summer v3.1, Unit 1498 and retrofits | 528 | 7305 | Rate Constraint in lbs/MMBtu | FALSE | L | Annual | Constraint Shadow Price | US2022$/Ton | 0 | 0 | 0 | 0 | 0 | 0 | 0
IL Fac. Spec. - NOX Rate Summer v3.1, Unit 1499 and retrofits | 529 | 7305 | Rate Constraint in lbs/MMBtu | FALSE | L | Annual | Seasons Included | Seasons | Summer | Summer | Summer | Summer | Summer | Summer | Summer
IL Fac. Spec. - NOX Rate Summer v3.1, Unit 1499 and retrofits | 529 | 7305 | Rate Constraint in lbs/MMBtu | FALSE | L | Annual | Standard NOX | lb/MMBtu | 0.25 | 0.25 | 0.25 | 0.25 | 0.25 | 0.25 | 0.25
IL Fac. Spec. - NOX Rate Summer v3.1, Unit 1499 and retrofits | 529 | 7305 | Rate Constraint in lbs/MMBtu | FALSE | L | Annual | Emissions at Affected Plants NOX | Thousand Tons | 0.069715 | 0.069715 | 0.069715 | 0.053122 | 0 | 0 | 0
IL Fac. Spec. - NOX Rate Summer v3.1, Unit 1499 and retrofits | 529 | 7305 | Rate Constraint in lbs/MMBtu | FALSE | L | Annual | Allowances Purchased NOX | Thousand Tons | 0 | 0 | 0 | 0 | 0 | 0 | 0
IL Fac. Spec. - NOX Rate Summer v3.1, Unit 1499 and retrofits | 529 | 7305 | Rate Constraint in lbs/MMBtu | FALSE | L | Annual | Allowances Sold NOX | Thousand Tons | 0 | 0 | 0 | 0 | 0 | 0 | 0
IL Fac. Spec. - NOX Rate Summer v3.1, Unit 1499 and retrofits | 529 | 7305 | Rate Constraint in lbs/MMBtu | FALSE | L | Annual | Allowances Banked | Thousand Tons | 0 | 0 | 0 | 0 | 0 | 0 | 0
IL Fac. Spec. - NOX Rate Summer v3.1, Unit 1499 and retrofits | 529 | 7305 | Rate Constraint in lbs/MMBtu | FALSE | L | Annual | Allowances Withdrawn (1:1) | Thousand Tons | 0 | 0 | 0 | 0 | 0 | 0 | 0
IL Fac. Spec. - NOX Rate Summer v3.1, Unit 1499 and retrofits | 529 | 7305 | Rate Constraint in lbs/MMBtu | FALSE | L | Annual | Allowances Withdrawn (n:1) | Thousand Tons | 0 | 0 | 0 | 0 | 0 | 0 | 0
IL Fac. Spec. - NOX Rate Summer v3.1, Unit 1499 and retrofits | 529 | 7305 | Rate Constraint in lbs/MMBtu | FALSE | L | Annual | Net Emissions Allowance Position | Thousand Tons | 0.069715 | 0.069715 | 0.069715 | 0.053122 | 0 | 0 | 0
IL Fac. Spec. - NOX Rate Summer v3.1, Unit 1499 and retrofits | 529 | 7305 | Rate Constraint in lbs/MMBtu | FALSE | L | Annual | Fuel Consumed | TBtu | 12.6755 | 12.6755 | 12.6755 | 9.6585 | 0 | 0 | 0
IL Fac. Spec. - NOX Rate Summer v3.1, Unit 1499 and retrofits | 529 | 7305 | Rate Constraint in lbs/MMBtu | FALSE | L | Annual | Rate | lb/MMBtu | 0.011 | 0.011 | 0.011 | 0.011 | 0 | 0 | 0
IL Fac. Spec. - NOX Rate Summer v3.1, Unit 1499 and retrofits | 529 | 7305 | Rate Constraint in lbs/MMBtu | FALSE | L | Annual | Generation | TWh | 1.9899 | 1.9899 | 1.9899 | 1.5162 | 0 | 0 | 0
IL Fac. Spec. - NOX Rate Summer v3.1, Unit 1499 and retrofits | 529 | 7305 | Rate Constraint in lbs/MMBtu | FALSE | L | Annual | Qualifying Generation | TWh | 1.9899 | 1.9899 | 1.9899 | 1.5162 | 0 | 0 | 0
IL Fac. Spec. - NOX Rate Summer v3.1, Unit 1499 and retrofits | 529 | 7305 | Rate Constraint in lbs/MMBtu | FALSE | L | Annual | Rate | lb/MWh | 0.07007 | 0.07007 | 0.07007 | 0.07007 | 0 | 0 | 0
IL Fac. Spec. - NOX Rate Summer v3.1, Unit 1499 and retrofits | 529 | 7305 | Rate Constraint in lbs/MMBtu | FALSE | L | Annual | Constraint Shadow Price | US2022$/Ton | 0 | 0 | 0 | 0 | 0 | 0 | 0
IL Fac. Spec. - NOX Rate Summer v3.1, Unit 1637 and retrofits | 530 | 7305 | Rate Constraint in lbs/MMBtu | FALSE | L | Annual | Seasons Included | Seasons | Summer | Summer | Summer | Summer | Summer | Summer | Summer
IL Fac. Spec. - NOX Rate Summer v3.1, Unit 1637 and retrofits | 530 | 7305 | Rate Constraint in lbs/MMBtu | FALSE | L | Annual | Standard NOX | lb/MMBtu | 0.25 | 0.25 | 0.25 | 0.25 | 0.25 | 0.25 | 0.25
IL Fac. Spec. - NOX Rate Summer v3.1, Unit 1637 and retrofits | 530 | 7305 | Rate Constraint in lbs/MMBtu | FALSE | L | Annual | Emissions at Affected Plants NOX | Thousand Tons | 0.017142 | 0.017155 | 0.014686 | 0.0046769 | 0 | 0 | 0
IL Fac. Spec. - NOX Rate Summer v3.1, Unit 1637 and retrofits | 530 | 7305 | Rate Constraint in lbs/MMBtu | FALSE | L | Annual | Allowances Purchased NOX | Thousand Tons | 0 | 0 | 0 | 0 | 0 | 0 | 0
IL Fac. Spec. - NOX Rate Summer v3.1, Unit 1637 and retrofits | 530 | 7305 | Rate Constraint in lbs/MMBtu | FALSE | L | Annual | Allowances Sold NOX | Thousand Tons | 0 | 0 | 0 | 0 | 0 | 0 | 0
IL Fac. Spec. - NOX Rate Summer v3.1, Unit 1637 and retrofits | 530 | 7305 | Rate Constraint in lbs/MMBtu | FALSE | L | Annual | Allowances Banked | Thousand Tons | 0 | 0 | 0 | 0 | 0 | 0 | 0
IL Fac. Spec. - NOX Rate Summer v3.1, Unit 1637 and retrofits | 530 | 7305 | Rate Constraint in lbs/MMBtu | FALSE | L | Annual | Allowances Withdrawn (1:1) | Thousand Tons | 0 | 0 | 0 | 0 | 0 | 0 | 0
IL Fac. Spec. - NOX Rate Summer v3.1, Unit 1637 and retrofits | 530 | 7305 | Rate Constraint in lbs/MMBtu | FALSE | L | Annual | Allowances Withdrawn (n:1) | Thousand Tons | 0 | 0 | 0 | 0 | 0 | 0 | 0
IL Fac. Spec. - NOX Rate Summer v3.1, Unit 1637 and retrofits | 530 | 7305 | Rate Constraint in lbs/MMBtu | FALSE | L | Annual | Net Emissions Allowance Position | Thousand Tons | 0.017142 | 0.017155 | 0.014686 | 0.0046769 | 0 | 0 | 0
IL Fac. Spec. - NOX Rate Summer v3.1, Unit 1637 and retrofits | 530 | 7305 | Rate Constraint in lbs/MMBtu | FALSE | L | Annual | Fuel Consumed | TBtu | 2.8571 | 2.8591 | 2.4477 | 0.77948 | 0 | 0 | 0
IL Fac. Spec. - NOX Rate Summer v3.1, Unit 1637 and retrofits | 530 | 7305 | Rate Constraint in lbs/MMBtu | FALSE | L | Annual | Rate | lb/MMBtu | 0.012 | 0.012 | 0.012 | 0.012 | 0 | 0 | 0
IL Fac. Spec. - NOX Rate Summer v3.1, Unit 1637 and retrofits | 530 | 7305 | Rate Constraint in lbs/MMBtu | FALSE | L | Annual | Generation | TWh | 0.37182 | 0.37209 | 0.31854 | 0.10144 | 0 | 0 | 0
IL Fac. Spec. - NOX Rate Summer v3.1, Unit 1637 and retrofits | 530 | 7305 | Rate Constraint in lbs/MMBtu | FALSE | L | Annual | Qualifying Generation | TWh | 0.37182 | 0.37209 | 0.31854 | 0.10144 | 0 | 0 | 0
IL Fac. Spec. - NOX Rate Summer v3.1, Unit 1637 and retrofits | 530 | 7305 | Rate Constraint in lbs/MMBtu | FALSE | L | Annual | Rate | lb/MWh | 0.092208 | 0.092208 | 0.092208 | 0.092208 | 0 | 0 | 0
IL Fac. Spec. - NOX Rate Summer v3.1, Unit 1637 and retrofits | 530 | 7305 | Rate Constraint in lbs/MMBtu | FALSE | L | Annual | Constraint Shadow Price | US2022$/Ton | 0 | 0 | 0 | 0 | 0 | 0 | 0
IL Fac. Spec. - NOX Rate Summer v3.1, Unit 1638 and retrofits | 531 | 7305 | Rate Constraint in lbs/MMBtu | FALSE | L | Annual | Seasons Included | Seasons | Summer | Summer | Summer | Summer | Summer | Summer | Summer
IL Fac. Spec. - NOX Rate Summer v3.1, Unit 1638 and retrofits | 531 | 7305 | Rate Constraint in lbs/MMBtu | FALSE | L | Annual | Standard NOX | lb/MMBtu | 0.25 | 0.25 | 0.25 | 0.25 | 0.25 | 0.25 | 0.25
IL Fac. Spec. - NOX Rate Summer v3.1, Unit 1638 and retrofits | 531 | 7305 | Rate Constraint in lbs/MMBtu | FALSE | L | Annual | Emissions at Affected Plants NOX | Thousand Tons | 0.016529 | 0.016541 | 0.0045155 | 0.0045095 | 0 | 0 | 0
IL Fac. Spec. - NOX Rate Summer v3.1, Unit 1638 and retrofits | 531 | 7305 | Rate Constraint in lbs/MMBtu | FALSE | L | Annual | Allowances Purchased NOX | Thousand Tons | 0 | 0 | 0 | 0 | 0 | 0 | 0
IL Fac. Spec. - NOX Rate Summer v3.1, Unit 1638 and retrofits | 531 | 7305 | Rate Constraint in lbs/MMBtu | FALSE | L | Annual | Allowances Sold NOX | Thousand Tons | 0 | 0 | 0 | 0 | 0 | 0 | 0
IL Fac. Spec. - NOX Rate Summer v3.1, Unit 1638 and retrofits | 531 | 7305 | Rate Constraint in lbs/MMBtu | FALSE | L | Annual | Allowances Banked | Thousand Tons | 0 | 0 | 0 | 0 | 0 | 0 | 0
IL Fac. Spec. - NOX Rate Summer v3.1, Unit 1638 and retrofits | 531 | 7305 | Rate Constraint in lbs/MMBtu | FALSE | L | Annual | Allowances Withdrawn (1:1) | Thousand Tons | 0 | 0 | 0 | 0 | 0 | 0 | 0
IL Fac. Spec. - NOX Rate Summer v3.1, Unit 1638 and retrofits | 531 | 7305 | Rate Constraint in lbs/MMBtu | FALSE | L | Annual | Allowances Withdrawn (n:1) | Thousand Tons | 0 | 0 | 0 | 0 | 0 | 0 | 0
IL Fac. Spec. - NOX Rate Summer v3.1, Unit 1638 and retrofits | 531 | 7305 | Rate Constraint in lbs/MMBtu | FALSE | L | Annual | Net Emissions Allowance Position | Thousand Tons | 0.016529 | 0.016541 | 0.0045155 | 0.0045095 | 0 | 0 | 0
IL Fac. Spec. - NOX Rate Summer v3.1, Unit 1638 and retrofits | 531 | 7305 | Rate Constraint in lbs/MMBtu | FALSE | L | Annual | Fuel Consumed | TBtu | 2.7548 | 2.7568 | 0.75258 | 0.75159 | 0 | 0 | 0
IL Fac. Spec. - NOX Rate Summer v3.1, Unit 1638 and retrofits | 531 | 7305 | Rate Constraint in lbs/MMBtu | FALSE | L | Annual | Rate | lb/MMBtu | 0.012 | 0.012 | 0.012 | 0.012 | 0 | 0 | 0
IL Fac. Spec. - NOX Rate Summer v3.1, Unit 1638 and retrofits | 531 | 7305 | Rate Constraint in lbs/MMBtu | FALSE | L | Annual | Generation | TWh | 0.35851 | 0.35877 | 0.097942 | 0.097812 | 0 | 0 | 0
IL Fac. Spec. - NOX Rate Summer v3.1, Unit 1638 and retrofits | 531 | 7305 | Rate Constraint in lbs/MMBtu | FALSE | L | Annual | Qualifying Generation | TWh | 0.35851 | 0.35877 | 0.097942 | 0.097812 | 0 | 0 | 0
IL Fac. Spec. - NOX Rate Summer v3.1, Unit 1638 and retrofits | 531 | 7305 | Rate Constraint in lbs/MMBtu | FALSE | L | Annual | Rate | lb/MWh | 0.092208 | 0.092208 | 0.092208 | 0.092208 | 0 | 0 | 0
IL Fac. Spec. - NOX Rate Summer v3.1, Unit 1638 and retrofits | 531 | 7305 | Rate Constraint in lbs/MMBtu | FALSE | L | Annual | Constraint Shadow Price | US2022$/Ton | 0 | 0 | 0 | 0 | 0 | 0 | 0
IL Fac. Spec. - NOX Rate Summer v3.1, Unit 1639 and retrofits | 532 | 7305 | Rate Constraint in lbs/MMBtu | FALSE | L | Annual | Seasons Included | Seasons | Summer | Summer | Summer | Summer | Summer | Summer | Summer
IL Fac. Spec. - NOX Rate Summer v3.1, Unit 1639 and retrofits | 532 | 7305 | Rate Constraint in lbs/MMBtu | FALSE | L | Annual | Standard NOX | lb/MMBtu | 0.25 | 0.25 | 0.25 | 0.25 | 0.25 | 0.25 | 0.25
IL Fac. Spec. - NOX Rate Summer v3.1, Unit 1639 and retrofits | 532 | 7305 | Rate Constraint in lbs/MMBtu | FALSE | L | Annual | Emissions at Affected Plants NOX | Thousand Tons | 0.036364 | 0.03639 | 0.01414 | 0.0099209 | 0 | 0 | 0
IL Fac. Spec. - NOX Rate Summer v3.1, Unit 1639 and retrofits | 532 | 7305 | Rate Constraint in lbs/MMBtu | FALSE | L | Annual | Allowances Purchased NOX | Thousand Tons | 0 | 0 | 0 | 0 | 0 | 0 | 0
IL Fac. Spec. - NOX Rate Summer v3.1, Unit 1639 and retrofits | 532 | 7305 | Rate Constraint in lbs/MMBtu | FALSE | L | Annual | Allowances Sold NOX | Thousand Tons | 0 | 0 | 0 | 0 | 0 | 0 | 0
IL Fac. Spec. - NOX Rate Summer v3.1, Unit 1639 and retrofits | 532 | 7305 | Rate Constraint in lbs/MMBtu | FALSE | L | Annual | Allowances Banked | Thousand Tons | 0 | 0 | 0 | 0 | 0 | 0 | 0
IL Fac. Spec. - NOX Rate Summer v3.1, Unit 1639 and retrofits | 532 | 7305 | Rate Constraint in lbs/MMBtu | FALSE | L | Annual | Allowances Withdrawn (1:1) | Thousand Tons | 0 | 0 | 0 | 0 | 0 | 0 | 0
IL Fac. Spec. - NOX Rate Summer v3.1, Unit 1639 and retrofits | 532 | 7305 | Rate Constraint in lbs/MMBtu | FALSE | L | Annual | Allowances Withdrawn (n:1) | Thousand Tons | 0 | 0 | 0 | 0 | 0 | 0 | 0
IL Fac. Spec. - NOX Rate Summer v3.1, Unit 1639 and retrofits | 532 | 7305 | Rate Constraint in lbs/MMBtu | FALSE | L | Annual | Net Emissions Allowance Position | Thousand Tons | 0.036364 | 0.03639 | 0.01414 | 0.0099209 | 0 | 0 | 0
IL Fac. Spec. - NOX Rate Summer v3.1, Unit 1639 and retrofits | 532 | 7305 | Rate Constraint in lbs/MMBtu | FALSE | L | Annual | Fuel Consumed | TBtu | 6.0606 | 6.065 | 2.3566 | 1.6535 | 0 | 0 | 0
IL Fac. Spec. - NOX Rate Summer v3.1, Unit 1639 and retrofits | 532 | 7305 | Rate Constraint in lbs/MMBtu | FALSE | L | Annual | Rate | lb/MMBtu | 0.012 | 0.012 | 0.012 | 0.012 | 0 | 0 | 0
IL Fac. Spec. - NOX Rate Summer v3.1, Unit 1639 and retrofits | 532 | 7305 | Rate Constraint in lbs/MMBtu | FALSE | L | Annual | Generation | TWh | 0.78873 | 0.7893 | 0.30669 | 0.21519 | 0 | 0 | 0
IL Fac. Spec. - NOX Rate Summer v3.1, Unit 1639 and retrofits | 532 | 7305 | Rate Constraint in lbs/MMBtu | FALSE | L | Annual | Qualifying Generation | TWh | 0.78873 | 0.7893 | 0.30669 | 0.21519 | 0 | 0 | 0
IL Fac. Spec. - NOX Rate Summer v3.1, Unit 1639 and retrofits | 532 | 7305 | Rate Constraint in lbs/MMBtu | FALSE | L | Annual | Rate | lb/MWh | 0.092208 | 0.092208 | 0.092208 | 0.092208 | 0 | 0 | 0
IL Fac. Spec. - NOX Rate Summer v3.1, Unit 1639 and retrofits | 532 | 7305 | Rate Constraint in lbs/MMBtu | FALSE | L | Annual | Constraint Shadow Price | US2022$/Ton | 0 | 0 | 0 | 0 | 0 | 0 | 0
IL Fac. Spec. - NOX Rate Summer v3.1, Unit 1642 and retrofits | 533 | 7305 | Rate Constraint in lbs/MMBtu | FALSE | L | Annual | Seasons Included | Seasons | Summer | Summer | Summer | Summer | Summer | Summer | Summer
IL Fac. Spec. - NOX Rate Summer v3.1, Unit 1642 and retrofits | 533 | 7305 | Rate Constraint in lbs/MMBtu | FALSE | L | Annual | Standard NOX | lb/MMBtu | 0.25 | 0.25 | 0.25 | 0.25 | 0.25 | 0.25 | 0.25
IL Fac. Spec. - NOX Rate Summer v3.1, Unit 1642 and retrofits | 533 | 7305 | Rate Constraint in lbs/MMBtu | FALSE | L | Annual | Emissions at Affected Plants NOX | Thousand Tons | 0.00095213 | 0 | 0 | 0 | 0 | 0 | 0
IL Fac. Spec. - NOX Rate Summer v3.1, Unit 1642 and retrofits | 533 | 7305 | Rate Constraint in lbs/MMBtu | FALSE | L | Annual | Allowances Purchased NOX | Thousand Tons | 0 | 0 | 0 | 0 | 0 | 0 | 0
IL Fac. Spec. - NOX Rate Summer v3.1, Unit 1642 and retrofits | 533 | 7305 | Rate Constraint in lbs/MMBtu | FALSE | L | Annual | Allowances Sold NOX | Thousand Tons | 0 | 0 | 0 | 0 | 0 | 0 | 0
IL Fac. Spec. - NOX Rate Summer v3.1, Unit 1642 and retrofits | 533 | 7305 | Rate Constraint in lbs/MMBtu | FALSE | L | Annual | Allowances Banked | Thousand Tons | 0 | 0 | 0 | 0 | 0 | 0 | 0
IL Fac. Spec. - NOX Rate Summer v3.1, Unit 1642 and retrofits | 533 | 7305 | Rate Constraint in lbs/MMBtu | FALSE | L | Annual | Allowances Withdrawn (1:1) | Thousand Tons | 0 | 0 | 0 | 0 | 0 | 0 | 0
IL Fac. Spec. - NOX Rate Summer v3.1, Unit 1642 and retrofits | 533 | 7305 | Rate Constraint in lbs/MMBtu | FALSE | L | Annual | Allowances Withdrawn (n:1) | Thousand Tons | 0 | 0 | 0 | 0 | 0 | 0 | 0
IL Fac. Spec. - NOX Rate Summer v3.1, Unit 1642 and retrofits | 533 | 7305 | Rate Constraint in lbs/MMBtu | FALSE | L | Annual | Net Emissions Allowance Position | Thousand Tons | 0.00095213 | 0 | 0 | 0 | 0 | 0 | 0
IL Fac. Spec. - NOX Rate Summer v3.1, Unit 1642 and retrofits | 533 | 7305 | Rate Constraint in lbs/MMBtu | FALSE | L | Annual | Fuel Consumed | TBtu | 0.02632 | 0 | 0 | 0 | 0 | 0 | 0
IL Fac. Spec. - NOX Rate Summer v3.1, Unit 1642 and retrofits | 533 | 7305 | Rate Constraint in lbs/MMBtu | FALSE | L | Annual | Rate | lb/MMBtu | 0.07235 | 0 | 0 | 0 | 0 | 0 | 0
IL Fac. Spec. - NOX Rate Summer v3.1, Unit 1642 and retrofits | 533 | 7305 | Rate Constraint in lbs/MMBtu | FALSE | L | Annual | Generation | TWh | 0.0017547 | 0 | 0 | 0 | 0 | 0 | 0
IL Fac. Spec. - NOX Rate Summer v3.1, Unit 1642 and retrofits | 533 | 7305 | Rate Constraint in lbs/MMBtu | FALSE | L | Annual | Qualifying Generation | TWh | 0.0017547 | 0 | 0 | 0 | 0 | 0 | 0
IL Fac. Spec. - NOX Rate Summer v3.1, Unit 1642 and retrofits | 533 | 7305 | Rate Constraint in lbs/MMBtu | FALSE | L | Annual | Rate | lb/MWh | 1.0853 | 0 | 0 | 0 | 0 | 0 | 0
IL Fac. Spec. - NOX Rate Summer v3.1, Unit 1642 and retrofits | 533 | 7305 | Rate Constraint in lbs/MMBtu | FALSE | L | Annual | Constraint Shadow Price | US2022$/Ton | 0 | 0 | 0 | 0 | 0 | 0 | 0
IL Fac. Spec. - NOX Rate Summer v3.1, Unit 1643 and retrofits | 534 | 7305 | Rate Constraint in lbs/MMBtu | FALSE | L | Annual | Seasons Included | Seasons | Summer | Summer | Summer | Summer | Summer | Summer | Summer
IL Fac. Spec. - NOX Rate Summer v3.1, Unit 1643 and retrofits | 534 | 7305 | Rate Constraint in lbs/MMBtu | FALSE | L | Annual | Standard NOX | lb/MMBtu | 0.25 | 0.25 | 0.25 | 0.25 | 0.25 | 0.25 | 0.25
IL Fac. Spec. - NOX Rate Summer v3.1, Unit 1643 and retrofits | 534 | 7305 | Rate Constraint in lbs/MMBtu | FALSE | L | Annual | Emissions at Affected Plants NOX | Thousand Tons | 0.0027806 | 0 | 0 | 0 | 0 | 0 | 0
IL Fac. Spec. - NOX Rate Summer v3.1, Unit 1643 and retrofits | 534 | 7305 | Rate Constraint in lbs/MMBtu | FALSE | L | Annual | Allowances Purchased NOX | Thousand Tons | 0 | 0 | 0 | 0 | 0 | 0 | 0
IL Fac. Spec. - NOX Rate Summer v3.1, Unit 1643 and retrofits | 534 | 7305 | Rate Constraint in lbs/MMBtu | FALSE | L | Annual | Allowances Sold NOX | Thousand Tons | 0 | 0 | 0 | 0 | 0 | 0 | 0
IL Fac. Spec. - NOX Rate Summer v3.1, Unit 1643 and retrofits | 534 | 7305 | Rate Constraint in lbs/MMBtu | FALSE | L | Annual | Allowances Banked | Thousand Tons | 0 | 0 | 0 | 0 | 0 | 0 | 0
IL Fac. Spec. - NOX Rate Summer v3.1, Unit 1643 and retrofits | 534 | 7305 | Rate Constraint in lbs/MMBtu | FALSE | L | Annual | Allowances Withdrawn (1:1) | Thousand Tons | 0 | 0 | 0 | 0 | 0 | 0 | 0
IL Fac. Spec. - NOX Rate Summer v3.1, Unit 1643 and retrofits | 534 | 7305 | Rate Constraint in lbs/MMBtu | FALSE | L | Annual | Allowances Withdrawn (n:1) | Thousand Tons | 0 | 0 | 0 | 0 | 0 | 0 | 0
IL Fac. Spec. - NOX Rate Summer v3.1, Unit 1643 and retrofits | 534 | 7305 | Rate Constraint in lbs/MMBtu | FALSE | L | Annual | Net Emissions Allowance Position | Thousand Tons | 0.0027806 | 0 | 0 | 0 | 0 | 0 | 0
IL Fac. Spec. - NOX Rate Summer v3.1, Unit 1643 and retrofits | 534 | 7305 | Rate Constraint in lbs/MMBtu | FALSE | L | Annual | Fuel Consumed | TBtu | 0.076652 | 0 | 0 | 0 | 0 | 0 | 0
IL Fac. Spec. - NOX Rate Summer v3.1, Unit 1643 and retrofits | 534 | 7305 | Rate Constraint in lbs/MMBtu | FALSE | L | Annual | Rate | lb/MMBtu | 0.07255 | 0 | 0 | 0 | 0 | 0 | 0
IL Fac. Spec. - NOX Rate Summer v3.1, Unit 1643 and retrofits | 534 | 7305 | Rate Constraint in lbs/MMBtu | FALSE | L | Annual | Generation | TWh | 0.0051101 | 0 | 0 | 0 | 0 | 0 | 0
IL Fac. Spec. - NOX Rate Summer v3.1, Unit 1643 and retrofits | 534 | 7305 | Rate Constraint in lbs/MMBtu | FALSE | L | Annual | Qualifying Generation | TWh | 0.0051101 | 0 | 0 | 0 | 0 | 0 | 0
IL Fac. Spec. - NOX Rate Summer v3.1, Unit 1643 and retrofits | 534 | 7305 | Rate Constraint in lbs/MMBtu | FALSE | L | Annual | Rate | lb/MWh | 1.0882 | 0 | 0 | 0 | 0 | 0 | 0
IL Fac. Spec. - NOX Rate Summer v3.1, Unit 1643 and retrofits | 534 | 7305 | Rate Constraint in lbs/MMBtu | FALSE | L | Annual | Constraint Shadow Price | US2022$/Ton | 0 | 0 | 0 | 0 | 0 | 0 | 0
IL Fac. Spec. - NOX Rate Summer v3.1, Unit 2497 and retrofits | 535 | 7305 | Rate Constraint in lbs/MMBtu | FALSE | L | Annual | Seasons Included | Seasons | Summer | Summer | Summer | Summer | Summer | Summer | Summer
IL Fac. Spec. - NOX Rate Summer v3.1, Unit 2497 and retrofits | 535 | 7305 | Rate Constraint in lbs/MMBtu | FALSE | L | Annual | Standard NOX | lb/MMBtu | 0.25 | 0.25 | 0.25 | 0.25 | 0.25 | 0.25 | 0.25
IL Fac. Spec. - NOX Rate Summer v3.1, Unit 2497 and retrofits | 535 | 7305 | Rate Constraint in lbs/MMBtu | FALSE | L | Annual | Emissions at Affected Plants NOX | Thousand Tons | 0.15813 | 0.1582 | 0.22699 | 0.22699 | 0 | 0 | 0
IL Fac. Spec. - NOX Rate Summer v3.1, Unit 2497 and retrofits | 535 | 7305 | Rate Constraint in lbs/MMBtu | FALSE | L | Annual | Allowances Purchased NOX | Thousand Tons | 0 | 0 | 0 | 0 | 0 | 0 | 0
IL Fac. Spec. - NOX Rate Summer v3.1, Unit 2497 and retrofits | 535 | 7305 | Rate Constraint in lbs/MMBtu | FALSE | L | Annual | Allowances Sold NOX | Thousand Tons | 0 | 0 | 0 | 0 | 0 | 0 | 0
IL Fac. Spec. - NOX Rate Summer v3.1, Unit 2497 and retrofits | 535 | 7305 | Rate Constraint in lbs/MMBtu | FALSE | L | Annual | Allowances Banked | Thousand Tons | 0 | 0 | 0 | 0 | 0 | 0 | 0
IL Fac. Spec. - NOX Rate Summer v3.1, Unit 2497 and retrofits | 535 | 7305 | Rate Constraint in lbs/MMBtu | FALSE | L | Annual | Allowances Withdrawn (1:1) | Thousand Tons | 0 | 0 | 0 | 0 | 0 | 0 | 0
IL Fac. Spec. - NOX Rate Summer v3.1, Unit 2497 and retrofits | 535 | 7305 | Rate Constraint in lbs/MMBtu | FALSE | L | Annual | Allowances Withdrawn (n:1) | Thousand Tons | 0 | 0 | 0 | 0 | 0 | 0 | 0
IL Fac. Spec. - NOX Rate Summer v3.1, Unit 2497 and retrofits | 535 | 7305 | Rate Constraint in lbs/MMBtu | FALSE | L | Annual | Net Emissions Allowance Position | Thousand Tons | 0.15813 | 0.1582 | 0.22699 | 0.22699 | 0 | 0 | 0
IL Fac. Spec. - NOX Rate Summer v3.1, Unit 2497 and retrofits | 535 | 7305 | Rate Constraint in lbs/MMBtu | FALSE | L | Annual | Fuel Consumed | TBtu | 4.773 | 4.775 | 6.8514 | 6.8514 | 0 | 0 | 0
IL Fac. Spec. - NOX Rate Summer v3.1, Unit 2497 and retrofits | 535 | 7305 | Rate Constraint in lbs/MMBtu | FALSE | L | Annual | Rate | lb/MMBtu | 0.06626 | 0.06626 | 0.06626 | 0.06626 | 0 | 0 | 0
IL Fac. Spec. - NOX Rate Summer v3.1, Unit 2497 and retrofits | 535 | 7305 | Rate Constraint in lbs/MMBtu | FALSE | L | Annual | Generation | TWh | 0.41686 | 0.41703 | 0.38823 | 0.38823 | 0 | 0 | 0
IL Fac. Spec. - NOX Rate Summer v3.1, Unit 2497 and retrofits | 535 | 7305 | Rate Constraint in lbs/MMBtu | FALSE | L | Annual | Qualifying Generation | TWh | 0.41686 | 0.41703 | 0.38823 | 0.38823 | 0 | 0 | 0
IL Fac. Spec. - NOX Rate Summer v3.1, Unit 2497 and retrofits | 535 | 7305 | Rate Constraint in lbs/MMBtu | FALSE | L | Annual | Rate | lb/MWh | 0.75868 | 0.75868 | 1.1693 | 1.1693 | 0 | 0 | 0
IL Fac. Spec. - NOX Rate Summer v3.1, Unit 2497 and retrofits | 535 | 7305 | Rate Constraint in lbs/MMBtu | FALSE | L | Annual | Constraint Shadow Price | US2022$/Ton | 0 | 0 | 0 | 0 | 0 | 0 | 0
IL Fac. Spec. - NOX Rate Summer v3.1, Unit 3423 and retrofits | 536 | 7305 | Rate Constraint in lbs/MMBtu | FALSE | L | Annual | Seasons Included | Seasons | Summer | Summer | Summer | Summer | Summer | Summer | Summer
IL Fac. Spec. - NOX Rate Summer v3.1, Unit 3423 and retrofits | 536 | 7305 | Rate Constraint in lbs/MMBtu | FALSE | L | Annual | Standard NOX | lb/MMBtu | 0.25 | 0.25 | 0.25 | 0.25 | 0.25 | 0.25 | 0.25
IL Fac. Spec. - NOX Rate Summer v3.1, Unit 3423 and retrofits | 536 | 7305 | Rate Constraint in lbs/MMBtu | FALSE | L | Annual | Emissions at Affected Plants NOX | Thousand Tons | 0.6387 | 0.70966 | 0.6387 | 0 | 0 | 0 | 0
IL Fac. Spec. - NOX Rate Summer v3.1, Unit 3423 and retrofits | 536 | 7305 | Rate Constraint in lbs/MMBtu | FALSE | L | Annual | Allowances Purchased NOX | Thousand Tons | 0 | 0 | 0 | 0 | 0 | 0 | 0
IL Fac. Spec. - NOX Rate Summer v3.1, Unit 3423 and retrofits | 536 | 7305 | Rate Constraint in lbs/MMBtu | FALSE | L | Annual | Allowances Sold NOX | Thousand Tons | 0 | 0 | 0 | 0 | 0 | 0 | 0
IL Fac. Spec. - NOX Rate Summer v3.1, Unit 3423 and retrofits | 536 | 7305 | Rate Constraint in lbs/MMBtu | FALSE | L | Annual | Allowances Banked | Thousand Tons | 0 | 0 | 0 | 0 | 0 | 0 | 0
IL Fac. Spec. - NOX Rate Summer v3.1, Unit 3423 and retrofits | 536 | 7305 | Rate Constraint in lbs/MMBtu | FALSE | L | Annual | Allowances Withdrawn (1:1) | Thousand Tons | 0 | 0 | 0 | 0 | 0 | 0 | 0
IL Fac. Spec. - NOX Rate Summer v3.1, Unit 3423 and retrofits | 536 | 7305 | Rate Constraint in lbs/MMBtu | FALSE | L | Annual | Allowances Withdrawn (n:1) | Thousand Tons | 0 | 0 | 0 | 0 | 0 | 0 | 0
IL Fac. Spec. - NOX Rate Summer v3.1, Unit 3423 and retrofits | 536 | 7305 | Rate Constraint in lbs/MMBtu | FALSE | L | Annual | Net Emissions Allowance Position | Thousand Tons | 0.6387 | 0.70966 | 0.6387 | 0 | 0 | 0 | 0
IL Fac. Spec. - NOX Rate Summer v3.1, Unit 3423 and retrofits | 536 | 7305 | Rate Constraint in lbs/MMBtu | FALSE | L | Annual | Fuel Consumed | TBtu | 20.8656 | 23.184 | 20.8656 | 0 | 0 | 0 | 0
IL Fac. Spec. - NOX Rate Summer v3.1, Unit 3423 and retrofits | 536 | 7305 | Rate Constraint in lbs/MMBtu | FALSE | L | Annual | Rate | lb/MMBtu | 0.06122 | 0.06122 | 0.06122 | 0 | 0 | 0 | 0
IL Fac. Spec. - NOX Rate Summer v3.1, Unit 3423 and retrofits | 536 | 7305 | Rate Constraint in lbs/MMBtu | FALSE | L | Annual | Generation | TWh | 2.2219 | 2.4687 | 2.2219 | 0 | 0 | 0 | 0
IL Fac. Spec. - NOX Rate Summer v3.1, Unit 3423 and retrofits | 536 | 7305 | Rate Constraint in lbs/MMBtu | FALSE | L | Annual | Qualifying Generation | TWh | 2.2219 | 2.4687 | 2.2219 | 0 | 0 | 0 | 0
IL Fac. Spec. - NOX Rate Summer v3.1, Unit 3423 and retrofits | 536 | 7305 | Rate Constraint in lbs/MMBtu | FALSE | L | Annual | Rate | lb/MWh | 0.57492 | 0.57492 | 0.57492 | 0 | 0 | 0 | 0
IL Fac. Spec. - NOX Rate Summer v3.1, Unit 3423 and retrofits | 536 | 7305 | Rate Constraint in lbs/MMBtu | FALSE | L | Annual | Constraint Shadow Price | US2022$/Ton | 0 | 0 | 0 | 0 | 0 | 0 | 0
IL Fac. Spec. - NOX Rate Summer v3.1, Unit 3424 and retrofits | 537 | 7305 | Rate Constraint in lbs/MMBtu | FALSE | L | Annual | Seasons Included | Seasons | Summer | Summer | Summer | Summer | Summer | Summer | Summer
IL Fac. Spec. - NOX Rate Summer v3.1, Unit 3424 and retrofits | 537 | 7305 | Rate Constraint in lbs/MMBtu | FALSE | L | Annual | Standard NOX | lb/MMBtu | 0.25 | 0.25 | 0.25 | 0.25 | 0.25 | 0.25 | 0.25
IL Fac. Spec. - NOX Rate Summer v3.1, Unit 3424 and retrofits | 537 | 7305 | Rate Constraint in lbs/MMBtu | FALSE | L | Annual | Emissions at Affected Plants NOX | Thousand Tons | 0.63294 | 0.70326 | 0.63294 | 0 | 0 | 0 | 0
IL Fac. Spec. - NOX Rate Summer v3.1, Unit 3424 and retrofits | 537 | 7305 | Rate Constraint in lbs/MMBtu | FALSE | L | Annual | Allowances Purchased NOX | Thousand Tons | 0 | 0 | 0 | 0 | 0 | 0 | 0
IL Fac. Spec. - NOX Rate Summer v3.1, Unit 3424 and retrofits | 537 | 7305 | Rate Constraint in lbs/MMBtu | FALSE | L | Annual | Allowances Sold NOX | Thousand Tons | 0 | 0 | 0 | 0 | 0 | 0 | 0
IL Fac. Spec. - NOX Rate Summer v3.1, Unit 3424 and retrofits | 537 | 7305 | Rate Constraint in lbs/MMBtu | FALSE | L | Annual | Allowances Banked | Thousand Tons | 0 | 0 | 0 | 0 | 0 | 0 | 0
IL Fac. Spec. - NOX Rate Summer v3.1, Unit 3424 and retrofits | 537 | 7305 | Rate Constraint in lbs/MMBtu | FALSE | L | Annual | Allowances Withdrawn (1:1) | Thousand Tons | 0 | 0 | 0 | 0 | 0 | 0 | 0
IL Fac. Spec. - NOX Rate Summer v3.1, Unit 3424 and retrofits | 537 | 7305 | Rate Constraint in lbs/MMBtu | FALSE | L | Annual | Allowances Withdrawn (n:1) | Thousand Tons | 0 | 0 | 0 | 0 | 0 | 0 | 0
IL Fac. Spec. - NOX Rate Summer v3.1, Unit 3424 and retrofits | 537 | 7305 | Rate Constraint in lbs/MMBtu | FALSE | L | Annual | Net Emissions Allowance Position | Thousand Tons | 0.63294 | 0.70326 | 0.63294 | 0 | 0 | 0 | 0
IL Fac. Spec. - NOX Rate Summer v3.1, Unit 3424 and retrofits | 537 | 7305 | Rate Constraint in lbs/MMBtu | FALSE | L | Annual | Fuel Consumed | TBtu | 20.7656 | 23.0729 | 20.7656 | 0 | 0 | 0 | 0
IL Fac. Spec. - NOX Rate Summer v3.1, Unit 3424 and retrofits | 537 | 7305 | Rate Constraint in lbs/MMBtu | FALSE | L | Annual | Rate | lb/MMBtu | 0.06096 | 0.06096 | 0.06096 | 0 | 0 | 0 | 0
IL Fac. Spec. - NOX Rate Summer v3.1, Unit 3424 and retrofits | 537 | 7305 | Rate Constraint in lbs/MMBtu | FALSE | L | Annual | Generation | TWh | 2.2219 | 2.4687 | 2.2219 | 0 | 0 | 0 | 0
IL Fac. Spec. - NOX Rate Summer v3.1, Unit 3424 and retrofits | 537 | 7305 | Rate Constraint in lbs/MMBtu | FALSE | L | Annual | Qualifying Generation | TWh | 2.2219 | 2.4687 | 2.2219 | 0 | 0 | 0 | 0
IL Fac. Spec. - NOX Rate Summer v3.1, Unit 3424 and retrofits | 537 | 7305 | Rate Constraint in lbs/MMBtu | FALSE | L | Annual | Rate | lb/MWh | 0.56973 | 0.56973 | 0.56973 | 0 | 0 | 0 | 0
IL Fac. Spec. - NOX Rate Summer v3.1, Unit 3424 and retrofits | 537 | 7305 | Rate Constraint in lbs/MMBtu | FALSE | L | Annual | Constraint Shadow Price | US2022$/Ton | 0 | 0 | 0 | 0 | 0 | 0 | 0
IL Facility Average - NOX Rate Summer v3.1 | 538 | 7306 | Rate Constraint in lbs/MMBtu | FALSE | L | Annual | Seasons Included | Seasons | Summer | Summer | Summer | Summer | Summer | Summer | Summer
IL Facility Average - NOX Rate Summer v3.1 | 538 | 7306 | Rate Constraint in lbs/MMBtu | FALSE | L | Annual | Standard NOX | lb/MMBtu | 0.25 | 0.25 | 0.25 | 0.25 | 0.25 | 0.25 | 0.25
IL Facility Average - NOX Rate Summer v3.1 | 538 | 7306 | Rate Constraint in lbs/MMBtu | FALSE | L | Annual | Emissions at Affected Plants NOX | Thousand Tons | 0.2014 | 0.051125 | 0.0012355 | 0 | 0 | 0 | 0
IL Facility Average - NOX Rate Summer v3.1 | 538 | 7306 | Rate Constraint in lbs/MMBtu | FALSE | L | Annual | Allowances Purchased NOX | Thousand Tons | 0 | 0 | 0 | 0 | 0 | 0 | 0
IL Facility Average - NOX Rate Summer v3.1 | 538 | 7306 | Rate Constraint in lbs/MMBtu | FALSE | L | Annual | Allowances Sold NOX | Thousand Tons | 0 | 0 | 0 | 0 | 0 | 0 | 0
IL Facility Average - NOX Rate Summer v3.1 | 538 | 7306 | Rate Constraint in lbs/MMBtu | FALSE | L | Annual | Allowances Banked | Thousand Tons | 0 | 0 | 0 | 0 | 0 | 0 | 0
IL Facility Average - NOX Rate Summer v3.1 | 538 | 7306 | Rate Constraint in lbs/MMBtu | FALSE | L | Annual | Allowances Withdrawn (1:1) | Thousand Tons | 0 | 0 | 0 | 0 | 0 | 0 | 0
IL Facility Average - NOX Rate Summer v3.1 | 538 | 7306 | Rate Constraint in lbs/MMBtu | FALSE | L | Annual | Allowances Withdrawn (n:1) | Thousand Tons | 0 | 0 | 0 | 0 | 0 | 0 | 0
IL Facility Average - NOX Rate Summer v3.1 | 538 | 7306 | Rate Constraint in lbs/MMBtu | FALSE | L | Annual | Net Emissions Allowance Position | Thousand Tons | 0.2014 | 0.051125 | 0.0012355 | 0 | 0 | 0 | 0
IL Facility Average - NOX Rate Summer v3.1 | 538 | 7306 | Rate Constraint in lbs/MMBtu | FALSE | L | Annual | Fuel Consumed | TBtu | 5.4101 | 1.5275 | 0.041798 | 0 | 0 | 0 | 0
IL Facility Average - NOX Rate Summer v3.1 | 538 | 7306 | Rate Constraint in lbs/MMBtu | FALSE | L | Annual | Rate | lb/MMBtu | 0.074452 | 0.06694 | 0.059116 | 0 | 0 | 0 | 0
IL Facility Average - NOX Rate Summer v3.1 | 538 | 7306 | Rate Constraint in lbs/MMBtu | FALSE | L | Annual | Generation | TWh | 0.46952 | 0.13368 | 0.0036629 | 0 | 0 | 0 | 0
IL Facility Average - NOX Rate Summer v3.1 | 538 | 7306 | Rate Constraint in lbs/MMBtu | FALSE | L | Annual | Qualifying Generation | TWh | 0.46952 | 0.13368 | 0.0036629 | 0 | 0 | 0 | 0
IL Facility Average - NOX Rate Summer v3.1 | 538 | 7306 | Rate Constraint in lbs/MMBtu | FALSE | L | Annual | Rate | lb/MWh | 0.85788 | 0.76487 | 0.67457 | 0 | 0 | 0 | 0
IL Facility Average - NOX Rate Summer v3.1 | 538 | 7306 | Rate Constraint in lbs/MMBtu | FALSE | L | Annual | Constraint Shadow Price | US2022$/Ton | 0 | 0 | 0 | 0 | 0 | 0 | 0
Jim Bridger 1,2- NOX Cap Annual v7.23 | 539 | 7971 | Rate Constraint in MTons | FALSE | L | Annual | Seasons Included | Seasons | Winter, Spring, Summer, Fall | Winter, Spring, Summer, Fall | Winter, Spring, Summer, Fall | Winter, Spring, Summer, Fall | Winter, Spring, Summer, Fall | Winter, Spring, Summer, Fall | Winter, Spring, Summer, Fall
Jim Bridger 1,2- NOX Cap Annual v7.23 | 539 | 7971 | Rate Constraint in MTons | FALSE | L | Annual | Standard NOX | Thousand Tons | 1314 | 1314 | 1314 | 1314 | 1314 | 1314 | 1314
Jim Bridger 1,2- NOX Cap Annual v7.23 | 539 | 7971 | Rate Constraint in MTons | FALSE | L | Annual | Emissions at Affected Plants NOX | Thousand Tons | 0.67485 | 0.99149 | 1.0595 | 0.019423 | 0.019423 | 0.019423 | 0.019423
Jim Bridger 1,2- NOX Cap Annual v7.23 | 539 | 7971 | Rate Constraint in MTons | FALSE | L | Annual | Allowances Purchased NOX | Thousand Tons | 0 | 0 | 0 | 0 | 0 | 0 | 0
Jim Bridger 1,2- NOX Cap Annual v7.23 | 539 | 7971 | Rate Constraint in MTons | FALSE | L | Annual | Allowances Sold NOX | Thousand Tons | 0 | 0 | 0 | 0 | 0 | 0 | 0
Jim Bridger 1,2- NOX Cap Annual v7.23 | 539 | 7971 | Rate Constraint in MTons | FALSE | L | Annual | Allowances Banked | Thousand Tons | 0 | 0 | 0 | 0 | 0 | 0 | 0
Jim Bridger 1,2- NOX Cap Annual v7.23 | 539 | 7971 | Rate Constraint in MTons | FALSE | L | Annual | Allowances Withdrawn (1:1) | Thousand Tons | 0 | 0 | 0 | 0 | 0 | 0 | 0
Jim Bridger 1,2- NOX Cap Annual v7.23 | 539 | 7971 | Rate Constraint in MTons | FALSE | L | Annual | Allowances Withdrawn (n:1) | Thousand Tons | 0 | 0 | 0 | 0 | 0 | 0 | 0
Jim Bridger 1,2- NOX Cap Annual v7.23 | 539 | 7971 | Rate Constraint in MTons | FALSE | L | Annual | Net Emissions Allowance Position | Thousand Tons | 0.67485 | 0.99149 | 1.0595 | 0.019423 | 0.019423 | 0.019423 | 0.019423
Jim Bridger 1,2- NOX Cap Annual v7.23 | 539 | 7971 | Rate Constraint in MTons | FALSE | L | Annual | Fuel Consumed | TBtu | 24.3939 | 36.0074 | 38.5027 | 0.71239 | 0.71239 | 0.71239 | 0.71239
Jim Bridger 1,2- NOX Cap Annual v7.23 | 539 | 7971 | Rate Constraint in MTons | FALSE | L | Annual | Rate | lb/MMBtu | 0.05533 | 0.055072 | 0.055037 | 0.05453 | 0.05453 | 0.05453 | 0.05453
Jim Bridger 1,2- NOX Cap Annual v7.23 | 539 | 7971 | Rate Constraint in MTons | FALSE | L | Annual | Generation | TWh | 2.3269 | 3.4367 | 3.4842 | 0.045476 | 0.045476 | 0.045476 | 0.045476
Jim Bridger 1,2- NOX Cap Annual v7.23 | 539 | 7971 | Rate Constraint in MTons | FALSE | L | Annual | Qualifying Generation | TWh | 2.3269 | 3.4367 | 3.4842 | 0.045476 | 0.045476 | 0.045476 | 0.045476
Jim Bridger 1,2- NOX Cap Annual v7.23 | 539 | 7971 | Rate Constraint in MTons | FALSE | L | Annual | Rate | lb/MWh | 0.58004 | 0.57701 | 0.60819 | 0.85423 | 0.85423 | 0.85423 | 0.85423
Jim Bridger 1,2- NOX Cap Annual v7.23 | 539 | 7971 | Rate Constraint in MTons | FALSE | L | Annual | Constraint Shadow Price | US2022$/Ton | 0 | 0 | 0 | 0 | 0 | 0 | 0
Kansas Nearman Unit 1NOx Rate Annual v4.10 | 540 | 7320 | Rate Constraint in lbs/MMBtu | FALSE | L | Annual | Seasons Included | Seasons | Winter, Spring, Summer, Fall | Winter, Spring, Summer, Fall | Winter, Spring, Summer, Fall | Winter, Spring, Summer, Fall | Winter, Spring, Summer, Fall | Winter, Spring, Summer, Fall | Winter, Spring, Summer, Fall
Kansas Nearman Unit 1NOx Rate Annual v4.10 | 540 | 7320 | Rate Constraint in lbs/MMBtu | FALSE | L | Annual | Standard NOX | lb/MMBtu | 0.26 | 0.26 | 0.26 | 0.26 | 0.26 | 0.26 | 0.26
Kansas Nearman Unit 1NOx Rate Annual v4.10 | 540 | 7320 | Rate Constraint in lbs/MMBtu | FALSE | L | Annual | Emissions at Affected Plants NOX | Thousand Tons | 0 | 0 | 0 | 0 | 0 | 0 | 0
Kansas Nearman Unit 1NOx Rate Annual v4.10 | 540 | 7320 | Rate Constraint in lbs/MMBtu | FALSE | L | Annual | Allowances Purchased NOX | Thousand Tons | 0 | 0 | 0 | 0 | 0 | 0 | 0
Kansas Nearman Unit 1NOx Rate Annual v4.10 | 540 | 7320 | Rate Constraint in lbs/MMBtu | FALSE | L | Annual | Allowances Sold NOX | Thousand Tons | 0 | 0 | 0 | 0 | 0 | 0 | 0
Kansas Nearman Unit 1NOx Rate Annual v4.10 | 540 | 7320 | Rate Constraint in lbs/MMBtu | FALSE | L | Annual | Allowances Banked | Thousand Tons | 0 | 0 | 0 | 0 | 0 | 0 | 0
Kansas Nearman Unit 1NOx Rate Annual v4.10 | 540 | 7320 | Rate Constraint in lbs/MMBtu | FALSE | L | Annual | Allowances Withdrawn (1:1) | Thousand Tons | 0 | 0 | 0 | 0 | 0 | 0 | 0
Kansas Nearman Unit 1NOx Rate Annual v4.10 | 540 | 7320 | Rate Constraint in lbs/MMBtu | FALSE | L | Annual | Allowances Withdrawn (n:1) | Thousand Tons | 0 | 0 | 0 | 0 | 0 | 0 | 0
Kansas Nearman Unit 1NOx Rate Annual v4.10 | 540 | 7320 | Rate Constraint in lbs/MMBtu | FALSE | L | Annual | Net Emissions Allowance Position | Thousand Tons | 0 | 0 | 0 | 0 | 0 | 0 | 0
Kansas Nearman Unit 1NOx Rate Annual v4.10 | 540 | 7320 | Rate Constraint in lbs/MMBtu | FALSE | L | Annual | Fuel Consumed | TBtu | 0 | 0 | 0 | 0 | 0 | 0 | 0
Kansas Nearman Unit 1NOx Rate Annual v4.10 | 540 | 7320 | Rate Constraint in lbs/MMBtu | FALSE | L | Annual | Rate | lb/MMBtu | 0 | 0 | 0 | 0 | 0 | 0 | 0
Kansas Nearman Unit 1NOx Rate Annual v4.10 | 540 | 7320 | Rate Constraint in lbs/MMBtu | FALSE | L | Annual | Generation | TWh | 0 | 0 | 0 | 0 | 0 | 0 | 0
Kansas Nearman Unit 1NOx Rate Annual v4.10 | 540 | 7320 | Rate Constraint in lbs/MMBtu | FALSE | L | Annual | Qualifying Generation | TWh | 0 | 0 | 0 | 0 | 0 | 0 | 0
Kansas Nearman Unit 1NOx Rate Annual v4.10 | 540 | 7320 | Rate Constraint in lbs/MMBtu | FALSE | L | Annual | Rate | lb/MWh | 0 | 0 | 0 | 0 | 0 | 0 | 0
Kansas Nearman Unit 1NOx Rate Annual v4.10 | 540 | 7320 | Rate Constraint in lbs/MMBtu | FALSE | L | Annual | Constraint Shadow Price | US2022$/Ton | 0 | 0 | 0 | 0 | 0 | 0 | 0
KS La Cygne NOX Rate Annual v5.14 | 541 | 7274 | Rate Constraint in lbs/MMBtu | FALSE | L | Annual | Seasons Included | Seasons | Winter, Spring, Summer, Fall | Winter, Spring, Summer, Fall | Winter, Spring, Summer, Fall | Winter, Spring, Summer, Fall | Winter, Spring, Summer, Fall | Winter, Spring, Summer, Fall | Winter, Spring, Summer, Fall
KS La Cygne NOX Rate Annual v5.14 | 541 | 7274 | Rate Constraint in lbs/MMBtu | FALSE | L | Annual | Standard NOX | lb/MMBtu | 0.13 | 0.13 | 0.13 | 0.13 | 0.13 | 0.13 | 0.13
KS La Cygne NOX Rate Annual v5.14 | 541 | 7274 | Rate Constraint in lbs/MMBtu | FALSE | L | Annual | Emissions at Affected Plants NOX | Thousand Tons | 1.8914 | 2.0237 | 0 | 0 | 0 | 0 | 0
KS La Cygne NOX Rate Annual v5.14 | 541 | 7274 | Rate Constraint in lbs/MMBtu | FALSE | L | Annual | Allowances Purchased NOX | Thousand Tons | 0 | 0 | 0 | 0 | 0 | 0 | 0
KS La Cygne NOX Rate Annual v5.14 | 541 | 7274 | Rate Constraint in lbs/MMBtu | FALSE | L | Annual | Allowances Sold NOX | Thousand Tons | 0 | 0 | 0 | 0 | 0 | 0 | 0
KS La Cygne NOX Rate Annual v5.14 | 541 | 7274 | Rate Constraint in lbs/MMBtu | FALSE | L | Annual | Allowances Banked | Thousand Tons | 0 | 0 | 0 | 0 | 0 | 0 | 0
KS La Cygne NOX Rate Annual v5.14 | 541 | 7274 | Rate Constraint in lbs/MMBtu | FALSE | L | Annual | Allowances Withdrawn (1:1) | Thousand Tons | 0 | 0 | 0 | 0 | 0 | 0 | 0
KS La Cygne NOX Rate Annual v5.14 | 541 | 7274 | Rate Constraint in lbs/MMBtu | FALSE | L | Annual | Allowances Withdrawn (n:1) | Thousand Tons | 0 | 0 | 0 | 0 | 0 | 0 | 0
KS La Cygne NOX Rate Annual v5.14 | 541 | 7274 | Rate Constraint in lbs/MMBtu | FALSE | L | Annual | Net Emissions Allowance Position | Thousand Tons | 1.8914 | 2.0237 | 0 | 0 | 0 | 0 | 0
KS La Cygne NOX Rate Annual v5.14 | 541 | 7274 | Rate Constraint in lbs/MMBtu | FALSE | L | Annual | Fuel Consumed | TBtu | 39.3792 | 42.1335 | 0 | 0 | 0 | 0 | 0
KS La Cygne NOX Rate Annual v5.14 | 541 | 7274 | Rate Constraint in lbs/MMBtu | FALSE | L | Annual | Rate | lb/MMBtu | 0.09606 | 0.09606 | 0 | 0 | 0 | 0 | 0
KS La Cygne NOX Rate Annual v5.14 | 541 | 7274 | Rate Constraint in lbs/MMBtu | FALSE | L | Annual | Generation | TWh | 3.5979 | 3.8495 | 0 | 0 | 0 | 0 | 0
KS La Cygne NOX Rate Annual v5.14 | 541 | 7274 | Rate Constraint in lbs/MMBtu | FALSE | L | Annual | Qualifying Generation | TWh | 3.5979 | 3.8495 | 0 | 0 | 0 | 0 | 0
KS La Cygne NOX Rate Annual v5.14 | 541 | 7274 | Rate Constraint in lbs/MMBtu | FALSE | L | Annual | Rate | lb/MWh | 1.0514 | 1.0514 | 0 | 0 | 0 | 0 | 0
KS La Cygne NOX Rate Annual v5.14 | 541 | 7274 | Rate Constraint in lbs/MMBtu | FALSE | L | Annual | Constraint Shadow Price | US2022$/Ton | 0 | 0 | 0 | 0 | 0 | 0 | 0
KS La Cygne SO2 Rate Annual v5.14 | 542 | 7275 | Rate Constraint in lbs/MMBtu | FALSE | L | Annual | Seasons Included | Seasons | Winter, Spring, Summer, Fall | Winter, Spring, Summer, Fall | Winter, Spring, Summer, Fall | Winter, Spring, Summer, Fall | Winter, Spring, Summer, Fall | Winter, Spring, Summer, Fall | Winter, Spring, Summer, Fall
KS La Cygne SO2 Rate Annual v5.14 | 542 | 7275 | Rate Constraint in lbs/MMBtu | FALSE | L | Annual | Standard SO2 | lb/MMBtu | 0.1 | 0.1 | 0.1 | 0.1 | 0.1 | 0.1 | 0.1
KS La Cygne SO2 Rate Annual v5.14 | 542 | 7275 | Rate Constraint in lbs/MMBtu | FALSE | L | Annual | Emissions at Affected Plants SO2 | Thousand Tons | 1.1251 | 1.2038 | 0 | 0 | 0 | 0 | 0
KS La Cygne SO2 Rate Annual v5.14 | 542 | 7275 | Rate Constraint in lbs/MMBtu | FALSE | L | Annual | Allowances Purchased SO2 | Thousand Tons | 0 | 0 | 0 | 0 | 0 | 0 | 0
KS La Cygne SO2 Rate Annual v5.14 | 542 | 7275 | Rate Constraint in lbs/MMBtu | FALSE | L | Annual | Allowances Sold SO2 | Thousand Tons | 0 | 0 | 0 | 0 | 0 | 0 | 0
KS La Cygne SO2 Rate Annual v5.14 | 542 | 7275 | Rate Constraint in lbs/MMBtu | FALSE | L | Annual | Allowances Banked | Thousand Tons | 0 | 0 | 0 | 0 | 0 | 0 | 0
KS La Cygne SO2 Rate Annual v5.14 | 542 | 7275 | Rate Constraint in lbs/MMBtu | FALSE | L | Annual | Allowances Withdrawn (1:1) | Thousand Tons | 0 | 0 | 0 | 0 | 0 | 0 | 0
KS La Cygne SO2 Rate Annual v5.14 | 542 | 7275 | Rate Constraint in lbs/MMBtu | FALSE | L | Annual | Allowances Withdrawn (n:1) | Thousand Tons | 0 | 0 | 0 | 0 | 0 | 0 | 0
KS La Cygne SO2 Rate Annual v5.14 | 542 | 7275 | Rate Constraint in lbs/MMBtu | FALSE | L | Annual | Net Emissions Allowance Position | Thousand Tons | 1.1251 | 1.2038 | 0 | 0 | 0 | 0 | 0
KS La Cygne SO2 Rate Annual v5.14 | 542 | 7275 | Rate Constraint in lbs/MMBtu | FALSE | L | Annual | Fuel Consumed | TBtu | 39.3792 | 42.1335 | 0 | 0 | 0 | 0 | 0
KS La Cygne SO2 Rate Annual v5.14 | 542 | 7275 | Rate Constraint in lbs/MMBtu | FALSE | L | Annual | Rate | lb/MMBtu | 0.057143 | 0.057143 | 0 | 0 | 0 | 0 | 0
KS La Cygne SO2 Rate Annual v5.14 | 542 | 7275 | Rate Constraint in lbs/MMBtu | FALSE | L | Annual | Generation | TWh | 3.5979 | 3.8495 | 0 | 0 | 0 | 0 | 0
KS La Cygne SO2 Rate Annual v5.14 | 542 | 7275 | Rate Constraint in lbs/MMBtu | FALSE | L | Annual | Qualifying Generation | TWh | 3.5979 | 3.8495 | 0 | 0 | 0 | 0 | 0
KS La Cygne SO2 Rate Annual v5.14 | 542 | 7275 | Rate Constraint in lbs/MMBtu | FALSE | L | Annual | Rate | lb/MWh | 0.62544 | 0.62544 | 0 | 0 | 0 | 0 | 0
KS La Cygne SO2 Rate Annual v5.14 | 542 | 7275 | Rate Constraint in lbs/MMBtu | FALSE | L | Annual | Constraint Shadow Price | US2022$/Ton | 0 | 0 | 0 | 0 | 0 | 0 | 0
KY Bluegrass - NOX Cap Annual v6.21 | 543 | 7743 | Rate Constraint in MTons | FALSE | L | Annual | Seasons Included | Seasons | Winter, Spring, Summer, Fall | Winter, Spring, Summer, Fall | Winter, Spring, Summer, Fall | Winter, Spring, Summer, Fall | Winter, Spring, Summer, Fall | Winter, Spring, Summer, Fall | Winter, Spring, Summer, Fall
KY Bluegrass - NOX Cap Annual v6.21 | 543 | 7743 | Rate Constraint in MTons | FALSE | L | Annual | Standard NOX | Thousand Tons | 0.095 | 0.095 | 0.095 | 0.095 | 0.095 | 0.095 | 0.095
KY Bluegrass - NOX Cap Annual v6.21 | 543 | 7743 | Rate Constraint in MTons | FALSE | L | Annual | Emissions at Affected Plants NOX | Thousand Tons | 0.055489 | 0.051575 | 0.010913 | 0.00051289 | 0 | 0 | 0
KY Bluegrass - NOX Cap Annual v6.21 | 543 | 7743 | Rate Constraint in MTons | FALSE | L | Annual | Allowances Purchased NOX | Thousand Tons | 0 | 0 | 0 | 0 | 0 | 0 | 0
KY Bluegrass - NOX Cap Annual v6.21 | 543 | 7743 | Rate Constraint in MTons | FALSE | L | Annual | Allowances Sold NOX | Thousand Tons | 0 | 0 | 0 | 0 | 0 | 0 | 0
KY Bluegrass - NOX Cap Annual v6.21 | 543 | 7743 | Rate Constraint in MTons | FALSE | L | Annual | Allowances Banked | Thousand Tons | 0 | 0 | 0 | 0 | 0 | 0 | 0
KY Bluegrass - NOX Cap Annual v6.21 | 543 | 7743 | Rate Constraint in MTons | FALSE | L | Annual | Allowances Withdrawn (1:1) | Thousand Tons | 0 | 0 | 0 | 0 | 0 | 0 | 0
KY Bluegrass - NOX Cap Annual v6.21 | 543 | 7743 | Rate Constraint in MTons | FALSE | L | Annual | Allowances Withdrawn (n:1) | Thousand Tons | 0 | 0 | 0 | 0 | 0 | 0 | 0
KY Bluegrass - NOX Cap Annual v6.21 | 543 | 7743 | Rate Constraint in MTons | FALSE | L | Annual | Net Emissions Allowance Position | Thousand Tons | 0.055489 | 0.051575 | 0.010913 | 0.00051289 | 0 | 0 | 0
KY Bluegrass - NOX Cap Annual v6.21 | 543 | 7743 | Rate Constraint in MTons | FALSE | L | Annual | Fuel Consumed | TBtu | 2.1511 | 2.031 | 0.44664 | 0.023196 | 0 | 0 | 0
KY Bluegrass - NOX Cap Annual v6.21 | 543 | 7743 | Rate Constraint in MTons | FALSE | L | Annual | Rate | lb/MMBtu | 0.051591 | 0.050789 | 0.048866 | 0.044223 | 0 | 0 | 0
KY Bluegrass - NOX Cap Annual v6.21 | 543 | 7743 | Rate Constraint in MTons | FALSE | L | Annual | Generation | TWh | 0.19392 | 0.18308 | 0.040263 | 0.002091 | 0 | 0 | 0
KY Bluegrass - NOX Cap Annual v6.21 | 543 | 7743 | Rate Constraint in MTons | FALSE | L | Annual | Qualifying Generation | TWh | 0.19392 | 0.18308 | 0.040263 | 0.002091 | 0 | 0 | 0
KY Bluegrass - NOX Cap Annual v6.21 | 543 | 7743 | Rate Constraint in MTons | FALSE | L | Annual | Rate | lb/MWh | 0.5723 | 0.5634 | 0.54207 | 0.49057 | 0 | 0 | 0
KY Bluegrass - NOX Cap Annual v6.21 | 543 | 7743 | Rate Constraint in MTons | FALSE | L | Annual | Constraint Shadow Price | US2022$/Ton | 0 | 0 | 0 | 0 | 0 | 0 | 0
KY Paddys Run - NOX Cap Annual v6.21 | 544 | 7741 | Rate Constraint in MTons | FALSE | L | Annual | Seasons Included | Seasons | Winter, Spring, Summer, Fall | Winter, Spring, Summer, Fall | Winter, Spring, Summer, Fall | Winter, Spring, Summer, Fall | Winter, Spring, Summer, Fall | Winter, Spring, Summer, Fall | Winter, Spring, Summer, Fall
KY Paddys Run - NOX Cap Annual v6.21 | 544 | 7741 | Rate Constraint in MTons | FALSE | L | Annual | Standard NOX | Thousand Tons | 0.1 | 0.1 | 0.1 | 0.1 | 0.1 | 0.1 | 0.1
KY Paddys Run - NOX Cap Annual v6.21 | 544 | 7741 | Rate Constraint in MTons | FALSE | L | Annual | Emissions at Affected Plants NOX | Thousand Tons | 0.1 | 0.064516 | 0.041388 | 0 | 0 | 0 | 0
KY Paddys Run - NOX Cap Annual v6.21 | 544 | 7741 | Rate Constraint in MTons | FALSE | L | Annual | Allowances Purchased NOX | Thousand Tons | 0 | 0 | 0 | 0 | 0 | 0 | 0
KY Paddys Run - NOX Cap Annual v6.21 | 544 | 7741 | Rate Constraint in MTons | FALSE | L | Annual | Allowances Sold NOX | Thousand Tons | 0 | 0 | 0 | 0 | 0 | 0 | 0
KY Paddys Run - NOX Cap Annual v6.21 | 544 | 7741 | Rate Constraint in MTons | FALSE | L | Annual | Allowances Banked | Thousand Tons | 0 | 0 | 0 | 0 | 0 | 0 | 0
KY Paddys Run - NOX Cap Annual v6.21 | 544 | 7741 | Rate Constraint in MTons | FALSE | L | Annual | Allowances Withdrawn (1:1) | Thousand Tons | 0 | 0 | 0 | 0 | 0 | 0 | 0
KY Paddys Run - NOX Cap Annual v6.21 | 544 | 7741 | Rate Constraint in MTons | FALSE | L | Annual | Allowances Withdrawn (n:1) | Thousand Tons | 0 | 0 | 0 | 0 | 0 | 0 | 0
KY Paddys Run - NOX Cap Annual v6.21 | 544 | 7741 | Rate Constraint in MTons | FALSE | L | Annual | Net Emissions Allowance Position | Thousand Tons | 0.1 | 0.064516 | 0.041388 | 0 | 0 | 0 | 0
KY Paddys Run - NOX Cap Annual v6.21 | 544 | 7741 | Rate Constraint in MTons | FALSE | L | Annual | Fuel Consumed | TBtu | 1.0561 | 0.73218 | 0.41253 | 0 | 0 | 0 | 0
KY Paddys Run - NOX Cap Annual v6.21 | 544 | 7741 | Rate Constraint in MTons | FALSE | L | Annual | Rate | lb/MMBtu | 0.18938 | 0.17623 | 0.20065 | 0 | 0 | 0 | 0
KY Paddys Run - NOX Cap Annual v6.21 | 544 | 7741 | Rate Constraint in MTons | FALSE | L | Annual | Generation | TWh | 0.094999 | 0.065861 | 0.037108 | 0 | 0 | 0 | 0
KY Paddys Run - NOX Cap Annual v6.21 | 544 | 7741 | Rate Constraint in MTons | FALSE | L | Annual | Qualifying Generation | TWh | 0.094999 | 0.065861 | 0.037108 | 0 | 0 | 0 | 0
KY Paddys Run - NOX Cap Annual v6.21 | 544 | 7741 | Rate Constraint in MTons | FALSE | L | Annual | Rate | lb/MWh | 2.1053 | 1.9591 | 2.2307 | 0 | 0 | 0 | 0
KY Paddys Run - NOX Cap Annual v6.21 | 544 | 7741 | Rate Constraint in MTons | FALSE | L | Annual | Constraint Shadow Price | US2022$/Ton | 0 | 0 | 0 | 0 | 0 | 0 | 0
LA Big Cajun 1 CT- NOx Summer v4.10 | 545 | 7519 | Rate Constraint in lbs/MMBtu | FALSE | L | Annual | Seasons Included | Seasons | Summer | Summer | Summer | Summer | Summer | Summer | Summer
LA Big Cajun 1 CT- NOx Summer v4.10 | 545 | 7519 | Rate Constraint in lbs/MMBtu | FALSE | L | Annual | Standard NOX | lb/MMBtu | 0.2 | 0.2 | 0.2 | 0.2 | 0.2 | 0.2 | 0.2
LA Big Cajun 1 CT- NOx Summer v4.10 | 545 | 7519 | Rate Constraint in lbs/MMBtu | FALSE | L | Annual | Emissions at Affected Plants NOX | Thousand Tons | 0.00086415 | 0.0011622 | 0.0040615 | 0.00025925 | 0 | 0 | 0
LA Big Cajun 1 CT- NOx Summer v4.10 | 545 | 7519 | Rate Constraint in lbs/MMBtu | FALSE | L | Annual | Allowances Purchased NOX | Thousand Tons | 0 | 0 | 0 | 0 | 0 | 0 | 0
LA Big Cajun 1 CT- NOx Summer v4.10 | 545 | 7519 | Rate Constraint in lbs/MMBtu | FALSE | L | Annual | Allowances Sold NOX | Thousand Tons | 0 | 0 | 0 | 0 | 0 | 0 | 0
LA Big Cajun 1 CT- NOx Summer v4.10 | 545 | 7519 | Rate Constraint in lbs/MMBtu | FALSE | L | Annual | Allowances Banked | Thousand Tons | 0 | 0 | 0 | 0 | 0 | 0 | 0
LA Big Cajun 1 CT- NOx Summer v4.10 | 545 | 7519 | Rate Constraint in lbs/MMBtu | FALSE | L | Annual | Allowances Withdrawn (1:1) | Thousand Tons | 0 | 0 | 0 | 0 | 0 | 0 | 0
LA Big Cajun 1 CT- NOx Summer v4.10 | 545 | 7519 | Rate Constraint in lbs/MMBtu | FALSE | L | Annual | Allowances Withdrawn (n:1) | Thousand Tons | 0 | 0 | 0 | 0 | 0 | 0 | 0
LA Big Cajun 1 CT- NOx Summer v4.10 | 545 | 7519 | Rate Constraint in lbs/MMBtu | FALSE | L | Annual | Net Emissions Allowance Position | Thousand Tons | 0.00086415 | 0.0011622 | 0.0040615 | 0.00025925 | 0 | 0 | 0
LA Big Cajun 1 CT- NOx Summer v4.10 | 545 | 7519 | Rate Constraint in lbs/MMBtu | FALSE | L | Annual | Fuel Consumed | TBtu | 0.023794 | 0.032001 | 0.11183 | 0.0071383 | 0 | 0 | 0
LA Big Cajun 1 CT- NOx Summer v4.10 | 545 | 7519 | Rate Constraint in lbs/MMBtu | FALSE | L | Annual | Rate | lb/MMBtu | 0.072635 | 0.072635 | 0.072635 | 0.072635 | 0 | 0 | 0
LA Big Cajun 1 CT- NOx Summer v4.10 | 545 | 7519 | Rate Constraint in lbs/MMBtu | FALSE | L | Annual | Generation | TWh | 0.0018812 | 0.00253 | 0.0088416 | 0.00056436 | 0 | 0 | 0
LA Big Cajun 1 CT- NOx Summer v4.10 | 545 | 7519 | Rate Constraint in lbs/MMBtu | FALSE | L | Annual | Qualifying Generation | TWh | 0.0018812 | 0.00253 | 0.0088416 | 0.00056436 | 0 | 0 | 0
LA Big Cajun 1 CT- NOx Summer v4.10 | 545 | 7519 | Rate Constraint in lbs/MMBtu | FALSE | L | Annual | Rate | lb/MWh | 0.91872 | 0.91872 | 0.91872 | 0.91872 | 0 | 0 | 0
LA Big Cajun 1 CT- NOx Summer v4.10 | 545 | 7519 | Rate Constraint in lbs/MMBtu | FALSE | L | Annual | Constraint Shadow Price | US2022$/Ton | 0 | 0 | 0 | 0 | 0 | 0 | 0
LA Big Cajun 1 OGS- NOx Summer v4.10 | 546 | 7520 | Rate Constraint in lbs/MMBtu | FALSE | L | Annual | Seasons Included | Seasons | Summer | Summer | Summer | Summer | Summer | Summer | Summer
LA Big Cajun 1 OGS- NOx Summer v4.10 | 546 | 7520 | Rate Constraint in lbs/MMBtu | FALSE | L | Annual | Standard NOX | lb/MMBtu | 0.1 | 0.1 | 0.1 | 0.1 | 0.1 | 0.1 | 0.1
LA Big Cajun 1 OGS- NOx Summer v4.10 | 546 | 7520 | Rate Constraint in lbs/MMBtu | FALSE | L | Annual | Emissions at Affected Plants NOX | Thousand Tons | 0 | 0 | 0 | 0 | 0 | 0 | 0
LA Big Cajun 1 OGS- NOx Summer v4.10 | 546 | 7520 | Rate Constraint in lbs/MMBtu | FALSE | L | Annual | Allowances Purchased NOX | Thousand Tons | 0 | 0 | 0 | 0 | 0 | 0 | 0
LA Big Cajun 1 OGS- NOx Summer v4.10 | 546 | 7520 | Rate Constraint in lbs/MMBtu | FALSE | L | Annual | Allowances Sold NOX | Thousand Tons | 0 | 0 | 0 | 0 | 0 | 0 | 0
LA Big Cajun 1 OGS- NOx Summer v4.10 | 546 | 7520 | Rate Constraint in lbs/MMBtu | FALSE | L | Annual | Allowances Banked | Thousand Tons | 0 | 0 | 0 | 0 | 0 | 0 | 0
LA Big Cajun 1 OGS- NOx Summer v4.10 | 546 | 7520 | Rate Constraint in lbs/MMBtu | FALSE | L | Annual | Allowances Withdrawn (1:1) | Thousand Tons | 0 | 0 | 0 | 0 | 0 | 0 | 0
LA Big Cajun 1 OGS- NOx Summer v4.10 | 546 | 7520 | Rate Constraint in lbs/MMBtu | FALSE | L | Annual | Allowances Withdrawn (n:1) | Thousand Tons | 0 | 0 | 0 | 0 | 0 | 0 | 0
LA Big Cajun 1 OGS- NOx Summer v4.10 | 546 | 7520 | Rate Constraint in lbs/MMBtu | FALSE | L | Annual | Net Emissions Allowance Position | Thousand Tons | 0 | 0 | 0 | 0 | 0 | 0 | 0
LA Big Cajun 1 OGS- NOx Summer v4.10 | 546 | 7520 | Rate Constraint in lbs/MMBtu | FALSE | L | Annual | Fuel Consumed | TBtu | 0 | 0 | 0 | 0 | 0 | 0 | 0
LA Big Cajun 1 OGS- NOx Summer v4.10 | 546 | 7520 | Rate Constraint in lbs/MMBtu | FALSE | L | Annual | Rate | lb/MMBtu | 0 | 0 | 0 | 0 | 0 | 0 | 0
LA Big Cajun 1 OGS- NOx Summer v4.10 | 546 | 7520 | Rate Constraint in lbs/MMBtu | FALSE | L | Annual | Generation | TWh | 0 | 0 | 0 | 0 | 0 | 0 | 0
LA Big Cajun 1 OGS- NOx Summer v4.10 | 546 | 7520 | Rate Constraint in lbs/MMBtu | FALSE | L | Annual | Qualifying Generation | TWh | 0 | 0 | 0 | 0 | 0 | 0 | 0
LA Big Cajun 1 OGS- NOx Summer v4.10 | 546 | 7520 | Rate Constraint in lbs/MMBtu | FALSE | L | Annual | Rate | lb/MWh | 0 | 0 | 0 | 0 | 0 | 0 | 0
LA Big Cajun 1 OGS- NOx Summer v4.10 | 546 | 7520 | Rate Constraint in lbs/MMBtu | FALSE | L | Annual | Constraint Shadow Price | US2022$/Ton | 0 | 0 | 0 | 0 | 0 | 0 | 0
LA Big Cajun 2- NOx Summer v4.10 | 547 | 7521 | Rate Constraint in lbs/MMBtu | FALSE | L | Annual | Seasons Included | Seasons | Summer | Summer | Summer | Summer | Summer | Summer | Summer
LA Big Cajun 2- NOx Summer v4.10 | 547 | 7521 | Rate Constraint in lbs/MMBtu | FALSE | L | Annual | Standard NOX | lb/MMBtu | 0.21 | 0.21 | 0.21 | 0.21 | 0.21 | 0.21 | 0.21
LA Big Cajun 2- NOx Summer v4.10 | 547 | 7521 | Rate Constraint in lbs/MMBtu | FALSE | L | Annual | Emissions at Affected Plants NOX | Thousand Tons | 0 | 0 | 0 | 0 | 0 | 0 | 0
LA Big Cajun 2- NOx Summer v4.10 | 547 | 7521 | Rate Constraint in lbs/MMBtu | FALSE | L | Annual | Allowances Purchased NOX | Thousand Tons | 0 | 0 | 0 | 0 | 0 | 0 | 0
LA Big Cajun 2- NOx Summer v4.10 | 547 | 7521 | Rate Constraint in lbs/MMBtu | FALSE | L | Annual | Allowances Sold NOX | Thousand Tons | 0 | 0 | 0 | 0 | 0 | 0 | 0
LA Big Cajun 2- NOx Summer v4.10 | 547 | 7521 | Rate Constraint in lbs/MMBtu | FALSE | L | Annual | Allowances Banked | Thousand Tons | 0 | 0 | 0 | 0 | 0 | 0 | 0
LA Big Cajun 2- NOx Summer v4.10 | 547 | 7521 | Rate Constraint in lbs/MMBtu | FALSE | L | Annual | Allowances Withdrawn (1:1) | Thousand Tons | 0 | 0 | 0 | 0 | 0 | 0 | 0
LA Big Cajun 2- NOx Summer v4.10 | 547 | 7521 | Rate Constraint in lbs/MMBtu | FALSE | L | Annual | Allowances Withdrawn (n:1) | Thousand Tons | 0 | 0 | 0 | 0 | 0 | 0 | 0
LA Big Cajun 2- NOx Summer v4.10 | 547 | 7521 | Rate Constraint in lbs/MMBtu | FALSE | L | Annual | Net Emissions Allowance Position | Thousand Tons | 0 | 0 | 0 | 0 | 0 | 0 | 0
LA Big Cajun 2- NOx Summer v4.10 | 547 | 7521 | Rate Constraint in lbs/MMBtu | FALSE | L | Annual | Fuel Consumed | TBtu | 0 | 0 | 0 | 0 | 0 | 0 | 0
LA Big Cajun 2- NOx Summer v4.10 | 547 | 7521 | Rate Constraint in lbs/MMBtu | FALSE | L | Annual | Rate | lb/MMBtu | 0 | 0 | 0 | 0 | 0 | 0 | 0
LA Big Cajun 2- NOx Summer v4.10 | 547 | 7521 | Rate Constraint in lbs/MMBtu | FALSE | L | Annual | Generation | TWh | 0 | 0 | 0 | 0 | 0 | 0 | 0
LA Big Cajun 2- NOx Summer v4.10 | 547 | 7521 | Rate Constraint in lbs/MMBtu | FALSE | L | Annual | Qualifying Generation | TWh | 0 | 0 | 0 | 0 | 0 | 0 | 0
LA Big Cajun 2- NOx Summer v4.10 | 547 | 7521 | Rate Constraint in lbs/MMBtu | FALSE | L | Annual | Rate | lb/MWh | 0 | 0 | 0 | 0 | 0 | 0 | 0
LA Big Cajun 2- NOx Summer v4.10 | 547 | 7521 | Rate Constraint in lbs/MMBtu | FALSE | L | Annual | Constraint Shadow Price | US2022$/Ton | 0 | 0 | 0 | 0 | 0 | 0 | 0
LA Carville Energy LLC -Nox Summer v5.12 | 548 | 7522 | Rate Constraint in lbs/MMBtu | FALSE | L | Annual | Seasons Included | Seasons | Summer | Summer | Summer | Summer | Summer | Summer | Summer
LA Carville Energy LLC -Nox Summer v5.12 | 548 | 7522 | Rate Constraint in lbs/MMBtu | FALSE | L | Annual | Standard NOX | lb/MMBtu | 0.2 | 0.2 | 0.2 | 0.2 | 0.2 | 0.2 | 0.2
LA Carville Energy LLC -Nox Summer v5.12 | 548 | 7522 | Rate Constraint in lbs/MMBtu | FALSE | L | Annual | Emissions at Affected Plants NOX | Thousand Tons | 0.10923 | 0.10923 | 0.23677 | 0.23677 | 0.23677 | 0.23677 | 0.23677
LA Carville Energy LLC -Nox Summer v5.12 | 548 | 7522 | Rate Constraint in lbs/MMBtu | FALSE | L | Annual | Allowances Purchased NOX | Thousand Tons | 0 | 0 | 0 | 0 | 0 | 0 | 0
LA Carville Energy LLC -Nox Summer v5.12 | 548 | 7522 | Rate Constraint in lbs/MMBtu | FALSE | L | Annual | Allowances Sold NOX | Thousand Tons | 0 | 0 | 0 | 0 | 0 | 0 | 0
LA Carville Energy LLC -Nox Summer v5.12 | 548 | 7522 | Rate Constraint in lbs/MMBtu | FALSE | L | Annual | Allowances Banked | Thousand Tons | 0 | 0 | 0 | 0 | 0 | 0 | 0
LA Carville Energy LLC -Nox Summer v5.12 | 548 | 7522 | Rate Constraint in lbs/MMBtu | FALSE | L | Annual | Allowances Withdrawn (1:1) | Thousand Tons | 0 | 0 | 0 | 0 | 0 | 0 | 0
LA Carville Energy LLC -Nox Summer v5.12 | 548 | 7522 | Rate Constraint in lbs/MMBtu | FALSE | L | Annual | Allowances Withdrawn (n:1) | Thousand Tons | 0 | 0 | 0 | 0 | 0 | 0 | 0
LA Carville Energy LLC -Nox Summer v5.12 | 548 | 7522 | Rate Constraint in lbs/MMBtu | FALSE | L | Annual | Net Emissions Allowance Position | Thousand Tons | 0.10923 | 0.10923 | 0.23677 | 0.23677 | 0.23677 | 0.23677 | 0.23677
LA Carville Energy LLC -Nox Summer v5.12 | 548 | 7522 | Rate Constraint in lbs/MMBtu | FALSE | L | Annual | Fuel Consumed | TBtu | 5.1633 | 5.1633 | 11.1921 | 11.1921 | 11.1921 | 11.1921 | 11.1921
LA Carville Energy LLC -Nox Summer v5.12 | 548 | 7522 | Rate Constraint in lbs/MMBtu | FALSE | L | Annual | Rate | lb/MMBtu | 0.04231 | 0.04231 | 0.04231 | 0.04231 | 0.04231 | 0.04231 | 0.04231
LA Carville Energy LLC -Nox Summer v5.12 | 548 | 7522 | Rate Constraint in lbs/MMBtu | FALSE | L | Annual | Generation | TWh | 0.78792 | 0.78792 | 1.7079 | 1.7079 | 1.7079 | 1.7079 | 1.7079
LA Carville Energy LLC -Nox Summer v5.12 | 548 | 7522 | Rate Constraint in lbs/MMBtu | FALSE | L | Annual | Qualifying Generation | TWh | 0.78792 | 0.78792 | 1.7079 | 1.7079 | 1.7079 | 1.7079 | 1.7079
LA Carville Energy LLC -Nox Summer v5.12 | 548 | 7522 | Rate Constraint in lbs/MMBtu | FALSE | L | Annual | Rate | lb/MWh | 0.27725 | 0.27725 | 0.27725 | 0.27725 | 0.27725 | 0.27725 | 0.27725
LA Carville Energy LLC -Nox Summer v5.12 | 548 | 7522 | Rate Constraint in lbs/MMBtu | FALSE | L | Annual | Constraint Shadow Price | US2022$/Ton | 0 | 0 | 0 | 0 | 0 | 0 | 0
LA Formosa Plastics High - NOx Summer v4.10 | 549 | 7523 | Rate Constraint in lbs/MMBtu | FALSE | L | Annual | Seasons Included | Seasons | Summer | Summer | Summer | Summer | Summer | Summer | Summer
LA Formosa Plastics High - NOx Summer v4.10 | 549 | 7523 | Rate Constraint in lbs/MMBtu | FALSE | L | Annual | Standard NOX | lb/MMBtu | 0.52663 | 0.52663 | 0.52663 | 0.52663 | 0.52663 | 0.52663 | 0.52663
LA Formosa Plastics High - NOx Summer v4.10 | 549 | 7523 | Rate Constraint in lbs/MMBtu | FALSE | L | Annual | Emissions at Affected Plants NOX | Thousand Tons | 0.052399 | 0.035803 | 0.024159 | 0.011359 | 0 | 0.011359 | 0.011359
LA Formosa Plastics High - NOx Summer v4.10 | 549 | 7523 | Rate Constraint in lbs/MMBtu | FALSE | L | Annual | Allowances Purchased NOX | Thousand Tons | 0 | 0 | 0 | 0 | 0 | 0 | 0
LA Formosa Plastics High - NOx Summer v4.10 | 549 | 7523 | Rate Constraint in lbs/MMBtu | FALSE | L | Annual | Allowances Sold NOX | Thousand Tons | 0 | 0 | 0 | 0 | 0 | 0 | 0
LA Formosa Plastics High - NOx Summer v4.10 | 549 | 7523 | Rate Constraint in lbs/MMBtu | FALSE | L | Annual | Allowances Banked | Thousand Tons | 0 | 0 | 0 | 0 | 0 | 0 | 0
LA Formosa Plastics High - NOx Summer v4.10 | 549 | 7523 | Rate Constraint in lbs/MMBtu | FALSE | L | Annual | Allowances Withdrawn (1:1) | Thousand Tons | 0 | 0 | 0 | 0 | 0 | 0 | 0
LA Formosa Plastics High - NOx Summer v4.10 | 549 | 7523 | Rate Constraint in lbs/MMBtu | FALSE | L | Annual | Allowances Withdrawn (n:1) | Thousand Tons | 0 | 0 | 0 | 0 | 0 | 0 | 0
LA Formosa Plastics High - NOx Summer v4.10 | 549 | 7523 | Rate Constraint in lbs/MMBtu | FALSE | L | Annual | Net Emissions Allowance Position | Thousand Tons | 0.052399 | 0.035803 | 0.024159 | 0.011359 | 0 | 0.011359 | 0.011359
LA Formosa Plastics High - NOx Summer v4.10 | 549 | 7523 | Rate Constraint in lbs/MMBtu | FALSE | L | Annual | Fuel Consumed | TBtu | 0.39633 | 0.2708 | 0.18273 | 0.085915 | 0 | 0.085915 | 0.085915
LA Formosa Plastics High - NOx Summer v4.10 | 549 | 7523 | Rate Constraint in lbs/MMBtu | FALSE | L | Annual | Rate | lb/MMBtu | 0.26442 | 0.26442 | 0.26442 | 0.26442 | 0 | 0.26442 | 0.26442
LA Formosa Plastics High - NOx Summer v4.10 | 549 | 7523 | Rate Constraint in lbs/MMBtu | FALSE | L | Annual | Generation | TWh | 0.047751 | 0.032627 | 0.022016 | 0.010351 | 0 | 0.010351 | 0.010351
LA Formosa Plastics High - NOx Summer v4.10 | 549 | 7523 | Rate Constraint in lbs/MMBtu | FALSE | L | Annual | Qualifying Generation | TWh | 0.047751 | 0.032627 | 0.022016 | 0.010351 | 0 | 0.010351 | 0.010351
LA Formosa Plastics High - NOx Summer v4.10 | 549 | 7523 | Rate Constraint in lbs/MMBtu | FALSE | L | Annual | Rate | lb/MWh | 2.1947 | 2.1947 | 2.1947 | 2.1947 | 0 | 2.1947 | 2.1947
LA Formosa Plastics High - NOx Summer v4.10 | 549 | 7523 | Rate Constraint in lbs/MMBtu | FALSE | L | Annual | Constraint Shadow Price | US2022$/Ton | 0 | 0 | 0 | 0 | 0 | 0 | 0
LA Formosa Plastics Low - NOx Summer v4.10 | 550 | 7524 | Rate Constraint in lbs/MMBtu | FALSE | L | Annual | Seasons Included | Seasons | Summer | Summer | Summer | Summer | Summer | Summer | Summer
LA Formosa Plastics Low - NOx Summer v4.10 | 550 | 7524 | Rate Constraint in lbs/MMBtu | FALSE | L | Annual | Standard NOX | lb/MMBtu | 0.28506 | 0.28506 | 0.28506 | 0.28506 | 0.28506 | 0.28506 | 0.28506
LA Formosa Plastics Low - NOx Summer v4.10 | 550 | 7524 | Rate Constraint in lbs/MMBtu | FALSE | L | Annual | Emissions at Affected Plants NOX | Thousand Tons | 0.00071454 | 0.0010405 | 0.016975 | 0.0018346 | 0.0065854 | 0.0098298 | 0.0098684
LA Formosa Plastics Low - NOx Summer v4.10 | 550 | 7524 | Rate Constraint in lbs/MMBtu | FALSE | L | Annual | Allowances Purchased NOX | Thousand Tons | 0 | 0 | 0 | 0 | 0 | 0 | 0
LA Formosa Plastics Low - NOx Summer v4.10 | 550 | 7524 | Rate Constraint in lbs/MMBtu | FALSE | L | Annual | Allowances Sold NOX | Thousand Tons | 0 | 0 | 0 | 0 | 0 | 0 | 0
LA Formosa Plastics Low - NOx Summer v4.10 | 550 | 7524 | Rate Constraint in lbs/MMBtu | FALSE | L | Annual | Allowances Banked | Thousand Tons | 0 | 0 | 0 | 0 | 0 | 0 | 0
LA Formosa Plastics Low - NOx Summer v4.10 | 550 | 7524 | Rate Constraint in lbs/MMBtu | FALSE | L | Annual | Allowances Withdrawn (1:1) | Thousand Tons | 0 | 0 | 0 | 0 | 0 | 0 | 0
LA Formosa Plastics Low - NOx Summer v4.10 | 550 | 7524 | Rate Constraint in lbs/MMBtu | FALSE | L | Annual | Allowances Withdrawn (n:1) | Thousand Tons | 0 | 0 | 0 | 0 | 0 | 0 | 0
LA Formosa Plastics Low - NOx Summer v4.10 | 550 | 7524 | Rate Constraint in lbs/MMBtu | FALSE | L | Annual | Net Emissions Allowance Position | Thousand Tons | 0.00071454 | 0.0010405 | 0.016975 | 0.0018346 | 0.0065854 | 0.0098298 | 0.0098684
LA Formosa Plastics Low - NOx Summer v4.10 | 550 | 7524 | Rate Constraint in lbs/MMBtu | FALSE | L | Annual | Fuel Consumed | TBtu | 0.018812 | 0.027392 | 0.44691 | 0.0483 | 0.17337 | 0.25879 | 0.25981
LA Formosa Plastics Low - NOx Summer v4.10 | 550 | 7524 | Rate Constraint in lbs/MMBtu | FALSE | L | Annual | Rate | lb/MMBtu | 0.075968 | 0.075968 | 0.075968 | 0.075968 | 0.075968 | 0.075968 | 0.075968
LA Formosa Plastics Low - NOx Summer v4.10 | 550 | 7524 | Rate Constraint in lbs/MMBtu | FALSE | L | Annual | Generation | TWh | 0.0021623 | 0.0031485 | 0.051369 | 0.0055518 | 0.019928 | 0.029746 | 0.029863
LA Formosa Plastics Low - NOx Summer v4.10 | 550 | 7524 | Rate Constraint in lbs/MMBtu | FALSE | L | Annual | Qualifying Generation | TWh | 0.0021623 | 0.0031485 | 0.051369 | 0.0055518 | 0.019928 | 0.029746 | 0.029863
LA Formosa Plastics Low - NOx Summer v4.10 | 550 | 7524 | Rate Constraint in lbs/MMBtu | FALSE | L | Annual | Rate | lb/MWh | 0.66092 | 0.66092 | 0.66092 | 0.66092 | 0.66092 | 0.66092 | 0.66092
LA Formosa Plastics Low - NOx Summer v4.10 | 550 | 7524 | Rate Constraint in lbs/MMBtu | FALSE | L | Annual | Constraint Shadow Price | US2022$/Ton | 0 | 0 | 0 | 0 | 0 | 0 | 0
LA Geismar Cogen -Nox Summer v5.12 | 551 | 7525 | Rate Constraint in lbs/MMBtu | FALSE | L | Annual | Seasons Included | Seasons | Summer | Summer | Summer | Summer | Summer | Summer | Summer
LA Geismar Cogen -Nox Summer v5.12 | 551 | 7525 | Rate Constraint in lbs/MMBtu | FALSE | L | Annual | Standard NOX | lb/MMBtu | 0.2 | 0.2 | 0.2 | 0.2 | 0.2 | 0.2 | 0.2
LA Geismar Cogen -Nox Summer v5.12 | 551 | 7525 | Rate Constraint in lbs/MMBtu | FALSE | L | Annual | Emissions at Affected Plants NOX | Thousand Tons | 0.0037611 | 0.0017501 | 0.018065 | 0.0019525 | 0.0070083 | 0.010461 | 0.010502
LA Geismar Cogen -Nox Summer v5.12 | 551 | 7525 | Rate Constraint in lbs/MMBtu | FALSE | L | Annual | Allowances Purchased NOX | Thousand Tons | 0 | 0 | 0 | 0 | 0 | 0 | 0
LA Geismar Cogen -Nox Summer v5.12 | 551 | 7525 | Rate Constraint in lbs/MMBtu | FALSE | L | Annual | Allowances Sold NOX | Thousand Tons | 0 | 0 | 0 | 0 | 0 | 0 | 0
LA Geismar Cogen -Nox Summer v5.12 | 551 | 7525 | Rate Constraint in lbs/MMBtu | FALSE | L | Annual | Allowances Banked | Thousand Tons | 0 | 0 | 0 | 0 | 0 | 0 | 0
LA Geismar Cogen -Nox Summer v5.12 | 551 | 7525 | Rate Constraint in lbs/MMBtu | FALSE | L | Annual | Allowances Withdrawn (1:1) | Thousand Tons | 0 | 0 | 0 | 0 | 0 | 0 | 0
LA Geismar Cogen -Nox Summer v5.12 | 551 | 7525 | Rate Constraint in lbs/MMBtu | FALSE | L | Annual | Allowances Withdrawn (n:1) | Thousand Tons | 0 | 0 | 0 | 0 | 0 | 0 | 0
LA Geismar Cogen -Nox Summer v5.12 | 551 | 7525 | Rate Constraint in lbs/MMBtu | FALSE | L | Annual | Net Emissions Allowance Position | Thousand Tons | 0.0037611 | 0.0017501 | 0.018065 | 0.0019525 | 0.0070083 | 0.010461 | 0.010502
LA Geismar Cogen -Nox Summer v5.12 | 551 | 7525 | Rate Constraint in lbs/MMBtu | FALSE | L | Annual | Fuel Consumed | TBtu | 0.1034 | 0.048115 | 0.49666 | 0.053678 | 0.19268 | 0.2876 | 0.28873
LA Geismar Cogen -Nox Summer v5.12 | 551 | 7525 | Rate Constraint in lbs/MMBtu | FALSE | L | Annual | Rate | lb/MMBtu | 0.072747 | 0.072747 | 0.072747 | 0.072747 | 0.072747 | 0.072747 | 0.072747
LA Geismar Cogen -Nox Summer v5.12 | 551 | 7525 | Rate Constraint in lbs/MMBtu | FALSE | L | Annual | Generation | TWh | 0.011885 | 0.0055304 | 0.057088 | 0.0061699 | 0.022147 | 0.033058 | 0.033187
LA Geismar Cogen -Nox Summer v5.12 | 551 | 7525 | Rate Constraint in lbs/MMBtu | FALSE | L | Annual | Qualifying Generation | TWh | 0.011885 | 0.0055304 | 0.057088 | 0.0061699 | 0.022147 | 0.033058 | 0.033187
LA Geismar Cogen -Nox Summer v5.12 | 551 | 7525 | Rate Constraint in lbs/MMBtu | FALSE | L | Annual | Rate | lb/MWh | 0.6329 | 0.6329 | 0.6329 | 0.6329 | 0.6329 | 0.6329 | 0.6329
LA Geismar Cogen -Nox Summer v5.12 | 551 | 7525 | Rate Constraint in lbs/MMBtu | FALSE | L | Annual | Constraint Shadow Price | US2022$/Ton | 0 | 0 | 0 | 0 | 0 | 0 | 0
LA Georgia Gulf Plaquemine -Nox Summer v5.12 | 552 | 7526 | Rate Constraint in lbs/MMBtu | FALSE | L | Annual | Seasons Included | Seasons | Summer | Summer | Summer | Summer | Summer | Summer | Summer
LA Georgia Gulf Plaquemine -Nox Summer v5.12 | 552 | 7526 | Rate Constraint in lbs/MMBtu | FALSE | L | Annual | Standard NOX | lb/MMBtu | 0.2 | 0.2 | 0.2 | 0.2 | 0.2 | 0.2 | 0.2
LA Georgia Gulf Plaquemine -Nox Summer v5.12 | 552 | 7526 | Rate Constraint in lbs/MMBtu | FALSE | L | Annual | Emissions at Affected Plants NOX | Thousand Tons | 0.0046674 | 0.0046674 | 0.053223 | 0.0071737 | 0.043142 | 0.064587 | 0.064587
LA Georgia Gulf Plaquemine -Nox Summer v5.12 | 552 | 7526 | Rate Constraint in lbs/MMBtu | FALSE | L | Annual | Allowances Purchased NOX | Thousand Tons | 0 | 0 | 0 | 0 | 0 | 0 | 0
LA Georgia Gulf Plaquemine -Nox Summer v5.12 | 552 | 7526 | Rate Constraint in lbs/MMBtu | FALSE | L | Annual | Allowances Sold NOX | Thousand Tons | 0 | 0 | 0 | 0 | 0 | 0 | 0
LA Georgia Gulf Plaquemine -Nox Summer v5.12 | 552 | 7526 | Rate Constraint in lbs/MMBtu | FALSE | L | Annual | Allowances Banked | Thousand Tons | 0 | 0 | 0 | 0 | 0 | 0 | 0
LA Georgia Gulf Plaquemine -Nox Summer v5.12 | 552 | 7526 | Rate Constraint in lbs/MMBtu | FALSE | L | Annual | Allowances Withdrawn (1:1) | Thousand Tons | 0 | 0 | 0 | 0 | 0 | 0 | 0
LA Georgia Gulf Plaquemine -Nox Summer v5.12 | 552 | 7526 | Rate Constraint in lbs/MMBtu | FALSE | L | Annual | Allowances Withdrawn (n:1) | Thousand Tons | 0 | 0 | 0 | 0 | 0 | 0 | 0
LA Georgia Gulf Plaquemine -Nox Summer v5.12 | 552 | 7526 | Rate Constraint in lbs/MMBtu | FALSE | L | Annual | Net Emissions Allowance Position | Thousand Tons | 0.0046674 | 0.0046674 | 0.053223 | 0.0071737 | 0.043142 | 0.064587 | 0.064587
LA Georgia Gulf Plaquemine -Nox Summer v5.12 | 552 | 7526 | Rate Constraint in lbs/MMBtu | FALSE | L | Annual | Fuel Consumed | TBtu | 0.064881 | 0.064881 | 0.73984 | 0.099721 | 0.59971 | 0.89782 | 0.89782
LA Georgia Gulf Plaquemine -Nox Summer v5.12 | 552 | 7526 | Rate Constraint in lbs/MMBtu | FALSE | L | Annual | Rate | lb/MMBtu | 0.14388 | 0.14388 | 0.14388 | 0.14388 | 0.14388 | 0.14388 | 0.14388
LA Georgia Gulf Plaquemine -Nox Summer v5.12 | 552 | 7526 | Rate Constraint in lbs/MMBtu | FALSE | L | Annual | Generation | TWh | 0.0074576 | 0.0074576 | 0.085039 | 0.011462 | 0.068932 | 0.1032 | 0.1032
LA Georgia Gulf Plaquemine -Nox Summer v5.12 | 552 | 7526 | Rate Constraint in lbs/MMBtu | FALSE | L | Annual | Qualifying Generation | TWh | 0.0074576 | 0.0074576 | 0.085039 | 0.011462 | 0.068932 | 0.1032 | 0.1032
LA Georgia Gulf Plaquemine -Nox Summer v5.12 | 552 | 7526 | Rate Constraint in lbs/MMBtu | FALSE | L | Annual | Rate | lb/MWh | 1.2517 | 1.2517 | 1.2517 | 1.2517 | 1.2517 | 1.2517 | 1.2517
LA Georgia Gulf Plaquemine -Nox Summer v5.12 | 552 | 7526 | Rate Constraint in lbs/MMBtu | FALSE | L | Annual | Constraint Shadow Price | US2022$/Ton | 0 | 0 | 0 | 0 | 0 | 0 | 0
LA Louisiana 1 - NOx Summer v4.10 | 553 | 7527 | Rate Constraint in lbs/MMBtu | FALSE | L | Annual | Seasons Included | Seasons | Summer | Summer | Summer | Summer | Summer | Summer | Summer
LA Louisiana 1 - NOx Summer v4.10 | 553 | 7527 | Rate Constraint in lbs/MMBtu | FALSE | L | Annual | Standard NOX | lb/MMBtu | 0.24144 | 0.24144 | 0.24144 | 0.24144 | 0.24144 | 0.24144 | 0.24144
LA Louisiana 1 - NOx Summer v4.10 | 553 | 7527 | Rate Constraint in lbs/MMBtu | FALSE | L | Annual | Emissions at Affected Plants NOX | Thousand Tons | 0.21365 | 0.21375 | 0.56444 | 0.5329 | 0.43104 | 0.50942 | 0.50912
LA Louisiana 1 - NOx Summer v4.10 | 553 | 7527 | Rate Constraint in lbs/MMBtu | FALSE | L | Annual | Allowances Purchased NOX | Thousand Tons | 0 | 0 | 0 | 0 | 0 | 0 | 0
LA Louisiana 1 - NOx Summer v4.10 | 553 | 7527 | Rate Constraint in lbs/MMBtu | FALSE | L | Annual | Allowances Sold NOX | Thousand Tons | 0 | 0 | 0 | 0 | 0 | 0 | 0
LA Louisiana 1 - NOx Summer v4.10 | 553 | 7527 | Rate Constraint in lbs/MMBtu | FALSE | L | Annual | Allowances Banked | Thousand Tons | 0 | 0 | 0 | 0 | 0 | 0 | 0
LA Louisiana 1 - NOx Summer v4.10 | 553 | 7527 | Rate Constraint in lbs/MMBtu | FALSE | L | Annual | Allowances Withdrawn (1:1) | Thousand Tons | 0 | 0 | 0 | 0 | 0 | 0 | 0
LA Louisiana 1 - NOx Summer v4.10 | 553 | 7527 | Rate Constraint in lbs/MMBtu | FALSE | L | Annual | Allowances Withdrawn (n:1) | Thousand Tons | 0 | 0 | 0 | 0 | 0 | 0 | 0
LA Louisiana 1 - NOx Summer v4.10 | 553 | 7527 | Rate Constraint in lbs/MMBtu | FALSE | L | Annual | Net Emissions Allowance Position | Thousand Tons | 0.21365 | 0.21375 | 0.56444 | 0.5329 | 0.43104 | 0.50942 | 0.50912
LA Louisiana 1 - NOx Summer v4.10 | 553 | 7527 | Rate Constraint in lbs/MMBtu | FALSE | L | Annual | Fuel Consumed | TBtu | 2.0666 | 2.0677 | 5.6297 | 5.3094 | 4.2748 | 5.0709 | 5.0678
LA Louisiana 1 - NOx Summer v4.10 | 553 | 7527 | Rate Constraint in lbs/MMBtu | FALSE | L | Annual | Rate | lb/MMBtu | 0.20676 | 0.20675 | 0.20052 | 0.20074 | 0.20167 | 0.20092 | 0.20092
LA Louisiana 1 - NOx Summer v4.10 | 553 | 7527 | Rate Constraint in lbs/MMBtu | FALSE | L | Annual | Generation | TWh | 0.4543 | 0.45453 | 1.2376 | 1.1672 | 0.93972 | 1.1147 | 1.1141
LA Louisiana 1 - NOx Summer v4.10 | 553 | 7527 | Rate Constraint in lbs/MMBtu | FALSE | L | Annual | Qualifying Generation | TWh | 0.4543 | 0.45453 | 1.2376 | 1.1672 | 0.93972 | 1.1147 | 1.1141
LA Louisiana 1 - NOx Summer v4.10 | 553 | 7527 | Rate Constraint in lbs/MMBtu | FALSE | L | Annual | Rate | lb/MWh | 0.94055 | 0.94053 | 0.91217 | 0.91316 | 0.91738 | 0.91398 | 0.91399
LA Louisiana 1 - NOx Summer v4.10 | 553 | 7527 | Rate Constraint in lbs/MMBtu | FALSE | L | Annual | Constraint Shadow Price | US2022$/Ton | 0 | 0 | 0 | 0 | 0 | 0 | 0
LA New Roads - NOx Summer v4.10 | 554 | 7528 | Rate Constraint in lbs/MMBtu | FALSE | L | Annual | Seasons Included | Seasons | Summer | Summer | Summer | Summer | Summer | Summer | Summer
LA New Roads - NOx Summer v4.10 | 554 | 7528 | Rate Constraint in lbs/MMBtu | FALSE | L | Annual | Standard NOX | lb/MMBtu | 0.2 | 0.2 | 0.2 | 0.2 | 0.2 | 0.2 | 0.2
LA New Roads - NOx Summer v4.10 | 554 | 7528 | Rate Constraint in lbs/MMBtu | FALSE | L | Annual | Emissions at Affected Plants NOX | Thousand Tons | 0.0017816 | 0.0017903 | 0.00041046 | 2.6199e-05 | 0 | 0 | 0
LA New Roads - NOx Summer v4.10 | 554 | 7528 | Rate Constraint in lbs/MMBtu | FALSE | L | Annual | Allowances Purchased NOX | Thousand Tons | 0 | 0 | 0 | 0 | 0 | 0 | 0
LA New Roads - NOx Summer v4.10 | 554 | 7528 | Rate Constraint in lbs/MMBtu | FALSE | L | Annual | Allowances Sold NOX | Thousand Tons | 0 | 0 | 0 | 0 | 0 | 0 | 0
LA New Roads - NOx Summer v4.10 | 554 | 7528 | Rate Constraint in lbs/MMBtu | FALSE | L | Annual | Allowances Banked | Thousand Tons | 0 | 0 | 0 | 0 | 0 | 0 | 0
LA New Roads - NOx Summer v4.10 | 554 | 7528 | Rate Constraint in lbs/MMBtu | FALSE | L | Annual | Allowances Withdrawn (1:1) | Thousand Tons | 0 | 0 | 0 | 0 | 0 | 0 | 0
LA New Roads - NOx Summer v4.10 | 554 | 7528 | Rate Constraint in lbs/MMBtu | FALSE | L | Annual | Allowances Withdrawn (n:1) | Thousand Tons | 0 | 0 | 0 | 0 | 0 | 0 | 0
LA New Roads - NOx Summer v4.10 | 554 | 7528 | Rate Constraint in lbs/MMBtu | FALSE | L | Annual | Net Emissions Allowance Position | Thousand Tons | 0.0017816 | 0.0017903 | 0.00041046 | 2.6199e-05 | 0 | 0 | 0
LA New Roads - NOx Summer v4.10 | 554 | 7528 | Rate Constraint in lbs/MMBtu | FALSE | L | Annual | Fuel Consumed | TBtu | 0.017816 | 0.017904 | 0.0041048 | 0.00026201 | 0 | 0 | 0
LA New Roads - NOx Summer v4.10 | 554 | 7528 | Rate Constraint in lbs/MMBtu | FALSE | L | Annual | Rate | lb/MMBtu | 0.19999 | 0.19999 | 0.19999 | 0.19999 | 0 | 0 | 0
LA New Roads - NOx Summer v4.10 | 554 | 7528 | Rate Constraint in lbs/MMBtu | FALSE | L | Annual | Generation | TWh | 0.0013482 | 0.0013548 | 0.00031062 | 1.9827e-05 | 0 | 0 | 0
LA New Roads - NOx Summer v4.10 | 554 | 7528 | Rate Constraint in lbs/MMBtu | FALSE | L | Annual | Qualifying Generation | TWh | 0.0013482 | 0.0013548 | 0.00031062 | 1.9827e-05 | 0 | 0 | 0
LA New Roads - NOx Summer v4.10 | 554 | 7528 | Rate Constraint in lbs/MMBtu | FALSE | L | Annual | Rate | lb/MWh | 2.6428 | 2.6428 | 2.6428 | 2.6428 | 0 | 0 | 0
LA New Roads - NOx Summer v4.10 | 554 | 7528 | Rate Constraint in lbs/MMBtu | FALSE | L | Annual | Constraint Shadow Price | US2022$/Ton | 0 | 0 | 0 | 0 | 0 | 0 | 0
LA Plaquemine Cogeneration Plant -Nox Summer v5.12 | 555 | 7529 | Rate Constraint in lbs/MMBtu | FALSE | L | Annual | Seasons Included | Seasons | Summer | Summer | Summer | Summer | Summer | Summer | Summer
LA Plaquemine Cogeneration Plant -Nox Summer v5.12 | 555 | 7529 | Rate Constraint in lbs/MMBtu | FALSE | L | Annual | Standard NOX | lb/MMBtu | 0.2 | 0.2 | 0.2 | 0.2 | 0.2 | 0.2 | 0.2
LA Plaquemine Cogeneration Plant -Nox Summer v5.12 | 555 | 7529 | Rate Constraint in lbs/MMBtu | FALSE | L | Annual | Emissions at Affected Plants NOX | Thousand Tons | 0.079688 | 0.063011 | 0.057823 | 0.011091 | 0 | 0.029626 | 0.029626
LA Plaquemine Cogeneration Plant -Nox Summer v5.12 | 555 | 7529 | Rate Constraint in lbs/MMBtu | FALSE | L | Annual | Allowances Purchased NOX | Thousand Tons | 0 | 0 | 0 | 0 | 0 | 0 | 0
LA Plaquemine Cogeneration Plant -Nox Summer v5.12 | 555 | 7529 | Rate Constraint in lbs/MMBtu | FALSE | L | Annual | Allowances Sold NOX | Thousand Tons | 0 | 0 | 0 | 0 | 0 | 0 | 0
LA Plaquemine Cogeneration Plant -Nox Summer v5.12 | 555 | 7529 | Rate Constraint in lbs/MMBtu | FALSE | L | Annual | Allowances Banked | Thousand Tons | 0 | 0 | 0 | 0 | 0 | 0 | 0
LA Plaquemine Cogeneration Plant -Nox Summer v5.12 | 555 | 7529 | Rate Constraint in lbs/MMBtu | FALSE | L | Annual | Allowances Withdrawn (1:1) | Thousand Tons | 0 | 0 | 0 | 0 | 0 | 0 | 0
LA Plaquemine Cogeneration Plant -Nox Summer v5.12 | 555 | 7529 | Rate Constraint in lbs/MMBtu | FALSE | L | Annual | Allowances Withdrawn (n:1) | Thousand Tons | 0 | 0 | 0 | 0 | 0 | 0 | 0
LA Plaquemine Cogeneration Plant -Nox Summer v5.12 | 555 | 7529 | Rate Constraint in lbs/MMBtu | FALSE | L | Annual | Net Emissions Allowance Position | Thousand Tons | 0.079688 | 0.063011 | 0.057823 | 0.011091 | 0 | 0.029626 | 0.029626
LA Plaquemine Cogeneration Plant -Nox Summer v5.12 | 555 | 7529 | Rate Constraint in lbs/MMBtu | FALSE | L | Annual | Fuel Consumed | TBtu | 11.8095 | 9.338 | 8.5692 | 1.6437 | 0 | 4.3905 | 4.3905
LA Plaquemine Cogeneration Plant -Nox Summer v5.12 | 555 | 7529 | Rate Constraint in lbs/MMBtu | FALSE | L | Annual | Rate | lb/MMBtu | 0.013496 | 0.013496 | 0.013496 | 0.013496 | 0 | 0.013496 | 0.013496
LA Plaquemine Cogeneration Plant -Nox Summer v5.12 | 555 | 7529 | Rate Constraint in lbs/MMBtu | FALSE | L | Annual | Generation | TWh | 1.5158 | 1.1986 | 1.0999 | 0.21097 | 0 | 0.56353 | 0.56353
LA Plaquemine Cogeneration Plant -Nox Summer v5.12 | 555 | 7529 | Rate Constraint in lbs/MMBtu | FALSE | L | Annual | Qualifying Generation | TWh | 1.5158 | 1.1986 | 1.0999 | 0.21097 | 0 | 0.56353 | 0.56353
LA Plaquemine Cogeneration Plant -Nox Summer v5.12 | 555 | 7529 | Rate Constraint in lbs/MMBtu | FALSE | L | Annual | Rate | lb/MWh | 0.10514 | 0.10514 | 0.10514 | 0.10514 | 0 | 0.10514 | 0.10514
LA Plaquemine Cogeneration Plant -Nox Summer v5.12 | 555 | 7529 | Rate Constraint in lbs/MMBtu | FALSE | L | Annual | Constraint Shadow Price | US2022$/Ton | 0 | 0 | 0 | 0 | 0 | 0 | 0
LA Shell Chemical - NOx Summer v4.10 | 556 | 7530 | Rate Constraint in lbs/MMBtu | FALSE | L | Annual | Seasons Included | Seasons | Summer | Summer | Summer | Summer | Summer | Summer | Summer
LA Shell Chemical - NOx Summer v4.10 | 556 | 7530 | Rate Constraint in lbs/MMBtu | FALSE | L | Annual | Standard NOX | lb/MMBtu | 0.29434 | 0.29434 | 0.29434 | 0.29434 | 0.29434 | 0.29434 | 0.29434
LA Shell Chemical - NOx Summer v4.10 | 556 | 7530 | Rate Constraint in lbs/MMBtu | FALSE | L | Annual | Emissions at Affected Plants NOX | Thousand Tons | 0 | 7.8224e-05 | 0.068758 | 0.0074312 | 0.026674 | 0.039816 | 0.039972
LA Shell Chemical - NOx Summer v4.10 | 556 | 7530 | Rate Constraint in lbs/MMBtu | FALSE | L | Annual | Allowances Purchased NOX | Thousand Tons | 0 | 0 | 0 | 0 | 0 | 0 | 0
LA Shell Chemical - NOx Summer v4.10 | 556 | 7530 | Rate Constraint in lbs/MMBtu | FALSE | L | Annual | Allowances Sold NOX | Thousand Tons | 0 | 0 | 0 | 0 | 0 | 0 | 0
LA Shell Chemical - NOx Summer v4.10 | 556 | 7530 | Rate Constraint in lbs/MMBtu | FALSE | L | Annual | Allowances Banked | Thousand Tons | 0 | 0 | 0 | 0 | 0 | 0 | 0
LA Shell Chemical - NOx Summer v4.10 | 556 | 7530 | Rate Constraint in lbs/MMBtu | FALSE | L | Annual | Allowances Withdrawn (1:1) | Thousand Tons | 0 | 0 | 0 | 0 | 0 | 0 | 0
LA Shell Chemical - NOx Summer v4.10 | 556 | 7530 | Rate Constraint in lbs/MMBtu | FALSE | L | Annual | Allowances Withdrawn (n:1) | Thousand Tons | 0 | 0 | 0 | 0 | 0 | 0 | 0
LA Shell Chemical - NOx Summer v4.10 | 556 | 7530 | Rate Constraint in lbs/MMBtu | FALSE | L | Annual | Net Emissions Allowance Position | Thousand Tons | 0 | 7.8224e-05 | 0.068758 | 0.0074312 | 0.026674 | 0.039816 | 0.039972
LA Shell Chemical - NOx Summer v4.10 | 556 | 7530 | Rate Constraint in lbs/MMBtu | FALSE | L | Annual | Fuel Consumed | TBtu | 0 | 0.00053154 | 0.46722 | 0.050496 | 0.18125 | 0.27055 | 0.27161
LA Shell Chemical - NOx Summer v4.10 | 556 | 7530 | Rate Constraint in lbs/MMBtu | FALSE | L | Annual | Rate | lb/MMBtu | 0 | 0.29433 | 0.29433 | 0.29433 | 0.29433 | 0.29433 | 0.29433
LA Shell Chemical - NOx Summer v4.10 | 556 | 7530 | Rate Constraint in lbs/MMBtu | FALSE | L | Annual | Generation | TWh | 0 | 6.1096e-05 | 0.053703 | 0.0058041 | 0.020834 | 0.031098 | 0.03122
LA Shell Chemical - NOx Summer v4.10 | 556 | 7530 | Rate Constraint in lbs/MMBtu | FALSE | L | Annual | Qualifying Generation | TWh | 0 | 6.1096e-05 | 0.053703 | 0.0058041 | 0.020834 | 0.031098 | 0.03122
LA Shell Chemical - NOx Summer v4.10 | 556 | 7530 | Rate Constraint in lbs/MMBtu | FALSE | L | Annual | Rate | lb/MWh | 0 | 2.5607 | 2.5607 | 2.5607 | 2.5607 | 2.5607 | 2.5607
LA Shell Chemical - NOx Summer v4.10 | 556 | 7530 | Rate Constraint in lbs/MMBtu | FALSE | L | Annual | Constraint Shadow Price | US2022$/Ton | 0 | 0 | 0 | 0 | 0 | 0 | 0
Louisiana Coal Units - SO2 Rate Annual v3.1, Unit 2604 and retrofits | 557 | 7321 | Rate Constraint in lbs/MMBtu | FALSE | L | Annual | Seasons Included | Seasons | Winter, Spring, Summer, Fall | Winter, Spring, Summer, Fall | Winter, Spring, Summer, Fall | Winter, Spring, Summer, Fall | Winter, Spring, Summer, Fall | Winter, Spring, Summer, Fall | Winter, Spring, Summer, Fall
Louisiana Coal Units - SO2 Rate Annual v3.1, Unit 2604 and retrofits | 557 | 7321 | Rate Constraint in lbs/MMBtu | FALSE | L | Annual | Standard SO2 | lb/MMBtu | 1.2 | 1.2 | 1.2 | 1.2 | 1.2 | 1.2 | 1.2
Louisiana Coal Units - SO2 Rate Annual v3.1, Unit 2604 and retrofits | 557 | 7321 | Rate Constraint in lbs/MMBtu | FALSE | L | Annual | Emissions at Affected Plants SO2 | Thousand Tons | 0.86055 | 0 | 0 | 0 | 0 | 0 | 0
Louisiana Coal Units - SO2 Rate Annual v3.1, Unit 2604 and retrofits | 557 | 7321 | Rate Constraint in lbs/MMBtu | FALSE | L | Annual | Allowances Purchased SO2 | Thousand Tons | 0 | 0 | 0 | 0 | 0 | 0 | 0
Louisiana Coal Units - SO2 Rate Annual v3.1, Unit 2604 and retrofits | 557 | 7321 | Rate Constraint in lbs/MMBtu | FALSE | L | Annual | Allowances Sold SO2 | Thousand Tons | 0 | 0 | 0 | 0 | 0 | 0 | 0
Louisiana Coal Units - SO2 Rate Annual v3.1, Unit 2604 and retrofits | 557 | 7321 | Rate Constraint in lbs/MMBtu | FALSE | L | Annual | Allowances Banked | Thousand Tons | 0 | 0 | 0 | 0 | 0 | 0 | 0
Louisiana Coal Units - SO2 Rate Annual v3.1, Unit 2604 and retrofits | 557 | 7321 | Rate Constraint in lbs/MMBtu | FALSE | L | Annual | Allowances Withdrawn (1:1) | Thousand Tons | 0 | 0 | 0 | 0 | 0 | 0 | 0
Louisiana Coal Units - SO2 Rate Annual v3.1, Unit 2604 and retrofits | 557 | 7321 | Rate Constraint in lbs/MMBtu | FALSE | L | Annual | Allowances Withdrawn (n:1) | Thousand Tons | 0 | 0 | 0 | 0 | 0 | 0 | 0
Louisiana Coal Units - SO2 Rate Annual v3.1, Unit 2604 and retrofits | 557 | 7321 | Rate Constraint in lbs/MMBtu | FALSE | L | Annual | Net Emissions Allowance Position | Thousand Tons | 0.86055 | 0 | 0 | 0 | 0 | 0 | 0
Louisiana Coal Units - SO2 Rate Annual v3.1, Unit 2604 and retrofits | 557 | 7321 | Rate Constraint in lbs/MMBtu | FALSE | L | Annual | Fuel Consumed | TBtu | 3.8315 | 0 | 0 | 0 | 0 | 0 | 0
Louisiana Coal Units - SO2 Rate Annual v3.1, Unit 2604 and retrofits | 557 | 7321 | Rate Constraint in lbs/MMBtu | FALSE | L | Annual | Rate | lb/MMBtu | 0.44919 | 0 | 0 | 0 | 0 | 0 | 0
Louisiana Coal Units - SO2 Rate Annual v3.1, Unit 2604 and retrofits | 557 | 7321 | Rate Constraint in lbs/MMBtu | FALSE | L | Annual | Generation | TWh | 0.36707 | 0 | 0 | 0 | 0 | 0 | 0
Louisiana Coal Units - SO2 Rate Annual v3.1, Unit 2604 and retrofits | 557 | 7321 | Rate Constraint in lbs/MMBtu | FALSE | L | Annual | Qualifying Generation | TWh | 0.36707 | 0 | 0 | 0 | 0 | 0 | 0
Louisiana Coal Units - SO2 Rate Annual v3.1, Unit 2604 and retrofits | 557 | 7321 | Rate Constraint in lbs/MMBtu | FALSE | L | Annual | Rate | lb/MWh | 4.6887 | 0 | 0 | 0 | 0 | 0 | 0
Louisiana Coal Units - SO2 Rate Annual v3.1, Unit 2604 and retrofits | 557 | 7321 | Rate Constraint in lbs/MMBtu | FALSE | L | Annual | Constraint Shadow Price | US2022$/Ton | 0 | 0 | 0 | 0 | 0 | 0 | 0
Louisiana Coal Units - SO2 Rate Annual v3.1, Unit 2621 and retrofits | 558 | 7321 | Rate Constraint in lbs/MMBtu | FALSE | L | Annual | Seasons Included | Seasons | Winter, Spring, Summer, Fall | Winter, Spring, Summer, Fall | Winter, Spring, Summer, Fall | Winter, Spring, Summer, Fall | Winter, Spring, Summer, Fall | Winter, Spring, Summer, Fall | Winter, Spring, Summer, Fall
Louisiana Coal Units - SO2 Rate Annual v3.1, Unit 2621 and retrofits | 558 | 7321 | Rate Constraint in lbs/MMBtu | FALSE | L | Annual | Standard SO2 | lb/MMBtu | 1.2 | 1.2 | 1.2 | 1.2 | 1.2 | 1.2 | 1.2
Louisiana Coal Units - SO2 Rate Annual v3.1, Unit 2621 and retrofits | 558 | 7321 | Rate Constraint in lbs/MMBtu | FALSE | L | Annual | Emissions at Affected Plants SO2 | Thousand Tons | 0 | 0 | 0 | 0 | 0 | 0 | 0
Louisiana Coal Units - SO2 Rate Annual v3.1, Unit 2621 and retrofits | 558 | 7321 | Rate Constraint in lbs/MMBtu | FALSE | L | Annual | Allowances Purchased SO2 | Thousand Tons | 0 | 0 | 0 | 0 | 0 | 0 | 0
Louisiana Coal Units - SO2 Rate Annual v3.1, Unit 2621 and retrofits | 558 | 7321 | Rate Constraint in lbs/MMBtu | FALSE | L | Annual | Allowances Sold SO2 | Thousand Tons | 0 | 0 | 0 | 0 | 0 | 0 | 0
Louisiana Coal Units - SO2 Rate Annual v3.1, Unit 2621 and retrofits | 558 | 7321 | Rate Constraint in lbs/MMBtu | FALSE | L | Annual | Allowances Banked | Thousand Tons | 0 | 0 | 0 | 0 | 0 | 0 | 0
Louisiana Coal Units - SO2 Rate Annual v3.1, Unit 2621 and retrofits | 558 | 7321 | Rate Constraint in lbs/MMBtu | FALSE | L | Annual | Allowances Withdrawn (1:1) | Thousand Tons | 0 | 0 | 0 | 0 | 0 | 0 | 0
Louisiana Coal Units - SO2 Rate Annual v3.1, Unit 2621 and retrofits | 558 | 7321 | Rate Constraint in lbs/MMBtu | FALSE | L | Annual | Allowances Withdrawn (n:1) | Thousand Tons | 0 | 0 | 0 | 0 | 0 | 0 | 0
Louisiana Coal Units - SO2 Rate Annual v3.1, Unit 2621 and retrofits | 558 | 7321 | Rate Constraint in lbs/MMBtu | FALSE | L | Annual | Net Emissions Allowance Position | Thousand Tons | 0 | 0 | 0 | 0 | 0 | 0 | 0
Louisiana Coal Units - SO2 Rate Annual v3.1, Unit 2621 and retrofits | 558 | 7321 | Rate Constraint in lbs/MMBtu | FALSE | L | Annual | Fuel Consumed | TBtu | 0 | 0 | 0 | 0 | 0 | 0 | 0
Louisiana Coal Units - SO2 Rate Annual v3.1, Unit 2621 and retrofits | 558 | 7321 | Rate Constraint in lbs/MMBtu | FALSE | L | Annual | Rate | lb/MMBtu | 0 | 0 | 0 | 0 | 0 | 0 | 0
Louisiana Coal Units - SO2 Rate Annual v3.1, Unit 2621 and retrofits | 558 | 7321 | Rate Constraint in lbs/MMBtu | FALSE | L | Annual | Generation | TWh | 0 | 0 | 0 | 0 | 0 | 0 | 0
Louisiana Coal Units - SO2 Rate Annual v3.1, Unit 2621 and retrofits | 558 | 7321 | Rate Constraint in lbs/MMBtu | FALSE | L | Annual | Qualifying Generation | TWh | 0 | 0 | 0 | 0 | 0 | 0 | 0
Louisiana Coal Units - SO2 Rate Annual v3.1, Unit 2621 and retrofits | 558 | 7321 | Rate Constraint in lbs/MMBtu | FALSE | L | Annual | Rate | lb/MWh | 0 | 0 | 0 | 0 | 0 | 0 | 0
Louisiana Coal Units - SO2 Rate Annual v3.1, Unit 2621 and retrofits | 558 | 7321 | Rate Constraint in lbs/MMBtu | FALSE | L | Annual | Constraint Shadow Price | US2022$/Ton | 0 | 0 | 0 | 0 | 0 | 0 | 0
Louisiana Coal Units - SO2 Rate Annual v3.1, Unit 3152 and retrofits | 559 | 7321 | Rate Constraint in lbs/MMBtu | FALSE | L | Annual | Seasons Included | Seasons | Winter, Spring, Summer, Fall | Winter, Spring, Summer, Fall | Winter, Spring, Summer, Fall | Winter, Spring, Summer, Fall | Winter, Spring, Summer, Fall | Winter, Spring, Summer, Fall | Winter, Spring, Summer, Fall
Louisiana Coal Units - SO2 Rate Annual v3.1, Unit 3152 and retrofits | 559 | 7321 | Rate Constraint in lbs/MMBtu | FALSE | L | Annual | Standard SO2 | lb/MMBtu | 1.2 | 1.2 | 1.2 | 1.2 | 1.2 | 1.2 | 1.2
Louisiana Coal Units - SO2 Rate Annual v3.1, Unit 3152 and retrofits | 559 | 7321 | Rate Constraint in lbs/MMBtu | FALSE | L | Annual | Emissions at Affected Plants SO2 | Thousand Tons | 0 | 0 | 0 | 0 | 0 | 0 | 0
Louisiana Coal Units - SO2 Rate Annual v3.1, Unit 3152 and retrofits | 559 | 7321 | Rate Constraint in lbs/MMBtu | FALSE | L | Annual | Allowances Purchased SO2 | Thousand Tons | 0 | 0 | 0 | 0 | 0 | 0 | 0
Louisiana Coal Units - SO2 Rate Annual v3.1, Unit 3152 and retrofits | 559 | 7321 | Rate Constraint in lbs/MMBtu | FALSE | L | Annual | Allowances Sold SO2 | Thousand Tons | 0 | 0 | 0 | 0 | 0 | 0 | 0
Louisiana Coal Units - SO2 Rate Annual v3.1, Unit 3152 and retrofits | 559 | 7321 | Rate Constraint in lbs/MMBtu | FALSE | L | Annual | Allowances Banked | Thousand Tons | 0 | 0 | 0 | 0 | 0 | 0 | 0
Louisiana Coal Units - SO2 Rate Annual v3.1, Unit 3152 and retrofits | 559 | 7321 | Rate Constraint in lbs/MMBtu | FALSE | L | Annual | Allowances Withdrawn (1:1) | Thousand Tons | 0 | 0 | 0 | 0 | 0 | 0 | 0
Louisiana Coal Units - SO2 Rate Annual v3.1, Unit 3152 and retrofits | 559 | 7321 | Rate Constraint in lbs/MMBtu | FALSE | L | Annual | Allowances Withdrawn (n:1) | Thousand Tons | 0 | 0 | 0 | 0 | 0 | 0 | 0
Louisiana Coal Units - SO2 Rate Annual v3.1, Unit 3152 and retrofits | 559 | 7321 | Rate Constraint in lbs/MMBtu | FALSE | L | Annual | Net Emissions Allowance Position | Thousand Tons | 0 | 0 | 0 | 0 | 0 | 0 | 0
Louisiana Coal Units - SO2 Rate Annual v3.1, Unit 3152 and retrofits | 559 | 7321 | Rate Constraint in lbs/MMBtu | FALSE | L | Annual | Fuel Consumed | TBtu | 0 | 0 | 0 | 0 | 0 | 0 | 0
Louisiana Coal Units - SO2 Rate Annual v3.1, Unit 3152 and retrofits | 559 | 7321 | Rate Constraint in lbs/MMBtu | FALSE | L | Annual | Rate | lb/MMBtu | 0 | 0 | 0 | 0 | 0 | 0 | 0
Louisiana Coal Units - SO2 Rate Annual v3.1, Unit 3152 and retrofits | 559 | 7321 | Rate Constraint in lbs/MMBtu | FALSE | L | Annual | Generation | TWh | 0 | 0 | 0 | 0 | 0 | 0 | 0
Louisiana Coal Units - SO2 Rate Annual v3.1, Unit 3152 and retrofits | 559 | 7321 | Rate Constraint in lbs/MMBtu | FALSE | L | Annual | Qualifying Generation | TWh | 0 | 0 | 0 | 0 | 0 | 0 | 0
Louisiana Coal Units - SO2 Rate Annual v3.1, Unit 3152 and retrofits | 559 | 7321 | Rate Constraint in lbs/MMBtu | FALSE | L | Annual | Rate | lb/MWh | 0 | 0 | 0 | 0 | 0 | 0 | 0
Louisiana Coal Units - SO2 Rate Annual v3.1, Unit 3152 and retrofits | 559 | 7321 | Rate Constraint in lbs/MMBtu | FALSE | L | Annual | Constraint Shadow Price | US2022$/Ton | 0 | 0 | 0 | 0 | 0 | 0 | 0
Louisiana Coal Units - SO2 Rate Annual v3.1, Unit 3153 and retrofits | 560 | 7321 | Rate Constraint in lbs/MMBtu | FALSE | L | Annual | Seasons Included | Seasons | Winter, Spring, Summer, Fall | Winter, Spring, Summer, Fall | Winter, Spring, Summer, Fall | Winter, Spring, Summer, Fall | Winter, Spring, Summer, Fall | Winter, Spring, Summer, Fall | Winter, Spring, Summer, Fall
Louisiana Coal Units - SO2 Rate Annual v3.1, Unit 3153 and retrofits | 560 | 7321 | Rate Constraint in lbs/MMBtu | FALSE | L | Annual | Standard SO2 | lb/MMBtu | 1.2 | 1.2 | 1.2 | 1.2 | 1.2 | 1.2 | 1.2
Louisiana Coal Units - SO2 Rate Annual v3.1, Unit 3153 and retrofits | 560 | 7321 | Rate Constraint in lbs/MMBtu | FALSE | L | Annual | Emissions at Affected Plants SO2 | Thousand Tons | 0 | 0 | 0 | 0 | 0 | 0 | 0
Louisiana Coal Units - SO2 Rate Annual v3.1, Unit 3153 and retrofits | 560 | 7321 | Rate Constraint in lbs/MMBtu | FALSE | L | Annual | Allowances Purchased SO2 | Thousand Tons | 0 | 0 | 0 | 0 | 0 | 0 | 0
Louisiana Coal Units - SO2 Rate Annual v3.1, Unit 3153 and retrofits | 560 | 7321 | Rate Constraint in lbs/MMBtu | FALSE | L | Annual | Allowances Sold SO2 | Thousand Tons | 0 | 0 | 0 | 0 | 0 | 0 | 0
Louisiana Coal Units - SO2 Rate Annual v3.1, Unit 3153 and retrofits | 560 | 7321 | Rate Constraint in lbs/MMBtu | FALSE | L | Annual | Allowances Banked | Thousand Tons | 0 | 0 | 0 | 0 | 0 | 0 | 0
Louisiana Coal Units - SO2 Rate Annual v3.1, Unit 3153 and retrofits | 560 | 7321 | Rate Constraint in lbs/MMBtu | FALSE | L | Annual | Allowances Withdrawn (1:1) | Thousand Tons | 0 | 0 | 0 | 0 | 0 | 0 | 0
Louisiana Coal Units - SO2 Rate Annual v3.1, Unit 3153 and retrofits | 560 | 7321 | Rate Constraint in lbs/MMBtu | FALSE | L | Annual | Allowances Withdrawn (n:1) | Thousand Tons | 0 | 0 | 0 | 0 | 0 | 0 | 0
Louisiana Coal Units - SO2 Rate Annual v3.1, Unit 3153 and retrofits | 560 | 7321 | Rate Constraint in lbs/MMBtu | FALSE | L | Annual | Net Emissions Allowance Position | Thousand Tons | 0 | 0 | 0 | 0 | 0 | 0 | 0
Louisiana Coal Units - SO2 Rate Annual v3.1, Unit 3153 and retrofits | 560 | 7321 | Rate Constraint in lbs/MMBtu | FALSE | L | Annual | Fuel Consumed | TBtu | 0 | 0 | 0 | 0 | 0 | 0 | 0
Louisiana Coal Units - SO2 Rate Annual v3.1, Unit 3153 and retrofits | 560 | 7321 | Rate Constraint in lbs/MMBtu | FALSE | L | Annual | Rate | lb/MMBtu | 0 | 0 | 0 | 0 | 0 | 0 | 0
Louisiana Coal Units - SO2 Rate Annual v3.1, Unit 3153 and retrofits | 560 | 7321 | Rate Constraint in lbs/MMBtu | FALSE | L | Annual | Generation | TWh | 0 | 0 | 0 | 0 | 0 | 0 | 0
Louisiana Coal Units - SO2 Rate Annual v3.1, Unit 3153 and retrofits | 560 | 7321 | Rate Constraint in lbs/MMBtu | FALSE | L | Annual | Qualifying Generation | TWh | 0 | 0 | 0 | 0 | 0 | 0 | 0
Louisiana Coal Units - SO2 Rate Annual v3.1, Unit 3153 and retrofits | 560 | 7321 | Rate Constraint in lbs/MMBtu | FALSE | L | Annual | Rate | lb/MWh | 0 | 0 | 0 | 0 | 0 | 0 | 0
Louisiana Coal Units - SO2 Rate Annual v3.1, Unit 3153 and retrofits | 560 | 7321 | Rate Constraint in lbs/MMBtu | FALSE | L | Annual | Constraint Shadow Price | US2022$/Ton | 0 | 0 | 0 | 0 | 0 | 0 | 0
Louisiana Coal Units - SO2 Rate Annual v3.1, Unit 3448 and retrofits | 561 | 7321 | Rate Constraint in lbs/MMBtu | FALSE | L | Annual | Seasons Included | Seasons | Winter, Spring, Summer, Fall | Winter, Spring, Summer, Fall | Winter, Spring, Summer, Fall | Winter, Spring, Summer, Fall | Winter, Spring, Summer, Fall | Winter, Spring, Summer, Fall | Winter, Spring, Summer, Fall
Louisiana Coal Units - SO2 Rate Annual v3.1, Unit 3448 and retrofits | 561 | 7321 | Rate Constraint in lbs/MMBtu | FALSE | L | Annual | Standard SO2 | lb/MMBtu | 1.2 | 1.2 | 1.2 | 1.2 | 1.2 | 1.2 | 1.2
Louisiana Coal Units - SO2 Rate Annual v3.1, Unit 3448 and retrofits | 561 | 7321 | Rate Constraint in lbs/MMBtu | FALSE | L | Annual | Emissions at Affected Plants SO2 | Thousand Tons | 1.5576 | 2.3781 | 6.5975 | 6.5975 | 0 | 0 | 0
Louisiana Coal Units - SO2 Rate Annual v3.1, Unit 3448 and retrofits | 561 | 7321 | Rate Constraint in lbs/MMBtu | FALSE | L | Annual | Allowances Purchased SO2 | Thousand Tons | 0 | 0 | 0 | 0 | 0 | 0 | 0
Louisiana Coal Units - SO2 Rate Annual v3.1, Unit 3448 and retrofits | 561 | 7321 | Rate Constraint in lbs/MMBtu | FALSE | L | Annual | Allowances Sold SO2 | Thousand Tons | 0 | 0 | 0 | 0 | 0 | 0 | 0
Louisiana Coal Units - SO2 Rate Annual v3.1, Unit 3448 and retrofits | 561 | 7321 | Rate Constraint in lbs/MMBtu | FALSE | L | Annual | Allowances Banked | Thousand Tons | 0 | 0 | 0 | 0 | 0 | 0 | 0
Louisiana Coal Units - SO2 Rate Annual v3.1, Unit 3448 and retrofits | 561 | 7321 | Rate Constraint in lbs/MMBtu | FALSE | L | Annual | Allowances Withdrawn (1:1) | Thousand Tons | 0 | 0 | 0 | 0 | 0 | 0 | 0
Louisiana Coal Units - SO2 Rate Annual v3.1, Unit 3448 and retrofits | 561 | 7321 | Rate Constraint in lbs/MMBtu | FALSE | L | Annual | Allowances Withdrawn (n:1) | Thousand Tons | 0 | 0 | 0 | 0 | 0 | 0 | 0
Louisiana Coal Units - SO2 Rate Annual v3.1, Unit 3448 and retrofits | 561 | 7321 | Rate Constraint in lbs/MMBtu | FALSE | L | Annual | Net Emissions Allowance Position | Thousand Tons | 1.5576 | 2.3781 | 6.5975 | 6.5975 | 0 | 0 | 0
Louisiana Coal Units - SO2 Rate Annual v3.1, Unit 3448 and retrofits | 561 | 7321 | Rate Constraint in lbs/MMBtu | FALSE | L | Annual | Fuel Consumed | TBtu | 5.0571 | 7.721 | 21.4203 | 21.4203 | 0 | 0 | 0
Louisiana Coal Units - SO2 Rate Annual v3.1, Unit 3448 and retrofits | 561 | 7321 | Rate Constraint in lbs/MMBtu | FALSE | L | Annual | Rate | lb/MMBtu | 0.616 | 0.616 | 0.616 | 0.616 | 0 | 0 | 0
Louisiana Coal Units - SO2 Rate Annual v3.1, Unit 3448 and retrofits | 561 | 7321 | Rate Constraint in lbs/MMBtu | FALSE | L | Annual | Generation | TWh | 0.49691 | 0.75867 | 1.4475 | 1.4475 | 0 | 0 | 0
Louisiana Coal Units - SO2 Rate Annual v3.1, Unit 3448 and retrofits | 561 | 7321 | Rate Constraint in lbs/MMBtu | FALSE | L | Annual | Qualifying Generation | TWh | 0.49691 | 0.75867 | 1.4475 | 1.4475 | 0 | 0 | 0
Louisiana Coal Units - SO2 Rate Annual v3.1, Unit 3448 and retrofits | 561 | 7321 | Rate Constraint in lbs/MMBtu | FALSE | L | Annual | Rate | lb/MWh | 6.269 | 6.269 | 9.1154 | 9.1154 | 0 | 0 | 0
Louisiana Coal Units - SO2 Rate Annual v3.1, Unit 3448 and retrofits | 561 | 7321 | Rate Constraint in lbs/MMBtu | FALSE | L | Annual | Constraint Shadow Price | US2022$/Ton | 0 | 0 | 0 | 0 | 0 | 0 | 0
Louisiana Coal Units - SO2 Rate Annual v3.1, Unit 3449 and retrofits | 562 | 7321 | Rate Constraint in lbs/MMBtu | FALSE | L | Annual | Seasons Included | Seasons | Winter, Spring, Summer, Fall | Winter, Spring, Summer, Fall | Winter, Spring, Summer, Fall | Winter, Spring, Summer, Fall | Winter, Spring, Summer, Fall | Winter, Spring, Summer, Fall | Winter, Spring, Summer, Fall
Louisiana Coal Units - SO2 Rate Annual v3.1, Unit 3449 and retrofits | 562 | 7321 | Rate Constraint in lbs/MMBtu | FALSE | L | Annual | Standard SO2 | lb/MMBtu | 1.2 | 1.2 | 1.2 | 1.2 | 1.2 | 1.2 | 1.2
Louisiana Coal Units - SO2 Rate Annual v3.1, Unit 3449 and retrofits | 562 | 7321 | Rate Constraint in lbs/MMBtu | FALSE | L | Annual | Emissions at Affected Plants SO2 | Thousand Tons | 1.5576 | 6.5975 | 6.5975 | 6.5975 | 2.392 | 2.6948 | 2.6948
Louisiana Coal Units - SO2 Rate Annual v3.1, Unit 3449 and retrofits | 562 | 7321 | Rate Constraint in lbs/MMBtu | FALSE | L | Annual | Allowances Purchased SO2 | Thousand Tons | 0 | 0 | 0 | 0 | 0 | 0 | 0
Louisiana Coal Units - SO2 Rate Annual v3.1, Unit 3449 and retrofits | 562 | 7321 | Rate Constraint in lbs/MMBtu | FALSE | L | Annual | Allowances Sold SO2 | Thousand Tons | 0 | 0 | 0 | 0 | 0 | 0 | 0
Louisiana Coal Units - SO2 Rate Annual v3.1, Unit 3449 and retrofits | 562 | 7321 | Rate Constraint in lbs/MMBtu | FALSE | L | Annual | Allowances Banked | Thousand Tons | 0 | 0 | 0 | 0 | 0 | 0 | 0
Louisiana Coal Units - SO2 Rate Annual v3.1, Unit 3449 and retrofits | 562 | 7321 | Rate Constraint in lbs/MMBtu | FALSE | L | Annual | Allowances Withdrawn (1:1) | Thousand Tons | 0 | 0 | 0 | 0 | 0 | 0 | 0
Louisiana Coal Units - SO2 Rate Annual v3.1, Unit 3449 and retrofits | 562 | 7321 | Rate Constraint in lbs/MMBtu | FALSE | L | Annual | Allowances Withdrawn (n:1) | Thousand Tons | 0 | 0 | 0 | 0 | 0 | 0 | 0
Louisiana Coal Units - SO2 Rate Annual v3.1, Unit 3449 and retrofits | 562 | 7321 | Rate Constraint in lbs/MMBtu | FALSE | L | Annual | Net Emissions Allowance Position | Thousand Tons | 1.5576 | 6.5975 | 6.5975 | 6.5975 | 2.392 | 2.6948 | 2.6948
Louisiana Coal Units - SO2 Rate Annual v3.1, Unit 3449 and retrofits | 562 | 7321 | Rate Constraint in lbs/MMBtu | FALSE | L | Annual | Fuel Consumed | TBtu | 5.0571 | 21.4203 | 21.4203 | 21.4203 | 7.7662 | 8.7494 | 8.7494
Louisiana Coal Units - SO2 Rate Annual v3.1, Unit 3449 and retrofits | 562 | 7321 | Rate Constraint in lbs/MMBtu | FALSE | L | Annual | Rate | lb/MMBtu | 0.616 | 0.616 | 0.616 | 0.616 | 0.616 | 0.616 | 0.616
Louisiana Coal Units - SO2 Rate Annual v3.1, Unit 3449 and retrofits | 562 | 7321 | Rate Constraint in lbs/MMBtu | FALSE | L | Annual | Generation | TWh | 0.49691 | 1.4475 | 1.4475 | 1.4475 | 0.52482 | 0.59127 | 0.59127
Louisiana Coal Units - SO2 Rate Annual v3.1, Unit 3449 and retrofits | 562 | 7321 | Rate Constraint in lbs/MMBtu | FALSE | L | Annual | Qualifying Generation | TWh | 0.49691 | 1.4475 | 1.4475 | 1.4475 | 0.52482 | 0.59127 | 0.59127
Louisiana Coal Units - SO2 Rate Annual v3.1, Unit 3449 and retrofits | 562 | 7321 | Rate Constraint in lbs/MMBtu | FALSE | L | Annual | Rate | lb/MWh | 6.269 | 9.1154 | 9.1154 | 9.1154 | 9.1154 | 9.1154 | 9.1154
Louisiana Coal Units - SO2 Rate Annual v3.1, Unit 3449 and retrofits | 562 | 7321 | Rate Constraint in lbs/MMBtu | FALSE | L | Annual | Constraint Shadow Price | US2022$/Ton | 0 | 0 | 0 | 0 | 0 | 0 | 0
Louisiana Coal Units - SO2 Rate Annual v3.1, Unit 3456 and retrofits | 563 | 7321 | Rate Constraint in lbs/MMBtu | FALSE | L | Annual | Seasons Included | Seasons | Winter, Spring, Summer, Fall | Winter, Spring, Summer, Fall | Winter, Spring, Summer, Fall | Winter, Spring, Summer, Fall | Winter, Spring, Summer, Fall | Winter, Spring, Summer, Fall | Winter, Spring, Summer, Fall
Louisiana Coal Units - SO2 Rate Annual v3.1, Unit 3456 and retrofits | 563 | 7321 | Rate Constraint in lbs/MMBtu | FALSE | L | Annual | Standard SO2 | lb/MMBtu | 1.2 | 1.2 | 1.2 | 1.2 | 1.2 | 1.2 | 1.2
Louisiana Coal Units - SO2 Rate Annual v3.1, Unit 3456 and retrofits | 563 | 7321 | Rate Constraint in lbs/MMBtu | FALSE | L | Annual | Emissions at Affected Plants SO2 | Thousand Tons | 1.8308 | 1.8242 | 3.3105 | 1.5474 | 0 | 2.7424 | 2.9276
Louisiana Coal Units - SO2 Rate Annual v3.1, Unit 3456 and retrofits | 563 | 7321 | Rate Constraint in lbs/MMBtu | FALSE | L | Annual | Allowances Purchased SO2 | Thousand Tons | 0 | 0 | 0 | 0 | 0 | 0 | 0
Louisiana Coal Units - SO2 Rate Annual v3.1, Unit 3456 and retrofits | 563 | 7321 | Rate Constraint in lbs/MMBtu | FALSE | L | Annual | Allowances Sold SO2 | Thousand Tons | 0 | 0 | 0 | 0 | 0 | 0 | 0
Louisiana Coal Units - SO2 Rate Annual v3.1, Unit 3456 and retrofits | 563 | 7321 | Rate Constraint in lbs/MMBtu | FALSE | L | Annual | Allowances Banked | Thousand Tons | 0 | 0 | 0 | 0 | 0 | 0 | 0
Louisiana Coal Units - SO2 Rate Annual v3.1, Unit 3456 and retrofits | 563 | 7321 | Rate Constraint in lbs/MMBtu | FALSE | L | Annual | Allowances Withdrawn (1:1) | Thousand Tons | 0 | 0 | 0 | 0 | 0 | 0 | 0
Louisiana Coal Units - SO2 Rate Annual v3.1, Unit 3456 and retrofits | 563 | 7321 | Rate Constraint in lbs/MMBtu | FALSE | L | Annual | Allowances Withdrawn (n:1) | Thousand Tons | 0 | 0 | 0 | 0 | 0 | 0 | 0
Louisiana Coal Units - SO2 Rate Annual v3.1, Unit 3456 and retrofits | 563 | 7321 | Rate Constraint in lbs/MMBtu | FALSE | L | Annual | Net Emissions Allowance Position | Thousand Tons | 1.8308 | 1.8242 | 3.3105 | 1.5474 | 0 | 2.7424 | 2.9276
Louisiana Coal Units - SO2 Rate Annual v3.1, Unit 3456 and retrofits | 563 | 7321 | Rate Constraint in lbs/MMBtu | FALSE | L | Annual | Fuel Consumed | TBtu | 4.4074 | 4.3915 | 7.9693 | 3.725 | 0 | 6.6018 | 7.0477
Louisiana Coal Units - SO2 Rate Annual v3.1, Unit 3456 and retrofits | 563 | 7321 | Rate Constraint in lbs/MMBtu | FALSE | L | Annual | Rate | lb/MMBtu | 0.8308 | 0.8308 | 0.8308 | 0.8308 | 0 | 0.8308 | 0.8308
Louisiana Coal Units - SO2 Rate Annual v3.1, Unit 3456 and retrofits | 563 | 7321 | Rate Constraint in lbs/MMBtu | FALSE | L | Annual | Generation | TWh | 0.35856 | 0.35726 | 0.64833 | 0.30304 | 0 | 0.53708 | 0.57336
Louisiana Coal Units - SO2 Rate Annual v3.1, Unit 3456 and retrofits | 563 | 7321 | Rate Constraint in lbs/MMBtu | FALSE | L | Annual | Qualifying Generation | TWh | 0.35856 | 0.35726 | 0.64833 | 0.30304 | 0 | 0.53708 | 0.57336
Louisiana Coal Units - SO2 Rate Annual v3.1, Unit 3456 and retrofits | 563 | 7321 | Rate Constraint in lbs/MMBtu | FALSE | L | Annual | Rate | lb/MWh | 10.2122 | 10.2122 | 10.2122 | 10.2122 | 0 | 10.2122 | 10.2122
Louisiana Coal Units - SO2 Rate Annual v3.1, Unit 3456 and retrofits | 563 | 7321 | Rate Constraint in lbs/MMBtu | FALSE | L | Annual | Constraint Shadow Price | US2022$/Ton | 0 | 0 | 0 | 0 | 0 | 0 | 0
Louisiana Coal Units - SO2 Rate Annual v3.1, Unit 3457 and retrofits | 564 | 7321 | Rate Constraint in lbs/MMBtu | FALSE | L | Annual | Seasons Included | Seasons | Winter, Spring, Summer, Fall | Winter, Spring, Summer, Fall | Winter, Spring, Summer, Fall | Winter, Spring, Summer, Fall | Winter, Spring, Summer, Fall | Winter, Spring, Summer, Fall | Winter, Spring, Summer, Fall
Louisiana Coal Units - SO2 Rate Annual v3.1, Unit 3457 and retrofits | 564 | 7321 | Rate Constraint in lbs/MMBtu | FALSE | L | Annual | Standard SO2 | lb/MMBtu | 1.2 | 1.2 | 1.2 | 1.2 | 1.2 | 1.2 | 1.2
Louisiana Coal Units - SO2 Rate Annual v3.1, Unit 3457 and retrofits | 564 | 7321 | Rate Constraint in lbs/MMBtu | FALSE | L | Annual | Emissions at Affected Plants SO2 | Thousand Tons | 1.7507 | 1.7444 | 3.0275 | 1.4796 | 0 | 2.6223 | 2.7994
Louisiana Coal Units - SO2 Rate Annual v3.1, Unit 3457 and retrofits | 564 | 7321 | Rate Constraint in lbs/MMBtu | FALSE | L | Annual | Allowances Purchased SO2 | Thousand Tons | 0 | 0 | 0 | 0 | 0 | 0 | 0
Louisiana Coal Units - SO2 Rate Annual v3.1, Unit 3457 and retrofits | 564 | 7321 | Rate Constraint in lbs/MMBtu | FALSE | L | Annual | Allowances Sold SO2 | Thousand Tons | 0 | 0 | 0 | 0 | 0 | 0 | 0
Louisiana Coal Units - SO2 Rate Annual v3.1, Unit 3457 and retrofits | 564 | 7321 | Rate Constraint in lbs/MMBtu | FALSE | L | Annual | Allowances Banked | Thousand Tons | 0 | 0 | 0 | 0 | 0 | 0 | 0
Louisiana Coal Units - SO2 Rate Annual v3.1, Unit 3457 and retrofits | 564 | 7321 | Rate Constraint in lbs/MMBtu | FALSE | L | Annual | Allowances Withdrawn (1:1) | Thousand Tons | 0 | 0 | 0 | 0 | 0 | 0 | 0
Louisiana Coal Units - SO2 Rate Annual v3.1, Unit 3457 and retrofits | 564 | 7321 | Rate Constraint in lbs/MMBtu | FALSE | L | Annual | Allowances Withdrawn (n:1) | Thousand Tons | 0 | 0 | 0 | 0 | 0 | 0 | 0
Louisiana Coal Units - SO2 Rate Annual v3.1, Unit 3457 and retrofits | 564 | 7321 | Rate Constraint in lbs/MMBtu | FALSE | L | Annual | Net Emissions Allowance Position | Thousand Tons | 1.7507 | 1.7444 | 3.0275 | 1.4796 | 0 | 2.6223 | 2.7994
Louisiana Coal Units - SO2 Rate Annual v3.1, Unit 3457 and retrofits | 564 | 7321 | Rate Constraint in lbs/MMBtu | FALSE | L | Annual | Fuel Consumed | TBtu | 4.2256 | 4.2104 | 7.3077 | 3.5714 | 0 | 6.3295 | 6.7571
Louisiana Coal Units - SO2 Rate Annual v3.1, Unit 3457 and retrofits | 564 | 7321 | Rate Constraint in lbs/MMBtu | FALSE | L | Annual | Rate | lb/MMBtu | 0.82859 | 0.82859 | 0.82859 | 0.82859 | 0 | 0.82859 | 0.82859
Louisiana Coal Units - SO2 Rate Annual v3.1, Unit 3457 and retrofits | 564 | 7321 | Rate Constraint in lbs/MMBtu | FALSE | L | Annual | Generation | TWh | 0.34377 | 0.34253 | 0.59451 | 0.29054 | 0 | 0.51493 | 0.54971
Louisiana Coal Units - SO2 Rate Annual v3.1, Unit 3457 and retrofits | 564 | 7321 | Rate Constraint in lbs/MMBtu | FALSE | L | Annual | Qualifying Generation | TWh | 0.34377 | 0.34253 | 0.59451 | 0.29054 | 0 | 0.51493 | 0.54971
Louisiana Coal Units - SO2 Rate Annual v3.1, Unit 3457 and retrofits | 564 | 7321 | Rate Constraint in lbs/MMBtu | FALSE | L | Annual | Rate | lb/MWh | 10.1851 | 10.1851 | 10.1851 | 10.1851 | 0 | 10.1851 | 10.1851
Louisiana Coal Units - SO2 Rate Annual v3.1, Unit 3457 and retrofits | 564 | 7321 | Rate Constraint in lbs/MMBtu | FALSE | L | Annual | Constraint Shadow Price | US2022$/Ton | 0 | 0 | 0 | 0 | 0 | 0 | 0
MA - CO2 Cap Annual v6.21 | 565 | 7738 | Rate Constraint in MTons | FALSE | L | Annual | Seasons Included | Seasons | Winter, Spring, Summer, Fall | Winter, Spring, Summer, Fall | Winter, Spring, Summer, Fall | Winter, Spring, Summer, Fall | Winter, Spring, Summer, Fall | Winter, Spring, Summer, Fall | Winter, Spring, Summer, Fall
MA - CO2 Cap Annual v6.21 | 565 | 7738 | Rate Constraint in MTons | FALSE | L | Annual | Standard CO2 | Thousand Tons | NA | 14228.6304 | 10671.4728 | 7114.3152 | 5691.4522 | 4268.5891 | 4268.5891
MA - CO2 Cap Annual v6.21 | 565 | 7738 | Rate Constraint in MTons | FALSE | L | Annual | Emissions at Affected Plants CO2 | Thousand Tons | 0 | 6130.0022 | 5309.8268 | 5123.027 | 3962.9304 | 3851.7984 | 3438.8612
MA - CO2 Cap Annual v6.21 | 565 | 7738 | Rate Constraint in MTons | FALSE | L | Annual | Allowances Purchased CO2 | Thousand Tons | 0 | 0 | 0 | 0 | 0 | 0 | 0
MA - CO2 Cap Annual v6.21 | 565 | 7738 | Rate Constraint in MTons | FALSE | L | Annual | Allowances Sold CO2 | Thousand Tons | 0 | 0 | 0 | 0 | 0 | 0 | 0
MA - CO2 Cap Annual v6.21 | 565 | 7738 | Rate Constraint in MTons | FALSE | L | Annual | Allowances Banked | Thousand Tons | 0 | 0 | 0 | 0 | 0 | 0 | 0
MA - CO2 Cap Annual v6.21 | 565 | 7738 | Rate Constraint in MTons | FALSE | L | Annual | Allowances Withdrawn (1:1) | Thousand Tons | 0 | 0 | 0 | 0 | 0 | 0 | 0
MA - CO2 Cap Annual v6.21 | 565 | 7738 | Rate Constraint in MTons | FALSE | L | Annual | Allowances Withdrawn (n:1) | Thousand Tons | 0 | 0 | 0 | 0 | 0 | 0 | 0
MA - CO2 Cap Annual v6.21 | 565 | 7738 | Rate Constraint in MTons | FALSE | L | Annual | Net Emissions Allowance Position | Thousand Tons | 0 | 6130.0022 | 5309.8268 | 5123.027 | 3962.9304 | 3851.7984 | 3438.8612
MA - CO2 Cap Annual v6.21 | 565 | 7738 | Rate Constraint in MTons | FALSE | L | Annual | Fuel Consumed | TBtu | 0 | 104.751 | 92.2994 | 90.0205 | 69.869 | 66.4591 | 59.6088
MA - CO2 Cap Annual v6.21 | 565 | 7738 | Rate Constraint in MTons | FALSE | L | Annual | Rate | lb/MMBtu | 0 | 117.0395 | 115.0566 | 113.8191 | 113.4389 | 115.9149 | 115.3811
MA - CO2 Cap Annual v6.21 | 565 | 7738 | Rate Constraint in MTons | FALSE | L | Annual | Generation | TWh | 0 | 12.1129 | 10.3506 | 9.8755 | 7.4868 | 7.0162 | 5.7831
MA - CO2 Cap Annual v6.21 | 565 | 7738 | Rate Constraint in MTons | FALSE | L | Annual | Qualifying Generation | TWh | 0 | 12.1129 | 10.3506 | 9.8755 | 7.4868 | 7.0162 | 5.7831
MA - CO2 Cap Annual v6.21 | 565 | 7738 | Rate Constraint in MTons | FALSE | L | Annual | Rate | lb/MWh | 0 | 1012.1477 | 1025.9943 | 1037.5262 | 1058.6426 | 1097.9777 | 1189.2847
MA - CO2 Cap Annual v6.21 | 565 | 7738 | Rate Constraint in MTons | FALSE | L | Annual | Constraint Shadow Price | US2022$/Ton | 0 | 0 | 0 | 0 | 0 | 0 | 0
MA- CO2 Cap Annual v6.20 | 566 | 7665 | Rate Constraint in MTons | FALSE | L | Annual | Seasons Included | Seasons | Winter, Spring, Summer, Fall | Winter, Spring, Summer, Fall | Winter, Spring, Summer, Fall | Winter, Spring, Summer, Fall | Winter, Spring, Summer, Fall | Winter, Spring, Summer, Fall | Winter, Spring, Summer, Fall
MA- CO2 Cap Annual v6.20 | 566 | 7665 | Rate Constraint in MTons | FALSE | L | Annual | Standard CO2 | Thousand Tons | 7280.0444 | 6786.4828 | 5799.3598 | 4565.4561 | 3331.5523 | 2122.3266 | 1974.2582
MA- CO2 Cap Annual v6.20 | 566 | 7665 | Rate Constraint in MTons | FALSE | L | Annual | Emissions at Affected Plants CO2 | Thousand Tons | 3221.6675 | 3195.1655 | 2570.558 | 2578.8057 | 1714.8936 | 1552.1464 | 1622.3996
MA- CO2 Cap Annual v6.20 | 566 | 7665 | Rate Constraint in MTons | FALSE | L | Annual | Allowances Purchased CO2 | Thousand Tons | 0 | 0 | 0 | 0 | 0 | 0 | 0
MA- CO2 Cap Annual v6.20 | 566 | 7665 | Rate Constraint in MTons | FALSE | L | Annual | Allowances Sold CO2 | Thousand Tons | 0 | 0 | 0 | 0 | 0 | 0 | 0
MA- CO2 Cap Annual v6.20 | 566 | 7665 | Rate Constraint in MTons | FALSE | L | Annual | Allowances Banked | Thousand Tons | 0 | 0 | 0 | 0 | 0 | 0 | 0
MA- CO2 Cap Annual v6.20 | 566 | 7665 | Rate Constraint in MTons | FALSE | L | Annual | Allowances Withdrawn (1:1) | Thousand Tons | 0 | 0 | 0 | 0 | 0 | 0 | 0
MA- CO2 Cap Annual v6.20 | 566 | 7665 | Rate Constraint in MTons | FALSE | L | Annual | Allowances Withdrawn (n:1) | Thousand Tons | 0 | 0 | 0 | 0 | 0 | 0 | 0
MA- CO2 Cap Annual v6.20 | 566 | 7665 | Rate Constraint in MTons | FALSE | L | Annual | Net Emissions Allowance Position | Thousand Tons | 3221.6675 | 3195.1655 | 2570.558 | 2578.8057 | 1714.8936 | 1552.1464 | 1622.3996
MA- CO2 Cap Annual v6.20 | 566 | 7665 | Rate Constraint in MTons | FALSE | L | Annual | Fuel Consumed | TBtu | 49.413 | 48.9603 | 39.2222 | 40.7083 | 25.9966 | 21.9076 | 23.2529
MA- CO2 Cap Annual v6.20 | 566 | 7665 | Rate Constraint in MTons | FALSE | L | Annual | Rate | lb/MMBtu | 130.3975 | 130.5207 | 131.0767 | 126.6968 | 131.9319 | 141.6992 | 139.544
MA- CO2 Cap Annual v6.20 | 566 | 7665 | Rate Constraint in MTons | FALSE | L | Annual | Generation | TWh | 6.9565 | 6.8872 | 5.5068 | 5.5833 | 3.6569 | 3.1278 | 3.1891
MA- CO2 Cap Annual v6.20 | 566 | 7665 | Rate Constraint in MTons | FALSE | L | Annual | Qualifying Generation | TWh | 6.9565 | 6.8872 | 5.5068 | 5.5833 | 3.6569 | 3.1278 | 3.1891
MA- CO2 Cap Annual v6.20 | 566 | 7665 | Rate Constraint in MTons | FALSE | L | Annual | Rate | lb/MWh | 926.2293 | 927.8537 | 933.5951 | 923.7499 | 937.8929 | 992.4802 | 1017.4551
MA- CO2 Cap Annual v6.20 | 566 | 7665 | Rate Constraint in MTons | FALSE | L | Annual | Constraint Shadow Price | US2022$/Ton | 0 | 0 | 0 | 0 | 0 | 0 | 0
MA Fac. Spec. - Canal NOx v3.1 | 567 | 7531 | Rate Constraint in lbs/MWh | FALSE | L | Annual | Seasons Included | Seasons | Winter, Spring, Summer, Fall | Winter, Spring, Summer, Fall | Winter, Spring, Summer, Fall | Winter, Spring, Summer, Fall | Winter, Spring, Summer, Fall | Winter, Spring, Summer, Fall | Winter, Spring, Summer, Fall
MA Fac. Spec. - Canal NOx v3.1 | 567 | 7531 | Rate Constraint in lbs/MWh | FALSE | L | Annual | Standard NOX | lb/MWh | 1.5 | 1.5 | 1.5 | 1.5 | 1.5 | 1.5 | 1.5
MA Fac. Spec. - Canal NOx v3.1 | 567 | 7531 | Rate Constraint in lbs/MWh | FALSE | L | Annual | Emissions at Affected Plants NOX | Thousand Tons | 2.4226e-05 | 4.4683e-05 | 0.0011039 | 0 | 0 | 0.0012479 | 0.043985
MA Fac. Spec. - Canal NOx v3.1 | 567 | 7531 | Rate Constraint in lbs/MWh | FALSE | L | Annual | Allowances Purchased NOX | Thousand Tons | 0 | 0 | 0 | 0 | 0 | 0 | 0
MA Fac. Spec. - Canal NOx v3.1 | 567 | 7531 | Rate Constraint in lbs/MWh | FALSE | L | Annual | Allowances Sold NOX | Thousand Tons | 0 | 0 | 0 | 0 | 0 | 0 | 0
MA Fac. Spec. - Canal NOx v3.1 | 567 | 7531 | Rate Constraint in lbs/MWh | FALSE | L | Annual | Allowances Banked | Thousand Tons | 0 | 0 | 0 | 0 | 0 | 0 | 0
MA Fac. Spec. - Canal NOx v3.1 | 567 | 7531 | Rate Constraint in lbs/MWh | FALSE | L | Annual | Allowances Withdrawn (1:1) | Thousand Tons | 0 | 0 | 0 | 0 | 0 | 0 | 0
MA Fac. Spec. - Canal NOx v3.1 | 567 | 7531 | Rate Constraint in lbs/MWh | FALSE | L | Annual | Allowances Withdrawn (n:1) | Thousand Tons | 0 | 0 | 0 | 0 | 0 | 0 | 0
MA Fac. Spec. - Canal NOx v3.1 | 567 | 7531 | Rate Constraint in lbs/MWh | FALSE | L | Annual | Net Emissions Allowance Position | Thousand Tons | 2.4226e-05 | 4.4683e-05 | 0.0011039 | 0 | 0 | 0.0012479 | 0.043985
MA Fac. Spec. - Canal NOx v3.1 | 567 | 7531 | Rate Constraint in lbs/MWh | FALSE | L | Annual | Fuel Consumed | TBtu | 0.0016033 | 0.0029572 | 0.073057 | 0 | 0 | 0.082586 | 2.911
MA Fac. Spec. - Canal NOx v3.1 | 567 | 7531 | Rate Constraint in lbs/MWh | FALSE | L | Annual | Rate | lb/MMBtu | 0.03022 | 0.03022 | 0.03022 | 0 | 0 | 0.03022 | 0.03022
MA Fac. Spec. - Canal NOx v3.1 | 567 | 7531 | Rate Constraint in lbs/MWh | FALSE | L | Annual | Generation | TWh | 0.00014921 | 0.00027522 | 0.0067992 | 0 | 0 | 0.007686 | 0.27092
MA Fac. Spec. - Canal NOx v3.1 | 567 | 7531 | Rate Constraint in lbs/MWh | FALSE | L | Annual | Qualifying Generation | TWh | 0.00014921 | 0.00027522 | 0.0067992 | 0 | 0 | 0.007686 | 0.27092
MA Fac. Spec. - Canal NOx v3.1 | 567 | 7531 | Rate Constraint in lbs/MWh | FALSE | L | Annual | Constraint Shadow Price | US2022$/Ton | 0 | 0 | 0 | 0 | 0 | 0 | 0
MA Fac. Spec. - Canal SO2 Annual v3.1 | 568 | 7532 | Rate Constraint in lbs/MWh | FALSE | L | Annual | Seasons Included | Seasons | Winter, Spring, Summer, Fall | Winter, Spring, Summer, Fall | Winter, Spring, Summer, Fall | Winter, Spring, Summer, Fall | Winter, Spring, Summer, Fall | Winter, Spring, Summer, Fall | Winter, Spring, Summer, Fall
MA Fac. Spec. - Canal SO2 Annual v3.1 | 568 | 7532 | Rate Constraint in lbs/MWh | FALSE | L | Annual | Standard SO2 | lb/MWh | 3 | 3 | 3 | 3 | 3 | 3 | 3
MA Fac. Spec. - Canal SO2 Annual v3.1 | 568 | 7532 | Rate Constraint in lbs/MWh | FALSE | L | Annual | Emissions at Affected Plants SO2 | Thousand Tons | 0 | 0 | 0 | 0 | 0 | 0 | 0
MA Fac. Spec. - Canal SO2 Annual v3.1 | 568 | 7532 | Rate Constraint in lbs/MWh | FALSE | L | Annual | Allowances Purchased SO2 | Thousand Tons | 0 | 0 | 0 | 0 | 0 | 0 | 0
MA Fac. Spec. - Canal SO2 Annual v3.1 | 568 | 7532 | Rate Constraint in lbs/MWh | FALSE | L | Annual | Allowances Sold SO2 | Thousand Tons | 0 | 0 | 0 | 0 | 0 | 0 | 0
MA Fac. Spec. - Canal SO2 Annual v3.1 | 568 | 7532 | Rate Constraint in lbs/MWh | FALSE | L | Annual | Allowances Banked | Thousand Tons | 0 | 0 | 0 | 0 | 0 | 0 | 0
MA Fac. Spec. - Canal SO2 Annual v3.1 | 568 | 7532 | Rate Constraint in lbs/MWh | FALSE | L | Annual | Allowances Withdrawn (1:1) | Thousand Tons | 0 | 0 | 0 | 0 | 0 | 0 | 0
MA Fac. Spec. - Canal SO2 Annual v3.1 | 568 | 7532 | Rate Constraint in lbs/MWh | FALSE | L | Annual | Allowances Withdrawn (n:1) | Thousand Tons | 0 | 0 | 0 | 0 | 0 | 0 | 0
MA Fac. Spec. - Canal SO2 Annual v3.1 | 568 | 7532 | Rate Constraint in lbs/MWh | FALSE | L | Annual | Net Emissions Allowance Position | Thousand Tons | 0 | 0 | 0 | 0 | 0 | 0 | 0
MA Fac. Spec. - Canal SO2 Annual v3.1 | 568 | 7532 | Rate Constraint in lbs/MWh | FALSE | L | Annual | Fuel Consumed | TBtu | 0 | 0 | 0 | 0 | 0 | 0 | 0
MA Fac. Spec. - Canal SO2 Annual v3.1 | 568 | 7532 | Rate Constraint in lbs/MWh | FALSE | L | Annual | Rate | lb/MMBtu | 0 | 0 | 0 | 0 | 0 | 0 | 0
MA Fac. Spec. - Canal SO2 Annual v3.1 | 568 | 7532 | Rate Constraint in lbs/MWh | FALSE | L | Annual | Generation | TWh | 0 | 0 | 0 | 0 | 0 | 0 | 0
MA Fac. Spec. - Canal SO2 Annual v3.1 | 568 | 7532 | Rate Constraint in lbs/MWh | FALSE | L | Annual | Qualifying Generation | TWh | 0 | 0 | 0 | 0 | 0 | 0 | 0
MA Fac. Spec. - Canal SO2 Annual v3.1 | 568 | 7532 | Rate Constraint in lbs/MWh | FALSE | L | Annual | Constraint Shadow Price | US2022$/Ton | 530.9425 | 0 | 0 | 0 | 0 | 0 | 0
MA Fac. Spec. - MER Output Annual v3.1 | 569 | 7335 | Rate Constraint in lbs/MWh | FALSE | L | Annual | Seasons Included | Seasons | Winter, Spring, Summer, Fall | Winter, Spring, Summer, Fall | Winter, Spring, Summer, Fall | Winter, Spring, Summer, Fall | Winter, Spring, Summer, Fall | Winter, Spring, Summer, Fall | Winter, Spring, Summer, Fall
MA Fac. Spec. - MER Output Annual v3.1 | 569 | 7335 | Rate Constraint in lbs/MWh | FALSE | L | Annual | Standard MER | lb/MWh | 2.5e-06 | 2.5e-06 | 2.5e-06 | 2.5e-06 | 2.5e-06 | 2.5e-06 | 2.5e-06
MA Fac. Spec. - MER Output Annual v3.1 | 569 | 7335 | Rate Constraint in lbs/MWh | FALSE | L | Annual | Emissions at Affected Plants MER | lbs | 0 | 0 | 0 | 0 | 0 | 0 | 0
MA Fac. Spec. - MER Output Annual v3.1 | 569 | 7335 | Rate Constraint in lbs/MWh | FALSE | L | Annual | Allowances Purchased MER | lbs | 0 | 0 | 0 | 0 | 0 | 0 | 0
MA Fac. Spec. - MER Output Annual v3.1 | 569 | 7335 | Rate Constraint in lbs/MWh | FALSE | L | Annual | Allowances Sold MER | lbs | 0 | 0 | 0 | 0 | 0 | 0 | 0
MA Fac. Spec. - MER Output Annual v3.1 | 569 | 7335 | Rate Constraint in lbs/MWh | FALSE | L | Annual | Allowances Banked | lbs | 0 | 0 | 0 | 0 | 0 | 0 | 0
MA Fac. Spec. - MER Output Annual v3.1 | 569 | 7335 | Rate Constraint in lbs/MWh | FALSE | L | Annual | Allowances Withdrawn (1:1) | lbs | 0 | 0 | 0 | 0 | 0 | 0 | 0
MA Fac. Spec. - MER Output Annual v3.1 | 569 | 7335 | Rate Constraint in lbs/MWh | FALSE | L | Annual | Allowances Withdrawn (n:1) | lbs | 0 | 0 | 0 | 0 | 0 | 0 | 0
MA Fac. Spec. - MER Output Annual v3.1 | 569 | 7335 | Rate Constraint in lbs/MWh | FALSE | L | Annual | Net Emissions Allowance Position | lbs | 0 | 0 | 0 | 0 | 0 | 0 | 0
MA Fac. Spec. - MER Output Annual v3.1 | 569 | 7335 | Rate Constraint in lbs/MWh | FALSE | L | Annual | Fuel Consumed | TBtu | 0 | 0 | 0 | 0 | 0 | 0 | 0
MA Fac. Spec. - MER Output Annual v3.1 | 569 | 7335 | Rate Constraint in lbs/MWh | FALSE | L | Annual | Rate | lb/MMBtu | 0 | 0 | 0 | 0 | 0 | 0 | 0
MA Fac. Spec. - MER Output Annual v3.1 | 569 | 7335 | Rate Constraint in lbs/MWh | FALSE | L | Annual | Generation | TWh | 0 | 0 | 0 | 0 | 0 | 0 | 0
MA Fac. Spec. - MER Output Annual v3.1 | 569 | 7335 | Rate Constraint in lbs/MWh | FALSE | L | Annual | Qualifying Generation | TWh | 0 | 0 | 0 | 0 | 0 | 0 | 0
MA Fac. Spec. - MER Output Annual v3.1 | 569 | 7335 | Rate Constraint in lbs/MWh | FALSE | L | Annual | Constraint Shadow Price | US2022$/Lb | 0 | 0 | 0 | 0 | 0 | 0 | 0
MD Coal-fired EGUs NOx rate - Raven v5.16 | 570 | 7333 | Rate Constraint in lbs/MMBtu | FALSE | L | Annual | Seasons Included | Seasons | Summer | Summer | Summer | Summer | Summer | Summer | Summer
MD Coal-fired EGUs NOx rate - Raven v5.16 | 570 | 7333 | Rate Constraint in lbs/MMBtu | FALSE | L | Annual | Standard NOX | lb/MMBtu | 0.15 | 0.15 | 0.15 | 0.15 | 0.15 | 0.15 | 0.15
MD Coal-fired EGUs NOx rate - Raven v5.16 | 570 | 7333 | Rate Constraint in lbs/MMBtu | FALSE | L | Annual | Emissions at Affected Plants NOX | Thousand Tons | 0 | 0 | 0 | 0 | 0 | 0 | 0
MD Coal-fired EGUs NOx rate - Raven v5.16 | 570 | 7333 | Rate Constraint in lbs/MMBtu | FALSE | L | Annual | Allowances Purchased NOX | Thousand Tons | 0 | 0 | 0 | 0 | 0 | 0 | 0
MD Coal-fired EGUs NOx rate - Raven v5.16 | 570 | 7333 | Rate Constraint in lbs/MMBtu | FALSE | L | Annual | Allowances Sold NOX | Thousand Tons | 0 | 0 | 0 | 0 | 0 | 0 | 0
MD Coal-fired EGUs NOx rate - Raven v5.16 | 570 | 7333 | Rate Constraint in lbs/MMBtu | FALSE | L | Annual | Allowances Banked | Thousand Tons | 0 | 0 | 0 | 0 | 0 | 0 | 0
MD Coal-fired EGUs NOx rate - Raven v5.16 | 570 | 7333 | Rate Constraint in lbs/MMBtu | FALSE | L | Annual | Allowances Withdrawn (1:1) | Thousand Tons | 0 | 0 | 0 | 0 | 0 | 0 | 0
MD Coal-fired EGUs NOx rate - Raven v5.16 | 570 | 7333 | Rate Constraint in lbs/MMBtu | FALSE | L | Annual | Allowances Withdrawn (n:1) | Thousand Tons | 0 | 0 | 0 | 0 | 0 | 0 | 0
MD Coal-fired EGUs NOx rate - Raven v5.16 | 570 | 7333 | Rate Constraint in lbs/MMBtu | FALSE | L | Annual | Net Emissions Allowance Position | Thousand Tons | 0 | 0 | 0 | 0 | 0 | 0 | 0
MD Coal-fired EGUs NOx rate - Raven v5.16 | 570 | 7333 | Rate Constraint in lbs/MMBtu | FALSE | L | Annual | Fuel Consumed | TBtu | 0 | 0 | 0 | 0 | 0 | 0 | 0
MD Coal-fired EGUs NOx rate - Raven v5.16 | 570 | 7333 | Rate Constraint in lbs/MMBtu | FALSE | L | Annual | Rate | lb/MMBtu | 0 | 0 | 0 | 0 | 0 | 0 | 0
MD Coal-fired EGUs NOx rate - Raven v5.16 | 570 | 7333 | Rate Constraint in lbs/MMBtu | FALSE | L | Annual | Generation | TWh | 0 | 0 | 0 | 0 | 0 | 0 | 0
MD Coal-fired EGUs NOx rate - Raven v5.16 | 570 | 7333 | Rate Constraint in lbs/MMBtu | FALSE | L | Annual | Qualifying Generation | TWh | 0 | 0 | 0 | 0 | 0 | 0 | 0
MD Coal-fired EGUs NOx rate - Raven v5.16 | 570 | 7333 | Rate Constraint in lbs/MMBtu | FALSE | L | Annual | Rate | lb/MWh | 0 | 0 | 0 | 0 | 0 | 0 | 0
MD Coal-fired EGUs NOx rate - Raven v5.16 | 570 | 7333 | Rate Constraint in lbs/MMBtu | FALSE | L | Annual | Constraint Shadow Price | US2022$/Ton | 0 | 0 | 0 | 0 | 0 | 0 | 0
MD Healthy Air Act - Constellation NOx Cap Ann 4.1 | 571 | 7330 | Rate Constraint in MTons | FALSE | L | Annual | Seasons Included | Seasons | Winter, Spring, Summer, Fall | Winter, Spring, Summer, Fall | Winter, Spring, Summer, Fall | Winter, Spring, Summer, Fall | Winter, Spring, Summer, Fall | Winter, Spring, Summer, Fall | Winter, Spring, Summer, Fall
MD Healthy Air Act - Constellation NOx Cap Ann 4.1 | 571 | 7330 | Rate Constraint in MTons | FALSE | L | Annual | Standard NOX | Thousand Tons | 8.026 | 8.026 | 8.026 | 8.026 | 8.026 | 8.026 | 8.026
MD Healthy Air Act - Constellation NOx Cap Ann 4.1 | 571 | 7330 | Rate Constraint in MTons | FALSE | L | Annual | Emissions at Affected Plants NOX | Thousand Tons | 0 | 0 | 0 | 0 | 0 | 0 | 0
MD Healthy Air Act - Constellation NOx Cap Ann 4.1 | 571 | 7330 | Rate Constraint in MTons | FALSE | L | Annual | Allowances Purchased NOX | Thousand Tons | 0 | 0 | 0 | 0 | 0 | 0 | 0
MD Healthy Air Act - Constellation NOx Cap Ann 4.1 | 571 | 7330 | Rate Constraint in MTons | FALSE | L | Annual | Allowances Sold NOX | Thousand Tons | 0 | 0 | 0 | 0 | 0 | 0 | 0
MD Healthy Air Act - Constellation NOx Cap Ann 4.1 | 571 | 7330 | Rate Constraint in MTons | FALSE | L | Annual | Allowances Banked | Thousand Tons | 0 | 0 | 0 | 0 | 0 | 0 | 0
MD Healthy Air Act - Constellation NOx Cap Ann 4.1 | 571 | 7330 | Rate Constraint in MTons | FALSE | L | Annual | Allowances Withdrawn (1:1) | Thousand Tons | 0 | 0 | 0 | 0 | 0 | 0 | 0
MD Healthy Air Act - Constellation NOx Cap Ann 4.1 | 571 | 7330 | Rate Constraint in MTons | FALSE | L | Annual | Allowances Withdrawn (n:1) | Thousand Tons | 0 | 0 | 0 | 0 | 0 | 0 | 0
MD Healthy Air Act - Constellation NOx Cap Ann 4.1 | 571 | 7330 | Rate Constraint in MTons | FALSE | L | Annual | Net Emissions Allowance Position | Thousand Tons | 0 | 0 | 0 | 0 | 0 | 0 | 0
MD Healthy Air Act - Constellation NOx Cap Ann 4.1 | 571 | 7330 | Rate Constraint in MTons | FALSE | L | Annual | Fuel Consumed | TBtu | 0 | 0 | 0 | 0 | 0 | 0 | 0
MD Healthy Air Act - Constellation NOx Cap Ann 4.1 | 571 | 7330 | Rate Constraint in MTons | FALSE | L | Annual | Rate | lb/MMBtu | 0 | 0 | 0 | 0 | 0 | 0 | 0
MD Healthy Air Act - Constellation NOx Cap Ann 4.1 | 571 | 7330 | Rate Constraint in MTons | FALSE | L | Annual | Generation | TWh | 0 | 0 | 0 | 0 | 0 | 0 | 0
MD Healthy Air Act - Constellation NOx Cap Ann 4.1 | 571 | 7330 | Rate Constraint in MTons | FALSE | L | Annual | Qualifying Generation | TWh | 0 | 0 | 0 | 0 | 0 | 0 | 0
MD Healthy Air Act - Constellation NOx Cap Ann 4.1 | 571 | 7330 | Rate Constraint in MTons | FALSE | L | Annual | Rate | lb/MWh | 0 | 0 | 0 | 0 | 0 | 0 | 0
MD Healthy Air Act - Constellation NOx Cap Ann 4.1 | 571 | 7330 | Rate Constraint in MTons | FALSE | L | Annual | Constraint Shadow Price | US2022$/Ton | 0 | 0 | 0 | 0 | 0 | 0 | 0
MD Healthy Air Act - Constellation NOx Cap Sum 4.1 | 572 | 7328 | Rate Constraint in MTons | FALSE | L | Annual | Seasons Included | Seasons | Summer | Summer | Summer | Summer | Summer | Summer | Summer
MD Healthy Air Act - Constellation NOx Cap Sum 4.1 | 572 | 7328 | Rate Constraint in MTons | FALSE | L | Annual | Standard NOX | Thousand Tons | 3.63 | 3.63 | 3.63 | 3.63 | 3.63 | 3.63 | 3.63
MD Healthy Air Act - Constellation NOx Cap Sum 4.1 | 572 | 7328 | Rate Constraint in MTons | FALSE | L | Annual | Emissions at Affected Plants NOX | Thousand Tons | 0 | 0 | 0 | 0 | 0 | 0 | 0
MD Healthy Air Act - Constellation NOx Cap Sum 4.1 | 572 | 7328 | Rate Constraint in MTons | FALSE | L | Annual | Allowances Purchased NOX | Thousand Tons | 0 | 0 | 0 | 0 | 0 | 0 | 0
MD Healthy Air Act - Constellation NOx Cap Sum 4.1 | 572 | 7328 | Rate Constraint in MTons | FALSE | L | Annual | Allowances Sold NOX | Thousand Tons | 0 | 0 | 0 | 0 | 0 | 0 | 0
MD Healthy Air Act - Constellation NOx Cap Sum 4.1 | 572 | 7328 | Rate Constraint in MTons | FALSE | L | Annual | Allowances Banked | Thousand Tons | 0 | 0 | 0 | 0 | 0 | 0 | 0
MD Healthy Air Act - Constellation NOx Cap Sum 4.1 | 572 | 7328 | Rate Constraint in MTons | FALSE | L | Annual | Allowances Withdrawn (1:1) | Thousand Tons | 0 | 0 | 0 | 0 | 0 | 0 | 0
MD Healthy Air Act - Constellation NOx Cap Sum 4.1 | 572 | 7328 | Rate Constraint in MTons | FALSE | L | Annual | Allowances Withdrawn (n:1) | Thousand Tons | 0 | 0 | 0 | 0 | 0 | 0 | 0
MD Healthy Air Act - Constellation NOx Cap Sum 4.1 | 572 | 7328 | Rate Constraint in MTons | FALSE | L | Annual | Net Emissions Allowance Position | Thousand Tons | 0 | 0 | 0 | 0 | 0 | 0 | 0
MD Healthy Air Act - Constellation NOx Cap Sum 4.1 | 572 | 7328 | Rate Constraint in MTons | FALSE | L | Annual | Fuel Consumed | TBtu | 0 | 0 | 0 | 0 | 0 | 0 | 0
MD Healthy Air Act - Constellation NOx Cap Sum 4.1 | 572 | 7328 | Rate Constraint in MTons | FALSE | L | Annual | Rate | lb/MMBtu | 0 | 0 | 0 | 0 | 0 | 0 | 0
MD Healthy Air Act - Constellation NOx Cap Sum 4.1 | 572 | 7328 | Rate Constraint in MTons | FALSE | L | Annual | Generation | TWh | 0 | 0 | 0 | 0 | 0 | 0 | 0
MD Healthy Air Act - Constellation NOx Cap Sum 4.1 | 572 | 7328 | Rate Constraint in MTons | FALSE | L | Annual | Qualifying Generation | TWh | 0 | 0 | 0 | 0 | 0 | 0 | 0
MD Healthy Air Act - Constellation NOx Cap Sum 4.1 | 572 | 7328 | Rate Constraint in MTons | FALSE | L | Annual | Rate | lb/MWh | 0 | 0 | 0 | 0 | 0 | 0 | 0
MD Healthy Air Act - Constellation NOx Cap Sum 4.1 | 572 | 7328 | Rate Constraint in MTons | FALSE | L | Annual | Constraint Shadow Price | US2022$/Ton | 0 | 0 | 0 | 0 | 0 | 0 | 0
MD Healthy Air Act - Constellation SO2 Cap Ann 4.1 | 573 | 7326 | Rate Constraint in MTons | FALSE | L | Annual | Seasons Included | Seasons | Winter, Spring, Summer, Fall | Winter, Spring, Summer, Fall | Winter, Spring, Summer, Fall | Winter, Spring, Summer, Fall | Winter, Spring, Summer, Fall | Winter, Spring, Summer, Fall | Winter, Spring, Summer, Fall
MD Healthy Air Act - Constellation SO2 Cap Ann 4.1 | 573 | 7326 | Rate Constraint in MTons | FALSE | L | Annual | Standard SO2 | Thousand Tons | 17.926 | 17.926 | 17.926 | 17.926 | 17.926 | 17.926 | 17.926
MD Healthy Air Act - Constellation SO2 Cap Ann 4.1 | 573 | 7326 | Rate Constraint in MTons | FALSE | L | Annual | Emissions at Affected Plants SO2 | Thousand Tons | 0 | 0 | 0 | 0 | 0 | 0 | 0
MD Healthy Air Act - Constellation SO2 Cap Ann 4.1 | 573 | 7326 | Rate Constraint in MTons | FALSE | L | Annual | Allowances Purchased SO2 | Thousand Tons | 0 | 0 | 0 | 0 | 0 | 0 | 0
MD Healthy Air Act - Constellation SO2 Cap Ann 4.1 | 573 | 7326 | Rate Constraint in MTons | FALSE | L | Annual | Allowances Sold SO2 | Thousand Tons | 0 | 0 | 0 | 0 | 0 | 0 | 0
MD Healthy Air Act - Constellation SO2 Cap Ann 4.1 | 573 | 7326 | Rate Constraint in MTons | FALSE | L | Annual | Allowances Banked | Thousand Tons | 0 | 0 | 0 | 0 | 0 | 0 | 0
MD Healthy Air Act - Constellation SO2 Cap Ann 4.1 | 573 | 7326 | Rate Constraint in MTons | FALSE | L | Annual | Allowances Withdrawn (1:1) | Thousand Tons | 0 | 0 | 0 | 0 | 0 | 0 | 0
MD Healthy Air Act - Constellation SO2 Cap Ann 4.1 | 573 | 7326 | Rate Constraint in MTons | FALSE | L | Annual | Allowances Withdrawn (n:1) | Thousand Tons | 0 | 0 | 0 | 0 | 0 | 0 | 0
MD Healthy Air Act - Constellation SO2 Cap Ann 4.1 | 573 | 7326 | Rate Constraint in MTons | FALSE | L | Annual | Net Emissions Allowance Position | Thousand Tons | 0 | 0 | 0 | 0 | 0 | 0 | 0
MD Healthy Air Act - Constellation SO2 Cap Ann 4.1 | 573 | 7326 | Rate Constraint in MTons | FALSE | L | Annual | Fuel Consumed | TBtu | 0 | 0 | 0 | 0 | 0 | 0 | 0
MD Healthy Air Act - Constellation SO2 Cap Ann 4.1 | 573 | 7326 | Rate Constraint in MTons | FALSE | L | Annual | Rate | lb/MMBtu | 0 | 0 | 0 | 0 | 0 | 0 | 0
MD Healthy Air Act - Constellation SO2 Cap Ann 4.1 | 573 | 7326 | Rate Constraint in MTons | FALSE | L | Annual | Generation | TWh | 0 | 0 | 0 | 0 | 0 | 0 | 0
MD Healthy Air Act - Constellation SO2 Cap Ann 4.1 | 573 | 7326 | Rate Constraint in MTons | FALSE | L | Annual | Qualifying Generation | TWh | 0 | 0 | 0 | 0 | 0 | 0 | 0
MD Healthy Air Act - Constellation SO2 Cap Ann 4.1 | 573 | 7326 | Rate Constraint in MTons | FALSE | L | Annual | Rate | lb/MWh | 0 | 0 | 0 | 0 | 0 | 0 | 0
MD Healthy Air Act - Constellation SO2 Cap Ann 4.1 | 573 | 7326 | Rate Constraint in MTons | FALSE | L | Annual | Constraint Shadow Price | US2022$/Ton | 0 | 0 | 0 | 0 | 0 | 0 | 0
MD Healthy Air Act - MER Removal Annual v3.1 | 574 | 7332 | MACT Fuel Choice Floor in lbs/MMBtu | FALSE | L | Annual | Seasons Included | Seasons | Winter, Spring, Summer, Fall | Winter, Spring, Summer, Fall | Winter, Spring, Summer, Fall | Winter, Spring, Summer, Fall | Winter, Spring, Summer, Fall | Winter, Spring, Summer, Fall | Winter, Spring, Summer, Fall
MD Healthy Air Act - MER Removal Annual v3.1 | 574 | 7332 | MACT Fuel Choice Floor in lbs/MMBtu | FALSE | L | Annual | Emission Floor | lbs/MMBtu | 0 | 0 | 0 | 0 | 0 | 0 | 0
MD Healthy Air Act - MER Removal Annual v3.1 | 574 | 7332 | MACT Fuel Choice Floor in lbs/MMBtu | FALSE | L | Annual | Emissions at Affected Plants MER | lbs | 0 | 0 | 0 | 0 | 0 | 0 | 0
MD Healthy Air Act - MER Removal Annual v3.1 | 574 | 7332 | MACT Fuel Choice Floor in lbs/MMBtu | FALSE | L | Annual | Allowances Purchased MER | lbs | 0 | 0 | 0 | 0 | 0 | 0 | 0
MD Healthy Air Act - MER Removal Annual v3.1 | 574 | 7332 | MACT Fuel Choice Floor in lbs/MMBtu | FALSE | L | Annual | Allowances Sold MER | lbs | 0 | 0 | 0 | 0 | 0 | 0 | 0
MD Healthy Air Act - MER Removal Annual v3.1 | 574 | 7332 | MACT Fuel Choice Floor in lbs/MMBtu | FALSE | L | Annual | Allowances Banked | lbs | 0 | 0 | 0 | 0 | 0 | 0 | 0
MD Healthy Air Act - MER Removal Annual v3.1 | 574 | 7332 | MACT Fuel Choice Floor in lbs/MMBtu | FALSE | L | Annual | Allowances Withdrawn (1:1) | lbs | 0 | 0 | 0 | 0 | 0 | 0 | 0
MD Healthy Air Act - MER Removal Annual v3.1 | 574 | 7332 | MACT Fuel Choice Floor in lbs/MMBtu | FALSE | L | Annual | Allowances Withdrawn (n:1) | lbs | 0 | 0 | 0 | 0 | 0 | 0 | 0
MD Healthy Air Act - MER Removal Annual v3.1 | 574 | 7332 | MACT Fuel Choice Floor in lbs/MMBtu | FALSE | L | Annual | Net Emissions Allowance Position | lbs | 0 | 0 | 0 | 0 | 0 | 0 | 0
MD Healthy Air Act - MER Removal Annual v3.1 | 574 | 7332 | MACT Fuel Choice Floor in lbs/MMBtu | FALSE | L | Annual | Fuel Consumed | TBtu | 0 | 0 | 0 | 0 | 0 | 0 | 0
MD Healthy Air Act - MER Removal Annual v3.1 | 574 | 7332 | MACT Fuel Choice Floor in lbs/MMBtu | FALSE | L | Annual | Rate | lb/MMBtu | 0 | 0 | 0 | 0 | 0 | 0 | 0
MD Healthy Air Act - MER Removal Annual v3.1 | 574 | 7332 | MACT Fuel Choice Floor in lbs/MMBtu | FALSE | L | Annual | Generation | TWh | 0 | 0 | 0 | 0 | 0 | 0 | 0
MD Healthy Air Act - MER Removal Annual v3.1 | 574 | 7332 | MACT Fuel Choice Floor in lbs/MMBtu | FALSE | L | Annual | Qualifying Generation | TWh | 0 | 0 | 0 | 0 | 0 | 0 | 0
MD Healthy Air Act - MER Removal Annual v3.1 | 574 | 7332 | MACT Fuel Choice Floor in lbs/MMBtu | FALSE | L | Annual | Constraint Shadow Price | US2022$/Lb | 0 | 0 | 0 | 0 | 0 | 0 | 0
ME Fac. Spec. - NOX 0.15 Rate Annual v3.1, Unit 2403 and retrofits | 575 | 7323 | Rate Constraint in lbs/MMBtu | FALSE | L | Annual | Seasons Included | Seasons | Winter, Spring, Summer, Fall | Winter, Spring, Summer, Fall | Winter, Spring, Summer, Fall | Winter, Spring, Summer, Fall | Winter, Spring, Summer, Fall | Winter, Spring, Summer, Fall | Winter, Spring, Summer, Fall
ME Fac. Spec. - NOX 0.15 Rate Annual v3.1, Unit 2403 and retrofits | 575 | 7323 | Rate Constraint in lbs/MMBtu | FALSE | L | Annual | Standard NOX | lb/MMBtu | 0.15 | 0.15 | 0.15 | 0.15 | 0.15 | 0.15 | 0.15
ME Fac. Spec. - NOX 0.15 Rate Annual v3.1, Unit 2403 and retrofits | 575 | 7323 | Rate Constraint in lbs/MMBtu | FALSE | L | Annual | Emissions at Affected Plants NOX | Thousand Tons | 0 | 0 | 0 | 0 | 0 | 0 | 0
ME Fac. Spec. - NOX 0.15 Rate Annual v3.1, Unit 2403 and retrofits | 575 | 7323 | Rate Constraint in lbs/MMBtu | FALSE | L | Annual | Allowances Purchased NOX | Thousand Tons | 0 | 0 | 0 | 0 | 0 | 0 | 0
ME Fac. Spec. - NOX 0.15 Rate Annual v3.1, Unit 2403 and retrofits | 575 | 7323 | Rate Constraint in lbs/MMBtu | FALSE | L | Annual | Allowances Sold NOX | Thousand Tons | 0 | 0 | 0 | 0 | 0 | 0 | 0
ME Fac. Spec. - NOX 0.15 Rate Annual v3.1, Unit 2403 and retrofits | 575 | 7323 | Rate Constraint in lbs/MMBtu | FALSE | L | Annual | Allowances Banked | Thousand Tons | 0 | 0 | 0 | 0 | 0 | 0 | 0
ME Fac. Spec. - NOX 0.15 Rate Annual v3.1, Unit 2403 and retrofits | 575 | 7323 | Rate Constraint in lbs/MMBtu | FALSE | L | Annual | Allowances Withdrawn (1:1) | Thousand Tons | 0 | 0 | 0 | 0 | 0 | 0 | 0
ME Fac. Spec. - NOX 0.15 Rate Annual v3.1, Unit 2403 and retrofits | 575 | 7323 | Rate Constraint in lbs/MMBtu | FALSE | L | Annual | Allowances Withdrawn (n:1) | Thousand Tons | 0 | 0 | 0 | 0 | 0 | 0 | 0
ME Fac. Spec. - NOX 0.15 Rate Annual v3.1, Unit 2403 and retrofits | 575 | 7323 | Rate Constraint in lbs/MMBtu | FALSE | L | Annual | Net Emissions Allowance Position | Thousand Tons | 0 | 0 | 0 | 0 | 0 | 0 | 0
ME Fac. Spec. - NOX 0.15 Rate Annual v3.1, Unit 2403 and retrofits | 575 | 7323 | Rate Constraint in lbs/MMBtu | FALSE | L | Annual | Fuel Consumed | TBtu | 0 | 0 | 0 | 0 | 0 | 0 | 0
ME Fac. Spec. - NOX 0.15 Rate Annual v3.1, Unit 2403 and retrofits | 575 | 7323 | Rate Constraint in lbs/MMBtu | FALSE | L | Annual | Rate | lb/MMBtu | 0 | 0 | 0 | 0 | 0 | 0 | 0
ME Fac. Spec. - NOX 0.15 Rate Annual v3.1, Unit 2403 and retrofits | 575 | 7323 | Rate Constraint in lbs/MMBtu | FALSE | L | Annual | Generation | TWh | 0 | 0 | 0 | 0 | 0 | 0 | 0
ME Fac. Spec. - NOX 0.15 Rate Annual v3.1, Unit 2403 and retrofits | 575 | 7323 | Rate Constraint in lbs/MMBtu | FALSE | L | Annual | Qualifying Generation | TWh | 0 | 0 | 0 | 0 | 0 | 0 | 0
ME Fac. Spec. - NOX 0.15 Rate Annual v3.1, Unit 2403 and retrofits | 575 | 7323 | Rate Constraint in lbs/MMBtu | FALSE | L | Annual | Rate | lb/MWh | 0 | 0 | 0 | 0 | 0 | 0 | 0
ME Fac. Spec. - NOX 0.15 Rate Annual v3.1, Unit 2403 and retrofits | 575 | 7323 | Rate Constraint in lbs/MMBtu | FALSE | L | Annual | Constraint Shadow Price | US2022$/Ton | 0 | 0 | 0 | 0 | 0 | 0 | 0
ME Fac. Spec. - NOX 0.15 Rate Annual v3.1, Unit 2404 and retrofits | 576 | 7323 | Rate Constraint in lbs/MMBtu | FALSE | L | Annual | Seasons Included | Seasons | Winter, Spring, Summer, Fall | Winter, Spring, Summer, Fall | Winter, Spring, Summer, Fall | Winter, Spring, Summer, Fall | Winter, Spring, Summer, Fall | Winter, Spring, Summer, Fall | Winter, Spring, Summer, Fall
ME Fac. Spec. - NOX 0.15 Rate Annual v3.1, Unit 2404 and retrofits | 576 | 7323 | Rate Constraint in lbs/MMBtu | FALSE | L | Annual | Standard NOX | lb/MMBtu | 0.15 | 0.15 | 0.15 | 0.15 | 0.15 | 0.15 | 0.15
ME Fac. Spec. - NOX 0.15 Rate Annual v3.1, Unit 2404 and retrofits | 576 | 7323 | Rate Constraint in lbs/MMBtu | FALSE | L | Annual | Emissions at Affected Plants NOX | Thousand Tons | 0 | 0 | 0 | 0 | 0 | 0 | 0
ME Fac. Spec. - NOX 0.15 Rate Annual v3.1, Unit 2404 and retrofits | 576 | 7323 | Rate Constraint in lbs/MMBtu | FALSE | L | Annual | Allowances Purchased NOX | Thousand Tons | 0 | 0 | 0 | 0 | 0 | 0 | 0
ME Fac. Spec. - NOX 0.15 Rate Annual v3.1, Unit 2404 and retrofits | 576 | 7323 | Rate Constraint in lbs/MMBtu | FALSE | L | Annual | Allowances Sold NOX | Thousand Tons | 0 | 0 | 0 | 0 | 0 | 0 | 0
ME Fac. Spec. - NOX 0.15 Rate Annual v3.1, Unit 2404 and retrofits | 576 | 7323 | Rate Constraint in lbs/MMBtu | FALSE | L | Annual | Allowances Banked | Thousand Tons | 0 | 0 | 0 | 0 | 0 | 0 | 0
ME Fac. Spec. - NOX 0.15 Rate Annual v3.1, Unit 2404 and retrofits | 576 | 7323 | Rate Constraint in lbs/MMBtu | FALSE | L | Annual | Allowances Withdrawn (1:1) | Thousand Tons | 0 | 0 | 0 | 0 | 0 | 0 | 0
ME Fac. Spec. - NOX 0.15 Rate Annual v3.1, Unit 2404 and retrofits | 576 | 7323 | Rate Constraint in lbs/MMBtu | FALSE | L | Annual | Allowances Withdrawn (n:1) | Thousand Tons | 0 | 0 | 0 | 0 | 0 | 0 | 0
ME Fac. Spec. - NOX 0.15 Rate Annual v3.1, Unit 2404 and retrofits | 576 | 7323 | Rate Constraint in lbs/MMBtu | FALSE | L | Annual | Net Emissions Allowance Position | Thousand Tons | 0 | 0 | 0 | 0 | 0 | 0 | 0
ME Fac. Spec. - NOX 0.15 Rate Annual v3.1, Unit 2404 and retrofits | 576 | 7323 | Rate Constraint in lbs/MMBtu | FALSE | L | Annual | Fuel Consumed | TBtu | 0 | 0 | 0 | 0 | 0 | 0 | 0
ME Fac. Spec. - NOX 0.15 Rate Annual v3.1, Unit 2404 and retrofits | 576 | 7323 | Rate Constraint in lbs/MMBtu | FALSE | L | Annual | Rate | lb/MMBtu | 0 | 0 | 0 | 0 | 0 | 0 | 0
ME Fac. Spec. - NOX 0.15 Rate Annual v3.1, Unit 2404 and retrofits | 576 | 7323 | Rate Constraint in lbs/MMBtu | FALSE | L | Annual | Generation | TWh | 0 | 0 | 0 | 0 | 0 | 0 | 0
ME Fac. Spec. - NOX 0.15 Rate Annual v3.1, Unit 2404 and retrofits | 576 | 7323 | Rate Constraint in lbs/MMBtu | FALSE | L | Annual | Qualifying Generation | TWh | 0 | 0 | 0 | 0 | 0 | 0 | 0
ME Fac. Spec. - NOX 0.15 Rate Annual v3.1, Unit 2404 and retrofits | 576 | 7323 | Rate Constraint in lbs/MMBtu | FALSE | L | Annual | Rate | lb/MWh | 0 | 0 | 0 | 0 | 0 | 0 | 0
ME Fac. Spec. - NOX 0.15 Rate Annual v3.1, Unit 2404 and retrofits | 576 | 7323 | Rate Constraint in lbs/MMBtu | FALSE | L | Annual | Constraint Shadow Price | US2022$/Ton | 0 | 0 | 0 | 0 | 0 | 0 | 0
ME Fac. Spec. - NOx 0.20 Rate Annual v3.1, Unit 1135 and retrofits | 577 | 7324 | Rate Constraint in lbs/MMBtu | FALSE | L | Annual | Seasons Included | Seasons | Winter, Spring, Summer, Fall | Winter, Spring, Summer, Fall | Winter, Spring, Summer, Fall | Winter, Spring, Summer, Fall | Winter, Spring, Summer, Fall | Winter, Spring, Summer, Fall | Winter, Spring, Summer, Fall
ME Fac. Spec. - NOx 0.20 Rate Annual v3.1, Unit 1135 and retrofits | 577 | 7324 | Rate Constraint in lbs/MMBtu | FALSE | L | Annual | Standard NOX | lb/MMBtu | 0.2 | 0.2 | 0.2 | 0.2 | 0.2 | 0.2 | 0.2
ME Fac. Spec. - NOx 0.20 Rate Annual v3.1, Unit 1135 and retrofits | 577 | 7324 | Rate Constraint in lbs/MMBtu | FALSE | L | Annual | Emissions at Affected Plants NOX | Thousand Tons | 0 | 0 | 0 | 0 | 0 | 0 | 0
ME Fac. Spec. - NOx 0.20 Rate Annual v3.1, Unit 1135 and retrofits | 577 | 7324 | Rate Constraint in lbs/MMBtu | FALSE | L | Annual | Allowances Purchased NOX | Thousand Tons | 0 | 0 | 0 | 0 | 0 | 0 | 0
ME Fac. Spec. - NOx 0.20 Rate Annual v3.1, Unit 1135 and retrofits | 577 | 7324 | Rate Constraint in lbs/MMBtu | FALSE | L | Annual | Allowances Sold NOX | Thousand Tons | 0 | 0 | 0 | 0 | 0 | 0 | 0
ME Fac. Spec. - NOx 0.20 Rate Annual v3.1, Unit 1135 and retrofits | 577 | 7324 | Rate Constraint in lbs/MMBtu | FALSE | L | Annual | Allowances Banked | Thousand Tons | 0 | 0 | 0 | 0 | 0 | 0 | 0
ME Fac. Spec. - NOx 0.20 Rate Annual v3.1, Unit 1135 and retrofits | 577 | 7324 | Rate Constraint in lbs/MMBtu | FALSE | L | Annual | Allowances Withdrawn (1:1) | Thousand Tons | 0 | 0 | 0 | 0 | 0 | 0 | 0
ME Fac. Spec. - NOx 0.20 Rate Annual v3.1, Unit 1135 and retrofits | 577 | 7324 | Rate Constraint in lbs/MMBtu | FALSE | L | Annual | Allowances Withdrawn (n:1) | Thousand Tons | 0 | 0 | 0 | 0 | 0 | 0 | 0
ME Fac. Spec. - NOx 0.20 Rate Annual v3.1, Unit 1135 and retrofits | 577 | 7324 | Rate Constraint in lbs/MMBtu | FALSE | L | Annual | Net Emissions Allowance Position | Thousand Tons | 0 | 0 | 0 | 0 | 0 | 0 | 0
ME Fac. Spec. - NOx 0.20 Rate Annual v3.1, Unit 1135 and retrofits | 577 | 7324 | Rate Constraint in lbs/MMBtu | FALSE | L | Annual | Fuel Consumed | TBtu | 0 | 0 | 0 | 0 | 0 | 0 | 0
ME Fac. Spec. - NOx 0.20 Rate Annual v3.1, Unit 1135 and retrofits | 577 | 7324 | Rate Constraint in lbs/MMBtu | FALSE | L | Annual | Rate | lb/MMBtu | 0 | 0 | 0 | 0 | 0 | 0 | 0
ME Fac. Spec. - NOx 0.20 Rate Annual v3.1, Unit 1135 and retrofits | 577 | 7324 | Rate Constraint in lbs/MMBtu | FALSE | L | Annual | Generation | TWh | 0 | 0 | 0 | 0 | 0 | 0 | 0
ME Fac. Spec. - NOx 0.20 Rate Annual v3.1, Unit 1135 and retrofits | 577 | 7324 | Rate Constraint in lbs/MMBtu | FALSE | L | Annual | Qualifying Generation | TWh | 0 | 0 | 0 | 0 | 0 | 0 | 0
ME Fac. Spec. - NOx 0.20 Rate Annual v3.1, Unit 1135 and retrofits | 577 | 7324 | Rate Constraint in lbs/MMBtu | FALSE | L | Annual | Rate | lb/MWh | 0 | 0 | 0 | 0 | 0 | 0 | 0
ME Fac. Spec. - NOx 0.20 Rate Annual v3.1, Unit 1135 and retrofits | 577 | 7324 | Rate Constraint in lbs/MMBtu | FALSE | L | Annual | Constraint Shadow Price | US2022$/Ton | 0 | 0 | 0 | 0 | 0 | 0 | 0
ME Fac. Spec. - NOx 0.20 Rate Annual v3.1, Unit 1136 and retrofits | 578 | 7324 | Rate Constraint in lbs/MMBtu | FALSE | L | Annual | Seasons Included | Seasons | Winter, Spring, Summer, Fall | Winter, Spring, Summer, Fall | Winter, Spring, Summer, Fall | Winter, Spring, Summer, Fall | Winter, Spring, Summer, Fall | Winter, Spring, Summer, Fall | Winter, Spring, Summer, Fall
ME Fac. Spec. - NOx 0.20 Rate Annual v3.1, Unit 1136 and retrofits | 578 | 7324 | Rate Constraint in lbs/MMBtu | FALSE | L | Annual | Standard NOX | lb/MMBtu | 0.2 | 0.2 | 0.2 | 0.2 | 0.2 | 0.2 | 0.2
ME Fac. Spec. - NOx 0.20 Rate Annual v3.1, Unit 1136 and retrofits | 578 | 7324 | Rate Constraint in lbs/MMBtu | FALSE | L | Annual | Emissions at Affected Plants NOX | Thousand Tons | 0 | 0 | 0 | 0 | 0 | 0 | 0
ME Fac. Spec. - NOx 0.20 Rate Annual v3.1, Unit 1136 and retrofits | 578 | 7324 | Rate Constraint in lbs/MMBtu | FALSE | L | Annual | Allowances Purchased NOX | Thousand Tons | 0 | 0 | 0 | 0 | 0 | 0 | 0
ME Fac. Spec. - NOx 0.20 Rate Annual v3.1, Unit 1136 and retrofits | 578 | 7324 | Rate Constraint in lbs/MMBtu | FALSE | L | Annual | Allowances Sold NOX | Thousand Tons | 0 | 0 | 0 | 0 | 0 | 0 | 0
ME Fac. Spec. - NOx 0.20 Rate Annual v3.1, Unit 1136 and retrofits | 578 | 7324 | Rate Constraint in lbs/MMBtu | FALSE | L | Annual | Allowances Banked | Thousand Tons | 0 | 0 | 0 | 0 | 0 | 0 | 0
ME Fac. Spec. - NOx 0.20 Rate Annual v3.1, Unit 1136 and retrofits | 578 | 7324 | Rate Constraint in lbs/MMBtu | FALSE | L | Annual | Allowances Withdrawn (1:1) | Thousand Tons | 0 | 0 | 0 | 0 | 0 | 0 | 0
ME Fac. Spec. - NOx 0.20 Rate Annual v3.1, Unit 1136 and retrofits | 578 | 7324 | Rate Constraint in lbs/MMBtu | FALSE | L | Annual | Allowances Withdrawn (n:1) | Thousand Tons | 0 | 0 | 0 | 0 | 0 | 0 | 0
ME Fac. Spec. - NOx 0.20 Rate Annual v3.1, Unit 1136 and retrofits | 578 | 7324 | Rate Constraint in lbs/MMBtu | FALSE | L | Annual | Net Emissions Allowance Position | Thousand Tons | 0 | 0 | 0 | 0 | 0 | 0 | 0
ME Fac. Spec. - NOx 0.20 Rate Annual v3.1, Unit 1136 and retrofits | 578 | 7324 | Rate Constraint in lbs/MMBtu | FALSE | L | Annual | Fuel Consumed | TBtu | 0 | 0 | 0 | 0 | 0 | 0 | 0
ME Fac. Spec. - NOx 0.20 Rate Annual v3.1, Unit 1136 and retrofits | 578 | 7324 | Rate Constraint in lbs/MMBtu | FALSE | L | Annual | Rate | lb/MMBtu | 0 | 0 | 0 | 0 | 0 | 0 | 0
ME Fac. Spec. - NOx 0.20 Rate Annual v3.1, Unit 1136 and retrofits | 578 | 7324 | Rate Constraint in lbs/MMBtu | FALSE | L | Annual | Generation | TWh | 0 | 0 | 0 | 0 | 0 | 0 | 0
ME Fac. Spec. - NOx 0.20 Rate Annual v3.1, Unit 1136 and retrofits | 578 | 7324 | Rate Constraint in lbs/MMBtu | FALSE | L | Annual | Qualifying Generation | TWh | 0 | 0 | 0 | 0 | 0 | 0 | 0
ME Fac. Spec. - NOx 0.20 Rate Annual v3.1, Unit 1136 and retrofits | 578 | 7324 | Rate Constraint in lbs/MMBtu | FALSE | L | Annual | Rate | lb/MWh | 0 | 0 | 0 | 0 | 0 | 0 | 0
ME Fac. Spec. - NOx 0.20 Rate Annual v3.1, Unit 1136 and retrofits | 578 | 7324 | Rate Constraint in lbs/MMBtu | FALSE | L | Annual | Constraint Shadow Price | US2022$/Ton | 0 | 0 | 0 | 0 | 0 | 0 | 0
ME Mercury Cap Annual v3.1 | 579 | 7325 | Rate Constraint in MTons | FALSE | L | Annual | Seasons Included | Seasons | Winter, Spring, Summer, Fall | Winter, Spring, Summer, Fall | Winter, Spring, Summer, Fall | Winter, Spring, Summer, Fall | Winter, Spring, Summer, Fall | Winter, Spring, Summer, Fall | Winter, Spring, Summer, Fall
ME Mercury Cap Annual v3.1 | 579 | 7325 | Rate Constraint in MTons | FALSE | L | Annual | Standard MER | lbs | 26 | 26 | 26 | 26 | 26 | 26 | 26
ME Mercury Cap Annual v3.1 | 579 | 7325 | Rate Constraint in MTons | FALSE | L | Annual | Emissions at Affected Plants MER | lbs | 0 | 0 | 0 | 0 | 0 | 0 | 0
ME Mercury Cap Annual v3.1 | 579 | 7325 | Rate Constraint in MTons | FALSE | L | Annual | Allowances Purchased MER | lbs | 0 | 0 | 0 | 0 | 0 | 0 | 0
ME Mercury Cap Annual v3.1 | 579 | 7325 | Rate Constraint in MTons | FALSE | L | Annual | Allowances Sold MER | lbs | 0 | 0 | 0 | 0 | 0 | 0 | 0
ME Mercury Cap Annual v3.1 | 579 | 7325 | Rate Constraint in MTons | FALSE | L | Annual | Allowances Banked | lbs | 0 | 0 | 0 | 0 | 0 | 0 | 0
ME Mercury Cap Annual v3.1 | 579 | 7325 | Rate Constraint in MTons | FALSE | L | Annual | Allowances Withdrawn (1:1) | lbs | 0 | 0 | 0 | 0 | 0 | 0 | 0
ME Mercury Cap Annual v3.1 | 579 | 7325 | Rate Constraint in MTons | FALSE | L | Annual | Allowances Withdrawn (n:1) | lbs | 0 | 0 | 0 | 0 | 0 | 0 | 0
ME Mercury Cap Annual v3.1 | 579 | 7325 | Rate Constraint in MTons | FALSE | L | Annual | Net Emissions Allowance Position | lbs | 0 | 0 | 0 | 0 | 0 | 0 | 0
ME Mercury Cap Annual v3.1 | 579 | 7325 | Rate Constraint in MTons | FALSE | L | Annual | Fuel Consumed | TBtu | 0 | 0 | 0 | 0 | 0 | 0 | 0
ME Mercury Cap Annual v3.1 | 579 | 7325 | Rate Constraint in MTons | FALSE | L | Annual | Rate | lb/MMBtu | 0 | 0 | 0 | 0 | 0 | 0 | 0
ME Mercury Cap Annual v3.1 | 579 | 7325 | Rate Constraint in MTons | FALSE | L | Annual | Generation | TWh | 0 | 0 | 0 | 0 | 0 | 0 | 0
ME Mercury Cap Annual v3.1 | 579 | 7325 | Rate Constraint in MTons | FALSE | L | Annual | Qualifying Generation | TWh | 0 | 0 | 0 | 0 | 0 | 0 | 0
ME Mercury Cap Annual v3.1 | 579 | 7325 | Rate Constraint in MTons | FALSE | L | Annual | Rate | lb/MWh | 0 | 0 | 0 | 0 | 0 | 0 | 0
ME Mercury Cap Annual v3.1 | 579 | 7325 | Rate Constraint in MTons | FALSE | L | Annual | Constraint Shadow Price | US2022$/Lb | 0 | 0 | 0 | 0 | 0 | 0 | 0
MI Hg Rule - MER Annual Reduction v4.10 | 580 | 7336 | MACT Fuel Choice Floor in lbs/MMBtu | FALSE | L | Annual | Seasons Included | Seasons | Winter, Spring, Summer, Fall | Winter, Spring, Summer, Fall | Winter, Spring, Summer, Fall | Winter, Spring, Summer, Fall | Winter, Spring, Summer, Fall | Winter, Spring, Summer, Fall | Winter, Spring, Summer, Fall
MI Hg Rule - MER Annual Reduction v4.10 | 580 | 7336 | MACT Fuel Choice Floor in lbs/MMBtu | FALSE | L | Annual | Emission Floor | lbs/MMBtu | 8.07e-07 | 8.07e-07 | 8.07e-07 | 8.07e-07 | 8.07e-07 | 8.07e-07 | 8.07e-07
MI Hg Rule - MER Annual Reduction v4.10 | 580 | 7336 | MACT Fuel Choice Floor in lbs/MMBtu | FALSE | L | Annual | Emissions at Affected Plants MER | lbs | 17.3805 | 0 | 0 | 0 | 0 | 0 | 0
MI Hg Rule - MER Annual Reduction v4.10 | 580 | 7336 | MACT Fuel Choice Floor in lbs/MMBtu | FALSE | L | Annual | Allowances Purchased MER | lbs | 0 | 0 | 0 | 0 | 0 | 0 | 0
MI Hg Rule - MER Annual Reduction v4.10 | 580 | 7336 | MACT Fuel Choice Floor in lbs/MMBtu | FALSE | L | Annual | Allowances Sold MER | lbs | 0 | 0 | 0 | 0 | 0 | 0 | 0
MI Hg Rule - MER Annual Reduction v4.10 | 580 | 7336 | MACT Fuel Choice Floor in lbs/MMBtu | FALSE | L | Annual | Allowances Banked | lbs | 0 | 0 | 0 | 0 | 0 | 0 | 0
MI Hg Rule - MER Annual Reduction v4.10 | 580 | 7336 | MACT Fuel Choice Floor in lbs/MMBtu | FALSE | L | Annual | Allowances Withdrawn (1:1) | lbs | 0 | 0 | 0 | 0 | 0 | 0 | 0
MI Hg Rule - MER Annual Reduction v4.10 | 580 | 7336 | MACT Fuel Choice Floor in lbs/MMBtu | FALSE | L | Annual | Allowances Withdrawn (n:1) | lbs | 0 | 0 | 0 | 0 | 0 | 0 | 0
MI Hg Rule - MER Annual Reduction v4.10 | 580 | 7336 | MACT Fuel Choice Floor in lbs/MMBtu | FALSE | L | Annual | Net Emissions Allowance Position | lbs | 17.3805 | 0 | 0 | 0 | 0 | 0 | 0
MI Hg Rule - MER Annual Reduction v4.10 | 580 | 7336 | MACT Fuel Choice Floor in lbs/MMBtu | FALSE | L | Annual | Fuel Consumed | TBtu | 93.2032 | 0 | 0 | 0 | 0 | 0 | 0
MI Hg Rule - MER Annual Reduction v4.10 | 580 | 7336 | MACT Fuel Choice Floor in lbs/MMBtu | FALSE | L | Annual | Rate | lb/MMBtu | 1.8648e-07 | 0 | 0 | 0 | 0 | 0 | 0
MI Hg Rule - MER Annual Reduction v4.10 | 580 | 7336 | MACT Fuel Choice Floor in lbs/MMBtu | FALSE | L | Annual | Generation | TWh | 9.1671 | 0 | 0 | 0 | 0 | 0 | 0
MI Hg Rule - MER Annual Reduction v4.10 | 580 | 7336 | MACT Fuel Choice Floor in lbs/MMBtu | FALSE | L | Annual | Qualifying Generation | TWh | 9.1671 | 0 | 0 | 0 | 0 | 0 | 0
MI Hg Rule - MER Annual Reduction v4.10 | 580 | 7336 | MACT Fuel Choice Floor in lbs/MMBtu | FALSE | L | Annual | Constraint Shadow Price | US2022$/Lb | 0 | 0 | 0 | 0 | 0 | 0 | 0
MN Hg Emis Red Act - MER Removal Annual v3.1 | 581 | 7337 | MACT Fuel Choice Floor in lbs/MMBtu | FALSE | L | Annual | Seasons Included | Seasons | Winter, Spring, Summer, Fall | Winter, Spring, Summer, Fall | Winter, Spring, Summer, Fall | Winter, Spring, Summer, Fall | Winter, Spring, Summer, Fall | Winter, Spring, Summer, Fall | Winter, Spring, Summer, Fall
MN Hg Emis Red Act - MER Removal Annual v3.1 | 581 | 7337 | MACT Fuel Choice Floor in lbs/MMBtu | FALSE | L | Annual | Emission Floor | lbs/MMBtu | 0 | 0 | 0 | 0 | 0 | 0 | 0
MN Hg Emis Red Act - MER Removal Annual v3.1 | 581 | 7337 | MACT Fuel Choice Floor in lbs/MMBtu | FALSE | L | Annual | Emissions at Affected Plants MER | lbs | 44.0471 | 29.0828 | 0 | 0 | 0 | 0 | 0
MN Hg Emis Red Act - MER Removal Annual v3.1 | 581 | 7337 | MACT Fuel Choice Floor in lbs/MMBtu | FALSE | L | Annual | Allowances Purchased MER | lbs | 0 | 0 | 0 | 0 | 0 | 0 | 0
MN Hg Emis Red Act - MER Removal Annual v3.1 | 581 | 7337 | MACT Fuel Choice Floor in lbs/MMBtu | FALSE | L | Annual | Allowances Sold MER | lbs | 0 | 0 | 0 | 0 | 0 | 0 | 0
MN Hg Emis Red Act - MER Removal Annual v3.1 | 581 | 7337 | MACT Fuel Choice Floor in lbs/MMBtu | FALSE | L | Annual | Allowances Banked | lbs | 0 | 0 | 0 | 0 | 0 | 0 | 0
MN Hg Emis Red Act - MER Removal Annual v3.1 | 581 | 7337 | MACT Fuel Choice Floor in lbs/MMBtu | FALSE | L | Annual | Allowances Withdrawn (1:1) | lbs | 0 | 0 | 0 | 0 | 0 | 0 | 0
MN Hg Emis Red Act - MER Removal Annual v3.1 | 581 | 7337 | MACT Fuel Choice Floor in lbs/MMBtu | FALSE | L | Annual | Allowances Withdrawn (n:1) | lbs | 0 | 0 | 0 | 0 | 0 | 0 | 0
MN Hg Emis Red Act - MER Removal Annual v3.1 | 581 | 7337 | MACT Fuel Choice Floor in lbs/MMBtu | FALSE | L | Annual | Net Emissions Allowance Position | lbs | 44.0471 | 29.0828 | 0 | 0 | 0 | 0 | 0
MN Hg Emis Red Act - MER Removal Annual v3.1 | 581 | 7337 | MACT Fuel Choice Floor in lbs/MMBtu | FALSE | L | Annual | Fuel Consumed | TBtu | 84.5041 | 58.8322 | 0 | 0 | 0 | 0 | 0
MN Hg Emis Red Act - MER Removal Annual v3.1 | 581 | 7337 | MACT Fuel Choice Floor in lbs/MMBtu | FALSE | L | Annual | Rate | lb/MMBtu | 5.2124e-07 | 4.9433e-07 | 0 | 0 | 0 | 0 | 0
MN Hg Emis Red Act - MER Removal Annual v3.1 | 581 | 7337 | MACT Fuel Choice Floor in lbs/MMBtu | FALSE | L | Annual | Generation | TWh | 8.5137 | 5.8727 | 0 | 0 | 0 | 0 | 0
MN Hg Emis Red Act - MER Removal Annual v3.1 | 581 | 7337 | MACT Fuel Choice Floor in lbs/MMBtu | FALSE | L | Annual | Qualifying Generation | TWh | 8.5137 | 5.8727 | 0 | 0 | 0 | 0 | 0
MN Hg Emis Red Act - MER Removal Annual v3.1 | 581 | 7337 | MACT Fuel Choice Floor in lbs/MMBtu | FALSE | L | Annual | Constraint Shadow Price | US2022$/Lb | 0 | 0 | 0 | 0 | 0 | 0 | 0
MT Hg Rate Lignite Annual v3.1 | 582 | 7342 | Rate Constraint in lbs/MMBtu | FALSE | L | Annual | Seasons Included | Seasons | Winter, Spring, Summer, Fall | Winter, Spring, Summer, Fall | Winter, Spring, Summer, Fall | Winter, Spring, Summer, Fall | Winter, Spring, Summer, Fall | Winter, Spring, Summer, Fall | Winter, Spring, Summer, Fall
MT Hg Rate Lignite Annual v3.1 | 582 | 7342 | Rate Constraint in lbs/MMBtu | FALSE | L | Annual | Standard MER | lb/MMBtu | 1.5e-06 | 1.5e-06 | 1.5e-06 | 1.5e-06 | 1.5e-06 | 1.5e-06 | 1.5e-06
MT Hg Rate Lignite Annual v3.1 | 582 | 7342 | Rate Constraint in lbs/MMBtu | FALSE | L | Annual | Emissions at Affected Plants MER | lbs | 0 | 0 | 0 | 0 | 0 | 0 | 0
MT Hg Rate Lignite Annual v3.1 | 582 | 7342 | Rate Constraint in lbs/MMBtu | FALSE | L | Annual | Allowances Purchased MER | lbs | 0 | 0 | 0 | 0 | 0 | 0 | 0
MT Hg Rate Lignite Annual v3.1 | 582 | 7342 | Rate Constraint in lbs/MMBtu | FALSE | L | Annual | Allowances Sold MER | lbs | 0 | 0 | 0 | 0 | 0 | 0 | 0
MT Hg Rate Lignite Annual v3.1 | 582 | 7342 | Rate Constraint in lbs/MMBtu | FALSE | L | Annual | Allowances Banked | lbs | 0 | 0 | 0 | 0 | 0 | 0 | 0
MT Hg Rate Lignite Annual v3.1 | 582 | 7342 | Rate Constraint in lbs/MMBtu | FALSE | L | Annual | Allowances Withdrawn (1:1) | lbs | 0 | 0 | 0 | 0 | 0 | 0 | 0
MT Hg Rate Lignite Annual v3.1 | 582 | 7342 | Rate Constraint in lbs/MMBtu | FALSE | L | Annual | Allowances Withdrawn (n:1) | lbs | 0 | 0 | 0 | 0 | 0 | 0 | 0
MT Hg Rate Lignite Annual v3.1 | 582 | 7342 | Rate Constraint in lbs/MMBtu | FALSE | L | Annual | Net Emissions Allowance Position | lbs | 0 | 0 | 0 | 0 | 0 | 0 | 0
MT Hg Rate Lignite Annual v3.1 | 582 | 7342 | Rate Constraint in lbs/MMBtu | FALSE | L | Annual | Fuel Consumed | TBtu | 0 | 0 | 0 | 0 | 0 | 0 | 0
MT Hg Rate Lignite Annual v3.1 | 582 | 7342 | Rate Constraint in lbs/MMBtu | FALSE | L | Annual | Rate | lb/MMBtu | 0 | 0 | 0 | 0 | 0 | 0 | 0
MT Hg Rate Lignite Annual v3.1 | 582 | 7342 | Rate Constraint in lbs/MMBtu | FALSE | L | Annual | Generation | TWh | 0 | 0 | 0 | 0 | 0 | 0 | 0
MT Hg Rate Lignite Annual v3.1 | 582 | 7342 | Rate Constraint in lbs/MMBtu | FALSE | L | Annual | Qualifying Generation | TWh | 0 | 0 | 0 | 0 | 0 | 0 | 0
MT Hg Rate Lignite Annual v3.1 | 582 | 7342 | Rate Constraint in lbs/MMBtu | FALSE | L | Annual | Rate | lb/MWh | 0 | 0 | 0 | 0 | 0 | 0 | 0
MT Hg Rate Lignite Annual v3.1 | 582 | 7342 | Rate Constraint in lbs/MMBtu | FALSE | L | Annual | Constraint Shadow Price | US2022$/Lb | 0 | 0 | 0 | 0 | 0 | 0 | 0
MT Hg Rate Non Lignite Annual v3.1 | 583 | 7341 | Rate Constraint in lbs/MMBtu | FALSE | L | Annual | Seasons Included | Seasons | Winter, Spring, Summer, Fall | Winter, Spring, Summer, Fall | Winter, Spring, Summer, Fall | Winter, Spring, Summer, Fall | Winter, Spring, Summer, Fall | Winter, Spring, Summer, Fall | Winter, Spring, Summer, Fall
MT Hg Rate Non Lignite Annual v3.1 | 583 | 7341 | Rate Constraint in lbs/MMBtu | FALSE | L | Annual | Standard MER | lb/MMBtu | 9e-07 | 9e-07 | 9e-07 | 9e-07 | 9e-07 | 9e-07 | 9e-07
MT Hg Rate Non Lignite Annual v3.1 | 583 | 7341 | Rate Constraint in lbs/MMBtu | FALSE | L | Annual | Emissions at Affected Plants MER | lbs | 56.7313 | 59.253 | 58.0186 | 57.0933 | 36.086 | 51.7414 | 55.5787
MT Hg Rate Non Lignite Annual v3.1 | 583 | 7341 | Rate Constraint in lbs/MMBtu | FALSE | L | Annual | Allowances Purchased MER | lbs | 0 | 0 | 0 | 0 | 0 | 0 | 0
MT Hg Rate Non Lignite Annual v3.1 | 583 | 7341 | Rate Constraint in lbs/MMBtu | FALSE | L | Annual | Allowances Sold MER | lbs | 0 | 0 | 0 | 0 | 0 | 0 | 0
MT Hg Rate Non Lignite Annual v3.1 | 583 | 7341 | Rate Constraint in lbs/MMBtu | FALSE | L | Annual | Allowances Banked | lbs | 0 | 0 | 0 | 0 | 0 | 43.3244 | 0
MT Hg Rate Non Lignite Annual v3.1 | 583 | 7341 | Rate Constraint in lbs/MMBtu | FALSE | L | Annual | Allowances Withdrawn (1:1) | lbs | 0 | 0 | 0 | 0 | 0 | 0 | 0
MT Hg Rate Non Lignite Annual v3.1 | 583 | 7341 | Rate Constraint in lbs/MMBtu | FALSE | L | Annual | Allowances Withdrawn (n:1) | lbs | 0 | 0 | 0 | 0 | 0 | 0 | 0
MT Hg Rate Non Lignite Annual v3.1 | 583 | 7341 | Rate Constraint in lbs/MMBtu | FALSE | L | Annual | Net Emissions Allowance Position | lbs | 56.7313 | 59.253 | 58.0186 | 57.0933 | 36.086 | 95.0658 | 55.5787
MT Hg Rate Non Lignite Annual v3.1 | 583 | 7341 | Rate Constraint in lbs/MMBtu | FALSE | L | Annual | Fuel Consumed | TBtu | 120.3591 | 126.5096 | 123.8709 | 116.0269 | 73.2866 | 105.6285 | 114.5715
MT Hg Rate Non Lignite Annual v3.1 | 583 | 7341 | Rate Constraint in lbs/MMBtu | FALSE | L | Annual | Rate | lb/MMBtu | 4.7135e-07 | 4.6837e-07 | 4.6838e-07 | 4.9207e-07 | 4.924e-07 | 4.8984e-07 | 4.851e-07
MT Hg Rate Non Lignite Annual v3.1 | 583 | 7341 | Rate Constraint in lbs/MMBtu | FALSE | L | Annual | Generation | TWh | 11.0282 | 11.5485 | 11.2275 | 10.523 | 6.7799 | 9.7662 | 10.5927
MT Hg Rate Non Lignite Annual v3.1 | 583 | 7341 | Rate Constraint in lbs/MMBtu | FALSE | L | Annual | Qualifying Generation | TWh | 11.0282 | 11.5485 | 11.2275 | 10.523 | 6.7799 | 9.7662 | 10.5927
MT Hg Rate Non Lignite Annual v3.1 | 583 | 7341 | Rate Constraint in lbs/MMBtu | FALSE | L | Annual | Rate | lb/MWh | 5.1442e-06 | 5.1308e-06 | 5.1675e-06 | 5.4256e-06 | 5.3225e-06 | 5.298e-06 | 5.2469e-06
MT Hg Rate Non Lignite Annual v3.1 | 583 | 7341 | Rate Constraint in lbs/MMBtu | FALSE | L | Annual | Constraint Shadow Price | US2022$/Lb | 0 | 0 | 0 | 0 | 0 | 0 | 0
NC - CO2 Cap Annual v6.21 | 584 | 7737 | Rate Constraint in MTons | FALSE | L | Annual | Seasons Included | Seasons | Winter, Spring, Summer, Fall | Winter, Spring, Summer, Fall | Winter, Spring, Summer, Fall | Winter, Spring, Summer, Fall | Winter, Spring, Summer, Fall | Winter, Spring, Summer, Fall | Winter, Spring, Summer, Fall
NC - CO2 Cap Annual v6.21 | 584 | 7737 | Rate Constraint in MTons | FALSE | L | Annual | Standard CO2 | Thousand Tons | NA | 24956.762 | 24956.762 | 24956.762 | 24956.762 | 24956.762 | 24956.762
NC - CO2 Cap Annual v6.21 | 584 | 7737 | Rate Constraint in MTons | FALSE | L | Annual | Emissions at Affected Plants CO2 | Thousand Tons | 0 | 24956.762 | 24956.762 | 23475.8415 | 20849.6837 | 24302.2259 | 24956.762
NC - CO2 Cap Annual v6.21 | 584 | 7737 | Rate Constraint in MTons | FALSE | L | Annual | Allowances Purchased CO2 | Thousand Tons | 0 | 0 | 0 | 0 | 0 | 0 | 0
NC - CO2 Cap Annual v6.21 | 584 | 7737 | Rate Constraint in MTons | FALSE | L | Annual | Allowances Sold CO2 | Thousand Tons | 0 | 0 | 0 | 0 | 0 | 0 | 0
NC - CO2 Cap Annual v6.21 | 584 | 7737 | Rate Constraint in MTons | FALSE | L | Annual | Allowances Banked | Thousand Tons | 0 | 0 | 0 | 0 | 0 | 0 | 0
NC - CO2 Cap Annual v6.21 | 584 | 7737 | Rate Constraint in MTons | FALSE | L | Annual | Allowances Withdrawn (1:1) | Thousand Tons | 0 | 0 | 0 | 0 | 0 | 0 | 0
NC - CO2 Cap Annual v6.21 | 584 | 7737 | Rate Constraint in MTons | FALSE | L | Annual | Allowances Withdrawn (n:1) | Thousand Tons | 0 | 0 | 0 | 0 | 0 | 0 | 0
NC - CO2 Cap Annual v6.21 | 584 | 7737 | Rate Constraint in MTons | FALSE | L | Annual | Net Emissions Allowance Position | Thousand Tons | 0 | 24956.762 | 24956.762 | 23475.8415 | 20849.6837 | 24302.2259 | 24956.762
NC - CO2 Cap Annual v6.21 | 584 | 7737 | Rate Constraint in MTons | FALSE | L | Annual | Fuel Consumed | TBtu | 0 | 397.0943 | 409.261 | 378.1535 | 333.4336 | 416.0577 | 427.2402
NC - CO2 Cap Annual v6.21 | 584 | 7737 | Rate Constraint in MTons | FALSE | L | Annual | Rate | lb/MMBtu | 0 | 125.6969 | 121.9601 | 124.1604 | 125.0605 | 116.8214 | 116.8278
NC - CO2 Cap Annual v6.21 | 584 | 7737 | Rate Constraint in MTons | FALSE | L | Annual | Generation | TWh | 0 | 84.7436 | 86.5313 | 76.4829 | 68.0438 | 101.6204 | 126.6374
NC - CO2 Cap Annual v6.21 | 584 | 7737 | Rate Constraint in MTons | FALSE | L | Annual | Qualifying Generation | TWh | 0 | 56.6632 | 59.1716 | 54.3093 | 47.5772 | 62.1614 | 65.6352
NC - CO2 Cap Annual v6.21 | 584 | 7737 | Rate Constraint in MTons | FALSE | L | Annual | Rate | lb/MWh | 0 | 880.8806 | 843.5387 | 864.5237 | 876.456 | 781.9068 | 760.4684
NC - CO2 Cap Annual v6.21 | 584 | 7737 | Rate Constraint in MTons | FALSE | L | Annual | Constraint Shadow Price | US2022$/Ton | 0 | 5.1315 | 2.3116 | 0 | 0 | 0 | 20.5968
New Hampshire MER Removal Annual v3.1 | 585 | 7346 | MACT Fuel Choice Floor in lbs/MMBtu | FALSE | L | Annual | Seasons Included | Seasons | Winter, Spring, Summer, Fall | Winter, Spring, Summer, Fall | Winter, Spring, Summer, Fall | Winter, Spring, Summer, Fall | Winter, Spring, Summer, Fall | Winter, Spring, Summer, Fall | Winter, Spring, Summer, Fall
New Hampshire MER Removal Annual v3.1 | 585 | 7346 | MACT Fuel Choice Floor in lbs/MMBtu | FALSE | L | Annual | Emission Floor | lbs/MMBtu | 0 | 0 | 0 | 0 | 0 | 0 | 0
New Hampshire MER Removal Annual v3.1 | 585 | 7346 | MACT Fuel Choice Floor in lbs/MMBtu | FALSE | L | Annual | Emissions at Affected Plants MER | lbs | 0 | 0 | 0 | 0 | 0 | 0 | 0
New Hampshire MER Removal Annual v3.1 | 585 | 7346 | MACT Fuel Choice Floor in lbs/MMBtu | FALSE | L | Annual | Allowances Purchased MER | lbs | 0 | 0 | 0 | 0 | 0 | 0 | 0
New Hampshire MER Removal Annual v3.1 | 585 | 7346 | MACT Fuel Choice Floor in lbs/MMBtu | FALSE | L | Annual | Allowances Sold MER | lbs | 0 | 0 | 0 | 0 | 0 | 0 | 0
New Hampshire MER Removal Annual v3.1 | 585 | 7346 | MACT Fuel Choice Floor in lbs/MMBtu | FALSE | L | Annual | Allowances Banked | lbs | 0 | 0 | 0 | 0 | 0 | 0 | 0
New Hampshire MER Removal Annual v3.1 | 585 | 7346 | MACT Fuel Choice Floor in lbs/MMBtu | FALSE | L | Annual | Allowances Withdrawn (1:1) | lbs | 0 | 0 | 0 | 0 | 0 | 0 | 0
New Hampshire MER Removal Annual v3.1 | 585 | 7346 | MACT Fuel Choice Floor in lbs/MMBtu | FALSE | L | Annual | Allowances Withdrawn (n:1) | lbs | 0 | 0 | 0 | 0 | 0 | 0 | 0
New Hampshire MER Removal Annual v3.1 | 585 | 7346 | MACT Fuel Choice Floor in lbs/MMBtu | FALSE | L | Annual | Net Emissions Allowance Position | lbs | 0 | 0 | 0 | 0 | 0 | 0 | 0
New Hampshire MER Removal Annual v3.1 | 585 | 7346 | MACT Fuel Choice Floor in lbs/MMBtu | FALSE | L | Annual | Fuel Consumed | TBtu | 0 | 0 | 0 | 0 | 0 | 0 | 0
New Hampshire MER Removal Annual v3.1 | 585 | 7346 | MACT Fuel Choice Floor in lbs/MMBtu | FALSE | L | Annual | Rate | lb/MMBtu | 0 | 0 | 0 | 0 | 0 | 0 | 0
New Hampshire MER Removal Annual v3.1 | 585 | 7346 | MACT Fuel Choice Floor in lbs/MMBtu | FALSE | L | Annual | Generation | TWh | 0 | 0 | 0 | 0 | 0 | 0 | 0
New Hampshire MER Removal Annual v3.1 | 585 | 7346 | MACT Fuel Choice Floor in lbs/MMBtu | FALSE | L | Annual | Qualifying Generation | TWh | 0 | 0 | 0 | 0 | 0 | 0 | 0
New Hampshire MER Removal Annual v3.1 | 585 | 7346 | MACT Fuel Choice Floor in lbs/MMBtu | FALSE | L | Annual | Constraint Shadow Price | US2022$/Lb | 0 | 0 | 0 | 0 | 0 | 0 | 0
New Hampshire 6 Unit - NOX Cap Annual v3.1 | 586 | 7343 | Rate Constraint in MTons | FALSE | L | Annual | Seasons Included | Seasons | Winter, Spring, Summer, Fall | Winter, Spring, Summer, Fall | Winter, Spring, Summer, Fall | Winter, Spring, Summer, Fall | Winter, Spring, Summer, Fall | Winter, Spring, Summer, Fall | Winter, Spring, Summer, Fall
New Hampshire 6 Unit - NOX Cap Annual v3.1 | 586 | 7343 | Rate Constraint in MTons | FALSE | L | Annual | Standard NOX | Thousand Tons | 3.64 | 3.64 | 3.64 | 3.64 | 3.64 | 3.64 | 3.64
New Hampshire 6 Unit - NOX Cap Annual v3.1 | 586 | 7343 | Rate Constraint in MTons | FALSE | L | Annual | Emissions at Affected Plants NOX | Thousand Tons | 0 | 0 | 0 | 0 | 0 | 0 | 0
New Hampshire 6 Unit - NOX Cap Annual v3.1 | 586 | 7343 | Rate Constraint in MTons | FALSE | L | Annual | Allowances Purchased NOX | Thousand Tons | 0 | 0 | 0 | 0 | 0 | 0 | 0
New Hampshire 6 Unit - NOX Cap Annual v3.1 | 586 | 7343 | Rate Constraint in MTons | FALSE | L | Annual | Allowances Sold NOX | Thousand Tons | 0 | 0 | 0 | 0 | 0 | 0 | 0
New Hampshire 6 Unit - NOX Cap Annual v3.1 | 586 | 7343 | Rate Constraint in MTons | FALSE | L | Annual | Allowances Banked | Thousand Tons | 0 | 0 | 2.4267 | 0 | 3.64 | 4.368 | 0
New Hampshire 6 Unit - NOX Cap Annual v3.1 | 586 | 7343 | Rate Constraint in MTons | FALSE | L | Annual | Allowances Withdrawn (1:1) | Thousand Tons | 0 | 0 | 0 | -3.64 | 0 | -3.64 | -3.64
New Hampshire 6 Unit - NOX Cap Annual v3.1 | 586 | 7343 | Rate Constraint in MTons | FALSE | L | Annual | Allowances Withdrawn (n:1) | Thousand Tons | 0 | 0 | 0 | 0 | 0 | 0 | 0
New Hampshire 6 Unit - NOX Cap Annual v3.1 | 586 | 7343 | Rate Constraint in MTons | FALSE | L | Annual | Net Emissions Allowance Position | Thousand Tons | 0 | 0 | 2.4267 | -3.64 | 3.64 | 0.728 | -3.64
New Hampshire 6 Unit - NOX Cap Annual v3.1 | 586 | 7343 | Rate Constraint in MTons | FALSE | L | Annual | Fuel Consumed | TBtu | 0 | 0 | 0 | 0 | 0 | 0 | 0
New Hampshire 6 Unit - NOX Cap Annual v3.1 | 586 | 7343 | Rate Constraint in MTons | FALSE | L | Annual | Rate | lb/MMBtu | 0 | 0 | 0 | 0 | 0 | 0 | 0
New Hampshire 6 Unit - NOX Cap Annual v3.1 | 586 | 7343 | Rate Constraint in MTons | FALSE | L | Annual | Generation | TWh | 0 | 0 | 0 | 0 | 0 | 0 | 0
New Hampshire 6 Unit - NOX Cap Annual v3.1 | 586 | 7343 | Rate Constraint in MTons | FALSE | L | Annual | Qualifying Generation | TWh | 0 | 0 | 0 | 0 | 0 | 0 | 0
New Hampshire 6 Unit - NOX Cap Annual v3.1 | 586 | 7343 | Rate Constraint in MTons | FALSE | L | Annual | Rate | lb/MWh | 0 | 0 | 0 | 0 | 0 | 0 | 0
New Hampshire 6 Unit - NOX Cap Annual v3.1 | 586 | 7343 | Rate Constraint in MTons | FALSE | L | Annual | Constraint Shadow Price | US2022$/Ton | 0 | 0 | 0 | 0 | 0 | 0 | 0
New Hampshire 6 Unit - SO2 Cap Annual v3.1 | 587 | 7344 | Rate Constraint in MTons | FALSE | L | Annual | Seasons Included | Seasons | Winter, Spring, Summer, Fall | Winter, Spring, Summer, Fall | Winter, Spring, Summer, Fall | Winter, Spring, Summer, Fall | Winter, Spring, Summer, Fall | Winter, Spring, Summer, Fall | Winter, Spring, Summer, Fall
New Hampshire 6 Unit - SO2 Cap Annual v3.1 | 587 | 7344 | Rate Constraint in MTons | FALSE | L | Annual | Standard SO2 | Thousand Tons | 7.29 | 7.29 | 7.29 | 7.29 | 7.29 | 7.29 | 7.29
New Hampshire 6 Unit - SO2 Cap Annual v3.1 | 587 | 7344 | Rate Constraint in MTons | FALSE | L | Annual | Emissions at Affected Plants SO2 | Thousand Tons | 0 | 0 | 0 | 0 | 0 | 0 | 0
New Hampshire 6 Unit - SO2 Cap Annual v3.1 | 587 | 7344 | Rate Constraint in MTons | FALSE | L | Annual | Allowances Purchased SO2 | Thousand Tons | 0 | 0 | 0 | 0 | 0 | 0 | 0
New Hampshire 6 Unit - SO2 Cap Annual v3.1 | 587 | 7344 | Rate Constraint in MTons | FALSE | L | Annual | Allowances Sold SO2 | Thousand Tons | 0 | 0 | 0 | 0 | 0 | 0 | 0
New Hampshire 6 Unit - SO2 Cap Annual v3.1 | 587 | 7344 | Rate Constraint in MTons | FALSE | L | Annual | Allowances Banked | Thousand Tons | 0 | 0 | 0 | 0 | 0 | 0 | 0
New Hampshire 6 Unit - SO2 Cap Annual v3.1 | 587 | 7344 | Rate Constraint in MTons | FALSE | L | Annual | Allowances Withdrawn (1:1) | Thousand Tons | 0 | 0 | 0 | 0 | 0 | 0 | 0
New Hampshire 6 Unit - SO2 Cap Annual v3.1 | 587 | 7344 | Rate Constraint in MTons | FALSE | L | Annual | Allowances Withdrawn (n:1) | Thousand Tons | 0 | 0 | 0 | 0 | 0 | 0 | 0
New Hampshire 6 Unit - SO2 Cap Annual v3.1 | 587 | 7344 | Rate Constraint in MTons | FALSE | L | Annual | Net Emissions Allowance Position | Thousand Tons | 0 | 0 | 0 | 0 | 0 | 0 | 0
New Hampshire 6 Unit - SO2 Cap Annual v3.1 | 587 | 7344 | Rate Constraint in MTons | FALSE | L | Annual | Fuel Consumed | TBtu | 0 | 0 | 0 | 0 | 0 | 0 | 0
New Hampshire 6 Unit - SO2 Cap Annual v3.1 | 587 | 7344 | Rate Constraint in MTons | FALSE | L | Annual | Rate | lb/MMBtu | 0 | 0 | 0 | 0 | 0 | 0 | 0
New Hampshire 6 Unit - SO2 Cap Annual v3.1 | 587 | 7344 | Rate Constraint in MTons | FALSE | L | Annual | Generation | TWh | 0 | 0 | 0 | 0 | 0 | 0 | 0
New Hampshire 6 Unit - SO2 Cap Annual v3.1 | 587 | 7344 | Rate Constraint in MTons | FALSE | L | Annual | Qualifying Generation | TWh | 0 | 0 | 0 | 0 | 0 | 0 | 0
New Hampshire 6 Unit - SO2 Cap Annual v3.1 | 587 | 7344 | Rate Constraint in MTons | FALSE | L | Annual | Rate | lb/MWh | 0 | 0 | 0 | 0 | 0 | 0 | 0
New Hampshire 6 Unit - SO2 Cap Annual v3.1 | 587 | 7344 | Rate Constraint in MTons | FALSE | L | Annual | Constraint Shadow Price | US2022$/Ton | 0 | 0 | 0 | 0 | 0 | 0 | 0
New Hampshire State - NOX Cap Summer v3.1 | 588 | 7345 | Rate Constraint in MTons | FALSE | L | Annual | Seasons Included | Seasons | Summer | Summer | Summer | Summer | Summer | Summer | Summer
New Hampshire State - NOX Cap Summer v3.1 | 588 | 7345 | Rate Constraint in MTons | FALSE | L | Annual | Standard NOX | Thousand Tons | 2.4 | 2.4 | 2.4 | 2.4 | 2.4 | 2.4 | 2.4
New Hampshire State - NOX Cap Summer v3.1 | 588 | 7345 | Rate Constraint in MTons | FALSE | L | Annual | Emissions at Affected Plants NOX | Thousand Tons | 0.11364 | 0.099648 | 0.055342 | 0.05436 | 0.022554 | 0.032059 | 0.027175
New Hampshire State - NOX Cap Summer v3.1 | 588 | 7345 | Rate Constraint in MTons | FALSE | L | Annual | Allowances Purchased NOX | Thousand Tons | 0 | 0 | 0 | 0 | 0 | 0 | 0
New Hampshire State - NOX Cap Summer v3.1 | 588 | 7345 | Rate Constraint in MTons | FALSE | L | Annual | Allowances Sold NOX | Thousand Tons | 0 | 0 | 0 | 0 | 0 | 0 | 0
New Hampshire State - NOX Cap Summer v3.1 | 588 | 7345 | Rate Constraint in MTons | FALSE | L | Annual | Allowances Banked | Thousand Tons | 0 | 0 | 1.6 | 3.6 | 2 | 0 | 0
New Hampshire State - NOX Cap Summer v3.1 | 588 | 7345 | Rate Constraint in MTons | FALSE | L | Annual | Allowances Withdrawn (1:1) | Thousand Tons | 0 | 0 | 0 | -2.4 | -2.4 | -2.4 | 0
New Hampshire State - NOX Cap Summer v3.1 | 588 | 7345 | Rate Constraint in MTons | FALSE | L | Annual | Allowances Withdrawn (n:1) | Thousand Tons | 0 | 0 | 0 | 0 | 0 | 0 | 0
New Hampshire State - NOX Cap Summer v3.1 | 588 | 7345 | Rate Constraint in MTons | FALSE | L | Annual | Net Emissions Allowance Position | Thousand Tons | 0.11364 | 0.099648 | 1.6553 | 1.2544 | -0.37745 | -2.3679 | 0.027175
New Hampshire State - NOX Cap Summer v3.1 | 588 | 7345 | Rate Constraint in MTons | FALSE | L | Annual | Fuel Consumed | TBtu | 22.8691 | 19.6619 | 11.4998 | 10.5728 | 4.7977 | 6.2353 | 5.4307
New Hampshire State - NOX Cap Summer v3.1 | 588 | 7345 | Rate Constraint in MTons | FALSE | L | Annual | Rate | lb/MMBtu | 0.0099379 | 0.010136 | 0.0096249 | 0.010283 | 0.0094022 | 0.010283 | 0.010008
New Hampshire State - NOX Cap Summer v3.1 | 588 | 7345 | Rate Constraint in MTons | FALSE | L | Annual | Generation | TWh | 3.0855 | 2.6491 | 1.555 | 1.423 | 0.64975 | 0.83921 | 0.73234
New Hampshire State - NOX Cap Summer v3.1 | 588 | 7345 | Rate Constraint in MTons | FALSE | L | Annual | Qualifying Generation | TWh | 3.0855 | 2.6491 | 1.555 | 1.423 | 0.64975 | 0.83921 | 0.73234
New Hampshire State - NOX Cap Summer v3.1 | 588 | 7345 | Rate Constraint in MTons | FALSE | L | Annual | Rate | lb/MWh | 0.073657 | 0.075233 | 0.07118 | 0.076402 | 0.069424 | 0.076402 | 0.074213
New Hampshire State - NOX Cap Summer v3.1 | 588 | 7345 | Rate Constraint in MTons | FALSE | L | Annual | Constraint Shadow Price | US2022$/Ton | 0 | 0 | 0 | 0 | 0 | 0 | 0
New Jersey - MER Removal Annual v3.1 | 589 | 7348 | MACT Fuel Choice Floor in lbs/MMBtu | FALSE | L | Annual | Seasons Included | Seasons | Winter, Spring, Summer, Fall | Winter, Spring, Summer, Fall | Winter, Spring, Summer, Fall | Winter, Spring, Summer, Fall | Winter, Spring, Summer, Fall | Winter, Spring, Summer, Fall | Winter, Spring, Summer, Fall
New Jersey - MER Removal Annual v3.1 | 589 | 7348 | MACT Fuel Choice Floor in lbs/MMBtu | FALSE | L | Annual | Emission Floor | lbs/MMBtu | 0 | 0 | 0 | 0 | 0 | 0 | 0
New Jersey - MER Removal Annual v3.1 | 589 | 7348 | MACT Fuel Choice Floor in lbs/MMBtu | FALSE | L | Annual | Emissions at Affected Plants MER | lbs | 0 | 0 | 0 | 0 | 0 | 0 | 0
New Jersey - MER Removal Annual v3.1 | 589 | 7348 | MACT Fuel Choice Floor in lbs/MMBtu | FALSE | L | Annual | Allowances Purchased MER | lbs | 0 | 0 | 0 | 0 | 0 | 0 | 0
New Jersey - MER Removal Annual v3.1 | 589 | 7348 | MACT Fuel Choice Floor in lbs/MMBtu | FALSE | L | Annual | Allowances Sold MER | lbs | 0 | 0 | 0 | 0 | 0 | 0 | 0
New Jersey - MER Removal Annual v3.1 | 589 | 7348 | MACT Fuel Choice Floor in lbs/MMBtu | FALSE | L | Annual | Allowances Banked | lbs | 0 | 0 | 0 | 0 | 0 | 0 | 0
New Jersey - MER Removal Annual v3.1 | 589 | 7348 | MACT Fuel Choice Floor in lbs/MMBtu | FALSE | L | Annual | Allowances Withdrawn (1:1) | lbs | 0 | 0 | 0 | 0 | 0 | 0 | 0
New Jersey - MER Removal Annual v3.1 | 589 | 7348 | MACT Fuel Choice Floor in lbs/MMBtu | FALSE | L | Annual | Allowances Withdrawn (n:1) | lbs | 0 | 0 | 0 | 0 | 0 | 0 | 0
New Jersey - MER Removal Annual v3.1 | 589 | 7348 | MACT Fuel Choice Floor in lbs/MMBtu | FALSE | L | Annual | Net Emissions Allowance Position | lbs | 0 | 0 | 0 | 0 | 0 | 0 | 0
New Jersey - MER Removal Annual v3.1 | 589 | 7348 | MACT Fuel Choice Floor in lbs/MMBtu | FALSE | L | Annual | Fuel Consumed | TBtu | 0 | 0 | 0 | 0 | 0 | 0 | 0
New Jersey - MER Removal Annual v3.1 | 589 | 7348 | MACT Fuel Choice Floor in lbs/MMBtu | FALSE | L | Annual | Rate | lb/MMBtu | 0 | 0 | 0 | 0 | 0 | 0 | 0
New Jersey - MER Removal Annual v3.1 | 589 | 7348 | MACT Fuel Choice Floor in lbs/MMBtu | FALSE | L | Annual | Generation | TWh | 0 | 0 | 0 | 0 | 0 | 0 | 0
New Jersey - MER Removal Annual v3.1 | 589 | 7348 | MACT Fuel Choice Floor in lbs/MMBtu | FALSE | L | Annual | Qualifying Generation | TWh | 0 | 0 | 0 | 0 | 0 | 0 | 0
New Jersey - MER Removal Annual v3.1 | 589 | 7348 | MACT Fuel Choice Floor in lbs/MMBtu | FALSE | L | Annual | Constraint Shadow Price | US2022$/Lb | 0 | 0 | 0 | 0 | 0 | 0 | 0
Newington Station 1 - SO2 Rate v5.12 | 590 | 7347 | Rate Constraint in lbs/MMBtu | FALSE | L | Annual | Seasons Included | Seasons | Winter, Spring, Summer, Fall | Winter, Spring, Summer, Fall | Winter, Spring, Summer, Fall | Winter, Spring, Summer, Fall | Winter, Spring, Summer, Fall | Winter, Spring, Summer, Fall | Winter, Spring, Summer, Fall
Newington Station 1 - SO2 Rate v5.12 | 590 | 7347 | Rate Constraint in lbs/MMBtu | FALSE | L | Annual | Standard SO2 | lb/MMBtu | 0.5 | 0.5 | 0.5 | 0.5 | 0.5 | 0.5 | 0.5
Newington Station 1 - SO2 Rate v5.12 | 590 | 7347 | Rate Constraint in lbs/MMBtu | FALSE | L | Annual | Emissions at Affected Plants SO2 | Thousand Tons | 0 | 0 | 0 | 0 | 0 | 0 | 0
Newington Station 1 - SO2 Rate v5.12 | 590 | 7347 | Rate Constraint in lbs/MMBtu | FALSE | L | Annual | Allowances Purchased SO2 | Thousand Tons | 0 | 0 | 0 | 0 | 0 | 0 | 0
Newington Station 1 - SO2 Rate v5.12 | 590 | 7347 | Rate Constraint in lbs/MMBtu | FALSE | L | Annual | Allowances Sold SO2 | Thousand Tons | 0 | 0 | 0 | 0 | 0 | 0 | 0
Newington Station 1 - SO2 Rate v5.12 | 590 | 7347 | Rate Constraint in lbs/MMBtu | FALSE | L | Annual | Allowances Banked | Thousand Tons | 0 | 0 | 0 | 0 | 0 | 0 | 0
Newington Station 1 - SO2 Rate v5.12 | 590 | 7347 | Rate Constraint in lbs/MMBtu | FALSE | L | Annual | Allowances Withdrawn (1:1) | Thousand Tons | 0 | 0 | 0 | 0 | 0 | 0 | 0
Newington Station 1 - SO2 Rate v5.12 | 590 | 7347 | Rate Constraint in lbs/MMBtu | FALSE | L | Annual | Allowances Withdrawn (n:1) | Thousand Tons | 0 | 0 | 0 | 0 | 0 | 0 | 0
Newington Station 1 - SO2 Rate v5.12 | 590 | 7347 | Rate Constraint in lbs/MMBtu | FALSE | L | Annual | Net Emissions Allowance Position | Thousand Tons | 0 | 0 | 0 | 0 | 0 | 0 | 0
Newington Station 1 - SO2 Rate v5.12 | 590 | 7347 | Rate Constraint in lbs/MMBtu | FALSE | L | Annual | Fuel Consumed | TBtu | 0 | 0 | 0 | 0 | 0 | 0 | 0
Newington Station 1 - SO2 Rate v5.12 | 590 | 7347 | Rate Constraint in lbs/MMBtu | FALSE | L | Annual | Rate | lb/MMBtu | 0 | 0 | 0 | 0 | 0 | 0 | 0
Newington Station 1 - SO2 Rate v5.12 | 590 | 7347 | Rate Constraint in lbs/MMBtu | FALSE | L | Annual | Generation | TWh | 0 | 0 | 0 | 0 | 0 | 0 | 0
Newington Station 1 - SO2 Rate v5.12 | 590 | 7347 | Rate Constraint in lbs/MMBtu | FALSE | L | Annual | Qualifying Generation | TWh | 0 | 0 | 0 | 0 | 0 | 0 | 0
Newington Station 1 - SO2 Rate v5.12 | 590 | 7347 | Rate Constraint in lbs/MMBtu | FALSE | L | Annual | Rate | lb/MWh | 0 | 0 | 0 | 0 | 0 | 0 | 0
Newington Station 1 - SO2 Rate v5.12 | 590 | 7347 | Rate Constraint in lbs/MMBtu | FALSE | L | Annual | Constraint Shadow Price | US2022$/Ton | 0 | 0 | 0 | 0 | 0 | 0 | 0
NJ SO2 Constraint v5.14 | 591 | 7349 | Rate Constraint in lbs/MMBtu | FALSE | L | Annual | Seasons Included | Seasons | Winter, Spring, Summer, Fall | Winter, Spring, Summer, Fall | Winter, Spring, Summer, Fall | Winter, Spring, Summer, Fall | Winter, Spring, Summer, Fall | Winter, Spring, Summer, Fall | Winter, Spring, Summer, Fall
NJ SO2 Constraint v5.14 | 591 | 7349 | Rate Constraint in lbs/MMBtu | FALSE | L | Annual | Standard SO2 | lb/MMBtu | 0.15 | 0.15 | 0.15 | 0.15 | 0.15 | 0.15 | 0.15
NJ SO2 Constraint v5.14 | 591 | 7349 | Rate Constraint in lbs/MMBtu | FALSE | L | Annual | Emissions at Affected Plants SO2 | Thousand Tons | 0 | 0 | 0 | 0 | 0 | 0 | 0
NJ SO2 Constraint v5.14 | 591 | 7349 | Rate Constraint in lbs/MMBtu | FALSE | L | Annual | Allowances Purchased SO2 | Thousand Tons | 0 | 0 | 0 | 0 | 0 | 0 | 0
NJ SO2 Constraint v5.14 | 591 | 7349 | Rate Constraint in lbs/MMBtu | FALSE | L | Annual | Allowances Sold SO2 | Thousand Tons | 0 | 0 | 0 | 0 | 0 | 0 | 0
NJ SO2 Constraint v5.14 | 591 | 7349 | Rate Constraint in lbs/MMBtu | FALSE | L | Annual | Allowances Banked | Thousand Tons | 0 | 0 | 0 | 0 | 0 | 0 | 0
NJ SO2 Constraint v5.14 | 591 | 7349 | Rate Constraint in lbs/MMBtu | FALSE | L | Annual | Allowances Withdrawn (1:1) | Thousand Tons | 0 | 0 | 0 | 0 | 0 | 0 | 0
NJ SO2 Constraint v5.14 | 591 | 7349 | Rate Constraint in lbs/MMBtu | FALSE | L | Annual | Allowances Withdrawn (n:1) | Thousand Tons | 0 | 0 | 0 | 0 | 0 | 0 | 0
NJ SO2 Constraint v5.14 | 591 | 7349 | Rate Constraint in lbs/MMBtu | FALSE | L | Annual | Net Emissions Allowance Position | Thousand Tons | 0 | 0 | 0 | 0 | 0 | 0 | 0
NJ SO2 Constraint v5.14 | 591 | 7349 | Rate Constraint in lbs/MMBtu | FALSE | L | Annual | Fuel Consumed | TBtu | 0 | 0 | 0 | 0 | 0 | 0 | 0
NJ SO2 Constraint v5.14 | 591 | 7349 | Rate Constraint in lbs/MMBtu | FALSE | L | Annual | Rate | lb/MMBtu | 0 | 0 | 0 | 0 | 0 | 0 | 0
NJ SO2 Constraint v5.14 | 591 | 7349 | Rate Constraint in lbs/MMBtu | FALSE | L | Annual | Generation | TWh | 0 | 0 | 0 | 0 | 0 | 0 | 0
NJ SO2 Constraint v5.14 | 591 | 7349 | Rate Constraint in lbs/MMBtu | FALSE | L | Annual | Qualifying Generation | TWh | 0 | 0 | 0 | 0 | 0 | 0 | 0
NJ SO2 Constraint v5.14 | 591 | 7349 | Rate Constraint in lbs/MMBtu | FALSE | L | Annual | Rate | lb/MWh | 0 | 0 | 0 | 0 | 0 | 0 | 0
NJ SO2 Constraint v5.14 | 591 | 7349 | Rate Constraint in lbs/MMBtu | FALSE | L | Annual | Constraint Shadow Price | US2022$/Ton | 16653.1546 | 15889.8274 | 14584.6258 | 9926.2502 | 9646.9782 | 11645.5476 | 13991.8259
NODA Covanta Bristol 1 NOX Cap Annual v5.15 | 592 | 7255 | Rate Constraint in MTons | FALSE | L | Annual | Seasons Included | Seasons | Winter, Spring, Summer, Fall | Winter, Spring, Summer, Fall | Winter, Spring, Summer, Fall | Winter, Spring, Summer, Fall | Winter, Spring, Summer, Fall | Winter, Spring, Summer, Fall | Winter, Spring, Summer, Fall
NODA Covanta Bristol 1 NOX Cap Annual v5.15 | 592 | 7255 | Rate Constraint in MTons | FALSE | L | Annual | Standard NOX | Thousand Tons | 0.112 | 0.112 | 0.112 | 0.112 | 0.112 | 0.112 | 0.112
NODA Covanta Bristol 1 NOX Cap Annual v5.15 | 592 | 7255 | Rate Constraint in MTons | FALSE | L | Annual | Emissions at Affected Plants NOX | Thousand Tons | 0.10182 | 0.10182 | 0.10182 | 0 | 0 | 0 | 0
NODA Covanta Bristol 1 NOX Cap Annual v5.15 | 592 | 7255 | Rate Constraint in MTons | FALSE | L | Annual | Allowances Purchased NOX | Thousand Tons | 0 | 0 | 0 | 0 | 0 | 0 | 0
NODA Covanta Bristol 1 NOX Cap Annual v5.15 | 592 | 7255 | Rate Constraint in MTons | FALSE | L | Annual | Allowances Sold NOX | Thousand Tons | 0 | 0 | 0 | 0 | 0 | 0 | 0
NODA Covanta Bristol 1 NOX Cap Annual v5.15 | 592 | 7255 | Rate Constraint in MTons | FALSE | L | Annual | Allowances Banked | Thousand Tons | 0 | 0 | 0 | 0 | 0 | 0 | 0
NODA Covanta Bristol 1 NOX Cap Annual v5.15 | 592 | 7255 | Rate Constraint in MTons | FALSE | L | Annual | Allowances Withdrawn (1:1) | Thousand Tons | 0 | 0 | 0 | 0 | 0 | 0 | 0
NODA Covanta Bristol 1 NOX Cap Annual v5.15 | 592 | 7255 | Rate Constraint in MTons | FALSE | L | Annual | Allowances Withdrawn (n:1) | Thousand Tons | 0 | 0 | 0 | 0 | 0 | 0 | 0
NODA Covanta Bristol 1 NOX Cap Annual v5.15 | 592 | 7255 | Rate Constraint in MTons | FALSE | L | Annual | Net Emissions Allowance Position | Thousand Tons | 0.10182 | 0.10182 | 0.10182 | 0 | 0 | 0 | 0
NODA Covanta Bristol 1 NOX Cap Annual v5.15 | 592 | 7255 | Rate Constraint in MTons | FALSE | L | Annual | Fuel Consumed | TBtu | 0.93936 | 0.93936 | 0.93936 | 0 | 0 | 0 | 0
NODA Covanta Bristol 1 NOX Cap Annual v5.15 | 592 | 7255 | Rate Constraint in MTons | FALSE | L | Annual | Rate | lb/MMBtu | 0.21679 | 0.21679 | 0.21679 | 0 | 0 | 0 | 0
NODA Covanta Bristol 1 NOX Cap Annual v5.15 | 592 | 7255 | Rate Constraint in MTons | FALSE | L | Annual | Generation | TWh | 0.050699 | 0.050699 | 0.050699 | 0 | 0 | 0 | 0
NODA Covanta Bristol 1 NOX Cap Annual v5.15 | 592 | 7255 | Rate Constraint in MTons | FALSE | L | Annual | Qualifying Generation | TWh | 0.050699 | 0.050699 | 0.050699 | 0 | 0 | 0 | 0
NODA Covanta Bristol 1 NOX Cap Annual v5.15 | 592 | 7255 | Rate Constraint in MTons | FALSE | L | Annual | Rate | lb/MWh | 4.0167 | 4.0167 | 4.0167 | 0 | 0 | 0 | 0
NODA Covanta Bristol 1 NOX Cap Annual v5.15 | 592 | 7255 | Rate Constraint in MTons | FALSE | L | Annual | Constraint Shadow Price | US2022$/Ton | 0 | 0 | 0 | 0 | 0 | 0 | 0
NODA Covanta Bristol 2 NOX Cap Annual v5.15 | 593 | 7256 | Rate Constraint in MTons | FALSE | L | Annual | Seasons Included | Seasons | Winter, Spring, Summer, Fall | Winter, Spring, Summer, Fall | Winter, Spring, Summer, Fall | Winter, Spring, Summer, Fall | Winter, Spring, Summer, Fall | Winter, Spring, Summer, Fall | Winter, Spring, Summer, Fall
NODA Covanta Bristol 2 NOX Cap Annual v5.15 | 593 | 7256 | Rate Constraint in MTons | FALSE | L | Annual | Standard NOX | Thousand Tons | 0.1917 | 0.1917 | 0.1917 | 0.1917 | 0.1917 | 0.1917 | 0.1917
NODA Covanta Bristol 2 NOX Cap Annual v5.15 | 593 | 7256 | Rate Constraint in MTons | FALSE | L | Annual | Emissions at Affected Plants NOX | Thousand Tons | 0.12298 | 0.12298 | 0.12298 | 0 | 0 | 0 | 0
NODA Covanta Bristol 2 NOX Cap Annual v5.15 | 593 | 7256 | Rate Constraint in MTons | FALSE | L | Annual | Allowances Purchased NOX | Thousand Tons | 0 | 0 | 0 | 0 | 0 | 0 | 0
NODA Covanta Bristol 2 NOX Cap Annual v5.15 | 593 | 7256 | Rate Constraint in MTons | FALSE | L | Annual | Allowances Sold NOX | Thousand Tons | 0 | 0 | 0 | 0 | 0 | 0 | 0
NODA Covanta Bristol 2 NOX Cap Annual v5.15 | 593 | 7256 | Rate Constraint in MTons | FALSE | L | Annual | Allowances Banked | Thousand Tons | 0 | 0 | 0 | 0 | 0 | 0 | 0
NODA Covanta Bristol 2 NOX Cap Annual v5.15 | 593 | 7256 | Rate Constraint in MTons | FALSE | L | Annual | Allowances Withdrawn (1:1) | Thousand Tons | 0 | 0 | 0 | 0 | 0 | 0 | 0
NODA Covanta Bristol 2 NOX Cap Annual v5.15 | 593 | 7256 | Rate Constraint in MTons | FALSE | L | Annual | Allowances Withdrawn (n:1) | Thousand Tons | 0 | 0 | 0 | 0 | 0 | 0 | 0
NODA Covanta Bristol 2 NOX Cap Annual v5.15 | 593 | 7256 | Rate Constraint in MTons | FALSE | L | Annual | Net Emissions Allowance Position | Thousand Tons | 0.12298 | 0.12298 | 0.12298 | 0 | 0 | 0 | 0
NODA Covanta Bristol 2 NOX Cap Annual v5.15 | 593 | 7256 | Rate Constraint in MTons | FALSE | L | Annual | Fuel Consumed | TBtu | 0.93936 | 0.93936 | 0.93936 | 0 | 0 | 0 | 0
NODA Covanta Bristol 2 NOX Cap Annual v5.15 | 593 | 7256 | Rate Constraint in MTons | FALSE | L | Annual | Rate | lb/MMBtu | 0.26183 | 0.26183 | 0.26183 | 0 | 0 | 0 | 0
NODA Covanta Bristol 2 NOX Cap Annual v5.15 | 593 | 7256 | Rate Constraint in MTons | FALSE | L | Annual | Generation | TWh | 0.050699 | 0.050699 | 0.050699 | 0 | 0 | 0 | 0
NODA Covanta Bristol 2 NOX Cap Annual v5.15 | 593 | 7256 | Rate Constraint in MTons | FALSE | L | Annual | Qualifying Generation | TWh | 0.050699 | 0.050699 | 0.050699 | 0 | 0 | 0 | 0
NODA Covanta Bristol 2 NOX Cap Annual v5.15 | 593 | 7256 | Rate Constraint in MTons | FALSE | L | Annual | Rate | lb/MWh | 4.8512 | 4.8512 | 4.8512 | 0 | 0 | 0 | 0
NODA Covanta Bristol 2 NOX Cap Annual v5.15 | 593 | 7256 | Rate Constraint in MTons | FALSE | L | Annual | Constraint Shadow Price | US2022$/Ton | 0 | 0 | 0 | 0 | 0 | 0 | 0
NODA Kemper County IGCC SO2 Cap Annual v5.15 | 594 | 7262 | Rate Constraint in MTons | FALSE | L | Annual | Seasons Included | Seasons | Winter, Spring, Summer, Fall | Winter, Spring, Summer, Fall | Winter, Spring, Summer, Fall | Winter, Spring, Summer, Fall | Winter, Spring, Summer, Fall | Winter, Spring, Summer, Fall | Winter, Spring, Summer, Fall
NODA Kemper County IGCC SO2 Cap Annual v5.15 | 594 | 7262 | Rate Constraint in MTons | FALSE | L | Annual | Standard SO2 | Thousand Tons | 0.116 | 0.116 | 0.116 | 0.116 | 0.116 | 0.116 | 0.116
NODA Kemper County IGCC SO2 Cap Annual v5.15 | 594 | 7262 | Rate Constraint in MTons | FALSE | L | Annual | Emissions at Affected Plants SO2 | Thousand Tons | 0 | 0 | 0 | 0 | 0 | 0 | 0
NODA Kemper County IGCC SO2 Cap Annual v5.15 | 594 | 7262 | Rate Constraint in MTons | FALSE | L | Annual | Allowances Purchased SO2 | Thousand Tons | 0 | 0 | 0 | 0 | 0 | 0 | 0
NODA Kemper County IGCC SO2 Cap Annual v5.15 | 594 | 7262 | Rate Constraint in MTons | FALSE | L | Annual | Allowances Sold SO2 | Thousand Tons | 0 | 0 | 0 | 0 | 0 | 0 | 0
NODA Kemper County IGCC SO2 Cap Annual v5.15 | 594 | 7262 | Rate Constraint in MTons | FALSE | L | Annual | Allowances Banked | Thousand Tons | 0 | 0 | 0 | 0 | 0 | 0 | 0
NODA Kemper County IGCC SO2 Cap Annual v5.15 | 594 | 7262 | Rate Constraint in MTons | FALSE | L | Annual | Allowances Withdrawn (1:1) | Thousand Tons | 0 | 0 | 0 | 0 | 0 | 0 | 0
NODA Kemper County IGCC SO2 Cap Annual v5.15 | 594 | 7262 | Rate Constraint in MTons | FALSE | L | Annual | Allowances Withdrawn (n:1) | Thousand Tons | 0 | 0 | 0 | 0 | 0 | 0 | 0
NODA Kemper County IGCC SO2 Cap Annual v5.15 | 594 | 7262 | Rate Constraint in MTons | FALSE | L | Annual | Net Emissions Allowance Position | Thousand Tons | 0 | 0 | 0 | 0 | 0 | 0 | 0
NODA Kemper County IGCC SO2 Cap Annual v5.15 | 594 | 7262 | Rate Constraint in MTons | FALSE | L | Annual | Fuel Consumed | TBtu | 9.6604 | 8.9423 | 8.8074 | 0.69173 | 0 | 0 | 0.69687
NODA Kemper County IGCC SO2 Cap Annual v5.15 | 594 | 7262 | Rate Constraint in MTons | FALSE | L | Annual | Rate | lb/MMBtu | 0 | 0 | 0 | 0 | 0 | 0 | 0
NODA Kemper County IGCC SO2 Cap Annual v5.15 | 594 | 7262 | Rate Constraint in MTons | FALSE | L | Annual | Generation | TWh | 1.2704 | 1.176 | 1.1583 | 0.090969 | 0 | 0 | 0.091646
NODA Kemper County IGCC SO2 Cap Annual v5.15 | 594 | 7262 | Rate Constraint in MTons | FALSE | L | Annual | Qualifying Generation | TWh | 1.2704 | 1.176 | 1.1583 | 0.090969 | 0 | 0 | 0.091646
NODA Kemper County IGCC SO2 Cap Annual v5.15 | 594 | 7262 | Rate Constraint in MTons | FALSE | L | Annual | Rate | lb/MWh | 0 | 0 | 0 | 0 | 0 | 0 | 0
NODA Kemper County IGCC SO2 Cap Annual v5.15 | 594 | 7262 | Rate Constraint in MTons | FALSE | L | Annual | Constraint Shadow Price | US2022$/Ton | 0 | 0 | 0 | 0 | 0 | 0 | 0
NODA Marshalltown NOx Cap Annual v5.15 | 595 | 7252 | Rate Constraint in MTons | FALSE | L | Annual | Seasons Included | Seasons | Winter, Spring, Summer, Fall | Winter, Spring, Summer, Fall | Winter, Spring, Summer, Fall | Winter, Spring, Summer, Fall | Winter, Spring, Summer, Fall | Winter, Spring, Summer, Fall | Winter, Spring, Summer, Fall
NODA Marshalltown NOx Cap Annual v5.15 | 595 | 7252 | Rate Constraint in MTons | FALSE | L | Annual | Standard NOX | Thousand Tons | 0.229 | 0.229 | 0.229 | 0.229 | 0.229 | 0.229 | 0.229
NODA Marshalltown NOx Cap Annual v5.15 | 595 | 7252 | Rate Constraint in MTons | FALSE | L | Annual | Emissions at Affected Plants NOX | Thousand Tons | 0.046671 | 0.060144 | 0.029088 | 0.0077678 | 0 | 0.0077227 | 0.0077124
NODA Marshalltown NOx Cap Annual v5.15 | 595 | 7252 | Rate Constraint in MTons | FALSE | L | Annual | Allowances Purchased NOX | Thousand Tons | 0 | 0 | 0 | 0 | 0 | 0 | 0
NODA Marshalltown NOx Cap Annual v5.15 | 595 | 7252 | Rate Constraint in MTons | FALSE | L | Annual | Allowances Sold NOX | Thousand Tons | 0 | 0 | 0 | 0 | 0 | 0 | 0
NODA Marshalltown NOx Cap Annual v5.15 | 595 | 7252 | Rate Constraint in MTons | FALSE | L | Annual | Allowances Banked | Thousand Tons | 0 | 0 | 0 | 0 | 0 | 0 | 0
NODA Marshalltown NOx Cap Annual v5.15 | 595 | 7252 | Rate Constraint in MTons | FALSE | L | Annual | Allowances Withdrawn (1:1) | Thousand Tons | 0 | 0 | 0 | 0 | 0 | 0 | 0
NODA Marshalltown NOx Cap Annual v5.15 | 595 | 7252 | Rate Constraint in MTons | FALSE | L | Annual | Allowances Withdrawn (n:1) | Thousand Tons | 0 | 0 | 0 | 0 | 0 | 0 | 0
NODA Marshalltown NOx Cap Annual v5.15 | 595 | 7252 | Rate Constraint in MTons | FALSE | L | Annual | Net Emissions Allowance Position | Thousand Tons | 0.046671 | 0.060144 | 0.029088 | 0.0077678 | 0 | 0.0077227 | 0.0077124
NODA Marshalltown NOx Cap Annual v5.15 | 595 | 7252 | Rate Constraint in MTons | FALSE | L | Annual | Fuel Consumed | TBtu | 19.0107 | 24.4984 | 11.8486 | 3.1641 | 0 | 3.1457 | 3.1415
NODA Marshalltown NOx Cap Annual v5.15 | 595 | 7252 | Rate Constraint in MTons | FALSE | L | Annual | Rate | lb/MMBtu | 0.00491 | 0.00491 | 0.00491 | 0.00491 | 0 | 0.00491 | 0.00491
NODA Marshalltown NOx Cap Annual v5.15 | 595 | 7252 | Rate Constraint in MTons | FALSE | L | Annual | Generation | TWh | 2.6772 | 3.45 | 1.6686 | 0.44558 | 0 | 0.443 | 0.44241
NODA Marshalltown NOx Cap Annual v5.15 | 595 | 7252 | Rate Constraint in MTons | FALSE | L | Annual | Qualifying Generation | TWh | 2.6772 | 3.45 | 1.6686 | 0.44558 | 0 | 0.443 | 0.44241
NODA Marshalltown NOx Cap Annual v5.15 | 595 | 7252 | Rate Constraint in MTons | FALSE | L | Annual | Rate | lb/MWh | 0.034866 | 0.034866 | 0.034866 | 0.034866 | 0 | 0.034866 | 0.034866
NODA Marshalltown NOx Cap Annual v5.15 | 595 | 7252 | Rate Constraint in MTons | FALSE | L | Annual | Constraint Shadow Price | US2022$/Ton | 0 | 0 | 0 | 0 | 0 | 0 | 0
NODA Nacogdoches SO2 Cap Annual v5.15 | 596 | 7253 | Rate Constraint in MTons | FALSE | L | Annual | Seasons Included | Seasons | Winter, Spring, Summer, Fall | Winter, Spring, Summer, Fall | Winter, Spring, Summer, Fall | Winter, Spring, Summer, Fall | Winter, Spring, Summer, Fall | Winter, Spring, Summer, Fall | Winter, Spring, Summer, Fall
NODA Nacogdoches SO2 Cap Annual v5.15 | 596 | 7253 | Rate Constraint in MTons | FALSE | L | Annual | Standard SO2 | Thousand Tons | 0.277 | 0.277 | 0.277 | 0.277 | 0.277 | 0.277 | 0.277
NODA Nacogdoches SO2 Cap Annual v5.15 | 596 | 7253 | Rate Constraint in MTons | FALSE | L | Annual | Emissions at Affected Plants SO2 | Thousand Tons | 0 | 0 | 0 | 0 | 0 | 0 | 0
NODA Nacogdoches SO2 Cap Annual v5.15 | 596 | 7253 | Rate Constraint in MTons | FALSE | L | Annual | Allowances Purchased SO2 | Thousand Tons | 0 | 0 | 0 | 0 | 0 | 0 | 0
NODA Nacogdoches SO2 Cap Annual v5.15 | 596 | 7253 | Rate Constraint in MTons | FALSE | L | Annual | Allowances Sold SO2 | Thousand Tons | 0 | 0 | 0 | 0 | 0 | 0 | 0
NODA Nacogdoches SO2 Cap Annual v5.15 | 596 | 7253 | Rate Constraint in MTons | FALSE | L | Annual | Allowances Banked | Thousand Tons | 0 | 0 | 0 | 0 | 0 | 0 | 0
NODA Nacogdoches SO2 Cap Annual v5.15 | 596 | 7253 | Rate Constraint in MTons | FALSE | L | Annual | Allowances Withdrawn (1:1) | Thousand Tons | 0 | 0 | 0 | 0 | 0 | 0 | 0
NODA Nacogdoches SO2 Cap Annual v5.15 | 596 | 7253 | Rate Constraint in MTons | FALSE | L | Annual | Allowances Withdrawn (n:1) | Thousand Tons | 0 | 0 | 0 | 0 | 0 | 0 | 0
NODA Nacogdoches SO2 Cap Annual v5.15 | 596 | 7253 | Rate Constraint in MTons | FALSE | L | Annual | Net Emissions Allowance Position | Thousand Tons | 0 | 0 | 0 | 0 | 0 | 0 | 0
NODA Nacogdoches SO2 Cap Annual v5.15 | 596 | 7253 | Rate Constraint in MTons | FALSE | L | Annual | Fuel Consumed | TBtu | 0 | 0 | 0 | 0 | 0 | 0 | 0
NODA Nacogdoches SO2 Cap Annual v5.15 | 596 | 7253 | Rate Constraint in MTons | FALSE | L | Annual | Rate | lb/MMBtu | 0 | 0 | 0 | 0 | 0 | 0 | 0
NODA Nacogdoches SO2 Cap Annual v5.15 | 596 | 7253 | Rate Constraint in MTons | FALSE | L | Annual | Generation | TWh | 0 | 0 | 0 | 0 | 0 | 0 | 0
NODA Nacogdoches SO2 Cap Annual v5.15 | 596 | 7253 | Rate Constraint in MTons | FALSE | L | Annual | Qualifying Generation | TWh | 0 | 0 | 0 | 0 | 0 | 0 | 0
NODA Nacogdoches SO2 Cap Annual v5.15 | 596 | 7253 | Rate Constraint in MTons | FALSE | L | Annual | Rate | lb/MWh | 0 | 0 | 0 | 0 | 0 | 0 | 0
NODA Nacogdoches SO2 Cap Annual v5.15 | 596 | 7253 | Rate Constraint in MTons | FALSE | L | Annual | Constraint Shadow Price | US2022$/Ton | 0 | 0 | 0 | 0 | 0 | 0 | 0
NODA Newark NOx Cap Annual v5.15 | 597 | 7249 | Rate Constraint in MTons | FALSE | L | Annual | Seasons Included | Seasons | Winter, Spring, Summer, Fall | Winter, Spring, Summer, Fall | Winter, Spring, Summer, Fall | Winter, Spring, Summer, Fall | Winter, Spring, Summer, Fall | Winter, Spring, Summer, Fall | Winter, Spring, Summer, Fall
NODA Newark NOx Cap Annual v5.15 | 597 | 7249 | Rate Constraint in MTons | FALSE | L | Annual | Standard NOX | Thousand Tons | 0.278 | 0.278 | 0.278 | 0.278 | 0.278 | 0.278 | 0.278
NODA Newark NOx Cap Annual v5.15 | 597 | 7249 | Rate Constraint in MTons | FALSE | L | Annual | Emissions at Affected Plants NOX | Thousand Tons | 0.093342 | 0.096218 | 0.083033 | 0.052648 | 0.054779 | 0.060611 | 0.048115
NODA Newark NOx Cap Annual v5.15 | 597 | 7249 | Rate Constraint in MTons | FALSE | L | Annual | Allowances Purchased NOX | Thousand Tons | 0 | 0 | 0 | 0 | 0 | 0 | 0
NODA Newark NOx Cap Annual v5.15 | 597 | 7249 | Rate Constraint in MTons | FALSE | L | Annual | Allowances Sold NOX | Thousand Tons | 0 | 0 | 0 | 0 | 0 | 0 | 0
NODA Newark NOx Cap Annual v5.15 | 597 | 7249 | Rate Constraint in MTons | FALSE | L | Annual | Allowances Banked | Thousand Tons | 0 | 0 | 0 | 0 | 0 | 0 | 0
NODA Newark NOx Cap Annual v5.15 | 597 | 7249 | Rate Constraint in MTons | FALSE | L | Annual | Allowances Withdrawn (1:1) | Thousand Tons | 0 | 0 | 0 | 0 | 0 | 0 | 0
NODA Newark NOx Cap Annual v5.15 | 597 | 7249 | Rate Constraint in MTons | FALSE | L | Annual | Allowances Withdrawn (n:1) | Thousand Tons | 0 | 0 | 0 | 0 | 0 | 0 | 0
NODA Newark NOx Cap Annual v5.15 | 597 | 7249 | Rate Constraint in MTons | FALSE | L | Annual | Net Emissions Allowance Position | Thousand Tons | 0.093342 | 0.096218 | 0.083033 | 0.052648 | 0.054779 | 0.060611 | 0.048115
NODA Newark NOx Cap Annual v5.15 | 597 | 7249 | Rate Constraint in MTons | FALSE | L | Annual | Fuel Consumed | TBtu | 30.9592 | 31.9132 | 27.5398 | 17.4621 | 18.1687 | 20.1031 | 15.9586
NODA Newark NOx Cap Annual v5.15 | 597 | 7249 | Rate Constraint in MTons | FALSE | L | Annual | Rate | lb/MMBtu | 0.00603 | 0.00603 | 0.00603 | 0.00603 | 0.00603 | 0.00603 | 0.00603
NODA Newark NOx Cap Annual v5.15 | 597 | 7249 | Rate Constraint in MTons | FALSE | L | Annual | Generation | TWh | 4.3914 | 4.5267 | 3.9064 | 2.4769 | 2.5771 | 2.8515 | 2.2636
NODA Newark NOx Cap Annual v5.15 | 597 | 7249 | Rate Constraint in MTons | FALSE | L | Annual | Qualifying Generation | TWh | 4.3914 | 4.5267 | 3.9064 | 2.4769 | 2.5771 | 2.8515 | 2.2636
NODA Newark NOx Cap Annual v5.15 | 597 | 7249 | Rate Constraint in MTons | FALSE | L | Annual | Rate | lb/MWh | 0.042511 | 0.042511 | 0.042511 | 0.042511 | 0.042511 | 0.042511 | 0.042511
NODA Newark NOx Cap Annual v5.15 | 597 | 7249 | Rate Constraint in MTons | FALSE | L | Annual | Constraint Shadow Price | US2022$/Ton | 0 | 0 | 0 | 0 | 0 | 0 | 0
NODA West Deptford NOx Cap Annual v5.15 | 598 | 7250 | Rate Constraint in MTons | FALSE | L | Annual | Seasons Included | Seasons | Winter, Spring, Summer, Fall | Winter, Spring, Summer, Fall | Winter, Spring, Summer, Fall | Winter, Spring, Summer, Fall | Winter, Spring, Summer, Fall | Winter, Spring, Summer, Fall | Winter, Spring, Summer, Fall
NODA West Deptford NOx Cap Annual v5.15 | 598 | 7250 | Rate Constraint in MTons | FALSE | L | Annual | Standard NOX | Thousand Tons | 0.717 | 0.717 | 0.717 | 0.717 | 0.717 | 0.717 | 0.717
NODA West Deptford NOx Cap Annual v5.15 | 598 | 7250 | Rate Constraint in MTons | FALSE | L | Annual | Emissions at Affected Plants NOX | Thousand Tons | 0.072584 | 0.078102 | 0.073909 | 0.051576 | 0.052481 | 0.048522 | 0.046619
NODA West Deptford NOx Cap Annual v5.15 | 598 | 7250 | Rate Constraint in MTons | FALSE | L | Annual | Allowances Purchased NOX | Thousand Tons | 0 | 0 | 0 | 0 | 0 | 0 | 0
NODA West Deptford NOx Cap Annual v5.15 | 598 | 7250 | Rate Constraint in MTons | FALSE | L | Annual | Allowances Sold NOX | Thousand Tons | 0 | 0 | 0 | 0 | 0 | 0 | 0
NODA West Deptford NOx Cap Annual v5.15 | 598 | 7250 | Rate Constraint in MTons | FALSE | L | Annual | Allowances Banked | Thousand Tons | 0 | 0 | 0 | 0 | 0 | 0 | 0
NODA West Deptford NOx Cap Annual v5.15 | 598 | 7250 | Rate Constraint in MTons | FALSE | L | Annual | Allowances Withdrawn (1:1) | Thousand Tons | 0 | 0 | 0 | 0 | 0 | 0 | 0
NODA West Deptford NOx Cap Annual v5.15 | 598 | 7250 | Rate Constraint in MTons | FALSE | L | Annual | Allowances Withdrawn (n:1) | Thousand Tons | 0 | 0 | 0 | 0 | 0 | 0 | 0
NODA West Deptford NOx Cap Annual v5.15 | 598 | 7250 | Rate Constraint in MTons | FALSE | L | Annual | Net Emissions Allowance Position | Thousand Tons | 0.072584 | 0.078102 | 0.073909 | 0.051576 | 0.052481 | 0.048522 | 0.046619
NODA West Deptford NOx Cap Annual v5.15 | 598 | 7250 | Rate Constraint in MTons | FALSE | L | Annual | Fuel Consumed | TBtu | 23.6814 | 25.4819 | 24.114 | 16.8273 | 17.1227 | 15.831 | 15.2101
NODA West Deptford NOx Cap Annual v5.15 | 598 | 7250 | Rate Constraint in MTons | FALSE | L | Annual | Rate | lb/MMBtu | 0.00613 | 0.00613 | 0.00613 | 0.00613 | 0.00613 | 0.00613 | 0.00613
NODA West Deptford NOx Cap Annual v5.15 | 598 | 7250 | Rate Constraint in MTons | FALSE | L | Annual | Generation | TWh | 3.3477 | 3.6022 | 3.4088 | 2.3788 | 2.4205 | 2.2379 | 2.1501
NODA West Deptford NOx Cap Annual v5.15 | 598 | 7250 | Rate Constraint in MTons | FALSE | L | Annual | Qualifying Generation | TWh | 3.3477 | 3.6022 | 3.4088 | 2.3788 | 2.4205 | 2.2379 | 2.1501
NODA West Deptford NOx Cap Annual v5.15 | 598 | 7250 | Rate Constraint in MTons | FALSE | L | Annual | Rate | lb/MWh | 0.043364 | 0.043364 | 0.043364 | 0.043364 | 0.043364 | 0.043364 | 0.043364
NODA West Deptford NOx Cap Annual v5.15 | 598 | 7250 | Rate Constraint in MTons | FALSE | L | Annual | Constraint Shadow Price | US2022$/Ton | 0 | 0 | 0 | 0 | 0 | 0 | 0
NODA Wheelabrator Lisbon 1 NOX Cap Annual v5.15 | 599 | 7260 | Rate Constraint in MTons | FALSE | L | Annual | Seasons Included | Seasons | Winter, Spring, Summer, Fall | Winter, Spring, Summer, Fall | Winter, Spring, Summer, Fall | Winter, Spring, Summer, Fall | Winter, Spring, Summer, Fall | Winter, Spring, Summer, Fall | Winter, Spring, Summer, Fall
NODA Wheelabrator Lisbon 1 NOX Cap Annual v5.15 | 599 | 7260 | Rate Constraint in MTons | FALSE | L | Annual | Standard NOX | Thousand Tons | 0.148 | 0.148 | 0.148 | 0.148 | 0.148 | 0.148 | 0.148
NODA Wheelabrator Lisbon 1 NOX Cap Annual v5.15 | 599 | 7260 | Rate Constraint in MTons | FALSE | L | Annual | Emissions at Affected Plants NOX | Thousand Tons | 0.1311 | 0.1311 | 0.1311 | 0 | 0 | 0 | 0
NODA Wheelabrator Lisbon 1 NOX Cap Annual v5.15 | 599 | 7260 | Rate Constraint in MTons | FALSE | L | Annual | Allowances Purchased NOX | Thousand Tons | 0 | 0 | 0 | 0 | 0 | 0 | 0
NODA Wheelabrator Lisbon 1 NOX Cap Annual v5.15 | 599 | 7260 | Rate Constraint in MTons | FALSE | L | Annual | Allowances Sold NOX | Thousand Tons | 0 | 0 | 0 | 0 | 0 | 0 | 0
NODA Wheelabrator Lisbon 1 NOX Cap Annual v5.15 | 599 | 7260 | Rate Constraint in MTons | FALSE | L | Annual | Allowances Banked | Thousand Tons | 0 | 0 | 0 | 0 | 0 | 0 | 0
NODA Wheelabrator Lisbon 1 NOX Cap Annual v5.15 | 599 | 7260 | Rate Constraint in MTons | FALSE | L | Annual | Allowances Withdrawn (1:1) | Thousand Tons | 0 | 0 | 0 | 0 | 0 | 0 | 0
NODA Wheelabrator Lisbon 1 NOX Cap Annual v5.15 | 599 | 7260 | Rate Constraint in MTons | FALSE | L | Annual | Allowances Withdrawn (n:1) | Thousand Tons | 0 | 0 | 0 | 0 | 0 | 0 | 0
NODA Wheelabrator Lisbon 1 NOX Cap Annual v5.15 | 599 | 7260 | Rate Constraint in MTons | FALSE | L | Annual | Net Emissions Allowance Position | Thousand Tons | 0.1311 | 0.1311 | 0.1311 | 0 | 0 | 0 | 0
NODA Wheelabrator Lisbon 1 NOX Cap Annual v5.15 | 599 | 7260 | Rate Constraint in MTons | FALSE | L | Annual | Fuel Consumed | TBtu | 0.98736 | 0.98736 | 0.98736 | 0 | 0 | 0 | 0
NODA Wheelabrator Lisbon 1 NOX Cap Annual v5.15 | 599 | 7260 | Rate Constraint in MTons | FALSE | L | Annual | Rate | lb/MMBtu | 0.26556 | 0.26556 | 0.26556 | 0 | 0 | 0 | 0
NODA Wheelabrator Lisbon 1 NOX Cap Annual v5.15 | 599 | 7260 | Rate Constraint in MTons | FALSE | L | Annual | Generation | TWh | 0.053772 | 0.053772 | 0.053772 | 0 | 0 | 0 | 0
NODA Wheelabrator Lisbon 1 NOX Cap Annual v5.15 | 599 | 7260 | Rate Constraint in MTons | FALSE | L | Annual | Qualifying Generation | TWh | 0.053772 | 0.053772 | 0.053772 | 0 | 0 | 0 | 0
NODA Wheelabrator Lisbon 1 NOX Cap Annual v5.15 | 599 | 7260 | Rate Constraint in MTons | FALSE | L | Annual | Rate | lb/MWh | 4.8762 | 4.8762 | 4.8762 | 0 | 0 | 0 | 0
NODA Wheelabrator Lisbon 1 NOX Cap Annual v5.15 | 599 | 7260 | Rate Constraint in MTons | FALSE | L | Annual | Constraint Shadow Price | US2022$/Ton | 0 | 0 | 0 | 0 | 0 | 0 | 0
NODA WheelabratorBridgeport 1 NOX Cap Annual v5.15 | 600 | 7257 | Rate Constraint in MTons | FALSE | L | Annual | Seasons Included | Seasons | Winter, Spring, Summer, Fall | Winter, Spring, Summer, Fall | Winter, Spring, Summer, Fall | Winter, Spring, Summer, Fall | Winter, Spring, Summer, Fall | Winter, Spring, Summer, Fall | Winter, Spring, Summer, Fall
NODA WheelabratorBridgeport 1 NOX Cap Annual v5.15 | 600 | 7257 | Rate Constraint in MTons | FALSE | L | Annual | Standard NOX | Thousand Tons | 0.501 | 0.501 | 0.501 | 0.501 | 0.501 | 0.501 | 0.501
NODA WheelabratorBridgeport 1 NOX Cap Annual v5.15 | 600 | 7257 | Rate Constraint in MTons | FALSE | L | Annual | Emissions at Affected Plants NOX | Thousand Tons | 0.30164 | 0.30164 | 0.30164 | 0 | 0 | 0 | 0
NODA WheelabratorBridgeport 1 NOX Cap Annual v5.15 | 600 | 7257 | Rate Constraint in MTons | FALSE | L | Annual | Allowances Purchased NOX | Thousand Tons | 0 | 0 | 0 | 0 | 0 | 0 | 0
NODA WheelabratorBridgeport 1 NOX Cap Annual v5.15 | 600 | 7257 | Rate Constraint in MTons | FALSE | L | Annual | Allowances Sold NOX | Thousand Tons | 0 | 0 | 0 | 0 | 0 | 0 | 0
NODA WheelabratorBridgeport 1 NOX Cap Annual v5.15 | 600 | 7257 | Rate Constraint in MTons | FALSE | L | Annual | Allowances Banked | Thousand Tons | 0 | 0 | 0 | 0 | 0 | 0 | 0
NODA WheelabratorBridgeport 1 NOX Cap Annual v5.15 | 600 | 7257 | Rate Constraint in MTons | FALSE | L | Annual | Allowances Withdrawn (1:1) | Thousand Tons | 0 | 0 | 0 | 0 | 0 | 0 | 0
NODA WheelabratorBridgeport 1 NOX Cap Annual v5.15 | 600 | 7257 | Rate Constraint in MTons | FALSE | L | Annual | Allowances Withdrawn (n:1) | Thousand Tons | 0 | 0 | 0 | 0 | 0 | 0 | 0
NODA WheelabratorBridgeport 1 NOX Cap Annual v5.15 | 600 | 7257 | Rate Constraint in MTons | FALSE | L | Annual | Net Emissions Allowance Position | Thousand Tons | 0.30164 | 0.30164 | 0.30164 | 0 | 0 | 0 | 0
NODA WheelabratorBridgeport 1 NOX Cap Annual v5.15 | 600 | 7257 | Rate Constraint in MTons | FALSE | L | Annual | Fuel Consumed | TBtu | 2.4858 | 2.4858 | 2.4858 | 0 | 0 | 0 | 0
NODA WheelabratorBridgeport 1 NOX Cap Annual v5.15 | 600 | 7257 | Rate Constraint in MTons | FALSE | L | Annual | Rate | lb/MMBtu | 0.24269 | 0.24269 | 0.24269 | 0 | 0 | 0 | 0
NODA WheelabratorBridgeport 1 NOX Cap Annual v5.15 | 600 | 7257 | Rate Constraint in MTons | FALSE | L | Annual | Generation | TWh | 0.14826 | 0.14826 | 0.14826 | 0 | 0 | 0 | 0
NODA WheelabratorBridgeport 1 NOX Cap Annual v5.15 | 600 | 7257 | Rate Constraint in MTons | FALSE | L | Annual | Qualifying Generation | TWh | 0.14826 | 0.14826 | 0.14826 | 0 | 0 | 0 | 0
NODA WheelabratorBridgeport 1 NOX Cap Annual v5.15 | 600 | 7257 | Rate Constraint in MTons | FALSE | L | Annual | Rate | lb/MWh | 4.0692 | 4.0692 | 4.0692 | 0 | 0 | 0 | 0
NODA WheelabratorBridgeport 1 NOX Cap Annual v5.15 | 600 | 7257 | Rate Constraint in MTons | FALSE | L | Annual | Constraint Shadow Price | US2022$/Ton | 0 | 0 | 0 | 0 | 0 | 0 | 0
NODA WheelabratorBridgeport 2 NOX Cap Annual v5.15 | 601 | 7258 | Rate Constraint in MTons | FALSE | L | Annual | Seasons Included | Seasons | Winter, Spring, Summer, Fall | Winter, Spring, Summer, Fall | Winter, Spring, Summer, Fall | Winter, Spring, Summer, Fall | Winter, Spring, Summer, Fall | Winter, Spring, Summer, Fall | Winter, Spring, Summer, Fall
NODA WheelabratorBridgeport 2 NOX Cap Annual v5.15 | 601 | 7258 | Rate Constraint in MTons | FALSE | L | Annual | Standard NOX | Thousand Tons | 0.501 | 0.501 | 0.501 | 0.501 | 0.501 | 0.501 | 0.501
NODA WheelabratorBridgeport 2 NOX Cap Annual v5.15 | 601 | 7258 | Rate Constraint in MTons | FALSE | L | Annual | Emissions at Affected Plants NOX | Thousand Tons | 0.30952 | 0.30952 | 0.30952 | 0 | 0 | 0 | 0
NODA WheelabratorBridgeport 2 NOX Cap Annual v5.15 | 601 | 7258 | Rate Constraint in MTons | FALSE | L | Annual | Allowances Purchased NOX | Thousand Tons | 0 | 0 | 0 | 0 | 0 | 0 | 0
NODA WheelabratorBridgeport 2 NOX Cap Annual v5.15 | 601 | 7258 | Rate Constraint in MTons | FALSE | L | Annual | Allowances Sold NOX | Thousand Tons | 0 | 0 | 0 | 0 | 0 | 0 | 0
NODA WheelabratorBridgeport 2 NOX Cap Annual v5.15 | 601 | 7258 | Rate Constraint in MTons | FALSE | L | Annual | Allowances Banked | Thousand Tons | 0 | 0 | 0 | 0 | 0 | 0 | 0
NODA WheelabratorBridgeport 2 NOX Cap Annual v5.15 | 601 | 7258 | Rate Constraint in MTons | FALSE | L | Annual | Allowances Withdrawn (1:1) | Thousand Tons | 0 | 0 | 0 | 0 | 0 | 0 | 0
NODA WheelabratorBridgeport 2 NOX Cap Annual v5.15 | 601 | 7258 | Rate Constraint in MTons | FALSE | L | Annual | Allowances Withdrawn (n:1) | Thousand Tons | 0 | 0 | 0 | 0 | 0 | 0 | 0
NODA WheelabratorBridgeport 2 NOX Cap Annual v5.15 | 601 | 7258 | Rate Constraint in MTons | FALSE | L | Annual | Net Emissions Allowance Position | Thousand Tons | 0.30952 | 0.30952 | 0.30952 | 0 | 0 | 0 | 0
NODA WheelabratorBridgeport 2 NOX Cap Annual v5.15 | 601 | 7258 | Rate Constraint in MTons | FALSE | L | Annual | Fuel Consumed | TBtu | 2.4858 | 2.4858 | 2.4858 | 0 | 0 | 0 | 0
NODA WheelabratorBridgeport 2 NOX Cap Annual v5.15 | 601 | 7258 | Rate Constraint in MTons | FALSE | L | Annual | Rate | lb/MMBtu | 0.24903 | 0.24903 | 0.24903 | 0 | 0 | 0 | 0
NODA WheelabratorBridgeport 2 NOX Cap Annual v5.15 | 601 | 7258 | Rate Constraint in MTons | FALSE | L | Annual | Generation | TWh | 0.14826 | 0.14826 | 0.14826 | 0 | 0 | 0 | 0
NODA WheelabratorBridgeport 2 NOX Cap Annual v5.15 | 601 | 7258 | Rate Constraint in MTons | FALSE | L | Annual | Qualifying Generation | TWh | 0.14826 | 0.14826 | 0.14826 | 0 | 0 | 0 | 0
NODA WheelabratorBridgeport 2 NOX Cap Annual v5.15 | 601 | 7258 | Rate Constraint in MTons | FALSE | L | Annual | Rate | lb/MWh | 4.1755 | 4.1755 | 4.1755 | 0 | 0 | 0 | 0
NODA WheelabratorBridgeport 2 NOX Cap Annual v5.15 | 601 | 7258 | Rate Constraint in MTons | FALSE | L | Annual | Constraint Shadow Price | US2022$/Ton | 0 | 0 | 0 | 0 | 0 | 0 | 0
NODA WheelabratorBridgeport 3 NOX Cap Annual v5.15 | 602 | 7259 | Rate Constraint in MTons | FALSE | L | Annual | Seasons Included | Seasons | Winter, Spring, Summer, Fall | Winter, Spring, Summer, Fall | Winter, Spring, Summer, Fall | Winter, Spring, Summer, Fall | Winter, Spring, Summer, Fall | Winter, Spring, Summer, Fall | Winter, Spring, Summer, Fall
NODA WheelabratorBridgeport 3 NOX Cap Annual v5.15 | 602 | 7259 | Rate Constraint in MTons | FALSE | L | Annual | Standard NOX | Thousand Tons | 0.501 | 0.501 | 0.501 | 0.501 | 0.501 | 0.501 | 0.501
NODA WheelabratorBridgeport 3 NOX Cap Annual v5.15 | 602 | 7259 | Rate Constraint in MTons | FALSE | L | Annual | Emissions at Affected Plants NOX | Thousand Tons | 0.29852 | 0.29852 | 0.29852 | 0 | 0 | 0 | 0
NODA WheelabratorBridgeport 3 NOX Cap Annual v5.15 | 602 | 7259 | Rate Constraint in MTons | FALSE | L | Annual | Allowances Purchased NOX | Thousand Tons | 0 | 0 | 0 | 0 | 0 | 0 | 0
NODA WheelabratorBridgeport 3 NOX Cap Annual v5.15 | 602 | 7259 | Rate Constraint in MTons | FALSE | L | Annual | Allowances Sold NOX | Thousand Tons | 0 | 0 | 0 | 0 | 0 | 0 | 0
NODA WheelabratorBridgeport 3 NOX Cap Annual v5.15 | 602 | 7259 | Rate Constraint in MTons | FALSE | L | Annual | Allowances Banked | Thousand Tons | 0 | 0 | 0 | 0 | 0 | 0 | 0
NODA WheelabratorBridgeport 3 NOX Cap Annual v5.15 | 602 | 7259 | Rate Constraint in MTons | FALSE | L | Annual | Allowances Withdrawn (1:1) | Thousand Tons | 0 | 0 | 0 | 0 | 0 | 0 | 0
NODA WheelabratorBridgeport 3 NOX Cap Annual v5.15 | 602 | 7259 | Rate Constraint in MTons | FALSE | L | Annual | Allowances Withdrawn (n:1) | Thousand Tons | 0 | 0 | 0 | 0 | 0 | 0 | 0
NODA WheelabratorBridgeport 3 NOX Cap Annual v5.15 | 602 | 7259 | Rate Constraint in MTons | FALSE | L | Annual | Net Emissions Allowance Position | Thousand Tons | 0.29852 | 0.29852 | 0.29852 | 0 | 0 | 0 | 0
NODA WheelabratorBridgeport 3 NOX Cap Annual v5.15 | 602 | 7259 | Rate Constraint in MTons | FALSE | L | Annual | Fuel Consumed | TBtu | 2.4858 | 2.4858 | 2.4858 | 0 | 0 | 0 | 0
NODA WheelabratorBridgeport 3 NOX Cap Annual v5.15 | 602 | 7259 | Rate Constraint in MTons | FALSE | L | Annual | Rate | lb/MMBtu | 0.24018 | 0.24018 | 0.24018 | 0 | 0 | 0 | 0
NODA WheelabratorBridgeport 3 NOX Cap Annual v5.15 | 602 | 7259 | Rate Constraint in MTons | FALSE | L | Annual | Generation | TWh | 0.14826 | 0.14826 | 0.14826 | 0 | 0 | 0 | 0
NODA WheelabratorBridgeport 3 NOX Cap Annual v5.15 | 602 | 7259 | Rate Constraint in MTons | FALSE | L | Annual | Qualifying Generation | TWh | 0.14826 | 0.14826 | 0.14826 | 0 | 0 | 0 | 0
NODA WheelabratorBridgeport 3 NOX Cap Annual v5.15 | 602 | 7259 | Rate Constraint in MTons | FALSE | L | Annual | Rate | lb/MWh | 4.0271 | 4.0271 | 4.0271 | 0 | 0 | 0 | 0
NODA WheelabratorBridgeport 3 NOX Cap Annual v5.15 | 602 | 7259 | Rate Constraint in MTons | FALSE | L | Annual | Constraint Shadow Price | US2022$/Ton | 0 | 0 | 0 | 0 | 0 | 0 | 0
NODA Woodbridge NOx Cap Annual v5.15 | 603 | 7251 | Rate Constraint in MTons | FALSE | L | Annual | Seasons Included | Seasons | Winter, Spring, Summer, Fall | Winter, Spring, Summer, Fall | Winter, Spring, Summer, Fall | Winter, Spring, Summer, Fall | Winter, Spring, Summer, Fall | Winter, Spring, Summer, Fall | Winter, Spring, Summer, Fall
NODA Woodbridge NOx Cap Annual v5.15 | 603 | 7251 | Rate Constraint in MTons | FALSE | L | Annual | Standard NOX | Thousand Tons | 0.297 | 0.297 | 0.297 | 0.297 | 0.297 | 0.297 | 0.297
NODA Woodbridge NOx Cap Annual v5.15 | 603 | 7251 | Rate Constraint in MTons | FALSE | L | Annual | Emissions at Affected Plants NOX | Thousand Tons | 0.05367 | 0.053618 | 0.044648 | 0.033326 | 0.034394 | 0.03417 | 0.033086
NODA Woodbridge NOx Cap Annual v5.15 | 603 | 7251 | Rate Constraint in MTons | FALSE | L | Annual | Allowances Purchased NOX | Thousand Tons | 0 | 0 | 0 | 0 | 0 | 0 | 0
NODA Woodbridge NOx Cap Annual v5.15 | 603 | 7251 | Rate Constraint in MTons | FALSE | L | Annual | Allowances Sold NOX | Thousand Tons | 0 | 0 | 0 | 0 | 0 | 0 | 0
NODA Woodbridge NOx Cap Annual v5.15 | 603 | 7251 | Rate Constraint in MTons | FALSE | L | Annual | Allowances Banked | Thousand Tons | 0 | 0 | 0 | 0 | 0 | 0 | 0
NODA Woodbridge NOx Cap Annual v5.15 | 603 | 7251 | Rate Constraint in MTons | FALSE | L | Annual | Allowances Withdrawn (1:1) | Thousand Tons | 0 | 0 | 0 | 0 | 0 | 0 | 0
NODA Woodbridge NOx Cap Annual v5.15 | 603 | 7251 | Rate Constraint in MTons | FALSE | L | Annual | Allowances Withdrawn (n:1) | Thousand Tons | 0 | 0 | 0 | 0 | 0 | 0 | 0
NODA Woodbridge NOx Cap Annual v5.15 | 603 | 7251 | Rate Constraint in MTons | FALSE | L | Annual | Net Emissions Allowance Position | Thousand Tons | 0.05367 | 0.053618 | 0.044648 | 0.033326 | 0.034394 | 0.03417 | 0.033086
NODA Woodbridge NOx Cap Annual v5.15 | 603 | 7251 | Rate Constraint in MTons | FALSE | L | Annual | Fuel Consumed | TBtu | 19.2712 | 19.2524 | 16.0317 | 11.9661 | 12.3496 | 12.2691 | 11.8802
NODA Woodbridge NOx Cap Annual v5.15 | 603 | 7251 | Rate Constraint in MTons | FALSE | L | Annual | Rate | lb/MMBtu | 0.00557 | 0.00557 | 0.00557 | 0.00557 | 0.00557 | 0.00557 | 0.00557
NODA Woodbridge NOx Cap Annual v5.15 | 603 | 7251 | Rate Constraint in MTons | FALSE | L | Annual | Generation | TWh | 2.7335 | 2.7308 | 2.274 | 1.6973 | 1.7517 | 1.7403 | 1.6851
NODA Woodbridge NOx Cap Annual v5.15 | 603 | 7251 | Rate Constraint in MTons | FALSE | L | Annual | Qualifying Generation | TWh | 2.7335 | 2.7308 | 2.274 | 1.6973 | 1.7517 | 1.7403 | 1.6851
NODA Woodbridge NOx Cap Annual v5.15 | 603 | 7251 | Rate Constraint in MTons | FALSE | L | Annual | Rate | lb/MWh | 0.039268 | 0.039268 | 0.039268 | 0.039268 | 0.039268 | 0.039268 | 0.039268
NODA Woodbridge NOx Cap Annual v5.15 | 603 | 7251 | Rate Constraint in MTons | FALSE | L | Annual | Constraint Shadow Price | US2022$/Ton | 0 | 0 | 0 | 0 | 0 | 0 | 0
North Carolina Duke - NOX Cap Annual v3.1 | 604 | 7354 | Rate Constraint in MTons | FALSE | L | Annual | Seasons Included | Seasons | Winter, Spring, Summer, Fall | Winter, Spring, Summer, Fall | Winter, Spring, Summer, Fall | Winter, Spring, Summer, Fall | Winter, Spring, Summer, Fall | Winter, Spring, Summer, Fall | Winter, Spring, Summer, Fall
North Carolina Duke - NOX Cap Annual v3.1 | 604 | 7354 | Rate Constraint in MTons | FALSE | L | Annual | Standard NOX | Thousand Tons | 31 | 31 | 31 | 31 | 31 | 31 | 31
North Carolina Duke - NOX Cap Annual v3.1 | 604 | 7354 | Rate Constraint in MTons | FALSE | L | Annual | Emissions at Affected Plants NOX | Thousand Tons | 3.9879 | 4.0108 | 2.8486 | 2.1318 | 1.9529 | 1.9669 | 2.2005
North Carolina Duke - NOX Cap Annual v3.1 | 604 | 7354 | Rate Constraint in MTons | FALSE | L | Annual | Allowances Purchased NOX | Thousand Tons | 0 | 0 | 0 | 0 | 0 | 0 | 0
North Carolina Duke - NOX Cap Annual v3.1 | 604 | 7354 | Rate Constraint in MTons | FALSE | L | Annual | Allowances Sold NOX | Thousand Tons | 0 | 0 | 0 | 0 | 0 | 0 | 0
North Carolina Duke - NOX Cap Annual v3.1 | 604 | 7354 | Rate Constraint in MTons | FALSE | L | Annual | Allowances Banked | Thousand Tons | 0 | 0 | 0 | 0 | 0 | 0 | 0
North Carolina Duke - NOX Cap Annual v3.1 | 604 | 7354 | Rate Constraint in MTons | FALSE | L | Annual | Allowances Withdrawn (1:1) | Thousand Tons | 0 | 0 | 0 | 0 | 0 | 0 | 0
North Carolina Duke - NOX Cap Annual v3.1 | 604 | 7354 | Rate Constraint in MTons | FALSE | L | Annual | Allowances Withdrawn (n:1) | Thousand Tons | 0 | 0 | 0 | 0 | 0 | 0 | 0
North Carolina Duke - NOX Cap Annual v3.1 | 604 | 7354 | Rate Constraint in MTons | FALSE | L | Annual | Net Emissions Allowance Position | Thousand Tons | 3.9879 | 4.0108 | 2.8486 | 2.1318 | 1.9529 | 1.9669 | 2.2005
North Carolina Duke - NOX Cap Annual v3.1 | 604 | 7354 | Rate Constraint in MTons | FALSE | L | Annual | Fuel Consumed | TBtu | 73.3942 | 64.9093 | 50.1307 | 48.8065 | 46.1038 | 28.6206 | 32.0183
North Carolina Duke - NOX Cap Annual v3.1 | 604 | 7354 | Rate Constraint in MTons | FALSE | L | Annual | Rate | lb/MMBtu | 0.10867 | 0.12358 | 0.11365 | 0.087357 | 0.084717 | 0.13745 | 0.13745
North Carolina Duke - NOX Cap Annual v3.1 | 604 | 7354 | Rate Constraint in MTons | FALSE | L | Annual | Generation | TWh | 7.9714 | 7.0096 | 5.4156 | 5.306 | 5.0174 | 3.0496 | 3.4116
North Carolina Duke - NOX Cap Annual v3.1 | 604 | 7354 | Rate Constraint in MTons | FALSE | L | Annual | Qualifying Generation | TWh | 7.9714 | 7.0096 | 5.4156 | 5.306 | 5.0174 | 3.0496 | 3.4116
North Carolina Duke - NOX Cap Annual v3.1 | 604 | 7354 | Rate Constraint in MTons | FALSE | L | Annual | Rate | lb/MWh | 1.0006 | 1.1444 | 1.052 | 0.80355 | 0.77844 | 1.29 | 1.29
North Carolina Duke - NOX Cap Annual v3.1 | 604 | 7354 | Rate Constraint in MTons | FALSE | L | Annual | Constraint Shadow Price | US2022$/Ton | 0 | 0 | 0 | 0 | 0 | 0 | 0
North Carolina Duke - SO2 Cap Annual v3.1 | 605 | 7356 | Rate Constraint in MTons | FALSE | L | Annual | Seasons Included | Seasons | Winter, Spring, Summer, Fall | Winter, Spring, Summer, Fall | Winter, Spring, Summer, Fall | Winter, Spring, Summer, Fall | Winter, Spring, Summer, Fall | Winter, Spring, Summer, Fall | Winter, Spring, Summer, Fall
North Carolina Duke - SO2 Cap Annual v3.1 | 605 | 7356 | Rate Constraint in MTons | FALSE | L | Annual | Standard SO2 | Thousand Tons | 80 | 80 | 80 | 80 | 80 | 80 | 80
North Carolina Duke - SO2 Cap Annual v3.1 | 605 | 7356 | Rate Constraint in MTons | FALSE | L | Annual | Emissions at Affected Plants SO2 | Thousand Tons | 2.2385 | 2.39 | 1.8413 | 1.4642 | 1.3831 | 0.85862 | 0.96055
North Carolina Duke - SO2 Cap Annual v3.1 | 605 | 7356 | Rate Constraint in MTons | FALSE | L | Annual | Allowances Purchased SO2 | Thousand Tons | 0 | 0 | 0 | 0 | 0 | 0 | 0
North Carolina Duke - SO2 Cap Annual v3.1 | 605 | 7356 | Rate Constraint in MTons | FALSE | L | Annual | Allowances Sold SO2 | Thousand Tons | 0 | 0 | 0 | 0 | 0 | 0 | 0
North Carolina Duke - SO2 Cap Annual v3.1 | 605 | 7356 | Rate Constraint in MTons | FALSE | L | Annual | Allowances Banked | Thousand Tons | 0 | 0 | 0 | 0 | 0 | 0 | 0
North Carolina Duke - SO2 Cap Annual v3.1 | 605 | 7356 | Rate Constraint in MTons | FALSE | L | Annual | Allowances Withdrawn (1:1) | Thousand Tons | 0 | 0 | 0 | 0 | 0 | 0 | 0
North Carolina Duke - SO2 Cap Annual v3.1 | 605 | 7356 | Rate Constraint in MTons | FALSE | L | Annual | Allowances Withdrawn (n:1) | Thousand Tons | 0 | 0 | 0 | 0 | 0 | 0 | 0
North Carolina Duke - SO2 Cap Annual v3.1 | 605 | 7356 | Rate Constraint in MTons | FALSE | L | Annual | Net Emissions Allowance Position | Thousand Tons | 2.2385 | 2.39 | 1.8413 | 1.4642 | 1.3831 | 0.85862 | 0.96055
North Carolina Duke - SO2 Cap Annual v3.1 | 605 | 7356 | Rate Constraint in MTons | FALSE | L | Annual | Fuel Consumed | TBtu | 73.3942 | 64.9093 | 50.1307 | 48.8065 | 46.1038 | 28.6206 | 32.0183
North Carolina Duke - SO2 Cap Annual v3.1 | 605 | 7356 | Rate Constraint in MTons | FALSE | L | Annual | Rate | lb/MMBtu | 0.060998 | 0.07364 | 0.073458 | 0.06 | 0.06 | 0.06 | 0.06
North Carolina Duke - SO2 Cap Annual v3.1 | 605 | 7356 | Rate Constraint in MTons | FALSE | L | Annual | Generation | TWh | 7.9714 | 7.0096 | 5.4156 | 5.306 | 5.0174 | 3.0496 | 3.4116
North Carolina Duke - SO2 Cap Annual v3.1 | 605 | 7356 | Rate Constraint in MTons | FALSE | L | Annual | Qualifying Generation | TWh | 7.9714 | 7.0096 | 5.4156 | 5.306 | 5.0174 | 3.0496 | 3.4116
North Carolina Duke - SO2 Cap Annual v3.1 | 605 | 7356 | Rate Constraint in MTons | FALSE | L | Annual | Rate | lb/MWh | 0.56162 | 0.68191 | 0.67998 | 0.5519 | 0.55133 | 0.5631 | 0.5631
North Carolina Duke - SO2 Cap Annual v3.1 | 605 | 7356 | Rate Constraint in MTons | FALSE | L | Annual | Constraint Shadow Price | US2022$/Ton | 0 | 0 | 0 | 0 | 0 | 0 | 0
North Carolina Progress - NOX Cap Annual v3.1 | 606 | 7353 | Rate Constraint in MTons | FALSE | L | Annual | Seasons Included | Seasons | Winter, Spring, Summer, Fall | Winter, Spring, Summer, Fall | Winter, Spring, Summer, Fall | Winter, Spring, Summer, Fall | Winter, Spring, Summer, Fall | Winter, Spring, Summer, Fall | Winter, Spring, Summer, Fall
North Carolina Progress - NOX Cap Annual v3.1 | 606 | 7353 | Rate Constraint in MTons | FALSE | L | Annual | Standard NOX | Thousand Tons | 25 | 25 | 25 | 25 | 25 | 25 | 25
North Carolina Progress - NOX Cap Annual v3.1 | 606 | 7353 | Rate Constraint in MTons | FALSE | L | Annual | Emissions at Affected Plants NOX | Thousand Tons | 3.2437 | 0.40915 | 0 | 0 | 0 | 0 | 0
North Carolina Progress - NOX Cap Annual v3.1 | 606 | 7353 | Rate Constraint in MTons | FALSE | L | Annual | Allowances Purchased NOX | Thousand Tons | 0 | 0 | 0 | 0 | 0 | 0 | 0
North Carolina Progress - NOX Cap Annual v3.1 | 606 | 7353 | Rate Constraint in MTons | FALSE | L | Annual | Allowances Sold NOX | Thousand Tons | 0 | 0 | 0 | 0 | 0 | 0 | 0
North Carolina Progress - NOX Cap Annual v3.1 | 606 | 7353 | Rate Constraint in MTons | FALSE | L | Annual | Allowances Banked | Thousand Tons | 0 | 0 | 0 | 0 | 0 | 0 | 0
North Carolina Progress - NOX Cap Annual v3.1 | 606 | 7353 | Rate Constraint in MTons | FALSE | L | Annual | Allowances Withdrawn (1:1) | Thousand Tons | 0 | 0 | 0 | 0 | 0 | 0 | 0
North Carolina Progress - NOX Cap Annual v3.1 | 606 | 7353 | Rate Constraint in MTons | FALSE | L | Annual | Allowances Withdrawn (n:1) | Thousand Tons | 0 | 0 | 0 | 0 | 0 | 0 | 0
North Carolina Progress - NOX Cap Annual v3.1 | 606 | 7353 | Rate Constraint in MTons | FALSE | L | Annual | Net Emissions Allowance Position | Thousand Tons | 3.2437 | 0.40915 | 0 | 0 | 0 | 0 | 0
North Carolina Progress - NOX Cap Annual v3.1 | 606 | 7353 | Rate Constraint in MTons | FALSE | L | Annual | Fuel Consumed | TBtu | 50.7161 | 6.337 | 0 | 0 | 0 | 0 | 0
North Carolina Progress - NOX Cap Annual v3.1 | 606 | 7353 | Rate Constraint in MTons | FALSE | L | Annual | Rate | lb/MMBtu | 0.12791 | 0.12913 | 0 | 0 | 0 | 0 | 0
North Carolina Progress - NOX Cap Annual v3.1 | 606 | 7353 | Rate Constraint in MTons | FALSE | L | Annual | Generation | TWh | 4.886 | 0.61145 | 0 | 0 | 0 | 0 | 0
North Carolina Progress - NOX Cap Annual v3.1 | 606 | 7353 | Rate Constraint in MTons | FALSE | L | Annual | Qualifying Generation | TWh | 4.886 | 0.61145 | 0 | 0 | 0 | 0 | 0
North Carolina Progress - NOX Cap Annual v3.1 | 606 | 7353 | Rate Constraint in MTons | FALSE | L | Annual | Rate | lb/MWh | 1.3277 | 1.3383 | 0 | 0 | 0 | 0 | 0
North Carolina Progress - NOX Cap Annual v3.1 | 606 | 7353 | Rate Constraint in MTons | FALSE | L | Annual | Constraint Shadow Price | US2022$/Ton | 0 | 0 | 0 | 0 | 0 | 0 | 0
North Carolina Progress - SO2 Cap Annual v3.1 | 607 | 7355 | Rate Constraint in MTons | FALSE | L | Annual | Seasons Included | Seasons | Winter, Spring, Summer, Fall | Winter, Spring, Summer, Fall | Winter, Spring, Summer, Fall | Winter, Spring, Summer, Fall | Winter, Spring, Summer, Fall | Winter, Spring, Summer, Fall | Winter, Spring, Summer, Fall
North Carolina Progress - SO2 Cap Annual v3.1 | 607 | 7355 | Rate Constraint in MTons | FALSE | L | Annual | Standard SO2 | Thousand Tons | 50 | 50 | 50 | 50 | 50 | 50 | 50
North Carolina Progress - SO2 Cap Annual v3.1 | 607 | 7355 | Rate Constraint in MTons | FALSE | L | Annual | Emissions at Affected Plants SO2 | Thousand Tons | 1.6645 | 0.20798 | 0 | 0 | 0 | 0 | 0
North Carolina Progress - SO2 Cap Annual v3.1 | 607 | 7355 | Rate Constraint in MTons | FALSE | L | Annual | Allowances Purchased SO2 | Thousand Tons | 0 | 0 | 0 | 0 | 0 | 0 | 0
North Carolina Progress - SO2 Cap Annual v3.1 | 607 | 7355 | Rate Constraint in MTons | FALSE | L | Annual | Allowances Sold SO2 | Thousand Tons | 0 | 0 | 0 | 0 | 0 | 0 | 0
North Carolina Progress - SO2 Cap Annual v3.1 | 607 | 7355 | Rate Constraint in MTons | FALSE | L | Annual | Allowances Banked | Thousand Tons | 0 | 0 | 0 | 0 | 0 | 0 | 0
North Carolina Progress - SO2 Cap Annual v3.1 | 607 | 7355 | Rate Constraint in MTons | FALSE | L | Annual | Allowances Withdrawn (1:1) | Thousand Tons | 0 | 0 | 0 | 0 | 0 | 0 | 0
North Carolina Progress - SO2 Cap Annual v3.1 | 607 | 7355 | Rate Constraint in MTons | FALSE | L | Annual | Allowances Withdrawn (n:1) | Thousand Tons | 0 | 0 | 0 | 0 | 0 | 0 | 0
North Carolina Progress - SO2 Cap Annual v3.1 | 607 | 7355 | Rate Constraint in MTons | FALSE | L | Annual | Net Emissions Allowance Position | Thousand Tons | 1.6645 | 0.20798 | 0 | 0 | 0 | 0 | 0
North Carolina Progress - SO2 Cap Annual v3.1 | 607 | 7355 | Rate Constraint in MTons | FALSE | L | Annual | Fuel Consumed | TBtu | 50.7161 | 6.337 | 0 | 0 | 0 | 0 | 0
North Carolina Progress - SO2 Cap Annual v3.1 | 607 | 7355 | Rate Constraint in MTons | FALSE | L | Annual | Rate | lb/MMBtu | 0.06564 | 0.06564 | 0 | 0 | 0 | 0 | 0
North Carolina Progress - SO2 Cap Annual v3.1 | 607 | 7355 | Rate Constraint in MTons | FALSE | L | Annual | Generation | TWh | 4.886 | 0.61145 | 0 | 0 | 0 | 0 | 0
North Carolina Progress - SO2 Cap Annual v3.1 | 607 | 7355 | Rate Constraint in MTons | FALSE | L | Annual | Qualifying Generation | TWh | 4.886 | 0.61145 | 0 | 0 | 0 | 0 | 0
North Carolina Progress - SO2 Cap Annual v3.1 | 607 | 7355 | Rate Constraint in MTons | FALSE | L | Annual | Rate | lb/MWh | 0.68134 | 0.68029 | 0 | 0 | 0 | 0 | 0
North Carolina Progress - SO2 Cap Annual v3.1 | 607 | 7355 | Rate Constraint in MTons | FALSE | L | Annual | Constraint Shadow Price | US2022$/Ton | 0 | 0 | 0 | 0 | 0 | 0 | 0
NSR AEP Consent - NOX Cap Annual v3.1 | 608 | 7372 | Rate Constraint in MTons | FALSE | L | Annual | Seasons Included | Seasons | Winter, Spring, Summer, Fall | Winter, Spring, Summer, Fall | Winter, Spring, Summer, Fall | Winter, Spring, Summer, Fall | Winter, Spring, Summer, Fall | Winter, Spring, Summer, Fall | Winter, Spring, Summer, Fall
NSR AEP Consent - NOX Cap Annual v3.1 | 608 | 7372 | Rate Constraint in MTons | FALSE | L | Annual | Standard NOX | Thousand Tons | 52 | 44 | 44 | 44 | 44 | 44 | 44
NSR AEP Consent - NOX Cap Annual v3.1 | 608 | 7372 | Rate Constraint in MTons | FALSE | L | Annual | Emissions at Affected Plants NOX | Thousand Tons | 16.2082 | 18.8095 | 16.05 | 0.26845 | 0 | 6.829 | 7.2739
NSR AEP Consent - NOX Cap Annual v3.1 | 608 | 7372 | Rate Constraint in MTons | FALSE | L | Annual | Allowances Purchased NOX | Thousand Tons | 0 | 0 | 0 | 0 | 0 | 0 | 0
NSR AEP Consent - NOX Cap Annual v3.1 | 608 | 7372 | Rate Constraint in MTons | FALSE | L | Annual | Allowances Sold NOX | Thousand Tons | 0 | 0 | 0 | 0 | 0 | 0 | 0
NSR AEP Consent - NOX Cap Annual v3.1 | 608 | 7372 | Rate Constraint in MTons | FALSE | L | Annual | Allowances Banked | Thousand Tons | 0 | 0 | 0 | 0 | 0 | 0 | 0
NSR AEP Consent - NOX Cap Annual v3.1 | 608 | 7372 | Rate Constraint in MTons | FALSE | L | Annual | Allowances Withdrawn (1:1) | Thousand Tons | 0 | 0 | 0 | 0 | 0 | 0 | 0
NSR AEP Consent - NOX Cap Annual v3.1 | 608 | 7372 | Rate Constraint in MTons | FALSE | L | Annual | Allowances Withdrawn (n:1) | Thousand Tons | 0 | 0 | 0 | 0 | 0 | 0 | 0
NSR AEP Consent - NOX Cap Annual v3.1 | 608 | 7372 | Rate Constraint in MTons | FALSE | L | Annual | Net Emissions Allowance Position | Thousand Tons | 16.2082 | 18.8095 | 16.05 | 0.26845 | 0 | 6.829 | 7.2739
NSR AEP Consent - NOX Cap Annual v3.1 | 608 | 7372 | Rate Constraint in MTons | FALSE | L | Annual | Fuel Consumed | TBtu | 380.0727 | 444.8928 | 378.4616 | 7.1302 | 0 | 151.6019 | 160.3168
NSR AEP Consent - NOX Cap Annual v3.1 | 608 | 7372 | Rate Constraint in MTons | FALSE | L | Annual | Rate | lb/MMBtu | 0.08529 | 0.084557 | 0.084817 | 0.0753 | 0 | 0.090091 | 0.090744
NSR AEP Consent - NOX Cap Annual v3.1 | 608 | 7372 | Rate Constraint in MTons | FALSE | L | Annual | Generation | TWh | 38.1164 | 44.6547 | 37.942 | 0.70794 | 0 | 15.321 | 16.2018
NSR AEP Consent - NOX Cap Annual v3.1 | 608 | 7372 | Rate Constraint in MTons | FALSE | L | Annual | Qualifying Generation | TWh | 38.1164 | 44.6547 | 37.942 | 0.70794 | 0 | 15.321 | 16.2018
NSR AEP Consent - NOX Cap Annual v3.1 | 608 | 7372 | Rate Constraint in MTons | FALSE | L | Annual | Rate | lb/MWh | 0.85046 | 0.84244 | 0.84603 | 0.75841 | 0 | 0.89145 | 0.89792
NSR AEP Consent - NOX Cap Annual v3.1 | 608 | 7372 | Rate Constraint in MTons | FALSE | L | Annual | Constraint Shadow Price | US2022$/Ton | 0 | 0 | 0 | 0 | 0 | 0 | 0
NSR AEP Consent - SO2 Cap Annual v5.13 | 609 | 7371 | Rate Constraint in MTons | FALSE | L | Annual | Seasons Included | Seasons | Winter, Spring, Summer, Fall | Winter, Spring, Summer, Fall | Winter, Spring, Summer, Fall | Winter, Spring, Summer, Fall | Winter, Spring, Summer, Fall | Winter, Spring, Summer, Fall | Winter, Spring, Summer, Fall
NSR AEP Consent - SO2 Cap Annual v5.13 | 609 | 7371 | Rate Constraint in MTons | FALSE | L | Annual | Standard SO2 | Thousand Tons | 94 | 89 | 89 | 89 | 89 | 89 | 89
NSR AEP Consent - SO2 Cap Annual v5.13 | 609 | 7371 | Rate Constraint in MTons | FALSE | L | Annual | Emissions at Affected Plants SO2 | Thousand Tons | 18.6631 | 23.436 | 23.1093 | 0.21391 | 0 | 7.6493 | 8.1009
NSR AEP Consent - SO2 Cap Annual v5.13 | 609 | 7371 | Rate Constraint in MTons | FALSE | L | Annual | Allowances Purchased SO2 | Thousand Tons | 0 | 0 | 0 | 0 | 0 | 0 | 0
NSR AEP Consent - SO2 Cap Annual v5.13 | 609 | 7371 | Rate Constraint in MTons | FALSE | L | Annual | Allowances Sold SO2 | Thousand Tons | 0 | 0 | 0 | 0 | 0 | 0 | 0
NSR AEP Consent - SO2 Cap Annual v5.13 | 609 | 7371 | Rate Constraint in MTons | FALSE | L | Annual | Allowances Banked | Thousand Tons | 0 | 0 | 0 | 0 | 0 | 0 | 0
NSR AEP Consent - SO2 Cap Annual v5.13 | 609 | 7371 | Rate Constraint in MTons | FALSE | L | Annual | Allowances Withdrawn (1:1) | Thousand Tons | 0 | 0 | 0 | 0 | 0 | 0 | 0
NSR AEP Consent - SO2 Cap Annual v5.13 | 609 | 7371 | Rate Constraint in MTons | FALSE | L | Annual | Allowances Withdrawn (n:1) | Thousand Tons | 0 | 0 | 0 | 0 | 0 | 0 | 0
NSR AEP Consent - SO2 Cap Annual v5.13 | 609 | 7371 | Rate Constraint in MTons | FALSE | L | Annual | Net Emissions Allowance Position | Thousand Tons | 18.6631 | 23.436 | 23.1093 | 0.21391 | 0 | 7.6493 | 8.1009
NSR AEP Consent - SO2 Cap Annual v5.13 | 609 | 7371 | Rate Constraint in MTons | FALSE | L | Annual | Fuel Consumed | TBtu | 380.0727 | 444.8928 | 378.4616 | 7.1302 | 0 | 151.6019 | 160.3168
NSR AEP Consent - SO2 Cap Annual v5.13 | 609 | 7371 | Rate Constraint in MTons | FALSE | L | Annual | Rate | lb/MMBtu | 0.098208 | 0.10536 | 0.12212 | 0.06 | 0 | 0.10091 | 0.10106
NSR AEP Consent - SO2 Cap Annual v5.13 | 609 | 7371 | Rate Constraint in MTons | FALSE | L | Annual | Generation | TWh | 38.1164 | 44.6547 | 37.942 | 0.70794 | 0 | 15.321 | 16.2018
NSR AEP Consent - SO2 Cap Annual v5.13 | 609 | 7371 | Rate Constraint in MTons | FALSE | L | Annual | Qualifying Generation | TWh | 38.1164 | 44.6547 | 37.942 | 0.70794 | 0 | 15.321 | 16.2018
NSR AEP Consent - SO2 Cap Annual v5.13 | 609 | 7371 | Rate Constraint in MTons | FALSE | L | Annual | Rate | lb/MWh | 0.97927 | 1.0497 | 1.2181 | 0.60431 | 0 | 0.99854 | 1
NSR AEP Consent - SO2 Cap Annual v5.13 | 609 | 7371 | Rate Constraint in MTons | FALSE | L | Annual | Constraint Shadow Price | US2022$/Ton | 0 | 0 | 0 | 0 | 0 | 0 | 0
NSR Big Cajun 2- NOx Cap Annual v5.13 | 610 | 7460 | Rate Constraint in MTons | FALSE | L | Annual | Seasons Included | Seasons | Winter, Spring, Summer, Fall | Winter, Spring, Summer, Fall | Winter, Spring, Summer, Fall | Winter, Spring, Summer, Fall | Winter, Spring, Summer, Fall | Winter, Spring, Summer, Fall | Winter, Spring, Summer, Fall
NSR Big Cajun 2- NOx Cap Annual v5.13 | 610 | 7460 | Rate Constraint in MTons | FALSE | L | Annual | Standard NOX | Thousand Tons | 8.95 | 8.95 | 8.95 | 8.95 | 8.95 | 8.95 | 8.95
NSR Big Cajun 2- NOx Cap Annual v5.13 | 610 | 7460 | Rate Constraint in MTons | FALSE | L | Annual | Emissions at Affected Plants NOX | Thousand Tons | 0.23401 | 0 | 0 | 0 | 0 | 0 | 0
NSR Big Cajun 2- NOx Cap Annual v5.13 | 610 | 7460 | Rate Constraint in MTons | FALSE | L | Annual | Allowances Purchased NOX | Thousand Tons | 0 | 0 | 0 | 0 | 0 | 0 | 0
NSR Big Cajun 2- NOx Cap Annual v5.13 | 610 | 7460 | Rate Constraint in MTons | FALSE | L | Annual | Allowances Sold NOX | Thousand Tons | 0 | 0 | 0 | 0 | 0 | 0 | 0
NSR Big Cajun 2- NOx Cap Annual v5.13 | 610 | 7460 | Rate Constraint in MTons | FALSE | L | Annual | Allowances Banked | Thousand Tons | 0 | 0 | 0 | 0 | 0 | 0 | 0
NSR Big Cajun 2- NOx Cap Annual v5.13 | 610 | 7460 | Rate Constraint in MTons | FALSE | L | Annual | Allowances Withdrawn (1:1) | Thousand Tons | 0 | 0 | 0 | 0 | 0 | 0 | 0
NSR Big Cajun 2- NOx Cap Annual v5.13 | 610 | 7460 | Rate Constraint in MTons | FALSE | L | Annual | Allowances Withdrawn (n:1) | Thousand Tons | 0 | 0 | 0 | 0 | 0 | 0 | 0
NSR Big Cajun 2- NOx Cap Annual v5.13 | 610 | 7460 | Rate Constraint in MTons | FALSE | L | Annual | Net Emissions Allowance Position | Thousand Tons | 0.23401 | 0 | 0 | 0 | 0 | 0 | 0
NSR Big Cajun 2- NOx Cap Annual v5.13 | 610 | 7460 | Rate Constraint in MTons | FALSE | L | Annual | Fuel Consumed | TBtu | 3.8315 | 0 | 0 | 0 | 0 | 0 | 0
NSR Big Cajun 2- NOx Cap Annual v5.13 | 610 | 7460 | Rate Constraint in MTons | FALSE | L | Annual | Rate | lb/MMBtu | 0.12215 | 0 | 0 | 0 | 0 | 0 | 0
NSR Big Cajun 2- NOx Cap Annual v5.13 | 610 | 7460 | Rate Constraint in MTons | FALSE | L | Annual | Generation | TWh | 0.36707 | 0 | 0 | 0 | 0 | 0 | 0
NSR Big Cajun 2- NOx Cap Annual v5.13 | 610 | 7460 | Rate Constraint in MTons | FALSE | L | Annual | Qualifying Generation | TWh | 0.36707 | 0 | 0 | 0 | 0 | 0 | 0
NSR Big Cajun 2- NOx Cap Annual v5.13 | 610 | 7460 | Rate Constraint in MTons | FALSE | L | Annual | Rate | lb/MWh | 1.275 | 0 | 0 | 0 | 0 | 0 | 0
NSR Big Cajun 2- NOx Cap Annual v5.13 | 610 | 7460 | Rate Constraint in MTons | FALSE | L | Annual | Constraint Shadow Price | US2022$/Ton | 0 | 0 | 0 | 0 | 0 | 0 | 0
NSR Big Cajun 2- SO2 Cap Annual v5.13 | 611 | 7458 | Rate Constraint in MTons | FALSE | L | Annual | Seasons Included | Seasons | Winter, Spring, Summer, Fall | Winter, Spring, Summer, Fall | Winter, Spring, Summer, Fall | Winter, Spring, Summer, Fall | Winter, Spring, Summer, Fall | Winter, Spring, Summer, Fall | Winter, Spring, Summer, Fall
NSR Big Cajun 2- SO2 Cap Annual v5.13 | 611 | 7458 | Rate Constraint in MTons | FALSE | L | Annual | Standard SO2 | Thousand Tons | 18.95 | 18.95 | 18.95 | 18.95 | 18.95 | 18.95 | 18.95
NSR Big Cajun 2- SO2 Cap Annual v5.13 | 611 | 7458 | Rate Constraint in MTons | FALSE | L | Annual | Emissions at Affected Plants SO2 | Thousand Tons | 0.86055 | 0 | 0 | 0 | 0 | 0 | 0
NSR Big Cajun 2- SO2 Cap Annual v5.13 | 611 | 7458 | Rate Constraint in MTons | FALSE | L | Annual | Allowances Purchased SO2 | Thousand Tons | 0 | 0 | 0 | 0 | 0 | 0 | 0
NSR Big Cajun 2- SO2 Cap Annual v5.13 | 611 | 7458 | Rate Constraint in MTons | FALSE | L | Annual | Allowances Sold SO2 | Thousand Tons | 0 | 0 | 0 | 0 | 0 | 0 | 0
NSR Big Cajun 2- SO2 Cap Annual v5.13 | 611 | 7458 | Rate Constraint in MTons | FALSE | L | Annual | Allowances Banked | Thousand Tons | 0 | 0 | 0 | 0 | 0 | 0 | 0
NSR Big Cajun 2- SO2 Cap Annual v5.13 | 611 | 7458 | Rate Constraint in MTons | FALSE | L | Annual | Allowances Withdrawn (1:1) | Thousand Tons | 0 | 0 | 0 | 0 | 0 | 0 | 0
NSR Big Cajun 2- SO2 Cap Annual v5.13 | 611 | 7458 | Rate Constraint in MTons | FALSE | L | Annual | Allowances Withdrawn (n:1) | Thousand Tons | 0 | 0 | 0 | 0 | 0 | 0 | 0
NSR Big Cajun 2- SO2 Cap Annual v5.13 | 611 | 7458 | Rate Constraint in MTons | FALSE | L | Annual | Net Emissions Allowance Position | Thousand Tons | 0.86055 | 0 | 0 | 0 | 0 | 0 | 0
NSR Big Cajun 2- SO2 Cap Annual v5.13 | 611 | 7458 | Rate Constraint in MTons | FALSE | L | Annual | Fuel Consumed | TBtu | 3.8315 | 0 | 0 | 0 | 0 | 0 | 0
NSR Big Cajun 2- SO2 Cap Annual v5.13 | 611 | 7458 | Rate Constraint in MTons | FALSE | L | Annual | Rate | lb/MMBtu | 0.44919 | 0 | 0 | 0 | 0 | 0 | 0
NSR Big Cajun 2- SO2 Cap Annual v5.13 | 611 | 7458 | Rate Constraint in MTons | FALSE | L | Annual | Generation | TWh | 0.36707 | 0 | 0 | 0 | 0 | 0 | 0
NSR Big Cajun 2- SO2 Cap Annual v5.13 | 611 | 7458 | Rate Constraint in MTons | FALSE | L | Annual | Qualifying Generation | TWh | 0.36707 | 0 | 0 | 0 | 0 | 0 | 0
NSR Big Cajun 2- SO2 Cap Annual v5.13 | 611 | 7458 | Rate Constraint in MTons | FALSE | L | Annual | Rate | lb/MWh | 4.6887 | 0 | 0 | 0 | 0 | 0 | 0
NSR Big Cajun 2- SO2 Cap Annual v5.13 | 611 | 7458 | Rate Constraint in MTons | FALSE | L | Annual | Constraint Shadow Price | US2022$/Ton | 0 | 0 | 0 | 0 | 0 | 0 | 0
NSR Big Cajun 2- Unit 1 - NOx Rate Annual v5.13 | 613 | 7459 | Rate Constraint in lbs/MMBtu | FALSE | L | Annual | Seasons Included | Seasons | Winter, Spring, Summer, Fall | Winter, Spring, Summer, Fall | Winter, Spring, Summer, Fall | Winter, Spring, Summer, Fall | Winter, Spring, Summer, Fall | Winter, Spring, Summer, Fall | Winter, Spring, Summer, Fall
NSR Big Cajun 2- Unit 1 - NOx Rate Annual v5.13 | 613 | 7459 | Rate Constraint in lbs/MMBtu | FALSE | L | Annual | Standard NOX | lb/MMBtu | 0.15 | 0.15 | 0.15 | 0.15 | 0.15 | 0.15 | 0.15
NSR Big Cajun 2- Unit 1 - NOx Rate Annual v5.13 | 613 | 7459 | Rate Constraint in lbs/MMBtu | FALSE | L | Annual | Emissions at Affected Plants NOX | Thousand Tons | 0 | 0 | 0 | 0 | 0 | 0 | 0
NSR Big Cajun 2- Unit 1 - NOx Rate Annual v5.13 | 613 | 7459 | Rate Constraint in lbs/MMBtu | FALSE | L | Annual | Allowances Purchased NOX | Thousand Tons | 0 | 0 | 0 | 0 | 0 | 0 | 0
NSR Big Cajun 2- Unit 1 - NOx Rate Annual v5.13 | 613 | 7459 | Rate Constraint in lbs/MMBtu | FALSE | L | Annual | Allowances Sold NOX | Thousand Tons | 0 | 0 | 0 | 0 | 0 | 0 | 0
NSR Big Cajun 2- Unit 1 - NOx Rate Annual v5.13 | 613 | 7459 | Rate Constraint in lbs/MMBtu | FALSE | L | Annual | Allowances Banked | Thousand Tons | 0 | 0 | 0 | 0 | 0 | 0 | 0
NSR Big Cajun 2- Unit 1 - NOx Rate Annual v5.13 | 613 | 7459 | Rate Constraint in lbs/MMBtu | FALSE | L | Annual | Allowances Withdrawn (1:1) | Thousand Tons | 0 | 0 | 0 | 0 | 0 | 0 | 0
NSR Big Cajun 2- Unit 1 - NOx Rate Annual v5.13 | 613 | 7459 | Rate Constraint in lbs/MMBtu | FALSE | L | Annual | Allowances Withdrawn (n:1) | Thousand Tons | 0 | 0 | 0 | 0 | 0 | 0 | 0
NSR Big Cajun 2- Unit 1 - NOx Rate Annual v5.13 | 613 | 7459 | Rate Constraint in lbs/MMBtu | FALSE | L | Annual | Net Emissions Allowance Position | Thousand Tons | 0 | 0 | 0 | 0 | 0 | 0 | 0
NSR Big Cajun 2- Unit 1 - NOx Rate Annual v5.13 | 613 | 7459 | Rate Constraint in lbs/MMBtu | FALSE | L | Annual | Fuel Consumed | TBtu | 0 | 0 | 0 | 0 | 0 | 0 | 0
NSR Big Cajun 2- Unit 1 - NOx Rate Annual v5.13 | 613 | 7459 | Rate Constraint in lbs/MMBtu | FALSE | L | Annual | Rate | lb/MMBtu | 0 | 0 | 0 | 0 | 0 | 0 | 0
NSR Big Cajun 2- Unit 1 - NOx Rate Annual v5.13 | 613 | 7459 | Rate Constraint in lbs/MMBtu | FALSE | L | Annual | Generation | TWh | 0 | 0 | 0 | 0 | 0 | 0 | 0
NSR Big Cajun 2- Unit 1 - NOx Rate Annual v5.13 | 613 | 7459 | Rate Constraint in lbs/MMBtu | FALSE | L | Annual | Qualifying Generation | TWh | 0 | 0 | 0 | 0 | 0 | 0 | 0
NSR Big Cajun 2- Unit 1 - NOx Rate Annual v5.13 | 613 | 7459 | Rate Constraint in lbs/MMBtu | FALSE | L | Annual | Rate | lb/MWh | 0 | 0 | 0 | 0 | 0 | 0 | 0
NSR Big Cajun 2- Unit 1 - NOx Rate Annual v5.13 | 613 | 7459 | Rate Constraint in lbs/MMBtu | FALSE | L | Annual | Constraint Shadow Price | US2022$/Ton | 0 | 0 | 0 | 0 | 0 | 0 | 0
NSR Big Cajun 2- Unit 1 - SO2 Rate Annual v5.13 | 614 | 7457 | Rate Constraint in lbs/MMBtu | FALSE | L | Annual | Seasons Included | Seasons | Winter, Spring, Summer, Fall | Winter, Spring, Summer, Fall | Winter, Spring, Summer, Fall | Winter, Spring, Summer, Fall | Winter, Spring, Summer, Fall | Winter, Spring, Summer, Fall | Winter, Spring, Summer, Fall
NSR Big Cajun 2- Unit 1 - SO2 Rate Annual v5.13 | 614 | 7457 | Rate Constraint in lbs/MMBtu | FALSE | L | Annual | Standard SO2 | lb/MMBtu | 0.07 | 0.07 | 0.07 | 0.07 | 0.07 | 0.07 | 0.07
NSR Big Cajun 2- Unit 1 - SO2 Rate Annual v5.13 | 614 | 7457 | Rate Constraint in lbs/MMBtu | FALSE | L | Annual | Emissions at Affected Plants SO2 | Thousand Tons | 0 | 0 | 0 | 0 | 0 | 0 | 0
NSR Big Cajun 2- Unit 1 - SO2 Rate Annual v5.13 | 614 | 7457 | Rate Constraint in lbs/MMBtu | FALSE | L | Annual | Allowances Purchased SO2 | Thousand Tons | 0 | 0 | 0 | 0 | 0 | 0 | 0
NSR Big Cajun 2- Unit 1 - SO2 Rate Annual v5.13 | 614 | 7457 | Rate Constraint in lbs/MMBtu | FALSE | L | Annual | Allowances Sold SO2 | Thousand Tons | 0 | 0 | 0 | 0 | 0 | 0 | 0
NSR Big Cajun 2- Unit 1 - SO2 Rate Annual v5.13 | 614 | 7457 | Rate Constraint in lbs/MMBtu | FALSE | L | Annual | Allowances Banked | Thousand Tons | 0 | 0 | 0 | 0 | 0 | 0 | 0
NSR Big Cajun 2- Unit 1 - SO2 Rate Annual v5.13 | 614 | 7457 | Rate Constraint in lbs/MMBtu | FALSE | L | Annual | Allowances Withdrawn (1:1) | Thousand Tons | 0 | 0 | 0 | 0 | 0 | 0 | 0
NSR Big Cajun 2- Unit 1 - SO2 Rate Annual v5.13 | 614 | 7457 | Rate Constraint in lbs/MMBtu | FALSE | L | Annual | Allowances Withdrawn (n:1) | Thousand Tons | 0 | 0 | 0 | 0 | 0 | 0 | 0
NSR Big Cajun 2- Unit 1 - SO2 Rate Annual v5.13 | 614 | 7457 | Rate Constraint in lbs/MMBtu | FALSE | L | Annual | Net Emissions Allowance Position | Thousand Tons | 0 | 0 | 0 | 0 | 0 | 0 | 0
NSR Big Cajun 2- Unit 1 - SO2 Rate Annual v5.13 | 614 | 7457 | Rate Constraint in lbs/MMBtu | FALSE | L | Annual | Fuel Consumed | TBtu | 0 | 0 | 0 | 0 | 0 | 0 | 0
NSR Big Cajun 2- Unit 1 - SO2 Rate Annual v5.13 | 614 | 7457 | Rate Constraint in lbs/MMBtu | FALSE | L | Annual | Rate | lb/MMBtu | 0 | 0 | 0 | 0 | 0 | 0 | 0
NSR Big Cajun 2- Unit 1 - SO2 Rate Annual v5.13 | 614 | 7457 | Rate Constraint in lbs/MMBtu | FALSE | L | Annual | Generation | TWh | 0 | 0 | 0 | 0 | 0 | 0 | 0
NSR Big Cajun 2- Unit 1 - SO2 Rate Annual v5.13 | 614 | 7457 | Rate Constraint in lbs/MMBtu | FALSE | L | Annual | Qualifying Generation | TWh | 0 | 0 | 0 | 0 | 0 | 0 | 0
NSR Big Cajun 2- Unit 1 - SO2 Rate Annual v5.13 | 614 | 7457 | Rate Constraint in lbs/MMBtu | FALSE | L | Annual | Rate | lb/MWh | 0 | 0 | 0 | 0 | 0 | 0 | 0
NSR Big Cajun 2- Unit 1 - SO2 Rate Annual v5.13 | 614 | 7457 | Rate Constraint in lbs/MMBtu | FALSE | L | Annual | Constraint Shadow Price | US2022$/Ton | 910.302 | 5271.2855 | 12078.8879 | 13013.6876 | 24648.2115 | 21622.2021 | 26781.0308
NSR Big Cajun 2- Unit 3 - NOx Rate Annual v5.13 | 616 | 7461 | Rate Constraint in lbs/MMBtu | FALSE | L | Annual | Seasons Included | Seasons | Winter, Spring, Summer, Fall | Winter, Spring, Summer, Fall | Winter, Spring, Summer, Fall | Winter, Spring, Summer, Fall | Winter, Spring, Summer, Fall | Winter, Spring, Summer, Fall | Winter, Spring, Summer, Fall
NSR Big Cajun 2- Unit 3 - NOx Rate Annual v5.13 | 616 | 7461 | Rate Constraint in lbs/MMBtu | FALSE | L | Annual | Standard NOX | lb/MMBtu | 0.135 | 0.135 | 0.135 | 0.135 | 0.135 | 0.135 | 0.135
NSR Big Cajun 2- Unit 3 - NOx Rate Annual v5.13 | 616 | 7461 | Rate Constraint in lbs/MMBtu | FALSE | L | Annual | Emissions at Affected Plants NOX | Thousand Tons | 0.23401 | 0 | 0 | 0 | 0 | 0 | 0
NSR Big Cajun 2- Unit 3 - NOx Rate Annual v5.13 | 616 | 7461 | Rate Constraint in lbs/MMBtu | FALSE | L | Annual | Allowances Purchased NOX | Thousand Tons | 0 | 0 | 0 | 0 | 0 | 0 | 0
NSR Big Cajun 2- Unit 3 - NOx Rate Annual v5.13 | 616 | 7461 | Rate Constraint in lbs/MMBtu | FALSE | L | Annual | Allowances Sold NOX | Thousand Tons | 0 | 0 | 0 | 0 | 0 | 0 | 0
NSR Big Cajun 2- Unit 3 - NOx Rate Annual v5.13 | 616 | 7461 | Rate Constraint in lbs/MMBtu | FALSE | L | Annual | Allowances Banked | Thousand Tons | 0 | 0 | 0 | 0 | 0 | 0 | 0
NSR Big Cajun 2- Unit 3 - NOx Rate Annual v5.13 | 616 | 7461 | Rate Constraint in lbs/MMBtu | FALSE | L | Annual | Allowances Withdrawn (1:1) | Thousand Tons | 0 | 0 | 0 | 0 | 0 | 0 | 0
NSR Big Cajun 2- Unit 3 - NOx Rate Annual v5.13 | 616 | 7461 | Rate Constraint in lbs/MMBtu | FALSE | L | Annual | Allowances Withdrawn (n:1) | Thousand Tons | 0 | 0 | 0 | 0 | 0 | 0 | 0
NSR Big Cajun 2- Unit 3 - NOx Rate Annual v5.13 | 616 | 7461 | Rate Constraint in lbs/MMBtu | FALSE | L | Annual | Net Emissions Allowance Position | Thousand Tons | 0.23401 | 0 | 0 | 0 | 0 | 0 | 0
NSR Big Cajun 2- Unit 3 - NOx Rate Annual v5.13 | 616 | 7461 | Rate Constraint in lbs/MMBtu | FALSE | L | Annual | Fuel Consumed | TBtu | 3.8315 | 0 | 0 | 0 | 0 | 0 | 0
NSR Big Cajun 2- Unit 3 - NOx Rate Annual v5.13 | 616 | 7461 | Rate Constraint in lbs/MMBtu | FALSE | L | Annual | Rate | lb/MMBtu | 0.12215 | 0 | 0 | 0 | 0 | 0 | 0
NSR Big Cajun 2- Unit 3 - NOx Rate Annual v5.13 | 616 | 7461 | Rate Constraint in lbs/MMBtu | FALSE | L | Annual | Generation | TWh | 0.36707 | 0 | 0 | 0 | 0 | 0 | 0
NSR Big Cajun 2- Unit 3 - NOx Rate Annual v5.13 | 616 | 7461 | Rate Constraint in lbs/MMBtu | FALSE | L | Annual | Qualifying Generation | TWh | 0.36707 | 0 | 0 | 0 | 0 | 0 | 0
NSR Big Cajun 2- Unit 3 - NOx Rate Annual v5.13 | 616 | 7461 | Rate Constraint in lbs/MMBtu | FALSE | L | Annual | Rate | lb/MWh | 1.275 | 0 | 0 | 0 | 0 | 0 | 0
NSR Big Cajun 2- Unit 3 - NOx Rate Annual v5.13 | 616 | 7461 | Rate Constraint in lbs/MMBtu | FALSE | L | Annual | Constraint Shadow Price | US2022$/Ton | 0 | 0 | 0 | 0 | 0 | 0 | 0
NSR Boswell 1-3 - SO2 Rate Annual v5.14 | 618 | 7484 | Rate Constraint in lbs/MMBtu | FALSE | L | Annual | Seasons Included | Seasons | Winter, Spring, Summer, Fall | Winter, Spring, Summer, Fall | Winter, Spring, Summer, Fall | Winter, Spring, Summer, Fall | Winter, Spring, Summer, Fall | Winter, Spring, Summer, Fall | Winter, Spring, Summer, Fall
NSR Boswell 1-3 - SO2 Rate Annual v5.14 | 618 | 7484 | Rate Constraint in lbs/MMBtu | FALSE | L | Annual | Standard SO2 | lb/MMBtu | 0.03 | 0.03 | 0.03 | 0.03 | 0.03 | 0.03 | 0.03
NSR Boswell 1-3 - SO2 Rate Annual v5.14 | 618 | 7484 | Rate Constraint in lbs/MMBtu | FALSE | L | Annual | Emissions at Affected Plants SO2 | Thousand Tons | 0 | 0 | 0 | 0 | 0 | 0 | 0
NSR Boswell 1-3 - SO2 Rate Annual v5.14 | 618 | 7484 | Rate Constraint in lbs/MMBtu | FALSE | L | Annual | Allowances Purchased SO2 | Thousand Tons | 0 | 0 | 0 | 0 | 0 | 0 | 0
NSR Boswell 1-3 - SO2 Rate Annual v5.14 | 618 | 7484 | Rate Constraint in lbs/MMBtu | FALSE | L | Annual | Allowances Sold SO2 | Thousand Tons | 0 | 0 | 0 | 0 | 0 | 0 | 0
NSR Boswell 1-3 - SO2 Rate Annual v5.14 | 618 | 7484 | Rate Constraint in lbs/MMBtu | FALSE | L | Annual | Allowances Banked | Thousand Tons | 0 | 0 | 0 | 0 | 0 | 0 | 0
NSR Boswell 1-3 - SO2 Rate Annual v5.14 | 618 | 7484 | Rate Constraint in lbs/MMBtu | FALSE | L | Annual | Allowances Withdrawn (1:1) | Thousand Tons | 0 | 0 | 0 | 0 | 0 | 0 | 0
NSR Boswell 1-3 - SO2 Rate Annual v5.14 | 618 | 7484 | Rate Constraint in lbs/MMBtu | FALSE | L | Annual | Allowances Withdrawn (n:1) | Thousand Tons | 0 | 0 | 0 | 0 | 0 | 0 | 0
NSR Boswell 1-3 - SO2 Rate Annual v5.14 | 618 | 7484 | Rate Constraint in lbs/MMBtu | FALSE | L | Annual | Net Emissions Allowance Position | Thousand Tons | 0 | 0 | 0 | 0 | 0 | 0 | 0
NSR Boswell 1-3 - SO2 Rate Annual v5.14 | 618 | 7484 | Rate Constraint in lbs/MMBtu | FALSE | L | Annual | Fuel Consumed | TBtu | 0 | 0 | 0 | 0 | 0 | 0 | 0
NSR Boswell 1-3 - SO2 Rate Annual v5.14 | 618 | 7484 | Rate Constraint in lbs/MMBtu | FALSE | L | Annual | Rate | lb/MMBtu | 0 | 0 | 0 | 0 | 0 | 0 | 0
NSR Boswell 1-3 - SO2 Rate Annual v5.14 | 618 | 7484 | Rate Constraint in lbs/MMBtu | FALSE | L | Annual | Generation | TWh | 0 | 0 | 0 | 0 | 0 | 0 | 0
NSR Boswell 1-3 - SO2 Rate Annual v5.14 | 618 | 7484 | Rate Constraint in lbs/MMBtu | FALSE | L | Annual | Qualifying Generation | TWh | 0 | 0 | 0 | 0 | 0 | 0 | 0
NSR Boswell 1-3 - SO2 Rate Annual v5.14 | 618 | 7484 | Rate Constraint in lbs/MMBtu | FALSE | L | Annual | Rate | lb/MWh | 0 | 0 | 0 | 0 | 0 | 0 | 0
NSR Boswell 1-3 - SO2 Rate Annual v5.14 | 618 | 7484 | Rate Constraint in lbs/MMBtu | FALSE | L | Annual | Constraint Shadow Price | US2022$/Ton | 154325.6919 | 85674.2399 | 112680.4651 | 0 | 0 | 0 | 5626.7158
NSR Boswell 3 - NOX Rate Annual v5.14 | 619 | 7485 | Rate Constraint in lbs/MMBtu | FALSE | L | Annual | Seasons Included | Seasons | Winter, Spring, Summer, Fall | Winter, Spring, Summer, Fall | Winter, Spring, Summer, Fall | Winter, Spring, Summer, Fall | Winter, Spring, Summer, Fall | Winter, Spring, Summer, Fall | Winter, Spring, Summer, Fall
NSR Boswell 3 - NOX Rate Annual v5.14 | 619 | 7485 | Rate Constraint in lbs/MMBtu | FALSE | L | Annual | Standard NOX | lb/MMBtu | 0.06 | 0.06 | 0.06 | 0.06 | 0.06 | 0.06 | 0.06
NSR Boswell 3 - NOX Rate Annual v5.14 | 619 | 7485 | Rate Constraint in lbs/MMBtu | FALSE | L | Annual | Emissions at Affected Plants NOX | Thousand Tons | 0 | 0 | 0 | 0 | 0 | 0 | 0
NSR Boswell 3 - NOX Rate Annual v5.14 | 619 | 7485 | Rate Constraint in lbs/MMBtu | FALSE | L | Annual | Allowances Purchased NOX | Thousand Tons | 0 | 0 | 0 | 0 | 0 | 0 | 0
NSR Boswell 3 - NOX Rate Annual v5.14 | 619 | 7485 | Rate Constraint in lbs/MMBtu | FALSE | L | Annual | Allowances Sold NOX | Thousand Tons | 0 | 0 | 0 | 0 | 0 | 0 | 0
NSR Boswell 3 - NOX Rate Annual v5.14 | 619 | 7485 | Rate Constraint in lbs/MMBtu | FALSE | L | Annual | Allowances Banked | Thousand Tons | 0 | 0 | 0 | 0 | 0 | 0 | 0
NSR Boswell 3 - NOX Rate Annual v5.14 | 619 | 7485 | Rate Constraint in lbs/MMBtu | FALSE | L | Annual | Allowances Withdrawn (1:1) | Thousand Tons | 0 | 0 | 0 | 0 | 0 | 0 | 0
NSR Boswell 3 - NOX Rate Annual v5.14 | 619 | 7485 | Rate Constraint in lbs/MMBtu | FALSE | L | Annual | Allowances Withdrawn (n:1) | Thousand Tons | 0 | 0 | 0 | 0 | 0 | 0 | 0
NSR Boswell 3 - NOX Rate Annual v5.14 | 619 | 7485 | Rate Constraint in lbs/MMBtu | FALSE | L | Annual | Net Emissions Allowance Position | Thousand Tons | 0 | 0 | 0 | 0 | 0 | 0 | 0
NSR Boswell 3 - NOX Rate Annual v5.14 | 619 | 7485 | Rate Constraint in lbs/MMBtu | FALSE | L | Annual | Fuel Consumed | TBtu | 0 | 0 | 0 | 0 | 0 | 0 | 0
NSR Boswell 3 - NOX Rate Annual v5.14 | 619 | 7485 | Rate Constraint in lbs/MMBtu | FALSE | L | Annual | Rate | lb/MMBtu | 0 | 0 | 0 | 0 | 0 | 0 | 0
NSR Boswell 3 - NOX Rate Annual v5.14 | 619 | 7485 | Rate Constraint in lbs/MMBtu | FALSE | L | Annual | Generation | TWh | 0 | 0 | 0 | 0 | 0 | 0 | 0
NSR Boswell 3 - NOX Rate Annual v5.14 | 619 | 7485 | Rate Constraint in lbs/MMBtu | FALSE | L | Annual | Qualifying Generation | TWh | 0 | 0 | 0 | 0 | 0 | 0 | 0
NSR Boswell 3 - NOX Rate Annual v5.14 | 619 | 7485 | Rate Constraint in lbs/MMBtu | FALSE | L | Annual | Rate | lb/MWh | 0 | 0 | 0 | 0 | 0 | 0 | 0
NSR Boswell 3 - NOX Rate Annual v5.14 | 619 | 7485 | Rate Constraint in lbs/MMBtu | FALSE | L | Annual | Constraint Shadow Price | US2022$/Ton | 0 | 0 | 0 | 0 | 0 | 0 | 0
NSR Boswell 4 - NOX Rate Annual v5.14 | 620 | 7487 | Rate Constraint in lbs/MMBtu | FALSE | L | Annual | Seasons Included | Seasons | Winter, Spring, Summer, Fall | Winter, Spring, Summer, Fall | Winter, Spring, Summer, Fall | Winter, Spring, Summer, Fall | Winter, Spring, Summer, Fall | Winter, Spring, Summer, Fall | Winter, Spring, Summer, Fall
NSR Boswell 4 - NOX Rate Annual v5.14 | 620 | 7487 | Rate Constraint in lbs/MMBtu | FALSE | L | Annual | Standard NOX | lb/MMBtu | 0.12 | 0.12 | 0.12 | 0.12 | 0.12 | 0.12 | 0.12
NSR Boswell 4 - NOX Rate Annual v5.14 | 620 | 7487 | Rate Constraint in lbs/MMBtu | FALSE | L | Annual | Emissions at Affected Plants NOX | Thousand Tons | 0 | 0 | 0 | 0 | 0 | 0 | 0
NSR Boswell 4 - NOX Rate Annual v5.14 | 620 | 7487 | Rate Constraint in lbs/MMBtu | FALSE | L | Annual | Allowances Purchased NOX | Thousand Tons | 0 | 0 | 0 | 0 | 0 | 0 | 0
NSR Boswell 4 - NOX Rate Annual v5.14 | 620 | 7487 | Rate Constraint in lbs/MMBtu | FALSE | L | Annual | Allowances Sold NOX | Thousand Tons | 0 | 0 | 0 | 0 | 0 | 0 | 0
NSR Boswell 4 - NOX Rate Annual v5.14 | 620 | 7487 | Rate Constraint in lbs/MMBtu | FALSE | L | Annual | Allowances Banked | Thousand Tons | 0 | 0 | 0 | 0 | 0 | 0 | 0
NSR Boswell 4 - NOX Rate Annual v5.14 | 620 | 7487 | Rate Constraint in lbs/MMBtu | FALSE | L | Annual | Allowances Withdrawn (1:1) | Thousand Tons | 0 | 0 | 0 | 0 | 0 | 0 | 0
NSR Boswell 4 - NOX Rate Annual v5.14 | 620 | 7487 | Rate Constraint in lbs/MMBtu | FALSE | L | Annual | Allowances Withdrawn (n:1) | Thousand Tons | 0 | 0 | 0 | 0 | 0 | 0 | 0
NSR Boswell 4 - NOX Rate Annual v5.14 | 620 | 7487 | Rate Constraint in lbs/MMBtu | FALSE | L | Annual | Net Emissions Allowance Position | Thousand Tons | 0 | 0 | 0 | 0 | 0 | 0 | 0
NSR Boswell 4 - NOX Rate Annual v5.14 | 620 | 7487 | Rate Constraint in lbs/MMBtu | FALSE | L | Annual | Fuel Consumed | TBtu | 0 | 0 | 0 | 0 | 0 | 0 | 0
NSR Boswell 4 - NOX Rate Annual v5.14 | 620 | 7487 | Rate Constraint in lbs/MMBtu | FALSE | L | Annual | Rate | lb/MMBtu | 0 | 0 | 0 | 0 | 0 | 0 | 0
NSR Boswell 4 - NOX Rate Annual v5.14 | 620 | 7487 | Rate Constraint in lbs/MMBtu | FALSE | L | Annual | Generation | TWh | 0 | 0 | 0 | 0 | 0 | 0 | 0
NSR Boswell 4 - NOX Rate Annual v5.14 | 620 | 7487 | Rate Constraint in lbs/MMBtu | FALSE | L | Annual | Qualifying Generation | TWh | 0 | 0 | 0 | 0 | 0 | 0 | 0
NSR Boswell 4 - NOX Rate Annual v5.14 | 620 | 7487 | Rate Constraint in lbs/MMBtu | FALSE | L | Annual | Rate | lb/MWh | 0 | 0 | 0 | 0 | 0 | 0 | 0
NSR Boswell 4 - NOX Rate Annual v5.14 | 620 | 7487 | Rate Constraint in lbs/MMBtu | FALSE | L | Annual | Constraint Shadow Price | US2022$/Ton | 0 | 0 | 0 | 0 | 0 | 0 | 0
NSR Boswell 4 - SO2 Rate Annual v5.14 | 621 | 7486 | Rate Constraint in lbs/MMBtu | FALSE | L | Annual | Seasons Included | Seasons | Winter, Spring, Summer, Fall | Winter, Spring, Summer, Fall | Winter, Spring, Summer, Fall | Winter, Spring, Summer, Fall | Winter, Spring, Summer, Fall | Winter, Spring, Summer, Fall | Winter, Spring, Summer, Fall
NSR Boswell 4 - SO2 Rate Annual v5.14 | 621 | 7486 | Rate Constraint in lbs/MMBtu | FALSE | L | Annual | Standard SO2 | lb/MMBtu | 0.03 | 0.03 | 0.03 | 0.03 | 0.03 | 0.03 | 0.03
NSR Boswell 4 - SO2 Rate Annual v5.14 | 621 | 7486 | Rate Constraint in lbs/MMBtu | FALSE | L | Annual | Emissions at Affected Plants SO2 | Thousand Tons | 0 | 0 | 0 | 0 | 0 | 0 | 0
NSR Boswell 4 - SO2 Rate Annual v5.14 | 621 | 7486 | Rate Constraint in lbs/MMBtu | FALSE | L | Annual | Allowances Purchased SO2 | Thousand Tons | 0 | 0 | 0 | 0 | 0 | 0 | 0
NSR Boswell 4 - SO2 Rate Annual v5.14 | 621 | 7486 | Rate Constraint in lbs/MMBtu | FALSE | L | Annual | Allowances Sold SO2 | Thousand Tons | 0 | 0 | 0 | 0 | 0 | 0 | 0
NSR Boswell 4 - SO2 Rate Annual v5.14 | 621 | 7486 | Rate Constraint in lbs/MMBtu | FALSE | L | Annual | Allowances Banked | Thousand Tons | 0 | 0 | 0 | 0 | 0 | 0 | 0
NSR Boswell 4 - SO2 Rate Annual v5.14 | 621 | 7486 | Rate Constraint in lbs/MMBtu | FALSE | L | Annual | Allowances Withdrawn (1:1) | Thousand Tons | 0 | 0 | 0 | 0 | 0 | 0 | 0
NSR Boswell 4 - SO2 Rate Annual v5.14 | 621 | 7486 | Rate Constraint in lbs/MMBtu | FALSE | L | Annual | Allowances Withdrawn (n:1) | Thousand Tons | 0 | 0 | 0 | 0 | 0 | 0 | 0
NSR Boswell 4 - SO2 Rate Annual v5.14 | 621 | 7486 | Rate Constraint in lbs/MMBtu | FALSE | L | Annual | Net Emissions Allowance Position | Thousand Tons | 0 | 0 | 0 | 0 | 0 | 0 | 0
NSR Boswell 4 - SO2 Rate Annual v5.14 | 621 | 7486 | Rate Constraint in lbs/MMBtu | FALSE | L | Annual | Fuel Consumed | TBtu | 0 | 0 | 0 | 0 | 0 | 0 | 0
NSR Boswell 4 - SO2 Rate Annual v5.14 | 621 | 7486 | Rate Constraint in lbs/MMBtu | FALSE | L | Annual | Rate | lb/MMBtu | 0 | 0 | 0 | 0 | 0 | 0 | 0
NSR Boswell 4 - SO2 Rate Annual v5.14 | 621 | 7486 | Rate Constraint in lbs/MMBtu | FALSE | L | Annual | Generation | TWh | 0 | 0 | 0 | 0 | 0 | 0 | 0
NSR Boswell 4 - SO2 Rate Annual v5.14 | 621 | 7486 | Rate Constraint in lbs/MMBtu | FALSE | L | Annual | Qualifying Generation | TWh | 0 | 0 | 0 | 0 | 0 | 0 | 0
NSR Boswell 4 - SO2 Rate Annual v5.14 | 621 | 7486 | Rate Constraint in lbs/MMBtu | FALSE | L | Annual | Rate | lb/MWh | 0 | 0 | 0 | 0 | 0 | 0 | 0
NSR Boswell 4 - SO2 Rate Annual v5.14 | 621 | 7486 | Rate Constraint in lbs/MMBtu | FALSE | L | Annual | Constraint Shadow Price | US2022$/Ton | 116348.0078 | 101916.3325 | 178366.9949 | 93848.399 | 157708.9305 | 156525.8383 | 140229.7182
NSR Burlington Unit 1 SO2 Rate v5.16 | 622 | 7672 | Rate Constraint in lbs/MMBtu | FALSE | L | Annual | Seasons Included | Seasons | Winter, Spring, Summer, Fall | Winter, Spring, Summer, Fall | Winter, Spring, Summer, Fall | Winter, Spring, Summer, Fall | Winter, Spring, Summer, Fall | Winter, Spring, Summer, Fall | Winter, Spring, Summer, Fall
NSR Burlington Unit 1 SO2 Rate v5.16 | 622 | 7672 | Rate Constraint in lbs/MMBtu | FALSE | L | Annual | Standard SO2 | lb/MMBtu | 0.75 | 0.75 | 0.75 | 0.75 | 0.75 | 0.75 | 0.75
NSR Burlington Unit 1 SO2 Rate v5.16 | 622 | 7672 | Rate Constraint in lbs/MMBtu | FALSE | L | Annual | Emissions at Affected Plants SO2 | Thousand Tons | 0 | 0 | 0 | 0 | 0 | 0 | 0
NSR Burlington Unit 1 SO2 Rate v5.16 | 622 | 7672 | Rate Constraint in lbs/MMBtu | FALSE | L | Annual | Allowances Purchased SO2 | Thousand Tons | 0 | 0 | 0 | 0 | 0 | 0 | 0
NSR Burlington Unit 1 SO2 Rate v5.16 | 622 | 7672 | Rate Constraint in lbs/MMBtu | FALSE | L | Annual | Allowances Sold SO2 | Thousand Tons | 0 | 0 | 0 | 0 | 0 | 0 | 0
NSR Burlington Unit 1 SO2 Rate v5.16 | 622 | 7672 | Rate Constraint in lbs/MMBtu | FALSE | L | Annual | Allowances Banked | Thousand Tons | 0 | 0 | 0 | 0 | 0 | 0 | 0
NSR Burlington Unit 1 SO2 Rate v5.16 | 622 | 7672 | Rate Constraint in lbs/MMBtu | FALSE | L | Annual | Allowances Withdrawn (1:1) | Thousand Tons | 0 | 0 | 0 | 0 | 0 | 0 | 0
NSR Burlington Unit 1 SO2 Rate v5.16 | 622 | 7672 | Rate Constraint in lbs/MMBtu | FALSE | L | Annual | Allowances Withdrawn (n:1) | Thousand Tons | 0 | 0 | 0 | 0 | 0 | 0 | 0
NSR Burlington Unit 1 SO2 Rate v5.16 | 622 | 7672 | Rate Constraint in lbs/MMBtu | FALSE | L | Annual | Net Emissions Allowance Position | Thousand Tons | 0 | 0 | 0 | 0 | 0 | 0 | 0
NSR Burlington Unit 1 SO2 Rate v5.16 | 622 | 7672 | Rate Constraint in lbs/MMBtu | FALSE | L | Annual | Fuel Consumed | TBtu | 0 | 0 | 0 | 0 | 0 | 0 | 0
NSR Burlington Unit 1 SO2 Rate v5.16 | 622 | 7672 | Rate Constraint in lbs/MMBtu | FALSE | L | Annual | Rate | lb/MMBtu | 0 | 0 | 0 | 0 | 0 | 0 | 0
NSR Burlington Unit 1 SO2 Rate v5.16 | 622 | 7672 | Rate Constraint in lbs/MMBtu | FALSE | L | Annual | Generation | TWh | 0 | 0 | 0 | 0 | 0 | 0 | 0
NSR Burlington Unit 1 SO2 Rate v5.16 | 622 | 7672 | Rate Constraint in lbs/MMBtu | FALSE | L | Annual | Qualifying Generation | TWh | 0 | 0 | 0 | 0 | 0 | 0 | 0
NSR Burlington Unit 1 SO2 Rate v5.16 | 622 | 7672 | Rate Constraint in lbs/MMBtu | FALSE | L | Annual | Rate | lb/MWh | 0 | 0 | 0 | 0 | 0 | 0 | 0
NSR Burlington Unit 1 SO2 Rate v5.16 | 622 | 7672 | Rate Constraint in lbs/MMBtu | FALSE | L | Annual | Constraint Shadow Price | US2022$/Ton | 0 | 0 | 0 | 0 | 0 | 0 | 0
NSR Clifty Creek 1-6 - SO2 Cap Annual v5.16 | 623 | 7502 | Rate Constraint in MTons | FALSE | L | Annual | Seasons Included | Seasons | Winter, Spring, Summer, Fall | Winter, Spring, Summer, Fall | Winter, Spring, Summer, Fall | Winter, Spring, Summer, Fall | Winter, Spring, Summer, Fall | Winter, Spring, Summer, Fall | Winter, Spring, Summer, Fall
NSR Clifty Creek 1-6 - SO2 Cap Annual v5.16 | 623 | 7502 | Rate Constraint in MTons | FALSE | L | Annual | Standard SO2 | Thousand Tons | 11.503 | 11.503 | 11.503 | 11.503 | 11.503 | 11.503 | 11.503
NSR Clifty Creek 1-6 - SO2 Cap Annual v5.16 | 623 | 7502 | Rate Constraint in MTons | FALSE | L | Annual | Emissions at Affected Plants SO2 | Thousand Tons | 1.4156 | 1.5473 | 0 | 0 | 0 | 0 | 0
NSR Clifty Creek 1-6 - SO2 Cap Annual v5.16 | 623 | 7502 | Rate Constraint in MTons | FALSE | L | Annual | Allowances Purchased SO2 | Thousand Tons | 0 | 0 | 0 | 0 | 0 | 0 | 0
NSR Clifty Creek 1-6 - SO2 Cap Annual v5.16 | 623 | 7502 | Rate Constraint in MTons | FALSE | L | Annual | Allowances Sold SO2 | Thousand Tons | 0 | 0 | 0 | 0 | 0 | 0 | 0
NSR Clifty Creek 1-6 - SO2 Cap Annual v5.16 | 623 | 7502 | Rate Constraint in MTons | FALSE | L | Annual | Allowances Banked | Thousand Tons | 0 | 0 | 0 | 0 | 0 | 0 | 0
NSR Clifty Creek 1-6 - SO2 Cap Annual v5.16 | 623 | 7502 | Rate Constraint in MTons | FALSE | L | Annual | Allowances Withdrawn (1:1) | Thousand Tons | 0 | 0 | 0 | 0 | 0 | 0 | 0
NSR Clifty Creek 1-6 - SO2 Cap Annual v5.16 | 623 | 7502 | Rate Constraint in MTons | FALSE | L | Annual | Allowances Withdrawn (n:1) | Thousand Tons | 0 | 0 | 0 | 0 | 0 | 0 | 0
NSR Clifty Creek 1-6 - SO2 Cap Annual v5.16 | 623 | 7502 | Rate Constraint in MTons | FALSE | L | Annual | Net Emissions Allowance Position | Thousand Tons | 1.4156 | 1.5473 | 0 | 0 | 0 | 0 | 0
NSR Clifty Creek 1-6 - SO2 Cap Annual v5.16 | 623 | 7502 | Rate Constraint in MTons | FALSE | L | Annual | Fuel Consumed | TBtu | 47.1879 | 51.5782 | 0 | 0 | 0 | 0 | 0
NSR Clifty Creek 1-6 - SO2 Cap Annual v5.16 | 623 | 7502 | Rate Constraint in MTons | FALSE | L | Annual | Rate | lb/MMBtu | 0.06 | 0.06 | 0 | 0 | 0 | 0 | 0
NSR Clifty Creek 1-6 - SO2 Cap Annual v5.16 | 623 | 7502 | Rate Constraint in MTons | FALSE | L | Annual | Generation | TWh | 4.3894 | 4.7903 | 0 | 0 | 0 | 0 | 0
NSR Clifty Creek 1-6 - SO2 Cap Annual v5.16 | 623 | 7502 | Rate Constraint in MTons | FALSE | L | Annual | Qualifying Generation | TWh | 4.3894 | 4.7903 | 0 | 0 | 0 | 0 | 0
NSR Clifty Creek 1-6 - SO2 Cap Annual v5.16 | 623 | 7502 | Rate Constraint in MTons | FALSE | L | Annual | Rate | lb/MWh | 0.64502 | 0.64604 | 0 | 0 | 0 | 0 | 0
NSR Clifty Creek 1-6 - SO2 Cap Annual v5.16 | 623 | 7502 | Rate Constraint in MTons | FALSE | L | Annual | Constraint Shadow Price | US2022$/Ton | 0 | 0 | 0 | 0 | 0 | 0 | 0
NSR ClinchRiver 1-3 - SO2 Cap Annual v3.1 | 624 | 7373 | Rate Constraint in MTons | FALSE | L | Annual | Seasons Included | Seasons | Winter, Spring, Summer, Fall | Winter, Spring, Summer, Fall | Winter, Spring, Summer, Fall | Winter, Spring, Summer, Fall | Winter, Spring, Summer, Fall | Winter, Spring, Summer, Fall | Winter, Spring, Summer, Fall
NSR ClinchRiver 1-3 - SO2 Cap Annual v3.1 | 624 | 7373 | Rate Constraint in MTons | FALSE | L | Annual | Standard SO2 | Thousand Tons | 16.3 | 16.3 | 16.3 | 16.3 | 16.3 | 16.3 | 16.3
NSR ClinchRiver 1-3 - SO2 Cap Annual v3.1 | 624 | 7373 | Rate Constraint in MTons | FALSE | L | Annual | Emissions at Affected Plants SO2 | Thousand Tons | 0 | 0 | 0 | 0 | 0 | 0 | 0
NSR ClinchRiver 1-3 - SO2 Cap Annual v3.1 | 624 | 7373 | Rate Constraint in MTons | FALSE | L | Annual | Allowances Purchased SO2 | Thousand Tons | 0 | 0 | 0 | 0 | 0 | 0 | 0
NSR ClinchRiver 1-3 - SO2 Cap Annual v3.1 | 624 | 7373 | Rate Constraint in MTons | FALSE | L | Annual | Allowances Sold SO2 | Thousand Tons | 0 | 0 | 0 | 0 | 0 | 0 | 0
NSR ClinchRiver 1-3 - SO2 Cap Annual v3.1 | 624 | 7373 | Rate Constraint in MTons | FALSE | L | Annual | Allowances Banked | Thousand Tons | 0 | 0 | 0 | 0 | 0 | 0 | 0
NSR ClinchRiver 1-3 - SO2 Cap Annual v3.1 | 624 | 7373 | Rate Constraint in MTons | FALSE | L | Annual | Allowances Withdrawn (1:1) | Thousand Tons | 0 | 0 | 0 | 0 | 0 | 0 | 0
NSR ClinchRiver 1-3 - SO2 Cap Annual v3.1 | 624 | 7373 | Rate Constraint in MTons | FALSE | L | Annual | Allowances Withdrawn (n:1) | Thousand Tons | 0 | 0 | 0 | 0 | 0 | 0 | 0
NSR ClinchRiver 1-3 - SO2 Cap Annual v3.1 | 624 | 7373 | Rate Constraint in MTons | FALSE | L | Annual | Net Emissions Allowance Position | Thousand Tons | 0 | 0 | 0 | 0 | 0 | 0 | 0
NSR ClinchRiver 1-3 - SO2 Cap Annual v3.1 | 624 | 7373 | Rate Constraint in MTons | FALSE | L | Annual | Fuel Consumed | TBtu | 0 | 0 | 0 | 0 | 0 | 0 | 0
NSR ClinchRiver 1-3 - SO2 Cap Annual v3.1 | 624 | 7373 | Rate Constraint in MTons | FALSE | L | Annual | Rate | lb/MMBtu | 0 | 0 | 0 | 0 | 0 | 0 | 0
NSR ClinchRiver 1-3 - SO2 Cap Annual v3.1 | 624 | 7373 | Rate Constraint in MTons | FALSE | L | Annual | Generation | TWh | 0 | 0 | 0 | 0 | 0 | 0 | 0
NSR ClinchRiver 1-3 - SO2 Cap Annual v3.1 | 624 | 7373 | Rate Constraint in MTons | FALSE | L | Annual | Qualifying Generation | TWh | 0 | 0 | 0 | 0 | 0 | 0 | 0
NSR ClinchRiver 1-3 - SO2 Cap Annual v3.1 | 624 | 7373 | Rate Constraint in MTons | FALSE | L | Annual | Rate | lb/MWh | 0 | 0 | 0 | 0 | 0 | 0 | 0
NSR ClinchRiver 1-3 - SO2 Cap Annual v3.1 | 624 | 7373 | Rate Constraint in MTons | FALSE | L | Annual | Constraint Shadow Price | US2022$/Ton | 0 | 0 | 0 | 0 | 0 | 0 | 0
NSR Cooper 2 - NOX Rate Annual v3.1, Unit 2557 and retrofits | 625 | 7447 | Rate Constraint in lbs/MMBtu | FALSE | L | Annual | Seasons Included | Seasons | Winter, Spring, Summer, Fall | Winter, Spring, Summer, Fall | Winter, Spring, Summer, Fall | Winter, Spring, Summer, Fall | Winter, Spring, Summer, Fall | Winter, Spring, Summer, Fall | Winter, Spring, Summer, Fall
NSR Cooper 2 - NOX Rate Annual v3.1, Unit 2557 and retrofits | 625 | 7447 | Rate Constraint in lbs/MMBtu | FALSE | L | Annual | Standard NOX | lb/MMBtu | 0.08 | 0.08 | 0.08 | 0.08 | 0.08 | 0.08 | 0.08
NSR Cooper 2 - NOX Rate Annual v3.1, Unit 2557 and retrofits | 625 | 7447 | Rate Constraint in lbs/MMBtu | FALSE | L | Annual | Emissions at Affected Plants NOX | Thousand Tons | 0 | 0 | 0 | 0 | 0 | 0 | 0
NSR Cooper 2 - NOX Rate Annual v3.1, Unit 2557 and retrofits | 625 | 7447 | Rate Constraint in lbs/MMBtu | FALSE | L | Annual | Allowances Purchased NOX | Thousand Tons | 0 | 0 | 0 | 0 | 0 | 0 | 0
NSR Cooper 2 - NOX Rate Annual v3.1, Unit 2557 and retrofits | 625 | 7447 | Rate Constraint in lbs/MMBtu | FALSE | L | Annual | Allowances Sold NOX | Thousand Tons | 0 | 0 | 0 | 0 | 0 | 0 | 0
NSR Cooper 2 - NOX Rate Annual v3.1, Unit 2557 and retrofits | 625 | 7447 | Rate Constraint in lbs/MMBtu | FALSE | L | Annual | Allowances Banked | Thousand Tons | 0 | 0 | 0 | 0 | 0 | 0 | 0
NSR Cooper 2 - NOX Rate Annual v3.1, Unit 2557 and retrofits | 625 | 7447 | Rate Constraint in lbs/MMBtu | FALSE | L | Annual | Allowances Withdrawn (1:1) | Thousand Tons | 0 | 0 | 0 | 0 | 0 | 0 | 0
NSR Cooper 2 - NOX Rate Annual v3.1, Unit 2557 and retrofits | 625 | 7447 | Rate Constraint in lbs/MMBtu | FALSE | L | Annual | Allowances Withdrawn (n:1) | Thousand Tons | 0 | 0 | 0 | 0 | 0 | 0 | 0
NSR Cooper 2 - NOX Rate Annual v3.1, Unit 2557 and retrofits | 625 | 7447 | Rate Constraint in lbs/MMBtu | FALSE | L | Annual | Net Emissions Allowance Position | Thousand Tons | 0 | 0 | 0 | 0 | 0 | 0 | 0
NSR Cooper 2 - NOX Rate Annual v3.1, Unit 2557 and retrofits | 625 | 7447 | Rate Constraint in lbs/MMBtu | FALSE | L | Annual | Fuel Consumed | TBtu | 0 | 0 | 0 | 0 | 0 | 0 | 0
NSR Cooper 2 - NOX Rate Annual v3.1, Unit 2557 and retrofits | 625 | 7447 | Rate Constraint in lbs/MMBtu | FALSE | L | Annual | Rate | lb/MMBtu | 0 | 0 | 0 | 0 | 0 | 0 | 0
NSR Cooper 2 - NOX Rate Annual v3.1, Unit 2557 and retrofits | 625 | 7447 | Rate Constraint in lbs/MMBtu | FALSE | L | Annual | Generation | TWh | 0 | 0 | 0 | 0 | 0 | 0 | 0
NSR Cooper 2 - NOX Rate Annual v3.1, Unit 2557 and retrofits | 625 | 7447 | Rate Constraint in lbs/MMBtu | FALSE | L | Annual | Qualifying Generation | TWh | 0 | 0 | 0 | 0 | 0 | 0 | 0
NSR Cooper 2 - NOX Rate Annual v3.1, Unit 2557 and retrofits | 625 | 7447 | Rate Constraint in lbs/MMBtu | FALSE | L | Annual | Rate | lb/MWh | 0 | 0 | 0 | 0 | 0 | 0 | 0
NSR Cooper 2 - NOX Rate Annual v3.1, Unit 2557 and retrofits | 625 | 7447 | Rate Constraint in lbs/MMBtu | FALSE | L | Annual | Constraint Shadow Price | US2022$/Ton | 0 | 0 | 0 | 0 | 0 | 0 | 0
NSR Cooper 2 - SO2 Rate Annual v3.1, Unit 2557 and retrofits | 626 | 7446 | Rate Constraint in lbs/MMBtu | FALSE | L | Annual | Seasons Included | Seasons | Winter, Spring, Summer, Fall | Winter, Spring, Summer, Fall | Winter, Spring, Summer, Fall | Winter, Spring, Summer, Fall | Winter, Spring, Summer, Fall | Winter, Spring, Summer, Fall | Winter, Spring, Summer, Fall
NSR Cooper 2 - SO2 Rate Annual v3.1, Unit 2557 and retrofits | 626 | 7446 | Rate Constraint in lbs/MMBtu | FALSE | L | Annual | Standard SO2 | lb/MMBtu | 0.1 | 0.1 | 0.1 | 0.1 | 0.1 | 0.1 | 0.1
NSR Cooper 2 - SO2 Rate Annual v3.1, Unit 2557 and retrofits | 626 | 7446 | Rate Constraint in lbs/MMBtu | FALSE | L | Annual | Emissions at Affected Plants SO2 | Thousand Tons | 0 | 0 | 0 | 0 | 0 | 0 | 0
NSR Cooper 2 - SO2 Rate Annual v3.1, Unit 2557 and retrofits | 626 | 7446 | Rate Constraint in lbs/MMBtu | FALSE | L | Annual | Allowances Purchased SO2 | Thousand Tons | 0 | 0 | 0 | 0 | 0 | 0 | 0
NSR Cooper 2 - SO2 Rate Annual v3.1, Unit 2557 and retrofits | 626 | 7446 | Rate Constraint in lbs/MMBtu | FALSE | L | Annual | Allowances Sold SO2 | Thousand Tons | 0 | 0 | 0 | 0 | 0 | 0 | 0
NSR Cooper 2 - SO2 Rate Annual v3.1, Unit 2557 and retrofits | 626 | 7446 | Rate Constraint in lbs/MMBtu | FALSE | L | Annual | Allowances Banked | Thousand Tons | 0 | 0 | 0 | 0 | 0 | 0 | 0
NSR Cooper 2 - SO2 Rate Annual v3.1, Unit 2557 and retrofits | 626 | 7446 | Rate Constraint in lbs/MMBtu | FALSE | L | Annual | Allowances Withdrawn (1:1) | Thousand Tons | 0 | 0 | 0 | 0 | 0 | 0 | 0
NSR Cooper 2 - SO2 Rate Annual v3.1, Unit 2557 and retrofits | 626 | 7446 | Rate Constraint in lbs/MMBtu | FALSE | L | Annual | Allowances Withdrawn (n:1) | Thousand Tons | 0 | 0 | 0 | 0 | 0 | 0 | 0
NSR Cooper 2 - SO2 Rate Annual v3.1, Unit 2557 and retrofits | 626 | 7446 | Rate Constraint in lbs/MMBtu | FALSE | L | Annual | Net Emissions Allowance Position | Thousand Tons | 0 | 0 | 0 | 0 | 0 | 0 | 0
NSR Cooper 2 - SO2 Rate Annual v3.1, Unit 2557 and retrofits | 626 | 7446 | Rate Constraint in lbs/MMBtu | FALSE | L | Annual | Fuel Consumed | TBtu | 0 | 0 | 0 | 0 | 0 | 0 | 0
NSR Cooper 2 - SO2 Rate Annual v3.1, Unit 2557 and retrofits | 626 | 7446 | Rate Constraint in lbs/MMBtu | FALSE | L | Annual | Rate | lb/MMBtu | 0 | 0 | 0 | 0 | 0 | 0 | 0
NSR Cooper 2 - SO2 Rate Annual v3.1, Unit 2557 and retrofits | 626 | 7446 | Rate Constraint in lbs/MMBtu | FALSE | L | Annual | Generation | TWh | 0 | 0 | 0 | 0 | 0 | 0 | 0
NSR Cooper 2 - SO2 Rate Annual v3.1, Unit 2557 and retrofits | 626 | 7446 | Rate Constraint in lbs/MMBtu | FALSE | L | Annual | Qualifying Generation | TWh | 0 | 0 | 0 | 0 | 0 | 0 | 0
NSR Cooper 2 - SO2 Rate Annual v3.1, Unit 2557 and retrofits | 626 | 7446 | Rate Constraint in lbs/MMBtu | FALSE | L | Annual | Rate | lb/MWh | 0 | 0 | 0 | 0 | 0 | 0 | 0
NSR Cooper 2 - SO2 Rate Annual v3.1, Unit 2557 and retrofits | 626 | 7446 | Rate Constraint in lbs/MMBtu | FALSE | L | Annual | Constraint Shadow Price | US2022$/Ton | 0 | 0 | 0 | 0 | 0 | 0 | 0
NSR Coronado 1,2 - NOX Cap Annual v6.17 | 627 | 7394 | Rate Constraint in MTons | FALSE | L | Annual | Seasons Included | Seasons | Winter, Spring, Summer, Fall | Winter, Spring, Summer, Fall | Winter, Spring, Summer, Fall | Winter, Spring, Summer, Fall | Winter, Spring, Summer, Fall | Winter, Spring, Summer, Fall | Winter, Spring, Summer, Fall
NSR Coronado 1,2 - NOX Cap Annual v6.17 | 627 | 7394 | Rate Constraint in MTons | FALSE | L | Annual | Standard NOX | Thousand Tons | 7.3 | 7.3 | 7.3 | 7.3 | 7.3 | 7.3 | 7.3
NSR Coronado 1,2 - NOX Cap Annual v6.17 | 627 | 7394 | Rate Constraint in MTons | FALSE | L | Annual | Emissions at Affected Plants NOX | Thousand Tons | 0.20312 | 0.64916 | 0 | 0 | 0 | 0 | 0
NSR Coronado 1,2 - NOX Cap Annual v6.17 | 627 | 7394 | Rate Constraint in MTons | FALSE | L | Annual | Allowances Purchased NOX | Thousand Tons | 0 | 0 | 0 | 0 | 0 | 0 | 0
NSR Coronado 1,2 - NOX Cap Annual v6.17 | 627 | 7394 | Rate Constraint in MTons | FALSE | L | Annual | Allowances Sold NOX | Thousand Tons | 0 | 0 | 0 | 0 | 0 | 0 | 0
NSR Coronado 1,2 - NOX Cap Annual v6.17 | 627 | 7394 | Rate Constraint in MTons | FALSE | L | Annual | Allowances Banked | Thousand Tons | 0 | 0 | 0 | 0 | 0 | 0 | 0
NSR Coronado 1,2 - NOX Cap Annual v6.17 | 627 | 7394 | Rate Constraint in MTons | FALSE | L | Annual | Allowances Withdrawn (1:1) | Thousand Tons | 0 | 0 | 0 | 0 | 0 | 0 | 0
NSR Coronado 1,2 - NOX Cap Annual v6.17 | 627 | 7394 | Rate Constraint in MTons | FALSE | L | Annual | Allowances Withdrawn (n:1) | Thousand Tons | 0 | 0 | 0 | 0 | 0 | 0 | 0
NSR Coronado 1,2 - NOX Cap Annual v6.17 | 627 | 7394 | Rate Constraint in MTons | FALSE | L | Annual | Net Emissions Allowance Position | Thousand Tons | 0.20312 | 0.64916 | 0 | 0 | 0 | 0 | 0
NSR Coronado 1,2 - NOX Cap Annual v6.17 | 627 | 7394 | Rate Constraint in MTons | FALSE | L | Annual | Fuel Consumed | TBtu | 6.6452 | 22.1146 | 0 | 0 | 0 | 0 | 0
NSR Coronado 1,2 - NOX Cap Annual v6.17 | 627 | 7394 | Rate Constraint in MTons | FALSE | L | Annual | Rate | lb/MMBtu | 0.061134 | 0.058708 | 0 | 0 | 0 | 0 | 0
NSR Coronado 1,2 - NOX Cap Annual v6.17 | 627 | 7394 | Rate Constraint in MTons | FALSE | L | Annual | Generation | TWh | 0.62166 | 2.0686 | 0 | 0 | 0 | 0 | 0
NSR Coronado 1,2 - NOX Cap Annual v6.17 | 627 | 7394 | Rate Constraint in MTons | FALSE | L | Annual | Qualifying Generation | TWh | 0.62166 | 2.0686 | 0 | 0 | 0 | 0 | 0
NSR Coronado 1,2 - NOX Cap Annual v6.17 | 627 | 7394 | Rate Constraint in MTons | FALSE | L | Annual | Rate | lb/MWh | 0.65348 | 0.62762 | 0 | 0 | 0 | 0 | 0
NSR Coronado 1,2 - NOX Cap Annual v6.17 | 627 | 7394 | Rate Constraint in MTons | FALSE | L | Annual | Constraint Shadow Price | US2022$/Ton | 0 | 0 | 0 | 0 | 0 | 0 | 0
NSR Cross 1,2 - NOX Rate Annual v3.1, Unit 4700 and retrofits | 628 | 7432 | Rate Constraint in lbs/MMBtu | FALSE | L | Annual | Seasons Included | Seasons | Winter, Spring, Summer, Fall | Winter, Spring, Summer, Fall | Winter, Spring, Summer, Fall | Winter, Spring, Summer, Fall | Winter, Spring, Summer, Fall | Winter, Spring, Summer, Fall | Winter, Spring, Summer, Fall
NSR Cross 1,2 - NOX Rate Annual v3.1, Unit 4700 and retrofits | 628 | 7432 | Rate Constraint in lbs/MMBtu | FALSE | L | Annual | Standard NOX | lb/MMBtu | 0.1 | 0.1 | 0.1 | 0.1 | 0.1 | 0.1 | 0.1
NSR Cross 1,2 - NOX Rate Annual v3.1, Unit 4700 and retrofits | 628 | 7432 | Rate Constraint in lbs/MMBtu | FALSE | L | Annual | Emissions at Affected Plants NOX | Thousand Tons | 0.26427 | 0.63655 | 1.7177 | 1.7177 | 0 | 0 | 0
NSR Cross 1,2 - NOX Rate Annual v3.1, Unit 4700 and retrofits | 628 | 7432 | Rate Constraint in lbs/MMBtu | FALSE | L | Annual | Allowances Purchased NOX | Thousand Tons | 0 | 0 | 0 | 0 | 0 | 0 | 0
NSR Cross 1,2 - NOX Rate Annual v3.1, Unit 4700 and retrofits | 628 | 7432 | Rate Constraint in lbs/MMBtu | FALSE | L | Annual | Allowances Sold NOX | Thousand Tons | 0 | 0 | 0 | 0 | 0 | 0 | 0
NSR Cross 1,2 - NOX Rate Annual v3.1, Unit 4700 and retrofits | 628 | 7432 | Rate Constraint in lbs/MMBtu | FALSE | L | Annual | Allowances Banked | Thousand Tons | 0 | 0 | 0 | 0 | 0 | 0 | 0
NSR Cross 1,2 - NOX Rate Annual v3.1, Unit 4700 and retrofits | 628 | 7432 | Rate Constraint in lbs/MMBtu | FALSE | L | Annual | Allowances Withdrawn (1:1) | Thousand Tons | 0 | 0 | 0 | 0 | 0 | 0 | 0
NSR Cross 1,2 - NOX Rate Annual v3.1, Unit 4700 and retrofits | 628 | 7432 | Rate Constraint in lbs/MMBtu | FALSE | L | Annual | Allowances Withdrawn (n:1) | Thousand Tons | 0 | 0 | 0 | 0 | 0 | 0 | 0
NSR Cross 1,2 - NOX Rate Annual v3.1, Unit 4700 and retrofits | 628 | 7432 | Rate Constraint in lbs/MMBtu | FALSE | L | Annual | Net Emissions Allowance Position | Thousand Tons | 0.26427 | 0.63655 | 1.7177 | 1.7177 | 0 | 0 | 0
NSR Cross 1,2 - NOX Rate Annual v3.1, Unit 4700 and retrofits | 628 | 7432 | Rate Constraint in lbs/MMBtu | FALSE | L | Annual | Fuel Consumed | TBtu | 6.4206 | 15.4652 | 41.7334 | 41.7334 | 0 | 0 | 0
NSR Cross 1,2 - NOX Rate Annual v3.1, Unit 4700 and retrofits | 628 | 7432 | Rate Constraint in lbs/MMBtu | FALSE | L | Annual | Rate | lb/MMBtu | 0.08232 | 0.08232 | 0.08232 | 0.08232 | 0 | 0 | 0
NSR Cross 1,2 - NOX Rate Annual v3.1, Unit 4700 and retrofits | 628 | 7432 | Rate Constraint in lbs/MMBtu | FALSE | L | Annual | Generation | TWh | 0.60744 | 1.4631 | 2.6676 | 2.6676 | 0 | 0 | 0
NSR Cross 1,2 - NOX Rate Annual v3.1, Unit 4700 and retrofits | 628 | 7432 | Rate Constraint in lbs/MMBtu | FALSE | L | Annual | Qualifying Generation | TWh | 0.60744 | 1.4631 | 2.6676 | 2.6676 | 0 | 0 | 0
NSR Cross 1,2 - NOX Rate Annual v3.1, Unit 4700 and retrofits | 628 | 7432 | Rate Constraint in lbs/MMBtu | FALSE | L | Annual | Rate | lb/MWh | 0.87012 | 0.87012 | 1.2879 | 1.2879 | 0 | 0 | 0
NSR Cross 1,2 - NOX Rate Annual v3.1, Unit 4700 and retrofits | 628 | 7432 | Rate Constraint in lbs/MMBtu | FALSE | L | Annual | Constraint Shadow Price | US2022$/Ton | 0 | 0 | 0 | 0 | 0 | 0 | 0
NSR Cross 1,2 - NOX Rate Annual v3.1, Unit 4701 and retrofits | 629 | 7432 | Rate Constraint in lbs/MMBtu | FALSE | L | Annual | Seasons Included | Seasons | Winter, Spring, Summer, Fall | Winter, Spring, Summer, Fall | Winter, Spring, Summer, Fall | Winter, Spring, Summer, Fall | Winter, Spring, Summer, Fall | Winter, Spring, Summer, Fall | Winter, Spring, Summer, Fall
NSR Cross 1,2 - NOX Rate Annual v3.1, Unit 4701 and retrofits | 629 | 7432 | Rate Constraint in lbs/MMBtu | FALSE | L | Annual | Standard NOX | lb/MMBtu | 0.1 | 0.1 | 0.1 | 0.1 | 0.1 | 0.1 | 0.1
NSR Cross 1,2 - NOX Rate Annual v3.1, Unit 4701 and retrofits | 629 | 7432 | Rate Constraint in lbs/MMBtu | FALSE | L | Annual | Emissions at Affected Plants NOX | Thousand Tons | 0.22295 | 0.59856 | 1.394 | 1.394 | 0 | 0 | 0
NSR Cross 1,2 - NOX Rate Annual v3.1, Unit 4701 and retrofits | 629 | 7432 | Rate Constraint in lbs/MMBtu | FALSE | L | Annual | Allowances Purchased NOX | Thousand Tons | 0 | 0 | 0 | 0 | 0 | 0 | 0
NSR Cross 1,2 - NOX Rate Annual v3.1, Unit 4701 and retrofits | 629 | 7432 | Rate Constraint in lbs/MMBtu | FALSE | L | Annual | Allowances Sold NOX | Thousand Tons | 0 | 0 | 0 | 0 | 0 | 0 | 0
NSR Cross 1,2 - NOX Rate Annual v3.1, Unit 4701 and retrofits | 629 | 7432 | Rate Constraint in lbs/MMBtu | FALSE | L | Annual | Allowances Banked | Thousand Tons | 0 | 0 | 0 | 0 | 0 | 0 | 0
NSR Cross 1,2 - NOX Rate Annual v3.1, Unit 4701 and retrofits | 629 | 7432 | Rate Constraint in lbs/MMBtu | FALSE | L | Annual | Allowances Withdrawn (1:1) | Thousand Tons | 0 | 0 | 0 | 0 | 0 | 0 | 0
NSR Cross 1,2 - NOX Rate Annual v3.1, Unit 4701 and retrofits | 629 | 7432 | Rate Constraint in lbs/MMBtu | FALSE | L | Annual | Allowances Withdrawn (n:1) | Thousand Tons | 0 | 0 | 0 | 0 | 0 | 0 | 0
NSR Cross 1,2 - NOX Rate Annual v3.1, Unit 4701 and retrofits | 629 | 7432 | Rate Constraint in lbs/MMBtu | FALSE | L | Annual | Net Emissions Allowance Position | Thousand Tons | 0.22295 | 0.59856 | 1.394 | 1.394 | 0 | 0 | 0
NSR Cross 1,2 - NOX Rate Annual v3.1, Unit 4701 and retrofits | 629 | 7432 | Rate Constraint in lbs/MMBtu | FALSE | L | Annual | Fuel Consumed | TBtu | 6.4437 | 17.2995 | 40.2887 | 40.2887 | 0 | 0 | 0
NSR Cross 1,2 - NOX Rate Annual v3.1, Unit 4701 and retrofits | 629 | 7432 | Rate Constraint in lbs/MMBtu | FALSE | L | Annual | Rate | lb/MMBtu | 0.0692 | 0.0692 | 0.0692 | 0.0692 | 0 | 0 | 0
NSR Cross 1,2 - NOX Rate Annual v3.1, Unit 4701 and retrofits | 629 | 7432 | Rate Constraint in lbs/MMBtu | FALSE | L | Annual | Generation | TWh | 0.61515 | 1.6515 | 2.61 | 2.61 | 0 | 0 | 0
NSR Cross 1,2 - NOX Rate Annual v3.1, Unit 4701 and retrofits | 629 | 7432 | Rate Constraint in lbs/MMBtu | FALSE | L | Annual | Qualifying Generation | TWh | 0.61515 | 1.6515 | 2.61 | 2.61 | 0 | 0 | 0
NSR Cross 1,2 - NOX Rate Annual v3.1, Unit 4701 and retrofits | 629 | 7432 | Rate Constraint in lbs/MMBtu | FALSE | L | Annual | Rate | lb/MWh | 0.72487 | 0.72487 | 1.0682 | 1.0682 | 0 | 0 | 0
NSR Cross 1,2 - NOX Rate Annual v3.1, Unit 4701 and retrofits | 629 | 7432 | Rate Constraint in lbs/MMBtu | FALSE | L | Annual | Constraint Shadow Price | US2022$/Ton | 0 | 0 | 0 | 0 | 0 | 0 | 0
NSR Dairyland- NOx Cap Annual v5.13 | 630 | 7414 | Rate Constraint in MTons | FALSE | L | Annual | Seasons Included | Seasons | Winter, Spring, Summer, Fall | Winter, Spring, Summer, Fall | Winter, Spring, Summer, Fall | Winter, Spring, Summer, Fall | Winter, Spring, Summer, Fall | Winter, Spring, Summer, Fall | Winter, Spring, Summer, Fall
NSR Dairyland- NOx Cap Annual v5.13 | 630 | 7414 | Rate Constraint in MTons | FALSE | L | Annual | Standard NOX | Thousand Tons | 3.236 | 3.236 | 3.236 | 3.236 | 3.236 | 3.236 | 3.236
NSR Dairyland- NOx Cap Annual v5.13 | 630 | 7414 | Rate Constraint in MTons | FALSE | L | Annual | Emissions at Affected Plants NOX | Thousand Tons | 0.49365 | 0.67891 | 0.22208 | 0 | 0 | 0.18185 | 0.66836
NSR Dairyland- NOx Cap Annual v5.13 | 630 | 7414 | Rate Constraint in MTons | FALSE | L | Annual | Allowances Purchased NOX | Thousand Tons | 0 | 0 | 0 | 0 | 0 | 0 | 0
NSR Dairyland- NOx Cap Annual v5.13 | 630 | 7414 | Rate Constraint in MTons | FALSE | L | Annual | Allowances Sold NOX | Thousand Tons | 0 | 0 | 0 | 0 | 0 | 0 | 0
NSR Dairyland- NOx Cap Annual v5.13 | 630 | 7414 | Rate Constraint in MTons | FALSE | L | Annual | Allowances Banked | Thousand Tons | 0 | 0 | 0 | 0 | 0 | 0 | 0
NSR Dairyland- NOx Cap Annual v5.13 | 630 | 7414 | Rate Constraint in MTons | FALSE | L | Annual | Allowances Withdrawn (1:1) | Thousand Tons | 0 | 0 | 0 | 0 | 0 | 0 | 0
NSR Dairyland- NOx Cap Annual v5.13 | 630 | 7414 | Rate Constraint in MTons | FALSE | L | Annual | Allowances Withdrawn (n:1) | Thousand Tons | 0 | 0 | 0 | 0 | 0 | 0 | 0
NSR Dairyland- NOx Cap Annual v5.13 | 630 | 7414 | Rate Constraint in MTons | FALSE | L | Annual | Net Emissions Allowance Position | Thousand Tons | 0.49365 | 0.67891 | 0.22208 | 0 | 0 | 0.18185 | 0.66836
NSR Dairyland- NOx Cap Annual v5.13 | 630 | 7414 | Rate Constraint in MTons | FALSE | L | Annual | Fuel Consumed | TBtu | 12.9942 | 17.8706 | 5.8458 | 0 | 0 | 4.7869 | 17.5931
NSR Dairyland- NOx Cap Annual v5.13 | 630 | 7414 | Rate Constraint in MTons | FALSE | L | Annual | Rate | lb/MMBtu | 0.07598 | 0.07598 | 0.07598 | 0 | 0 | 0.07598 | 0.07598
NSR Dairyland- NOx Cap Annual v5.13 | 630 | 7414 | Rate Constraint in MTons | FALSE | L | Annual | Generation | TWh | 1.156 | 1.5898 | 0.52004 | 0 | 0 | 0.42584 | 1.5651
NSR Dairyland- NOx Cap Annual v5.13 | 630 | 7414 | Rate Constraint in MTons | FALSE | L | Annual | Qualifying Generation | TWh | 1.156 | 1.5898 | 0.52004 | 0 | 0 | 0.42584 | 1.5651
NSR Dairyland- NOx Cap Annual v5.13 | 630 | 7414 | Rate Constraint in MTons | FALSE | L | Annual | Rate | lb/MWh | 0.85409 | 0.85409 | 0.85409 | 0 | 0 | 0.85409 | 0.85409
NSR Dairyland- NOx Cap Annual v5.13 | 630 | 7414 | Rate Constraint in MTons | FALSE | L | Annual | Constraint Shadow Price | US2022$/Ton | 0 | 0 | 0 | 0 | 0 | 0 | 0
NSR Dairyland- SO2 Cap Annual v5.13 | 631 | 7415 | Rate Constraint in MTons | FALSE | L | Annual | Seasons Included | Seasons | Winter, Spring, Summer, Fall | Winter, Spring, Summer, Fall | Winter, Spring, Summer, Fall | Winter, Spring, Summer, Fall | Winter, Spring, Summer, Fall | Winter, Spring, Summer, Fall | Winter, Spring, Summer, Fall
NSR Dairyland- SO2 Cap Annual v5.13 | 631 | 7415 | Rate Constraint in MTons | FALSE | L | Annual | Standard SO2 | Thousand Tons | 4.578 | 4.578 | 4.578 | 4.578 | 4.578 | 4.578 | 4.578
NSR Dairyland- SO2 Cap Annual v5.13 | 631 | 7415 | Rate Constraint in MTons | FALSE | L | Annual | Emissions at Affected Plants SO2 | Thousand Tons | 0.44116 | 0.60672 | 0.19847 | 0 | 0 | 0.21541 | 0.79169
NSR Dairyland- SO2 Cap Annual v5.13 | 631 | 7415 | Rate Constraint in MTons | FALSE | L | Annual | Allowances Purchased SO2 | Thousand Tons | 0 | 0 | 0 | 0 | 0 | 0 | 0
NSR Dairyland- SO2 Cap Annual v5.13 | 631 | 7415 | Rate Constraint in MTons | FALSE | L | Annual | Allowances Sold SO2 | Thousand Tons | 0 | 0 | 0 | 0 | 0 | 0 | 0
NSR Dairyland- SO2 Cap Annual v5.13 | 631 | 7415 | Rate Constraint in MTons | FALSE | L | Annual | Allowances Banked | Thousand Tons | 0 | 0 | 0 | 0 | 0 | 0 | 0
NSR Dairyland- SO2 Cap Annual v5.13 | 631 | 7415 | Rate Constraint in MTons | FALSE | L | Annual | Allowances Withdrawn (1:1) | Thousand Tons | 0 | 0 | 0 | 0 | 0 | 0 | 0
NSR Dairyland- SO2 Cap Annual v5.13 | 631 | 7415 | Rate Constraint in MTons | FALSE | L | Annual | Allowances Withdrawn (n:1) | Thousand Tons | 0 | 0 | 0 | 0 | 0 | 0 | 0
NSR Dairyland- SO2 Cap Annual v5.13 | 631 | 7415 | Rate Constraint in MTons | FALSE | L | Annual | Net Emissions Allowance Position | Thousand Tons | 0.44116 | 0.60672 | 0.19847 | 0 | 0 | 0.21541 | 0.79169
NSR Dairyland- SO2 Cap Annual v5.13 | 631 | 7415 | Rate Constraint in MTons | FALSE | L | Annual | Fuel Consumed | TBtu | 12.9942 | 17.8706 | 5.8458 | 0 | 0 | 4.7869 | 17.5931
NSR Dairyland- SO2 Cap Annual v5.13 | 631 | 7415 | Rate Constraint in MTons | FALSE | L | Annual | Rate | lb/MMBtu | 0.067901 | 0.067901 | 0.067901 | 0 | 0 | 0.09 | 0.09
NSR Dairyland- SO2 Cap Annual v5.13 | 631 | 7415 | Rate Constraint in MTons | FALSE | L | Annual | Generation | TWh | 1.156 | 1.5898 | 0.52004 | 0 | 0 | 0.42584 | 1.5651
NSR Dairyland- SO2 Cap Annual v5.13 | 631 | 7415 | Rate Constraint in MTons | FALSE | L | Annual | Qualifying Generation | TWh | 1.156 | 1.5898 | 0.52004 | 0 | 0 | 0.42584 | 1.5651
NSR Dairyland- SO2 Cap Annual v5.13 | 631 | 7415 | Rate Constraint in MTons | FALSE | L | Annual | Rate | lb/MWh | 0.76328 | 0.76328 | 0.76328 | 0 | 0 | 1.0117 | 1.0117
NSR Dairyland- SO2 Cap Annual v5.13 | 631 | 7415 | Rate Constraint in MTons | FALSE | L | Annual | Constraint Shadow Price | US2022$/Ton | 0 | 0 | 0 | 0 | 0 | 0 | 0
NSR Dominion Consent - NOX Cap Annual v3.1 | 632 | 7375 | Rate Constraint in MTons | FALSE | L | Annual | Seasons Included | Seasons | Winter, Spring, Summer, Fall | Winter, Spring, Summer, Fall | Winter, Spring, Summer, Fall | Winter, Spring, Summer, Fall | Winter, Spring, Summer, Fall | Winter, Spring, Summer, Fall | Winter, Spring, Summer, Fall
NSR Dominion Consent - NOX Cap Annual v3.1 | 632 | 7375 | Rate Constraint in MTons | FALSE | L | Annual | Standard NOX | Thousand Tons | 30.25 | 30.25 | 30.25 | 30.25 | 30.25 | 30.25 | 30.25
NSR Dominion Consent - NOX Cap Annual v3.1 | 632 | 7375 | Rate Constraint in MTons | FALSE | L | Annual | Emissions at Affected Plants NOX | Thousand Tons | 0.93171 | 2.0389 | 3.0181 | 2.9453 | 0.04924 | 0 | 0
NSR Dominion Consent - NOX Cap Annual v3.1 | 632 | 7375 | Rate Constraint in MTons | FALSE | L | Annual | Allowances Purchased NOX | Thousand Tons | 0 | 0 | 0 | 0 | 0 | 0 | 0
NSR Dominion Consent - NOX Cap Annual v3.1 | 632 | 7375 | Rate Constraint in MTons | FALSE | L | Annual | Allowances Sold NOX | Thousand Tons | 0 | 0 | 0 | 0 | 0 | 0 | 0
NSR Dominion Consent - NOX Cap Annual v3.1 | 632 | 7375 | Rate Constraint in MTons | FALSE | L | Annual | Allowances Banked | Thousand Tons | 0 | 0 | 0 | 0 | 0 | 0 | 0
NSR Dominion Consent - NOX Cap Annual v3.1 | 632 | 7375 | Rate Constraint in MTons | FALSE | L | Annual | Allowances Withdrawn (1:1) | Thousand Tons | 0 | 0 | 0 | 0 | 0 | 0 | 0
NSR Dominion Consent - NOX Cap Annual v3.1 | 632 | 7375 | Rate Constraint in MTons | FALSE | L | Annual | Allowances Withdrawn (n:1) | Thousand Tons | 0 | 0 | 0 | 0 | 0 | 0 | 0
NSR Dominion Consent - NOX Cap Annual v3.1 | 632 | 7375 | Rate Constraint in MTons | FALSE | L | Annual | Net Emissions Allowance Position | Thousand Tons | 0.93171 | 2.0389 | 3.0181 | 2.9453 | 0.04924 | 0 | 0
NSR Dominion Consent - NOX Cap Annual v3.1 | 632 | 7375 | Rate Constraint in MTons | FALSE | L | Annual | Fuel Consumed | TBtu | 45.4383 | 75.2385 | 99.3561 | 85.4457 | 9.4149 | 0 | 0
NSR Dominion Consent - NOX Cap Annual v3.1 | 632 | 7375 | Rate Constraint in MTons | FALSE | L | Annual | Rate | lb/MMBtu | 0.04101 | 0.054198 | 0.060753 | 0.06894 | 0.01046 | 0 | 0
NSR Dominion Consent - NOX Cap Annual v3.1 | 632 | 7375 | Rate Constraint in MTons | FALSE | L | Annual | Generation | TWh | 5.4608 | 8.4486 | 8.433 | 6.5071 | 1.3035 | 0 | 0
NSR Dominion Consent - NOX Cap Annual v3.1 | 632 | 7375 | Rate Constraint in MTons | FALSE | L | Annual | Qualifying Generation | TWh | 5.4608 | 8.4486 | 8.433 | 6.5071 | 1.3035 | 0 | 0
NSR Dominion Consent - NOX Cap Annual v3.1 | 632 | 7375 | Rate Constraint in MTons | FALSE | L | Annual | Rate | lb/MWh | 0.34123 | 0.48266 | 0.71578 | 0.90526 | 0.075553 | 0 | 0
NSR Dominion Consent - NOX Cap Annual v3.1 | 632 | 7375 | Rate Constraint in MTons | FALSE | L | Annual | Constraint Shadow Price | US2022$/Ton | 0 | 0 | 0 | 0 | 0 | 0 | 0
NSR Dominion Consent - NOX Rate Annual v3.1 | 633 | 7376 | Rate Constraint in lbs/MMBtu | FALSE | L | Annual | Seasons Included | Seasons | Winter, Spring, Summer, Fall | Winter, Spring, Summer, Fall | Winter, Spring, Summer, Fall | Winter, Spring, Summer, Fall | Winter, Spring, Summer, Fall | Winter, Spring, Summer, Fall | Winter, Spring, Summer, Fall
NSR Dominion Consent - NOX Rate Annual v3.1 | 633 | 7376 | Rate Constraint in lbs/MMBtu | FALSE | L | Annual | Standard NOX | lb/MMBtu | 0.15 | 0.15 | 0.15 | 0.15 | 0.15 | 0.15 | 0.15
NSR Dominion Consent - NOX Rate Annual v3.1 | 633 | 7376 | Rate Constraint in lbs/MMBtu | FALSE | L | Annual | Emissions at Affected Plants NOX | Thousand Tons | 0.93171 | 2.0389 | 3.0181 | 2.9453 | 0.04924 | 0 | 0
NSR Dominion Consent - NOX Rate Annual v3.1 | 633 | 7376 | Rate Constraint in lbs/MMBtu | FALSE | L | Annual | Allowances Purchased NOX | Thousand Tons | 0 | 0 | 0 | 0 | 0 | 0 | 0
NSR Dominion Consent - NOX Rate Annual v3.1 | 633 | 7376 | Rate Constraint in lbs/MMBtu | FALSE | L | Annual | Allowances Sold NOX | Thousand Tons | 0 | 0 | 0 | 0 | 0 | 0 | 0
NSR Dominion Consent - NOX Rate Annual v3.1 | 633 | 7376 | Rate Constraint in lbs/MMBtu | FALSE | L | Annual | Allowances Banked | Thousand Tons | 0 | 0 | 0 | 0 | 0 | 0 | 0
NSR Dominion Consent - NOX Rate Annual v3.1 | 633 | 7376 | Rate Constraint in lbs/MMBtu | FALSE | L | Annual | Allowances Withdrawn (1:1) | Thousand Tons | 0 | 0 | 0 | 0 | 0 | 0 | 0
NSR Dominion Consent - NOX Rate Annual v3.1 | 633 | 7376 | Rate Constraint in lbs/MMBtu | FALSE | L | Annual | Allowances Withdrawn (n:1) | Thousand Tons | 0 | 0 | 0 | 0 | 0 | 0 | 0
NSR Dominion Consent - NOX Rate Annual v3.1 | 633 | 7376 | Rate Constraint in lbs/MMBtu | FALSE | L | Annual | Net Emissions Allowance Position | Thousand Tons | 0.93171 | 2.0389 | 3.0181 | 2.9453 | 0.04924 | 0 | 0
NSR Dominion Consent - NOX Rate Annual v3.1 | 633 | 7376 | Rate Constraint in lbs/MMBtu | FALSE | L | Annual | Fuel Consumed | TBtu | 45.4383 | 75.2385 | 99.3561 | 85.4457 | 9.4149 | 0 | 0
NSR Dominion Consent - NOX Rate Annual v3.1 | 633 | 7376 | Rate Constraint in lbs/MMBtu | FALSE | L | Annual | Rate | lb/MMBtu | 0.04101 | 0.054198 | 0.060753 | 0.06894 | 0.01046 | 0 | 0
NSR Dominion Consent - NOX Rate Annual v3.1 | 633 | 7376 | Rate Constraint in lbs/MMBtu | FALSE | L | Annual | Generation | TWh | 5.4608 | 8.4486 | 8.433 | 6.5071 | 1.3035 | 0 | 0
NSR Dominion Consent - NOX Rate Annual v3.1 | 633 | 7376 | Rate Constraint in lbs/MMBtu | FALSE | L | Annual | Qualifying Generation | TWh | 5.4608 | 8.4486 | 8.433 | 6.5071 | 1.3035 | 0 | 0
NSR Dominion Consent - NOX Rate Annual v3.1 | 633 | 7376 | Rate Constraint in lbs/MMBtu | FALSE | L | Annual | Rate | lb/MWh | 0.34123 | 0.48266 | 0.71578 | 0.90526 | 0.075553 | 0 | 0
NSR Dominion Consent - NOX Rate Annual v3.1 | 633 | 7376 | Rate Constraint in lbs/MMBtu | FALSE | L | Annual | Constraint Shadow Price | US2022$/Ton | 0 | 0 | 0 | 0 | 0 | 0 | 0
NSR EKPC Consent - NOX Cap Annual v3.1 | 634 | 7378 | Rate Constraint in MTons | FALSE | L | Annual | Seasons Included | Seasons | Winter, Spring, Summer, Fall | Winter, Spring, Summer, Fall | Winter, Spring, Summer, Fall | Winter, Spring, Summer, Fall | Winter, Spring, Summer, Fall | Winter, Spring, Summer, Fall | Winter, Spring, Summer, Fall
NSR EKPC Consent - NOX Cap Annual v3.1 | 634 | 7378 | Rate Constraint in MTons | FALSE | L | Annual | Standard NOX | Thousand Tons | 8 | 8 | 8 | 8 | 8 | 8 | 8
NSR EKPC Consent - NOX Cap Annual v3.1 | 634 | 7378 | Rate Constraint in MTons | FALSE | L | Annual | Emissions at Affected Plants NOX | Thousand Tons | 2.1465 | 2.2697 | 2.2697 | 1.7564 | 1.2636 | 1.9284 | 2.2109
NSR EKPC Consent - NOX Cap Annual v3.1 | 634 | 7378 | Rate Constraint in MTons | FALSE | L | Annual | Allowances Purchased NOX | Thousand Tons | 0 | 0 | 0 | 0 | 0 | 0 | 0
NSR EKPC Consent - NOX Cap Annual v3.1 | 634 | 7378 | Rate Constraint in MTons | FALSE | L | Annual | Allowances Sold NOX | Thousand Tons | 0 | 0 | 0 | 0 | 0 | 0 | 0
NSR EKPC Consent - NOX Cap Annual v3.1 | 634 | 7378 | Rate Constraint in MTons | FALSE | L | Annual | Allowances Banked | Thousand Tons | 0 | 0 | 0 | 0 | 0 | 0 | 0
NSR EKPC Consent - NOX Cap Annual v3.1 | 634 | 7378 | Rate Constraint in MTons | FALSE | L | Annual | Allowances Withdrawn (1:1) | Thousand Tons | 0 | 0 | 0 | 0 | 0 | 0 | 0
NSR EKPC Consent - NOX Cap Annual v3.1 | 634 | 7378 | Rate Constraint in MTons | FALSE | L | Annual | Allowances Withdrawn (n:1) | Thousand Tons | 0 | 0 | 0 | 0 | 0 | 0 | 0
NSR EKPC Consent - NOX Cap Annual v3.1 | 634 | 7378 | Rate Constraint in MTons | FALSE | L | Annual | Net Emissions Allowance Position | Thousand Tons | 2.1465 | 2.2697 | 2.2697 | 1.7564 | 1.2636 | 1.9284 | 2.2109
NSR EKPC Consent - NOX Cap Annual v3.1 | 634 | 7378 | Rate Constraint in MTons | FALSE | L | Annual | Fuel Consumed | TBtu | 51.1359 | 54.0391 | 54.0391 | 42.2743 | 30.9269 | 46.4732 | 52.8576
NSR EKPC Consent - NOX Cap Annual v3.1 | 634 | 7378 | Rate Constraint in MTons | FALSE | L | Annual | Rate | lb/MMBtu | 0.083954 | 0.084001 | 0.084001 | 0.083095 | 0.081716 | 0.082988 | 0.083654
NSR EKPC Consent - NOX Cap Annual v3.1 | 634 | 7378 | Rate Constraint in MTons | FALSE | L | Annual | Generation | TWh | 5.0625 | 5.3497 | 5.3404 | 4.1758 | 3.0614 | 4.6009 | 5.2327
NSR EKPC Consent - NOX Cap Annual v3.1 | 634 | 7378 | Rate Constraint in MTons | FALSE | L | Annual | Qualifying Generation | TWh | 5.0625 | 5.3497 | 5.3404 | 4.1758 | 3.0614 | 4.6009 | 5.2327
NSR EKPC Consent - NOX Cap Annual v3.1 | 634 | 7378 | Rate Constraint in MTons | FALSE | L | Annual | Rate | lb/MWh | 0.84802 | 0.84851 | 0.84999 | 0.84122 | 0.8255 | 0.83825 | 0.84502
NSR EKPC Consent - NOX Cap Annual v3.1 | 634 | 7378 | Rate Constraint in MTons | FALSE | L | Annual | Constraint Shadow Price | US2022$/Ton | 0 | 0 | 0 | 0 | 0 | 0 | 0
NSR EKPC Consent - SO2 Cap Annual v3.1 | 635 | 7377 | Rate Constraint in MTons | FALSE | L | Annual | Seasons Included | Seasons | Winter, Spring, Summer, Fall | Winter, Spring, Summer, Fall | Winter, Spring, Summer, Fall | Winter, Spring, Summer, Fall | Winter, Spring, Summer, Fall | Winter, Spring, Summer, Fall | Winter, Spring, Summer, Fall
NSR EKPC Consent - SO2 Cap Annual v3.1 | 635 | 7377 | Rate Constraint in MTons | FALSE | L | Annual | Standard SO2 | Thousand Tons | 28 | 28 | 28 | 28 | 28 | 28 | 28
NSR EKPC Consent - SO2 Cap Annual v3.1 | 635 | 7377 | Rate Constraint in MTons | FALSE | L | Annual | Emissions at Affected Plants SO2 | Thousand Tons | 2.3135 | 2.4388 | 2.4366 | 1.8854 | 1.2959 | 1.9847 | 2.2814
NSR EKPC Consent - SO2 Cap Annual v3.1 | 635 | 7377 | Rate Constraint in MTons | FALSE | L | Annual | Allowances Purchased SO2 | Thousand Tons | 0 | 0 | 0 | 0 | 0 | 0 | 0
NSR EKPC Consent - SO2 Cap Annual v3.1 | 635 | 7377 | Rate Constraint in MTons | FALSE | L | Annual | Allowances Sold SO2 | Thousand Tons | 0 | 0 | 0 | 0 | 0 | 0 | 0
NSR EKPC Consent - SO2 Cap Annual v3.1 | 635 | 7377 | Rate Constraint in MTons | FALSE | L | Annual | Allowances Banked | Thousand Tons | 0 | 0 | 0 | 0 | 0 | 0 | 0
NSR EKPC Consent - SO2 Cap Annual v3.1 | 635 | 7377 | Rate Constraint in MTons | FALSE | L | Annual | Allowances Withdrawn (1:1) | Thousand Tons | 0 | 0 | 0 | 0 | 0 | 0 | 0
NSR EKPC Consent - SO2 Cap Annual v3.1 | 635 | 7377 | Rate Constraint in MTons | FALSE | L | Annual | Allowances Withdrawn (n:1) | Thousand Tons | 0 | 0 | 0 | 0 | 0 | 0 | 0
NSR EKPC Consent - SO2 Cap Annual v3.1 | 635 | 7377 | Rate Constraint in MTons | FALSE | L | Annual | Net Emissions Allowance Position | Thousand Tons | 2.3135 | 2.4388 | 2.4366 | 1.8854 | 1.2959 | 1.9847 | 2.2814
NSR EKPC Consent - SO2 Cap Annual v3.1 | 635 | 7377 | Rate Constraint in MTons | FALSE | L | Annual | Fuel Consumed | TBtu | 51.1359 | 54.0391 | 54.0391 | 42.2743 | 30.9269 | 46.4732 | 52.8576
NSR EKPC Consent - SO2 Cap Annual v3.1 | 635 | 7377 | Rate Constraint in MTons | FALSE | L | Annual | Rate | lb/MMBtu | 0.090483 | 0.090259 | 0.090179 | 0.089197 | 0.083802 | 0.085414 | 0.086321
NSR EKPC Consent - SO2 Cap Annual v3.1 | 635 | 7377 | Rate Constraint in MTons | FALSE | L | Annual | Generation | TWh | 5.0625 | 5.3497 | 5.3404 | 4.1758 | 3.0614 | 4.6009 | 5.2327
NSR EKPC Consent - SO2 Cap Annual v3.1 | 635 | 7377 | Rate Constraint in MTons | FALSE | L | Annual | Qualifying Generation | TWh | 5.0625 | 5.3497 | 5.3404 | 4.1758 | 3.0614 | 4.6009 | 5.2327
NSR EKPC Consent - SO2 Cap Annual v3.1 | 635 | 7377 | Rate Constraint in MTons | FALSE | L | Annual | Rate | lb/MWh | 0.91397 | 0.91173 | 0.91251 | 0.90299 | 0.84658 | 0.86275 | 0.87196
NSR EKPC Consent - SO2 Cap Annual v3.1 | 635 | 7377 | Rate Constraint in MTons | FALSE | L | Annual | Constraint Shadow Price | US2022$/Ton | 0 | 0 | 0 | 0 | 0 | 0 | 0
NSR FB Culley 3 - NOX Rate Annual v3.1, Unit 3428 and retrofits | 636 | 7424 | Rate Constraint in lbs/MMBtu | FALSE | L | Annual | Seasons Included | Seasons | Winter, Spring, Summer, Fall | Winter, Spring, Summer, Fall | Winter, Spring, Summer, Fall | Winter, Spring, Summer, Fall | Winter, Spring, Summer, Fall | Winter, Spring, Summer, Fall | Winter, Spring, Summer, Fall
NSR FB Culley 3 - NOX Rate Annual v3.1, Unit 3428 and retrofits | 636 | 7424 | Rate Constraint in lbs/MMBtu | FALSE | L | Annual | Standard NOX | lb/MMBtu | 0.121 | 0.121 | 0.121 | 0.121 | 0.121 | 0.121 | 0.121
NSR FB Culley 3 - NOX Rate Annual v3.1, Unit 3428 and retrofits | 636 | 7424 | Rate Constraint in lbs/MMBtu | FALSE | L | Annual | Emissions at Affected Plants NOX | Thousand Tons | 0 | 0 | 0 | 0 | 0 | 0 | 0
NSR FB Culley 3 - NOX Rate Annual v3.1, Unit 3428 and retrofits | 636 | 7424 | Rate Constraint in lbs/MMBtu | FALSE | L | Annual | Allowances Purchased NOX | Thousand Tons | 0 | 0 | 0 | 0 | 0 | 0 | 0
NSR FB Culley 3 - NOX Rate Annual v3.1, Unit 3428 and retrofits | 636 | 7424 | Rate Constraint in lbs/MMBtu | FALSE | L | Annual | Allowances Sold NOX | Thousand Tons | 0 | 0 | 0 | 0 | 0 | 0 | 0
NSR FB Culley 3 - NOX Rate Annual v3.1, Unit 3428 and retrofits | 636 | 7424 | Rate Constraint in lbs/MMBtu | FALSE | L | Annual | Allowances Banked | Thousand Tons | 0 | 0 | 0 | 0 | 0 | 0 | 0
NSR FB Culley 3 - NOX Rate Annual v3.1, Unit 3428 and retrofits | 636 | 7424 | Rate Constraint in lbs/MMBtu | FALSE | L | Annual | Allowances Withdrawn (1:1) | Thousand Tons | 0 | 0 | 0 | 0 | 0 | 0 | 0
NSR FB Culley 3 - NOX Rate Annual v3.1, Unit 3428 and retrofits | 636 | 7424 | Rate Constraint in lbs/MMBtu | FALSE | L | Annual | Allowances Withdrawn (n:1) | Thousand Tons | 0 | 0 | 0 | 0 | 0 | 0 | 0
NSR FB Culley 3 - NOX Rate Annual v3.1, Unit 3428 and retrofits | 636 | 7424 | Rate Constraint in lbs/MMBtu | FALSE | L | Annual | Net Emissions Allowance Position | Thousand Tons | 0 | 0 | 0 | 0 | 0 | 0 | 0
NSR FB Culley 3 - NOX Rate Annual v3.1, Unit 3428 and retrofits | 636 | 7424 | Rate Constraint in lbs/MMBtu | FALSE | L | Annual | Fuel Consumed | TBtu | 0 | 0 | 0 | 0 | 0 | 0 | 0
NSR FB Culley 3 - NOX Rate Annual v3.1, Unit 3428 and retrofits | 636 | 7424 | Rate Constraint in lbs/MMBtu | FALSE | L | Annual | Rate | lb/MMBtu | 0 | 0 | 0 | 0 | 0 | 0 | 0
NSR FB Culley 3 - NOX Rate Annual v3.1, Unit 3428 and retrofits | 636 | 7424 | Rate Constraint in lbs/MMBtu | FALSE | L | Annual | Generation | TWh | 0 | 0 | 0 | 0 | 0 | 0 | 0
NSR FB Culley 3 - NOX Rate Annual v3.1, Unit 3428 and retrofits | 636 | 7424 | Rate Constraint in lbs/MMBtu | FALSE | L | Annual | Qualifying Generation | TWh | 0 | 0 | 0 | 0 | 0 | 0 | 0
NSR FB Culley 3 - NOX Rate Annual v3.1, Unit 3428 and retrofits | 636 | 7424 | Rate Constraint in lbs/MMBtu | FALSE | L | Annual | Rate | lb/MWh | 0 | 0 | 0 | 0 | 0 | 0 | 0
NSR FB Culley 3 - NOX Rate Annual v3.1, Unit 3428 and retrofits | 636 | 7424 | Rate Constraint in lbs/MMBtu | FALSE | L | Annual | Constraint Shadow Price | US2022$/Ton | 0 | 0 | 0 | 0 | 0 | 0 | 0
NSR Four Corners 4,5 - NOX Cap Annual v5.16 | 637 | 7501 | Rate Constraint in MTons | FALSE | L | Annual | Seasons Included | Seasons | Winter, Spring, Summer, Fall | Winter, Spring, Summer, Fall | Winter, Spring, Summer, Fall | Winter, Spring, Summer, Fall | Winter, Spring, Summer, Fall | Winter, Spring, Summer, Fall | Winter, Spring, Summer, Fall
NSR Four Corners 4,5 - NOX Cap Annual v5.16 | 637 | 7501 | Rate Constraint in MTons | FALSE | L | Annual | Standard NOX | Thousand Tons | 4.968 | 4.968 | 4.968 | 4.968 | 4.968 | 4.968 | 4.968
NSR Four Corners 4,5 - NOX Cap Annual v5.16 | 637 | 7501 | Rate Constraint in MTons | FALSE | L | Annual | Emissions at Affected Plants NOX | Thousand Tons | 2.7351 | 2.7418 | 0.023612 | 0.023612 | 0.023612 | 0.023612 | 0.023612
NSR Four Corners 4,5 - NOX Cap Annual v5.16 | 637 | 7501 | Rate Constraint in MTons | FALSE | L | Annual | Allowances Purchased NOX | Thousand Tons | 0 | 0 | 0 | 0 | 0 | 0 | 0
NSR Four Corners 4,5 - NOX Cap Annual v5.16 | 637 | 7501 | Rate Constraint in MTons | FALSE | L | Annual | Allowances Sold NOX | Thousand Tons | 0 | 0 | 0 | 0 | 0 | 0 | 0
NSR Four Corners 4,5 - NOX Cap Annual v5.16 | 637 | 7501 | Rate Constraint in MTons | FALSE | L | Annual | Allowances Banked | Thousand Tons | 0 | 0 | 0 | 0 | 0 | 0 | 0
NSR Four Corners 4,5 - NOX Cap Annual v5.16 | 637 | 7501 | Rate Constraint in MTons | FALSE | L | Annual | Allowances Withdrawn (1:1) | Thousand Tons | 0 | 0 | 0 | 0 | 0 | 0 | 0
NSR Four Corners 4,5 - NOX Cap Annual v5.16 | 637 | 7501 | Rate Constraint in MTons | FALSE | L | Annual | Allowances Withdrawn (n:1) | Thousand Tons | 0 | 0 | 0 | 0 | 0 | 0 | 0
NSR Four Corners 4,5 - NOX Cap Annual v5.16 | 637 | 7501 | Rate Constraint in MTons | FALSE | L | Annual | Net Emissions Allowance Position | Thousand Tons | 2.7351 | 2.7418 | 0.023612 | 0.023612 | 0.023612 | 0.023612 | 0.023612
NSR Four Corners 4,5 - NOX Cap Annual v5.16 | 637 | 7501 | Rate Constraint in MTons | FALSE | L | Annual | Fuel Consumed | TBtu | 89.4286 | 89.4286 | 0.81153 | 0.81153 | 0.81153 | 0.81153 | 0.81153
NSR Four Corners 4,5 - NOX Cap Annual v5.16 | 637 | 7501 | Rate Constraint in MTons | FALSE | L | Annual | Rate | lb/MMBtu | 0.061168 | 0.061318 | 0.05819 | 0.05819 | 0.05819 | 0.05819 | 0.05819
NSR Four Corners 4,5 - NOX Cap Annual v5.16 | 637 | 7501 | Rate Constraint in MTons | FALSE | L | Annual | Generation | TWh | 9.1546 | 9.129 | 0.057312 | 0.057312 | 0.057312 | 0.057312 | 0.057312
NSR Four Corners 4,5 - NOX Cap Annual v5.16 | 637 | 7501 | Rate Constraint in MTons | FALSE | L | Annual | Qualifying Generation | TWh | 9.1546 | 9.129 | 0.057312 | 0.057312 | 0.057312 | 0.057312 | 0.057312
NSR Four Corners 4,5 - NOX Cap Annual v5.16 | 637 | 7501 | Rate Constraint in MTons | FALSE | L | Annual | Rate | lb/MWh | 0.59753 | 0.60068 | 0.82397 | 0.82397 | 0.82397 | 0.82397 | 0.82397
NSR Four Corners 4,5 - NOX Cap Annual v5.16 | 637 | 7501 | Rate Constraint in MTons | FALSE | L | Annual | Constraint Shadow Price | US2022$/Ton | 0 | 0 | 0 | 0 | 0 | 0 | 0
NSR Four Corners 4,5 - NOX Rate Annual v5.16 | 638 | 7500 | Rate Constraint in lbs/MMBtu | FALSE | L | Annual | Seasons Included | Seasons | Winter, Spring, Summer, Fall | Winter, Spring, Summer, Fall | Winter, Spring, Summer, Fall | Winter, Spring, Summer, Fall | Winter, Spring, Summer, Fall | Winter, Spring, Summer, Fall | Winter, Spring, Summer, Fall
NSR Four Corners 4,5 - NOX Rate Annual v5.16 | 638 | 7500 | Rate Constraint in lbs/MMBtu | FALSE | L | Annual | Standard NOX | lb/MMBtu | 0.08 | 0.08 | 0.08 | 0.08 | 0.08 | 0.08 | 0.08
NSR Four Corners 4,5 - NOX Rate Annual v5.16 | 638 | 7500 | Rate Constraint in lbs/MMBtu | FALSE | L | Annual | Emissions at Affected Plants NOX | Thousand Tons | 2.7351 | 2.7418 | 0.023612 | 0.023612 | 0.023612 | 0.023612 | 0.023612
NSR Four Corners 4,5 - NOX Rate Annual v5.16 | 638 | 7500 | Rate Constraint in lbs/MMBtu | FALSE | L | Annual | Allowances Purchased NOX | Thousand Tons | 0 | 0 | 0 | 0 | 0 | 0 | 0
NSR Four Corners 4,5 - NOX Rate Annual v5.16 | 638 | 7500 | Rate Constraint in lbs/MMBtu | FALSE | L | Annual | Allowances Sold NOX | Thousand Tons | 0 | 0 | 0 | 0 | 0 | 0 | 0
NSR Four Corners 4,5 - NOX Rate Annual v5.16 | 638 | 7500 | Rate Constraint in lbs/MMBtu | FALSE | L | Annual | Allowances Banked | Thousand Tons | 0 | 0 | 0 | 0 | 0 | 0 | 0
NSR Four Corners 4,5 - NOX Rate Annual v5.16 | 638 | 7500 | Rate Constraint in lbs/MMBtu | FALSE | L | Annual | Allowances Withdrawn (1:1) | Thousand Tons | 0 | 0 | 0 | 0 | 0 | 0 | 0
NSR Four Corners 4,5 - NOX Rate Annual v5.16 | 638 | 7500 | Rate Constraint in lbs/MMBtu | FALSE | L | Annual | Allowances Withdrawn (n:1) | Thousand Tons | 0 | 0 | 0 | 0 | 0 | 0 | 0
NSR Four Corners 4,5 - NOX Rate Annual v5.16 | 638 | 7500 | Rate Constraint in lbs/MMBtu | FALSE | L | Annual | Net Emissions Allowance Position | Thousand Tons | 2.7351 | 2.7418 | 0.023612 | 0.023612 | 0.023612 | 0.023612 | 0.023612
NSR Four Corners 4,5 - NOX Rate Annual v5.16 | 638 | 7500 | Rate Constraint in lbs/MMBtu | FALSE | L | Annual | Fuel Consumed | TBtu | 89.4286 | 89.4286 | 0.81153 | 0.81153 | 0.81153 | 0.81153 | 0.81153
NSR Four Corners 4,5 - NOX Rate Annual v5.16 | 638 | 7500 | Rate Constraint in lbs/MMBtu | FALSE | L | Annual | Rate | lb/MMBtu | 0.061168 | 0.061318 | 0.05819 | 0.05819 | 0.05819 | 0.05819 | 0.05819
NSR Four Corners 4,5 - NOX Rate Annual v5.16 | 638 | 7500 | Rate Constraint in lbs/MMBtu | FALSE | L | Annual | Generation | TWh | 9.1546 | 9.129 | 0.057312 | 0.057312 | 0.057312 | 0.057312 | 0.057312
NSR Four Corners 4,5 - NOX Rate Annual v5.16 | 638 | 7500 | Rate Constraint in lbs/MMBtu | FALSE | L | Annual | Qualifying Generation | TWh | 9.1546 | 9.129 | 0.057312 | 0.057312 | 0.057312 | 0.057312 | 0.057312
NSR Four Corners 4,5 - NOX Rate Annual v5.16 | 638 | 7500 | Rate Constraint in lbs/MMBtu | FALSE | L | Annual | Rate | lb/MWh | 0.59753 | 0.60068 | 0.82397 | 0.82397 | 0.82397 | 0.82397 | 0.82397
NSR Four Corners 4,5 - NOX Rate Annual v5.16 | 638 | 7500 | Rate Constraint in lbs/MMBtu | FALSE | L | Annual | Constraint Shadow Price | US2022$/Ton | 0 | 0 | 0 | 0 | 0 | 0 | 0
NSR Four Corners 4,5 - SO2 Cap Annual v5.16 | 639 | 7499 | Rate Constraint in MTons | FALSE | L | Annual | Seasons Included | Seasons | Winter, Spring, Summer, Fall | Winter, Spring, Summer, Fall | Winter, Spring, Summer, Fall | Winter, Spring, Summer, Fall | Winter, Spring, Summer, Fall | Winter, Spring, Summer, Fall | Winter, Spring, Summer, Fall
NSR Four Corners 4,5 - SO2 Cap Annual v5.16 | 639 | 7499 | Rate Constraint in MTons | FALSE | L | Annual | Standard SO2 | Thousand Tons | 6.8 | 6.8 | 6.8 | 6.8 | 6.8 | 6.8 | 6.8
NSR Four Corners 4,5 - SO2 Cap Annual v5.16 | 639 | 7499 | Rate Constraint in MTons | FALSE | L | Annual | Emissions at Affected Plants SO2 | Thousand Tons | 6.8 | 6.8 | 0.061708 | 0.061708 | 0.061708 | 0.061708 | 0.061708
NSR Four Corners 4,5 - SO2 Cap Annual v5.16 | 639 | 7499 | Rate Constraint in MTons | FALSE | L | Annual | Allowances Purchased SO2 | Thousand Tons | 0 | 0 | 0 | 0 | 0 | 0 | 0
NSR Four Corners 4,5 - SO2 Cap Annual v5.16 | 639 | 7499 | Rate Constraint in MTons | FALSE | L | Annual | Allowances Sold SO2 | Thousand Tons | 0 | 0 | 0 | 0 | 0 | 0 | 0
NSR Four Corners 4,5 - SO2 Cap Annual v5.16 | 639 | 7499 | Rate Constraint in MTons | FALSE | L | Annual | Allowances Banked | Thousand Tons | 0 | 0 | 0 | 0 | 0 | 0 | 0
NSR Four Corners 4,5 - SO2 Cap Annual v5.16 | 639 | 7499 | Rate Constraint in MTons | FALSE | L | Annual | Allowances Withdrawn (1:1) | Thousand Tons | 0 | 0 | 0 | 0 | 0 | 0 | 0
NSR Four Corners 4,5 - SO2 Cap Annual v5.16 | 639 | 7499 | Rate Constraint in MTons | FALSE | L | Annual | Allowances Withdrawn (n:1) | Thousand Tons | 0 | 0 | 0 | 0 | 0 | 0 | 0
NSR Four Corners 4,5 - SO2 Cap Annual v5.16 | 639 | 7499 | Rate Constraint in MTons | FALSE | L | Annual | Net Emissions Allowance Position | Thousand Tons | 6.8 | 6.8 | 0.061708 | 0.061708 | 0.061708 | 0.061708 | 0.061708
NSR Four Corners 4,5 - SO2 Cap Annual v5.16 | 639 | 7499 | Rate Constraint in MTons | FALSE | L | Annual | Fuel Consumed | TBtu | 89.4286 | 89.4286 | 0.81153 | 0.81153 | 0.81153 | 0.81153 | 0.81153
NSR Four Corners 4,5 - SO2 Cap Annual v5.16 | 639 | 7499 | Rate Constraint in MTons | FALSE | L | Annual | Rate | lb/MMBtu | 0.15208 | 0.15208 | 0.15208 | 0.15208 | 0.15208 | 0.15208 | 0.15208
NSR Four Corners 4,5 - SO2 Cap Annual v5.16 | 639 | 7499 | Rate Constraint in MTons | FALSE | L | Annual | Generation | TWh | 9.1546 | 9.129 | 0.057312 | 0.057312 | 0.057312 | 0.057312 | 0.057312
NSR Four Corners 4,5 - SO2 Cap Annual v5.16 | 639 | 7499 | Rate Constraint in MTons | FALSE | L | Annual | Qualifying Generation | TWh | 9.1546 | 9.129 | 0.057312 | 0.057312 | 0.057312 | 0.057312 | 0.057312
NSR Four Corners 4,5 - SO2 Cap Annual v5.16 | 639 | 7499 | Rate Constraint in MTons | FALSE | L | Annual | Rate | lb/MWh | 1.4856 | 1.4898 | 2.1534 | 2.1534 | 2.1534 | 2.1534 | 2.1534
NSR Four Corners 4,5 - SO2 Cap Annual v5.16 | 639 | 7499 | Rate Constraint in MTons | FALSE | L | Annual | Constraint Shadow Price | US2022$/Ton | 2137.9204 | 3802.9763 | 0 | 0 | 0 | 0 | 0
NSR Harrison 1-3 - NOX Rate Annual v5.16 | 640 | 7268 | Rate Constraint in lbs/MMBtu | FALSE | L | Annual | Seasons Included | Seasons | Winter, Spring, Summer, Fall | Winter, Spring, Summer, Fall | Winter, Spring, Summer, Fall | Winter, Spring, Summer, Fall | Winter, Spring, Summer, Fall | Winter, Spring, Summer, Fall | Winter, Spring, Summer, Fall
NSR Harrison 1-3 - NOX Rate Annual v5.16 | 640 | 7268 | Rate Constraint in lbs/MMBtu | FALSE | L | Annual | Standard NOX | lb/MMBtu | 0.25 | 0.25 | 0.25 | 0.25 | 0.25 | 0.25 | 0.25
NSR Harrison 1-3 - NOX Rate Annual v5.16 | 640 | 7268 | Rate Constraint in lbs/MMBtu | FALSE | L | Annual | Emissions at Affected Plants NOX | Thousand Tons | 5.1005 | 5.6277 | 5.2282 | 0 | 0 | 0 | 0
NSR Harrison 1-3 - NOX Rate Annual v5.16 | 640 | 7268 | Rate Constraint in lbs/MMBtu | FALSE | L | Annual | Allowances Purchased NOX | Thousand Tons | 0 | 0 | 0 | 0 | 0 | 0 | 0
NSR Harrison 1-3 - NOX Rate Annual v5.16 | 640 | 7268 | Rate Constraint in lbs/MMBtu | FALSE | L | Annual | Allowances Sold NOX | Thousand Tons | 0 | 0 | 0 | 0 | 0 | 0 | 0
NSR Harrison 1-3 - NOX Rate Annual v5.16 | 640 | 7268 | Rate Constraint in lbs/MMBtu | FALSE | L | Annual | Allowances Banked | Thousand Tons | 0 | 0 | 0 | 0 | 0 | 0 | 0
NSR Harrison 1-3 - NOX Rate Annual v5.16 | 640 | 7268 | Rate Constraint in lbs/MMBtu | FALSE | L | Annual | Allowances Withdrawn (1:1) | Thousand Tons | 0 | 0 | 0 | 0 | 0 | 0 | 0
NSR Harrison 1-3 - NOX Rate Annual v5.16 | 640 | 7268 | Rate Constraint in lbs/MMBtu | FALSE | L | Annual | Allowances Withdrawn (n:1) | Thousand Tons | 0 | 0 | 0 | 0 | 0 | 0 | 0
NSR Harrison 1-3 - NOX Rate Annual v5.16 | 640 | 7268 | Rate Constraint in lbs/MMBtu | FALSE | L | Annual | Net Emissions Allowance Position | Thousand Tons | 5.1005 | 5.6277 | 5.2282 | 0 | 0 | 0 | 0
NSR Harrison 1-3 - NOX Rate Annual v5.16 | 640 | 7268 | Rate Constraint in lbs/MMBtu | FALSE | L | Annual | Fuel Consumed | TBtu | 120.1934 | 133.7861 | 124.0528 | 0 | 0 | 0 | 0
NSR Harrison 1-3 - NOX Rate Annual v5.16 | 640 | 7268 | Rate Constraint in lbs/MMBtu | FALSE | L | Annual | Rate | lb/MMBtu | 0.084871 | 0.08413 | 0.08429 | 0 | 0 | 0 | 0
NSR Harrison 1-3 - NOX Rate Annual v5.16 | 640 | 7268 | Rate Constraint in lbs/MMBtu | FALSE | L | Annual | Generation | TWh | 11.8534 | 13.1939 | 12.234 | 0 | 0 | 0 | 0
NSR Harrison 1-3 - NOX Rate Annual v5.16 | 640 | 7268 | Rate Constraint in lbs/MMBtu | FALSE | L | Annual | Qualifying Generation | TWh | 11.8534 | 13.1939 | 12.234 | 0 | 0 | 0 | 0
NSR Harrison 1-3 - NOX Rate Annual v5.16 | 640 | 7268 | Rate Constraint in lbs/MMBtu | FALSE | L | Annual | Rate | lb/MWh | 0.8606 | 0.85308 | 0.8547 | 0 | 0 | 0 | 0
NSR Harrison 1-3 - NOX Rate Annual v5.16 | 640 | 7268 | Rate Constraint in lbs/MMBtu | FALSE | L | Annual | Constraint Shadow Price | US2022$/Ton | 0 | 0 | 0 | 0 | 0 | 0 | 0
NSR Harrison 1-3 - NOX Rate Summer v5.16 | 641 | 7269 | Rate Constraint in lbs/MMBtu | FALSE | L | Annual | Seasons Included | Seasons | Summer | Summer | Summer | Summer | Summer | Summer | Summer
NSR Harrison 1-3 - NOX Rate Summer v5.16 | 641 | 7269 | Rate Constraint in lbs/MMBtu | FALSE | L | Annual | Standard NOX | lb/MMBtu | 0.2 | 0.2 | 0.2 | 0.2 | 0.2 | 0.2 | 0.2
NSR Harrison 1-3 - NOX Rate Summer v5.16 | 641 | 7269 | Rate Constraint in lbs/MMBtu | FALSE | L | Annual | Emissions at Affected Plants NOX | Thousand Tons | 1.6139 | 2.1367 | 1.9133 | 0 | 0 | 0 | 0
NSR Harrison 1-3 - NOX Rate Summer v5.16 | 641 | 7269 | Rate Constraint in lbs/MMBtu | FALSE | L | Annual | Allowances Purchased NOX | Thousand Tons | 0 | 0 | 0 | 0 | 0 | 0 | 0
NSR Harrison 1-3 - NOX Rate Summer v5.16 | 641 | 7269 | Rate Constraint in lbs/MMBtu | FALSE | L | Annual | Allowances Sold NOX | Thousand Tons | 0 | 0 | 0 | 0 | 0 | 0 | 0
NSR Harrison 1-3 - NOX Rate Summer v5.16 | 641 | 7269 | Rate Constraint in lbs/MMBtu | FALSE | L | Annual | Allowances Banked | Thousand Tons | 0 | 0 | 0 | 0 | 0 | 0 | 0
NSR Harrison 1-3 - NOX Rate Summer v5.16 | 641 | 7269 | Rate Constraint in lbs/MMBtu | FALSE | L | Annual | Allowances Withdrawn (1:1) | Thousand Tons | 0 | 0 | 0 | 0 | 0 | 0 | 0
NSR Harrison 1-3 - NOX Rate Summer v5.16 | 641 | 7269 | Rate Constraint in lbs/MMBtu | FALSE | L | Annual | Allowances Withdrawn (n:1) | Thousand Tons | 0 | 0 | 0 | 0 | 0 | 0 | 0
NSR Harrison 1-3 - NOX Rate Summer v5.16 | 641 | 7269 | Rate Constraint in lbs/MMBtu | FALSE | L | Annual | Net Emissions Allowance Position | Thousand Tons | 1.6139 | 2.1367 | 1.9133 | 0 | 0 | 0 | 0
NSR Harrison 1-3 - NOX Rate Summer v5.16 | 641 | 7269 | Rate Constraint in lbs/MMBtu | FALSE | L | Annual | Fuel Consumed | TBtu | 41.6541 | 55.1459 | 49.3801 | 0 | 0 | 0 | 0
NSR Harrison 1-3 - NOX Rate Summer v5.16 | 641 | 7269 | Rate Constraint in lbs/MMBtu | FALSE | L | Annual | Rate | lb/MMBtu | 0.077491 | 0.077491 | 0.077491 | 0 | 0 | 0 | 0
NSR Harrison 1-3 - NOX Rate Summer v5.16 | 641 | 7269 | Rate Constraint in lbs/MMBtu | FALSE | L | Annual | Generation | TWh | 4.1079 | 5.4384 | 4.8698 | 0 | 0 | 0 | 0
NSR Harrison 1-3 - NOX Rate Summer v5.16 | 641 | 7269 | Rate Constraint in lbs/MMBtu | FALSE | L | Annual | Qualifying Generation | TWh | 4.1079 | 5.4384 | 4.8698 | 0 | 0 | 0 | 0
NSR Harrison 1-3 - NOX Rate Summer v5.16 | 641 | 7269 | Rate Constraint in lbs/MMBtu | FALSE | L | Annual | Rate | lb/MWh | 0.78576 | 0.78576 | 0.78576 | 0 | 0 | 0 | 0
NSR Harrison 1-3 - NOX Rate Summer v5.16 | 641 | 7269 | Rate Constraint in lbs/MMBtu | FALSE | L | Annual | Constraint Shadow Price | US2022$/Ton | 0 | 0 | 0 | 0 | 0 | 0 | 0
NSR HL Spurlock 1 - NOX Rate Annual v3.1, Unit 4695 and retrofits | 642 | 7444 | Rate Constraint in lbs/MMBtu | FALSE | L | Annual | Seasons Included | Seasons | Winter, Spring, Summer, Fall | Winter, Spring, Summer, Fall | Winter, Spring, Summer, Fall | Winter, Spring, Summer, Fall | Winter, Spring, Summer, Fall | Winter, Spring, Summer, Fall | Winter, Spring, Summer, Fall
NSR HL Spurlock 1 - NOX Rate Annual v3.1, Unit 4695 and retrofits | 642 | 7444 | Rate Constraint in lbs/MMBtu | FALSE | L | Annual | Standard NOX | lb/MMBtu | 0.1 | 0.1 | 0.1 | 0.1 | 0.1 | 0.1 | 0.1
NSR HL Spurlock 1 - NOX Rate Annual v3.1, Unit 4695 and retrofits | 642 | 7444 | Rate Constraint in lbs/MMBtu | FALSE | L | Annual | Emissions at Affected Plants NOX | Thousand Tons | 0.81878 | 0.88305 | 0.88305 | 0.67369 | 0.52505 | 0.72429 | 0.86996
NSR HL Spurlock 1 - NOX Rate Annual v3.1, Unit 4695 and retrofits | 642 | 7444 | Rate Constraint in lbs/MMBtu | FALSE | L | Annual | Allowances Purchased NOX | Thousand Tons | 0 | 0 | 0 | 0 | 0 | 0 | 0
NSR HL Spurlock 1 - NOX Rate Annual v3.1, Unit 4695 and retrofits | 642 | 7444 | Rate Constraint in lbs/MMBtu | FALSE | L | Annual | Allowances Sold NOX | Thousand Tons | 0 | 0 | 0 | 0 | 0 | 0 | 0
NSR HL Spurlock 1 - NOX Rate Annual v3.1, Unit 4695 and retrofits | 642 | 7444 | Rate Constraint in lbs/MMBtu | FALSE | L | Annual | Allowances Banked | Thousand Tons | 0 | 0 | 0 | 0 | 0 | 0 | 0
NSR HL Spurlock 1 - NOX Rate Annual v3.1, Unit 4695 and retrofits | 642 | 7444 | Rate Constraint in lbs/MMBtu | FALSE | L | Annual | Allowances Withdrawn (1:1) | Thousand Tons | 0 | 0 | 0 | 0 | 0 | 0 | 0
NSR HL Spurlock 1 - NOX Rate Annual v3.1, Unit 4695 and retrofits | 642 | 7444 | Rate Constraint in lbs/MMBtu | FALSE | L | Annual | Allowances Withdrawn (n:1) | Thousand Tons | 0 | 0 | 0 | 0 | 0 | 0 | 0
NSR HL Spurlock 1 - NOX Rate Annual v3.1, Unit 4695 and retrofits | 642 | 7444 | Rate Constraint in lbs/MMBtu | FALSE | L | Annual | Net Emissions Allowance Position | Thousand Tons | 0.81878 | 0.88305 | 0.88305 | 0.67369 | 0.52505 | 0.72429 | 0.86996
NSR HL Spurlock 1 - NOX Rate Annual v3.1, Unit 4695 and retrofits | 642 | 7444 | Rate Constraint in lbs/MMBtu | FALSE | L | Annual | Fuel Consumed | TBtu | 18.9373 | 20.4831 | 20.4831 | 15.7187 | 12.5237 | 16.9462 | 20.1793
NSR HL Spurlock 1 - NOX Rate Annual v3.1, Unit 4695 and retrofits | 642 | 7444 | Rate Constraint in lbs/MMBtu | FALSE | L | Annual | Rate | lb/MMBtu | 0.086473 | 0.086223 | 0.086223 | 0.085719 | 0.083849 | 0.085482 | 0.086223
NSR HL Spurlock 1 - NOX Rate Annual v3.1, Unit 4695 and retrofits | 642 | 7444 | Rate Constraint in lbs/MMBtu | FALSE | L | Annual | Generation | TWh | 1.8711 | 2.0238 | 2.0145 | 1.5438 | 1.2374 | 1.6744 | 1.9938
NSR HL Spurlock 1 - NOX Rate Annual v3.1, Unit 4695 and retrofits | 642 | 7444 | Rate Constraint in lbs/MMBtu | FALSE | L | Annual | Qualifying Generation | TWh | 1.8711 | 2.0238 | 2.0145 | 1.5438 | 1.2374 | 1.6744 | 1.9938
NSR HL Spurlock 1 - NOX Rate Annual v3.1, Unit 4695 and retrofits | 642 | 7444 | Rate Constraint in lbs/MMBtu | FALSE | L | Annual | Rate | lb/MWh | 0.87519 | 0.87266 | 0.87669 | 0.87279 | 0.84863 | 0.86516 | 0.87266
NSR HL Spurlock 1 - NOX Rate Annual v3.1, Unit 4695 and retrofits | 642 | 7444 | Rate Constraint in lbs/MMBtu | FALSE | L | Annual | Constraint Shadow Price | US2022$/Ton | 0 | 0 | 0 | 0 | 0 | 0 | 0
NSR HL Spurlock 2 - NOX Rate Annual v3.1, Unit 4694 and retrofits | 643 | 7445 | Rate Constraint in lbs/MMBtu | FALSE | L | Annual | Seasons Included | Seasons | Winter, Spring, Summer, Fall | Winter, Spring, Summer, Fall | Winter, Spring, Summer, Fall | Winter, Spring, Summer, Fall | Winter, Spring, Summer, Fall | Winter, Spring, Summer, Fall | Winter, Spring, Summer, Fall
NSR HL Spurlock 2 - NOX Rate Annual v3.1, Unit 4694 and retrofits | 643 | 7445 | Rate Constraint in lbs/MMBtu | FALSE | L | Annual | Standard NOX | lb/MMBtu | 0.1 | 0.1 | 0.1 | 0.1 | 0.1 | 0.1 | 0.1
NSR HL Spurlock 2 - NOX Rate Annual v3.1, Unit 4694 and retrofits | 643 | 7445 | Rate Constraint in lbs/MMBtu | FALSE | L | Annual | Emissions at Affected Plants NOX | Thousand Tons | 1.3278 | 1.3866 | 1.3866 | 1.0827 | 0.73856 | 1.2041 | 1.3409
NSR HL Spurlock 2 - NOX Rate Annual v3.1, Unit 4694 and retrofits | 643 | 7445 | Rate Constraint in lbs/MMBtu | FALSE | L | Annual | Allowances Purchased NOX | Thousand Tons | 0 | 0 | 0 | 0 | 0 | 0 | 0
NSR HL Spurlock 2 - NOX Rate Annual v3.1, Unit 4694 and retrofits | 643 | 7445 | Rate Constraint in lbs/MMBtu | FALSE | L | Annual | Allowances Sold NOX | Thousand Tons | 0 | 0 | 0 | 0 | 0 | 0 | 0
NSR HL Spurlock 2 - NOX Rate Annual v3.1, Unit 4694 and retrofits | 643 | 7445 | Rate Constraint in lbs/MMBtu | FALSE | L | Annual | Allowances Banked | Thousand Tons | 0 | 0 | 0 | 0 | 0 | 0 | 0
NSR HL Spurlock 2 - NOX Rate Annual v3.1, Unit 4694 and retrofits | 643 | 7445 | Rate Constraint in lbs/MMBtu | FALSE | L | Annual | Allowances Withdrawn (1:1) | Thousand Tons | 0 | 0 | 0 | 0 | 0 | 0 | 0
NSR HL Spurlock 2 - NOX Rate Annual v3.1, Unit 4694 and retrofits | 643 | 7445 | Rate Constraint in lbs/MMBtu | FALSE | L | Annual | Allowances Withdrawn (n:1) | Thousand Tons | 0 | 0 | 0 | 0 | 0 | 0 | 0
NSR HL Spurlock 2 - NOX Rate Annual v3.1, Unit 4694 and retrofits | 643 | 7445 | Rate Constraint in lbs/MMBtu | FALSE | L | Annual | Net Emissions Allowance Position | Thousand Tons | 1.3278 | 1.3866 | 1.3866 | 1.0827 | 0.73856 | 1.2041 | 1.3409
NSR HL Spurlock 2 - NOX Rate Annual v3.1, Unit 4694 and retrofits | 643 | 7445 | Rate Constraint in lbs/MMBtu | FALSE | L | Annual | Fuel Consumed | TBtu | 32.1986 | 33.556 | 33.556 | 26.5555 | 18.4032 | 29.527 | 32.6782
NSR HL Spurlock 2 - NOX Rate Annual v3.1, Unit 4694 and retrofits | 643 | 7445 | Rate Constraint in lbs/MMBtu | FALSE | L | Annual | Rate | lb/MMBtu | 0.082473 | 0.082644 | 0.082644 | 0.081542 | 0.080265 | 0.081558 | 0.082068
NSR HL Spurlock 2 - NOX Rate Annual v3.1, Unit 4694 and retrofits | 643 | 7445 | Rate Constraint in lbs/MMBtu | FALSE | L | Annual | Generation | TWh | 3.1914 | 3.3259 | 3.3259 | 2.6321 | 1.824 | 2.9266 | 3.2389
NSR HL Spurlock 2 - NOX Rate Annual v3.1, Unit 4694 and retrofits | 643 | 7445 | Rate Constraint in lbs/MMBtu | FALSE | L | Annual | Qualifying Generation | TWh | 3.1914 | 3.3259 | 3.3259 | 2.6321 | 1.824 | 2.9266 | 3.2389
NSR HL Spurlock 2 - NOX Rate Annual v3.1, Unit 4694 and retrofits | 643 | 7445 | Rate Constraint in lbs/MMBtu | FALSE | L | Annual | Rate | lb/MWh | 0.83209 | 0.83382 | 0.83382 | 0.8227 | 0.80981 | 0.82286 | 0.82801
NSR HL Spurlock 2 - NOX Rate Annual v3.1, Unit 4694 and retrofits | 643 | 7445 | Rate Constraint in lbs/MMBtu | FALSE | L | Annual | Constraint Shadow Price | US2022$/Ton | 0 | 0 | 0 | 0 | 0 | 0 | 0
NSR HL Spurlock 2 - SO2 Rate Annual v3.1, Unit 4694 and retrofits | 644 | 7443 | Rate Constraint in lbs/MMBtu | FALSE | L | Annual | Seasons Included | Seasons | Winter, Spring, Summer, Fall | Winter, Spring, Summer, Fall | Winter, Spring, Summer, Fall | Winter, Spring, Summer, Fall | Winter, Spring, Summer, Fall | Winter, Spring, Summer, Fall | Winter, Spring, Summer, Fall
NSR HL Spurlock 2 - SO2 Rate Annual v3.1, Unit 4694 and retrofits | 644 | 7443 | Rate Constraint in lbs/MMBtu | FALSE | L | Annual | Standard SO2 | lb/MMBtu | 0.1 | 0.1 | 0.1 | 0.1 | 0.1 | 0.1 | 0.1
NSR HL Spurlock 2 - SO2 Rate Annual v3.1, Unit 4694 and retrofits | 644 | 7443 | Rate Constraint in lbs/MMBtu | FALSE | L | Annual | Emissions at Affected Plants SO2 | Thousand Tons | 1.6099 | 1.6778 | 1.6778 | 1.3278 | 0.92016 | 1.4763 | 1.6339
NSR HL Spurlock 2 - SO2 Rate Annual v3.1, Unit 4694 and retrofits | 644 | 7443 | Rate Constraint in lbs/MMBtu | FALSE | L | Annual | Allowances Purchased SO2 | Thousand Tons | 0 | 0 | 0 | 0 | 0 | 0 | 0
NSR HL Spurlock 2 - SO2 Rate Annual v3.1, Unit 4694 and retrofits | 644 | 7443 | Rate Constraint in lbs/MMBtu | FALSE | L | Annual | Allowances Sold SO2 | Thousand Tons | 0 | 0 | 0 | 0 | 0 | 0 | 0
NSR HL Spurlock 2 - SO2 Rate Annual v3.1, Unit 4694 and retrofits | 644 | 7443 | Rate Constraint in lbs/MMBtu | FALSE | L | Annual | Allowances Banked | Thousand Tons | 0 | 0 | 0 | 0 | 0 | 0 | 0
NSR HL Spurlock 2 - SO2 Rate Annual v3.1, Unit 4694 and retrofits | 644 | 7443 | Rate Constraint in lbs/MMBtu | FALSE | L | Annual | Allowances Withdrawn (1:1) | Thousand Tons | 0 | 0 | 0 | 0 | 0 | 0 | 0
NSR HL Spurlock 2 - SO2 Rate Annual v3.1, Unit 4694 and retrofits | 644 | 7443 | Rate Constraint in lbs/MMBtu | FALSE | L | Annual | Allowances Withdrawn (n:1) | Thousand Tons | 0 | 0 | 0 | 0 | 0 | 0 | 0
NSR HL Spurlock 2 - SO2 Rate Annual v3.1, Unit 4694 and retrofits | 644 | 7443 | Rate Constraint in lbs/MMBtu | FALSE | L | Annual | Net Emissions Allowance Position | Thousand Tons | 1.6099 | 1.6778 | 1.6778 | 1.3278 | 0.92016 | 1.4763 | 1.6339
NSR HL Spurlock 2 - SO2 Rate Annual v3.1, Unit 4694 and retrofits | 644 | 7443 | Rate Constraint in lbs/MMBtu | FALSE | L | Annual | Fuel Consumed | TBtu | 32.1986 | 33.556 | 33.556 | 26.5555 | 18.4032 | 29.527 | 32.6782
NSR HL Spurlock 2 - SO2 Rate Annual v3.1, Unit 4694 and retrofits | 644 | 7443 | Rate Constraint in lbs/MMBtu | FALSE | L | Annual | Rate | lb/MMBtu | 0.1 | 0.1 | 0.1 | 0.1 | 0.1 | 0.1 | 0.1
NSR HL Spurlock 2 - SO2 Rate Annual v3.1, Unit 4694 and retrofits | 644 | 7443 | Rate Constraint in lbs/MMBtu | FALSE | L | Annual | Generation | TWh | 3.1914 | 3.3259 | 3.3259 | 2.6321 | 1.824 | 2.9266 | 3.2389
NSR HL Spurlock 2 - SO2 Rate Annual v3.1, Unit 4694 and retrofits | 644 | 7443 | Rate Constraint in lbs/MMBtu | FALSE | L | Annual | Qualifying Generation | TWh | 3.1914 | 3.3259 | 3.3259 | 2.6321 | 1.824 | 2.9266 | 3.2389
NSR HL Spurlock 2 - SO2 Rate Annual v3.1, Unit 4694 and retrofits | 644 | 7443 | Rate Constraint in lbs/MMBtu | FALSE | L | Annual | Rate | lb/MWh | 1.0089 | 1.0089 | 1.0089 | 1.0089 | 1.0089 | 1.0089 | 1.0089
NSR HL Spurlock 2 - SO2 Rate Annual v3.1, Unit 4694 and retrofits | 644 | 7443 | Rate Constraint in lbs/MMBtu | FALSE | L | Annual | Constraint Shadow Price | US2022$/Ton | 23620.8128 | 28412.9905 | 28340.7747 | 26128.6642 | 27074.4365 | 37951.1139 | 42797.5663
NSR Hoosier - NOX Cap Annual v4.10 Final | 645 | 7379 | Rate Constraint in MTons | FALSE | L | Annual | Seasons Included | Seasons | Winter, Spring, Summer, Fall | Winter, Spring, Summer, Fall | Winter, Spring, Summer, Fall | Winter, Spring, Summer, Fall | Winter, Spring, Summer, Fall | Winter, Spring, Summer, Fall | Winter, Spring, Summer, Fall
NSR Hoosier - NOX Cap Annual v4.10 Final | 645 | 7379 | Rate Constraint in MTons | FALSE | L | Annual | Standard NOX | Thousand Tons | 4.8 | 4.8 | 4.8 | 4.8 | 4.8 | 4.8 | 4.8
NSR Hoosier - NOX Cap Annual v4.10 Final | 645 | 7379 | Rate Constraint in MTons | FALSE | L | Annual | Emissions at Affected Plants NOX | Thousand Tons | 0.44144 | 1.1032 | 2.0664 | 2.0664 | 0 | 0 | 0
NSR Hoosier - NOX Cap Annual v4.10 Final | 645 | 7379 | Rate Constraint in MTons | FALSE | L | Annual | Allowances Purchased NOX | Thousand Tons | 0 | 0 | 0 | 0 | 0 | 0 | 0
NSR Hoosier - NOX Cap Annual v4.10 Final | 645 | 7379 | Rate Constraint in MTons | FALSE | L | Annual | Allowances Sold NOX | Thousand Tons | 0 | 0 | 0 | 0 | 0 | 0 | 0
NSR Hoosier - NOX Cap Annual v4.10 Final | 645 | 7379 | Rate Constraint in MTons | FALSE | L | Annual | Allowances Banked | Thousand Tons | 0 | 0 | 0 | 0 | 0 | 0 | 0
NSR Hoosier - NOX Cap Annual v4.10 Final | 645 | 7379 | Rate Constraint in MTons | FALSE | L | Annual | Allowances Withdrawn (1:1) | Thousand Tons | 0 | 0 | 0 | 0 | 0 | 0 | 0
NSR Hoosier - NOX Cap Annual v4.10 Final | 645 | 7379 | Rate Constraint in MTons | FALSE | L | Annual | Allowances Withdrawn (n:1) | Thousand Tons | 0 | 0 | 0 | 0 | 0 | 0 | 0
NSR Hoosier - NOX Cap Annual v4.10 Final | 645 | 7379 | Rate Constraint in MTons | FALSE | L | Annual | Net Emissions Allowance Position | Thousand Tons | 0.44144 | 1.1032 | 2.0664 | 2.0664 | 0 | 0 | 0
NSR Hoosier - NOX Cap Annual v4.10 Final | 645 | 7379 | Rate Constraint in MTons | FALSE | L | Annual | Fuel Consumed | TBtu | 14.748 | 36.8566 | 69.0361 | 69.0361 | 0 | 0 | 0
NSR Hoosier - NOX Cap Annual v4.10 Final | 645 | 7379 | Rate Constraint in MTons | FALSE | L | Annual | Rate | lb/MMBtu | 0.059865 | 0.059865 | 0.059865 | 0.059865 | 0 | 0 | 0
NSR Hoosier - NOX Cap Annual v4.10 Final | 645 | 7379 | Rate Constraint in MTons | FALSE | L | Annual | Generation | TWh | 1.4208 | 3.5507 | 4.5322 | 4.5322 | 0 | 0 | 0
NSR Hoosier - NOX Cap Annual v4.10 Final | 645 | 7379 | Rate Constraint in MTons | FALSE | L | Annual | Qualifying Generation | TWh | 1.4208 | 3.5507 | 4.5322 | 4.5322 | 0 | 0 | 0
NSR Hoosier - NOX Cap Annual v4.10 Final | 645 | 7379 | Rate Constraint in MTons | FALSE | L | Annual | Rate | lb/MWh | 0.6214 | 0.6214 | 0.91187 | 0.91187 | 0 | 0 | 0
NSR Hoosier - NOX Cap Annual v4.10 Final | 645 | 7379 | Rate Constraint in MTons | FALSE | L | Annual | Constraint Shadow Price | US2022$/Ton | 0 | 0 | 0 | 0 | 0 | 0 | 0
NSR Hoosier System - SO2 Cap Annual v4.10 Final | 646 | 7380 | Rate Constraint in MTons | FALSE | L | Annual | Seasons Included | Seasons | Winter, Spring, Summer, Fall | Winter, Spring, Summer, Fall | Winter, Spring, Summer, Fall | Winter, Spring, Summer, Fall | Winter, Spring, Summer, Fall | Winter, Spring, Summer, Fall | Winter, Spring, Summer, Fall
NSR Hoosier System - SO2 Cap Annual v4.10 Final | 646 | 7380 | Rate Constraint in MTons | FALSE | L | Annual | Standard SO2 | Thousand Tons | 18.75 | 18.75 | 18.75 | 18.75 | 18.75 | 18.75 | 18.75
NSR Hoosier System - SO2 Cap Annual v4.10 Final | 646 | 7380 | Rate Constraint in MTons | FALSE | L | Annual | Emissions at Affected Plants SO2 | Thousand Tons | 0.71487 | 1.6327 | 3.3053 | 3.4674 | 0 | 0 | 0
NSR Hoosier System - SO2 Cap Annual v4.10 Final | 646 | 7380 | Rate Constraint in MTons | FALSE | L | Annual | Allowances Purchased SO2 | Thousand Tons | 0 | 0 | 0 | 0 | 0 | 0 | 0
NSR Hoosier System - SO2 Cap Annual v4.10 Final | 646 | 7380 | Rate Constraint in MTons | FALSE | L | Annual | Allowances Sold SO2 | Thousand Tons | 0 | 0 | 0 | 0 | 0 | 0 | 0
NSR Hoosier System - SO2 Cap Annual v4.10 Final | 646 | 7380 | Rate Constraint in MTons | FALSE | L | Annual | Allowances Banked | Thousand Tons | 0 | 0 | 0 | 0 | 0 | 0 | 0
NSR Hoosier System - SO2 Cap Annual v4.10 Final | 646 | 7380 | Rate Constraint in MTons | FALSE | L | Annual | Allowances Withdrawn (1:1) | Thousand Tons | 0 | 0 | 0 | 0 | 0 | 0 | 0
NSR Hoosier System - SO2 Cap Annual v4.10 Final | 646 | 7380 | Rate Constraint in MTons | FALSE | L | Annual | Allowances Withdrawn (n:1) | Thousand Tons | 0 | 0 | 0 | 0 | 0 | 0 | 0
NSR Hoosier System - SO2 Cap Annual v4.10 Final | 646 | 7380 | Rate Constraint in MTons | FALSE | L | Annual | Net Emissions Allowance Position | Thousand Tons | 0.71487 | 1.6327 | 3.3053 | 3.4674 | 0 | 0 | 0
NSR Hoosier System - SO2 Cap Annual v4.10 Final | 646 | 7380 | Rate Constraint in MTons | FALSE | L | Annual | Fuel Consumed | TBtu | 14.748 | 36.8566 | 69.0361 | 69.0361 | 0 | 0 | 0
NSR Hoosier System - SO2 Cap Annual v4.10 Final | 646 | 7380 | Rate Constraint in MTons | FALSE | L | Annual | Rate | lb/MMBtu | 0.096944 | 0.088598 | 0.095756 | 0.10045 | 0 | 0 | 0
NSR Hoosier System - SO2 Cap Annual v4.10 Final | 646 | 7380 | Rate Constraint in MTons | FALSE | L | Annual | Generation | TWh | 1.4208 | 3.5507 | 4.5322 | 4.5322 | 0 | 0 | 0
NSR Hoosier System - SO2 Cap Annual v4.10 Final | 646 | 7380 | Rate Constraint in MTons | FALSE | L | Annual | Qualifying Generation | TWh | 1.4208 | 3.5507 | 4.5322 | 4.5322 | 0 | 0 | 0
NSR Hoosier System - SO2 Cap Annual v4.10 Final | 646 | 7380 | Rate Constraint in MTons | FALSE | L | Annual | Rate | lb/MWh | 1.0063 | 0.91965 | 1.4586 | 1.5301 | 0 | 0 | 0
NSR Hoosier System - SO2 Cap Annual v4.10 Final | 646 | 7380 | Rate Constraint in MTons | FALSE | L | Annual | Constraint Shadow Price | US2022$/Ton | 0 | 0 | 0 | 0 | 0 | 0 | 0
NSR Interstate System-Wide NOX Cap v5.16 | 647 | 7515 | Rate Constraint in MTons | FALSE | L | Annual | Seasons Included | Seasons | Winter, Spring, Summer, Fall | Winter, Spring, Summer, Fall | Winter, Spring, Summer, Fall | Winter, Spring, Summer, Fall | Winter, Spring, Summer, Fall | Winter, Spring, Summer, Fall | Winter, Spring, Summer, Fall
NSR Interstate System-Wide NOX Cap v5.16 | 647 | 7515 | Rate Constraint in MTons | FALSE | L | Annual | Standard NOX | Thousand Tons | 6.8 | 6.8 | 6.8 | 6.8 | 6.8 | 6.8 | 6.8
NSR Interstate System-Wide NOX Cap v5.16 | 647 | 7515 | Rate Constraint in MTons | FALSE | L | Annual | Emissions at Affected Plants NOX | Thousand Tons | 1.9729 | 2.1757 | 1.4189 | 0.029454 | 0 | 0.75514 | 1.6318
NSR Interstate System-Wide NOX Cap v5.16 | 647 | 7515 | Rate Constraint in MTons | FALSE | L | Annual | Allowances Purchased NOX | Thousand Tons | 0 | 0 | 0 | 0 | 0 | 0 | 0
NSR Interstate System-Wide NOX Cap v5.16 | 647 | 7515 | Rate Constraint in MTons | FALSE | L | Annual | Allowances Sold NOX | Thousand Tons | 0 | 0 | 0 | 0 | 0 | 0 | 0
NSR Interstate System-Wide NOX Cap v5.16 | 647 | 7515 | Rate Constraint in MTons | FALSE | L | Annual | Allowances Banked | Thousand Tons | 0 | 0 | 0 | 0 | 0 | 0 | 0
NSR Interstate System-Wide NOX Cap v5.16 | 647 | 7515 | Rate Constraint in MTons | FALSE | L | Annual | Allowances Withdrawn (1:1) | Thousand Tons | 0 | 0 | 0 | 0 | 0 | 0 | 0
NSR Interstate System-Wide NOX Cap v5.16 | 647 | 7515 | Rate Constraint in MTons | FALSE | L | Annual | Allowances Withdrawn (n:1) | Thousand Tons | 0 | 0 | 0 | 0 | 0 | 0 | 0
NSR Interstate System-Wide NOX Cap v5.16 | 647 | 7515 | Rate Constraint in MTons | FALSE | L | Annual | Net Emissions Allowance Position | Thousand Tons | 1.9729 | 2.1757 | 1.4189 | 0.029454 | 0 | 0.75514 | 1.6318
NSR Interstate System-Wide NOX Cap v5.16 | 647 | 7515 | Rate Constraint in MTons | FALSE | L | Annual | Fuel Consumed | TBtu | 47.4668 | 52.5409 | 35.4772 | 0.73643 | 0 | 18.881 | 40.7991
NSR Interstate System-Wide NOX Cap v5.16 | 647 | 7515 | Rate Constraint in MTons | FALSE | L | Annual | Rate | lb/MMBtu | 0.083128 | 0.082821 | 0.07999 | 0.07999 | 0 | 0.07999 | 0.07999
NSR Interstate System-Wide NOX Cap v5.16 | 647 | 7515 | Rate Constraint in MTons | FALSE | L | Annual | Generation | TWh | 4.5855 | 5.0749 | 3.4215 | 0.071023 | 0 | 1.8209 | 3.9347
NSR Interstate System-Wide NOX Cap v5.16 | 647 | 7515 | Rate Constraint in MTons | FALSE | L | Annual | Qualifying Generation | TWh | 4.5855 | 5.0749 | 3.4215 | 0.071023 | 0 | 1.8209 | 3.9347
NSR Interstate System-Wide NOX Cap v5.16 | 647 | 7515 | Rate Constraint in MTons | FALSE | L | Annual | Rate | lb/MWh | 0.86049 | 0.85745 | 0.82942 | 0.82942 | 0 | 0.82942 | 0.82942
NSR Interstate System-Wide NOX Cap v5.16 | 647 | 7515 | Rate Constraint in MTons | FALSE | L | Annual | Constraint Shadow Price | US2022$/Ton | 0 | 0 | 0 | 0 | 0 | 0 | 0
NSR Interstate System-Wide SO2 Cap v5.16 | 648 | 7514 | Rate Constraint in MTons | FALSE | L | Annual | Seasons Included | Seasons | Winter, Spring, Summer, Fall | Winter, Spring, Summer, Fall | Winter, Spring, Summer, Fall | Winter, Spring, Summer, Fall | Winter, Spring, Summer, Fall | Winter, Spring, Summer, Fall | Winter, Spring, Summer, Fall
NSR Interstate System-Wide SO2 Cap v5.16 | 648 | 7514 | Rate Constraint in MTons | FALSE | L | Annual | Standard SO2 | Thousand Tons | 3.25 | 3.25 | 3.25 | 3.25 | 3.25 | 3.25 | 3.25
NSR Interstate System-Wide SO2 Cap v5.16 | 648 | 7514 | Rate Constraint in MTons | FALSE | L | Annual | Emissions at Affected Plants SO2 | Thousand Tons | 1.7258 | 1.9162 | 1.3304 | 0.027616 | 0 | 0.70804 | 1.53
NSR Interstate System-Wide SO2 Cap v5.16 | 648 | 7514 | Rate Constraint in MTons | FALSE | L | Annual | Allowances Purchased SO2 | Thousand Tons | 0 | 0 | 0 | 0 | 0 | 0 | 0
NSR Interstate System-Wide SO2 Cap v5.16 | 648 | 7514 | Rate Constraint in MTons | FALSE | L | Annual | Allowances Sold SO2 | Thousand Tons | 0 | 0 | 0 | 0 | 0 | 0 | 0
NSR Interstate System-Wide SO2 Cap v5.16 | 648 | 7514 | Rate Constraint in MTons | FALSE | L | Annual | Allowances Banked | Thousand Tons | 0 | 0 | 0 | 0 | 0 | 0 | 0
NSR Interstate System-Wide SO2 Cap v5.16 | 648 | 7514 | Rate Constraint in MTons | FALSE | L | Annual | Allowances Withdrawn (1:1) | Thousand Tons | 0 | 0 | 0 | 0 | 0 | 0 | 0
NSR Interstate System-Wide SO2 Cap v5.16 | 648 | 7514 | Rate Constraint in MTons | FALSE | L | Annual | Allowances Withdrawn (n:1) | Thousand Tons | 0 | 0 | 0 | 0 | 0 | 0 | 0
NSR Interstate System-Wide SO2 Cap v5.16 | 648 | 7514 | Rate Constraint in MTons | FALSE | L | Annual | Net Emissions Allowance Position | Thousand Tons | 1.7258 | 1.9162 | 1.3304 | 0.027616 | 0 | 0.70804 | 1.53
NSR Interstate System-Wide SO2 Cap v5.16 | 648 | 7514 | Rate Constraint in MTons | FALSE | L | Annual | Fuel Consumed | TBtu | 47.4668 | 52.5409 | 35.4772 | 0.73643 | 0 | 18.881 | 40.7991
NSR Interstate System-Wide SO2 Cap v5.16 | 648 | 7514 | Rate Constraint in MTons | FALSE | L | Annual | Rate | lb/MMBtu | 0.072716 | 0.07294 | 0.075 | 0.075 | 0 | 0.075 | 0.075
NSR Interstate System-Wide SO2 Cap v5.16 | 648 | 7514 | Rate Constraint in MTons | FALSE | L | Annual | Generation | TWh | 4.5855 | 5.0749 | 3.4215 | 0.071023 | 0 | 1.8209 | 3.9347
NSR Interstate System-Wide SO2 Cap v5.16 | 648 | 7514 | Rate Constraint in MTons | FALSE | L | Annual | Qualifying Generation | TWh | 4.5855 | 5.0749 | 3.4215 | 0.071023 | 0 | 1.8209 | 3.9347
NSR Interstate System-Wide SO2 Cap v5.16 | 648 | 7514 | Rate Constraint in MTons | FALSE | L | Annual | Rate | lb/MWh | 0.75272 | 0.75516 | 0.77767 | 0.77768 | 0 | 0.77767 | 0.77768
NSR Interstate System-Wide SO2 Cap v5.16 | 648 | 7514 | Rate Constraint in MTons | FALSE | L | Annual | Constraint Shadow Price | US2022$/Ton | 0 | 0 | 0 | 0 | 0 | 0 | 0
NSR J P Madgett 1 - NOx Rate Annual v5.13 | 650 | 7466 | Rate Constraint in lbs/MMBtu | FALSE | L | Annual | Seasons Included | Seasons | Winter, Spring, Summer, Fall | Winter, Spring, Summer, Fall | Winter, Spring, Summer, Fall | Winter, Spring, Summer, Fall | Winter, Spring, Summer, Fall | Winter, Spring, Summer, Fall | Winter, Spring, Summer, Fall
NSR J P Madgett 1 - NOx Rate Annual v5.13 | 650 | 7466 | Rate Constraint in lbs/MMBtu | FALSE | L | Annual | Standard NOX | lb/MMBtu | 0.08 | 0.08 | 0.08 | 0.08 | 0.08 | 0.08 | 0.08
NSR J P Madgett 1 - NOx Rate Annual v5.13 | 650 | 7466 | Rate Constraint in lbs/MMBtu | FALSE | L | Annual | Emissions at Affected Plants NOX | Thousand Tons | 0.49365 | 0.67891 | 0.22208 | 0 | 0 | 0.18185 | 0.66836
NSR J P Madgett 1 - NOx Rate Annual v5.13 | 650 | 7466 | Rate Constraint in lbs/MMBtu | FALSE | L | Annual | Allowances Purchased NOX | Thousand Tons | 0 | 0 | 0 | 0 | 0 | 0 | 0
NSR J P Madgett 1 - NOx Rate Annual v5.13 | 650 | 7466 | Rate Constraint in lbs/MMBtu | FALSE | L | Annual | Allowances Sold NOX | Thousand Tons | 0 | 0 | 0 | 0 | 0 | 0 | 0
NSR J P Madgett 1 - NOx Rate Annual v5.13 | 650 | 7466 | Rate Constraint in lbs/MMBtu | FALSE | L | Annual | Allowances Banked | Thousand Tons | 0 | 0 | 0 | 0 | 0 | 0 | 0
NSR J P Madgett 1 - NOx Rate Annual v5.13 | 650 | 7466 | Rate Constraint in lbs/MMBtu | FALSE | L | Annual | Allowances Withdrawn (1:1) | Thousand Tons | 0 | 0 | 0 | 0 | 0 | 0 | 0
NSR J P Madgett 1 - NOx Rate Annual v5.13 | 650 | 7466 | Rate Constraint in lbs/MMBtu | FALSE | L | Annual | Allowances Withdrawn (n:1) | Thousand Tons | 0 | 0 | 0 | 0 | 0 | 0 | 0
NSR J P Madgett 1 - NOx Rate Annual v5.13 | 650 | 7466 | Rate Constraint in lbs/MMBtu | FALSE | L | Annual | Net Emissions Allowance Position | Thousand Tons | 0.49365 | 0.67891 | 0.22208 | 0 | 0 | 0.18185 | 0.66836
NSR J P Madgett 1 - NOx Rate Annual v5.13 | 650 | 7466 | Rate Constraint in lbs/MMBtu | FALSE | L | Annual | Fuel Consumed | TBtu | 12.9942 | 17.8706 | 5.8458 | 0 | 0 | 4.7869 | 17.5931
NSR J P Madgett 1 - NOx Rate Annual v5.13 | 650 | 7466 | Rate Constraint in lbs/MMBtu | FALSE | L | Annual | Rate | lb/MMBtu | 0.07598 | 0.07598 | 0.07598 | 0 | 0 | 0.07598 | 0.07598
NSR J P Madgett 1 - NOx Rate Annual v5.13 | 650 | 7466 | Rate Constraint in lbs/MMBtu | FALSE | L | Annual | Generation | TWh | 1.156 | 1.5898 | 0.52004 | 0 | 0 | 0.42584 | 1.5651
NSR J P Madgett 1 - NOx Rate Annual v5.13 | 650 | 7466 | Rate Constraint in lbs/MMBtu | FALSE | L | Annual | Qualifying Generation | TWh | 1.156 | 1.5898 | 0.52004 | 0 | 0 | 0.42584 | 1.5651
NSR J P Madgett 1 - NOx Rate Annual v5.13 | 650 | 7466 | Rate Constraint in lbs/MMBtu | FALSE | L | Annual | Rate | lb/MWh | 0.85409 | 0.85409 | 0.85409 | 0 | 0 | 0.85409 | 0.85409
NSR J P Madgett 1 - NOx Rate Annual v5.13 | 650 | 7466 | Rate Constraint in lbs/MMBtu | FALSE | L | Annual | Constraint Shadow Price | US2022$/Ton | 0 | 0 | 0 | 0 | 0 | 0 | 0
NSR J P Madgett 1 - SO2 Rate Annual v5.13 | 651 | 7464 | Rate Constraint in lbs/MMBtu | FALSE | L | Annual | Seasons Included | Seasons | Winter, Spring, Summer, Fall | Winter, Spring, Summer, Fall | Winter, Spring, Summer, Fall | Winter, Spring, Summer, Fall | Winter, Spring, Summer, Fall | Winter, Spring, Summer, Fall | Winter, Spring, Summer, Fall
NSR J P Madgett 1 - SO2 Rate Annual v5.13 | 651 | 7464 | Rate Constraint in lbs/MMBtu | FALSE | L | Annual | Standard SO2 | lb/MMBtu | 0.09 | 0.09 | 0.09 | 0.09 | 0.09 | 0.09 | 0.09
NSR J P Madgett 1 - SO2 Rate Annual v5.13 | 651 | 7464 | Rate Constraint in lbs/MMBtu | FALSE | L | Annual | Emissions at Affected Plants SO2 | Thousand Tons | 0.44116 | 0.60672 | 0.19847 | 0 | 0 | 0.21541 | 0.79169
NSR J P Madgett 1 - SO2 Rate Annual v5.13 | 651 | 7464 | Rate Constraint in lbs/MMBtu | FALSE | L | Annual | Allowances Purchased SO2 | Thousand Tons | 0 | 0 | 0 | 0 | 0 | 0 | 0
NSR J P Madgett 1 - SO2 Rate Annual v5.13 | 651 | 7464 | Rate Constraint in lbs/MMBtu | FALSE | L | Annual | Allowances Sold SO2 | Thousand Tons | 0 | 0 | 0 | 0 | 0 | 0 | 0
NSR J P Madgett 1 - SO2 Rate Annual v5.13 | 651 | 7464 | Rate Constraint in lbs/MMBtu | FALSE | L | Annual | Allowances Banked | Thousand Tons | 0 | 0 | 0 | 0 | 0 | 0 | 0
NSR J P Madgett 1 - SO2 Rate Annual v5.13 | 651 | 7464 | Rate Constraint in lbs/MMBtu | FALSE | L | Annual | Allowances Withdrawn (1:1) | Thousand Tons | 0 | 0 | 0 | 0 | 0 | 0 | 0
NSR J P Madgett 1 - SO2 Rate Annual v5.13 | 651 | 7464 | Rate Constraint in lbs/MMBtu | FALSE | L | Annual | Allowances Withdrawn (n:1) | Thousand Tons | 0 | 0 | 0 | 0 | 0 | 0 | 0
NSR J P Madgett 1 - SO2 Rate Annual v5.13 | 651 | 7464 | Rate Constraint in lbs/MMBtu | FALSE | L | Annual | Net Emissions Allowance Position | Thousand Tons | 0.44116 | 0.60672 | 0.19847 | 0 | 0 | 0.21541 | 0.79169
NSR J P Madgett 1 - SO2 Rate Annual v5.13 | 651 | 7464 | Rate Constraint in lbs/MMBtu | FALSE | L | Annual | Fuel Consumed | TBtu | 12.9942 | 17.8706 | 5.8458 | 0 | 0 | 4.7869 | 17.5931
NSR J P Madgett 1 - SO2 Rate Annual v5.13 | 651 | 7464 | Rate Constraint in lbs/MMBtu | FALSE | L | Annual | Rate | lb/MMBtu | 0.067901 | 0.067901 | 0.067901 | 0 | 0 | 0.09 | 0.09
NSR J P Madgett 1 - SO2 Rate Annual v5.13 | 651 | 7464 | Rate Constraint in lbs/MMBtu | FALSE | L | Annual | Generation | TWh | 1.156 | 1.5898 | 0.52004 | 0 | 0 | 0.42584 | 1.5651
NSR J P Madgett 1 - SO2 Rate Annual v5.13 | 651 | 7464 | Rate Constraint in lbs/MMBtu | FALSE | L | Annual | Qualifying Generation | TWh | 1.156 | 1.5898 | 0.52004 | 0 | 0 | 0.42584 | 1.5651
NSR J P Madgett 1 - SO2 Rate Annual v5.13 | 651 | 7464 | Rate Constraint in lbs/MMBtu | FALSE | L | Annual | Rate | lb/MWh | 0.76328 | 0.76328 | 0.76328 | 0 | 0 | 1.0117 | 1.0117
NSR J P Madgett 1 - SO2 Rate Annual v5.13 | 651 | 7464 | Rate Constraint in lbs/MMBtu | FALSE | L | Annual | Constraint Shadow Price | US2022$/Ton | 0 | 0 | 0 | 0 | 0 | 778.9731 | 919.5516
NSR James Miller 3,4 - NOX Rate Annual v3.1, Unit 2509 and retrofits | 652 | 7422 | Rate Constraint in lbs/MMBtu | FALSE | L | Annual | Seasons Included | Seasons | Winter, Spring, Summer, Fall | Winter, Spring, Summer, Fall | Winter, Spring, Summer, Fall | Winter, Spring, Summer, Fall | Winter, Spring, Summer, Fall | Winter, Spring, Summer, Fall | Winter, Spring, Summer, Fall
NSR James Miller 3,4 - NOX Rate Annual v3.1, Unit 2509 and retrofits | 652 | 7422 | Rate Constraint in lbs/MMBtu | FALSE | L | Annual | Standard NOX | lb/MMBtu | 0.1 | 0.1 | 0.1 | 0.1 | 0.1 | 0.1 | 0.1
NSR James Miller 3,4 - NOX Rate Annual v3.1, Unit 2509 and retrofits | 652 | 7422 | Rate Constraint in lbs/MMBtu | FALSE | L | Annual | Emissions at Affected Plants NOX | Thousand Tons | 1.6068 | 1.8595 | 1.8595 | 1.5081 | 0.82471 | 1.5618 | 1.5618
NSR James Miller 3,4 - NOX Rate Annual v3.1, Unit 2509 and retrofits | 652 | 7422 | Rate Constraint in lbs/MMBtu | FALSE | L | Annual | Allowances Purchased NOX | Thousand Tons | 0 | 0 | 0 | 0 | 0 | 0 | 0
NSR James Miller 3,4 - NOX Rate Annual v3.1, Unit 2509 and retrofits | 652 | 7422 | Rate Constraint in lbs/MMBtu | FALSE | L | Annual | Allowances Sold NOX | Thousand Tons | 0 | 0 | 0 | 0 | 0 | 0 | 0
NSR James Miller 3,4 - NOX Rate Annual v3.1, Unit 2509 and retrofits | 652 | 7422 | Rate Constraint in lbs/MMBtu | FALSE | L | Annual | Allowances Banked | Thousand Tons | 0 | 0 | 0 | 0 | 0 | 0 | 0
NSR James Miller 3,4 - NOX Rate Annual v3.1, Unit 2509 and retrofits | 652 | 7422 | Rate Constraint in lbs/MMBtu | FALSE | L | Annual | Allowances Withdrawn (1:1) | Thousand Tons | 0 | 0 | 0 | 0 | 0 | 0 | 0
NSR James Miller 3,4 - NOX Rate Annual v3.1, Unit 2509 and retrofits | 652 | 7422 | Rate Constraint in lbs/MMBtu | FALSE | L | Annual | Allowances Withdrawn (n:1) | Thousand Tons | 0 | 0 | 0 | 0 | 0 | 0 | 0
NSR James Miller 3,4 - NOX Rate Annual v3.1, Unit 2509 and retrofits | 652 | 7422 | Rate Constraint in lbs/MMBtu | FALSE | L | Annual | Net Emissions Allowance Position | Thousand Tons | 1.6068 | 1.8595 | 1.8595 | 1.5081 | 0.82471 | 1.5618 | 1.5618
NSR James Miller 3,4 - NOX Rate Annual v3.1, Unit 2509 and retrofits | 652 | 7422 | Rate Constraint in lbs/MMBtu | FALSE | L | Annual | Fuel Consumed | TBtu | 41.4507 | 47.9692 | 47.9692 | 38.9031 | 21.2746 | 40.2882 | 40.2882
NSR James Miller 3,4 - NOX Rate Annual v3.1, Unit 2509 and retrofits | 652 | 7422 | Rate Constraint in lbs/MMBtu | FALSE | L | Annual | Rate | lb/MMBtu | 0.07753 | 0.07753 | 0.07753 | 0.07753 | 0.07753 | 0.07753 | 0.07753
NSR James Miller 3,4 - NOX Rate Annual v3.1, Unit 2509 and retrofits | 652 | 7422 | Rate Constraint in lbs/MMBtu | FALSE | L | Annual | Generation | TWh | 4.1447 | 4.7964 | 4.7964 | 3.8899 | 2.1272 | 4.0284 | 4.0284
NSR James Miller 3,4 - NOX Rate Annual v3.1, Unit 2509 and retrofits | 652 | 7422 | Rate Constraint in lbs/MMBtu | FALSE | L | Annual | Qualifying Generation | TWh | 4.1447 | 4.7964 | 4.7964 | 3.8899 | 2.1272 | 4.0284 | 4.0284
NSR James Miller 3,4 - NOX Rate Annual v3.1, Unit 2509 and retrofits | 652 | 7422 | Rate Constraint in lbs/MMBtu | FALSE | L | Annual | Rate | lb/MWh | 0.77538 | 0.77538 | 0.77538 | 0.77538 | 0.77538 | 0.77538 | 0.77538
NSR James Miller 3,4 - NOX Rate Annual v3.1, Unit 2509 and retrofits | 652 | 7422 | Rate Constraint in lbs/MMBtu | FALSE | L | Annual | Constraint Shadow Price | US2022$/Ton | 0 | 0 | 0 | 0 | 0 | 0 | 0
NSR James Miller 3,4 - NOX Rate Annual v3.1, Unit 2510 and retrofits | 653 | 7422 | Rate Constraint in lbs/MMBtu | FALSE | L | Annual | Seasons Included | Seasons | Winter, Spring, Summer, Fall | Winter, Spring, Summer, Fall | Winter, Spring, Summer, Fall | Winter, Spring, Summer, Fall | Winter, Spring, Summer, Fall | Winter, Spring, Summer, Fall | Winter, Spring, Summer, Fall
NSR James Miller 3,4 - NOX Rate Annual v3.1, Unit 2510 and retrofits | 653 | 7422 | Rate Constraint in lbs/MMBtu | FALSE | L | Annual | Standard NOX | lb/MMBtu | 0.1 | 0.1 | 0.1 | 0.1 | 0.1 | 0.1 | 0.1
NSR James Miller 3,4 - NOX Rate Annual v3.1, Unit 2510 and retrofits | 653 | 7422 | Rate Constraint in lbs/MMBtu | FALSE | L | Annual | Emissions at Affected Plants NOX | Thousand Tons | 1.3892 | 1.6009 | 1.6009 | 1.3446 | 0.71003 | 1.3446 | 1.3446
NSR James Miller 3,4 - NOX Rate Annual v3.1, Unit 2510 and retrofits | 653 | 7422 | Rate Constraint in lbs/MMBtu | FALSE | L | Annual | Allowances Purchased NOX | Thousand Tons | 0 | 0 | 0 | 0 | 0 | 0 | 0
NSR James Miller 3,4 - NOX Rate Annual v3.1, Unit 2510 and retrofits | 653 | 7422 | Rate Constraint in lbs/MMBtu | FALSE | L | Annual | Allowances Sold NOX | Thousand Tons | 0 | 0 | 0 | 0 | 0 | 0 | 0
NSR James Miller 3,4 - NOX Rate Annual v3.1, Unit 2510 and retrofits | 653 | 7422 | Rate Constraint in lbs/MMBtu | FALSE | L | Annual | Allowances Banked | Thousand Tons | 0 | 0 | 0 | 0 | 0 | 0 | 0
NSR James Miller 3,4 - NOX Rate Annual v3.1, Unit 2510 and retrofits | 653 | 7422 | Rate Constraint in lbs/MMBtu | FALSE | L | Annual | Allowances Withdrawn (1:1) | Thousand Tons | 0 | 0 | 0 | 0 | 0 | 0 | 0
NSR James Miller 3,4 - NOX Rate Annual v3.1, Unit 2510 and retrofits | 653 | 7422 | Rate Constraint in lbs/MMBtu | FALSE | L | Annual | Allowances Withdrawn (n:1) | Thousand Tons | 0 | 0 | 0 | 0 | 0 | 0 | 0
NSR James Miller 3,4 - NOX Rate Annual v3.1, Unit 2510 and retrofits | 653 | 7422 | Rate Constraint in lbs/MMBtu | FALSE | L | Annual | Net Emissions Allowance Position | Thousand Tons | 1.3892 | 1.6009 | 1.6009 | 1.3446 | 0.71003 | 1.3446 | 1.3446
NSR James Miller 3,4 - NOX Rate Annual v3.1, Unit 2510 and retrofits | 653 | 7422 | Rate Constraint in lbs/MMBtu | FALSE | L | Annual | Fuel Consumed | TBtu | 42.3271 | 48.7794 | 48.7794 | 40.9687 | 21.6339 | 40.9687 | 40.9687
NSR James Miller 3,4 - NOX Rate Annual v3.1, Unit 2510 and retrofits | 653 | 7422 | Rate Constraint in lbs/MMBtu | FALSE | L | Annual | Rate | lb/MMBtu | 0.06564 | 0.06564 | 0.06564 | 0.06564 | 0.06564 | 0.06564 | 0.06564
NSR James Miller 3,4 - NOX Rate Annual v3.1, Unit 2510 and retrofits | 653 | 7422 | Rate Constraint in lbs/MMBtu | FALSE | L | Annual | Generation | TWh | 4.2281 | 4.8726 | 4.8726 | 4.0924 | 2.161 | 4.0924 | 4.0924
NSR James Miller 3,4 - NOX Rate Annual v3.1, Unit 2510 and retrofits | 653 | 7422 | Rate Constraint in lbs/MMBtu | FALSE | L | Annual | Qualifying Generation | TWh | 4.2281 | 4.8726 | 4.8726 | 4.0924 | 2.161 | 4.0924 | 4.0924
NSR James Miller 3,4 - NOX Rate Annual v3.1, Unit 2510 and retrofits | 653 | 7422 | Rate Constraint in lbs/MMBtu | FALSE | L | Annual | Rate | lb/MWh | 0.65712 | 0.65712 | 0.65712 | 0.65712 | 0.65712 | 0.65712 | 0.65712
NSR James Miller 3,4 - NOX Rate Annual v3.1, Unit 2510 and retrofits | 653 | 7422 | Rate Constraint in lbs/MMBtu | FALSE | L | Annual | Constraint Shadow Price | US2022$/Ton | 0 | 0 | 0 | 0 | 0 | 0 | 0
NSR KU Brown Unit 3 - SO2 Cap Annual v3.1 | 654 | 7383 | Rate Constraint in MTons | FALSE | L | Annual | Seasons Included | Seasons | Winter, Spring, Summer, Fall | Winter, Spring, Summer, Fall | Winter, Spring, Summer, Fall | Winter, Spring, Summer, Fall | Winter, Spring, Summer, Fall | Winter, Spring, Summer, Fall | Winter, Spring, Summer, Fall
NSR KU Brown Unit 3 - SO2 Cap Annual v3.1 | 654 | 7383 | Rate Constraint in MTons | FALSE | L | Annual | Standard SO2 | Thousand Tons | 2.3 | 2.3 | 2.3 | 2.3 | 2.3 | 2.3 | 2.3
NSR KU Brown Unit 3 - SO2 Cap Annual v3.1 | 654 | 7383 | Rate Constraint in MTons | FALSE | L | Annual | Emissions at Affected Plants SO2 | Thousand Tons | 0 | 0 | 0 | 0 | 0 | 0 | 0
NSR KU Brown Unit 3 - SO2 Cap Annual v3.1 | 654 | 7383 | Rate Constraint in MTons | FALSE | L | Annual | Allowances Purchased SO2 | Thousand Tons | 0 | 0 | 0 | 0 | 0 | 0 | 0
NSR KU Brown Unit 3 - SO2 Cap Annual v3.1 | 654 | 7383 | Rate Constraint in MTons | FALSE | L | Annual | Allowances Sold SO2 | Thousand Tons | 0 | 0 | 0 | 0 | 0 | 0 | 0
NSR KU Brown Unit 3 - SO2 Cap Annual v3.1 | 654 | 7383 | Rate Constraint in MTons | FALSE | L | Annual | Allowances Banked | Thousand Tons | 0 | 0 | 0 | 0 | 0 | 0 | 0
NSR KU Brown Unit 3 - SO2 Cap Annual v3.1 | 654 | 7383 | Rate Constraint in MTons | FALSE | L | Annual | Allowances Withdrawn (1:1) | Thousand Tons | 0 | 0 | 0 | 0 | 0 | 0 | 0
NSR KU Brown Unit 3 - SO2 Cap Annual v3.1 | 654 | 7383 | Rate Constraint in MTons | FALSE | L | Annual | Allowances Withdrawn (n:1) | Thousand Tons | 0 | 0 | 0 | 0 | 0 | 0 | 0
NSR KU Brown Unit 3 - SO2 Cap Annual v3.1 | 654 | 7383 | Rate Constraint in MTons | FALSE | L | Annual | Net Emissions Allowance Position | Thousand Tons | 0 | 0 | 0 | 0 | 0 | 0 | 0
NSR KU Brown Unit 3 - SO2 Cap Annual v3.1 | 654 | 7383 | Rate Constraint in MTons | FALSE | L | Annual | Fuel Consumed | TBtu | 0 | 0 | 0 | 0 | 0 | 0 | 0
NSR KU Brown Unit 3 - SO2 Cap Annual v3.1 | 654 | 7383 | Rate Constraint in MTons | FALSE | L | Annual | Rate | lb/MMBtu | 0 | 0 | 0 | 0 | 0 | 0 | 0
NSR KU Brown Unit 3 - SO2 Cap Annual v3.1 | 654 | 7383 | Rate Constraint in MTons | FALSE | L | Annual | Generation | TWh | 0 | 0 | 0 | 0 | 0 | 0 | 0
NSR KU Brown Unit 3 - SO2 Cap Annual v3.1 | 654 | 7383 | Rate Constraint in MTons | FALSE | L | Annual | Qualifying Generation | TWh | 0 | 0 | 0 | 0 | 0 | 0 | 0
NSR KU Brown Unit 3 - SO2 Cap Annual v3.1 | 654 | 7383 | Rate Constraint in MTons | FALSE | L | Annual | Rate | lb/MWh | 0 | 0 | 0 | 0 | 0 | 0 | 0
NSR KU Brown Unit 3 - SO2 Cap Annual v3.1 | 654 | 7383 | Rate Constraint in MTons | FALSE | L | Annual | Constraint Shadow Price | US2022$/Ton | 0 | 0 | 0 | 0 | 0 | 0 | 0
NSR KU Brown Unit 3 - SO2 Rate Annual v3.1 | 655 | 7384 | Rate Constraint in lbs/MMBtu | FALSE | L | Annual | Seasons Included | Seasons | Winter, Spring, Summer, Fall | Winter, Spring, Summer, Fall | Winter, Spring, Summer, Fall | Winter, Spring, Summer, Fall | Winter, Spring, Summer, Fall | Winter, Spring, Summer, Fall | Winter, Spring, Summer, Fall
NSR KU Brown Unit 3 - SO2 Rate Annual v3.1 | 655 | 7384 | Rate Constraint in lbs/MMBtu | FALSE | L | Annual | Standard SO2 | lb/MMBtu | 0.1 | 0.1 | 0.1 | 0.1 | 0.1 | 0.1 | 0.1
NSR KU Brown Unit 3 - SO2 Rate Annual v3.1 | 655 | 7384 | Rate Constraint in lbs/MMBtu | FALSE | L | Annual | Emissions at Affected Plants SO2 | Thousand Tons | 0 | 0 | 0 | 0 | 0 | 0 | 0
NSR KU Brown Unit 3 - SO2 Rate Annual v3.1 | 655 | 7384 | Rate Constraint in lbs/MMBtu | FALSE | L | Annual | Allowances Purchased SO2 | Thousand Tons | 0 | 0 | 0 | 0 | 0 | 0 | 0
NSR KU Brown Unit 3 - SO2 Rate Annual v3.1 | 655 | 7384 | Rate Constraint in lbs/MMBtu | FALSE | L | Annual | Allowances Sold SO2 | Thousand Tons | 0 | 0 | 0 | 0 | 0 | 0 | 0
NSR KU Brown Unit 3 - SO2 Rate Annual v3.1 | 655 | 7384 | Rate Constraint in lbs/MMBtu | FALSE | L | Annual | Allowances Banked | Thousand Tons | 0 | 0 | 0 | 0 | 0 | 0 | 0
NSR KU Brown Unit 3 - SO2 Rate Annual v3.1 | 655 | 7384 | Rate Constraint in lbs/MMBtu | FALSE | L | Annual | Allowances Withdrawn (1:1) | Thousand Tons | 0 | 0 | 0 | 0 | 0 | 0 | 0
NSR KU Brown Unit 3 - SO2 Rate Annual v3.1 | 655 | 7384 | Rate Constraint in lbs/MMBtu | FALSE | L | Annual | Allowances Withdrawn (n:1) | Thousand Tons | 0 | 0 | 0 | 0 | 0 | 0 | 0
NSR KU Brown Unit 3 - SO2 Rate Annual v3.1 | 655 | 7384 | Rate Constraint in lbs/MMBtu | FALSE | L | Annual | Net Emissions Allowance Position | Thousand Tons | 0 | 0 | 0 | 0 | 0 | 0 | 0
NSR KU Brown Unit 3 - SO2 Rate Annual v3.1 | 655 | 7384 | Rate Constraint in lbs/MMBtu | FALSE | L | Annual | Fuel Consumed | TBtu | 0 | 0 | 0 | 0 | 0 | 0 | 0
NSR KU Brown Unit 3 - SO2 Rate Annual v3.1 | 655 | 7384 | Rate Constraint in lbs/MMBtu | FALSE | L | Annual | Rate | lb/MMBtu | 0 | 0 | 0 | 0 | 0 | 0 | 0
NSR KU Brown Unit 3 - SO2 Rate Annual v3.1 | 655 | 7384 | Rate Constraint in lbs/MMBtu | FALSE | L | Annual | Generation | TWh | 0 | 0 | 0 | 0 | 0 | 0 | 0
NSR KU Brown Unit 3 - SO2 Rate Annual v3.1 | 655 | 7384 | Rate Constraint in lbs/MMBtu | FALSE | L | Annual | Qualifying Generation | TWh | 0 | 0 | 0 | 0 | 0 | 0 | 0
NSR KU Brown Unit 3 - SO2 Rate Annual v3.1 | 655 | 7384 | Rate Constraint in lbs/MMBtu | FALSE | L | Annual | Rate | lb/MWh | 0 | 0 | 0 | 0 | 0 | 0 | 0
NSR KU Brown Unit 3 - SO2 Rate Annual v3.1 | 655 | 7384 | Rate Constraint in lbs/MMBtu | FALSE | L | Annual | Constraint Shadow Price | US2022$/Ton | 0 | 0 | 0 | 0 | 0 | 0 | 0
NSR Laskin 1,2 - NOX Rate Annual v5.14 | 656 | 7491 | Rate Constraint in lbs/MMBtu | FALSE | L | Annual | Seasons Included | Seasons | Winter, Spring, Summer, Fall | Winter, Spring, Summer, Fall | Winter, Spring, Summer, Fall | Winter, Spring, Summer, Fall | Winter, Spring, Summer, Fall | Winter, Spring, Summer, Fall | Winter, Spring, Summer, Fall
NSR Laskin 1,2 - NOX Rate Annual v5.14 | 656 | 7491 | Rate Constraint in lbs/MMBtu | FALSE | L | Annual | Standard NOX | lb/MMBtu | 0.19 | 0.19 | 0.19 | 0.19 | 0.19 | 0.19 | 0.19
NSR Laskin 1,2 - NOX Rate Annual v5.14 | 656 | 7491 | Rate Constraint in lbs/MMBtu | FALSE | L | Annual | Emissions at Affected Plants NOX | Thousand Tons | 0 | 0 | 0 | 0 | 0 | 0 | 0
NSR Laskin 1,2 - NOX Rate Annual v5.14 | 656 | 7491 | Rate Constraint in lbs/MMBtu | FALSE | L | Annual | Allowances Purchased NOX | Thousand Tons | 0 | 0 | 0 | 0 | 0 | 0 | 0
NSR Laskin 1,2 - NOX Rate Annual v5.14 | 656 | 7491 | Rate Constraint in lbs/MMBtu | FALSE | L | Annual | Allowances Sold NOX | Thousand Tons | 0 | 0 | 0 | 0 | 0 | 0 | 0
NSR Laskin 1,2 - NOX Rate Annual v5.14 | 656 | 7491 | Rate Constraint in lbs/MMBtu | FALSE | L | Annual | Allowances Banked | Thousand Tons | 0 | 0 | 0 | 0 | 0 | 0 | 0
NSR Laskin 1,2 - NOX Rate Annual v5.14 | 656 | 7491 | Rate Constraint in lbs/MMBtu | FALSE | L | Annual | Allowances Withdrawn (1:1) | Thousand Tons | 0 | 0 | 0 | 0 | 0 | 0 | 0
NSR Laskin 1,2 - NOX Rate Annual v5.14 | 656 | 7491 | Rate Constraint in lbs/MMBtu | FALSE | L | Annual | Allowances Withdrawn (n:1) | Thousand Tons | 0 | 0 | 0 | 0 | 0 | 0 | 0
NSR Laskin 1,2 - NOX Rate Annual v5.14 | 656 | 7491 | Rate Constraint in lbs/MMBtu | FALSE | L | Annual | Net Emissions Allowance Position | Thousand Tons | 0 | 0 | 0 | 0 | 0 | 0 | 0
NSR Laskin 1,2 - NOX Rate Annual v5.14 | 656 | 7491 | Rate Constraint in lbs/MMBtu | FALSE | L | Annual | Fuel Consumed | TBtu | 0 | 0 | 0 | 0 | 0 | 0 | 0
NSR Laskin 1,2 - NOX Rate Annual v5.14 | 656 | 7491 | Rate Constraint in lbs/MMBtu | FALSE | L | Annual | Rate | lb/MMBtu | 0 | 0 | 0 | 0 | 0 | 0 | 0
NSR Laskin 1,2 - NOX Rate Annual v5.14 | 656 | 7491 | Rate Constraint in lbs/MMBtu | FALSE | L | Annual | Generation | TWh | 0 | 0 | 0 | 0 | 0 | 0 | 0
NSR Laskin 1,2 - NOX Rate Annual v5.14 | 656 | 7491 | Rate Constraint in lbs/MMBtu | FALSE | L | Annual | Qualifying Generation | TWh | 0 | 0 | 0 | 0 | 0 | 0 | 0
NSR Laskin 1,2 - NOX Rate Annual v5.14 | 656 | 7491 | Rate Constraint in lbs/MMBtu | FALSE | L | Annual | Rate | lb/MWh | 0 | 0 | 0 | 0 | 0 | 0 | 0
NSR Laskin 1,2 - NOX Rate Annual v5.14 | 656 | 7491 | Rate Constraint in lbs/MMBtu | FALSE | L | Annual | Constraint Shadow Price | US2022$/Ton | 0 | 0 | 0 | 0 | 0 | 0 | 0
NSR Laskin 1,2 - SO2 Rate Annual v5.14 | 657 | 7490 | Rate Constraint in lbs/MMBtu | FALSE | L | Annual | Seasons Included | Seasons | Winter, Spring, Summer, Fall | Winter, Spring, Summer, Fall | Winter, Spring, Summer, Fall | Winter, Spring, Summer, Fall | Winter, Spring, Summer, Fall | Winter, Spring, Summer, Fall | Winter, Spring, Summer, Fall
NSR Laskin 1,2 - SO2 Rate Annual v5.14 | 657 | 7490 | Rate Constraint in lbs/MMBtu | FALSE | L | Annual | Standard SO2 | lb/MMBtu | 0.2 | 0.2 | 0.2 | 0.2 | 0.2 | 0.2 | 0.2
NSR Laskin 1,2 - SO2 Rate Annual v5.14 | 657 | 7490 | Rate Constraint in lbs/MMBtu | FALSE | L | Annual | Emissions at Affected Plants SO2 | Thousand Tons | 0 | 0 | 0 | 0 | 0 | 0 | 0
NSR Laskin 1,2 - SO2 Rate Annual v5.14 | 657 | 7490 | Rate Constraint in lbs/MMBtu | FALSE | L | Annual | Allowances Purchased SO2 | Thousand Tons | 0 | 0 | 0 | 0 | 0 | 0 | 0
NSR Laskin 1,2 - SO2 Rate Annual v5.14 | 657 | 7490 | Rate Constraint in lbs/MMBtu | FALSE | L | Annual | Allowances Sold SO2 | Thousand Tons | 0 | 0 | 0 | 0 | 0 | 0 | 0
NSR Laskin 1,2 - SO2 Rate Annual v5.14 | 657 | 7490 | Rate Constraint in lbs/MMBtu | FALSE | L | Annual | Allowances Banked | Thousand Tons | 0 | 0 | 0 | 0 | 0 | 0 | 0
NSR Laskin 1,2 - SO2 Rate Annual v5.14 | 657 | 7490 | Rate Constraint in lbs/MMBtu | FALSE | L | Annual | Allowances Withdrawn (1:1) | Thousand Tons | 0 | 0 | 0 | 0 | 0 | 0 | 0
NSR Laskin 1,2 - SO2 Rate Annual v5.14 | 657 | 7490 | Rate Constraint in lbs/MMBtu | FALSE | L | Annual | Allowances Withdrawn (n:1) | Thousand Tons | 0 | 0 | 0 | 0 | 0 | 0 | 0
NSR Laskin 1,2 - SO2 Rate Annual v5.14 | 657 | 7490 | Rate Constraint in lbs/MMBtu | FALSE | L | Annual | Net Emissions Allowance Position | Thousand Tons | 0 | 0 | 0 | 0 | 0 | 0 | 0
NSR Laskin 1,2 - SO2 Rate Annual v5.14 | 657 | 7490 | Rate Constraint in lbs/MMBtu | FALSE | L | Annual | Fuel Consumed | TBtu | 0 | 0 | 0 | 0 | 0 | 0 | 0
NSR Laskin 1,2 - SO2 Rate Annual v5.14 | 657 | 7490 | Rate Constraint in lbs/MMBtu | FALSE | L | Annual | Rate | lb/MMBtu | 0 | 0 | 0 | 0 | 0 | 0 | 0
NSR Laskin 1,2 - SO2 Rate Annual v5.14 | 657 | 7490 | Rate Constraint in lbs/MMBtu | FALSE | L | Annual | Generation | TWh | 0 | 0 | 0 | 0 | 0 | 0 | 0
NSR Laskin 1,2 - SO2 Rate Annual v5.14 | 657 | 7490 | Rate Constraint in lbs/MMBtu | FALSE | L | Annual | Qualifying Generation | TWh | 0 | 0 | 0 | 0 | 0 | 0 | 0
NSR Laskin 1,2 - SO2 Rate Annual v5.14 | 657 | 7490 | Rate Constraint in lbs/MMBtu | FALSE | L | Annual | Rate | lb/MWh | 0 | 0 | 0 | 0 | 0 | 0 | 0
NSR Laskin 1,2 - SO2 Rate Annual v5.14 | 657 | 7490 | Rate Constraint in lbs/MMBtu | FALSE | L | Annual | Constraint Shadow Price | US2022$/Ton | 0 | 0 | 0 | 0 | 0 | 0 | 0
NSR Milton Young 1 - NOX Rate Annual v3.1 | 658 | 7423 | Rate Constraint in lbs/MMBtu | FALSE | L | Annual | Seasons Included | Seasons | Winter, Spring, Summer, Fall | Winter, Spring, Summer, Fall | Winter, Spring, Summer, Fall | Winter, Spring, Summer, Fall | Winter, Spring, Summer, Fall | Winter, Spring, Summer, Fall | Winter, Spring, Summer, Fall
NSR Milton Young 1 - NOX Rate Annual v3.1 | 658 | 7423 | Rate Constraint in lbs/MMBtu | FALSE | L | Annual | Standard NOX | lb/MMBtu | 0.36 | 0.36 | 0.36 | 0.36 | 0.36 | 0.36 | 0.36
NSR Milton Young 1 - NOX Rate Annual v3.1 | 658 | 7423 | Rate Constraint in lbs/MMBtu | FALSE | L | Annual | Emissions at Affected Plants NOX | Thousand Tons | 2.4392 | 2.5696 | 0 | 0 | 0 | 0 | 0
NSR Milton Young 1 - NOX Rate Annual v3.1 | 658 | 7423 | Rate Constraint in lbs/MMBtu | FALSE | L | Annual | Allowances Purchased NOX | Thousand Tons | 0 | 0 | 0 | 0 | 0 | 0 | 0
NSR Milton Young 1 - NOX Rate Annual v3.1 | 658 | 7423 | Rate Constraint in lbs/MMBtu | FALSE | L | Annual | Allowances Sold NOX | Thousand Tons | 0 | 0 | 0 | 0 | 0 | 0 | 0
NSR Milton Young 1 - NOX Rate Annual v3.1 | 658 | 7423 | Rate Constraint in lbs/MMBtu | FALSE | L | Annual | Allowances Banked | Thousand Tons | 0 | 0 | 0 | 0 | 0 | 0 | 0
NSR Milton Young 1 - NOX Rate Annual v3.1 | 658 | 7423 | Rate Constraint in lbs/MMBtu | FALSE | L | Annual | Allowances Withdrawn (1:1) | Thousand Tons | 0 | 0 | 0 | 0 | 0 | 0 | 0
NSR Milton Young 1 - NOX Rate Annual v3.1 | 658 | 7423 | Rate Constraint in lbs/MMBtu | FALSE | L | Annual | Allowances Withdrawn (n:1) | Thousand Tons | 0 | 0 | 0 | 0 | 0 | 0 | 0
NSR Milton Young 1 - NOX Rate Annual v3.1 | 658 | 7423 | Rate Constraint in lbs/MMBtu | FALSE | L | Annual | Net Emissions Allowance Position | Thousand Tons | 2.4392 | 2.5696 | 0 | 0 | 0 | 0 | 0
NSR Milton Young 1 - NOX Rate Annual v3.1 | 658 | 7423 | Rate Constraint in lbs/MMBtu | FALSE | L | Annual | Fuel Consumed | TBtu | 18.2552 | 19.2317 | 0 | 0 | 0 | 0 | 0
NSR Milton Young 1 - NOX Rate Annual v3.1 | 658 | 7423 | Rate Constraint in lbs/MMBtu | FALSE | L | Annual | Rate | lb/MMBtu | 0.26723 | 0.26723 | 0 | 0 | 0 | 0 | 0
NSR Milton Young 1 - NOX Rate Annual v3.1 | 658 | 7423 | Rate Constraint in lbs/MMBtu | FALSE | L | Annual | Generation | TWh | 1.5695 | 1.6535 | 0 | 0 | 0 | 0 | 0
NSR Milton Young 1 - NOX Rate Annual v3.1 | 658 | 7423 | Rate Constraint in lbs/MMBtu | FALSE | L | Annual | Qualifying Generation | TWh | 1.5695 | 1.6535 | 0 | 0 | 0 | 0 | 0
NSR Milton Young 1 - NOX Rate Annual v3.1 | 658 | 7423 | Rate Constraint in lbs/MMBtu | FALSE | L | Annual | Rate | lb/MWh | 3.1082 | 3.1082 | 0 | 0 | 0 | 0 | 0
NSR Milton Young 1 - NOX Rate Annual v3.1 | 658 | 7423 | Rate Constraint in lbs/MMBtu | FALSE | L | Annual | Constraint Shadow Price | US2022$/Ton | 0 | 0 | 0 | 0 | 0 | 0 | 0
NSR Milton Young 2 - NOX Rate Annual v3.1 | 659 | 7974 | Rate Constraint in lbs/MMBtu | FALSE | L | Annual | Seasons Included | Seasons | Winter, Spring, Summer, Fall | Winter, Spring, Summer, Fall | Winter, Spring, Summer, Fall | Winter, Spring, Summer, Fall | Winter, Spring, Summer, Fall | Winter, Spring, Summer, Fall | Winter, Spring, Summer, Fall
NSR Milton Young 2 - NOX Rate Annual v3.1 | 659 | 7974 | Rate Constraint in lbs/MMBtu | FALSE | L | Annual | Standard NOX | lb/MMBtu | 0.35 | 0.35 | 0.35 | 0.35 | 0.35 | 0.35 | 0.35
NSR Milton Young 2 - NOX Rate Annual v3.1 | 659 | 7974 | Rate Constraint in lbs/MMBtu | FALSE | L | Annual | Emissions at Affected Plants NOX | Thousand Tons | 4.7805 | 3.9928 | 0.90914 | 0.90914 | 0 | 0 | 0
NSR Milton Young 2 - NOX Rate Annual v3.1 | 659 | 7974 | Rate Constraint in lbs/MMBtu | FALSE | L | Annual | Allowances Purchased NOX | Thousand Tons | 0 | 0 | 0 | 0 | 0 | 0 | 0
NSR Milton Young 2 - NOX Rate Annual v3.1 | 659 | 7974 | Rate Constraint in lbs/MMBtu | FALSE | L | Annual | Allowances Sold NOX | Thousand Tons | 0 | 0 | 0 | 0 | 0 | 0 | 0
NSR Milton Young 2 - NOX Rate Annual v3.1 | 659 | 7974 | Rate Constraint in lbs/MMBtu | FALSE | L | Annual | Allowances Banked | Thousand Tons | 0 | 0 | 0 | 0 | 0 | 0 | 0
NSR Milton Young 2 - NOX Rate Annual v3.1 | 659 | 7974 | Rate Constraint in lbs/MMBtu | FALSE | L | Annual | Allowances Withdrawn (1:1) | Thousand Tons | 0 | 0 | 0 | 0 | 0 | 0 | 0
NSR Milton Young 2 - NOX Rate Annual v3.1 | 659 | 7974 | Rate Constraint in lbs/MMBtu | FALSE | L | Annual | Allowances Withdrawn (n:1) | Thousand Tons | 0 | 0 | 0 | 0 | 0 | 0 | 0
NSR Milton Young 2 - NOX Rate Annual v3.1 | 659 | 7974 | Rate Constraint in lbs/MMBtu | FALSE | L | Annual | Net Emissions Allowance Position | Thousand Tons | 4.7805 | 3.9928 | 0.90914 | 0.90914 | 0 | 0 | 0
NSR Milton Young 2 - NOX Rate Annual v3.1 | 659 | 7974 | Rate Constraint in lbs/MMBtu | FALSE | L | Annual | Fuel Consumed | TBtu | 33.721 | 35.8445 | 36.3656 | 36.3656 | 0 | 0 | 0
NSR Milton Young 2 - NOX Rate Annual v3.1 | 659 | 7974 | Rate Constraint in lbs/MMBtu | FALSE | L | Annual | Rate | lb/MMBtu | 0.28353 | 0.22278 | 0.05 | 0.05 | 0 | 0 | 0
NSR Milton Young 2 - NOX Rate Annual v3.1 | 659 | 7974 | Rate Constraint in lbs/MMBtu | FALSE | L | Annual | Generation | TWh | 2.9603 | 2.846 | 2.0196 | 2.0196 | 0 | 0 | 0
NSR Milton Young 2 - NOX Rate Annual v3.1 | 659 | 7974 | Rate Constraint in lbs/MMBtu | FALSE | L | Annual | Qualifying Generation | TWh | 2.9603 | 2.846 | 2.0196 | 2.0196 | 0 | 0 | 0
NSR Milton Young 2 - NOX Rate Annual v3.1 | 659 | 7974 | Rate Constraint in lbs/MMBtu | FALSE | L | Annual | Rate | lb/MWh | 3.2297 | 2.8059 | 0.90033 | 0.90033 | 0 | 0 | 0
NSR Milton Young 2 - NOX Rate Annual v3.1 | 659 | 7974 | Rate Constraint in lbs/MMBtu | FALSE | L | Annual | Constraint Shadow Price | US2022$/Ton | 0 | 0 | 0 | 0 | 0 | 0 | 0
NSR Minnkota Power - SO2 Cap Annual v3.1 | 660 | 7385 | Rate Constraint in MTons | FALSE | L | Annual | Seasons Included | Seasons | Winter, Spring, Summer, Fall | Winter, Spring, Summer, Fall | Winter, Spring, Summer, Fall | Winter, Spring, Summer, Fall | Winter, Spring, Summer, Fall | Winter, Spring, Summer, Fall | Winter, Spring, Summer, Fall
NSR Minnkota Power - SO2 Cap Annual v3.1 | 660 | 7385 | Rate Constraint in MTons | FALSE | L | Annual | Standard SO2 | Thousand Tons | 8.5 | 8.5 | 8.5 | 8.5 | 8.5 | 8.5 | 8.5
NSR Minnkota Power - SO2 Cap Annual v3.1 | 660 | 7385 | Rate Constraint in MTons | FALSE | L | Annual | Emissions at Affected Plants SO2 | Thousand Tons | 1.8744 | 1.9865 | 1.3418 | 1.3418 | 0 | 0 | 0
NSR Minnkota Power - SO2 Cap Annual v3.1 | 660 | 7385 | Rate Constraint in MTons | FALSE | L | Annual | Allowances Purchased SO2 | Thousand Tons | 0 | 0 | 0 | 0 | 0 | 0 | 0
NSR Minnkota Power - SO2 Cap Annual v3.1 | 660 | 7385 | Rate Constraint in MTons | FALSE | L | Annual | Allowances Sold SO2 | Thousand Tons | 0 | 0 | 0 | 0 | 0 | 0 | 0
NSR Minnkota Power - SO2 Cap Annual v3.1 | 660 | 7385 | Rate Constraint in MTons | FALSE | L | Annual | Allowances Banked | Thousand Tons | 0 | 0 | 0 | 0 | 0 | 0 | 0
NSR Minnkota Power - SO2 Cap Annual v3.1 | 660 | 7385 | Rate Constraint in MTons | FALSE | L | Annual | Allowances Withdrawn (1:1) | Thousand Tons | 0 | 0 | 0 | 0 | 0 | 0 | 0
NSR Minnkota Power - SO2 Cap Annual v3.1 | 660 | 7385 | Rate Constraint in MTons | FALSE | L | Annual | Allowances Withdrawn (n:1) | Thousand Tons | 0 | 0 | 0 | 0 | 0 | 0 | 0
NSR Minnkota Power - SO2 Cap Annual v3.1 | 660 | 7385 | Rate Constraint in MTons | FALSE | L | Annual | Net Emissions Allowance Position | Thousand Tons | 1.8744 | 1.9865 | 1.3418 | 1.3418 | 0 | 0 | 0
NSR Minnkota Power - SO2 Cap Annual v3.1 | 660 | 7385 | Rate Constraint in MTons | FALSE | L | Annual | Fuel Consumed | TBtu | 51.9763 | 55.0762 | 36.3656 | 36.3656 | 0 | 0 | 0
NSR Minnkota Power - SO2 Cap Annual v3.1 | 660 | 7385 | Rate Constraint in MTons | FALSE | L | Annual | Rate | lb/MMBtu | 0.072125 | 0.072135 | 0.073797 | 0.073797 | 0 | 0 | 0
NSR Minnkota Power - SO2 Cap Annual v3.1 | 660 | 7385 | Rate Constraint in MTons | FALSE | L | Annual | Generation | TWh | 4.5299 | 4.4995 | 2.0196 | 2.0196 | 0 | 0 | 0
NSR Minnkota Power - SO2 Cap Annual v3.1 | 660 | 7385 | Rate Constraint in MTons | FALSE | L | Annual | Qualifying Generation | TWh | 4.5299 | 4.4995 | 2.0196 | 2.0196 | 0 | 0 | 0
NSR Minnkota Power - SO2 Cap Annual v3.1 | 660 | 7385 | Rate Constraint in MTons | FALSE | L | Annual | Rate | lb/MWh | 0.82757 | 0.88297 | 1.3288 | 1.3288 | 0 | 0 | 0
NSR Minnkota Power - SO2 Cap Annual v3.1 | 660 | 7385 | Rate Constraint in MTons | FALSE | L | Annual | Constraint Shadow Price | US2022$/Ton | 0 | 0 | 0 | 0 | 0 | 0 | 0
NSR Mt Storm 1-3 - NOX Rate Annual v3.1, Unit 4722 and retrofits | 661 | 7430 | Rate Constraint in lbs/MMBtu | FALSE | L | Annual | Seasons Included | Seasons | Winter, Spring, Summer, Fall | Winter, Spring, Summer, Fall | Winter, Spring, Summer, Fall | Winter, Spring, Summer, Fall | Winter, Spring, Summer, Fall | Winter, Spring, Summer, Fall | Winter, Spring, Summer, Fall
NSR Mt Storm 1-3 - NOX Rate Annual v3.1, Unit 4722 and retrofits | 661 | 7430 | Rate Constraint in lbs/MMBtu | FALSE | L | Annual | Standard NOX | lb/MMBtu | 0.11 | 0.11 | 0.11 | 0.11 | 0.11 | 0.11 | 0.11
NSR Mt Storm 1-3 - NOX Rate Annual v3.1, Unit 4722 and retrofits | 661 | 7430 | Rate Constraint in lbs/MMBtu | FALSE | L | Annual | Emissions at Affected Plants NOX | Thousand Tons | 0.39133 | 0.93308 | 1.4087 | 1.4087 | 0 | 0 | 0
NSR Mt Storm 1-3 - NOX Rate Annual v3.1, Unit 4722 and retrofits | 661 | 7430 | Rate Constraint in lbs/MMBtu | FALSE | L | Annual | Allowances Purchased NOX | Thousand Tons | 0 | 0 | 0 | 0 | 0 | 0 | 0
NSR Mt Storm 1-3 - NOX Rate Annual v3.1, Unit 4722 and retrofits | 661 | 7430 | Rate Constraint in lbs/MMBtu | FALSE | L | Annual | Allowances Sold NOX | Thousand Tons | 0 | 0 | 0 | 0 | 0 | 0 | 0
NSR Mt Storm 1-3 - NOX Rate Annual v3.1, Unit 4722 and retrofits | 661 | 7430 | Rate Constraint in lbs/MMBtu | FALSE | L | Annual | Allowances Banked | Thousand Tons | 0 | 0 | 0 | 0 | 0 | 0 | 0
NSR Mt Storm 1-3 - NOX Rate Annual v3.1, Unit 4722 and retrofits | 661 | 7430 | Rate Constraint in lbs/MMBtu | FALSE | L | Annual | Allowances Withdrawn (1:1) | Thousand Tons | 0 | 0 | 0 | 0 | 0 | 0 | 0
NSR Mt Storm 1-3 - NOX Rate Annual v3.1, Unit 4722 and retrofits | 661 | 7430 | Rate Constraint in lbs/MMBtu | FALSE | L | Annual | Allowances Withdrawn (n:1) | Thousand Tons | 0 | 0 | 0 | 0 | 0 | 0 | 0
NSR Mt Storm 1-3 - NOX Rate Annual v3.1, Unit 4722 and retrofits | 661 | 7430 | Rate Constraint in lbs/MMBtu | FALSE | L | Annual | Net Emissions Allowance Position | Thousand Tons | 0.39133 | 0.93308 | 1.4087 | 1.4087 | 0 | 0 | 0
NSR Mt Storm 1-3 - NOX Rate Annual v3.1, Unit 4722 and retrofits | 661 | 7430 | Rate Constraint in lbs/MMBtu | FALSE | L | Annual | Fuel Consumed | TBtu | 10.5751 | 25.215 | 38.0675 | 38.0675 | 0 | 0 | 0
NSR Mt Storm 1-3 - NOX Rate Annual v3.1, Unit 4722 and retrofits | 661 | 7430 | Rate Constraint in lbs/MMBtu | FALSE | L | Annual | Rate | lb/MMBtu | 0.07401 | 0.07401 | 0.07401 | 0.07401 | 0 | 0 | 0
NSR Mt Storm 1-3 - NOX Rate Annual v3.1, Unit 4722 and retrofits | 661 | 7430 | Rate Constraint in lbs/MMBtu | FALSE | L | Annual | Generation | TWh | 1.0477 | 2.498 | 2.6034 | 2.6034 | 0 | 0 | 0
NSR Mt Storm 1-3 - NOX Rate Annual v3.1, Unit 4722 and retrofits | 661 | 7430 | Rate Constraint in lbs/MMBtu | FALSE | L | Annual | Qualifying Generation | TWh | 1.0477 | 2.498 | 2.6034 | 2.6034 | 0 | 0 | 0
NSR Mt Storm 1-3 - NOX Rate Annual v3.1, Unit 4722 and retrofits | 661 | 7430 | Rate Constraint in lbs/MMBtu | FALSE | L | Annual | Rate | lb/MWh | 0.74706 | 0.74706 | 1.0822 | 1.0822 | 0 | 0 | 0
NSR Mt Storm 1-3 - NOX Rate Annual v3.1, Unit 4722 and retrofits | 661 | 7430 | Rate Constraint in lbs/MMBtu | FALSE | L | Annual | Constraint Shadow Price | US2022$/Ton | 0 | 0 | 0 | 0 | 0 | 0 | 0
NSR Mt Storm 1-3 - NOX Rate Annual v3.1, Unit 4723 and retrofits | 662 | 7430 | Rate Constraint in lbs/MMBtu | FALSE | L | Annual | Seasons Included | Seasons | Winter, Spring, Summer, Fall | Winter, Spring, Summer, Fall | Winter, Spring, Summer, Fall | Winter, Spring, Summer, Fall | Winter, Spring, Summer, Fall | Winter, Spring, Summer, Fall | Winter, Spring, Summer, Fall
NSR Mt Storm 1-3 - NOX Rate Annual v3.1, Unit 4723 and retrofits | 662 | 7430 | Rate Constraint in lbs/MMBtu | FALSE | L | Annual | Standard NOX | lb/MMBtu | 0.11 | 0.11 | 0.11 | 0.11 | 0.11 | 0.11 | 0.11
NSR Mt Storm 1-3 - NOX Rate Annual v3.1, Unit 4723 and retrofits | 662 | 7430 | Rate Constraint in lbs/MMBtu | FALSE | L | Annual | Emissions at Affected Plants NOX | Thousand Tons | 0.41331 | 0.97449 | 1.4878 | 1.4878 | 0 | 0 | 0
NSR Mt Storm 1-3 - NOX Rate Annual v3.1, Unit 4723 and retrofits | 662 | 7430 | Rate Constraint in lbs/MMBtu | FALSE | L | Annual | Allowances Purchased NOX | Thousand Tons | 0 | 0 | 0 | 0 | 0 | 0 | 0
NSR Mt Storm 1-3 - NOX Rate Annual v3.1, Unit 4723 and retrofits | 662 | 7430 | Rate Constraint in lbs/MMBtu | FALSE | L | Annual | Allowances Sold NOX | Thousand Tons | 0 | 0 | 0 | 0 | 0 | 0 | 0
NSR Mt Storm 1-3 - NOX Rate Annual v3.1, Unit 4723 and retrofits | 662 | 7430 | Rate Constraint in lbs/MMBtu | FALSE | L | Annual | Allowances Banked | Thousand Tons | 0 | 0 | 0 | 0 | 0 | 0 | 0
NSR Mt Storm 1-3 - NOX Rate Annual v3.1, Unit 4723 and retrofits | 662 | 7430 | Rate Constraint in lbs/MMBtu | FALSE | L | Annual | Allowances Withdrawn (1:1) | Thousand Tons | 0 | 0 | 0 | 0 | 0 | 0 | 0
NSR Mt Storm 1-3 - NOX Rate Annual v3.1, Unit 4723 and retrofits | 662 | 7430 | Rate Constraint in lbs/MMBtu | FALSE | L | Annual | Allowances Withdrawn (n:1) | Thousand Tons | 0 | 0 | 0 | 0 | 0 | 0 | 0
NSR Mt Storm 1-3 - NOX Rate Annual v3.1, Unit 4723 and retrofits | 662 | 7430 | Rate Constraint in lbs/MMBtu | FALSE | L | Annual | Net Emissions Allowance Position | Thousand Tons | 0.41331 | 0.97449 | 1.4878 | 1.4878 | 0 | 0 | 0
NSR Mt Storm 1-3 - NOX Rate Annual v3.1, Unit 4723 and retrofits | 662 | 7430 | Rate Constraint in lbs/MMBtu | FALSE | L | Annual | Fuel Consumed | TBtu | 10.5679 | 24.9167 | 38.0417 | 38.0417 | 0 | 0 | 0
NSR Mt Storm 1-3 - NOX Rate Annual v3.1, Unit 4723 and retrofits | 662 | 7430 | Rate Constraint in lbs/MMBtu | FALSE | L | Annual | Rate | lb/MMBtu | 0.07822 | 0.07822 | 0.07822 | 0.07822 | 0 | 0 | 0
NSR Mt Storm 1-3 - NOX Rate Annual v3.1, Unit 4723 and retrofits | 662 | 7430 | Rate Constraint in lbs/MMBtu | FALSE | L | Annual | Generation | TWh | 1.0495 | 2.4746 | 2.6111 | 2.6111 | 0 | 0 | 0
NSR Mt Storm 1-3 - NOX Rate Annual v3.1, Unit 4723 and retrofits | 662 | 7430 | Rate Constraint in lbs/MMBtu | FALSE | L | Annual | Qualifying Generation | TWh | 1.0495 | 2.4746 | 2.6111 | 2.6111 | 0 | 0 | 0
NSR Mt Storm 1-3 - NOX Rate Annual v3.1, Unit 4723 and retrofits | 662 | 7430 | Rate Constraint in lbs/MMBtu | FALSE | L | Annual | Rate | lb/MWh | 0.7876 | 0.7876 | 1.1396 | 1.1396 | 0 | 0 | 0
NSR Mt Storm 1-3 - NOX Rate Annual v3.1, Unit 4723 and retrofits | 662 | 7430 | Rate Constraint in lbs/MMBtu | FALSE | L | Annual | Constraint Shadow Price | US2022$/Ton | 0 | 0 | 0 | 0 | 0 | 0 | 0
NSR Mt Storm 1-3 - NOX Rate Annual v3.1, Unit 4724 and retrofits | 663 | 7430 | Rate Constraint in lbs/MMBtu | FALSE | L | Annual | Seasons Included | Seasons | Winter, Spring, Summer, Fall | Winter, Spring, Summer, Fall | Winter, Spring, Summer, Fall | Winter, Spring, Summer, Fall | Winter, Spring, Summer, Fall | Winter, Spring, Summer, Fall | Winter, Spring, Summer, Fall
NSR Mt Storm 1-3 - NOX Rate Annual v3.1, Unit 4724 and retrofits | 663 | 7430 | Rate Constraint in lbs/MMBtu | FALSE | L | Annual | Standard NOX | lb/MMBtu | 0.11 | 0.11 | 0.11 | 0.11 | 0.11 | 0.11 | 0.11
NSR Mt Storm 1-3 - NOX Rate Annual v3.1, Unit 4724 and retrofits | 663 | 7430 | Rate Constraint in lbs/MMBtu | FALSE | L | Annual | Emissions at Affected Plants NOX | Thousand Tons | 0 | 0 | 0 | 0 | 0 | 0 | 0
NSR Mt Storm 1-3 - NOX Rate Annual v3.1, Unit 4724 and retrofits | 663 | 7430 | Rate Constraint in lbs/MMBtu | FALSE | L | Annual | Allowances Purchased NOX | Thousand Tons | 0 | 0 | 0 | 0 | 0 | 0 | 0
NSR Mt Storm 1-3 - NOX Rate Annual v3.1, Unit 4724 and retrofits | 663 | 7430 | Rate Constraint in lbs/MMBtu | FALSE | L | Annual | Allowances Sold NOX | Thousand Tons | 0 | 0 | 0 | 0 | 0 | 0 | 0
NSR Mt Storm 1-3 - NOX Rate Annual v3.1, Unit 4724 and retrofits | 663 | 7430 | Rate Constraint in lbs/MMBtu | FALSE | L | Annual | Allowances Banked | Thousand Tons | 0 | 0 | 0 | 0 | 0 | 0 | 0
NSR Mt Storm 1-3 - NOX Rate Annual v3.1, Unit 4724 and retrofits | 663 | 7430 | Rate Constraint in lbs/MMBtu | FALSE | L | Annual | Allowances Withdrawn (1:1) | Thousand Tons | 0 | 0 | 0 | 0 | 0 | 0 | 0
NSR Mt Storm 1-3 - NOX Rate Annual v3.1, Unit 4724 and retrofits | 663 | 7430 | Rate Constraint in lbs/MMBtu | FALSE | L | Annual | Allowances Withdrawn (n:1) | Thousand Tons | 0 | 0 | 0 | 0 | 0 | 0 | 0
NSR Mt Storm 1-3 - NOX Rate Annual v3.1, Unit 4724 and retrofits | 663 | 7430 | Rate Constraint in lbs/MMBtu | FALSE | L | Annual | Net Emissions Allowance Position | Thousand Tons | 0 | 0 | 0 | 0 | 0 | 0 | 0
NSR Mt Storm 1-3 - NOX Rate Annual v3.1, Unit 4724 and retrofits | 663 | 7430 | Rate Constraint in lbs/MMBtu | FALSE | L | Annual | Fuel Consumed | TBtu | 0 | 0 | 0 | 0 | 0 | 0 | 0
NSR Mt Storm 1-3 - NOX Rate Annual v3.1, Unit 4724 and retrofits | 663 | 7430 | Rate Constraint in lbs/MMBtu | FALSE | L | Annual | Rate | lb/MMBtu | 0 | 0 | 0 | 0 | 0 | 0 | 0
NSR Mt Storm 1-3 - NOX Rate Annual v3.1, Unit 4724 and retrofits | 663 | 7430 | Rate Constraint in lbs/MMBtu | FALSE | L | Annual | Generation | TWh | 0 | 0 | 0 | 0 | 0 | 0 | 0
NSR Mt Storm 1-3 - NOX Rate Annual v3.1, Unit 4724 and retrofits | 663 | 7430 | Rate Constraint in lbs/MMBtu | FALSE | L | Annual | Qualifying Generation | TWh | 0 | 0 | 0 | 0 | 0 | 0 | 0
NSR Mt Storm 1-3 - NOX Rate Annual v3.1, Unit 4724 and retrofits | 663 | 7430 | Rate Constraint in lbs/MMBtu | FALSE | L | Annual | Rate | lb/MWh | 0 | 0 | 0 | 0 | 0 | 0 | 0
NSR Mt Storm 1-3 - NOX Rate Annual v3.1, Unit 4724 and retrofits | 663 | 7430 | Rate Constraint in lbs/MMBtu | FALSE | L | Annual | Constraint Shadow Price | US2022$/Ton | 0 | 0 | 0 | 0 | 0 | 0 | 0
NSR NV Power Consent - NOX Cap Annual v3.1 | 664 | 7389 | Rate Constraint in MTons | FALSE | L | Annual | Seasons Included | Seasons | Winter, Spring, Summer, Fall | Winter, Spring, Summer, Fall | Winter, Spring, Summer, Fall | Winter, Spring, Summer, Fall | Winter, Spring, Summer, Fall | Winter, Spring, Summer, Fall | Winter, Spring, Summer, Fall
NSR NV Power Consent - NOX Cap Annual v3.1 | 664 | 7389 | Rate Constraint in MTons | FALSE | L | Annual | Standard NOX | Thousand Tons | 0.36 | 0.36 | 0.36 | 0.36 | 0.36 | 0.36 | 0.36
NSR NV Power Consent - NOX Cap Annual v3.1 | 664 | 7389 | Rate Constraint in MTons | FALSE | L | Annual | Emissions at Affected Plants NOX | Thousand Tons | 0 | 0 | 0.11639 | 0.04591 | 0.012906 | 0.038743 | 0.0036138
NSR NV Power Consent - NOX Cap Annual v3.1 | 664 | 7389 | Rate Constraint in MTons | FALSE | L | Annual | Allowances Purchased NOX | Thousand Tons | 0 | 0 | 0 | 0 | 0 | 0 | 0
NSR NV Power Consent - NOX Cap Annual v3.1 | 664 | 7389 | Rate Constraint in MTons | FALSE | L | Annual | Allowances Sold NOX | Thousand Tons | 0 | 0 | 0 | 0 | 0 | 0 | 0
NSR NV Power Consent - NOX Cap Annual v3.1 | 664 | 7389 | Rate Constraint in MTons | FALSE | L | Annual | Allowances Banked | Thousand Tons | 0 | 0 | 0 | 0 | 0 | 0 | 0
NSR NV Power Consent - NOX Cap Annual v3.1 | 664 | 7389 | Rate Constraint in MTons | FALSE | L | Annual | Allowances Withdrawn (1:1) | Thousand Tons | 0 | 0 | 0 | 0 | 0 | 0 | 0
NSR NV Power Consent - NOX Cap Annual v3.1 | 664 | 7389 | Rate Constraint in MTons | FALSE | L | Annual | Allowances Withdrawn (n:1) | Thousand Tons | 0 | 0 | 0 | 0 | 0 | 0 | 0
NSR NV Power Consent - NOX Cap Annual v3.1 | 664 | 7389 | Rate Constraint in MTons | FALSE | L | Annual | Net Emissions Allowance Position | Thousand Tons | 0 | 0 | 0.11639 | 0.04591 | 0.012906 | 0.038743 | 0.0036138
NSR NV Power Consent - NOX Cap Annual v3.1 | 664 | 7389 | Rate Constraint in MTons | FALSE | L | Annual | Fuel Consumed | TBtu | 0 | 0 | 3.0725 | 1.212 | 0.34072 | 1.0228 | 0.0954
NSR NV Power Consent - NOX Cap Annual v3.1 | 664 | 7389 | Rate Constraint in MTons | FALSE | L | Annual | Rate | lb/MMBtu | 0 | 0 | 0.07576 | 0.07576 | 0.07576 | 0.07576 | 0.07576
NSR NV Power Consent - NOX Cap Annual v3.1 | 664 | 7389 | Rate Constraint in MTons | FALSE | L | Annual | Generation | TWh | 0 | 0 | 0.32714 | 0.12905 | 0.036277 | 0.1089 | 0.010158
NSR NV Power Consent - NOX Cap Annual v3.1 | 664 | 7389 | Rate Constraint in MTons | FALSE | L | Annual | Qualifying Generation | TWh | 0 | 0 | 0.32714 | 0.12905 | 0.036277 | 0.1089 | 0.010158
NSR NV Power Consent - NOX Cap Annual v3.1 | 664 | 7389 | Rate Constraint in MTons | FALSE | L | Annual | Rate | lb/MWh | 0 | 0 | 0.71154 | 0.71154 | 0.71154 | 0.71154 | 0.71154
NSR NV Power Consent - NOX Cap Annual v3.1 | 664 | 7389 | Rate Constraint in MTons | FALSE | L | Annual | Constraint Shadow Price | US2022$/Ton | 0 | 0 | 0 | 0 | 0 | 0 | 0
NSR Ottumwa Unit 1 NOX Rate v5.16 | 665 | 7510 | Rate Constraint in lbs/MMBtu | FALSE | L | Annual | Seasons Included | Seasons | Winter, Spring, Summer, Fall | Winter, Spring, Summer, Fall | Winter, Spring, Summer, Fall | Winter, Spring, Summer, Fall | Winter, Spring, Summer, Fall | Winter, Spring, Summer, Fall | Winter, Spring, Summer, Fall
NSR Ottumwa Unit 1 NOX Rate v5.16 | 665 | 7510 | Rate Constraint in lbs/MMBtu | FALSE | L | Annual | Standard NOX | lb/MMBtu | 0.08 | 0.08 | 0.08 | 0.08 | 0.08 | 0.08 | 0.08
NSR Ottumwa Unit 1 NOX Rate v5.16 | 665 | 7510 | Rate Constraint in lbs/MMBtu | FALSE | L | Annual | Emissions at Affected Plants NOX | Thousand Tons | 1.8406 | 2.0437 | 1.4189 | 0.029454 | 0 | 0.75514 | 1.6318
NSR Ottumwa Unit 1 NOX Rate v5.16 | 665 | 7510 | Rate Constraint in lbs/MMBtu | FALSE | L | Annual | Allowances Purchased NOX | Thousand Tons | 0 | 0 | 0 | 0 | 0 | 0 | 0
NSR Ottumwa Unit 1 NOX Rate v5.16 | 665 | 7510 | Rate Constraint in lbs/MMBtu | FALSE | L | Annual | Allowances Sold NOX | Thousand Tons | 0 | 0 | 0 | 0 | 0 | 0 | 0
NSR Ottumwa Unit 1 NOX Rate v5.16 | 665 | 7510 | Rate Constraint in lbs/MMBtu | FALSE | L | Annual | Allowances Banked | Thousand Tons | 0 | 0 | 0 | 0 | 0 | 0 | 0
NSR Ottumwa Unit 1 NOX Rate v5.16 | 665 | 7510 | Rate Constraint in lbs/MMBtu | FALSE | L | Annual | Allowances Withdrawn (1:1) | Thousand Tons | 0 | 0 | 0 | 0 | 0 | 0 | 0
NSR Ottumwa Unit 1 NOX Rate v5.16 | 665 | 7510 | Rate Constraint in lbs/MMBtu | FALSE | L | Annual | Allowances Withdrawn (n:1) | Thousand Tons | 0 | 0 | 0 | 0 | 0 | 0 | 0
NSR Ottumwa Unit 1 NOX Rate v5.16 | 665 | 7510 | Rate Constraint in lbs/MMBtu | FALSE | L | Annual | Net Emissions Allowance Position | Thousand Tons | 1.8406 | 2.0437 | 1.4189 | 0.029454 | 0 | 0.75514 | 1.6318
NSR Ottumwa Unit 1 NOX Rate v5.16 | 665 | 7510 | Rate Constraint in lbs/MMBtu | FALSE | L | Annual | Fuel Consumed | TBtu | 46.0216 | 51.0979 | 35.4772 | 0.73643 | 0 | 18.881 | 40.7991
NSR Ottumwa Unit 1 NOX Rate v5.16 | 665 | 7510 | Rate Constraint in lbs/MMBtu | FALSE | L | Annual | Rate | lb/MMBtu | 0.07999 | 0.07999 | 0.07999 | 0.07999 | 0 | 0.07999 | 0.07999
NSR Ottumwa Unit 1 NOX Rate v5.16 | 665 | 7510 | Rate Constraint in lbs/MMBtu | FALSE | L | Annual | Generation | TWh | 4.4384 | 4.9279 | 3.4215 | 0.071023 | 0 | 1.8209 | 3.9347
NSR Ottumwa Unit 1 NOX Rate v5.16 | 665 | 7510 | Rate Constraint in lbs/MMBtu | FALSE | L | Annual | Qualifying Generation | TWh | 4.4384 | 4.9279 | 3.4215 | 0.071023 | 0 | 1.8209 | 3.9347
NSR Ottumwa Unit 1 NOX Rate v5.16 | 665 | 7510 | Rate Constraint in lbs/MMBtu | FALSE | L | Annual | Rate | lb/MWh | 0.82942 | 0.82942 | 0.82942 | 0.82942 | 0 | 0.82942 | 0.82942
NSR Ottumwa Unit 1 NOX Rate v5.16 | 665 | 7510 | Rate Constraint in lbs/MMBtu | FALSE | L | Annual | Constraint Shadow Price | US2022$/Ton | 0 | 0 | 0 | 0 | 0 | 0 | 0
NSR Ottumwa Unit 1 SO2 Rate v5.16 | 666 | 7509 | Rate Constraint in lbs/MMBtu | FALSE | L | Annual | Seasons Included | Seasons | Winter, Spring, Summer, Fall | Winter, Spring, Summer, Fall | Winter, Spring, Summer, Fall | Winter, Spring, Summer, Fall | Winter, Spring, Summer, Fall | Winter, Spring, Summer, Fall | Winter, Spring, Summer, Fall
NSR Ottumwa Unit 1 SO2 Rate v5.16 | 666 | 7509 | Rate Constraint in lbs/MMBtu | FALSE | L | Annual | Standard SO2 | lb/MMBtu | 0.075 | 0.075 | 0.075 | 0.075 | 0.075 | 0.075 | 0.075
NSR Ottumwa Unit 1 SO2 Rate v5.16 | 666 | 7509 | Rate Constraint in lbs/MMBtu | FALSE | L | Annual | Emissions at Affected Plants SO2 | Thousand Tons | 1.7258 | 1.9162 | 1.3304 | 0.027616 | 0 | 0.70804 | 1.53
NSR Ottumwa Unit 1 SO2 Rate v5.16 | 666 | 7509 | Rate Constraint in lbs/MMBtu | FALSE | L | Annual | Allowances Purchased SO2 | Thousand Tons | 0 | 0 | 0 | 0 | 0 | 0 | 0
NSR Ottumwa Unit 1 SO2 Rate v5.16 | 666 | 7509 | Rate Constraint in lbs/MMBtu | FALSE | L | Annual | Allowances Sold SO2 | Thousand Tons | 0 | 0 | 0 | 0 | 0 | 0 | 0
NSR Ottumwa Unit 1 SO2 Rate v5.16 | 666 | 7509 | Rate Constraint in lbs/MMBtu | FALSE | L | Annual | Allowances Banked | Thousand Tons | 0 | 0 | 0 | 0 | 0 | 0 | 0
NSR Ottumwa Unit 1 SO2 Rate v5.16 | 666 | 7509 | Rate Constraint in lbs/MMBtu | FALSE | L | Annual | Allowances Withdrawn (1:1) | Thousand Tons | 0 | 0 | 0 | 0 | 0 | 0 | 0
NSR Ottumwa Unit 1 SO2 Rate v5.16 | 666 | 7509 | Rate Constraint in lbs/MMBtu | FALSE | L | Annual | Allowances Withdrawn (n:1) | Thousand Tons | 0 | 0 | 0 | 0 | 0 | 0 | 0
NSR Ottumwa Unit 1 SO2 Rate v5.16 | 666 | 7509 | Rate Constraint in lbs/MMBtu | FALSE | L | Annual | Net Emissions Allowance Position | Thousand Tons | 1.7258 | 1.9162 | 1.3304 | 0.027616 | 0 | 0.70804 | 1.53
NSR Ottumwa Unit 1 SO2 Rate v5.16 | 666 | 7509 | Rate Constraint in lbs/MMBtu | FALSE | L | Annual | Fuel Consumed | TBtu | 46.0216 | 51.0979 | 35.4772 | 0.73643 | 0 | 18.881 | 40.7991
NSR Ottumwa Unit 1 SO2 Rate v5.16 | 666 | 7509 | Rate Constraint in lbs/MMBtu | FALSE | L | Annual | Rate | lb/MMBtu | 0.075 | 0.075 | 0.075 | 0.075 | 0 | 0.075 | 0.075
NSR Ottumwa Unit 1 SO2 Rate v5.16 | 666 | 7509 | Rate Constraint in lbs/MMBtu | FALSE | L | Annual | Generation | TWh | 4.4384 | 4.9279 | 3.4215 | 0.071023 | 0 | 1.8209 | 3.9347
NSR Ottumwa Unit 1 SO2 Rate v5.16 | 666 | 7509 | Rate Constraint in lbs/MMBtu | FALSE | L | Annual | Qualifying Generation | TWh | 4.4384 | 4.9279 | 3.4215 | 0.071023 | 0 | 1.8209 | 3.9347
NSR Ottumwa Unit 1 SO2 Rate v5.16 | 666 | 7509 | Rate Constraint in lbs/MMBtu | FALSE | L | Annual | Rate | lb/MWh | 0.77768 | 0.77768 | 0.77767 | 0.77768 | 0 | 0.77767 | 0.77768
NSR Ottumwa Unit 1 SO2 Rate v5.16 | 666 | 7509 | Rate Constraint in lbs/MMBtu | FALSE | L | Annual | Constraint Shadow Price | US2022$/Ton | 0 | 0 | 0 | 0 | 0 | 0 | 0
NSR Prairie Creek 1,2 - SO2 Rate v5.16 | 667 | 7506 | Rate Constraint in lbs/MMBtu | FALSE | L | Annual | Seasons Included | Seasons | Winter, Spring, Summer, Fall | Winter, Spring, Summer, Fall | Winter, Spring, Summer, Fall | Winter, Spring, Summer, Fall | Winter, Spring, Summer, Fall | Winter, Spring, Summer, Fall | Winter, Spring, Summer, Fall
NSR Prairie Creek 1,2 - SO2 Rate v5.16 | 667 | 7506 | Rate Constraint in lbs/MMBtu | FALSE | L | Annual | Standard SO2 | lb/MMBtu | 0.9 | 0.9 | 0.9 | 0.9 | 0.9 | 0.9 | 0.9
NSR Prairie Creek 1,2 - SO2 Rate v5.16 | 667 | 7506 | Rate Constraint in lbs/MMBtu | FALSE | L | Annual | Emissions at Affected Plants SO2 | Thousand Tons | 0.038935 | 0.044825 | 0.033122 | 0 | 0 | 0.014002 | 0.036316
NSR Prairie Creek 1,2 - SO2 Rate v5.16 | 667 | 7506 | Rate Constraint in lbs/MMBtu | FALSE | L | Annual | Allowances Purchased SO2 | Thousand Tons | 0 | 0 | 0 | 0 | 0 | 0 | 0
NSR Prairie Creek 1,2 - SO2 Rate v5.16 | 667 | 7506 | Rate Constraint in lbs/MMBtu | FALSE | L | Annual | Allowances Sold SO2 | Thousand Tons | 0 | 0 | 0 | 0 | 0 | 0 | 0
NSR Prairie Creek 1,2 - SO2 Rate v5.16 | 667 | 7506 | Rate Constraint in lbs/MMBtu | FALSE | L | Annual | Allowances Banked | Thousand Tons | 0 | 0 | 0 | 0 | 0 | 0 | 0
NSR Prairie Creek 1,2 - SO2 Rate v5.16 | 667 | 7506 | Rate Constraint in lbs/MMBtu | FALSE | L | Annual | Allowances Withdrawn (1:1) | Thousand Tons | 0 | 0 | 0 | 0 | 0 | 0 | 0
NSR Prairie Creek 1,2 - SO2 Rate v5.16 | 667 | 7506 | Rate Constraint in lbs/MMBtu | FALSE | L | Annual | Allowances Withdrawn (n:1) | Thousand Tons | 0 | 0 | 0 | 0 | 0 | 0 | 0
NSR Prairie Creek 1,2 - SO2 Rate v5.16 | 667 | 7506 | Rate Constraint in lbs/MMBtu | FALSE | L | Annual | Net Emissions Allowance Position | Thousand Tons | 0.038935 | 0.044825 | 0.033122 | 0 | 0 | 0.014002 | 0.036316
NSR Prairie Creek 1,2 - SO2 Rate v5.16 | 667 | 7506 | Rate Constraint in lbs/MMBtu | FALSE | L | Annual | Fuel Consumed | TBtu | 0.14908 | 0.17164 | 0.12683 | 0 | 0 | 0.053615 | 0.13906
NSR Prairie Creek 1,2 - SO2 Rate v5.16 | 667 | 7506 | Rate Constraint in lbs/MMBtu | FALSE | L | Annual | Rate | lb/MMBtu | 0.52232 | 0.52232 | 0.52232 | 0 | 0 | 0.52232 | 0.52232
NSR Prairie Creek 1,2 - SO2 Rate v5.16 | 667 | 7506 | Rate Constraint in lbs/MMBtu | FALSE | L | Annual | Generation | TWh | 0.013667 | 0.015735 | 0.011627 | 0 | 0 | 0.0049152 | 0.012748
NSR Prairie Creek 1,2 - SO2 Rate v5.16 | 667 | 7506 | Rate Constraint in lbs/MMBtu | FALSE | L | Annual | Qualifying Generation | TWh | 0.013667 | 0.015735 | 0.011627 | 0 | 0 | 0.0049152 | 0.012748
NSR Prairie Creek 1,2 - SO2 Rate v5.16 | 667 | 7506 | Rate Constraint in lbs/MMBtu | FALSE | L | Annual | Rate | lb/MWh | 5.6974 | 5.6974 | 5.6974 | 0 | 0 | 5.6974 | 5.6974
NSR Prairie Creek 1,2 - SO2 Rate v5.16 | 667 | 7506 | Rate Constraint in lbs/MMBtu | FALSE | L | Annual | Constraint Shadow Price | US2022$/Ton | 0 | 0 | 0 | 0 | 0 | 0 | 0
NSR Prairie Creek NOX Cap v5.16 | 668 | 7513 | Rate Constraint in MTons | FALSE | L | Annual | Seasons Included | Seasons | Winter, Spring, Summer, Fall | Winter, Spring, Summer, Fall | Winter, Spring, Summer, Fall | Winter, Spring, Summer, Fall | Winter, Spring, Summer, Fall | Winter, Spring, Summer, Fall | Winter, Spring, Summer, Fall
NSR Prairie Creek NOX Cap v5.16 | 668 | 7513 | Rate Constraint in MTons | FALSE | L | Annual | Standard NOX | Thousand Tons | 1.5 | 1.5 | 1.5 | 1.5 | 1.5 | 1.5 | 1.5
NSR Prairie Creek NOX Cap v5.16 | 668 | 7513 | Rate Constraint in MTons | FALSE | L | Annual | Emissions at Affected Plants NOX | Thousand Tons | 0.19999 | 0.21004 | 0.057609 | 0 | 0 | 0.024353 | 0.063164
NSR Prairie Creek NOX Cap v5.16 | 668 | 7513 | Rate Constraint in MTons | FALSE | L | Annual | Allowances Purchased NOX | Thousand Tons | 0 | 0 | 0 | 0 | 0 | 0 | 0
NSR Prairie Creek NOX Cap v5.16 | 668 | 7513 | Rate Constraint in MTons | FALSE | L | Annual | Allowances Sold NOX | Thousand Tons | 0 | 0 | 0 | 0 | 0 | 0 | 0
NSR Prairie Creek NOX Cap v5.16 | 668 | 7513 | Rate Constraint in MTons | FALSE | L | Annual | Allowances Banked | Thousand Tons | 0 | 0 | 0 | 0 | 0 | 0 | 0
NSR Prairie Creek NOX Cap v5.16 | 668 | 7513 | Rate Constraint in MTons | FALSE | L | Annual | Allowances Withdrawn (1:1) | Thousand Tons | 0 | 0 | 0 | 0 | 0 | 0 | 0
NSR Prairie Creek NOX Cap v5.16 | 668 | 7513 | Rate Constraint in MTons | FALSE | L | Annual | Allowances Withdrawn (n:1) | Thousand Tons | 0 | 0 | 0 | 0 | 0 | 0 | 0
NSR Prairie Creek NOX Cap v5.16 | 668 | 7513 | Rate Constraint in MTons | FALSE | L | Annual | Net Emissions Allowance Position | Thousand Tons | 0.19999 | 0.21004 | 0.057609 | 0 | 0 | 0.024353 | 0.063164
NSR Prairie Creek NOX Cap v5.16 | 668 | 7513 | Rate Constraint in MTons | FALSE | L | Annual | Fuel Consumed | TBtu | 1.5943 | 1.6147 | 0.12683 | 0 | 0 | 0.053615 | 0.13906
NSR Prairie Creek NOX Cap v5.16 | 668 | 7513 | Rate Constraint in MTons | FALSE | L | Annual | Rate | lb/MMBtu | 0.25088 | 0.26016 | 0.90846 | 0 | 0 | 0.90846 | 0.90846
NSR Prairie Creek NOX Cap v5.16 | 668 | 7513 | Rate Constraint in MTons | FALSE | L | Annual | Generation | TWh | 0.16081 | 0.16265 | 0.011627 | 0 | 0 | 0.0049152 | 0.012748
NSR Prairie Creek NOX Cap v5.16 | 668 | 7513 | Rate Constraint in MTons | FALSE | L | Annual | Qualifying Generation | TWh | 0.16081 | 0.16265 | 0.011627 | 0 | 0 | 0.0049152 | 0.012748
NSR Prairie Creek NOX Cap v5.16 | 668 | 7513 | Rate Constraint in MTons | FALSE | L | Annual | Rate | lb/MWh | 2.4873 | 2.5826 | 9.9095 | 0 | 0 | 9.9095 | 9.9095
NSR Prairie Creek NOX Cap v5.16 | 668 | 7513 | Rate Constraint in MTons | FALSE | L | Annual | Constraint Shadow Price | US2022$/Ton | 0 | 0 | 0 | 0 | 0 | 0 | 0
NSR Prairie Creek SO2 Cap v5.16 | 669 | 7505 | Rate Constraint in MTons | FALSE | L | Annual | Seasons Included | Seasons | Winter, Spring, Summer, Fall | Winter, Spring, Summer, Fall | Winter, Spring, Summer, Fall | Winter, Spring, Summer, Fall | Winter, Spring, Summer, Fall | Winter, Spring, Summer, Fall | Winter, Spring, Summer, Fall
NSR Prairie Creek SO2 Cap v5.16 | 669 | 7505 | Rate Constraint in MTons | FALSE | L | Annual | Standard SO2 | Thousand Tons | 0.1 | 0.1 | 0.1 | 0.1 | 0.1 | 0.1 | 0.1
NSR Prairie Creek SO2 Cap v5.16 | 669 | 7505 | Rate Constraint in MTons | FALSE | L | Annual | Emissions at Affected Plants SO2 | Thousand Tons | 0.038935 | 0.044825 | 0.033122 | 0 | 0 | 0.014002 | 0.036316
NSR Prairie Creek SO2 Cap v5.16 | 669 | 7505 | Rate Constraint in MTons | FALSE | L | Annual | Allowances Purchased SO2 | Thousand Tons | 0 | 0 | 0 | 0 | 0 | 0 | 0
NSR Prairie Creek SO2 Cap v5.16 | 669 | 7505 | Rate Constraint in MTons | FALSE | L | Annual | Allowances Sold SO2 | Thousand Tons | 0 | 0 | 0 | 0 | 0 | 0 | 0
NSR Prairie Creek SO2 Cap v5.16 | 669 | 7505 | Rate Constraint in MTons | FALSE | L | Annual | Allowances Banked | Thousand Tons | 0 | 0 | 0 | 0 | 0 | 0 | 0
NSR Prairie Creek SO2 Cap v5.16 | 669 | 7505 | Rate Constraint in MTons | FALSE | L | Annual | Allowances Withdrawn (1:1) | Thousand Tons | 0 | 0 | 0 | 0 | 0 | 0 | 0
NSR Prairie Creek SO2 Cap v5.16 | 669 | 7505 | Rate Constraint in MTons | FALSE | L | Annual | Allowances Withdrawn (n:1) | Thousand Tons | 0 | 0 | 0 | 0 | 0 | 0 | 0
NSR Prairie Creek SO2 Cap v5.16 | 669 | 7505 | Rate Constraint in MTons | FALSE | L | Annual | Net Emissions Allowance Position | Thousand Tons | 0.038935 | 0.044825 | 0.033122 | 0 | 0 | 0.014002 | 0.036316
NSR Prairie Creek SO2 Cap v5.16 | 669 | 7505 | Rate Constraint in MTons | FALSE | L | Annual | Fuel Consumed | TBtu | 1.5943 | 1.6147 | 0.12683 | 0 | 0 | 0.053615 | 0.13906
NSR Prairie Creek SO2 Cap v5.16 | 669 | 7505 | Rate Constraint in MTons | FALSE | L | Annual | Rate | lb/MMBtu | 0.048842 | 0.055522 | 0.52232 | 0 | 0 | 0.52232 | 0.52232
NSR Prairie Creek SO2 Cap v5.16 | 669 | 7505 | Rate Constraint in MTons | FALSE | L | Annual | Generation | TWh | 0.16081 | 0.16265 | 0.011627 | 0 | 0 | 0.0049152 | 0.012748
NSR Prairie Creek SO2 Cap v5.16 | 669 | 7505 | Rate Constraint in MTons | FALSE | L | Annual | Qualifying Generation | TWh | 0.16081 | 0.16265 | 0.011627 | 0 | 0 | 0.0049152 | 0.012748
NSR Prairie Creek SO2 Cap v5.16 | 669 | 7505 | Rate Constraint in MTons | FALSE | L | Annual | Rate | lb/MWh | 0.48424 | 0.55117 | 5.6974 | 0 | 0 | 5.6974 | 5.6974
NSR Prairie Creek SO2 Cap v5.16 | 669 | 7505 | Rate Constraint in MTons | FALSE | L | Annual | Constraint Shadow Price | US2022$/Ton | 0 | 0 | 0 | 0 | 0 | 0 | 0
NSR Prairie Creek Unit 3 SO2 Rate v5.16 | 670 | 7507 | Rate Constraint in lbs/MMBtu | FALSE | L | Annual | Seasons Included | Seasons | Winter, Spring, Summer, Fall | Winter, Spring, Summer, Fall | Winter, Spring, Summer, Fall | Winter, Spring, Summer, Fall | Winter, Spring, Summer, Fall | Winter, Spring, Summer, Fall | Winter, Spring, Summer, Fall
NSR Prairie Creek Unit 3 SO2 Rate v5.16 | 670 | 7507 | Rate Constraint in lbs/MMBtu | FALSE | L | Annual | Standard SO2 | lb/MMBtu | 0.7 | 0.7 | 0.7 | 0.7 | 0.7 | 0.7 | 0.7
NSR Prairie Creek Unit 3 SO2 Rate v5.16 | 670 | 7507 | Rate Constraint in lbs/MMBtu | FALSE | L | Annual | Emissions at Affected Plants SO2 | Thousand Tons | 0 | 0 | 0 | 0 | 0 | 0 | 0
NSR Prairie Creek Unit 3 SO2 Rate v5.16 | 670 | 7507 | Rate Constraint in lbs/MMBtu | FALSE | L | Annual | Allowances Purchased SO2 | Thousand Tons | 0 | 0 | 0 | 0 | 0 | 0 | 0
NSR Prairie Creek Unit 3 SO2 Rate v5.16 | 670 | 7507 | Rate Constraint in lbs/MMBtu | FALSE | L | Annual | Allowances Sold SO2 | Thousand Tons | 0 | 0 | 0 | 0 | 0 | 0 | 0
NSR Prairie Creek Unit 3 SO2 Rate v5.16 | 670 | 7507 | Rate Constraint in lbs/MMBtu | FALSE | L | Annual | Allowances Banked | Thousand Tons | 0 | 0 | 0 | 0 | 0 | 0 | 0
NSR Prairie Creek Unit 3 SO2 Rate v5.16 | 670 | 7507 | Rate Constraint in lbs/MMBtu | FALSE | L | Annual | Allowances Withdrawn (1:1) | Thousand Tons | 0 | 0 | 0 | 0 | 0 | 0 | 0
NSR Prairie Creek Unit 3 SO2 Rate v5.16 | 670 | 7507 | Rate Constraint in lbs/MMBtu | FALSE | L | Annual | Allowances Withdrawn (n:1) | Thousand Tons | 0 | 0 | 0 | 0 | 0 | 0 | 0
NSR Prairie Creek Unit 3 SO2 Rate v5.16 | 670 | 7507 | Rate Constraint in lbs/MMBtu | FALSE | L | Annual | Net Emissions Allowance Position | Thousand Tons | 0 | 0 | 0 | 0 | 0 | 0 | 0
NSR Prairie Creek Unit 3 SO2 Rate v5.16 | 670 | 7507 | Rate Constraint in lbs/MMBtu | FALSE | L | Annual | Fuel Consumed | TBtu | 0 | 0 | 0 | 0 | 0 | 0 | 0
NSR Prairie Creek Unit 3 SO2 Rate v5.16 | 670 | 7507 | Rate Constraint in lbs/MMBtu | FALSE | L | Annual | Rate | lb/MMBtu | 0 | 0 | 0 | 0 | 0 | 0 | 0
NSR Prairie Creek Unit 3 SO2 Rate v5.16 | 670 | 7507 | Rate Constraint in lbs/MMBtu | FALSE | L | Annual | Generation | TWh | 0 | 0 | 0 | 0 | 0 | 0 | 0
NSR Prairie Creek Unit 3 SO2 Rate v5.16 | 670 | 7507 | Rate Constraint in lbs/MMBtu | FALSE | L | Annual | Qualifying Generation | TWh | 0 | 0 | 0 | 0 | 0 | 0 | 0
NSR Prairie Creek Unit 3 SO2 Rate v5.16 | 670 | 7507 | Rate Constraint in lbs/MMBtu | FALSE | L | Annual | Rate | lb/MWh | 0 | 0 | 0 | 0 | 0 | 0 | 0
NSR Prairie Creek Unit 3 SO2 Rate v5.16 | 670 | 7507 | Rate Constraint in lbs/MMBtu | FALSE | L | Annual | Constraint Shadow Price | US2022$/Ton | 0 | 0 | 0 | 0 | 0 | 0 | 12.9801
NSR Prairie Creek Unit 4 SO2 Rate v5.16 | 671 | 7508 | Rate Constraint in lbs/MMBtu | FALSE | L | Annual | Seasons Included | Seasons | Winter, Spring, Summer, Fall | Winter, Spring, Summer, Fall | Winter, Spring, Summer, Fall | Winter, Spring, Summer, Fall | Winter, Spring, Summer, Fall | Winter, Spring, Summer, Fall | Winter, Spring, Summer, Fall
NSR Prairie Creek Unit 4 SO2 Rate v5.16 | 671 | 7508 | Rate Constraint in lbs/MMBtu | FALSE | L | Annual | Standard SO2 | lb/MMBtu | 0.7 | 0.7 | 0.7 | 0.7 | 0.7 | 0.7 | 0.7
NSR Prairie Creek Unit 4 SO2 Rate v5.16 | 671 | 7508 | Rate Constraint in lbs/MMBtu | FALSE | L | Annual | Emissions at Affected Plants SO2 | Thousand Tons | 0 | 0 | 0 | 0 | 0 | 0 | 0
NSR Prairie Creek Unit 4 SO2 Rate v5.16 | 671 | 7508 | Rate Constraint in lbs/MMBtu | FALSE | L | Annual | Allowances Purchased SO2 | Thousand Tons | 0 | 0 | 0 | 0 | 0 | 0 | 0
NSR Prairie Creek Unit 4 SO2 Rate v5.16 | 671 | 7508 | Rate Constraint in lbs/MMBtu | FALSE | L | Annual | Allowances Sold SO2 | Thousand Tons | 0 | 0 | 0 | 0 | 0 | 0 | 0
NSR Prairie Creek Unit 4 SO2 Rate v5.16 | 671 | 7508 | Rate Constraint in lbs/MMBtu | FALSE | L | Annual | Allowances Banked | Thousand Tons | 0 | 0 | 0 | 0 | 0 | 0 | 0
NSR Prairie Creek Unit 4 SO2 Rate v5.16 | 671 | 7508 | Rate Constraint in lbs/MMBtu | FALSE | L | Annual | Allowances Withdrawn (1:1) | Thousand Tons | 0 | 0 | 0 | 0 | 0 | 0 | 0
NSR Prairie Creek Unit 4 SO2 Rate v5.16 | 671 | 7508 | Rate Constraint in lbs/MMBtu | FALSE | L | Annual | Allowances Withdrawn (n:1) | Thousand Tons | 0 | 0 | 0 | 0 | 0 | 0 | 0
NSR Prairie Creek Unit 4 SO2 Rate v5.16 | 671 | 7508 | Rate Constraint in lbs/MMBtu | FALSE | L | Annual | Net Emissions Allowance Position | Thousand Tons | 0 | 0 | 0 | 0 | 0 | 0 | 0
NSR Prairie Creek Unit 4 SO2 Rate v5.16 | 671 | 7508 | Rate Constraint in lbs/MMBtu | FALSE | L | Annual | Fuel Consumed | TBtu | 1.4452 | 1.443 | 0 | 0 | 0 | 0 | 0
NSR Prairie Creek Unit 4 SO2 Rate v5.16 | 671 | 7508 | Rate Constraint in lbs/MMBtu | FALSE | L | Annual | Rate | lb/MMBtu | 0 | 0 | 0 | 0 | 0 | 0 | 0
NSR Prairie Creek Unit 4 SO2 Rate v5.16 | 671 | 7508 | Rate Constraint in lbs/MMBtu | FALSE | L | Annual | Generation | TWh | 0.14714 | 0.14692 | 0 | 0 | 0 | 0 | 0
NSR Prairie Creek Unit 4 SO2 Rate v5.16 | 671 | 7508 | Rate Constraint in lbs/MMBtu | FALSE | L | Annual | Qualifying Generation | TWh | 0.14714 | 0.14692 | 0 | 0 | 0 | 0 | 0
NSR Prairie Creek Unit 4 SO2 Rate v5.16 | 671 | 7508 | Rate Constraint in lbs/MMBtu | FALSE | L | Annual | Rate | lb/MWh | 0 | 0 | 0 | 0 | 0 | 0 | 0
NSR Prairie Creek Unit 4 SO2 Rate v5.16 | 671 | 7508 | Rate Constraint in lbs/MMBtu | FALSE | L | Annual | Constraint Shadow Price | US2022$/Ton | 0 | 0 | 0 | 0 | 0 | 0 | 0
NSR Rockport 1 & 2 - SO2 Cap Annual v5.13 | 674 | 7374 | Rate Constraint in MTons | FALSE | L | Annual | Seasons Included | Seasons | Winter, Spring, Summer, Fall | Winter, Spring, Summer, Fall | Winter, Spring, Summer, Fall | Winter, Spring, Summer, Fall | Winter, Spring, Summer, Fall | Winter, Spring, Summer, Fall | Winter, Spring, Summer, Fall
NSR Rockport 1 & 2 - SO2 Cap Annual v5.13 | 674 | 7374 | Rate Constraint in MTons | FALSE | L | Annual | Standard SO2 | Thousand Tons | 10 | 5 | 5 | 5 | 5 | 5 | 5
NSR Rockport 1 & 2 - SO2 Cap Annual v5.13 | 674 | 7374 | Rate Constraint in MTons | FALSE | L | Annual | Emissions at Affected Plants SO2 | Thousand Tons | 0 | 0 | 0 | 0 | 0 | 0 | 0
NSR Rockport 1 & 2 - SO2 Cap Annual v5.13 | 674 | 7374 | Rate Constraint in MTons | FALSE | L | Annual | Allowances Purchased SO2 | Thousand Tons | 0 | 0 | 0 | 0 | 0 | 0 | 0
NSR Rockport 1 & 2 - SO2 Cap Annual v5.13 | 674 | 7374 | Rate Constraint in MTons | FALSE | L | Annual | Allowances Sold SO2 | Thousand Tons | 0 | 0 | 0 | 0 | 0 | 0 | 0
NSR Rockport 1 & 2 - SO2 Cap Annual v5.13 | 674 | 7374 | Rate Constraint in MTons | FALSE | L | Annual | Allowances Banked | Thousand Tons | 0 | 0 | 0 | 0 | 0 | 0 | 0
NSR Rockport 1 & 2 - SO2 Cap Annual v5.13 | 674 | 7374 | Rate Constraint in MTons | FALSE | L | Annual | Allowances Withdrawn (1:1) | Thousand Tons | 0 | 0 | 0 | 0 | 0 | 0 | 0
NSR Rockport 1 & 2 - SO2 Cap Annual v5.13 | 674 | 7374 | Rate Constraint in MTons | FALSE | L | Annual | Allowances Withdrawn (n:1) | Thousand Tons | 0 | 0 | 0 | 0 | 0 | 0 | 0
NSR Rockport 1 & 2 - SO2 Cap Annual v5.13 | 674 | 7374 | Rate Constraint in MTons | FALSE | L | Annual | Net Emissions Allowance Position | Thousand Tons | 0 | 0 | 0 | 0 | 0 | 0 | 0
NSR Rockport 1 & 2 - SO2 Cap Annual v5.13 | 674 | 7374 | Rate Constraint in MTons | FALSE | L | Annual | Fuel Consumed | TBtu | 0 | 0 | 0 | 0 | 0 | 0 | 0
NSR Rockport 1 & 2 - SO2 Cap Annual v5.13 | 674 | 7374 | Rate Constraint in MTons | FALSE | L | Annual | Rate | lb/MMBtu | 0 | 0 | 0 | 0 | 0 | 0 | 0
NSR Rockport 1 & 2 - SO2 Cap Annual v5.13 | 674 | 7374 | Rate Constraint in MTons | FALSE | L | Annual | Generation | TWh | 0 | 0 | 0 | 0 | 0 | 0 | 0
NSR Rockport 1 & 2 - SO2 Cap Annual v5.13 | 674 | 7374 | Rate Constraint in MTons | FALSE | L | Annual | Qualifying Generation | TWh | 0 | 0 | 0 | 0 | 0 | 0 | 0
NSR Rockport 1 & 2 - SO2 Cap Annual v5.13 | 674 | 7374 | Rate Constraint in MTons | FALSE | L | Annual | Rate | lb/MWh | 0 | 0 | 0 | 0 | 0 | 0 | 0
NSR Rockport 1 & 2 - SO2 Cap Annual v5.13 | 674 | 7374 | Rate Constraint in MTons | FALSE | L | Annual | Constraint Shadow Price | US2022$/Ton | 0 | 0 | 0 | 0 | 0 | 0 | 0
NSR Santee Cooper - NOX Cap Annual v3.1 | 675 | 7395 | Rate Constraint in MTons | FALSE | L | Annual | Seasons Included | Seasons | Winter, Spring, Summer, Fall | Winter, Spring, Summer, Fall | Winter, Spring, Summer, Fall | Winter, Spring, Summer, Fall | Winter, Spring, Summer, Fall | Winter, Spring, Summer, Fall | Winter, Spring, Summer, Fall
NSR Santee Cooper - NOX Cap Annual v3.1 | 675 | 7395 | Rate Constraint in MTons | FALSE | L | Annual | Standard NOX | Thousand Tons | 20 | 20 | 20 | 20 | 20 | 20 | 20
NSR Santee Cooper - NOX Cap Annual v3.1 | 675 | 7395 | Rate Constraint in MTons | FALSE | L | Annual | Emissions at Affected Plants NOX | Thousand Tons | 1.4748 | 3.1563 | 5.7775 | 5.7775 | 0 | 0 | 0
NSR Santee Cooper - NOX Cap Annual v3.1 | 675 | 7395 | Rate Constraint in MTons | FALSE | L | Annual | Allowances Purchased NOX | Thousand Tons | 0 | 0 | 0 | 0 | 0 | 0 | 0
NSR Santee Cooper - NOX Cap Annual v3.1 | 675 | 7395 | Rate Constraint in MTons | FALSE | L | Annual | Allowances Sold NOX | Thousand Tons | 0 | 0 | 0 | 0 | 0 | 0 | 0
NSR Santee Cooper - NOX Cap Annual v3.1 | 675 | 7395 | Rate Constraint in MTons | FALSE | L | Annual | Allowances Banked | Thousand Tons | 0 | 0 | 0 | 0 | 0 | 0 | 0
NSR Santee Cooper - NOX Cap Annual v3.1 | 675 | 7395 | Rate Constraint in MTons | FALSE | L | Annual | Allowances Withdrawn (1:1) | Thousand Tons | 0 | 0 | 0 | 0 | 0 | 0 | 0
NSR Santee Cooper - NOX Cap Annual v3.1 | 675 | 7395 | Rate Constraint in MTons | FALSE | L | Annual | Allowances Withdrawn (n:1) | Thousand Tons | 0 | 0 | 0 | 0 | 0 | 0 | 0
NSR Santee Cooper - NOX Cap Annual v3.1 | 675 | 7395 | Rate Constraint in MTons | FALSE | L | Annual | Net Emissions Allowance Position | Thousand Tons | 1.4748 | 3.1563 | 5.7775 | 5.7775 | 0 | 0 | 0
NSR Santee Cooper - NOX Cap Annual v3.1 | 675 | 7395 | Rate Constraint in MTons | FALSE | L | Annual | Fuel Consumed | TBtu | 40.212 | 89.5271 | 164.9982 | 164.9982 | 0 | 0 | 0
NSR Santee Cooper - NOX Cap Annual v3.1 | 675 | 7395 | Rate Constraint in MTons | FALSE | L | Annual | Rate | lb/MMBtu | 0.07335 | 0.070511 | 0.070031 | 0.070031 | 0 | 0 | 0
NSR Santee Cooper - NOX Cap Annual v3.1 | 675 | 7395 | Rate Constraint in MTons | FALSE | L | Annual | Generation | TWh | 3.9432 | 8.8483 | 11.2104 | 11.2104 | 0 | 0 | 0
NSR Santee Cooper - NOX Cap Annual v3.1 | 675 | 7395 | Rate Constraint in MTons | FALSE | L | Annual | Qualifying Generation | TWh | 3.9432 | 8.8483 | 11.2104 | 11.2104 | 0 | 0 | 0
NSR Santee Cooper - NOX Cap Annual v3.1 | 675 | 7395 | Rate Constraint in MTons | FALSE | L | Annual | Rate | lb/MWh | 0.74801 | 0.71343 | 1.0307 | 1.0307 | 0 | 0 | 0
NSR Santee Cooper - NOX Cap Annual v3.1 | 675 | 7395 | Rate Constraint in MTons | FALSE | L | Annual | Constraint Shadow Price | US2022$/Ton | 0 | 0 | 0 | 0 | 0 | 0 | 0
NSR Santee Cooper - NOX Rate Annual v3.1 | 676 | 7396 | Rate Constraint in lbs/MMBtu | FALSE | L | Annual | Seasons Included | Seasons | Winter, Spring, Summer, Fall | Winter, Spring, Summer, Fall | Winter, Spring, Summer, Fall | Winter, Spring, Summer, Fall | Winter, Spring, Summer, Fall | Winter, Spring, Summer, Fall | Winter, Spring, Summer, Fall
NSR Santee Cooper - NOX Rate Annual v3.1 | 676 | 7396 | Rate Constraint in lbs/MMBtu | FALSE | L | Annual | Standard NOX | lb/MMBtu | 0.15 | 0.15 | 0.15 | 0.15 | 0.15 | 0.15 | 0.15
NSR Santee Cooper - NOX Rate Annual v3.1 | 676 | 7396 | Rate Constraint in lbs/MMBtu | FALSE | L | Annual | Emissions at Affected Plants NOX | Thousand Tons | 1.4748 | 3.1563 | 5.7775 | 5.7775 | 0 | 0 | 0
NSR Santee Cooper - NOX Rate Annual v3.1 | 676 | 7396 | Rate Constraint in lbs/MMBtu | FALSE | L | Annual | Allowances Purchased NOX | Thousand Tons | 0 | 0 | 0 | 0 | 0 | 0 | 0
NSR Santee Cooper - NOX Rate Annual v3.1 | 676 | 7396 | Rate Constraint in lbs/MMBtu | FALSE | L | Annual | Allowances Sold NOX | Thousand Tons | 0 | 0 | 0 | 0 | 0 | 0 | 0
NSR Santee Cooper - NOX Rate Annual v3.1 | 676 | 7396 | Rate Constraint in lbs/MMBtu | FALSE | L | Annual | Allowances Banked | Thousand Tons | 0 | 0 | 0 | 0 | 0 | 0 | 0
NSR Santee Cooper - NOX Rate Annual v3.1 | 676 | 7396 | Rate Constraint in lbs/MMBtu | FALSE | L | Annual | Allowances Withdrawn (1:1) | Thousand Tons | 0 | 0 | 0 | 0 | 0 | 0 | 0
NSR Santee Cooper - NOX Rate Annual v3.1 | 676 | 7396 | Rate Constraint in lbs/MMBtu | FALSE | L | Annual | Allowances Withdrawn (n:1) | Thousand Tons | 0 | 0 | 0 | 0 | 0 | 0 | 0
NSR Santee Cooper - NOX Rate Annual v3.1 | 676 | 7396 | Rate Constraint in lbs/MMBtu | FALSE | L | Annual | Net Emissions Allowance Position | Thousand Tons | 1.4748 | 3.1563 | 5.7775 | 5.7775 | 0 | 0 | 0
NSR Santee Cooper - NOX Rate Annual v3.1 | 676 | 7396 | Rate Constraint in lbs/MMBtu | FALSE | L | Annual | Fuel Consumed | TBtu | 40.212 | 89.5271 | 164.9982 | 164.9982 | 0 | 0 | 0
NSR Santee Cooper - NOX Rate Annual v3.1 | 676 | 7396 | Rate Constraint in lbs/MMBtu | FALSE | L | Annual | Rate | lb/MMBtu | 0.07335 | 0.070511 | 0.070031 | 0.070031 | 0 | 0 | 0
NSR Santee Cooper - NOX Rate Annual v3.1 | 676 | 7396 | Rate Constraint in lbs/MMBtu | FALSE | L | Annual | Generation | TWh | 3.9432 | 8.8483 | 11.2104 | 11.2104 | 0 | 0 | 0
NSR Santee Cooper - NOX Rate Annual v3.1 | 676 | 7396 | Rate Constraint in lbs/MMBtu | FALSE | L | Annual | Qualifying Generation | TWh | 3.9432 | 8.8483 | 11.2104 | 11.2104 | 0 | 0 | 0
NSR Santee Cooper - NOX Rate Annual v3.1 | 676 | 7396 | Rate Constraint in lbs/MMBtu | FALSE | L | Annual | Rate | lb/MWh | 0.74801 | 0.71343 | 1.0307 | 1.0307 | 0 | 0 | 0
NSR Santee Cooper - NOX Rate Annual v3.1 | 676 | 7396 | Rate Constraint in lbs/MMBtu | FALSE | L | Annual | Constraint Shadow Price | US2022$/Ton | 0 | 0 | 0 | 0 | 0 | 0 | 0
NSR Santee Cooper - SO2 Cap Annual v3.1 | 677 | 7397 | Rate Constraint in MTons | FALSE | L | Annual | Seasons Included | Seasons | Winter, Spring, Summer, Fall | Winter, Spring, Summer, Fall | Winter, Spring, Summer, Fall | Winter, Spring, Summer, Fall | Winter, Spring, Summer, Fall | Winter, Spring, Summer, Fall | Winter, Spring, Summer, Fall
NSR Santee Cooper - SO2 Cap Annual v3.1 | 677 | 7397 | Rate Constraint in MTons | FALSE | L | Annual | Standard SO2 | Thousand Tons | 65 | 65 | 65 | 65 | 65 | 65 | 65
NSR Santee Cooper - SO2 Cap Annual v3.1 | 677 | 7397 | Rate Constraint in MTons | FALSE | L | Annual | Emissions at Affected Plants SO2 | Thousand Tons | 1.7867 | 3.5175 | 6.0332 | 6.0332 | 0 | 0 | 0
NSR Santee Cooper - SO2 Cap Annual v3.1 | 677 | 7397 | Rate Constraint in MTons | FALSE | L | Annual | Allowances Purchased SO2 | Thousand Tons | 0 | 0 | 0 | 0 | 0 | 0 | 0
NSR Santee Cooper - SO2 Cap Annual v3.1 | 677 | 7397 | Rate Constraint in MTons | FALSE | L | Annual | Allowances Sold SO2 | Thousand Tons | 0 | 0 | 0 | 0 | 0 | 0 | 0
NSR Santee Cooper - SO2 Cap Annual v3.1 | 677 | 7397 | Rate Constraint in MTons | FALSE | L | Annual | Allowances Banked | Thousand Tons | 0 | 0 | 0 | 0 | 0 | 0 | 0
NSR Santee Cooper - SO2 Cap Annual v3.1 | 677 | 7397 | Rate Constraint in MTons | FALSE | L | Annual | Allowances Withdrawn (1:1) | Thousand Tons | 0 | 0 | 0 | 0 | 0 | 0 | 0
NSR Santee Cooper - SO2 Cap Annual v3.1 | 677 | 7397 | Rate Constraint in MTons | FALSE | L | Annual | Allowances Withdrawn (n:1) | Thousand Tons | 0 | 0 | 0 | 0 | 0 | 0 | 0
NSR Santee Cooper - SO2 Cap Annual v3.1 | 677 | 7397 | Rate Constraint in MTons | FALSE | L | Annual | Net Emissions Allowance Position | Thousand Tons | 1.7867 | 3.5175 | 6.0332 | 6.0332 | 0 | 0 | 0
NSR Santee Cooper - SO2 Cap Annual v3.1 | 677 | 7397 | Rate Constraint in MTons | FALSE | L | Annual | Fuel Consumed | TBtu | 40.212 | 89.5271 | 164.9982 | 164.9982 | 0 | 0 | 0
NSR Santee Cooper - SO2 Cap Annual v3.1 | 677 | 7397 | Rate Constraint in MTons | FALSE | L | Annual | Rate | lb/MMBtu | 0.088863 | 0.078579 | 0.073131 | 0.073131 | 0 | 0 | 0
NSR Santee Cooper - SO2 Cap Annual v3.1 | 677 | 7397 | Rate Constraint in MTons | FALSE | L | Annual | Generation | TWh | 3.9432 | 8.8483 | 11.2104 | 11.2104 | 0 | 0 | 0
NSR Santee Cooper - SO2 Cap Annual v3.1 | 677 | 7397 | Rate Constraint in MTons | FALSE | L | Annual | Qualifying Generation | TWh | 3.9432 | 8.8483 | 11.2104 | 11.2104 | 0 | 0 | 0
NSR Santee Cooper - SO2 Cap Annual v3.1 | 677 | 7397 | Rate Constraint in MTons | FALSE | L | Annual | Rate | lb/MWh | 0.90621 | 0.79505 | 1.0764 | 1.0764 | 0 | 0 | 0
NSR Santee Cooper - SO2 Cap Annual v3.1 | 677 | 7397 | Rate Constraint in MTons | FALSE | L | Annual | Constraint Shadow Price | US2022$/Ton | 0 | 0 | 0 | 0 | 0 | 0 | 0
NSR Santee Cooper - SO2 Rate Annual v3.1 | 678 | 7398 | Rate Constraint in lbs/MMBtu | FALSE | L | Annual | Seasons Included | Seasons | Winter, Spring, Summer, Fall | Winter, Spring, Summer, Fall | Winter, Spring, Summer, Fall | Winter, Spring, Summer, Fall | Winter, Spring, Summer, Fall | Winter, Spring, Summer, Fall | Winter, Spring, Summer, Fall
NSR Santee Cooper - SO2 Rate Annual v3.1 | 678 | 7398 | Rate Constraint in lbs/MMBtu | FALSE | L | Annual | Standard SO2 | lb/MMBtu | 0.5 | 0.5 | 0.5 | 0.5 | 0.5 | 0.5 | 0.5
NSR Santee Cooper - SO2 Rate Annual v3.1 | 678 | 7398 | Rate Constraint in lbs/MMBtu | FALSE | L | Annual | Emissions at Affected Plants SO2 | Thousand Tons | 1.7867 | 3.5175 | 6.0332 | 6.0332 | 0 | 0 | 0
NSR Santee Cooper - SO2 Rate Annual v3.1 | 678 | 7398 | Rate Constraint in lbs/MMBtu | FALSE | L | Annual | Allowances Purchased SO2 | Thousand Tons | 0 | 0 | 0 | 0 | 0 | 0 | 0
NSR Santee Cooper - SO2 Rate Annual v3.1 | 678 | 7398 | Rate Constraint in lbs/MMBtu | FALSE | L | Annual | Allowances Sold SO2 | Thousand Tons | 0 | 0 | 0 | 0 | 0 | 0 | 0
NSR Santee Cooper - SO2 Rate Annual v3.1 | 678 | 7398 | Rate Constraint in lbs/MMBtu | FALSE | L | Annual | Allowances Banked | Thousand Tons | 0 | 0 | 0 | 0 | 0 | 0 | 0
NSR Santee Cooper - SO2 Rate Annual v3.1 | 678 | 7398 | Rate Constraint in lbs/MMBtu | FALSE | L | Annual | Allowances Withdrawn (1:1) | Thousand Tons | 0 | 0 | 0 | 0 | 0 | 0 | 0
NSR Santee Cooper - SO2 Rate Annual v3.1 | 678 | 7398 | Rate Constraint in lbs/MMBtu | FALSE | L | Annual | Allowances Withdrawn (n:1) | Thousand Tons | 0 | 0 | 0 | 0 | 0 | 0 | 0
NSR Santee Cooper - SO2 Rate Annual v3.1 | 678 | 7398 | Rate Constraint in lbs/MMBtu | FALSE | L | Annual | Net Emissions Allowance Position | Thousand Tons | 1.7867 | 3.5175 | 6.0332 | 6.0332 | 0 | 0 | 0
NSR Santee Cooper - SO2 Rate Annual v3.1 | 678 | 7398 | Rate Constraint in lbs/MMBtu | FALSE | L | Annual | Fuel Consumed | TBtu | 40.212 | 89.5271 | 164.9982 | 164.9982 | 0 | 0 | 0
NSR Santee Cooper - SO2 Rate Annual v3.1 | 678 | 7398 | Rate Constraint in lbs/MMBtu | FALSE | L | Annual | Rate | lb/MMBtu | 0.088863 | 0.078579 | 0.073131 | 0.073131 | 0 | 0 | 0
NSR Santee Cooper - SO2 Rate Annual v3.1 | 678 | 7398 | Rate Constraint in lbs/MMBtu | FALSE | L | Annual | Generation | TWh | 3.9432 | 8.8483 | 11.2104 | 11.2104 | 0 | 0 | 0
NSR Santee Cooper - SO2 Rate Annual v3.1 | 678 | 7398 | Rate Constraint in lbs/MMBtu | FALSE | L | Annual | Qualifying Generation | TWh | 3.9432 | 8.8483 | 11.2104 | 11.2104 | 0 | 0 | 0
NSR Santee Cooper - SO2 Rate Annual v3.1 | 678 | 7398 | Rate Constraint in lbs/MMBtu | FALSE | L | Annual | Rate | lb/MWh | 0.90621 | 0.79505 | 1.0764 | 1.0764 | 0 | 0 | 0
NSR Santee Cooper - SO2 Rate Annual v3.1 | 678 | 7398 | Rate Constraint in lbs/MMBtu | FALSE | L | Annual | Constraint Shadow Price | US2022$/Ton | 0 | 0 | 0 | 0 | 0 | 0 | 0
NSR Shawnee 1& 4 - SO2 Rate Annual v4.11 | 679 | 7455 | Rate Constraint in lbs/MMBtu | FALSE | L | Annual | Seasons Included | Seasons | Winter, Spring, Summer, Fall | Winter, Spring, Summer, Fall | Winter, Spring, Summer, Fall | Winter, Spring, Summer, Fall | Winter, Spring, Summer, Fall | Winter, Spring, Summer, Fall | Winter, Spring, Summer, Fall
NSR Shawnee 1& 4 - SO2 Rate Annual v4.11 | 679 | 7455 | Rate Constraint in lbs/MMBtu | FALSE | L | Annual | Standard SO2 | lb/MMBtu | 1.2 | 1.2 | 1.2 | 1.2 | 1.2 | 1.2 | 1.2
NSR Shawnee 1& 4 - SO2 Rate Annual v4.11 | 679 | 7455 | Rate Constraint in lbs/MMBtu | FALSE | L | Annual | Emissions at Affected Plants SO2 | Thousand Tons | 0.55957 | 0.49571 | 0 | 0 | 0 | 0 | 0
NSR Shawnee 1& 4 - SO2 Rate Annual v4.11 | 679 | 7455 | Rate Constraint in lbs/MMBtu | FALSE | L | Annual | Allowances Purchased SO2 | Thousand Tons | 0 | 0 | 0 | 0 | 0 | 0 | 0
NSR Shawnee 1& 4 - SO2 Rate Annual v4.11 | 679 | 7455 | Rate Constraint in lbs/MMBtu | FALSE | L | Annual | Allowances Sold SO2 | Thousand Tons | 0 | 0 | 0 | 0 | 0 | 0 | 0
NSR Shawnee 1& 4 - SO2 Rate Annual v4.11 | 679 | 7455 | Rate Constraint in lbs/MMBtu | FALSE | L | Annual | Allowances Banked | Thousand Tons | 0 | 0 | 0 | 0 | 0 | 0 | 0
NSR Shawnee 1& 4 - SO2 Rate Annual v4.11 | 679 | 7455 | Rate Constraint in lbs/MMBtu | FALSE | L | Annual | Allowances Withdrawn (1:1) | Thousand Tons | 0 | 0 | 0 | 0 | 0 | 0 | 0
NSR Shawnee 1& 4 - SO2 Rate Annual v4.11 | 679 | 7455 | Rate Constraint in lbs/MMBtu | FALSE | L | Annual | Allowances Withdrawn (n:1) | Thousand Tons | 0 | 0 | 0 | 0 | 0 | 0 | 0
NSR Shawnee 1& 4 - SO2 Rate Annual v4.11 | 679 | 7455 | Rate Constraint in lbs/MMBtu | FALSE | L | Annual | Net Emissions Allowance Position | Thousand Tons | 0.55957 | 0.49571 | 0 | 0 | 0 | 0 | 0
NSR Shawnee 1& 4 - SO2 Rate Annual v4.11 | 679 | 7455 | Rate Constraint in lbs/MMBtu | FALSE | L | Annual | Fuel Consumed | TBtu | 14.6888 | 13.0124 | 0 | 0 | 0 | 0 | 0
NSR Shawnee 1& 4 - SO2 Rate Annual v4.11 | 679 | 7455 | Rate Constraint in lbs/MMBtu | FALSE | L | Annual | Rate | lb/MMBtu | 0.07619 | 0.07619 | 0 | 0 | 0 | 0 | 0
NSR Shawnee 1& 4 - SO2 Rate Annual v4.11 | 679 | 7455 | Rate Constraint in lbs/MMBtu | FALSE | L | Annual | Generation | TWh | 1.2538 | 1.1107 | 0 | 0 | 0 | 0 | 0
NSR Shawnee 1& 4 - SO2 Rate Annual v4.11 | 679 | 7455 | Rate Constraint in lbs/MMBtu | FALSE | L | Annual | Qualifying Generation | TWh | 1.2538 | 1.1107 | 0 | 0 | 0 | 0 | 0
NSR Shawnee 1& 4 - SO2 Rate Annual v4.11 | 679 | 7455 | Rate Constraint in lbs/MMBtu | FALSE | L | Annual | Rate | lb/MWh | 0.89264 | 0.89264 | 0 | 0 | 0 | 0 | 0
NSR Shawnee 1& 4 - SO2 Rate Annual v4.11 | 679 | 7455 | Rate Constraint in lbs/MMBtu | FALSE | L | Annual | Constraint Shadow Price | US2022$/Ton | 0 | 0 | 0 | 0 | 0 | 0 | 0
NSR Shawnee 5-10 - SO2 Rate Annual v4.11 | 680 | 7456 | Rate Constraint in lbs/MMBtu | FALSE | L | Annual | Seasons Included | Seasons | Winter, Spring, Summer, Fall | Winter, Spring, Summer, Fall | Winter, Spring, Summer, Fall | Winter, Spring, Summer, Fall | Winter, Spring, Summer, Fall | Winter, Spring, Summer, Fall | Winter, Spring, Summer, Fall
NSR Shawnee 5-10 - SO2 Rate Annual v4.11 | 680 | 7456 | Rate Constraint in lbs/MMBtu | FALSE | L | Annual | Standard SO2 | lb/MMBtu | 1.2 | 1.2 | 1.2 | 1.2 | 1.2 | 1.2 | 1.2
NSR Shawnee 5-10 - SO2 Rate Annual v4.11 | 680 | 7456 | Rate Constraint in lbs/MMBtu | FALSE | L | Annual | Emissions at Affected Plants SO2 | Thousand Tons | 2.1827 | 0 | 0 | 0 | 0 | 0 | 0
NSR Shawnee 5-10 - SO2 Rate Annual v4.11 | 680 | 7456 | Rate Constraint in lbs/MMBtu | FALSE | L | Annual | Allowances Purchased SO2 | Thousand Tons | 0 | 0 | 0 | 0 | 0 | 0 | 0
NSR Shawnee 5-10 - SO2 Rate Annual v4.11 | 680 | 7456 | Rate Constraint in lbs/MMBtu | FALSE | L | Annual | Allowances Sold SO2 | Thousand Tons | 0 | 0 | 0 | 0 | 0 | 0 | 0
NSR Shawnee 5-10 - SO2 Rate Annual v4.11 | 680 | 7456 | Rate Constraint in lbs/MMBtu | FALSE | L | Annual | Allowances Banked | Thousand Tons | 0 | 0 | 0 | 0 | 0 | 0 | 0
NSR Shawnee 5-10 - SO2 Rate Annual v4.11 | 680 | 7456 | Rate Constraint in lbs/MMBtu | FALSE | L | Annual | Allowances Withdrawn (1:1) | Thousand Tons | 0 | 0 | 0 | 0 | 0 | 0 | 0
NSR Shawnee 5-10 - SO2 Rate Annual v4.11 | 680 | 7456 | Rate Constraint in lbs/MMBtu | FALSE | L | Annual | Allowances Withdrawn (n:1) | Thousand Tons | 0 | 0 | 0 | 0 | 0 | 0 | 0
NSR Shawnee 5-10 - SO2 Rate Annual v4.11 | 680 | 7456 | Rate Constraint in lbs/MMBtu | FALSE | L | Annual | Net Emissions Allowance Position | Thousand Tons | 2.1827 | 0 | 0 | 0 | 0 | 0 | 0
NSR Shawnee 5-10 - SO2 Rate Annual v4.11 | 680 | 7456 | Rate Constraint in lbs/MMBtu | FALSE | L | Annual | Fuel Consumed | TBtu | 9.7444 | 0 | 0 | 0 | 0 | 0 | 0
NSR Shawnee 5-10 - SO2 Rate Annual v4.11 | 680 | 7456 | Rate Constraint in lbs/MMBtu | FALSE | L | Annual | Rate | lb/MMBtu | 0.448 | 0 | 0 | 0 | 0 | 0 | 0
NSR Shawnee 5-10 - SO2 Rate Annual v4.11 | 680 | 7456 | Rate Constraint in lbs/MMBtu | FALSE | L | Annual | Generation | TWh | 0.82891 | 0 | 0 | 0 | 0 | 0 | 0
NSR Shawnee 5-10 - SO2 Rate Annual v4.11 | 680 | 7456 | Rate Constraint in lbs/MMBtu | FALSE | L | Annual | Qualifying Generation | TWh | 0.82891 | 0 | 0 | 0 | 0 | 0 | 0
NSR Shawnee 5-10 - SO2 Rate Annual v4.11 | 680 | 7456 | Rate Constraint in lbs/MMBtu | FALSE | L | Annual | Rate | lb/MWh | 5.2666 | 0 | 0 | 0 | 0 | 0 | 0
NSR Shawnee 5-10 - SO2 Rate Annual v4.11 | 680 | 7456 | Rate Constraint in lbs/MMBtu | FALSE | L | Annual | Constraint Shadow Price | US2022$/Ton | 0 | 0 | 0 | 0 | 0 | 0 | 0
NSR Tucson Electric - SO2 Cap Annual v4.0 | 681 | 7276 | Rate Constraint in MTons | FALSE | L | Annual | Seasons Included | Seasons | Winter, Spring, Summer, Fall | Winter, Spring, Summer, Fall | Winter, Spring, Summer, Fall | Winter, Spring, Summer, Fall | Winter, Spring, Summer, Fall | Winter, Spring, Summer, Fall | Winter, Spring, Summer, Fall
NSR Tucson Electric - SO2 Cap Annual v4.0 | 681 | 7276 | Rate Constraint in MTons | FALSE | L | Annual | Standard SO2 | Thousand Tons | 10.66 | 10.66 | 10.66 | 10.66 | 10.66 | 10.66 | 10.66
NSR Tucson Electric - SO2 Cap Annual v4.0 | 681 | 7276 | Rate Constraint in MTons | FALSE | L | Annual | Emissions at Affected Plants SO2 | Thousand Tons | 2.2239 | 6.763 | 5.7272 | 2.9228 | 1.2951 | 6.635 | 8.1914
NSR Tucson Electric - SO2 Cap Annual v4.0 | 681 | 7276 | Rate Constraint in MTons | FALSE | L | Annual | Allowances Purchased SO2 | Thousand Tons | 0 | 0 | 0 | 0 | 0 | 0 | 0
NSR Tucson Electric - SO2 Cap Annual v4.0 | 681 | 7276 | Rate Constraint in MTons | FALSE | L | Annual | Allowances Sold SO2 | Thousand Tons | 0 | 0 | 0 | 0 | 0 | 0 | 0
NSR Tucson Electric - SO2 Cap Annual v4.0 | 681 | 7276 | Rate Constraint in MTons | FALSE | L | Annual | Allowances Banked | Thousand Tons | 0 | 0 | 0 | 0 | 0 | 0 | 0
NSR Tucson Electric - SO2 Cap Annual v4.0 | 681 | 7276 | Rate Constraint in MTons | FALSE | L | Annual | Allowances Withdrawn (1:1) | Thousand Tons | 0 | 0 | 0 | 0 | 0 | 0 | 0
NSR Tucson Electric - SO2 Cap Annual v4.0 | 681 | 7276 | Rate Constraint in MTons | FALSE | L | Annual | Allowances Withdrawn (n:1) | Thousand Tons | 0 | 0 | 0 | 0 | 0 | 0 | 0
NSR Tucson Electric - SO2 Cap Annual v4.0 | 681 | 7276 | Rate Constraint in MTons | FALSE | L | Annual | Net Emissions Allowance Position | Thousand Tons | 2.2239 | 6.763 | 5.7272 | 2.9228 | 1.2951 | 6.635 | 8.1914
NSR Tucson Electric - SO2 Cap Annual v4.0 | 681 | 7276 | Rate Constraint in MTons | FALSE | L | Annual | Fuel Consumed | TBtu | 19.1012 | 47.857 | 39.3826 | 20.0989 | 8.9059 | 45.6254 | 56.3283
NSR Tucson Electric - SO2 Cap Annual v4.0 | 681 | 7276 | Rate Constraint in MTons | FALSE | L | Annual | Rate | lb/MMBtu | 0.23286 | 0.28263 | 0.29085 | 0.29085 | 0.29085 | 0.29085 | 0.29085
NSR Tucson Electric - SO2 Cap Annual v4.0 | 681 | 7276 | Rate Constraint in MTons | FALSE | L | Annual | Generation | TWh | 1.8645 | 4.6771 | 3.8514 | 1.9656 | 0.87096 | 4.462 | 5.5087
NSR Tucson Electric - SO2 Cap Annual v4.0 | 681 | 7276 | Rate Constraint in MTons | FALSE | L | Annual | Qualifying Generation | TWh | 1.8645 | 4.6771 | 3.8514 | 1.9656 | 0.87096 | 4.462 | 5.5087
NSR Tucson Electric - SO2 Cap Annual v4.0 | 681 | 7276 | Rate Constraint in MTons | FALSE | L | Annual | Rate | lb/MWh | 2.3855 | 2.892 | 2.974 | 2.974 | 2.974 | 2.974 | 2.974
NSR Tucson Electric - SO2 Cap Annual v4.0 | 681 | 7276 | Rate Constraint in MTons | FALSE | L | Annual | Constraint Shadow Price | US2022$/Ton | 0 | 0 | 0 | 0 | 0 | 0 | 0
NSR Tucson Electric NOx Cap Annual - v4.0 | 682 | 7277 | Rate Constraint in MTons | FALSE | L | Annual | Seasons Included | Seasons | Winter, Spring, Summer, Fall | Winter, Spring, Summer, Fall | Winter, Spring, Summer, Fall | Winter, Spring, Summer, Fall | Winter, Spring, Summer, Fall | Winter, Spring, Summer, Fall | Winter, Spring, Summer, Fall
NSR Tucson Electric NOx Cap Annual - v4.0 | 682 | 7277 | Rate Constraint in MTons | FALSE | L | Annual | Standard NOX | Thousand Tons | 8.94 | 8.94 | 8.94 | 8.94 | 8.94 | 8.94 | 8.94
NSR Tucson Electric NOx Cap Annual - v4.0 | 682 | 7277 | Rate Constraint in MTons | FALSE | L | Annual | Emissions at Affected Plants NOX | Thousand Tons | 0.92088 | 1.997 | 1.5038 | 0.76747 | 0.34007 | 1.7422 | 2.1509
NSR Tucson Electric NOx Cap Annual - v4.0 | 682 | 7277 | Rate Constraint in MTons | FALSE | L | Annual | Allowances Purchased NOX | Thousand Tons | 0 | 0 | 0 | 0 | 0 | 0 | 0
NSR Tucson Electric NOx Cap Annual - v4.0 | 682 | 7277 | Rate Constraint in MTons | FALSE | L | Annual | Allowances Sold NOX | Thousand Tons | 0 | 0 | 0 | 0 | 0 | 0 | 0
NSR Tucson Electric NOx Cap Annual - v4.0 | 682 | 7277 | Rate Constraint in MTons | FALSE | L | Annual | Allowances Banked | Thousand Tons | 0 | 0 | 0 | 0 | 0 | 0 | 0
NSR Tucson Electric NOx Cap Annual - v4.0 | 682 | 7277 | Rate Constraint in MTons | FALSE | L | Annual | Allowances Withdrawn (1:1) | Thousand Tons | 0 | 0 | 0 | 0 | 0 | 0 | 0
NSR Tucson Electric NOx Cap Annual - v4.0 | 682 | 7277 | Rate Constraint in MTons | FALSE | L | Annual | Allowances Withdrawn (n:1) | Thousand Tons | 0 | 0 | 0 | 0 | 0 | 0 | 0
NSR Tucson Electric NOx Cap Annual - v4.0 | 682 | 7277 | Rate Constraint in MTons | FALSE | L | Annual | Net Emissions Allowance Position | Thousand Tons | 0.92088 | 1.997 | 1.5038 | 0.76747 | 0.34007 | 1.7422 | 2.1509
NSR Tucson Electric NOx Cap Annual - v4.0 | 682 | 7277 | Rate Constraint in MTons | FALSE | L | Annual | Fuel Consumed | TBtu | 19.1012 | 47.857 | 39.3826 | 20.0989 | 8.9059 | 45.6254 | 56.3283
NSR Tucson Electric NOx Cap Annual - v4.0 | 682 | 7277 | Rate Constraint in MTons | FALSE | L | Annual | Rate | lb/MMBtu | 0.096421 | 0.083455 | 0.076369 | 0.076369 | 0.076369 | 0.076369 | 0.076369
NSR Tucson Electric NOx Cap Annual - v4.0 | 682 | 7277 | Rate Constraint in MTons | FALSE | L | Annual | Generation | TWh | 1.8645 | 4.6771 | 3.8514 | 1.9656 | 0.87096 | 4.462 | 5.5087
NSR Tucson Electric NOx Cap Annual - v4.0 | 682 | 7277 | Rate Constraint in MTons | FALSE | L | Annual | Qualifying Generation | TWh | 1.8645 | 4.6771 | 3.8514 | 1.9656 | 0.87096 | 4.462 | 5.5087
NSR Tucson Electric NOx Cap Annual - v4.0 | 682 | 7277 | Rate Constraint in MTons | FALSE | L | Annual | Rate | lb/MWh | 0.98779 | 0.85393 | 0.78091 | 0.78091 | 0.78091 | 0.78091 | 0.78091
NSR Tucson Electric NOx Cap Annual - v4.0 | 682 | 7277 | Rate Constraint in MTons | FALSE | L | Annual | Constraint Shadow Price | US2022$/Ton | 0 | 0 | 0 | 0 | 0 | 0 | 0
NSR TVA System - NOX Cap Annual v4.11 | 683 | 7400 | Rate Constraint in MTons | FALSE | L | Annual | Seasons Included | Seasons | Winter, Spring, Summer, Fall | Winter, Spring, Summer, Fall | Winter, Spring, Summer, Fall | Winter, Spring, Summer, Fall | Winter, Spring, Summer, Fall | Winter, Spring, Summer, Fall | Winter, Spring, Summer, Fall
NSR TVA System - NOX Cap Annual v4.11 | 683 | 7400 | Rate Constraint in MTons | FALSE | L | Annual | Standard NOX | Thousand Tons | 52 | 52 | 52 | 52 | 52 | 52 | 52
NSR TVA System - NOX Cap Annual v4.11 | 683 | 7400 | Rate Constraint in MTons | FALSE | L | Annual | Emissions at Affected Plants NOX | Thousand Tons | 3.9487 | 1.13 | 0 | 0 | 0 | 0 | 0
NSR TVA System - NOX Cap Annual v4.11 | 683 | 7400 | Rate Constraint in MTons | FALSE | L | Annual | Allowances Purchased NOX | Thousand Tons | 0 | 0 | 0 | 0 | 0 | 0 | 0
NSR TVA System - NOX Cap Annual v4.11 | 683 | 7400 | Rate Constraint in MTons | FALSE | L | Annual | Allowances Sold NOX | Thousand Tons | 0 | 0 | 0 | 0 | 0 | 0 | 0
NSR TVA System - NOX Cap Annual v4.11 | 683 | 7400 | Rate Constraint in MTons | FALSE | L | Annual | Allowances Banked | Thousand Tons | 0 | 0 | 0 | 0 | 0 | 0 | 0
NSR TVA System - NOX Cap Annual v4.11 | 683 | 7400 | Rate Constraint in MTons | FALSE | L | Annual | Allowances Withdrawn (1:1) | Thousand Tons | 0 | 0 | 0 | 0 | 0 | 0 | 0
NSR TVA System - NOX Cap Annual v4.11 | 683 | 7400 | Rate Constraint in MTons | FALSE | L | Annual | Allowances Withdrawn (n:1) | Thousand Tons | 0 | 0 | 0 | 0 | 0 | 0 | 0
NSR TVA System - NOX Cap Annual v4.11 | 683 | 7400 | Rate Constraint in MTons | FALSE | L | Annual | Net Emissions Allowance Position | Thousand Tons | 3.9487 | 1.13 | 0 | 0 | 0 | 0 | 0
NSR TVA System - NOX Cap Annual v4.11 | 683 | 7400 | Rate Constraint in MTons | FALSE | L | Annual | Fuel Consumed | TBtu | 68.6873 | 22.4837 | 0 | 0 | 0 | 0 | 0
NSR TVA System - NOX Cap Annual v4.11 | 683 | 7400 | Rate Constraint in MTons | FALSE | L | Annual | Rate | lb/MMBtu | 0.11498 | 0.10052 | 0 | 0 | 0 | 0 | 0
NSR TVA System - NOX Cap Annual v4.11 | 683 | 7400 | Rate Constraint in MTons | FALSE | L | Annual | Generation | TWh | 6.2937 | 1.9656 | 0 | 0 | 0 | 0 | 0
NSR TVA System - NOX Cap Annual v4.11 | 683 | 7400 | Rate Constraint in MTons | FALSE | L | Annual | Qualifying Generation | TWh | 6.2937 | 1.9656 | 0 | 0 | 0 | 0 | 0
NSR TVA System - NOX Cap Annual v4.11 | 683 | 7400 | Rate Constraint in MTons | FALSE | L | Annual | Rate | lb/MWh | 1.2548 | 1.1497 | 0 | 0 | 0 | 0 | 0
NSR TVA System - NOX Cap Annual v4.11 | 683 | 7400 | Rate Constraint in MTons | FALSE | L | Annual | Constraint Shadow Price | US2022$/Ton | 0 | 0 | 0 | 0 | 0 | 0 | 0
NSR TVA System - SO2 Cap Annual v4.11 | 684 | 7399 | Rate Constraint in MTons | FALSE | L | Annual | Seasons Included | Seasons | Winter, Spring, Summer, Fall | Winter, Spring, Summer, Fall | Winter, Spring, Summer, Fall | Winter, Spring, Summer, Fall | Winter, Spring, Summer, Fall | Winter, Spring, Summer, Fall | Winter, Spring, Summer, Fall
NSR TVA System - SO2 Cap Annual v4.11 | 684 | 7399 | Rate Constraint in MTons | FALSE | L | Annual | Standard SO2 | Thousand Tons | 100 | 100 | 100 | 100 | 100 | 100 | 100
NSR TVA System - SO2 Cap Annual v4.11 | 684 | 7399 | Rate Constraint in MTons | FALSE | L | Annual | Emissions at Affected Plants SO2 | Thousand Tons | 7.3776 | 0.91699 | 0 | 0 | 0 | 0 | 0
NSR TVA System - SO2 Cap Annual v4.11 | 684 | 7399 | Rate Constraint in MTons | FALSE | L | Annual | Allowances Purchased SO2 | Thousand Tons | 0 | 0 | 0 | 0 | 0 | 0 | 0
NSR TVA System - SO2 Cap Annual v4.11 | 684 | 7399 | Rate Constraint in MTons | FALSE | L | Annual | Allowances Sold SO2 | Thousand Tons | 0 | 0 | 0 | 0 | 0 | 0 | 0
NSR TVA System - SO2 Cap Annual v4.11 | 684 | 7399 | Rate Constraint in MTons | FALSE | L | Annual | Allowances Banked | Thousand Tons | 0 | 0 | 0 | 0 | 0 | 0 | 0
NSR TVA System - SO2 Cap Annual v4.11 | 684 | 7399 | Rate Constraint in MTons | FALSE | L | Annual | Allowances Withdrawn (1:1) | Thousand Tons | 0 | 0 | 0 | 0 | 0 | 0 | 0
NSR TVA System - SO2 Cap Annual v4.11 | 684 | 7399 | Rate Constraint in MTons | FALSE | L | Annual | Allowances Withdrawn (n:1) | Thousand Tons | 0 | 0 | 0 | 0 | 0 | 0 | 0
NSR TVA System - SO2 Cap Annual v4.11 | 684 | 7399 | Rate Constraint in MTons | FALSE | L | Annual | Net Emissions Allowance Position | Thousand Tons | 7.3776 | 0.91699 | 0 | 0 | 0 | 0 | 0
NSR TVA System - SO2 Cap Annual v4.11 | 684 | 7399 | Rate Constraint in MTons | FALSE | L | Annual | Fuel Consumed | TBtu | 68.6873 | 22.4837 | 0 | 0 | 0 | 0 | 0
NSR TVA System - SO2 Cap Annual v4.11 | 684 | 7399 | Rate Constraint in MTons | FALSE | L | Annual | Rate | lb/MMBtu | 0.21482 | 0.081569 | 0 | 0 | 0 | 0 | 0
NSR TVA System - SO2 Cap Annual v4.11 | 684 | 7399 | Rate Constraint in MTons | FALSE | L | Annual | Generation | TWh | 6.2937 | 1.9656 | 0 | 0 | 0 | 0 | 0
NSR TVA System - SO2 Cap Annual v4.11 | 684 | 7399 | Rate Constraint in MTons | FALSE | L | Annual | Qualifying Generation | TWh | 6.2937 | 1.9656 | 0 | 0 | 0 | 0 | 0
NSR TVA System - SO2 Cap Annual v4.11 | 684 | 7399 | Rate Constraint in MTons | FALSE | L | Annual | Rate | lb/MWh | 2.3444 | 0.93302 | 0 | 0 | 0 | 0 | 0
NSR TVA System - SO2 Cap Annual v4.11 | 684 | 7399 | Rate Constraint in MTons | FALSE | L | Annual | Constraint Shadow Price | US2022$/Ton | 0 | 0 | 0 | 0 | 0 | 0 | 0
NSR Valley 1-4 - NOX Rate Annual v5.16 | 685 | 7429 | Rate Constraint in lbs/MMBtu | FALSE | L | Annual | Seasons Included | Seasons | Winter, Spring, Summer, Fall | Winter, Spring, Summer, Fall | Winter, Spring, Summer, Fall | Winter, Spring, Summer, Fall | Winter, Spring, Summer, Fall | Winter, Spring, Summer, Fall | Winter, Spring, Summer, Fall
NSR Valley 1-4 - NOX Rate Annual v5.16 | 685 | 7429 | Rate Constraint in lbs/MMBtu | FALSE | L | Annual | Standard NOX | lb/MMBtu | 0.08 | 0.08 | 0.08 | 0.08 | 0.08 | 0.08 | 0.08
NSR Valley 1-4 - NOX Rate Annual v5.16 | 685 | 7429 | Rate Constraint in lbs/MMBtu | FALSE | L | Annual | Emissions at Affected Plants NOX | Thousand Tons | 0.11312 | 0.11294 | 0 | 0 | 0 | 0 | 0
NSR Valley 1-4 - NOX Rate Annual v5.16 | 685 | 7429 | Rate Constraint in lbs/MMBtu | FALSE | L | Annual | Allowances Purchased NOX | Thousand Tons | 0 | 0 | 0 | 0 | 0 | 0 | 0
NSR Valley 1-4 - NOX Rate Annual v5.16 | 685 | 7429 | Rate Constraint in lbs/MMBtu | FALSE | L | Annual | Allowances Sold NOX | Thousand Tons | 0 | 0 | 0 | 0 | 0 | 0 | 0
NSR Valley 1-4 - NOX Rate Annual v5.16 | 685 | 7429 | Rate Constraint in lbs/MMBtu | FALSE | L | Annual | Allowances Banked | Thousand Tons | 0 | 0 | 0 | 0 | 0 | 0 | 0
NSR Valley 1-4 - NOX Rate Annual v5.16 | 685 | 7429 | Rate Constraint in lbs/MMBtu | FALSE | L | Annual | Allowances Withdrawn (1:1) | Thousand Tons | 0 | 0 | 0 | 0 | 0 | 0 | 0
NSR Valley 1-4 - NOX Rate Annual v5.16 | 685 | 7429 | Rate Constraint in lbs/MMBtu | FALSE | L | Annual | Allowances Withdrawn (n:1) | Thousand Tons | 0 | 0 | 0 | 0 | 0 | 0 | 0
NSR Valley 1-4 - NOX Rate Annual v5.16 | 685 | 7429 | Rate Constraint in lbs/MMBtu | FALSE | L | Annual | Net Emissions Allowance Position | Thousand Tons | 0.11312 | 0.11294 | 0 | 0 | 0 | 0 | 0
NSR Valley 1-4 - NOX Rate Annual v5.16 | 685 | 7429 | Rate Constraint in lbs/MMBtu | FALSE | L | Annual | Fuel Consumed | TBtu | 3.0642 | 3.0595 | 0 | 0 | 0 | 0 | 0
NSR Valley 1-4 - NOX Rate Annual v5.16 | 685 | 7429 | Rate Constraint in lbs/MMBtu | FALSE | L | Annual | Rate | lb/MMBtu | 0.073832 | 0.073832 | 0 | 0 | 0 | 0 | 0
NSR Valley 1-4 - NOX Rate Annual v5.16 | 685 | 7429 | Rate Constraint in lbs/MMBtu | FALSE | L | Annual | Generation | TWh | 0.31812 | 0.31764 | 0 | 0 | 0 | 0 | 0
NSR Valley 1-4 - NOX Rate Annual v5.16 | 685 | 7429 | Rate Constraint in lbs/MMBtu | FALSE | L | Annual | Qualifying Generation | TWh | 0.31812 | 0.31764 | 0 | 0 | 0 | 0 | 0
NSR Valley 1-4 - NOX Rate Annual v5.16 | 685 | 7429 | Rate Constraint in lbs/MMBtu | FALSE | L | Annual | Rate | lb/MWh | 0.71115 | 0.71115 | 0 | 0 | 0 | 0 | 0
NSR Valley 1-4 - NOX Rate Annual v5.16 | 685 | 7429 | Rate Constraint in lbs/MMBtu | FALSE | L | Annual | Constraint Shadow Price | US2022$/Ton | 0 | 0 | 0 | 0 | 0 | 0 | 0
NSR Valley 1-4 - SO2 Cap Annual v5.16 | 686 | 7428 | Rate Constraint in MTons | FALSE | L | Annual | Seasons Included | Seasons | Winter, Spring, Summer, Fall | Winter, Spring, Summer, Fall | Winter, Spring, Summer, Fall | Winter, Spring, Summer, Fall | Winter, Spring, Summer, Fall | Winter, Spring, Summer, Fall | Winter, Spring, Summer, Fall
NSR Valley 1-4 - SO2 Cap Annual v5.16 | 686 | 7428 | Rate Constraint in MTons | FALSE | L | Annual | Standard SO2 | Thousand Tons | 0.0095 | 0.0095 | 0.0095 | 0.0095 | 0.0095 | 0.0095 | 0.0095
NSR Valley 1-4 - SO2 Cap Annual v5.16 | 686 | 7428 | Rate Constraint in MTons | FALSE | L | Annual | Emissions at Affected Plants SO2 | Thousand Tons | 0 | 0 | 0 | 0 | 0 | 0 | 0
NSR Valley 1-4 - SO2 Cap Annual v5.16 | 686 | 7428 | Rate Constraint in MTons | FALSE | L | Annual | Allowances Purchased SO2 | Thousand Tons | 0 | 0 | 0 | 0 | 0 | 0 | 0
NSR Valley 1-4 - SO2 Cap Annual v5.16 | 686 | 7428 | Rate Constraint in MTons | FALSE | L | Annual | Allowances Sold SO2 | Thousand Tons | 0 | 0 | 0 | 0 | 0 | 0 | 0
NSR Valley 1-4 - SO2 Cap Annual v5.16 | 686 | 7428 | Rate Constraint in MTons | FALSE | L | Annual | Allowances Banked | Thousand Tons | 0 | 0 | 0 | 0 | 0 | 0 | 0
NSR Valley 1-4 - SO2 Cap Annual v5.16 | 686 | 7428 | Rate Constraint in MTons | FALSE | L | Annual | Allowances Withdrawn (1:1) | Thousand Tons | 0 | 0 | 0 | 0 | 0 | 0 | 0
NSR Valley 1-4 - SO2 Cap Annual v5.16 | 686 | 7428 | Rate Constraint in MTons | FALSE | L | Annual | Allowances Withdrawn (n:1) | Thousand Tons | 0 | 0 | 0 | 0 | 0 | 0 | 0
NSR Valley 1-4 - SO2 Cap Annual v5.16 | 686 | 7428 | Rate Constraint in MTons | FALSE | L | Annual | Net Emissions Allowance Position | Thousand Tons | 0 | 0 | 0 | 0 | 0 | 0 | 0
NSR Valley 1-4 - SO2 Cap Annual v5.16 | 686 | 7428 | Rate Constraint in MTons | FALSE | L | Annual | Fuel Consumed | TBtu | 3.0642 | 3.0595 | 0 | 0 | 0 | 0 | 0
NSR Valley 1-4 - SO2 Cap Annual v5.16 | 686 | 7428 | Rate Constraint in MTons | FALSE | L | Annual | Rate | lb/MMBtu | 0 | 0 | 0 | 0 | 0 | 0 | 0
NSR Valley 1-4 - SO2 Cap Annual v5.16 | 686 | 7428 | Rate Constraint in MTons | FALSE | L | Annual | Generation | TWh | 0.31812 | 0.31764 | 0 | 0 | 0 | 0 | 0
NSR Valley 1-4 - SO2 Cap Annual v5.16 | 686 | 7428 | Rate Constraint in MTons | FALSE | L | Annual | Qualifying Generation | TWh | 0.31812 | 0.31764 | 0 | 0 | 0 | 0 | 0
NSR Valley 1-4 - SO2 Cap Annual v5.16 | 686 | 7428 | Rate Constraint in MTons | FALSE | L | Annual | Rate | lb/MWh | 0 | 0 | 0 | 0 | 0 | 0 | 0
NSR Valley 1-4 - SO2 Cap Annual v5.16 | 686 | 7428 | Rate Constraint in MTons | FALSE | L | Annual | Constraint Shadow Price | US2022$/Ton | 0 | 0 | 0 | 0 | 0 | 0 | 0
NSR WEPCO Settlement - NOX Cap Annual v3.1 | 687 | 7401 | Rate Constraint in MTons | FALSE | L | Annual | Seasons Included | Seasons | Winter, Spring, Summer, Fall | Winter, Spring, Summer, Fall | Winter, Spring, Summer, Fall | Winter, Spring, Summer, Fall | Winter, Spring, Summer, Fall | Winter, Spring, Summer, Fall | Winter, Spring, Summer, Fall
NSR WEPCO Settlement - NOX Cap Annual v3.1 | 687 | 7401 | Rate Constraint in MTons | FALSE | L | Annual | Standard NOX | Thousand Tons | 17.4 | 17.4 | 17.4 | 17.4 | 17.4 | 17.4 | 17.4
NSR WEPCO Settlement - NOX Cap Annual v3.1 | 687 | 7401 | Rate Constraint in MTons | FALSE | L | Annual | Emissions at Affected Plants NOX | Thousand Tons | 0.11312 | 0.11294 | 0 | 0 | 0 | 0 | 0
NSR WEPCO Settlement - NOX Cap Annual v3.1 | 687 | 7401 | Rate Constraint in MTons | FALSE | L | Annual | Allowances Purchased NOX | Thousand Tons | 0 | 0 | 0 | 0 | 0 | 0 | 0
NSR WEPCO Settlement - NOX Cap Annual v3.1 | 687 | 7401 | Rate Constraint in MTons | FALSE | L | Annual | Allowances Sold NOX | Thousand Tons | 0 | 0 | 0 | 0 | 0 | 0 | 0
NSR WEPCO Settlement - NOX Cap Annual v3.1 | 687 | 7401 | Rate Constraint in MTons | FALSE | L | Annual | Allowances Banked | Thousand Tons | 0 | 0 | 0 | 0 | 0 | 0 | 0
NSR WEPCO Settlement - NOX Cap Annual v3.1 | 687 | 7401 | Rate Constraint in MTons | FALSE | L | Annual | Allowances Withdrawn (1:1) | Thousand Tons | 0 | 0 | 0 | 0 | 0 | 0 | 0
NSR WEPCO Settlement - NOX Cap Annual v3.1 | 687 | 7401 | Rate Constraint in MTons | FALSE | L | Annual | Allowances Withdrawn (n:1) | Thousand Tons | 0 | 0 | 0 | 0 | 0 | 0 | 0
NSR WEPCO Settlement - NOX Cap Annual v3.1 | 687 | 7401 | Rate Constraint in MTons | FALSE | L | Annual | Net Emissions Allowance Position | Thousand Tons | 0.11312 | 0.11294 | 0 | 0 | 0 | 0 | 0
NSR WEPCO Settlement - NOX Cap Annual v3.1 | 687 | 7401 | Rate Constraint in MTons | FALSE | L | Annual | Fuel Consumed | TBtu | 3.0642 | 3.0595 | 0 | 0 | 0 | 0 | 0
NSR WEPCO Settlement - NOX Cap Annual v3.1 | 687 | 7401 | Rate Constraint in MTons | FALSE | L | Annual | Rate | lb/MMBtu | 0.073832 | 0.073832 | 0 | 0 | 0 | 0 | 0
NSR WEPCO Settlement - NOX Cap Annual v3.1 | 687 | 7401 | Rate Constraint in MTons | FALSE | L | Annual | Generation | TWh | 0.31812 | 0.31764 | 0 | 0 | 0 | 0 | 0
NSR WEPCO Settlement - NOX Cap Annual v3.1 | 687 | 7401 | Rate Constraint in MTons | FALSE | L | Annual | Qualifying Generation | TWh | 0.31812 | 0.31764 | 0 | 0 | 0 | 0 | 0
NSR WEPCO Settlement - NOX Cap Annual v3.1 | 687 | 7401 | Rate Constraint in MTons | FALSE | L | Annual | Rate | lb/MWh | 0.71115 | 0.71115 | 0 | 0 | 0 | 0 | 0
NSR WEPCO Settlement - NOX Cap Annual v3.1 | 687 | 7401 | Rate Constraint in MTons | FALSE | L | Annual | Constraint Shadow Price | US2022$/Ton | 0 | 0 | 0 | 0 | 0 | 0 | 0
NSR WEPCO Settlement - NOX Rate Annual v3.1 | 688 | 7402 | Rate Constraint in lbs/MMBtu | FALSE | L | Annual | Seasons Included | Seasons | Winter, Spring, Summer, Fall | Winter, Spring, Summer, Fall | Winter, Spring, Summer, Fall | Winter, Spring, Summer, Fall | Winter, Spring, Summer, Fall | Winter, Spring, Summer, Fall | Winter, Spring, Summer, Fall
NSR WEPCO Settlement - NOX Rate Annual v3.1 | 688 | 7402 | Rate Constraint in lbs/MMBtu | FALSE | L | Annual | Standard NOX | lb/MMBtu | 0.17 | 0.17 | 0.17 | 0.17 | 0.17 | 0.17 | 0.17
NSR WEPCO Settlement - NOX Rate Annual v3.1 | 688 | 7402 | Rate Constraint in lbs/MMBtu | FALSE | L | Annual | Emissions at Affected Plants NOX | Thousand Tons | 0.11312 | 0.11294 | 0 | 0 | 0 | 0 | 0
NSR WEPCO Settlement - NOX Rate Annual v3.1 | 688 | 7402 | Rate Constraint in lbs/MMBtu | FALSE | L | Annual | Allowances Purchased NOX | Thousand Tons | 0 | 0 | 0 | 0 | 0 | 0 | 0
NSR WEPCO Settlement - NOX Rate Annual v3.1 | 688 | 7402 | Rate Constraint in lbs/MMBtu | FALSE | L | Annual | Allowances Sold NOX | Thousand Tons | 0 | 0 | 0 | 0 | 0 | 0 | 0
NSR WEPCO Settlement - NOX Rate Annual v3.1 | 688 | 7402 | Rate Constraint in lbs/MMBtu | FALSE | L | Annual | Allowances Banked | Thousand Tons | 0 | 0 | 0 | 0 | 0 | 0 | 0
NSR WEPCO Settlement - NOX Rate Annual v3.1 | 688 | 7402 | Rate Constraint in lbs/MMBtu | FALSE | L | Annual | Allowances Withdrawn (1:1) | Thousand Tons | 0 | 0 | 0 | 0 | 0 | 0 | 0
NSR WEPCO Settlement - NOX Rate Annual v3.1 | 688 | 7402 | Rate Constraint in lbs/MMBtu | FALSE | L | Annual | Allowances Withdrawn (n:1) | Thousand Tons | 0 | 0 | 0 | 0 | 0 | 0 | 0
NSR WEPCO Settlement - NOX Rate Annual v3.1 | 688 | 7402 | Rate Constraint in lbs/MMBtu | FALSE | L | Annual | Net Emissions Allowance Position | Thousand Tons | 0.11312 | 0.11294 | 0 | 0 | 0 | 0 | 0
NSR WEPCO Settlement - NOX Rate Annual v3.1 | 688 | 7402 | Rate Constraint in lbs/MMBtu | FALSE | L | Annual | Fuel Consumed | TBtu | 3.0642 | 3.0595 | 0 | 0 | 0 | 0 | 0
NSR WEPCO Settlement - NOX Rate Annual v3.1 | 688 | 7402 | Rate Constraint in lbs/MMBtu | FALSE | L | Annual | Rate | lb/MMBtu | 0.073832 | 0.073832 | 0 | 0 | 0 | 0 | 0
NSR WEPCO Settlement - NOX Rate Annual v3.1 | 688 | 7402 | Rate Constraint in lbs/MMBtu | FALSE | L | Annual | Generation | TWh | 0.31812 | 0.31764 | 0 | 0 | 0 | 0 | 0
NSR WEPCO Settlement - NOX Rate Annual v3.1 | 688 | 7402 | Rate Constraint in lbs/MMBtu | FALSE | L | Annual | Qualifying Generation | TWh | 0.31812 | 0.31764 | 0 | 0 | 0 | 0 | 0
NSR WEPCO Settlement - NOX Rate Annual v3.1 | 688 | 7402 | Rate Constraint in lbs/MMBtu | FALSE | L | Annual | Rate | lb/MWh | 0.71115 | 0.71115 | 0 | 0 | 0 | 0 | 0
NSR WEPCO Settlement - NOX Rate Annual v3.1 | 688 | 7402 | Rate Constraint in lbs/MMBtu | FALSE | L | Annual | Constraint Shadow Price | US2022$/Ton | 0 | 0 | 0 | 0 | 0 | 0 | 0
NSR WEPCO Settlement - SO2 Cap Annual v3.1 | 689 | 7403 | Rate Constraint in MTons | FALSE | L | Annual | Seasons Included | Seasons | Winter, Spring, Summer, Fall | Winter, Spring, Summer, Fall | Winter, Spring, Summer, Fall | Winter, Spring, Summer, Fall | Winter, Spring, Summer, Fall | Winter, Spring, Summer, Fall | Winter, Spring, Summer, Fall
NSR WEPCO Settlement - SO2 Cap Annual v3.1 | 689 | 7403 | Rate Constraint in MTons | FALSE | L | Annual | Standard SO2 | Thousand Tons | 33.3 | 33.3 | 33.3 | 33.3 | 33.3 | 33.3 | 33.3
NSR WEPCO Settlement - SO2 Cap Annual v3.1 | 689 | 7403 | Rate Constraint in MTons | FALSE | L | Annual | Emissions at Affected Plants SO2 | Thousand Tons | 0 | 0 | 0 | 0 | 0 | 0 | 0
NSR WEPCO Settlement - SO2 Cap Annual v3.1 | 689 | 7403 | Rate Constraint in MTons | FALSE | L | Annual | Allowances Purchased SO2 | Thousand Tons | 0 | 0 | 0 | 0 | 0 | 0 | 0
NSR WEPCO Settlement - SO2 Cap Annual v3.1 | 689 | 7403 | Rate Constraint in MTons | FALSE | L | Annual | Allowances Sold SO2 | Thousand Tons | 0 | 0 | 0 | 0 | 0 | 0 | 0
NSR WEPCO Settlement - SO2 Cap Annual v3.1 | 689 | 7403 | Rate Constraint in MTons | FALSE | L | Annual | Allowances Banked | Thousand Tons | 0 | 0 | 0 | 0 | 0 | 0 | 0
NSR WEPCO Settlement - SO2 Cap Annual v3.1 | 689 | 7403 | Rate Constraint in MTons | FALSE | L | Annual | Allowances Withdrawn (1:1) | Thousand Tons | 0 | 0 | 0 | 0 | 0 | 0 | 0
NSR WEPCO Settlement - SO2 Cap Annual v3.1 | 689 | 7403 | Rate Constraint in MTons | FALSE | L | Annual | Allowances Withdrawn (n:1) | Thousand Tons | 0 | 0 | 0 | 0 | 0 | 0 | 0
NSR WEPCO Settlement - SO2 Cap Annual v3.1 | 689 | 7403 | Rate Constraint in MTons | FALSE | L | Annual | Net Emissions Allowance Position | Thousand Tons | 0 | 0 | 0 | 0 | 0 | 0 | 0
NSR WEPCO Settlement - SO2 Cap Annual v3.1 | 689 | 7403 | Rate Constraint in MTons | FALSE | L | Annual | Fuel Consumed | TBtu | 3.0642 | 3.0595 | 0 | 0 | 0 | 0 | 0
NSR WEPCO Settlement - SO2 Cap Annual v3.1 | 689 | 7403 | Rate Constraint in MTons | FALSE | L | Annual | Rate | lb/MMBtu | 0 | 0 | 0 | 0 | 0 | 0 | 0
NSR WEPCO Settlement - SO2 Cap Annual v3.1 | 689 | 7403 | Rate Constraint in MTons | FALSE | L | Annual | Generation | TWh | 0.31812 | 0.31764 | 0 | 0 | 0 | 0 | 0
NSR WEPCO Settlement - SO2 Cap Annual v3.1 | 689 | 7403 | Rate Constraint in MTons | FALSE | L | Annual | Qualifying Generation | TWh | 0.31812 | 0.31764 | 0 | 0 | 0 | 0 | 0
NSR WEPCO Settlement - SO2 Cap Annual v3.1 | 689 | 7403 | Rate Constraint in MTons | FALSE | L | Annual | Rate | lb/MWh | 0 | 0 | 0 | 0 | 0 | 0 | 0
NSR WEPCO Settlement - SO2 Cap Annual v3.1 | 689 | 7403 | Rate Constraint in MTons | FALSE | L | Annual | Constraint Shadow Price | US2022$/Ton | 0 | 0 | 0 | 0 | 0 | 0 | 0
NSR WEPCO Settlement - SO2 Rate Annual v3.1 | 690 | 7404 | Rate Constraint in lbs/MMBtu | FALSE | L | Annual | Seasons Included | Seasons | Winter, Spring, Summer, Fall | Winter, Spring, Summer, Fall | Winter, Spring, Summer, Fall | Winter, Spring, Summer, Fall | Winter, Spring, Summer, Fall | Winter, Spring, Summer, Fall | Winter, Spring, Summer, Fall
NSR WEPCO Settlement - SO2 Rate Annual v3.1 | 690 | 7404 | Rate Constraint in lbs/MMBtu | FALSE | L | Annual | Standard SO2 | lb/MMBtu | 0.32 | 0.32 | 0.32 | 0.32 | 0.32 | 0.32 | 0.32
NSR WEPCO Settlement - SO2 Rate Annual v3.1 | 690 | 7404 | Rate Constraint in lbs/MMBtu | FALSE | L | Annual | Emissions at Affected Plants SO2 | Thousand Tons | 0 | 0 | 0 | 0 | 0 | 0 | 0
NSR WEPCO Settlement - SO2 Rate Annual v3.1 | 690 | 7404 | Rate Constraint in lbs/MMBtu | FALSE | L | Annual | Allowances Purchased SO2 | Thousand Tons | 0 | 0 | 0 | 0 | 0 | 0 | 0
NSR WEPCO Settlement - SO2 Rate Annual v3.1 | 690 | 7404 | Rate Constraint in lbs/MMBtu | FALSE | L | Annual | Allowances Sold SO2 | Thousand Tons | 0 | 0 | 0 | 0 | 0 | 0 | 0
NSR WEPCO Settlement - SO2 Rate Annual v3.1 | 690 | 7404 | Rate Constraint in lbs/MMBtu | FALSE | L | Annual | Allowances Banked | Thousand Tons | 0 | 0 | 0 | 0 | 0 | 0 | 0
NSR WEPCO Settlement - SO2 Rate Annual v3.1 | 690 | 7404 | Rate Constraint in lbs/MMBtu | FALSE | L | Annual | Allowances Withdrawn (1:1) | Thousand Tons | 0 | 0 | 0 | 0 | 0 | 0 | 0
NSR WEPCO Settlement - SO2 Rate Annual v3.1 | 690 | 7404 | Rate Constraint in lbs/MMBtu | FALSE | L | Annual | Allowances Withdrawn (n:1) | Thousand Tons | 0 | 0 | 0 | 0 | 0 | 0 | 0
NSR WEPCO Settlement - SO2 Rate Annual v3.1 | 690 | 7404 | Rate Constraint in lbs/MMBtu | FALSE | L | Annual | Net Emissions Allowance Position | Thousand Tons | 0 | 0 | 0 | 0 | 0 | 0 | 0
NSR WEPCO Settlement - SO2 Rate Annual v3.1 | 690 | 7404 | Rate Constraint in lbs/MMBtu | FALSE | L | Annual | Fuel Consumed | TBtu | 3.0642 | 3.0595 | 0 | 0 | 0 | 0 | 0
NSR WEPCO Settlement - SO2 Rate Annual v3.1 | 690 | 7404 | Rate Constraint in lbs/MMBtu | FALSE | L | Annual | Rate | lb/MMBtu | 0 | 0 | 0 | 0 | 0 | 0 | 0
NSR WEPCO Settlement - SO2 Rate Annual v3.1 | 690 | 7404 | Rate Constraint in lbs/MMBtu | FALSE | L | Annual | Generation | TWh | 0.31812 | 0.31764 | 0 | 0 | 0 | 0 | 0
NSR WEPCO Settlement - SO2 Rate Annual v3.1 | 690 | 7404 | Rate Constraint in lbs/MMBtu | FALSE | L | Annual | Qualifying Generation | TWh | 0.31812 | 0.31764 | 0 | 0 | 0 | 0 | 0
NSR WEPCO Settlement - SO2 Rate Annual v3.1 | 690 | 7404 | Rate Constraint in lbs/MMBtu | FALSE | L | Annual | Rate | lb/MWh | 0 | 0 | 0 | 0 | 0 | 0 | 0
NSR WEPCO Settlement - SO2 Rate Annual v3.1 | 690 | 7404 | Rate Constraint in lbs/MMBtu | FALSE | L | Annual | Constraint Shadow Price | US2022$/Ton | 0 | 0 | 0 | 0 | 0 | 0 | 0
NSR Westar Consent - NOX Cap Annual v4.10 | 691 | 7405 | Rate Constraint in MTons | FALSE | L | Annual | Seasons Included | Seasons | Winter, Spring, Summer, Fall | Winter, Spring, Summer, Fall | Winter, Spring, Summer, Fall | Winter, Spring, Summer, Fall | Winter, Spring, Summer, Fall | Winter, Spring, Summer, Fall | Winter, Spring, Summer, Fall
NSR Westar Consent - NOX Cap Annual v4.10 | 691 | 7405 | Rate Constraint in MTons | FALSE | L | Annual | Standard NOX | Thousand Tons | 9.6 | 9.6 | 9.6 | 9.6 | 9.6 | 9.6 | 9.6
NSR Westar Consent - NOX Cap Annual v4.10 | 691 | 7405 | Rate Constraint in MTons | FALSE | L | Annual | Emissions at Affected Plants NOX | Thousand Tons | 0.7492 | 0.83412 | 0 | 0 | 0 | 0 | 0
NSR Westar Consent - NOX Cap Annual v4.10 | 691 | 7405 | Rate Constraint in MTons | FALSE | L | Annual | Allowances Purchased NOX | Thousand Tons | 0 | 0 | 0 | 0 | 0 | 0 | 0
NSR Westar Consent - NOX Cap Annual v4.10 | 691 | 7405 | Rate Constraint in MTons | FALSE | L | Annual | Allowances Sold NOX | Thousand Tons | 0 | 0 | 0 | 0 | 0 | 0 | 0
NSR Westar Consent - NOX Cap Annual v4.10 | 691 | 7405 | Rate Constraint in MTons | FALSE | L | Annual | Allowances Banked | Thousand Tons | 0 | 0 | 0 | 0 | 0 | 0 | 0
NSR Westar Consent - NOX Cap Annual v4.10 | 691 | 7405 | Rate Constraint in MTons | FALSE | L | Annual | Allowances Withdrawn (1:1) | Thousand Tons | 0 | 0 | 0 | 0 | 0 | 0 | 0
NSR Westar Consent - NOX Cap Annual v4.10 | 691 | 7405 | Rate Constraint in MTons | FALSE | L | Annual | Allowances Withdrawn (n:1) | Thousand Tons | 0 | 0 | 0 | 0 | 0 | 0 | 0
NSR Westar Consent - NOX Cap Annual v4.10 | 691 | 7405 | Rate Constraint in MTons | FALSE | L | Annual | Net Emissions Allowance Position | Thousand Tons | 0.7492 | 0.83412 | 0 | 0 | 0 | 0 | 0
NSR Westar Consent - NOX Cap Annual v4.10 | 691 | 7405 | Rate Constraint in MTons | FALSE | L | Annual | Fuel Consumed | TBtu | 37.5349 | 41.7896 | 0 | 0 | 0 | 0 | 0
NSR Westar Consent - NOX Cap Annual v4.10 | 691 | 7405 | Rate Constraint in MTons | FALSE | L | Annual | Rate | lb/MMBtu | 0.03992 | 0.03992 | 0 | 0 | 0 | 0 | 0
NSR Westar Consent - NOX Cap Annual v4.10 | 691 | 7405 | Rate Constraint in MTons | FALSE | L | Annual | Generation | TWh | 3.4154 | 3.8025 | 0 | 0 | 0 | 0 | 0
NSR Westar Consent - NOX Cap Annual v4.10 | 691 | 7405 | Rate Constraint in MTons | FALSE | L | Annual | Qualifying Generation | TWh | 3.4154 | 3.8025 | 0 | 0 | 0 | 0 | 0
NSR Westar Consent - NOX Cap Annual v4.10 | 691 | 7405 | Rate Constraint in MTons | FALSE | L | Annual | Rate | lb/MWh | 0.43872 | 0.43872 | 0 | 0 | 0 | 0 | 0
NSR Westar Consent - NOX Cap Annual v4.10 | 691 | 7405 | Rate Constraint in MTons | FALSE | L | Annual | Constraint Shadow Price | US2022$/Ton | 0 | 0 | 0 | 0 | 0 | 0 | 0
NSR Westar Consent - NOX Rate Annual v4.10, Unit 2516 and retrofits | 692 | 7406 | Rate Constraint in lbs/MMBtu | FALSE | L | Annual | Seasons Included | Seasons | Winter, Spring, Summer, Fall | Winter, Spring, Summer, Fall | Winter, Spring, Summer, Fall | Winter, Spring, Summer, Fall | Winter, Spring, Summer, Fall | Winter, Spring, Summer, Fall | Winter, Spring, Summer, Fall
NSR Westar Consent - NOX Rate Annual v4.10, Unit 2516 and retrofits | 692 | 7406 | Rate Constraint in lbs/MMBtu | FALSE | L | Annual | Standard NOX | lb/MMBtu | 0.1 | 0.1 | 0.1 | 0.1 | 0.1 | 0.1 | 0.1
NSR Westar Consent - NOX Rate Annual v4.10, Unit 2516 and retrofits | 692 | 7406 | Rate Constraint in lbs/MMBtu | FALSE | L | Annual | Emissions at Affected Plants NOX | Thousand Tons | 0.7492 | 0.83412 | 0 | 0 | 0 | 0 | 0
NSR Westar Consent - NOX Rate Annual v4.10, Unit 2516 and retrofits | 692 | 7406 | Rate Constraint in lbs/MMBtu | FALSE | L | Annual | Allowances Purchased NOX | Thousand Tons | 0 | 0 | 0 | 0 | 0 | 0 | 0
NSR Westar Consent - NOX Rate Annual v4.10, Unit 2516 and retrofits | 692 | 7406 | Rate Constraint in lbs/MMBtu | FALSE | L | Annual | Allowances Sold NOX | Thousand Tons | 0 | 0 | 0 | 0 | 0 | 0 | 0
NSR Westar Consent - NOX Rate Annual v4.10, Unit 2516 and retrofits | 692 | 7406 | Rate Constraint in lbs/MMBtu | FALSE | L | Annual | Allowances Banked | Thousand Tons | 0 | 0 | 0 | 0 | 0 | 0 | 0
NSR Westar Consent - NOX Rate Annual v4.10, Unit 2516 and retrofits | 692 | 7406 | Rate Constraint in lbs/MMBtu | FALSE | L | Annual | Allowances Withdrawn (1:1) | Thousand Tons | 0 | 0 | 0 | 0 | 0 | 0 | 0
NSR Westar Consent - NOX Rate Annual v4.10, Unit 2516 and retrofits | 692 | 7406 | Rate Constraint in lbs/MMBtu | FALSE | L | Annual | Allowances Withdrawn (n:1) | Thousand Tons | 0 | 0 | 0 | 0 | 0 | 0 | 0
NSR Westar Consent - NOX Rate Annual v4.10, Unit 2516 and retrofits | 692 | 7406 | Rate Constraint in lbs/MMBtu | FALSE | L | Annual | Net Emissions Allowance Position | Thousand Tons | 0.7492 | 0.83412 | 0 | 0 | 0 | 0 | 0
NSR Westar Consent - NOX Rate Annual v4.10, Unit 2516 and retrofits | 692 | 7406 | Rate Constraint in lbs/MMBtu | FALSE | L | Annual | Fuel Consumed | TBtu | 37.5349 | 41.7896 | 0 | 0 | 0 | 0 | 0
NSR Westar Consent - NOX Rate Annual v4.10, Unit 2516 and retrofits | 692 | 7406 | Rate Constraint in lbs/MMBtu | FALSE | L | Annual | Rate | lb/MMBtu | 0.03992 | 0.03992 | 0 | 0 | 0 | 0 | 0
NSR Westar Consent - NOX Rate Annual v4.10, Unit 2516 and retrofits | 692 | 7406 | Rate Constraint in lbs/MMBtu | FALSE | L | Annual | Generation | TWh | 3.4154 | 3.8025 | 0 | 0 | 0 | 0 | 0
NSR Westar Consent - NOX Rate Annual v4.10, Unit 2516 and retrofits | 692 | 7406 | Rate Constraint in lbs/MMBtu | FALSE | L | Annual | Qualifying Generation | TWh | 3.4154 | 3.8025 | 0 | 0 | 0 | 0 | 0
NSR Westar Consent - NOX Rate Annual v4.10, Unit 2516 and retrofits | 692 | 7406 | Rate Constraint in lbs/MMBtu | FALSE | L | Annual | Rate | lb/MWh | 0.43872 | 0.43872 | 0 | 0 | 0 | 0 | 0
NSR Westar Consent - NOX Rate Annual v4.10, Unit 2516 and retrofits | 692 | 7406 | Rate Constraint in lbs/MMBtu | FALSE | L | Annual | Constraint Shadow Price | US2022$/Ton | 0 | 0 | 0 | 0 | 0 | 0 | 0
NSR Westar Consent - NOX Rate Annual v4.10, Unit 2530 and retrofits | 693 | 7406 | Rate Constraint in lbs/MMBtu | FALSE | L | Annual | Seasons Included | Seasons | Winter, Spring, Summer, Fall | Winter, Spring, Summer, Fall | Winter, Spring, Summer, Fall | Winter, Spring, Summer, Fall | Winter, Spring, Summer, Fall | Winter, Spring, Summer, Fall | Winter, Spring, Summer, Fall
NSR Westar Consent - NOX Rate Annual v4.10, Unit 2530 and retrofits | 693 | 7406 | Rate Constraint in lbs/MMBtu | FALSE | L | Annual | Standard NOX | lb/MMBtu | 0.1 | 0.1 | 0.1 | 0.1 | 0.1 | 0.1 | 0.1
NSR Westar Consent - NOX Rate Annual v4.10, Unit 2530 and retrofits | 693 | 7406 | Rate Constraint in lbs/MMBtu | FALSE | L | Annual | Emissions at Affected Plants NOX | Thousand Tons | 0 | 0 | 0 | 0 | 0 | 0 | 0
NSR Westar Consent - NOX Rate Annual v4.10, Unit 2530 and retrofits | 693 | 7406 | Rate Constraint in lbs/MMBtu | FALSE | L | Annual | Allowances Purchased NOX | Thousand Tons | 0 | 0 | 0 | 0 | 0 | 0 | 0
NSR Westar Consent - NOX Rate Annual v4.10, Unit 2530 and retrofits | 693 | 7406 | Rate Constraint in lbs/MMBtu | FALSE | L | Annual | Allowances Sold NOX | Thousand Tons | 0 | 0 | 0 | 0 | 0 | 0 | 0
NSR Westar Consent - NOX Rate Annual v4.10, Unit 2530 and retrofits | 693 | 7406 | Rate Constraint in lbs/MMBtu | FALSE | L | Annual | Allowances Banked | Thousand Tons | 0 | 0 | 0 | 0 | 0 | 0 | 0
NSR Westar Consent - NOX Rate Annual v4.10, Unit 2530 and retrofits | 693 | 7406 | Rate Constraint in lbs/MMBtu | FALSE | L | Annual | Allowances Withdrawn (1:1) | Thousand Tons | 0 | 0 | 0 | 0 | 0 | 0 | 0
NSR Westar Consent - NOX Rate Annual v4.10, Unit 2530 and retrofits | 693 | 7406 | Rate Constraint in lbs/MMBtu | FALSE | L | Annual | Allowances Withdrawn (n:1) | Thousand Tons | 0 | 0 | 0 | 0 | 0 | 0 | 0
NSR Westar Consent - NOX Rate Annual v4.10, Unit 2530 and retrofits | 693 | 7406 | Rate Constraint in lbs/MMBtu | FALSE | L | Annual | Net Emissions Allowance Position | Thousand Tons | 0 | 0 | 0 | 0 | 0 | 0 | 0
NSR Westar Consent - NOX Rate Annual v4.10, Unit 2530 and retrofits | 693 | 7406 | Rate Constraint in lbs/MMBtu | FALSE | L | Annual | Fuel Consumed | TBtu | 0 | 0 | 0 | 0 | 0 | 0 | 0
NSR Westar Consent - NOX Rate Annual v4.10, Unit 2530 and retrofits | 693 | 7406 | Rate Constraint in lbs/MMBtu | FALSE | L | Annual | Rate | lb/MMBtu | 0 | 0 | 0 | 0 | 0 | 0 | 0
NSR Westar Consent - NOX Rate Annual v4.10, Unit 2530 and retrofits | 693 | 7406 | Rate Constraint in lbs/MMBtu | FALSE | L | Annual | Generation | TWh | 0 | 0 | 0 | 0 | 0 | 0 | 0
NSR Westar Consent - NOX Rate Annual v4.10, Unit 2530 and retrofits | 693 | 7406 | Rate Constraint in lbs/MMBtu | FALSE | L | Annual | Qualifying Generation | TWh | 0 | 0 | 0 | 0 | 0 | 0 | 0
NSR Westar Consent - NOX Rate Annual v4.10, Unit 2530 and retrofits | 693 | 7406 | Rate Constraint in lbs/MMBtu | FALSE | L | Annual | Rate | lb/MWh | 0 | 0 | 0 | 0 | 0 | 0 | 0
NSR Westar Consent - NOX Rate Annual v4.10, Unit 2530 and retrofits | 693 | 7406 | Rate Constraint in lbs/MMBtu | FALSE | L | Annual | Constraint Shadow Price | US2022$/Ton | 45935.6759 | 303.7498 | 0 | 0 | 0 | 0 | 0
NSR Westar Consent - NOX Rate Annual v4.10, Unit 2531 and retrofits | 694 | 7406 | Rate Constraint in lbs/MMBtu | FALSE | L | Annual | Seasons Included | Seasons | Winter, Spring, Summer, Fall | Winter, Spring, Summer, Fall | Winter, Spring, Summer, Fall | Winter, Spring, Summer, Fall | Winter, Spring, Summer, Fall | Winter, Spring, Summer, Fall | Winter, Spring, Summer, Fall
NSR Westar Consent - NOX Rate Annual v4.10, Unit 2531 and retrofits | 694 | 7406 | Rate Constraint in lbs/MMBtu | FALSE | L | Annual | Standard NOX | lb/MMBtu | 0.1 | 0.1 | 0.1 | 0.1 | 0.1 | 0.1 | 0.1
NSR Westar Consent - NOX Rate Annual v4.10, Unit 2531 and retrofits | 694 | 7406 | Rate Constraint in lbs/MMBtu | FALSE | L | Annual | Emissions at Affected Plants NOX | Thousand Tons | 0 | 0 | 0 | 0 | 0 | 0 | 0
NSR Westar Consent - NOX Rate Annual v4.10, Unit 2531 and retrofits | 694 | 7406 | Rate Constraint in lbs/MMBtu | FALSE | L | Annual | Allowances Purchased NOX | Thousand Tons | 0 | 0 | 0 | 0 | 0 | 0 | 0
NSR Westar Consent - NOX Rate Annual v4.10, Unit 2531 and retrofits | 694 | 7406 | Rate Constraint in lbs/MMBtu | FALSE | L | Annual | Allowances Sold NOX | Thousand Tons | 0 | 0 | 0 | 0 | 0 | 0 | 0
NSR Westar Consent - NOX Rate Annual v4.10, Unit 2531 and retrofits | 694 | 7406 | Rate Constraint in lbs/MMBtu | FALSE | L | Annual | Allowances Banked | Thousand Tons | 0 | 0 | 0 | 0 | 0 | 0 | 0
NSR Westar Consent - NOX Rate Annual v4.10, Unit 2531 and retrofits | 694 | 7406 | Rate Constraint in lbs/MMBtu | FALSE | L | Annual | Allowances Withdrawn (1:1) | Thousand Tons | 0 | 0 | 0 | 0 | 0 | 0 | 0
NSR Westar Consent - NOX Rate Annual v4.10, Unit 2531 and retrofits | 694 | 7406 | Rate Constraint in lbs/MMBtu | FALSE | L | Annual | Allowances Withdrawn (n:1) | Thousand Tons | 0 | 0 | 0 | 0 | 0 | 0 | 0
NSR Westar Consent - NOX Rate Annual v4.10, Unit 2531 and retrofits | 694 | 7406 | Rate Constraint in lbs/MMBtu | FALSE | L | Annual | Net Emissions Allowance Position | Thousand Tons | 0 | 0 | 0 | 0 | 0 | 0 | 0
NSR Westar Consent - NOX Rate Annual v4.10, Unit 2531 and retrofits | 694 | 7406 | Rate Constraint in lbs/MMBtu | FALSE | L | Annual | Fuel Consumed | TBtu | 0 | 0 | 0 | 0 | 0 | 0 | 0
NSR Westar Consent - NOX Rate Annual v4.10, Unit 2531 and retrofits | 694 | 7406 | Rate Constraint in lbs/MMBtu | FALSE | L | Annual | Rate | lb/MMBtu | 0 | 0 | 0 | 0 | 0 | 0 | 0
NSR Westar Consent - NOX Rate Annual v4.10, Unit 2531 and retrofits | 694 | 7406 | Rate Constraint in lbs/MMBtu | FALSE | L | Annual | Generation | TWh | 0 | 0 | 0 | 0 | 0 | 0 | 0
NSR Westar Consent - NOX Rate Annual v4.10, Unit 2531 and retrofits | 694 | 7406 | Rate Constraint in lbs/MMBtu | FALSE | L | Annual | Qualifying Generation | TWh | 0 | 0 | 0 | 0 | 0 | 0 | 0
NSR Westar Consent - NOX Rate Annual v4.10, Unit 2531 and retrofits | 694 | 7406 | Rate Constraint in lbs/MMBtu | FALSE | L | Annual | Rate | lb/MWh | 0 | 0 | 0 | 0 | 0 | 0 | 0
NSR Westar Consent - NOX Rate Annual v4.10, Unit 2531 and retrofits | 694 | 7406 | Rate Constraint in lbs/MMBtu | FALSE | L | Annual | Constraint Shadow Price | US2022$/Ton | 34227.529 | 59337.8318 | 0 | 0 | 0 | 0 | 0
NSR Westar Consent - SO2 Cap Annual v4.10 | 695 | 7407 | Rate Constraint in MTons | FALSE | L | Annual | Seasons Included | Seasons | Winter, Spring, Summer, Fall | Winter, Spring, Summer, Fall | Winter, Spring, Summer, Fall | Winter, Spring, Summer, Fall | Winter, Spring, Summer, Fall | Winter, Spring, Summer, Fall | Winter, Spring, Summer, Fall
NSR Westar Consent - SO2 Cap Annual v4.10 | 695 | 7407 | Rate Constraint in MTons | FALSE | L | Annual | Standard SO2 | Thousand Tons | 6.6 | 6.6 | 6.6 | 6.6 | 6.6 | 6.6 | 6.6
NSR Westar Consent - SO2 Cap Annual v4.10 | 695 | 7407 | Rate Constraint in MTons | FALSE | L | Annual | Emissions at Affected Plants SO2 | Thousand Tons | 1.126 | 1.2537 | 0 | 0 | 0 | 0 | 0
NSR Westar Consent - SO2 Cap Annual v4.10 | 695 | 7407 | Rate Constraint in MTons | FALSE | L | Annual | Allowances Purchased SO2 | Thousand Tons | 0 | 0 | 0 | 0 | 0 | 0 | 0
NSR Westar Consent - SO2 Cap Annual v4.10 | 695 | 7407 | Rate Constraint in MTons | FALSE | L | Annual | Allowances Sold SO2 | Thousand Tons | 0 | 0 | 0 | 0 | 0 | 0 | 0
NSR Westar Consent - SO2 Cap Annual v4.10 | 695 | 7407 | Rate Constraint in MTons | FALSE | L | Annual | Allowances Banked | Thousand Tons | 0 | 0 | 0 | 0 | 0 | 0 | 0
NSR Westar Consent - SO2 Cap Annual v4.10 | 695 | 7407 | Rate Constraint in MTons | FALSE | L | Annual | Allowances Withdrawn (1:1) | Thousand Tons | 0 | 0 | 0 | 0 | 0 | 0 | 0
NSR Westar Consent - SO2 Cap Annual v4.10 | 695 | 7407 | Rate Constraint in MTons | FALSE | L | Annual | Allowances Withdrawn (n:1) | Thousand Tons | 0 | 0 | 0 | 0 | 0 | 0 | 0
NSR Westar Consent - SO2 Cap Annual v4.10 | 695 | 7407 | Rate Constraint in MTons | FALSE | L | Annual | Net Emissions Allowance Position | Thousand Tons | 1.126 | 1.2537 | 0 | 0 | 0 | 0 | 0
NSR Westar Consent - SO2 Cap Annual v4.10 | 695 | 7407 | Rate Constraint in MTons | FALSE | L | Annual | Fuel Consumed | TBtu | 37.5349 | 41.7896 | 0 | 0 | 0 | 0 | 0
NSR Westar Consent - SO2 Cap Annual v4.10 | 695 | 7407 | Rate Constraint in MTons | FALSE | L | Annual | Rate | lb/MMBtu | 0.06 | 0.06 | 0 | 0 | 0 | 0 | 0
NSR Westar Consent - SO2 Cap Annual v4.10 | 695 | 7407 | Rate Constraint in MTons | FALSE | L | Annual | Generation | TWh | 3.4154 | 3.8025 | 0 | 0 | 0 | 0 | 0
NSR Westar Consent - SO2 Cap Annual v4.10 | 695 | 7407 | Rate Constraint in MTons | FALSE | L | Annual | Qualifying Generation | TWh | 3.4154 | 3.8025 | 0 | 0 | 0 | 0 | 0
NSR Westar Consent - SO2 Cap Annual v4.10 | 695 | 7407 | Rate Constraint in MTons | FALSE | L | Annual | Rate | lb/MWh | 0.6594 | 0.6594 | 0 | 0 | 0 | 0 | 0
NSR Westar Consent - SO2 Cap Annual v4.10 | 695 | 7407 | Rate Constraint in MTons | FALSE | L | Annual | Constraint Shadow Price | US2022$/Ton | 0 | 0 | 0 | 0 | 0 | 0 | 0
NSR Westar Consent - SO2 Rate Annual v4.10 | 696 | 7408 | MACT Fuel Choice Floor in lbs/MMBtu | FALSE | L | Annual | Seasons Included | Seasons | Winter, Spring, Summer, Fall | Winter, Spring, Summer, Fall | Winter, Spring, Summer, Fall | Winter, Spring, Summer, Fall | Winter, Spring, Summer, Fall | Winter, Spring, Summer, Fall | Winter, Spring, Summer, Fall
NSR Westar Consent - SO2 Rate Annual v4.10 | 696 | 7408 | MACT Fuel Choice Floor in lbs/MMBtu | FALSE | L | Annual | Emission Floor | lb/MMBtu | 0.07 | 0.07 | 0.07 | 0.07 | 0.07 | 0.07 | 0.07
NSR Westar Consent - SO2 Rate Annual v4.10 | 696 | 7408 | MACT Fuel Choice Floor in lbs/MMBtu | FALSE | L | Annual | Emissions at Affected Plants SO2 | Thousand Tons | 1.126 | 1.2537 | 0 | 0 | 0 | 0 | 0
NSR Westar Consent - SO2 Rate Annual v4.10 | 696 | 7408 | MACT Fuel Choice Floor in lbs/MMBtu | FALSE | L | Annual | Allowances Purchased SO2 | Thousand Tons | 0 | 0 | 0 | 0 | 0 | 0 | 0
NSR Westar Consent - SO2 Rate Annual v4.10 | 696 | 7408 | MACT Fuel Choice Floor in lbs/MMBtu | FALSE | L | Annual | Allowances Sold SO2 | Thousand Tons | 0 | 0 | 0 | 0 | 0 | 0 | 0
NSR Westar Consent - SO2 Rate Annual v4.10 | 696 | 7408 | MACT Fuel Choice Floor in lbs/MMBtu | FALSE | L | Annual | Allowances Banked | Thousand Tons | 0 | 0 | 0 | 0 | 0 | 0 | 0
NSR Westar Consent - SO2 Rate Annual v4.10 | 696 | 7408 | MACT Fuel Choice Floor in lbs/MMBtu | FALSE | L | Annual | Allowances Withdrawn (1:1) | Thousand Tons | 0 | 0 | 0 | 0 | 0 | 0 | 0
NSR Westar Consent - SO2 Rate Annual v4.10 | 696 | 7408 | MACT Fuel Choice Floor in lbs/MMBtu | FALSE | L | Annual | Allowances Withdrawn (n:1) | Thousand Tons | 0 | 0 | 0 | 0 | 0 | 0 | 0
NSR Westar Consent - SO2 Rate Annual v4.10 | 696 | 7408 | MACT Fuel Choice Floor in lbs/MMBtu | FALSE | L | Annual | Net Emissions Allowance Position | Thousand Tons | 1.126 | 1.2537 | 0 | 0 | 0 | 0 | 0
NSR Westar Consent - SO2 Rate Annual v4.10 | 696 | 7408 | MACT Fuel Choice Floor in lbs/MMBtu | FALSE | L | Annual | Fuel Consumed | TBtu | 37.5349 | 41.7896 | 0 | 0 | 0 | 0 | 0
NSR Westar Consent - SO2 Rate Annual v4.10 | 696 | 7408 | MACT Fuel Choice Floor in lbs/MMBtu | FALSE | L | Annual | Rate | lb/MMBtu | 0.06 | 0.06 | 0 | 0 | 0 | 0 | 0
NSR Westar Consent - SO2 Rate Annual v4.10 | 696 | 7408 | MACT Fuel Choice Floor in lbs/MMBtu | FALSE | L | Annual | Generation | TWh | 3.4154 | 3.8025 | 0 | 0 | 0 | 0 | 0
NSR Westar Consent - SO2 Rate Annual v4.10 | 696 | 7408 | MACT Fuel Choice Floor in lbs/MMBtu | FALSE | L | Annual | Qualifying Generation | TWh | 3.4154 | 3.8025 | 0 | 0 | 0 | 0 | 0
NSR Westar Consent - SO2 Rate Annual v4.10 | 696 | 7408 | MACT Fuel Choice Floor in lbs/MMBtu | FALSE | L | Annual | Constraint Shadow Price | US2022$/Ton | 0 | 0 | 0 | 0 | 0 | 0 | 0
NSR Winyah 1 - NOX Rate Annual v3.1, Unit 4712 and retrofits | 697 | 7433 | Rate Constraint in lbs/MMBtu | FALSE | L | Annual | Seasons Included | Seasons | Winter, Spring, Summer, Fall | Winter, Spring, Summer, Fall | Winter, Spring, Summer, Fall | Winter, Spring, Summer, Fall | Winter, Spring, Summer, Fall | Winter, Spring, Summer, Fall | Winter, Spring, Summer, Fall
NSR Winyah 1 - NOX Rate Annual v3.1, Unit 4712 and retrofits | 697 | 7433 | Rate Constraint in lbs/MMBtu | FALSE | L | Annual | Standard NOX | lb/MMBtu | 0.1 | 0.1 | 0.1 | 0.1 | 0.1 | 0.1 | 0.1
NSR Winyah 1 - NOX Rate Annual v3.1, Unit 4712 and retrofits | 697 | 7433 | Rate Constraint in lbs/MMBtu | FALSE | L | Annual | Emissions at Affected Plants NOX | Thousand Tons | 0 | 0 | 0 | 0 | 0 | 0 | 0
NSR Winyah 1 - NOX Rate Annual v3.1, Unit 4712 and retrofits | 697 | 7433 | Rate Constraint in lbs/MMBtu | FALSE | L | Annual | Allowances Purchased NOX | Thousand Tons | 0 | 0 | 0 | 0 | 0 | 0 | 0
NSR Winyah 1 - NOX Rate Annual v3.1, Unit 4712 and retrofits | 697 | 7433 | Rate Constraint in lbs/MMBtu | FALSE | L | Annual | Allowances Sold NOX | Thousand Tons | 0 | 0 | 0 | 0 | 0 | 0 | 0
NSR Winyah 1 - NOX Rate Annual v3.1, Unit 4712 and retrofits | 697 | 7433 | Rate Constraint in lbs/MMBtu | FALSE | L | Annual | Allowances Banked | Thousand Tons | 0 | 0 | 0 | 0 | 0 | 0 | 0
NSR Winyah 1 - NOX Rate Annual v3.1, Unit 4712 and retrofits | 697 | 7433 | Rate Constraint in lbs/MMBtu | FALSE | L | Annual | Allowances Withdrawn (1:1) | Thousand Tons | 0 | 0 | 0 | 0 | 0 | 0 | 0
NSR Winyah 1 - NOX Rate Annual v3.1, Unit 4712 and retrofits | 697 | 7433 | Rate Constraint in lbs/MMBtu | FALSE | L | Annual | Allowances Withdrawn (n:1) | Thousand Tons | 0 | 0 | 0 | 0 | 0 | 0 | 0
NSR Winyah 1 - NOX Rate Annual v3.1, Unit 4712 and retrofits | 697 | 7433 | Rate Constraint in lbs/MMBtu | FALSE | L | Annual | Net Emissions Allowance Position | Thousand Tons | 0 | 0 | 0 | 0 | 0 | 0 | 0
NSR Winyah 1 - NOX Rate Annual v3.1, Unit 4712 and retrofits | 697 | 7433 | Rate Constraint in lbs/MMBtu | FALSE | L | Annual | Fuel Consumed | TBtu | 0 | 0 | 0 | 0 | 0 | 0 | 0
NSR Winyah 1 - NOX Rate Annual v3.1, Unit 4712 and retrofits | 697 | 7433 | Rate Constraint in lbs/MMBtu | FALSE | L | Annual | Rate | lb/MMBtu | 0 | 0 | 0 | 0 | 0 | 0 | 0
NSR Winyah 1 - NOX Rate Annual v3.1, Unit 4712 and retrofits | 697 | 7433 | Rate Constraint in lbs/MMBtu | FALSE | L | Annual | Generation | TWh | 0 | 0 | 0 | 0 | 0 | 0 | 0
NSR Winyah 1 - NOX Rate Annual v3.1, Unit 4712 and retrofits | 697 | 7433 | Rate Constraint in lbs/MMBtu | FALSE | L | Annual | Qualifying Generation | TWh | 0 | 0 | 0 | 0 | 0 | 0 | 0
NSR Winyah 1 - NOX Rate Annual v3.1, Unit 4712 and retrofits | 697 | 7433 | Rate Constraint in lbs/MMBtu | FALSE | L | Annual | Rate | lb/MWh | 0 | 0 | 0 | 0 | 0 | 0 | 0
NSR Winyah 1 - NOX Rate Annual v3.1, Unit 4712 and retrofits | 697 | 7433 | Rate Constraint in lbs/MMBtu | FALSE | L | Annual | Constraint Shadow Price | US2022$/Ton | 0 | 0 | 0 | 0 | 0 | 0 | 0
NSR Winyah 2-4 - NOX Rate Annual v3.1, Unit 4709 and retrofits | 698 | 7434 | Rate Constraint in lbs/MMBtu | FALSE | L | Annual | Seasons Included | Seasons | Winter, Spring, Summer, Fall | Winter, Spring, Summer, Fall | Winter, Spring, Summer, Fall | Winter, Spring, Summer, Fall | Winter, Spring, Summer, Fall | Winter, Spring, Summer, Fall | Winter, Spring, Summer, Fall
NSR Winyah 2-4 - NOX Rate Annual v3.1, Unit 4709 and retrofits | 698 | 7434 | Rate Constraint in lbs/MMBtu | FALSE | L | Annual | Standard NOX | lb/MMBtu | 0.12 | 0.12 | 0.12 | 0.12 | 0.12 | 0.12 | 0.12
NSR Winyah 2-4 - NOX Rate Annual v3.1, Unit 4709 and retrofits | 698 | 7434 | Rate Constraint in lbs/MMBtu | FALSE | L | Annual | Emissions at Affected Plants NOX | Thousand Tons | 0.16714 | 0.15165 | 0 | 0 | 0 | 0 | 0
NSR Winyah 2-4 - NOX Rate Annual v3.1, Unit 4709 and retrofits | 698 | 7434 | Rate Constraint in lbs/MMBtu | FALSE | L | Annual | Allowances Purchased NOX | Thousand Tons | 0 | 0 | 0 | 0 | 0 | 0 | 0
NSR Winyah 2-4 - NOX Rate Annual v3.1, Unit 4709 and retrofits | 698 | 7434 | Rate Constraint in lbs/MMBtu | FALSE | L | Annual | Allowances Sold NOX | Thousand Tons | 0 | 0 | 0 | 0 | 0 | 0 | 0
NSR Winyah 2-4 - NOX Rate Annual v3.1, Unit 4709 and retrofits | 698 | 7434 | Rate Constraint in lbs/MMBtu | FALSE | L | Annual | Allowances Banked | Thousand Tons | 0 | 0 | 0 | 0 | 0 | 0 | 0
NSR Winyah 2-4 - NOX Rate Annual v3.1, Unit 4709 and retrofits | 698 | 7434 | Rate Constraint in lbs/MMBtu | FALSE | L | Annual | Allowances Withdrawn (1:1) | Thousand Tons | 0 | 0 | 0 | 0 | 0 | 0 | 0
NSR Winyah 2-4 - NOX Rate Annual v3.1, Unit 4709 and retrofits | 698 | 7434 | Rate Constraint in lbs/MMBtu | FALSE | L | Annual | Allowances Withdrawn (n:1) | Thousand Tons | 0 | 0 | 0 | 0 | 0 | 0 | 0
NSR Winyah 2-4 - NOX Rate Annual v3.1, Unit 4709 and retrofits | 698 | 7434 | Rate Constraint in lbs/MMBtu | FALSE | L | Annual | Net Emissions Allowance Position | Thousand Tons | 0.16714 | 0.15165 | 0 | 0 | 0 | 0 | 0
NSR Winyah 2-4 - NOX Rate Annual v3.1, Unit 4709 and retrofits | 698 | 7434 | Rate Constraint in lbs/MMBtu | FALSE | L | Annual | Fuel Consumed | TBtu | 3.9514 | 3.5851 | 0 | 0 | 0 | 0 | 0
NSR Winyah 2-4 - NOX Rate Annual v3.1, Unit 4709 and retrofits | 698 | 7434 | Rate Constraint in lbs/MMBtu | FALSE | L | Annual | Rate | lb/MMBtu | 0.0846 | 0.0846 | 0 | 0 | 0 | 0 | 0
NSR Winyah 2-4 - NOX Rate Annual v3.1, Unit 4709 and retrofits | 698 | 7434 | Rate Constraint in lbs/MMBtu | FALSE | L | Annual | Generation | TWh | 0.36641 | 0.33244 | 0 | 0 | 0 | 0 | 0
NSR Winyah 2-4 - NOX Rate Annual v3.1, Unit 4709 and retrofits | 698 | 7434 | Rate Constraint in lbs/MMBtu | FALSE | L | Annual | Qualifying Generation | TWh | 0.36641 | 0.33244 | 0 | 0 | 0 | 0 | 0
NSR Winyah 2-4 - NOX Rate Annual v3.1, Unit 4709 and retrofits | 698 | 7434 | Rate Constraint in lbs/MMBtu | FALSE | L | Annual | Rate | lb/MWh | 0.91233 | 0.91233 | 0 | 0 | 0 | 0 | 0
NSR Winyah 2-4 - NOX Rate Annual v3.1, Unit 4709 and retrofits | 698 | 7434 | Rate Constraint in lbs/MMBtu | FALSE | L | Annual | Constraint Shadow Price | US2022$/Ton | 0 | 0 | 0 | 0 | 0 | 0 | 0
NSR Winyah 2-4 - NOX Rate Annual v3.1, Unit 4710 and retrofits | 699 | 7434 | Rate Constraint in lbs/MMBtu | FALSE | L | Annual | Seasons Included | Seasons | Winter, Spring, Summer, Fall | Winter, Spring, Summer, Fall | Winter, Spring, Summer, Fall | Winter, Spring, Summer, Fall | Winter, Spring, Summer, Fall | Winter, Spring, Summer, Fall | Winter, Spring, Summer, Fall
NSR Winyah 2-4 - NOX Rate Annual v3.1, Unit 4710 and retrofits | 699 | 7434 | Rate Constraint in lbs/MMBtu | FALSE | L | Annual | Standard NOX | lb/MMBtu | 0.12 | 0.12 | 0.12 | 0.12 | 0.12 | 0.12 | 0.12
NSR Winyah 2-4 - NOX Rate Annual v3.1, Unit 4710 and retrofits | 699 | 7434 | Rate Constraint in lbs/MMBtu | FALSE | L | Annual | Emissions at Affected Plants NOX | Thousand Tons | 0.19062 | 0.16955 | 0 | 0 | 0 | 0 | 0
NSR Winyah 2-4 - NOX Rate Annual v3.1, Unit 4710 and retrofits | 699 | 7434 | Rate Constraint in lbs/MMBtu | FALSE | L | Annual | Allowances Purchased NOX | Thousand Tons | 0 | 0 | 0 | 0 | 0 | 0 | 0
NSR Winyah 2-4 - NOX Rate Annual v3.1, Unit 4710 and retrofits | 699 | 7434 | Rate Constraint in lbs/MMBtu | FALSE | L | Annual | Allowances Sold NOX | Thousand Tons | 0 | 0 | 0 | 0 | 0 | 0 | 0
NSR Winyah 2-4 - NOX Rate Annual v3.1, Unit 4710 and retrofits | 699 | 7434 | Rate Constraint in lbs/MMBtu | FALSE | L | Annual | Allowances Banked | Thousand Tons | 0 | 0 | 0 | 0 | 0 | 0 | 0
NSR Winyah 2-4 - NOX Rate Annual v3.1, Unit 4710 and retrofits | 699 | 7434 | Rate Constraint in lbs/MMBtu | FALSE | L | Annual | Allowances Withdrawn (1:1) | Thousand Tons | 0 | 0 | 0 | 0 | 0 | 0 | 0
NSR Winyah 2-4 - NOX Rate Annual v3.1, Unit 4710 and retrofits | 699 | 7434 | Rate Constraint in lbs/MMBtu | FALSE | L | Annual | Allowances Withdrawn (n:1) | Thousand Tons | 0 | 0 | 0 | 0 | 0 | 0 | 0
NSR Winyah 2-4 - NOX Rate Annual v3.1, Unit 4710 and retrofits | 699 | 7434 | Rate Constraint in lbs/MMBtu | FALSE | L | Annual | Net Emissions Allowance Position | Thousand Tons | 0.19062 | 0.16955 | 0 | 0 | 0 | 0 | 0
NSR Winyah 2-4 - NOX Rate Annual v3.1, Unit 4710 and retrofits | 699 | 7434 | Rate Constraint in lbs/MMBtu | FALSE | L | Annual | Fuel Consumed | TBtu | 3.7935 | 3.3741 | 0 | 0 | 0 | 0 | 0
NSR Winyah 2-4 - NOX Rate Annual v3.1, Unit 4710 and retrofits | 699 | 7434 | Rate Constraint in lbs/MMBtu | FALSE | L | Annual | Rate | lb/MMBtu | 0.1005 | 0.1005 | 0 | 0 | 0 | 0 | 0
NSR Winyah 2-4 - NOX Rate Annual v3.1, Unit 4710 and retrofits | 699 | 7434 | Rate Constraint in lbs/MMBtu | FALSE | L | Annual | Generation | TWh | 0.35115 | 0.31233 | 0 | 0 | 0 | 0 | 0
NSR Winyah 2-4 - NOX Rate Annual v3.1, Unit 4710 and retrofits | 699 | 7434 | Rate Constraint in lbs/MMBtu | FALSE | L | Annual | Qualifying Generation | TWh | 0.35115 | 0.31233 | 0 | 0 | 0 | 0 | 0
NSR Winyah 2-4 - NOX Rate Annual v3.1, Unit 4710 and retrofits | 699 | 7434 | Rate Constraint in lbs/MMBtu | FALSE | L | Annual | Rate | lb/MWh | 1.0857 | 1.0857 | 0 | 0 | 0 | 0 | 0
NSR Winyah 2-4 - NOX Rate Annual v3.1, Unit 4710 and retrofits | 699 | 7434 | Rate Constraint in lbs/MMBtu | FALSE | L | Annual | Constraint Shadow Price | US2022$/Ton | 0 | 0 | 0 | 0 | 0 | 0 | 0
NSR Winyah 2-4 - NOX Rate Annual v3.1, Unit 4711 and retrofits | 700 | 7434 | Rate Constraint in lbs/MMBtu | FALSE | L | Annual | Seasons Included | Seasons | Winter, Spring, Summer, Fall | Winter, Spring, Summer, Fall | Winter, Spring, Summer, Fall | Winter, Spring, Summer, Fall | Winter, Spring, Summer, Fall | Winter, Spring, Summer, Fall | Winter, Spring, Summer, Fall
NSR Winyah 2-4 - NOX Rate Annual v3.1, Unit 4711 and retrofits | 700 | 7434 | Rate Constraint in lbs/MMBtu | FALSE | L | Annual | Standard NOX | lb/MMBtu | 0.12 | 0.12 | 0.12 | 0.12 | 0.12 | 0.12 | 0.12
NSR Winyah 2-4 - NOX Rate Annual v3.1, Unit 4711 and retrofits | 700 | 7434 | Rate Constraint in lbs/MMBtu | FALSE | L | Annual | Emissions at Affected Plants NOX | Thousand Tons | 0 | 0 | 0 | 0 | 0 | 0 | 0
NSR Winyah 2-4 - NOX Rate Annual v3.1, Unit 4711 and retrofits | 700 | 7434 | Rate Constraint in lbs/MMBtu | FALSE | L | Annual | Allowances Purchased NOX | Thousand Tons | 0 | 0 | 0 | 0 | 0 | 0 | 0
NSR Winyah 2-4 - NOX Rate Annual v3.1, Unit 4711 and retrofits | 700 | 7434 | Rate Constraint in lbs/MMBtu | FALSE | L | Annual | Allowances Sold NOX | Thousand Tons | 0 | 0 | 0 | 0 | 0 | 0 | 0
NSR Winyah 2-4 - NOX Rate Annual v3.1, Unit 4711 and retrofits | 700 | 7434 | Rate Constraint in lbs/MMBtu | FALSE | L | Annual | Allowances Banked | Thousand Tons | 0 | 0 | 0 | 0 | 0 | 0 | 0
NSR Winyah 2-4 - NOX Rate Annual v3.1, Unit 4711 and retrofits | 700 | 7434 | Rate Constraint in lbs/MMBtu | FALSE | L | Annual | Allowances Withdrawn (1:1) | Thousand Tons | 0 | 0 | 0 | 0 | 0 | 0 | 0
NSR Winyah 2-4 - NOX Rate Annual v3.1, Unit 4711 and retrofits | 700 | 7434 | Rate Constraint in lbs/MMBtu | FALSE | L | Annual | Allowances Withdrawn (n:1) | Thousand Tons | 0 | 0 | 0 | 0 | 0 | 0 | 0
NSR Winyah 2-4 - NOX Rate Annual v3.1, Unit 4711 and retrofits | 700 | 7434 | Rate Constraint in lbs/MMBtu | FALSE | L | Annual | Net Emissions Allowance Position | Thousand Tons | 0 | 0 | 0 | 0 | 0 | 0 | 0
NSR Winyah 2-4 - NOX Rate Annual v3.1, Unit 4711 and retrofits | 700 | 7434 | Rate Constraint in lbs/MMBtu | FALSE | L | Annual | Fuel Consumed | TBtu | 0 | 0 | 0 | 0 | 0 | 0 | 0
NSR Winyah 2-4 - NOX Rate Annual v3.1, Unit 4711 and retrofits | 700 | 7434 | Rate Constraint in lbs/MMBtu | FALSE | L | Annual | Rate | lb/MMBtu | 0 | 0 | 0 | 0 | 0 | 0 | 0
NSR Winyah 2-4 - NOX Rate Annual v3.1, Unit 4711 and retrofits | 700 | 7434 | Rate Constraint in lbs/MMBtu | FALSE | L | Annual | Generation | TWh | 0 | 0 | 0 | 0 | 0 | 0 | 0
NSR Winyah 2-4 - NOX Rate Annual v3.1, Unit 4711 and retrofits | 700 | 7434 | Rate Constraint in lbs/MMBtu | FALSE | L | Annual | Qualifying Generation | TWh | 0 | 0 | 0 | 0 | 0 | 0 | 0
NSR Winyah 2-4 - NOX Rate Annual v3.1, Unit 4711 and retrofits | 700 | 7434 | Rate Constraint in lbs/MMBtu | FALSE | L | Annual | Rate | lb/MWh | 0 | 0 | 0 | 0 | 0 | 0 | 0
NSR Winyah 2-4 - NOX Rate Annual v3.1, Unit 4711 and retrofits | 700 | 7434 | Rate Constraint in lbs/MMBtu | FALSE | L | Annual | Constraint Shadow Price | US2022$/Ton | 0 | 0 | 0 | 0 | 0 | 0 | 0
NSR WPS Consent - NOX Cap Annual v5.12 | 701 | 7409 | Rate Constraint in MTons | FALSE | L | Annual | Seasons Included | Seasons | Winter, Spring, Summer, Fall | Winter, Spring, Summer, Fall | Winter, Spring, Summer, Fall | Winter, Spring, Summer, Fall | Winter, Spring, Summer, Fall | Winter, Spring, Summer, Fall | Winter, Spring, Summer, Fall
NSR WPS Consent - NOX Cap Annual v5.12 | 701 | 7409 | Rate Constraint in MTons | FALSE | L | Annual | Standard NOX | Thousand Tons | 3.7 | 3.7 | 3.7 | 3.7 | 3.7 | 3.7 | 3.7
NSR WPS Consent - NOX Cap Annual v5.12 | 701 | 7409 | Rate Constraint in MTons | FALSE | L | Annual | Emissions at Affected Plants NOX | Thousand Tons | 0.9655 | 1.2925 | 1.1589 | 0.27972 | 0 | 0.87161 | 1.2753
NSR WPS Consent - NOX Cap Annual v5.12 | 701 | 7409 | Rate Constraint in MTons | FALSE | L | Annual | Allowances Purchased NOX | Thousand Tons | 0 | 0 | 0 | 0 | 0 | 0 | 0
NSR WPS Consent - NOX Cap Annual v5.12 | 701 | 7409 | Rate Constraint in MTons | FALSE | L | Annual | Allowances Sold NOX | Thousand Tons | 0 | 0 | 0 | 0 | 0 | 0 | 0
NSR WPS Consent - NOX Cap Annual v5.12 | 701 | 7409 | Rate Constraint in MTons | FALSE | L | Annual | Allowances Banked | Thousand Tons | 0 | 0 | 0 | 0 | 0 | 0 | 0
NSR WPS Consent - NOX Cap Annual v5.12 | 701 | 7409 | Rate Constraint in MTons | FALSE | L | Annual | Allowances Withdrawn (1:1) | Thousand Tons | 0 | 0 | 0 | 0 | 0 | 0 | 0
NSR WPS Consent - NOX Cap Annual v5.12 | 701 | 7409 | Rate Constraint in MTons | FALSE | L | Annual | Allowances Withdrawn (n:1) | Thousand Tons | 0 | 0 | 0 | 0 | 0 | 0 | 0
NSR WPS Consent - NOX Cap Annual v5.12 | 701 | 7409 | Rate Constraint in MTons | FALSE | L | Annual | Net Emissions Allowance Position | Thousand Tons | 0.9655 | 1.2925 | 1.1589 | 0.27972 | 0 | 0.87161 | 1.2753
NSR WPS Consent - NOX Cap Annual v5.12 | 701 | 7409 | Rate Constraint in MTons | FALSE | L | Annual | Fuel Consumed | TBtu | 35.6352 | 47.399 | 42.4786 | 10.4042 | 0 | 31.9733 | 46.5672
NSR WPS Consent - NOX Cap Annual v5.12 | 701 | 7409 | Rate Constraint in MTons | FALSE | L | Annual | Rate | lb/MMBtu | 0.054188 | 0.054537 | 0.054562 | 0.05377 | 0 | 0.054521 | 0.05477
NSR WPS Consent - NOX Cap Annual v5.12 | 701 | 7409 | Rate Constraint in MTons | FALSE | L | Annual | Generation | TWh | 3.6641 | 4.8542 | 4.349 | 1.0749 | 0 | 3.275 | 4.7562
NSR WPS Consent - NOX Cap Annual v5.12 | 701 | 7409 | Rate Constraint in MTons | FALSE | L | Annual | Qualifying Generation | TWh | 3.6641 | 4.8542 | 4.349 | 1.0749 | 0 | 3.275 | 4.7562
NSR WPS Consent - NOX Cap Annual v5.12 | 701 | 7409 | Rate Constraint in MTons | FALSE | L | Annual | Rate | lb/MWh | 0.527 | 0.53252 | 0.53293 | 0.52044 | 0 | 0.53228 | 0.53625
NSR WPS Consent - NOX Cap Annual v5.12 | 701 | 7409 | Rate Constraint in MTons | FALSE | L | Annual | Constraint Shadow Price | US2022$/Ton | 0 | 0 | 0 | 0 | 0 | 0 | 0
NSR WPS Consent - SO2 Cap Annual v5.12 | 702 | 7410 | Rate Constraint in MTons | FALSE | L | Annual | Seasons Included | Seasons | Winter, Spring, Summer, Fall | Winter, Spring, Summer, Fall | Winter, Spring, Summer, Fall | Winter, Spring, Summer, Fall | Winter, Spring, Summer, Fall | Winter, Spring, Summer, Fall | Winter, Spring, Summer, Fall
NSR WPS Consent - SO2 Cap Annual v5.12 | 702 | 7410 | Rate Constraint in MTons | FALSE | L | Annual | Standard SO2 | Thousand Tons | 4.25 | 4.25 | 4.25 | 4.25 | 4.25 | 4.25 | 4.25
NSR WPS Consent - SO2 Cap Annual v5.12 | 702 | 7410 | Rate Constraint in MTons | FALSE | L | Annual | Emissions at Affected Plants SO2 | Thousand Tons | 1.2214 | 1.3981 | 1.2382 | 0.41617 | 0 | 0.94997 | 1.2245
NSR WPS Consent - SO2 Cap Annual v5.12 | 702 | 7410 | Rate Constraint in MTons | FALSE | L | Annual | Allowances Purchased SO2 | Thousand Tons | 0 | 0 | 0 | 0 | 0 | 0 | 0
NSR WPS Consent - SO2 Cap Annual v5.12 | 702 | 7410 | Rate Constraint in MTons | FALSE | L | Annual | Allowances Sold SO2 | Thousand Tons | 0 | 0 | 0 | 0 | 0 | 0 | 0
NSR WPS Consent - SO2 Cap Annual v5.12 | 702 | 7410 | Rate Constraint in MTons | FALSE | L | Annual | Allowances Banked | Thousand Tons | 0 | 0 | 0 | 0 | 0 | 0 | 0
NSR WPS Consent - SO2 Cap Annual v5.12 | 702 | 7410 | Rate Constraint in MTons | FALSE | L | Annual | Allowances Withdrawn (1:1) | Thousand Tons | 0 | 0 | 0 | 0 | 0 | 0 | 0
NSR WPS Consent - SO2 Cap Annual v5.12 | 702 | 7410 | Rate Constraint in MTons | FALSE | L | Annual | Allowances Withdrawn (n:1) | Thousand Tons | 0 | 0 | 0 | 0 | 0 | 0 | 0
NSR WPS Consent - SO2 Cap Annual v5.12 | 702 | 7410 | Rate Constraint in MTons | FALSE | L | Annual | Net Emissions Allowance Position | Thousand Tons | 1.2214 | 1.3981 | 1.2382 | 0.41617 | 0 | 0.94997 | 1.2245
NSR WPS Consent - SO2 Cap Annual v5.12 | 702 | 7410 | Rate Constraint in MTons | FALSE | L | Annual | Fuel Consumed | TBtu | 35.6352 | 47.399 | 42.4786 | 10.4042 | 0 | 31.9733 | 46.5672
NSR WPS Consent - SO2 Cap Annual v5.12 | 702 | 7410 | Rate Constraint in MTons | FALSE | L | Annual | Rate | lb/MMBtu | 0.068551 | 0.058995 | 0.058297 | 0.08 | 0 | 0.059423 | 0.052591
NSR WPS Consent - SO2 Cap Annual v5.12 | 702 | 7410 | Rate Constraint in MTons | FALSE | L | Annual | Generation | TWh | 3.6641 | 4.8542 | 4.349 | 1.0749 | 0 | 3.275 | 4.7562
NSR WPS Consent - SO2 Cap Annual v5.12 | 702 | 7410 | Rate Constraint in MTons | FALSE | L | Annual | Qualifying Generation | TWh | 3.6641 | 4.8542 | 4.349 | 1.0749 | 0 | 3.275 | 4.7562
NSR WPS Consent - SO2 Cap Annual v5.12 | 702 | 7410 | Rate Constraint in MTons | FALSE | L | Annual | Rate | lb/MWh | 0.66668 | 0.57606 | 0.56941 | 0.77432 | 0 | 0.58013 | 0.51492
NSR WPS Consent - SO2 Cap Annual v5.12 | 702 | 7410 | Rate Constraint in MTons | FALSE | L | Annual | Constraint Shadow Price | US2022$/Ton | 0 | 0 | 0 | 0 | 0 | 0 | 0
NSR WPS Weston 3 - NOX Rate Annual v5.12, Unit 3161 and retrofits | 703 | 7411 | Rate Constraint in lbs/MMBtu | FALSE | L | Annual | Seasons Included | Seasons | Winter, Spring, Summer, Fall | Winter, Spring, Summer, Fall | Winter, Spring, Summer, Fall | Winter, Spring, Summer, Fall | Winter, Spring, Summer, Fall | Winter, Spring, Summer, Fall | Winter, Spring, Summer, Fall
NSR WPS Weston 3 - NOX Rate Annual v5.12, Unit 3161 and retrofits | 703 | 7411 | Rate Constraint in lbs/MMBtu | FALSE | L | Annual | Standard NOX | lb/MMBtu | 0.1 | 0.1 | 0.1 | 0.1 | 0.1 | 0.1 | 0.1
NSR WPS Weston 3 - NOX Rate Annual v5.12, Unit 3161 and retrofits | 703 | 7411 | Rate Constraint in lbs/MMBtu | FALSE | L | Annual | Emissions at Affected Plants NOX | Thousand Tons | 0.15251 | 0.37218 | 0.34462 | 0 | 0 | 0.24594 | 0.47711
NSR WPS Weston 3 - NOX Rate Annual v5.12, Unit 3161 and retrofits | 703 | 7411 | Rate Constraint in lbs/MMBtu | FALSE | L | Annual | Allowances Purchased NOX | Thousand Tons | 0 | 0 | 0 | 0 | 0 | 0 | 0
NSR WPS Weston 3 - NOX Rate Annual v5.12, Unit 3161 and retrofits | 703 | 7411 | Rate Constraint in lbs/MMBtu | FALSE | L | Annual | Allowances Sold NOX | Thousand Tons | 0 | 0 | 0 | 0 | 0 | 0 | 0
NSR WPS Weston 3 - NOX Rate Annual v5.12, Unit 3161 and retrofits | 703 | 7411 | Rate Constraint in lbs/MMBtu | FALSE | L | Annual | Allowances Banked | Thousand Tons | 0 | 0 | 0 | 0 | 0 | 0 | 0
NSR WPS Weston 3 - NOX Rate Annual v5.12, Unit 3161 and retrofits | 703 | 7411 | Rate Constraint in lbs/MMBtu | FALSE | L | Annual | Allowances Withdrawn (1:1) | Thousand Tons | 0 | 0 | 0 | 0 | 0 | 0 | 0
NSR WPS Weston 3 - NOX Rate Annual v5.12, Unit 3161 and retrofits | 703 | 7411 | Rate Constraint in lbs/MMBtu | FALSE | L | Annual | Allowances Withdrawn (n:1) | Thousand Tons | 0 | 0 | 0 | 0 | 0 | 0 | 0
NSR WPS Weston 3 - NOX Rate Annual v5.12, Unit 3161 and retrofits | 703 | 7411 | Rate Constraint in lbs/MMBtu | FALSE | L | Annual | Net Emissions Allowance Position | Thousand Tons | 0.15251 | 0.37218 | 0.34462 | 0 | 0 | 0.24594 | 0.47711
NSR WPS Weston 3 - NOX Rate Annual v5.12, Unit 3161 and retrofits | 703 | 7411 | Rate Constraint in lbs/MMBtu | FALSE | L | Annual | Fuel Consumed | TBtu | 5.3959 | 13.1674 | 12.1925 | 0 | 0 | 8.7013 | 16.88
NSR WPS Weston 3 - NOX Rate Annual v5.12, Unit 3161 and retrofits | 703 | 7411 | Rate Constraint in lbs/MMBtu | FALSE | L | Annual | Rate | lb/MMBtu | 0.05653 | 0.05653 | 0.05653 | 0 | 0 | 0.05653 | 0.05653
NSR WPS Weston 3 - NOX Rate Annual v5.12, Unit 3161 and retrofits | 703 | 7411 | Rate Constraint in lbs/MMBtu | FALSE | L | Annual | Generation | TWh | 0.53991 | 1.3175 | 1.22 | 0 | 0 | 0.87065 | 1.689
NSR WPS Weston 3 - NOX Rate Annual v5.12, Unit 3161 and retrofits | 703 | 7411 | Rate Constraint in lbs/MMBtu | FALSE | L | Annual | Qualifying Generation | TWh | 0.53991 | 1.3175 | 1.22 | 0 | 0 | 0.87065 | 1.689
NSR WPS Weston 3 - NOX Rate Annual v5.12, Unit 3161 and retrofits | 703 | 7411 | Rate Constraint in lbs/MMBtu | FALSE | L | Annual | Rate | lb/MWh | 0.56496 | 0.56496 | 0.56496 | 0 | 0 | 0.56496 | 0.56496
NSR WPS Weston 3 - NOX Rate Annual v5.12, Unit 3161 and retrofits | 703 | 7411 | Rate Constraint in lbs/MMBtu | FALSE | L | Annual | Constraint Shadow Price | US2022$/Ton | 0 | 0 | 0 | 0 | 0 | 0 | 0
NSR WPS Weston 3 - SO2 Rate Annual v5.12, Unit 3161 and retrofits | 704 | 7412 | Rate Constraint in lbs/MMBtu | FALSE | L | Annual | Seasons Included | Seasons | Winter, Spring, Summer, Fall | Winter, Spring, Summer, Fall | Winter, Spring, Summer, Fall | Winter, Spring, Summer, Fall | Winter, Spring, Summer, Fall | Winter, Spring, Summer, Fall | Winter, Spring, Summer, Fall
NSR WPS Weston 3 - SO2 Rate Annual v5.12, Unit 3161 and retrofits | 704 | 7412 | Rate Constraint in lbs/MMBtu | FALSE | L | Annual | Standard SO2 | lb/MMBtu | 0.08 | 0.08 | 0.08 | 0.08 | 0.08 | 0.08 | 0.08
NSR WPS Weston 3 - SO2 Rate Annual v5.12, Unit 3161 and retrofits | 704 | 7412 | Rate Constraint in lbs/MMBtu | FALSE | L | Annual | Emissions at Affected Plants SO2 | Thousand Tons | 0.011837 | 0.028886 | 0.026747 | 0 | 0 | 0.019088 | 0.03703
NSR WPS Weston 3 - SO2 Rate Annual v5.12, Unit 3161 and retrofits | 704 | 7412 | Rate Constraint in lbs/MMBtu | FALSE | L | Annual | Allowances Purchased SO2 | Thousand Tons | 0 | 0 | 0 | 0 | 0 | 0 | 0
NSR WPS Weston 3 - SO2 Rate Annual v5.12, Unit 3161 and retrofits | 704 | 7412 | Rate Constraint in lbs/MMBtu | FALSE | L | Annual | Allowances Sold SO2 | Thousand Tons | 0 | 0 | 0 | 0 | 0 | 0 | 0
NSR WPS Weston 3 - SO2 Rate Annual v5.12, Unit 3161 and retrofits | 704 | 7412 | Rate Constraint in lbs/MMBtu | FALSE | L | Annual | Allowances Banked | Thousand Tons | 0 | 0 | 0 | 0 | 0 | 0 | 0
NSR WPS Weston 3 - SO2 Rate Annual v5.12, Unit 3161 and retrofits | 704 | 7412 | Rate Constraint in lbs/MMBtu | FALSE | L | Annual | Allowances Withdrawn (1:1) | Thousand Tons | 0 | 0 | 0 | 0 | 0 | 0 | 0
NSR WPS Weston 3 - SO2 Rate Annual v5.12, Unit 3161 and retrofits | 704 | 7412 | Rate Constraint in lbs/MMBtu | FALSE | L | Annual | Allowances Withdrawn (n:1) | Thousand Tons | 0 | 0 | 0 | 0 | 0 | 0 | 0
NSR WPS Weston 3 - SO2 Rate Annual v5.12, Unit 3161 and retrofits | 704 | 7412 | Rate Constraint in lbs/MMBtu | FALSE | L | Annual | Net Emissions Allowance Position | Thousand Tons | 0.011837 | 0.028886 | 0.026747 | 0 | 0 | 0.019088 | 0.03703
NSR WPS Weston 3 - SO2 Rate Annual v5.12, Unit 3161 and retrofits | 704 | 7412 | Rate Constraint in lbs/MMBtu | FALSE | L | Annual | Fuel Consumed | TBtu | 5.3959 | 13.1674 | 12.1925 | 0 | 0 | 8.7013 | 16.88
NSR WPS Weston 3 - SO2 Rate Annual v5.12, Unit 3161 and retrofits | 704 | 7412 | Rate Constraint in lbs/MMBtu | FALSE | L | Annual | Rate | lb/MMBtu | 0.0043875 | 0.0043875 | 0.0043875 | 0 | 0 | 0.0043875 | 0.0043875
NSR WPS Weston 3 - SO2 Rate Annual v5.12, Unit 3161 and retrofits | 704 | 7412 | Rate Constraint in lbs/MMBtu | FALSE | L | Annual | Generation | TWh | 0.53991 | 1.3175 | 1.22 | 0 | 0 | 0.87065 | 1.689
NSR WPS Weston 3 - SO2 Rate Annual v5.12, Unit 3161 and retrofits | 704 | 7412 | Rate Constraint in lbs/MMBtu | FALSE | L | Annual | Qualifying Generation | TWh | 0.53991 | 1.3175 | 1.22 | 0 | 0 | 0.87065 | 1.689
NSR WPS Weston 3 - SO2 Rate Annual v5.12, Unit 3161 and retrofits | 704 | 7412 | Rate Constraint in lbs/MMBtu | FALSE | L | Annual | Rate | lb/MWh | 0.043848 | 0.043848 | 0.043848 | 0 | 0 | 0.043848 | 0.043848
NSR WPS Weston 3 - SO2 Rate Annual v5.12, Unit 3161 and retrofits | 704 | 7412 | Rate Constraint in lbs/MMBtu | FALSE | L | Annual | Constraint Shadow Price | US2022$/Ton | 0 | 0 | 0 | 0 | 0 | 0 | 0
NSR WPS Weston 4 - SO2 Rate Annual v5.12, Unit 2563 and retrofits | 705 | 7413 | Rate Constraint in lbs/MMBtu | FALSE | L | Annual | Seasons Included | Seasons | Winter, Spring, Summer, Fall | Winter, Spring, Summer, Fall | Winter, Spring, Summer, Fall | Winter, Spring, Summer, Fall | Winter, Spring, Summer, Fall | Winter, Spring, Summer, Fall | Winter, Spring, Summer, Fall
NSR WPS Weston 4 - SO2 Rate Annual v5.12, Unit 2563 and retrofits | 705 | 7413 | Rate Constraint in lbs/MMBtu | FALSE | L | Annual | Standard SO2 | lb/MMBtu | 0.08 | 0.08 | 0.08 | 0.08 | 0.08 | 0.08 | 0.08
NSR WPS Weston 4 - SO2 Rate Annual v5.12, Unit 2563 and retrofits | 705 | 7413 | Rate Constraint in lbs/MMBtu | FALSE | L | Annual | Emissions at Affected Plants SO2 | Thousand Tons | 1.2096 | 1.3693 | 1.2114 | 0.41617 | 0 | 0.93088 | 1.1875
NSR WPS Weston 4 - SO2 Rate Annual v5.12, Unit 2563 and retrofits | 705 | 7413 | Rate Constraint in lbs/MMBtu | FALSE | L | Annual | Allowances Purchased SO2 | Thousand Tons | 0 | 0 | 0 | 0 | 0 | 0 | 0
NSR WPS Weston 4 - SO2 Rate Annual v5.12, Unit 2563 and retrofits | 705 | 7413 | Rate Constraint in lbs/MMBtu | FALSE | L | Annual | Allowances Sold SO2 | Thousand Tons | 0 | 0 | 0 | 0 | 0 | 0 | 0
NSR WPS Weston 4 - SO2 Rate Annual v5.12, Unit 2563 and retrofits | 705 | 7413 | Rate Constraint in lbs/MMBtu | FALSE | L | Annual | Allowances Banked | Thousand Tons | 0 | 0 | 0 | 0 | 0 | 0 | 0
NSR WPS Weston 4 - SO2 Rate Annual v5.12, Unit 2563 and retrofits | 705 | 7413 | Rate Constraint in lbs/MMBtu | FALSE | L | Annual | Allowances Withdrawn (1:1) | Thousand Tons | 0 | 0 | 0 | 0 | 0 | 0 | 0
NSR WPS Weston 4 - SO2 Rate Annual v5.12, Unit 2563 and retrofits | 705 | 7413 | Rate Constraint in lbs/MMBtu | FALSE | L | Annual | Allowances Withdrawn (n:1) | Thousand Tons | 0 | 0 | 0 | 0 | 0 | 0 | 0
NSR WPS Weston 4 - SO2 Rate Annual v5.12, Unit 2563 and retrofits | 705 | 7413 | Rate Constraint in lbs/MMBtu | FALSE | L | Annual | Net Emissions Allowance Position | Thousand Tons | 1.2096 | 1.3693 | 1.2114 | 0.41617 | 0 | 0.93088 | 1.1875
NSR WPS Weston 4 - SO2 Rate Annual v5.12, Unit 2563 and retrofits | 705 | 7413 | Rate Constraint in lbs/MMBtu | FALSE | L | Annual | Fuel Consumed | TBtu | 30.2393 | 34.2316 | 30.2861 | 10.4042 | 0 | 23.272 | 29.6872
NSR WPS Weston 4 - SO2 Rate Annual v5.12, Unit 2563 and retrofits | 705 | 7413 | Rate Constraint in lbs/MMBtu | FALSE | L | Annual | Rate | lb/MMBtu | 0.08 | 0.08 | 0.08 | 0.08 | 0 | 0.08 | 0.08
NSR WPS Weston 4 - SO2 Rate Annual v5.12, Unit 2563 and retrofits | 705 | 7413 | Rate Constraint in lbs/MMBtu | FALSE | L | Annual | Generation | TWh | 3.1242 | 3.5367 | 3.1291 | 1.0749 | 0 | 2.4044 | 3.0672
NSR WPS Weston 4 - SO2 Rate Annual v5.12, Unit 2563 and retrofits | 705 | 7413 | Rate Constraint in lbs/MMBtu | FALSE | L | Annual | Qualifying Generation | TWh | 3.1242 | 3.5367 | 3.1291 | 1.0749 | 0 | 2.4044 | 3.0672
NSR WPS Weston 4 - SO2 Rate Annual v5.12, Unit 2563 and retrofits | 705 | 7413 | Rate Constraint in lbs/MMBtu | FALSE | L | Annual | Rate | lb/MWh | 0.77432 | 0.77432 | 0.77432 | 0.77432 | 0 | 0.77432 | 0.77432
NSR WPS Weston 4 - SO2 Rate Annual v5.12, Unit 2563 and retrofits | 705 | 7413 | Rate Constraint in lbs/MMBtu | FALSE | L | Annual | Constraint Shadow Price | US2022$/Ton | 0 | 0 | 0 | 0 | 0 | 0 | 0
NY- CO2 Budget- v5.16 | 706 | 7537 | Rate Constraint in MTons | FALSE | L | Annual | Seasons Included | Seasons | Winter, Spring, Summer, Fall | Winter, Spring, Summer, Fall | Winter, Spring, Summer, Fall | Winter, Spring, Summer, Fall | Winter, Spring, Summer, Fall | Winter, Spring, Summer, Fall | Winter, Spring, Summer, Fall
NY- CO2 Budget- v5.16 | 706 | 7537 | Rate Constraint in MTons | FALSE | L | Annual | Standard CO2 | Thousand Tons | 22892.819 | 21131.833 | 21131.833 | 21131.833 | 21131.833 | 21131.833 | 21131.833
NY- CO2 Budget- v5.16 | 706 | 7537 | Rate Constraint in MTons | FALSE | L | Annual | Emissions at Affected Plants CO2 | Thousand Tons | 21488.7798 | 22535.8722 | 17769.8865 | 7011.3023 | 7460.2648 | 8319.7629 | 8742.3097
NY- CO2 Budget- v5.16 | 706 | 7537 | Rate Constraint in MTons | FALSE | L | Annual | Allowances Purchased CO2 | Thousand Tons | 0 | 0 | 0 | 0 | 0 | 0 | 0
NY- CO2 Budget- v5.16 | 706 | 7537 | Rate Constraint in MTons | FALSE | L | Annual | Allowances Sold CO2 | Thousand Tons | 0 | 0 | 0 | 0 | 0 | 0 | 0
NY- CO2 Budget- v5.16 | 706 | 7537 | Rate Constraint in MTons | FALSE | L | Annual | Allowances Banked | Thousand Tons | 1404.0392 | 0 | 0 | 0 | 0 | 0 | 0
NY- CO2 Budget- v5.16 | 706 | 7537 | Rate Constraint in MTons | FALSE | L | Annual | Allowances Withdrawn (1:1) | Thousand Tons | 0 | -1404.0392 | 0 | 0 | 0 | 0 | 0
NY- CO2 Budget- v5.16 | 706 | 7537 | Rate Constraint in MTons | FALSE | L | Annual | Allowances Withdrawn (n:1) | Thousand Tons | 0 | 0 | 0 | 0 | 0 | 0 | 0
NY- CO2 Budget- v5.16 | 706 | 7537 | Rate Constraint in MTons | FALSE | L | Annual | Net Emissions Allowance Position | Thousand Tons | 22892.819 | 21131.833 | 17769.8865 | 7011.3023 | 7460.2648 | 8319.7629 | 8742.3097
NY- CO2 Budget- v5.16 | 706 | 7537 | Rate Constraint in MTons | FALSE | L | Annual | Fuel Consumed | TBtu | 351.8776 | 369.3795 | 287.4523 | 113.7886 | 121.2782 | 135.3538 | 142.5896
NY- CO2 Budget- v5.16 | 706 | 7537 | Rate Constraint in MTons | FALSE | L | Annual | Rate | lb/MMBtu | 122.1378 | 122.0201 | 123.6371 | 123.2338 | 123.0273 | 122.9336 | 122.622
NY- CO2 Budget- v5.16 | 706 | 7537 | Rate Constraint in MTons | FALSE | L | Annual | Generation | TWh | 55.1413 | 67.7893 | 114.8333 | 151.5427 | 167.0981 | 191.6228 | 205.223
NY- CO2 Budget- v5.16 | 706 | 7537 | Rate Constraint in MTons | FALSE | L | Annual | Qualifying Generation | TWh | 55.1413 | 67.7893 | 114.8333 | 151.2805 | 166.8552 | 190.8862 | 204.1233
NY- CO2 Budget- v5.16 | 706 | 7537 | Rate Constraint in MTons | FALSE | L | Annual | Rate | lb/MWh | 779.4071 | 664.8798 | 309.4902 | 92.6928 | 89.422 | 87.1699 | 85.6571
NY- CO2 Budget- v5.16 | 706 | 7537 | Rate Constraint in MTons | FALSE | L | Annual | Constraint Shadow Price | US2022$/Ton | 7.3155 | 7.876 | 0 | 0 | 0 | 0 | 0
NY- CO2 Rate Limit- Existing Fossil Units- v6.20 | 707 | 7561 | Rate Constraint in lbs/MWh | FALSE | L | Annual | Seasons Included | Seasons | Winter, Spring, Summer, Fall | Winter, Spring, Summer, Fall | Winter, Spring, Summer, Fall | Winter, Spring, Summer, Fall | Winter, Spring, Summer, Fall | Winter, Spring, Summer, Fall | Winter, Spring, Summer, Fall
NY- CO2 Rate Limit- Existing Fossil Units- v6.20 | 707 | 7561 | Rate Constraint in lbs/MWh | FALSE | L | Annual | Standard CO2 | lb/MWh | 1800 | 1800 | 1800 | 1800 | 1800 | 1800 | 1800
NY- CO2 Rate Limit- Existing Fossil Units- v6.20 | 707 | 7561 | Rate Constraint in lbs/MWh | FALSE | L | Annual | Emissions at Affected Plants CO2 | Thousand Tons | 21059.048 | 22106.0342 | 17340.1455 | 5940.118 | 6455.1712 | 5443.5717 | 4705.2583
NY- CO2 Rate Limit- Existing Fossil Units- v6.20 | 707 | 7561 | Rate Constraint in lbs/MWh | FALSE | L | Annual | Allowances Purchased CO2 | Thousand Tons | 0 | 0 | 0 | 0 | 0 | 0 | 0
NY- CO2 Rate Limit- Existing Fossil Units- v6.20 | 707 | 7561 | Rate Constraint in lbs/MWh | FALSE | L | Annual | Allowances Sold CO2 | Thousand Tons | 0 | 0 | 0 | 0 | 0 | 0 | 0
NY- CO2 Rate Limit- Existing Fossil Units- v6.20 | 707 | 7561 | Rate Constraint in lbs/MWh | FALSE | L | Annual | Allowances Banked | Thousand Tons | 0 | 0 | 0 | 0 | 0 | 0 | 0
NY- CO2 Rate Limit- Existing Fossil Units- v6.20 | 707 | 7561 | Rate Constraint in lbs/MWh | FALSE | L | Annual | Allowances Withdrawn (1:1) | Thousand Tons | 0 | 0 | 0 | 0 | 0 | 0 | 0
NY- CO2 Rate Limit- Existing Fossil Units- v6.20 | 707 | 7561 | Rate Constraint in lbs/MWh | FALSE | L | Annual | Allowances Withdrawn (n:1) | Thousand Tons | 0 | 0 | 0 | 0 | 0 | 0 | 0
NY- CO2 Rate Limit- Existing Fossil Units- v6.20 | 707 | 7561 | Rate Constraint in lbs/MWh | FALSE | L | Annual | Net Emissions Allowance Position | Thousand Tons | 21059.048 | 22106.0342 | 17340.1455 | 5940.118 | 6455.1712 | 5443.5717 | 4705.2583
NY- CO2 Rate Limit- Existing Fossil Units- v6.20 | 707 | 7561 | Rate Constraint in lbs/MWh | FALSE | L | Annual | Fuel Consumed | TBtu | 344.4209 | 361.9211 | 279.9955 | 95.3745 | 103.9999 | 85.9909 | 73.4093
NY- CO2 Rate Limit- Existing Fossil Units- v6.20 | 707 | 7561 | Rate Constraint in lbs/MWh | FALSE | L | Annual | Rate | lb/MMBtu | 122.2867 | 122.1594 | 123.8602 | 124.5641 | 124.138 | 126.6081 | 128.1924
NY- CO2 Rate Limit- Existing Fossil Units- v6.20 | 707 | 7561 | Rate Constraint in lbs/MWh | FALSE | L | Annual | Generation | TWh | 46.4429 | 49.4511 | 38.7412 | 13.3159 | 14.5518 | 12.0939 | 10.2744
NY- CO2 Rate Limit- Existing Fossil Units- v6.20 | 707 | 7561 | Rate Constraint in lbs/MWh | FALSE | L | Annual | Qualifying Generation | TWh | 46.4429 | 49.4511 | 38.7412 | 13.3159 | 14.5518 | 12.0939 | 10.2744
NY- CO2 Rate Limit- Existing Fossil Units- v6.20 | 707 | 7561 | Rate Constraint in lbs/MWh | FALSE | L | Annual | Constraint Shadow Price | US2022$/Ton | 0 | 0 | 0 | 0 | 0 | 0 | 0
NY- CO2 Rate Limit- New CT Units- v5.12 | 708 | 7352 | Rate Constraint in lbs/MWh | FALSE | L | Annual | Seasons Included | Seasons | Winter, Spring, Summer, Fall | Winter, Spring, Summer, Fall | Winter, Spring, Summer, Fall | Winter, Spring, Summer, Fall | Winter, Spring, Summer, Fall | Winter, Spring, Summer, Fall | Winter, Spring, Summer, Fall
NY- CO2 Rate Limit- New CT Units- v5.12 | 708 | 7352 | Rate Constraint in lbs/MWh | FALSE | L | Annual | Standard CO2 | lb/MWh | 1450 | 1450 | 1450 | 1450 | 1450 | 1450 | 1450
NY- CO2 Rate Limit- New CT Units- v5.12 | 708 | 7352 | Rate Constraint in lbs/MWh | FALSE | L | Annual | Emissions at Affected Plants CO2 | Thousand Tons | 0.89042 | 0.99663 | 0.89958 | 76.7335 | 78.1129 | 432.6046 | 858.017
NY- CO2 Rate Limit- New CT Units- v5.12 | 708 | 7352 | Rate Constraint in lbs/MWh | FALSE | L | Annual | Allowances Purchased CO2 | Thousand Tons | 0 | 0 | 0 | 0 | 0 | 0 | 0
NY- CO2 Rate Limit- New CT Units- v5.12 | 708 | 7352 | Rate Constraint in lbs/MWh | FALSE | L | Annual | Allowances Sold CO2 | Thousand Tons | 0 | 0 | 0 | 0 | 0 | 0 | 0
NY- CO2 Rate Limit- New CT Units- v5.12 | 708 | 7352 | Rate Constraint in lbs/MWh | FALSE | L | Annual | Allowances Banked | Thousand Tons | 0 | 0 | 0 | 0 | 0 | 0 | 0
NY- CO2 Rate Limit- New CT Units- v5.12 | 708 | 7352 | Rate Constraint in lbs/MWh | FALSE | L | Annual | Allowances Withdrawn (1:1) | Thousand Tons | 0 | 0 | 0 | 0 | 0 | 0 | 0
NY- CO2 Rate Limit- New CT Units- v5.12 | 708 | 7352 | Rate Constraint in lbs/MWh | FALSE | L | Annual | Allowances Withdrawn (n:1) | Thousand Tons | 0 | 0 | 0 | 0 | 0 | 0 | 0
NY- CO2 Rate Limit- New CT Units- v5.12 | 708 | 7352 | Rate Constraint in lbs/MWh | FALSE | L | Annual | Net Emissions Allowance Position | Thousand Tons | 0.89042 | 0.99663 | 0.89958 | 76.7335 | 78.1129 | 432.6046 | 858.017
NY- CO2 Rate Limit- New CT Units- v5.12 | 708 | 7352 | Rate Constraint in lbs/MWh | FALSE | L | Annual | Fuel Consumed | TBtu | 0.01521 | 0.017025 | 0.015367 | 1.3108 | 1.3344 | 7.3899 | 14.6569
NY- CO2 Rate Limit- New CT Units- v5.12 | 708 | 7352 | Rate Constraint in lbs/MWh | FALSE | L | Annual | Rate | lb/MMBtu | 117.08 | 117.08 | 117.08 | 117.08 | 117.08 | 117.08 | 117.08
NY- CO2 Rate Limit- New CT Units- v5.12 | 708 | 7352 | Rate Constraint in lbs/MWh | FALSE | L | Annual | Generation | TWh | 0.0015356 | 0.0017188 | 0.0015514 | 0.13234 | 0.13471 | 0.74608 | 1.4798
NY- CO2 Rate Limit- New CT Units- v5.12 | 708 | 7352 | Rate Constraint in lbs/MWh | FALSE | L | Annual | Qualifying Generation | TWh | 0.0015356 | 0.0017188 | 0.0015514 | 0.13234 | 0.13471 | 0.74608 | 1.4798
NY- CO2 Rate Limit- New CT Units- v5.12 | 708 | 7352 | Rate Constraint in lbs/MWh | FALSE | L | Annual | Constraint Shadow Price | US2022$/Ton | 0 | 0 | 0 | 0 | 0 | 0 | 0
NY- CO2 Rate Limit- New Fossil Units- v5.12 | 709 | 7351 | Rate Constraint in lbs/MWh | FALSE | L | Annual | Seasons Included | Seasons | Winter, Spring, Summer, Fall | Winter, Spring, Summer, Fall | Winter, Spring, Summer, Fall | Winter, Spring, Summer, Fall | Winter, Spring, Summer, Fall | Winter, Spring, Summer, Fall | Winter, Spring, Summer, Fall
NY- CO2 Rate Limit- New Fossil Units- v5.12 | 709 | 7351 | Rate Constraint in lbs/MWh | FALSE | L | Annual | Standard CO2 | lb/MWh | 925 | 925 | 925 | 925 | 925 | 925 | 925
NY- CO2 Rate Limit- New Fossil Units- v5.12 | 709 | 7351 | Rate Constraint in lbs/MWh | FALSE | L | Annual | Emissions at Affected Plants CO2 | Thousand Tons | 5055.1178 | 5055.1178 | 3924.3565 | 1949.8188 | 2208.9173 | 2922.222 | 3143.7619
NY- CO2 Rate Limit- New Fossil Units- v5.12 | 709 | 7351 | Rate Constraint in lbs/MWh | FALSE | L | Annual | Allowances Purchased CO2 | Thousand Tons | 0 | 0 | 0 | 0 | 0 | 0 | 0
NY- CO2 Rate Limit- New Fossil Units- v5.12 | 709 | 7351 | Rate Constraint in lbs/MWh | FALSE | L | Annual | Allowances Sold CO2 | Thousand Tons | 0 | 0 | 0 | 0 | 0 | 0 | 0
NY- CO2 Rate Limit- New Fossil Units- v5.12 | 709 | 7351 | Rate Constraint in lbs/MWh | FALSE | L | Annual | Allowances Banked | Thousand Tons | 0 | 0 | 0 | 0 | 0 | 0 | 0
NY- CO2 Rate Limit- New Fossil Units- v5.12 | 709 | 7351 | Rate Constraint in lbs/MWh | FALSE | L | Annual | Allowances Withdrawn (1:1) | Thousand Tons | 0 | 0 | 0 | 0 | 0 | 0 | 0
NY- CO2 Rate Limit- New Fossil Units- v5.12 | 709 | 7351 | Rate Constraint in lbs/MWh | FALSE | L | Annual | Allowances Withdrawn (n:1) | Thousand Tons | 0 | 0 | 0 | 0 | 0 | 0 | 0
NY- CO2 Rate Limit- New Fossil Units- v5.12 | 709 | 7351 | Rate Constraint in lbs/MWh | FALSE | L | Annual | Net Emissions Allowance Position | Thousand Tons | 5055.1178 | 5055.1178 | 3924.3565 | 1949.8188 | 2208.9173 | 2922.222 | 3143.7619
NY- CO2 Rate Limit- New Fossil Units- v5.12 | 709 | 7351 | Rate Constraint in lbs/MWh | FALSE | L | Annual | Fuel Consumed | TBtu | 86.3532 | 86.3532 | 67.0372 | 33.3075 | 37.7335 | 49.9184 | 53.7028
NY- CO2 Rate Limit- New Fossil Units- v5.12 | 709 | 7351 | Rate Constraint in lbs/MWh | FALSE | L | Annual | Rate | lb/MMBtu | 117.08 | 117.08 | 117.08 | 117.08 | 117.08 | 117.08 | 117.08
NY- CO2 Rate Limit- New Fossil Units- v5.12 | 709 | 7351 | Rate Constraint in lbs/MWh | FALSE | L | Annual | Generation | TWh | 12.2487 | 12.2487 | 9.5088 | 5.1186 | 5.7173 | 8.1877 | 9.2703
NY- CO2 Rate Limit- New Fossil Units- v5.12 | 709 | 7351 | Rate Constraint in lbs/MWh | FALSE | L | Annual | Qualifying Generation | TWh | 12.2487 | 12.2487 | 9.5088 | 4.8564 | 5.4744 | 7.4512 | 8.1706
NY- CO2 Rate Limit- New Fossil Units- v5.12 | 709 | 7351 | Rate Constraint in lbs/MWh | FALSE | L | Annual | Constraint Shadow Price | US2022$/Ton | 0 | 0 | 0 | 0 | 0 | 0 | 0
NY Min Oil Burn - Astoria - Summer | 710 | 7541 | Generation Constraint in GWh | FALSE | G | Annual | Seasons Included | Seasons | Winter, Spring, Summer, Fall | Winter, Spring, Summer, Fall | Winter, Spring, Summer, Fall | Winter, Spring, Summer, Fall | Winter, Spring, Summer, Fall | Winter, Spring, Summer, Fall | Winter, Spring, Summer, Fall
NY Min Oil Burn - Astoria - Summer | 710 | 7541 | Generation Constraint in GWh | FALSE | G | Annual | Standard GWh | GWh | 0 | 0 | 0 | 0 | 0 | 0 | 0
NY Min Oil Burn - Astoria - Summer | 710 | 7541 | Generation Constraint in GWh | FALSE | G | Annual | Emissions at Affected Plants | GWh | 0 | 0 | 0 | 0 | 0 | 0 | 0
NY Min Oil Burn - Astoria - Summer | 710 | 7541 | Generation Constraint in GWh | FALSE | G | Annual | Allowances Purchased | GWh | 0 | 0 | 0 | 0 | 0 | 0 | 0
NY Min Oil Burn - Astoria - Summer | 710 | 7541 | Generation Constraint in GWh | FALSE | G | Annual | Allowances Sold | GWh | 0 | 0 | 0 | 0 | 0 | 0 | 0
NY Min Oil Burn - Astoria - Summer | 710 | 7541 | Generation Constraint in GWh | FALSE | G | Annual | Allowances Banked | GWh | 0 | 0 | 0 | 0 | 0 | 0 | 0
NY Min Oil Burn - Astoria - Summer | 710 | 7541 | Generation Constraint in GWh | FALSE | G | Annual | Allowances Withdrawn (1:1) | GWh | 0 | 0 | 0 | 0 | 0 | 0 | 0
NY Min Oil Burn - Astoria - Summer | 710 | 7541 | Generation Constraint in GWh | FALSE | G | Annual | Allowances Withdrawn (n:1) | GWh | 0 | 0 | 0 | 0 | 0 | 0 | 0
NY Min Oil Burn - Astoria - Summer | 710 | 7541 | Generation Constraint in GWh | FALSE | G | Annual | Net Emissions Allowance Position | GWh | 0 | 0 | 0 | 0 | 0 | 0 | 0
NY Min Oil Burn - Astoria - Summer | 710 | 7541 | Generation Constraint in GWh | FALSE | G | Annual | Constraint Shadow Price | US2022$/MWh | 0 | 0 | 0 | 0 | 0 | 0 | 0
NY Min Oil Burn - Astoria - Winter | 711 | 7539 | Generation Constraint in GWh | FALSE | G | Annual | Seasons Included | Seasons | Winter, Spring, Summer, Fall | Winter, Spring, Summer, Fall | Winter, Spring, Summer, Fall | Winter, Spring, Summer, Fall | Winter, Spring, Summer, Fall | Winter, Spring, Summer, Fall | Winter, Spring, Summer, Fall
NY Min Oil Burn - Astoria - Winter | 711 | 7539 | Generation Constraint in GWh | FALSE | G | Annual | Standard GWh | GWh | 0 | 0 | 0 | 0 | 0 | 0 | 0
NY Min Oil Burn - Astoria - Winter | 711 | 7539 | Generation Constraint in GWh | FALSE | G | Annual | Emissions at Affected Plants | GWh | 0 | 0 | 0 | 0 | 0 | 0 | 0
NY Min Oil Burn - Astoria - Winter | 711 | 7539 | Generation Constraint in GWh | FALSE | G | Annual | Allowances Purchased | GWh | 0 | 0 | 0 | 0 | 0 | 0 | 0
NY Min Oil Burn - Astoria - Winter | 711 | 7539 | Generation Constraint in GWh | FALSE | G | Annual | Allowances Sold | GWh | 0 | 0 | 0 | 0 | 0 | 0 | 0
NY Min Oil Burn - Astoria - Winter | 711 | 7539 | Generation Constraint in GWh | FALSE | G | Annual | Allowances Banked | GWh | 0 | 0 | 0 | 0 | 0 | 0 | 0
NY Min Oil Burn - Astoria - Winter | 711 | 7539 | Generation Constraint in GWh | FALSE | G | Annual | Allowances Withdrawn (1:1) | GWh | 0 | 0 | 0 | 0 | 0 | 0 | 0
NY Min Oil Burn - Astoria - Winter | 711 | 7539 | Generation Constraint in GWh | FALSE | G | Annual | Allowances Withdrawn (n:1) | GWh | 0 | 0 | 0 | 0 | 0 | 0 | 0
NY Min Oil Burn - Astoria - Winter | 711 | 7539 | Generation Constraint in GWh | FALSE | G | Annual | Net Emissions Allowance Position | GWh | 0 | 0 | 0 | 0 | 0 | 0 | 0
NY Min Oil Burn - Astoria - Winter | 711 | 7539 | Generation Constraint in GWh | FALSE | G | Annual | Constraint Shadow Price | US2022$/MWh | 0 | 0 | 0 | 0 | 0 | 0 | 0
NY Min Oil Burn - Astoria - Winter Shldr | 712 | 7540 | Generation Constraint in GWh | FALSE | G | Annual | Seasons Included | Seasons | Winter, Spring, Summer, Fall | Winter, Spring, Summer, Fall | Winter, Spring, Summer, Fall | Winter, Spring, Summer, Fall | Winter, Spring, Summer, Fall | Winter, Spring, Summer, Fall | Winter, Spring, Summer, Fall
NY Min Oil Burn - Astoria - Winter Shldr | 712 | 7540 | Generation Constraint in GWh | FALSE | G | Annual | Standard GWh | GWh | 0 | 0 | 0 | 0 | 0 | 0 | 0
NY Min Oil Burn - Astoria - Winter Shldr | 712 | 7540 | Generation Constraint in GWh | FALSE | G | Annual | Emissions at Affected Plants | GWh | 0 | 0 | 0 | 0 | 0 | 0 | 0
NY Min Oil Burn - Astoria - Winter Shldr | 712 | 7540 | Generation Constraint in GWh | FALSE | G | Annual | Allowances Purchased | GWh | 0 | 0 | 0 | 0 | 0 | 0 | 0
NY Min Oil Burn - Astoria - Winter Shldr | 712 | 7540 | Generation Constraint in GWh | FALSE | G | Annual | Allowances Sold | GWh | 0 | 0 | 0 | 0 | 0 | 0 | 0
NY Min Oil Burn - Astoria - Winter Shldr | 712 | 7540 | Generation Constraint in GWh | FALSE | G | Annual | Allowances Banked | GWh | 0 | 0 | 0 | 0 | 0 | 0 | 0
NY Min Oil Burn - Astoria - Winter Shldr | 712 | 7540 | Generation Constraint in GWh | FALSE | G | Annual | Allowances Withdrawn (1:1) | GWh | 0 | 0 | 0 | 0 | 0 | 0 | 0
NY Min Oil Burn - Astoria - Winter Shldr | 712 | 7540 | Generation Constraint in GWh | FALSE | G | Annual | Allowances Withdrawn (n:1) | GWh | 0 | 0 | 0 | 0 | 0 | 0 | 0
NY Min Oil Burn - Astoria - Winter Shldr | 712 | 7540 | Generation Constraint in GWh | FALSE | G | Annual | Net Emissions Allowance Position | GWh | 0 | 0 | 0 | 0 | 0 | 0 | 0
NY Min Oil Burn - Astoria - Winter Shldr | 712 | 7540 | Generation Constraint in GWh | FALSE | G | Annual | Constraint Shadow Price | US2022$/MWh | 0 | 0 | 0 | 0 | 0 | 0 | 0
NY Min Oil Burn - Astoria Energy - Summer | 713 | 7553 | Generation Constraint in GWh | FALSE | G | Annual | Seasons Included | Seasons | Winter, Spring, Summer, Fall | Winter, Spring, Summer, Fall | Winter, Spring, Summer, Fall | Winter, Spring, Summer, Fall | Winter, Spring, Summer, Fall | Winter, Spring, Summer, Fall | Winter, Spring, Summer, Fall
NY Min Oil Burn - Astoria Energy - Summer | 713 | 7553 | Generation Constraint in GWh | FALSE | G | Annual | Standard GWh | GWh | 0 | 0 | 0 | 0 | 0 | 0 | 0
NY Min Oil Burn - Astoria Energy - Summer | 713 | 7553 | Generation Constraint in GWh | FALSE | G | Annual | Emissions at Affected Plants | GWh | 3118.0053 | 3093.3154 | 2008.6802 | 1426.1606 | 1424.8207 | 1320.1932 | 1318.6987
NY Min Oil Burn - Astoria Energy - Summer | 713 | 7553 | Generation Constraint in GWh | FALSE | G | Annual | Allowances Purchased | GWh | 0 | 0 | 0 | 0 | 0 | 0 | 0
NY Min Oil Burn - Astoria Energy - Summer | 713 | 7553 | Generation Constraint in GWh | FALSE | G | Annual | Allowances Sold | GWh | 0 | 0 | 0 | 0 | 0 | 0 | 0
NY Min Oil Burn - Astoria Energy - Summer | 713 | 7553 | Generation Constraint in GWh | FALSE | G | Annual | Allowances Banked | GWh | 0 | 0 | 0 | 0 | 0 | 0 | 0
NY Min Oil Burn - Astoria Energy - Summer | 713 | 7553 | Generation Constraint in GWh | FALSE | G | Annual | Allowances Withdrawn (1:1) | GWh | 0 | 0 | 0 | 0 | 0 | 0 | 0
NY Min Oil Burn - Astoria Energy - Summer | 713 | 7553 | Generation Constraint in GWh | FALSE | G | Annual | Allowances Withdrawn (n:1) | GWh | 0 | 0 | 0 | 0 | 0 | 0 | 0
NY Min Oil Burn - Astoria Energy - Summer | 713 | 7553 | Generation Constraint in GWh | FALSE | G | Annual | Net Emissions Allowance Position | GWh | 3118.0053 | 3093.3154 | 2008.6802 | 1426.1606 | 1424.8207 | 1320.1932 | 1318.6987
NY Min Oil Burn - Astoria Energy - Summer | 713 | 7553 | Generation Constraint in GWh | FALSE | G | Annual | Constraint Shadow Price | US2022$/MWh | 0 | 0 | 0 | 0 | 0 | 0 | 0
NY Min Oil Burn - Astoria Energy - Winter | 714 | 7551 | Generation Constraint in GWh | FALSE | G | Annual | Seasons Included | Seasons | Winter, Spring, Summer, Fall | Winter, Spring, Summer, Fall | Winter, Spring, Summer, Fall | Winter, Spring, Summer, Fall | Winter, Spring, Summer, Fall | Winter, Spring, Summer, Fall | Winter, Spring, Summer, Fall
NY Min Oil Burn - Astoria Energy - Winter | 714 | 7551 | Generation Constraint in GWh | FALSE | G | Annual | Standard GWh | GWh | 0 | 0 | 0 | 0 | 0 | 0 | 0
NY Min Oil Burn - Astoria Energy - Winter | 714 | 7551 | Generation Constraint in GWh | FALSE | G | Annual | Emissions at Affected Plants | GWh | 3118.0053 | 3093.3154 | 2008.6802 | 1426.1606 | 1424.8207 | 1320.1932 | 1318.6987
NY Min Oil Burn - Astoria Energy - Winter | 714 | 7551 | Generation Constraint in GWh | FALSE | G | Annual | Allowances Purchased | GWh | 0 | 0 | 0 | 0 | 0 | 0 | 0
NY Min Oil Burn - Astoria Energy - Winter | 714 | 7551 | Generation Constraint in GWh | FALSE | G | Annual | Allowances Sold | GWh | 0 | 0 | 0 | 0 | 0 | 0 | 0
NY Min Oil Burn - Astoria Energy - Winter | 714 | 7551 | Generation Constraint in GWh | FALSE | G | Annual | Allowances Banked | GWh | 0 | 0 | 0 | 0 | 0 | 0 | 0
NY Min Oil Burn - Astoria Energy - Winter | 714 | 7551 | Generation Constraint in GWh | FALSE | G | Annual | Allowances Withdrawn (1:1) | GWh | 0 | 0 | 0 | 0 | 0 | 0 | 0
NY Min Oil Burn - Astoria Energy - Winter | 714 | 7551 | Generation Constraint in GWh | FALSE | G | Annual | Allowances Withdrawn (n:1) | GWh | 0 | 0 | 0 | 0 | 0 | 0 | 0
NY Min Oil Burn - Astoria Energy - Winter | 714 | 7551 | Generation Constraint in GWh | FALSE | G | Annual | Net Emissions Allowance Position | GWh | 3118.0053 | 3093.3154 | 2008.6802 | 1426.1606 | 1424.8207 | 1320.1932 | 1318.6987
NY Min Oil Burn - Astoria Energy - Winter | 714 | 7551 | Generation Constraint in GWh | FALSE | G | Annual | Constraint Shadow Price | US2022$/MWh | 0 | 0 | 0 | 0 | 0 | 0 | 0
NY Min Oil Burn - Astoria Energy - Winter Shldr | 715 | 7552 | Generation Constraint in GWh | FALSE | G | Annual | Seasons Included | Seasons | Winter, Spring, Summer, Fall | Winter, Spring, Summer, Fall | Winter, Spring, Summer, Fall | Winter, Spring, Summer, Fall | Winter, Spring, Summer, Fall | Winter, Spring, Summer, Fall | Winter, Spring, Summer, Fall
NY Min Oil Burn - Astoria Energy - Winter Shldr | 715 | 7552 | Generation Constraint in GWh | FALSE | G | Annual | Standard GWh | GWh | 0 | 0 | 0 | 0 | 0 | 0 | 0
NY Min Oil Burn - Astoria Energy - Winter Shldr | 715 | 7552 | Generation Constraint in GWh | FALSE | G | Annual | Emissions at Affected Plants | GWh | 3118.0053 | 3093.3154 | 2008.6802 | 1426.1606 | 1424.8207 | 1320.1932 | 1318.6987
NY Min Oil Burn - Astoria Energy - Winter Shldr | 715 | 7552 | Generation Constraint in GWh | FALSE | G | Annual | Allowances Purchased | GWh | 0 | 0 | 0 | 0 | 0 | 0 | 0
NY Min Oil Burn - Astoria Energy - Winter Shldr | 715 | 7552 | Generation Constraint in GWh | FALSE | G | Annual | Allowances Sold | GWh | 0 | 0 | 0 | 0 | 0 | 0 | 0
NY Min Oil Burn - Astoria Energy - Winter Shldr | 715 | 7552 | Generation Constraint in GWh | FALSE | G | Annual | Allowances Banked | GWh | 0 | 0 | 0 | 0 | 0 | 0 | 0
NY Min Oil Burn - Astoria Energy - Winter Shldr | 715 | 7552 | Generation Constraint in GWh | FALSE | G | Annual | Allowances Withdrawn (1:1) | GWh | 0 | 0 | 0 | 0 | 0 | 0 | 0
NY Min Oil Burn - Astoria Energy - Winter Shldr | 715 | 7552 | Generation Constraint in GWh | FALSE | G | Annual | Allowances Withdrawn (n:1) | GWh | 0 | 0 | 0 | 0 | 0 | 0 | 0
NY Min Oil Burn - Astoria Energy - Winter Shldr | 715 | 7552 | Generation Constraint in GWh | FALSE | G | Annual | Net Emissions Allowance Position | GWh | 3118.0053 | 3093.3154 | 2008.6802 | 1426.1606 | 1424.8207 | 1320.1932 | 1318.6987
NY Min Oil Burn - Astoria Energy - Winter Shldr | 715 | 7552 | Generation Constraint in GWh | FALSE | G | Annual | Constraint Shadow Price | US2022$/MWh | 0 | 0 | 0 | 0 | 0 | 0 | 0
NY Min Oil Burn - East River - Summer | 716 | 7544 | Generation Constraint in GWh | FALSE | G | Annual | Seasons Included | Seasons | Winter, Spring, Summer, Fall | Winter, Spring, Summer, Fall | Winter, Spring, Summer, Fall | Winter, Spring, Summer, Fall | Winter, Spring, Summer, Fall | Winter, Spring, Summer, Fall | Winter, Spring, Summer, Fall
NY Min Oil Burn - East River - Summer | 716 | 7544 | Generation Constraint in GWh | FALSE | G | Annual | Standard GWh | GWh | 0 | 0 | 0 | 0 | 0 | 0 | 0
NY Min Oil Burn - East River - Summer | 716 | 7544 | Generation Constraint in GWh | FALSE | G | Annual | Emissions at Affected Plants | GWh | 645.8321 | 646.7736 | 645.8321 | 315.4291 | 255.6442 | 136.4443 | 136.5332
NY Min Oil Burn - East River - Summer | 716 | 7544 | Generation Constraint in GWh | FALSE | G | Annual | Allowances Purchased | GWh | 0 | 0 | 0 | 0 | 0 | 0 | 0
NY Min Oil Burn - East River - Summer | 716 | 7544 | Generation Constraint in GWh | FALSE | G | Annual | Allowances Sold | GWh | 0 | 0 | 0 | 0 | 0 | 0 | 0
NY Min Oil Burn - East River - Summer | 716 | 7544 | Generation Constraint in GWh | FALSE | G | Annual | Allowances Banked | GWh | 0 | 0 | 0 | 0 | 0 | 0 | 0
NY Min Oil Burn - East River - Summer | 716 | 7544 | Generation Constraint in GWh | FALSE | G | Annual | Allowances Withdrawn (1:1) | GWh | 0 | 0 | 0 | 0 | 0 | 0 | 0
NY Min Oil Burn - East River - Summer | 716 | 7544 | Generation Constraint in GWh | FALSE | G | Annual | Allowances Withdrawn (n:1) | GWh | 0 | 0 | 0 | 0 | 0 | 0 | 0
NY Min Oil Burn - East River - Summer | 716 | 7544 | Generation Constraint in GWh | FALSE | G | Annual | Net Emissions Allowance Position | GWh | 645.8321 | 646.7736 | 645.8321 | 315.4291 | 255.6442 | 136.4443 | 136.5332
NY Min Oil Burn - East River - Summer | 716 | 7544 | Generation Constraint in GWh | FALSE | G | Annual | Constraint Shadow Price | US2022$/MWh | 0 | 0 | 0 | 0 | 0 | 0 | 0
NY Min Oil Burn - East River - Winter | 717 | 7542 | Generation Constraint in GWh | FALSE | G | Annual | Seasons Included | Seasons | Winter, Spring, Summer, Fall | Winter, Spring, Summer, Fall | Winter, Spring, Summer, Fall | Winter, Spring, Summer, Fall | Winter, Spring, Summer, Fall | Winter, Spring, Summer, Fall | Winter, Spring, Summer, Fall
NY Min Oil Burn - East River - Winter | 717 | 7542 | Generation Constraint in GWh | FALSE | G | Annual | Standard GWh | GWh | 0 | 0 | 0 | 0 | 0 | 0 | 0
NY Min Oil Burn - East River - Winter | 717 | 7542 | Generation Constraint in GWh | FALSE | G | Annual | Emissions at Affected Plants | GWh | 645.8321 | 646.7736 | 645.8321 | 315.4291 | 255.6442 | 136.4443 | 136.5332
NY Min Oil Burn - East River - Winter | 717 | 7542 | Generation Constraint in GWh | FALSE | G | Annual | Allowances Purchased | GWh | 0 | 0 | 0 | 0 | 0 | 0 | 0
NY Min Oil Burn - East River - Winter | 717 | 7542 | Generation Constraint in GWh | FALSE | G | Annual | Allowances Sold | GWh | 0 | 0 | 0 | 0 | 0 | 0 | 0
NY Min Oil Burn - East River - Winter | 717 | 7542 | Generation Constraint in GWh | FALSE | G | Annual | Allowances Banked | GWh | 0 | 0 | 0 | 0 | 0 | 0 | 0
NY Min Oil Burn - East River - Winter | 717 | 7542 | Generation Constraint in GWh | FALSE | G | Annual | Allowances Withdrawn (1:1) | GWh | 0 | 0 | 0 | 0 | 0 | 0 | 0
NY Min Oil Burn - East River - Winter | 717 | 7542 | Generation Constraint in GWh | FALSE | G | Annual | Allowances Withdrawn (n:1) | GWh | 0 | 0 | 0 | 0 | 0 | 0 | 0
NY Min Oil Burn - East River - Winter | 717 | 7542 | Generation Constraint in GWh | FALSE | G | Annual | Net Emissions Allowance Position | GWh | 645.8321 | 646.7736 | 645.8321 | 315.4291 | 255.6442 | 136.4443 | 136.5332
NY Min Oil Burn - East River - Winter | 717 | 7542 | Generation Constraint in GWh | FALSE | G | Annual | Constraint Shadow Price | US2022$/MWh | 0 | 0 | 0 | 0 | 0 | 0 | 0
NY Min Oil Burn - East River - Winter Shldr | 718 | 7543 | Generation Constraint in GWh | FALSE | G | Annual | Seasons Included | Seasons | Winter, Spring, Summer, Fall | Winter, Spring, Summer, Fall | Winter, Spring, Summer, Fall | Winter, Spring, Summer, Fall | Winter, Spring, Summer, Fall | Winter, Spring, Summer, Fall | Winter, Spring, Summer, Fall
NY Min Oil Burn - East River - Winter Shldr | 718 | 7543 | Generation Constraint in GWh | FALSE | G | Annual | Standard GWh | GWh | 0 | 0 | 0 | 0 | 0 | 0 | 0
NY Min Oil Burn - East River - Winter Shldr | 718 | 7543 | Generation Constraint in GWh | FALSE | G | Annual | Emissions at Affected Plants | GWh | 645.8321 | 646.7736 | 645.8321 | 315.4291 | 255.6442 | 136.4443 | 136.5332
NY Min Oil Burn - East River - Winter Shldr | 718 | 7543 | Generation Constraint in GWh | FALSE | G | Annual | Allowances Purchased | GWh | 0 | 0 | 0 | 0 | 0 | 0 | 0
NY Min Oil Burn - East River - Winter Shldr | 718 | 7543 | Generation Constraint in GWh | FALSE | G | Annual | Allowances Sold | GWh | 0 | 0 | 0 | 0 | 0 | 0 | 0
NY Min Oil Burn - East River - Winter Shldr | 718 | 7543 | Generation Constraint in GWh | FALSE | G | Annual | Allowances Banked | GWh | 0 | 0 | 0 | 0 | 0 | 0 | 0
NY Min Oil Burn - East River - Winter Shldr | 718 | 7543 | Generation Constraint in GWh | FALSE | G | Annual | Allowances Withdrawn (1:1) | GWh | 0 | 0 | 0 | 0 | 0 | 0 | 0
NY Min Oil Burn - East River - Winter Shldr | 718 | 7543 | Generation Constraint in GWh | FALSE | G | Annual | Allowances Withdrawn (n:1) | GWh | 0 | 0 | 0 | 0 | 0 | 0 | 0
NY Min Oil Burn - East River - Winter Shldr | 718 | 7543 | Generation Constraint in GWh | FALSE | G | Annual | Net Emissions Allowance Position | GWh | 645.8321 | 646.7736 | 645.8321 | 315.4291 | 255.6442 | 136.4443 | 136.5332
NY Min Oil Burn - East River - Winter Shldr | 718 | 7543 | Generation Constraint in GWh | FALSE | G | Annual | Constraint Shadow Price | US2022$/MWh | 0 | 0 | 0 | 0 | 0 | 0 | 0
NY Min Oil Burn - Northport - Summer | 719 | 7547 | Generation Constraint in GWh | FALSE | G | Annual | Seasons Included | Seasons | Winter, Spring, Summer, Fall | Winter, Spring, Summer, Fall | Winter, Spring, Summer, Fall | Winter, Spring, Summer, Fall | Winter, Spring, Summer, Fall | Winter, Spring, Summer, Fall | Winter, Spring, Summer, Fall
NY Min Oil Burn - Northport - Summer | 719 | 7547 | Generation Constraint in GWh | FALSE | G | Annual | Standard GWh | GWh | 0 | 0 | 0 | 0 | 0 | 0 | 0
NY Min Oil Burn - Northport - Summer | 719 | 7547 | Generation Constraint in GWh | FALSE | G | Annual | Emissions at Affected Plants | GWh | 2275.5021 | 1099.0016 | 446.7677 | 0 | 0 | 0 | 0
NY Min Oil Burn - Northport - Summer | 719 | 7547 | Generation Constraint in GWh | FALSE | G | Annual | Allowances Purchased | GWh | 0 | 0 | 0 | 0 | 0 | 0 | 0
NY Min Oil Burn - Northport - Summer | 719 | 7547 | Generation Constraint in GWh | FALSE | G | Annual | Allowances Sold | GWh | 0 | 0 | 0 | 0 | 0 | 0 | 0
NY Min Oil Burn - Northport - Summer | 719 | 7547 | Generation Constraint in GWh | FALSE | G | Annual | Allowances Banked | GWh | 0 | 0 | 0 | 0 | 0 | 0 | 0
NY Min Oil Burn - Northport - Summer | 719 | 7547 | Generation Constraint in GWh | FALSE | G | Annual | Allowances Withdrawn (1:1) | GWh | 0 | 0 | 0 | 0 | 0 | 0 | 0
NY Min Oil Burn - Northport - Summer | 719 | 7547 | Generation Constraint in GWh | FALSE | G | Annual | Allowances Withdrawn (n:1) | GWh | 0 | 0 | 0 | 0 | 0 | 0 | 0
NY Min Oil Burn - Northport - Summer | 719 | 7547 | Generation Constraint in GWh | FALSE | G | Annual | Net Emissions Allowance Position | GWh | 2275.5021 | 1099.0016 | 446.7677 | 0 | 0 | 0 | 0
NY Min Oil Burn - Northport - Summer | 719 | 7547 | Generation Constraint in GWh | FALSE | G | Annual | Constraint Shadow Price | US2022$/MWh | 0 | 0 | 0 | 0 | 0 | 0 | 0
NY Min Oil Burn - Northport - Winter | 720 | 7545 | Generation Constraint in GWh | FALSE | G | Annual | Seasons Included | Seasons | Winter, Spring, Summer, Fall | Winter, Spring, Summer, Fall | Winter, Spring, Summer, Fall | Winter, Spring, Summer, Fall | Winter, Spring, Summer, Fall | Winter, Spring, Summer, Fall | Winter, Spring, Summer, Fall
NY Min Oil Burn - Northport - Winter | 720 | 7545 | Generation Constraint in GWh | FALSE | G | Annual | Standard GWh | GWh | 0 | 0 | 0 | 0 | 0 | 0 | 0
NY Min Oil Burn - Northport - Winter | 720 | 7545 | Generation Constraint in GWh | FALSE | G | Annual | Emissions at Affected Plants | GWh | 2275.5021 | 1099.0016 | 446.7677 | 0 | 0 | 0 | 0
NY Min Oil Burn - Northport - Winter | 720 | 7545 | Generation Constraint in GWh | FALSE | G | Annual | Allowances Purchased | GWh | 0 | 0 | 0 | 0 | 0 | 0 | 0
NY Min Oil Burn - Northport - Winter | 720 | 7545 | Generation Constraint in GWh | FALSE | G | Annual | Allowances Sold | GWh | 0 | 0 | 0 | 0 | 0 | 0 | 0
NY Min Oil Burn - Northport - Winter | 720 | 7545 | Generation Constraint in GWh | FALSE | G | Annual | Allowances Banked | GWh | 0 | 0 | 0 | 0 | 0 | 0 | 0
NY Min Oil Burn - Northport - Winter | 720 | 7545 | Generation Constraint in GWh | FALSE | G | Annual | Allowances Withdrawn (1:1) | GWh | 0 | 0 | 0 | 0 | 0 | 0 | 0
NY Min Oil Burn - Northport - Winter | 720 | 7545 | Generation Constraint in GWh | FALSE | G | Annual | Allowances Withdrawn (n:1) | GWh | 0 | 0 | 0 | 0 | 0 | 0 | 0
NY Min Oil Burn - Northport - Winter | 720 | 7545 | Generation Constraint in GWh | FALSE | G | Annual | Net Emissions Allowance Position | GWh | 2275.5021 | 1099.0016 | 446.7677 | 0 | 0 | 0 | 0
NY Min Oil Burn - Northport - Winter | 720 | 7545 | Generation Constraint in GWh | FALSE | G | Annual | Constraint Shadow Price | US2022$/MWh | 0 | 0 | 0 | 0 | 0 | 0 | 0
NY Min Oil Burn - Northport - Winter Shldr | 721 | 7546 | Generation Constraint in GWh | FALSE | G | Annual | Seasons Included | Seasons | Winter, Spring, Summer, Fall | Winter, Spring, Summer, Fall | Winter, Spring, Summer, Fall | Winter, Spring, Summer, Fall | Winter, Spring, Summer, Fall | Winter, Spring, Summer, Fall | Winter, Spring, Summer, Fall
NY Min Oil Burn - Northport - Winter Shldr | 721 | 7546 | Generation Constraint in GWh | FALSE | G | Annual | Standard GWh | GWh | 0 | 0 | 0 | 0 | 0 | 0 | 0
NY Min Oil Burn - Northport - Winter Shldr | 721 | 7546 | Generation Constraint in GWh | FALSE | G | Annual | Emissions at Affected Plants | GWh | 2275.5021 | 1099.0016 | 446.7677 | 0 | 0 | 0 | 0
NY Min Oil Burn - Northport - Winter Shldr | 721 | 7546 | Generation Constraint in GWh | FALSE | G | Annual | Allowances Purchased | GWh | 0 | 0 | 0 | 0 | 0 | 0 | 0
NY Min Oil Burn - Northport - Winter Shldr | 721 | 7546 | Generation Constraint in GWh | FALSE | G | Annual | Allowances Sold | GWh | 0 | 0 | 0 | 0 | 0 | 0 | 0
NY Min Oil Burn - Northport - Winter Shldr | 721 | 7546 | Generation Constraint in GWh | FALSE | G | Annual | Allowances Banked | GWh | 0 | 0 | 0 | 0 | 0 | 0 | 0
NY Min Oil Burn - Northport - Winter Shldr | 721 | 7546 | Generation Constraint in GWh | FALSE | G | Annual | Allowances Withdrawn (1:1) | GWh | 0 | 0 | 0 | 0 | 0 | 0 | 0
NY Min Oil Burn - Northport - Winter Shldr | 721 | 7546 | Generation Constraint in GWh | FALSE | G | Annual | Allowances Withdrawn (n:1) | GWh | 0 | 0 | 0 | 0 | 0 | 0 | 0
NY Min Oil Burn - Northport - Winter Shldr | 721 | 7546 | Generation Constraint in GWh | FALSE | G | Annual | Net Emissions Allowance Position | GWh | 2275.5021 | 1099.0016 | 446.7677 | 0 | 0 | 0 | 0
NY Min Oil Burn - Northport - Winter Shldr | 721 | 7546 | Generation Constraint in GWh | FALSE | G | Annual | Constraint Shadow Price | US2022$/MWh | 0 | 0 | 0 | 0 | 0 | 0 | 0
NY Min Oil Burn - Ravenswood CC - Summer | 722 | 7556 | Generation Constraint in GWh | FALSE | G | Annual | Seasons Included | Seasons | Winter, Spring, Summer, Fall | Winter, Spring, Summer, Fall | Winter, Spring, Summer, Fall | Winter, Spring, Summer, Fall | Winter, Spring, Summer, Fall | Winter, Spring, Summer, Fall | Winter, Spring, Summer, Fall
NY Min Oil Burn - Ravenswood CC - Summer | 722 | 7556 | Generation Constraint in GWh | FALSE | G | Annual | Standard GWh | GWh | 0 | 0 | 0 | 0 | 0 | 0 | 0
NY Min Oil Burn - Ravenswood CC - Summer | 722 | 7556 | Generation Constraint in GWh | FALSE | G | Annual | Emissions at Affected Plants | GWh | 1031.2575 | 1094.2714 | 644.582 | 613.4812 | 607.8309 | 568.0616 | 567.4186
NY Min Oil Burn - Ravenswood CC - Summer | 722 | 7556 | Generation Constraint in GWh | FALSE | G | Annual | Allowances Purchased | GWh | 0 | 0 | 0 | 0 | 0 | 0 | 0
NY Min Oil Burn - Ravenswood CC - Summer | 722 | 7556 | Generation Constraint in GWh | FALSE | G | Annual | Allowances Sold | GWh | 0 | 0 | 0 | 0 | 0 | 0 | 0
NY Min Oil Burn - Ravenswood CC - Summer | 722 | 7556 | Generation Constraint in GWh | FALSE | G | Annual | Allowances Banked | GWh | 0 | 0 | 0 | 0 | 0 | 0 | 0
NY Min Oil Burn - Ravenswood CC - Summer | 722 | 7556 | Generation Constraint in GWh | FALSE | G | Annual | Allowances Withdrawn (1:1) | GWh | 0 | 0 | 0 | 0 | 0 | 0 | 0
NY Min Oil Burn - Ravenswood CC - Summer | 722 | 7556 | Generation Constraint in GWh | FALSE | G | Annual | Allowances Withdrawn (n:1) | GWh | 0 | 0 | 0 | 0 | 0 | 0 | 0
NY Min Oil Burn - Ravenswood CC - Summer | 722 | 7556 | Generation Constraint in GWh | FALSE | G | Annual | Net Emissions Allowance Position | GWh | 1031.2575 | 1094.2714 | 644.582 | 613.4812 | 607.8309 | 568.0616 | 567.4186
NY Min Oil Burn - Ravenswood CC - Summer | 722 | 7556 | Generation Constraint in GWh | FALSE | G | Annual | Constraint Shadow Price | US2022$/MWh | 0 | 0 | 0 | 0 | 0 | 0 | 0
NY Min Oil Burn - Ravenswood CC - Winter | 723 | 7554 | Generation Constraint in GWh | FALSE | G | Annual | Seasons Included | Seasons | Winter, Spring, Summer, Fall | Winter, Spring, Summer, Fall | Winter, Spring, Summer, Fall | Winter, Spring, Summer, Fall | Winter, Spring, Summer, Fall | Winter, Spring, Summer, Fall | Winter, Spring, Summer, Fall
NY Min Oil Burn - Ravenswood CC - Winter | 723 | 7554 | Generation Constraint in GWh | FALSE | G | Annual | Standard GWh | GWh | 0 | 0 | 0 | 0 | 0 | 0 | 0
NY Min Oil Burn - Ravenswood CC - Winter | 723 | 7554 | Generation Constraint in GWh | FALSE | G | Annual | Emissions at Affected Plants | GWh | 1031.2575 | 1094.2714 | 644.582 | 613.4812 | 607.8309 | 568.0616 | 567.4186
NY Min Oil Burn - Ravenswood CC - Winter | 723 | 7554 | Generation Constraint in GWh | FALSE | G | Annual | Allowances Purchased | GWh | 0 | 0 | 0 | 0 | 0 | 0 | 0
NY Min Oil Burn - Ravenswood CC - Winter | 723 | 7554 | Generation Constraint in GWh | FALSE | G | Annual | Allowances Sold | GWh | 0 | 0 | 0 | 0 | 0 | 0 | 0
NY Min Oil Burn - Ravenswood CC - Winter | 723 | 7554 | Generation Constraint in GWh | FALSE | G | Annual | Allowances Banked | GWh | 0 | 0 | 0 | 0 | 0 | 0 | 0
NY Min Oil Burn - Ravenswood CC - Winter | 723 | 7554 | Generation Constraint in GWh | FALSE | G | Annual | Allowances Withdrawn (1:1) | GWh | 0 | 0 | 0 | 0 | 0 | 0 | 0
NY Min Oil Burn - Ravenswood CC - Winter | 723 | 7554 | Generation Constraint in GWh | FALSE | G | Annual | Allowances Withdrawn (n:1) | GWh | 0 | 0 | 0 | 0 | 0 | 0 | 0
NY Min Oil Burn - Ravenswood CC - Winter | 723 | 7554 | Generation Constraint in GWh | FALSE | G | Annual | Net Emissions Allowance Position | GWh | 1031.2575 | 1094.2714 | 644.582 | 613.4812 | 607.8309 | 568.0616 | 567.4186
NY Min Oil Burn - Ravenswood CC - Winter | 723 | 7554 | Generation Constraint in GWh | FALSE | G | Annual | Constraint Shadow Price | US2022$/MWh | 0 | 0 | 0 | 0 | 0 | 0 | 0
NY Min Oil Burn - Ravenswood CC - Winter Shldr | 724 | 7555 | Generation Constraint in GWh | FALSE | G | Annual | Seasons Included | Seasons | Winter, Spring, Summer, Fall | Winter, Spring, Summer, Fall | Winter, Spring, Summer, Fall | Winter, Spring, Summer, Fall | Winter, Spring, Summer, Fall | Winter, Spring, Summer, Fall | Winter, Spring, Summer, Fall
NY Min Oil Burn - Ravenswood CC - Winter Shldr | 724 | 7555 | Generation Constraint in GWh | FALSE | G | Annual | Standard GWh | GWh | 0 | 0 | 0 | 0 | 0 | 0 | 0
NY Min Oil Burn - Ravenswood CC - Winter Shldr | 724 | 7555 | Generation Constraint in GWh | FALSE | G | Annual | Emissions at Affected Plants | GWh | 1031.2575 | 1094.2714 | 644.582 | 613.4812 | 607.8309 | 568.0616 | 567.4186
NY Min Oil Burn - Ravenswood CC - Winter Shldr | 724 | 7555 | Generation Constraint in GWh | FALSE | G | Annual | Allowances Purchased | GWh | 0 | 0 | 0 | 0 | 0 | 0 | 0
NY Min Oil Burn - Ravenswood CC - Winter Shldr | 724 | 7555 | Generation Constraint in GWh | FALSE | G | Annual | Allowances Sold | GWh | 0 | 0 | 0 | 0 | 0 | 0 | 0
NY Min Oil Burn - Ravenswood CC - Winter Shldr | 724 | 7555 | Generation Constraint in GWh | FALSE | G | Annual | Allowances Banked | GWh | 0 | 0 | 0 | 0 | 0 | 0 | 0
NY Min Oil Burn - Ravenswood CC - Winter Shldr | 724 | 7555 | Generation Constraint in GWh | FALSE | G | Annual | Allowances Withdrawn (1:1) | GWh | 0 | 0 | 0 | 0 | 0 | 0 | 0
NY Min Oil Burn - Ravenswood CC - Winter Shldr | 724 | 7555 | Generation Constraint in GWh | FALSE | G | Annual | Allowances Withdrawn (n:1) | GWh | 0 | 0 | 0 | 0 | 0 | 0 | 0
NY Min Oil Burn - Ravenswood CC - Winter Shldr | 724 | 7555 | Generation Constraint in GWh | FALSE | G | Annual | Net Emissions Allowance Position | GWh | 1031.2575 | 1094.2714 | 644.582 | 613.4812 | 607.8309 | 568.0616 | 567.4186
NY Min Oil Burn - Ravenswood CC - Winter Shldr | 724 | 7555 | Generation Constraint in GWh | FALSE | G | Annual | Constraint Shadow Price | US2022$/MWh | 0 | 0 | 0 | 0 | 0 | 0 | 0
NY Min Oil Burn - Ravenswood Oil - Summer | 725 | 7550 | Generation Constraint in GWh | FALSE | G | Annual | Seasons Included | Seasons | Winter, Spring, Summer, Fall | Winter, Spring, Summer, Fall | Winter, Spring, Summer, Fall | Winter, Spring, Summer, Fall | Winter, Spring, Summer, Fall | Winter, Spring, Summer, Fall | Winter, Spring, Summer, Fall
NY Min Oil Burn - Ravenswood Oil - Summer | 725 | 7550 | Generation Constraint in GWh | FALSE | G | Annual | Standard GWh | GWh | 0 | 0 | 0 | 0 | 0 | 0 | 0
NY Min Oil Burn - Ravenswood Oil - Summer | 725 | 7550 | Generation Constraint in GWh | FALSE | G | Annual | Emissions at Affected Plants | GWh | 448.7918 | 303.7559 | 0 | 0 | 0 | 0 | 0
NY Min Oil Burn - Ravenswood Oil - Summer | 725 | 7550 | Generation Constraint in GWh | FALSE | G | Annual | Allowances Purchased | GWh | 0 | 0 | 0 | 0 | 0 | 0 | 0
NY Min Oil Burn - Ravenswood Oil - Summer | 725 | 7550 | Generation Constraint in GWh | FALSE | G | Annual | Allowances Sold | GWh | 0 | 0 | 0 | 0 | 0 | 0 | 0
NY Min Oil Burn - Ravenswood Oil - Summer | 725 | 7550 | Generation Constraint in GWh | FALSE | G | Annual | Allowances Banked | GWh | 0 | 0 | 0 | 0 | 0 | 0 | 0
NY Min Oil Burn - Ravenswood Oil - Summer | 725 | 7550 | Generation Constraint in GWh | FALSE | G | Annual | Allowances Withdrawn (1:1) | GWh | 0 | 0 | 0 | 0 | 0 | 0 | 0
NY Min Oil Burn - Ravenswood Oil - Summer | 725 | 7550 | Generation Constraint in GWh | FALSE | G | Annual | Allowances Withdrawn (n:1) | GWh | 0 | 0 | 0 | 0 | 0 | 0 | 0
NY Min Oil Burn - Ravenswood Oil - Summer | 725 | 7550 | Generation Constraint in GWh | FALSE | G | Annual | Net Emissions Allowance Position | GWh | 448.7918 | 303.7559 | 0 | 0 | 0 | 0 | 0
NY Min Oil Burn - Ravenswood Oil - Summer | 725 | 7550 | Generation Constraint in GWh | FALSE | G | Annual | Constraint Shadow Price | US2022$/MWh | 0 | 0 | 0 | 0 | 0 | 0 | 0
NY Min Oil Burn - Ravenswood Oil - Winter | 726 | 7548 | Generation Constraint in GWh | FALSE | G | Annual | Seasons Included | Seasons | Winter, Spring, Summer, Fall | Winter, Spring, Summer, Fall | Winter, Spring, Summer, Fall | Winter, Spring, Summer, Fall | Winter, Spring, Summer, Fall | Winter, Spring, Summer, Fall | Winter, Spring, Summer, Fall
NY Min Oil Burn - Ravenswood Oil - Winter | 726 | 7548 | Generation Constraint in GWh | FALSE | G | Annual | Standard GWh | GWh | 0 | 0 | 0 | 0 | 0 | 0 | 0
NY Min Oil Burn - Ravenswood Oil - Winter | 726 | 7548 | Generation Constraint in GWh | FALSE | G | Annual | Emissions at Affected Plants | GWh | 448.7918 | 303.7559 | 0 | 0 | 0 | 0 | 0
NY Min Oil Burn - Ravenswood Oil - Winter | 726 | 7548 | Generation Constraint in GWh | FALSE | G | Annual | Allowances Purchased | GWh | 0 | 0 | 0 | 0 | 0 | 0 | 0
NY Min Oil Burn - Ravenswood Oil - Winter | 726 | 7548 | Generation Constraint in GWh | FALSE | G | Annual | Allowances Sold | GWh | 0 | 0 | 0 | 0 | 0 | 0 | 0
NY Min Oil Burn - Ravenswood Oil - Winter | 726 | 7548 | Generation Constraint in GWh | FALSE | G | Annual | Allowances Banked | GWh | 0 | 0 | 0 | 0 | 0 | 0 | 0
NY Min Oil Burn - Ravenswood Oil - Winter | 726 | 7548 | Generation Constraint in GWh | FALSE | G | Annual | Allowances Withdrawn (1:1) | GWh | 0 | 0 | 0 | 0 | 0 | 0 | 0
NY Min Oil Burn - Ravenswood Oil - Winter | 726 | 7548 | Generation Constraint in GWh | FALSE | G | Annual | Allowances Withdrawn (n:1) | GWh | 0 | 0 | 0 | 0 | 0 | 0 | 0
NY Min Oil Burn - Ravenswood Oil - Winter | 726 | 7548 | Generation Constraint in GWh | FALSE | G | Annual | Net Emissions Allowance Position | GWh | 448.7918 | 303.7559 | 0 | 0 | 0 | 0 | 0
NY Min Oil Burn - Ravenswood Oil - Winter | 726 | 7548 | Generation Constraint in GWh | FALSE | G | Annual | Constraint Shadow Price | US2022$/MWh | 0 | 0 | 0 | 0 | 0 | 0 | 0
NY Min Oil Burn - Ravenswood Oil - Winter Shldr | 727 | 7549 | Generation Constraint in GWh | FALSE | G | Annual | Seasons Included | Seasons | Winter, Spring, Summer, Fall | Winter, Spring, Summer, Fall | Winter, Spring, Summer, Fall | Winter, Spring, Summer, Fall | Winter, Spring, Summer, Fall | Winter, Spring, Summer, Fall | Winter, Spring, Summer, Fall
NY Min Oil Burn - Ravenswood Oil - Winter Shldr | 727 | 7549 | Generation Constraint in GWh | FALSE | G | Annual | Standard GWh | GWh | 0 | 0 | 0 | 0 | 0 | 0 | 0
NY Min Oil Burn - Ravenswood Oil - Winter Shldr | 727 | 7549 | Generation Constraint in GWh | FALSE | G | Annual | Emissions at Affected Plants | GWh | 448.7918 | 303.7559 | 0 | 0 | 0 | 0 | 0
NY Min Oil Burn - Ravenswood Oil - Winter Shldr | 727 | 7549 | Generation Constraint in GWh | FALSE | G | Annual | Allowances Purchased | GWh | 0 | 0 | 0 | 0 | 0 | 0 | 0
NY Min Oil Burn - Ravenswood Oil - Winter Shldr | 727 | 7549 | Generation Constraint in GWh | FALSE | G | Annual | Allowances Sold | GWh | 0 | 0 | 0 | 0 | 0 | 0 | 0
NY Min Oil Burn - Ravenswood Oil - Winter Shldr | 727 | 7549 | Generation Constraint in GWh | FALSE | G | Annual | Allowances Banked | GWh | 0 | 0 | 0 | 0 | 0 | 0 | 0
NY Min Oil Burn - Ravenswood Oil - Winter Shldr | 727 | 7549 | Generation Constraint in GWh | FALSE | G | Annual | Allowances Withdrawn (1:1) | GWh | 0 | 0 | 0 | 0 | 0 | 0 | 0
NY Min Oil Burn - Ravenswood Oil - Winter Shldr | 727 | 7549 | Generation Constraint in GWh | FALSE | G | Annual | Allowances Withdrawn (n:1) | GWh | 0 | 0 | 0 | 0 | 0 | 0 | 0
NY Min Oil Burn - Ravenswood Oil - Winter Shldr | 727 | 7549 | Generation Constraint in GWh | FALSE | G | Annual | Net Emissions Allowance Position | GWh | 448.7918 | 303.7559 | 0 | 0 | 0 | 0 | 0
NY Min Oil Burn - Ravenswood Oil - Winter Shldr | 727 | 7549 | Generation Constraint in GWh | FALSE | G | Annual | Constraint Shadow Price | US2022$/MWh | 0 | 0 | 0 | 0 | 0 | 0 | 0
NY New Units MER Rate Limit v3.1 | 728 | 7350 | MACT Fuel Choice Floor in lbs/MMBtu | FALSE | L | Annual | Seasons Included | Seasons | Winter, Spring, Summer, Fall | Winter, Spring, Summer, Fall | Winter, Spring, Summer, Fall | Winter, Spring, Summer, Fall | Winter, Spring, Summer, Fall | Winter, Spring, Summer, Fall | Winter, Spring, Summer, Fall
NY New Units MER Rate Limit v3.1 | 728 | 7350 | MACT Fuel Choice Floor in lbs/MMBtu | FALSE | L | Annual | Emission Floor | lbs/MMBtu | 6e-07 | 6e-07 | 6e-07 | 6e-07 | 6e-07 | 6e-07 | 6e-07
NY New Units MER Rate Limit v3.1 | 728 | 7350 | MACT Fuel Choice Floor in lbs/MMBtu | FALSE | L | Annual | Emissions at Affected Plants MER | lbs | 0 | 0 | 0 | 0 | 0 | 0 | 0
NY New Units MER Rate Limit v3.1 | 728 | 7350 | MACT Fuel Choice Floor in lbs/MMBtu | FALSE | L | Annual | Allowances Purchased MER | lbs | 0 | 0 | 0 | 0 | 0 | 0 | 0
NY New Units MER Rate Limit v3.1 | 728 | 7350 | MACT Fuel Choice Floor in lbs/MMBtu | FALSE | L | Annual | Allowances Sold MER | lbs | 0 | 0 | 0 | 0 | 0 | 0 | 0
NY New Units MER Rate Limit v3.1 | 728 | 7350 | MACT Fuel Choice Floor in lbs/MMBtu | FALSE | L | Annual | Allowances Banked | lbs | 0 | 0 | 0 | 0 | 0 | 0 | 0
NY New Units MER Rate Limit v3.1 | 728 | 7350 | MACT Fuel Choice Floor in lbs/MMBtu | FALSE | L | Annual | Allowances Withdrawn (1:1) | lbs | 0 | 0 | 0 | 0 | 0 | 0 | 0
NY New Units MER Rate Limit v3.1 | 728 | 7350 | MACT Fuel Choice Floor in lbs/MMBtu | FALSE | L | Annual | Allowances Withdrawn (n:1) | lbs | 0 | 0 | 0 | 0 | 0 | 0 | 0
NY New Units MER Rate Limit v3.1 | 728 | 7350 | MACT Fuel Choice Floor in lbs/MMBtu | FALSE | L | Annual | Net Emissions Allowance Position | lbs | 0 | 0 | 0 | 0 | 0 | 0 | 0
NY New Units MER Rate Limit v3.1 | 728 | 7350 | MACT Fuel Choice Floor in lbs/MMBtu | FALSE | L | Annual | Fuel Consumed | TBtu | 0 | 0 | 0 | 0 | 0 | 0 | 0
NY New Units MER Rate Limit v3.1 | 728 | 7350 | MACT Fuel Choice Floor in lbs/MMBtu | FALSE | L | Annual | Rate | lb/MMBtu | 0 | 0 | 0 | 0 | 0 | 0 | 0
NY New Units MER Rate Limit v3.1 | 728 | 7350 | MACT Fuel Choice Floor in lbs/MMBtu | FALSE | L | Annual | Generation | TWh | 0 | 0 | 0 | 0 | 0 | 0 | 0
NY New Units MER Rate Limit v3.1 | 728 | 7350 | MACT Fuel Choice Floor in lbs/MMBtu | FALSE | L | Annual | Qualifying Generation | TWh | 0 | 0 | 0 | 0 | 0 | 0 | 0
NY New Units MER Rate Limit v3.1 | 728 | 7350 | MACT Fuel Choice Floor in lbs/MMBtu | FALSE | L | Annual | Constraint Shadow Price | US2022$/Lb | 0 | 0 | 0 | 0 | 0 | 0 | 0
NY New Units MER Rate Limit v3.1 | 729 | 7350 | MACT Fuel Choice Floor in lbs/MMBtu | FALSE | L | Annual | Seasons Included | Seasons | Winter, Spring, Summer, Fall | Winter, Spring, Summer, Fall | Winter, Spring, Summer, Fall | Winter, Spring, Summer, Fall | Winter, Spring, Summer, Fall | Winter, Spring, Summer, Fall | Winter, Spring, Summer, Fall
NY New Units MER Rate Limit v3.1 | 729 | 7350 | MACT Fuel Choice Floor in lbs/MMBtu | FALSE | L | Annual | Emission Floor | lbs/MMBtu | 6e-07 | 6e-07 | 6e-07 | 6e-07 | 6e-07 | 6e-07 | 6e-07
NY New Units MER Rate Limit v3.1 | 729 | 7350 | MACT Fuel Choice Floor in lbs/MMBtu | FALSE | L | Annual | Emissions at Affected Plants MER | lbs | 0 | 0 | 0 | 0 | 0 | 0 | 0
NY New Units MER Rate Limit v3.1 | 729 | 7350 | MACT Fuel Choice Floor in lbs/MMBtu | FALSE | L | Annual | Allowances Purchased MER | lbs | 0 | 0 | 0 | 0 | 0 | 0 | 0
NY New Units MER Rate Limit v3.1 | 729 | 7350 | MACT Fuel Choice Floor in lbs/MMBtu | FALSE | L | Annual | Allowances Sold MER | lbs | 0 | 0 | 0 | 0 | 0 | 0 | 0
NY New Units MER Rate Limit v3.1 | 729 | 7350 | MACT Fuel Choice Floor in lbs/MMBtu | FALSE | L | Annual | Allowances Banked | lbs | 0 | 0 | 0 | 0 | 0 | 0 | 0
NY New Units MER Rate Limit v3.1 | 729 | 7350 | MACT Fuel Choice Floor in lbs/MMBtu | FALSE | L | Annual | Allowances Withdrawn (1:1) | lbs | 0 | 0 | 0 | 0 | 0 | 0 | 0
NY New Units MER Rate Limit v3.1 | 729 | 7350 | MACT Fuel Choice Floor in lbs/MMBtu | FALSE | L | Annual | Allowances Withdrawn (n:1) | lbs | 0 | 0 | 0 | 0 | 0 | 0 | 0
NY New Units MER Rate Limit v3.1 | 729 | 7350 | MACT Fuel Choice Floor in lbs/MMBtu | FALSE | L | Annual | Net Emissions Allowance Position | lbs | 0 | 0 | 0 | 0 | 0 | 0 | 0
NY New Units MER Rate Limit v3.1 | 729 | 7350 | MACT Fuel Choice Floor in lbs/MMBtu | FALSE | L | Annual | Fuel Consumed | TBtu | 0 | 0 | 0 | 0 | 0 | 0 | 0
NY New Units MER Rate Limit v3.1 | 729 | 7350 | MACT Fuel Choice Floor in lbs/MMBtu | FALSE | L | Annual | Rate | lb/MMBtu | 0 | 0 | 0 | 0 | 0 | 0 | 0
NY New Units MER Rate Limit v3.1 | 729 | 7350 | MACT Fuel Choice Floor in lbs/MMBtu | FALSE | L | Annual | Generation | TWh | 0 | 0 | 0 | 0 | 0 | 0 | 0
NY New Units MER Rate Limit v3.1 | 729 | 7350 | MACT Fuel Choice Floor in lbs/MMBtu | FALSE | L | Annual | Qualifying Generation | TWh | 0 | 0 | 0 | 0 | 0 | 0 | 0
NY New Units MER Rate Limit v3.1 | 729 | 7350 | MACT Fuel Choice Floor in lbs/MMBtu | FALSE | L | Annual | Constraint Shadow Price | US2022$/Lb | 0 | 0 | 0 | 0 | 0 | 0 | 0
NY New Units MER Rate Limit v3.1 | 730 | 7350 | MACT Fuel Choice Floor in lbs/MMBtu | FALSE | L | Annual | Seasons Included | Seasons | Winter, Spring, Summer, Fall | Winter, Spring, Summer, Fall | Winter, Spring, Summer, Fall | Winter, Spring, Summer, Fall | Winter, Spring, Summer, Fall | Winter, Spring, Summer, Fall | Winter, Spring, Summer, Fall
NY New Units MER Rate Limit v3.1 | 730 | 7350 | MACT Fuel Choice Floor in lbs/MMBtu | FALSE | L | Annual | Emission Floor | lbs/MMBtu | 6e-07 | 6e-07 | 6e-07 | 6e-07 | 6e-07 | 6e-07 | 6e-07
NY New Units MER Rate Limit v3.1 | 730 | 7350 | MACT Fuel Choice Floor in lbs/MMBtu | FALSE | L | Annual | Emissions at Affected Plants MER | lbs | 0 | 0 | 0 | 0 | 0 | 0 | 0
NY New Units MER Rate Limit v3.1 | 730 | 7350 | MACT Fuel Choice Floor in lbs/MMBtu | FALSE | L | Annual | Allowances Purchased MER | lbs | 0 | 0 | 0 | 0 | 0 | 0 | 0
NY New Units MER Rate Limit v3.1 | 730 | 7350 | MACT Fuel Choice Floor in lbs/MMBtu | FALSE | L | Annual | Allowances Sold MER | lbs | 0 | 0 | 0 | 0 | 0 | 0 | 0
NY New Units MER Rate Limit v3.1 | 730 | 7350 | MACT Fuel Choice Floor in lbs/MMBtu | FALSE | L | Annual | Allowances Banked | lbs | 0 | 0 | 0 | 0 | 0 | 0 | 0
NY New Units MER Rate Limit v3.1 | 730 | 7350 | MACT Fuel Choice Floor in lbs/MMBtu | FALSE | L | Annual | Allowances Withdrawn (1:1) | lbs | 0 | 0 | 0 | 0 | 0 | 0 | 0
NY New Units MER Rate Limit v3.1 | 730 | 7350 | MACT Fuel Choice Floor in lbs/MMBtu | FALSE | L | Annual | Allowances Withdrawn (n:1) | lbs | 0 | 0 | 0 | 0 | 0 | 0 | 0
NY New Units MER Rate Limit v3.1 | 730 | 7350 | MACT Fuel Choice Floor in lbs/MMBtu | FALSE | L | Annual | Net Emissions Allowance Position | lbs | 0 | 0 | 0 | 0 | 0 | 0 | 0
NY New Units MER Rate Limit v3.1 | 730 | 7350 | MACT Fuel Choice Floor in lbs/MMBtu | FALSE | L | Annual | Fuel Consumed | TBtu | 0 | 0 | 0 | 0 | 0 | 0 | 0
NY New Units MER Rate Limit v3.1 | 730 | 7350 | MACT Fuel Choice Floor in lbs/MMBtu | FALSE | L | Annual | Rate | lb/MMBtu | 0 | 0 | 0 | 0 | 0 | 0 | 0
NY New Units MER Rate Limit v3.1 | 730 | 7350 | MACT Fuel Choice Floor in lbs/MMBtu | FALSE | L | Annual | Generation | TWh | 0 | 0 | 0 | 0 | 0 | 0 | 0
NY New Units MER Rate Limit v3.1 | 730 | 7350 | MACT Fuel Choice Floor in lbs/MMBtu | FALSE | L | Annual | Qualifying Generation | TWh | 0 | 0 | 0 | 0 | 0 | 0 | 0
NY New Units MER Rate Limit v3.1 | 730 | 7350 | MACT Fuel Choice Floor in lbs/MMBtu | FALSE | L | Annual | Constraint Shadow Price | US2022$/Lb | 0 | 0 | 0 | 0 | 0 | 0 | 0
NY New Units MER Rate Limit v3.1 | 731 | 7350 | MACT Fuel Choice Floor in lbs/MMBtu | FALSE | L | Annual | Seasons Included | Seasons | Winter, Spring, Summer, Fall | Winter, Spring, Summer, Fall | Winter, Spring, Summer, Fall | Winter, Spring, Summer, Fall | Winter, Spring, Summer, Fall | Winter, Spring, Summer, Fall | Winter, Spring, Summer, Fall
NY New Units MER Rate Limit v3.1 | 731 | 7350 | MACT Fuel Choice Floor in lbs/MMBtu | FALSE | L | Annual | Emission Floor | lbs/MMBtu | 6e-07 | 6e-07 | 6e-07 | 6e-07 | 6e-07 | 6e-07 | 6e-07
NY New Units MER Rate Limit v3.1 | 731 | 7350 | MACT Fuel Choice Floor in lbs/MMBtu | FALSE | L | Annual | Emissions at Affected Plants MER | lbs | 0 | 0 | 0 | 0 | 0 | 0 | 0
NY New Units MER Rate Limit v3.1 | 731 | 7350 | MACT Fuel Choice Floor in lbs/MMBtu | FALSE | L | Annual | Allowances Purchased MER | lbs | 0 | 0 | 0 | 0 | 0 | 0 | 0
NY New Units MER Rate Limit v3.1 | 731 | 7350 | MACT Fuel Choice Floor in lbs/MMBtu | FALSE | L | Annual | Allowances Sold MER | lbs | 0 | 0 | 0 | 0 | 0 | 0 | 0
NY New Units MER Rate Limit v3.1 | 731 | 7350 | MACT Fuel Choice Floor in lbs/MMBtu | FALSE | L | Annual | Allowances Banked | lbs | 0 | 0 | 0 | 0 | 0 | 0 | 0
NY New Units MER Rate Limit v3.1 | 731 | 7350 | MACT Fuel Choice Floor in lbs/MMBtu | FALSE | L | Annual | Allowances Withdrawn (1:1) | lbs | 0 | 0 | 0 | 0 | 0 | 0 | 0
NY New Units MER Rate Limit v3.1 | 731 | 7350 | MACT Fuel Choice Floor in lbs/MMBtu | FALSE | L | Annual | Allowances Withdrawn (n:1) | lbs | 0 | 0 | 0 | 0 | 0 | 0 | 0
NY New Units MER Rate Limit v3.1 | 731 | 7350 | MACT Fuel Choice Floor in lbs/MMBtu | FALSE | L | Annual | Net Emissions Allowance Position | lbs | 0 | 0 | 0 | 0 | 0 | 0 | 0
NY New Units MER Rate Limit v3.1 | 731 | 7350 | MACT Fuel Choice Floor in lbs/MMBtu | FALSE | L | Annual | Fuel Consumed | TBtu | 0 | 0 | 0 | 0 | 0 | 0 | 0
NY New Units MER Rate Limit v3.1 | 731 | 7350 | MACT Fuel Choice Floor in lbs/MMBtu | FALSE | L | Annual | Rate | lb/MMBtu | 0 | 0 | 0 | 0 | 0 | 0 | 0
NY New Units MER Rate Limit v3.1 | 731 | 7350 | MACT Fuel Choice Floor in lbs/MMBtu | FALSE | L | Annual | Generation | TWh | 0 | 0 | 0 | 0 | 0 | 0 | 0
NY New Units MER Rate Limit v3.1 | 731 | 7350 | MACT Fuel Choice Floor in lbs/MMBtu | FALSE | L | Annual | Qualifying Generation | TWh | 0 | 0 | 0 | 0 | 0 | 0 | 0
NY New Units MER Rate Limit v3.1 | 731 | 7350 | MACT Fuel Choice Floor in lbs/MMBtu | FALSE | L | Annual | Constraint Shadow Price | US2022$/Lb | 0 | 0 | 0 | 0 | 0 | 0 | 0
NY New Units MER Rate Limit v3.1 | 732 | 7350 | MACT Fuel Choice Floor in lbs/MMBtu | FALSE | L | Annual | Seasons Included | Seasons | Winter, Spring, Summer, Fall | Winter, Spring, Summer, Fall | Winter, Spring, Summer, Fall | Winter, Spring, Summer, Fall | Winter, Spring, Summer, Fall | Winter, Spring, Summer, Fall | Winter, Spring, Summer, Fall
NY New Units MER Rate Limit v3.1 | 732 | 7350 | MACT Fuel Choice Floor in lbs/MMBtu | FALSE | L | Annual | Emission Floor | lbs/MMBtu | 6e-07 | 6e-07 | 6e-07 | 6e-07 | 6e-07 | 6e-07 | 6e-07
NY New Units MER Rate Limit v3.1 | 732 | 7350 | MACT Fuel Choice Floor in lbs/MMBtu | FALSE | L | Annual | Emissions at Affected Plants MER | lbs | 0 | 0 | 0 | 0 | 0 | 0 | 0
NY New Units MER Rate Limit v3.1 | 732 | 7350 | MACT Fuel Choice Floor in lbs/MMBtu | FALSE | L | Annual | Allowances Purchased MER | lbs | 0 | 0 | 0 | 0 | 0 | 0 | 0
NY New Units MER Rate Limit v3.1 | 732 | 7350 | MACT Fuel Choice Floor in lbs/MMBtu | FALSE | L | Annual | Allowances Sold MER | lbs | 0 | 0 | 0 | 0 | 0 | 0 | 0
NY New Units MER Rate Limit v3.1 | 732 | 7350 | MACT Fuel Choice Floor in lbs/MMBtu | FALSE | L | Annual | Allowances Banked | lbs | 0 | 0 | 0 | 0 | 0 | 0 | 0
NY New Units MER Rate Limit v3.1 | 732 | 7350 | MACT Fuel Choice Floor in lbs/MMBtu | FALSE | L | Annual | Allowances Withdrawn (1:1) | lbs | 0 | 0 | 0 | 0 | 0 | 0 | 0
NY New Units MER Rate Limit v3.1 | 732 | 7350 | MACT Fuel Choice Floor in lbs/MMBtu | FALSE | L | Annual | Allowances Withdrawn (n:1) | lbs | 0 | 0 | 0 | 0 | 0 | 0 | 0
NY New Units MER Rate Limit v3.1 | 732 | 7350 | MACT Fuel Choice Floor in lbs/MMBtu | FALSE | L | Annual | Net Emissions Allowance Position | lbs | 0 | 0 | 0 | 0 | 0 | 0 | 0
NY New Units MER Rate Limit v3.1 | 732 | 7350 | MACT Fuel Choice Floor in lbs/MMBtu | FALSE | L | Annual | Fuel Consumed | TBtu | 0 | 0 | 0 | 0 | 0 | 0 | 0
NY New Units MER Rate Limit v3.1 | 732 | 7350 | MACT Fuel Choice Floor in lbs/MMBtu | FALSE | L | Annual | Rate | lb/MMBtu | 0 | 0 | 0 | 0 | 0 | 0 | 0
NY New Units MER Rate Limit v3.1 | 732 | 7350 | MACT Fuel Choice Floor in lbs/MMBtu | FALSE | L | Annual | Generation | TWh | 0 | 0 | 0 | 0 | 0 | 0 | 0
NY New Units MER Rate Limit v3.1 | 732 | 7350 | MACT Fuel Choice Floor in lbs/MMBtu | FALSE | L | Annual | Qualifying Generation | TWh | 0 | 0 | 0 | 0 | 0 | 0 | 0
NY New Units MER Rate Limit v3.1 | 732 | 7350 | MACT Fuel Choice Floor in lbs/MMBtu | FALSE | L | Annual | Constraint Shadow Price | US2022$/Lb | 0 | 0 | 0 | 0 | 0 | 0 | 0
NY New Units MER Rate Limit v3.1 | 733 | 7350 | MACT Fuel Choice Floor in lbs/MMBtu | FALSE | L | Annual | Seasons Included | Seasons | Winter, Spring, Summer, Fall | Winter, Spring, Summer, Fall | Winter, Spring, Summer, Fall | Winter, Spring, Summer, Fall | Winter, Spring, Summer, Fall | Winter, Spring, Summer, Fall | Winter, Spring, Summer, Fall
NY New Units MER Rate Limit v3.1 | 733 | 7350 | MACT Fuel Choice Floor in lbs/MMBtu | FALSE | L | Annual | Emission Floor | lbs/MMBtu | 6e-07 | 6e-07 | 6e-07 | 6e-07 | 6e-07 | 6e-07 | 6e-07
NY New Units MER Rate Limit v3.1 | 733 | 7350 | MACT Fuel Choice Floor in lbs/MMBtu | FALSE | L | Annual | Emissions at Affected Plants MER | lbs | 0 | 0 | 0 | 0 | 0 | 0 | 0
NY New Units MER Rate Limit v3.1 | 733 | 7350 | MACT Fuel Choice Floor in lbs/MMBtu | FALSE | L | Annual | Allowances Purchased MER | lbs | 0 | 0 | 0 | 0 | 0 | 0 | 0
NY New Units MER Rate Limit v3.1 | 733 | 7350 | MACT Fuel Choice Floor in lbs/MMBtu | FALSE | L | Annual | Allowances Sold MER | lbs | 0 | 0 | 0 | 0 | 0 | 0 | 0
NY New Units MER Rate Limit v3.1 | 733 | 7350 | MACT Fuel Choice Floor in lbs/MMBtu | FALSE | L | Annual | Allowances Banked | lbs | 0 | 0 | 0 | 0 | 0 | 0 | 0
NY New Units MER Rate Limit v3.1 | 733 | 7350 | MACT Fuel Choice Floor in lbs/MMBtu | FALSE | L | Annual | Allowances Withdrawn (1:1) | lbs | 0 | 0 | 0 | 0 | 0 | 0 | 0
NY New Units MER Rate Limit v3.1 | 733 | 7350 | MACT Fuel Choice Floor in lbs/MMBtu | FALSE | L | Annual | Allowances Withdrawn (n:1) | lbs | 0 | 0 | 0 | 0 | 0 | 0 | 0
NY New Units MER Rate Limit v3.1 | 733 | 7350 | MACT Fuel Choice Floor in lbs/MMBtu | FALSE | L | Annual | Net Emissions Allowance Position | lbs | 0 | 0 | 0 | 0 | 0 | 0 | 0
NY New Units MER Rate Limit v3.1 | 733 | 7350 | MACT Fuel Choice Floor in lbs/MMBtu | FALSE | L | Annual | Fuel Consumed | TBtu | 0 | 0 | 0 | 0 | 0 | 0 | 0
NY New Units MER Rate Limit v3.1 | 733 | 7350 | MACT Fuel Choice Floor in lbs/MMBtu | FALSE | L | Annual | Rate | lb/MMBtu | 0 | 0 | 0 | 0 | 0 | 0 | 0
NY New Units MER Rate Limit v3.1 | 733 | 7350 | MACT Fuel Choice Floor in lbs/MMBtu | FALSE | L | Annual | Generation | TWh | 0 | 0 | 0 | 0 | 0 | 0 | 0
NY New Units MER Rate Limit v3.1 | 733 | 7350 | MACT Fuel Choice Floor in lbs/MMBtu | FALSE | L | Annual | Qualifying Generation | TWh | 0 | 0 | 0 | 0 | 0 | 0 | 0
NY New Units MER Rate Limit v3.1 | 733 | 7350 | MACT Fuel Choice Floor in lbs/MMBtu | FALSE | L | Annual | Constraint Shadow Price | US2022$/Lb | 0 | 0 | 0 | 0 | 0 | 0 | 0
NY New Units MER Rate Limit v3.1 | 734 | 7350 | MACT Fuel Choice Floor in lbs/MMBtu | FALSE | L | Annual | Seasons Included | Seasons | Winter, Spring, Summer, Fall | Winter, Spring, Summer, Fall | Winter, Spring, Summer, Fall | Winter, Spring, Summer, Fall | Winter, Spring, Summer, Fall | Winter, Spring, Summer, Fall | Winter, Spring, Summer, Fall
NY New Units MER Rate Limit v3.1 | 734 | 7350 | MACT Fuel Choice Floor in lbs/MMBtu | FALSE | L | Annual | Emission Floor | lbs/MMBtu | 6e-07 | 6e-07 | 6e-07 | 6e-07 | 6e-07 | 6e-07 | 6e-07
NY New Units MER Rate Limit v3.1 | 734 | 7350 | MACT Fuel Choice Floor in lbs/MMBtu | FALSE | L | Annual | Emissions at Affected Plants MER | lbs | 0 | 0 | 0 | 0 | 0 | 0 | 0
NY New Units MER Rate Limit v3.1 | 734 | 7350 | MACT Fuel Choice Floor in lbs/MMBtu | FALSE | L | Annual | Allowances Purchased MER | lbs | 0 | 0 | 0 | 0 | 0 | 0 | 0
NY New Units MER Rate Limit v3.1 | 734 | 7350 | MACT Fuel Choice Floor in lbs/MMBtu | FALSE | L | Annual | Allowances Sold MER | lbs | 0 | 0 | 0 | 0 | 0 | 0 | 0
NY New Units MER Rate Limit v3.1 | 734 | 7350 | MACT Fuel Choice Floor in lbs/MMBtu | FALSE | L | Annual | Allowances Banked | lbs | 0 | 0 | 0 | 0 | 0 | 0 | 0
NY New Units MER Rate Limit v3.1 | 734 | 7350 | MACT Fuel Choice Floor in lbs/MMBtu | FALSE | L | Annual | Allowances Withdrawn (1:1) | lbs | 0 | 0 | 0 | 0 | 0 | 0 | 0
NY New Units MER Rate Limit v3.1 | 734 | 7350 | MACT Fuel Choice Floor in lbs/MMBtu | FALSE | L | Annual | Allowances Withdrawn (n:1) | lbs | 0 | 0 | 0 | 0 | 0 | 0 | 0
NY New Units MER Rate Limit v3.1 | 734 | 7350 | MACT Fuel Choice Floor in lbs/MMBtu | FALSE | L | Annual | Net Emissions Allowance Position | lbs | 0 | 0 | 0 | 0 | 0 | 0 | 0
NY New Units MER Rate Limit v3.1 | 734 | 7350 | MACT Fuel Choice Floor in lbs/MMBtu | FALSE | L | Annual | Fuel Consumed | TBtu | 0 | 0 | 0 | 0 | 0 | 0 | 0
NY New Units MER Rate Limit v3.1 | 734 | 7350 | MACT Fuel Choice Floor in lbs/MMBtu | FALSE | L | Annual | Rate | lb/MMBtu | 0 | 0 | 0 | 0 | 0 | 0 | 0
NY New Units MER Rate Limit v3.1 | 734 | 7350 | MACT Fuel Choice Floor in lbs/MMBtu | FALSE | L | Annual | Generation | TWh | 0 | 0 | 0 | 0 | 0 | 0 | 0
NY New Units MER Rate Limit v3.1 | 734 | 7350 | MACT Fuel Choice Floor in lbs/MMBtu | FALSE | L | Annual | Qualifying Generation | TWh | 0 | 0 | 0 | 0 | 0 | 0 | 0
NY New Units MER Rate Limit v3.1 | 734 | 7350 | MACT Fuel Choice Floor in lbs/MMBtu | FALSE | L | Annual | Constraint Shadow Price | US2022$/Lb | 0 | 0 | 0 | 0 | 0 | 0 | 0
NY New Units MER Rate Limit v3.1 | 735 | 7350 | MACT Fuel Choice Floor in lbs/MMBtu | FALSE | L | Annual | Seasons Included | Seasons | Winter, Spring, Summer, Fall | Winter, Spring, Summer, Fall | Winter, Spring, Summer, Fall | Winter, Spring, Summer, Fall | Winter, Spring, Summer, Fall | Winter, Spring, Summer, Fall | Winter, Spring, Summer, Fall
NY New Units MER Rate Limit v3.1 | 735 | 7350 | MACT Fuel Choice Floor in lbs/MMBtu | FALSE | L | Annual | Emission Floor | lbs/MMBtu | 6e-07 | 6e-07 | 6e-07 | 6e-07 | 6e-07 | 6e-07 | 6e-07
NY New Units MER Rate Limit v3.1 | 735 | 7350 | MACT Fuel Choice Floor in lbs/MMBtu | FALSE | L | Annual | Emissions at Affected Plants MER | lbs | 0 | 0 | 0 | 0 | 0 | 0 | 0
NY New Units MER Rate Limit v3.1 | 735 | 7350 | MACT Fuel Choice Floor in lbs/MMBtu | FALSE | L | Annual | Allowances Purchased MER | lbs | 0 | 0 | 0 | 0 | 0 | 0 | 0
NY New Units MER Rate Limit v3.1 | 735 | 7350 | MACT Fuel Choice Floor in lbs/MMBtu | FALSE | L | Annual | Allowances Sold MER | lbs | 0 | 0 | 0 | 0 | 0 | 0 | 0
NY New Units MER Rate Limit v3.1 | 735 | 7350 | MACT Fuel Choice Floor in lbs/MMBtu | FALSE | L | Annual | Allowances Banked | lbs | 0 | 0 | 0 | 0 | 0 | 0 | 0
NY New Units MER Rate Limit v3.1 | 735 | 7350 | MACT Fuel Choice Floor in lbs/MMBtu | FALSE | L | Annual | Allowances Withdrawn (1:1) | lbs | 0 | 0 | 0 | 0 | 0 | 0 | 0
NY New Units MER Rate Limit v3.1 | 735 | 7350 | MACT Fuel Choice Floor in lbs/MMBtu | FALSE | L | Annual | Allowances Withdrawn (n:1) | lbs | 0 | 0 | 0 | 0 | 0 | 0 | 0
NY New Units MER Rate Limit v3.1 | 735 | 7350 | MACT Fuel Choice Floor in lbs/MMBtu | FALSE | L | Annual | Net Emissions Allowance Position | lbs | 0 | 0 | 0 | 0 | 0 | 0 | 0
NY New Units MER Rate Limit v3.1 | 735 | 7350 | MACT Fuel Choice Floor in lbs/MMBtu | FALSE | L | Annual | Fuel Consumed | TBtu | 0 | 0 | 0 | 0 | 0 | 0 | 0
NY New Units MER Rate Limit v3.1 | 735 | 7350 | MACT Fuel Choice Floor in lbs/MMBtu | FALSE | L | Annual | Rate | lb/MMBtu | 0 | 0 | 0 | 0 | 0 | 0 | 0
NY New Units MER Rate Limit v3.1 | 735 | 7350 | MACT Fuel Choice Floor in lbs/MMBtu | FALSE | L | Annual | Generation | TWh | 0 | 0 | 0 | 0 | 0 | 0 | 0
NY New Units MER Rate Limit v3.1 | 735 | 7350 | MACT Fuel Choice Floor in lbs/MMBtu | FALSE | L | Annual | Qualifying Generation | TWh | 0 | 0 | 0 | 0 | 0 | 0 | 0
NY New Units MER Rate Limit v3.1 | 735 | 7350 | MACT Fuel Choice Floor in lbs/MMBtu | FALSE | L | Annual | Constraint Shadow Price | US2022$/Lb | 0 | 0 | 0 | 0 | 0 | 0 | 0
NY New Units MER Rate Limit v3.1 | 736 | 7350 | MACT Fuel Choice Floor in lbs/MMBtu | FALSE | L | Annual | Seasons Included | Seasons | Winter, Spring, Summer, Fall | Winter, Spring, Summer, Fall | Winter, Spring, Summer, Fall | Winter, Spring, Summer, Fall | Winter, Spring, Summer, Fall | Winter, Spring, Summer, Fall | Winter, Spring, Summer, Fall
NY New Units MER Rate Limit v3.1 | 736 | 7350 | MACT Fuel Choice Floor in lbs/MMBtu | FALSE | L | Annual | Emission Floor | lbs/MMBtu | 6e-07 | 6e-07 | 6e-07 | 6e-07 | 6e-07 | 6e-07 | 6e-07
NY New Units MER Rate Limit v3.1 | 736 | 7350 | MACT Fuel Choice Floor in lbs/MMBtu | FALSE | L | Annual | Emissions at Affected Plants MER | lbs | 0 | 0 | 0 | 0 | 0 | 0 | 0
NY New Units MER Rate Limit v3.1 | 736 | 7350 | MACT Fuel Choice Floor in lbs/MMBtu | FALSE | L | Annual | Allowances Purchased MER | lbs | 0 | 0 | 0 | 0 | 0 | 0 | 0
NY New Units MER Rate Limit v3.1 | 736 | 7350 | MACT Fuel Choice Floor in lbs/MMBtu | FALSE | L | Annual | Allowances Sold MER | lbs | 0 | 0 | 0 | 0 | 0 | 0 | 0
NY New Units MER Rate Limit v3.1 | 736 | 7350 | MACT Fuel Choice Floor in lbs/MMBtu | FALSE | L | Annual | Allowances Banked | lbs | 0 | 0 | 0 | 0 | 0 | 0 | 0
NY New Units MER Rate Limit v3.1 | 736 | 7350 | MACT Fuel Choice Floor in lbs/MMBtu | FALSE | L | Annual | Allowances Withdrawn (1:1) | lbs | 0 | 0 | 0 | 0 | 0 | 0 | 0
NY New Units MER Rate Limit v3.1 | 736 | 7350 | MACT Fuel Choice Floor in lbs/MMBtu | FALSE | L | Annual | Allowances Withdrawn (n:1) | lbs | 0 | 0 | 0 | 0 | 0 | 0 | 0
NY New Units MER Rate Limit v3.1 | 736 | 7350 | MACT Fuel Choice Floor in lbs/MMBtu | FALSE | L | Annual | Net Emissions Allowance Position | lbs | 0 | 0 | 0 | 0 | 0 | 0 | 0
NY New Units MER Rate Limit v3.1 | 736 | 7350 | MACT Fuel Choice Floor in lbs/MMBtu | FALSE | L | Annual | Fuel Consumed | TBtu | 0 | 0 | 0 | 0 | 0 | 0 | 0
NY New Units MER Rate Limit v3.1 | 736 | 7350 | MACT Fuel Choice Floor in lbs/MMBtu | FALSE | L | Annual | Rate | lb/MMBtu | 0 | 0 | 0 | 0 | 0 | 0 | 0
NY New Units MER Rate Limit v3.1 | 736 | 7350 | MACT Fuel Choice Floor in lbs/MMBtu | FALSE | L | Annual | Generation | TWh | 0 | 0 | 0 | 0 | 0 | 0 | 0
NY New Units MER Rate Limit v3.1 | 736 | 7350 | MACT Fuel Choice Floor in lbs/MMBtu | FALSE | L | Annual | Qualifying Generation | TWh | 0 | 0 | 0 | 0 | 0 | 0 | 0
NY New Units MER Rate Limit v3.1 | 736 | 7350 | MACT Fuel Choice Floor in lbs/MMBtu | FALSE | L | Annual | Constraint Shadow Price | US2022$/Lb | 0 | 0 | 0 | 0 | 0 | 0 | 0
NY New Units MER Rate Limit v3.1 | 737 | 7350 | MACT Fuel Choice Floor in lbs/MMBtu | FALSE | L | Annual | Seasons Included | Seasons | Winter, Spring, Summer, Fall | Winter, Spring, Summer, Fall | Winter, Spring, Summer, Fall | Winter, Spring, Summer, Fall | Winter, Spring, Summer, Fall | Winter, Spring, Summer, Fall | Winter, Spring, Summer, Fall
NY New Units MER Rate Limit v3.1 | 737 | 7350 | MACT Fuel Choice Floor in lbs/MMBtu | FALSE | L | Annual | Emission Floor | lbs/MMBtu | 6e-07 | 6e-07 | 6e-07 | 6e-07 | 6e-07 | 6e-07 | 6e-07
NY New Units MER Rate Limit v3.1 | 737 | 7350 | MACT Fuel Choice Floor in lbs/MMBtu | FALSE | L | Annual | Emissions at Affected Plants MER | lbs | 0 | 0 | 0 | 0 | 0 | 0 | 0
NY New Units MER Rate Limit v3.1 | 737 | 7350 | MACT Fuel Choice Floor in lbs/MMBtu | FALSE | L | Annual | Allowances Purchased MER | lbs | 0 | 0 | 0 | 0 | 0 | 0 | 0
NY New Units MER Rate Limit v3.1 | 737 | 7350 | MACT Fuel Choice Floor in lbs/MMBtu | FALSE | L | Annual | Allowances Sold MER | lbs | 0 | 0 | 0 | 0 | 0 | 0 | 0
NY New Units MER Rate Limit v3.1 | 737 | 7350 | MACT Fuel Choice Floor in lbs/MMBtu | FALSE | L | Annual | Allowances Banked | lbs | 0 | 0 | 0 | 0 | 0 | 0 | 0
NY New Units MER Rate Limit v3.1 | 737 | 7350 | MACT Fuel Choice Floor in lbs/MMBtu | FALSE | L | Annual | Allowances Withdrawn (1:1) | lbs | 0 | 0 | 0 | 0 | 0 | 0 | 0
NY New Units MER Rate Limit v3.1 | 737 | 7350 | MACT Fuel Choice Floor in lbs/MMBtu | FALSE | L | Annual | Allowances Withdrawn (n:1) | lbs | 0 | 0 | 0 | 0 | 0 | 0 | 0
NY New Units MER Rate Limit v3.1 | 737 | 7350 | MACT Fuel Choice Floor in lbs/MMBtu | FALSE | L | Annual | Net Emissions Allowance Position | lbs | 0 | 0 | 0 | 0 | 0 | 0 | 0
NY New Units MER Rate Limit v3.1 | 737 | 7350 | MACT Fuel Choice Floor in lbs/MMBtu | FALSE | L | Annual | Fuel Consumed | TBtu | 0 | 0 | 0 | 0 | 0 | 0 | 0
NY New Units MER Rate Limit v3.1 | 737 | 7350 | MACT Fuel Choice Floor in lbs/MMBtu | FALSE | L | Annual | Rate | lb/MMBtu | 0 | 0 | 0 | 0 | 0 | 0 | 0
NY New Units MER Rate Limit v3.1 | 737 | 7350 | MACT Fuel Choice Floor in lbs/MMBtu | FALSE | L | Annual | Generation | TWh | 0 | 0 | 0 | 0 | 0 | 0 | 0
NY New Units MER Rate Limit v3.1 | 737 | 7350 | MACT Fuel Choice Floor in lbs/MMBtu | FALSE | L | Annual | Qualifying Generation | TWh | 0 | 0 | 0 | 0 | 0 | 0 | 0
NY New Units MER Rate Limit v3.1 | 737 | 7350 | MACT Fuel Choice Floor in lbs/MMBtu | FALSE | L | Annual | Constraint Shadow Price | US2022$/Lb | 0 | 0 | 0 | 0 | 0 | 0 | 0
NY New Units MER Rate Limit v3.1 | 738 | 7350 | MACT Fuel Choice Floor in lbs/MMBtu | FALSE | L | Annual | Seasons Included | Seasons | Winter, Spring, Summer, Fall | Winter, Spring, Summer, Fall | Winter, Spring, Summer, Fall | Winter, Spring, Summer, Fall | Winter, Spring, Summer, Fall | Winter, Spring, Summer, Fall | Winter, Spring, Summer, Fall
NY New Units MER Rate Limit v3.1 | 738 | 7350 | MACT Fuel Choice Floor in lbs/MMBtu | FALSE | L | Annual | Emission Floor | lbs/MMBtu | 6e-07 | 6e-07 | 6e-07 | 6e-07 | 6e-07 | 6e-07 | 6e-07
NY New Units MER Rate Limit v3.1 | 738 | 7350 | MACT Fuel Choice Floor in lbs/MMBtu | FALSE | L | Annual | Emissions at Affected Plants MER | lbs | 0 | 0 | 0 | 0 | 0 | 0 | 0
NY New Units MER Rate Limit v3.1 | 738 | 7350 | MACT Fuel Choice Floor in lbs/MMBtu | FALSE | L | Annual | Allowances Purchased MER | lbs | 0 | 0 | 0 | 0 | 0 | 0 | 0
NY New Units MER Rate Limit v3.1 | 738 | 7350 | MACT Fuel Choice Floor in lbs/MMBtu | FALSE | L | Annual | Allowances Sold MER | lbs | 0 | 0 | 0 | 0 | 0 | 0 | 0
NY New Units MER Rate Limit v3.1 | 738 | 7350 | MACT Fuel Choice Floor in lbs/MMBtu | FALSE | L | Annual | Allowances Banked | lbs | 0 | 0 | 0 | 0 | 0 | 0 | 0
NY New Units MER Rate Limit v3.1 | 738 | 7350 | MACT Fuel Choice Floor in lbs/MMBtu | FALSE | L | Annual | Allowances Withdrawn (1:1) | lbs | 0 | 0 | 0 | 0 | 0 | 0 | 0
NY New Units MER Rate Limit v3.1 | 738 | 7350 | MACT Fuel Choice Floor in lbs/MMBtu | FALSE | L | Annual | Allowances Withdrawn (n:1) | lbs | 0 | 0 | 0 | 0 | 0 | 0 | 0
NY New Units MER Rate Limit v3.1 | 738 | 7350 | MACT Fuel Choice Floor in lbs/MMBtu | FALSE | L | Annual | Net Emissions Allowance Position | lbs | 0 | 0 | 0 | 0 | 0 | 0 | 0
NY New Units MER Rate Limit v3.1 | 738 | 7350 | MACT Fuel Choice Floor in lbs/MMBtu | FALSE | L | Annual | Fuel Consumed | TBtu | 0 | 0 | 0 | 0 | 0 | 0 | 0
NY New Units MER Rate Limit v3.1 | 738 | 7350 | MACT Fuel Choice Floor in lbs/MMBtu | FALSE | L | Annual | Rate | lb/MMBtu | 0 | 0 | 0 | 0 | 0 | 0 | 0
NY New Units MER Rate Limit v3.1 | 738 | 7350 | MACT Fuel Choice Floor in lbs/MMBtu | FALSE | L | Annual | Generation | TWh | 0 | 0 | 0 | 0 | 0 | 0 | 0
NY New Units MER Rate Limit v3.1 | 738 | 7350 | MACT Fuel Choice Floor in lbs/MMBtu | FALSE | L | Annual | Qualifying Generation | TWh | 0 | 0 | 0 | 0 | 0 | 0 | 0
NY New Units MER Rate Limit v3.1 | 738 | 7350 | MACT Fuel Choice Floor in lbs/MMBtu | FALSE | L | Annual | Constraint Shadow Price | US2022$/Lb | 0 | 0 | 0 | 0 | 0 | 0 | 0
NY New Units MER Rate Limit v3.1 | 739 | 7350 | MACT Fuel Choice Floor in lbs/MMBtu | FALSE | L | Annual | Seasons Included | Seasons | Winter, Spring, Summer, Fall | Winter, Spring, Summer, Fall | Winter, Spring, Summer, Fall | Winter, Spring, Summer, Fall | Winter, Spring, Summer, Fall | Winter, Spring, Summer, Fall | Winter, Spring, Summer, Fall
NY New Units MER Rate Limit v3.1 | 739 | 7350 | MACT Fuel Choice Floor in lbs/MMBtu | FALSE | L | Annual | Emission Floor | lbs/MMBtu | 6e-07 | 6e-07 | 6e-07 | 6e-07 | 6e-07 | 6e-07 | 6e-07
NY New Units MER Rate Limit v3.1 | 739 | 7350 | MACT Fuel Choice Floor in lbs/MMBtu | FALSE | L | Annual | Emissions at Affected Plants MER | lbs | 0 | 0 | 0 | 0 | 0 | 0 | 0
NY New Units MER Rate Limit v3.1 | 739 | 7350 | MACT Fuel Choice Floor in lbs/MMBtu | FALSE | L | Annual | Allowances Purchased MER | lbs | 0 | 0 | 0 | 0 | 0 | 0 | 0
NY New Units MER Rate Limit v3.1 | 739 | 7350 | MACT Fuel Choice Floor in lbs/MMBtu | FALSE | L | Annual | Allowances Sold MER | lbs | 0 | 0 | 0 | 0 | 0 | 0 | 0
NY New Units MER Rate Limit v3.1 | 739 | 7350 | MACT Fuel Choice Floor in lbs/MMBtu | FALSE | L | Annual | Allowances Banked | lbs | 0 | 0 | 0 | 0 | 0 | 0 | 0
NY New Units MER Rate Limit v3.1 | 739 | 7350 | MACT Fuel Choice Floor in lbs/MMBtu | FALSE | L | Annual | Allowances Withdrawn (1:1) | lbs | 0 | 0 | 0 | 0 | 0 | 0 | 0
NY New Units MER Rate Limit v3.1 | 739 | 7350 | MACT Fuel Choice Floor in lbs/MMBtu | FALSE | L | Annual | Allowances Withdrawn (n:1) | lbs | 0 | 0 | 0 | 0 | 0 | 0 | 0
NY New Units MER Rate Limit v3.1 | 739 | 7350 | MACT Fuel Choice Floor in lbs/MMBtu | FALSE | L | Annual | Net Emissions Allowance Position | lbs | 0 | 0 | 0 | 0 | 0 | 0 | 0
NY New Units MER Rate Limit v3.1 | 739 | 7350 | MACT Fuel Choice Floor in lbs/MMBtu | FALSE | L | Annual | Fuel Consumed | TBtu | 0 | 0 | 0 | 0 | 0 | 0 | 0
NY New Units MER Rate Limit v3.1 | 739 | 7350 | MACT Fuel Choice Floor in lbs/MMBtu | FALSE | L | Annual | Rate | lb/MMBtu | 0 | 0 | 0 | 0 | 0 | 0 | 0
NY New Units MER Rate Limit v3.1 | 739 | 7350 | MACT Fuel Choice Floor in lbs/MMBtu | FALSE | L | Annual | Generation | TWh | 0 | 0 | 0 | 0 | 0 | 0 | 0
NY New Units MER Rate Limit v3.1 | 739 | 7350 | MACT Fuel Choice Floor in lbs/MMBtu | FALSE | L | Annual | Qualifying Generation | TWh | 0 | 0 | 0 | 0 | 0 | 0 | 0
NY New Units MER Rate Limit v3.1 | 739 | 7350 | MACT Fuel Choice Floor in lbs/MMBtu | FALSE | L | Annual | Constraint Shadow Price | US2022$/Lb | 0 | 0 | 0 | 0 | 0 | 0 | 0
NY New Units MER Rate Limit v3.1 | 740 | 7350 | MACT Fuel Choice Floor in lbs/MMBtu | FALSE | L | Annual | Seasons Included | Seasons | Winter, Spring, Summer, Fall | Winter, Spring, Summer, Fall | Winter, Spring, Summer, Fall | Winter, Spring, Summer, Fall | Winter, Spring, Summer, Fall | Winter, Spring, Summer, Fall | Winter, Spring, Summer, Fall
NY New Units MER Rate Limit v3.1 | 740 | 7350 | MACT Fuel Choice Floor in lbs/MMBtu | FALSE | L | Annual | Emission Floor | lbs/MMBtu | 6e-07 | 6e-07 | 6e-07 | 6e-07 | 6e-07 | 6e-07 | 6e-07
NY New Units MER Rate Limit v3.1 | 740 | 7350 | MACT Fuel Choice Floor in lbs/MMBtu | FALSE | L | Annual | Emissions at Affected Plants MER | lbs | 0 | 0 | 0 | 0 | 0 | 0 | 0
NY New Units MER Rate Limit v3.1 | 740 | 7350 | MACT Fuel Choice Floor in lbs/MMBtu | FALSE | L | Annual | Allowances Purchased MER | lbs | 0 | 0 | 0 | 0 | 0 | 0 | 0
NY New Units MER Rate Limit v3.1 | 740 | 7350 | MACT Fuel Choice Floor in lbs/MMBtu | FALSE | L | Annual | Allowances Sold MER | lbs | 0 | 0 | 0 | 0 | 0 | 0 | 0
NY New Units MER Rate Limit v3.1 | 740 | 7350 | MACT Fuel Choice Floor in lbs/MMBtu | FALSE | L | Annual | Allowances Banked | lbs | 0 | 0 | 0 | 0 | 0 | 0 | 0
NY New Units MER Rate Limit v3.1 | 740 | 7350 | MACT Fuel Choice Floor in lbs/MMBtu | FALSE | L | Annual | Allowances Withdrawn (1:1) | lbs | 0 | 0 | 0 | 0 | 0 | 0 | 0
NY New Units MER Rate Limit v3.1 | 740 | 7350 | MACT Fuel Choice Floor in lbs/MMBtu | FALSE | L | Annual | Allowances Withdrawn (n:1) | lbs | 0 | 0 | 0 | 0 | 0 | 0 | 0
NY New Units MER Rate Limit v3.1 | 740 | 7350 | MACT Fuel Choice Floor in lbs/MMBtu | FALSE | L | Annual | Net Emissions Allowance Position | lbs | 0 | 0 | 0 | 0 | 0 | 0 | 0
NY New Units MER Rate Limit v3.1 | 740 | 7350 | MACT Fuel Choice Floor in lbs/MMBtu | FALSE | L | Annual | Fuel Consumed | TBtu | 0 | 0 | 0 | 0 | 0 | 0 | 0
NY New Units MER Rate Limit v3.1 | 740 | 7350 | MACT Fuel Choice Floor in lbs/MMBtu | FALSE | L | Annual | Rate | lb/MMBtu | 0 | 0 | 0 | 0 | 0 | 0 | 0
NY New Units MER Rate Limit v3.1 | 740 | 7350 | MACT Fuel Choice Floor in lbs/MMBtu | FALSE | L | Annual | Generation | TWh | 0 | 0 | 0 | 0 | 0 | 0 | 0
NY New Units MER Rate Limit v3.1 | 740 | 7350 | MACT Fuel Choice Floor in lbs/MMBtu | FALSE | L | Annual | Qualifying Generation | TWh | 0 | 0 | 0 | 0 | 0 | 0 | 0
NY New Units MER Rate Limit v3.1 | 740 | 7350 | MACT Fuel Choice Floor in lbs/MMBtu | FALSE | L | Annual | Constraint Shadow Price | US2022$/Lb | 0 | 0 | 0 | 0 | 0 | 0 | 0
NY New Units MER Rate Limit v3.1 | 741 | 7350 | MACT Fuel Choice Floor in lbs/MMBtu | FALSE | L | Annual | Seasons Included | Seasons | Winter, Spring, Summer, Fall | Winter, Spring, Summer, Fall | Winter, Spring, Summer, Fall | Winter, Spring, Summer, Fall | Winter, Spring, Summer, Fall | Winter, Spring, Summer, Fall | Winter, Spring, Summer, Fall
NY New Units MER Rate Limit v3.1 | 741 | 7350 | MACT Fuel Choice Floor in lbs/MMBtu | FALSE | L | Annual | Emission Floor | lbs/MMBtu | 6e-07 | 6e-07 | 6e-07 | 6e-07 | 6e-07 | 6e-07 | 6e-07
NY New Units MER Rate Limit v3.1 | 741 | 7350 | MACT Fuel Choice Floor in lbs/MMBtu | FALSE | L | Annual | Emissions at Affected Plants MER | lbs | 0 | 0 | 0 | 0 | 0 | 0 | 0
NY New Units MER Rate Limit v3.1 | 741 | 7350 | MACT Fuel Choice Floor in lbs/MMBtu | FALSE | L | Annual | Allowances Purchased MER | lbs | 0 | 0 | 0 | 0 | 0 | 0 | 0
NY New Units MER Rate Limit v3.1 | 741 | 7350 | MACT Fuel Choice Floor in lbs/MMBtu | FALSE | L | Annual | Allowances Sold MER | lbs | 0 | 0 | 0 | 0 | 0 | 0 | 0
NY New Units MER Rate Limit v3.1 | 741 | 7350 | MACT Fuel Choice Floor in lbs/MMBtu | FALSE | L | Annual | Allowances Banked | lbs | 0 | 0 | 0 | 0 | 0 | 0 | 0
NY New Units MER Rate Limit v3.1 | 741 | 7350 | MACT Fuel Choice Floor in lbs/MMBtu | FALSE | L | Annual | Allowances Withdrawn (1:1) | lbs | 0 | 0 | 0 | 0 | 0 | 0 | 0
NY New Units MER Rate Limit v3.1 | 741 | 7350 | MACT Fuel Choice Floor in lbs/MMBtu | FALSE | L | Annual | Allowances Withdrawn (n:1) | lbs | 0 | 0 | 0 | 0 | 0 | 0 | 0
NY New Units MER Rate Limit v3.1 | 741 | 7350 | MACT Fuel Choice Floor in lbs/MMBtu | FALSE | L | Annual | Net Emissions Allowance Position | lbs | 0 | 0 | 0 | 0 | 0 | 0 | 0
NY New Units MER Rate Limit v3.1 | 741 | 7350 | MACT Fuel Choice Floor in lbs/MMBtu | FALSE | L | Annual | Fuel Consumed | TBtu | 0 | 0 | 0 | 0 | 0 | 0 | 0
NY New Units MER Rate Limit v3.1 | 741 | 7350 | MACT Fuel Choice Floor in lbs/MMBtu | FALSE | L | Annual | Rate | lb/MMBtu | 0 | 0 | 0 | 0 | 0 | 0 | 0
NY New Units MER Rate Limit v3.1 | 741 | 7350 | MACT Fuel Choice Floor in lbs/MMBtu | FALSE | L | Annual | Generation | TWh | 0 | 0 | 0 | 0 | 0 | 0 | 0
NY New Units MER Rate Limit v3.1 | 741 | 7350 | MACT Fuel Choice Floor in lbs/MMBtu | FALSE | L | Annual | Qualifying Generation | TWh | 0 | 0 | 0 | 0 | 0 | 0 | 0
NY New Units MER Rate Limit v3.1 | 741 | 7350 | MACT Fuel Choice Floor in lbs/MMBtu | FALSE | L | Annual | Constraint Shadow Price | US2022$/Lb | 0 | 0 | 0 | 0 | 0 | 0 | 0
NY New Units MER Rate Limit v3.1 | 742 | 7350 | MACT Fuel Choice Floor in lbs/MMBtu | FALSE | L | Annual | Seasons Included | Seasons | Winter, Spring, Summer, Fall | Winter, Spring, Summer, Fall | Winter, Spring, Summer, Fall | Winter, Spring, Summer, Fall | Winter, Spring, Summer, Fall | Winter, Spring, Summer, Fall | Winter, Spring, Summer, Fall
NY New Units MER Rate Limit v3.1 | 742 | 7350 | MACT Fuel Choice Floor in lbs/MMBtu | FALSE | L | Annual | Emission Floor | lbs/MMBtu | 6e-07 | 6e-07 | 6e-07 | 6e-07 | 6e-07 | 6e-07 | 6e-07
NY New Units MER Rate Limit v3.1 | 742 | 7350 | MACT Fuel Choice Floor in lbs/MMBtu | FALSE | L | Annual | Emissions at Affected Plants MER | lbs | 0 | 0 | 0 | 0 | 0 | 0 | 0
NY New Units MER Rate Limit v3.1 | 742 | 7350 | MACT Fuel Choice Floor in lbs/MMBtu | FALSE | L | Annual | Allowances Purchased MER | lbs | 0 | 0 | 0 | 0 | 0 | 0 | 0
NY New Units MER Rate Limit v3.1 | 742 | 7350 | MACT Fuel Choice Floor in lbs/MMBtu | FALSE | L | Annual | Allowances Sold MER | lbs | 0 | 0 | 0 | 0 | 0 | 0 | 0
NY New Units MER Rate Limit v3.1 | 742 | 7350 | MACT Fuel Choice Floor in lbs/MMBtu | FALSE | L | Annual | Allowances Banked | lbs | 0 | 0 | 0 | 0 | 0 | 0 | 0
NY New Units MER Rate Limit v3.1 | 742 | 7350 | MACT Fuel Choice Floor in lbs/MMBtu | FALSE | L | Annual | Allowances Withdrawn (1:1) | lbs | 0 | 0 | 0 | 0 | 0 | 0 | 0
NY New Units MER Rate Limit v3.1 | 742 | 7350 | MACT Fuel Choice Floor in lbs/MMBtu | FALSE | L | Annual | Allowances Withdrawn (n:1) | lbs | 0 | 0 | 0 | 0 | 0 | 0 | 0
NY New Units MER Rate Limit v3.1 | 742 | 7350 | MACT Fuel Choice Floor in lbs/MMBtu | FALSE | L | Annual | Net Emissions Allowance Position | lbs | 0 | 0 | 0 | 0 | 0 | 0 | 0
NY New Units MER Rate Limit v3.1 | 742 | 7350 | MACT Fuel Choice Floor in lbs/MMBtu | FALSE | L | Annual | Fuel Consumed | TBtu | 0 | 0 | 0 | 0 | 0 | 0 | 0
NY New Units MER Rate Limit v3.1 | 742 | 7350 | MACT Fuel Choice Floor in lbs/MMBtu | FALSE | L | Annual | Rate | lb/MMBtu | 0 | 0 | 0 | 0 | 0 | 0 | 0
NY New Units MER Rate Limit v3.1 | 742 | 7350 | MACT Fuel Choice Floor in lbs/MMBtu | FALSE | L | Annual | Generation | TWh | 0 | 0 | 0 | 0 | 0 | 0 | 0
NY New Units MER Rate Limit v3.1 | 742 | 7350 | MACT Fuel Choice Floor in lbs/MMBtu | FALSE | L | Annual | Qualifying Generation | TWh | 0 | 0 | 0 | 0 | 0 | 0 | 0
NY New Units MER Rate Limit v3.1 | 742 | 7350 | MACT Fuel Choice Floor in lbs/MMBtu | FALSE | L | Annual | Constraint Shadow Price | US2022$/Lb | 0 | 0 | 0 | 0 | 0 | 0 | 0
NY New Units MER Rate Limit v3.1 | 743 | 7350 | MACT Fuel Choice Floor in lbs/MMBtu | FALSE | L | Annual | Seasons Included | Seasons | Winter, Spring, Summer, Fall | Winter, Spring, Summer, Fall | Winter, Spring, Summer, Fall | Winter, Spring, Summer, Fall | Winter, Spring, Summer, Fall | Winter, Spring, Summer, Fall | Winter, Spring, Summer, Fall
NY New Units MER Rate Limit v3.1 | 743 | 7350 | MACT Fuel Choice Floor in lbs/MMBtu | FALSE | L | Annual | Emission Floor | lbs/MMBtu | 6e-07 | 6e-07 | 6e-07 | 6e-07 | 6e-07 | 6e-07 | 6e-07
NY New Units MER Rate Limit v3.1 | 743 | 7350 | MACT Fuel Choice Floor in lbs/MMBtu | FALSE | L | Annual | Emissions at Affected Plants MER | lbs | 0 | 0 | 0 | 0 | 0 | 0 | 0
NY New Units MER Rate Limit v3.1 | 743 | 7350 | MACT Fuel Choice Floor in lbs/MMBtu | FALSE | L | Annual | Allowances Purchased MER | lbs | 0 | 0 | 0 | 0 | 0 | 0 | 0
NY New Units MER Rate Limit v3.1 | 743 | 7350 | MACT Fuel Choice Floor in lbs/MMBtu | FALSE | L | Annual | Allowances Sold MER | lbs | 0 | 0 | 0 | 0 | 0 | 0 | 0
NY New Units MER Rate Limit v3.1 | 743 | 7350 | MACT Fuel Choice Floor in lbs/MMBtu | FALSE | L | Annual | Allowances Banked | lbs | 0 | 0 | 0 | 0 | 0 | 0 | 0
NY New Units MER Rate Limit v3.1 | 743 | 7350 | MACT Fuel Choice Floor in lbs/MMBtu | FALSE | L | Annual | Allowances Withdrawn (1:1) | lbs | 0 | 0 | 0 | 0 | 0 | 0 | 0
NY New Units MER Rate Limit v3.1 | 743 | 7350 | MACT Fuel Choice Floor in lbs/MMBtu | FALSE | L | Annual | Allowances Withdrawn (n:1) | lbs | 0 | 0 | 0 | 0 | 0 | 0 | 0
NY New Units MER Rate Limit v3.1 | 743 | 7350 | MACT Fuel Choice Floor in lbs/MMBtu | FALSE | L | Annual | Net Emissions Allowance Position | lbs | 0 | 0 | 0 | 0 | 0 | 0 | 0
NY New Units MER Rate Limit v3.1 | 743 | 7350 | MACT Fuel Choice Floor in lbs/MMBtu | FALSE | L | Annual | Fuel Consumed | TBtu | 0 | 0 | 0 | 0 | 0 | 0 | 0
NY New Units MER Rate Limit v3.1 | 743 | 7350 | MACT Fuel Choice Floor in lbs/MMBtu | FALSE | L | Annual | Rate | lb/MMBtu | 0 | 0 | 0 | 0 | 0 | 0 | 0
NY New Units MER Rate Limit v3.1 | 743 | 7350 | MACT Fuel Choice Floor in lbs/MMBtu | FALSE | L | Annual | Generation | TWh | 0 | 0 | 0 | 0 | 0 | 0 | 0
NY New Units MER Rate Limit v3.1 | 743 | 7350 | MACT Fuel Choice Floor in lbs/MMBtu | FALSE | L | Annual | Qualifying Generation | TWh | 0 | 0 | 0 | 0 | 0 | 0 | 0
NY New Units MER Rate Limit v3.1 | 743 | 7350 | MACT Fuel Choice Floor in lbs/MMBtu | FALSE | L | Annual | Constraint Shadow Price | US2022$/Lb | 0 | 0 | 0 | 0 | 0 | 0 | 0
NY New Units MER Rate Limit v3.1 | 744 | 7350 | MACT Fuel Choice Floor in lbs/MMBtu | FALSE | L | Annual | Seasons Included | Seasons | Winter, Spring, Summer, Fall | Winter, Spring, Summer, Fall | Winter, Spring, Summer, Fall | Winter, Spring, Summer, Fall | Winter, Spring, Summer, Fall | Winter, Spring, Summer, Fall | Winter, Spring, Summer, Fall
NY New Units MER Rate Limit v3.1 | 744 | 7350 | MACT Fuel Choice Floor in lbs/MMBtu | FALSE | L | Annual | Emission Floor | lbs/MMBtu | 6e-07 | 6e-07 | 6e-07 | 6e-07 | 6e-07 | 6e-07 | 6e-07
NY New Units MER Rate Limit v3.1 | 744 | 7350 | MACT Fuel Choice Floor in lbs/MMBtu | FALSE | L | Annual | Emissions at Affected Plants MER | lbs | 0 | 0 | 0 | 0 | 0 | 0 | 0
NY New Units MER Rate Limit v3.1 | 744 | 7350 | MACT Fuel Choice Floor in lbs/MMBtu | FALSE | L | Annual | Allowances Purchased MER | lbs | 0 | 0 | 0 | 0 | 0 | 0 | 0
NY New Units MER Rate Limit v3.1 | 744 | 7350 | MACT Fuel Choice Floor in lbs/MMBtu | FALSE | L | Annual | Allowances Sold MER | lbs | 0 | 0 | 0 | 0 | 0 | 0 | 0
NY New Units MER Rate Limit v3.1 | 744 | 7350 | MACT Fuel Choice Floor in lbs/MMBtu | FALSE | L | Annual | Allowances Banked | lbs | 0 | 0 | 0 | 0 | 0 | 0 | 0
NY New Units MER Rate Limit v3.1 | 744 | 7350 | MACT Fuel Choice Floor in lbs/MMBtu | FALSE | L | Annual | Allowances Withdrawn (1:1) | lbs | 0 | 0 | 0 | 0 | 0 | 0 | 0
NY New Units MER Rate Limit v3.1 | 744 | 7350 | MACT Fuel Choice Floor in lbs/MMBtu | FALSE | L | Annual | Allowances Withdrawn (n:1) | lbs | 0 | 0 | 0 | 0 | 0 | 0 | 0
NY New Units MER Rate Limit v3.1 | 744 | 7350 | MACT Fuel Choice Floor in lbs/MMBtu | FALSE | L | Annual | Net Emissions Allowance Position | lbs | 0 | 0 | 0 | 0 | 0 | 0 | 0
NY New Units MER Rate Limit v3.1 | 744 | 7350 | MACT Fuel Choice Floor in lbs/MMBtu | FALSE | L | Annual | Fuel Consumed | TBtu | 0 | 0 | 0 | 0 | 0 | 0 | 0
NY New Units MER Rate Limit v3.1 | 744 | 7350 | MACT Fuel Choice Floor in lbs/MMBtu | FALSE | L | Annual | Rate | lb/MMBtu | 0 | 0 | 0 | 0 | 0 | 0 | 0
NY New Units MER Rate Limit v3.1 | 744 | 7350 | MACT Fuel Choice Floor in lbs/MMBtu | FALSE | L | Annual | Generation | TWh | 0 | 0 | 0 | 0 | 0 | 0 | 0
NY New Units MER Rate Limit v3.1 | 744 | 7350 | MACT Fuel Choice Floor in lbs/MMBtu | FALSE | L | Annual | Qualifying Generation | TWh | 0 | 0 | 0 | 0 | 0 | 0 | 0
NY New Units MER Rate Limit v3.1 | 744 | 7350 | MACT Fuel Choice Floor in lbs/MMBtu | FALSE | L | Annual | Constraint Shadow Price | US2022$/Lb | 0 | 0 | 0 | 0 | 0 | 0 | 0
NY New Units MER Rate Limit v3.1 | 745 | 7350 | MACT Fuel Choice Floor in lbs/MMBtu | FALSE | L | Annual | Seasons Included | Seasons | Winter, Spring, Summer, Fall | Winter, Spring, Summer, Fall | Winter, Spring, Summer, Fall | Winter, Spring, Summer, Fall | Winter, Spring, Summer, Fall | Winter, Spring, Summer, Fall | Winter, Spring, Summer, Fall
NY New Units MER Rate Limit v3.1 | 745 | 7350 | MACT Fuel Choice Floor in lbs/MMBtu | FALSE | L | Annual | Emission Floor | lbs/MMBtu | 6e-07 | 6e-07 | 6e-07 | 6e-07 | 6e-07 | 6e-07 | 6e-07
NY New Units MER Rate Limit v3.1 | 745 | 7350 | MACT Fuel Choice Floor in lbs/MMBtu | FALSE | L | Annual | Emissions at Affected Plants MER | lbs | 0 | 0 | 0 | 0 | 0 | 0 | 0
NY New Units MER Rate Limit v3.1 | 745 | 7350 | MACT Fuel Choice Floor in lbs/MMBtu | FALSE | L | Annual | Allowances Purchased MER | lbs | 0 | 0 | 0 | 0 | 0 | 0 | 0
NY New Units MER Rate Limit v3.1 | 745 | 7350 | MACT Fuel Choice Floor in lbs/MMBtu | FALSE | L | Annual | Allowances Sold MER | lbs | 0 | 0 | 0 | 0 | 0 | 0 | 0
NY New Units MER Rate Limit v3.1 | 745 | 7350 | MACT Fuel Choice Floor in lbs/MMBtu | FALSE | L | Annual | Allowances Banked | lbs | 0 | 0 | 0 | 0 | 0 | 0 | 0
NY New Units MER Rate Limit v3.1 | 745 | 7350 | MACT Fuel Choice Floor in lbs/MMBtu | FALSE | L | Annual | Allowances Withdrawn (1:1) | lbs | 0 | 0 | 0 | 0 | 0 | 0 | 0
NY New Units MER Rate Limit v3.1 | 745 | 7350 | MACT Fuel Choice Floor in lbs/MMBtu | FALSE | L | Annual | Allowances Withdrawn (n:1) | lbs | 0 | 0 | 0 | 0 | 0 | 0 | 0
NY New Units MER Rate Limit v3.1 | 745 | 7350 | MACT Fuel Choice Floor in lbs/MMBtu | FALSE | L | Annual | Net Emissions Allowance Position | lbs | 0 | 0 | 0 | 0 | 0 | 0 | 0
NY New Units MER Rate Limit v3.1 | 745 | 7350 | MACT Fuel Choice Floor in lbs/MMBtu | FALSE | L | Annual | Fuel Consumed | TBtu | 0 | 0 | 0 | 0 | 0 | 0 | 0
NY New Units MER Rate Limit v3.1 | 745 | 7350 | MACT Fuel Choice Floor in lbs/MMBtu | FALSE | L | Annual | Rate | lb/MMBtu | 0 | 0 | 0 | 0 | 0 | 0 | 0
NY New Units MER Rate Limit v3.1 | 745 | 7350 | MACT Fuel Choice Floor in lbs/MMBtu | FALSE | L | Annual | Generation | TWh | 0 | 0 | 0 | 0 | 0 | 0 | 0
NY New Units MER Rate Limit v3.1 | 745 | 7350 | MACT Fuel Choice Floor in lbs/MMBtu | FALSE | L | Annual | Qualifying Generation | TWh | 0 | 0 | 0 | 0 | 0 | 0 | 0
NY New Units MER Rate Limit v3.1 | 745 | 7350 | MACT Fuel Choice Floor in lbs/MMBtu | FALSE | L | Annual | Constraint Shadow Price | US2022$/Lb | 0 | 0 | 0 | 0 | 0 | 0 | 0
NY New Units MER Rate Limit v3.1 | 746 | 7350 | MACT Fuel Choice Floor in lbs/MMBtu | FALSE | L | Annual | Seasons Included | Seasons | Winter, Spring, Summer, Fall | Winter, Spring, Summer, Fall | Winter, Spring, Summer, Fall | Winter, Spring, Summer, Fall | Winter, Spring, Summer, Fall | Winter, Spring, Summer, Fall | Winter, Spring, Summer, Fall
NY New Units MER Rate Limit v3.1 | 746 | 7350 | MACT Fuel Choice Floor in lbs/MMBtu | FALSE | L | Annual | Emission Floor | lbs/MMBtu | 6e-07 | 6e-07 | 6e-07 | 6e-07 | 6e-07 | 6e-07 | 6e-07
NY New Units MER Rate Limit v3.1 | 746 | 7350 | MACT Fuel Choice Floor in lbs/MMBtu | FALSE | L | Annual | Emissions at Affected Plants MER | lbs | 0 | 0 | 0 | 0 | 0 | 0 | 0
NY New Units MER Rate Limit v3.1 | 746 | 7350 | MACT Fuel Choice Floor in lbs/MMBtu | FALSE | L | Annual | Allowances Purchased MER | lbs | 0 | 0 | 0 | 0 | 0 | 0 | 0
NY New Units MER Rate Limit v3.1 | 746 | 7350 | MACT Fuel Choice Floor in lbs/MMBtu | FALSE | L | Annual | Allowances Sold MER | lbs | 0 | 0 | 0 | 0 | 0 | 0 | 0
NY New Units MER Rate Limit v3.1 | 746 | 7350 | MACT Fuel Choice Floor in lbs/MMBtu | FALSE | L | Annual | Allowances Banked | lbs | 0 | 0 | 0 | 0 | 0 | 0 | 0
NY New Units MER Rate Limit v3.1 | 746 | 7350 | MACT Fuel Choice Floor in lbs/MMBtu | FALSE | L | Annual | Allowances Withdrawn (1:1) | lbs | 0 | 0 | 0 | 0 | 0 | 0 | 0
NY New Units MER Rate Limit v3.1 | 746 | 7350 | MACT Fuel Choice Floor in lbs/MMBtu | FALSE | L | Annual | Allowances Withdrawn (n:1) | lbs | 0 | 0 | 0 | 0 | 0 | 0 | 0
NY New Units MER Rate Limit v3.1 | 746 | 7350 | MACT Fuel Choice Floor in lbs/MMBtu | FALSE | L | Annual | Net Emissions Allowance Position | lbs | 0 | 0 | 0 | 0 | 0 | 0 | 0
NY New Units MER Rate Limit v3.1 | 746 | 7350 | MACT Fuel Choice Floor in lbs/MMBtu | FALSE | L | Annual | Fuel Consumed | TBtu | 0 | 0 | 0 | 0 | 0 | 0 | 0
NY New Units MER Rate Limit v3.1 | 746 | 7350 | MACT Fuel Choice Floor in lbs/MMBtu | FALSE | L | Annual | Rate | lb/MMBtu | 0 | 0 | 0 | 0 | 0 | 0 | 0
NY New Units MER Rate Limit v3.1 | 746 | 7350 | MACT Fuel Choice Floor in lbs/MMBtu | FALSE | L | Annual | Generation | TWh | 0 | 0 | 0 | 0 | 0 | 0 | 0
NY New Units MER Rate Limit v3.1 | 746 | 7350 | MACT Fuel Choice Floor in lbs/MMBtu | FALSE | L | Annual | Qualifying Generation | TWh | 0 | 0 | 0 | 0 | 0 | 0 | 0
NY New Units MER Rate Limit v3.1 | 746 | 7350 | MACT Fuel Choice Floor in lbs/MMBtu | FALSE | L | Annual | Constraint Shadow Price | US2022$/Lb | 0 | 0 | 0 | 0 | 0 | 0 | 0
NY New Units MER Rate Limit v3.1 | 747 | 7350 | MACT Fuel Choice Floor in lbs/MMBtu | FALSE | L | Annual | Seasons Included | Seasons | Winter, Spring, Summer, Fall | Winter, Spring, Summer, Fall | Winter, Spring, Summer, Fall | Winter, Spring, Summer, Fall | Winter, Spring, Summer, Fall | Winter, Spring, Summer, Fall | Winter, Spring, Summer, Fall
NY New Units MER Rate Limit v3.1 | 747 | 7350 | MACT Fuel Choice Floor in lbs/MMBtu | FALSE | L | Annual | Emission Floor | lbs/MMBtu | 6e-07 | 6e-07 | 6e-07 | 6e-07 | 6e-07 | 6e-07 | 6e-07
NY New Units MER Rate Limit v3.1 | 747 | 7350 | MACT Fuel Choice Floor in lbs/MMBtu | FALSE | L | Annual | Emissions at Affected Plants MER | lbs | 0 | 0 | 0 | 0 | 0 | 0 | 0
NY New Units MER Rate Limit v3.1 | 747 | 7350 | MACT Fuel Choice Floor in lbs/MMBtu | FALSE | L | Annual | Allowances Purchased MER | lbs | 0 | 0 | 0 | 0 | 0 | 0 | 0
NY New Units MER Rate Limit v3.1 | 747 | 7350 | MACT Fuel Choice Floor in lbs/MMBtu | FALSE | L | Annual | Allowances Sold MER | lbs | 0 | 0 | 0 | 0 | 0 | 0 | 0
NY New Units MER Rate Limit v3.1 | 747 | 7350 | MACT Fuel Choice Floor in lbs/MMBtu | FALSE | L | Annual | Allowances Banked | lbs | 0 | 0 | 0 | 0 | 0 | 0 | 0
NY New Units MER Rate Limit v3.1 | 747 | 7350 | MACT Fuel Choice Floor in lbs/MMBtu | FALSE | L | Annual | Allowances Withdrawn (1:1) | lbs | 0 | 0 | 0 | 0 | 0 | 0 | 0
NY New Units MER Rate Limit v3.1 | 747 | 7350 | MACT Fuel Choice Floor in lbs/MMBtu | FALSE | L | Annual | Allowances Withdrawn (n:1) | lbs | 0 | 0 | 0 | 0 | 0 | 0 | 0
NY New Units MER Rate Limit v3.1 | 747 | 7350 | MACT Fuel Choice Floor in lbs/MMBtu | FALSE | L | Annual | Net Emissions Allowance Position | lbs | 0 | 0 | 0 | 0 | 0 | 0 | 0
NY New Units MER Rate Limit v3.1 | 747 | 7350 | MACT Fuel Choice Floor in lbs/MMBtu | FALSE | L | Annual | Fuel Consumed | TBtu | 0 | 0 | 0 | 0 | 0 | 0 | 0
NY New Units MER Rate Limit v3.1 | 747 | 7350 | MACT Fuel Choice Floor in lbs/MMBtu | FALSE | L | Annual | Rate | lb/MMBtu | 0 | 0 | 0 | 0 | 0 | 0 | 0
NY New Units MER Rate Limit v3.1 | 747 | 7350 | MACT Fuel Choice Floor in lbs/MMBtu | FALSE | L | Annual | Generation | TWh | 0 | 0 | 0 | 0 | 0 | 0 | 0
NY New Units MER Rate Limit v3.1 | 747 | 7350 | MACT Fuel Choice Floor in lbs/MMBtu | FALSE | L | Annual | Qualifying Generation | TWh | 0 | 0 | 0 | 0 | 0 | 0 | 0
NY New Units MER Rate Limit v3.1 | 747 | 7350 | MACT Fuel Choice Floor in lbs/MMBtu | FALSE | L | Annual | Constraint Shadow Price | US2022$/Lb | 0 | 0 | 0 | 0 | 0 | 0 | 0
NY New Units MER Rate Limit v3.1 | 748 | 7350 | MACT Fuel Choice Floor in lbs/MMBtu | FALSE | L | Annual | Seasons Included | Seasons | Winter, Spring, Summer, Fall | Winter, Spring, Summer, Fall | Winter, Spring, Summer, Fall | Winter, Spring, Summer, Fall | Winter, Spring, Summer, Fall | Winter, Spring, Summer, Fall | Winter, Spring, Summer, Fall
NY New Units MER Rate Limit v3.1 | 748 | 7350 | MACT Fuel Choice Floor in lbs/MMBtu | FALSE | L | Annual | Emission Floor | lbs/MMBtu | 6e-07 | 6e-07 | 6e-07 | 6e-07 | 6e-07 | 6e-07 | 6e-07
NY New Units MER Rate Limit v3.1 | 748 | 7350 | MACT Fuel Choice Floor in lbs/MMBtu | FALSE | L | Annual | Emissions at Affected Plants MER | lbs | 0 | 0 | 0 | 0 | 0 | 0 | 0
NY New Units MER Rate Limit v3.1 | 748 | 7350 | MACT Fuel Choice Floor in lbs/MMBtu | FALSE | L | Annual | Allowances Purchased MER | lbs | 0 | 0 | 0 | 0 | 0 | 0 | 0
NY New Units MER Rate Limit v3.1 | 748 | 7350 | MACT Fuel Choice Floor in lbs/MMBtu | FALSE | L | Annual | Allowances Sold MER | lbs | 0 | 0 | 0 | 0 | 0 | 0 | 0
NY New Units MER Rate Limit v3.1 | 748 | 7350 | MACT Fuel Choice Floor in lbs/MMBtu | FALSE | L | Annual | Allowances Banked | lbs | 0 | 0 | 0 | 0 | 0 | 0 | 0
NY New Units MER Rate Limit v3.1 | 748 | 7350 | MACT Fuel Choice Floor in lbs/MMBtu | FALSE | L | Annual | Allowances Withdrawn (1:1) | lbs | 0 | 0 | 0 | 0 | 0 | 0 | 0
NY New Units MER Rate Limit v3.1 | 748 | 7350 | MACT Fuel Choice Floor in lbs/MMBtu | FALSE | L | Annual | Allowances Withdrawn (n:1) | lbs | 0 | 0 | 0 | 0 | 0 | 0 | 0
NY New Units MER Rate Limit v3.1 | 748 | 7350 | MACT Fuel Choice Floor in lbs/MMBtu | FALSE | L | Annual | Net Emissions Allowance Position | lbs | 0 | 0 | 0 | 0 | 0 | 0 | 0
NY New Units MER Rate Limit v3.1 | 748 | 7350 | MACT Fuel Choice Floor in lbs/MMBtu | FALSE | L | Annual | Fuel Consumed | TBtu | 0 | 0 | 0 | 0 | 0 | 0 | 0
NY New Units MER Rate Limit v3.1 | 748 | 7350 | MACT Fuel Choice Floor in lbs/MMBtu | FALSE | L | Annual | Rate | lb/MMBtu | 0 | 0 | 0 | 0 | 0 | 0 | 0
NY New Units MER Rate Limit v3.1 | 748 | 7350 | MACT Fuel Choice Floor in lbs/MMBtu | FALSE | L | Annual | Generation | TWh | 0 | 0 | 0 | 0 | 0 | 0 | 0
NY New Units MER Rate Limit v3.1 | 748 | 7350 | MACT Fuel Choice Floor in lbs/MMBtu | FALSE | L | Annual | Qualifying Generation | TWh | 0 | 0 | 0 | 0 | 0 | 0 | 0
NY New Units MER Rate Limit v3.1 | 748 | 7350 | MACT Fuel Choice Floor in lbs/MMBtu | FALSE | L | Annual | Constraint Shadow Price | US2022$/Lb | 0 | 0 | 0 | 0 | 0 | 0 | 0
NY New Units MER Rate Limit v3.1 | 749 | 7350 | MACT Fuel Choice Floor in lbs/MMBtu | FALSE | L | Annual | Seasons Included | Seasons | Winter, Spring, Summer, Fall | Winter, Spring, Summer, Fall | Winter, Spring, Summer, Fall | Winter, Spring, Summer, Fall | Winter, Spring, Summer, Fall | Winter, Spring, Summer, Fall | Winter, Spring, Summer, Fall
NY New Units MER Rate Limit v3.1 | 749 | 7350 | MACT Fuel Choice Floor in lbs/MMBtu | FALSE | L | Annual | Emission Floor | lbs/MMBtu | 6e-07 | 6e-07 | 6e-07 | 6e-07 | 6e-07 | 6e-07 | 6e-07
NY New Units MER Rate Limit v3.1 | 749 | 7350 | MACT Fuel Choice Floor in lbs/MMBtu | FALSE | L | Annual | Emissions at Affected Plants MER | lbs | 0 | 0 | 0 | 0 | 0 | 0 | 0
NY New Units MER Rate Limit v3.1 | 749 | 7350 | MACT Fuel Choice Floor in lbs/MMBtu | FALSE | L | Annual | Allowances Purchased MER | lbs | 0 | 0 | 0 | 0 | 0 | 0 | 0
NY New Units MER Rate Limit v3.1 | 749 | 7350 | MACT Fuel Choice Floor in lbs/MMBtu | FALSE | L | Annual | Allowances Sold MER | lbs | 0 | 0 | 0 | 0 | 0 | 0 | 0
NY New Units MER Rate Limit v3.1 | 749 | 7350 | MACT Fuel Choice Floor in lbs/MMBtu | FALSE | L | Annual | Allowances Banked | lbs | 0 | 0 | 0 | 0 | 0 | 0 | 0
NY New Units MER Rate Limit v3.1 | 749 | 7350 | MACT Fuel Choice Floor in lbs/MMBtu | FALSE | L | Annual | Allowances Withdrawn (1:1) | lbs | 0 | 0 | 0 | 0 | 0 | 0 | 0
NY New Units MER Rate Limit v3.1 | 749 | 7350 | MACT Fuel Choice Floor in lbs/MMBtu | FALSE | L | Annual | Allowances Withdrawn (n:1) | lbs | 0 | 0 | 0 | 0 | 0 | 0 | 0
NY New Units MER Rate Limit v3.1 | 749 | 7350 | MACT Fuel Choice Floor in lbs/MMBtu | FALSE | L | Annual | Net Emissions Allowance Position | lbs | 0 | 0 | 0 | 0 | 0 | 0 | 0
NY New Units MER Rate Limit v3.1 | 749 | 7350 | MACT Fuel Choice Floor in lbs/MMBtu | FALSE | L | Annual | Fuel Consumed | TBtu | 0 | 0 | 0 | 0 | 0 | 0 | 0
NY New Units MER Rate Limit v3.1 | 749 | 7350 | MACT Fuel Choice Floor in lbs/MMBtu | FALSE | L | Annual | Rate | lb/MMBtu | 0 | 0 | 0 | 0 | 0 | 0 | 0
NY New Units MER Rate Limit v3.1 | 749 | 7350 | MACT Fuel Choice Floor in lbs/MMBtu | FALSE | L | Annual | Generation | TWh | 0 | 0 | 0 | 0 | 0 | 0 | 0
NY New Units MER Rate Limit v3.1 | 749 | 7350 | MACT Fuel Choice Floor in lbs/MMBtu | FALSE | L | Annual | Qualifying Generation | TWh | 0 | 0 | 0 | 0 | 0 | 0 | 0
NY New Units MER Rate Limit v3.1 | 749 | 7350 | MACT Fuel Choice Floor in lbs/MMBtu | FALSE | L | Annual | Constraint Shadow Price | US2022$/Lb | 0 | 0 | 0 | 0 | 0 | 0 | 0
NY New Units MER Rate Limit v3.1 | 750 | 7350 | MACT Fuel Choice Floor in lbs/MMBtu | FALSE | L | Annual | Seasons Included | Seasons | Winter, Spring, Summer, Fall | Winter, Spring, Summer, Fall | Winter, Spring, Summer, Fall | Winter, Spring, Summer, Fall | Winter, Spring, Summer, Fall | Winter, Spring, Summer, Fall | Winter, Spring, Summer, Fall
NY New Units MER Rate Limit v3.1 | 750 | 7350 | MACT Fuel Choice Floor in lbs/MMBtu | FALSE | L | Annual | Emission Floor | lbs/MMBtu | 6e-07 | 6e-07 | 6e-07 | 6e-07 | 6e-07 | 6e-07 | 6e-07
NY New Units MER Rate Limit v3.1 | 750 | 7350 | MACT Fuel Choice Floor in lbs/MMBtu | FALSE | L | Annual | Emissions at Affected Plants MER | lbs | 0 | 0 | 0 | 0 | 0 | 0 | 0
NY New Units MER Rate Limit v3.1 | 750 | 7350 | MACT Fuel Choice Floor in lbs/MMBtu | FALSE | L | Annual | Allowances Purchased MER | lbs | 0 | 0 | 0 | 0 | 0 | 0 | 0
NY New Units MER Rate Limit v3.1 | 750 | 7350 | MACT Fuel Choice Floor in lbs/MMBtu | FALSE | L | Annual | Allowances Sold MER | lbs | 0 | 0 | 0 | 0 | 0 | 0 | 0
NY New Units MER Rate Limit v3.1 | 750 | 7350 | MACT Fuel Choice Floor in lbs/MMBtu | FALSE | L | Annual | Allowances Banked | lbs | 0 | 0 | 0 | 0 | 0 | 0 | 0
NY New Units MER Rate Limit v3.1 | 750 | 7350 | MACT Fuel Choice Floor in lbs/MMBtu | FALSE | L | Annual | Allowances Withdrawn (1:1) | lbs | 0 | 0 | 0 | 0 | 0 | 0 | 0
NY New Units MER Rate Limit v3.1 | 750 | 7350 | MACT Fuel Choice Floor in lbs/MMBtu | FALSE | L | Annual | Allowances Withdrawn (n:1) | lbs | 0 | 0 | 0 | 0 | 0 | 0 | 0
NY New Units MER Rate Limit v3.1 | 750 | 7350 | MACT Fuel Choice Floor in lbs/MMBtu | FALSE | L | Annual | Net Emissions Allowance Position | lbs | 0 | 0 | 0 | 0 | 0 | 0 | 0
NY New Units MER Rate Limit v3.1 | 750 | 7350 | MACT Fuel Choice Floor in lbs/MMBtu | FALSE | L | Annual | Fuel Consumed | TBtu | 0 | 0 | 0 | 0 | 0 | 0 | 0
NY New Units MER Rate Limit v3.1 | 750 | 7350 | MACT Fuel Choice Floor in lbs/MMBtu | FALSE | L | Annual | Rate | lb/MMBtu | 0 | 0 | 0 | 0 | 0 | 0 | 0
NY New Units MER Rate Limit v3.1 | 750 | 7350 | MACT Fuel Choice Floor in lbs/MMBtu | FALSE | L | Annual | Generation | TWh | 0 | 0 | 0 | 0 | 0 | 0 | 0
NY New Units MER Rate Limit v3.1 | 750 | 7350 | MACT Fuel Choice Floor in lbs/MMBtu | FALSE | L | Annual | Qualifying Generation | TWh | 0 | 0 | 0 | 0 | 0 | 0 | 0
NY New Units MER Rate Limit v3.1 | 750 | 7350 | MACT Fuel Choice Floor in lbs/MMBtu | FALSE | L | Annual | Constraint Shadow Price | US2022$/Lb | 0 | 0 | 0 | 0 | 0 | 0 | 0
NY New Units MER Rate Limit v3.1 | 751 | 7350 | MACT Fuel Choice Floor in lbs/MMBtu | FALSE | L | Annual | Seasons Included | Seasons | Winter, Spring, Summer, Fall | Winter, Spring, Summer, Fall | Winter, Spring, Summer, Fall | Winter, Spring, Summer, Fall | Winter, Spring, Summer, Fall | Winter, Spring, Summer, Fall | Winter, Spring, Summer, Fall
NY New Units MER Rate Limit v3.1 | 751 | 7350 | MACT Fuel Choice Floor in lbs/MMBtu | FALSE | L | Annual | Emission Floor | lbs/MMBtu | 6e-07 | 6e-07 | 6e-07 | 6e-07 | 6e-07 | 6e-07 | 6e-07
NY New Units MER Rate Limit v3.1 | 751 | 7350 | MACT Fuel Choice Floor in lbs/MMBtu | FALSE | L | Annual | Emissions at Affected Plants MER | lbs | 0 | 0 | 0 | 0 | 0 | 0 | 0
NY New Units MER Rate Limit v3.1 | 751 | 7350 | MACT Fuel Choice Floor in lbs/MMBtu | FALSE | L | Annual | Allowances Purchased MER | lbs | 0 | 0 | 0 | 0 | 0 | 0 | 0
NY New Units MER Rate Limit v3.1 | 751 | 7350 | MACT Fuel Choice Floor in lbs/MMBtu | FALSE | L | Annual | Allowances Sold MER | lbs | 0 | 0 | 0 | 0 | 0 | 0 | 0
NY New Units MER Rate Limit v3.1 | 751 | 7350 | MACT Fuel Choice Floor in lbs/MMBtu | FALSE | L | Annual | Allowances Banked | lbs | 0 | 0 | 0 | 0 | 0 | 0 | 0
NY New Units MER Rate Limit v3.1 | 751 | 7350 | MACT Fuel Choice Floor in lbs/MMBtu | FALSE | L | Annual | Allowances Withdrawn (1:1) | lbs | 0 | 0 | 0 | 0 | 0 | 0 | 0
NY New Units MER Rate Limit v3.1 | 751 | 7350 | MACT Fuel Choice Floor in lbs/MMBtu | FALSE | L | Annual | Allowances Withdrawn (n:1) | lbs | 0 | 0 | 0 | 0 | 0 | 0 | 0
NY New Units MER Rate Limit v3.1 | 751 | 7350 | MACT Fuel Choice Floor in lbs/MMBtu | FALSE | L | Annual | Net Emissions Allowance Position | lbs | 0 | 0 | 0 | 0 | 0 | 0 | 0
NY New Units MER Rate Limit v3.1 | 751 | 7350 | MACT Fuel Choice Floor in lbs/MMBtu | FALSE | L | Annual | Fuel Consumed | TBtu | 0 | 0 | 0 | 0 | 0 | 0 | 0
NY New Units MER Rate Limit v3.1 | 751 | 7350 | MACT Fuel Choice Floor in lbs/MMBtu | FALSE | L | Annual | Rate | lb/MMBtu | 0 | 0 | 0 | 0 | 0 | 0 | 0
NY New Units MER Rate Limit v3.1 | 751 | 7350 | MACT Fuel Choice Floor in lbs/MMBtu | FALSE | L | Annual | Generation | TWh | 0 | 0 | 0 | 0 | 0 | 0 | 0
NY New Units MER Rate Limit v3.1 | 751 | 7350 | MACT Fuel Choice Floor in lbs/MMBtu | FALSE | L | Annual | Qualifying Generation | TWh | 0 | 0 | 0 | 0 | 0 | 0 | 0
NY New Units MER Rate Limit v3.1 | 751 | 7350 | MACT Fuel Choice Floor in lbs/MMBtu | FALSE | L | Annual | Constraint Shadow Price | US2022$/Lb | 0 | 0 | 0 | 0 | 0 | 0 | 0
NY New Units MER Rate Limit v3.1 | 752 | 7350 | MACT Fuel Choice Floor in lbs/MMBtu | FALSE | L | Annual | Seasons Included | Seasons | Winter, Spring, Summer, Fall | Winter, Spring, Summer, Fall | Winter, Spring, Summer, Fall | Winter, Spring, Summer, Fall | Winter, Spring, Summer, Fall | Winter, Spring, Summer, Fall | Winter, Spring, Summer, Fall
NY New Units MER Rate Limit v3.1 | 752 | 7350 | MACT Fuel Choice Floor in lbs/MMBtu | FALSE | L | Annual | Emission Floor | lbs/MMBtu | 6e-07 | 6e-07 | 6e-07 | 6e-07 | 6e-07 | 6e-07 | 6e-07
NY New Units MER Rate Limit v3.1 | 752 | 7350 | MACT Fuel Choice Floor in lbs/MMBtu | FALSE | L | Annual | Emissions at Affected Plants MER | lbs | 0 | 0 | 0 | 0 | 0 | 0 | 0
NY New Units MER Rate Limit v3.1 | 752 | 7350 | MACT Fuel Choice Floor in lbs/MMBtu | FALSE | L | Annual | Allowances Purchased MER | lbs | 0 | 0 | 0 | 0 | 0 | 0 | 0
NY New Units MER Rate Limit v3.1 | 752 | 7350 | MACT Fuel Choice Floor in lbs/MMBtu | FALSE | L | Annual | Allowances Sold MER | lbs | 0 | 0 | 0 | 0 | 0 | 0 | 0
NY New Units MER Rate Limit v3.1 | 752 | 7350 | MACT Fuel Choice Floor in lbs/MMBtu | FALSE | L | Annual | Allowances Banked | lbs | 0 | 0 | 0 | 0 | 0 | 0 | 0
NY New Units MER Rate Limit v3.1 | 752 | 7350 | MACT Fuel Choice Floor in lbs/MMBtu | FALSE | L | Annual | Allowances Withdrawn (1:1) | lbs | 0 | 0 | 0 | 0 | 0 | 0 | 0
NY New Units MER Rate Limit v3.1 | 752 | 7350 | MACT Fuel Choice Floor in lbs/MMBtu | FALSE | L | Annual | Allowances Withdrawn (n:1) | lbs | 0 | 0 | 0 | 0 | 0 | 0 | 0
NY New Units MER Rate Limit v3.1 | 752 | 7350 | MACT Fuel Choice Floor in lbs/MMBtu | FALSE | L | Annual | Net Emissions Allowance Position | lbs | 0 | 0 | 0 | 0 | 0 | 0 | 0
NY New Units MER Rate Limit v3.1 | 752 | 7350 | MACT Fuel Choice Floor in lbs/MMBtu | FALSE | L | Annual | Fuel Consumed | TBtu | 0 | 0 | 0 | 0 | 0 | 0 | 0
NY New Units MER Rate Limit v3.1 | 752 | 7350 | MACT Fuel Choice Floor in lbs/MMBtu | FALSE | L | Annual | Rate | lb/MMBtu | 0 | 0 | 0 | 0 | 0 | 0 | 0
NY New Units MER Rate Limit v3.1 | 752 | 7350 | MACT Fuel Choice Floor in lbs/MMBtu | FALSE | L | Annual | Generation | TWh | 0 | 0 | 0 | 0 | 0 | 0 | 0
NY New Units MER Rate Limit v3.1 | 752 | 7350 | MACT Fuel Choice Floor in lbs/MMBtu | FALSE | L | Annual | Qualifying Generation | TWh | 0 | 0 | 0 | 0 | 0 | 0 | 0
NY New Units MER Rate Limit v3.1 | 752 | 7350 | MACT Fuel Choice Floor in lbs/MMBtu | FALSE | L | Annual | Constraint Shadow Price | US2022$/Lb | 0 | 0 | 0 | 0 | 0 | 0 | 0
NY New Units MER Rate Limit v3.1 | 753 | 7350 | MACT Fuel Choice Floor in lbs/MMBtu | FALSE | L | Annual | Seasons Included | Seasons | Winter, Spring, Summer, Fall | Winter, Spring, Summer, Fall | Winter, Spring, Summer, Fall | Winter, Spring, Summer, Fall | Winter, Spring, Summer, Fall | Winter, Spring, Summer, Fall | Winter, Spring, Summer, Fall
NY New Units MER Rate Limit v3.1 | 753 | 7350 | MACT Fuel Choice Floor in lbs/MMBtu | FALSE | L | Annual | Emission Floor | lbs/MMBtu | 6e-07 | 6e-07 | 6e-07 | 6e-07 | 6e-07 | 6e-07 | 6e-07
NY New Units MER Rate Limit v3.1 | 753 | 7350 | MACT Fuel Choice Floor in lbs/MMBtu | FALSE | L | Annual | Emissions at Affected Plants MER | lbs | 0 | 0 | 0 | 0 | 0 | 0 | 0
NY New Units MER Rate Limit v3.1 | 753 | 7350 | MACT Fuel Choice Floor in lbs/MMBtu | FALSE | L | Annual | Allowances Purchased MER | lbs | 0 | 0 | 0 | 0 | 0 | 0 | 0
NY New Units MER Rate Limit v3.1 | 753 | 7350 | MACT Fuel Choice Floor in lbs/MMBtu | FALSE | L | Annual | Allowances Sold MER | lbs | 0 | 0 | 0 | 0 | 0 | 0 | 0
NY New Units MER Rate Limit v3.1 | 753 | 7350 | MACT Fuel Choice Floor in lbs/MMBtu | FALSE | L | Annual | Allowances Banked | lbs | 0 | 0 | 0 | 0 | 0 | 0 | 0
NY New Units MER Rate Limit v3.1 | 753 | 7350 | MACT Fuel Choice Floor in lbs/MMBtu | FALSE | L | Annual | Allowances Withdrawn (1:1) | lbs | 0 | 0 | 0 | 0 | 0 | 0 | 0
NY New Units MER Rate Limit v3.1 | 753 | 7350 | MACT Fuel Choice Floor in lbs/MMBtu | FALSE | L | Annual | Allowances Withdrawn (n:1) | lbs | 0 | 0 | 0 | 0 | 0 | 0 | 0
NY New Units MER Rate Limit v3.1 | 753 | 7350 | MACT Fuel Choice Floor in lbs/MMBtu | FALSE | L | Annual | Net Emissions Allowance Position | lbs | 0 | 0 | 0 | 0 | 0 | 0 | 0
NY New Units MER Rate Limit v3.1 | 753 | 7350 | MACT Fuel Choice Floor in lbs/MMBtu | FALSE | L | Annual | Fuel Consumed | TBtu | 0 | 0 | 0 | 0 | 0 | 0 | 0
NY New Units MER Rate Limit v3.1 | 753 | 7350 | MACT Fuel Choice Floor in lbs/MMBtu | FALSE | L | Annual | Rate | lb/MMBtu | 0 | 0 | 0 | 0 | 0 | 0 | 0
NY New Units MER Rate Limit v3.1 | 753 | 7350 | MACT Fuel Choice Floor in lbs/MMBtu | FALSE | L | Annual | Generation | TWh | 0 | 0 | 0 | 0 | 0 | 0 | 0
NY New Units MER Rate Limit v3.1 | 753 | 7350 | MACT Fuel Choice Floor in lbs/MMBtu | FALSE | L | Annual | Qualifying Generation | TWh | 0 | 0 | 0 | 0 | 0 | 0 | 0
NY New Units MER Rate Limit v3.1 | 753 | 7350 | MACT Fuel Choice Floor in lbs/MMBtu | FALSE | L | Annual | Constraint Shadow Price | US2022$/Lb | 0 | 0 | 0 | 0 | 0 | 0 | 0
NY New Units MER Rate Limit v3.1 | 754 | 7350 | MACT Fuel Choice Floor in lbs/MMBtu | FALSE | L | Annual | Seasons Included | Seasons | Winter, Spring, Summer, Fall | Winter, Spring, Summer, Fall | Winter, Spring, Summer, Fall | Winter, Spring, Summer, Fall | Winter, Spring, Summer, Fall | Winter, Spring, Summer, Fall | Winter, Spring, Summer, Fall
NY New Units MER Rate Limit v3.1 | 754 | 7350 | MACT Fuel Choice Floor in lbs/MMBtu | FALSE | L | Annual | Emission Floor | lbs/MMBtu | 6e-07 | 6e-07 | 6e-07 | 6e-07 | 6e-07 | 6e-07 | 6e-07
NY New Units MER Rate Limit v3.1 | 754 | 7350 | MACT Fuel Choice Floor in lbs/MMBtu | FALSE | L | Annual | Emissions at Affected Plants MER | lbs | 0 | 0 | 0 | 0 | 0 | 0 | 0
NY New Units MER Rate Limit v3.1 | 754 | 7350 | MACT Fuel Choice Floor in lbs/MMBtu | FALSE | L | Annual | Allowances Purchased MER | lbs | 0 | 0 | 0 | 0 | 0 | 0 | 0
NY New Units MER Rate Limit v3.1 | 754 | 7350 | MACT Fuel Choice Floor in lbs/MMBtu | FALSE | L | Annual | Allowances Sold MER | lbs | 0 | 0 | 0 | 0 | 0 | 0 | 0
NY New Units MER Rate Limit v3.1 | 754 | 7350 | MACT Fuel Choice Floor in lbs/MMBtu | FALSE | L | Annual | Allowances Banked | lbs | 0 | 0 | 0 | 0 | 0 | 0 | 0
NY New Units MER Rate Limit v3.1 | 754 | 7350 | MACT Fuel Choice Floor in lbs/MMBtu | FALSE | L | Annual | Allowances Withdrawn (1:1) | lbs | 0 | 0 | 0 | 0 | 0 | 0 | 0
NY New Units MER Rate Limit v3.1 | 754 | 7350 | MACT Fuel Choice Floor in lbs/MMBtu | FALSE | L | Annual | Allowances Withdrawn (n:1) | lbs | 0 | 0 | 0 | 0 | 0 | 0 | 0
NY New Units MER Rate Limit v3.1 | 754 | 7350 | MACT Fuel Choice Floor in lbs/MMBtu | FALSE | L | Annual | Net Emissions Allowance Position | lbs | 0 | 0 | 0 | 0 | 0 | 0 | 0
NY New Units MER Rate Limit v3.1 | 754 | 7350 | MACT Fuel Choice Floor in lbs/MMBtu | FALSE | L | Annual | Fuel Consumed | TBtu | 0 | 0 | 0 | 0 | 0 | 0 | 0
NY New Units MER Rate Limit v3.1 | 754 | 7350 | MACT Fuel Choice Floor in lbs/MMBtu | FALSE | L | Annual | Rate | lb/MMBtu | 0 | 0 | 0 | 0 | 0 | 0 | 0
NY New Units MER Rate Limit v3.1 | 754 | 7350 | MACT Fuel Choice Floor in lbs/MMBtu | FALSE | L | Annual | Generation | TWh | 0 | 0 | 0 | 0 | 0 | 0 | 0
NY New Units MER Rate Limit v3.1 | 754 | 7350 | MACT Fuel Choice Floor in lbs/MMBtu | FALSE | L | Annual | Qualifying Generation | TWh | 0 | 0 | 0 | 0 | 0 | 0 | 0
NY New Units MER Rate Limit v3.1 | 754 | 7350 | MACT Fuel Choice Floor in lbs/MMBtu | FALSE | L | Annual | Constraint Shadow Price | US2022$/Lb | 0 | 0 | 0 | 0 | 0 | 0 | 0
NY New Units MER Rate Limit v3.1 | 755 | 7350 | MACT Fuel Choice Floor in lbs/MMBtu | FALSE | L | Annual | Seasons Included | Seasons | Winter, Spring, Summer, Fall | Winter, Spring, Summer, Fall | Winter, Spring, Summer, Fall | Winter, Spring, Summer, Fall | Winter, Spring, Summer, Fall | Winter, Spring, Summer, Fall | Winter, Spring, Summer, Fall
NY New Units MER Rate Limit v3.1 | 755 | 7350 | MACT Fuel Choice Floor in lbs/MMBtu | FALSE | L | Annual | Emission Floor | lbs/MMBtu | 6e-07 | 6e-07 | 6e-07 | 6e-07 | 6e-07 | 6e-07 | 6e-07
NY New Units MER Rate Limit v3.1 | 755 | 7350 | MACT Fuel Choice Floor in lbs/MMBtu | FALSE | L | Annual | Emissions at Affected Plants MER | lbs | 0 | 0 | 0 | 0 | 0 | 0 | 0
NY New Units MER Rate Limit v3.1 | 755 | 7350 | MACT Fuel Choice Floor in lbs/MMBtu | FALSE | L | Annual | Allowances Purchased MER | lbs | 0 | 0 | 0 | 0 | 0 | 0 | 0
NY New Units MER Rate Limit v3.1 | 755 | 7350 | MACT Fuel Choice Floor in lbs/MMBtu | FALSE | L | Annual | Allowances Sold MER | lbs | 0 | 0 | 0 | 0 | 0 | 0 | 0
NY New Units MER Rate Limit v3.1 | 755 | 7350 | MACT Fuel Choice Floor in lbs/MMBtu | FALSE | L | Annual | Allowances Banked | lbs | 0 | 0 | 0 | 0 | 0 | 0 | 0
NY New Units MER Rate Limit v3.1 | 755 | 7350 | MACT Fuel Choice Floor in lbs/MMBtu | FALSE | L | Annual | Allowances Withdrawn (1:1) | lbs | 0 | 0 | 0 | 0 | 0 | 0 | 0
NY New Units MER Rate Limit v3.1 | 755 | 7350 | MACT Fuel Choice Floor in lbs/MMBtu | FALSE | L | Annual | Allowances Withdrawn (n:1) | lbs | 0 | 0 | 0 | 0 | 0 | 0 | 0
NY New Units MER Rate Limit v3.1 | 755 | 7350 | MACT Fuel Choice Floor in lbs/MMBtu | FALSE | L | Annual | Net Emissions Allowance Position | lbs | 0 | 0 | 0 | 0 | 0 | 0 | 0
NY New Units MER Rate Limit v3.1 | 755 | 7350 | MACT Fuel Choice Floor in lbs/MMBtu | FALSE | L | Annual | Fuel Consumed | TBtu | 0 | 0 | 0 | 0 | 0 | 0 | 0
NY New Units MER Rate Limit v3.1 | 755 | 7350 | MACT Fuel Choice Floor in lbs/MMBtu | FALSE | L | Annual | Rate | lb/MMBtu | 0 | 0 | 0 | 0 | 0 | 0 | 0
NY New Units MER Rate Limit v3.1 | 755 | 7350 | MACT Fuel Choice Floor in lbs/MMBtu | FALSE | L | Annual | Generation | TWh | 0 | 0 | 0 | 0 | 0 | 0 | 0
NY New Units MER Rate Limit v3.1 | 755 | 7350 | MACT Fuel Choice Floor in lbs/MMBtu | FALSE | L | Annual | Qualifying Generation | TWh | 0 | 0 | 0 | 0 | 0 | 0 | 0
NY New Units MER Rate Limit v3.1 | 755 | 7350 | MACT Fuel Choice Floor in lbs/MMBtu | FALSE | L | Annual | Constraint Shadow Price | US2022$/Lb | 0 | 0 | 0 | 0 | 0 | 0 | 0
NY New Units MER Rate Limit v3.1 | 756 | 7350 | MACT Fuel Choice Floor in lbs/MMBtu | FALSE | L | Annual | Seasons Included | Seasons | Winter, Spring, Summer, Fall | Winter, Spring, Summer, Fall | Winter, Spring, Summer, Fall | Winter, Spring, Summer, Fall | Winter, Spring, Summer, Fall | Winter, Spring, Summer, Fall | Winter, Spring, Summer, Fall
NY New Units MER Rate Limit v3.1 | 756 | 7350 | MACT Fuel Choice Floor in lbs/MMBtu | FALSE | L | Annual | Emission Floor | lbs/MMBtu | 6e-07 | 6e-07 | 6e-07 | 6e-07 | 6e-07 | 6e-07 | 6e-07
NY New Units MER Rate Limit v3.1 | 756 | 7350 | MACT Fuel Choice Floor in lbs/MMBtu | FALSE | L | Annual | Emissions at Affected Plants MER | lbs | 0 | 0 | 0 | 0 | 0 | 0 | 0
NY New Units MER Rate Limit v3.1 | 756 | 7350 | MACT Fuel Choice Floor in lbs/MMBtu | FALSE | L | Annual | Allowances Purchased MER | lbs | 0 | 0 | 0 | 0 | 0 | 0 | 0
NY New Units MER Rate Limit v3.1 | 756 | 7350 | MACT Fuel Choice Floor in lbs/MMBtu | FALSE | L | Annual | Allowances Sold MER | lbs | 0 | 0 | 0 | 0 | 0 | 0 | 0
NY New Units MER Rate Limit v3.1 | 756 | 7350 | MACT Fuel Choice Floor in lbs/MMBtu | FALSE | L | Annual | Allowances Banked | lbs | 0 | 0 | 0 | 0 | 0 | 0 | 0
NY New Units MER Rate Limit v3.1 | 756 | 7350 | MACT Fuel Choice Floor in lbs/MMBtu | FALSE | L | Annual | Allowances Withdrawn (1:1) | lbs | 0 | 0 | 0 | 0 | 0 | 0 | 0
NY New Units MER Rate Limit v3.1 | 756 | 7350 | MACT Fuel Choice Floor in lbs/MMBtu | FALSE | L | Annual | Allowances Withdrawn (n:1) | lbs | 0 | 0 | 0 | 0 | 0 | 0 | 0
NY New Units MER Rate Limit v3.1 | 756 | 7350 | MACT Fuel Choice Floor in lbs/MMBtu | FALSE | L | Annual | Net Emissions Allowance Position | lbs | 0 | 0 | 0 | 0 | 0 | 0 | 0
NY New Units MER Rate Limit v3.1 | 756 | 7350 | MACT Fuel Choice Floor in lbs/MMBtu | FALSE | L | Annual | Fuel Consumed | TBtu | 0 | 0 | 0 | 0 | 0 | 0 | 0
NY New Units MER Rate Limit v3.1 | 756 | 7350 | MACT Fuel Choice Floor in lbs/MMBtu | FALSE | L | Annual | Rate | lb/MMBtu | 0 | 0 | 0 | 0 | 0 | 0 | 0
NY New Units MER Rate Limit v3.1 | 756 | 7350 | MACT Fuel Choice Floor in lbs/MMBtu | FALSE | L | Annual | Generation | TWh | 0 | 0 | 0 | 0 | 0 | 0 | 0
NY New Units MER Rate Limit v3.1 | 756 | 7350 | MACT Fuel Choice Floor in lbs/MMBtu | FALSE | L | Annual | Qualifying Generation | TWh | 0 | 0 | 0 | 0 | 0 | 0 | 0
NY New Units MER Rate Limit v3.1 | 756 | 7350 | MACT Fuel Choice Floor in lbs/MMBtu | FALSE | L | Annual | Constraint Shadow Price | US2022$/Lb | 0 | 0 | 0 | 0 | 0 | 0 | 0
NY New Units MER Rate Limit v3.1 | 757 | 7350 | MACT Fuel Choice Floor in lbs/MMBtu | FALSE | L | Annual | Seasons Included | Seasons | Winter, Spring, Summer, Fall | Winter, Spring, Summer, Fall | Winter, Spring, Summer, Fall | Winter, Spring, Summer, Fall | Winter, Spring, Summer, Fall | Winter, Spring, Summer, Fall | Winter, Spring, Summer, Fall
NY New Units MER Rate Limit v3.1 | 757 | 7350 | MACT Fuel Choice Floor in lbs/MMBtu | FALSE | L | Annual | Emission Floor | lbs/MMBtu | 6e-07 | 6e-07 | 6e-07 | 6e-07 | 6e-07 | 6e-07 | 6e-07
NY New Units MER Rate Limit v3.1 | 757 | 7350 | MACT Fuel Choice Floor in lbs/MMBtu | FALSE | L | Annual | Emissions at Affected Plants MER | lbs | 0 | 0 | 0 | 0 | 0 | 0 | 0
NY New Units MER Rate Limit v3.1 | 757 | 7350 | MACT Fuel Choice Floor in lbs/MMBtu | FALSE | L | Annual | Allowances Purchased MER | lbs | 0 | 0 | 0 | 0 | 0 | 0 | 0
NY New Units MER Rate Limit v3.1 | 757 | 7350 | MACT Fuel Choice Floor in lbs/MMBtu | FALSE | L | Annual | Allowances Sold MER | lbs | 0 | 0 | 0 | 0 | 0 | 0 | 0
NY New Units MER Rate Limit v3.1 | 757 | 7350 | MACT Fuel Choice Floor in lbs/MMBtu | FALSE | L | Annual | Allowances Banked | lbs | 0 | 0 | 0 | 0 | 0 | 0 | 0
NY New Units MER Rate Limit v3.1 | 757 | 7350 | MACT Fuel Choice Floor in lbs/MMBtu | FALSE | L | Annual | Allowances Withdrawn (1:1) | lbs | 0 | 0 | 0 | 0 | 0 | 0 | 0
NY New Units MER Rate Limit v3.1 | 757 | 7350 | MACT Fuel Choice Floor in lbs/MMBtu | FALSE | L | Annual | Allowances Withdrawn (n:1) | lbs | 0 | 0 | 0 | 0 | 0 | 0 | 0
NY New Units MER Rate Limit v3.1 | 757 | 7350 | MACT Fuel Choice Floor in lbs/MMBtu | FALSE | L | Annual | Net Emissions Allowance Position | lbs | 0 | 0 | 0 | 0 | 0 | 0 | 0
NY New Units MER Rate Limit v3.1 | 757 | 7350 | MACT Fuel Choice Floor in lbs/MMBtu | FALSE | L | Annual | Fuel Consumed | TBtu | 0 | 0 | 0 | 0 | 0 | 0 | 0
NY New Units MER Rate Limit v3.1 | 757 | 7350 | MACT Fuel Choice Floor in lbs/MMBtu | FALSE | L | Annual | Rate | lb/MMBtu | 0 | 0 | 0 | 0 | 0 | 0 | 0
NY New Units MER Rate Limit v3.1 | 757 | 7350 | MACT Fuel Choice Floor in lbs/MMBtu | FALSE | L | Annual | Generation | TWh | 0 | 0 | 0 | 0 | 0 | 0 | 0
NY New Units MER Rate Limit v3.1 | 757 | 7350 | MACT Fuel Choice Floor in lbs/MMBtu | FALSE | L | Annual | Qualifying Generation | TWh | 0 | 0 | 0 | 0 | 0 | 0 | 0
NY New Units MER Rate Limit v3.1 | 757 | 7350 | MACT Fuel Choice Floor in lbs/MMBtu | FALSE | L | Annual | Constraint Shadow Price | US2022$/Lb | 0 | 0 | 0 | 0 | 0 | 0 | 0
NY New Units MER Rate Limit v3.1 | 758 | 7350 | MACT Fuel Choice Floor in lbs/MMBtu | FALSE | L | Annual | Seasons Included | Seasons | Winter, Spring, Summer, Fall | Winter, Spring, Summer, Fall | Winter, Spring, Summer, Fall | Winter, Spring, Summer, Fall | Winter, Spring, Summer, Fall | Winter, Spring, Summer, Fall | Winter, Spring, Summer, Fall
NY New Units MER Rate Limit v3.1 | 758 | 7350 | MACT Fuel Choice Floor in lbs/MMBtu | FALSE | L | Annual | Emission Floor | lbs/MMBtu | 6e-07 | 6e-07 | 6e-07 | 6e-07 | 6e-07 | 6e-07 | 6e-07
NY New Units MER Rate Limit v3.1 | 758 | 7350 | MACT Fuel Choice Floor in lbs/MMBtu | FALSE | L | Annual | Emissions at Affected Plants MER | lbs | 0 | 0 | 0 | 0 | 0 | 0 | 0
NY New Units MER Rate Limit v3.1 | 758 | 7350 | MACT Fuel Choice Floor in lbs/MMBtu | FALSE | L | Annual | Allowances Purchased MER | lbs | 0 | 0 | 0 | 0 | 0 | 0 | 0
NY New Units MER Rate Limit v3.1 | 758 | 7350 | MACT Fuel Choice Floor in lbs/MMBtu | FALSE | L | Annual | Allowances Sold MER | lbs | 0 | 0 | 0 | 0 | 0 | 0 | 0
NY New Units MER Rate Limit v3.1 | 758 | 7350 | MACT Fuel Choice Floor in lbs/MMBtu | FALSE | L | Annual | Allowances Banked | lbs | 0 | 0 | 0 | 0 | 0 | 0 | 0
NY New Units MER Rate Limit v3.1 | 758 | 7350 | MACT Fuel Choice Floor in lbs/MMBtu | FALSE | L | Annual | Allowances Withdrawn (1:1) | lbs | 0 | 0 | 0 | 0 | 0 | 0 | 0
NY New Units MER Rate Limit v3.1 | 758 | 7350 | MACT Fuel Choice Floor in lbs/MMBtu | FALSE | L | Annual | Allowances Withdrawn (n:1) | lbs | 0 | 0 | 0 | 0 | 0 | 0 | 0
NY New Units MER Rate Limit v3.1 | 758 | 7350 | MACT Fuel Choice Floor in lbs/MMBtu | FALSE | L | Annual | Net Emissions Allowance Position | lbs | 0 | 0 | 0 | 0 | 0 | 0 | 0
NY New Units MER Rate Limit v3.1 | 758 | 7350 | MACT Fuel Choice Floor in lbs/MMBtu | FALSE | L | Annual | Fuel Consumed | TBtu | 0 | 0 | 0 | 0 | 0 | 0 | 0
NY New Units MER Rate Limit v3.1 | 758 | 7350 | MACT Fuel Choice Floor in lbs/MMBtu | FALSE | L | Annual | Rate | lb/MMBtu | 0 | 0 | 0 | 0 | 0 | 0 | 0
NY New Units MER Rate Limit v3.1 | 758 | 7350 | MACT Fuel Choice Floor in lbs/MMBtu | FALSE | L | Annual | Generation | TWh | 0 | 0 | 0 | 0 | 0 | 0 | 0
NY New Units MER Rate Limit v3.1 | 758 | 7350 | MACT Fuel Choice Floor in lbs/MMBtu | FALSE | L | Annual | Qualifying Generation | TWh | 0 | 0 | 0 | 0 | 0 | 0 | 0
NY New Units MER Rate Limit v3.1 | 758 | 7350 | MACT Fuel Choice Floor in lbs/MMBtu | FALSE | L | Annual | Constraint Shadow Price | US2022$/Lb | 0 | 0 | 0 | 0 | 0 | 0 | 0
NY New Units MER Rate Limit v3.1 | 759 | 7350 | MACT Fuel Choice Floor in lbs/MMBtu | FALSE | L | Annual | Seasons Included | Seasons | Winter, Spring, Summer, Fall | Winter, Spring, Summer, Fall | Winter, Spring, Summer, Fall | Winter, Spring, Summer, Fall | Winter, Spring, Summer, Fall | Winter, Spring, Summer, Fall | Winter, Spring, Summer, Fall
NY New Units MER Rate Limit v3.1 | 759 | 7350 | MACT Fuel Choice Floor in lbs/MMBtu | FALSE | L | Annual | Emission Floor | lbs/MMBtu | 6e-07 | 6e-07 | 6e-07 | 6e-07 | 6e-07 | 6e-07 | 6e-07
NY New Units MER Rate Limit v3.1 | 759 | 7350 | MACT Fuel Choice Floor in lbs/MMBtu | FALSE | L | Annual | Emissions at Affected Plants MER | lbs | 0 | 0 | 0 | 0 | 0 | 0 | 0
NY New Units MER Rate Limit v3.1 | 759 | 7350 | MACT Fuel Choice Floor in lbs/MMBtu | FALSE | L | Annual | Allowances Purchased MER | lbs | 0 | 0 | 0 | 0 | 0 | 0 | 0
NY New Units MER Rate Limit v3.1 | 759 | 7350 | MACT Fuel Choice Floor in lbs/MMBtu | FALSE | L | Annual | Allowances Sold MER | lbs | 0 | 0 | 0 | 0 | 0 | 0 | 0
NY New Units MER Rate Limit v3.1 | 759 | 7350 | MACT Fuel Choice Floor in lbs/MMBtu | FALSE | L | Annual | Allowances Banked | lbs | 0 | 0 | 0 | 0 | 0 | 0 | 0
NY New Units MER Rate Limit v3.1 | 759 | 7350 | MACT Fuel Choice Floor in lbs/MMBtu | FALSE | L | Annual | Allowances Withdrawn (1:1) | lbs | 0 | 0 | 0 | 0 | 0 | 0 | 0
NY New Units MER Rate Limit v3.1 | 759 | 7350 | MACT Fuel Choice Floor in lbs/MMBtu | FALSE | L | Annual | Allowances Withdrawn (n:1) | lbs | 0 | 0 | 0 | 0 | 0 | 0 | 0
NY New Units MER Rate Limit v3.1 | 759 | 7350 | MACT Fuel Choice Floor in lbs/MMBtu | FALSE | L | Annual | Net Emissions Allowance Position | lbs | 0 | 0 | 0 | 0 | 0 | 0 | 0
NY New Units MER Rate Limit v3.1 | 759 | 7350 | MACT Fuel Choice Floor in lbs/MMBtu | FALSE | L | Annual | Fuel Consumed | TBtu | 0 | 0 | 0 | 0 | 0 | 0 | 0
NY New Units MER Rate Limit v3.1 | 759 | 7350 | MACT Fuel Choice Floor in lbs/MMBtu | FALSE | L | Annual | Rate | lb/MMBtu | 0 | 0 | 0 | 0 | 0 | 0 | 0
NY New Units MER Rate Limit v3.1 | 759 | 7350 | MACT Fuel Choice Floor in lbs/MMBtu | FALSE | L | Annual | Generation | TWh | 0 | 0 | 0 | 0 | 0 | 0 | 0
NY New Units MER Rate Limit v3.1 | 759 | 7350 | MACT Fuel Choice Floor in lbs/MMBtu | FALSE | L | Annual | Qualifying Generation | TWh | 0 | 0 | 0 | 0 | 0 | 0 | 0
NY New Units MER Rate Limit v3.1 | 759 | 7350 | MACT Fuel Choice Floor in lbs/MMBtu | FALSE | L | Annual | Constraint Shadow Price | US2022$/Lb | 0 | 0 | 0 | 0 | 0 | 0 | 0
NY New Units MER Rate Limit v3.1 | 760 | 7350 | MACT Fuel Choice Floor in lbs/MMBtu | FALSE | L | Annual | Seasons Included | Seasons | Winter, Spring, Summer, Fall | Winter, Spring, Summer, Fall | Winter, Spring, Summer, Fall | Winter, Spring, Summer, Fall | Winter, Spring, Summer, Fall | Winter, Spring, Summer, Fall | Winter, Spring, Summer, Fall
NY New Units MER Rate Limit v3.1 | 760 | 7350 | MACT Fuel Choice Floor in lbs/MMBtu | FALSE | L | Annual | Emission Floor | lbs/MMBtu | 6e-07 | 6e-07 | 6e-07 | 6e-07 | 6e-07 | 6e-07 | 6e-07
NY New Units MER Rate Limit v3.1 | 760 | 7350 | MACT Fuel Choice Floor in lbs/MMBtu | FALSE | L | Annual | Emissions at Affected Plants MER | lbs | 0 | 0 | 0 | 0 | 0 | 0 | 0
NY New Units MER Rate Limit v3.1 | 760 | 7350 | MACT Fuel Choice Floor in lbs/MMBtu | FALSE | L | Annual | Allowances Purchased MER | lbs | 0 | 0 | 0 | 0 | 0 | 0 | 0
NY New Units MER Rate Limit v3.1 | 760 | 7350 | MACT Fuel Choice Floor in lbs/MMBtu | FALSE | L | Annual | Allowances Sold MER | lbs | 0 | 0 | 0 | 0 | 0 | 0 | 0
NY New Units MER Rate Limit v3.1 | 760 | 7350 | MACT Fuel Choice Floor in lbs/MMBtu | FALSE | L | Annual | Allowances Banked | lbs | 0 | 0 | 0 | 0 | 0 | 0 | 0
NY New Units MER Rate Limit v3.1 | 760 | 7350 | MACT Fuel Choice Floor in lbs/MMBtu | FALSE | L | Annual | Allowances Withdrawn (1:1) | lbs | 0 | 0 | 0 | 0 | 0 | 0 | 0
NY New Units MER Rate Limit v3.1 | 760 | 7350 | MACT Fuel Choice Floor in lbs/MMBtu | FALSE | L | Annual | Allowances Withdrawn (n:1) | lbs | 0 | 0 | 0 | 0 | 0 | 0 | 0
NY New Units MER Rate Limit v3.1 | 760 | 7350 | MACT Fuel Choice Floor in lbs/MMBtu | FALSE | L | Annual | Net Emissions Allowance Position | lbs | 0 | 0 | 0 | 0 | 0 | 0 | 0
NY New Units MER Rate Limit v3.1 | 760 | 7350 | MACT Fuel Choice Floor in lbs/MMBtu | FALSE | L | Annual | Fuel Consumed | TBtu | 0 | 0 | 0 | 0 | 0 | 0 | 0
NY New Units MER Rate Limit v3.1 | 760 | 7350 | MACT Fuel Choice Floor in lbs/MMBtu | FALSE | L | Annual | Rate | lb/MMBtu | 0 | 0 | 0 | 0 | 0 | 0 | 0
NY New Units MER Rate Limit v3.1 | 760 | 7350 | MACT Fuel Choice Floor in lbs/MMBtu | FALSE | L | Annual | Generation | TWh | 0 | 0 | 0 | 0 | 0 | 0 | 0
NY New Units MER Rate Limit v3.1 | 760 | 7350 | MACT Fuel Choice Floor in lbs/MMBtu | FALSE | L | Annual | Qualifying Generation | TWh | 0 | 0 | 0 | 0 | 0 | 0 | 0
NY New Units MER Rate Limit v3.1 | 760 | 7350 | MACT Fuel Choice Floor in lbs/MMBtu | FALSE | L | Annual | Constraint Shadow Price | US2022$/Lb | 0 | 0 | 0 | 0 | 0 | 0 | 0
NY New Units MER Rate Limit v3.1 | 761 | 7350 | MACT Fuel Choice Floor in lbs/MMBtu | FALSE | L | Annual | Seasons Included | Seasons | Winter, Spring, Summer, Fall | Winter, Spring, Summer, Fall | Winter, Spring, Summer, Fall | Winter, Spring, Summer, Fall | Winter, Spring, Summer, Fall | Winter, Spring, Summer, Fall | Winter, Spring, Summer, Fall
NY New Units MER Rate Limit v3.1 | 761 | 7350 | MACT Fuel Choice Floor in lbs/MMBtu | FALSE | L | Annual | Emission Floor | lbs/MMBtu | 6e-07 | 6e-07 | 6e-07 | 6e-07 | 6e-07 | 6e-07 | 6e-07
NY New Units MER Rate Limit v3.1 | 761 | 7350 | MACT Fuel Choice Floor in lbs/MMBtu | FALSE | L | Annual | Emissions at Affected Plants MER | lbs | 0 | 0 | 0 | 0 | 0 | 0 | 0
NY New Units MER Rate Limit v3.1 | 761 | 7350 | MACT Fuel Choice Floor in lbs/MMBtu | FALSE | L | Annual | Allowances Purchased MER | lbs | 0 | 0 | 0 | 0 | 0 | 0 | 0
NY New Units MER Rate Limit v3.1 | 761 | 7350 | MACT Fuel Choice Floor in lbs/MMBtu | FALSE | L | Annual | Allowances Sold MER | lbs | 0 | 0 | 0 | 0 | 0 | 0 | 0
NY New Units MER Rate Limit v3.1 | 761 | 7350 | MACT Fuel Choice Floor in lbs/MMBtu | FALSE | L | Annual | Allowances Banked | lbs | 0 | 0 | 0 | 0 | 0 | 0 | 0
NY New Units MER Rate Limit v3.1 | 761 | 7350 | MACT Fuel Choice Floor in lbs/MMBtu | FALSE | L | Annual | Allowances Withdrawn (1:1) | lbs | 0 | 0 | 0 | 0 | 0 | 0 | 0
NY New Units MER Rate Limit v3.1 | 761 | 7350 | MACT Fuel Choice Floor in lbs/MMBtu | FALSE | L | Annual | Allowances Withdrawn (n:1) | lbs | 0 | 0 | 0 | 0 | 0 | 0 | 0
NY New Units MER Rate Limit v3.1 | 761 | 7350 | MACT Fuel Choice Floor in lbs/MMBtu | FALSE | L | Annual | Net Emissions Allowance Position | lbs | 0 | 0 | 0 | 0 | 0 | 0 | 0
NY New Units MER Rate Limit v3.1 | 761 | 7350 | MACT Fuel Choice Floor in lbs/MMBtu | FALSE | L | Annual | Fuel Consumed | TBtu | 0 | 0 | 0 | 0 | 0 | 0 | 0
NY New Units MER Rate Limit v3.1 | 761 | 7350 | MACT Fuel Choice Floor in lbs/MMBtu | FALSE | L | Annual | Rate | lb/MMBtu | 0 | 0 | 0 | 0 | 0 | 0 | 0
NY New Units MER Rate Limit v3.1 | 761 | 7350 | MACT Fuel Choice Floor in lbs/MMBtu | FALSE | L | Annual | Generation | TWh | 0 | 0 | 0 | 0 | 0 | 0 | 0
NY New Units MER Rate Limit v3.1 | 761 | 7350 | MACT Fuel Choice Floor in lbs/MMBtu | FALSE | L | Annual | Qualifying Generation | TWh | 0 | 0 | 0 | 0 | 0 | 0 | 0
NY New Units MER Rate Limit v3.1 | 761 | 7350 | MACT Fuel Choice Floor in lbs/MMBtu | FALSE | L | Annual | Constraint Shadow Price | US2022$/Lb | 0 | 0 | 0 | 0 | 0 | 0 | 0
NY New Units MER Rate Limit v3.1 | 762 | 7350 | MACT Fuel Choice Floor in lbs/MMBtu | FALSE | L | Annual | Seasons Included | Seasons | Winter, Spring, Summer, Fall | Winter, Spring, Summer, Fall | Winter, Spring, Summer, Fall | Winter, Spring, Summer, Fall | Winter, Spring, Summer, Fall | Winter, Spring, Summer, Fall | Winter, Spring, Summer, Fall
NY New Units MER Rate Limit v3.1 | 762 | 7350 | MACT Fuel Choice Floor in lbs/MMBtu | FALSE | L | Annual | Emission Floor | lbs/MMBtu | 6e-07 | 6e-07 | 6e-07 | 6e-07 | 6e-07 | 6e-07 | 6e-07
NY New Units MER Rate Limit v3.1 | 762 | 7350 | MACT Fuel Choice Floor in lbs/MMBtu | FALSE | L | Annual | Emissions at Affected Plants MER | lbs | 0 | 0 | 0 | 0 | 0 | 0 | 0
NY New Units MER Rate Limit v3.1 | 762 | 7350 | MACT Fuel Choice Floor in lbs/MMBtu | FALSE | L | Annual | Allowances Purchased MER | lbs | 0 | 0 | 0 | 0 | 0 | 0 | 0
NY New Units MER Rate Limit v3.1 | 762 | 7350 | MACT Fuel Choice Floor in lbs/MMBtu | FALSE | L | Annual | Allowances Sold MER | lbs | 0 | 0 | 0 | 0 | 0 | 0 | 0
NY New Units MER Rate Limit v3.1 | 762 | 7350 | MACT Fuel Choice Floor in lbs/MMBtu | FALSE | L | Annual | Allowances Banked | lbs | 0 | 0 | 0 | 0 | 0 | 0 | 0
NY New Units MER Rate Limit v3.1 | 762 | 7350 | MACT Fuel Choice Floor in lbs/MMBtu | FALSE | L | Annual | Allowances Withdrawn (1:1) | lbs | 0 | 0 | 0 | 0 | 0 | 0 | 0
NY New Units MER Rate Limit v3.1 | 762 | 7350 | MACT Fuel Choice Floor in lbs/MMBtu | FALSE | L | Annual | Allowances Withdrawn (n:1) | lbs | 0 | 0 | 0 | 0 | 0 | 0 | 0
NY New Units MER Rate Limit v3.1 | 762 | 7350 | MACT Fuel Choice Floor in lbs/MMBtu | FALSE | L | Annual | Net Emissions Allowance Position | lbs | 0 | 0 | 0 | 0 | 0 | 0 | 0
NY New Units MER Rate Limit v3.1 | 762 | 7350 | MACT Fuel Choice Floor in lbs/MMBtu | FALSE | L | Annual | Fuel Consumed | TBtu | 0 | 0 | 0 | 0 | 0 | 0 | 0
NY New Units MER Rate Limit v3.1 | 762 | 7350 | MACT Fuel Choice Floor in lbs/MMBtu | FALSE | L | Annual | Rate | lb/MMBtu | 0 | 0 | 0 | 0 | 0 | 0 | 0
NY New Units MER Rate Limit v3.1 | 762 | 7350 | MACT Fuel Choice Floor in lbs/MMBtu | FALSE | L | Annual | Generation | TWh | 0 | 0 | 0 | 0 | 0 | 0 | 0
NY New Units MER Rate Limit v3.1 | 762 | 7350 | MACT Fuel Choice Floor in lbs/MMBtu | FALSE | L | Annual | Qualifying Generation | TWh | 0 | 0 | 0 | 0 | 0 | 0 | 0
NY New Units MER Rate Limit v3.1 | 762 | 7350 | MACT Fuel Choice Floor in lbs/MMBtu | FALSE | L | Annual | Constraint Shadow Price | US2022$/Lb | 0 | 0 | 0 | 0 | 0 | 0 | 0
NY New Units MER Rate Limit v3.1 | 763 | 7350 | MACT Fuel Choice Floor in lbs/MMBtu | FALSE | L | Annual | Seasons Included | Seasons | Winter, Spring, Summer, Fall | Winter, Spring, Summer, Fall | Winter, Spring, Summer, Fall | Winter, Spring, Summer, Fall | Winter, Spring, Summer, Fall | Winter, Spring, Summer, Fall | Winter, Spring, Summer, Fall
NY New Units MER Rate Limit v3.1 | 763 | 7350 | MACT Fuel Choice Floor in lbs/MMBtu | FALSE | L | Annual | Emission Floor | lbs/MMBtu | 6e-07 | 6e-07 | 6e-07 | 6e-07 | 6e-07 | 6e-07 | 6e-07
NY New Units MER Rate Limit v3.1 | 763 | 7350 | MACT Fuel Choice Floor in lbs/MMBtu | FALSE | L | Annual | Emissions at Affected Plants MER | lbs | 0 | 0 | 0 | 0 | 0 | 0 | 0
NY New Units MER Rate Limit v3.1 | 763 | 7350 | MACT Fuel Choice Floor in lbs/MMBtu | FALSE | L | Annual | Allowances Purchased MER | lbs | 0 | 0 | 0 | 0 | 0 | 0 | 0
NY New Units MER Rate Limit v3.1 | 763 | 7350 | MACT Fuel Choice Floor in lbs/MMBtu | FALSE | L | Annual | Allowances Sold MER | lbs | 0 | 0 | 0 | 0 | 0 | 0 | 0
NY New Units MER Rate Limit v3.1 | 763 | 7350 | MACT Fuel Choice Floor in lbs/MMBtu | FALSE | L | Annual | Allowances Banked | lbs | 0 | 0 | 0 | 0 | 0 | 0 | 0
NY New Units MER Rate Limit v3.1 | 763 | 7350 | MACT Fuel Choice Floor in lbs/MMBtu | FALSE | L | Annual | Allowances Withdrawn (1:1) | lbs | 0 | 0 | 0 | 0 | 0 | 0 | 0
NY New Units MER Rate Limit v3.1 | 763 | 7350 | MACT Fuel Choice Floor in lbs/MMBtu | FALSE | L | Annual | Allowances Withdrawn (n:1) | lbs | 0 | 0 | 0 | 0 | 0 | 0 | 0
NY New Units MER Rate Limit v3.1 | 763 | 7350 | MACT Fuel Choice Floor in lbs/MMBtu | FALSE | L | Annual | Net Emissions Allowance Position | lbs | 0 | 0 | 0 | 0 | 0 | 0 | 0
NY New Units MER Rate Limit v3.1 | 763 | 7350 | MACT Fuel Choice Floor in lbs/MMBtu | FALSE | L | Annual | Fuel Consumed | TBtu | 0 | 0 | 0 | 0 | 0 | 0 | 0
NY New Units MER Rate Limit v3.1 | 763 | 7350 | MACT Fuel Choice Floor in lbs/MMBtu | FALSE | L | Annual | Rate | lb/MMBtu | 0 | 0 | 0 | 0 | 0 | 0 | 0
NY New Units MER Rate Limit v3.1 | 763 | 7350 | MACT Fuel Choice Floor in lbs/MMBtu | FALSE | L | Annual | Generation | TWh | 0 | 0 | 0 | 0 | 0 | 0 | 0
NY New Units MER Rate Limit v3.1 | 763 | 7350 | MACT Fuel Choice Floor in lbs/MMBtu | FALSE | L | Annual | Qualifying Generation | TWh | 0 | 0 | 0 | 0 | 0 | 0 | 0
NY New Units MER Rate Limit v3.1 | 763 | 7350 | MACT Fuel Choice Floor in lbs/MMBtu | FALSE | L | Annual | Constraint Shadow Price | US2022$/Lb | 0 | 0 | 0 | 0 | 0 | 0 | 0
NY New Units MER Rate Limit v3.1 | 764 | 7350 | MACT Fuel Choice Floor in lbs/MMBtu | FALSE | L | Annual | Seasons Included | Seasons | Winter, Spring, Summer, Fall | Winter, Spring, Summer, Fall | Winter, Spring, Summer, Fall | Winter, Spring, Summer, Fall | Winter, Spring, Summer, Fall | Winter, Spring, Summer, Fall | Winter, Spring, Summer, Fall
NY New Units MER Rate Limit v3.1 | 764 | 7350 | MACT Fuel Choice Floor in lbs/MMBtu | FALSE | L | Annual | Emission Floor | lbs/MMBtu | 6e-07 | 6e-07 | 6e-07 | 6e-07 | 6e-07 | 6e-07 | 6e-07
NY New Units MER Rate Limit v3.1 | 764 | 7350 | MACT Fuel Choice Floor in lbs/MMBtu | FALSE | L | Annual | Emissions at Affected Plants MER | lbs | 0 | 0 | 0 | 0 | 0 | 0 | 0
NY New Units MER Rate Limit v3.1 | 764 | 7350 | MACT Fuel Choice Floor in lbs/MMBtu | FALSE | L | Annual | Allowances Purchased MER | lbs | 0 | 0 | 0 | 0 | 0 | 0 | 0
NY New Units MER Rate Limit v3.1 | 764 | 7350 | MACT Fuel Choice Floor in lbs/MMBtu | FALSE | L | Annual | Allowances Sold MER | lbs | 0 | 0 | 0 | 0 | 0 | 0 | 0
NY New Units MER Rate Limit v3.1 | 764 | 7350 | MACT Fuel Choice Floor in lbs/MMBtu | FALSE | L | Annual | Allowances Banked | lbs | 0 | 0 | 0 | 0 | 0 | 0 | 0
NY New Units MER Rate Limit v3.1 | 764 | 7350 | MACT Fuel Choice Floor in lbs/MMBtu | FALSE | L | Annual | Allowances Withdrawn (1:1) | lbs | 0 | 0 | 0 | 0 | 0 | 0 | 0
NY New Units MER Rate Limit v3.1 | 764 | 7350 | MACT Fuel Choice Floor in lbs/MMBtu | FALSE | L | Annual | Allowances Withdrawn (n:1) | lbs | 0 | 0 | 0 | 0 | 0 | 0 | 0
NY New Units MER Rate Limit v3.1 | 764 | 7350 | MACT Fuel Choice Floor in lbs/MMBtu | FALSE | L | Annual | Net Emissions Allowance Position | lbs | 0 | 0 | 0 | 0 | 0 | 0 | 0
NY New Units MER Rate Limit v3.1 | 764 | 7350 | MACT Fuel Choice Floor in lbs/MMBtu | FALSE | L | Annual | Fuel Consumed | TBtu | 0 | 0 | 0 | 0 | 0 | 0 | 0
NY New Units MER Rate Limit v3.1 | 764 | 7350 | MACT Fuel Choice Floor in lbs/MMBtu | FALSE | L | Annual | Rate | lb/MMBtu | 0 | 0 | 0 | 0 | 0 | 0 | 0
NY New Units MER Rate Limit v3.1 | 764 | 7350 | MACT Fuel Choice Floor in lbs/MMBtu | FALSE | L | Annual | Generation | TWh | 0 | 0 | 0 | 0 | 0 | 0 | 0
NY New Units MER Rate Limit v3.1 | 764 | 7350 | MACT Fuel Choice Floor in lbs/MMBtu | FALSE | L | Annual | Qualifying Generation | TWh | 0 | 0 | 0 | 0 | 0 | 0 | 0
NY New Units MER Rate Limit v3.1 | 764 | 7350 | MACT Fuel Choice Floor in lbs/MMBtu | FALSE | L | Annual | Constraint Shadow Price | US2022$/Lb | 0 | 0 | 0 | 0 | 0 | 0 | 0
NY New Units MER Rate Limit v3.1 | 765 | 7350 | MACT Fuel Choice Floor in lbs/MMBtu | FALSE | L | Annual | Seasons Included | Seasons | Winter, Spring, Summer, Fall | Winter, Spring, Summer, Fall | Winter, Spring, Summer, Fall | Winter, Spring, Summer, Fall | Winter, Spring, Summer, Fall | Winter, Spring, Summer, Fall | Winter, Spring, Summer, Fall
NY New Units MER Rate Limit v3.1 | 765 | 7350 | MACT Fuel Choice Floor in lbs/MMBtu | FALSE | L | Annual | Emission Floor | lbs/MMBtu | 6e-07 | 6e-07 | 6e-07 | 6e-07 | 6e-07 | 6e-07 | 6e-07
NY New Units MER Rate Limit v3.1 | 765 | 7350 | MACT Fuel Choice Floor in lbs/MMBtu | FALSE | L | Annual | Emissions at Affected Plants MER | lbs | 0 | 0 | 0 | 0 | 0 | 0 | 0
NY New Units MER Rate Limit v3.1 | 765 | 7350 | MACT Fuel Choice Floor in lbs/MMBtu | FALSE | L | Annual | Allowances Purchased MER | lbs | 0 | 0 | 0 | 0 | 0 | 0 | 0
NY New Units MER Rate Limit v3.1 | 765 | 7350 | MACT Fuel Choice Floor in lbs/MMBtu | FALSE | L | Annual | Allowances Sold MER | lbs | 0 | 0 | 0 | 0 | 0 | 0 | 0
NY New Units MER Rate Limit v3.1 | 765 | 7350 | MACT Fuel Choice Floor in lbs/MMBtu | FALSE | L | Annual | Allowances Banked | lbs | 0 | 0 | 0 | 0 | 0 | 0 | 0
NY New Units MER Rate Limit v3.1 | 765 | 7350 | MACT Fuel Choice Floor in lbs/MMBtu | FALSE | L | Annual | Allowances Withdrawn (1:1) | lbs | 0 | 0 | 0 | 0 | 0 | 0 | 0
NY New Units MER Rate Limit v3.1 | 765 | 7350 | MACT Fuel Choice Floor in lbs/MMBtu | FALSE | L | Annual | Allowances Withdrawn (n:1) | lbs | 0 | 0 | 0 | 0 | 0 | 0 | 0
NY New Units MER Rate Limit v3.1 | 765 | 7350 | MACT Fuel Choice Floor in lbs/MMBtu | FALSE | L | Annual | Net Emissions Allowance Position | lbs | 0 | 0 | 0 | 0 | 0 | 0 | 0
NY New Units MER Rate Limit v3.1 | 765 | 7350 | MACT Fuel Choice Floor in lbs/MMBtu | FALSE | L | Annual | Fuel Consumed | TBtu | 0 | 0 | 0 | 0 | 0 | 0 | 0
NY New Units MER Rate Limit v3.1 | 765 | 7350 | MACT Fuel Choice Floor in lbs/MMBtu | FALSE | L | Annual | Rate | lb/MMBtu | 0 | 0 | 0 | 0 | 0 | 0 | 0
NY New Units MER Rate Limit v3.1 | 765 | 7350 | MACT Fuel Choice Floor in lbs/MMBtu | FALSE | L | Annual | Generation | TWh | 0 | 0 | 0 | 0 | 0 | 0 | 0
NY New Units MER Rate Limit v3.1 | 765 | 7350 | MACT Fuel Choice Floor in lbs/MMBtu | FALSE | L | Annual | Qualifying Generation | TWh | 0 | 0 | 0 | 0 | 0 | 0 | 0
NY New Units MER Rate Limit v3.1 | 765 | 7350 | MACT Fuel Choice Floor in lbs/MMBtu | FALSE | L | Annual | Constraint Shadow Price | US2022$/Lb | 0 | 0 | 0 | 0 | 0 | 0 | 0
NY New Units MER Rate Limit v3.1 | 766 | 7350 | MACT Fuel Choice Floor in lbs/MMBtu | FALSE | L | Annual | Seasons Included | Seasons | Winter, Spring, Summer, Fall | Winter, Spring, Summer, Fall | Winter, Spring, Summer, Fall | Winter, Spring, Summer, Fall | Winter, Spring, Summer, Fall | Winter, Spring, Summer, Fall | Winter, Spring, Summer, Fall
NY New Units MER Rate Limit v3.1 | 766 | 7350 | MACT Fuel Choice Floor in lbs/MMBtu | FALSE | L | Annual | Emission Floor | lbs/MMBtu | 6e-07 | 6e-07 | 6e-07 | 6e-07 | 6e-07 | 6e-07 | 6e-07
NY New Units MER Rate Limit v3.1 | 766 | 7350 | MACT Fuel Choice Floor in lbs/MMBtu | FALSE | L | Annual | Emissions at Affected Plants MER | lbs | 0 | 0 | 0 | 0 | 0 | 0 | 0
NY New Units MER Rate Limit v3.1 | 766 | 7350 | MACT Fuel Choice Floor in lbs/MMBtu | FALSE | L | Annual | Allowances Purchased MER | lbs | 0 | 0 | 0 | 0 | 0 | 0 | 0
NY New Units MER Rate Limit v3.1 | 766 | 7350 | MACT Fuel Choice Floor in lbs/MMBtu | FALSE | L | Annual | Allowances Sold MER | lbs | 0 | 0 | 0 | 0 | 0 | 0 | 0
NY New Units MER Rate Limit v3.1 | 766 | 7350 | MACT Fuel Choice Floor in lbs/MMBtu | FALSE | L | Annual | Allowances Banked | lbs | 0 | 0 | 0 | 0 | 0 | 0 | 0
NY New Units MER Rate Limit v3.1 | 766 | 7350 | MACT Fuel Choice Floor in lbs/MMBtu | FALSE | L | Annual | Allowances Withdrawn (1:1) | lbs | 0 | 0 | 0 | 0 | 0 | 0 | 0
NY New Units MER Rate Limit v3.1 | 766 | 7350 | MACT Fuel Choice Floor in lbs/MMBtu | FALSE | L | Annual | Allowances Withdrawn (n:1) | lbs | 0 | 0 | 0 | 0 | 0 | 0 | 0
NY New Units MER Rate Limit v3.1 | 766 | 7350 | MACT Fuel Choice Floor in lbs/MMBtu | FALSE | L | Annual | Net Emissions Allowance Position | lbs | 0 | 0 | 0 | 0 | 0 | 0 | 0
NY New Units MER Rate Limit v3.1 | 766 | 7350 | MACT Fuel Choice Floor in lbs/MMBtu | FALSE | L | Annual | Fuel Consumed | TBtu | 0 | 0 | 0 | 0 | 0 | 0 | 0
NY New Units MER Rate Limit v3.1 | 766 | 7350 | MACT Fuel Choice Floor in lbs/MMBtu | FALSE | L | Annual | Rate | lb/MMBtu | 0 | 0 | 0 | 0 | 0 | 0 | 0
NY New Units MER Rate Limit v3.1 | 766 | 7350 | MACT Fuel Choice Floor in lbs/MMBtu | FALSE | L | Annual | Generation | TWh | 0 | 0 | 0 | 0 | 0 | 0 | 0
NY New Units MER Rate Limit v3.1 | 766 | 7350 | MACT Fuel Choice Floor in lbs/MMBtu | FALSE | L | Annual | Qualifying Generation | TWh | 0 | 0 | 0 | 0 | 0 | 0 | 0
NY New Units MER Rate Limit v3.1 | 766 | 7350 | MACT Fuel Choice Floor in lbs/MMBtu | FALSE | L | Annual | Constraint Shadow Price | US2022$/Lb | 0 | 0 | 0 | 0 | 0 | 0 | 0
NY New Units MER Rate Limit v3.1 | 767 | 7350 | MACT Fuel Choice Floor in lbs/MMBtu | FALSE | L | Annual | Seasons Included | Seasons | Winter, Spring, Summer, Fall | Winter, Spring, Summer, Fall | Winter, Spring, Summer, Fall | Winter, Spring, Summer, Fall | Winter, Spring, Summer, Fall | Winter, Spring, Summer, Fall | Winter, Spring, Summer, Fall
NY New Units MER Rate Limit v3.1 | 767 | 7350 | MACT Fuel Choice Floor in lbs/MMBtu | FALSE | L | Annual | Emission Floor | lbs/MMBtu | 6e-07 | 6e-07 | 6e-07 | 6e-07 | 6e-07 | 6e-07 | 6e-07
NY New Units MER Rate Limit v3.1 | 767 | 7350 | MACT Fuel Choice Floor in lbs/MMBtu | FALSE | L | Annual | Emissions at Affected Plants MER | lbs | 0 | 0 | 0 | 0 | 0 | 0 | 0
NY New Units MER Rate Limit v3.1 | 767 | 7350 | MACT Fuel Choice Floor in lbs/MMBtu | FALSE | L | Annual | Allowances Purchased MER | lbs | 0 | 0 | 0 | 0 | 0 | 0 | 0
NY New Units MER Rate Limit v3.1 | 767 | 7350 | MACT Fuel Choice Floor in lbs/MMBtu | FALSE | L | Annual | Allowances Sold MER | lbs | 0 | 0 | 0 | 0 | 0 | 0 | 0
NY New Units MER Rate Limit v3.1 | 767 | 7350 | MACT Fuel Choice Floor in lbs/MMBtu | FALSE | L | Annual | Allowances Banked | lbs | 0 | 0 | 0 | 0 | 0 | 0 | 0
NY New Units MER Rate Limit v3.1 | 767 | 7350 | MACT Fuel Choice Floor in lbs/MMBtu | FALSE | L | Annual | Allowances Withdrawn (1:1) | lbs | 0 | 0 | 0 | 0 | 0 | 0 | 0
NY New Units MER Rate Limit v3.1 | 767 | 7350 | MACT Fuel Choice Floor in lbs/MMBtu | FALSE | L | Annual | Allowances Withdrawn (n:1) | lbs | 0 | 0 | 0 | 0 | 0 | 0 | 0
NY New Units MER Rate Limit v3.1 | 767 | 7350 | MACT Fuel Choice Floor in lbs/MMBtu | FALSE | L | Annual | Net Emissions Allowance Position | lbs | 0 | 0 | 0 | 0 | 0 | 0 | 0
NY New Units MER Rate Limit v3.1 | 767 | 7350 | MACT Fuel Choice Floor in lbs/MMBtu | FALSE | L | Annual | Fuel Consumed | TBtu | 0 | 0 | 0 | 0 | 0 | 0 | 0
NY New Units MER Rate Limit v3.1 | 767 | 7350 | MACT Fuel Choice Floor in lbs/MMBtu | FALSE | L | Annual | Rate | lb/MMBtu | 0 | 0 | 0 | 0 | 0 | 0 | 0
NY New Units MER Rate Limit v3.1 | 767 | 7350 | MACT Fuel Choice Floor in lbs/MMBtu | FALSE | L | Annual | Generation | TWh | 0 | 0 | 0 | 0 | 0 | 0 | 0
NY New Units MER Rate Limit v3.1 | 767 | 7350 | MACT Fuel Choice Floor in lbs/MMBtu | FALSE | L | Annual | Qualifying Generation | TWh | 0 | 0 | 0 | 0 | 0 | 0 | 0
NY New Units MER Rate Limit v3.1 | 767 | 7350 | MACT Fuel Choice Floor in lbs/MMBtu | FALSE | L | Annual | Constraint Shadow Price | US2022$/Lb | 0 | 0 | 0 | 0 | 0 | 0 | 0
NY New Units MER Rate Limit v3.1 | 768 | 7350 | MACT Fuel Choice Floor in lbs/MMBtu | FALSE | L | Annual | Seasons Included | Seasons | Winter, Spring, Summer, Fall | Winter, Spring, Summer, Fall | Winter, Spring, Summer, Fall | Winter, Spring, Summer, Fall | Winter, Spring, Summer, Fall | Winter, Spring, Summer, Fall | Winter, Spring, Summer, Fall
NY New Units MER Rate Limit v3.1 | 768 | 7350 | MACT Fuel Choice Floor in lbs/MMBtu | FALSE | L | Annual | Emission Floor | lbs/MMBtu | 6e-07 | 6e-07 | 6e-07 | 6e-07 | 6e-07 | 6e-07 | 6e-07
NY New Units MER Rate Limit v3.1 | 768 | 7350 | MACT Fuel Choice Floor in lbs/MMBtu | FALSE | L | Annual | Emissions at Affected Plants MER | lbs | 0 | 0 | 0 | 0 | 0 | 0 | 0
NY New Units MER Rate Limit v3.1 | 768 | 7350 | MACT Fuel Choice Floor in lbs/MMBtu | FALSE | L | Annual | Allowances Purchased MER | lbs | 0 | 0 | 0 | 0 | 0 | 0 | 0
NY New Units MER Rate Limit v3.1 | 768 | 7350 | MACT Fuel Choice Floor in lbs/MMBtu | FALSE | L | Annual | Allowances Sold MER | lbs | 0 | 0 | 0 | 0 | 0 | 0 | 0
NY New Units MER Rate Limit v3.1 | 768 | 7350 | MACT Fuel Choice Floor in lbs/MMBtu | FALSE | L | Annual | Allowances Banked | lbs | 0 | 0 | 0 | 0 | 0 | 0 | 0
NY New Units MER Rate Limit v3.1 | 768 | 7350 | MACT Fuel Choice Floor in lbs/MMBtu | FALSE | L | Annual | Allowances Withdrawn (1:1) | lbs | 0 | 0 | 0 | 0 | 0 | 0 | 0
NY New Units MER Rate Limit v3.1 | 768 | 7350 | MACT Fuel Choice Floor in lbs/MMBtu | FALSE | L | Annual | Allowances Withdrawn (n:1) | lbs | 0 | 0 | 0 | 0 | 0 | 0 | 0
NY New Units MER Rate Limit v3.1 | 768 | 7350 | MACT Fuel Choice Floor in lbs/MMBtu | FALSE | L | Annual | Net Emissions Allowance Position | lbs | 0 | 0 | 0 | 0 | 0 | 0 | 0
NY New Units MER Rate Limit v3.1 | 768 | 7350 | MACT Fuel Choice Floor in lbs/MMBtu | FALSE | L | Annual | Fuel Consumed | TBtu | 0 | 0 | 0 | 0 | 0 | 0 | 0
NY New Units MER Rate Limit v3.1 | 768 | 7350 | MACT Fuel Choice Floor in lbs/MMBtu | FALSE | L | Annual | Rate | lb/MMBtu | 0 | 0 | 0 | 0 | 0 | 0 | 0
NY New Units MER Rate Limit v3.1 | 768 | 7350 | MACT Fuel Choice Floor in lbs/MMBtu | FALSE | L | Annual | Generation | TWh | 0 | 0 | 0 | 0 | 0 | 0 | 0
NY New Units MER Rate Limit v3.1 | 768 | 7350 | MACT Fuel Choice Floor in lbs/MMBtu | FALSE | L | Annual | Qualifying Generation | TWh | 0 | 0 | 0 | 0 | 0 | 0 | 0
NY New Units MER Rate Limit v3.1 | 768 | 7350 | MACT Fuel Choice Floor in lbs/MMBtu | FALSE | L | Annual | Constraint Shadow Price | US2022$/Lb | 0 | 0 | 0 | 0 | 0 | 0 | 0
NY New Units MER Rate Limit v3.1 | 769 | 7350 | MACT Fuel Choice Floor in lbs/MMBtu | FALSE | L | Annual | Seasons Included | Seasons | Winter, Spring, Summer, Fall | Winter, Spring, Summer, Fall | Winter, Spring, Summer, Fall | Winter, Spring, Summer, Fall | Winter, Spring, Summer, Fall | Winter, Spring, Summer, Fall | Winter, Spring, Summer, Fall
NY New Units MER Rate Limit v3.1 | 769 | 7350 | MACT Fuel Choice Floor in lbs/MMBtu | FALSE | L | Annual | Emission Floor | lbs/MMBtu | 6e-07 | 6e-07 | 6e-07 | 6e-07 | 6e-07 | 6e-07 | 6e-07
NY New Units MER Rate Limit v3.1 | 769 | 7350 | MACT Fuel Choice Floor in lbs/MMBtu | FALSE | L | Annual | Emissions at Affected Plants MER | lbs | 0 | 0 | 0 | 0 | 0 | 0 | 0
NY New Units MER Rate Limit v3.1 | 769 | 7350 | MACT Fuel Choice Floor in lbs/MMBtu | FALSE | L | Annual | Allowances Purchased MER | lbs | 0 | 0 | 0 | 0 | 0 | 0 | 0
NY New Units MER Rate Limit v3.1 | 769 | 7350 | MACT Fuel Choice Floor in lbs/MMBtu | FALSE | L | Annual | Allowances Sold MER | lbs | 0 | 0 | 0 | 0 | 0 | 0 | 0
NY New Units MER Rate Limit v3.1 | 769 | 7350 | MACT Fuel Choice Floor in lbs/MMBtu | FALSE | L | Annual | Allowances Banked | lbs | 0 | 0 | 0 | 0 | 0 | 0 | 0
NY New Units MER Rate Limit v3.1 | 769 | 7350 | MACT Fuel Choice Floor in lbs/MMBtu | FALSE | L | Annual | Allowances Withdrawn (1:1) | lbs | 0 | 0 | 0 | 0 | 0 | 0 | 0
NY New Units MER Rate Limit v3.1 | 769 | 7350 | MACT Fuel Choice Floor in lbs/MMBtu | FALSE | L | Annual | Allowances Withdrawn (n:1) | lbs | 0 | 0 | 0 | 0 | 0 | 0 | 0
NY New Units MER Rate Limit v3.1 | 769 | 7350 | MACT Fuel Choice Floor in lbs/MMBtu | FALSE | L | Annual | Net Emissions Allowance Position | lbs | 0 | 0 | 0 | 0 | 0 | 0 | 0
NY New Units MER Rate Limit v3.1 | 769 | 7350 | MACT Fuel Choice Floor in lbs/MMBtu | FALSE | L | Annual | Fuel Consumed | TBtu | 0 | 0 | 0 | 0 | 0 | 0 | 0
NY New Units MER Rate Limit v3.1 | 769 | 7350 | MACT Fuel Choice Floor in lbs/MMBtu | FALSE | L | Annual | Rate | lb/MMBtu | 0 | 0 | 0 | 0 | 0 | 0 | 0
NY New Units MER Rate Limit v3.1 | 769 | 7350 | MACT Fuel Choice Floor in lbs/MMBtu | FALSE | L | Annual | Generation | TWh | 0 | 0 | 0 | 0 | 0 | 0 | 0
NY New Units MER Rate Limit v3.1 | 769 | 7350 | MACT Fuel Choice Floor in lbs/MMBtu | FALSE | L | Annual | Qualifying Generation | TWh | 0 | 0 | 0 | 0 | 0 | 0 | 0
NY New Units MER Rate Limit v3.1 | 769 | 7350 | MACT Fuel Choice Floor in lbs/MMBtu | FALSE | L | Annual | Constraint Shadow Price | US2022$/Lb | 0 | 0 | 0 | 0 | 0 | 0 | 0
NY New Units MER Rate Limit v3.1 | 770 | 7350 | MACT Fuel Choice Floor in lbs/MMBtu | FALSE | L | Annual | Seasons Included | Seasons | Winter, Spring, Summer, Fall | Winter, Spring, Summer, Fall | Winter, Spring, Summer, Fall | Winter, Spring, Summer, Fall | Winter, Spring, Summer, Fall | Winter, Spring, Summer, Fall | Winter, Spring, Summer, Fall
NY New Units MER Rate Limit v3.1 | 770 | 7350 | MACT Fuel Choice Floor in lbs/MMBtu | FALSE | L | Annual | Emission Floor | lbs/MMBtu | 6e-07 | 6e-07 | 6e-07 | 6e-07 | 6e-07 | 6e-07 | 6e-07
NY New Units MER Rate Limit v3.1 | 770 | 7350 | MACT Fuel Choice Floor in lbs/MMBtu | FALSE | L | Annual | Emissions at Affected Plants MER | lbs | 0 | 0 | 0 | 0 | 0 | 0 | 0
NY New Units MER Rate Limit v3.1 | 770 | 7350 | MACT Fuel Choice Floor in lbs/MMBtu | FALSE | L | Annual | Allowances Purchased MER | lbs | 0 | 0 | 0 | 0 | 0 | 0 | 0
NY New Units MER Rate Limit v3.1 | 770 | 7350 | MACT Fuel Choice Floor in lbs/MMBtu | FALSE | L | Annual | Allowances Sold MER | lbs | 0 | 0 | 0 | 0 | 0 | 0 | 0
NY New Units MER Rate Limit v3.1 | 770 | 7350 | MACT Fuel Choice Floor in lbs/MMBtu | FALSE | L | Annual | Allowances Banked | lbs | 0 | 0 | 0 | 0 | 0 | 0 | 0
NY New Units MER Rate Limit v3.1 | 770 | 7350 | MACT Fuel Choice Floor in lbs/MMBtu | FALSE | L | Annual | Allowances Withdrawn (1:1) | lbs | 0 | 0 | 0 | 0 | 0 | 0 | 0
NY New Units MER Rate Limit v3.1 | 770 | 7350 | MACT Fuel Choice Floor in lbs/MMBtu | FALSE | L | Annual | Allowances Withdrawn (n:1) | lbs | 0 | 0 | 0 | 0 | 0 | 0 | 0
NY New Units MER Rate Limit v3.1 | 770 | 7350 | MACT Fuel Choice Floor in lbs/MMBtu | FALSE | L | Annual | Net Emissions Allowance Position | lbs | 0 | 0 | 0 | 0 | 0 | 0 | 0
NY New Units MER Rate Limit v3.1 | 770 | 7350 | MACT Fuel Choice Floor in lbs/MMBtu | FALSE | L | Annual | Fuel Consumed | TBtu | 0 | 0 | 0 | 0 | 0 | 0 | 0
NY New Units MER Rate Limit v3.1 | 770 | 7350 | MACT Fuel Choice Floor in lbs/MMBtu | FALSE | L | Annual | Rate | lb/MMBtu | 0 | 0 | 0 | 0 | 0 | 0 | 0
NY New Units MER Rate Limit v3.1 | 770 | 7350 | MACT Fuel Choice Floor in lbs/MMBtu | FALSE | L | Annual | Generation | TWh | 0 | 0 | 0 | 0 | 0 | 0 | 0
NY New Units MER Rate Limit v3.1 | 770 | 7350 | MACT Fuel Choice Floor in lbs/MMBtu | FALSE | L | Annual | Qualifying Generation | TWh | 0 | 0 | 0 | 0 | 0 | 0 | 0
NY New Units MER Rate Limit v3.1 | 770 | 7350 | MACT Fuel Choice Floor in lbs/MMBtu | FALSE | L | Annual | Constraint Shadow Price | US2022$/Lb | 0 | 0 | 0 | 0 | 0 | 0 | 0
NY New Units MER Rate Limit v3.1 | 771 | 7350 | MACT Fuel Choice Floor in lbs/MMBtu | FALSE | L | Annual | Seasons Included | Seasons | Winter, Spring, Summer, Fall | Winter, Spring, Summer, Fall | Winter, Spring, Summer, Fall | Winter, Spring, Summer, Fall | Winter, Spring, Summer, Fall | Winter, Spring, Summer, Fall | Winter, Spring, Summer, Fall
NY New Units MER Rate Limit v3.1 | 771 | 7350 | MACT Fuel Choice Floor in lbs/MMBtu | FALSE | L | Annual | Emission Floor | lbs/MMBtu | 6e-07 | 6e-07 | 6e-07 | 6e-07 | 6e-07 | 6e-07 | 6e-07
NY New Units MER Rate Limit v3.1 | 771 | 7350 | MACT Fuel Choice Floor in lbs/MMBtu | FALSE | L | Annual | Emissions at Affected Plants MER | lbs | 0 | 0 | 0 | 0 | 0 | 0 | 0
NY New Units MER Rate Limit v3.1 | 771 | 7350 | MACT Fuel Choice Floor in lbs/MMBtu | FALSE | L | Annual | Allowances Purchased MER | lbs | 0 | 0 | 0 | 0 | 0 | 0 | 0
NY New Units MER Rate Limit v3.1 | 771 | 7350 | MACT Fuel Choice Floor in lbs/MMBtu | FALSE | L | Annual | Allowances Sold MER | lbs | 0 | 0 | 0 | 0 | 0 | 0 | 0
NY New Units MER Rate Limit v3.1 | 771 | 7350 | MACT Fuel Choice Floor in lbs/MMBtu | FALSE | L | Annual | Allowances Banked | lbs | 0 | 0 | 0 | 0 | 0 | 0 | 0
NY New Units MER Rate Limit v3.1 | 771 | 7350 | MACT Fuel Choice Floor in lbs/MMBtu | FALSE | L | Annual | Allowances Withdrawn (1:1) | lbs | 0 | 0 | 0 | 0 | 0 | 0 | 0
NY New Units MER Rate Limit v3.1 | 771 | 7350 | MACT Fuel Choice Floor in lbs/MMBtu | FALSE | L | Annual | Allowances Withdrawn (n:1) | lbs | 0 | 0 | 0 | 0 | 0 | 0 | 0
NY New Units MER Rate Limit v3.1 | 771 | 7350 | MACT Fuel Choice Floor in lbs/MMBtu | FALSE | L | Annual | Net Emissions Allowance Position | lbs | 0 | 0 | 0 | 0 | 0 | 0 | 0
NY New Units MER Rate Limit v3.1 | 771 | 7350 | MACT Fuel Choice Floor in lbs/MMBtu | FALSE | L | Annual | Fuel Consumed | TBtu | 0 | 0 | 0 | 0 | 0 | 0 | 0
NY New Units MER Rate Limit v3.1 | 771 | 7350 | MACT Fuel Choice Floor in lbs/MMBtu | FALSE | L | Annual | Rate | lb/MMBtu | 0 | 0 | 0 | 0 | 0 | 0 | 0
NY New Units MER Rate Limit v3.1 | 771 | 7350 | MACT Fuel Choice Floor in lbs/MMBtu | FALSE | L | Annual | Generation | TWh | 0 | 0 | 0 | 0 | 0 | 0 | 0
NY New Units MER Rate Limit v3.1 | 771 | 7350 | MACT Fuel Choice Floor in lbs/MMBtu | FALSE | L | Annual | Qualifying Generation | TWh | 0 | 0 | 0 | 0 | 0 | 0 | 0
NY New Units MER Rate Limit v3.1 | 771 | 7350 | MACT Fuel Choice Floor in lbs/MMBtu | FALSE | L | Annual | Constraint Shadow Price | US2022$/Lb | 0 | 0 | 0 | 0 | 0 | 0 | 0
NY New Units MER Rate Limit v3.1 | 772 | 7350 | MACT Fuel Choice Floor in lbs/MMBtu | FALSE | L | Annual | Seasons Included | Seasons | Winter, Spring, Summer, Fall | Winter, Spring, Summer, Fall | Winter, Spring, Summer, Fall | Winter, Spring, Summer, Fall | Winter, Spring, Summer, Fall | Winter, Spring, Summer, Fall | Winter, Spring, Summer, Fall
NY New Units MER Rate Limit v3.1 | 772 | 7350 | MACT Fuel Choice Floor in lbs/MMBtu | FALSE | L | Annual | Emission Floor | lbs/MMBtu | 6e-07 | 6e-07 | 6e-07 | 6e-07 | 6e-07 | 6e-07 | 6e-07
NY New Units MER Rate Limit v3.1 | 772 | 7350 | MACT Fuel Choice Floor in lbs/MMBtu | FALSE | L | Annual | Emissions at Affected Plants MER | lbs | 0 | 0 | 0 | 0 | 0 | 0 | 0
NY New Units MER Rate Limit v3.1 | 772 | 7350 | MACT Fuel Choice Floor in lbs/MMBtu | FALSE | L | Annual | Allowances Purchased MER | lbs | 0 | 0 | 0 | 0 | 0 | 0 | 0
NY New Units MER Rate Limit v3.1 | 772 | 7350 | MACT Fuel Choice Floor in lbs/MMBtu | FALSE | L | Annual | Allowances Sold MER | lbs | 0 | 0 | 0 | 0 | 0 | 0 | 0
NY New Units MER Rate Limit v3.1 | 772 | 7350 | MACT Fuel Choice Floor in lbs/MMBtu | FALSE | L | Annual | Allowances Banked | lbs | 0 | 0 | 0 | 0 | 0 | 0 | 0
NY New Units MER Rate Limit v3.1 | 772 | 7350 | MACT Fuel Choice Floor in lbs/MMBtu | FALSE | L | Annual | Allowances Withdrawn (1:1) | lbs | 0 | 0 | 0 | 0 | 0 | 0 | 0
NY New Units MER Rate Limit v3.1 | 772 | 7350 | MACT Fuel Choice Floor in lbs/MMBtu | FALSE | L | Annual | Allowances Withdrawn (n:1) | lbs | 0 | 0 | 0 | 0 | 0 | 0 | 0
NY New Units MER Rate Limit v3.1 | 772 | 7350 | MACT Fuel Choice Floor in lbs/MMBtu | FALSE | L | Annual | Net Emissions Allowance Position | lbs | 0 | 0 | 0 | 0 | 0 | 0 | 0
NY New Units MER Rate Limit v3.1 | 772 | 7350 | MACT Fuel Choice Floor in lbs/MMBtu | FALSE | L | Annual | Fuel Consumed | TBtu | 0 | 0 | 0 | 0 | 0 | 0 | 0
NY New Units MER Rate Limit v3.1 | 772 | 7350 | MACT Fuel Choice Floor in lbs/MMBtu | FALSE | L | Annual | Rate | lb/MMBtu | 0 | 0 | 0 | 0 | 0 | 0 | 0
NY New Units MER Rate Limit v3.1 | 772 | 7350 | MACT Fuel Choice Floor in lbs/MMBtu | FALSE | L | Annual | Generation | TWh | 0 | 0 | 0 | 0 | 0 | 0 | 0
NY New Units MER Rate Limit v3.1 | 772 | 7350 | MACT Fuel Choice Floor in lbs/MMBtu | FALSE | L | Annual | Qualifying Generation | TWh | 0 | 0 | 0 | 0 | 0 | 0 | 0
NY New Units MER Rate Limit v3.1 | 772 | 7350 | MACT Fuel Choice Floor in lbs/MMBtu | FALSE | L | Annual | Constraint Shadow Price | US2022$/Lb | 0 | 0 | 0 | 0 | 0 | 0 | 0
NY New Units MER Rate Limit v3.1 | 773 | 7350 | MACT Fuel Choice Floor in lbs/MMBtu | FALSE | L | Annual | Seasons Included | Seasons | Winter, Spring, Summer, Fall | Winter, Spring, Summer, Fall | Winter, Spring, Summer, Fall | Winter, Spring, Summer, Fall | Winter, Spring, Summer, Fall | Winter, Spring, Summer, Fall | Winter, Spring, Summer, Fall
NY New Units MER Rate Limit v3.1 | 773 | 7350 | MACT Fuel Choice Floor in lbs/MMBtu | FALSE | L | Annual | Emission Floor | lbs/MMBtu | 6e-07 | 6e-07 | 6e-07 | 6e-07 | 6e-07 | 6e-07 | 6e-07
NY New Units MER Rate Limit v3.1 | 773 | 7350 | MACT Fuel Choice Floor in lbs/MMBtu | FALSE | L | Annual | Emissions at Affected Plants MER | lbs | 0 | 0 | 0 | 0 | 0 | 0 | 0
NY New Units MER Rate Limit v3.1 | 773 | 7350 | MACT Fuel Choice Floor in lbs/MMBtu | FALSE | L | Annual | Allowances Purchased MER | lbs | 0 | 0 | 0 | 0 | 0 | 0 | 0
NY New Units MER Rate Limit v3.1 | 773 | 7350 | MACT Fuel Choice Floor in lbs/MMBtu | FALSE | L | Annual | Allowances Sold MER | lbs | 0 | 0 | 0 | 0 | 0 | 0 | 0
NY New Units MER Rate Limit v3.1 | 773 | 7350 | MACT Fuel Choice Floor in lbs/MMBtu | FALSE | L | Annual | Allowances Banked | lbs | 0 | 0 | 0 | 0 | 0 | 0 | 0
NY New Units MER Rate Limit v3.1 | 773 | 7350 | MACT Fuel Choice Floor in lbs/MMBtu | FALSE | L | Annual | Allowances Withdrawn (1:1) | lbs | 0 | 0 | 0 | 0 | 0 | 0 | 0
NY New Units MER Rate Limit v3.1 | 773 | 7350 | MACT Fuel Choice Floor in lbs/MMBtu | FALSE | L | Annual | Allowances Withdrawn (n:1) | lbs | 0 | 0 | 0 | 0 | 0 | 0 | 0
NY New Units MER Rate Limit v3.1 | 773 | 7350 | MACT Fuel Choice Floor in lbs/MMBtu | FALSE | L | Annual | Net Emissions Allowance Position | lbs | 0 | 0 | 0 | 0 | 0 | 0 | 0
NY New Units MER Rate Limit v3.1 | 773 | 7350 | MACT Fuel Choice Floor in lbs/MMBtu | FALSE | L | Annual | Fuel Consumed | TBtu | 0 | 0 | 0 | 0 | 0 | 0 | 0
NY New Units MER Rate Limit v3.1 | 773 | 7350 | MACT Fuel Choice Floor in lbs/MMBtu | FALSE | L | Annual | Rate | lb/MMBtu | 0 | 0 | 0 | 0 | 0 | 0 | 0
NY New Units MER Rate Limit v3.1 | 773 | 7350 | MACT Fuel Choice Floor in lbs/MMBtu | FALSE | L | Annual | Generation | TWh | 0 | 0 | 0 | 0 | 0 | 0 | 0
NY New Units MER Rate Limit v3.1 | 773 | 7350 | MACT Fuel Choice Floor in lbs/MMBtu | FALSE | L | Annual | Qualifying Generation | TWh | 0 | 0 | 0 | 0 | 0 | 0 | 0
NY New Units MER Rate Limit v3.1 | 773 | 7350 | MACT Fuel Choice Floor in lbs/MMBtu | FALSE | L | Annual | Constraint Shadow Price | US2022$/Lb | 0 | 0 | 0 | 0 | 0 | 0 | 0
NY New Units MER Rate Limit v3.1 | 774 | 7350 | MACT Fuel Choice Floor in lbs/MMBtu | FALSE | L | Annual | Seasons Included | Seasons | Winter, Spring, Summer, Fall | Winter, Spring, Summer, Fall | Winter, Spring, Summer, Fall | Winter, Spring, Summer, Fall | Winter, Spring, Summer, Fall | Winter, Spring, Summer, Fall | Winter, Spring, Summer, Fall
NY New Units MER Rate Limit v3.1 | 774 | 7350 | MACT Fuel Choice Floor in lbs/MMBtu | FALSE | L | Annual | Emission Floor | lbs/MMBtu | 6e-07 | 6e-07 | 6e-07 | 6e-07 | 6e-07 | 6e-07 | 6e-07
NY New Units MER Rate Limit v3.1 | 774 | 7350 | MACT Fuel Choice Floor in lbs/MMBtu | FALSE | L | Annual | Emissions at Affected Plants MER | lbs | 0 | 0 | 0 | 0 | 0 | 0 | 0
NY New Units MER Rate Limit v3.1 | 774 | 7350 | MACT Fuel Choice Floor in lbs/MMBtu | FALSE | L | Annual | Allowances Purchased MER | lbs | 0 | 0 | 0 | 0 | 0 | 0 | 0
NY New Units MER Rate Limit v3.1 | 774 | 7350 | MACT Fuel Choice Floor in lbs/MMBtu | FALSE | L | Annual | Allowances Sold MER | lbs | 0 | 0 | 0 | 0 | 0 | 0 | 0
NY New Units MER Rate Limit v3.1 | 774 | 7350 | MACT Fuel Choice Floor in lbs/MMBtu | FALSE | L | Annual | Allowances Banked | lbs | 0 | 0 | 0 | 0 | 0 | 0 | 0
NY New Units MER Rate Limit v3.1 | 774 | 7350 | MACT Fuel Choice Floor in lbs/MMBtu | FALSE | L | Annual | Allowances Withdrawn (1:1) | lbs | 0 | 0 | 0 | 0 | 0 | 0 | 0
NY New Units MER Rate Limit v3.1 | 774 | 7350 | MACT Fuel Choice Floor in lbs/MMBtu | FALSE | L | Annual | Allowances Withdrawn (n:1) | lbs | 0 | 0 | 0 | 0 | 0 | 0 | 0
NY New Units MER Rate Limit v3.1 | 774 | 7350 | MACT Fuel Choice Floor in lbs/MMBtu | FALSE | L | Annual | Net Emissions Allowance Position | lbs | 0 | 0 | 0 | 0 | 0 | 0 | 0
NY New Units MER Rate Limit v3.1 | 774 | 7350 | MACT Fuel Choice Floor in lbs/MMBtu | FALSE | L | Annual | Fuel Consumed | TBtu | 0 | 0 | 0 | 0 | 0 | 0 | 0
NY New Units MER Rate Limit v3.1 | 774 | 7350 | MACT Fuel Choice Floor in lbs/MMBtu | FALSE | L | Annual | Rate | lb/MMBtu | 0 | 0 | 0 | 0 | 0 | 0 | 0
NY New Units MER Rate Limit v3.1 | 774 | 7350 | MACT Fuel Choice Floor in lbs/MMBtu | FALSE | L | Annual | Generation | TWh | 0 | 0 | 0 | 0 | 0 | 0 | 0
NY New Units MER Rate Limit v3.1 | 774 | 7350 | MACT Fuel Choice Floor in lbs/MMBtu | FALSE | L | Annual | Qualifying Generation | TWh | 0 | 0 | 0 | 0 | 0 | 0 | 0
NY New Units MER Rate Limit v3.1 | 774 | 7350 | MACT Fuel Choice Floor in lbs/MMBtu | FALSE | L | Annual | Constraint Shadow Price | US2022$/Lb | 0 | 0 | 0 | 0 | 0 | 0 | 0
NY New Units MER Rate Limit v3.1 | 775 | 7350 | MACT Fuel Choice Floor in lbs/MMBtu | FALSE | L | Annual | Seasons Included | Seasons | Winter, Spring, Summer, Fall | Winter, Spring, Summer, Fall | Winter, Spring, Summer, Fall | Winter, Spring, Summer, Fall | Winter, Spring, Summer, Fall | Winter, Spring, Summer, Fall | Winter, Spring, Summer, Fall
NY New Units MER Rate Limit v3.1 | 775 | 7350 | MACT Fuel Choice Floor in lbs/MMBtu | FALSE | L | Annual | Emission Floor | lbs/MMBtu | 6e-07 | 6e-07 | 6e-07 | 6e-07 | 6e-07 | 6e-07 | 6e-07
NY New Units MER Rate Limit v3.1 | 775 | 7350 | MACT Fuel Choice Floor in lbs/MMBtu | FALSE | L | Annual | Emissions at Affected Plants MER | lbs | 0 | 0 | 0 | 0 | 0 | 0 | 0
NY New Units MER Rate Limit v3.1 | 775 | 7350 | MACT Fuel Choice Floor in lbs/MMBtu | FALSE | L | Annual | Allowances Purchased MER | lbs | 0 | 0 | 0 | 0 | 0 | 0 | 0
NY New Units MER Rate Limit v3.1 | 775 | 7350 | MACT Fuel Choice Floor in lbs/MMBtu | FALSE | L | Annual | Allowances Sold MER | lbs | 0 | 0 | 0 | 0 | 0 | 0 | 0
NY New Units MER Rate Limit v3.1 | 775 | 7350 | MACT Fuel Choice Floor in lbs/MMBtu | FALSE | L | Annual | Allowances Banked | lbs | 0 | 0 | 0 | 0 | 0 | 0 | 0
NY New Units MER Rate Limit v3.1 | 775 | 7350 | MACT Fuel Choice Floor in lbs/MMBtu | FALSE | L | Annual | Allowances Withdrawn (1:1) | lbs | 0 | 0 | 0 | 0 | 0 | 0 | 0
NY New Units MER Rate Limit v3.1 | 775 | 7350 | MACT Fuel Choice Floor in lbs/MMBtu | FALSE | L | Annual | Allowances Withdrawn (n:1) | lbs | 0 | 0 | 0 | 0 | 0 | 0 | 0
NY New Units MER Rate Limit v3.1 | 775 | 7350 | MACT Fuel Choice Floor in lbs/MMBtu | FALSE | L | Annual | Net Emissions Allowance Position | lbs | 0 | 0 | 0 | 0 | 0 | 0 | 0
NY New Units MER Rate Limit v3.1 | 775 | 7350 | MACT Fuel Choice Floor in lbs/MMBtu | FALSE | L | Annual | Fuel Consumed | TBtu | 0 | 0 | 0 | 0 | 0 | 0 | 0
NY New Units MER Rate Limit v3.1 | 775 | 7350 | MACT Fuel Choice Floor in lbs/MMBtu | FALSE | L | Annual | Rate | lb/MMBtu | 0 | 0 | 0 | 0 | 0 | 0 | 0
NY New Units MER Rate Limit v3.1 | 775 | 7350 | MACT Fuel Choice Floor in lbs/MMBtu | FALSE | L | Annual | Generation | TWh | 0 | 0 | 0 | 0 | 0 | 0 | 0
NY New Units MER Rate Limit v3.1 | 775 | 7350 | MACT Fuel Choice Floor in lbs/MMBtu | FALSE | L | Annual | Qualifying Generation | TWh | 0 | 0 | 0 | 0 | 0 | 0 | 0
NY New Units MER Rate Limit v3.1 | 775 | 7350 | MACT Fuel Choice Floor in lbs/MMBtu | FALSE | L | Annual | Constraint Shadow Price | US2022$/Lb | 0 | 0 | 0 | 0 | 0 | 0 | 0
NY- NOx Annual Budget- v6.20 | 776 | 7559 | Rate Constraint in MTons | FALSE | L | Annual | Seasons Included | Seasons | Winter, Spring, Summer, Fall | Winter, Spring, Summer, Fall | Winter, Spring, Summer, Fall | Winter, Spring, Summer, Fall | Winter, Spring, Summer, Fall | Winter, Spring, Summer, Fall | Winter, Spring, Summer, Fall
NY- NOx Annual Budget- v6.20 | 776 | 7559 | Rate Constraint in MTons | FALSE | L | Annual | Standard NOX | Thousand Tons | 16.081 | 16.081 | 16.081 | 16.081 | 16.081 | 16.081 | 16.081
NY- NOx Annual Budget- v6.20 | 776 | 7559 | Rate Constraint in MTons | FALSE | L | Annual | Emissions at Affected Plants NOX | Thousand Tons | 3.2565 | 3.0579 | 2.2717 | 0.64648 | 0.66511 | 0.68898 | 0.71419
NY- NOx Annual Budget- v6.20 | 776 | 7559 | Rate Constraint in MTons | FALSE | L | Annual | Allowances Purchased NOX | Thousand Tons | 0 | 0 | 0 | 0 | 0 | 0 | 0
NY- NOx Annual Budget- v6.20 | 776 | 7559 | Rate Constraint in MTons | FALSE | L | Annual | Allowances Sold NOX | Thousand Tons | 0 | 0 | 0 | 0 | 0 | 0 | 0
NY- NOx Annual Budget- v6.20 | 776 | 7559 | Rate Constraint in MTons | FALSE | L | Annual | Allowances Banked | Thousand Tons | 0 | 0 | 0 | 0 | 13.4008 | 0 | 0
NY- NOx Annual Budget- v6.20 | 776 | 7559 | Rate Constraint in MTons | FALSE | L | Annual | Allowances Withdrawn (1:1) | Thousand Tons | 0 | 0 | 0 | 0 | 0 | -16.081 | 0
NY- NOx Annual Budget- v6.20 | 776 | 7559 | Rate Constraint in MTons | FALSE | L | Annual | Allowances Withdrawn (n:1) | Thousand Tons | 0 | 0 | 0 | 0 | 0 | 0 | 0
NY- NOx Annual Budget- v6.20 | 776 | 7559 | Rate Constraint in MTons | FALSE | L | Annual | Net Emissions Allowance Position | Thousand Tons | 3.2565 | 3.0579 | 2.2717 | 0.64648 | 14.0659 | -15.392 | 0.71419
NY- NOx Annual Budget- v6.20 | 776 | 7559 | Rate Constraint in MTons | FALSE | L | Annual | Fuel Consumed | TBtu | 344.4361 | 361.9381 | 280.0109 | 106.3472 | 114.2819 | 120.521 | 128.5842
NY- NOx Annual Budget- v6.20 | 776 | 7559 | Rate Constraint in MTons | FALSE | L | Annual | Rate | lb/MMBtu | 0.018909 | 0.016897 | 0.016226 | 0.012158 | 0.01164 | 0.011433 | 0.011108
NY- NOx Annual Budget- v6.20 | 776 | 7559 | Rate Constraint in MTons | FALSE | L | Annual | Generation | TWh | 46.4444 | 49.4528 | 38.7428 | 15.2128 | 16.3207 | 17.7968 | 19.1542
NY- NOx Annual Budget- v6.20 | 776 | 7559 | Rate Constraint in MTons | FALSE | L | Annual | Qualifying Generation | TWh | 46.4444 | 49.4528 | 38.7428 | 14.9506 | 16.0778 | 17.0602 | 18.0546
NY- NOx Annual Budget- v6.20 | 776 | 7559 | Rate Constraint in MTons | FALSE | L | Annual | Rate | lb/MWh | 0.14023 | 0.12367 | 0.11727 | 0.086483 | 0.082737 | 0.080771 | 0.079114
NY- NOx Annual Budget- v6.20 | 776 | 7559 | Rate Constraint in MTons | FALSE | L | Annual | Constraint Shadow Price | US2022$/Ton | 0 | 0 | 0 | 0 | 0 | 0 | 0
NY- NOx Ozone Season Budget- v6.20 | 777 | 7558 | Rate Constraint in MTons | FALSE | L | Annual | Seasons Included | Seasons | Summer | Summer | Summer | Summer | Summer | Summer | Summer
NY- NOx Ozone Season Budget- v6.20 | 777 | 7558 | Rate Constraint in MTons | FALSE | L | Annual | Standard NOX | Thousand Tons | 5.135 | 5.135 | 5.135 | 5.135 | 5.135 | 5.135 | 5.135
NY- NOx Ozone Season Budget- v6.20 | 777 | 7558 | Rate Constraint in MTons | FALSE | L | Annual | Emissions at Affected Plants NOX | Thousand Tons | 1.9219 | 1.727 | 1.3076 | 0.63725 | 0.65898 | 0.60756 | 0.65715
NY- NOx Ozone Season Budget- v6.20 | 777 | 7558 | Rate Constraint in MTons | FALSE | L | Annual | Allowances Purchased NOX | Thousand Tons | 0 | 0 | 0 | 0 | 0 | 0 | 0
NY- NOx Ozone Season Budget- v6.20 | 777 | 7558 | Rate Constraint in MTons | FALSE | L | Annual | Allowances Sold NOX | Thousand Tons | 0 | 0 | 0 | 0 | 0 | 0 | 0
NY- NOx Ozone Season Budget- v6.20 | 777 | 7558 | Rate Constraint in MTons | FALSE | L | Annual | Allowances Banked | Thousand Tons | 0 | 0 | 3.4233 | 0 | 4.2792 | 0 | 0
NY- NOx Ozone Season Budget- v6.20 | 777 | 7558 | Rate Constraint in MTons | FALSE | L | Annual | Allowances Withdrawn (1:1) | Thousand Tons | 0 | 0 | 0 | -5.135 | 0 | -5.135 | 0
NY- NOx Ozone Season Budget- v6.20 | 777 | 7558 | Rate Constraint in MTons | FALSE | L | Annual | Allowances Withdrawn (n:1) | Thousand Tons | 0 | 0 | 0 | 0 | 0 | 0 | 0
NY- NOx Ozone Season Budget- v6.20 | 777 | 7558 | Rate Constraint in MTons | FALSE | L | Annual | Net Emissions Allowance Position | Thousand Tons | 1.9219 | 1.727 | 4.7309 | -4.4977 | 4.9381 | -4.5274 | 0.65715
NY- NOx Ozone Season Budget- v6.20 | 777 | 7558 | Rate Constraint in MTons | FALSE | L | Annual | Fuel Consumed | TBtu | 183.7804 | 196.7574 | 180.2848 | 104.2848 | 112.9909 | 108.9931 | 117.4643
NY- NOx Ozone Season Budget- v6.20 | 777 | 7558 | Rate Constraint in MTons | FALSE | L | Annual | Rate | lb/MMBtu | 0.020915 | 0.017554 | 0.014506 | 0.012221 | 0.011664 | 0.011149 | 0.011189
NY- NOx Ozone Season Budget- v6.20 | 777 | 7558 | Rate Constraint in MTons | FALSE | L | Annual | Generation | TWh | 23.9809 | 26.2526 | 24.5543 | 14.9114 | 16.1243 | 15.9783 | 17.371
NY- NOx Ozone Season Budget- v6.20 | 777 | 7558 | Rate Constraint in MTons | FALSE | L | Annual | Qualifying Generation | TWh | 23.9809 | 26.2526 | 24.5543 | 14.6598 | 15.8874 | 15.3087 | 16.3504
NY- NOx Ozone Season Budget- v6.20 | 777 | 7558 | Rate Constraint in MTons | FALSE | L | Annual | Rate | lb/MWh | 0.16029 | 0.13157 | 0.1065 | 0.086939 | 0.082956 | 0.079375 | 0.080383
NY- NOx Ozone Season Budget- v6.20 | 777 | 7558 | Rate Constraint in MTons | FALSE | L | Annual | Constraint Shadow Price | US2022$/Ton | 0 | 0 | 0 | 0 | 0 | 0 | 0
NY- NOx Ozone Season Limit- CT Gas Units- v6.20 | 778 | 7639 | Rate Constraint in lbs/MMBtu | FALSE | L | Annual | Seasons Included | Seasons | Summer | Summer | Summer | Summer | Summer | Summer | Summer
NY- NOx Ozone Season Limit- CT Gas Units- v6.20 | 778 | 7639 | Rate Constraint in lbs/MMBtu | FALSE | L | Annual | Standard NOX | lb/MMBtu | 0.09191 | 0.09191 | 0.09191 | 0.09191 | 0.09191 | 0.09191 | 0.09191
NY- NOx Ozone Season Limit- CT Gas Units- v6.20 | 778 | 7639 | Rate Constraint in lbs/MMBtu | FALSE | L | Annual | Emissions at Affected Plants NOX | Thousand Tons | 0.081431 | 0.089584 | 0.042539 | 0.02499 | 0.029619 | 0.045131 | 0.040617
NY- NOx Ozone Season Limit- CT Gas Units- v6.20 | 778 | 7639 | Rate Constraint in lbs/MMBtu | FALSE | L | Annual | Allowances Purchased NOX | Thousand Tons | 0 | 0 | 0 | 0 | 0 | 0 | 0
NY- NOx Ozone Season Limit- CT Gas Units- v6.20 | 778 | 7639 | Rate Constraint in lbs/MMBtu | FALSE | L | Annual | Allowances Sold NOX | Thousand Tons | 0 | 0 | 0 | 0 | 0 | 0 | 0
NY- NOx Ozone Season Limit- CT Gas Units- v6.20 | 778 | 7639 | Rate Constraint in lbs/MMBtu | FALSE | L | Annual | Allowances Banked | Thousand Tons | 0 | 0 | 0 | 0 | 0 | 0 | 0
NY- NOx Ozone Season Limit- CT Gas Units- v6.20 | 778 | 7639 | Rate Constraint in lbs/MMBtu | FALSE | L | Annual | Allowances Withdrawn (1:1) | Thousand Tons | 0 | 0 | 0 | 0 | 0 | 0 | 0
NY- NOx Ozone Season Limit- CT Gas Units- v6.20 | 778 | 7639 | Rate Constraint in lbs/MMBtu | FALSE | L | Annual | Allowances Withdrawn (n:1) | Thousand Tons | 0 | 0 | 0 | 0 | 0 | 0 | 0
NY- NOx Ozone Season Limit- CT Gas Units- v6.20 | 778 | 7639 | Rate Constraint in lbs/MMBtu | FALSE | L | Annual | Net Emissions Allowance Position | Thousand Tons | 0.081431 | 0.089584 | 0.042539 | 0.02499 | 0.029619 | 0.045131 | 0.040617
NY- NOx Ozone Season Limit- CT Gas Units- v6.20 | 778 | 7639 | Rate Constraint in lbs/MMBtu | FALSE | L | Annual | Fuel Consumed | TBtu | 4.8014 | 4.9404 | 3.5316 | 1.6903 | 1.646 | 2.0028 | 2.5225
NY- NOx Ozone Season Limit- CT Gas Units- v6.20 | 778 | 7639 | Rate Constraint in lbs/MMBtu | FALSE | L | Annual | Rate | lb/MMBtu | 0.033919 | 0.036266 | 0.02409 | 0.029569 | 0.035989 | 0.045068 | 0.032204
NY- NOx Ozone Season Limit- CT Gas Units- v6.20 | 778 | 7639 | Rate Constraint in lbs/MMBtu | FALSE | L | Annual | Generation | TWh | 0.41913 | 0.42621 | 0.32512 | 0.14475 | 0.14343 | 0.1842 | 0.2381
NY- NOx Ozone Season Limit- CT Gas Units- v6.20 | 778 | 7639 | Rate Constraint in lbs/MMBtu | FALSE | L | Annual | Qualifying Generation | TWh | 0.41913 | 0.42621 | 0.32512 | 0.14475 | 0.14343 | 0.1842 | 0.2381
NY- NOx Ozone Season Limit- CT Gas Units- v6.20 | 778 | 7639 | Rate Constraint in lbs/MMBtu | FALSE | L | Annual | Rate | lb/MWh | 0.38857 | 0.42037 | 0.26168 | 0.34528 | 0.413 | 0.49002 | 0.34118
NY- NOx Ozone Season Limit- CT Gas Units- v6.20 | 778 | 7639 | Rate Constraint in lbs/MMBtu | FALSE | L | Annual | Constraint Shadow Price | US2022$/Ton | 0 | 0 | 0 | 0 | 0 | 0 | 0
NY- NOx Ozone Season Limit- CT Oil Units- v6.20 | 779 | 7640 | Rate Constraint in lbs/MMBtu | FALSE | L | Annual | Seasons Included | Seasons | Summer | Summer | Summer | Summer | Summer | Summer | Summer
NY- NOx Ozone Season Limit- CT Oil Units- v6.20 | 779 | 7640 | Rate Constraint in lbs/MMBtu | FALSE | L | Annual | Standard NOX | lb/MMBtu | 0.16279 | 0.16279 | 0.16279 | 0.16279 | 0.16279 | 0.16279 | 0.16279
NY- NOx Ozone Season Limit- CT Oil Units- v6.20 | 779 | 7640 | Rate Constraint in lbs/MMBtu | FALSE | L | Annual | Emissions at Affected Plants NOX | Thousand Tons | 0 | 0 | 0.00036134 | 0.0015896 | 0.0040855 | 0 | 0
NY- NOx Ozone Season Limit- CT Oil Units- v6.20 | 779 | 7640 | Rate Constraint in lbs/MMBtu | FALSE | L | Annual | Allowances Purchased NOX | Thousand Tons | 0 | 0 | 0 | 0 | 0 | 0 | 0
NY- NOx Ozone Season Limit- CT Oil Units- v6.20 | 779 | 7640 | Rate Constraint in lbs/MMBtu | FALSE | L | Annual | Allowances Sold NOX | Thousand Tons | 0 | 0 | 0 | 0 | 0 | 0 | 0
NY- NOx Ozone Season Limit- CT Oil Units- v6.20 | 779 | 7640 | Rate Constraint in lbs/MMBtu | FALSE | L | Annual | Allowances Banked | Thousand Tons | 0 | 0 | 0 | 0 | 0 | 0 | 0
NY- NOx Ozone Season Limit- CT Oil Units- v6.20 | 779 | 7640 | Rate Constraint in lbs/MMBtu | FALSE | L | Annual | Allowances Withdrawn (1:1) | Thousand Tons | 0 | 0 | 0 | 0 | 0 | 0 | 0
NY- NOx Ozone Season Limit- CT Oil Units- v6.20 | 779 | 7640 | Rate Constraint in lbs/MMBtu | FALSE | L | Annual | Allowances Withdrawn (n:1) | Thousand Tons | 0 | 0 | 0 | 0 | 0 | 0 | 0
NY- NOx Ozone Season Limit- CT Oil Units- v6.20 | 779 | 7640 | Rate Constraint in lbs/MMBtu | FALSE | L | Annual | Net Emissions Allowance Position | Thousand Tons | 0 | 0 | 0.00036134 | 0.0015896 | 0.0040855 | 0 | 0
NY- NOx Ozone Season Limit- CT Oil Units- v6.20 | 779 | 7640 | Rate Constraint in lbs/MMBtu | FALSE | L | Annual | Fuel Consumed | TBtu | 0 | 0 | 0.0049395 | 0.022917 | 0.054412 | 0 | 0
NY- NOx Ozone Season Limit- CT Oil Units- v6.20 | 779 | 7640 | Rate Constraint in lbs/MMBtu | FALSE | L | Annual | Rate | lb/MMBtu | 0 | 0 | 0.14631 | 0.13873 | 0.15017 | 0 | 0
NY- NOx Ozone Season Limit- CT Oil Units- v6.20 | 779 | 7640 | Rate Constraint in lbs/MMBtu | FALSE | L | Annual | Generation | TWh | 0 | 0 | 0.00030119 | 0.0016556 | 0.0037755 | 0 | 0
NY- NOx Ozone Season Limit- CT Oil Units- v6.20 | 779 | 7640 | Rate Constraint in lbs/MMBtu | FALSE | L | Annual | Qualifying Generation | TWh | 0 | 0 | 0.00030119 | 0.0016556 | 0.0037755 | 0 | 0
NY- NOx Ozone Season Limit- CT Oil Units- v6.20 | 779 | 7640 | Rate Constraint in lbs/MMBtu | FALSE | L | Annual | Rate | lb/MWh | 0 | 0 | 2.3995 | 1.9203 | 2.1642 | 0 | 0
NY- NOx Ozone Season Limit- CT Oil Units- v6.20 | 779 | 7640 | Rate Constraint in lbs/MMBtu | FALSE | L | Annual | Constraint Shadow Price | US2022$/Ton | 0 | 0 | 0 | 0 | 0 | 0 | 0
NY- SO2 Annual Budget- v6.20 | 780 | 7560 | Rate Constraint in MTons | FALSE | L | Annual | Seasons Included | Seasons | Winter, Spring, Summer, Fall | Winter, Spring, Summer, Fall | Winter, Spring, Summer, Fall | Winter, Spring, Summer, Fall | Winter, Spring, Summer, Fall | Winter, Spring, Summer, Fall | Winter, Spring, Summer, Fall
NY- SO2 Annual Budget- v6.20 | 780 | 7560 | Rate Constraint in MTons | FALSE | L | Annual | Standard SO2 | Thousand Tons | 27.556 | 27.556 | 27.556 | 27.556 | 27.556 | 27.556 | 27.556
NY- SO2 Annual Budget- v6.20 | 780 | 7560 | Rate Constraint in MTons | FALSE | L | Annual | Emissions at Affected Plants SO2 | Thousand Tons | 0 | 0 | 0 | 0 | 0 | 0 | 0
NY- SO2 Annual Budget- v6.20 | 780 | 7560 | Rate Constraint in MTons | FALSE | L | Annual | Allowances Purchased SO2 | Thousand Tons | 0 | 0 | 0 | 0 | 0 | 0 | 0
NY- SO2 Annual Budget- v6.20 | 780 | 7560 | Rate Constraint in MTons | FALSE | L | Annual | Allowances Sold SO2 | Thousand Tons | 0 | 0 | 0 | 0 | 0 | 0 | 0
NY- SO2 Annual Budget- v6.20 | 780 | 7560 | Rate Constraint in MTons | FALSE | L | Annual | Allowances Banked | Thousand Tons | 27.556 | 0 | 0 | 27.556 | 22.9633 | 0 | 0
NY- SO2 Annual Budget- v6.20 | 780 | 7560 | Rate Constraint in MTons | FALSE | L | Annual | Allowances Withdrawn (1:1) | Thousand Tons | 0 | 0 | 0 | 0 | -27.556 | -27.556 | 0
NY- SO2 Annual Budget- v6.20 | 780 | 7560 | Rate Constraint in MTons | FALSE | L | Annual | Allowances Withdrawn (n:1) | Thousand Tons | 0 | 0 | 0 | 0 | 0 | 0 | 0
NY- SO2 Annual Budget- v6.20 | 780 | 7560 | Rate Constraint in MTons | FALSE | L | Annual | Net Emissions Allowance Position | Thousand Tons | 27.556 | 0 | 0 | 27.556 | -4.5927 | -27.556 | 0
NY- SO2 Annual Budget- v6.20 | 780 | 7560 | Rate Constraint in MTons | FALSE | L | Annual | Fuel Consumed | TBtu | 344.4361 | 361.9381 | 280.0109 | 106.3472 | 114.2819 | 120.521 | 128.5842
NY- SO2 Annual Budget- v6.20 | 780 | 7560 | Rate Constraint in MTons | FALSE | L | Annual | Rate | lb/MMBtu | 0 | 0 | 0 | 0 | 0 | 0 | 0
NY- SO2 Annual Budget- v6.20 | 780 | 7560 | Rate Constraint in MTons | FALSE | L | Annual | Generation | TWh | 46.4444 | 49.4528 | 38.7428 | 15.2128 | 16.3207 | 17.7968 | 19.1542
NY- SO2 Annual Budget- v6.20 | 780 | 7560 | Rate Constraint in MTons | FALSE | L | Annual | Qualifying Generation | TWh | 46.4444 | 49.4528 | 38.7428 | 14.9506 | 16.0778 | 17.0602 | 18.0546
NY- SO2 Annual Budget- v6.20 | 780 | 7560 | Rate Constraint in MTons | FALSE | L | Annual | Rate | lb/MWh | 0 | 0 | 0 | 0 | 0 | 0 | 0
NY- SO2 Annual Budget- v6.20 | 780 | 7560 | Rate Constraint in MTons | FALSE | L | Annual | Constraint Shadow Price | US2022$/Ton | 0 | 0 | 0 | 0 | 0 | 0 | 0
OR - CO2 Cap Annual v6.21 | 781 | 7736 | Rate Constraint in MTons | FALSE | L | Annual | Seasons Included | Seasons | Winter, Spring, Summer, Fall | Winter, Spring, Summer, Fall | Winter, Spring, Summer, Fall | Winter, Spring, Summer, Fall | Winter, Spring, Summer, Fall | Winter, Spring, Summer, Fall | Winter, Spring, Summer, Fall
OR - CO2 Cap Annual v6.21 | 781 | 7736 | Rate Constraint in MTons | FALSE | L | Annual | Standard CO2 | Thousand Tons | NA | 1847.1125 | 923.5562 | 0 | 0 | 0 | 0
OR - CO2 Cap Annual v6.21 | 781 | 7736 | Rate Constraint in MTons | FALSE | L | Annual | Emissions at Affected Plants CO2 | Thousand Tons | 0 | 1847.1125 | 923.5562 | 0 | 0 | 0 | 0
OR - CO2 Cap Annual v6.21 | 781 | 7736 | Rate Constraint in MTons | FALSE | L | Annual | Allowances Purchased CO2 | Thousand Tons | 0 | 0 | 0 | 0 | 0 | 0 | 0
OR - CO2 Cap Annual v6.21 | 781 | 7736 | Rate Constraint in MTons | FALSE | L | Annual | Allowances Sold CO2 | Thousand Tons | 0 | 0 | 0 | 0 | 0 | 0 | 0
OR - CO2 Cap Annual v6.21 | 781 | 7736 | Rate Constraint in MTons | FALSE | L | Annual | Allowances Banked | Thousand Tons | 0 | 0 | 0 | 0 | 0 | 0 | 0
OR - CO2 Cap Annual v6.21 | 781 | 7736 | Rate Constraint in MTons | FALSE | L | Annual | Allowances Withdrawn (1:1) | Thousand Tons | 0 | 0 | 0 | 0 | 0 | 0 | 0
OR - CO2 Cap Annual v6.21 | 781 | 7736 | Rate Constraint in MTons | FALSE | L | Annual | Allowances Withdrawn (n:1) | Thousand Tons | 0 | 0 | 0 | 0 | 0 | 0 | 0
OR - CO2 Cap Annual v6.21 | 781 | 7736 | Rate Constraint in MTons | FALSE | L | Annual | Net Emissions Allowance Position | Thousand Tons | 0 | 1847.1125 | 923.5562 | 0 | 0 | 0 | 0
OR - CO2 Cap Annual v6.21 | 781 | 7736 | Rate Constraint in MTons | FALSE | L | Annual | Fuel Consumed | TBtu | 0 | 62.3918 | 46.6428 | 30.9286 | 30.9286 | 30.9286 | 30.9286
OR - CO2 Cap Annual v6.21 | 781 | 7736 | Rate Constraint in MTons | FALSE | L | Annual | Rate | lb/MMBtu | 0 | 59.2101 | 39.6012 | 0 | 0 | 0 | 0
OR - CO2 Cap Annual v6.21 | 781 | 7736 | Rate Constraint in MTons | FALSE | L | Annual | Generation | TWh | 0 | 5.2258 | 3.2027 | 1.1356 | 1.1356 | 1.1356 | 1.1356
OR - CO2 Cap Annual v6.21 | 781 | 7736 | Rate Constraint in MTons | FALSE | L | Annual | Qualifying Generation | TWh | 0 | 5.2258 | 3.2027 | 1.1356 | 1.1356 | 1.1356 | 1.1356
OR - CO2 Cap Annual v6.21 | 781 | 7736 | Rate Constraint in MTons | FALSE | L | Annual | Rate | lb/MWh | 0 | 706.9256 | 576.7341 | 0 | 0 | 0 | 0
OR - CO2 Cap Annual v6.21 | 781 | 7736 | Rate Constraint in MTons | FALSE | L | Annual | Constraint Shadow Price | US2022$/Ton | 0 | 19.0239 | 32.0915 | 2132.4324 | 576.9643 | 1152.0635 | 1235.0966
OR Utility Hg Rule - MER Removal New Units v3.1 | 782 | 7563 | MACT Fuel Choice Floor in lbs/MMBtu | FALSE | L | Annual | Seasons Included | Seasons | Winter, Spring, Summer, Fall | Winter, Spring, Summer, Fall | Winter, Spring, Summer, Fall | Winter, Spring, Summer, Fall | Winter, Spring, Summer, Fall | Winter, Spring, Summer, Fall | Winter, Spring, Summer, Fall
OR Utility Hg Rule - MER Removal New Units v3.1 | 782 | 7563 | MACT Fuel Choice Floor in lbs/MMBtu | FALSE | L | Annual | Emission Floor | lbs/MMBtu | 6e-07 | 6e-07 | 6e-07 | 6e-07 | 6e-07 | 6e-07 | 6e-07
OR Utility Hg Rule - MER Removal New Units v3.1 | 782 | 7563 | MACT Fuel Choice Floor in lbs/MMBtu | FALSE | L | Annual | Emissions at Affected Plants MER | lbs | 0 | 0 | 0 | 0 | 0 | 0 | 0
OR Utility Hg Rule - MER Removal New Units v3.1 | 782 | 7563 | MACT Fuel Choice Floor in lbs/MMBtu | FALSE | L | Annual | Allowances Purchased MER | lbs | 0 | 0 | 0 | 0 | 0 | 0 | 0
OR Utility Hg Rule - MER Removal New Units v3.1 | 782 | 7563 | MACT Fuel Choice Floor in lbs/MMBtu | FALSE | L | Annual | Allowances Sold MER | lbs | 0 | 0 | 0 | 0 | 0 | 0 | 0
OR Utility Hg Rule - MER Removal New Units v3.1 | 782 | 7563 | MACT Fuel Choice Floor in lbs/MMBtu | FALSE | L | Annual | Allowances Banked | lbs | 0 | 0 | 0 | 0 | 0 | 0 | 0
OR Utility Hg Rule - MER Removal New Units v3.1 | 782 | 7563 | MACT Fuel Choice Floor in lbs/MMBtu | FALSE | L | Annual | Allowances Withdrawn (1:1) | lbs | 0 | 0 | 0 | 0 | 0 | 0 | 0
OR Utility Hg Rule - MER Removal New Units v3.1 | 782 | 7563 | MACT Fuel Choice Floor in lbs/MMBtu | FALSE | L | Annual | Allowances Withdrawn (n:1) | lbs | 0 | 0 | 0 | 0 | 0 | 0 | 0
OR Utility Hg Rule - MER Removal New Units v3.1 | 782 | 7563 | MACT Fuel Choice Floor in lbs/MMBtu | FALSE | L | Annual | Net Emissions Allowance Position | lbs | 0 | 0 | 0 | 0 | 0 | 0 | 0
OR Utility Hg Rule - MER Removal New Units v3.1 | 782 | 7563 | MACT Fuel Choice Floor in lbs/MMBtu | FALSE | L | Annual | Fuel Consumed | TBtu | 0 | 0 | 0 | 0 | 0 | 0 | 0
OR Utility Hg Rule - MER Removal New Units v3.1 | 782 | 7563 | MACT Fuel Choice Floor in lbs/MMBtu | FALSE | L | Annual | Rate | lb/MMBtu | 0 | 0 | 0 | 0 | 0 | 0 | 0
OR Utility Hg Rule - MER Removal New Units v3.1 | 782 | 7563 | MACT Fuel Choice Floor in lbs/MMBtu | FALSE | L | Annual | Generation | TWh | 0 | 0 | 0 | 0 | 0 | 0 | 0
OR Utility Hg Rule - MER Removal New Units v3.1 | 782 | 7563 | MACT Fuel Choice Floor in lbs/MMBtu | FALSE | L | Annual | Qualifying Generation | TWh | 0 | 0 | 0 | 0 | 0 | 0 | 0
OR Utility Hg Rule - MER Removal New Units v3.1 | 782 | 7563 | MACT Fuel Choice Floor in lbs/MMBtu | FALSE | L | Annual | Constraint Shadow Price | US2022$/Lb | 0 | 0 | 0 | 0 | 0 | 0 | 0
Ozone Season NOX Cap TR - AL | 783 | 7705 | Rate Constraint in MTons | FALSE | L | Annual | Seasons Included | Seasons | Summer | Summer | Summer | Summer | Summer | Summer | Summer
Ozone Season NOX Cap TR - AL | 783 | 7705 | Rate Constraint in MTons | FALSE | L | Annual | Standard NOX | Thousand Tons | 7.546 | 5.578 | 5.578 | 5.578 | 5.578 | 5.578 | 5.578
Ozone Season NOX Cap TR - AL | 783 | 7705 | Rate Constraint in MTons | FALSE | L | Annual | Emissions at Affected Plants NOX | Thousand Tons | 4.9314 | 5.4018 | 5.1649 | 4.8067 | 3.4239 | 3.6447 | 3.7737
Ozone Season NOX Cap TR - AL | 783 | 7705 | Rate Constraint in MTons | FALSE | L | Annual | Allowances Purchased NOX | Thousand Tons | 0 | 0 | 0 | 0 | 0 | 0 | 0
Ozone Season NOX Cap TR - AL | 783 | 7705 | Rate Constraint in MTons | FALSE | L | Annual | Allowances Sold NOX | Thousand Tons | 0 | 0 | 0 | 0 | 0 | 0 | 0
Ozone Season NOX Cap TR - AL | 783 | 7705 | Rate Constraint in MTons | FALSE | L | Annual | Allowances Banked | Thousand Tons | 0 | 0 | 0 | 0 | 0 | 0 | 0
Ozone Season NOX Cap TR - AL | 783 | 7705 | Rate Constraint in MTons | FALSE | L | Annual | Allowances Withdrawn (1:1) | Thousand Tons | 0 | 0 | 0 | 0 | 0 | 0 | 0
Ozone Season NOX Cap TR - AL | 783 | 7705 | Rate Constraint in MTons | FALSE | L | Annual | Allowances Withdrawn (n:1) | Thousand Tons | 0 | 0 | 0 | 0 | 0 | 0 | 0
Ozone Season NOX Cap TR - AL | 783 | 7705 | Rate Constraint in MTons | FALSE | L | Annual | Net Emissions Allowance Position | Thousand Tons | 4.9314 | 5.4018 | 5.1649 | 4.8067 | 3.4239 | 3.6447 | 3.7737
Ozone Season NOX Cap TR - AL | 783 | 7705 | Rate Constraint in MTons | FALSE | L | Annual | Fuel Consumed | TBtu | 344.0623 | 353.624 | 355.1003 | 320.2511 | 222.3897 | 266.2171 | 291.2507
Ozone Season NOX Cap TR - AL | 783 | 7705 | Rate Constraint in MTons | FALSE | L | Annual | Rate | lb/MMBtu | 0.028666 | 0.030551 | 0.02909 | 0.030019 | 0.030792 | 0.027381 | 0.025914
Ozone Season NOX Cap TR - AL | 783 | 7705 | Rate Constraint in MTons | FALSE | L | Annual | Generation | TWh | 47.3412 | 48.2316 | 47.1704 | 42.473 | 32.9578 | 39.9852 | 47.6972
Ozone Season NOX Cap TR - AL | 783 | 7705 | Rate Constraint in MTons | FALSE | L | Annual | Qualifying Generation | TWh | 44.6323 | 45.4483 | 44.6031 | 40.0533 | 28.6631 | 34.6343 | 38.0798
Ozone Season NOX Cap TR - AL | 783 | 7705 | Rate Constraint in MTons | FALSE | L | Annual | Rate | lb/MWh | 0.22098 | 0.23771 | 0.2316 | 0.24002 | 0.23891 | 0.21047 | 0.1982
Ozone Season NOX Cap TR - AL | 783 | 7705 | Rate Constraint in MTons | FALSE | L | Annual | Constraint Shadow Price | US2022$/Ton | 0 | 0 | 0 | 0 | 0 | 0 | 0
Ozone Season NOX Cap TR - AR | 784 | 7706 | Rate Constraint in MTons | FALSE | L | Annual | Seasons Included | Seasons | Summer | Summer | Summer | Summer | Summer | Summer | Summer
Ozone Season NOX Cap TR - AR | 784 | 7706 | Rate Constraint in MTons | FALSE | L | Annual | Standard NOX | Thousand Tons | 4.877 | 4.334 | 4.334 | 4.334 | 4.334 | 4.334 | 4.334
Ozone Season NOX Cap TR - AR | 784 | 7706 | Rate Constraint in MTons | FALSE | L | Annual | Emissions at Affected Plants NOX | Thousand Tons | 4.877 | 2.475 | 1.3631 | 0.43117 | 0.1913 | 1.0098 | 1.302
Ozone Season NOX Cap TR - AR | 784 | 7706 | Rate Constraint in MTons | FALSE | L | Annual | Allowances Purchased NOX | Thousand Tons | 0 | 0 | 0 | 0 | 0 | 0 | 0
Ozone Season NOX Cap TR - AR | 784 | 7706 | Rate Constraint in MTons | FALSE | L | Annual | Allowances Sold NOX | Thousand Tons | 0 | 0 | 0 | 0 | 0 | 0 | 0
Ozone Season NOX Cap TR - AR | 784 | 7706 | Rate Constraint in MTons | FALSE | L | Annual | Allowances Banked | Thousand Tons | 0 | 0 | 0 | 0 | 0 | 0 | 0
Ozone Season NOX Cap TR - AR | 784 | 7706 | Rate Constraint in MTons | FALSE | L | Annual | Allowances Withdrawn (1:1) | Thousand Tons | 0 | 0 | 0 | 0 | 0 | 0 | 0
Ozone Season NOX Cap TR - AR | 784 | 7706 | Rate Constraint in MTons | FALSE | L | Annual | Allowances Withdrawn (n:1) | Thousand Tons | 0 | 0 | 0 | 0 | 0 | 0 | 0
Ozone Season NOX Cap TR - AR | 784 | 7706 | Rate Constraint in MTons | FALSE | L | Annual | Net Emissions Allowance Position | Thousand Tons | 4.877 | 2.475 | 1.3631 | 0.43117 | 0.1913 | 1.0098 | 1.302
Ozone Season NOX Cap TR - AR | 784 | 7706 | Rate Constraint in MTons | FALSE | L | Annual | Fuel Consumed | TBtu | 151.6502 | 138.9487 | 88.178 | 33.6015 | 12.2734 | 46.6355 | 59.6605
Ozone Season NOX Cap TR - AR | 784 | 7706 | Rate Constraint in MTons | FALSE | L | Annual | Rate | lb/MMBtu | 0.064319 | 0.035625 | 0.030917 | 0.025664 | 0.031173 | 0.043304 | 0.043646
Ozone Season NOX Cap TR - AR | 784 | 7706 | Rate Constraint in MTons | FALSE | L | Annual | Generation | TWh | 18.4201 | 17.4827 | 11.4689 | 4.4936 | 1.649 | 5.8158 | 7.3036
Ozone Season NOX Cap TR - AR | 784 | 7706 | Rate Constraint in MTons | FALSE | L | Annual | Qualifying Generation | TWh | 18.4201 | 17.4827 | 11.4689 | 4.4936 | 1.649 | 5.8158 | 7.3036
Ozone Season NOX Cap TR - AR | 784 | 7706 | Rate Constraint in MTons | FALSE | L | Annual | Rate | lb/MWh | 0.52953 | 0.28314 | 0.2377 | 0.1919 | 0.23202 | 0.34724 | 0.35653
Ozone Season NOX Cap TR - AR | 784 | 7706 | Rate Constraint in MTons | FALSE | L | Annual | Constraint Shadow Price | US2022$/Ton | 5536.2188 | 0 | 0 | 0 | 0 | 0 | 0
Ozone Season NOX Cap TR - IL | 785 | 7708 | Rate Constraint in MTons | FALSE | L | Annual | Seasons Included | Seasons | Summer | Summer | Summer | Summer | Summer | Summer | Summer
Ozone Season NOX Cap TR - IL | 785 | 7708 | Rate Constraint in MTons | FALSE | L | Annual | Standard NOX | Thousand Tons | 5.511 | 4.901 | 4.901 | 4.901 | 4.901 | 4.901 | 4.901
Ozone Season NOX Cap TR - IL | 785 | 7708 | Rate Constraint in MTons | FALSE | L | Annual | Emissions at Affected Plants NOX | Thousand Tons | 2.7312 | 2.5615 | 2.153 | 0.68827 | 0.0057512 | 0.010037 | 0.0093521
Ozone Season NOX Cap TR - IL | 785 | 7708 | Rate Constraint in MTons | FALSE | L | Annual | Allowances Purchased NOX | Thousand Tons | 0 | 0 | 0 | 0 | 0 | 0 | 0
Ozone Season NOX Cap TR - IL | 785 | 7708 | Rate Constraint in MTons | FALSE | L | Annual | Allowances Sold NOX | Thousand Tons | 0 | 0 | 0 | 0 | 0 | 0 | 0
Ozone Season NOX Cap TR - IL | 785 | 7708 | Rate Constraint in MTons | FALSE | L | Annual | Allowances Banked | Thousand Tons | 0 | 0 | 0 | 0 | 0 | 0 | 0
Ozone Season NOX Cap TR - IL | 785 | 7708 | Rate Constraint in MTons | FALSE | L | Annual | Allowances Withdrawn (1:1) | Thousand Tons | 0 | 0 | 0 | 0 | 0 | 0 | 0
Ozone Season NOX Cap TR - IL | 785 | 7708 | Rate Constraint in MTons | FALSE | L | Annual | Allowances Withdrawn (n:1) | Thousand Tons | 0 | 0 | 0 | 0 | 0 | 0 | 0
Ozone Season NOX Cap TR - IL | 785 | 7708 | Rate Constraint in MTons | FALSE | L | Annual | Net Emissions Allowance Position | Thousand Tons | 2.7312 | 2.5615 | 2.153 | 0.68827 | 0.0057512 | 0.010037 | 0.0093521
Ozone Season NOX Cap TR - IL | 785 | 7708 | Rate Constraint in MTons | FALSE | L | Annual | Fuel Consumed | TBtu | 169.7946 | 153.5825 | 133.8654 | 74.7178 | 0.30276 | 0.6392 | 0.62296
Ozone Season NOX Cap TR - IL | 785 | 7708 | Rate Constraint in MTons | FALSE | L | Annual | Rate | lb/MMBtu | 0.03217 | 0.033357 | 0.032166 | 0.018423 | 0.037992 | 0.031405 | 0.030025
Ozone Season NOX Cap TR - IL | 785 | 7708 | Rate Constraint in MTons | FALSE | L | Annual | Generation | TWh | 21.8423 | 19.9155 | 17.2987 | 10.3772 | 0.045781 | 0.082881 | 0.080586
Ozone Season NOX Cap TR - IL | 785 | 7708 | Rate Constraint in MTons | FALSE | L | Annual | Qualifying Generation | TWh | 21.8362 | 19.7821 | 17.2616 | 10.3772 | 0.045781 | 0.082881 | 0.080586
Ozone Season NOX Cap TR - IL | 785 | 7708 | Rate Constraint in MTons | FALSE | L | Annual | Rate | lb/MWh | 0.25015 | 0.25897 | 0.24945 | 0.13265 | 0.25125 | 0.2422 | 0.2321
Ozone Season NOX Cap TR - IL | 785 | 7708 | Rate Constraint in MTons | FALSE | L | Annual | Constraint Shadow Price | US2022$/Ton | 0 | 0 | 0 | 0 | 0 | 0 | 0
Ozone Season NOX Cap TR - IN | 786 | 7709 | Rate Constraint in MTons | FALSE | L | Annual | Seasons Included | Seasons | Summer | Summer | Summer | Summer | Summer | Summer | Summer
Ozone Season NOX Cap TR - IN | 786 | 7709 | Rate Constraint in MTons | FALSE | L | Annual | Standard NOX | Thousand Tons | 10.446 | 7.631 | 7.631 | 7.631 | 7.631 | 7.631 | 7.631
Ozone Season NOX Cap TR - IN | 786 | 7709 | Rate Constraint in MTons | FALSE | L | Annual | Emissions at Affected Plants NOX | Thousand Tons | 6.9429 | 4.4703 | 1.2984 | 1.1746 | 0.17092 | 0.20167 | 0.29083
Ozone Season NOX Cap TR - IN | 786 | 7709 | Rate Constraint in MTons | FALSE | L | Annual | Allowances Purchased NOX | Thousand Tons | 0 | 0 | 0 | 0 | 0 | 0 | 0
Ozone Season NOX Cap TR - IN | 786 | 7709 | Rate Constraint in MTons | FALSE | L | Annual | Allowances Sold NOX | Thousand Tons | 0 | 0 | 0 | 0 | 0 | 0 | 0
Ozone Season NOX Cap TR - IN | 786 | 7709 | Rate Constraint in MTons | FALSE | L | Annual | Allowances Banked | Thousand Tons | 0 | 0 | 0 | 0 | 0 | 0 | 0
Ozone Season NOX Cap TR - IN | 786 | 7709 | Rate Constraint in MTons | FALSE | L | Annual | Allowances Withdrawn (1:1) | Thousand Tons | 0 | 0 | 0 | 0 | 0 | 0 | 0
Ozone Season NOX Cap TR - IN | 786 | 7709 | Rate Constraint in MTons | FALSE | L | Annual | Allowances Withdrawn (n:1) | Thousand Tons | 0 | 0 | 0 | 0 | 0 | 0 | 0
Ozone Season NOX Cap TR - IN | 786 | 7709 | Rate Constraint in MTons | FALSE | L | Annual | Net Emissions Allowance Position | Thousand Tons | 6.9429 | 4.4703 | 1.2984 | 1.1746 | 0.17092 | 0.20167 | 0.29083
Ozone Season NOX Cap TR - IN | 786 | 7709 | Rate Constraint in MTons | FALSE | L | Annual | Fuel Consumed | TBtu | 213.8747 | 216.1477 | 112.1696 | 90.6707 | 41.8742 | 47.312 | 64.1637
Ozone Season NOX Cap TR - IN | 786 | 7709 | Rate Constraint in MTons | FALSE | L | Annual | Rate | lb/MMBtu | 0.064925 | 0.041364 | 0.02315 | 0.02591 | 0.0081637 | 0.0085252 | 0.0090653
Ozone Season NOX Cap TR - IN | 786 | 7709 | Rate Constraint in MTons | FALSE | L | Annual | Generation | TWh | 23.8046 | 24.0684 | 13.1006 | 10.8666 | 6.5906 | 8.6647 | 17.5531
Ozone Season NOX Cap TR - IN | 786 | 7709 | Rate Constraint in MTons | FALSE | L | Annual | Qualifying Generation | TWh | 23.7552 | 23.973 | 13.0603 | 10.3177 | 5.8618 | 6.4744 | 8.7991
Ozone Season NOX Cap TR - IN | 786 | 7709 | Rate Constraint in MTons | FALSE | L | Annual | Rate | lb/MWh | 0.58453 | 0.37295 | 0.19883 | 0.22769 | 0.058318 | 0.062298 | 0.066104
Ozone Season NOX Cap TR - IN | 786 | 7709 | Rate Constraint in MTons | FALSE | L | Annual | Constraint Shadow Price | US2022$/Ton | 0 | 0 | 0 | 0 | 0 | 0 | 0
Ozone Season NOX Cap TR - KY | 787 | 7710 | Rate Constraint in MTons | FALSE | L | Annual | Seasons Included | Seasons | Summer | Summer | Summer | Summer | Summer | Summer | Summer
Ozone Season NOX Cap TR - KY | 787 | 7710 | Rate Constraint in MTons | FALSE | L | Annual | Standard NOX | Thousand Tons | 9.513 | 9.291 | 9.291 | 9.291 | 9.291 | 9.291 | 9.291
Ozone Season NOX Cap TR - KY | 787 | 7710 | Rate Constraint in MTons | FALSE | L | Annual | Emissions at Affected Plants NOX | Thousand Tons | 3.5504 | 3.9264 | 4.4436 | 3.6919 | 1.2133 | 1.3977 | 1.468
Ozone Season NOX Cap TR - KY | 787 | 7710 | Rate Constraint in MTons | FALSE | L | Annual | Allowances Purchased NOX | Thousand Tons | 0 | 0 | 0 | 0 | 0 | 0 | 0
Ozone Season NOX Cap TR - KY | 787 | 7710 | Rate Constraint in MTons | FALSE | L | Annual | Allowances Sold NOX | Thousand Tons | 0 | 0 | 0 | 0 | 0 | 0 | 0
Ozone Season NOX Cap TR - KY | 787 | 7710 | Rate Constraint in MTons | FALSE | L | Annual | Allowances Banked | Thousand Tons | 0 | 0 | 0 | 0 | 0 | 0 | 0
Ozone Season NOX Cap TR - KY | 787 | 7710 | Rate Constraint in MTons | FALSE | L | Annual | Allowances Withdrawn (1:1) | Thousand Tons | 0 | 0 | 0 | 0 | 0 | 0 | 0
Ozone Season NOX Cap TR - KY | 787 | 7710 | Rate Constraint in MTons | FALSE | L | Annual | Allowances Withdrawn (n:1) | Thousand Tons | 0 | 0 | 0 | 0 | 0 | 0 | 0
Ozone Season NOX Cap TR - KY | 787 | 7710 | Rate Constraint in MTons | FALSE | L | Annual | Net Emissions Allowance Position | Thousand Tons | 3.5504 | 3.9264 | 4.4436 | 3.6919 | 1.2133 | 1.3977 | 1.468
Ozone Season NOX Cap TR - KY | 787 | 7710 | Rate Constraint in MTons | FALSE | L | Annual | Fuel Consumed | TBtu | 181.8294 | 194.0271 | 206.0601 | 179.0267 | 92.7004 | 104.2934 | 131.3443
Ozone Season NOX Cap TR - KY | 787 | 7710 | Rate Constraint in MTons | FALSE | L | Annual | Rate | lb/MMBtu | 0.039051 | 0.040472 | 0.043129 | 0.041244 | 0.026176 | 0.026803 | 0.022353
Ozone Season NOX Cap TR - KY | 787 | 7710 | Rate Constraint in MTons | FALSE | L | Annual | Generation | TWh | 26.6033 | 28.684 | 26.5537 | 23.4211 | 16.3278 | 19.6292 | 31.1662
Ozone Season NOX Cap TR - KY | 787 | 7710 | Rate Constraint in MTons | FALSE | L | Annual | Qualifying Generation | TWh | 22.7064 | 23.9128 | 22.9734 | 19.9758 | 13.0328 | 14.4762 | 18.6695
Ozone Season NOX Cap TR - KY | 787 | 7710 | Rate Constraint in MTons | FALSE | L | Annual | Rate | lb/MWh | 0.31272 | 0.32839 | 0.38685 | 0.36964 | 0.18619 | 0.1931 | 0.15726
Ozone Season NOX Cap TR - KY | 787 | 7710 | Rate Constraint in MTons | FALSE | L | Annual | Constraint Shadow Price | US2022$/Ton | 0 | 0 | 0 | 0 | 0 | 0 | 0
Ozone Season NOX Cap TR - LA | 788 | 7711 | Rate Constraint in MTons | FALSE | L | Annual | Seasons Included | Seasons | Summer | Summer | Summer | Summer | Summer | Summer | Summer
Ozone Season NOX Cap TR - LA | 788 | 7711 | Rate Constraint in MTons | FALSE | L | Annual | Standard NOX | Thousand Tons | 3.592 | 3.592 | 3.592 | 3.592 | 3.592 | 3.592 | 3.592
Ozone Season NOX Cap TR - LA | 788 | 7711 | Rate Constraint in MTons | FALSE | L | Annual | Emissions at Affected Plants NOX | Thousand Tons | 3.592 | 3.592 | 3.4941 | 2.2954 | 1.6602 | 2.4932 | 2.7799
Ozone Season NOX Cap TR - LA | 788 | 7711 | Rate Constraint in MTons | FALSE | L | Annual | Allowances Purchased NOX | Thousand Tons | 0 | 0 | 0 | 0 | 0 | 0 | 0
Ozone Season NOX Cap TR - LA | 788 | 7711 | Rate Constraint in MTons | FALSE | L | Annual | Allowances Sold NOX | Thousand Tons | 0 | 0 | 0 | 0 | 0 | 0 | 0
Ozone Season NOX Cap TR - LA | 788 | 7711 | Rate Constraint in MTons | FALSE | L | Annual | Allowances Banked | Thousand Tons | 0 | 0 | 0 | 0 | 0 | 0 | 0
Ozone Season NOX Cap TR - LA | 788 | 7711 | Rate Constraint in MTons | FALSE | L | Annual | Allowances Withdrawn (1:1) | Thousand Tons | 0 | 0 | 0 | 0 | 0 | 0 | 0
Ozone Season NOX Cap TR - LA | 788 | 7711 | Rate Constraint in MTons | FALSE | L | Annual | Allowances Withdrawn (n:1) | Thousand Tons | 0 | 0 | 0 | 0 | 0 | 0 | 0
Ozone Season NOX Cap TR - LA | 788 | 7711 | Rate Constraint in MTons | FALSE | L | Annual | Net Emissions Allowance Position | Thousand Tons | 3.592 | 3.592 | 3.4941 | 2.2954 | 1.6602 | 2.4932 | 2.7799
Ozone Season NOX Cap TR - LA | 788 | 7711 | Rate Constraint in MTons | FALSE | L | Annual | Fuel Consumed | TBtu | 212.3034 | 206.4285 | 240.8506 | 160.5218 | 94.9629 | 149.7661 | 172.5996
Ozone Season NOX Cap TR - LA | 788 | 7711 | Rate Constraint in MTons | FALSE | L | Annual | Rate | lb/MMBtu | 0.033838 | 0.034801 | 0.029015 | 0.0286 | 0.034966 | 0.033294 | 0.032212
Ozone Season NOX Cap TR - LA | 788 | 7711 | Rate Constraint in MTons | FALSE | L | Annual | Generation | TWh | 29.273 | 27.7503 | 32.7668 | 21.9547 | 13.8746 | 21.1816 | 24.5115
Ozone Season NOX Cap TR - LA | 788 | 7711 | Rate Constraint in MTons | FALSE | L | Annual | Qualifying Generation | TWh | 29.273 | 27.7503 | 32.7668 | 21.9547 | 13.8746 | 21.1816 | 24.5115
Ozone Season NOX Cap TR - LA | 788 | 7711 | Rate Constraint in MTons | FALSE | L | Annual | Rate | lb/MWh | 0.24541 | 0.25888 | 0.21327 | 0.20911 | 0.23932 | 0.23541 | 0.22682
Ozone Season NOX Cap TR - LA | 788 | 7711 | Rate Constraint in MTons | FALSE | L | Annual | Constraint Shadow Price | US2022$/Ton | 46469.5831 | 56331.1235 | 0 | 0 | 0 | 0 | 0
Ozone Season NOX Cap TR - MD | 789 | 7712 | Rate Constraint in MTons | FALSE | L | Annual | Seasons Included | Seasons | Summer | Summer | Summer | Summer | Summer | Summer | Summer
Ozone Season NOX Cap TR - MD | 789 | 7712 | Rate Constraint in MTons | FALSE | L | Annual | Standard NOX | Thousand Tons | 0.717 | 0.717 | 0.717 | 0.717 | 0.717 | 0.717 | 0.717
Ozone Season NOX Cap TR - MD | 789 | 7712 | Rate Constraint in MTons | FALSE | L | Annual | Emissions at Affected Plants NOX | Thousand Tons | 0.67285 | 0.67355 | 0.61551 | 0.53842 | 0.52657 | 0.58365 | 0.65816
Ozone Season NOX Cap TR - MD | 789 | 7712 | Rate Constraint in MTons | FALSE | L | Annual | Allowances Purchased NOX | Thousand Tons | 0 | 0 | 0 | 0 | 0 | 0 | 0
Ozone Season NOX Cap TR - MD | 789 | 7712 | Rate Constraint in MTons | FALSE | L | Annual | Allowances Sold NOX | Thousand Tons | 0 | 0 | 0 | 0 | 0 | 0 | 0
Ozone Season NOX Cap TR - MD | 789 | 7712 | Rate Constraint in MTons | FALSE | L | Annual | Allowances Banked | Thousand Tons | 0 | 0 | 0 | 0 | 0 | 0 | 0
Ozone Season NOX Cap TR - MD | 789 | 7712 | Rate Constraint in MTons | FALSE | L | Annual | Allowances Withdrawn (1:1) | Thousand Tons | 0 | 0 | 0 | 0 | 0 | 0 | 0
Ozone Season NOX Cap TR - MD | 789 | 7712 | Rate Constraint in MTons | FALSE | L | Annual | Allowances Withdrawn (n:1) | Thousand Tons | 0 | 0 | 0 | 0 | 0 | 0 | 0
Ozone Season NOX Cap TR - MD | 789 | 7712 | Rate Constraint in MTons | FALSE | L | Annual | Net Emissions Allowance Position | Thousand Tons | 0.67285 | 0.67355 | 0.61551 | 0.53842 | 0.52657 | 0.58365 | 0.65816
Ozone Season NOX Cap TR - MD | 789 | 7712 | Rate Constraint in MTons | FALSE | L | Annual | Fuel Consumed | TBtu | 93.9546 | 97.8915 | 96.6678 | 85.8771 | 88.3136 | 91.5782 | 105.122
Ozone Season NOX Cap TR - MD | 789 | 7712 | Rate Constraint in MTons | FALSE | L | Annual | Rate | lb/MMBtu | 0.014323 | 0.013761 | 0.012735 | 0.012539 | 0.011925 | 0.012746 | 0.012522
Ozone Season NOX Cap TR - MD | 789 | 7712 | Rate Constraint in MTons | FALSE | L | Annual | Generation | TWh | 15.2936 | 15.877 | 15.7737 | 14.4843 | 15.5347 | 49.1129 | 79.0901
Ozone Season NOX Cap TR - MD | 789 | 7712 | Rate Constraint in MTons | FALSE | L | Annual | Qualifying Generation | TWh | 13.3811 | 13.9644 | 13.8612 | 12.4209 | 12.757 | 13.4407 | 15.5819
Ozone Season NOX Cap TR - MD | 789 | 7712 | Rate Constraint in MTons | FALSE | L | Annual | Rate | lb/MWh | 0.10057 | 0.096466 | 0.088811 | 0.086695 | 0.082553 | 0.086848 | 0.084477
Ozone Season NOX Cap TR - MD | 789 | 7712 | Rate Constraint in MTons | FALSE | L | Annual | Constraint Shadow Price | US2022$/Ton | 0 | 0 | 0 | 0 | 0 | 0 | 0
Ozone Season NOX Cap TR - MI | 790 | 7713 | Rate Constraint in MTons | FALSE | L | Annual | Seasons Included | Seasons | Summer | Summer | Summer | Summer | Summer | Summer | Summer
Ozone Season NOX Cap TR - MI | 790 | 7713 | Rate Constraint in MTons | FALSE | L | Annual | Standard NOX | Thousand Tons | 7.256 | 6.886 | 6.886 | 6.886 | 6.886 | 6.886 | 6.886
Ozone Season NOX Cap TR - MI | 790 | 7713 | Rate Constraint in MTons | FALSE | L | Annual | Emissions at Affected Plants NOX | Thousand Tons | 4.9992 | 3.576 | 3.5972 | 3.329 | 1.4591 | 2.5226 | 2.4361
Ozone Season NOX Cap TR - MI | 790 | 7713 | Rate Constraint in MTons | FALSE | L | Annual | Allowances Purchased NOX | Thousand Tons | 0 | 0 | 0 | 0 | 0 | 0 | 0
Ozone Season NOX Cap TR - MI | 790 | 7713 | Rate Constraint in MTons | FALSE | L | Annual | Allowances Sold NOX | Thousand Tons | 0 | 0 | 0 | 0 | 0 | 0 | 0
Ozone Season NOX Cap TR - MI | 790 | 7713 | Rate Constraint in MTons | FALSE | L | Annual | Allowances Banked | Thousand Tons | 0 | 0 | 0 | 0 | 0 | 0 | 0
Ozone Season NOX Cap TR - MI | 790 | 7713 | Rate Constraint in MTons | FALSE | L | Annual | Allowances Withdrawn (1:1) | Thousand Tons | 0 | 0 | 0 | 0 | 0 | 0 | 0
Ozone Season NOX Cap TR - MI | 790 | 7713 | Rate Constraint in MTons | FALSE | L | Annual | Allowances Withdrawn (n:1) | Thousand Tons | 0 | 0 | 0 | 0 | 0 | 0 | 0
Ozone Season NOX Cap TR - MI | 790 | 7713 | Rate Constraint in MTons | FALSE | L | Annual | Net Emissions Allowance Position | Thousand Tons | 4.9992 | 3.576 | 3.5972 | 3.329 | 1.4591 | 2.5226 | 2.4361
Ozone Season NOX Cap TR - MI | 790 | 7713 | Rate Constraint in MTons | FALSE | L | Annual | Fuel Consumed | TBtu | 237.0167 | 219.7673 | 216.9683 | 211.1377 | 146.6151 | 183.5365 | 179.6069
Ozone Season NOX Cap TR - MI | 790 | 7713 | Rate Constraint in MTons | FALSE | L | Annual | Rate | lb/MMBtu | 0.042185 | 0.032544 | 0.033159 | 0.031534 | 0.019903 | 0.027489 | 0.027127
Ozone Season NOX Cap TR - MI | 790 | 7713 | Rate Constraint in MTons | FALSE | L | Annual | Generation | TWh | 32.2068 | 32.126 | 31.7304 | 31.5085 | 22.9666 | 29.6568 | 36.3119
Ozone Season NOX Cap TR - MI | 790 | 7713 | Rate Constraint in MTons | FALSE | L | Annual | Qualifying Generation | TWh | 32.2064 | 31.7914 | 31.6329 | 30.8967 | 22.1564 | 27.088 | 26.483
Ozone Season NOX Cap TR - MI | 790 | 7713 | Rate Constraint in MTons | FALSE | L | Annual | Rate | lb/MWh | 0.31045 | 0.22497 | 0.22743 | 0.21549 | 0.13171 | 0.18625 | 0.18397
Ozone Season NOX Cap TR - MI | 790 | 7713 | Rate Constraint in MTons | FALSE | L | Annual | Constraint Shadow Price | US2022$/Ton | 0 | 0 | 0 | 0 | 0 | 0 | 0
Ozone Season NOX Cap TR - MN | 791 | 7714 | Rate Constraint in MTons | FALSE | L | Annual | Seasons Included | Seasons | Summer | Summer | Summer | Summer | Summer | Summer | Summer
Ozone Season NOX Cap TR - MN | 791 | 7714 | Rate Constraint in MTons | FALSE | L | Annual | Standard NOX | Thousand Tons | 3.515 | 2.012 | 2.012 | 2.012 | 2.012 | 2.012 | 2.012
Ozone Season NOX Cap TR - MN | 791 | 7714 | Rate Constraint in MTons | FALSE | L | Annual | Emissions at Affected Plants NOX | Thousand Tons | 1.9491 | 1.8438 | 0.083304 | 2.4815e-05 | 2.3216e-05 | 0.012698 | 0.057582
Ozone Season NOX Cap TR - MN | 791 | 7714 | Rate Constraint in MTons | FALSE | L | Annual | Allowances Purchased NOX | Thousand Tons | 0 | 0 | 0 | 0 | 0 | 0 | 0
Ozone Season NOX Cap TR - MN | 791 | 7714 | Rate Constraint in MTons | FALSE | L | Annual | Allowances Sold NOX | Thousand Tons | 0 | 0 | 0 | 0 | 0 | 0 | 0
Ozone Season NOX Cap TR - MN | 791 | 7714 | Rate Constraint in MTons | FALSE | L | Annual | Allowances Banked | Thousand Tons | 0 | 0 | 0 | 0 | 0 | 0 | 0
Ozone Season NOX Cap TR - MN | 791 | 7714 | Rate Constraint in MTons | FALSE | L | Annual | Allowances Withdrawn (1:1) | Thousand Tons | 0 | 0 | 0 | 0 | 0 | 0 | 0
Ozone Season NOX Cap TR - MN | 791 | 7714 | Rate Constraint in MTons | FALSE | L | Annual | Allowances Withdrawn (n:1) | Thousand Tons | 0 | 0 | 0 | 0 | 0 | 0 | 0
Ozone Season NOX Cap TR - MN | 791 | 7714 | Rate Constraint in MTons | FALSE | L | Annual | Net Emissions Allowance Position | Thousand Tons | 1.9491 | 1.8438 | 0.083304 | 2.4815e-05 | 2.3216e-05 | 0.012698 | 0.057582
Ozone Season NOX Cap TR - MN | 791 | 7714 | Rate Constraint in MTons | FALSE | L | Annual | Fuel Consumed | TBtu | 65.7413 | 61.2705 | 14.7088 | 0.0045118 | 0.004221 | 2.0852 | 9.9552
Ozone Season NOX Cap TR - MN | 791 | 7714 | Rate Constraint in MTons | FALSE | L | Annual | Rate | lb/MMBtu | 0.059295 | 0.060185 | 0.011327 | 0.011 | 0.011 | 0.012178 | 0.011568
Ozone Season NOX Cap TR - MN | 791 | 7714 | Rate Constraint in MTons | FALSE | L | Annual | Generation | TWh | 12.7286 | 16.3412 | 10.9657 | 8.9846 | 8.4171 | 9.3968 | 10.1484
Ozone Season NOX Cap TR - MN | 791 | 7714 | Rate Constraint in MTons | FALSE | L | Annual | Qualifying Generation | TWh | 7.7722 | 7.4033 | 2.0279 | 0.00070628 | 0.00066167 | 0.28981 | 1.3664
Ozone Season NOX Cap TR - MN | 791 | 7714 | Rate Constraint in MTons | FALSE | L | Annual | Rate | lb/MWh | 0.50155 | 0.4981 | 0.08216 | 0.070269 | 0.070173 | 0.087627 | 0.084285
Ozone Season NOX Cap TR - MN | 791 | 7714 | Rate Constraint in MTons | FALSE | L | Annual | Constraint Shadow Price | US2022$/Ton | 0 | 0 | 0 | 0 | 0 | 0 | 0
Ozone Season NOX Cap TR - MO | 792 | 7716 | Rate Constraint in MTons | FALSE | L | Annual | Seasons Included | Seasons | Summer | Summer | Summer | Summer | Summer | Summer | Summer
Ozone Season NOX Cap TR - MO | 792 | 7716 | Rate Constraint in MTons | FALSE | L | Annual | Standard NOX | Thousand Tons | 8.868 | 8.191 | 8.191 | 8.191 | 8.191 | 8.191 | 8.191
Ozone Season NOX Cap TR - MO | 792 | 7716 | Rate Constraint in MTons | FALSE | L | Annual | Emissions at Affected Plants NOX | Thousand Tons | 7.7453 | 6.3195 | 4.9465 | 2.6516 | 0.99395 | 2.6328 | 3.4437
Ozone Season NOX Cap TR - MO | 792 | 7716 | Rate Constraint in MTons | FALSE | L | Annual | Allowances Purchased NOX | Thousand Tons | 0 | 0 | 0 | 0 | 0 | 0 | 0
Ozone Season NOX Cap TR - MO | 792 | 7716 | Rate Constraint in MTons | FALSE | L | Annual | Allowances Sold NOX | Thousand Tons | 0 | 0 | 0 | 0 | 0 | 0 | 0
Ozone Season NOX Cap TR - MO | 792 | 7716 | Rate Constraint in MTons | FALSE | L | Annual | Allowances Banked | Thousand Tons | 0 | 0 | 0 | 0 | 0 | 0 | 0
Ozone Season NOX Cap TR - MO | 792 | 7716 | Rate Constraint in MTons | FALSE | L | Annual | Allowances Withdrawn (1:1) | Thousand Tons | 0 | 0 | 0 | 0 | 0 | 0 | 0
Ozone Season NOX Cap TR - MO | 792 | 7716 | Rate Constraint in MTons | FALSE | L | Annual | Allowances Withdrawn (n:1) | Thousand Tons | 0 | 0 | 0 | 0 | 0 | 0 | 0
Ozone Season NOX Cap TR - MO | 792 | 7716 | Rate Constraint in MTons | FALSE | L | Annual | Net Emissions Allowance Position | Thousand Tons | 7.7453 | 6.3195 | 4.9465 | 2.6516 | 0.99395 | 2.6328 | 3.4437
Ozone Season NOX Cap TR - MO | 792 | 7716 | Rate Constraint in MTons | FALSE | L | Annual | Fuel Consumed | TBtu | 208.5653 | 213.452 | 162.2051 | 80.8006 | 28.3928 | 75.9582 | 98.5331
Ozone Season NOX Cap TR - MO | 792 | 7716 | Rate Constraint in MTons | FALSE | L | Annual | Rate | lb/MMBtu | 0.074272 | 0.059212 | 0.060991 | 0.065633 | 0.070014 | 0.069323 | 0.069898
Ozone Season NOX Cap TR - MO | 792 | 7716 | Rate Constraint in MTons | FALSE | L | Annual | Generation | TWh | 21.2811 | 21.7561 | 16.1209 | 8.0436 | 2.8915 | 7.7656 | 10.0788
Ozone Season NOX Cap TR - MO | 792 | 7716 | Rate Constraint in MTons | FALSE | L | Annual | Qualifying Generation | TWh | 21.2806 | 21.7433 | 16.1173 | 8.0436 | 2.8915 | 7.7589 | 10.0346
Ozone Season NOX Cap TR - MO | 792 | 7716 | Rate Constraint in MTons | FALSE | L | Annual | Rate | lb/MWh | 0.72792 | 0.58128 | 0.61381 | 0.65931 | 0.6875 | 0.67866 | 0.68636
Ozone Season NOX Cap TR - MO | 792 | 7716 | Rate Constraint in MTons | FALSE | L | Annual | Constraint Shadow Price | US2022$/Ton | 0 | 0 | 0 | 0 | 0 | 0 | 0
Ozone Season NOX Cap TR - MS | 793 | 7715 | Rate Constraint in MTons | FALSE | L | Annual | Seasons Included | Seasons | Summer | Summer | Summer | Summer | Summer | Summer | Summer
Ozone Season NOX Cap TR - MS | 793 | 7715 | Rate Constraint in MTons | FALSE | L | Annual | Standard NOX | Thousand Tons | 1.848 | 1.848 | 1.848 | 1.848 | 1.848 | 1.848 | 1.848
Ozone Season NOX Cap TR - MS | 793 | 7715 | Rate Constraint in MTons | FALSE | L | Annual | Emissions at Affected Plants NOX | Thousand Tons | 1.2176 | 1.7954 | 1.0922 | 1.0974 | 0.76125 | 0.94207 | 1.7186
Ozone Season NOX Cap TR - MS | 793 | 7715 | Rate Constraint in MTons | FALSE | L | Annual | Allowances Purchased NOX | Thousand Tons | 0 | 0 | 0 | 0 | 0 | 0 | 0
Ozone Season NOX Cap TR - MS | 793 | 7715 | Rate Constraint in MTons | FALSE | L | Annual | Allowances Sold NOX | Thousand Tons | 0 | 0 | 0 | 0 | 0 | 0 | 0
Ozone Season NOX Cap TR - MS | 793 | 7715 | Rate Constraint in MTons | FALSE | L | Annual | Allowances Banked | Thousand Tons | 0 | 0 | 0 | 0 | 0 | 0 | 0
Ozone Season NOX Cap TR - MS | 793 | 7715 | Rate Constraint in MTons | FALSE | L | Annual | Allowances Withdrawn (1:1) | Thousand Tons | 0 | 0 | 0 | 0 | 0 | 0 | 0
Ozone Season NOX Cap TR - MS | 793 | 7715 | Rate Constraint in MTons | FALSE | L | Annual | Allowances Withdrawn (n:1) | Thousand Tons | 0 | 0 | 0 | 0 | 0 | 0 | 0
Ozone Season NOX Cap TR - MS | 793 | 7715 | Rate Constraint in MTons | FALSE | L | Annual | Net Emissions Allowance Position | Thousand Tons | 1.2176 | 1.7954 | 1.0922 | 1.0974 | 0.76125 | 0.94207 | 1.7186
Ozone Season NOX Cap TR - MS | 793 | 7715 | Rate Constraint in MTons | FALSE | L | Annual | Fuel Consumed | TBtu | 194.4366 | 195.768 | 175.3372 | 135.1326 | 75.6755 | 108.1632 | 142.4112
Ozone Season NOX Cap TR - MS | 793 | 7715 | Rate Constraint in MTons | FALSE | L | Annual | Rate | lb/MMBtu | 0.012524 | 0.018342 | 0.012458 | 0.016243 | 0.020119 | 0.017419 | 0.024135
Ozone Season NOX Cap TR - MS | 793 | 7715 | Rate Constraint in MTons | FALSE | L | Annual | Generation | TWh | 29.7828 | 29.445 | 27.103 | 21.3251 | 15.7613 | 21.6291 | 31.9242
Ozone Season NOX Cap TR - MS | 793 | 7715 | Rate Constraint in MTons | FALSE | L | Annual | Qualifying Generation | TWh | 26.9983 | 26.5839 | 24.4639 | 18.8337 | 10.5311 | 14.9996 | 19.2875
Ozone Season NOX Cap TR - MS | 793 | 7715 | Rate Constraint in MTons | FALSE | L | Annual | Rate | lb/MWh | 0.090195 | 0.13508 | 0.08929 | 0.11654 | 0.14457 | 0.12561 | 0.1782
Ozone Season NOX Cap TR - MS | 793 | 7715 | Rate Constraint in MTons | FALSE | L | Annual | Constraint Shadow Price | US2022$/Ton | 0 | 0 | 0 | 0 | 0 | 0 | 0
Ozone Season NOX Cap TR - NJ | 794 | 7718 | Rate Constraint in MTons | FALSE | L | Annual | Seasons Included | Seasons | Summer | Summer | Summer | Summer | Summer | Summer | Summer
Ozone Season NOX Cap TR - NJ | 794 | 7718 | Rate Constraint in MTons | FALSE | L | Annual | Standard NOX | Thousand Tons | 0.93 | 0.93 | 0.93 | 0.93 | 0.93 | 0.93 | 0.93
Ozone Season NOX Cap TR - NJ | 794 | 7718 | Rate Constraint in MTons | FALSE | L | Annual | Emissions at Affected Plants NOX | Thousand Tons | 0.76199 | 0.80223 | 0.71601 | 0.65905 | 0.52913 | 0.84471 | 0.93
Ozone Season NOX Cap TR - NJ | 794 | 7718 | Rate Constraint in MTons | FALSE | L | Annual | Allowances Purchased NOX | Thousand Tons | 0 | 0 | 0 | 0 | 0 | 0 | 0
Ozone Season NOX Cap TR - NJ | 794 | 7718 | Rate Constraint in MTons | FALSE | L | Annual | Allowances Sold NOX | Thousand Tons | 0 | 0 | 0 | 0 | 0 | 0 | 0
Ozone Season NOX Cap TR - NJ | 794 | 7718 | Rate Constraint in MTons | FALSE | L | Annual | Allowances Banked | Thousand Tons | 0 | 0 | 0 | 0 | 0 | 0 | 0
Ozone Season NOX Cap TR - NJ | 794 | 7718 | Rate Constraint in MTons | FALSE | L | Annual | Allowances Withdrawn (1:1) | Thousand Tons | 0 | 0 | 0 | 0 | 0 | 0 | 0
Ozone Season NOX Cap TR - NJ | 794 | 7718 | Rate Constraint in MTons | FALSE | L | Annual | Allowances Withdrawn (n:1) | Thousand Tons | 0 | 0 | 0 | 0 | 0 | 0 | 0
Ozone Season NOX Cap TR - NJ | 794 | 7718 | Rate Constraint in MTons | FALSE | L | Annual | Net Emissions Allowance Position | Thousand Tons | 0.76199 | 0.80223 | 0.71601 | 0.65905 | 0.52913 | 0.84471 | 0.93
Ozone Season NOX Cap TR - NJ | 794 | 7718 | Rate Constraint in MTons | FALSE | L | Annual | Fuel Consumed | TBtu | 139.2692 | 146.806 | 141.0917 | 126.8657 | 109.7202 | 163.587 | 184.5559
Ozone Season NOX Cap TR - NJ | 794 | 7718 | Rate Constraint in MTons | FALSE | L | Annual | Rate | lb/MMBtu | 0.010943 | 0.010929 | 0.01015 | 0.01039 | 0.0096451 | 0.010327 | 0.010078
Ozone Season NOX Cap TR - NJ | 794 | 7718 | Rate Constraint in MTons | FALSE | L | Annual | Generation | TWh | 19.2481 | 20.2464 | 19.8368 | 19.4085 | 17.4132 | 35.4773 | 50.0688
Ozone Season NOX Cap TR - NJ | 794 | 7718 | Rate Constraint in MTons | FALSE | L | Annual | Qualifying Generation | TWh | 19.2481 | 20.2464 | 19.8368 | 17.8787 | 15.5515 | 23.7306 | 27.8299
Ozone Season NOX Cap TR - NJ | 794 | 7718 | Rate Constraint in MTons | FALSE | L | Annual | Rate | lb/MWh | 0.079176 | 0.079247 | 0.07219 | 0.073725 | 0.068049 | 0.071192 | 0.066835
Ozone Season NOX Cap TR - NJ | 794 | 7718 | Rate Constraint in MTons | FALSE | L | Annual | Constraint Shadow Price | US2022$/Ton | 0 | 0 | 0 | 0 | 0 | 0 | 107879.5988
Ozone Season NOX Cap TR - NV | 795 | 7717 | Rate Constraint in MTons | FALSE | L | Annual | Seasons Included | Seasons | Summer | Summer | Summer | Summer | Summer | Summer | Summer
Ozone Season NOX Cap TR - NV | 795 | 7717 | Rate Constraint in MTons | FALSE | L | Annual | Standard NOX | Thousand Tons | 1.271 | 0.989 | 0.989 | 0.989 | 0.989 | 0.989 | 0.989
Ozone Season NOX Cap TR - NV | 795 | 7717 | Rate Constraint in MTons | FALSE | L | Annual | Emissions at Affected Plants NOX | Thousand Tons | 0.26352 | 0.3338 | 0.34125 | 0.41946 | 0.45576 | 0.03166 | 0.063917
Ozone Season NOX Cap TR - NV | 795 | 7717 | Rate Constraint in MTons | FALSE | L | Annual | Allowances Purchased NOX | Thousand Tons | 0 | 0 | 0 | 0 | 0 | 0 | 0
Ozone Season NOX Cap TR - NV | 795 | 7717 | Rate Constraint in MTons | FALSE | L | Annual | Allowances Sold NOX | Thousand Tons | 0 | 0 | 0 | 0 | 0 | 0 | 0
Ozone Season NOX Cap TR - NV | 795 | 7717 | Rate Constraint in MTons | FALSE | L | Annual | Allowances Banked | Thousand Tons | 0 | 0 | 0 | 0 | 0 | 0 | 0
Ozone Season NOX Cap TR - NV | 795 | 7717 | Rate Constraint in MTons | FALSE | L | Annual | Allowances Withdrawn (1:1) | Thousand Tons | 0 | 0 | 0 | 0 | 0 | 0 | 0
Ozone Season NOX Cap TR - NV | 795 | 7717 | Rate Constraint in MTons | FALSE | L | Annual | Allowances Withdrawn (n:1) | Thousand Tons | 0 | 0 | 0 | 0 | 0 | 0 | 0
Ozone Season NOX Cap TR - NV | 795 | 7717 | Rate Constraint in MTons | FALSE | L | Annual | Net Emissions Allowance Position | Thousand Tons | 0.26352 | 0.3338 | 0.34125 | 0.41946 | 0.45576 | 0.03166 | 0.063917
Ozone Season NOX Cap TR - NV | 795 | 7717 | Rate Constraint in MTons | FALSE | L | Annual | Fuel Consumed | TBtu | 53.3855 | 64.8613 | 66.2777 | 78.3651 | 38.6821 | 5.2267 | 9.9072
Ozone Season NOX Cap TR - NV | 795 | 7717 | Rate Constraint in MTons | FALSE | L | Annual | Rate | lb/MMBtu | 0.0098722 | 0.010293 | 0.010298 | 0.010705 | 0.023564 | 0.012115 | 0.012903
Ozone Season NOX Cap TR - NV | 795 | 7717 | Rate Constraint in MTons | FALSE | L | Annual | Generation | TWh | 7.4359 | 8.9543 | 9.1379 | 10.6494 | 4.8735 | 0.69001 | 1.1727
Ozone Season NOX Cap TR - NV | 795 | 7717 | Rate Constraint in MTons | FALSE | L | Annual | Qualifying Generation | TWh | 7.4359 | 8.9543 | 9.1379 | 10.6494 | 4.8735 | 0.69001 | 1.1727
Ozone Season NOX Cap TR - NV | 795 | 7717 | Rate Constraint in MTons | FALSE | L | Annual | Rate | lb/MWh | 0.070877 | 0.074556 | 0.074689 | 0.078776 | 0.18704 | 0.091768 | 0.109
Ozone Season NOX Cap TR - NV | 795 | 7717 | Rate Constraint in MTons | FALSE | L | Annual | Constraint Shadow Price | US2022$/Ton | 0 | 0 | 0 | 0 | 0 | 0 | 0
Ozone Season NOX Cap TR - NY | 796 | 7719 | Rate Constraint in MTons | FALSE | L | Annual | Seasons Included | Seasons | Summer | Summer | Summer | Summer | Summer | Summer | Summer
Ozone Season NOX Cap TR - NY | 796 | 7719 | Rate Constraint in MTons | FALSE | L | Annual | Standard NOX | Thousand Tons | 4.033 | 4.033 | 4.033 | 4.033 | 4.033 | 4.033 | 4.033
Ozone Season NOX Cap TR - NY | 796 | 7719 | Rate Constraint in MTons | FALSE | L | Annual | Emissions at Affected Plants NOX | Thousand Tons | 1.9219 | 1.727 | 1.3076 | 0.63725 | 0.65898 | 0.60756 | 0.65715
Ozone Season NOX Cap TR - NY | 796 | 7719 | Rate Constraint in MTons | FALSE | L | Annual | Allowances Purchased NOX | Thousand Tons | 0 | 0 | 0 | 0 | 0 | 0 | 0
Ozone Season NOX Cap TR - NY | 796 | 7719 | Rate Constraint in MTons | FALSE | L | Annual | Allowances Sold NOX | Thousand Tons | 0 | 0 | 0 | 0 | 0 | 0 | 0
Ozone Season NOX Cap TR - NY | 796 | 7719 | Rate Constraint in MTons | FALSE | L | Annual | Allowances Banked | Thousand Tons | 0 | 0 | 0 | 0 | 0 | 0 | 0
Ozone Season NOX Cap TR - NY | 796 | 7719 | Rate Constraint in MTons | FALSE | L | Annual | Allowances Withdrawn (1:1) | Thousand Tons | 0 | 0 | 0 | 0 | 0 | 0 | 0
Ozone Season NOX Cap TR - NY | 796 | 7719 | Rate Constraint in MTons | FALSE | L | Annual | Allowances Withdrawn (n:1) | Thousand Tons | 0 | 0 | 0 | 0 | 0 | 0 | 0
Ozone Season NOX Cap TR - NY | 796 | 7719 | Rate Constraint in MTons | FALSE | L | Annual | Net Emissions Allowance Position | Thousand Tons | 1.9219 | 1.727 | 1.3076 | 0.63725 | 0.65898 | 0.60756 | 0.65715
Ozone Season NOX Cap TR - NY | 796 | 7719 | Rate Constraint in MTons | FALSE | L | Annual | Fuel Consumed | TBtu | 183.7804 | 196.7574 | 180.2848 | 104.2848 | 112.9909 | 108.9931 | 117.4643
Ozone Season NOX Cap TR - NY | 796 | 7719 | Rate Constraint in MTons | FALSE | L | Annual | Rate | lb/MMBtu | 0.020915 | 0.017554 | 0.014506 | 0.012221 | 0.011664 | 0.011149 | 0.011189
Ozone Season NOX Cap TR - NY | 796 | 7719 | Rate Constraint in MTons | FALSE | L | Annual | Generation | TWh | 23.9809 | 26.2526 | 24.5543 | 14.9114 | 16.1243 | 15.9783 | 17.371
Ozone Season NOX Cap TR - NY | 796 | 7719 | Rate Constraint in MTons | FALSE | L | Annual | Qualifying Generation | TWh | 23.9809 | 26.2526 | 24.5543 | 14.6598 | 15.8874 | 15.3087 | 16.3504
Ozone Season NOX Cap TR - NY | 796 | 7719 | Rate Constraint in MTons | FALSE | L | Annual | Rate | lb/MWh | 0.16029 | 0.13157 | 0.1065 | 0.086939 | 0.082956 | 0.079375 | 0.080383
Ozone Season NOX Cap TR - NY | 796 | 7719 | Rate Constraint in MTons | FALSE | L | Annual | Constraint Shadow Price | US2022$/Ton | 0 | 0 | 0 | 0 | 0 | 0 | 0
Ozone Season NOX Cap TR - OH | 797 | 7720 | Rate Constraint in MTons | FALSE | L | Annual | Seasons Included | Seasons | Summer | Summer | Summer | Summer | Summer | Summer | Summer
Ozone Season NOX Cap TR - OH | 797 | 7720 | Rate Constraint in MTons | FALSE | L | Annual | Standard NOX | Thousand Tons | 8.391 | 7.742 | 7.742 | 7.742 | 7.742 | 7.742 | 7.742
Ozone Season NOX Cap TR - OH | 797 | 7720 | Rate Constraint in MTons | FALSE | L | Annual | Emissions at Affected Plants NOX | Thousand Tons | 2.779 | 5.0813 | 3.3446 | 1.5301 | 1.4201 | 4.8935 | 5.2263
Ozone Season NOX Cap TR - OH | 797 | 7720 | Rate Constraint in MTons | FALSE | L | Annual | Allowances Purchased NOX | Thousand Tons | 0 | 0 | 0 | 0 | 0 | 0 | 0
Ozone Season NOX Cap TR - OH | 797 | 7720 | Rate Constraint in MTons | FALSE | L | Annual | Allowances Sold NOX | Thousand Tons | 0 | 0 | 0 | 0 | 0 | 0 | 0
Ozone Season NOX Cap TR - OH | 797 | 7720 | Rate Constraint in MTons | FALSE | L | Annual | Allowances Banked | Thousand Tons | 0 | 0 | 0 | 0 | 0 | 0 | 0
Ozone Season NOX Cap TR - OH | 797 | 7720 | Rate Constraint in MTons | FALSE | L | Annual | Allowances Withdrawn (1:1) | Thousand Tons | 0 | 0 | 0 | 0 | 0 | 0 | 0
Ozone Season NOX Cap TR - OH | 797 | 7720 | Rate Constraint in MTons | FALSE | L | Annual | Allowances Withdrawn (n:1) | Thousand Tons | 0 | 0 | 0 | 0 | 0 | 0 | 0
Ozone Season NOX Cap TR - OH | 797 | 7720 | Rate Constraint in MTons | FALSE | L | Annual | Net Emissions Allowance Position | Thousand Tons | 2.779 | 5.0813 | 3.3446 | 1.5301 | 1.4201 | 4.8935 | 5.2263
Ozone Season NOX Cap TR - OH | 797 | 7720 | Rate Constraint in MTons | FALSE | L | Annual | Fuel Consumed | TBtu | 355.2871 | 409.3571 | 369.3213 | 315.2357 | 293.5109 | 443.4891 | 496.1357
Ozone Season NOX Cap TR - OH | 797 | 7720 | Rate Constraint in MTons | FALSE | L | Annual | Rate | lb/MMBtu | 0.015643 | 0.024826 | 0.018112 | 0.0097076 | 0.0096767 | 0.022068 | 0.021068
Ozone Season NOX Cap TR - OH | 797 | 7720 | Rate Constraint in MTons | FALSE | L | Annual | Generation | TWh | 53.2543 | 58.6753 | 55.0583 | 49.627 | 46.6467 | 67.4696 | 81.296
Ozone Season NOX Cap TR - OH | 797 | 7720 | Rate Constraint in MTons | FALSE | L | Annual | Qualifying Generation | TWh | 50.6496 | 56.0706 | 52.4536 | 46.6447 | 43.6179 | 61.975 | 70.0936
Ozone Season NOX Cap TR - OH | 797 | 7720 | Rate Constraint in MTons | FALSE | L | Annual | Rate | lb/MWh | 0.10973 | 0.18125 | 0.12753 | 0.065606 | 0.065116 | 0.15792 | 0.14912
Ozone Season NOX Cap TR - OH | 797 | 7720 | Rate Constraint in MTons | FALSE | L | Annual | Constraint Shadow Price | US2022$/Ton | 0 | 0 | 0 | 0 | 0 | 0 | 0
Ozone Season NOX Cap TR - OK | 798 | 7721 | Rate Constraint in MTons | FALSE | L | Annual | Seasons Included | Seasons | Summer | Summer | Summer | Summer | Summer | Summer | Summer
Ozone Season NOX Cap TR - OK | 798 | 7721 | Rate Constraint in MTons | FALSE | L | Annual | Standard NOX | Thousand Tons | 4.649 | 4.649 | 4.649 | 4.649 | 4.649 | 4.649 | 4.649
Ozone Season NOX Cap TR - OK | 798 | 7721 | Rate Constraint in MTons | FALSE | L | Annual | Emissions at Affected Plants NOX | Thousand Tons | 3.3084 | 3.03 | 1.474 | 1.4419 | 1.1972 | 1.1987 | 1.4551
Ozone Season NOX Cap TR - OK | 798 | 7721 | Rate Constraint in MTons | FALSE | L | Annual | Allowances Purchased NOX | Thousand Tons | 0 | 0 | 0 | 0 | 0 | 0 | 0
Ozone Season NOX Cap TR - OK | 798 | 7721 | Rate Constraint in MTons | FALSE | L | Annual | Allowances Sold NOX | Thousand Tons | 0 | 0 | 0 | 0 | 0 | 0 | 0
Ozone Season NOX Cap TR - OK | 798 | 7721 | Rate Constraint in MTons | FALSE | L | Annual | Allowances Banked | Thousand Tons | 0 | 0 | 0 | 0 | 0 | 0 | 0
Ozone Season NOX Cap TR - OK | 798 | 7721 | Rate Constraint in MTons | FALSE | L | Annual | Allowances Withdrawn (1:1) | Thousand Tons | 0 | 0 | 0 | 0 | 0 | 0 | 0
Ozone Season NOX Cap TR - OK | 798 | 7721 | Rate Constraint in MTons | FALSE | L | Annual | Allowances Withdrawn (n:1) | Thousand Tons | 0 | 0 | 0 | 0 | 0 | 0 | 0
Ozone Season NOX Cap TR - OK | 798 | 7721 | Rate Constraint in MTons | FALSE | L | Annual | Net Emissions Allowance Position | Thousand Tons | 3.3084 | 3.03 | 1.474 | 1.4419 | 1.1972 | 1.1987 | 1.4551
Ozone Season NOX Cap TR - OK | 798 | 7721 | Rate Constraint in MTons | FALSE | L | Annual | Fuel Consumed | TBtu | 145.5691 | 144.4916 | 51.1395 | 25.2439 | 15.0191 | 15.304 | 22.8108
Ozone Season NOX Cap TR - OK | 798 | 7721 | Rate Constraint in MTons | FALSE | L | Annual | Rate | lb/MMBtu | 0.045454 | 0.041941 | 0.057646 | 0.11424 | 0.15942 | 0.15665 | 0.12758
Ozone Season NOX Cap TR - OK | 798 | 7721 | Rate Constraint in MTons | FALSE | L | Annual | Generation | TWh | 18.5505 | 18.2612 | 5.7108 | 1.9445 | 1.275 | 1.3235 | 2.1769
Ozone Season NOX Cap TR - OK | 798 | 7721 | Rate Constraint in MTons | FALSE | L | Annual | Qualifying Generation | TWh | 18.5505 | 18.2612 | 5.7108 | 1.9445 | 1.275 | 1.3145 | 2.1176
Ozone Season NOX Cap TR - OK | 798 | 7721 | Rate Constraint in MTons | FALSE | L | Annual | Rate | lb/MWh | 0.35669 | 0.33185 | 0.51621 | 1.4831 | 1.8778 | 1.8239 | 1.3743
Ozone Season NOX Cap TR - OK | 798 | 7721 | Rate Constraint in MTons | FALSE | L | Annual | Constraint Shadow Price | US2022$/Ton | 0 | 0 | 0 | 0 | 0 | 0 | 0
Ozone Season NOX Cap TR - PA | 799 | 7722 | Rate Constraint in MTons | FALSE | L | Annual | Seasons Included | Seasons | Summer | Summer | Summer | Summer | Summer | Summer | Summer
Ozone Season NOX Cap TR - PA | 799 | 7722 | Rate Constraint in MTons | FALSE | L | Annual | Standard NOX | Thousand Tons | 8.646 | 5.827 | 5.827 | 5.827 | 5.827 | 5.827 | 5.827
Ozone Season NOX Cap TR - PA | 799 | 7722 | Rate Constraint in MTons | FALSE | L | Annual | Emissions at Affected Plants NOX | Thousand Tons | 6.1302 | 4.707 | 3.562 | 2.2006 | 2.3537 | 3.3401 | 3.7858
Ozone Season NOX Cap TR - PA | 799 | 7722 | Rate Constraint in MTons | FALSE | L | Annual | Allowances Purchased NOX | Thousand Tons | 0 | 0 | 0 | 0 | 0 | 0 | 0
Ozone Season NOX Cap TR - PA | 799 | 7722 | Rate Constraint in MTons | FALSE | L | Annual | Allowances Sold NOX | Thousand Tons | 0 | 0 | 0 | 0 | 0 | 0 | 0
Ozone Season NOX Cap TR - PA | 799 | 7722 | Rate Constraint in MTons | FALSE | L | Annual | Allowances Banked | Thousand Tons | 0 | 0 | 0 | 0 | 0 | 0 | 0
Ozone Season NOX Cap TR - PA | 799 | 7722 | Rate Constraint in MTons | FALSE | L | Annual | Allowances Withdrawn (1:1) | Thousand Tons | 0 | 0 | 0 | 0 | 0 | 0 | 0
Ozone Season NOX Cap TR - PA | 799 | 7722 | Rate Constraint in MTons | FALSE | L | Annual | Allowances Withdrawn (n:1) | Thousand Tons | 0 | 0 | 0 | 0 | 0 | 0 | 0
Ozone Season NOX Cap TR - PA | 799 | 7722 | Rate Constraint in MTons | FALSE | L | Annual | Net Emissions Allowance Position | Thousand Tons | 6.1302 | 4.707 | 3.562 | 2.2006 | 2.3537 | 3.3401 | 3.7858
Ozone Season NOX Cap TR - PA | 799 | 7722 | Rate Constraint in MTons | FALSE | L | Annual | Fuel Consumed | TBtu | 522.4611 | 489.7891 | 441.7073 | 410.8725 | 394.0401 | 559.2045 | 640.7508
Ozone Season NOX Cap TR - PA | 799 | 7722 | Rate Constraint in MTons | FALSE | L | Annual | Rate | lb/MMBtu | 0.023467 | 0.01922 | 0.016128 | 0.010712 | 0.011946 | 0.011946 | 0.011817
Ozone Season NOX Cap TR - PA | 799 | 7722 | Rate Constraint in MTons | FALSE | L | Annual | Generation | TWh | 83.5644 | 80.6828 | 75.8498 | 73.8044 | 71.5469 | 132.0441 | 179.9541
Ozone Season NOX Cap TR - PA | 799 | 7722 | Rate Constraint in MTons | FALSE | L | Annual | Qualifying Generation | TWh | 67.9793 | 65.0977 | 60.2648 | 57.4407 | 54.8872 | 80.9142 | 93.7268
Ozone Season NOX Cap TR - PA | 799 | 7722 | Rate Constraint in MTons | FALSE | L | Annual | Rate | lb/MWh | 0.18036 | 0.14461 | 0.11821 | 0.07662 | 0.085764 | 0.082559 | 0.080783
Ozone Season NOX Cap TR - PA | 799 | 7722 | Rate Constraint in MTons | FALSE | L | Annual | Constraint Shadow Price | US2022$/Ton | 0 | 0 | 0 | 0 | 0 | 0 | 0
Ozone Season NOX Cap TR - Region | 800 | 7730 | Rate Constraint in MTons | FALSE | L | Annual | Seasons Included | Seasons | Summer | Summer | Summer | Summer | Summer | Summer | Summer
Ozone Season NOX Cap TR - Region | 800 | 7730 | Rate Constraint in MTons | FALSE | L | Annual | Standard NOX | Thousand Tons | 133.695 | 104.685 | 104.685 | 104.685 | 104.685 | 104.685 | 104.685
Ozone Season NOX Cap TR - Region | 800 | 7730 | Rate Constraint in MTons | FALSE | L | Annual | Emissions at Affected Plants NOX | Thousand Tons | 80.3138 | 75.9671 | 57.4285 | 36.8206 | 21.2532 | 35.0838 | 40.9544
Ozone Season NOX Cap TR - Region | 800 | 7730 | Rate Constraint in MTons | FALSE | L | Annual | Allowances Purchased NOX | Thousand Tons | 0 | 0 | 0 | 0 | 0 | 0 | 0
Ozone Season NOX Cap TR - Region | 800 | 7730 | Rate Constraint in MTons | FALSE | L | Annual | Allowances Sold NOX | Thousand Tons | 0 | 0 | 0 | 0 | 0 | 0 | 0
Ozone Season NOX Cap TR - Region | 800 | 7730 | Rate Constraint in MTons | FALSE | L | Annual | Allowances Banked | Thousand Tons | 0 | 28.7179 | 0 | 0 | 0 | 0 | 0
Ozone Season NOX Cap TR - Region | 800 | 7730 | Rate Constraint in MTons | FALSE | L | Annual | Allowances Withdrawn (1:1) | Thousand Tons | 0 | 0 | 0 | -14.3589 | 0 | 0 | 0
Ozone Season NOX Cap TR - Region | 800 | 7730 | Rate Constraint in MTons | FALSE | L | Annual | Allowances Withdrawn (n:1) | Thousand Tons | 0 | 0 | 0 | 0 | 0 | 0 | 0
Ozone Season NOX Cap TR - Region | 800 | 7730 | Rate Constraint in MTons | FALSE | L | Annual | Net Emissions Allowance Position | Thousand Tons | 80.3138 | 104.685 | 57.4285 | 22.4617 | 21.2532 | 35.0838 | 40.9544
Ozone Season NOX Cap TR - Region | 800 | 7730 | Rate Constraint in MTons | FALSE | L | Annual | Fuel Consumed | TBtu | 4646.8066 | 4765.1691 | 4068.2227 | 3085.7922 | 2146.8096 | 2978.8883 | 3517.8313
Ozone Season NOX Cap TR - Region | 800 | 7730 | Rate Constraint in MTons | FALSE | L | Annual | Rate | lb/MMBtu | 0.034567 | 0.031884 | 0.028233 | 0.023865 | 0.0198 | 0.023555 | 0.023284
Ozone Season NOX Cap TR - Region | 800 | 7730 | Rate Constraint in MTons | FALSE | L | Annual | Generation | TWh | 606.2406 | 618.9089 | 535.3319 | 418.4856 | 308.1063 | 426.5602 | 515.3467
Ozone Season NOX Cap TR - Region | 800 | 7730 | Rate Constraint in MTons | FALSE | L | Annual | Qualifying Generation | TWh | 604.2954 | 616.7735 | 533.213 | 411.348 | 299.4976 | 413.8761 | 490.5177
Ozone Season NOX Cap TR - Region | 800 | 7730 | Rate Constraint in MTons | FALSE | L | Annual | Rate | lb/MWh | 0.26581 | 0.24634 | 0.21541 | 0.17902 | 0.14193 | 0.16954 | 0.16698
Ozone Season NOX Cap TR - Region | 800 | 7730 | Rate Constraint in MTons | FALSE | L | Annual | Constraint Shadow Price | US2022$/Ton | 0 | 0 | 0 | 0 | 0 | 0 | 0
Ozone Season NOX Cap TR - TX | 801 | 7724 | Rate Constraint in MTons | FALSE | L | Annual | Seasons Included | Seasons | Summer | Summer | Summer | Summer | Summer | Summer | Summer
Ozone Season NOX Cap TR - TX | 801 | 7724 | Rate Constraint in MTons | FALSE | L | Annual | Standard NOX | Thousand Tons | 27.112 | 26.174 | 26.174 | 26.174 | 26.174 | 26.174 | 26.174
Ozone Season NOX Cap TR - TX | 801 | 7724 | Rate Constraint in MTons | FALSE | L | Annual | Emissions at Affected Plants NOX | Thousand Tons | 8.5994 | 10.3359 | 7.1714 | 5.431 | 2.5383 | 5.6339 | 7.045
Ozone Season NOX Cap TR - TX | 801 | 7724 | Rate Constraint in MTons | FALSE | L | Annual | Allowances Purchased NOX | Thousand Tons | 0 | 0 | 0 | 0 | 0 | 0 | 0
Ozone Season NOX Cap TR - TX | 801 | 7724 | Rate Constraint in MTons | FALSE | L | Annual | Allowances Sold NOX | Thousand Tons | 0 | 0 | 0 | 0 | 0 | 0 | 0
Ozone Season NOX Cap TR - TX | 801 | 7724 | Rate Constraint in MTons | FALSE | L | Annual | Allowances Banked | Thousand Tons | 0 | 0 | 0 | 0 | 0 | 0 | 0
Ozone Season NOX Cap TR - TX | 801 | 7724 | Rate Constraint in MTons | FALSE | L | Annual | Allowances Withdrawn (1:1) | Thousand Tons | 0 | 0 | 0 | 0 | 0 | 0 | 0
Ozone Season NOX Cap TR - TX | 801 | 7724 | Rate Constraint in MTons | FALSE | L | Annual | Allowances Withdrawn (n:1) | Thousand Tons | 0 | 0 | 0 | 0 | 0 | 0 | 0
Ozone Season NOX Cap TR - TX | 801 | 7724 | Rate Constraint in MTons | FALSE | L | Annual | Net Emissions Allowance Position | Thousand Tons | 8.5994 | 10.3359 | 7.1714 | 5.431 | 2.5383 | 5.6339 | 7.045
Ozone Season NOX Cap TR - TX | 801 | 7724 | Rate Constraint in MTons | FALSE | L | Annual | Fuel Consumed | TBtu | 582.1133 | 609.0498 | 421.4073 | 256.56 | 124.8845 | 273.7765 | 360.2109
Ozone Season NOX Cap TR - TX | 801 | 7724 | Rate Constraint in MTons | FALSE | L | Annual | Rate | lb/MMBtu | 0.029546 | 0.033941 | 0.034035 | 0.042337 | 0.04065 | 0.041157 | 0.039116
Ozone Season NOX Cap TR - TX | 801 | 7724 | Rate Constraint in MTons | FALSE | L | Annual | Generation | TWh | 81.77 | 82.1948 | 57.6083 | 37.3127 | 20.6899 | 42.1265 | 53.9552
Ozone Season NOX Cap TR - TX | 801 | 7724 | Rate Constraint in MTons | FALSE | L | Annual | Qualifying Generation | TWh | 81.5633 | 81.8494 | 57.138 | 31.7451 | 15.5357 | 35.8721 | 47.3398
Ozone Season NOX Cap TR - TX | 801 | 7724 | Rate Constraint in MTons | FALSE | L | Annual | Rate | lb/MWh | 0.21087 | 0.25256 | 0.25102 | 0.34216 | 0.32677 | 0.31411 | 0.29764
Ozone Season NOX Cap TR - TX | 801 | 7724 | Rate Constraint in MTons | FALSE | L | Annual | Constraint Shadow Price | US2022$/Ton | 0 | 0 | 0 | 0 | 0 | 0 | 0
Ozone Season NOX Cap TR - UT | 802 | 7725 | Rate Constraint in MTons | FALSE | L | Annual | Seasons Included | Seasons | Summer | Summer | Summer | Summer | Summer | Summer | Summer
Ozone Season NOX Cap TR - UT | 802 | 7725 | Rate Constraint in MTons | FALSE | L | Annual | Standard NOX | Thousand Tons | 3.15 | 3.15 | 3.15 | 3.15 | 3.15 | 3.15 | 3.15
Ozone Season NOX Cap TR - UT | 802 | 7725 | Rate Constraint in MTons | FALSE | L | Annual | Emissions at Affected Plants NOX | Thousand Tons | 3.15 | 0.65101 | 0.66036 | 0.78077 | 0.3902 | 0.57735 | 0.65563
Ozone Season NOX Cap TR - UT | 802 | 7725 | Rate Constraint in MTons | FALSE | L | Annual | Allowances Purchased NOX | Thousand Tons | 0 | 0 | 0 | 0 | 0 | 0 | 0
Ozone Season NOX Cap TR - UT | 802 | 7725 | Rate Constraint in MTons | FALSE | L | Annual | Allowances Sold NOX | Thousand Tons | 0 | 0 | 0 | 0 | 0 | 0 | 0
Ozone Season NOX Cap TR - UT | 802 | 7725 | Rate Constraint in MTons | FALSE | L | Annual | Allowances Banked | Thousand Tons | 0 | 0 | 0 | 0 | 0 | 0 | 0
Ozone Season NOX Cap TR - UT | 802 | 7725 | Rate Constraint in MTons | FALSE | L | Annual | Allowances Withdrawn (1:1) | Thousand Tons | 0 | 0 | 0 | 0 | 0 | 0 | 0
Ozone Season NOX Cap TR - UT | 802 | 7725 | Rate Constraint in MTons | FALSE | L | Annual | Allowances Withdrawn (n:1) | Thousand Tons | 0 | 0 | 0 | 0 | 0 | 0 | 0
Ozone Season NOX Cap TR - UT | 802 | 7725 | Rate Constraint in MTons | FALSE | L | Annual | Net Emissions Allowance Position | Thousand Tons | 3.15 | 0.65101 | 0.66036 | 0.78077 | 0.3902 | 0.57735 | 0.65563
Ozone Season NOX Cap TR - UT | 802 | 7725 | Rate Constraint in MTons | FALSE | L | Annual | Fuel Consumed | TBtu | 99.1977 | 96.2843 | 98.7859 | 122.0904 | 70.9448 | 104.6948 | 118.952
Ozone Season NOX Cap TR - UT | 802 | 7725 | Rate Constraint in MTons | FALSE | L | Annual | Rate | lb/MMBtu | 0.06351 | 0.013523 | 0.01337 | 0.01279 | 0.011 | 0.011029 | 0.011023
Ozone Season NOX Cap TR - UT | 802 | 7725 | Rate Constraint in MTons | FALSE | L | Annual | Generation | TWh | 13.2386 | 14.5445 | 14.8958 | 17.5184 | 11.0934 | 16.114 | 17.6178
Ozone Season NOX Cap TR - UT | 802 | 7725 | Rate Constraint in MTons | FALSE | L | Annual | Qualifying Generation | TWh | 13.2386 | 14.5445 | 14.8958 | 17.5184 | 11.0934 | 16.114 | 17.6178
Ozone Season NOX Cap TR - UT | 802 | 7725 | Rate Constraint in MTons | FALSE | L | Annual | Rate | lb/MWh | 0.47588 | 0.089519 | 0.088664 | 0.089137 | 0.070348 | 0.071658 | 0.074428
Ozone Season NOX Cap TR - UT | 802 | 7725 | Rate Constraint in MTons | FALSE | L | Annual | Constraint Shadow Price | US2022$/Ton | 3253.9311 | 0 | 0 | 0 | 0 | 0 | 0
Ozone Season NOX Cap TR - VA | 803 | 7726 | Rate Constraint in MTons | FALSE | L | Annual | Seasons Included | Seasons | Summer | Summer | Summer | Summer | Summer | Summer | Summer
Ozone Season NOX Cap TR - VA | 803 | 7726 | Rate Constraint in MTons | FALSE | L | Annual | Standard NOX | Thousand Tons | 2.871 | 2.361 | 2.361 | 2.361 | 2.361 | 2.361 | 2.361
Ozone Season NOX Cap TR - VA | 803 | 7726 | Rate Constraint in MTons | FALSE | L | Annual | Emissions at Affected Plants NOX | Thousand Tons | 1.8478 | 1.7459 | 1.142 | 0.63189 | 0.41868 | 0.20161 | 0.27842
Ozone Season NOX Cap TR - VA | 803 | 7726 | Rate Constraint in MTons | FALSE | L | Annual | Allowances Purchased NOX | Thousand Tons | 0 | 0 | 0 | 0 | 0 | 0 | 0
Ozone Season NOX Cap TR - VA | 803 | 7726 | Rate Constraint in MTons | FALSE | L | Annual | Allowances Sold NOX | Thousand Tons | 0 | 0 | 0 | 0 | 0 | 0 | 0
Ozone Season NOX Cap TR - VA | 803 | 7726 | Rate Constraint in MTons | FALSE | L | Annual | Allowances Banked | Thousand Tons | 0 | 0 | 0 | 0 | 0 | 0 | 0
Ozone Season NOX Cap TR - VA | 803 | 7726 | Rate Constraint in MTons | FALSE | L | Annual | Allowances Withdrawn (1:1) | Thousand Tons | 0 | 0 | 0 | 0 | 0 | 0 | 0
Ozone Season NOX Cap TR - VA | 803 | 7726 | Rate Constraint in MTons | FALSE | L | Annual | Allowances Withdrawn (n:1) | Thousand Tons | 0 | 0 | 0 | 0 | 0 | 0 | 0
Ozone Season NOX Cap TR - VA | 803 | 7726 | Rate Constraint in MTons | FALSE | L | Annual | Net Emissions Allowance Position | Thousand Tons | 1.8478 | 1.7459 | 1.142 | 0.63189 | 0.41868 | 0.20161 | 0.27842
Ozone Season NOX Cap TR - VA | 803 | 7726 | Rate Constraint in MTons | FALSE | L | Annual | Fuel Consumed | TBtu | 199.6985 | 192.443 | 172.8341 | 155.4281 | 126.3437 | 51.3027 | 64.8727
Ozone Season NOX Cap TR - VA | 803 | 7726 | Rate Constraint in MTons | FALSE | L | Annual | Rate | lb/MMBtu | 0.018506 | 0.018145 | 0.013215 | 0.0081309 | 0.0066276 | 0.0078595 | 0.0085836
Ozone Season NOX Cap TR - VA | 803 | 7726 | Rate Constraint in MTons | FALSE | L | Annual | Generation | TWh | 31.9622 | 31.2382 | 28.9248 | 27.3071 | 24.0725 | 48.785 | 92.7456
Ozone Season NOX Cap TR - VA | 803 | 7726 | Rate Constraint in MTons | FALSE | L | Annual | Qualifying Generation | TWh | 26.8396 | 26.0222 | 23.9799 | 21.7924 | 17.7808 | 7.5971 | 9.7256
Ozone Season NOX Cap TR - VA | 803 | 7726 | Rate Constraint in MTons | FALSE | L | Annual | Rate | lb/MWh | 0.13769 | 0.13419 | 0.095244 | 0.057992 | 0.047093 | 0.053075 | 0.057255
Ozone Season NOX Cap TR - VA | 803 | 7726 | Rate Constraint in MTons | FALSE | L | Annual | Constraint Shadow Price | US2022$/Ton | 0 | 0 | 0 | 0 | 0 | 0 | 0
Ozone Season NOX Cap TR - WI | 804 | 7728 | Rate Constraint in MTons | FALSE | L | Annual | Seasons Included | Seasons | Summer | Summer | Summer | Summer | Summer | Summer | Summer
Ozone Season NOX Cap TR - WI | 804 | 7728 | Rate Constraint in MTons | FALSE | L | Annual | Standard NOX | Thousand Tons | 4.123 | 4.123 | 4.123 | 4.123 | 4.123 | 4.123 | 4.123
Ozone Season NOX Cap TR - WI | 804 | 7728 | Rate Constraint in MTons | FALSE | L | Annual | Emissions at Affected Plants NOX | Thousand Tons | 1.94 | 2.3489 | 0.88018 | 0.52707 | 0.14511 | 1.0991 | 1.4006
Ozone Season NOX Cap TR - WI | 804 | 7728 | Rate Constraint in MTons | FALSE | L | Annual | Allowances Purchased NOX | Thousand Tons | 0 | 0 | 0 | 0 | 0 | 0 | 0
Ozone Season NOX Cap TR - WI | 804 | 7728 | Rate Constraint in MTons | FALSE | L | Annual | Allowances Sold NOX | Thousand Tons | 0 | 0 | 0 | 0 | 0 | 0 | 0
Ozone Season NOX Cap TR - WI | 804 | 7728 | Rate Constraint in MTons | FALSE | L | Annual | Allowances Banked | Thousand Tons | 0 | 0 | 0 | 0 | 0 | 0 | 0
Ozone Season NOX Cap TR - WI | 804 | 7728 | Rate Constraint in MTons | FALSE | L | Annual | Allowances Withdrawn (1:1) | Thousand Tons | 0 | 0 | 0 | 0 | 0 | 0 | 0
Ozone Season NOX Cap TR - WI | 804 | 7728 | Rate Constraint in MTons | FALSE | L | Annual | Allowances Withdrawn (n:1) | Thousand Tons | 0 | 0 | 0 | 0 | 0 | 0 | 0
Ozone Season NOX Cap TR - WI | 804 | 7728 | Rate Constraint in MTons | FALSE | L | Annual | Net Emissions Allowance Position | Thousand Tons | 1.94 | 2.3489 | 0.88018 | 0.52707 | 0.14511 | 1.0991 | 1.4006
Ozone Season NOX Cap TR - WI | 804 | 7728 | Rate Constraint in MTons | FALSE | L | Annual | Fuel Consumed | TBtu | 122.3373 | 137.6933 | 96.0702 | 61.7329 | 29.7055 | 71.7335 | 84.4284
Ozone Season NOX Cap TR - WI | 804 | 7728 | Rate Constraint in MTons | FALSE | L | Annual | Rate | lb/MMBtu | 0.031716 | 0.034117 | 0.018324 | 0.017076 | 0.0097698 | 0.030644 | 0.033177
Ozone Season NOX Cap TR - WI | 804 | 7728 | Rate Constraint in MTons | FALSE | L | Annual | Generation | TWh | 15.039 | 16.554 | 12.7806 | 8.3444 | 4.2195 | 8.7592 | 10.1316
Ozone Season NOX Cap TR - WI | 804 | 7728 | Rate Constraint in MTons | FALSE | L | Annual | Qualifying Generation | TWh | 15.039 | 16.5402 | 12.7766 | 8.3438 | 4.2193 | 8.7531 | 10.125
Ozone Season NOX Cap TR - WI | 804 | 7728 | Rate Constraint in MTons | FALSE | L | Annual | Rate | lb/MWh | 0.258 | 0.28402 | 0.13778 | 0.12634 | 0.068784 | 0.25114 | 0.27665
Ozone Season NOX Cap TR - WI | 804 | 7728 | Rate Constraint in MTons | FALSE | L | Annual | Constraint Shadow Price | US2022$/Ton | 0 | 0 | 0 | 0 | 0 | 0 | 0
Ozone Season NOX Cap TR - WV | 805 | 7727 | Rate Constraint in MTons | FALSE | L | Annual | Seasons Included | Seasons | Summer | Summer | Summer | Summer | Summer | Summer | Summer
Ozone Season NOX Cap TR - WV | 805 | 7727 | Rate Constraint in MTons | FALSE | L | Annual | Standard NOX | Thousand Tons | 11.71 | 11.71 | 11.71 | 11.71 | 11.71 | 11.71 | 11.71
Ozone Season NOX Cap TR - WV | 805 | 7727 | Rate Constraint in MTons | FALSE | L | Annual | Emissions at Affected Plants NOX | Thousand Tons | 6.4028 | 8.5688 | 8.5773 | 1.8568 | 0.7399 | 1.2047 | 1.5187
Ozone Season NOX Cap TR - WV | 805 | 7727 | Rate Constraint in MTons | FALSE | L | Annual | Allowances Purchased NOX | Thousand Tons | 0 | 0 | 0 | 0 | 0 | 0 | 0
Ozone Season NOX Cap TR - WV | 805 | 7727 | Rate Constraint in MTons | FALSE | L | Annual | Allowances Sold NOX | Thousand Tons | 0 | 0 | 0 | 0 | 0 | 0 | 0
Ozone Season NOX Cap TR - WV | 805 | 7727 | Rate Constraint in MTons | FALSE | L | Annual | Allowances Banked | Thousand Tons | 0 | 0 | 0 | 0 | 0 | 0 | 0
Ozone Season NOX Cap TR - WV | 805 | 7727 | Rate Constraint in MTons | FALSE | L | Annual | Allowances Withdrawn (1:1) | Thousand Tons | 0 | 0 | 0 | 0 | 0 | 0 | 0
Ozone Season NOX Cap TR - WV | 805 | 7727 | Rate Constraint in MTons | FALSE | L | Annual | Allowances Withdrawn (n:1) | Thousand Tons | 0 | 0 | 0 | 0 | 0 | 0 | 0
Ozone Season NOX Cap TR - WV | 805 | 7727 | Rate Constraint in MTons | FALSE | L | Annual | Net Emissions Allowance Position | Thousand Tons | 6.4028 | 8.5688 | 8.5773 | 1.8568 | 0.7399 | 1.2047 | 1.5187
Ozone Season NOX Cap TR - WV | 805 | 7727 | Rate Constraint in MTons | FALSE | L | Annual | Fuel Consumed | TBtu | 170.4783 | 226.7283 | 227.1917 | 57.371 | 27.4631 | 105.3913 | 162.4701
Ozone Season NOX Cap TR - WV | 805 | 7727 | Rate Constraint in MTons | FALSE | L | Annual | Rate | lb/MMBtu | 0.075115 | 0.075587 | 0.075507 | 0.064731 | 0.053883 | 0.022862 | 0.018695
Ozone Season NOX Cap TR - WV | 805 | 7727 | Rate Constraint in MTons | FALSE | L | Annual | Generation | TWh | 18.3959 | 23.9857 | 23.1142 | 6.7992 | 4.9438 | 27.8806 | 49.6149
Ozone Season NOX Cap TR - WV | 805 | 7727 | Rate Constraint in MTons | FALSE | L | Annual | Qualifying Generation | TWh | 17.5091 | 23.0988 | 22.2274 | 5.3625 | 3.3123 | 15.3648 | 24.2208
Ozone Season NOX Cap TR - WV | 805 | 7727 | Rate Constraint in MTons | FALSE | L | Annual | Rate | lb/MWh | 0.73137 | 0.74193 | 0.77178 | 0.69253 | 0.44676 | 0.15682 | 0.1254
Ozone Season NOX Cap TR - WV | 805 | 7727 | Rate Constraint in MTons | FALSE | L | Annual | Constraint Shadow Price | US2022$/Ton | 0 | 0 | 0 | 0 | 0 | 0 | 0
Ozone Season NOX Transport - GA | 806 | 7046 | Rate Constraint in MTons | FALSE | L | Annual | Seasons Included | Seasons | Summer | Summer | Summer | Summer | Summer | Summer | Summer
Ozone Season NOX Transport - GA | 806 | 7046 | Rate Constraint in MTons | FALSE | L | Annual | Standard NOX | Thousand Tons | 29.09 | 29.09 | 29.09 | 29.09 | 29.09 | 29.09 | 29.09
Ozone Season NOX Transport - GA | 806 | 7046 | Rate Constraint in MTons | FALSE | L | Annual | Emissions at Affected Plants NOX | Thousand Tons | 1.5107 | 1.5256 | 1.1795 | 0.94402 | 1.0002 | 1.1194 | 1.4138
Ozone Season NOX Transport - GA | 806 | 7046 | Rate Constraint in MTons | FALSE | L | Annual | Allowances Purchased NOX | Thousand Tons | 0 | 0 | 0 | 0 | 0 | 0 | 0
Ozone Season NOX Transport - GA | 806 | 7046 | Rate Constraint in MTons | FALSE | L | Annual | Allowances Sold NOX | Thousand Tons | 0 | 0 | 0 | 0 | 0 | 0 | 0
Ozone Season NOX Transport - GA | 806 | 7046 | Rate Constraint in MTons | FALSE | L | Annual | Allowances Banked | Thousand Tons | 0 | 0 | 0 | 0 | 0 | 0 | 0
Ozone Season NOX Transport - GA | 806 | 7046 | Rate Constraint in MTons | FALSE | L | Annual | Allowances Withdrawn (1:1) | Thousand Tons | 0 | 0 | 0 | 0 | 0 | 0 | 0
Ozone Season NOX Transport - GA | 806 | 7046 | Rate Constraint in MTons | FALSE | L | Annual | Allowances Withdrawn (n:1) | Thousand Tons | 0 | 0 | 0 | 0 | 0 | 0 | 0
Ozone Season NOX Transport - GA | 806 | 7046 | Rate Constraint in MTons | FALSE | L | Annual | Net Emissions Allowance Position | Thousand Tons | 1.5107 | 1.5256 | 1.1795 | 0.94402 | 1.0002 | 1.1194 | 1.4138
Ozone Season NOX Transport - GA | 806 | 7046 | Rate Constraint in MTons | FALSE | L | Annual | Fuel Consumed | TBtu | 202.5928 | 194.6421 | 186.0987 | 159.4832 | 154.4933 | 178.8314 | 214.8707
Ozone Season NOX Transport - GA | 806 | 7046 | Rate Constraint in MTons | FALSE | L | Annual | Rate | lb/MMBtu | 0.014913 | 0.015676 | 0.012676 | 0.011838 | 0.012949 | 0.012519 | 0.013159
Ozone Season NOX Transport - GA | 806 | 7046 | Rate Constraint in MTons | FALSE | L | Annual | Generation | TWh | 52.2668 | 51.3089 | 50.2013 | 46.7766 | 47.5616 | 71.17 | 93.5866
Ozone Season NOX Transport - GA | 806 | 7046 | Rate Constraint in MTons | FALSE | L | Annual | Qualifying Generation | TWh | 27.8148 | 26.7635 | 25.9268 | 22.4876 | 21.1026 | 24.2279 | 29.1124
Ozone Season NOX Transport - GA | 806 | 7046 | Rate Constraint in MTons | FALSE | L | Annual | Rate | lb/MWh | 0.10862 | 0.11401 | 0.09099 | 0.083959 | 0.094798 | 0.092406 | 0.097126
Ozone Season NOX Transport - GA | 806 | 7046 | Rate Constraint in MTons | FALSE | L | Annual | Constraint Shadow Price | US2022$/Ton | 0 | 0 | 0 | 0 | 0 | 0 | 0
Ozone Season NOX Transport - IA | 807 | 7047 | Rate Constraint in MTons | FALSE | L | Annual | Seasons Included | Seasons | Summer | Summer | Summer | Summer | Summer | Summer | Summer
Ozone Season NOX Transport - IA | 807 | 7047 | Rate Constraint in MTons | FALSE | L | Annual | Standard NOX | Thousand Tons | 13.639 | 13.639 | 13.639 | 13.639 | 13.639 | 13.639 | 13.639
Ozone Season NOX Transport - IA | 807 | 7047 | Rate Constraint in MTons | FALSE | L | Annual | Emissions at Affected Plants NOX | Thousand Tons | 9.4071 | 10.0371 | 8.9403 | 5.5054 | 4.575 | 8.5924 | 9.6951
Ozone Season NOX Transport - IA | 807 | 7047 | Rate Constraint in MTons | FALSE | L | Annual | Allowances Purchased NOX | Thousand Tons | 0 | 0 | 0 | 0 | 0 | 0 | 0
Ozone Season NOX Transport - IA | 807 | 7047 | Rate Constraint in MTons | FALSE | L | Annual | Allowances Sold NOX | Thousand Tons | 0 | 0 | 0 | 0 | 0 | 0 | 0
Ozone Season NOX Transport - IA | 807 | 7047 | Rate Constraint in MTons | FALSE | L | Annual | Allowances Banked | Thousand Tons | 0 | 0 | 0 | 0 | 0 | 0 | 0
Ozone Season NOX Transport - IA | 807 | 7047 | Rate Constraint in MTons | FALSE | L | Annual | Allowances Withdrawn (1:1) | Thousand Tons | 0 | 0 | 0 | 0 | 0 | 0 | 0
Ozone Season NOX Transport - IA | 807 | 7047 | Rate Constraint in MTons | FALSE | L | Annual | Allowances Withdrawn (n:1) | Thousand Tons | 0 | 0 | 0 | 0 | 0 | 0 | 0
Ozone Season NOX Transport - IA | 807 | 7047 | Rate Constraint in MTons | FALSE | L | Annual | Net Emissions Allowance Position | Thousand Tons | 9.4071 | 10.0371 | 8.9403 | 5.5054 | 4.575 | 8.5924 | 9.6951
Ozone Season NOX Transport - IA | 807 | 7047 | Rate Constraint in MTons | FALSE | L | Annual | Fuel Consumed | TBtu | 163.0384 | 177.0145 | 148.562 | 83.8507 | 64.165 | 128.6719 | 144.6402
Ozone Season NOX Transport - IA | 807 | 7047 | Rate Constraint in MTons | FALSE | L | Annual | Rate | lb/MMBtu | 0.1154 | 0.1134 | 0.12036 | 0.13131 | 0.1426 | 0.13356 | 0.13406
Ozone Season NOX Transport - IA | 807 | 7047 | Rate Constraint in MTons | FALSE | L | Annual | Generation | TWh | 17.5617 | 19.2527 | 15.7988 | 8.7812 | 6.5181 | 13.1023 | 14.6829
Ozone Season NOX Transport - IA | 807 | 7047 | Rate Constraint in MTons | FALSE | L | Annual | Qualifying Generation | TWh | 17.5554 | 19.1143 | 15.7603 | 8.7812 | 6.5181 | 13.1023 | 14.6804
Ozone Season NOX Transport - IA | 807 | 7047 | Rate Constraint in MTons | FALSE | L | Annual | Rate | lb/MWh | 1.0717 | 1.0502 | 1.1345 | 1.2539 | 1.4038 | 1.3116 | 1.3208
Ozone Season NOX Transport - IA | 807 | 7047 | Rate Constraint in MTons | FALSE | L | Annual | Constraint Shadow Price | US2022$/Ton | 0 | 0 | 0 | 0 | 0 | 0 | 0
Ozone Season NOX Transport - KS | 808 | 7050 | Rate Constraint in MTons | FALSE | L | Annual | Seasons Included | Seasons | Summer | Summer | Summer | Summer | Summer | Summer | Summer
Ozone Season NOX Transport - KS | 808 | 7050 | Rate Constraint in MTons | FALSE | L | Annual | Standard NOX | Thousand Tons | 9.713 | 9.713 | 9.713 | 9.713 | 9.713 | 9.713 | 9.713
Ozone Season NOX Transport - KS | 808 | 7050 | Rate Constraint in MTons | FALSE | L | Annual | Emissions at Affected Plants NOX | Thousand Tons | 2.4473 | 2.8223 | 0.4246 | 0.41535 | 0.12098 | 0.12056 | 0.12239
Ozone Season NOX Transport - KS | 808 | 7050 | Rate Constraint in MTons | FALSE | L | Annual | Allowances Purchased NOX | Thousand Tons | 0 | 0 | 0 | 0 | 0 | 0 | 0
Ozone Season NOX Transport - KS | 808 | 7050 | Rate Constraint in MTons | FALSE | L | Annual | Allowances Sold NOX | Thousand Tons | 0 | 0 | 0 | 0 | 0 | 0 | 0
Ozone Season NOX Transport - KS | 808 | 7050 | Rate Constraint in MTons | FALSE | L | Annual | Allowances Banked | Thousand Tons | 0 | 0 | 0 | 0 | 0 | 0 | 0
Ozone Season NOX Transport - KS | 808 | 7050 | Rate Constraint in MTons | FALSE | L | Annual | Allowances Withdrawn (1:1) | Thousand Tons | 0 | 0 | 0 | 0 | 0 | 0 | 0
Ozone Season NOX Transport - KS | 808 | 7050 | Rate Constraint in MTons | FALSE | L | Annual | Allowances Withdrawn (n:1) | Thousand Tons | 0 | 0 | 0 | 0 | 0 | 0 | 0
Ozone Season NOX Transport - KS | 808 | 7050 | Rate Constraint in MTons | FALSE | L | Annual | Net Emissions Allowance Position | Thousand Tons | 2.4473 | 2.8223 | 0.4246 | 0.41535 | 0.12098 | 0.12056 | 0.12239
Ozone Season NOX Transport - KS | 808 | 7050 | Rate Constraint in MTons | FALSE | L | Annual | Fuel Consumed | TBtu | 55.5853 | 63.8908 | 14.0588 | 13.6674 | 1.8974 | 1.9309 | 2.2907
Ozone Season NOX Transport - KS | 808 | 7050 | Rate Constraint in MTons | FALSE | L | Annual | Rate | lb/MMBtu | 0.088054 | 0.088348 | 0.060404 | 0.060779 | 0.12753 | 0.12488 | 0.10686
Ozone Season NOX Transport - KS | 808 | 7050 | Rate Constraint in MTons | FALSE | L | Annual | Generation | TWh | 5.1998 | 5.9558 | 0.89475 | 0.86133 | 0.16065 | 0.19071 | 0.34907
Ozone Season NOX Transport - KS | 808 | 7050 | Rate Constraint in MTons | FALSE | L | Annual | Qualifying Generation | TWh | 5.1998 | 5.9558 | 0.89475 | 0.86133 | 0.16065 | 0.16447 | 0.20097
Ozone Season NOX Transport - KS | 808 | 7050 | Rate Constraint in MTons | FALSE | L | Annual | Rate | lb/MWh | 0.94129 | 0.94775 | 0.94909 | 0.96444 | 1.5061 | 1.4661 | 1.218
Ozone Season NOX Transport - KS | 808 | 7050 | Rate Constraint in MTons | FALSE | L | Annual | Constraint Shadow Price | US2022$/Ton | 0 | 0 | 0 | 0 | 0 | 0 | 0
Ozone Season NOX Transport - Region 2 | 809 | 7063 | Rate Constraint in MTons | FALSE | L | Annual | Seasons Included | Seasons | Summer | Summer | Summer | Summer | Summer | Summer | Summer
Ozone Season NOX Transport - Region 2 | 809 | 7063 | Rate Constraint in MTons | FALSE | L | Annual | Standard NOX | Thousand Tons | 24.041 | 24.041 | 24.041 | 24.041 | 24.041 | 24.041 | 24.041
Ozone Season NOX Transport - Region 2 | 809 | 7063 | Rate Constraint in MTons | FALSE | L | Annual | Emissions at Affected Plants NOX | Thousand Tons | 1.5107 | 1.5256 | 1.1795 | 0.94402 | 1.0002 | 1.1194 | 1.4138
Ozone Season NOX Transport - Region 2 | 809 | 7063 | Rate Constraint in MTons | FALSE | L | Annual | Allowances Purchased NOX | Thousand Tons | 0 | 0 | 0 | 0 | 0 | 0 | 0
Ozone Season NOX Transport - Region 2 | 809 | 7063 | Rate Constraint in MTons | FALSE | L | Annual | Allowances Sold NOX | Thousand Tons | 0 | 0 | 0 | 0 | 0 | 0 | 0
Ozone Season NOX Transport - Region 2 | 809 | 7063 | Rate Constraint in MTons | FALSE | L | Annual | Allowances Banked | Thousand Tons | 0 | 0 | 16.0273 | 0 | 0 | 0 | 0
Ozone Season NOX Transport - Region 2 | 809 | 7063 | Rate Constraint in MTons | FALSE | L | Annual | Allowances Withdrawn (1:1) | Thousand Tons | 0 | 0 | 0 | -24.041 | 0 | 0 | 0
Ozone Season NOX Transport - Region 2 | 809 | 7063 | Rate Constraint in MTons | FALSE | L | Annual | Allowances Withdrawn (n:1) | Thousand Tons | 0 | 0 | 0 | 0 | 0 | 0 | 0
Ozone Season NOX Transport - Region 2 | 809 | 7063 | Rate Constraint in MTons | FALSE | L | Annual | Net Emissions Allowance Position | Thousand Tons | 1.5107 | 1.5256 | 17.2069 | -23.097 | 1.0002 | 1.1194 | 1.4138
Ozone Season NOX Transport - Region 2 | 809 | 7063 | Rate Constraint in MTons | FALSE | L | Annual | Fuel Consumed | TBtu | 202.5928 | 194.6421 | 186.0987 | 159.4832 | 154.4933 | 178.8314 | 214.8707
Ozone Season NOX Transport - Region 2 | 809 | 7063 | Rate Constraint in MTons | FALSE | L | Annual | Rate | lb/MMBtu | 0.014913 | 0.015676 | 0.012676 | 0.011838 | 0.012949 | 0.012519 | 0.013159
Ozone Season NOX Transport - Region 2 | 809 | 7063 | Rate Constraint in MTons | FALSE | L | Annual | Generation | TWh | 52.2668 | 51.3089 | 50.2013 | 46.7766 | 47.5616 | 71.17 | 93.5866
Ozone Season NOX Transport - Region 2 | 809 | 7063 | Rate Constraint in MTons | FALSE | L | Annual | Qualifying Generation | TWh | 27.8148 | 26.7635 | 25.9268 | 22.4876 | 21.1026 | 24.2279 | 29.1124
Ozone Season NOX Transport - Region 2 | 809 | 7063 | Rate Constraint in MTons | FALSE | L | Annual | Rate | lb/MWh | 0.10862 | 0.11401 | 0.09099 | 0.083959 | 0.094798 | 0.092406 | 0.097126
Ozone Season NOX Transport - Region 2 | 809 | 7063 | Rate Constraint in MTons | FALSE | L | Annual | Constraint Shadow Price | US2022$/Ton | 0 | 0 | 0 | 0 | 0 | 0 | 0
PA_RACT Conemaugh 1 & 2-NOx Cap Fall | 810 | 7960 | Rate Constraint in MTons | FALSE | L | Annual | Seasons Included | Seasons | Fall | Fall | Fall | Fall | Fall | Fall | Fall
PA_RACT Conemaugh 1 & 2-NOx Cap Fall | 810 | 7960 | Rate Constraint in MTons | FALSE | L | Annual | Standard NOX | Thousand Tons | 1.3163 | 1.3163 | 1.3163 | 1.3163 | 1.3163 | 1.3163 | 1.3163
PA_RACT Conemaugh 1 & 2-NOx Cap Fall | 810 | 7960 | Rate Constraint in MTons | FALSE | L | Annual | Emissions at Affected Plants NOX | Thousand Tons | 0 | 0 | 0 | 0 | 0 | 0 | 0
PA_RACT Conemaugh 1 & 2-NOx Cap Fall | 810 | 7960 | Rate Constraint in MTons | FALSE | L | Annual | Allowances Purchased NOX | Thousand Tons | 0 | 0 | 0 | 0 | 0 | 0 | 0
PA_RACT Conemaugh 1 & 2-NOx Cap Fall | 810 | 7960 | Rate Constraint in MTons | FALSE | L | Annual | Allowances Sold NOX | Thousand Tons | 0 | 0 | 0 | 0 | 0 | 0 | 0
PA_RACT Conemaugh 1 & 2-NOx Cap Fall | 810 | 7960 | Rate Constraint in MTons | FALSE | L | Annual | Allowances Banked | Thousand Tons | 0 | 0 | 0 | 0 | 0 | 0 | 0
PA_RACT Conemaugh 1 & 2-NOx Cap Fall | 810 | 7960 | Rate Constraint in MTons | FALSE | L | Annual | Allowances Withdrawn (1:1) | Thousand Tons | 0 | 0 | 0 | 0 | 0 | 0 | 0
PA_RACT Conemaugh 1 & 2-NOx Cap Fall | 810 | 7960 | Rate Constraint in MTons | FALSE | L | Annual | Allowances Withdrawn (n:1) | Thousand Tons | 0 | 0 | 0 | 0 | 0 | 0 | 0
PA_RACT Conemaugh 1 & 2-NOx Cap Fall | 810 | 7960 | Rate Constraint in MTons | FALSE | L | Annual | Net Emissions Allowance Position | Thousand Tons | 0 | 0 | 0 | 0 | 0 | 0 | 0
PA_RACT Conemaugh 1 & 2-NOx Cap Fall | 810 | 7960 | Rate Constraint in MTons | FALSE | L | Annual | Fuel Consumed | TBtu | 0 | 0 | 0 | 0 | 0 | 0 | 0
PA_RACT Conemaugh 1 & 2-NOx Cap Fall | 810 | 7960 | Rate Constraint in MTons | FALSE | L | Annual | Rate | lb/MMBtu | 0 | 0 | 0 | 0 | 0 | 0 | 0
PA_RACT Conemaugh 1 & 2-NOx Cap Fall | 810 | 7960 | Rate Constraint in MTons | FALSE | L | Annual | Generation | TWh | 0 | 0 | 0 | 0 | 0 | 0 | 0
PA_RACT Conemaugh 1 & 2-NOx Cap Fall | 810 | 7960 | Rate Constraint in MTons | FALSE | L | Annual | Qualifying Generation | TWh | 0 | 0 | 0 | 0 | 0 | 0 | 0
PA_RACT Conemaugh 1 & 2-NOx Cap Fall | 810 | 7960 | Rate Constraint in MTons | FALSE | L | Annual | Rate | lb/MWh | 0 | 0 | 0 | 0 | 0 | 0 | 0
PA_RACT Conemaugh 1 & 2-NOx Cap Fall | 810 | 7960 | Rate Constraint in MTons | FALSE | L | Annual | Constraint Shadow Price | US2022$/Ton | 0 | 0 | 0 | 0 | 0 | 0 | 0
PA_RACT Conemaugh 1 & 2-NOx Cap Spring | 811 | 7958 | Rate Constraint in MTons | FALSE | L | Annual | Seasons Included | Seasons | Spring | Spring | Spring | Spring | Spring | Spring | Spring
PA_RACT Conemaugh 1 & 2-NOx Cap Spring | 811 | 7958 | Rate Constraint in MTons | FALSE | L | Annual | Standard NOX | Thousand Tons | 0.87279 | 0.87279 | 0.87279 | 0.87279 | 0.87279 | 0.87279 | 0.87279
PA_RACT Conemaugh 1 & 2-NOx Cap Spring | 811 | 7958 | Rate Constraint in MTons | FALSE | L | Annual | Emissions at Affected Plants NOX | Thousand Tons | 0 | 0 | 0 | 0 | 0 | 0 | 0
PA_RACT Conemaugh 1 & 2-NOx Cap Spring | 811 | 7958 | Rate Constraint in MTons | FALSE | L | Annual | Allowances Purchased NOX | Thousand Tons | 0 | 0 | 0 | 0 | 0 | 0 | 0
PA_RACT Conemaugh 1 & 2-NOx Cap Spring | 811 | 7958 | Rate Constraint in MTons | FALSE | L | Annual | Allowances Sold NOX | Thousand Tons | 0 | 0 | 0 | 0 | 0 | 0 | 0
PA_RACT Conemaugh 1 & 2-NOx Cap Spring | 811 | 7958 | Rate Constraint in MTons | FALSE | L | Annual | Allowances Banked | Thousand Tons | 0 | 0 | 0 | 0 | 0 | 0 | 0
PA_RACT Conemaugh 1 & 2-NOx Cap Spring | 811 | 7958 | Rate Constraint in MTons | FALSE | L | Annual | Allowances Withdrawn (1:1) | Thousand Tons | 0 | 0 | 0 | 0 | 0 | 0 | 0
PA_RACT Conemaugh 1 & 2-NOx Cap Spring | 811 | 7958 | Rate Constraint in MTons | FALSE | L | Annual | Allowances Withdrawn (n:1) | Thousand Tons | 0 | 0 | 0 | 0 | 0 | 0 | 0
PA_RACT Conemaugh 1 & 2-NOx Cap Spring | 811 | 7958 | Rate Constraint in MTons | FALSE | L | Annual | Net Emissions Allowance Position | Thousand Tons | 0 | 0 | 0 | 0 | 0 | 0 | 0
PA_RACT Conemaugh 1 & 2-NOx Cap Spring | 811 | 7958 | Rate Constraint in MTons | FALSE | L | Annual | Fuel Consumed | TBtu | 0 | 0 | 0 | 0 | 0 | 0 | 0
PA_RACT Conemaugh 1 & 2-NOx Cap Spring | 811 | 7958 | Rate Constraint in MTons | FALSE | L | Annual | Rate | lb/MMBtu | 0 | 0 | 0 | 0 | 0 | 0 | 0
PA_RACT Conemaugh 1 & 2-NOx Cap Spring | 811 | 7958 | Rate Constraint in MTons | FALSE | L | Annual | Generation | TWh | 0 | 0 | 0 | 0 | 0 | 0 | 0
PA_RACT Conemaugh 1 & 2-NOx Cap Spring | 811 | 7958 | Rate Constraint in MTons | FALSE | L | Annual | Qualifying Generation | TWh | 0 | 0 | 0 | 0 | 0 | 0 | 0
PA_RACT Conemaugh 1 & 2-NOx Cap Spring | 811 | 7958 | Rate Constraint in MTons | FALSE | L | Annual | Rate | lb/MWh | 0 | 0 | 0 | 0 | 0 | 0 | 0
PA_RACT Conemaugh 1 & 2-NOx Cap Spring | 811 | 7958 | Rate Constraint in MTons | FALSE | L | Annual | Constraint Shadow Price | US2022$/Ton | 0 | 0 | 0 | 0 | 0 | 0 | 0
PA_RACT Conemaugh 1 & 2-NOx Cap Summer | 812 | 7959 | Rate Constraint in MTons | FALSE | L | Annual | Seasons Included | Seasons | Summer | Summer | Summer | Summer | Summer | Summer | Summer
PA_RACT Conemaugh 1 & 2-NOx Cap Summer | 812 | 7959 | Rate Constraint in MTons | FALSE | L | Annual | Standard NOX | Thousand Tons | 2.1891 | 2.1891 | 2.1891 | 2.1891 | 2.1891 | 2.1891 | 2.1891
PA_RACT Conemaugh 1 & 2-NOx Cap Summer | 812 | 7959 | Rate Constraint in MTons | FALSE | L | Annual | Emissions at Affected Plants NOX | Thousand Tons | 0 | 0 | 0 | 0 | 0 | 0 | 0
PA_RACT Conemaugh 1 & 2-NOx Cap Summer | 812 | 7959 | Rate Constraint in MTons | FALSE | L | Annual | Allowances Purchased NOX | Thousand Tons | 0 | 0 | 0 | 0 | 0 | 0 | 0
PA_RACT Conemaugh 1 & 2-NOx Cap Summer | 812 | 7959 | Rate Constraint in MTons | FALSE | L | Annual | Allowances Sold NOX | Thousand Tons | 0 | 0 | 0 | 0 | 0 | 0 | 0
PA_RACT Conemaugh 1 & 2-NOx Cap Summer | 812 | 7959 | Rate Constraint in MTons | FALSE | L | Annual | Allowances Banked | Thousand Tons | 0 | 0 | 0 | 0 | 0 | 0 | 0
PA_RACT Conemaugh 1 & 2-NOx Cap Summer | 812 | 7959 | Rate Constraint in MTons | FALSE | L | Annual | Allowances Withdrawn (1:1) | Thousand Tons | 0 | 0 | 0 | 0 | 0 | 0 | 0
PA_RACT Conemaugh 1 & 2-NOx Cap Summer | 812 | 7959 | Rate Constraint in MTons | FALSE | L | Annual | Allowances Withdrawn (n:1) | Thousand Tons | 0 | 0 | 0 | 0 | 0 | 0 | 0
PA_RACT Conemaugh 1 & 2-NOx Cap Summer | 812 | 7959 | Rate Constraint in MTons | FALSE | L | Annual | Net Emissions Allowance Position | Thousand Tons | 0 | 0 | 0 | 0 | 0 | 0 | 0
PA_RACT Conemaugh 1 & 2-NOx Cap Summer | 812 | 7959 | Rate Constraint in MTons | FALSE | L | Annual | Fuel Consumed | TBtu | 0 | 0 | 0 | 0 | 0 | 0 | 0
PA_RACT Conemaugh 1 & 2-NOx Cap Summer | 812 | 7959 | Rate Constraint in MTons | FALSE | L | Annual | Rate | lb/MMBtu | 0 | 0 | 0 | 0 | 0 | 0 | 0
PA_RACT Conemaugh 1 & 2-NOx Cap Summer | 812 | 7959 | Rate Constraint in MTons | FALSE | L | Annual | Generation | TWh | 0 | 0 | 0 | 0 | 0 | 0 | 0
PA_RACT Conemaugh 1 & 2-NOx Cap Summer | 812 | 7959 | Rate Constraint in MTons | FALSE | L | Annual | Qualifying Generation | TWh | 0 | 0 | 0 | 0 | 0 | 0 | 0
PA_RACT Conemaugh 1 & 2-NOx Cap Summer | 812 | 7959 | Rate Constraint in MTons | FALSE | L | Annual | Rate | lb/MWh | 0 | 0 | 0 | 0 | 0 | 0 | 0
PA_RACT Conemaugh 1 & 2-NOx Cap Summer | 812 | 7959 | Rate Constraint in MTons | FALSE | L | Annual | Constraint Shadow Price | US2022$/Ton | 0 | 0 | 0 | 0 | 0 | 0 | 0
PA_RACT Conemaugh 1 & 2-NOx Cap Winter | 813 | 7957 | Rate Constraint in MTons | FALSE | L | Annual | Seasons Included | Seasons | Winter | Winter | Winter | Winter | Winter | Winter | Winter
PA_RACT Conemaugh 1 & 2-NOx Cap Winter | 813 | 7957 | Rate Constraint in MTons | FALSE | L | Annual | Standard NOX | Thousand Tons | 0.84417 | 0.84417 | 0.84417 | 0.84417 | 0.84417 | 0.84417 | 0.84417
PA_RACT Conemaugh 1 & 2-NOx Cap Winter | 813 | 7957 | Rate Constraint in MTons | FALSE | L | Annual | Emissions at Affected Plants NOX | Thousand Tons | 0 | 0 | 0 | 0 | 0 | 0 | 0
PA_RACT Conemaugh 1 & 2-NOx Cap Winter | 813 | 7957 | Rate Constraint in MTons | FALSE | L | Annual | Allowances Purchased NOX | Thousand Tons | 0 | 0 | 0 | 0 | 0 | 0 | 0
PA_RACT Conemaugh 1 & 2-NOx Cap Winter | 813 | 7957 | Rate Constraint in MTons | FALSE | L | Annual | Allowances Sold NOX | Thousand Tons | 0 | 0 | 0 | 0 | 0 | 0 | 0
PA_RACT Conemaugh 1 & 2-NOx Cap Winter | 813 | 7957 | Rate Constraint in MTons | FALSE | L | Annual | Allowances Banked | Thousand Tons | 0 | 0 | 0 | 0 | 0 | 0 | 0
PA_RACT Conemaugh 1 & 2-NOx Cap Winter | 813 | 7957 | Rate Constraint in MTons | FALSE | L | Annual | Allowances Withdrawn (1:1) | Thousand Tons | 0 | 0 | 0 | 0 | 0 | 0 | 0
PA_RACT Conemaugh 1 & 2-NOx Cap Winter | 813 | 7957 | Rate Constraint in MTons | FALSE | L | Annual | Allowances Withdrawn (n:1) | Thousand Tons | 0 | 0 | 0 | 0 | 0 | 0 | 0
PA_RACT Conemaugh 1 & 2-NOx Cap Winter | 813 | 7957 | Rate Constraint in MTons | FALSE | L | Annual | Net Emissions Allowance Position | Thousand Tons | 0 | 0 | 0 | 0 | 0 | 0 | 0
PA_RACT Conemaugh 1 & 2-NOx Cap Winter | 813 | 7957 | Rate Constraint in MTons | FALSE | L | Annual | Fuel Consumed | TBtu | 0 | 0 | 0 | 0 | 0 | 0 | 0
PA_RACT Conemaugh 1 & 2-NOx Cap Winter | 813 | 7957 | Rate Constraint in MTons | FALSE | L | Annual | Rate | lb/MMBtu | 0 | 0 | 0 | 0 | 0 | 0 | 0
PA_RACT Conemaugh 1 & 2-NOx Cap Winter | 813 | 7957 | Rate Constraint in MTons | FALSE | L | Annual | Generation | TWh | 0 | 0 | 0 | 0 | 0 | 0 | 0
PA_RACT Conemaugh 1 & 2-NOx Cap Winter | 813 | 7957 | Rate Constraint in MTons | FALSE | L | Annual | Qualifying Generation | TWh | 0 | 0 | 0 | 0 | 0 | 0 | 0
PA_RACT Conemaugh 1 & 2-NOx Cap Winter | 813 | 7957 | Rate Constraint in MTons | FALSE | L | Annual | Rate | lb/MWh | 0 | 0 | 0 | 0 | 0 | 0 | 0
PA_RACT Conemaugh 1 & 2-NOx Cap Winter | 813 | 7957 | Rate Constraint in MTons | FALSE | L | Annual | Constraint Shadow Price | US2022$/Ton | 0 | 0 | 0 | 0 | 0 | 0 | 0
PA_RACT Keystone 1 & 2-NOx Cap Fall | 814 | 7964 | Rate Constraint in MTons | FALSE | L | Annual | Seasons Included | Seasons | Fall | Fall | Fall | Fall | Fall | Fall | Fall
PA_RACT Keystone 1 & 2-NOx Cap Fall | 814 | 7964 | Rate Constraint in MTons | FALSE | L | Annual | Standard NOX | Thousand Tons | 1.4436 | 1.4436 | 1.4436 | 1.4436 | 1.4436 | 1.4436 | 1.4436
PA_RACT Keystone 1 & 2-NOx Cap Fall | 814 | 7964 | Rate Constraint in MTons | FALSE | L | Annual | Emissions at Affected Plants NOX | Thousand Tons | 0 | 0 | 0 | 0 | 0 | 0 | 0
PA_RACT Keystone 1 & 2-NOx Cap Fall | 814 | 7964 | Rate Constraint in MTons | FALSE | L | Annual | Allowances Purchased NOX | Thousand Tons | 0 | 0 | 0 | 0 | 0 | 0 | 0
PA_RACT Keystone 1 & 2-NOx Cap Fall | 814 | 7964 | Rate Constraint in MTons | FALSE | L | Annual | Allowances Sold NOX | Thousand Tons | 0 | 0 | 0 | 0 | 0 | 0 | 0
PA_RACT Keystone 1 & 2-NOx Cap Fall | 814 | 7964 | Rate Constraint in MTons | FALSE | L | Annual | Allowances Banked | Thousand Tons | 0 | 0 | 0 | 0 | 0 | 0 | 0
PA_RACT Keystone 1 & 2-NOx Cap Fall | 814 | 7964 | Rate Constraint in MTons | FALSE | L | Annual | Allowances Withdrawn (1:1) | Thousand Tons | 0 | 0 | 0 | 0 | 0 | 0 | 0
PA_RACT Keystone 1 & 2-NOx Cap Fall | 814 | 7964 | Rate Constraint in MTons | FALSE | L | Annual | Allowances Withdrawn (n:1) | Thousand Tons | 0 | 0 | 0 | 0 | 0 | 0 | 0
PA_RACT Keystone 1 & 2-NOx Cap Fall | 814 | 7964 | Rate Constraint in MTons | FALSE | L | Annual | Net Emissions Allowance Position | Thousand Tons | 0 | 0 | 0 | 0 | 0 | 0 | 0
PA_RACT Keystone 1 & 2-NOx Cap Fall | 814 | 7964 | Rate Constraint in MTons | FALSE | L | Annual | Fuel Consumed | TBtu | 0 | 0 | 0 | 0 | 0 | 0 | 0
PA_RACT Keystone 1 & 2-NOx Cap Fall | 814 | 7964 | Rate Constraint in MTons | FALSE | L | Annual | Rate | lb/MMBtu | 0 | 0 | 0 | 0 | 0 | 0 | 0
PA_RACT Keystone 1 & 2-NOx Cap Fall | 814 | 7964 | Rate Constraint in MTons | FALSE | L | Annual | Generation | TWh | 0 | 0 | 0 | 0 | 0 | 0 | 0
PA_RACT Keystone 1 & 2-NOx Cap Fall | 814 | 7964 | Rate Constraint in MTons | FALSE | L | Annual | Qualifying Generation | TWh | 0 | 0 | 0 | 0 | 0 | 0 | 0
PA_RACT Keystone 1 & 2-NOx Cap Fall | 814 | 7964 | Rate Constraint in MTons | FALSE | L | Annual | Rate | lb/MWh | 0 | 0 | 0 | 0 | 0 | 0 | 0
PA_RACT Keystone 1 & 2-NOx Cap Fall | 814 | 7964 | Rate Constraint in MTons | FALSE | L | Annual | Constraint Shadow Price | US2022$/Ton | 0 | 0 | 0 | 0 | 0 | 0 | 0
PA_RACT Keystone 1 & 2-NOx Cap Spring | 815 | 7962 | Rate Constraint in MTons | FALSE | L | Annual | Seasons Included | Seasons | Spring | Spring | Spring | Spring | Spring | Spring | Spring
PA_RACT Keystone 1 & 2-NOx Cap Spring | 815 | 7962 | Rate Constraint in MTons | FALSE | L | Annual | Standard NOX | Thousand Tons | 0.95715 | 0.95715 | 0.95715 | 0.95715 | 0.95715 | 0.95715 | 0.95715
PA_RACT Keystone 1 & 2-NOx Cap Spring | 815 | 7962 | Rate Constraint in MTons | FALSE | L | Annual | Emissions at Affected Plants NOX | Thousand Tons | 0 | 0 | 0 | 0 | 0 | 0 | 0
PA_RACT Keystone 1 & 2-NOx Cap Spring | 815 | 7962 | Rate Constraint in MTons | FALSE | L | Annual | Allowances Purchased NOX | Thousand Tons | 0 | 0 | 0 | 0 | 0 | 0 | 0
PA_RACT Keystone 1 & 2-NOx Cap Spring | 815 | 7962 | Rate Constraint in MTons | FALSE | L | Annual | Allowances Sold NOX | Thousand Tons | 0 | 0 | 0 | 0 | 0 | 0 | 0
PA_RACT Keystone 1 & 2-NOx Cap Spring | 815 | 7962 | Rate Constraint in MTons | FALSE | L | Annual | Allowances Banked | Thousand Tons | 0 | 0 | 0 | 0 | 0 | 0 | 0
PA_RACT Keystone 1 & 2-NOx Cap Spring | 815 | 7962 | Rate Constraint in MTons | FALSE | L | Annual | Allowances Withdrawn (1:1) | Thousand Tons | 0 | 0 | 0 | 0 | 0 | 0 | 0
PA_RACT Keystone 1 & 2-NOx Cap Spring | 815 | 7962 | Rate Constraint in MTons | FALSE | L | Annual | Allowances Withdrawn (n:1) | Thousand Tons | 0 | 0 | 0 | 0 | 0 | 0 | 0
PA_RACT Keystone 1 & 2-NOx Cap Spring | 815 | 7962 | Rate Constraint in MTons | FALSE | L | Annual | Net Emissions Allowance Position | Thousand Tons | 0 | 0 | 0 | 0 | 0 | 0 | 0
PA_RACT Keystone 1 & 2-NOx Cap Spring | 815 | 7962 | Rate Constraint in MTons | FALSE | L | Annual | Fuel Consumed | TBtu | 0 | 0 | 0 | 0 | 0 | 0 | 0
PA_RACT Keystone 1 & 2-NOx Cap Spring | 815 | 7962 | Rate Constraint in MTons | FALSE | L | Annual | Rate | lb/MMBtu | 0 | 0 | 0 | 0 | 0 | 0 | 0
PA_RACT Keystone 1 & 2-NOx Cap Spring | 815 | 7962 | Rate Constraint in MTons | FALSE | L | Annual | Generation | TWh | 0 | 0 | 0 | 0 | 0 | 0 | 0
PA_RACT Keystone 1 & 2-NOx Cap Spring | 815 | 7962 | Rate Constraint in MTons | FALSE | L | Annual | Qualifying Generation | TWh | 0 | 0 | 0 | 0 | 0 | 0 | 0
PA_RACT Keystone 1 & 2-NOx Cap Spring | 815 | 7962 | Rate Constraint in MTons | FALSE | L | Annual | Rate | lb/MWh | 0 | 0 | 0 | 0 | 0 | 0 | 0
PA_RACT Keystone 1 & 2-NOx Cap Spring | 815 | 7962 | Rate Constraint in MTons | FALSE | L | Annual | Constraint Shadow Price | US2022$/Ton | 0 | 0 | 0 | 0 | 0 | 0 | 0
PA_RACT Keystone 1 & 2-NOx Cap Summer | 816 | 7963 | Rate Constraint in MTons | FALSE | L | Annual | Seasons Included | Seasons | Summer | Summer | Summer | Summer | Summer | Summer | Summer
PA_RACT Keystone 1 & 2-NOx Cap Summer | 816 | 7963 | Rate Constraint in MTons | FALSE | L | Annual | Standard NOX | Thousand Tons | 2.4007 | 2.4007 | 2.4007 | 2.4007 | 2.4007 | 2.4007 | 2.4007
PA_RACT Keystone 1 & 2-NOx Cap Summer | 816 | 7963 | Rate Constraint in MTons | FALSE | L | Annual | Emissions at Affected Plants NOX | Thousand Tons | 0 | 0 | 0 | 0 | 0 | 0 | 0
PA_RACT Keystone 1 & 2-NOx Cap Summer | 816 | 7963 | Rate Constraint in MTons | FALSE | L | Annual | Allowances Purchased NOX | Thousand Tons | 0 | 0 | 0 | 0 | 0 | 0 | 0
PA_RACT Keystone 1 & 2-NOx Cap Summer | 816 | 7963 | Rate Constraint in MTons | FALSE | L | Annual | Allowances Sold NOX | Thousand Tons | 0 | 0 | 0 | 0 | 0 | 0 | 0
PA_RACT Keystone 1 & 2-NOx Cap Summer | 816 | 7963 | Rate Constraint in MTons | FALSE | L | Annual | Allowances Banked | Thousand Tons | 0 | 0 | 0 | 0 | 0 | 0 | 0
PA_RACT Keystone 1 & 2-NOx Cap Summer | 816 | 7963 | Rate Constraint in MTons | FALSE | L | Annual | Allowances Withdrawn (1:1) | Thousand Tons | 0 | 0 | 0 | 0 | 0 | 0 | 0
PA_RACT Keystone 1 & 2-NOx Cap Summer | 816 | 7963 | Rate Constraint in MTons | FALSE | L | Annual | Allowances Withdrawn (n:1) | Thousand Tons | 0 | 0 | 0 | 0 | 0 | 0 | 0
PA_RACT Keystone 1 & 2-NOx Cap Summer | 816 | 7963 | Rate Constraint in MTons | FALSE | L | Annual | Net Emissions Allowance Position | Thousand Tons | 0 | 0 | 0 | 0 | 0 | 0 | 0
PA_RACT Keystone 1 & 2-NOx Cap Summer | 816 | 7963 | Rate Constraint in MTons | FALSE | L | Annual | Fuel Consumed | TBtu | 0 | 0 | 0 | 0 | 0 | 0 | 0
PA_RACT Keystone 1 & 2-NOx Cap Summer | 816 | 7963 | Rate Constraint in MTons | FALSE | L | Annual | Rate | lb/MMBtu | 0 | 0 | 0 | 0 | 0 | 0 | 0
PA_RACT Keystone 1 & 2-NOx Cap Summer | 816 | 7963 | Rate Constraint in MTons | FALSE | L | Annual | Generation | TWh | 0 | 0 | 0 | 0 | 0 | 0 | 0
PA_RACT Keystone 1 & 2-NOx Cap Summer | 816 | 7963 | Rate Constraint in MTons | FALSE | L | Annual | Qualifying Generation | TWh | 0 | 0 | 0 | 0 | 0 | 0 | 0
PA_RACT Keystone 1 & 2-NOx Cap Summer | 816 | 7963 | Rate Constraint in MTons | FALSE | L | Annual | Rate | lb/MWh | 0 | 0 | 0 | 0 | 0 | 0 | 0
PA_RACT Keystone 1 & 2-NOx Cap Summer | 816 | 7963 | Rate Constraint in MTons | FALSE | L | Annual | Constraint Shadow Price | US2022$/Ton | 0 | 0 | 0 | 0 | 0 | 0 | 0
PA_RACT Keystone 1 & 2-NOx Cap Winter | 817 | 7961 | Rate Constraint in MTons | FALSE | L | Annual | Seasons Included | Seasons | Winter | Winter | Winter | Winter | Winter | Winter | Winter
PA_RACT Keystone 1 & 2-NOx Cap Winter | 817 | 7961 | Rate Constraint in MTons | FALSE | L | Annual | Standard NOX | Thousand Tons | 0.92577 | 0.92577 | 0.92577 | 0.92577 | 0.92577 | 0.92577 | 0.92577
PA_RACT Keystone 1 & 2-NOx Cap Winter | 817 | 7961 | Rate Constraint in MTons | FALSE | L | Annual | Emissions at Affected Plants NOX | Thousand Tons | 0 | 0 | 0 | 0 | 0 | 0 | 0
PA_RACT Keystone 1 & 2-NOx Cap Winter | 817 | 7961 | Rate Constraint in MTons | FALSE | L | Annual | Allowances Purchased NOX | Thousand Tons | 0 | 0 | 0 | 0 | 0 | 0 | 0
PA_RACT Keystone 1 & 2-NOx Cap Winter | 817 | 7961 | Rate Constraint in MTons | FALSE | L | Annual | Allowances Sold NOX | Thousand Tons | 0 | 0 | 0 | 0 | 0 | 0 | 0
PA_RACT Keystone 1 & 2-NOx Cap Winter | 817 | 7961 | Rate Constraint in MTons | FALSE | L | Annual | Allowances Banked | Thousand Tons | 0 | 0 | 0 | 0 | 0 | 0 | 0
PA_RACT Keystone 1 & 2-NOx Cap Winter | 817 | 7961 | Rate Constraint in MTons | FALSE | L | Annual | Allowances Withdrawn (1:1) | Thousand Tons | 0 | 0 | 0 | 0 | 0 | 0 | 0
PA_RACT Keystone 1 & 2-NOx Cap Winter | 817 | 7961 | Rate Constraint in MTons | FALSE | L | Annual | Allowances Withdrawn (n:1) | Thousand Tons | 0 | 0 | 0 | 0 | 0 | 0 | 0
PA_RACT Keystone 1 & 2-NOx Cap Winter | 817 | 7961 | Rate Constraint in MTons | FALSE | L | Annual | Net Emissions Allowance Position | Thousand Tons | 0 | 0 | 0 | 0 | 0 | 0 | 0
PA_RACT Keystone 1 & 2-NOx Cap Winter | 817 | 7961 | Rate Constraint in MTons | FALSE | L | Annual | Fuel Consumed | TBtu | 0 | 0 | 0 | 0 | 0 | 0 | 0
PA_RACT Keystone 1 & 2-NOx Cap Winter | 817 | 7961 | Rate Constraint in MTons | FALSE | L | Annual | Rate | lb/MMBtu | 0 | 0 | 0 | 0 | 0 | 0 | 0
PA_RACT Keystone 1 & 2-NOx Cap Winter | 817 | 7961 | Rate Constraint in MTons | FALSE | L | Annual | Generation | TWh | 0 | 0 | 0 | 0 | 0 | 0 | 0
PA_RACT Keystone 1 & 2-NOx Cap Winter | 817 | 7961 | Rate Constraint in MTons | FALSE | L | Annual | Qualifying Generation | TWh | 0 | 0 | 0 | 0 | 0 | 0 | 0
PA_RACT Keystone 1 & 2-NOx Cap Winter | 817 | 7961 | Rate Constraint in MTons | FALSE | L | Annual | Rate | lb/MWh | 0 | 0 | 0 | 0 | 0 | 0 | 0
PA_RACT Keystone 1 & 2-NOx Cap Winter | 817 | 7961 | Rate Constraint in MTons | FALSE | L | Annual | Constraint Shadow Price | US2022$/Ton | 0 | 0 | 0 | 0 | 0 | 0 | 0
PA_RACT Montour 1 & 2-NOx Cap Fall | 818 | 7956 | Rate Constraint in MTons | FALSE | L | Annual | Seasons Included | Seasons | Fall | Fall | Fall | Fall | Fall | Fall | Fall
PA_RACT Montour 1 & 2-NOx Cap Fall | 818 | 7956 | Rate Constraint in MTons | FALSE | L | Annual | Standard NOX | Thousand Tons | 1.6391 | 1.6391 | 1.6391 | 1.6391 | 1.6391 | 1.6391 | 1.6391
PA_RACT Montour 1 & 2-NOx Cap Fall | 818 | 7956 | Rate Constraint in MTons | FALSE | L | Annual | Emissions at Affected Plants NOX | Thousand Tons | 0 | 0 | 0 | 0 | 0 | 0 | 0
PA_RACT Montour 1 & 2-NOx Cap Fall | 818 | 7956 | Rate Constraint in MTons | FALSE | L | Annual | Allowances Purchased NOX | Thousand Tons | 0 | 0 | 0 | 0 | 0 | 0 | 0
PA_RACT Montour 1 & 2-NOx Cap Fall | 818 | 7956 | Rate Constraint in MTons | FALSE | L | Annual | Allowances Sold NOX | Thousand Tons | 0 | 0 | 0 | 0 | 0 | 0 | 0
PA_RACT Montour 1 & 2-NOx Cap Fall | 818 | 7956 | Rate Constraint in MTons | FALSE | L | Annual | Allowances Banked | Thousand Tons | 0 | 0 | 0 | 0 | 0 | 0 | 0
PA_RACT Montour 1 & 2-NOx Cap Fall | 818 | 7956 | Rate Constraint in MTons | FALSE | L | Annual | Allowances Withdrawn (1:1) | Thousand Tons | 0 | 0 | 0 | 0 | 0 | 0 | 0
PA_RACT Montour 1 & 2-NOx Cap Fall | 818 | 7956 | Rate Constraint in MTons | FALSE | L | Annual | Allowances Withdrawn (n:1) | Thousand Tons | 0 | 0 | 0 | 0 | 0 | 0 | 0
PA_RACT Montour 1 & 2-NOx Cap Fall | 818 | 7956 | Rate Constraint in MTons | FALSE | L | Annual | Net Emissions Allowance Position | Thousand Tons | 0 | 0 | 0 | 0 | 0 | 0 | 0
PA_RACT Montour 1 & 2-NOx Cap Fall | 818 | 7956 | Rate Constraint in MTons | FALSE | L | Annual | Fuel Consumed | TBtu | 0 | 0 | 0 | 0 | 0 | 0 | 0
PA_RACT Montour 1 & 2-NOx Cap Fall | 818 | 7956 | Rate Constraint in MTons | FALSE | L | Annual | Rate | lb/MMBtu | 0 | 0 | 0 | 0 | 0 | 0 | 0
PA_RACT Montour 1 & 2-NOx Cap Fall | 818 | 7956 | Rate Constraint in MTons | FALSE | L | Annual | Generation | TWh | 0 | 0 | 0 | 0 | 0 | 0 | 0
PA_RACT Montour 1 & 2-NOx Cap Fall | 818 | 7956 | Rate Constraint in MTons | FALSE | L | Annual | Qualifying Generation | TWh | 0 | 0 | 0 | 0 | 0 | 0 | 0
PA_RACT Montour 1 & 2-NOx Cap Fall | 818 | 7956 | Rate Constraint in MTons | FALSE | L | Annual | Rate | lb/MWh | 0 | 0 | 0 | 0 | 0 | 0 | 0
PA_RACT Montour 1 & 2-NOx Cap Fall | 818 | 7956 | Rate Constraint in MTons | FALSE | L | Annual | Constraint Shadow Price | US2022$/Ton | 0 | 0 | 0 | 0 | 0 | 0 | 0
PA_RACT Montour 1 & 2-NOx Cap Spring | 819 | 7954 | Rate Constraint in MTons | FALSE | L | Annual | Seasons Included | Seasons | Spring | Spring | Spring | Spring | Spring | Spring | Spring
PA_RACT Montour 1 & 2-NOx Cap Spring | 819 | 7954 | Rate Constraint in MTons | FALSE | L | Annual | Standard NOX | Thousand Tons | 1.0868 | 1.0868 | 1.0868 | 1.0868 | 1.0868 | 1.0868 | 1.0868
PA_RACT Montour 1 & 2-NOx Cap Spring | 819 | 7954 | Rate Constraint in MTons | FALSE | L | Annual | Emissions at Affected Plants NOX | Thousand Tons | 0 | 0 | 0 | 0 | 0 | 0 | 0
PA_RACT Montour 1 & 2-NOx Cap Spring | 819 | 7954 | Rate Constraint in MTons | FALSE | L | Annual | Allowances Purchased NOX | Thousand Tons | 0 | 0 | 0 | 0 | 0 | 0 | 0
PA_RACT Montour 1 & 2-NOx Cap Spring | 819 | 7954 | Rate Constraint in MTons | FALSE | L | Annual | Allowances Sold NOX | Thousand Tons | 0 | 0 | 0 | 0 | 0 | 0 | 0
PA_RACT Montour 1 & 2-NOx Cap Spring | 819 | 7954 | Rate Constraint in MTons | FALSE | L | Annual | Allowances Banked | Thousand Tons | 0 | 0 | 0 | 0 | 0 | 0 | 0
PA_RACT Montour 1 & 2-NOx Cap Spring | 819 | 7954 | Rate Constraint in MTons | FALSE | L | Annual | Allowances Withdrawn (1:1) | Thousand Tons | 0 | 0 | 0 | 0 | 0 | 0 | 0
PA_RACT Montour 1 & 2-NOx Cap Spring | 819 | 7954 | Rate Constraint in MTons | FALSE | L | Annual | Allowances Withdrawn (n:1) | Thousand Tons | 0 | 0 | 0 | 0 | 0 | 0 | 0
PA_RACT Montour 1 & 2-NOx Cap Spring | 819 | 7954 | Rate Constraint in MTons | FALSE | L | Annual | Net Emissions Allowance Position | Thousand Tons | 0 | 0 | 0 | 0 | 0 | 0 | 0
PA_RACT Montour 1 & 2-NOx Cap Spring | 819 | 7954 | Rate Constraint in MTons | FALSE | L | Annual | Fuel Consumed | TBtu | 0 | 0 | 0 | 0 | 0 | 0 | 0
PA_RACT Montour 1 & 2-NOx Cap Spring | 819 | 7954 | Rate Constraint in MTons | FALSE | L | Annual | Rate | lb/MMBtu | 0 | 0 | 0 | 0 | 0 | 0 | 0
PA_RACT Montour 1 & 2-NOx Cap Spring | 819 | 7954 | Rate Constraint in MTons | FALSE | L | Annual | Generation | TWh | 0 | 0 | 0 | 0 | 0 | 0 | 0
PA_RACT Montour 1 & 2-NOx Cap Spring | 819 | 7954 | Rate Constraint in MTons | FALSE | L | Annual | Qualifying Generation | TWh | 0 | 0 | 0 | 0 | 0 | 0 | 0
PA_RACT Montour 1 & 2-NOx Cap Spring | 819 | 7954 | Rate Constraint in MTons | FALSE | L | Annual | Rate | lb/MWh | 0 | 0 | 0 | 0 | 0 | 0 | 0
PA_RACT Montour 1 & 2-NOx Cap Spring | 819 | 7954 | Rate Constraint in MTons | FALSE | L | Annual | Constraint Shadow Price | US2022$/Ton | 0 | 0 | 0 | 0 | 0 | 0 | 0
PA_RACT Montour 1 & 2-NOx Cap Summer | 820 | 7955 | Rate Constraint in MTons | FALSE | L | Annual | Seasons Included | Seasons | Summer | Summer | Summer | Summer | Summer | Summer | Summer
PA_RACT Montour 1 & 2-NOx Cap Summer | 820 | 7955 | Rate Constraint in MTons | FALSE | L | Annual | Standard NOX | Thousand Tons | 2.7259 | 2.7259 | 2.7259 | 2.7259 | 2.7259 | 2.7259 | 2.7259
PA_RACT Montour 1 & 2-NOx Cap Summer | 820 | 7955 | Rate Constraint in MTons | FALSE | L | Annual | Emissions at Affected Plants NOX | Thousand Tons | 0.27237 | 0.27251 | 0 | 0 | 0 | 0 | 0
PA_RACT Montour 1 & 2-NOx Cap Summer | 820 | 7955 | Rate Constraint in MTons | FALSE | L | Annual | Allowances Purchased NOX | Thousand Tons | 0 | 0 | 0 | 0 | 0 | 0 | 0
PA_RACT Montour 1 & 2-NOx Cap Summer | 820 | 7955 | Rate Constraint in MTons | FALSE | L | Annual | Allowances Sold NOX | Thousand Tons | 0 | 0 | 0 | 0 | 0 | 0 | 0
PA_RACT Montour 1 & 2-NOx Cap Summer | 820 | 7955 | Rate Constraint in MTons | FALSE | L | Annual | Allowances Banked | Thousand Tons | 0 | 0 | 0 | 0 | 0 | 0 | 0
PA_RACT Montour 1 & 2-NOx Cap Summer | 820 | 7955 | Rate Constraint in MTons | FALSE | L | Annual | Allowances Withdrawn (1:1) | Thousand Tons | 0 | 0 | 0 | 0 | 0 | 0 | 0
PA_RACT Montour 1 & 2-NOx Cap Summer | 820 | 7955 | Rate Constraint in MTons | FALSE | L | Annual | Allowances Withdrawn (n:1) | Thousand Tons | 0 | 0 | 0 | 0 | 0 | 0 | 0
PA_RACT Montour 1 & 2-NOx Cap Summer | 820 | 7955 | Rate Constraint in MTons | FALSE | L | Annual | Net Emissions Allowance Position | Thousand Tons | 0.27237 | 0.27251 | 0 | 0 | 0 | 0 | 0
PA_RACT Montour 1 & 2-NOx Cap Summer | 820 | 7955 | Rate Constraint in MTons | FALSE | L | Annual | Fuel Consumed | TBtu | 18.1579 | 18.167 | 0 | 0 | 0 | 0 | 0
PA_RACT Montour 1 & 2-NOx Cap Summer | 820 | 7955 | Rate Constraint in MTons | FALSE | L | Annual | Rate | lb/MMBtu | 0.03 | 0.03 | 0 | 0 | 0 | 0 | 0
PA_RACT Montour 1 & 2-NOx Cap Summer | 820 | 7955 | Rate Constraint in MTons | FALSE | L | Annual | Generation | TWh | 1.698 | 1.6988 | 0 | 0 | 0 | 0 | 0
PA_RACT Montour 1 & 2-NOx Cap Summer | 820 | 7955 | Rate Constraint in MTons | FALSE | L | Annual | Qualifying Generation | TWh | 1.698 | 1.6988 | 0 | 0 | 0 | 0 | 0
PA_RACT Montour 1 & 2-NOx Cap Summer | 820 | 7955 | Rate Constraint in MTons | FALSE | L | Annual | Rate | lb/MWh | 0.32081 | 0.32081 | 0 | 0 | 0 | 0 | 0
PA_RACT Montour 1 & 2-NOx Cap Summer | 820 | 7955 | Rate Constraint in MTons | FALSE | L | Annual | Constraint Shadow Price | US2022$/Ton | 0 | 0 | 0 | 0 | 0 | 0 | 0
PA_RACT Montour 1 & 2-NOx Cap Winter | 821 | 7953 | Rate Constraint in MTons | FALSE | L | Annual | Seasons Included | Seasons | Winter | Winter | Winter | Winter | Winter | Winter | Winter
PA_RACT Montour 1 & 2-NOx Cap Winter | 821 | 7953 | Rate Constraint in MTons | FALSE | L | Annual | Standard NOX | Thousand Tons | 1.0512 | 1.0512 | 1.0512 | 1.0512 | 1.0512 | 1.0512 | 1.0512
PA_RACT Montour 1 & 2-NOx Cap Winter | 821 | 7953 | Rate Constraint in MTons | FALSE | L | Annual | Emissions at Affected Plants NOX | Thousand Tons | 0 | 0 | 0 | 0 | 0 | 0 | 0
PA_RACT Montour 1 & 2-NOx Cap Winter | 821 | 7953 | Rate Constraint in MTons | FALSE | L | Annual | Allowances Purchased NOX | Thousand Tons | 0 | 0 | 0 | 0 | 0 | 0 | 0
PA_RACT Montour 1 & 2-NOx Cap Winter | 821 | 7953 | Rate Constraint in MTons | FALSE | L | Annual | Allowances Sold NOX | Thousand Tons | 0 | 0 | 0 | 0 | 0 | 0 | 0
PA_RACT Montour 1 & 2-NOx Cap Winter | 821 | 7953 | Rate Constraint in MTons | FALSE | L | Annual | Allowances Banked | Thousand Tons | 0 | 0 | 0 | 0 | 0 | 0 | 0
PA_RACT Montour 1 & 2-NOx Cap Winter | 821 | 7953 | Rate Constraint in MTons | FALSE | L | Annual | Allowances Withdrawn (1:1) | Thousand Tons | 0 | 0 | 0 | 0 | 0 | 0 | 0
PA_RACT Montour 1 & 2-NOx Cap Winter | 821 | 7953 | Rate Constraint in MTons | FALSE | L | Annual | Allowances Withdrawn (n:1) | Thousand Tons | 0 | 0 | 0 | 0 | 0 | 0 | 0
PA_RACT Montour 1 & 2-NOx Cap Winter | 821 | 7953 | Rate Constraint in MTons | FALSE | L | Annual | Net Emissions Allowance Position | Thousand Tons | 0 | 0 | 0 | 0 | 0 | 0 | 0
PA_RACT Montour 1 & 2-NOx Cap Winter | 821 | 7953 | Rate Constraint in MTons | FALSE | L | Annual | Fuel Consumed | TBtu | 0 | 0 | 0 | 0 | 0 | 0 | 0
PA_RACT Montour 1 & 2-NOx Cap Winter | 821 | 7953 | Rate Constraint in MTons | FALSE | L | Annual | Rate | lb/MMBtu | 0 | 0 | 0 | 0 | 0 | 0 | 0
PA_RACT Montour 1 & 2-NOx Cap Winter | 821 | 7953 | Rate Constraint in MTons | FALSE | L | Annual | Generation | TWh | 0 | 0 | 0 | 0 | 0 | 0 | 0
PA_RACT Montour 1 & 2-NOx Cap Winter | 821 | 7953 | Rate Constraint in MTons | FALSE | L | Annual | Qualifying Generation | TWh | 0 | 0 | 0 | 0 | 0 | 0 | 0
PA_RACT Montour 1 & 2-NOx Cap Winter | 821 | 7953 | Rate Constraint in MTons | FALSE | L | Annual | Rate | lb/MWh | 0 | 0 | 0 | 0 | 0 | 0 | 0
PA_RACT Montour 1 & 2-NOx Cap Winter | 821 | 7953 | Rate Constraint in MTons | FALSE | L | Annual | Constraint Shadow Price | US2022$/Ton | 0 | 0 | 0 | 0 | 0 | 0 | 0
RED-Rochester MER Rate Limit v3.1 | 822 | 7518 | Rate Constraint in lbs/MMBtu | FALSE | L | Annual | Seasons Included | Seasons | Winter, Spring, Summer, Fall | Winter, Spring, Summer, Fall | Winter, Spring, Summer, Fall | Winter, Spring, Summer, Fall | Winter, Spring, Summer, Fall | Winter, Spring, Summer, Fall | Winter, Spring, Summer, Fall
RED-Rochester MER Rate Limit v3.1 | 822 | 7518 | Rate Constraint in lbs/MMBtu | FALSE | L | Annual | Standard MER | lb/MMBtu | 6e-07 | 6e-07 | 6e-07 | 6e-07 | 6e-07 | 6e-07 | 6e-07
RED-Rochester MER Rate Limit v3.1 | 822 | 7518 | Rate Constraint in lbs/MMBtu | FALSE | L | Annual | Emissions at Affected Plants MER | lbs | 0.00023459 | 0.00019836 | 0.00032306 | 0 | 0 | 0 | 0
RED-Rochester MER Rate Limit v3.1 | 822 | 7518 | Rate Constraint in lbs/MMBtu | FALSE | L | Annual | Allowances Purchased MER | lbs | 0 | 0 | 0 | 0 | 0 | 0 | 0
RED-Rochester MER Rate Limit v3.1 | 822 | 7518 | Rate Constraint in lbs/MMBtu | FALSE | L | Annual | Allowances Sold MER | lbs | 0 | 0 | 0 | 0 | 0 | 0 | 0
RED-Rochester MER Rate Limit v3.1 | 822 | 7518 | Rate Constraint in lbs/MMBtu | FALSE | L | Annual | Allowances Banked | lbs | 0 | 0 | 0 | 0 | 0 | 0 | 0
RED-Rochester MER Rate Limit v3.1 | 822 | 7518 | Rate Constraint in lbs/MMBtu | FALSE | L | Annual | Allowances Withdrawn (1:1) | lbs | 0 | 0 | 0 | 0 | 0 | 0 | 0
RED-Rochester MER Rate Limit v3.1 | 822 | 7518 | Rate Constraint in lbs/MMBtu | FALSE | L | Annual | Allowances Withdrawn (n:1) | lbs | 0 | 0 | 0 | 0 | 0 | 0 | 0
RED-Rochester MER Rate Limit v3.1 | 822 | 7518 | Rate Constraint in lbs/MMBtu | FALSE | L | Annual | Net Emissions Allowance Position | lbs | 0.00023459 | 0.00019836 | 0.00032306 | 0 | 0 | 0 | 0
RED-Rochester MER Rate Limit v3.1 | 822 | 7518 | Rate Constraint in lbs/MMBtu | FALSE | L | Annual | Fuel Consumed | TBtu | 1.2705 | 1.0743 | 1.7496 | 0 | 0 | 0 | 0
RED-Rochester MER Rate Limit v3.1 | 822 | 7518 | Rate Constraint in lbs/MMBtu | FALSE | L | Annual | Rate | lb/MMBtu | 1.8465e-10 | 1.8465e-10 | 1.8465e-10 | 0 | 0 | 0 | 0
RED-Rochester MER Rate Limit v3.1 | 822 | 7518 | Rate Constraint in lbs/MMBtu | FALSE | L | Annual | Generation | TWh | 0.15307 | 0.12943 | 0.21079 | 0 | 0 | 0 | 0
RED-Rochester MER Rate Limit v3.1 | 822 | 7518 | Rate Constraint in lbs/MMBtu | FALSE | L | Annual | Qualifying Generation | TWh | 0.15307 | 0.12943 | 0.21079 | 0 | 0 | 0 | 0
RED-Rochester MER Rate Limit v3.1 | 822 | 7518 | Rate Constraint in lbs/MMBtu | FALSE | L | Annual | Rate | lb/MWh | 1.5326e-09 | 1.5326e-09 | 1.5326e-09 | 0 | 0 | 0 | 0
RED-Rochester MER Rate Limit v3.1 | 822 | 7518 | Rate Constraint in lbs/MMBtu | FALSE | L | Annual | Constraint Shadow Price | US2022$/Lb | 0 | 0 | 0 | 0 | 0 | 0 | 0
RGGI CO2 Annual Constraint v5.13 | 823 | 7118 | Rate Constraint in MTons | FALSE | L | Annual | Seasons Included | Seasons | Winter, Spring, Summer, Fall | Winter, Spring, Summer, Fall | Winter, Spring, Summer, Fall | Winter, Spring, Summer, Fall | Winter, Spring, Summer, Fall | Winter, Spring, Summer, Fall | Winter, Spring, Summer, Fall
RGGI CO2 Annual Constraint v5.13 | 823 | 7118 | Rate Constraint in MTons | FALSE | L | Annual | Standard CO2 | Thousand Tons | 117571.4671 | 78610.4021 | 78610.4021 | 78610.4021 | 78610.4021 | 78610.4021 | 78610.4021
RGGI CO2 Annual Constraint v5.13 | 823 | 7118 | Rate Constraint in MTons | FALSE | L | Annual | Emissions at Affected Plants CO2 | Thousand Tons | 96321.5715 | 96655.7597 | 79402.7349 | 45429.113 | 39461.2424 | 45900.8861 | 60049.6441
RGGI CO2 Annual Constraint v5.13 | 823 | 7118 | Rate Constraint in MTons | FALSE | L | Annual | Allowances Purchased CO2 | Thousand Tons | 0 | 0 | 0 | 0 | 0 | 0 | 0
RGGI CO2 Annual Constraint v5.13 | 823 | 7118 | Rate Constraint in MTons | FALSE | L | Annual | Allowances Sold CO2 | Thousand Tons | 0 | 0 | 0 | 0 | 0 | 0 | 0
RGGI CO2 Annual Constraint v5.13 | 823 | 7118 | Rate Constraint in MTons | FALSE | L | Annual | Allowances Banked | Thousand Tons | 20422.3561 | 0 | 0 | 0 | 0 | 0 | 0
RGGI CO2 Annual Constraint v5.13 | 823 | 7118 | Rate Constraint in MTons | FALSE | L | Annual | Allowances Withdrawn (1:1) | Thousand Tons | 0 | -18045.3576 | -792.3329 | 0 | 0 | 0 | 0
RGGI CO2 Annual Constraint v5.13 | 823 | 7118 | Rate Constraint in MTons | FALSE | L | Annual | Allowances Withdrawn (n:1) | Thousand Tons | 0 | 0 | 0 | 0 | 0 | 0 | 0
RGGI CO2 Annual Constraint v5.13 | 823 | 7118 | Rate Constraint in MTons | FALSE | L | Annual | Net Emissions Allowance Position | Thousand Tons | 116743.9276 | 78610.4021 | 78610.402 | 45429.113 | 39461.2424 | 45900.8861 | 60049.6441
RGGI CO2 Annual Constraint v5.13 | 823 | 7118 | Rate Constraint in MTons | FALSE | L | Annual | Fuel Consumed | TBtu | 1570.2491 | 1580.7914 | 1297.5971 | 734.6687 | 634.2346 | 740.1537 | 982.8445
RGGI CO2 Annual Constraint v5.13 | 823 | 7118 | Rate Constraint in MTons | FALSE | L | Annual | Rate | lb/MMBtu | 122.6832 | 122.2878 | 122.3843 | 123.6724 | 124.4374 | 124.0307 | 122.1956
RGGI CO2 Annual Constraint v5.13 | 823 | 7118 | Rate Constraint in MTons | FALSE | L | Annual | Generation | TWh | 248.7283 | 251.4597 | 213.5964 | 124.9144 | 107.0536 | 170.1003 | 270.2481
RGGI CO2 Annual Constraint v5.13 | 823 | 7118 | Rate Constraint in MTons | FALSE | L | Annual | Qualifying Generation | TWh | 218.2933 | 220.8364 | 183.4001 | 104.5965 | 90.6596 | 107.8805 | 145.8309
RGGI CO2 Annual Constraint v5.13 | 823 | 7118 | Rate Constraint in MTons | FALSE | L | Annual | Rate | lb/MWh | 882.497 | 875.3608 | 865.8964 | 868.6548 | 870.536 | 850.958 | 823.5519
RGGI CO2 Annual Constraint v5.13 | 823 | 7118 | Rate Constraint in MTons | FALSE | L | Annual | Constraint Shadow Price | US2022$/Ton | 0 | 0 | 0 | 0 | 0 | 0 | 0
RI Block Island-NOx Cap Annual v7.23 | 824 | 7967 | Rate Constraint in MTons | FALSE | L | Annual | Seasons Included | Seasons | Winter, Spring, Summer, Fall | Winter, Spring, Summer, Fall | Winter, Spring, Summer, Fall | Winter, Spring, Summer, Fall | Winter, Spring, Summer, Fall | Winter, Spring, Summer, Fall | Winter, Spring, Summer, Fall
RI Block Island-NOx Cap Annual v7.23 | 824 | 7967 | Rate Constraint in MTons | FALSE | L | Annual | Standard NOX | Thousand Tons | 0.035 | 0.035 | 0.035 | 0.035 | 0.035 | 0.035 | 0.035
RI Block Island-NOx Cap Annual v7.23 | 824 | 7967 | Rate Constraint in MTons | FALSE | L | Annual | Emissions at Affected Plants NOX | Thousand Tons | 0 | 0 | 0 | 0 | 0 | 0 | 0
RI Block Island-NOx Cap Annual v7.23 | 824 | 7967 | Rate Constraint in MTons | FALSE | L | Annual | Allowances Purchased NOX | Thousand Tons | 0 | 0 | 0 | 0 | 0 | 0 | 0
RI Block Island-NOx Cap Annual v7.23 | 824 | 7967 | Rate Constraint in MTons | FALSE | L | Annual | Allowances Sold NOX | Thousand Tons | 0 | 0 | 0 | 0 | 0 | 0 | 0
RI Block Island-NOx Cap Annual v7.23 | 824 | 7967 | Rate Constraint in MTons | FALSE | L | Annual | Allowances Banked | Thousand Tons | 0 | 0 | 0 | 0 | 0 | 0 | 0
RI Block Island-NOx Cap Annual v7.23 | 824 | 7967 | Rate Constraint in MTons | FALSE | L | Annual | Allowances Withdrawn (1:1) | Thousand Tons | 0 | 0 | 0 | 0 | 0 | 0 | 0
RI Block Island-NOx Cap Annual v7.23 | 824 | 7967 | Rate Constraint in MTons | FALSE | L | Annual | Allowances Withdrawn (n:1) | Thousand Tons | 0 | 0 | 0 | 0 | 0 | 0 | 0
RI Block Island-NOx Cap Annual v7.23 | 824 | 7967 | Rate Constraint in MTons | FALSE | L | Annual | Net Emissions Allowance Position | Thousand Tons | 0 | 0 | 0 | 0 | 0 | 0 | 0
RI Block Island-NOx Cap Annual v7.23 | 824 | 7967 | Rate Constraint in MTons | FALSE | L | Annual | Fuel Consumed | TBtu | 0 | 0 | 0 | 0 | 0 | 0 | 0
RI Block Island-NOx Cap Annual v7.23 | 824 | 7967 | Rate Constraint in MTons | FALSE | L | Annual | Rate | lb/MMBtu | 0 | 0 | 0 | 0 | 0 | 0 | 0
RI Block Island-NOx Cap Annual v7.23 | 824 | 7967 | Rate Constraint in MTons | FALSE | L | Annual | Generation | TWh | 0 | 0 | 0 | 0 | 0 | 0 | 0
RI Block Island-NOx Cap Annual v7.23 | 824 | 7967 | Rate Constraint in MTons | FALSE | L | Annual | Qualifying Generation | TWh | 0 | 0 | 0 | 0 | 0 | 0 | 0
RI Block Island-NOx Cap Annual v7.23 | 824 | 7967 | Rate Constraint in MTons | FALSE | L | Annual | Rate | lb/MWh | 0 | 0 | 0 | 0 | 0 | 0 | 0
RI Block Island-NOx Cap Annual v7.23 | 824 | 7967 | Rate Constraint in MTons | FALSE | L | Annual | Constraint Shadow Price | US2022$/Ton | 0 | 0 | 0 | 0 | 0 | 0 | 0
RI Ocean State Power II(3&4)-NOx Cap Annual v7.23 | 825 | 7965 | Rate Constraint in MTons | FALSE | L | Annual | Seasons Included | Seasons | Winter, Spring, Summer, Fall | Winter, Spring, Summer, Fall | Winter, Spring, Summer, Fall | Winter, Spring, Summer, Fall | Winter, Spring, Summer, Fall | Winter, Spring, Summer, Fall | Winter, Spring, Summer, Fall
RI Ocean State Power II(3&4)-NOx Cap Annual v7.23 | 825 | 7965 | Rate Constraint in MTons | FALSE | L | Annual | Standard NOX | Thousand Tons | 0.09262 | 0.09262 | 0.09262 | 0.09262 | 0.09262 | 0.09262 | 0.09262
RI Ocean State Power II(3&4)-NOx Cap Annual v7.23 | 825 | 7965 | Rate Constraint in MTons | FALSE | L | Annual | Emissions at Affected Plants NOX | Thousand Tons | 0.00079116 | 0.00075349 | 0.0068944 | 0.0095316 | 0 | 0 | 0
RI Ocean State Power II(3&4)-NOx Cap Annual v7.23 | 825 | 7965 | Rate Constraint in MTons | FALSE | L | Annual | Allowances Purchased NOX | Thousand Tons | 0 | 0 | 0 | 0 | 0 | 0 | 0
RI Ocean State Power II(3&4)-NOx Cap Annual v7.23 | 825 | 7965 | Rate Constraint in MTons | FALSE | L | Annual | Allowances Sold NOX | Thousand Tons | 0 | 0 | 0 | 0 | 0 | 0 | 0
RI Ocean State Power II(3&4)-NOx Cap Annual v7.23 | 825 | 7965 | Rate Constraint in MTons | FALSE | L | Annual | Allowances Banked | Thousand Tons | 0 | 0 | 0 | 0 | 0 | 0 | 0
RI Ocean State Power II(3&4)-NOx Cap Annual v7.23 | 825 | 7965 | Rate Constraint in MTons | FALSE | L | Annual | Allowances Withdrawn (1:1) | Thousand Tons | 0 | 0 | 0 | 0 | 0 | 0 | 0
RI Ocean State Power II(3&4)-NOx Cap Annual v7.23 | 825 | 7965 | Rate Constraint in MTons | FALSE | L | Annual | Allowances Withdrawn (n:1) | Thousand Tons | 0 | 0 | 0 | 0 | 0 | 0 | 0
RI Ocean State Power II(3&4)-NOx Cap Annual v7.23 | 825 | 7965 | Rate Constraint in MTons | FALSE | L | Annual | Net Emissions Allowance Position | Thousand Tons | 0.00079116 | 0.00075349 | 0.0068944 | 0.0095316 | 0 | 0 | 0
RI Ocean State Power II(3&4)-NOx Cap Annual v7.23 | 825 | 7965 | Rate Constraint in MTons | FALSE | L | Annual | Fuel Consumed | TBtu | 0.056351 | 0.053667 | 0.49106 | 0.67889 | 0 | 0 | 0
RI Ocean State Power II(3&4)-NOx Cap Annual v7.23 | 825 | 7965 | Rate Constraint in MTons | FALSE | L | Annual | Rate | lb/MMBtu | 0.02808 | 0.02808 | 0.02808 | 0.02808 | 0 | 0 | 0
RI Ocean State Power II(3&4)-NOx Cap Annual v7.23 | 825 | 7965 | Rate Constraint in MTons | FALSE | L | Annual | Generation | TWh | 0.006273 | 0.0059743 | 0.054665 | 0.075575 | 0 | 0 | 0
RI Ocean State Power II(3&4)-NOx Cap Annual v7.23 | 825 | 7965 | Rate Constraint in MTons | FALSE | L | Annual | Qualifying Generation | TWh | 0.006273 | 0.0059743 | 0.054665 | 0.075575 | 0 | 0 | 0
RI Ocean State Power II(3&4)-NOx Cap Annual v7.23 | 825 | 7965 | Rate Constraint in MTons | FALSE | L | Annual | Rate | lb/MWh | 0.25224 | 0.25224 | 0.25224 | 0.25224 | 0 | 0 | 0
RI Ocean State Power II(3&4)-NOx Cap Annual v7.23 | 825 | 7965 | Rate Constraint in MTons | FALSE | L | Annual | Constraint Shadow Price | US2022$/Ton | 0 | 0 | 0 | 0 | 0 | 0 | 0
RI State Energy Center-NOx Cap Annual v7.23 | 826 | 7966 | Rate Constraint in MTons | FALSE | L | Annual | Seasons Included | Seasons | Winter, Spring, Summer, Fall | Winter, Spring, Summer, Fall | Winter, Spring, Summer, Fall | Winter, Spring, Summer, Fall | Winter, Spring, Summer, Fall | Winter, Spring, Summer, Fall | Winter, Spring, Summer, Fall
RI State Energy Center-NOx Cap Annual v7.23 | 826 | 7966 | Rate Constraint in MTons | FALSE | L | Annual | Standard NOX | Thousand Tons | 0.156 | 0.156 | 0.156 | 0.156 | 0.156 | 0.156 | 0.156
RI State Energy Center-NOx Cap Annual v7.23 | 826 | 7966 | Rate Constraint in MTons | FALSE | L | Annual | Emissions at Affected Plants NOX | Thousand Tons | 0.068092 | 0.061496 | 0.058026 | 0.0468 | 0.042536 | 0.015468 | 0.009906
RI State Energy Center-NOx Cap Annual v7.23 | 826 | 7966 | Rate Constraint in MTons | FALSE | L | Annual | Allowances Purchased NOX | Thousand Tons | 0 | 0 | 0 | 0 | 0 | 0 | 0
RI State Energy Center-NOx Cap Annual v7.23 | 826 | 7966 | Rate Constraint in MTons | FALSE | L | Annual | Allowances Sold NOX | Thousand Tons | 0 | 0 | 0 | 0 | 0 | 0 | 0
RI State Energy Center-NOx Cap Annual v7.23 | 826 | 7966 | Rate Constraint in MTons | FALSE | L | Annual | Allowances Banked | Thousand Tons | 0 | 0 | 0 | 0 | 0 | 0 | 0
RI State Energy Center-NOx Cap Annual v7.23 | 826 | 7966 | Rate Constraint in MTons | FALSE | L | Annual | Allowances Withdrawn (1:1) | Thousand Tons | 0 | 0 | 0 | 0 | 0 | 0 | 0
RI State Energy Center-NOx Cap Annual v7.23 | 826 | 7966 | Rate Constraint in MTons | FALSE | L | Annual | Allowances Withdrawn (n:1) | Thousand Tons | 0 | 0 | 0 | 0 | 0 | 0 | 0
RI State Energy Center-NOx Cap Annual v7.23 | 826 | 7966 | Rate Constraint in MTons | FALSE | L | Annual | Net Emissions Allowance Position | Thousand Tons | 0.068092 | 0.061496 | 0.058026 | 0.0468 | 0.042536 | 0.015468 | 0.009906
RI State Energy Center-NOx Cap Annual v7.23 | 826 | 7966 | Rate Constraint in MTons | FALSE | L | Annual | Fuel Consumed | TBtu | 19.7368 | 17.8248 | 16.819 | 13.5653 | 12.3291 | 4.4836 | 2.8713
RI State Energy Center-NOx Cap Annual v7.23 | 826 | 7966 | Rate Constraint in MTons | FALSE | L | Annual | Rate | lb/MMBtu | 0.0069 | 0.0069 | 0.0069 | 0.0069 | 0.0069 | 0.0069 | 0.0069
RI State Energy Center-NOx Cap Annual v7.23 | 826 | 7966 | Rate Constraint in MTons | FALSE | L | Annual | Generation | TWh | 2.7806 | 2.5112 | 2.3695 | 1.9111 | 1.737 | 0.63167 | 0.40452
RI State Energy Center-NOx Cap Annual v7.23 | 826 | 7966 | Rate Constraint in MTons | FALSE | L | Annual | Qualifying Generation | TWh | 2.7806 | 2.5112 | 2.3695 | 1.9111 | 1.737 | 0.63167 | 0.40452
RI State Energy Center-NOx Cap Annual v7.23 | 826 | 7966 | Rate Constraint in MTons | FALSE | L | Annual | Rate | lb/MWh | 0.048976 | 0.048976 | 0.048976 | 0.048976 | 0.048976 | 0.048976 | 0.048976
RI State Energy Center-NOx Cap Annual v7.23 | 826 | 7966 | Rate Constraint in MTons | FALSE | L | Annual | Constraint Shadow Price | US2022$/Ton | 0 | 0 | 0 | 0 | 0 | 0 | 0
RPS Clean Energy v6.20- CO | 827 | 7660 | Generation Constraint in GWh | FALSE | G | Annual | Seasons Included | Seasons | Winter, Spring, Summer, Fall | Winter, Spring, Summer, Fall | Winter, Spring, Summer, Fall | Winter, Spring, Summer, Fall | Winter, Spring, Summer, Fall | Winter, Spring, Summer, Fall | Winter, Spring, Summer, Fall
RPS Clean Energy v6.20- CO | 827 | 7660 | Generation Constraint in GWh | FALSE | G | Annual | Standard GWh | GWh | 0 | 0 | 0 | 0 | 0 | 54183.795 | 57724.3986
RPS Clean Energy v6.20- CO | 827 | 7660 | Generation Constraint in GWh | FALSE | G | Annual | Emissions at Affected Plants | GWh | 27825.4712 | 32313.2907 | 46832.5737 | 70122.1743 | 93350.5665 | 93548.3311 | 93524.3304
RPS Clean Energy v6.20- CO | 827 | 7660 | Generation Constraint in GWh | FALSE | G | Annual | Allowances Purchased | GWh | 0 | 0 | 0 | 0 | 0 | 0 | 0
RPS Clean Energy v6.20- CO | 827 | 7660 | Generation Constraint in GWh | FALSE | G | Annual | Allowances Sold | GWh | 0 | 0 | 0 | 0 | 0 | 0 | 0
RPS Clean Energy v6.20- CO | 827 | 7660 | Generation Constraint in GWh | FALSE | G | Annual | Allowances Banked | GWh | 0 | 0 | 0 | 0 | 0 | 0 | 0
RPS Clean Energy v6.20- CO | 827 | 7660 | Generation Constraint in GWh | FALSE | G | Annual | Allowances Withdrawn (1:1) | GWh | 0 | 0 | 0 | 0 | 0 | 0 | 0
RPS Clean Energy v6.20- CO | 827 | 7660 | Generation Constraint in GWh | FALSE | G | Annual | Allowances Withdrawn (n:1) | GWh | 0 | 0 | 0 | 0 | 0 | 0 | 0
RPS Clean Energy v6.20- CO | 827 | 7660 | Generation Constraint in GWh | FALSE | G | Annual | Net Emissions Allowance Position | GWh | 27825.4712 | 32313.2907 | 46832.5737 | 70122.1743 | 93350.5665 | 93548.3311 | 93524.3304
RPS Clean Energy v6.20- CO | 827 | 7660 | Generation Constraint in GWh | FALSE | G | Annual | Constraint Shadow Price | US2022$/MWh | 0 | 0 | 0 | 0 | 0 | 0 | 0
RPS Clean Energy v6.20- IL | 828 | 7734 | Generation Constraint in GWh | FALSE | G | Annual | Seasons Included | Seasons | Winter, Spring, Summer, Fall | Winter, Spring, Summer, Fall | Winter, Spring, Summer, Fall | Winter, Spring, Summer, Fall | Winter, Spring, Summer, Fall | Winter, Spring, Summer, Fall | Winter, Spring, Summer, Fall
RPS Clean Energy v6.20- IL | 828 | 7734 | Generation Constraint in GWh | FALSE | G | Annual | Standard GWh | GWh | 0 | 0 | 0 | 0 | 0 | 205221.3194 | 214651.4874
RPS Clean Energy v6.20- IL | 828 | 7734 | Generation Constraint in GWh | FALSE | G | Annual | Emissions at Affected Plants | GWh | 168757.0648 | 178014.7534 | 206818.6787 | 307391.9161 | 371266.1498 | 341555.3104 | 344864.573
RPS Clean Energy v6.20- IL | 828 | 7734 | Generation Constraint in GWh | FALSE | G | Annual | Allowances Purchased | GWh | 0 | 0 | 0 | 0 | 0 | 0 | 0
RPS Clean Energy v6.20- IL | 828 | 7734 | Generation Constraint in GWh | FALSE | G | Annual | Allowances Sold | GWh | 0 | 0 | 0 | 0 | 0 | 0 | 0
RPS Clean Energy v6.20- IL | 828 | 7734 | Generation Constraint in GWh | FALSE | G | Annual | Allowances Banked | GWh | 0 | 0 | 0 | 0 | 0 | 0 | 0
RPS Clean Energy v6.20- IL | 828 | 7734 | Generation Constraint in GWh | FALSE | G | Annual | Allowances Withdrawn (1:1) | GWh | 0 | 0 | 0 | 0 | 0 | 0 | 0
RPS Clean Energy v6.20- IL | 828 | 7734 | Generation Constraint in GWh | FALSE | G | Annual | Allowances Withdrawn (n:1) | GWh | 0 | 0 | 0 | 0 | 0 | 0 | 0
RPS Clean Energy v6.20- IL | 828 | 7734 | Generation Constraint in GWh | FALSE | G | Annual | Net Emissions Allowance Position | GWh | 168757.0648 | 178014.7534 | 206818.6787 | 307391.9161 | 371266.1498 | 341555.3104 | 344864.573
RPS Clean Energy v6.20- IL | 828 | 7734 | Generation Constraint in GWh | FALSE | G | Annual | Constraint Shadow Price | US2022$/MWh | 0 | 0 | 0 | 0 | 0 | 0 | 0
RPS Clean Energy v6.20- MA | 829 | 7661 | Generation Constraint in GWh | FALSE | G | Annual | Seasons Included | Seasons | Winter, Spring, Summer, Fall | Winter, Spring, Summer, Fall | Winter, Spring, Summer, Fall | Winter, Spring, Summer, Fall | Winter, Spring, Summer, Fall | Winter, Spring, Summer, Fall | Winter, Spring, Summer, Fall
RPS Clean Energy v6.20- MA | 829 | 7661 | Generation Constraint in GWh | FALSE | G | Annual | Standard GWh | GWh | 26528.2534 | 34807.6467 | 43064.6258 | 51082.2005 | 58995.9394 | 67612.7306 | 71799.2208
RPS Clean Energy v6.20- MA | 829 | 7661 | Generation Constraint in GWh | FALSE | G | Annual | Emissions at Affected Plants | GWh | 30297.5573 | 34807.6467 | 43064.6258 | 51082.2005 | 58995.9394 | 67612.7306 | 71799.2208
RPS Clean Energy v6.20- MA | 829 | 7661 | Generation Constraint in GWh | FALSE | G | Annual | Allowances Purchased | GWh | 0 | 0 | 0 | 0 | 0 | 0 | 0
RPS Clean Energy v6.20- MA | 829 | 7661 | Generation Constraint in GWh | FALSE | G | Annual | Allowances Sold | GWh | 0 | 0 | 0 | 0 | 0 | 0 | 0
RPS Clean Energy v6.20- MA | 829 | 7661 | Generation Constraint in GWh | FALSE | G | Annual | Allowances Banked | GWh | 0 | 0 | 0 | 0 | 0 | 0 | 0
RPS Clean Energy v6.20- MA | 829 | 7661 | Generation Constraint in GWh | FALSE | G | Annual | Allowances Withdrawn (1:1) | GWh | 0 | 0 | 0 | 0 | 0 | 0 | 0
RPS Clean Energy v6.20- MA | 829 | 7661 | Generation Constraint in GWh | FALSE | G | Annual | Allowances Withdrawn (n:1) | GWh | 0 | 0 | 0 | 0 | 0 | 0 | 0
RPS Clean Energy v6.20- MA | 829 | 7661 | Generation Constraint in GWh | FALSE | G | Annual | Net Emissions Allowance Position | GWh | 30297.5573 | 34807.6467 | 43064.6258 | 51082.2005 | 58995.9394 | 67612.7306 | 71799.2208
RPS Clean Energy v6.20- MA | 829 | 7661 | Generation Constraint in GWh | FALSE | G | Annual | Constraint Shadow Price | US2022$/MWh | 0 | 45.1295 | 11.1785 | 17.2586 | 8.9449 | 13.1986 | 12.524
RPS Clean Energy v6.20- NM | 830 | 7571 | Generation Constraint in GWh | FALSE | G | Annual | Seasons Included | Seasons | Winter, Spring, Summer, Fall | Winter, Spring, Summer, Fall | Winter, Spring, Summer, Fall | Winter, Spring, Summer, Fall | Winter, Spring, Summer, Fall | Winter, Spring, Summer, Fall | Winter, Spring, Summer, Fall
RPS Clean Energy v6.20- NM | 830 | 7571 | Generation Constraint in GWh | FALSE | G | Annual | Standard GWh | GWh | 0 | 0 | 0 | 0 | 25234.2237 | 35014.2897 | 37126.3864
RPS Clean Energy v6.20- NM | 830 | 7571 | Generation Constraint in GWh | FALSE | G | Annual | Emissions at Affected Plants | GWh | 41401.5877 | 41401.6403 | 41401.6423 | 42999.0419 | 64746.6074 | 64788.0396 | 64788.6035
RPS Clean Energy v6.20- NM | 830 | 7571 | Generation Constraint in GWh | FALSE | G | Annual | Allowances Purchased | GWh | 0 | 0 | 0 | 0 | 0 | 0 | 0
RPS Clean Energy v6.20- NM | 830 | 7571 | Generation Constraint in GWh | FALSE | G | Annual | Allowances Sold | GWh | 0 | 0 | 0 | 0 | 0 | 0 | 0
RPS Clean Energy v6.20- NM | 830 | 7571 | Generation Constraint in GWh | FALSE | G | Annual | Allowances Banked | GWh | 0 | 0 | 0 | 0 | 0 | 0 | 0
RPS Clean Energy v6.20- NM | 830 | 7571 | Generation Constraint in GWh | FALSE | G | Annual | Allowances Withdrawn (1:1) | GWh | 0 | 0 | 0 | 0 | 0 | 0 | 0
RPS Clean Energy v6.20- NM | 830 | 7571 | Generation Constraint in GWh | FALSE | G | Annual | Allowances Withdrawn (n:1) | GWh | 0 | 0 | 0 | 0 | 0 | 0 | 0
RPS Clean Energy v6.20- NM | 830 | 7571 | Generation Constraint in GWh | FALSE | G | Annual | Net Emissions Allowance Position | GWh | 41401.5877 | 41401.6403 | 41401.6423 | 42999.0419 | 64746.6074 | 64788.0396 | 64788.6035
RPS Clean Energy v6.20- NM | 830 | 7571 | Generation Constraint in GWh | FALSE | G | Annual | Constraint Shadow Price | US2022$/MWh | 0 | 0 | 0 | 0 | 0 | 0 | 0
RPS Clean Energy v6.20- NV | 831 | 7572 | Generation Constraint in GWh | FALSE | G | Annual | Seasons Included | Seasons | Winter, Spring, Summer, Fall | Winter, Spring, Summer, Fall | Winter, Spring, Summer, Fall | Winter, Spring, Summer, Fall | Winter, Spring, Summer, Fall | Winter, Spring, Summer, Fall | Winter, Spring, Summer, Fall
RPS Clean Energy v6.20- NV | 831 | 7572 | Generation Constraint in GWh | FALSE | G | Annual | Standard GWh | GWh | 0 | 0 | 0 | 0 | 0 | 58210.5034 | 62127.6858
RPS Clean Energy v6.20- NV | 831 | 7572 | Generation Constraint in GWh | FALSE | G | Annual | Emissions at Affected Plants | GWh | 31946.9559 | 31953.4735 | 31951.8514 | 31951.8198 | 58070.5549 | 58210.5034 | 62127.6858
RPS Clean Energy v6.20- NV | 831 | 7572 | Generation Constraint in GWh | FALSE | G | Annual | Allowances Purchased | GWh | 0 | 0 | 0 | 0 | 0 | 0 | 0
RPS Clean Energy v6.20- NV | 831 | 7572 | Generation Constraint in GWh | FALSE | G | Annual | Allowances Sold | GWh | 0 | 0 | 0 | 0 | 0 | 0 | 0
RPS Clean Energy v6.20- NV | 831 | 7572 | Generation Constraint in GWh | FALSE | G | Annual | Allowances Banked | GWh | 0 | 0 | 0 | 0 | 0 | 0 | 0
RPS Clean Energy v6.20- NV | 831 | 7572 | Generation Constraint in GWh | FALSE | G | Annual | Allowances Withdrawn (1:1) | GWh | 0 | 0 | 0 | 0 | 0 | 0 | 0
RPS Clean Energy v6.20- NV | 831 | 7572 | Generation Constraint in GWh | FALSE | G | Annual | Allowances Withdrawn (n:1) | GWh | 0 | 0 | 0 | 0 | 0 | 0 | 0
RPS Clean Energy v6.20- NV | 831 | 7572 | Generation Constraint in GWh | FALSE | G | Annual | Net Emissions Allowance Position | GWh | 31946.9559 | 31953.4735 | 31951.8514 | 31951.8198 | 58070.5549 | 58210.5034 | 62127.6858
RPS Clean Energy v6.20- NV | 831 | 7572 | Generation Constraint in GWh | FALSE | G | Annual | Constraint Shadow Price | US2022$/MWh | 0 | 0 | 0 | 0 | 0 | 6.445 | 10.1576
RPS Clean Energy v6.20- NY | 832 | 7573 | Generation Constraint in GWh | FALSE | G | Annual | Seasons Included | Seasons | Winter, Spring, Summer, Fall | Winter, Spring, Summer, Fall | Winter, Spring, Summer, Fall | Winter, Spring, Summer, Fall | Winter, Spring, Summer, Fall | Winter, Spring, Summer, Fall | Winter, Spring, Summer, Fall
RPS Clean Energy v6.20- NY | 832 | 7573 | Generation Constraint in GWh | FALSE | G | Annual | Standard GWh | GWh | 0 | 0 | 0 | 190112.4926 | 203082.62 | 216911.2746 | 229133.2677
RPS Clean Energy v6.20- NY | 832 | 7573 | Generation Constraint in GWh | FALSE | G | Annual | Emissions at Affected Plants | GWh | 78890.1462 | 78939.4097 | 136693.3606 | 190112.4926 | 203082.62 | 216911.2746 | 229133.2677
RPS Clean Energy v6.20- NY | 832 | 7573 | Generation Constraint in GWh | FALSE | G | Annual | Allowances Purchased | GWh | 0 | 0 | 0 | 0 | 0 | 0 | 0
RPS Clean Energy v6.20- NY | 832 | 7573 | Generation Constraint in GWh | FALSE | G | Annual | Allowances Sold | GWh | 0 | 0 | 0 | 0 | 0 | 0 | 0
RPS Clean Energy v6.20- NY | 832 | 7573 | Generation Constraint in GWh | FALSE | G | Annual | Allowances Banked | GWh | 0 | 0 | 0 | 0 | 0 | 0 | 0
RPS Clean Energy v6.20- NY | 832 | 7573 | Generation Constraint in GWh | FALSE | G | Annual | Allowances Withdrawn (1:1) | GWh | 0 | 0 | 0 | 0 | 0 | 0 | 0
RPS Clean Energy v6.20- NY | 832 | 7573 | Generation Constraint in GWh | FALSE | G | Annual | Allowances Withdrawn (n:1) | GWh | 0 | 0 | 0 | 0 | 0 | 0 | 0
RPS Clean Energy v6.20- NY | 832 | 7573 | Generation Constraint in GWh | FALSE | G | Annual | Net Emissions Allowance Position | GWh | 78890.1462 | 78939.4097 | 136693.3606 | 190112.4926 | 203082.62 | 216911.2746 | 229133.2677
RPS Clean Energy v6.20- NY | 832 | 7573 | Generation Constraint in GWh | FALSE | G | Annual | Constraint Shadow Price | US2022$/MWh | 0 | 0 | 0 | 10.4995 | 0.26669 | 8.8663 | 6.7241
RPS Clean Energy v6.20- OR | 833 | 7735 | Generation Constraint in GWh | FALSE | G | Annual | Seasons Included | Seasons | Winter, Spring, Summer, Fall | Winter, Spring, Summer, Fall | Winter, Spring, Summer, Fall | Winter, Spring, Summer, Fall | Winter, Spring, Summer, Fall | Winter, Spring, Summer, Fall | Winter, Spring, Summer, Fall
RPS Clean Energy v6.20- OR | 833 | 7735 | Generation Constraint in GWh | FALSE | G | Annual | Standard GWh | GWh | 0 | 0 | 0 | 71321.5836 | 76564.339 | 81041.1379 | 85347.4635
RPS Clean Energy v6.20- OR | 833 | 7735 | Generation Constraint in GWh | FALSE | G | Annual | Emissions at Affected Plants | GWh | 51687.0177 | 51687.0177 | 51586.4906 | 71321.5836 | 76564.339 | 81041.1379 | 85347.4635
RPS Clean Energy v6.20- OR | 833 | 7735 | Generation Constraint in GWh | FALSE | G | Annual | Allowances Purchased | GWh | 0 | 0 | 0 | 0 | 0 | 0 | 0
RPS Clean Energy v6.20- OR | 833 | 7735 | Generation Constraint in GWh | FALSE | G | Annual | Allowances Sold | GWh | 0 | 0 | 0 | 0 | 0 | 0 | 0
RPS Clean Energy v6.20- OR | 833 | 7735 | Generation Constraint in GWh | FALSE | G | Annual | Allowances Banked | GWh | 0 | 0 | 0 | 0 | 0 | 0 | 0
RPS Clean Energy v6.20- OR | 833 | 7735 | Generation Constraint in GWh | FALSE | G | Annual | Allowances Withdrawn (1:1) | GWh | 0 | 0 | 0 | 0 | 0 | 0 | 0
RPS Clean Energy v6.20- OR | 833 | 7735 | Generation Constraint in GWh | FALSE | G | Annual | Allowances Withdrawn (n:1) | GWh | 0 | 0 | 0 | 0 | 0 | 0 | 0
RPS Clean Energy v6.20- OR | 833 | 7735 | Generation Constraint in GWh | FALSE | G | Annual | Net Emissions Allowance Position | GWh | 51687.0177 | 51687.0177 | 51586.4906 | 71321.5836 | 76564.339 | 81041.1379 | 85347.4635
RPS Clean Energy v6.20- OR | 833 | 7735 | Generation Constraint in GWh | FALSE | G | Annual | Constraint Shadow Price | US2022$/MWh | 0 | 0 | 0 | 4.9116 | 5.389 | 6.2403 | 1.5306
RPS Clean Energy v6.20- WA | 834 | 7574 | Generation Constraint in GWh | FALSE | G | Annual | Seasons Included | Seasons | Winter, Spring, Summer, Fall | Winter, Spring, Summer, Fall | Winter, Spring, Summer, Fall | Winter, Spring, Summer, Fall | Winter, Spring, Summer, Fall | Winter, Spring, Summer, Fall | Winter, Spring, Summer, Fall
RPS Clean Energy v6.20- WA | 834 | 7574 | Generation Constraint in GWh | FALSE | G | Annual | Standard GWh | GWh | 0 | 102155.2876 | 111791.7834 | 121209.384 | 130119.3257 | 137727.542 | 145046.0428
RPS Clean Energy v6.20- WA | 834 | 7574 | Generation Constraint in GWh | FALSE | G | Annual | Emissions at Affected Plants | GWh | 95749.6772 | 102155.2876 | 111791.7834 | 121209.384 | 130119.3257 | 137727.542 | 145046.0428
RPS Clean Energy v6.20- WA | 834 | 7574 | Generation Constraint in GWh | FALSE | G | Annual | Allowances Purchased | GWh | 0 | 0 | 0 | 0 | 0 | 0 | 0
RPS Clean Energy v6.20- WA | 834 | 7574 | Generation Constraint in GWh | FALSE | G | Annual | Allowances Sold | GWh | 0 | 0 | 0 | 0 | 0 | 0 | 0
RPS Clean Energy v6.20- WA | 834 | 7574 | Generation Constraint in GWh | FALSE | G | Annual | Allowances Banked | GWh | 0 | 0 | 0 | 0 | 0 | 0 | 0
RPS Clean Energy v6.20- WA | 834 | 7574 | Generation Constraint in GWh | FALSE | G | Annual | Allowances Withdrawn (1:1) | GWh | 0 | 0 | 0 | 0 | 0 | 0 | 0
RPS Clean Energy v6.20- WA | 834 | 7574 | Generation Constraint in GWh | FALSE | G | Annual | Allowances Withdrawn (n:1) | GWh | 0 | 0 | 0 | 0 | 0 | 0 | 0
RPS Clean Energy v6.20- WA | 834 | 7574 | Generation Constraint in GWh | FALSE | G | Annual | Net Emissions Allowance Position | GWh | 95749.6772 | 102155.2876 | 111791.7834 | 121209.384 | 130119.3257 | 137727.542 | 145046.0428
RPS Clean Energy v6.20- WA | 834 | 7574 | Generation Constraint in GWh | FALSE | G | Annual | Constraint Shadow Price | US2022$/MWh | 0 | 26.6127 | 10.7869 | 2.1755 | 1.713 | 8.0848 | 1.941
RPS Clean Energy v6.21- CT | 835 | 7788 | Generation Constraint in GWh | FALSE | G | Annual | Seasons Included | Seasons | Winter, Spring, Summer, Fall | Winter, Spring, Summer, Fall | Winter, Spring, Summer, Fall | Winter, Spring, Summer, Fall | Winter, Spring, Summer, Fall | Winter, Spring, Summer, Fall | Winter, Spring, Summer, Fall
RPS Clean Energy v6.21- CT | 835 | 7788 | Generation Constraint in GWh | FALSE | G | Annual | Standard GWh | GWh | NA | 12813.5193 | 25579.706 | 39901.6454 | 42751.4452 | 45889.0888 | 48693.1365
RPS Clean Energy v6.21- CT | 835 | 7788 | Generation Constraint in GWh | FALSE | G | Annual | Emissions at Affected Plants | GWh | 0 | 26374.502 | 25579.706 | 39901.6454 | 42751.4452 | 45889.0888 | 48693.1365
RPS Clean Energy v6.21- CT | 835 | 7788 | Generation Constraint in GWh | FALSE | G | Annual | Allowances Purchased | GWh | 0 | 0 | 0 | 0 | 0 | 0 | 0
RPS Clean Energy v6.21- CT | 835 | 7788 | Generation Constraint in GWh | FALSE | G | Annual | Allowances Sold | GWh | 0 | 0 | 0 | 0 | 0 | 0 | 0
RPS Clean Energy v6.21- CT | 835 | 7788 | Generation Constraint in GWh | FALSE | G | Annual | Allowances Banked | GWh | 0 | 0 | 0 | 0 | 0 | 0 | 0
RPS Clean Energy v6.21- CT | 835 | 7788 | Generation Constraint in GWh | FALSE | G | Annual | Allowances Withdrawn (1:1) | GWh | 0 | 0 | 0 | 0 | 0 | 0 | 0
RPS Clean Energy v6.21- CT | 835 | 7788 | Generation Constraint in GWh | FALSE | G | Annual | Allowances Withdrawn (n:1) | GWh | 0 | 0 | 0 | 0 | 0 | 0 | 0
RPS Clean Energy v6.21- CT | 835 | 7788 | Generation Constraint in GWh | FALSE | G | Annual | Net Emissions Allowance Position | GWh | 0 | 26374.502 | 25579.706 | 39901.6454 | 42751.4452 | 45889.0888 | 48693.1365
RPS Clean Energy v6.21- CT | 835 | 7788 | Generation Constraint in GWh | FALSE | G | Annual | Constraint Shadow Price | US2022$/MWh | 0 | 0 | 15.0247 | 21.5256 | 12.8871 | 16.5205 | 15.2014
RPS Clean Energy v7.23- MN | 836 | 7972 | Generation Constraint in GWh | FALSE | G | Annual | Seasons Included | Seasons |  | Winter, Spring, Summer, Fall | Winter, Spring, Summer, Fall | Winter, Spring, Summer, Fall | Winter, Spring, Summer, Fall | Winter, Spring, Summer, Fall | Winter, Spring, Summer, Fall
RPS Clean Energy v7.23- MN | 836 | 7972 | Generation Constraint in GWh | FALSE | G | Annual | Standard GWh | GWh | NA | 63749.2672 | 87269.7697 | 107584.2435 | 115979.5603 | 122985.3743 | 129291.7354
RPS Clean Energy v7.23- MN | 836 | 7972 | Generation Constraint in GWh | FALSE | G | Annual | Emissions at Affected Plants | GWh | 0 | 63749.2672 | 99182.0532 | 119412.5871 | 120578.5948 | 124776.0736 | 129291.7354
RPS Clean Energy v7.23- MN | 836 | 7972 | Generation Constraint in GWh | FALSE | G | Annual | Allowances Purchased | GWh | 0 | 0 | 0 | 0 | 0 | 0 | 0
RPS Clean Energy v7.23- MN | 836 | 7972 | Generation Constraint in GWh | FALSE | G | Annual | Allowances Sold | GWh | 0 | 0 | 0 | 0 | 0 | 0 | 0
RPS Clean Energy v7.23- MN | 836 | 7972 | Generation Constraint in GWh | FALSE | G | Annual | Allowances Banked | GWh | 0 | 0 | 0 | 0 | 0 | 0 | 0
RPS Clean Energy v7.23- MN | 836 | 7972 | Generation Constraint in GWh | FALSE | G | Annual | Allowances Withdrawn (1:1) | GWh | 0 | 0 | 0 | 0 | 0 | 0 | 0
RPS Clean Energy v7.23- MN | 836 | 7972 | Generation Constraint in GWh | FALSE | G | Annual | Allowances Withdrawn (n:1) | GWh | 0 | 0 | 0 | 0 | 0 | 0 | 0
RPS Clean Energy v7.23- MN | 836 | 7972 | Generation Constraint in GWh | FALSE | G | Annual | Net Emissions Allowance Position | GWh | 0 | 63749.2672 | 99182.0532 | 119412.5871 | 120578.5948 | 124776.0736 | 129291.7354
RPS Clean Energy v7.23- MN | 836 | 7972 | Generation Constraint in GWh | FALSE | G | Annual | Constraint Shadow Price | US2022$/MWh | 0 | 0 | 0 | 0 | 0 | 0 | 0
RPS Solar v6.20- DC | 837 | 7575 | Generation Constraint in GWh | FALSE | G | Annual | Seasons Included | Seasons | Winter, Spring, Summer, Fall | Winter, Spring, Summer, Fall | Winter, Spring, Summer, Fall | Winter, Spring, Summer, Fall | Winter, Spring, Summer, Fall | Winter, Spring, Summer, Fall | Winter, Spring, Summer, Fall
RPS Solar v6.20- DC | 837 | 7575 | Generation Constraint in GWh | FALSE | G | Annual | Standard GWh | GWh | 504.9952 | 583.2349 | 908.6543 | 1327.3302 | 1492.2998 | 1593.453 | 1683.5759
RPS Solar v6.20- DC | 837 | 7575 | Generation Constraint in GWh | FALSE | G | Annual | Emissions at Affected Plants | GWh | 34.9752 | 34.9752 | 34.9752 | 34.9752 | 34.9752 | 34.9752 | 34.9752
RPS Solar v6.20- DC | 837 | 7575 | Generation Constraint in GWh | FALSE | G | Annual | Allowances Purchased | GWh | 470.02 | 548.2598 | 873.6792 | 1292.3551 | 1457.3247 | 1558.4778 | 1648.6007
RPS Solar v6.20- DC | 837 | 7575 | Generation Constraint in GWh | FALSE | G | Annual | Allowances Sold | GWh | 0 | 0 | 0 | 0 | 0 | 0 | 0
RPS Solar v6.20- DC | 837 | 7575 | Generation Constraint in GWh | FALSE | G | Annual | Allowances Banked | GWh | 0 | 0 | 0 | 0 | 0 | 0 | 0
RPS Solar v6.20- DC | 837 | 7575 | Generation Constraint in GWh | FALSE | G | Annual | Allowances Withdrawn (1:1) | GWh | 0 | 0 | 0 | 0 | 0 | 0 | 0
RPS Solar v6.20- DC | 837 | 7575 | Generation Constraint in GWh | FALSE | G | Annual | Allowances Withdrawn (n:1) | GWh | 0 | 0 | 0 | 0 | 0 | 0 | 0
RPS Solar v6.20- DC | 837 | 7575 | Generation Constraint in GWh | FALSE | G | Annual | Net Emissions Allowance Position | GWh | 504.9952 | 583.2349 | 908.6543 | 1327.3302 | 1492.2998 | 1593.453 | 1683.5759
RPS Solar v6.20- DC | 837 | 7575 | Generation Constraint in GWh | FALSE | G | Annual | Constraint Shadow Price | US2022$/MWh | 60.157 | 60.1573 | 60.1568 | 60.157 | 60.1568 | 60.1572 | 60.157
RPS Solar v6.20- DE | 838 | 7576 | Generation Constraint in GWh | FALSE | G | Annual | Seasons Included | Seasons | Winter, Spring, Summer, Fall | Winter, Spring, Summer, Fall | Winter, Spring, Summer, Fall | Winter, Spring, Summer, Fall | Winter, Spring, Summer, Fall | Winter, Spring, Summer, Fall | Winter, Spring, Summer, Fall
RPS Solar v6.20- DE | 838 | 7576 | Generation Constraint in GWh | FALSE | G | Annual | Standard GWh | GWh | 456.8713 | 564.3862 | 1289.1505 | 1412.1106 | 1515.258 | 1619.4005 | 1713.7266
RPS Solar v6.20- DE | 838 | 7576 | Generation Constraint in GWh | FALSE | G | Annual | Emissions at Affected Plants | GWh | 36301.5551 | 36234.4815 | 71768.2782 | 76984.7808 | 176416.1699 | 178952.4861 | 194636.6639
RPS Solar v6.20- DE | 838 | 7576 | Generation Constraint in GWh | FALSE | G | Annual | Allowances Purchased | GWh | 0 | 0 | 0 | 0 | 0 | 0 | 0
RPS Solar v6.20- DE | 838 | 7576 | Generation Constraint in GWh | FALSE | G | Annual | Allowances Sold | GWh | 0 | 0 | 0 | 0 | 0 | 0 | 0
RPS Solar v6.20- DE | 838 | 7576 | Generation Constraint in GWh | FALSE | G | Annual | Allowances Banked | GWh | 0 | 0 | 0 | 0 | 0 | 0 | 0
RPS Solar v6.20- DE | 838 | 7576 | Generation Constraint in GWh | FALSE | G | Annual | Allowances Withdrawn (1:1) | GWh | 0 | 0 | 0 | 0 | 0 | 0 | 0
RPS Solar v6.20- DE | 838 | 7576 | Generation Constraint in GWh | FALSE | G | Annual | Allowances Withdrawn (n:1) | GWh | 0 | 0 | 0 | 0 | 0 | 0 | 0
RPS Solar v6.20- DE | 838 | 7576 | Generation Constraint in GWh | FALSE | G | Annual | Net Emissions Allowance Position | GWh | 36301.5551 | 36234.4815 | 71768.2782 | 76984.7808 | 176416.1699 | 178952.4861 | 194636.6639
RPS Solar v6.20- DE | 838 | 7576 | Generation Constraint in GWh | FALSE | G | Annual | Constraint Shadow Price | US2022$/MWh | 0 | 0 | 0 | 0 | 0 | 0 | 0
RPS Solar v6.20- IL, MO | 839 | 7580 | Generation Constraint in GWh | FALSE | G | Annual | Seasons Included | Seasons | Winter, Spring, Summer, Fall | Winter, Spring, Summer, Fall | Winter, Spring, Summer, Fall | Winter, Spring, Summer, Fall | Winter, Spring, Summer, Fall | Winter, Spring, Summer, Fall | Winter, Spring, Summer, Fall
RPS Solar v6.20- IL, MO | 839 | 7580 | Generation Constraint in GWh | FALSE | G | Annual | Standard GWh | GWh | 2396.1727 | 2482.035 | 2746.0758 | 2976.3965 | 3170.0429 | 3338.9003 | 3493.4196
RPS Solar v6.20- IL, MO | 839 | 7580 | Generation Constraint in GWh | FALSE | G | Annual | Emissions at Affected Plants | GWh | 15762.0918 | 18245.8645 | 31729.4077 | 53002.3192 | 86131.7498 | 83595.4336 | 97470.1916
RPS Solar v6.20- IL, MO | 839 | 7580 | Generation Constraint in GWh | FALSE | G | Annual | Allowances Purchased | GWh | 0 | 0 | 0 | 0 | 0 | 0 | 0
RPS Solar v6.20- IL, MO | 839 | 7580 | Generation Constraint in GWh | FALSE | G | Annual | Allowances Sold | GWh | 0 | 0 | 0 | 0 | 0 | 0 | 0
RPS Solar v6.20- IL, MO | 839 | 7580 | Generation Constraint in GWh | FALSE | G | Annual | Allowances Banked | GWh | 0 | 0 | 0 | 0 | 0 | 0 | 0
RPS Solar v6.20- IL, MO | 839 | 7580 | Generation Constraint in GWh | FALSE | G | Annual | Allowances Withdrawn (1:1) | GWh | 0 | 0 | 0 | 0 | 0 | 0 | 0
RPS Solar v6.20- IL, MO | 839 | 7580 | Generation Constraint in GWh | FALSE | G | Annual | Allowances Withdrawn (n:1) | GWh | 0 | 0 | 0 | 0 | 0 | 0 | 0
RPS Solar v6.20- IL, MO | 839 | 7580 | Generation Constraint in GWh | FALSE | G | Annual | Net Emissions Allowance Position | GWh | 15762.0918 | 18245.8645 | 31729.4077 | 53002.3192 | 86131.7498 | 83595.4336 | 97470.1916
RPS Solar v6.20- IL, MO | 839 | 7580 | Generation Constraint in GWh | FALSE | G | Annual | Constraint Shadow Price | US2022$/MWh | 0 | 0 | 0 | 0 | 0 | 0 | 0
RPS Solar v6.20- MA | 840 | 7577 | Generation Constraint in GWh | FALSE | G | Annual | Seasons Included | Seasons | Winter, Spring, Summer, Fall | Winter, Spring, Summer, Fall | Winter, Spring, Summer, Fall | Winter, Spring, Summer, Fall | Winter, Spring, Summer, Fall | Winter, Spring, Summer, Fall | Winter, Spring, Summer, Fall
RPS Solar v6.20- MA | 840 | 7577 | Generation Constraint in GWh | FALSE | G | Annual | Standard GWh | GWh | 0 | 0 | 0 | 0 | 0 | 0 | 0
RPS Solar v6.20- MA | 840 | 7577 | Generation Constraint in GWh | FALSE | G | Annual | Emissions at Affected Plants | GWh | 553.1025 | 645.329 | 308.462 | 794.7676 | 5733.2197 | 7550.9992 | 14709.682
RPS Solar v6.20- MA | 840 | 7577 | Generation Constraint in GWh | FALSE | G | Annual | Allowances Purchased | GWh | 0 | 0 | 0 | 0 | 0 | 0 | 0
RPS Solar v6.20- MA | 840 | 7577 | Generation Constraint in GWh | FALSE | G | Annual | Allowances Sold | GWh | 0 | 0 | 0 | 0 | 0 | 0 | 0
RPS Solar v6.20- MA | 840 | 7577 | Generation Constraint in GWh | FALSE | G | Annual | Allowances Banked | GWh | 0 | 0 | 0 | 0 | 0 | 0 | 0
RPS Solar v6.20- MA | 840 | 7577 | Generation Constraint in GWh | FALSE | G | Annual | Allowances Withdrawn (1:1) | GWh | 0 | 0 | 0 | 0 | 0 | 0 | 0
RPS Solar v6.20- MA | 840 | 7577 | Generation Constraint in GWh | FALSE | G | Annual | Allowances Withdrawn (n:1) | GWh | 0 | 0 | 0 | 0 | 0 | 0 | 0
RPS Solar v6.20- MA | 840 | 7577 | Generation Constraint in GWh | FALSE | G | Annual | Net Emissions Allowance Position | GWh | 553.1025 | 645.329 | 308.462 | 794.7676 | 5733.2197 | 7550.9992 | 14709.682
RPS Solar v6.20- MA | 840 | 7577 | Generation Constraint in GWh | FALSE | G | Annual | Constraint Shadow Price | US2022$/MWh | 0 | 0 | 0 | 0 | 0 | 0 | 0
RPS Solar v6.20- MD | 841 | 7578 | Generation Constraint in GWh | FALSE | G | Annual | Seasons Included | Seasons | Winter, Spring, Summer, Fall | Winter, Spring, Summer, Fall | Winter, Spring, Summer, Fall | Winter, Spring, Summer, Fall | Winter, Spring, Summer, Fall | Winter, Spring, Summer, Fall | Winter, Spring, Summer, Fall
RPS Solar v6.20- MD | 841 | 7578 | Generation Constraint in GWh | FALSE | G | Annual | Standard GWh | GWh | 9270.8742 | 9645.516 | 10764.2468 | 11622.7029 | 12426.0615 | 13263.9071 | 14012.8633
RPS Solar v6.20- MD | 841 | 7578 | Generation Constraint in GWh | FALSE | G | Annual | Emissions at Affected Plants | GWh | 9270.8742 | 9645.516 | 10764.2468 | 11622.7029 | 22308.4816 | 22308.4816 | 22308.4816
RPS Solar v6.20- MD | 841 | 7578 | Generation Constraint in GWh | FALSE | G | Annual | Allowances Purchased | GWh | 0 | 0 | 0 | 0 | 0 | 0 | 0
RPS Solar v6.20- MD | 841 | 7578 | Generation Constraint in GWh | FALSE | G | Annual | Allowances Sold | GWh | 0 | 0 | 0 | 0 | 0 | 0 | 0
RPS Solar v6.20- MD | 841 | 7578 | Generation Constraint in GWh | FALSE | G | Annual | Allowances Banked | GWh | 0 | 0 | 0 | 0 | 0 | 0 | 0
RPS Solar v6.20- MD | 841 | 7578 | Generation Constraint in GWh | FALSE | G | Annual | Allowances Withdrawn (1:1) | GWh | 0 | 0 | 0 | 0 | 0 | 0 | 0
RPS Solar v6.20- MD | 841 | 7578 | Generation Constraint in GWh | FALSE | G | Annual | Allowances Withdrawn (n:1) | GWh | 0 | 0 | 0 | 0 | 0 | 0 | 0
RPS Solar v6.20- MD | 841 | 7578 | Generation Constraint in GWh | FALSE | G | Annual | Net Emissions Allowance Position | GWh | 9270.8742 | 9645.516 | 10764.2468 | 11622.7029 | 22308.4816 | 22308.4816 | 22308.4816
RPS Solar v6.20- MD | 841 | 7578 | Generation Constraint in GWh | FALSE | G | Annual | Constraint Shadow Price | US2022$/MWh | 21.5739 | 50.8093 | 7.1271 | 4.123 | 0 | 0 | 0
RPS Solar v6.20- MN | 842 | 7579 | Generation Constraint in GWh | FALSE | G | Annual | Seasons Included | Seasons | Winter, Spring, Summer, Fall | Winter, Spring, Summer, Fall | Winter, Spring, Summer, Fall | Winter, Spring, Summer, Fall | Winter, Spring, Summer, Fall | Winter, Spring, Summer, Fall | Winter, Spring, Summer, Fall
RPS Solar v6.20- MN | 842 | 7579 | Generation Constraint in GWh | FALSE | G | Annual | Standard GWh | GWh | 1231.2022 | 1282.9895 | 1454.4962 | 1613.7637 | 1739.6934 | 1844.7806 | 1939.376
RPS Solar v6.20- MN | 842 | 7579 | Generation Constraint in GWh | FALSE | G | Annual | Emissions at Affected Plants | GWh | 4924.1117 | 4924.1117 | 5583.1716 | 9872.6834 | 9872.6834 | 9872.6834 | 16446.6442
RPS Solar v6.20- MN | 842 | 7579 | Generation Constraint in GWh | FALSE | G | Annual | Allowances Purchased | GWh | 0 | 0 | 0 | 0 | 0 | 0 | 0
RPS Solar v6.20- MN | 842 | 7579 | Generation Constraint in GWh | FALSE | G | Annual | Allowances Sold | GWh | 0 | 0 | 0 | 0 | 0 | 0 | 0
RPS Solar v6.20- MN | 842 | 7579 | Generation Constraint in GWh | FALSE | G | Annual | Allowances Banked | GWh | 0 | 0 | 0 | 0 | 0 | 0 | 0
RPS Solar v6.20- MN | 842 | 7579 | Generation Constraint in GWh | FALSE | G | Annual | Allowances Withdrawn (1:1) | GWh | 0 | 0 | 0 | 0 | 0 | 0 | 0
RPS Solar v6.20- MN | 842 | 7579 | Generation Constraint in GWh | FALSE | G | Annual | Allowances Withdrawn (n:1) | GWh | 0 | 0 | 0 | 0 | 0 | 0 | 0
RPS Solar v6.20- MN | 842 | 7579 | Generation Constraint in GWh | FALSE | G | Annual | Net Emissions Allowance Position | GWh | 4924.1117 | 4924.1117 | 5583.1716 | 9872.6834 | 9872.6834 | 9872.6834 | 16446.6442
RPS Solar v6.20- MN | 842 | 7579 | Generation Constraint in GWh | FALSE | G | Annual | Constraint Shadow Price | US2022$/MWh | 0 | 0 | 0 | 0 | 0 | 0 | 0
RPS Solar v6.20- NC 75% limit | 843 | 7583 | Generation Constraint in GWh | FALSE | G | Annual | Seasons Included | Seasons | Winter, Spring, Summer, Fall | Winter, Spring, Summer, Fall | Winter, Spring, Summer, Fall | Winter, Spring, Summer, Fall | Winter, Spring, Summer, Fall | Winter, Spring, Summer, Fall | Winter, Spring, Summer, Fall
RPS Solar v6.20- NC 75% limit | 843 | 7583 | Generation Constraint in GWh | FALSE | G | Annual | Standard GWh | GWh | 218.4932 | 226.2712 | 249.5912 | 273.0481 | 295.083 | 313.8577 | 332.5529
RPS Solar v6.20- NC 75% limit | 843 | 7583 | Generation Constraint in GWh | FALSE | G | Annual | Emissions at Affected Plants | GWh | 13002.7257 | 13002.7257 | 13002.7257 | 13002.7257 | 13002.7257 | 13002.7257 | 13002.7257
RPS Solar v6.20- NC 75% limit | 843 | 7583 | Generation Constraint in GWh | FALSE | G | Annual | Allowances Purchased | GWh | 0 | 0 | 0 | 0 | 0 | 0 | 0
RPS Solar v6.20- NC 75% limit | 843 | 7583 | Generation Constraint in GWh | FALSE | G | Annual | Allowances Sold | GWh | 0 | 0 | 0 | 0 | 0 | 0 | 0
RPS Solar v6.20- NC 75% limit | 843 | 7583 | Generation Constraint in GWh | FALSE | G | Annual | Allowances Banked | GWh | 0 | 0 | 0 | 0 | 0 | 0 | 0
RPS Solar v6.20- NC 75% limit | 843 | 7583 | Generation Constraint in GWh | FALSE | G | Annual | Allowances Withdrawn (1:1) | GWh | 0 | 0 | 0 | 0 | 0 | 0 | 0
RPS Solar v6.20- NC 75% limit | 843 | 7583 | Generation Constraint in GWh | FALSE | G | Annual | Allowances Withdrawn (n:1) | GWh | 0 | 0 | 0 | 0 | 0 | 0 | 0
RPS Solar v6.20- NC 75% limit | 843 | 7583 | Generation Constraint in GWh | FALSE | G | Annual | Net Emissions Allowance Position | GWh | 13002.7257 | 13002.7257 | 13002.7257 | 13002.7257 | 13002.7257 | 13002.7257 | 13002.7257
RPS Solar v6.20- NC 75% limit | 843 | 7583 | Generation Constraint in GWh | FALSE | G | Annual | Constraint Shadow Price | US2022$/MWh | 0 | 0 | 0 | 0 | 0 | 0 | 0
RPS Solar v6.20- NH, MA | 844 | 7581 | Generation Constraint in GWh | FALSE | G | Annual | Seasons Included | Seasons | Winter, Spring, Summer, Fall | Winter, Spring, Summer, Fall | Winter, Spring, Summer, Fall | Winter, Spring, Summer, Fall | Winter, Spring, Summer, Fall | Winter, Spring, Summer, Fall | Winter, Spring, Summer, Fall
RPS Solar v6.20- NH, MA | 844 | 7581 | Generation Constraint in GWh | FALSE | G | Annual | Standard GWh | GWh | 82.7247 | 86.8343 | 99.1689 | 109.2294 | 117.7413 | 126.5046 | 134.3376
RPS Solar v6.20- NH, MA | 844 | 7581 | Generation Constraint in GWh | FALSE | G | Annual | Emissions at Affected Plants | GWh | 4393.8734 | 4301.6469 | 10616.4891 | 24691.1586 | 29305.5827 | 49149.4996 | 48981.3548
RPS Solar v6.20- NH, MA | 844 | 7581 | Generation Constraint in GWh | FALSE | G | Annual | Allowances Purchased | GWh | 0 | 0 | 0 | 0 | 0 | 0 | 0
RPS Solar v6.20- NH, MA | 844 | 7581 | Generation Constraint in GWh | FALSE | G | Annual | Allowances Sold | GWh | 0 | 0 | 0 | 0 | 0 | 0 | 0
RPS Solar v6.20- NH, MA | 844 | 7581 | Generation Constraint in GWh | FALSE | G | Annual | Allowances Banked | GWh | 0 | 0 | 0 | 0 | 0 | 0 | 0
RPS Solar v6.20- NH, MA | 844 | 7581 | Generation Constraint in GWh | FALSE | G | Annual | Allowances Withdrawn (1:1) | GWh | 0 | 0 | 0 | 0 | 0 | 0 | 0
RPS Solar v6.20- NH, MA | 844 | 7581 | Generation Constraint in GWh | FALSE | G | Annual | Allowances Withdrawn (n:1) | GWh | 0 | 0 | 0 | 0 | 0 | 0 | 0
RPS Solar v6.20- NH, MA | 844 | 7581 | Generation Constraint in GWh | FALSE | G | Annual | Net Emissions Allowance Position | GWh | 4393.8734 | 4301.6469 | 10616.4891 | 24691.1586 | 29305.5827 | 49149.4996 | 48981.3548
RPS Solar v6.20- NH, MA | 844 | 7581 | Generation Constraint in GWh | FALSE | G | Annual | Constraint Shadow Price | US2022$/MWh | 0 | 0 | 0 | 0 | 0 | 0 | 0
RPS Solar v6.20- NJ | 845 | 7582 | Generation Constraint in GWh | FALSE | G | Annual | Seasons Included | Seasons | Winter, Spring, Summer, Fall | Winter, Spring, Summer, Fall | Winter, Spring, Summer, Fall | Winter, Spring, Summer, Fall | Winter, Spring, Summer, Fall | Winter, Spring, Summer, Fall | Winter, Spring, Summer, Fall
RPS Solar v6.20- NJ | 845 | 7582 | Generation Constraint in GWh | FALSE | G | Annual | Standard GWh | GWh | 2600.8259 | 1613.7247 | 917.314 | 1004.798 | 1078.189 | 1152.2918 | 1219.4088
RPS Solar v6.20- NJ | 845 | 7582 | Generation Constraint in GWh | FALSE | G | Annual | Emissions at Affected Plants | GWh | 2600.8259 | 2600.8259 | 1482.4123 | 1482.4123 | 1482.4123 | 1482.4123 | 1482.4123
RPS Solar v6.20- NJ | 845 | 7582 | Generation Constraint in GWh | FALSE | G | Annual | Allowances Purchased | GWh | 0 | 0 | 0 | 0 | 0 | 0 | 0
RPS Solar v6.20- NJ | 845 | 7582 | Generation Constraint in GWh | FALSE | G | Annual | Allowances Sold | GWh | 0 | 0 | 0 | 0 | 0 | 0 | 0
RPS Solar v6.20- NJ | 845 | 7582 | Generation Constraint in GWh | FALSE | G | Annual | Allowances Banked | GWh | 0 | 0 | 0 | 0 | 0 | 0 | 0
RPS Solar v6.20- NJ | 845 | 7582 | Generation Constraint in GWh | FALSE | G | Annual | Allowances Withdrawn (1:1) | GWh | 0 | 0 | 0 | 0 | 0 | 0 | 0
RPS Solar v6.20- NJ | 845 | 7582 | Generation Constraint in GWh | FALSE | G | Annual | Allowances Withdrawn (n:1) | GWh | 0 | 0 | 0 | 0 | 0 | 0 | 0
RPS Solar v6.20- NJ | 845 | 7582 | Generation Constraint in GWh | FALSE | G | Annual | Net Emissions Allowance Position | GWh | 2600.8259 | 2600.8259 | 1482.4123 | 1482.4123 | 1482.4123 | 1482.4123 | 1482.4123
RPS Solar v6.20- NJ | 845 | 7582 | Generation Constraint in GWh | FALSE | G | Annual | Constraint Shadow Price | US2022$/MWh | 134.2153 | 0 | 0 | 0 | 0 | 0 | 0
RPS Solar v6.20- PA | 846 | 7584 | Generation Constraint in GWh | FALSE | G | Annual | Seasons Included | Seasons | Winter, Spring, Summer, Fall | Winter, Spring, Summer, Fall | Winter, Spring, Summer, Fall | Winter, Spring, Summer, Fall | Winter, Spring, Summer, Fall | Winter, Spring, Summer, Fall | Winter, Spring, Summer, Fall
RPS Solar v6.20- PA | 846 | 7584 | Generation Constraint in GWh | FALSE | G | Annual | Standard GWh | GWh | 774.7724 | 802.6432 | 894.2766 | 977.602 | 1051.5102 | 1120.9572 | 1184.9613
RPS Solar v6.20- PA | 846 | 7584 | Generation Constraint in GWh | FALSE | G | Annual | Emissions at Affected Plants | GWh | 1028.1738 | 1028.1738 | 1028.1738 | 1028.1738 | 1915.6401 | 1915.6401 | 1915.6401
RPS Solar v6.20- PA | 846 | 7584 | Generation Constraint in GWh | FALSE | G | Annual | Allowances Purchased | GWh | 0 | 0 | 0 | 0 | 0 | 0 | 0
RPS Solar v6.20- PA | 846 | 7584 | Generation Constraint in GWh | FALSE | G | Annual | Allowances Sold | GWh | 0 | 0 | 0 | 0 | 0 | 0 | 0
RPS Solar v6.20- PA | 846 | 7584 | Generation Constraint in GWh | FALSE | G | Annual | Allowances Banked | GWh | 0 | 0 | 0 | 0 | 0 | 0 | 0
RPS Solar v6.20- PA | 846 | 7584 | Generation Constraint in GWh | FALSE | G | Annual | Allowances Withdrawn (1:1) | GWh | 0 | 0 | 0 | 0 | 0 | 0 | 0
RPS Solar v6.20- PA | 846 | 7584 | Generation Constraint in GWh | FALSE | G | Annual | Allowances Withdrawn (n:1) | GWh | 0 | 0 | 0 | 0 | 0 | 0 | 0
RPS Solar v6.20- PA | 846 | 7584 | Generation Constraint in GWh | FALSE | G | Annual | Net Emissions Allowance Position | GWh | 1028.1738 | 1028.1738 | 1028.1738 | 1028.1738 | 1915.6401 | 1915.6401 | 1915.6401
RPS Solar v6.20- PA | 846 | 7584 | Generation Constraint in GWh | FALSE | G | Annual | Constraint Shadow Price | US2022$/MWh | 0 | 0 | 0 | 0 | 0 | 0 | 0
RPS Solar v7.23- OR | 847 | 7973 | Generation Constraint in GWh | FALSE | G | Annual | Seasons Included | Seasons | Winter, Spring, Summer, Fall | Winter, Spring, Summer, Fall | Winter, Spring, Summer, Fall | Winter, Spring, Summer, Fall | Winter, Spring, Summer, Fall | Winter, Spring, Summer, Fall | Winter, Spring, Summer, Fall
RPS Solar v7.23- OR | 847 | 7973 | Generation Constraint in GWh | FALSE | G | Annual | Standard GWh | GWh | 4643.8873 | 4808.7873 | 5262.4091 | 5705.7267 | 6125.1471 | 6483.291 | 6827.7971
RPS Solar v7.23- OR | 847 | 7973 | Generation Constraint in GWh | FALSE | G | Annual | Emissions at Affected Plants | GWh | 6234.8861 | 6234.8861 | 6234.8861 | 12476.0064 | 17718.7618 | 17718.7618 | 17718.7618
RPS Solar v7.23- OR | 847 | 7973 | Generation Constraint in GWh | FALSE | G | Annual | Allowances Purchased | GWh | 0 | 0 | 0 | 0 | 0 | 0 | 0
RPS Solar v7.23- OR | 847 | 7973 | Generation Constraint in GWh | FALSE | G | Annual | Allowances Sold | GWh | 0 | 0 | 0 | 0 | 0 | 0 | 0
RPS Solar v7.23- OR | 847 | 7973 | Generation Constraint in GWh | FALSE | G | Annual | Allowances Banked | GWh | 0 | 0 | 0 | 0 | 0 | 0 | 0
RPS Solar v7.23- OR | 847 | 7973 | Generation Constraint in GWh | FALSE | G | Annual | Allowances Withdrawn (1:1) | GWh | 0 | 0 | 0 | 0 | 0 | 0 | 0
RPS Solar v7.23- OR | 847 | 7973 | Generation Constraint in GWh | FALSE | G | Annual | Allowances Withdrawn (n:1) | GWh | 0 | 0 | 0 | 0 | 0 | 0 | 0
RPS Solar v7.23- OR | 847 | 7973 | Generation Constraint in GWh | FALSE | G | Annual | Net Emissions Allowance Position | GWh | 6234.8861 | 6234.8861 | 6234.8861 | 12476.0064 | 17718.7618 | 17718.7618 | 17718.7618
RPS Solar v7.23- OR | 847 | 7973 | Generation Constraint in GWh | FALSE | G | Annual | Constraint Shadow Price | US2022$/MWh | 0 | 0 | 0 | 0 | 0 | 0 | 0
RPS v6.20- AZ | 848 | 7585 | Generation Constraint in GWh | FALSE | G | Annual | Seasons Included | Seasons | Winter, Spring, Summer, Fall | Winter, Spring, Summer, Fall | Winter, Spring, Summer, Fall | Winter, Spring, Summer, Fall | Winter, Spring, Summer, Fall | Winter, Spring, Summer, Fall | Winter, Spring, Summer, Fall
RPS v6.20- AZ | 848 | 7585 | Generation Constraint in GWh | FALSE | G | Annual | Standard GWh | GWh | 8011.786 | 8341.7208 | 9324.3343 | 10181.7203 | 10983.051 | 11744.436 | 12464.676
RPS v6.20- AZ | 848 | 7585 | Generation Constraint in GWh | FALSE | G | Annual | Emissions at Affected Plants | GWh | 17320.4359 | 17328.2743 | 17299.4203 | 28742.4973 | 63393.7054 | 63704.2088 | 67305.0388
RPS v6.20- AZ | 848 | 7585 | Generation Constraint in GWh | FALSE | G | Annual | Allowances Purchased | GWh | 0 | 0 | 0 | 0 | 0 | 0 | 0
RPS v6.20- AZ | 848 | 7585 | Generation Constraint in GWh | FALSE | G | Annual | Allowances Sold | GWh | 0 | 0 | 0 | 0 | 0 | 0 | 0
RPS v6.20- AZ | 848 | 7585 | Generation Constraint in GWh | FALSE | G | Annual | Allowances Banked | GWh | 0 | 0 | 0 | 0 | 0 | 0 | 0
RPS v6.20- AZ | 848 | 7585 | Generation Constraint in GWh | FALSE | G | Annual | Allowances Withdrawn (1:1) | GWh | 0 | 0 | 0 | 0 | 0 | 0 | 0
RPS v6.20- AZ | 848 | 7585 | Generation Constraint in GWh | FALSE | G | Annual | Allowances Withdrawn (n:1) | GWh | 0 | 0 | 0 | 0 | 0 | 0 | 0
RPS v6.20- AZ | 848 | 7585 | Generation Constraint in GWh | FALSE | G | Annual | Net Emissions Allowance Position | GWh | 17320.4359 | 17328.2743 | 17299.4203 | 28742.4973 | 63393.7054 | 63704.2088 | 67305.0388
RPS v6.20- AZ | 848 | 7585 | Generation Constraint in GWh | FALSE | G | Annual | Constraint Shadow Price | US2022$/MWh | 0 | 0 | 0 | 0 | 0 | 0 | 0
RPS v6.20- CA 10% Unbundled | 849 | 7686 | Generation Constraint in GWh | FALSE | G | Annual | Seasons Included | Seasons | Winter, Spring, Summer, Fall | Winter, Spring, Summer, Fall | Winter, Spring, Summer, Fall | Winter, Spring, Summer, Fall | Winter, Spring, Summer, Fall | Winter, Spring, Summer, Fall | Winter, Spring, Summer, Fall
RPS v6.20- CA 10% Unbundled | 849 | 7686 | Generation Constraint in GWh | FALSE | G | Annual | Standard GWh | GWh | 15362.7803 | 17784.8233 | 24716.6067 | 31792.9997 | 39236.9661 | 42542.9956 | 44669.0946
RPS v6.20- CA 10% Unbundled | 849 | 7686 | Generation Constraint in GWh | FALSE | G | Annual | Emissions at Affected Plants | GWh | 104202.9847 | 107886.3671 | 122980.0512 | 179747.1858 | 236104.4985 | 236697.5602 | 246716.6586
RPS v6.20- CA 10% Unbundled | 849 | 7686 | Generation Constraint in GWh | FALSE | G | Annual | Allowances Purchased | GWh | 0 | 0 | 0 | 0 | 0 | 0 | 0
RPS v6.20- CA 10% Unbundled | 849 | 7686 | Generation Constraint in GWh | FALSE | G | Annual | Allowances Sold | GWh | 0 | 0 | 0 | 0 | 0 | 0 | 0
RPS v6.20- CA 10% Unbundled | 849 | 7686 | Generation Constraint in GWh | FALSE | G | Annual | Allowances Banked | GWh | 0 | 0 | 0 | 0 | 0 | 0 | 0
RPS v6.20- CA 10% Unbundled | 849 | 7686 | Generation Constraint in GWh | FALSE | G | Annual | Allowances Withdrawn (1:1) | GWh | 0 | 0 | 0 | 0 | 0 | 0 | 0
RPS v6.20- CA 10% Unbundled | 849 | 7686 | Generation Constraint in GWh | FALSE | G | Annual | Allowances Withdrawn (n:1) | GWh | 0 | 0 | 0 | 0 | 0 | 0 | 0
RPS v6.20- CA 10% Unbundled | 849 | 7686 | Generation Constraint in GWh | FALSE | G | Annual | Net Emissions Allowance Position | GWh | 104202.9847 | 107886.3671 | 122980.0512 | 179747.1858 | 236104.4985 | 236697.5602 | 246716.6586
RPS v6.20- CA 10% Unbundled | 849 | 7686 | Generation Constraint in GWh | FALSE | G | Annual | Constraint Shadow Price | US2022$/MWh | 0 | 0 | 0 | 0 | 0 | 0 | 0
RPS v6.20- CA 15% Bundled | 850 | 7678 | Generation Constraint in GWh | FALSE | G | Annual | Seasons Included | Seasons | Winter, Spring, Summer, Fall | Winter, Spring, Summer, Fall | Winter, Spring, Summer, Fall | Winter, Spring, Summer, Fall | Winter, Spring, Summer, Fall | Winter, Spring, Summer, Fall | Winter, Spring, Summer, Fall
RPS v6.20- CA 15% Bundled | 850 | 7678 | Generation Constraint in GWh | FALSE | G | Annual | Standard GWh | GWh | 23044.1705 | 26677.235 | 37074.91 | 47689.4996 | 58855.4491 | 63814.4935 | 67003.6419
RPS v6.20- CA 15% Bundled | 850 | 7678 | Generation Constraint in GWh | FALSE | G | Annual | Emissions at Affected Plants | GWh | 77513.986 | 83926.7684 | 93459.7841 | 133688.6634 | 217546.994 | 231318.6293 | 251604.8063
RPS v6.20- CA 15% Bundled | 850 | 7678 | Generation Constraint in GWh | FALSE | G | Annual | Allowances Purchased | GWh | 0 | 0 | 0 | 0 | 0 | 0 | 0
RPS v6.20- CA 15% Bundled | 850 | 7678 | Generation Constraint in GWh | FALSE | G | Annual | Allowances Sold | GWh | 0 | 0 | 0 | 0 | 0 | 0 | 0
RPS v6.20- CA 15% Bundled | 850 | 7678 | Generation Constraint in GWh | FALSE | G | Annual | Allowances Banked | GWh | 0 | 0 | 0 | 0 | 0 | 0 | 0
RPS v6.20- CA 15% Bundled | 850 | 7678 | Generation Constraint in GWh | FALSE | G | Annual | Allowances Withdrawn (1:1) | GWh | 0 | 0 | 0 | 0 | 0 | 0 | 0
RPS v6.20- CA 15% Bundled | 850 | 7678 | Generation Constraint in GWh | FALSE | G | Annual | Allowances Withdrawn (n:1) | GWh | 0 | 0 | 0 | 0 | 0 | 0 | 0
RPS v6.20- CA 15% Bundled | 850 | 7678 | Generation Constraint in GWh | FALSE | G | Annual | Net Emissions Allowance Position | GWh | 77513.986 | 83926.7684 | 93459.7841 | 133688.6634 | 217546.994 | 231318.6293 | 251604.8063
RPS v6.20- CA 15% Bundled | 850 | 7678 | Generation Constraint in GWh | FALSE | G | Annual | Constraint Shadow Price | US2022$/MWh | 0 | 0 | 0 | 0 | 0 | 0 | 0
RPS v6.20- CO | 851 | 7587 | Generation Constraint in GWh | FALSE | G | Annual | Seasons Included | Seasons | Winter, Spring, Summer, Fall | Winter, Spring, Summer, Fall | Winter, Spring, Summer, Fall | Winter, Spring, Summer, Fall | Winter, Spring, Summer, Fall | Winter, Spring, Summer, Fall | Winter, Spring, Summer, Fall
RPS v6.20- CO | 851 | 7587 | Generation Constraint in GWh | FALSE | G | Annual | Standard GWh | GWh | 14112.0389 | 14852.0664 | 17010.4573 | 18897.2925 | 20577.2274 | 22054.3057 | 23495.4295
RPS v6.20- CO | 851 | 7587 | Generation Constraint in GWh | FALSE | G | Annual | Emissions at Affected Plants | GWh | 26195.7785 | 30681.1786 | 45194.2416 | 68492.1808 | 67180.6005 | 67382.0293 | 91892.0367
RPS v6.20- CO | 851 | 7587 | Generation Constraint in GWh | FALSE | G | Annual | Allowances Purchased | GWh | 0 | 0 | 0 | 0 | 0 | 0 | 0
RPS v6.20- CO | 851 | 7587 | Generation Constraint in GWh | FALSE | G | Annual | Allowances Sold | GWh | 0 | 0 | 0 | 0 | 0 | 0 | 0
RPS v6.20- CO | 851 | 7587 | Generation Constraint in GWh | FALSE | G | Annual | Allowances Banked | GWh | 0 | 0 | 0 | 0 | 0 | 0 | 0
RPS v6.20- CO | 851 | 7587 | Generation Constraint in GWh | FALSE | G | Annual | Allowances Withdrawn (1:1) | GWh | 0 | 0 | 0 | 0 | 0 | 0 | 0
RPS v6.20- CO | 851 | 7587 | Generation Constraint in GWh | FALSE | G | Annual | Allowances Withdrawn (n:1) | GWh | 0 | 0 | 0 | 0 | 0 | 0 | 0
RPS v6.20- CO | 851 | 7587 | Generation Constraint in GWh | FALSE | G | Annual | Net Emissions Allowance Position | GWh | 26195.7785 | 30681.1786 | 45194.2416 | 68492.1808 | 67180.6005 | 67382.0293 | 91892.0367
RPS v6.20- CO | 851 | 7587 | Generation Constraint in GWh | FALSE | G | Annual | Constraint Shadow Price | US2022$/MWh | 0 | 0 | 0 | 0 | 0 | 0 | 0
RPS v6.20- CT, MA, ME, NH, RI, VT | 852 | 7588 | Generation Constraint in GWh | FALSE | G | Annual | Seasons Included | Seasons | Winter, Spring, Summer, Fall | Winter, Spring, Summer, Fall | Winter, Spring, Summer, Fall | Winter, Spring, Summer, Fall | Winter, Spring, Summer, Fall | Winter, Spring, Summer, Fall | Winter, Spring, Summer, Fall
RPS v6.20- CT, MA, ME, NH, RI, VT | 852 | 7588 | Generation Constraint in GWh | FALSE | G | Annual | Standard GWh | GWh | 51013.7168 | 59794.5139 | 75626.5757 | 88056.8857 | 99955.7978 | 112593.714 | 119598.8027
RPS v6.20- CT, MA, ME, NH, RI, VT | 852 | 7588 | Generation Constraint in GWh | FALSE | G | Annual | Emissions at Affected Plants | GWh | 51013.7168 | 59794.514 | 127062.3282 | 242757.4904 | 290641.2195 | 357963.7565 | 377533.9714
RPS v6.20- CT, MA, ME, NH, RI, VT | 852 | 7588 | Generation Constraint in GWh | FALSE | G | Annual | Allowances Purchased | GWh | 0 | 0 | 0 | 0 | 0 | 0 | 0
RPS v6.20- CT, MA, ME, NH, RI, VT | 852 | 7588 | Generation Constraint in GWh | FALSE | G | Annual | Allowances Sold | GWh | 0 | 0 | 0 | 0 | 0 | 0 | 0
RPS v6.20- CT, MA, ME, NH, RI, VT | 852 | 7588 | Generation Constraint in GWh | FALSE | G | Annual | Allowances Banked | GWh | 0 | 0 | 0 | 0 | 0 | 0 | 0
RPS v6.20- CT, MA, ME, NH, RI, VT | 852 | 7588 | Generation Constraint in GWh | FALSE | G | Annual | Allowances Withdrawn (1:1) | GWh | 0 | 0 | 0 | 0 | 0 | 0 | 0
RPS v6.20- CT, MA, ME, NH, RI, VT | 852 | 7588 | Generation Constraint in GWh | FALSE | G | Annual | Allowances Withdrawn (n:1) | GWh | 0 | 0 | 0 | 0 | 0 | 0 | 0
RPS v6.20- CT, MA, ME, NH, RI, VT | 852 | 7588 | Generation Constraint in GWh | FALSE | G | Annual | Net Emissions Allowance Position | GWh | 51013.7168 | 59794.514 | 127062.3282 | 242757.4904 | 290641.2195 | 357963.7565 | 377533.9714
RPS v6.20- CT, MA, ME, NH, RI, VT | 852 | 7588 | Generation Constraint in GWh | FALSE | G | Annual | Constraint Shadow Price | US2022$/MWh | 10.3179 | 1.3876 | 0 | 0 | 0 | 0 | 0
RPS v6.20- DC, DE, MD, NJ, PA | 853 | 7589 | Generation Constraint in GWh | FALSE | G | Annual | Seasons Included | Seasons | Winter, Spring, Summer, Fall | Winter, Spring, Summer, Fall | Winter, Spring, Summer, Fall | Winter, Spring, Summer, Fall | Winter, Spring, Summer, Fall | Winter, Spring, Summer, Fall | Winter, Spring, Summer, Fall
RPS v6.20- DC, DE, MD, NJ, PA | 853 | 7589 | Generation Constraint in GWh | FALSE | G | Annual | Standard GWh | GWh | 86143.8064 | 97746.6302 | 113344.7887 | 123296.5262 | 132115.6992 | 141080.8034 | 149169.3218
RPS v6.20- DC, DE, MD, NJ, PA | 853 | 7589 | Generation Constraint in GWh | FALSE | G | Annual | Emissions at Affected Plants | GWh | 86143.8064 | 97746.6302 | 234392.5233 | 403238.4844 | 495552.8345 | 478174.1224 | 488197.4522
RPS v6.20- DC, DE, MD, NJ, PA | 853 | 7589 | Generation Constraint in GWh | FALSE | G | Annual | Allowances Purchased | GWh | 0 | 0 | 0 | 0 | 0 | 0 | 0
RPS v6.20- DC, DE, MD, NJ, PA | 853 | 7589 | Generation Constraint in GWh | FALSE | G | Annual | Allowances Sold | GWh | 0 | 0 | 0 | 0 | 0 | 0 | 0
RPS v6.20- DC, DE, MD, NJ, PA | 853 | 7589 | Generation Constraint in GWh | FALSE | G | Annual | Allowances Banked | GWh | 0 | 0 | 0 | 0 | 0 | 0 | 0
RPS v6.20- DC, DE, MD, NJ, PA | 853 | 7589 | Generation Constraint in GWh | FALSE | G | Annual | Allowances Withdrawn (1:1) | GWh | 0 | 0 | 0 | 0 | 0 | 0 | 0
RPS v6.20- DC, DE, MD, NJ, PA | 853 | 7589 | Generation Constraint in GWh | FALSE | G | Annual | Allowances Withdrawn (n:1) | GWh | 0 | 0 | 0 | 0 | 0 | 0 | 0
RPS v6.20- DC, DE, MD, NJ, PA | 853 | 7589 | Generation Constraint in GWh | FALSE | G | Annual | Net Emissions Allowance Position | GWh | 86143.8064 | 97746.6302 | 234392.5233 | 403238.4844 | 495552.8345 | 478174.1224 | 488197.4522
RPS v6.20- DC, DE, MD, NJ, PA | 853 | 7589 | Generation Constraint in GWh | FALSE | G | Annual | Constraint Shadow Price | US2022$/MWh | 10.3179 | 1.3876 | 0 | 0 | 0 | 0 | 0
RPS v6.20- IA | 854 | 7590 | Generation Constraint in GWh | FALSE | G | Annual | Seasons Included | Seasons | Winter, Spring, Summer, Fall | Winter, Spring, Summer, Fall | Winter, Spring, Summer, Fall | Winter, Spring, Summer, Fall | Winter, Spring, Summer, Fall | Winter, Spring, Summer, Fall | Winter, Spring, Summer, Fall
RPS v6.20- IA | 854 | 7590 | Generation Constraint in GWh | FALSE | G | Annual | Standard GWh | GWh | 295.8 | 295.8 | 295.8 | 295.8 | 295.8 | 295.8 | 310.4809
RPS v6.20- IA | 854 | 7590 | Generation Constraint in GWh | FALSE | G | Annual | Emissions at Affected Plants | GWh | 3125.9946 | 5542.6949 | 63250.5594 | 72147.8439 | 49284.1389 | 49291.4334 | 49292.1706
RPS v6.20- IA | 854 | 7590 | Generation Constraint in GWh | FALSE | G | Annual | Allowances Purchased | GWh | 0 | 0 | 0 | 0 | 0 | 0 | 0
RPS v6.20- IA | 854 | 7590 | Generation Constraint in GWh | FALSE | G | Annual | Allowances Sold | GWh | 0 | 0 | 0 | 0 | 0 | 0 | 0
RPS v6.20- IA | 854 | 7590 | Generation Constraint in GWh | FALSE | G | Annual | Allowances Banked | GWh | 0 | 0 | 0 | 0 | 0 | 0 | 0
RPS v6.20- IA | 854 | 7590 | Generation Constraint in GWh | FALSE | G | Annual | Allowances Withdrawn (1:1) | GWh | 0 | 0 | 0 | 0 | 0 | 0 | 0
RPS v6.20- IA | 854 | 7590 | Generation Constraint in GWh | FALSE | G | Annual | Allowances Withdrawn (n:1) | GWh | 0 | 0 | 0 | 0 | 0 | 0 | 0
RPS v6.20- IA | 854 | 7590 | Generation Constraint in GWh | FALSE | G | Annual | Net Emissions Allowance Position | GWh | 3125.9946 | 5542.6949 | 63250.5594 | 72147.8439 | 49284.1389 | 49291.4334 | 49292.1706
RPS v6.20- IA | 854 | 7590 | Generation Constraint in GWh | FALSE | G | Annual | Constraint Shadow Price | US2022$/MWh | 0 | 0 | 0 | 0 | 0 | 0 | 0
RPS v6.20- IL | 855 | 7591 | Generation Constraint in GWh | FALSE | G | Annual | Seasons Included | Seasons | Winter, Spring, Summer, Fall | Winter, Spring, Summer, Fall | Winter, Spring, Summer, Fall | Winter, Spring, Summer, Fall | Winter, Spring, Summer, Fall | Winter, Spring, Summer, Fall | Winter, Spring, Summer, Fall
RPS v6.20- IL | 855 | 7591 | Generation Constraint in GWh | FALSE | G | Annual | Standard GWh | GWh | 47908.8706 | 61095.9188 | 76051.6526 | 91544.4099 | 97453.4707 | 102610.6597 | 107325.7437
RPS v6.20- IL | 855 | 7591 | Generation Constraint in GWh | FALSE | G | Annual | Emissions at Affected Plants | GWh | 94757.7192 | 127760.0368 | 168634.3356 | 348746.1801 | 569486.4386 | 569450.581 | 574795.0459
RPS v6.20- IL | 855 | 7591 | Generation Constraint in GWh | FALSE | G | Annual | Allowances Purchased | GWh | 0 | 0 | 0 | 0 | 0 | 0 | 0
RPS v6.20- IL | 855 | 7591 | Generation Constraint in GWh | FALSE | G | Annual | Allowances Sold | GWh | 0 | 0 | 0 | 0 | 0 | 0 | 0
RPS v6.20- IL | 855 | 7591 | Generation Constraint in GWh | FALSE | G | Annual | Allowances Banked | GWh | 0 | 0 | 0 | 0 | 0 | 0 | 0
RPS v6.20- IL | 855 | 7591 | Generation Constraint in GWh | FALSE | G | Annual | Allowances Withdrawn (1:1) | GWh | 0 | 0 | 0 | 0 | 0 | 0 | 0
RPS v6.20- IL | 855 | 7591 | Generation Constraint in GWh | FALSE | G | Annual | Allowances Withdrawn (n:1) | GWh | 0 | 0 | 0 | 0 | 0 | 0 | 0
RPS v6.20- IL | 855 | 7591 | Generation Constraint in GWh | FALSE | G | Annual | Net Emissions Allowance Position | GWh | 94757.7192 | 127760.0368 | 168634.3356 | 348746.1801 | 569486.4386 | 569450.581 | 574795.0459
RPS v6.20- IL | 855 | 7591 | Generation Constraint in GWh | FALSE | G | Annual | Constraint Shadow Price | US2022$/MWh | 0 | 0 | 0 | 0 | 0 | 0 | 0
RPS v6.20- MI | 856 | 7592 | Generation Constraint in GWh | FALSE | G | Annual | Seasons Included | Seasons | Winter, Spring, Summer, Fall | Winter, Spring, Summer, Fall | Winter, Spring, Summer, Fall | Winter, Spring, Summer, Fall | Winter, Spring, Summer, Fall | Winter, Spring, Summer, Fall | Winter, Spring, Summer, Fall
RPS v6.20- MI | 856 | 7592 | Generation Constraint in GWh | FALSE | G | Annual | Standard GWh | GWh | 37667.3126 | 39201.9332 | 44011.1122 | 48042.0771 | 51365.6157 | 54124.1929 | 56622.5225
RPS v6.20- MI | 856 | 7592 | Generation Constraint in GWh | FALSE | G | Annual | Emissions at Affected Plants | GWh | 37667.3126 | 45071.5381 | 69190.6526 | 79346.2183 | 95604.4015 | 96413.6618 | 110075.6096
RPS v6.20- MI | 856 | 7592 | Generation Constraint in GWh | FALSE | G | Annual | Allowances Purchased | GWh | 0 | 0 | 0 | 0 | 0 | 0 | 0
RPS v6.20- MI | 856 | 7592 | Generation Constraint in GWh | FALSE | G | Annual | Allowances Sold | GWh | 0 | 0 | 0 | 0 | 0 | 0 | 0
RPS v6.20- MI | 856 | 7592 | Generation Constraint in GWh | FALSE | G | Annual | Allowances Banked | GWh | 0 | 0 | 0 | 0 | 0 | 0 | 0
RPS v6.20- MI | 856 | 7592 | Generation Constraint in GWh | FALSE | G | Annual | Allowances Withdrawn (1:1) | GWh | 0 | 0 | 0 | 0 | 0 | 0 | 0
RPS v6.20- MI | 856 | 7592 | Generation Constraint in GWh | FALSE | G | Annual | Allowances Withdrawn (n:1) | GWh | 0 | 0 | 0 | 0 | 0 | 0 | 0
RPS v6.20- MI | 856 | 7592 | Generation Constraint in GWh | FALSE | G | Annual | Net Emissions Allowance Position | GWh | 37667.3126 | 45071.5381 | 69190.6526 | 79346.2183 | 95604.4015 | 96413.6618 | 110075.6096
RPS v6.20- MI | 856 | 7592 | Generation Constraint in GWh | FALSE | G | Annual | Constraint Shadow Price | US2022$/MWh | 11.3069 | 0 | 0 | 0 | 0 | 0 | 0
RPS v6.20- MN | 857 | 7593 | Generation Constraint in GWh | FALSE | G | Annual | Seasons Included | Seasons | Winter, Spring, Summer, Fall | Winter, Spring, Summer, Fall | Winter, Spring, Summer, Fall | Winter, Spring, Summer, Fall | Winter, Spring, Summer, Fall | Winter, Spring, Summer, Fall | Winter, Spring, Summer, Fall
RPS v6.20- MN | 857 | 7593 | Generation Constraint in GWh | FALSE | G | Annual | Standard GWh | GWh | 27907.2506 | 34213.0533 | 53331.5259 | 59171.3339 | 63788.7581 | 67641.9559 | 71110.4545
RPS v6.20- MN | 857 | 7593 | Generation Constraint in GWh | FALSE | G | Annual | Emissions at Affected Plants | GWh | 41178.6246 | 63919.0059 | 99348.9276 | 119552.7059 | 120709.6988 | 124915.9425 | 129440.822
RPS v6.20- MN | 857 | 7593 | Generation Constraint in GWh | FALSE | G | Annual | Allowances Purchased | GWh | 0 | 0 | 0 | 0 | 0 | 0 | 0
RPS v6.20- MN | 857 | 7593 | Generation Constraint in GWh | FALSE | G | Annual | Allowances Sold | GWh | 0 | 0 | 0 | 0 | 0 | 0 | 0
RPS v6.20- MN | 857 | 7593 | Generation Constraint in GWh | FALSE | G | Annual | Allowances Banked | GWh | 0 | 0 | 0 | 0 | 0 | 0 | 0
RPS v6.20- MN | 857 | 7593 | Generation Constraint in GWh | FALSE | G | Annual | Allowances Withdrawn (1:1) | GWh | 0 | 0 | 0 | 0 | 0 | 0 | 0
RPS v6.20- MN | 857 | 7593 | Generation Constraint in GWh | FALSE | G | Annual | Allowances Withdrawn (n:1) | GWh | 0 | 0 | 0 | 0 | 0 | 0 | 0
RPS v6.20- MN | 857 | 7593 | Generation Constraint in GWh | FALSE | G | Annual | Net Emissions Allowance Position | GWh | 41178.6246 | 63919.0059 | 99348.9276 | 119552.7059 | 120709.6988 | 124915.9425 | 129440.822
RPS v6.20- MN | 857 | 7593 | Generation Constraint in GWh | FALSE | G | Annual | Constraint Shadow Price | US2022$/MWh | 0 | 0 | 0 | 0 | 0 | 0 | 0
RPS v6.20- MO | 858 | 7594 | Generation Constraint in GWh | FALSE | G | Annual | Seasons Included | Seasons | Winter, Spring, Summer, Fall | Winter, Spring, Summer, Fall | Winter, Spring, Summer, Fall | Winter, Spring, Summer, Fall | Winter, Spring, Summer, Fall | Winter, Spring, Summer, Fall | Winter, Spring, Summer, Fall
RPS v6.20- MO | 858 | 7594 | Generation Constraint in GWh | FALSE | G | Annual | Standard GWh | GWh | 7399.7641 | 7637.5231 | 8440.8291 | 9202.5677 | 9857.5523 | 10423.2207 | 10945.8916
RPS v6.20- MO | 858 | 7594 | Generation Constraint in GWh | FALSE | G | Annual | Emissions at Affected Plants | GWh | 7399.7641 | 7637.5231 | 8440.8291 | 9202.5677 | 9857.5523 | 10423.2207 | 10945.8916
RPS v6.20- MO | 858 | 7594 | Generation Constraint in GWh | FALSE | G | Annual | Allowances Purchased | GWh | 0 | 0 | 0 | 0 | 0 | 0 | 0
RPS v6.20- MO | 858 | 7594 | Generation Constraint in GWh | FALSE | G | Annual | Allowances Sold | GWh | 0 | 0 | 0 | 0 | 0 | 0 | 0
RPS v6.20- MO | 858 | 7594 | Generation Constraint in GWh | FALSE | G | Annual | Allowances Banked | GWh | 0 | 0 | 0 | 0 | 0 | 0 | 0
RPS v6.20- MO | 858 | 7594 | Generation Constraint in GWh | FALSE | G | Annual | Allowances Withdrawn (1:1) | GWh | 0 | 0 | 0 | 0 | 0 | 0 | 0
RPS v6.20- MO | 858 | 7594 | Generation Constraint in GWh | FALSE | G | Annual | Allowances Withdrawn (n:1) | GWh | 0 | 0 | 0 | 0 | 0 | 0 | 0
RPS v6.20- MO | 858 | 7594 | Generation Constraint in GWh | FALSE | G | Annual | Net Emissions Allowance Position | GWh | 7399.7641 | 7637.5231 | 8440.8291 | 9202.5677 | 9857.5523 | 10423.2207 | 10945.8916
RPS v6.20- MO | 858 | 7594 | Generation Constraint in GWh | FALSE | G | Annual | Constraint Shadow Price | US2022$/MWh | 0 | 0 | 0 | 0 | 0 | 0 | 0
RPS v6.20- MT | 859 | 7595 | Generation Constraint in GWh | FALSE | G | Annual | Seasons Included | Seasons | Winter, Spring, Summer, Fall | Winter, Spring, Summer, Fall | Winter, Spring, Summer, Fall | Winter, Spring, Summer, Fall | Winter, Spring, Summer, Fall | Winter, Spring, Summer, Fall | Winter, Spring, Summer, Fall
RPS v6.20- MT | 859 | 7595 | Generation Constraint in GWh | FALSE | G | Annual | Standard GWh | GWh | 0 | 0 | 0 | 0 | 0 | 0 | 0
RPS v6.20- MT | 859 | 7595 | Generation Constraint in GWh | FALSE | G | Annual | Emissions at Affected Plants | GWh | 5461.2065 | 5461.2065 | 5461.2065 | 5461.1832 | 5461.1735 | 5462.3381 | 5462.805
RPS v6.20- MT | 859 | 7595 | Generation Constraint in GWh | FALSE | G | Annual | Allowances Purchased | GWh | 0 | 0 | 0 | 0 | 0 | 0 | 0
RPS v6.20- MT | 859 | 7595 | Generation Constraint in GWh | FALSE | G | Annual | Allowances Sold | GWh | 0 | 0 | 0 | 0 | 0 | 0 | 0
RPS v6.20- MT | 859 | 7595 | Generation Constraint in GWh | FALSE | G | Annual | Allowances Banked | GWh | 0 | 0 | 0 | 0 | 0 | 0 | 0
RPS v6.20- MT | 859 | 7595 | Generation Constraint in GWh | FALSE | G | Annual | Allowances Withdrawn (1:1) | GWh | 0 | 0 | 0 | 0 | 0 | 0 | 0
RPS v6.20- MT | 859 | 7595 | Generation Constraint in GWh | FALSE | G | Annual | Allowances Withdrawn (n:1) | GWh | 0 | 0 | 0 | 0 | 0 | 0 | 0
RPS v6.20- MT | 859 | 7595 | Generation Constraint in GWh | FALSE | G | Annual | Net Emissions Allowance Position | GWh | 5461.2065 | 5461.2065 | 5461.2065 | 5461.1832 | 5461.1735 | 5462.3381 | 5462.805
RPS v6.20- MT | 859 | 7595 | Generation Constraint in GWh | FALSE | G | Annual | Constraint Shadow Price | US2022$/MWh | 0 | 0 | 0 | 0 | 0 | 0 | 0
RPS v6.20- NC 75% limit | 860 | 7602 | Generation Constraint in GWh | FALSE | G | Annual | Seasons Included | Seasons | Winter, Spring, Summer, Fall | Winter, Spring, Summer, Fall | Winter, Spring, Summer, Fall | Winter, Spring, Summer, Fall | Winter, Spring, Summer, Fall | Winter, Spring, Summer, Fall | Winter, Spring, Summer, Fall
RPS v6.20- NC 75% limit | 860 | 7602 | Generation Constraint in GWh | FALSE | G | Annual | Standard GWh | GWh | 7533.1621 | 7976.4436 | 9305.4849 | 10642.3279 | 11898.1256 | 12968.1259 | 18277.6687
RPS v6.20- NC 75% limit | 860 | 7602 | Generation Constraint in GWh | FALSE | G | Annual | Emissions at Affected Plants | GWh | 13248.6266 | 24958.7103 | 28089.5819 | 37341.0857 | 58354.2241 | 58352.4573 | 72502.9648
RPS v6.20- NC 75% limit | 860 | 7602 | Generation Constraint in GWh | FALSE | G | Annual | Allowances Purchased | GWh | 0 | 0 | 0 | 0 | 0 | 0 | 0
RPS v6.20- NC 75% limit | 860 | 7602 | Generation Constraint in GWh | FALSE | G | Annual | Allowances Sold | GWh | 0 | 0 | 0 | 0 | 0 | 0 | 0
RPS v6.20- NC 75% limit | 860 | 7602 | Generation Constraint in GWh | FALSE | G | Annual | Allowances Banked | GWh | 0 | 0 | 0 | 0 | 0 | 0 | 0
RPS v6.20- NC 75% limit | 860 | 7602 | Generation Constraint in GWh | FALSE | G | Annual | Allowances Withdrawn (1:1) | GWh | 0 | 0 | 0 | 0 | 0 | 0 | 0
RPS v6.20- NC 75% limit | 860 | 7602 | Generation Constraint in GWh | FALSE | G | Annual | Allowances Withdrawn (n:1) | GWh | 0 | 0 | 0 | 0 | 0 | 0 | 0
RPS v6.20- NC 75% limit | 860 | 7602 | Generation Constraint in GWh | FALSE | G | Annual | Net Emissions Allowance Position | GWh | 13248.6266 | 24958.7103 | 28089.5819 | 37341.0857 | 58354.2241 | 58352.4573 | 72502.9648
RPS v6.20- NC 75% limit | 860 | 7602 | Generation Constraint in GWh | FALSE | G | Annual | Constraint Shadow Price | US2022$/MWh | 0 | 0 | 0 | 0 | 0 | 0 | 0
RPS v6.20- NM | 861 | 7596 | Generation Constraint in GWh | FALSE | G | Annual | Seasons Included | Seasons | Winter, Spring, Summer, Fall | Winter, Spring, Summer, Fall | Winter, Spring, Summer, Fall | Winter, Spring, Summer, Fall | Winter, Spring, Summer, Fall | Winter, Spring, Summer, Fall | Winter, Spring, Summer, Fall
RPS v6.20- NM | 861 | 7596 | Generation Constraint in GWh | FALSE | G | Annual | Standard GWh | GWh | 10635.1348 | 12036.3826 | 17175.9201 | 23103.8181 | 25675.4737 | 28011.4318 | 29701.1091
RPS v6.20- NM | 861 | 7596 | Generation Constraint in GWh | FALSE | G | Annual | Emissions at Affected Plants | GWh | 41267.1388 | 41267.1916 | 41267.0479 | 42864.2889 | 64612.1586 | 64653.5909 | 64654.155
RPS v6.20- NM | 861 | 7596 | Generation Constraint in GWh | FALSE | G | Annual | Allowances Purchased | GWh | 0 | 0 | 0 | 0 | 0 | 0 | 0
RPS v6.20- NM | 861 | 7596 | Generation Constraint in GWh | FALSE | G | Annual | Allowances Sold | GWh | 0 | 0 | 0 | 0 | 0 | 0 | 0
RPS v6.20- NM | 861 | 7596 | Generation Constraint in GWh | FALSE | G | Annual | Allowances Banked | GWh | 0 | 0 | 0 | 0 | 0 | 0 | 0
RPS v6.20- NM | 861 | 7596 | Generation Constraint in GWh | FALSE | G | Annual | Allowances Withdrawn (1:1) | GWh | 0 | 0 | 0 | 0 | 0 | 0 | 0
RPS v6.20- NM | 861 | 7596 | Generation Constraint in GWh | FALSE | G | Annual | Allowances Withdrawn (n:1) | GWh | 0 | 0 | 0 | 0 | 0 | 0 | 0
RPS v6.20- NM | 861 | 7596 | Generation Constraint in GWh | FALSE | G | Annual | Net Emissions Allowance Position | GWh | 41267.1388 | 41267.1916 | 41267.0479 | 42864.2889 | 64612.1586 | 64653.5909 | 64654.155
RPS v6.20- NM | 861 | 7596 | Generation Constraint in GWh | FALSE | G | Annual | Constraint Shadow Price | US2022$/MWh | 0 | 0 | 0 | 0 | 0 | 0 | 0
RPS v6.20- NV | 862 | 7597 | Generation Constraint in GWh | FALSE | G | Annual | Seasons Included | Seasons | Winter, Spring, Summer, Fall | Winter, Spring, Summer, Fall | Winter, Spring, Summer, Fall | Winter, Spring, Summer, Fall | Winter, Spring, Summer, Fall | Winter, Spring, Summer, Fall | Winter, Spring, Summer, Fall
RPS v6.20- NV | 862 | 7597 | Generation Constraint in GWh | FALSE | G | Annual | Standard GWh | GWh | 13610.7692 | 16861.0837 | 18814.5807 | 20674.2602 | 22445.7978 | 24092.9298 | 25714.2248
RPS v6.20- NV | 862 | 7597 | Generation Constraint in GWh | FALSE | G | Annual | Emissions at Affected Plants | GWh | 29883.6003 | 29888.3167 | 29887.9783 | 29883.4069 | 56002.7132 | 56123.8473 | 60064.2832
RPS v6.20- NV | 862 | 7597 | Generation Constraint in GWh | FALSE | G | Annual | Allowances Purchased | GWh | 0 | 0 | 0 | 0 | 0 | 0 | 0
RPS v6.20- NV | 862 | 7597 | Generation Constraint in GWh | FALSE | G | Annual | Allowances Sold | GWh | 0 | 0 | 0 | 0 | 0 | 0 | 0
RPS v6.20- NV | 862 | 7597 | Generation Constraint in GWh | FALSE | G | Annual | Allowances Banked | GWh | 0 | 0 | 0 | 0 | 0 | 0 | 0
RPS v6.20- NV | 862 | 7597 | Generation Constraint in GWh | FALSE | G | Annual | Allowances Withdrawn (1:1) | GWh | 0 | 0 | 0 | 0 | 0 | 0 | 0
RPS v6.20- NV | 862 | 7597 | Generation Constraint in GWh | FALSE | G | Annual | Allowances Withdrawn (n:1) | GWh | 0 | 0 | 0 | 0 | 0 | 0 | 0
RPS v6.20- NV | 862 | 7597 | Generation Constraint in GWh | FALSE | G | Annual | Net Emissions Allowance Position | GWh | 29883.6003 | 29888.3167 | 29887.9783 | 29883.4069 | 56002.7132 | 56123.8473 | 60064.2832
RPS v6.20- NV | 862 | 7597 | Generation Constraint in GWh | FALSE | G | Annual | Constraint Shadow Price | US2022$/MWh | 0 | 0 | 0 | 0 | 0 | 0 | 0
RPS v6.20- NY | 863 | 7598 | Generation Constraint in GWh | FALSE | G | Annual | Seasons Included | Seasons | Winter, Spring, Summer, Fall | Winter, Spring, Summer, Fall | Winter, Spring, Summer, Fall | Winter, Spring, Summer, Fall | Winter, Spring, Summer, Fall | Winter, Spring, Summer, Fall | Winter, Spring, Summer, Fall
RPS v6.20- NY | 863 | 7598 | Generation Constraint in GWh | FALSE | G | Annual | Standard GWh | GWh | 93605.9902 | 110953.5618 | 123403.5921 | 133078.7448 | 142157.834 | 151837.8922 | 160393.2874
RPS v6.20- NY | 863 | 7598 | Generation Constraint in GWh | FALSE | G | Annual | Emissions at Affected Plants | GWh | 93605.9902 | 110953.5618 | 123403.5921 | 133078.7448 | 142157.834 | 151837.8922 | 160393.2874
RPS v6.20- NY | 863 | 7598 | Generation Constraint in GWh | FALSE | G | Annual | Allowances Purchased | GWh | 0 | 0 | 0 | 0 | 0 | 0 | 0
RPS v6.20- NY | 863 | 7598 | Generation Constraint in GWh | FALSE | G | Annual | Allowances Sold | GWh | 0 | 0 | 0 | 0 | 0 | 0 | 0
RPS v6.20- NY | 863 | 7598 | Generation Constraint in GWh | FALSE | G | Annual | Allowances Banked | GWh | 0 | 0 | 0 | 0 | 0 | 0 | 0
RPS v6.20- NY | 863 | 7598 | Generation Constraint in GWh | FALSE | G | Annual | Allowances Withdrawn (1:1) | GWh | 0 | 0 | 0 | 0 | 0 | 0 | 0
RPS v6.20- NY | 863 | 7598 | Generation Constraint in GWh | FALSE | G | Annual | Allowances Withdrawn (n:1) | GWh | 0 | 0 | 0 | 0 | 0 | 0 | 0
RPS v6.20- NY | 863 | 7598 | Generation Constraint in GWh | FALSE | G | Annual | Net Emissions Allowance Position | GWh | 93605.9902 | 110953.5618 | 123403.5921 | 133078.7448 | 142157.834 | 151837.8922 | 160393.2874
RPS v6.20- NY | 863 | 7598 | Generation Constraint in GWh | FALSE | G | Annual | Constraint Shadow Price | US2022$/MWh | 10.3179 | 1.3876 | 0 | 0 | 0 | 0 | 0
RPS v6.20- OH 50% limit | 864 | 7603 | Generation Constraint in GWh | FALSE | G | Annual | Seasons Included | Seasons | Winter, Spring, Summer, Fall | Winter, Spring, Summer, Fall | Winter, Spring, Summer, Fall | Winter, Spring, Summer, Fall | Winter, Spring, Summer, Fall | Winter, Spring, Summer, Fall | Winter, Spring, Summer, Fall
RPS v6.20- OH 50% limit | 864 | 7603 | Generation Constraint in GWh | FALSE | G | Annual | Standard GWh | GWh | 6426.0273 | 6628.0316 | 7276.1218 | 7896.4675 | 8437.1083 | 8918.5381 | 9366.2284
RPS v6.20- OH 50% limit | 864 | 7603 | Generation Constraint in GWh | FALSE | G | Annual | Emissions at Affected Plants | GWh | 6426.0273 | 6628.0316 | 7276.1218 | 7896.4675 | 8437.1083 | 8918.5381 | 9366.2284
RPS v6.20- OH 50% limit | 864 | 7603 | Generation Constraint in GWh | FALSE | G | Annual | Allowances Purchased | GWh | 0 | 0 | 0 | 0 | 0 | 0 | 0
RPS v6.20- OH 50% limit | 864 | 7603 | Generation Constraint in GWh | FALSE | G | Annual | Allowances Sold | GWh | 0 | 0 | 0 | 0 | 0 | 0 | 0
RPS v6.20- OH 50% limit | 864 | 7603 | Generation Constraint in GWh | FALSE | G | Annual | Allowances Banked | GWh | 0 | 0 | 0 | 0 | 0 | 0 | 0
RPS v6.20- OH 50% limit | 864 | 7603 | Generation Constraint in GWh | FALSE | G | Annual | Allowances Withdrawn (1:1) | GWh | 0 | 0 | 0 | 0 | 0 | 0 | 0
RPS v6.20- OH 50% limit | 864 | 7603 | Generation Constraint in GWh | FALSE | G | Annual | Allowances Withdrawn (n:1) | GWh | 0 | 0 | 0 | 0 | 0 | 0 | 0
RPS v6.20- OH 50% limit | 864 | 7603 | Generation Constraint in GWh | FALSE | G | Annual | Net Emissions Allowance Position | GWh | 6426.0273 | 6628.0316 | 7276.1218 | 7896.4675 | 8437.1083 | 8918.5381 | 9366.2284
RPS v6.20- OH 50% limit | 864 | 7603 | Generation Constraint in GWh | FALSE | G | Annual | Constraint Shadow Price | US2022$/MWh | 10.3179 | 1.3876 | 0 | 0 | 0 | 0 | 0
RPS v6.20- OR,WA | 865 | 7600 | Generation Constraint in GWh | FALSE | G | Annual | Seasons Included | Seasons | Winter, Spring, Summer, Fall | Winter, Spring, Summer, Fall | Winter, Spring, Summer, Fall | Winter, Spring, Summer, Fall | Winter, Spring, Summer, Fall | Winter, Spring, Summer, Fall | Winter, Spring, Summer, Fall
RPS v6.20- OR,WA | 865 | 7600 | Generation Constraint in GWh | FALSE | G | Annual | Standard GWh | GWh | 22860.0554 | 26771.0638 | 34157.4019 | 40179.3108 | 46489.3705 | 49207.6538 | 51822.4268
RPS v6.20- OR,WA | 865 | 7600 | Generation Constraint in GWh | FALSE | G | Annual | Emissions at Affected Plants | GWh | 34372.3056 | 40776.6553 | 50312.0431 | 79469.0369 | 102500.4149 | 114580.433 | 126203.2701
RPS v6.20- OR,WA | 865 | 7600 | Generation Constraint in GWh | FALSE | G | Annual | Allowances Purchased | GWh | 0 | 0 | 0 | 0 | 0 | 0 | 0
RPS v6.20- OR,WA | 865 | 7600 | Generation Constraint in GWh | FALSE | G | Annual | Allowances Sold | GWh | 0 | 0 | 0 | 0 | 0 | 0 | 0
RPS v6.20- OR,WA | 865 | 7600 | Generation Constraint in GWh | FALSE | G | Annual | Allowances Banked | GWh | 0 | 0 | 0 | 0 | 0 | 0 | 0
RPS v6.20- OR,WA | 865 | 7600 | Generation Constraint in GWh | FALSE | G | Annual | Allowances Withdrawn (1:1) | GWh | 0 | 0 | 0 | 0 | 0 | 0 | 0
RPS v6.20- OR,WA | 865 | 7600 | Generation Constraint in GWh | FALSE | G | Annual | Allowances Withdrawn (n:1) | GWh | 0 | 0 | 0 | 0 | 0 | 0 | 0
RPS v6.20- OR,WA | 865 | 7600 | Generation Constraint in GWh | FALSE | G | Annual | Net Emissions Allowance Position | GWh | 34372.3056 | 40776.6553 | 50312.0431 | 79469.0369 | 102500.4149 | 114580.433 | 126203.2701
RPS v6.20- OR,WA | 865 | 7600 | Generation Constraint in GWh | FALSE | G | Annual | Constraint Shadow Price | US2022$/MWh | 0 | 0 | 0 | 0 | 0 | 0 | 0
RPS v6.20- TX | 866 | 7599 | Generation Constraint in GWh | FALSE | G | Annual | Seasons Included | Seasons | Winter, Spring, Summer, Fall | Winter, Spring, Summer, Fall | Winter, Spring, Summer, Fall | Winter, Spring, Summer, Fall | Winter, Spring, Summer, Fall | Winter, Spring, Summer, Fall | Winter, Spring, Summer, Fall
RPS v6.20- TX | 866 | 7599 | Generation Constraint in GWh | FALSE | G | Annual | Standard GWh | GWh | 30660 | 30660 | 30660 | 30660 | 30660 | 30660 | 32359.0319
RPS v6.20- TX | 866 | 7599 | Generation Constraint in GWh | FALSE | G | Annual | Emissions at Affected Plants | GWh | 315660.4626 | 328289.7179 | 443688.7943 | 583290.3113 | 709267.641 | 709524.1799 | 729540.4442
RPS v6.20- TX | 866 | 7599 | Generation Constraint in GWh | FALSE | G | Annual | Allowances Purchased | GWh | 0 | 0 | 0 | 0 | 0 | 0 | 0
RPS v6.20- TX | 866 | 7599 | Generation Constraint in GWh | FALSE | G | Annual | Allowances Sold | GWh | 0 | 0 | 0 | 0 | 0 | 0 | 0
RPS v6.20- TX | 866 | 7599 | Generation Constraint in GWh | FALSE | G | Annual | Allowances Banked | GWh | 0 | 0 | 0 | 0 | 0 | 0 | 0
RPS v6.20- TX | 866 | 7599 | Generation Constraint in GWh | FALSE | G | Annual | Allowances Withdrawn (1:1) | GWh | 0 | 0 | 0 | 0 | 0 | 0 | 0
RPS v6.20- TX | 866 | 7599 | Generation Constraint in GWh | FALSE | G | Annual | Allowances Withdrawn (n:1) | GWh | 0 | 0 | 0 | 0 | 0 | 0 | 0
RPS v6.20- TX | 866 | 7599 | Generation Constraint in GWh | FALSE | G | Annual | Net Emissions Allowance Position | GWh | 315660.4626 | 328289.7179 | 443688.7943 | 583290.3113 | 709267.641 | 709524.1799 | 729540.4442
RPS v6.20- TX | 866 | 7599 | Generation Constraint in GWh | FALSE | G | Annual | Constraint Shadow Price | US2022$/MWh | 0 | 0 | 0 | 0 | 0 | 0 | 0
RPS v6.20- VA | 867 | 7666 | Generation Constraint in GWh | FALSE | G | Annual | Seasons Included | Seasons | Winter, Spring, Summer, Fall | Winter, Spring, Summer, Fall | Winter, Spring, Summer, Fall | Winter, Spring, Summer, Fall | Winter, Spring, Summer, Fall | Winter, Spring, Summer, Fall | Winter, Spring, Summer, Fall
RPS v6.20- VA | 867 | 7666 | Generation Constraint in GWh | FALSE | G | Annual | Standard GWh | GWh | 27808.7065 | 34420.4217 | 56281.713 | 83952.3463 | 115456.8169 | 128048.5858 | 136596.8453
RPS v6.20- VA | 867 | 7666 | Generation Constraint in GWh | FALSE | G | Annual | Emissions at Affected Plants | GWh | 27808.7065 | 34420.4217 | 56281.713 | 83952.3463 | 115456.8169 | 128048.5858 | 136596.8453
RPS v6.20- VA | 867 | 7666 | Generation Constraint in GWh | FALSE | G | Annual | Allowances Purchased | GWh | 0 | 0 | 0 | 0 | 0 | 0 | 0
RPS v6.20- VA | 867 | 7666 | Generation Constraint in GWh | FALSE | G | Annual | Allowances Sold | GWh | 0 | 0 | 0 | 0 | 0 | 0 | 0
RPS v6.20- VA | 867 | 7666 | Generation Constraint in GWh | FALSE | G | Annual | Allowances Banked | GWh | 0 | 0 | 0 | 0 | 0 | 0 | 0
RPS v6.20- VA | 867 | 7666 | Generation Constraint in GWh | FALSE | G | Annual | Allowances Withdrawn (1:1) | GWh | 0 | 0 | 0 | 0 | 0 | 0 | 0
RPS v6.20- VA | 867 | 7666 | Generation Constraint in GWh | FALSE | G | Annual | Allowances Withdrawn (n:1) | GWh | 0 | 0 | 0 | 0 | 0 | 0 | 0
RPS v6.20- VA | 867 | 7666 | Generation Constraint in GWh | FALSE | G | Annual | Net Emissions Allowance Position | GWh | 27808.7065 | 34420.4217 | 56281.713 | 83952.3463 | 115456.8169 | 128048.5858 | 136596.8453
RPS v6.20- VA | 867 | 7666 | Generation Constraint in GWh | FALSE | G | Annual | Constraint Shadow Price | US2022$/MWh | 10.3179 | 1.3876 | 0 | 0 | 0 | 0 | 0
RPS v6.20- VA - Phase II | 868 | 7667 | Generation Constraint in GWh | FALSE | G | Annual | Seasons Included | Seasons | Winter, Spring, Summer, Fall | Winter, Spring, Summer, Fall | Winter, Spring, Summer, Fall | Winter, Spring, Summer, Fall | Winter, Spring, Summer, Fall | Winter, Spring, Summer, Fall | Winter, Spring, Summer, Fall
RPS v6.20- VA - Phase II | 868 | 7667 | Generation Constraint in GWh | FALSE | G | Annual | Standard GWh | GWh | 18531.8887 | 22767.7661 | 37042.8616 | 54727.0299 | 75537.8895 | 81184.9917 | 86604.7344
RPS v6.20- VA - Phase II | 868 | 7667 | Generation Constraint in GWh | FALSE | G | Annual | Emissions at Affected Plants | GWh | 28295.0409 | 27611.9478 | 54432.9883 | 79691.1184 | 105240.5484 | 105169.4294 | 105175.4413
RPS v6.20- VA - Phase II | 868 | 7667 | Generation Constraint in GWh | FALSE | G | Annual | Allowances Purchased | GWh | 0 | 0 | 0 | 0 | 0 | 0 | 0
RPS v6.20- VA - Phase II | 868 | 7667 | Generation Constraint in GWh | FALSE | G | Annual | Allowances Sold | GWh | 0 | 0 | 0 | 0 | 0 | 0 | 0
RPS v6.20- VA - Phase II | 868 | 7667 | Generation Constraint in GWh | FALSE | G | Annual | Allowances Banked | GWh | 0 | 0 | 0 | 0 | 0 | 0 | 0
RPS v6.20- VA - Phase II | 868 | 7667 | Generation Constraint in GWh | FALSE | G | Annual | Allowances Withdrawn (1:1) | GWh | 0 | 0 | 0 | 0 | 0 | 0 | 0
RPS v6.20- VA - Phase II | 868 | 7667 | Generation Constraint in GWh | FALSE | G | Annual | Allowances Withdrawn (n:1) | GWh | 0 | 0 | 0 | 0 | 0 | 0 | 0
RPS v6.20- VA - Phase II | 868 | 7667 | Generation Constraint in GWh | FALSE | G | Annual | Net Emissions Allowance Position | GWh | 28295.0409 | 27611.9478 | 54432.9883 | 79691.1184 | 105240.5484 | 105169.4294 | 105175.4413
RPS v6.20- VA - Phase II | 868 | 7667 | Generation Constraint in GWh | FALSE | G | Annual | Constraint Shadow Price | US2022$/MWh | 0 | 0 | 0 | 0 | 0 | 0 | 0
RPS v6.20- WI | 869 | 7601 | Generation Constraint in GWh | FALSE | G | Annual | Seasons Included | Seasons | Winter, Spring, Summer, Fall | Winter, Spring, Summer, Fall | Winter, Spring, Summer, Fall | Winter, Spring, Summer, Fall | Winter, Spring, Summer, Fall | Winter, Spring, Summer, Fall | Winter, Spring, Summer, Fall
RPS v6.20- WI | 869 | 7601 | Generation Constraint in GWh | FALSE | G | Annual | Standard GWh | GWh | 7011.8292 | 7273.6166 | 8174.6944 | 9020.096 | 9696.9765 | 10268.8855 | 10784.5966
RPS v6.20- WI | 869 | 7601 | Generation Constraint in GWh | FALSE | G | Annual | Emissions at Affected Plants | GWh | 7011.8292 | 7273.6166 | 8174.6944 | 9020.096 | 9696.9765 | 10268.8855 | 10784.5966
RPS v6.20- WI | 869 | 7601 | Generation Constraint in GWh | FALSE | G | Annual | Allowances Purchased | GWh | 0 | 0 | 0 | 0 | 0 | 0 | 0
RPS v6.20- WI | 869 | 7601 | Generation Constraint in GWh | FALSE | G | Annual | Allowances Sold | GWh | 0 | 0 | 0 | 0 | 0 | 0 | 0
RPS v6.20- WI | 869 | 7601 | Generation Constraint in GWh | FALSE | G | Annual | Allowances Banked | GWh | 0 | 0 | 0 | 0 | 0 | 0 | 0
RPS v6.20- WI | 869 | 7601 | Generation Constraint in GWh | FALSE | G | Annual | Allowances Withdrawn (1:1) | GWh | 0 | 0 | 0 | 0 | 0 | 0 | 0
RPS v6.20- WI | 869 | 7601 | Generation Constraint in GWh | FALSE | G | Annual | Allowances Withdrawn (n:1) | GWh | 0 | 0 | 0 | 0 | 0 | 0 | 0
RPS v6.20- WI | 869 | 7601 | Generation Constraint in GWh | FALSE | G | Annual | Net Emissions Allowance Position | GWh | 7011.8292 | 7273.6166 | 8174.6944 | 9020.096 | 9696.9765 | 10268.8855 | 10784.5966
RPS v6.20- WI | 869 | 7601 | Generation Constraint in GWh | FALSE | G | Annual | Constraint Shadow Price | US2022$/MWh | 4.6019 | 4.4523 | 0 | 0 | 0 | 0 | 0
RPS-CES v6.20- CA | 870 | 7658 | Generation Constraint in GWh | FALSE | G | Annual | Seasons Included | Seasons | Winter, Spring, Summer, Fall | Winter, Spring, Summer, Fall | Winter, Spring, Summer, Fall | Winter, Spring, Summer, Fall | Winter, Spring, Summer, Fall | Winter, Spring, Summer, Fall | Winter, Spring, Summer, Fall
RPS-CES v6.20- CA | 870 | 7658 | Generation Constraint in GWh | FALSE | G | Annual | Standard GWh | GWh | 153627.8032 | 177848.2334 | 247166.0667 | 317929.9971 | 392369.6608 | 425429.9564 | 446690.9459
RPS-CES v6.20- CA | 870 | 7658 | Generation Constraint in GWh | FALSE | G | Annual | Emissions at Affected Plants | GWh | 189236.8536 | 201437.4082 | 304781.5604 | 397424.4592 | 586673.3794 | 607083.9532 | 605037.6436
RPS-CES v6.20- CA | 870 | 7658 | Generation Constraint in GWh | FALSE | G | Annual | Allowances Purchased | GWh | 0 | 0 | 0 | 0 | 0 | 0 | 0
RPS-CES v6.20- CA | 870 | 7658 | Generation Constraint in GWh | FALSE | G | Annual | Allowances Sold | GWh | 0 | 0 | 0 | 0 | 0 | 0 | 0
RPS-CES v6.20- CA | 870 | 7658 | Generation Constraint in GWh | FALSE | G | Annual | Allowances Banked | GWh | 0 | 0 | 0 | 0 | 0 | 0 | 0
RPS-CES v6.20- CA | 870 | 7658 | Generation Constraint in GWh | FALSE | G | Annual | Allowances Withdrawn (1:1) | GWh | 0 | 0 | 0 | 0 | 0 | 0 | 0
RPS-CES v6.20- CA | 870 | 7658 | Generation Constraint in GWh | FALSE | G | Annual | Allowances Withdrawn (n:1) | GWh | 0 | 0 | 0 | 0 | 0 | 0 | 0
RPS-CES v6.20- CA | 870 | 7658 | Generation Constraint in GWh | FALSE | G | Annual | Net Emissions Allowance Position | GWh | 189236.8536 | 201437.4082 | 304781.5604 | 397424.4592 | 586673.3794 | 607083.9532 | 605037.6436
RPS-CES v6.20- CA | 870 | 7658 | Generation Constraint in GWh | FALSE | G | Annual | Constraint Shadow Price | US2022$/MWh | 0 | 0 | 0 | 0 | 0 | 0 | 0
RPS-CES v6.20- CA In-State limit | 871 | 7671 | Generation Constraint in GWh | FALSE | G | Annual | Seasons Included | Seasons | Winter, Spring, Summer, Fall | Winter, Spring, Summer, Fall | Winter, Spring, Summer, Fall | Winter, Spring, Summer, Fall | Winter, Spring, Summer, Fall | Winter, Spring, Summer, Fall | Winter, Spring, Summer, Fall
RPS-CES v6.20- CA In-State limit | 871 | 7671 | Generation Constraint in GWh | FALSE | G | Annual | Standard GWh | GWh | 115220.8524 | 133386.1751 | 185374.55 | 238447.4978 | 294277.2456 | 319072.4673 | 335018.2094
RPS-CES v6.20- CA In-State limit | 871 | 7671 | Generation Constraint in GWh | FALSE | G | Annual | Emissions at Affected Plants | GWh | 137002.0208 | 149178.6475 | 251915.2145 | 312378.7752 | 456799.1985 | 475599.639 | 486930.999
RPS-CES v6.20- CA In-State limit | 871 | 7671 | Generation Constraint in GWh | FALSE | G | Annual | Allowances Purchased | GWh | 0 | 0 | 0 | 0 | 0 | 0 | 0
RPS-CES v6.20- CA In-State limit | 871 | 7671 | Generation Constraint in GWh | FALSE | G | Annual | Allowances Sold | GWh | 0 | 0 | 0 | 0 | 0 | 0 | 0
RPS-CES v6.20- CA In-State limit | 871 | 7671 | Generation Constraint in GWh | FALSE | G | Annual | Allowances Banked | GWh | 0 | 0 | 0 | 0 | 0 | 0 | 0
RPS-CES v6.20- CA In-State limit | 871 | 7671 | Generation Constraint in GWh | FALSE | G | Annual | Allowances Withdrawn (1:1) | GWh | 0 | 0 | 0 | 0 | 0 | 0 | 0
RPS-CES v6.20- CA In-State limit | 871 | 7671 | Generation Constraint in GWh | FALSE | G | Annual | Allowances Withdrawn (n:1) | GWh | 0 | 0 | 0 | 0 | 0 | 0 | 0
RPS-CES v6.20- CA In-State limit | 871 | 7671 | Generation Constraint in GWh | FALSE | G | Annual | Net Emissions Allowance Position | GWh | 137002.0208 | 149178.6475 | 251915.2145 | 312378.7752 | 456799.1985 | 475599.639 | 486930.999
RPS-CES v6.20- CA In-State limit | 871 | 7671 | Generation Constraint in GWh | FALSE | G | Annual | Constraint Shadow Price | US2022$/MWh | 0 | 0 | 0 | 0 | 0 | 0 | 0
RPS-CES v6.20 Fossil Dispatch Limit - CA | 872 | 7679 | Generation Constraint in GWh | FALSE | L | Annual | Seasons Included | Seasons | Winter, Spring, Summer, Fall | Winter, Spring, Summer, Fall | Winter, Spring, Summer, Fall | Winter, Spring, Summer, Fall | Winter, Spring, Summer, Fall | Winter, Spring, Summer, Fall | Winter, Spring, Summer, Fall
RPS-CES v6.20 Fossil Dispatch Limit - CA | 872 | 7679 | Generation Constraint in GWh | FALSE | L | Annual | Standard GWh | GWh | 164724.8036 | 156414.6014 | 129740.8689 | 89945.2794 | 42070.2313 | 33074.4076 | 34754.8922
RPS-CES v6.20 Fossil Dispatch Limit - CA | 872 | 7679 | Generation Constraint in GWh | FALSE | L | Annual | Emissions at Affected Plants | GWh | 137281.9602 | 147949.8603 | 127982.5442 | 89945.2794 | 32928.4482 | 33074.4076 | 34754.8922
RPS-CES v6.20 Fossil Dispatch Limit - CA | 872 | 7679 | Generation Constraint in GWh | FALSE | L | Annual | Allowances Purchased | GWh | 0 | 0 | 0 | 0 | 0 | 0 | 0
RPS-CES v6.20 Fossil Dispatch Limit - CA | 872 | 7679 | Generation Constraint in GWh | FALSE | L | Annual | Allowances Sold | GWh | 0 | 0 | 0 | 0 | 0 | 0 | 0
RPS-CES v6.20 Fossil Dispatch Limit - CA | 872 | 7679 | Generation Constraint in GWh | FALSE | L | Annual | Allowances Banked | GWh | 0 | 0 | 0 | 0 | 0 | 0 | 0
RPS-CES v6.20 Fossil Dispatch Limit - CA | 872 | 7679 | Generation Constraint in GWh | FALSE | L | Annual | Allowances Withdrawn (1:1) | GWh | 0 | 0 | 0 | 0 | 0 | 0 | 0
RPS-CES v6.20 Fossil Dispatch Limit - CA | 872 | 7679 | Generation Constraint in GWh | FALSE | L | Annual | Allowances Withdrawn (n:1) | GWh | 0 | 0 | 0 | 0 | 0 | 0 | 0
RPS-CES v6.20 Fossil Dispatch Limit - CA | 872 | 7679 | Generation Constraint in GWh | FALSE | L | Annual | Net Emissions Allowance Position | GWh | 137281.9602 | 147949.8603 | 127982.5442 | 89945.2794 | 32928.4482 | 33074.4076 | 34754.8922
RPS-CES v6.20 Fossil Dispatch Limit - CA | 872 | 7679 | Generation Constraint in GWh | FALSE | L | Annual | Constraint Shadow Price | US2022$/MWh | 0 | 0 | 0 | 5.0288 | 0 | 1.2867 | 8.9923
RPS-CES v6.20 Fossil Dispatch Limit - CO | 873 | 7680 | Generation Constraint in GWh | FALSE | L | Annual | Seasons Included | Seasons | Winter, Spring, Summer, Fall | Winter, Spring, Summer, Fall | Winter, Spring, Summer, Fall | Winter, Spring, Summer, Fall | Winter, Spring, Summer, Fall | Winter, Spring, Summer, Fall | Winter, Spring, Summer, Fall
RPS-CES v6.20 Fossil Dispatch Limit - CO | 873 | 7680 | Generation Constraint in GWh | FALSE | L | Annual | Standard GWh | GWh | 0 | 0 | 0 | 0 | 0 | 58753.0586 | 62663.9776
RPS-CES v6.20 Fossil Dispatch Limit - CO | 873 | 7680 | Generation Constraint in GWh | FALSE | L | Annual | Emissions at Affected Plants | GWh | 29509.8193 | 21100.3435 | 22603.9161 | 18080.2485 | 8028.6035 | 13308.5633 | 22547.4001
RPS-CES v6.20 Fossil Dispatch Limit - CO | 873 | 7680 | Generation Constraint in GWh | FALSE | L | Annual | Allowances Purchased | GWh | 0 | 0 | 0 | 0 | 0 | 0 | 0
RPS-CES v6.20 Fossil Dispatch Limit - CO | 873 | 7680 | Generation Constraint in GWh | FALSE | L | Annual | Allowances Sold | GWh | 0 | 0 | 0 | 0 | 0 | 0 | 0
RPS-CES v6.20 Fossil Dispatch Limit - CO | 873 | 7680 | Generation Constraint in GWh | FALSE | L | Annual | Allowances Banked | GWh | 0 | 0 | 0 | 0 | 0 | 0 | 0
RPS-CES v6.20 Fossil Dispatch Limit - CO | 873 | 7680 | Generation Constraint in GWh | FALSE | L | Annual | Allowances Withdrawn (1:1) | GWh | 0 | 0 | 0 | 0 | 0 | 0 | 0
RPS-CES v6.20 Fossil Dispatch Limit - CO | 873 | 7680 | Generation Constraint in GWh | FALSE | L | Annual | Allowances Withdrawn (n:1) | GWh | 0 | 0 | 0 | 0 | 0 | 0 | 0
RPS-CES v6.20 Fossil Dispatch Limit - CO | 873 | 7680 | Generation Constraint in GWh | FALSE | L | Annual | Net Emissions Allowance Position | GWh | 29509.8193 | 21100.3435 | 22603.9161 | 18080.2485 | 8028.6035 | 13308.5633 | 22547.4001
RPS-CES v6.20 Fossil Dispatch Limit - CO | 873 | 7680 | Generation Constraint in GWh | FALSE | L | Annual | Constraint Shadow Price | US2022$/MWh | 0 | 0 | 0 | 0 | 0 | 0 | 0
RPS-CES v6.20 Fossil Dispatch Limit - NM | 874 | 7681 | Generation Constraint in GWh | FALSE | L | Annual | Seasons Included | Seasons | Winter, Spring, Summer, Fall | Winter, Spring, Summer, Fall | Winter, Spring, Summer, Fall | Winter, Spring, Summer, Fall | Winter, Spring, Summer, Fall | Winter, Spring, Summer, Fall | Winter, Spring, Summer, Fall
RPS-CES v6.20 Fossil Dispatch Limit - NM | 874 | 7681 | Generation Constraint in GWh | FALSE | L | Annual | Standard GWh | GWh | 0 | 0 | 15514.4004 | 13301.4759 | 13968.6601 | 7385.9488 | 7922.4605
RPS-CES v6.20 Fossil Dispatch Limit - NM | 874 | 7681 | Generation Constraint in GWh | FALSE | L | Annual | Emissions at Affected Plants | GWh | 13473.8029 | 13577.7862 | 6901.3607 | 11367.9005 | 5648.0369 | 7385.9488 | 7922.4605
RPS-CES v6.20 Fossil Dispatch Limit - NM | 874 | 7681 | Generation Constraint in GWh | FALSE | L | Annual | Allowances Purchased | GWh | 0 | 0 | 0 | 0 | 0 | 0 | 0
RPS-CES v6.20 Fossil Dispatch Limit - NM | 874 | 7681 | Generation Constraint in GWh | FALSE | L | Annual | Allowances Sold | GWh | 0 | 0 | 0 | 0 | 0 | 0 | 0
RPS-CES v6.20 Fossil Dispatch Limit - NM | 874 | 7681 | Generation Constraint in GWh | FALSE | L | Annual | Allowances Banked | GWh | 0 | 0 | 0 | 0 | 0 | 0 | 0
RPS-CES v6.20 Fossil Dispatch Limit - NM | 874 | 7681 | Generation Constraint in GWh | FALSE | L | Annual | Allowances Withdrawn (1:1) | GWh | 0 | 0 | 0 | 0 | 0 | 0 | 0
RPS-CES v6.20 Fossil Dispatch Limit - NM | 874 | 7681 | Generation Constraint in GWh | FALSE | L | Annual | Allowances Withdrawn (n:1) | GWh | 0 | 0 | 0 | 0 | 0 | 0 | 0
RPS-CES v6.20 Fossil Dispatch Limit - NM | 874 | 7681 | Generation Constraint in GWh | FALSE | L | Annual | Net Emissions Allowance Position | GWh | 13473.8029 | 13577.7862 | 6901.3607 | 11367.9005 | 5648.0369 | 7385.9488 | 7922.4605
RPS-CES v6.20 Fossil Dispatch Limit - NM | 874 | 7681 | Generation Constraint in GWh | FALSE | L | Annual | Constraint Shadow Price | US2022$/MWh | 0 | 0 | 0 | 0 | 0 | 0.49442 | 0.48736
RPS-CES v6.20 Fossil Dispatch Limit - NV | 875 | 7682 | Generation Constraint in GWh | FALSE | L | Annual | Seasons Included | Seasons | Winter, Spring, Summer, Fall | Winter, Spring, Summer, Fall | Winter, Spring, Summer, Fall | Winter, Spring, Summer, Fall | Winter, Spring, Summer, Fall | Winter, Spring, Summer, Fall | Winter, Spring, Summer, Fall
RPS-CES v6.20 Fossil Dispatch Limit - NV | 875 | 7682 | Generation Constraint in GWh | FALSE | L | Annual | Standard GWh | GWh | 0 | 0 | 0 | 0 | 0 | 6839.0936 | 7649.7525
RPS-CES v6.20 Fossil Dispatch Limit - NV | 875 | 7682 | Generation Constraint in GWh | FALSE | L | Annual | Emissions at Affected Plants | GWh | 16236.4617 | 19533.6775 | 22041.7035 | 23533.9378 | 10423.3493 | 6839.0936 | 7649.7525
RPS-CES v6.20 Fossil Dispatch Limit - NV | 875 | 7682 | Generation Constraint in GWh | FALSE | L | Annual | Allowances Purchased | GWh | 0 | 0 | 0 | 0 | 0 | 0 | 0
RPS-CES v6.20 Fossil Dispatch Limit - NV | 875 | 7682 | Generation Constraint in GWh | FALSE | L | Annual | Allowances Sold | GWh | 0 | 0 | 0 | 0 | 0 | 0 | 0
RPS-CES v6.20 Fossil Dispatch Limit - NV | 875 | 7682 | Generation Constraint in GWh | FALSE | L | Annual | Allowances Banked | GWh | 0 | 0 | 0 | 0 | 0 | 0 | 0
RPS-CES v6.20 Fossil Dispatch Limit - NV | 875 | 7682 | Generation Constraint in GWh | FALSE | L | Annual | Allowances Withdrawn (1:1) | GWh | 0 | 0 | 0 | 0 | 0 | 0 | 0
RPS-CES v6.20 Fossil Dispatch Limit - NV | 875 | 7682 | Generation Constraint in GWh | FALSE | L | Annual | Allowances Withdrawn (n:1) | GWh | 0 | 0 | 0 | 0 | 0 | 0 | 0
RPS-CES v6.20 Fossil Dispatch Limit - NV | 875 | 7682 | Generation Constraint in GWh | FALSE | L | Annual | Net Emissions Allowance Position | GWh | 16236.4617 | 19533.6775 | 22041.7035 | 23533.9378 | 10423.3493 | 6839.0936 | 7649.7525
RPS-CES v6.20 Fossil Dispatch Limit - NV | 875 | 7682 | Generation Constraint in GWh | FALSE | L | Annual | Constraint Shadow Price | US2022$/MWh | 0 | 0 | 0 | 0 | 0 | 5.0594 | 6.2319
RPS-CES v6.20 Fossil Dispatch Limit - NY | 876 | 7683 | Generation Constraint in GWh | FALSE | L | Annual | Seasons Included | Seasons | Winter, Spring, Summer, Fall | Winter, Spring, Summer, Fall | Winter, Spring, Summer, Fall | Winter, Spring, Summer, Fall | Winter, Spring, Summer, Fall | Winter, Spring, Summer, Fall | Winter, Spring, Summer, Fall
RPS-CES v6.20 Fossil Dispatch Limit - NY | 876 | 7683 | Generation Constraint in GWh | FALSE | L | Annual | Standard GWh | GWh | 70952.6878 | 59805.5229 | 66583.7652 | 15237.4871 | 16359.9223 | 17412.3811 | 18409.6336
RPS-CES v6.20 Fossil Dispatch Limit - NY | 876 | 7683 | Generation Constraint in GWh | FALSE | L | Annual | Emissions at Affected Plants | GWh | 48734.6849 | 51861.6096 | 40027.6925 | 15237.4871 | 16359.9223 | 17412.3811 | 18409.6336
RPS-CES v6.20 Fossil Dispatch Limit - NY | 876 | 7683 | Generation Constraint in GWh | FALSE | L | Annual | Allowances Purchased | GWh | 0 | 0 | 0 | 0 | 0 | 0 | 0
RPS-CES v6.20 Fossil Dispatch Limit - NY | 876 | 7683 | Generation Constraint in GWh | FALSE | L | Annual | Allowances Sold | GWh | 0 | 0 | 0 | 0 | 0 | 0 | 0
RPS-CES v6.20 Fossil Dispatch Limit - NY | 876 | 7683 | Generation Constraint in GWh | FALSE | L | Annual | Allowances Banked | GWh | 0 | 0 | 0 | 0 | 0 | 0 | 0
RPS-CES v6.20 Fossil Dispatch Limit - NY | 876 | 7683 | Generation Constraint in GWh | FALSE | L | Annual | Allowances Withdrawn (1:1) | GWh | 0 | 0 | 0 | 0 | 0 | 0 | 0
RPS-CES v6.20 Fossil Dispatch Limit - NY | 876 | 7683 | Generation Constraint in GWh | FALSE | L | Annual | Allowances Withdrawn (n:1) | GWh | 0 | 0 | 0 | 0 | 0 | 0 | 0
RPS-CES v6.20 Fossil Dispatch Limit - NY | 876 | 7683 | Generation Constraint in GWh | FALSE | L | Annual | Net Emissions Allowance Position | GWh | 48734.6849 | 51861.6096 | 40027.6925 | 15237.4871 | 16359.9223 | 17412.3811 | 18409.6336
RPS-CES v6.20 Fossil Dispatch Limit - NY | 876 | 7683 | Generation Constraint in GWh | FALSE | L | Annual | Constraint Shadow Price | US2022$/MWh | 0 | 0 | 0 | 5.4061 | 4.0526 | 2.7276 | 2.3679
RPS-CES v6.20 Fossil Dispatch Limit - VA | 877 | 7684 | Generation Constraint in GWh | FALSE | L | Annual | Seasons Included | Seasons | Winter, Spring, Summer, Fall | Winter, Spring, Summer, Fall | Winter, Spring, Summer, Fall | Winter, Spring, Summer, Fall | Winter, Spring, Summer, Fall | Winter, Spring, Summer, Fall | Winter, Spring, Summer, Fall
RPS-CES v6.20 Fossil Dispatch Limit - VA | 877 | 7684 | Generation Constraint in GWh | FALSE | L | Annual | Standard GWh | GWh | 0 | 0 | 0 | 77862.3174 | 55083.4554 | 53866.2801 | 56897.399
RPS-CES v6.20 Fossil Dispatch Limit - VA | 877 | 7684 | Generation Constraint in GWh | FALSE | L | Annual | Emissions at Affected Plants | GWh | 57312.9829 | 56626.0131 | 49584.2036 | 27587.1961 | 19754.1046 | 11451.3175 | 28687.4931
RPS-CES v6.20 Fossil Dispatch Limit - VA | 877 | 7684 | Generation Constraint in GWh | FALSE | L | Annual | Allowances Purchased | GWh | 0 | 0 | 0 | 0 | 0 | 0 | 0
RPS-CES v6.20 Fossil Dispatch Limit - VA | 877 | 7684 | Generation Constraint in GWh | FALSE | L | Annual | Allowances Sold | GWh | 0 | 0 | 0 | 0 | 0 | 0 | 0
RPS-CES v6.20 Fossil Dispatch Limit - VA | 877 | 7684 | Generation Constraint in GWh | FALSE | L | Annual | Allowances Banked | GWh | 0 | 0 | 0 | 0 | 0 | 0 | 0
RPS-CES v6.20 Fossil Dispatch Limit - VA | 877 | 7684 | Generation Constraint in GWh | FALSE | L | Annual | Allowances Withdrawn (1:1) | GWh | 0 | 0 | 0 | 0 | 0 | 0 | 0
RPS-CES v6.20 Fossil Dispatch Limit - VA | 877 | 7684 | Generation Constraint in GWh | FALSE | L | Annual | Allowances Withdrawn (n:1) | GWh | 0 | 0 | 0 | 0 | 0 | 0 | 0
RPS-CES v6.20 Fossil Dispatch Limit - VA | 877 | 7684 | Generation Constraint in GWh | FALSE | L | Annual | Net Emissions Allowance Position | GWh | 57312.9829 | 56626.0131 | 49584.2036 | 27587.1961 | 19754.1046 | 11451.3175 | 28687.4931
RPS-CES v6.20 Fossil Dispatch Limit - VA | 877 | 7684 | Generation Constraint in GWh | FALSE | L | Annual | Constraint Shadow Price | US2022$/MWh | 0 | 0 | 0 | 0 | 0 | 0 | 0
RPS-CES v6.20 Fossil Dispatch Limit - WA | 878 | 7685 | Generation Constraint in GWh | FALSE | L | Annual | Seasons Included | Seasons | Winter, Spring, Summer, Fall | Winter, Spring, Summer, Fall | Winter, Spring, Summer, Fall | Winter, Spring, Summer, Fall | Winter, Spring, Summer, Fall | Winter, Spring, Summer, Fall | Winter, Spring, Summer, Fall
RPS-CES v6.20 Fossil Dispatch Limit - WA | 878 | 7685 | Generation Constraint in GWh | FALSE | L | Annual | Standard GWh | GWh | 0 | 11028.2719 | 12460.8423 | 13892.4553 | 15591.1529 | 17247.6017 | 18938.5598
RPS-CES v6.20 Fossil Dispatch Limit - WA | 878 | 7685 | Generation Constraint in GWh | FALSE | L | Annual | Emissions at Affected Plants | GWh | 9754.9783 | 11028.2719 | 12460.8423 | 13124.0379 | 7897.9913 | 7744.7178 | 8051.7462
RPS-CES v6.20 Fossil Dispatch Limit - WA | 878 | 7685 | Generation Constraint in GWh | FALSE | L | Annual | Allowances Purchased | GWh | 0 | 0 | 0 | 0 | 0 | 0 | 0
RPS-CES v6.20 Fossil Dispatch Limit - WA | 878 | 7685 | Generation Constraint in GWh | FALSE | L | Annual | Allowances Sold | GWh | 0 | 0 | 0 | 0 | 0 | 0 | 0
RPS-CES v6.20 Fossil Dispatch Limit - WA | 878 | 7685 | Generation Constraint in GWh | FALSE | L | Annual | Allowances Banked | GWh | 0 | 0 | 0 | 0 | 0 | 0 | 0
RPS-CES v6.20 Fossil Dispatch Limit - WA | 878 | 7685 | Generation Constraint in GWh | FALSE | L | Annual | Allowances Withdrawn (1:1) | GWh | 0 | 0 | 0 | 0 | 0 | 0 | 0
RPS-CES v6.20 Fossil Dispatch Limit - WA | 878 | 7685 | Generation Constraint in GWh | FALSE | L | Annual | Allowances Withdrawn (n:1) | GWh | 0 | 0 | 0 | 0 | 0 | 0 | 0
RPS-CES v6.20 Fossil Dispatch Limit - WA | 878 | 7685 | Generation Constraint in GWh | FALSE | L | Annual | Net Emissions Allowance Position | GWh | 9754.9783 | 11028.2719 | 12460.8423 | 13124.0379 | 7897.9913 | 7744.7178 | 8051.7462
RPS-CES v6.20 Fossil Dispatch Limit - WA | 878 | 7685 | Generation Constraint in GWh | FALSE | L | Annual | Constraint Shadow Price | US2022$/MWh | 0 | 2.8152 | 3.5963 | 0 | 0 | 0 | 0
RPS-CES v6.21 Fossil Dispatch Limit - IL | 879 | 7739 | Generation Constraint in GWh | FALSE | L | Annual | Seasons Included | Seasons | Winter, Spring, Summer, Fall | Winter, Spring, Summer, Fall | Winter, Spring, Summer, Fall | Winter, Spring, Summer, Fall | Winter, Spring, Summer, Fall | Winter, Spring, Summer, Fall | Winter, Spring, Summer, Fall
RPS-CES v6.21 Fossil Dispatch Limit - IL | 879 | 7739 | Generation Constraint in GWh | FALSE | L | Annual | Standard GWh | GWh | 0 | 0 | 0 | 103149.2322 | 109834.6821 | 13149.4475 | 13828.143
RPS-CES v6.21 Fossil Dispatch Limit - IL | 879 | 7739 | Generation Constraint in GWh | FALSE | L | Annual | Emissions at Affected Plants | GWh | 0 | 0 | 0 | 10980.9551 | 46.6461 | 84.3935 | 83.2803
RPS-CES v6.21 Fossil Dispatch Limit - IL | 879 | 7739 | Generation Constraint in GWh | FALSE | L | Annual | Allowances Purchased | GWh | 0 | 0 | 0 | 0 | 0 | 0 | 0
RPS-CES v6.21 Fossil Dispatch Limit - IL | 879 | 7739 | Generation Constraint in GWh | FALSE | L | Annual | Allowances Sold | GWh | 0 | 0 | 0 | 0 | 0 | 0 | 0
RPS-CES v6.21 Fossil Dispatch Limit - IL | 879 | 7739 | Generation Constraint in GWh | FALSE | L | Annual | Allowances Banked | GWh | 0 | 0 | 0 | 0 | 0 | 0 | 0
RPS-CES v6.21 Fossil Dispatch Limit - IL | 879 | 7739 | Generation Constraint in GWh | FALSE | L | Annual | Allowances Withdrawn (1:1) | GWh | 0 | 0 | 0 | 0 | 0 | 0 | 0
RPS-CES v6.21 Fossil Dispatch Limit - IL | 879 | 7739 | Generation Constraint in GWh | FALSE | L | Annual | Allowances Withdrawn (n:1) | GWh | 0 | 0 | 0 | 0 | 0 | 0 | 0
RPS-CES v6.21 Fossil Dispatch Limit - IL | 879 | 7739 | Generation Constraint in GWh | FALSE | L | Annual | Net Emissions Allowance Position | GWh | 0 | 0 | 0 | 10980.9551 | 46.6461 | 84.3935 | 83.2803
RPS-CES v6.21 Fossil Dispatch Limit - IL | 879 | 7739 | Generation Constraint in GWh | FALSE | L | Annual | Constraint Shadow Price | US2022$/MWh | 0 | 0 | 0 | 0 | 0 | 0 | 0
RPS-CES v6.21 Fossil Dispatch Limit - OR | 880 | 7740 | Generation Constraint in GWh | FALSE | L | Annual | Seasons Included | Seasons | Winter, Spring, Summer, Fall | Winter, Spring, Summer, Fall | Winter, Spring, Summer, Fall | Winter, Spring, Summer, Fall | Winter, Spring, Summer, Fall | Winter, Spring, Summer, Fall | Winter, Spring, Summer, Fall
RPS-CES v6.21 Fossil Dispatch Limit - OR | 880 | 7740 | Generation Constraint in GWh | FALSE | L | Annual | Standard GWh | GWh | 0 | 0 | 0 | 8174.5479 | 9174.0893 | 10148.7709 | 11143.7583
RPS-CES v6.21 Fossil Dispatch Limit - OR | 880 | 7740 | Generation Constraint in GWh | FALSE | L | Annual | Emissions at Affected Plants | GWh | 18005.5617 | 3772.5778 | 1900.236 | 0 | 0 | 0 | 0
RPS-CES v6.21 Fossil Dispatch Limit - OR | 880 | 7740 | Generation Constraint in GWh | FALSE | L | Annual | Allowances Purchased | GWh | 0 | 0 | 0 | 0 | 0 | 0 | 0
RPS-CES v6.21 Fossil Dispatch Limit - OR | 880 | 7740 | Generation Constraint in GWh | FALSE | L | Annual | Allowances Sold | GWh | 0 | 0 | 0 | 0 | 0 | 0 | 0
RPS-CES v6.21 Fossil Dispatch Limit - OR | 880 | 7740 | Generation Constraint in GWh | FALSE | L | Annual | Allowances Banked | GWh | 0 | 0 | 0 | 0 | 0 | 0 | 0
RPS-CES v6.21 Fossil Dispatch Limit - OR | 880 | 7740 | Generation Constraint in GWh | FALSE | L | Annual | Allowances Withdrawn (1:1) | GWh | 0 | 0 | 0 | 0 | 0 | 0 | 0
RPS-CES v6.21 Fossil Dispatch Limit - OR | 880 | 7740 | Generation Constraint in GWh | FALSE | L | Annual | Allowances Withdrawn (n:1) | GWh | 0 | 0 | 0 | 0 | 0 | 0 | 0
RPS-CES v6.21 Fossil Dispatch Limit - OR | 880 | 7740 | Generation Constraint in GWh | FALSE | L | Annual | Net Emissions Allowance Position | GWh | 18005.5617 | 3772.5778 | 1900.236 | 0 | 0 | 0 | 0
RPS-CES v6.21 Fossil Dispatch Limit - OR | 880 | 7740 | Generation Constraint in GWh | FALSE | L | Annual | Constraint Shadow Price | US2022$/MWh | 0 | 0 | 0 | 0 | 0 | 0 | 0
Texas BART FIP v6.17 | 881 | 7538 | Rate Constraint in MTons | FALSE | L | Annual | Seasons Included | Seasons | Winter, Spring, Summer, Fall | Winter, Spring, Summer, Fall | Winter, Spring, Summer, Fall | Winter, Spring, Summer, Fall | Winter, Spring, Summer, Fall | Winter, Spring, Summer, Fall | Winter, Spring, Summer, Fall
Texas BART FIP v6.17 | 881 | 7538 | Rate Constraint in MTons | FALSE | L | Annual | Standard SO2 | Thousand Tons | 248.393 | 248.393 | 248.393 | 248.393 | 248.393 | 248.393 | 248.393
Texas BART FIP v6.17 | 881 | 7538 | Rate Constraint in MTons | FALSE | L | Annual | Emissions at Affected Plants SO2 | Thousand Tons | 11.3916 | 31.1955 | 11.8782 | 5.8985 | 4.5532 | 12.219 | 26.5674
Texas BART FIP v6.17 | 881 | 7538 | Rate Constraint in MTons | FALSE | L | Annual | Allowances Purchased SO2 | Thousand Tons | 0 | 0 | 0 | 0 | 0 | 0 | 0
Texas BART FIP v6.17 | 881 | 7538 | Rate Constraint in MTons | FALSE | L | Annual | Allowances Sold SO2 | Thousand Tons | 0 | 0 | 0 | 0 | 0 | 0 | 0
Texas BART FIP v6.17 | 881 | 7538 | Rate Constraint in MTons | FALSE | L | Annual | Allowances Banked | Thousand Tons | 0 | 0 | 0 | 0 | 0 | 0 | 0
Texas BART FIP v6.17 | 881 | 7538 | Rate Constraint in MTons | FALSE | L | Annual | Allowances Withdrawn (1:1) | Thousand Tons | 0 | 0 | 0 | 0 | 0 | 0 | 0
Texas BART FIP v6.17 | 881 | 7538 | Rate Constraint in MTons | FALSE | L | Annual | Allowances Withdrawn (n:1) | Thousand Tons | 0 | 0 | 0 | 0 | 0 | 0 | 0
Texas BART FIP v6.17 | 881 | 7538 | Rate Constraint in MTons | FALSE | L | Annual | Net Emissions Allowance Position | Thousand Tons | 11.3916 | 31.1955 | 11.8782 | 5.8985 | 4.5532 | 12.219 | 26.5674
Texas BART FIP v6.17 | 881 | 7538 | Rate Constraint in MTons | FALSE | L | Annual | Fuel Consumed | TBtu | 151.8995 | 251.8761 | 165.216 | 120.3417 | 53.2857 | 105.7405 | 164.7213
Texas BART FIP v6.17 | 881 | 7538 | Rate Constraint in MTons | FALSE | L | Annual | Rate | lb/MMBtu | 0.14999 | 0.24771 | 0.14379 | 0.098029 | 0.1709 | 0.23111 | 0.32257
Texas BART FIP v6.17 | 881 | 7538 | Rate Constraint in MTons | FALSE | L | Annual | Generation | TWh | 20.2503 | 30.0107 | 19.4326 | 20.3883 | 11.5707 | 19.4856 | 25.1701
Texas BART FIP v6.17 | 881 | 7538 | Rate Constraint in MTons | FALSE | L | Annual | Qualifying Generation | TWh | 19.8565 | 29.3561 | 18.7001 | 12.3164 | 6.358 | 12.5237 | 18.209
Texas BART FIP v6.17 | 881 | 7538 | Rate Constraint in MTons | FALSE | L | Annual | Rate | lb/MWh | 1.1474 | 2.1253 | 1.2704 | 0.95783 | 1.4323 | 1.9513 | 2.918
Texas BART FIP v6.17 | 881 | 7538 | Rate Constraint in MTons | FALSE | L | Annual | Constraint Shadow Price | US2022$/Ton | 0 | 0 | 0 | 0 | 0 | 0 | 0
Texas East - NOX Cap Annual v3.1 | 882 | 7358 | Rate Constraint in MTons | FALSE | L | Annual | Seasons Included | Seasons | Winter, Spring, Summer, Fall | Winter, Spring, Summer, Fall | Winter, Spring, Summer, Fall | Winter, Spring, Summer, Fall | Winter, Spring, Summer, Fall | Winter, Spring, Summer, Fall | Winter, Spring, Summer, Fall
Texas East - NOX Cap Annual v3.1 | 882 | 7358 | Rate Constraint in MTons | FALSE | L | Annual | Standard NOX | Thousand Tons | 84.5 | 84.5 | 84.5 | 84.5 | 84.5 | 84.5 | 84.5
Texas East - NOX Cap Annual v3.1 | 882 | 7358 | Rate Constraint in MTons | FALSE | L | Annual | Emissions at Affected Plants NOX | Thousand Tons | 0.48899 | 0.48899 | 0.36073 | 0.35394 | 0.34815 | 0.35387 | 0.3556
Texas East - NOX Cap Annual v3.1 | 882 | 7358 | Rate Constraint in MTons | FALSE | L | Annual | Allowances Purchased NOX | Thousand Tons | 0 | 0 | 0 | 0 | 0 | 0 | 0
Texas East - NOX Cap Annual v3.1 | 882 | 7358 | Rate Constraint in MTons | FALSE | L | Annual | Allowances Sold NOX | Thousand Tons | 0 | 0 | 0 | 0 | 0 | 0 | 0
Texas East - NOX Cap Annual v3.1 | 882 | 7358 | Rate Constraint in MTons | FALSE | L | Annual | Allowances Banked | Thousand Tons | 0 | 0 | 0 | 0 | 70.4167 | 0 | 0
Texas East - NOX Cap Annual v3.1 | 882 | 7358 | Rate Constraint in MTons | FALSE | L | Annual | Allowances Withdrawn (1:1) | Thousand Tons | 0 | 0 | 0 | 0 | 0 | -84.5 | 0
Texas East - NOX Cap Annual v3.1 | 882 | 7358 | Rate Constraint in MTons | FALSE | L | Annual | Allowances Withdrawn (n:1) | Thousand Tons | 0 | 0 | 0 | 0 | 0 | 0 | 0
Texas East - NOX Cap Annual v3.1 | 882 | 7358 | Rate Constraint in MTons | FALSE | L | Annual | Net Emissions Allowance Position | Thousand Tons | 0.48899 | 0.48899 | 0.36073 | 0.35394 | 70.7648 | -84.1461 | 0.3556
Texas East - NOX Cap Annual v3.1 | 882 | 7358 | Rate Constraint in MTons | FALSE | L | Annual | Fuel Consumed | TBtu | 14.9438 | 14.9438 | 8.8189 | 8.5625 | 8.3479 | 8.5602 | 8.6242
Texas East - NOX Cap Annual v3.1 | 882 | 7358 | Rate Constraint in MTons | FALSE | L | Annual | Rate | lb/MMBtu | 0.065444 | 0.065444 | 0.081808 | 0.082671 | 0.083411 | 0.082679 | 0.082466
Texas East - NOX Cap Annual v3.1 | 882 | 7358 | Rate Constraint in MTons | FALSE | L | Annual | Generation | TWh | 1.3099 | 1.3099 | 0.76347 | 0.71722 | 0.6782 | 0.7168 | 0.72844
Texas East - NOX Cap Annual v3.1 | 882 | 7358 | Rate Constraint in MTons | FALSE | L | Annual | Qualifying Generation | TWh | 1.3099 | 1.3099 | 0.76347 | 0.71722 | 0.6782 | 0.7168 | 0.72844
Texas East - NOX Cap Annual v3.1 | 882 | 7358 | Rate Constraint in MTons | FALSE | L | Annual | Rate | lb/MWh | 0.7466 | 0.7466 | 0.94498 | 0.98697 | 1.0267 | 0.98737 | 0.97634
Texas East - NOX Cap Annual v3.1 | 882 | 7358 | Rate Constraint in MTons | FALSE | L | Annual | Constraint Shadow Price | US2022$/Ton | 0 | 0 | 0 | 0 | 0 | 0 | 0
Texas East - SO2 Cap Annual v3.1 | 883 | 7359 | Rate Constraint in MTons | FALSE | L | Annual | Seasons Included | Seasons | Winter, Spring, Summer, Fall | Winter, Spring, Summer, Fall | Winter, Spring, Summer, Fall | Winter, Spring, Summer, Fall | Winter, Spring, Summer, Fall | Winter, Spring, Summer, Fall | Winter, Spring, Summer, Fall
Texas East - SO2 Cap Annual v3.1 | 883 | 7359 | Rate Constraint in MTons | FALSE | L | Annual | Standard SO2 | Thousand Tons | 273.95 | 273.95 | 273.95 | 273.95 | 273.95 | 273.95 | 273.95
Texas East - SO2 Cap Annual v3.1 | 883 | 7359 | Rate Constraint in MTons | FALSE | L | Annual | Emissions at Affected Plants SO2 | Thousand Tons | 0 | 0 | 0 | 0 | 0 | 0 | 0
Texas East - SO2 Cap Annual v3.1 | 883 | 7359 | Rate Constraint in MTons | FALSE | L | Annual | Allowances Purchased SO2 | Thousand Tons | 0 | 0 | 0 | 0 | 0 | 0 | 0
Texas East - SO2 Cap Annual v3.1 | 883 | 7359 | Rate Constraint in MTons | FALSE | L | Annual | Allowances Sold SO2 | Thousand Tons | 0 | 0 | 0 | 0 | 0 | 0 | 0
Texas East - SO2 Cap Annual v3.1 | 883 | 7359 | Rate Constraint in MTons | FALSE | L | Annual | Allowances Banked | Thousand Tons | 273.95 | 273.95 | 456.5833 | 547.9 | 547.9 | 547.9 | 0
Texas East - SO2 Cap Annual v3.1 | 883 | 7359 | Rate Constraint in MTons | FALSE | L | Annual | Allowances Withdrawn (1:1) | Thousand Tons | 0 | 0 | -182.6333 | -273.95 | -273.95 | -273.95 | 0
Texas East - SO2 Cap Annual v3.1 | 883 | 7359 | Rate Constraint in MTons | FALSE | L | Annual | Allowances Withdrawn (n:1) | Thousand Tons | 0 | 0 | 0 | 0 | 0 | 0 | 0
Texas East - SO2 Cap Annual v3.1 | 883 | 7359 | Rate Constraint in MTons | FALSE | L | Annual | Net Emissions Allowance Position | Thousand Tons | 273.95 | 273.95 | 273.95 | 273.95 | 273.95 | 273.95 | 0
Texas East - SO2 Cap Annual v3.1 | 883 | 7359 | Rate Constraint in MTons | FALSE | L | Annual | Fuel Consumed | TBtu | 14.9438 | 14.9438 | 8.8189 | 8.5625 | 8.3479 | 8.5602 | 8.6242
Texas East - SO2 Cap Annual v3.1 | 883 | 7359 | Rate Constraint in MTons | FALSE | L | Annual | Rate | lb/MMBtu | 0 | 0 | 0 | 0 | 0 | 0 | 0
Texas East - SO2 Cap Annual v3.1 | 883 | 7359 | Rate Constraint in MTons | FALSE | L | Annual | Generation | TWh | 1.3099 | 1.3099 | 0.76347 | 0.71722 | 0.6782 | 0.7168 | 0.72844
Texas East - SO2 Cap Annual v3.1 | 883 | 7359 | Rate Constraint in MTons | FALSE | L | Annual | Qualifying Generation | TWh | 1.3099 | 1.3099 | 0.76347 | 0.71722 | 0.6782 | 0.7168 | 0.72844
Texas East - SO2 Cap Annual v3.1 | 883 | 7359 | Rate Constraint in MTons | FALSE | L | Annual | Rate | lb/MWh | 0 | 0 | 0 | 0 | 0 | 0 | 0
Texas East - SO2 Cap Annual v3.1 | 883 | 7359 | Rate Constraint in MTons | FALSE | L | Annual | Constraint Shadow Price | US2022$/Ton | 0 | 0 | 0 | 0 | 0 | 0 | 0
Texas El Paso - NOX Cap Annual v3.1 | 884 | 7361 | Rate Constraint in MTons | FALSE | L | Annual | Seasons Included | Seasons | Winter, Spring, Summer, Fall | Winter, Spring, Summer, Fall | Winter, Spring, Summer, Fall | Winter, Spring, Summer, Fall | Winter, Spring, Summer, Fall | Winter, Spring, Summer, Fall | Winter, Spring, Summer, Fall
Texas El Paso - NOX Cap Annual v3.1 | 884 | 7361 | Rate Constraint in MTons | FALSE | L | Annual | Standard NOX | Thousand Tons | 1.06 | 1.06 | 1.06 | 1.06 | 1.06 | 1.06 | 1.06
Texas El Paso - NOX Cap Annual v3.1 | 884 | 7361 | Rate Constraint in MTons | FALSE | L | Annual | Emissions at Affected Plants NOX | Thousand Tons | 0.020163 | 0.016855 | 0 | 0 | 0 | 0 | 0
Texas El Paso - NOX Cap Annual v3.1 | 884 | 7361 | Rate Constraint in MTons | FALSE | L | Annual | Allowances Purchased NOX | Thousand Tons | 0 | 0 | 0 | 0 | 0 | 0 | 0
Texas El Paso - NOX Cap Annual v3.1 | 884 | 7361 | Rate Constraint in MTons | FALSE | L | Annual | Allowances Sold NOX | Thousand Tons | 0 | 0 | 0 | 0 | 0 | 0 | 0
Texas El Paso - NOX Cap Annual v3.1 | 884 | 7361 | Rate Constraint in MTons | FALSE | L | Annual | Allowances Banked | Thousand Tons | 0 | 0 | 0.70667 | 1.59 | 0.88333 | 1.484 | 0
Texas El Paso - NOX Cap Annual v3.1 | 884 | 7361 | Rate Constraint in MTons | FALSE | L | Annual | Allowances Withdrawn (1:1) | Thousand Tons | 0 | 0 | 0 | -1.06 | -1.06 | -1.06 | -1.06
Texas El Paso - NOX Cap Annual v3.1 | 884 | 7361 | Rate Constraint in MTons | FALSE | L | Annual | Allowances Withdrawn (n:1) | Thousand Tons | 0 | 0 | 0 | 0 | 0 | 0 | 0
Texas El Paso - NOX Cap Annual v3.1 | 884 | 7361 | Rate Constraint in MTons | FALSE | L | Annual | Net Emissions Allowance Position | Thousand Tons | 0.020163 | 0.016855 | 0.70667 | 0.53 | -0.17667 | 0.424 | -1.06
Texas El Paso - NOX Cap Annual v3.1 | 884 | 7361 | Rate Constraint in MTons | FALSE | L | Annual | Fuel Consumed | TBtu | 0.24998 | 0.21231 | 0 | 0 | 0 | 0 | 0
Texas El Paso - NOX Cap Annual v3.1 | 884 | 7361 | Rate Constraint in MTons | FALSE | L | Annual | Rate | lb/MMBtu | 0.16132 | 0.15878 | 0 | 0 | 0 | 0 | 0
Texas El Paso - NOX Cap Annual v3.1 | 884 | 7361 | Rate Constraint in MTons | FALSE | L | Annual | Generation | TWh | 0.022285 | 0.018156 | 0 | 0 | 0 | 0 | 0
Texas El Paso - NOX Cap Annual v3.1 | 884 | 7361 | Rate Constraint in MTons | FALSE | L | Annual | Qualifying Generation | TWh | 0.022285 | 0.018156 | 0 | 0 | 0 | 0 | 0
Texas El Paso - NOX Cap Annual v3.1 | 884 | 7361 | Rate Constraint in MTons | FALSE | L | Annual | Rate | lb/MWh | 1.8095 | 1.8567 | 0 | 0 | 0 | 0 | 0
Texas El Paso - NOX Cap Annual v3.1 | 884 | 7361 | Rate Constraint in MTons | FALSE | L | Annual | Constraint Shadow Price | US2022$/Ton | 0 | 0 | 0 | 0 | 0 | 0 | 0
Texas Houston - NOX Cap Annual v3.1 | 885 | 7362 | Rate Constraint in MTons | FALSE | L | Annual | Seasons Included | Seasons | Winter, Spring, Summer, Fall | Winter, Spring, Summer, Fall | Winter, Spring, Summer, Fall | Winter, Spring, Summer, Fall | Winter, Spring, Summer, Fall | Winter, Spring, Summer, Fall | Winter, Spring, Summer, Fall
Texas Houston - NOX Cap Annual v3.1 | 885 | 7362 | Rate Constraint in MTons | FALSE | L | Annual | Standard NOX | Thousand Tons | 17.57 | 17.57 | 17.57 | 17.57 | 17.57 | 17.57 | 17.57
Texas Houston - NOX Cap Annual v3.1 | 885 | 7362 | Rate Constraint in MTons | FALSE | L | Annual | Emissions at Affected Plants NOX | Thousand Tons | 5.4626 | 7.7541 | 4.6222 | 1.579 | 0.73638 | 2.5252 | 4.6567
Texas Houston - NOX Cap Annual v3.1 | 885 | 7362 | Rate Constraint in MTons | FALSE | L | Annual | Allowances Purchased NOX | Thousand Tons | 0 | 0 | 0 | 0 | 0 | 0 | 0
Texas Houston - NOX Cap Annual v3.1 | 885 | 7362 | Rate Constraint in MTons | FALSE | L | Annual | Allowances Sold NOX | Thousand Tons | 0 | 0 | 0 | 0 | 0 | 0 | 0
Texas Houston - NOX Cap Annual v3.1 | 885 | 7362 | Rate Constraint in MTons | FALSE | L | Annual | Allowances Banked | Thousand Tons | 0 | 0 | 0 | 0 | 0 | 0 | 0
Texas Houston - NOX Cap Annual v3.1 | 885 | 7362 | Rate Constraint in MTons | FALSE | L | Annual | Allowances Withdrawn (1:1) | Thousand Tons | 0 | 0 | 0 | 0 | 0 | 0 | 0
Texas Houston - NOX Cap Annual v3.1 | 885 | 7362 | Rate Constraint in MTons | FALSE | L | Annual | Allowances Withdrawn (n:1) | Thousand Tons | 0 | 0 | 0 | 0 | 0 | 0 | 0
Texas Houston - NOX Cap Annual v3.1 | 885 | 7362 | Rate Constraint in MTons | FALSE | L | Annual | Net Emissions Allowance Position | Thousand Tons | 5.4626 | 7.7541 | 4.6222 | 1.579 | 0.73638 | 2.5252 | 4.6567
Texas Houston - NOX Cap Annual v3.1 | 885 | 7362 | Rate Constraint in MTons | FALSE | L | Annual | Fuel Consumed | TBtu | 378.7177 | 461.2925 | 310.7182 | 99.1311 | 46.6324 | 138.4096 | 231.9163
Texas Houston - NOX Cap Annual v3.1 | 885 | 7362 | Rate Constraint in MTons | FALSE | L | Annual | Rate | lb/MMBtu | 0.028848 | 0.033619 | 0.029752 | 0.031857 | 0.031582 | 0.036489 | 0.040158
Texas Houston - NOX Cap Annual v3.1 | 885 | 7362 | Rate Constraint in MTons | FALSE | L | Annual | Generation | TWh | 58.5071 | 66.3606 | 47.7651 | 14.8625 | 6.1709 | 19.6531 | 31.4359
Texas Houston - NOX Cap Annual v3.1 | 885 | 7362 | Rate Constraint in MTons | FALSE | L | Annual | Qualifying Generation | TWh | 58.5071 | 66.3606 | 47.7651 | 14.8625 | 6.1709 | 19.6531 | 31.4359
Texas Houston - NOX Cap Annual v3.1 | 885 | 7362 | Rate Constraint in MTons | FALSE | L | Annual | Rate | lb/MWh | 0.18673 | 0.2337 | 0.19354 | 0.21248 | 0.23866 | 0.25698 | 0.29627
Texas Houston - NOX Cap Annual v3.1 | 885 | 7362 | Rate Constraint in MTons | FALSE | L | Annual | Constraint Shadow Price | US2022$/Ton | 0 | 0 | 0 | 0 | 0 | 0 | 0
Texas West - NOX Cap Annual v3.1 | 886 | 7360 | Rate Constraint in MTons | FALSE | L | Annual | Seasons Included | Seasons | Winter, Spring, Summer, Fall | Winter, Spring, Summer, Fall | Winter, Spring, Summer, Fall | Winter, Spring, Summer, Fall | Winter, Spring, Summer, Fall | Winter, Spring, Summer, Fall | Winter, Spring, Summer, Fall
Texas West - NOX Cap Annual v3.1 | 886 | 7360 | Rate Constraint in MTons | FALSE | L | Annual | Standard NOX | Thousand Tons | 18.1 | 18.1 | 18.1 | 18.1 | 18.1 | 18.1 | 18.1
Texas West - NOX Cap Annual v3.1 | 886 | 7360 | Rate Constraint in MTons | FALSE | L | Annual | Emissions at Affected Plants NOX | Thousand Tons | 0.22613 | 0.22686 | 0.1919 | 0.1919 | 0.1919 | 0.1919 | 0.1919
Texas West - NOX Cap Annual v3.1 | 886 | 7360 | Rate Constraint in MTons | FALSE | L | Annual | Allowances Purchased NOX | Thousand Tons | 0 | 0 | 0 | 0 | 0 | 0 | 0
Texas West - NOX Cap Annual v3.1 | 886 | 7360 | Rate Constraint in MTons | FALSE | L | Annual | Allowances Sold NOX | Thousand Tons | 0 | 0 | 0 | 0 | 0 | 0 | 0
Texas West - NOX Cap Annual v3.1 | 886 | 7360 | Rate Constraint in MTons | FALSE | L | Annual | Allowances Banked | Thousand Tons | 0 | 0 | 0 | 0 | 17.9081 | 21.9503 | 0
Texas West - NOX Cap Annual v3.1 | 886 | 7360 | Rate Constraint in MTons | FALSE | L | Annual | Allowances Withdrawn (1:1) | Thousand Tons | 0 | 0 | 0 | 0 | 0 | -18.1 | -18.1
Texas West - NOX Cap Annual v3.1 | 886 | 7360 | Rate Constraint in MTons | FALSE | L | Annual | Allowances Withdrawn (n:1) | Thousand Tons | 0 | 0 | 0 | 0 | 0 | 0 | 0
Texas West - NOX Cap Annual v3.1 | 886 | 7360 | Rate Constraint in MTons | FALSE | L | Annual | Net Emissions Allowance Position | Thousand Tons | 0.22613 | 0.22686 | 0.1919 | 0.1919 | 18.1 | 4.0422 | -17.9081
Texas West - NOX Cap Annual v3.1 | 886 | 7360 | Rate Constraint in MTons | FALSE | L | Annual | Fuel Consumed | TBtu | 1.845 | 1.8878 | 1.4596 | 1.4596 | 1.4596 | 1.4596 | 1.4596
Texas West - NOX Cap Annual v3.1 | 886 | 7360 | Rate Constraint in MTons | FALSE | L | Annual | Rate | lb/MMBtu | 0.24512 | 0.24034 | 0.26294 | 0.26294 | 0.26294 | 0.26294 | 0.26294
Texas West - NOX Cap Annual v3.1 | 886 | 7360 | Rate Constraint in MTons | FALSE | L | Annual | Generation | TWh | 0.15364 | 0.15804 | 0.12176 | 0.12176 | 0.12176 | 0.12176 | 0.12176
Texas West - NOX Cap Annual v3.1 | 886 | 7360 | Rate Constraint in MTons | FALSE | L | Annual | Qualifying Generation | TWh | 0.15364 | 0.15804 | 0.12176 | 0.12176 | 0.12176 | 0.12176 | 0.12176
Texas West - NOX Cap Annual v3.1 | 886 | 7360 | Rate Constraint in MTons | FALSE | L | Annual | Rate | lb/MWh | 2.9437 | 2.8709 | 3.1519 | 3.1519 | 3.1519 | 3.1519 | 3.1519
Texas West - NOX Cap Annual v3.1 | 886 | 7360 | Rate Constraint in MTons | FALSE | L | Annual | Constraint Shadow Price | US2022$/Ton | 0 | 0 | 0 | 0 | 0 | 0 | 0
Unit Comanche 3 - NOX Rate Annual v3.1, Unit 2559 and retrofits | 887 | 7267 | Rate Constraint in lbs/MMBtu | FALSE | L | Annual | Seasons Included | Seasons | Winter, Spring, Summer, Fall | Winter, Spring, Summer, Fall | Winter, Spring, Summer, Fall | Winter, Spring, Summer, Fall | Winter, Spring, Summer, Fall | Winter, Spring, Summer, Fall | Winter, Spring, Summer, Fall
Unit Comanche 3 - NOX Rate Annual v3.1, Unit 2559 and retrofits | 887 | 7267 | Rate Constraint in lbs/MMBtu | FALSE | L | Annual | Standard NOX | lb/MMBtu | 0.08 | 0.08 | 0.08 | 0.08 | 0.08 | 0.08 | 0.08
Unit Comanche 3 - NOX Rate Annual v3.1, Unit 2559 and retrofits | 887 | 7267 | Rate Constraint in lbs/MMBtu | FALSE | L | Annual | Emissions at Affected Plants NOX | Thousand Tons | 0.80361 | 0.22666 | 0 | 0 | 0 | 0 | 0
Unit Comanche 3 - NOX Rate Annual v3.1, Unit 2559 and retrofits | 887 | 7267 | Rate Constraint in lbs/MMBtu | FALSE | L | Annual | Allowances Purchased NOX | Thousand Tons | 0 | 0 | 0 | 0 | 0 | 0 | 0
Unit Comanche 3 - NOX Rate Annual v3.1, Unit 2559 and retrofits | 887 | 7267 | Rate Constraint in lbs/MMBtu | FALSE | L | Annual | Allowances Sold NOX | Thousand Tons | 0 | 0 | 0 | 0 | 0 | 0 | 0
Unit Comanche 3 - NOX Rate Annual v3.1, Unit 2559 and retrofits | 887 | 7267 | Rate Constraint in lbs/MMBtu | FALSE | L | Annual | Allowances Banked | Thousand Tons | 0 | 0 | 0 | 0 | 0 | 0 | 0
Unit Comanche 3 - NOX Rate Annual v3.1, Unit 2559 and retrofits | 887 | 7267 | Rate Constraint in lbs/MMBtu | FALSE | L | Annual | Allowances Withdrawn (1:1) | Thousand Tons | 0 | 0 | 0 | 0 | 0 | 0 | 0
Unit Comanche 3 - NOX Rate Annual v3.1, Unit 2559 and retrofits | 887 | 7267 | Rate Constraint in lbs/MMBtu | FALSE | L | Annual | Allowances Withdrawn (n:1) | Thousand Tons | 0 | 0 | 0 | 0 | 0 | 0 | 0
Unit Comanche 3 - NOX Rate Annual v3.1, Unit 2559 and retrofits | 887 | 7267 | Rate Constraint in lbs/MMBtu | FALSE | L | Annual | Net Emissions Allowance Position | Thousand Tons | 0.80361 | 0.22666 | 0 | 0 | 0 | 0 | 0
Unit Comanche 3 - NOX Rate Annual v3.1, Unit 2559 and retrofits | 887 | 7267 | Rate Constraint in lbs/MMBtu | FALSE | L | Annual | Fuel Consumed | TBtu | 24.3628 | 6.8716 | 0 | 0 | 0 | 0 | 0
Unit Comanche 3 - NOX Rate Annual v3.1, Unit 2559 and retrofits | 887 | 7267 | Rate Constraint in lbs/MMBtu | FALSE | L | Annual | Rate | lb/MMBtu | 0.06597 | 0.06597 | 0 | 0 | 0 | 0 | 0
Unit Comanche 3 - NOX Rate Annual v3.1, Unit 2559 and retrofits | 887 | 7267 | Rate Constraint in lbs/MMBtu | FALSE | L | Annual | Generation | TWh | 2.3294 | 0.657 | 0 | 0 | 0 | 0 | 0
Unit Comanche 3 - NOX Rate Annual v3.1, Unit 2559 and retrofits | 887 | 7267 | Rate Constraint in lbs/MMBtu | FALSE | L | Annual | Qualifying Generation | TWh | 2.3294 | 0.657 | 0 | 0 | 0 | 0 | 0
Unit Comanche 3 - NOX Rate Annual v3.1, Unit 2559 and retrofits | 887 | 7267 | Rate Constraint in lbs/MMBtu | FALSE | L | Annual | Rate | lb/MWh | 0.68998 | 0.68998 | 0 | 0 | 0 | 0 | 0
Unit Comanche 3 - NOX Rate Annual v3.1, Unit 2559 and retrofits | 887 | 7267 | Rate Constraint in lbs/MMBtu | FALSE | L | Annual | Constraint Shadow Price | US2022$/Ton | 0 | 0 | 0 | 0 | 0 | 0 | 0
Unit Comanche 3 - SO2 Rate Annual v3.1, Unit 2559 and retrofits | 888 | 7265 | Rate Constraint in lbs/MMBtu | FALSE | L | Annual | Seasons Included | Seasons | Winter, Spring, Summer, Fall | Winter, Spring, Summer, Fall | Winter, Spring, Summer, Fall | Winter, Spring, Summer, Fall | Winter, Spring, Summer, Fall | Winter, Spring, Summer, Fall | Winter, Spring, Summer, Fall
Unit Comanche 3 - SO2 Rate Annual v3.1, Unit 2559 and retrofits | 888 | 7265 | Rate Constraint in lbs/MMBtu | FALSE | L | Annual | Standard SO2 | lb/MMBtu | 0.1 | 0.1 | 0.1 | 0.1 | 0.1 | 0.1 | 0.1
Unit Comanche 3 - SO2 Rate Annual v3.1, Unit 2559 and retrofits | 888 | 7265 | Rate Constraint in lbs/MMBtu | FALSE | L | Annual | Emissions at Affected Plants SO2 | Thousand Tons | 0.97451 | 0.27486 | 0 | 0 | 0 | 0 | 0
Unit Comanche 3 - SO2 Rate Annual v3.1, Unit 2559 and retrofits | 888 | 7265 | Rate Constraint in lbs/MMBtu | FALSE | L | Annual | Allowances Purchased SO2 | Thousand Tons | 0 | 0 | 0 | 0 | 0 | 0 | 0
Unit Comanche 3 - SO2 Rate Annual v3.1, Unit 2559 and retrofits | 888 | 7265 | Rate Constraint in lbs/MMBtu | FALSE | L | Annual | Allowances Sold SO2 | Thousand Tons | 0 | 0 | 0 | 0 | 0 | 0 | 0
Unit Comanche 3 - SO2 Rate Annual v3.1, Unit 2559 and retrofits | 888 | 7265 | Rate Constraint in lbs/MMBtu | FALSE | L | Annual | Allowances Banked | Thousand Tons | 0 | 0 | 0 | 0 | 0 | 0 | 0
Unit Comanche 3 - SO2 Rate Annual v3.1, Unit 2559 and retrofits | 888 | 7265 | Rate Constraint in lbs/MMBtu | FALSE | L | Annual | Allowances Withdrawn (1:1) | Thousand Tons | 0 | 0 | 0 | 0 | 0 | 0 | 0
Unit Comanche 3 - SO2 Rate Annual v3.1, Unit 2559 and retrofits | 888 | 7265 | Rate Constraint in lbs/MMBtu | FALSE | L | Annual | Allowances Withdrawn (n:1) | Thousand Tons | 0 | 0 | 0 | 0 | 0 | 0 | 0
Unit Comanche 3 - SO2 Rate Annual v3.1, Unit 2559 and retrofits | 888 | 7265 | Rate Constraint in lbs/MMBtu | FALSE | L | Annual | Net Emissions Allowance Position | Thousand Tons | 0.97451 | 0.27486 | 0 | 0 | 0 | 0 | 0
Unit Comanche 3 - SO2 Rate Annual v3.1, Unit 2559 and retrofits | 888 | 7265 | Rate Constraint in lbs/MMBtu | FALSE | L | Annual | Fuel Consumed | TBtu | 24.3628 | 6.8716 | 0 | 0 | 0 | 0 | 0
Unit Comanche 3 - SO2 Rate Annual v3.1, Unit 2559 and retrofits | 888 | 7265 | Rate Constraint in lbs/MMBtu | FALSE | L | Annual | Rate | lb/MMBtu | 0.08 | 0.08 | 0 | 0 | 0 | 0 | 0
Unit Comanche 3 - SO2 Rate Annual v3.1, Unit 2559 and retrofits | 888 | 7265 | Rate Constraint in lbs/MMBtu | FALSE | L | Annual | Generation | TWh | 2.3294 | 0.657 | 0 | 0 | 0 | 0 | 0
Unit Comanche 3 - SO2 Rate Annual v3.1, Unit 2559 and retrofits | 888 | 7265 | Rate Constraint in lbs/MMBtu | FALSE | L | Annual | Qualifying Generation | TWh | 2.3294 | 0.657 | 0 | 0 | 0 | 0 | 0
Unit Comanche 3 - SO2 Rate Annual v3.1, Unit 2559 and retrofits | 888 | 7265 | Rate Constraint in lbs/MMBtu | FALSE | L | Annual | Rate | lb/MWh | 0.83672 | 0.83672 | 0 | 0 | 0 | 0 | 0
Unit Comanche 3 - SO2 Rate Annual v3.1, Unit 2559 and retrofits | 888 | 7265 | Rate Constraint in lbs/MMBtu | FALSE | L | Annual | Constraint Shadow Price | US2022$/Ton | 0 | 0 | 0 | 0 | 0 | 0 | 0
UT Bonanza - NOX Cap Annual v6.21 | 889 | 7742 | Rate Constraint in MTons | FALSE | L | Annual | Seasons Included | Seasons | Winter, Spring, Summer, Fall | Winter, Spring, Summer, Fall | Winter, Spring, Summer, Fall | Winter, Spring, Summer, Fall | Winter, Spring, Summer, Fall | Winter, Spring, Summer, Fall | Winter, Spring, Summer, Fall
UT Bonanza - NOX Cap Annual v6.21 | 889 | 7742 | Rate Constraint in MTons | FALSE | L | Annual | Standard NOX | Thousand Tons | 5.7 | 3 | 3 | 3 | 3 | 3 | 3
UT Bonanza - NOX Cap Annual v6.21 | 889 | 7742 | Rate Constraint in MTons | FALSE | L | Annual | Emissions at Affected Plants NOX | Thousand Tons | 2.6034 | 0 | 0 | 0 | 0 | 0 | 0
UT Bonanza - NOX Cap Annual v6.21 | 889 | 7742 | Rate Constraint in MTons | FALSE | L | Annual | Allowances Purchased NOX | Thousand Tons | 0 | 0 | 0 | 0 | 0 | 0 | 0
UT Bonanza - NOX Cap Annual v6.21 | 889 | 7742 | Rate Constraint in MTons | FALSE | L | Annual | Allowances Sold NOX | Thousand Tons | 0 | 0 | 0 | 0 | 0 | 0 | 0
UT Bonanza - NOX Cap Annual v6.21 | 889 | 7742 | Rate Constraint in MTons | FALSE | L | Annual | Allowances Banked | Thousand Tons | 0 | 0 | 0 | 0 | 0 | 0 | 0
UT Bonanza - NOX Cap Annual v6.21 | 889 | 7742 | Rate Constraint in MTons | FALSE | L | Annual | Allowances Withdrawn (1:1) | Thousand Tons | 0 | 0 | 0 | 0 | 0 | 0 | 0
UT Bonanza - NOX Cap Annual v6.21 | 889 | 7742 | Rate Constraint in MTons | FALSE | L | Annual | Allowances Withdrawn (n:1) | Thousand Tons | 0 | 0 | 0 | 0 | 0 | 0 | 0
UT Bonanza - NOX Cap Annual v6.21 | 889 | 7742 | Rate Constraint in MTons | FALSE | L | Annual | Net Emissions Allowance Position | Thousand Tons | 2.6034 | 0 | 0 | 0 | 0 | 0 | 0
UT Bonanza - NOX Cap Annual v6.21 | 889 | 7742 | Rate Constraint in MTons | FALSE | L | Annual | Fuel Consumed | TBtu | 19.7676 | 0 | 0 | 0 | 0 | 0 | 0
UT Bonanza - NOX Cap Annual v6.21 | 889 | 7742 | Rate Constraint in MTons | FALSE | L | Annual | Rate | lb/MMBtu | 0.2634 | 0 | 0 | 0 | 0 | 0 | 0
UT Bonanza - NOX Cap Annual v6.21 | 889 | 7742 | Rate Constraint in MTons | FALSE | L | Annual | Generation | TWh | 1.9801 | 0 | 0 | 0 | 0 | 0 | 0
UT Bonanza - NOX Cap Annual v6.21 | 889 | 7742 | Rate Constraint in MTons | FALSE | L | Annual | Qualifying Generation | TWh | 1.9801 | 0 | 0 | 0 | 0 | 0 | 0
UT Bonanza - NOX Cap Annual v6.21 | 889 | 7742 | Rate Constraint in MTons | FALSE | L | Annual | Rate | lb/MWh | 2.6295 | 0 | 0 | 0 | 0 | 0 | 0
UT Bonanza - NOX Cap Annual v6.21 | 889 | 7742 | Rate Constraint in MTons | FALSE | L | Annual | Constraint Shadow Price | US2022$/Ton | 0 | 0 | 0 | 0 | 0 | 0 | 0
UT Hg Rule - MER Removal Annual v.4.10 | 890 | 7363 | MACT Fuel Choice Floor in lbs/MMBtu | FALSE | L | Annual | Seasons Included | Seasons | Winter, Spring, Summer, Fall | Winter, Spring, Summer, Fall | Winter, Spring, Summer, Fall | Winter, Spring, Summer, Fall | Winter, Spring, Summer, Fall | Winter, Spring, Summer, Fall | Winter, Spring, Summer, Fall
UT Hg Rule - MER Removal Annual v.4.10 | 890 | 7363 | MACT Fuel Choice Floor in lbs/MMBtu | FALSE | L | Annual | Emission Floor | lbs/MMBtu | 6.5e-07 | 6.5e-07 | 6.5e-07 | 6.5e-07 | 6.5e-07 | 6.5e-07 | 6.5e-07
UT Hg Rule - MER Removal Annual v.4.10 | 890 | 7363 | MACT Fuel Choice Floor in lbs/MMBtu | FALSE | L | Annual | Emissions at Affected Plants MER | lbs | 30.0324 | 2.3179 | 2.3207 | 2.0653 | 0.98653 | 1.2396 | 1.2397
UT Hg Rule - MER Removal Annual v.4.10 | 890 | 7363 | MACT Fuel Choice Floor in lbs/MMBtu | FALSE | L | Annual | Allowances Purchased MER | lbs | 0 | 0 | 0 | 0 | 0 | 0 | 0
UT Hg Rule - MER Removal Annual v.4.10 | 890 | 7363 | MACT Fuel Choice Floor in lbs/MMBtu | FALSE | L | Annual | Allowances Sold MER | lbs | 0 | 0 | 0 | 0 | 0 | 0 | 0
UT Hg Rule - MER Removal Annual v.4.10 | 890 | 7363 | MACT Fuel Choice Floor in lbs/MMBtu | FALSE | L | Annual | Allowances Banked | lbs | 0 | 0 | 0 | 0 | 0 | 0 | 0
UT Hg Rule - MER Removal Annual v.4.10 | 890 | 7363 | MACT Fuel Choice Floor in lbs/MMBtu | FALSE | L | Annual | Allowances Withdrawn (1:1) | lbs | 0 | 0 | 0 | 0 | 0 | 0 | 0
UT Hg Rule - MER Removal Annual v.4.10 | 890 | 7363 | MACT Fuel Choice Floor in lbs/MMBtu | FALSE | L | Annual | Allowances Withdrawn (n:1) | lbs | 0 | 0 | 0 | 0 | 0 | 0 | 0
UT Hg Rule - MER Removal Annual v.4.10 | 890 | 7363 | MACT Fuel Choice Floor in lbs/MMBtu | FALSE | L | Annual | Net Emissions Allowance Position | lbs | 30.0324 | 2.3179 | 2.3207 | 2.0653 | 0.98653 | 1.2396 | 1.2397
UT Hg Rule - MER Removal Annual v.4.10 | 890 | 7363 | MACT Fuel Choice Floor in lbs/MMBtu | FALSE | L | Annual | Fuel Consumed | TBtu | 135.1109 | 4.3044 | 4.3095 | 3.8353 | 1.832 | 2.3019 | 2.3022
UT Hg Rule - MER Removal Annual v.4.10 | 890 | 7363 | MACT Fuel Choice Floor in lbs/MMBtu | FALSE | L | Annual | Rate | lb/MMBtu | 2.2228e-07 | 5.385e-07 | 5.385e-07 | 5.385e-07 | 5.385e-07 | 5.385e-07 | 5.385e-07
UT Hg Rule - MER Removal Annual v.4.10 | 890 | 7363 | MACT Fuel Choice Floor in lbs/MMBtu | FALSE | L | Annual | Generation | TWh | 13.1799 | 0.3504 | 0.35082 | 0.31222 | 0.14914 | 0.18739 | 0.18741
UT Hg Rule - MER Removal Annual v.4.10 | 890 | 7363 | MACT Fuel Choice Floor in lbs/MMBtu | FALSE | L | Annual | Qualifying Generation | TWh | 13.1799 | 0.3504 | 0.35082 | 0.31222 | 0.14914 | 0.18739 | 0.18741
UT Hg Rule - MER Removal Annual v.4.10 | 890 | 7363 | MACT Fuel Choice Floor in lbs/MMBtu | FALSE | L | Annual | Constraint Shadow Price | US2022$/Lb | 0 | 0 | 0 | 0 | 0 | 0 | 0
Virginia City Hybrid Unit 1 SO2 Rate v6.20 | 891 | 7676 | Rate Constraint in lbs/MMBtu | FALSE | L | Annual | Seasons Included | Seasons | Winter, Spring, Summer, Fall | Winter, Spring, Summer, Fall | Winter, Spring, Summer, Fall | Winter, Spring, Summer, Fall | Winter, Spring, Summer, Fall | Winter, Spring, Summer, Fall | Winter, Spring, Summer, Fall
Virginia City Hybrid Unit 1 SO2 Rate v6.20 | 891 | 7676 | Rate Constraint in lbs/MMBtu | FALSE | L | Annual | Standard SO2 | lb/MMBtu | 0.022 | 0.022 | 0.022 | 0.022 | 0.022 | 0.022 | 0.022
Virginia City Hybrid Unit 1 SO2 Rate v6.20 | 891 | 7676 | Rate Constraint in lbs/MMBtu | FALSE | L | Annual | Emissions at Affected Plants SO2 | Thousand Tons | 0.029422 | 0.019654 | 0.0081704 | 0 | 0 | 0 | 0
Virginia City Hybrid Unit 1 SO2 Rate v6.20 | 891 | 7676 | Rate Constraint in lbs/MMBtu | FALSE | L | Annual | Allowances Purchased SO2 | Thousand Tons | 0 | 0 | 0 | 0 | 0 | 0 | 0
Virginia City Hybrid Unit 1 SO2 Rate v6.20 | 891 | 7676 | Rate Constraint in lbs/MMBtu | FALSE | L | Annual | Allowances Sold SO2 | Thousand Tons | 0 | 0 | 0 | 0 | 0 | 0 | 0
Virginia City Hybrid Unit 1 SO2 Rate v6.20 | 891 | 7676 | Rate Constraint in lbs/MMBtu | FALSE | L | Annual | Allowances Banked | Thousand Tons | 0 | 0 | 0 | 0 | 0 | 0 | 0
Virginia City Hybrid Unit 1 SO2 Rate v6.20 | 891 | 7676 | Rate Constraint in lbs/MMBtu | FALSE | L | Annual | Allowances Withdrawn (1:1) | Thousand Tons | 0 | 0 | 0 | 0 | 0 | 0 | 0
Virginia City Hybrid Unit 1 SO2 Rate v6.20 | 891 | 7676 | Rate Constraint in lbs/MMBtu | FALSE | L | Annual | Allowances Withdrawn (n:1) | Thousand Tons | 0 | 0 | 0 | 0 | 0 | 0 | 0
Virginia City Hybrid Unit 1 SO2 Rate v6.20 | 891 | 7676 | Rate Constraint in lbs/MMBtu | FALSE | L | Annual | Net Emissions Allowance Position | Thousand Tons | 0.029422 | 0.019654 | 0.0081704 | 0 | 0 | 0 | 0
Virginia City Hybrid Unit 1 SO2 Rate v6.20 | 891 | 7676 | Rate Constraint in lbs/MMBtu | FALSE | L | Annual | Fuel Consumed | TBtu | 20.4583 | 13.6663 | 5.6812 | 0 | 0 | 0 | 0
Virginia City Hybrid Unit 1 SO2 Rate v6.20 | 891 | 7676 | Rate Constraint in lbs/MMBtu | FALSE | L | Annual | Rate | lb/MMBtu | 0.0028763 | 0.0028763 | 0.0028763 | 0 | 0 | 0 | 0
Virginia City Hybrid Unit 1 SO2 Rate v6.20 | 891 | 7676 | Rate Constraint in lbs/MMBtu | FALSE | L | Annual | Generation | TWh | 2.0576 | 1.3745 | 0.57138 | 0 | 0 | 0 | 0
Virginia City Hybrid Unit 1 SO2 Rate v6.20 | 891 | 7676 | Rate Constraint in lbs/MMBtu | FALSE | L | Annual | Qualifying Generation | TWh | 2.0576 | 1.3745 | 0.57138 | 0 | 0 | 0 | 0
Virginia City Hybrid Unit 1 SO2 Rate v6.20 | 891 | 7676 | Rate Constraint in lbs/MMBtu | FALSE | L | Annual | Rate | lb/MWh | 0.028599 | 0.028599 | 0.028599 | 0 | 0 | 0 | 0
Virginia City Hybrid Unit 1 SO2 Rate v6.20 | 891 | 7676 | Rate Constraint in lbs/MMBtu | FALSE | L | Annual | Constraint Shadow Price | US2022$/Ton | 0 | 0 | 0 | 0 | 0 | 0 | 0
Virginia City Hybrid Unit 2 SO2 Rate v6.20 | 892 | 7677 | Rate Constraint in lbs/MMBtu | FALSE | L | Annual | Seasons Included | Seasons | Winter, Spring, Summer, Fall | Winter, Spring, Summer, Fall | Winter, Spring, Summer, Fall | Winter, Spring, Summer, Fall | Winter, Spring, Summer, Fall | Winter, Spring, Summer, Fall | Winter, Spring, Summer, Fall
Virginia City Hybrid Unit 2 SO2 Rate v6.20 | 892 | 7677 | Rate Constraint in lbs/MMBtu | FALSE | L | Annual | Standard SO2 | lb/MMBtu | 0.022 | 0.022 | 0.022 | 0.022 | 0.022 | 0.022 | 0.022
Virginia City Hybrid Unit 2 SO2 Rate v6.20 | 892 | 7677 | Rate Constraint in lbs/MMBtu | FALSE | L | Annual | Emissions at Affected Plants SO2 | Thousand Tons | 5.1505e-05 | 0.00014166 | 6.3392e-05 | 0 | 0 | 0 | 0.00016408
Virginia City Hybrid Unit 2 SO2 Rate v6.20 | 892 | 7677 | Rate Constraint in lbs/MMBtu | FALSE | L | Annual | Allowances Purchased SO2 | Thousand Tons | 0 | 0 | 0 | 0 | 0 | 0 | 0
Virginia City Hybrid Unit 2 SO2 Rate v6.20 | 892 | 7677 | Rate Constraint in lbs/MMBtu | FALSE | L | Annual | Allowances Sold SO2 | Thousand Tons | 0 | 0 | 0 | 0 | 0 | 0 | 0
Virginia City Hybrid Unit 2 SO2 Rate v6.20 | 892 | 7677 | Rate Constraint in lbs/MMBtu | FALSE | L | Annual | Allowances Banked | Thousand Tons | 0 | 0 | 0 | 0 | 0 | 0 | 0
Virginia City Hybrid Unit 2 SO2 Rate v6.20 | 892 | 7677 | Rate Constraint in lbs/MMBtu | FALSE | L | Annual | Allowances Withdrawn (1:1) | Thousand Tons | 0 | 0 | 0 | 0 | 0 | 0 | 0
Virginia City Hybrid Unit 2 SO2 Rate v6.20 | 892 | 7677 | Rate Constraint in lbs/MMBtu | FALSE | L | Annual | Allowances Withdrawn (n:1) | Thousand Tons | 0 | 0 | 0 | 0 | 0 | 0 | 0
Virginia City Hybrid Unit 2 SO2 Rate v6.20 | 892 | 7677 | Rate Constraint in lbs/MMBtu | FALSE | L | Annual | Net Emissions Allowance Position | Thousand Tons | 5.1505e-05 | 0.00014166 | 6.3392e-05 | 0 | 0 | 0 | 0.00016408
Virginia City Hybrid Unit 2 SO2 Rate v6.20 | 892 | 7677 | Rate Constraint in lbs/MMBtu | FALSE | L | Annual | Fuel Consumed | TBtu | 0.035814 | 0.098499 | 0.044079 | 0 | 0 | 0 | 0.11409
Virginia City Hybrid Unit 2 SO2 Rate v6.20 | 892 | 7677 | Rate Constraint in lbs/MMBtu | FALSE | L | Annual | Rate | lb/MMBtu | 0.0028763 | 0.0028763 | 0.0028763 | 0 | 0 | 0 | 0.0028763
Virginia City Hybrid Unit 2 SO2 Rate v6.20 | 892 | 7677 | Rate Constraint in lbs/MMBtu | FALSE | L | Annual | Generation | TWh | 0.0036019 | 0.0099064 | 0.0044332 | 0 | 0 | 0 | 0.011475
Virginia City Hybrid Unit 2 SO2 Rate v6.20 | 892 | 7677 | Rate Constraint in lbs/MMBtu | FALSE | L | Annual | Qualifying Generation | TWh | 0.0036019 | 0.0099064 | 0.0044332 | 0 | 0 | 0 | 0.011475
Virginia City Hybrid Unit 2 SO2 Rate v6.20 | 892 | 7677 | Rate Constraint in lbs/MMBtu | FALSE | L | Annual | Rate | lb/MWh | 0.028599 | 0.028599 | 0.028599 | 0 | 0 | 0 | 0.028599
Virginia City Hybrid Unit 2 SO2 Rate v6.20 | 892 | 7677 | Rate Constraint in lbs/MMBtu | FALSE | L | Annual | Constraint Shadow Price | US2022$/Ton | 0 | 0 | 0 | 0 | 0 | 0 | 0
WA - CO2 Cap Annual v6.21 | 893 | 7942 | Rate Constraint in MTons | FALSE | L | Annual | Seasons Included | Seasons | Winter, Spring, Summer, Fall | Winter, Spring, Summer, Fall | Winter, Spring, Summer, Fall | Winter, Spring, Summer, Fall | Winter, Spring, Summer, Fall | Winter, Spring, Summer, Fall | Winter, Spring, Summer, Fall
WA - CO2 Cap Annual v6.21 | 893 | 7942 | Rate Constraint in MTons | FALSE | L | Annual | Standard CO2 | Thousand Tons | 50548.8002 | 43440.3751 | 33567.5626 | 23694.7501 | 13821.9375 | 3949.125 | 3949.125
WA - CO2 Cap Annual v6.21 | 893 | 7942 | Rate Constraint in MTons | FALSE | L | Annual | Emissions at Affected Plants CO2 | Thousand Tons | 5210.1017 | 6087.8933 | 6863.6495 | 6481.9622 | 4034.176 | 3949.125 | 3949.125
WA - CO2 Cap Annual v6.21 | 893 | 7942 | Rate Constraint in MTons | FALSE | L | Annual | Allowances Purchased CO2 | Thousand Tons | 0 | 0 | 0 | 0 | 0 | 0 | 0
WA - CO2 Cap Annual v6.21 | 893 | 7942 | Rate Constraint in MTons | FALSE | L | Annual | Allowances Sold CO2 | Thousand Tons | 0 | 0 | 0 | 0 | 0 | 0 | 0
WA - CO2 Cap Annual v6.21 | 893 | 7942 | Rate Constraint in MTons | FALSE | L | Annual | Allowances Banked | Thousand Tons | 0 | 0 | 0 | 0 | 0 | 0 | 0
WA - CO2 Cap Annual v6.21 | 893 | 7942 | Rate Constraint in MTons | FALSE | L | Annual | Allowances Withdrawn (1:1) | Thousand Tons | 0 | 0 | 0 | 0 | 0 | 0 | 0
WA - CO2 Cap Annual v6.21 | 893 | 7942 | Rate Constraint in MTons | FALSE | L | Annual | Allowances Withdrawn (n:1) | Thousand Tons | 0 | 0 | 0 | 0 | 0 | 0 | 0
WA - CO2 Cap Annual v6.21 | 893 | 7942 | Rate Constraint in MTons | FALSE | L | Annual | Net Emissions Allowance Position | Thousand Tons | 5210.1017 | 6087.8933 | 6863.6495 | 6481.9622 | 4034.176 | 3949.125 | 3949.125
WA - CO2 Cap Annual v6.21 | 893 | 7942 | Rate Constraint in MTons | FALSE | L | Annual | Fuel Consumed | TBtu | 86.4584 | 97.0013 | 108.7989 | 112.2662 | 72.3685 | 70.8369 | 70.7464
WA - CO2 Cap Annual v6.21 | 893 | 7942 | Rate Constraint in MTons | FALSE | L | Annual | Rate | lb/MMBtu | 120.5227 | 125.5219 | 126.1713 | 115.4748 | 111.4898 | 111.4991 | 111.6417
WA - CO2 Cap Annual v6.21 | 893 | 7942 | Rate Constraint in MTons | FALSE | L | Annual | Generation | TWh | 11.2621 | 12.7634 | 14.1087 | 14.4338 | 9.2078 | 9.0377 | 9.1269
WA - CO2 Cap Annual v6.21 | 893 | 7942 | Rate Constraint in MTons | FALSE | L | Annual | Qualifying Generation | TWh | 11.257 | 12.7634 | 14.1087 | 14.4338 | 9.2078 | 9.0377 | 9.1269
WA - CO2 Cap Annual v6.21 | 893 | 7942 | Rate Constraint in MTons | FALSE | L | Annual | Rate | lb/MWh | 925.666 | 953.9607 | 972.9652 | 898.1625 | 876.2536 | 873.9221 | 865.3808
WA - CO2 Cap Annual v6.21 | 893 | 7942 | Rate Constraint in MTons | FALSE | L | Annual | Constraint Shadow Price | US2022$/Ton | 0 | 0 | 0 | 0 | 0 | 12.6439 | 18.6562
WA - CO2 Penalty Annual v5.13 | 894 | 7357 | Rate Constraint in MTons | FALSE | L | Annual | Seasons Included | Seasons | Winter, Spring, Summer, Fall | Winter, Spring, Summer, Fall | Winter, Spring, Summer, Fall | Winter, Spring, Summer, Fall | Winter, Spring, Summer, Fall | Winter, Spring, Summer, Fall | Winter, Spring, Summer, Fall
WA - CO2 Penalty Annual v5.13 | 894 | 7357 | Rate Constraint in MTons | FALSE | L | Annual | Standard CO2 | Thousand Tons | 0 | 0 | 0 | 0 | 0 | 0 | 0
WA - CO2 Penalty Annual v5.13 | 894 | 7357 | Rate Constraint in MTons | FALSE | L | Annual | Emissions at Affected Plants CO2 | Thousand Tons | 3117.4695 | 2324.3089 | 2124.3901 | 2046.6052 | 1522.4695 | 1413.2839 | 1612.5851
WA - CO2 Penalty Annual v5.13 | 894 | 7357 | Rate Constraint in MTons | FALSE | L | Annual | Allowances Purchased CO2 | Thousand Tons | -3117.4695 | -2324.3089 | -2124.3901 | -2046.6052 | -1522.4695 | -1413.2839 | -1612.5851
WA - CO2 Penalty Annual v5.13 | 894 | 7357 | Rate Constraint in MTons | FALSE | L | Annual | Allowances Sold CO2 | Thousand Tons | 0 | 0 | 0 | 0 | 0 | 0 | 0
WA - CO2 Penalty Annual v5.13 | 894 | 7357 | Rate Constraint in MTons | FALSE | L | Annual | Allowances Banked | Thousand Tons | 0 | 0 | 0 | 0 | 0 | 0 | 0
WA - CO2 Penalty Annual v5.13 | 894 | 7357 | Rate Constraint in MTons | FALSE | L | Annual | Allowances Withdrawn (1:1) | Thousand Tons | 0 | 0 | 0 | 0 | 0 | 0 | 0
WA - CO2 Penalty Annual v5.13 | 894 | 7357 | Rate Constraint in MTons | FALSE | L | Annual | Allowances Withdrawn (n:1) | Thousand Tons | 0 | 0 | 0 | 0 | 0 | 0 | 0
WA - CO2 Penalty Annual v5.13 | 894 | 7357 | Rate Constraint in MTons | FALSE | L | Annual | Net Emissions Allowance Position | Thousand Tons | 7.9684e-07 | 1.3431e-06 | 1.0474e-06 | 1.0306e-06 | 1.0756e-07 | 3.041e-08 | -2.453e-07
WA - CO2 Penalty Annual v5.13 | 894 | 7357 | Rate Constraint in MTons | FALSE | L | Annual | Fuel Consumed | TBtu | 53.1162 | 39.6445 | 36.2458 | 34.9608 | 26.0073 | 24.1422 | 27.5467
WA - CO2 Penalty Annual v5.13 | 894 | 7357 | Rate Constraint in MTons | FALSE | L | Annual | Rate | lb/MMBtu | 117.383 | 117.2576 | 117.2213 | 117.08 | 117.08 | 117.08 | 117.08
WA - CO2 Penalty Annual v5.13 | 894 | 7357 | Rate Constraint in MTons | FALSE | L | Annual | Generation | TWh | 7.3835 | 5.4119 | 4.8786 | 4.728 | 3.491 | 3.25 | 3.6938
WA - CO2 Penalty Annual v5.13 | 894 | 7357 | Rate Constraint in MTons | FALSE | L | Annual | Qualifying Generation | TWh | 7.3835 | 5.4119 | 4.8786 | 4.728 | 3.491 | 3.25 | 3.6938
WA - CO2 Penalty Annual v5.13 | 894 | 7357 | Rate Constraint in MTons | FALSE | L | Annual | Rate | lb/MWh | 844.4394 | 858.9602 | 870.9025 | 865.7328 | 872.2251 | 869.706 | 873.12
WA - CO2 Penalty Annual v5.13 | 894 | 7357 | Rate Constraint in MTons | FALSE | L | Annual | Constraint Shadow Price | US2022$/Ton | 2.1892 | 2.1891 | 2.1888 | 2.1889 | 2.1888 | 2.1891 | 2.1889
WA - CO2 Rate Limit (New Advanced Coal with CCS) | 895 | 7364 | Rate Constraint in lbs/MWh | FALSE | L | Annual | Seasons Included | Seasons | Winter, Spring, Summer, Fall | Winter, Spring, Summer, Fall | Winter, Spring, Summer, Fall | Winter, Spring, Summer, Fall | Winter, Spring, Summer, Fall | Winter, Spring, Summer, Fall | Winter, Spring, Summer, Fall
WA - CO2 Rate Limit (New Advanced Coal with CCS) | 895 | 7364 | Rate Constraint in lbs/MWh | FALSE | L | Annual | Standard CO2 | lb/MWh | 970 | 970 | 970 | 970 | 970 | 970 | 970
WA - CO2 Rate Limit (New Advanced Coal with CCS) | 895 | 7364 | Rate Constraint in lbs/MWh | FALSE | L | Annual | Emissions at Affected Plants CO2 | Thousand Tons | 0 | 0 | 0 | 0 | 0 | 0 | 0
WA - CO2 Rate Limit (New Advanced Coal with CCS) | 895 | 7364 | Rate Constraint in lbs/MWh | FALSE | L | Annual | Allowances Purchased CO2 | Thousand Tons | 0 | 0 | 0 | 0 | 0 | 0 | 0
WA - CO2 Rate Limit (New Advanced Coal with CCS) | 895 | 7364 | Rate Constraint in lbs/MWh | FALSE | L | Annual | Allowances Sold CO2 | Thousand Tons | 0 | 0 | 0 | 0 | 0 | 0 | 0
WA - CO2 Rate Limit (New Advanced Coal with CCS) | 895 | 7364 | Rate Constraint in lbs/MWh | FALSE | L | Annual | Allowances Banked | Thousand Tons | 0 | 0 | 0 | 0 | 0 | 0 | 0
WA - CO2 Rate Limit (New Advanced Coal with CCS) | 895 | 7364 | Rate Constraint in lbs/MWh | FALSE | L | Annual | Allowances Withdrawn (1:1) | Thousand Tons | 0 | 0 | 0 | 0 | 0 | 0 | 0
WA - CO2 Rate Limit (New Advanced Coal with CCS) | 895 | 7364 | Rate Constraint in lbs/MWh | FALSE | L | Annual | Allowances Withdrawn (n:1) | Thousand Tons | 0 | 0 | 0 | 0 | 0 | 0 | 0
WA - CO2 Rate Limit (New Advanced Coal with CCS) | 895 | 7364 | Rate Constraint in lbs/MWh | FALSE | L | Annual | Net Emissions Allowance Position | Thousand Tons | 0 | 0 | 0 | 0 | 0 | 0 | 0
WA - CO2 Rate Limit (New Advanced Coal with CCS) | 895 | 7364 | Rate Constraint in lbs/MWh | FALSE | L | Annual | Fuel Consumed | TBtu | 0 | 0 | 0 | 0 | 0 | 0 | 0
WA - CO2 Rate Limit (New Advanced Coal with CCS) | 895 | 7364 | Rate Constraint in lbs/MWh | FALSE | L | Annual | Rate | lb/MMBtu | 0 | 0 | 0 | 0 | 0 | 0 | 0
WA - CO2 Rate Limit (New Advanced Coal with CCS) | 895 | 7364 | Rate Constraint in lbs/MWh | FALSE | L | Annual | Generation | TWh | 0 | 0 | 0 | 0 | 0 | 0 | 0
WA - CO2 Rate Limit (New Advanced Coal with CCS) | 895 | 7364 | Rate Constraint in lbs/MWh | FALSE | L | Annual | Qualifying Generation | TWh | 0 | 0 | 0 | 0 | 0 | 0 | 0
WA - CO2 Rate Limit (New Advanced Coal with CCS) | 895 | 7364 | Rate Constraint in lbs/MWh | FALSE | L | Annual | Constraint Shadow Price | US2022$/Ton | 0 | 0 | 0 | 0 | 0 | 0 | 0
WI CC NGas NOx Annual Rate v3.1 | 896 | 7368 | Rate Constraint in lbs/MMBtu | FALSE | L | Annual | Seasons Included | Seasons | Winter, Spring, Summer, Fall | Winter, Spring, Summer, Fall | Winter, Spring, Summer, Fall | Winter, Spring, Summer, Fall | Winter, Spring, Summer, Fall | Winter, Spring, Summer, Fall | Winter, Spring, Summer, Fall
WI CC NGas NOx Annual Rate v3.1 | 896 | 7368 | Rate Constraint in lbs/MMBtu | FALSE | L | Annual | Standard NOX | lb/MMBtu | 0.04 | 0.04 | 0.04 | 0.04 | 0.04 | 0.04 | 0.04
WI CC NGas NOx Annual Rate v3.1 | 896 | 7368 | Rate Constraint in lbs/MMBtu | FALSE | L | Annual | Emissions at Affected Plants NOX | Thousand Tons | 0.20575 | 0.2019 | 0.16795 | 0.08866 | 0.050543 | 0.06596 | 0.068208
WI CC NGas NOx Annual Rate v3.1 | 896 | 7368 | Rate Constraint in lbs/MMBtu | FALSE | L | Annual | Allowances Purchased NOX | Thousand Tons | 0 | 0 | 0 | 0 | 0 | 0 | 0
WI CC NGas NOx Annual Rate v3.1 | 896 | 7368 | Rate Constraint in lbs/MMBtu | FALSE | L | Annual | Allowances Sold NOX | Thousand Tons | 0 | 0 | 0 | 0 | 0 | 0 | 0
WI CC NGas NOx Annual Rate v3.1 | 896 | 7368 | Rate Constraint in lbs/MMBtu | FALSE | L | Annual | Allowances Banked | Thousand Tons | 0 | 0 | 0 | 0 | 0 | 0 | 0
WI CC NGas NOx Annual Rate v3.1 | 896 | 7368 | Rate Constraint in lbs/MMBtu | FALSE | L | Annual | Allowances Withdrawn (1:1) | Thousand Tons | 0 | 0 | 0 | 0 | 0 | 0 | 0
WI CC NGas NOx Annual Rate v3.1 | 896 | 7368 | Rate Constraint in lbs/MMBtu | FALSE | L | Annual | Allowances Withdrawn (n:1) | Thousand Tons | 0 | 0 | 0 | 0 | 0 | 0 | 0
WI CC NGas NOx Annual Rate v3.1 | 896 | 7368 | Rate Constraint in lbs/MMBtu | FALSE | L | Annual | Net Emissions Allowance Position | Thousand Tons | 0.20575 | 0.2019 | 0.16795 | 0.08866 | 0.050543 | 0.06596 | 0.068208
WI CC NGas NOx Annual Rate v3.1 | 896 | 7368 | Rate Constraint in lbs/MMBtu | FALSE | L | Annual | Fuel Consumed | TBtu | 42.4386 | 41.6918 | 34.6894 | 18.2455 | 10.3613 | 13.6276 | 14.0906
WI CC NGas NOx Annual Rate v3.1 | 896 | 7368 | Rate Constraint in lbs/MMBtu | FALSE | L | Annual | Rate | lb/MMBtu | 0.0096965 | 0.0096855 | 0.0096832 | 0.0097185 | 0.0097561 | 0.0096803 | 0.0096814
WI CC NGas NOx Annual Rate v3.1 | 896 | 7368 | Rate Constraint in lbs/MMBtu | FALSE | L | Annual | Generation | TWh | 6.0197 | 5.9137 | 4.9205 | 2.588 | 1.4697 | 1.933 | 1.9987
WI CC NGas NOx Annual Rate v3.1 | 896 | 7368 | Rate Constraint in lbs/MMBtu | FALSE | L | Annual | Qualifying Generation | TWh | 6.0197 | 5.9137 | 4.9205 | 2.588 | 1.4697 | 1.933 | 1.9987
WI CC NGas NOx Annual Rate v3.1 | 896 | 7368 | Rate Constraint in lbs/MMBtu | FALSE | L | Annual | Rate | lb/MWh | 0.06836 | 0.068283 | 0.068267 | 0.068515 | 0.06878 | 0.068246 | 0.068254
WI CC NGas NOx Annual Rate v3.1 | 896 | 7368 | Rate Constraint in lbs/MMBtu | FALSE | L | Annual | Constraint Shadow Price | US2022$/Ton | 0 | 0 | 0 | 0 | 0 | 0 | 0
WI CoalUnits1 NOx Annual Rate v3.1 | 897 | 7365 | Rate Constraint in lbs/MMBtu | FALSE | L | Annual | Seasons Included | Seasons | Winter, Spring, Summer, Fall | Winter, Spring, Summer, Fall | Winter, Spring, Summer, Fall | Winter, Spring, Summer, Fall | Winter, Spring, Summer, Fall | Winter, Spring, Summer, Fall | Winter, Spring, Summer, Fall
WI CoalUnits1 NOx Annual Rate v3.1 | 897 | 7365 | Rate Constraint in lbs/MMBtu | FALSE | L | Annual | Standard NOX | lb/MMBtu | 0.1 | 0.1 | 0.1 | 0.1 | 0.1 | 0.1 | 0.1
WI CoalUnits1 NOx Annual Rate v3.1 | 897 | 7365 | Rate Constraint in lbs/MMBtu | FALSE | L | Annual | Emissions at Affected Plants NOX | Thousand Tons | 2.2721 | 2.4024 | 0.014554 | 0 | 0 | 0.0083779 | 0.017245
WI CoalUnits1 NOx Annual Rate v3.1 | 897 | 7365 | Rate Constraint in lbs/MMBtu | FALSE | L | Annual | Allowances Purchased NOX | Thousand Tons | 0 | 0 | 0 | 0 | 0 | 0 | 0
WI CoalUnits1 NOx Annual Rate v3.1 | 897 | 7365 | Rate Constraint in lbs/MMBtu | FALSE | L | Annual | Allowances Sold NOX | Thousand Tons | 0 | 0 | 0 | 0 | 0 | 0 | 0
WI CoalUnits1 NOx Annual Rate v3.1 | 897 | 7365 | Rate Constraint in lbs/MMBtu | FALSE | L | Annual | Allowances Banked | Thousand Tons | 0 | 0 | 0 | 0 | 0 | 0 | 0
WI CoalUnits1 NOx Annual Rate v3.1 | 897 | 7365 | Rate Constraint in lbs/MMBtu | FALSE | L | Annual | Allowances Withdrawn (1:1) | Thousand Tons | 0 | 0 | 0 | 0 | 0 | 0 | 0
WI CoalUnits1 NOx Annual Rate v3.1 | 897 | 7365 | Rate Constraint in lbs/MMBtu | FALSE | L | Annual | Allowances Withdrawn (n:1) | Thousand Tons | 0 | 0 | 0 | 0 | 0 | 0 | 0
WI CoalUnits1 NOx Annual Rate v3.1 | 897 | 7365 | Rate Constraint in lbs/MMBtu | FALSE | L | Annual | Net Emissions Allowance Position | Thousand Tons | 2.2721 | 2.4024 | 0.014554 | 0 | 0 | 0.0083779 | 0.017245
WI CoalUnits1 NOx Annual Rate v3.1 | 897 | 7365 | Rate Constraint in lbs/MMBtu | FALSE | L | Annual | Fuel Consumed | TBtu | 72.3454 | 76.5037 | 0.46759 | 0 | 0 | 0.26917 | 0.55406
WI CoalUnits1 NOx Annual Rate v3.1 | 897 | 7365 | Rate Constraint in lbs/MMBtu | FALSE | L | Annual | Rate | lb/MMBtu | 0.062814 | 0.062806 | 0.06225 | 0 | 0 | 0.06225 | 0.06225
WI CoalUnits1 NOx Annual Rate v3.1 | 897 | 7365 | Rate Constraint in lbs/MMBtu | FALSE | L | Annual | Generation | TWh | 7.2423 | 7.659 | 0.047 | 0 | 0 | 0.027056 | 0.055692
WI CoalUnits1 NOx Annual Rate v3.1 | 897 | 7365 | Rate Constraint in lbs/MMBtu | FALSE | L | Annual | Qualifying Generation | TWh | 7.2423 | 7.659 | 0.047 | 0 | 0 | 0.027056 | 0.055692
WI CoalUnits1 NOx Annual Rate v3.1 | 897 | 7365 | Rate Constraint in lbs/MMBtu | FALSE | L | Annual | Rate | lb/MWh | 0.62746 | 0.62735 | 0.61931 | 0 | 0 | 0.61931 | 0.61931
WI CoalUnits1 NOx Annual Rate v3.1 | 897 | 7365 | Rate Constraint in lbs/MMBtu | FALSE | L | Annual | Constraint Shadow Price | US2022$/Ton | 0 | 0 | 0 | 0 | 0 | 0 | 0
WI CT DFO NOx Annual Rate v3.1 | 898 | 7367 | Rate Constraint in lbs/MMBtu | FALSE | L | Annual | Seasons Included | Seasons | Winter, Spring, Summer, Fall | Winter, Spring, Summer, Fall | Winter, Spring, Summer, Fall | Winter, Spring, Summer, Fall | Winter, Spring, Summer, Fall | Winter, Spring, Summer, Fall | Winter, Spring, Summer, Fall
WI CT DFO NOx Annual Rate v3.1 | 898 | 7367 | Rate Constraint in lbs/MMBtu | FALSE | L | Annual | Standard NOX | lb/MMBtu | 0.41 | 0.41 | 0.41 | 0.41 | 0.41 | 0.41 | 0.41
WI CT DFO NOx Annual Rate v3.1 | 898 | 7367 | Rate Constraint in lbs/MMBtu | FALSE | L | Annual | Emissions at Affected Plants NOX | Thousand Tons | 0 | 0 | 0 | 0 | 0 | 0 | 0
WI CT DFO NOx Annual Rate v3.1 | 898 | 7367 | Rate Constraint in lbs/MMBtu | FALSE | L | Annual | Allowances Purchased NOX | Thousand Tons | 0 | 0 | 0 | 0 | 0 | 0 | 0
WI CT DFO NOx Annual Rate v3.1 | 898 | 7367 | Rate Constraint in lbs/MMBtu | FALSE | L | Annual | Allowances Sold NOX | Thousand Tons | 0 | 0 | 0 | 0 | 0 | 0 | 0
WI CT DFO NOx Annual Rate v3.1 | 898 | 7367 | Rate Constraint in lbs/MMBtu | FALSE | L | Annual | Allowances Banked | Thousand Tons | 0 | 0 | 0 | 0 | 0 | 0 | 0
WI CT DFO NOx Annual Rate v3.1 | 898 | 7367 | Rate Constraint in lbs/MMBtu | FALSE | L | Annual | Allowances Withdrawn (1:1) | Thousand Tons | 0 | 0 | 0 | 0 | 0 | 0 | 0
WI CT DFO NOx Annual Rate v3.1 | 898 | 7367 | Rate Constraint in lbs/MMBtu | FALSE | L | Annual | Allowances Withdrawn (n:1) | Thousand Tons | 0 | 0 | 0 | 0 | 0 | 0 | 0
WI CT DFO NOx Annual Rate v3.1 | 898 | 7367 | Rate Constraint in lbs/MMBtu | FALSE | L | Annual | Net Emissions Allowance Position | Thousand Tons | 0 | 0 | 0 | 0 | 0 | 0 | 0
WI CT DFO NOx Annual Rate v3.1 | 898 | 7367 | Rate Constraint in lbs/MMBtu | FALSE | L | Annual | Fuel Consumed | TBtu | 0 | 0 | 0 | 0 | 0 | 0 | 0
WI CT DFO NOx Annual Rate v3.1 | 898 | 7367 | Rate Constraint in lbs/MMBtu | FALSE | L | Annual | Rate | lb/MMBtu | 0 | 0 | 0 | 0 | 0 | 0 | 0
WI CT DFO NOx Annual Rate v3.1 | 898 | 7367 | Rate Constraint in lbs/MMBtu | FALSE | L | Annual | Generation | TWh | 0 | 0 | 0 | 0 | 0 | 0 | 0
WI CT DFO NOx Annual Rate v3.1 | 898 | 7367 | Rate Constraint in lbs/MMBtu | FALSE | L | Annual | Qualifying Generation | TWh | 0 | 0 | 0 | 0 | 0 | 0 | 0
WI CT DFO NOx Annual Rate v3.1 | 898 | 7367 | Rate Constraint in lbs/MMBtu | FALSE | L | Annual | Rate | lb/MWh | 0 | 0 | 0 | 0 | 0 | 0 | 0
WI CT DFO NOx Annual Rate v3.1 | 898 | 7367 | Rate Constraint in lbs/MMBtu | FALSE | L | Annual | Constraint Shadow Price | US2022$/Ton | 0 | 0 | 0 | 0 | 0 | 0 | 0
WI CT NGas NOx Annual Rate v3.1 | 899 | 7366 | Rate Constraint in lbs/MMBtu | FALSE | L | Annual | Seasons Included | Seasons | Winter, Spring, Summer, Fall | Winter, Spring, Summer, Fall | Winter, Spring, Summer, Fall | Winter, Spring, Summer, Fall | Winter, Spring, Summer, Fall | Winter, Spring, Summer, Fall | Winter, Spring, Summer, Fall
WI CT NGas NOx Annual Rate v3.1 | 899 | 7366 | Rate Constraint in lbs/MMBtu | FALSE | L | Annual | Standard NOX | lb/MMBtu | 0.11 | 0.11 | 0.11 | 0.11 | 0.11 | 0.11 | 0.11
WI CT NGas NOx Annual Rate v3.1 | 899 | 7366 | Rate Constraint in lbs/MMBtu | FALSE | L | Annual | Emissions at Affected Plants NOX | Thousand Tons | 0.0037791 | 0.022528 | 0.0055718 | 0.0012599 | 0.0015511 | 0.0086598 | 0.0086882
WI CT NGas NOx Annual Rate v3.1 | 899 | 7366 | Rate Constraint in lbs/MMBtu | FALSE | L | Annual | Allowances Purchased NOX | Thousand Tons | 0 | 0 | 0 | 0 | 0 | 0 | 0
WI CT NGas NOx Annual Rate v3.1 | 899 | 7366 | Rate Constraint in lbs/MMBtu | FALSE | L | Annual | Allowances Sold NOX | Thousand Tons | 0 | 0 | 0 | 0 | 0 | 0 | 0
WI CT NGas NOx Annual Rate v3.1 | 899 | 7366 | Rate Constraint in lbs/MMBtu | FALSE | L | Annual | Allowances Banked | Thousand Tons | 0 | 0 | 0 | 0 | 0 | 0 | 0
WI CT NGas NOx Annual Rate v3.1 | 899 | 7366 | Rate Constraint in lbs/MMBtu | FALSE | L | Annual | Allowances Withdrawn (1:1) | Thousand Tons | 0 | 0 | 0 | 0 | 0 | 0 | 0
WI CT NGas NOx Annual Rate v3.1 | 899 | 7366 | Rate Constraint in lbs/MMBtu | FALSE | L | Annual | Allowances Withdrawn (n:1) | Thousand Tons | 0 | 0 | 0 | 0 | 0 | 0 | 0
WI CT NGas NOx Annual Rate v3.1 | 899 | 7366 | Rate Constraint in lbs/MMBtu | FALSE | L | Annual | Net Emissions Allowance Position | Thousand Tons | 0.0037791 | 0.022528 | 0.0055718 | 0.0012599 | 0.0015511 | 0.0086598 | 0.0086882
WI CT NGas NOx Annual Rate v3.1 | 899 | 7366 | Rate Constraint in lbs/MMBtu | FALSE | L | Annual | Fuel Consumed | TBtu | 0.26364 | 3.8315 | 1.01 | 0.22907 | 0.28202 | 1.5745 | 1.5797
WI CT NGas NOx Annual Rate v3.1 | 899 | 7366 | Rate Constraint in lbs/MMBtu | FALSE | L | Annual | Rate | lb/MMBtu | 0.028669 | 0.01176 | 0.011033 | 0.011 | 0.011 | 0.011 | 0.011
WI CT NGas NOx Annual Rate v3.1 | 899 | 7366 | Rate Constraint in lbs/MMBtu | FALSE | L | Annual | Generation | TWh | 0.021242 | 0.39876 | 0.10614 | 0.024082 | 0.029649 | 0.16553 | 0.16607
WI CT NGas NOx Annual Rate v3.1 | 899 | 7366 | Rate Constraint in lbs/MMBtu | FALSE | L | Annual | Qualifying Generation | TWh | 0.021242 | 0.38346 | 0.10193 | 0.023126 | 0.028473 | 0.15896 | 0.15948
WI CT NGas NOx Annual Rate v3.1 | 899 | 7366 | Rate Constraint in lbs/MMBtu | FALSE | L | Annual | Rate | lb/MWh | 0.35581 | 0.1175 | 0.10932 | 0.10895 | 0.10895 | 0.10895 | 0.10895
WI CT NGas NOx Annual Rate v3.1 | 899 | 7366 | Rate Constraint in lbs/MMBtu | FALSE | L | Annual | Constraint Shadow Price | US2022$/Ton | 0 | 0 | 0 | 0 | 0 | 0 | 0
WI Large Coal Units Hg Rule v3.1, Unit 2563 and retrofits | 900 | 7369 | MACT Fuel Choice Floor in lbs/MMBtu | FALSE | L | Annual | Seasons Included | Seasons | Winter, Spring, Summer, Fall | Winter, Spring, Summer, Fall | Winter, Spring, Summer, Fall | Winter, Spring, Summer, Fall | Winter, Spring, Summer, Fall | Winter, Spring, Summer, Fall | Winter, Spring, Summer, Fall
WI Large Coal Units Hg Rule v3.1, Unit 2563 and retrofits | 900 | 7369 | MACT Fuel Choice Floor in lbs/MMBtu | FALSE | L | Annual | Emission Floor | lbs/MMBtu | 7.92e-07 | 7.92e-07 | 7.92e-07 | 7.92e-07 | 7.92e-07 | 7.92e-07 | 7.92e-07
WI Large Coal Units Hg Rule v3.1, Unit 2563 and retrofits | 900 | 7369 | MACT Fuel Choice Floor in lbs/MMBtu | FALSE | L | Annual | Emissions at Affected Plants MER | lbs | 16.968 | 19.2082 | 16.9943 | 5.8381 | 0 | 13.0585 | 16.6582
WI Large Coal Units Hg Rule v3.1, Unit 2563 and retrofits | 900 | 7369 | MACT Fuel Choice Floor in lbs/MMBtu | FALSE | L | Annual | Allowances Purchased MER | lbs | 0 | 0 | 0 | 0 | 0 | 0 | 0
WI Large Coal Units Hg Rule v3.1, Unit 2563 and retrofits | 900 | 7369 | MACT Fuel Choice Floor in lbs/MMBtu | FALSE | L | Annual | Allowances Sold MER | lbs | 0 | 0 | 0 | 0 | 0 | 0 | 0
WI Large Coal Units Hg Rule v3.1, Unit 2563 and retrofits | 900 | 7369 | MACT Fuel Choice Floor in lbs/MMBtu | FALSE | L | Annual | Allowances Banked | lbs | 0 | 0 | 0 | 0 | 0 | 0 | 0
WI Large Coal Units Hg Rule v3.1, Unit 2563 and retrofits | 900 | 7369 | MACT Fuel Choice Floor in lbs/MMBtu | FALSE | L | Annual | Allowances Withdrawn (1:1) | lbs | 0 | 0 | 0 | 0 | 0 | 0 | 0
WI Large Coal Units Hg Rule v3.1, Unit 2563 and retrofits | 900 | 7369 | MACT Fuel Choice Floor in lbs/MMBtu | FALSE | L | Annual | Allowances Withdrawn (n:1) | lbs | 0 | 0 | 0 | 0 | 0 | 0 | 0
WI Large Coal Units Hg Rule v3.1, Unit 2563 and retrofits | 900 | 7369 | MACT Fuel Choice Floor in lbs/MMBtu | FALSE | L | Annual | Net Emissions Allowance Position | lbs | 16.968 | 19.2082 | 16.9943 | 5.8381 | 0 | 13.0585 | 16.6582
WI Large Coal Units Hg Rule v3.1, Unit 2563 and retrofits | 900 | 7369 | MACT Fuel Choice Floor in lbs/MMBtu | FALSE | L | Annual | Fuel Consumed | TBtu | 30.2393 | 34.2316 | 30.2861 | 10.4042 | 0 | 23.272 | 29.6872
WI Large Coal Units Hg Rule v3.1, Unit 2563 and retrofits | 900 | 7369 | MACT Fuel Choice Floor in lbs/MMBtu | FALSE | L | Annual | Rate | lb/MMBtu | 5.6112e-07 | 5.6112e-07 | 5.6112e-07 | 5.6112e-07 | 0 | 5.6112e-07 | 5.6112e-07
WI Large Coal Units Hg Rule v3.1, Unit 2563 and retrofits | 900 | 7369 | MACT Fuel Choice Floor in lbs/MMBtu | FALSE | L | Annual | Generation | TWh | 3.1242 | 3.5367 | 3.1291 | 1.0749 | 0 | 2.4044 | 3.0672
WI Large Coal Units Hg Rule v3.1, Unit 2563 and retrofits | 900 | 7369 | MACT Fuel Choice Floor in lbs/MMBtu | FALSE | L | Annual | Qualifying Generation | TWh | 3.1242 | 3.5367 | 3.1291 | 1.0749 | 0 | 2.4044 | 3.0672
WI Large Coal Units Hg Rule v3.1, Unit 2563 and retrofits | 900 | 7369 | MACT Fuel Choice Floor in lbs/MMBtu | FALSE | L | Annual | Constraint Shadow Price | US2022$/Lb | 0 | 0 | 0 | 0 | 0 | 0 | 0
WI Large Coal Units Hg Rule v3.1, Unit 3161 and retrofits | 901 | 7369 | MACT Fuel Choice Floor in lbs/MMBtu | FALSE | L | Annual | Seasons Included | Seasons | Winter, Spring, Summer, Fall | Winter, Spring, Summer, Fall | Winter, Spring, Summer, Fall | Winter, Spring, Summer, Fall | Winter, Spring, Summer, Fall | Winter, Spring, Summer, Fall | Winter, Spring, Summer, Fall
WI Large Coal Units Hg Rule v3.1, Unit 3161 and retrofits | 901 | 7369 | MACT Fuel Choice Floor in lbs/MMBtu | FALSE | L | Annual | Emission Floor | lbs/MMBtu | 7.92e-07 | 7.92e-07 | 7.92e-07 | 7.92e-07 | 7.92e-07 | 7.92e-07 | 7.92e-07
WI Large Coal Units Hg Rule v3.1, Unit 3161 and retrofits | 901 | 7369 | MACT Fuel Choice Floor in lbs/MMBtu | FALSE | L | Annual | Emissions at Affected Plants MER | lbs | 3.0278 | 7.3886 | 6.8415 | 0 | 0 | 4.8825 | 9.4718
WI Large Coal Units Hg Rule v3.1, Unit 3161 and retrofits | 901 | 7369 | MACT Fuel Choice Floor in lbs/MMBtu | FALSE | L | Annual | Allowances Purchased MER | lbs | 0 | 0 | 0 | 0 | 0 | 0 | 0
WI Large Coal Units Hg Rule v3.1, Unit 3161 and retrofits | 901 | 7369 | MACT Fuel Choice Floor in lbs/MMBtu | FALSE | L | Annual | Allowances Sold MER | lbs | 0 | 0 | 0 | 0 | 0 | 0 | 0
WI Large Coal Units Hg Rule v3.1, Unit 3161 and retrofits | 901 | 7369 | MACT Fuel Choice Floor in lbs/MMBtu | FALSE | L | Annual | Allowances Banked | lbs | 0 | 0 | 0 | 0 | 0 | 0 | 0
WI Large Coal Units Hg Rule v3.1, Unit 3161 and retrofits | 901 | 7369 | MACT Fuel Choice Floor in lbs/MMBtu | FALSE | L | Annual | Allowances Withdrawn (1:1) | lbs | 0 | 0 | 0 | 0 | 0 | 0 | 0
WI Large Coal Units Hg Rule v3.1, Unit 3161 and retrofits | 901 | 7369 | MACT Fuel Choice Floor in lbs/MMBtu | FALSE | L | Annual | Allowances Withdrawn (n:1) | lbs | 0 | 0 | 0 | 0 | 0 | 0 | 0
WI Large Coal Units Hg Rule v3.1, Unit 3161 and retrofits | 901 | 7369 | MACT Fuel Choice Floor in lbs/MMBtu | FALSE | L | Annual | Net Emissions Allowance Position | lbs | 3.0278 | 7.3886 | 6.8415 | 0 | 0 | 4.8825 | 9.4718
WI Large Coal Units Hg Rule v3.1, Unit 3161 and retrofits | 901 | 7369 | MACT Fuel Choice Floor in lbs/MMBtu | FALSE | L | Annual | Fuel Consumed | TBtu | 5.3959 | 13.1674 | 12.1925 | 0 | 0 | 8.7013 | 16.88
WI Large Coal Units Hg Rule v3.1, Unit 3161 and retrofits | 901 | 7369 | MACT Fuel Choice Floor in lbs/MMBtu | FALSE | L | Annual | Rate | lb/MMBtu | 5.6112e-07 | 5.6112e-07 | 5.6112e-07 | 0 | 0 | 5.6112e-07 | 5.6112e-07
WI Large Coal Units Hg Rule v3.1, Unit 3161 and retrofits | 901 | 7369 | MACT Fuel Choice Floor in lbs/MMBtu | FALSE | L | Annual | Generation | TWh | 0.53991 | 1.3175 | 1.22 | 0 | 0 | 0.87065 | 1.689
WI Large Coal Units Hg Rule v3.1, Unit 3161 and retrofits | 901 | 7369 | MACT Fuel Choice Floor in lbs/MMBtu | FALSE | L | Annual | Qualifying Generation | TWh | 0.53991 | 1.3175 | 1.22 | 0 | 0 | 0.87065 | 1.689
WI Large Coal Units Hg Rule v3.1, Unit 3161 and retrofits | 901 | 7369 | MACT Fuel Choice Floor in lbs/MMBtu | FALSE | L | Annual | Constraint Shadow Price | US2022$/Lb | 0 | 0 | 0 | 0 | 0 | 0 | 0
WI Large Coal Units Hg Rule v3.1, Unit 3411 and retrofits | 902 | 7369 | MACT Fuel Choice Floor in lbs/MMBtu | FALSE | L | Annual | Seasons Included | Seasons | Winter, Spring, Summer, Fall | Winter, Spring, Summer, Fall | Winter, Spring, Summer, Fall | Winter, Spring, Summer, Fall | Winter, Spring, Summer, Fall | Winter, Spring, Summer, Fall | Winter, Spring, Summer, Fall
WI Large Coal Units Hg Rule v3.1, Unit 3411 and retrofits | 902 | 7369 | MACT Fuel Choice Floor in lbs/MMBtu | FALSE | L | Annual | Emission Floor | lbs/MMBtu | 7.92e-07 | 7.92e-07 | 7.92e-07 | 7.92e-07 | 7.92e-07 | 7.92e-07 | 7.92e-07
WI Large Coal Units Hg Rule v3.1, Unit 3411 and retrofits | 902 | 7369 | MACT Fuel Choice Floor in lbs/MMBtu | FALSE | L | Annual | Emissions at Affected Plants MER | lbs | 7.2914 | 10.0277 | 3.2802 | 0 | 0 | 2.686 | 9.8719
WI Large Coal Units Hg Rule v3.1, Unit 3411 and retrofits | 902 | 7369 | MACT Fuel Choice Floor in lbs/MMBtu | FALSE | L | Annual | Allowances Purchased MER | lbs | 0 | 0 | 0 | 0 | 0 | 0 | 0
WI Large Coal Units Hg Rule v3.1, Unit 3411 and retrofits | 902 | 7369 | MACT Fuel Choice Floor in lbs/MMBtu | FALSE | L | Annual | Allowances Sold MER | lbs | 0 | 0 | 0 | 0 | 0 | 0 | 0
WI Large Coal Units Hg Rule v3.1, Unit 3411 and retrofits | 902 | 7369 | MACT Fuel Choice Floor in lbs/MMBtu | FALSE | L | Annual | Allowances Banked | lbs | 0 | 0 | 0 | 0 | 0 | 0 | 0
WI Large Coal Units Hg Rule v3.1, Unit 3411 and retrofits | 902 | 7369 | MACT Fuel Choice Floor in lbs/MMBtu | FALSE | L | Annual | Allowances Withdrawn (1:1) | lbs | 0 | 0 | 0 | 0 | 0 | 0 | 0
WI Large Coal Units Hg Rule v3.1, Unit 3411 and retrofits | 902 | 7369 | MACT Fuel Choice Floor in lbs/MMBtu | FALSE | L | Annual | Allowances Withdrawn (n:1) | lbs | 0 | 0 | 0 | 0 | 0 | 0 | 0
WI Large Coal Units Hg Rule v3.1, Unit 3411 and retrofits | 902 | 7369 | MACT Fuel Choice Floor in lbs/MMBtu | FALSE | L | Annual | Net Emissions Allowance Position | lbs | 7.2914 | 10.0277 | 3.2802 | 0 | 0 | 2.686 | 9.8719
WI Large Coal Units Hg Rule v3.1, Unit 3411 and retrofits | 902 | 7369 | MACT Fuel Choice Floor in lbs/MMBtu | FALSE | L | Annual | Fuel Consumed | TBtu | 12.9942 | 17.8706 | 5.8458 | 0 | 0 | 4.7869 | 17.5931
WI Large Coal Units Hg Rule v3.1, Unit 3411 and retrofits | 902 | 7369 | MACT Fuel Choice Floor in lbs/MMBtu | FALSE | L | Annual | Rate | lb/MMBtu | 5.6112e-07 | 5.6112e-07 | 5.6112e-07 | 0 | 0 | 5.6112e-07 | 5.6112e-07
WI Large Coal Units Hg Rule v3.1, Unit 3411 and retrofits | 902 | 7369 | MACT Fuel Choice Floor in lbs/MMBtu | FALSE | L | Annual | Generation | TWh | 1.156 | 1.5898 | 0.52004 | 0 | 0 | 0.42584 | 1.5651
WI Large Coal Units Hg Rule v3.1, Unit 3411 and retrofits | 902 | 7369 | MACT Fuel Choice Floor in lbs/MMBtu | FALSE | L | Annual | Qualifying Generation | TWh | 1.156 | 1.5898 | 0.52004 | 0 | 0 | 0.42584 | 1.5651
WI Large Coal Units Hg Rule v3.1, Unit 3411 and retrofits | 902 | 7369 | MACT Fuel Choice Floor in lbs/MMBtu | FALSE | L | Annual | Constraint Shadow Price | US2022$/Lb | 0 | 0 | 0 | 0 | 0 | 0 | 0
WI Large Coal Units Hg Rule v3.1, Unit 4713 and retrofits | 903 | 7369 | MACT Fuel Choice Floor in lbs/MMBtu | FALSE | L | Annual | Seasons Included | Seasons | Winter, Spring, Summer, Fall | Winter, Spring, Summer, Fall | Winter, Spring, Summer, Fall | Winter, Spring, Summer, Fall | Winter, Spring, Summer, Fall | Winter, Spring, Summer, Fall | Winter, Spring, Summer, Fall
WI Large Coal Units Hg Rule v3.1, Unit 4713 and retrofits | 903 | 7369 | MACT Fuel Choice Floor in lbs/MMBtu | FALSE | L | Annual | Emission Floor | lbs/MMBtu | 7.92e-07 | 7.92e-07 | 7.92e-07 | 7.92e-07 | 7.92e-07 | 7.92e-07 | 7.92e-07
WI Large Coal Units Hg Rule v3.1, Unit 4713 and retrofits | 903 | 7369 | MACT Fuel Choice Floor in lbs/MMBtu | FALSE | L | Annual | Emissions at Affected Plants MER | lbs | 20.7388 | 21.6234 | 0 | 0 | 0 | 0 | 0
WI Large Coal Units Hg Rule v3.1, Unit 4713 and retrofits | 903 | 7369 | MACT Fuel Choice Floor in lbs/MMBtu | FALSE | L | Annual | Allowances Purchased MER | lbs | 0 | 0 | 0 | 0 | 0 | 0 | 0
WI Large Coal Units Hg Rule v3.1, Unit 4713 and retrofits | 903 | 7369 | MACT Fuel Choice Floor in lbs/MMBtu | FALSE | L | Annual | Allowances Sold MER | lbs | 0 | 0 | 0 | 0 | 0 | 0 | 0
WI Large Coal Units Hg Rule v3.1, Unit 4713 and retrofits | 903 | 7369 | MACT Fuel Choice Floor in lbs/MMBtu | FALSE | L | Annual | Allowances Banked | lbs | 0 | 0 | 0 | 0 | 0 | 0 | 0
WI Large Coal Units Hg Rule v3.1, Unit 4713 and retrofits | 903 | 7369 | MACT Fuel Choice Floor in lbs/MMBtu | FALSE | L | Annual | Allowances Withdrawn (1:1) | lbs | 0 | 0 | 0 | 0 | 0 | 0 | 0
WI Large Coal Units Hg Rule v3.1, Unit 4713 and retrofits | 903 | 7369 | MACT Fuel Choice Floor in lbs/MMBtu | FALSE | L | Annual | Allowances Withdrawn (n:1) | lbs | 0 | 0 | 0 | 0 | 0 | 0 | 0
WI Large Coal Units Hg Rule v3.1, Unit 4713 and retrofits | 903 | 7369 | MACT Fuel Choice Floor in lbs/MMBtu | FALSE | L | Annual | Net Emissions Allowance Position | lbs | 20.7388 | 21.6234 | 0 | 0 | 0 | 0 | 0
WI Large Coal Units Hg Rule v3.1, Unit 4713 and retrofits | 903 | 7369 | MACT Fuel Choice Floor in lbs/MMBtu | FALSE | L | Annual | Fuel Consumed | TBtu | 36.4046 | 37.9575 | 0 | 0 | 0 | 0 | 0
WI Large Coal Units Hg Rule v3.1, Unit 4713 and retrofits | 903 | 7369 | MACT Fuel Choice Floor in lbs/MMBtu | FALSE | L | Annual | Rate | lb/MMBtu | 5.6967e-07 | 5.6967e-07 | 0 | 0 | 0 | 0 | 0
WI Large Coal Units Hg Rule v3.1, Unit 4713 and retrofits | 903 | 7369 | MACT Fuel Choice Floor in lbs/MMBtu | FALSE | L | Annual | Generation | TWh | 3.6297 | 3.7845 | 0 | 0 | 0 | 0 | 0
WI Large Coal Units Hg Rule v3.1, Unit 4713 and retrofits | 903 | 7369 | MACT Fuel Choice Floor in lbs/MMBtu | FALSE | L | Annual | Qualifying Generation | TWh | 3.6297 | 3.7845 | 0 | 0 | 0 | 0 | 0
WI Large Coal Units Hg Rule v3.1, Unit 4713 and retrofits | 903 | 7369 | MACT Fuel Choice Floor in lbs/MMBtu | FALSE | L | Annual | Constraint Shadow Price | US2022$/Lb | 0 | 0 | 0 | 0 | 0 | 0 | 0
WI Large Coal Units Hg Rule v3.1, Unit 4714 and retrofits | 904 | 7369 | MACT Fuel Choice Floor in lbs/MMBtu | FALSE | L | Annual | Seasons Included | Seasons | Winter, Spring, Summer, Fall | Winter, Spring, Summer, Fall | Winter, Spring, Summer, Fall | Winter, Spring, Summer, Fall | Winter, Spring, Summer, Fall | Winter, Spring, Summer, Fall | Winter, Spring, Summer, Fall
WI Large Coal Units Hg Rule v3.1, Unit 4714 and retrofits | 904 | 7369 | MACT Fuel Choice Floor in lbs/MMBtu | FALSE | L | Annual | Emission Floor | lbs/MMBtu | 7.92e-07 | 7.92e-07 | 7.92e-07 | 7.92e-07 | 7.92e-07 | 7.92e-07 | 7.92e-07
WI Large Coal Units Hg Rule v3.1, Unit 4714 and retrofits | 904 | 7369 | MACT Fuel Choice Floor in lbs/MMBtu | FALSE | L | Annual | Emissions at Affected Plants MER | lbs | 20.4745 | 21.9588 | 0.26637 | 0 | 0 | 0.15334 | 0.31563
WI Large Coal Units Hg Rule v3.1, Unit 4714 and retrofits | 904 | 7369 | MACT Fuel Choice Floor in lbs/MMBtu | FALSE | L | Annual | Allowances Purchased MER | lbs | 0 | 0 | 0 | 0 | 0 | 0 | 0
WI Large Coal Units Hg Rule v3.1, Unit 4714 and retrofits | 904 | 7369 | MACT Fuel Choice Floor in lbs/MMBtu | FALSE | L | Annual | Allowances Sold MER | lbs | 0 | 0 | 0 | 0 | 0 | 0 | 0
WI Large Coal Units Hg Rule v3.1, Unit 4714 and retrofits | 904 | 7369 | MACT Fuel Choice Floor in lbs/MMBtu | FALSE | L | Annual | Allowances Banked | lbs | 0 | 0 | 0 | 0 | 0 | 0 | 0
WI Large Coal Units Hg Rule v3.1, Unit 4714 and retrofits | 904 | 7369 | MACT Fuel Choice Floor in lbs/MMBtu | FALSE | L | Annual | Allowances Withdrawn (1:1) | lbs | 0 | 0 | 0 | 0 | 0 | 0 | 0
WI Large Coal Units Hg Rule v3.1, Unit 4714 and retrofits | 904 | 7369 | MACT Fuel Choice Floor in lbs/MMBtu | FALSE | L | Annual | Allowances Withdrawn (n:1) | lbs | 0 | 0 | 0 | 0 | 0 | 0 | 0
WI Large Coal Units Hg Rule v3.1, Unit 4714 and retrofits | 904 | 7369 | MACT Fuel Choice Floor in lbs/MMBtu | FALSE | L | Annual | Net Emissions Allowance Position | lbs | 20.4745 | 21.9588 | 0.26637 | 0 | 0 | 0.15334 | 0.31563
WI Large Coal Units Hg Rule v3.1, Unit 4714 and retrofits | 904 | 7369 | MACT Fuel Choice Floor in lbs/MMBtu | FALSE | L | Annual | Fuel Consumed | TBtu | 35.9408 | 38.5462 | 0.46759 | 0 | 0 | 0.26917 | 0.55406
WI Large Coal Units Hg Rule v3.1, Unit 4714 and retrofits | 904 | 7369 | MACT Fuel Choice Floor in lbs/MMBtu | FALSE | L | Annual | Rate | lb/MMBtu | 5.6967e-07 | 5.6967e-07 | 5.6967e-07 | 0 | 0 | 5.6967e-07 | 5.6967e-07
WI Large Coal Units Hg Rule v3.1, Unit 4714 and retrofits | 904 | 7369 | MACT Fuel Choice Floor in lbs/MMBtu | FALSE | L | Annual | Generation | TWh | 3.6126 | 3.8745 | 0.047 | 0 | 0 | 0.027056 | 0.055692
WI Large Coal Units Hg Rule v3.1, Unit 4714 and retrofits | 904 | 7369 | MACT Fuel Choice Floor in lbs/MMBtu | FALSE | L | Annual | Qualifying Generation | TWh | 3.6126 | 3.8745 | 0.047 | 0 | 0 | 0.027056 | 0.055692
WI Large Coal Units Hg Rule v3.1, Unit 4714 and retrofits | 904 | 7369 | MACT Fuel Choice Floor in lbs/MMBtu | FALSE | L | Annual | Constraint Shadow Price | US2022$/Lb | 0 | 0 | 0 | 0 | 0 | 0 | 0
WI Small Coal Units Hg Rule v3.1, Unit 3461 and retrofits | 905 | 7370 | MACT Fuel Choice Floor in lbs/MMBtu | FALSE | L | Annual | Seasons Included | Seasons | Winter, Spring, Summer, Fall | Winter, Spring, Summer, Fall | Winter, Spring, Summer, Fall | Winter, Spring, Summer, Fall | Winter, Spring, Summer, Fall | Winter, Spring, Summer, Fall | Winter, Spring, Summer, Fall
WI Small Coal Units Hg Rule v3.1, Unit 3461 and retrofits | 905 | 7370 | MACT Fuel Choice Floor in lbs/MMBtu | FALSE | L | Annual | Emission Floor | lbs/MMBtu | 6.91e-07 | 6.91e-07 | 6.91e-07 | 6.91e-07 | 6.91e-07 | 6.91e-07 | 6.91e-07
WI Small Coal Units Hg Rule v3.1, Unit 3461 and retrofits | 905 | 7370 | MACT Fuel Choice Floor in lbs/MMBtu | FALSE | L | Annual | Emissions at Affected Plants MER | lbs | 2.2163 | 2.3865 | 0.5095 | 0 | 0 | 0.90914 | 1.6841
WI Small Coal Units Hg Rule v3.1, Unit 3461 and retrofits | 905 | 7370 | MACT Fuel Choice Floor in lbs/MMBtu | FALSE | L | Annual | Allowances Purchased MER | lbs | 0 | 0 | 0 | 0 | 0 | 0 | 0
WI Small Coal Units Hg Rule v3.1, Unit 3461 and retrofits | 905 | 7370 | MACT Fuel Choice Floor in lbs/MMBtu | FALSE | L | Annual | Allowances Sold MER | lbs | 0 | 0 | 0 | 0 | 0 | 0 | 0
WI Small Coal Units Hg Rule v3.1, Unit 3461 and retrofits | 905 | 7370 | MACT Fuel Choice Floor in lbs/MMBtu | FALSE | L | Annual | Allowances Banked | lbs | 0 | 0 | 0 | 0 | 0 | 0 | 0
WI Small Coal Units Hg Rule v3.1, Unit 3461 and retrofits | 905 | 7370 | MACT Fuel Choice Floor in lbs/MMBtu | FALSE | L | Annual | Allowances Withdrawn (1:1) | lbs | 0 | 0 | 0 | 0 | 0 | 0 | 0
WI Small Coal Units Hg Rule v3.1, Unit 3461 and retrofits | 905 | 7370 | MACT Fuel Choice Floor in lbs/MMBtu | FALSE | L | Annual | Allowances Withdrawn (n:1) | lbs | 0 | 0 | 0 | 0 | 0 | 0 | 0
WI Small Coal Units Hg Rule v3.1, Unit 3461 and retrofits | 905 | 7370 | MACT Fuel Choice Floor in lbs/MMBtu | FALSE | L | Annual | Net Emissions Allowance Position | lbs | 2.2163 | 2.3865 | 0.5095 | 0 | 0 | 0.90914 | 1.6841
WI Small Coal Units Hg Rule v3.1, Unit 3461 and retrofits | 905 | 7370 | MACT Fuel Choice Floor in lbs/MMBtu | FALSE | L | Annual | Fuel Consumed | TBtu | 4.4593 | 4.8019 | 0.90314 | 0 | 0 | 1.6115 | 2.9852
WI Small Coal Units Hg Rule v3.1, Unit 3461 and retrofits | 905 | 7370 | MACT Fuel Choice Floor in lbs/MMBtu | FALSE | L | Annual | Rate | lb/MMBtu | 4.97e-07 | 4.97e-07 | 5.6415e-07 | 0 | 0 | 5.6415e-07 | 5.6415e-07
WI Small Coal Units Hg Rule v3.1, Unit 3461 and retrofits | 905 | 7370 | MACT Fuel Choice Floor in lbs/MMBtu | FALSE | L | Annual | Generation | TWh | 0.35198 | 0.37902 | 0.071285 | 0 | 0 | 0.1272 | 0.23563
WI Small Coal Units Hg Rule v3.1, Unit 3461 and retrofits | 905 | 7370 | MACT Fuel Choice Floor in lbs/MMBtu | FALSE | L | Annual | Qualifying Generation | TWh | 0.35198 | 0.37902 | 0.071285 | 0 | 0 | 0.1272 | 0.23563
WI Small Coal Units Hg Rule v3.1, Unit 3461 and retrofits | 905 | 7370 | MACT Fuel Choice Floor in lbs/MMBtu | FALSE | L | Annual | Constraint Shadow Price | US2022$/Lb | 0 | 0 | 0 | 0 | 0 | 0 | 0
Zero Reserve Margin Type 3 Constraints | 906 | 7670 | MACT Fuel Choice Floor in lbs/MMBtu | FALSE | L | Annual | Seasons Included | Seasons | Winter, Spring, Summer, Fall | Winter, Spring, Summer, Fall | Winter, Spring, Summer, Fall | Winter, Spring, Summer, Fall | Winter, Spring, Summer, Fall | Winter, Spring, Summer, Fall | Winter, Spring, Summer, Fall
Zero Reserve Margin Type 3 Constraints | 906 | 7670 | MACT Fuel Choice Floor in lbs/MMBtu | FALSE | L | Annual | Emission Floor | lb/MMBtu | NA | NA | NA | NA | NA | NA | NA
Zero Reserve Margin Type 3 Constraints | 906 | 7670 | MACT Fuel Choice Floor in lbs/MMBtu | FALSE | L | Annual | Emissions at Affected Plants NOX | Thousand Tons | 0 | 0 | 0 | 0 | 0 | 0 | 0
Zero Reserve Margin Type 3 Constraints | 906 | 7670 | MACT Fuel Choice Floor in lbs/MMBtu | FALSE | L | Annual | Allowances Purchased NOX | Thousand Tons | 0 | 0 | 0 | 0 | 0 | 0 | 0
Zero Reserve Margin Type 3 Constraints | 906 | 7670 | MACT Fuel Choice Floor in lbs/MMBtu | FALSE | L | Annual | Allowances Sold NOX | Thousand Tons | 0 | 0 | 0 | 0 | 0 | 0 | 0
Zero Reserve Margin Type 3 Constraints | 906 | 7670 | MACT Fuel Choice Floor in lbs/MMBtu | FALSE | L | Annual | Allowances Banked | Thousand Tons | 0 | 0 | 0 | 0 | 0 | 0 | 0
Zero Reserve Margin Type 3 Constraints | 906 | 7670 | MACT Fuel Choice Floor in lbs/MMBtu | FALSE | L | Annual | Allowances Withdrawn (1:1) | Thousand Tons | 0 | 0 | 0 | 0 | 0 | 0 | 0
Zero Reserve Margin Type 3 Constraints | 906 | 7670 | MACT Fuel Choice Floor in lbs/MMBtu | FALSE | L | Annual | Allowances Withdrawn (n:1) | Thousand Tons | 0 | 0 | 0 | 0 | 0 | 0 | 0
Zero Reserve Margin Type 3 Constraints | 906 | 7670 | MACT Fuel Choice Floor in lbs/MMBtu | FALSE | L | Annual | Net Emissions Allowance Position | Thousand Tons | 0 | 0 | 0 | 0 | 0 | 0 | 0
Zero Reserve Margin Type 3 Constraints | 906 | 7670 | MACT Fuel Choice Floor in lbs/MMBtu | FALSE | L | Annual | Fuel Consumed | TBtu | 0 | 0 | 0 | 0 | 0 | 0 | 0
Zero Reserve Margin Type 3 Constraints | 906 | 7670 | MACT Fuel Choice Floor in lbs/MMBtu | FALSE | L | Annual | Rate | lb/MMBtu | 0 | 0 | 0 | 0 | 0 | 0 | 0
Zero Reserve Margin Type 3 Constraints | 906 | 7670 | MACT Fuel Choice Floor in lbs/MMBtu | FALSE | L | Annual | Generation | TWh | 0 | 0 | 0 | 0 | 0 | 0 | 0
Zero Reserve Margin Type 3 Constraints | 906 | 7670 | MACT Fuel Choice Floor in lbs/MMBtu | FALSE | L | Annual | Qualifying Generation | TWh | 0 | 0 | 0 | 0 | 0 | 0 | 0
Zero Reserve Margin Type 3 Constraints | 906 | 7670 | MACT Fuel Choice Floor in lbs/MMBtu | FALSE | L | Annual | Constraint Shadow Price | US2022$/Ton | 0 | 0 | 0 | 0 | 0 | 0 | 0

## Table 1-16_US
Baseline Sens High Demand
| 2028 | 2030 | 2035 | 2040 | 2045 | 2050 | 2055
1. Reserve Margin Capacity Winter [MW] | 942107.7333 | 965336.7649 | 1052406.3057 | 1158836.3837 | 1268320.7689 | 1379885.6977 | 1471706.2708
Plus Firm Contract Purchases Winter [MW] | 0 | 0 | 0 | 0 | 0 | 0 | 0
Plus Transmission In Winter [MW] | 32424.0611 | 35625.7605 | 42076.7393 | 47574.2006 | 68559.8468 | 75049.9436 | 78046.2283
Less Firm Contract Sales Winter [MW] | 0 | 0 | 0 | 0 | 0 | 0 | 0
Less Transmission Out Winter [MW] | 34368.8859 | 39313.4507 | 46051.5397 | 54721.3498 | 76767.9553 | 83149.7908 | 86369.1183
Total Reserve Margin Capacity Winter [MW] | 940162.9084 | 961649.0747 | 1048431.5053 | 1151689.2345 | 1260112.6604 | 1371785.8505 | 1463383.3808
2. Peak Load Winter [MW] | 729116.5626 | 754084.843 | 828213.146 | 906350.0322 | 984864.2913 | 1066457.359 | 1135620.3211
Less DSM [MW] | 0 | 0 | 0 | 0 | 0 | 0 | 0
Net Demand Winter [MW] | 729116.5626 | 754084.843 | 828213.146 | 906350.0322 | 984864.2913 | 1066457.359 | 1135620.3211
3. Reserve Margin Winter [%] | 28.9455 | 27.5253 | 26.5896 | 27.0689 | 27.9478 | 28.6302 | 28.862
1. Reserve Margin Capacity Spring [MW] | 942107.7333 | 965336.7649 | 1052406.3057 | 1158836.3837 | 1268320.7689 | 1379885.6977 | 1471706.2708
Plus Firm Contract Purchases Spring [MW] | 0 | 0 | 0 | 0 | 0 | 0 | 0
Plus Transmission In Spring [MW] | 3599.5394 | 4548.5807 | 5140.8671 | 5255.0035 | 11947.6775 | 19719.3836 | 24691.0408
Less Firm Contract Sales Spring [MW] | 0 | 0 | 0 | 0 | 0 | 0 | 0
Less Transmission Out Spring [MW] | 3914.3136 | 4668.5322 | 5274.8988 | 5385.2328 | 12248.8568 | 20204.5676 | 25299.2891
Total Reserve Margin Capacity Spring [MW] | 941792.9592 | 965216.8134 | 1052272.274 | 1158706.1544 | 1268019.5896 | 1379400.5137 | 1471098.0225
2. Peak Load Spring [MW] | 622248.3574 | 645424.9557 | 716274.0636 | 787524.0317 | 854195.2188 | 920726.7298 | 982154.1979
Less DSM [MW] | 0 | 0 | 0 | 0 | 0 | 0 | 0
Net Demand Spring [MW] | 622248.3574 | 645424.9557 | 716274.0636 | 787524.0317 | 854195.2188 | 920726.7298 | 982154.1979
3. Reserve Margin Spring [%] | 51.3532 | 49.5475 | 46.9092 | 47.1328 | 48.4461 | 49.8165 | 49.7828
1. Reserve Margin Capacity Summer [MW] | 942107.7333 | 965336.7649 | 1052406.3057 | 1158836.3837 | 1268320.7689 | 1379885.6977 | 1471706.2708
Plus Firm Contract Purchases Summer [MW] | 0 | 0 | 0 | 0 | 0 | 0 | 0
Plus Transmission In Summer [MW] | 77467.1938 | 83764.6332 | 99677.5079 | 100823.3587 | 124719.3827 | 140065.3258 | 144672.0692
Less Firm Contract Sales Summer [MW] | 0 | 0 | 0 | 0 | 0 | 0 | 0
Less Transmission Out Summer [MW] | 71188.3873 | 77587.584 | 91342.876 | 94821.7451 | 119035.4965 | 134348.551 | 139010.1895
Total Reserve Margin Capacity Summer [MW] | 948386.5398 | 971513.8141 | 1060740.9376 | 1164837.9974 | 1274004.6551 | 1385602.4725 | 1477368.1505
2. Peak Load Summer [MW] | 817012.2567 | 842133.8667 | 920548.6279 | 1010916.1087 | 1105724.0023 | 1202687.6724 | 1282426.4459
Less DSM [MW] | 0 | 0 | 0 | 0 | 0 | 0 | 0
Net Demand Summer [MW] | 817012.2567 | 842133.8667 | 920548.6279 | 1010916.1087 | 1105724.0023 | 1202687.6724 | 1282426.4459
3. Reserve Margin Summer [%] | 16.0798 | 15.3633 | 15.2292 | 15.226 | 15.219 | 15.2088 | 15.201
1. Reserve Margin Capacity Fall [MW] | 942107.7333 | 965336.7649 | 1052406.3057 | 1158836.3837 | 1268320.7689 | 1379885.6977 | 1471706.2708
Plus Firm Contract Purchases Fall [MW] | 0 | 0 | 0 | 0 | 0 | 0 | 0
Plus Transmission In Fall [MW] | 7495.2478 | 7692.9176 | 8563.3122 | 7759.8701 | 18335.6017 | 26766.7739 | 32776.7071
Less Firm Contract Sales Fall [MW] | 0 | 0 | 0 | 0 | 0 | 0 | 0
Less Transmission Out Fall [MW] | 8453.2556 | 9157.8402 | 8864.1846 | 8045.5503 | 18886.1815 | 27432.5681 | 33594.2073
Total Reserve Margin Capacity Fall [MW] | 941149.7254 | 963871.8423 | 1052105.4334 | 1158550.7035 | 1267770.1891 | 1379219.9035 | 1470888.7705
2. Peak Load Fall [MW] | 668297.8049 | 691338.0044 | 762164.2386 | 836481.2641 | 910297.7758 | 983967.0332 | 1049302.6074
Less DSM [MW] | 0 | 0 | 0 | 0 | 0 | 0 | 0
Net Demand Fall [MW] | 668297.8049 | 691338.0044 | 762164.2386 | 836481.2641 | 910297.7758 | 983967.0332 | 1049302.6074
3. Reserve Margin Fall [%] | 40.8279 | 39.4212 | 38.0418 | 38.5029 | 39.2698 | 40.1693 | 40.1777
1. Reserve Margin Capacity Annual [MW] | 942107.7333 | 965336.7649 | 1052406.3057 | 1158836.3837 | 1268320.7689 | 1379885.6977 | 1471706.2708
Plus Firm Contract Purchases Annual [MW] | 0 | 0 | 0 | 0 | 0 | 0 | 0
Plus Transmission In Annual [MW] | 83139.3602 | 85298.6489 | 100435.1702 | 101614.8375 | 130689.2889 | 148732.7452 | 154766.3666
Less Firm Contract Sales Annual [MW] | 0 | 0 | 0 | 0 | 0 | 0 | 0
Less Transmission Out Annual [MW] | 52389.4194 | 54330.8115 | 66699.4393 | 65572.1705 | 101206.1259 | 113624.4964 | 117520.4328
Total Reserve Margin Capacity Annual [MW] | 972857.6741 | 996304.6022 | 1086142.0366 | 1194879.0507 | 1297803.9319 | 1414993.9464 | 1508952.2046
(for seasonal/annual regions combined)
2. Peak Load Annual [MW] | 830938.1297 | 856476.9046 | 935581.761 | 1026733.0327 | 1122258.8681 | 1221033.7467 | 1301957.2026
Less DSM [MW] | 0 | 0 | 0 | 0 | 0 | 0 | 0
Net Demand Annual [MW] | 830938.1297 | 856476.9046 | 935581.761 | 1026733.0327 | 1122258.8681 | 1221033.7467 | 1301957.2026
(for seasonal/annual regions combined)
3. Reserve Margin Annual [%] | 17.0794 | 16.3259 | 16.0927 | 16.3768 | 15.6421 | 15.8849 | 15.8988
(for seasonal/annual regions combined)
3a.Local Reserves Annual [%] | 113.3788 | 112.7102 | 112.4868 | 112.8664 | 113.015 | 113.0096 | 113.038
(for seasonal/annual regions combined)
4. Total Generation [GWh] | 4638780.8168 | 4841444.4899 | 5527183.5461 | 6148473.2439 | 6883986.3222 | 7272906.8892 | 7714772.6776
Inter-Region Transmission [GWh] | 15176.1796 | 9262.1255 | -11178.1546 | -39552.7748 | -62710.0858 | -36344.6601 | -20332.9368
Pumping & Storage Losses [GWh] | 86749.7926 | 101110.7913 | 207968.9458 | 253454.8687 | 410518.9422 | 413181.4339 | 428704.4911
Produced Fuel Losses [GWh] | 0 | 0 | 0 | 0 | 0 | 0 | 0
Plus Purchases [GWh] | 0 | 0 | 0 | 0 | 0 | 0 | 0
Less Sales [GWh] | 0 | 0 | 0 | 0 | 0 | 0 | 0
5. Total Supply for Demand [GWh] | 4567207.2037 | 4749595.8241 | 5308036.4457 | 5855465.6004 | 6410757.2942 | 6823380.7951 | 7265735.2497
6. Projected Demand [GWh] | 4564515.1623 | 4749038.3761 | 5301253.8056 | 5817746.2434 | 6287324.3326 | 6731106.7623 | 7174163.8706
Energy Not Served [GWh] | 0 | 0 | 0 | 0 | 0 | 0 | 0
Less DSM [GWh] | 0 | 0 | 0 | 0 | 0 | 0 | 0
Energy Demand Response [GWh] | 0 | 0 | 0 | 0 | 0 | 0 | 0
Net Demand [GWh] | 4564515.1623 | 4749038.3761 | 5301253.8056 | 5817746.2434 | 6287324.3326 | 6731106.7623 | 7174163.8706
7. Dumped Energy [GWh] | 2692.0415 | 557.448 | 6782.6401 | 37719.357 | 123432.9616 | 92274.0328 | 91571.3791
8. Total Generation [GWh] | 4638780.8168 | 4841444.4899 | 5527183.5461 | 6148473.2439 | 6883986.3222 | 7272906.8892 | 7714772.6776
Less T&D Losses [GWh] | 327928.1863 | 342027.3737 | 391600.7324 | 434352.4634 | 484114.1378 | 513388.1394 | 546178.4207
9. Total Sales [GWh] | 4310852.6304 | 4499417.1162 | 5135582.8137 | 5714120.7804 | 6399872.1844 | 6759518.7497 | 7168594.2569
Capacity Avoided Costs [US$/kW]
ANNUAL | 61.9764 | 92.54 | 67.9832 | 87.9413 | 75.7131 | 73.5998 | 73.8731
WINTER | 18.6848 | 16.1501 | 11.6465 | 9.8428 | 8.1231 | 9.4836 | 8.7781
SPRING | 0.00077032 | 0.00085926 | 0.00086057 | 0.00075242 | 0.0016752 | 0.0010226 | 0.0014272
SUMMER | 45.5647 | 78.216 | 57.892 | 79.4284 | 68.7599 | 65.5301 | 66.407
FALL | 0.00096081 | 0.0012073 | 0.0013817 | 0.0009762 | 0.0017918 | 0.0015813 | 0.0016603
10. Capacity by Capacity Reporting Type [MW]
00 New Combined Cycle | 34484.0544 | 35607.7806 | 35455.549 | 38395.6211 | 38395.6211 | 72214.0317 | 104619.7605
00 New Combined Cycle with CCS Retrofit | 0 | 0 | 131.1216 | 131.1216 | 131.1216 | 131.1216 | 131.1216
00 New Combined Cycle with CF Limit | 0 | 0 | 0 | 0 | 0 | 0 | 0
00 New Combined Cycle with HRI Retrofit | 0 | 0 | 0 | 0 | 0 | 0 | 0
00 New Combined Cycle with Hydrogen Retrofit | 0 | 1787.0838 | 1787.0838 | 1787.0838 | 1787.0838 | 1787.0838 | 7080.0574
00 New Combined Cycle with Hydrogen Retrofit Undone | 0 | 0 | 0 | 0 | 0 | 0 | 0
00 New Combined Cycle with CCS | 0 | 0 | 0 | 0 | 0 | 0 | 0
00 New Combustion Turbine | 9939.5813 | 14533.2591 | 14600.973 | 81154.0152 | 161954.5411 | 260996.4023 | 320771.5366
00 New Combustion Turbine with HRI Retrofit | 0 | 0 | 0 | 0 | 0 | 0 | 0
00 New Combustion Turbine with Hydrogen Retrofit | 0 | 0 | 0 | 0 | 0 | 1913.8039 | 2569.8291
00 New Combustion Turbine with Hydrogen Retrofit Undone | 0 | 0 | 0 | 0 | 0 | 0 | 0
00 New Hydro | 0 | 1323.9489 | 4961.1114 | 9468.0313 | 9853.7435 | 9853.7435 | 9853.8336
00 New Nuclear | 0 | 0 | 0 | 0 | 0 | 0 | 0
00 New Nuclear - SMR | 0 | 0 | 0 | 0 | 0 | 929.0542 | 929.0542
00 New Biomass | 0 | 0 | 0 | 0 | 0 | 0 | 0
00 New Geothermal | 601.83 | 601.83 | 601.83 | 601.83 | 675.88 | 675.88 | 675.88
00 New Landfill Gas | 1542 | 1542 | 1542 | 1542 | 1542 | 2948.3968 | 4021.5314
00 New Battery Storage | 15760.094 | 25763.7499 | 88766.5134 | 113191.9264 | 158191.3652 | 158291.6432 | 161751.0049
00 New Offshore Wind | 7567.4626 | 10284.3871 | 29648.3234 | 32276.4098 | 52736.8298 | 52736.8298 | 52736.8298
00 New Onshore Wind | 56077.0311 | 98409.4691 | 222673.4283 | 479670.5058 | 629221.5855 | 636828.5409 | 662647.9244
00 New Solar PV | 39866.7233 | 41617.192 | 158027.9545 | 224727.3374 | 410876.3792 | 430487.8222 | 462085.2526
00 New Solar Thermal | 0 | 0 | 0 | 0 | 0 | 1242.1415 | 1429.5008
00 New Fuel Cell | 0 | 0 | 0 | 0 | 0 | 0 | 0
00 New Ultrasupercritical Coal without CCS | 0 | 0 | 0 | 0 | 0 | 0 | 0
00 New Ultrasupercritical Coal with 30% CCS | 0 | 0 | 0 | 0 | 0 | 0 | 0
00 New Ultrasupercritical Coal with 90% CCS | 0 | 0 | 0 | 0 | 0 | 0 | 0
00 Exist & New Distributed Solar PV | 83124.0013 | 94630.1834 | 126188.6551 | 161077.7831 | 197612.3917 | 242681.6644 | 300443.6572
00 Exist Combined Cycle | 287902.2501 | 287902.2501 | 286447.3428 | 285983.3428 | 279973.2096 | 271724.7096 | 264874.4637
00 Exist Combustion Turbine | 149317.1 | 148848.6 | 147607.4 | 147443.4 | 137013.8 | 132546.3 | 132546.3
00 Exist FBC_Uncontrolled | 2.3 | 2.3 | 2.3 | 2.3 | 2.3 | 0 | 0
00 Exist FBC_ACI_DSI | 478 | 478 | 478 | 478 | 440 | 440 | 440
00 Exist FBC_DryFGD_ACI | 139 | 139 | 139 | 139 | 139 | 139 | 139
00 Exist FBC_DryFGD_DSI | 0 | 0 | 0 | 0 | 0 | 0 | 0
00 Exist FBC_DryFGD_SNCR | 1674 | 1674 | 1606.4233 | 1606.4233 | 1606.4233 | 1165.9019 | 629.9019
00 Exist FBC_DryFGD_SNCR_ACI | 379 | 379 | 379 | 379 | 379 | 74 | 74
00 Exist FBC_DryFGD_SNCR_ACI_DSI | 624 | 312 | 1.8786e-07 | 1.8786e-07 | 1.8786e-07 | 1.8786e-07 | 1.8786e-07
00 Exist FBC_DryFGD_SNCR_DSI | 0 | 0 | 0 | 0 | 0 | 0 | 0
00 Exist FBC_DSI | 808 | 808 | 808 | 808 | 808 | 808 | 808
00 Exist FBC_SNCR | 53 | 53 | 53 | 53 | 53 | 53 | 53
00 Exist FBC_SNCR_ACI_DSI | 0 | 0 | 0 | 0 | 0 | 0 | 0
00 Exist FBC_SNCR_DSI | 1060 | 940 | 940 | 940 | 940 | 940 | 940
00 Exist FBC_WetFGD_SNCR | 54 | 54 | 54 | 54 | 0 | 0 | 0
00 Exist FBC_WetFGD_DSI | 51 | 51 | 51 | 51 | 51 | 51 | 51
00 Exist_Non-FBC_Uncontrolled | 380.4 | 360.3 | 256.3 | 256.3 | 256.3 | 256.3 | 172.9
00 Exist_Non-FBC_ACI | 8285.214 | 1464 | 1464 | 1464 | 1464 | 1464 | 1464
00 Exist_Non-FBC_ACI_DSI | 993 | 993 | 993 | 993 | 993 | 993 | 993
00 Exist_Non-FBC_DryFGD | 0 | 0 | 0 | 0 | 0 | 0 | 0
00 Exist_Non-FBC_DryFGD_ACI | 5879.4925 | 5089 | 2452.1485 | 1790.1485 | 1790.1485 | 1790.1485 | 1790.1485
00 Exist_Non-FBC_DryFGD_SCR | 0 | 0 | 0 | 0 | 0 | 0 | 0
00 Exist_Non-FBC_DryFGD_SCR_ACI | 9438.8 | 8537.8 | 5871.7873 | 5871.7873 | 5871.7873 | 5791.7873 | 5791.7873
00 Exist_Non-FBC_DryFGD_SCR_DSI | 268 | 268 | 0 | 0 | 0 | 0 | 0
00 Exist_Non-FBC_DryFGD_SCR_ACI_DSI | 691 | 691 | 691 | 691 | 691 | 691 | 691
00 Exist_Non-FBC_DryFGD_SNCR_ACI | 2163 | 1715 | 1715 | 1715 | 1715 | 1715 | 1715
00 Exist_Non-FBC_DryFGD_SNCR_ACI_DSI | 585 | 585 | 0 | 0 | 0 | 0 | 0
00 Exist_Non-FBC_DSI | 938 | 0 | 0 | 0 | 0 | 0 | 0
00 Exist_Non-FBC_SCR_ACI | 3964.1287 | 3964.1287 | 3751 | 3751 | 3751 | 3751 | 3751
00 Exist_Non-FBC_SCR_ACI_DSI | 1300.1726 | 390 | 390 | 390 | 390 | 390 | 390
00 Exist_Non-FBC_SNCR_ACI | 275.222 | 0 | 0 | 0 | 0 | 0 | 0
00 Exist_Non-FBC_SNCR_ACI_DSI | 0 | 0 | 0 | 0 | 0 | 0 | 0
00 Exist_Non-FBC_WetFGD | 2926 | 6 | 0 | 0 | 0 | 0 | 0
00 Exist_Non-FBC_WetFGD_ACI | 3843.0234 | 2786 | 2465.1299 | 2465.1299 | 2465.1299 | 2465.1299 | 2465.1299
00 Exist_Non-FBC_WetFGD_ACI_DSI | 0 | 0 | 0 | 0 | 0 | 0 | 0
00 Exist_Non-FBC_WetFGD_SCR | 30373.6478 | 27769.6092 | 14405.6377 | 6073.4231 | 6073.4231 | 5229.4231 | 5229.4231
00 Exist_Non-FBC_WetFGD_SCR_DSI | 1239 | 0 | 0 | 0 | 0 | 0 | 0
00 Exist_Non-FBC_WetFGD_SCR_ACI | 14089.3716 | 12342.3716 | 6575.3799 | 5610.8638 | 5610.8638 | 5610.8638 | 5610.8638
00 Exist_Non-FBC_WetFGD_SCR_ACI_DSI | 6807.203 | 6307.203 | 2498 | 1630 | 1.5426e-07 | 1.5426e-07 | 1.5426e-07
00 Exist_Non-FBC_WetFGD_SNCR | 459 | 0 | 0 | 0 | 0 | 0 | 0
00 Exist_Non-FBC_WetFGD_SNCR_ACI | 2089 | 1974.3896 | 745 | 745 | 570 | 570 | 570
00 Exist IGCC | 595 | 595 | 0 | 0 | 0 | 0 | 0
00 Exist Fossil_Other | 1070.8 | 1070.8 | 1070.8 | 1070.8 | 1070.8 | 1070.8 | 1070.8
00 Exist Fuel Cell | 354.2 | 354.2 | 354.2 | 354.2 | 354.2 | 354.2 | 354.2
00 Exist Hydro | 79499.6 | 79499.6 | 79499.6 | 79499.6 | 79499.6 | 79499.6 | 79499.6
00 Exist Non Fossil_Other | 4075.3 | 4075.3 | 4075.3 | 4075.3 | 4075.3 | 4075.3 | 4075.3
00 Exist Nuclear | 93569.6 | 90882 | 83694.5 | 79061.9 | 64844 | 45364.4 | 28531.6
00 Exist Oil/Gas Steam | 44726.4126 | 44726.4126 | 42496.3336 | 42496.3336 | 42496.3336 | 42123.8088 | 42123.8088
00 Exist Oil/Gas Steam_SCR | 6006.2 | 6006.2 | 5774.2 | 5774.2 | 5774.2 | 5774.2 | 5774.2
00 Exist Oil/Gas Steam_SNCR | 3964.0342 | 3964.0342 | 3389.0342 | 3389.0342 | 3389.0342 | 2874.2342 | 2874.2342
00 Exist Biomass | 202.9 | 202.9 | 190.9 | 144.4 | 144.4 | 144.4 | 144.4
00 Exist Landfill Gas | 1652.9 | 1652.9 | 1533.3 | 1533.3 | 1533.3 | 1533.3 | 1533.3
00 Exist Geothermal | 2609.4 | 2609.4 | 2609.4 | 2609.4 | 2609.4 | 2609.4 | 2609.4
00 Exist Pump Storage | 22907.1 | 22907.1 | 22907.1 | 22907.1 | 22907.1 | 22907.1 | 22907.1
00 Exist Energy Storage | 30048.4 | 30048.4 | 30048.4 | 30048.4 | 30048.4 | 30048.4 | 30048.4
00 Exist Solar PV | 141787.6 | 141787.6 | 141785.6 | 141785.6 | 141785.6 | 141785.6 | 141785.6
00 Exist Solar Thermal | 1480.1 | 1480.1 | 1480.1 | 1480.1 | 1480.1 | 1480.1 | 1480.1
00 Exist Offshore Wind | 6185.7 | 6185.7 | 6185.7 | 6185.7 | 6185.7 | 6185.7 | 6185.7
00 Exist Onshore Wind | 161270.2 | 161270.2 | 161270.2 | 161270.2 | 161270.2 | 161270.2 | 161270.2
00 International Imports | 1000 | 1000 | 1000 | 1000 | 1000 | 1000 | 1000
00 Ret.Exist Combined Cycle & CF Limit | 0 | 0 | 0 | 0 | 0 | 0 | 0
00 Ret.Exist Combined Cycle & CCS | 0 | 0 | 74.8633 | 74.8633 | 74.8633 | 74.8633 | 74.8633
00 Ret.Exist Combined Cycle & Hydrogen | 0 | 0 | 0 | 0 | 44.4332 | 793.3332 | 6990.5791
00 Ret.Exist Combined Cycle & Hydrogen Retrofit Undone | 0 | 0 | 0 | 0 | 0 | 0 | 0
00 Ret.Exist Combined Cycle & HRI | 0 | 0 | 0 | 0 | 0 | 0 | 0
00 Ret.Exist Combustion Turbine & HRI | 0 | 0 | 0 | 0 | 0 | 0 | 0
00 Ret.Exist_FBC_NoCtrl & CCS | 0 | 0 | 0 | 0 | 0 | 0 | 0
00 Ret.Exist_FBC_NoCtrl & DRET | 0 | 0 | 0 | 0 | 0 | 0 | 0
00 Ret.Exist_FBC_NoCtrl & GPM | 0 | 0 | 0 | 0 | 0 | 0 | 0
00 Ret.Exist_FBC_NoCtrl & GPM & CCS | 0 | 0 | 0 | 0 | 0 | 0 | 0
00 Ret.Exist_FBC_NoCtrl & GPM & DRET | 0 | 0 | 0 | 0 | 0 | 0 | 0
00 Ret.Exist_FBC_NoCtrl & GPM & NGC | 0 | 0 | 0 | 0 | 0 | 0 | 0
00 Ret.Exist_FBC_NoCtrl & GPM & SNCR | 0 | 0 | 0 | 0 | 0 | 0 | 0
00 Ret.Exist_FBC_NoCtrl & GPM & SNCR & CCS | 0 | 0 | 0 | 0 | 0 | 0 | 0
00 Ret.Exist_FBC_NoCtrl & GPM & SNCR & DRET | 0 | 0 | 0 | 0 | 0 | 0 | 0
00 Ret.Exist_FBC_NoCtrl & GPM & SNCR & NGC | 0 | 0 | 0 | 0 | 0 | 0 | 0
00 Ret.Exist_FBC_NoCtrl & NGC | 0 | 0 | 0 | 0 | 0 | 0 | 0
00 Ret.Exist_FBC_NoCtrl & SNCR | 0 | 0 | 0 | 0 | 0 | 0 | 0
00 Ret.Exist_FBC_NoCtrl & SNCR & CCS | 0 | 0 | 0 | 0 | 0 | 0 | 0
00 Ret.Exist_FBC_NoCtrl & SNCR & DRET | 0 | 0 | 0 | 0 | 0 | 0 | 0
00 Ret.Exist_FBC_NoCtrl & SNCR & NGC | 0 | 0 | 0 | 0 | 0 | 0 | 0
00 Ret.Exist_FBC_ACI_DSI & CCS | 0 | 0 | 0 | 0 | 0 | 0 | 0
00 Ret.Exist_FBC_ACI_DSI & DCCS | 0 | 0 | 0 | 0 | 0 | 0 | 0
00 Ret.Exist_FBC_ACI_DSI & DCCS & CCS | 0 | 0 | 0 | 0 | 0 | 0 | 0
00 Ret.Exist_FBC_ACI_DSI & DCCS & SNCR & CCS | 0 | 0 | 0 | 0 | 0 | 0 | 0
00 Ret.Exist_FBC_ACI_DSI & DRET | 0 | 0 | 0 | 0 | 0 | 0 | 0
00 Ret.Exist_FBC_ACI_DSI & GPM | 0 | 0 | 0 | 0 | 0 | 0 | 0
00 Ret.Exist_FBC_ACI_DSI & GPM & CCS | 0 | 0 | 0 | 0 | 0 | 0 | 0
00 Ret.Exist_FBC_ACI_DSI & GPM & DRET | 0 | 0 | 0 | 0 | 0 | 0 | 0
00 Ret.Exist_FBC_ACI_DSI & GPM & NGC | 0 | 0 | 0 | 0 | 0 | 0 | 0
00 Ret.Exist_FBC_ACI_DSI & GPM & SNCR | 0 | 0 | 0 | 0 | 0 | 0 | 0
00 Ret.Exist_FBC_ACI_DSI & GPM & SNCR & CCS | 0 | 0 | 0 | 0 | 0 | 0 | 0
00 Ret.Exist_FBC_ACI_DSI & GPM & SNCR & DRET | 0 | 0 | 0 | 0 | 0 | 0 | 0
00 Ret.Exist_FBC_ACI_DSI & GPM & SNCR & NGC | 0 | 0 | 0 | 0 | 0 | 0 | 0
00 Ret.Exist_FBC_ACI_DSI & NGC | 0 | 0 | 0 | 0 | 0 | 0 | 0
00 Ret.Exist_FBC_ACI_DSI & SNCR | 0 | 0 | 0 | 0 | 0 | 0 | 0
00 Ret.Exist_FBC_ACI_DSI & SNCR & CCS | 0 | 0 | 0 | 0 | 0 | 0 | 0
00 Ret.Exist_FBC_ACI_DSI & SNCR & DRET | 0 | 0 | 0 | 0 | 0 | 0 | 0
00 Ret.Exist_FBC_ACI_DSI & SNCR & NGC | 0 | 0 | 0 | 0 | 0 | 0 | 0
00 Ret.Exist_FBC_DryFGD_ACI & CCS | 0 | 0 | 0 | 0 | 0 | 0 | 0
00 Ret.Exist_FBC_DryFGD_ACI & DCCS | 0 | 0 | 0 | 0 | 0 | 0 | 0
00 Ret.Exist_FBC_DryFGD_ACI & DCCS & CCS | 0 | 0 | 0 | 0 | 0 | 0 | 0
00 Ret.Exist_FBC_DryFGD_ACI & DCCS & SNCR & CCS | 0 | 0 | 0 | 0 | 0 | 0 | 0
00 Ret.Exist_FBC_DryFGD_ACI & DRET | 0 | 0 | 0 | 0 | 0 | 0 | 0
00 Ret.Exist_FBC_DryFGD_ACI & GPM | 0 | 0 | 0 | 0 | 0 | 0 | 0
00 Ret.Exist_FBC_DryFGD_ACI & GPM & CCS | 0 | 0 | 0 | 0 | 0 | 0 | 0
00 Ret.Exist_FBC_DryFGD_ACI & GPM & DRET | 0 | 0 | 0 | 0 | 0 | 0 | 0
00 Ret.Exist_FBC_DryFGD_ACI & GPM & NGC | 0 | 0 | 0 | 0 | 0 | 0 | 0
00 Ret.Exist_FBC_DryFGD_ACI & GPM & SNCR | 0 | 0 | 0 | 0 | 0 | 0 | 0
00 Ret.Exist_FBC_DryFGD_ACI & GPM & SNCR & CCS | 0 | 0 | 0 | 0 | 0 | 0 | 0
00 Ret.Exist_FBC_DryFGD_ACI & GPM & SNCR & DRET | 0 | 0 | 0 | 0 | 0 | 0 | 0
00 Ret.Exist_FBC_DryFGD_ACI & GPM & SNCR & NGC | 0 | 0 | 0 | 0 | 0 | 0 | 0
00 Ret.Exist_FBC_DryFGD_ACI & NGC | 0 | 0 | 0 | 0 | 0 | 0 | 0
00 Ret.Exist_FBC_DryFGD_ACI & SNCR | 0 | 0 | 0 | 0 | 0 | 0 | 0
00 Ret.Exist_FBC_DryFGD_ACI & SNCR & CCS | 0 | 0 | 0 | 0 | 0 | 0 | 0
00 Ret.Exist_FBC_DryFGD_ACI & SNCR & DRET | 0 | 0 | 0 | 0 | 0 | 0 | 0
00 Ret.Exist_FBC_DryFGD_ACI & SNCR & NGC | 0 | 0 | 0 | 0 | 0 | 0 | 0
00 Ret.Exist_FBC_DryFGD_DSI & ACI | 0 | 0 | 0 | 0 | 0 | 0 | 0
00 Ret.Exist_FBC_DryFGD_DSI & ACI & DRET | 0 | 0 | 0 | 0 | 0 | 0 | 0
00 Ret.Exist_FBC_DryFGD_DSI & ACI & GPM | 0 | 0 | 0 | 0 | 0 | 0 | 0
00 Ret.Exist_FBC_DryFGD_DSI & ACI & GPM & DRET | 0 | 0 | 0 | 0 | 0 | 0 | 0
00 Ret.Exist_FBC_DryFGD_DSI & ACI & GPM & NGC | 0 | 0 | 0 | 0 | 0 | 0 | 0
00 Ret.Exist_FBC_DryFGD_DSI & ACI & GPM & SNCR | 0 | 0 | 0 | 0 | 0 | 0 | 0
00 Ret.Exist_FBC_DryFGD_DSI & ACI & GPM & SNCR & DRET | 0 | 0 | 0 | 0 | 0 | 0 | 0
00 Ret.Exist_FBC_DryFGD_DSI & ACI & GPM & SNCR & NGC | 0 | 0 | 0 | 0 | 0 | 0 | 0
00 Ret.Exist_FBC_DryFGD_DSI & ACI & NGC | 0 | 0 | 0 | 0 | 0 | 0 | 0
00 Ret.Exist_FBC_DryFGD_DSI & ACI & SNCR | 0 | 0 | 0 | 0 | 0 | 0 | 0
00 Ret.Exist_FBC_DryFGD_DSI & ACI & SNCR & DRET | 0 | 0 | 0 | 0 | 0 | 0 | 0
00 Ret.Exist_FBC_DryFGD_DSI & ACI & SNCR & NGC | 0 | 0 | 0 | 0 | 0 | 0 | 0
00 Ret.Exist_FBC_DryFGD_DSI & DRET | 0 | 0 | 0 | 0 | 0 | 0 | 0
00 Ret.Exist_FBC_DryFGD_DSI & GPM | 0 | 0 | 0 | 0 | 0 | 0 | 0
00 Ret.Exist_FBC_DryFGD_DSI & GPM & DRET | 0 | 0 | 0 | 0 | 0 | 0 | 0
00 Ret.Exist_FBC_DryFGD_DSI & GPM & NGC | 0 | 0 | 0 | 0 | 0 | 0 | 0
00 Ret.Exist_FBC_DryFGD_DSI & GPM & SNCR | 0 | 0 | 0 | 0 | 0 | 0 | 0
00 Ret.Exist_FBC_DryFGD_DSI & GPM & SNCR & DRET | 0 | 0 | 0 | 0 | 0 | 0 | 0
00 Ret.Exist_FBC_DryFGD_DSI & GPM & SNCR & NGC | 0 | 0 | 0 | 0 | 0 | 0 | 0
00 Ret.Exist_FBC_DryFGD_DSI & NGC | 0 | 0 | 0 | 0 | 0 | 0 | 0
00 Ret.Exist_FBC_DryFGD_DSI & SNCR | 0 | 0 | 0 | 0 | 0 | 0 | 0
00 Ret.Exist_FBC_DryFGD_DSI & SNCR & DRET | 0 | 0 | 0 | 0 | 0 | 0 | 0
00 Ret.Exist_FBC_DryFGD_DSI & SNCR & NGC | 0 | 0 | 0 | 0 | 0 | 0 | 0
00 Ret.Exist_FBC_DryFGD_SNCR & ACI | 0 | 0 | 0 | 0 | 0 | 0 | 0
00 Ret.Exist_FBC_DryFGD_SNCR & ACI & CCS | 0 | 0 | 0 | 0 | 0 | 0 | 0
00 Ret.Exist_FBC_DryFGD_SNCR & ACI & DRET | 0 | 0 | 0 | 0 | 0 | 0 | 0
00 Ret.Exist_FBC_DryFGD_SNCR & ACI & GPM | 0 | 0 | 0 | 0 | 0 | 0 | 0
00 Ret.Exist_FBC_DryFGD_SNCR & ACI & GPM & CCS | 0 | 0 | 0 | 0 | 0 | 0 | 0
00 Ret.Exist_FBC_DryFGD_SNCR & ACI & GPM & DRET | 0 | 0 | 0 | 0 | 0 | 0 | 0
00 Ret.Exist_FBC_DryFGD_SNCR & ACI & GPM & NGC | 0 | 0 | 0 | 0 | 0 | 0 | 0
00 Ret.Exist_FBC_DryFGD_SNCR & ACI & NGC | 0 | 0 | 0 | 0 | 0 | 0 | 0
00 Ret.Exist_FBC_DryFGD_SNCR & CCS | 0 | 0 | 46.0581 | 46.0581 | 0 | 0 | 0
00 Ret.Exist_FBC_DryFGD_SNCR & DCCS | 0 | 0 | 0 | 0 | 0 | 0 | 0
00 Ret.Exist_FBC_DryFGD_SNCR & DCCS & CCS | 0 | 0 | 0 | 0 | 0 | 0 | 0
00 Ret.Exist_FBC_DryFGD_SNCR & DRET | 0 | 0 | 0 | 0 | 0 | 0 | 0
00 Ret.Exist_FBC_DryFGD_SNCR & GPM | 0 | 0 | 0 | 0 | 0 | 0 | 0
00 Ret.Exist_FBC_DryFGD_SNCR & GPM & CCS | 0 | 0 | 0 | 0 | 0 | 0 | 0
00 Ret.Exist_FBC_DryFGD_SNCR & GPM & DRET | 0 | 0 | 0 | 0 | 0 | 0 | 0
00 Ret.Exist_FBC_DryFGD_SNCR & GPM & NGC | 0 | 0 | 0 | 0 | 0 | 0 | 0
00 Ret.Exist_FBC_DryFGD_SNCR & NGC | 0 | 0 | 0 | 0 | 0 | 0 | 0
00 Ret.Exist_FBC_DryFGD_SNCR_ACI & CCS | 0 | 0 | 0 | 0 | 0 | 0 | 0
00 Ret.Exist_FBC_DryFGD_SNCR_ACI & DCCS | 0 | 0 | 0 | 0 | 0 | 0 | 0
00 Ret.Exist_FBC_DryFGD_SNCR_ACI & DCCS & CCS | 0 | 0 | 0 | 0 | 0 | 0 | 0
00 Ret.Exist_FBC_DryFGD_SNCR_ACI & DRET | 0 | 0 | 0 | 0 | 0 | 0 | 0
00 Ret.Exist_FBC_DryFGD_SNCR_ACI & GPM | 0 | 0 | 0 | 0 | 0 | 0 | 0
00 Ret.Exist_FBC_DryFGD_SNCR_ACI & GPM & CCS | 0 | 0 | 0 | 0 | 0 | 0 | 0
00 Ret.Exist_FBC_DryFGD_SNCR_ACI & GPM & DRET | 0 | 0 | 0 | 0 | 0 | 0 | 0
00 Ret.Exist_FBC_DryFGD_SNCR_ACI & GPM & NGC | 0 | 0 | 0 | 0 | 0 | 0 | 0
00 Ret.Exist_FBC_DryFGD_SNCR_ACI & NGC | 0 | 0 | 0 | 0 | 0 | 0 | 0
00 Ret.Exist_FBC_DryFGD_SNCR_ACI_DSI & CCS | 0 | 214.5744 | 429.1488 | 429.1488 | 104.3425 | 104.3425 | 104.3425
00 Ret.Exist_FBC_DryFGD_SNCR_ACI_DSI & DCCS | 0 | 0 | 0 | 0 | 0 | 0 | 0
00 Ret.Exist_FBC_DryFGD_SNCR_ACI_DSI & DCCS & CCS | 0 | 0 | 0 | 0 | 0 | 0 | 0
00 Ret.Exist_FBC_DryFGD_SNCR_ACI_DSI & DRET | 0 | 0 | 0 | 0 | 0 | 0 | 0
00 Ret.Exist_FBC_DryFGD_SNCR_ACI_DSI & GPM | 0 | 0 | 0 | 0 | 0 | 0 | 0
00 Ret.Exist_FBC_DryFGD_SNCR_ACI_DSI & GPM & CCS | 0 | 0 | 0 | 0 | 0 | 0 | 0
00 Ret.Exist_FBC_DryFGD_SNCR_ACI_DSI & GPM & DRET | 0 | 0 | 0 | 0 | 0 | 0 | 0
00 Ret.Exist_FBC_DryFGD_SNCR_ACI_DSI & GPM & NGC | 0 | 0 | 0 | 0 | 0 | 0 | 0
00 Ret.Exist_FBC_DryFGD_SNCR_ACI_DSI & NGC | 0 | 0 | 0 | 0 | 0 | 0 | 0
00 Ret.Exist_FBC_DryFGD_SNCR_DSI & ACI | 0 | 0 | 0 | 0 | 0 | 0 | 0
00 Ret.Exist_FBC_DryFGD_SNCR_DSI & ACI & DRET | 0 | 0 | 0 | 0 | 0 | 0 | 0
00 Ret.Exist_FBC_DryFGD_SNCR_DSI & ACI & GPM | 0 | 0 | 0 | 0 | 0 | 0 | 0
00 Ret.Exist_FBC_DryFGD_SNCR_DSI & ACI & GPM & DRET | 0 | 0 | 0 | 0 | 0 | 0 | 0
00 Ret.Exist_FBC_DryFGD_SNCR_DSI & ACI & GPM & NGC | 0 | 0 | 0 | 0 | 0 | 0 | 0
00 Ret.Exist_FBC_DryFGD_SNCR_DSI & ACI & NGC | 0 | 0 | 0 | 0 | 0 | 0 | 0
00 Ret.Exist_FBC_DryFGD_SNCR_DSI & DRET | 0 | 0 | 0 | 0 | 0 | 0 | 0
00 Ret.Exist_FBC_DryFGD_SNCR_DSI & GPM | 0 | 0 | 0 | 0 | 0 | 0 | 0
00 Ret.Exist_FBC_DryFGD_SNCR_DSI & GPM & DRET | 0 | 0 | 0 | 0 | 0 | 0 | 0
00 Ret.Exist_FBC_DryFGD_SNCR_DSI & GPM & NGC | 0 | 0 | 0 | 0 | 0 | 0 | 0
00 Ret.Exist_FBC_DryFGD_SNCR_DSI & NGC | 0 | 0 | 0 | 0 | 0 | 0 | 0
00 Ret.Exist_FBC_DSI & ACI | 0 | 0 | 0 | 0 | 0 | 0 | 0
00 Ret.Exist_FBC_DSI & ACI & DRET | 0 | 0 | 0 | 0 | 0 | 0 | 0
00 Ret.Exist_FBC_DSI & ACI & GPM | 0 | 0 | 0 | 0 | 0 | 0 | 0
00 Ret.Exist_FBC_DSI & ACI & GPM & DRET | 0 | 0 | 0 | 0 | 0 | 0 | 0
00 Ret.Exist_FBC_DSI & ACI & GPM & NGC | 0 | 0 | 0 | 0 | 0 | 0 | 0
00 Ret.Exist_FBC_DSI & ACI & GPM & SNCR | 0 | 0 | 0 | 0 | 0 | 0 | 0
00 Ret.Exist_FBC_DSI & ACI & GPM & SNCR & DRET | 0 | 0 | 0 | 0 | 0 | 0 | 0
00 Ret.Exist_FBC_DSI & ACI & GPM & SNCR & NGC | 0 | 0 | 0 | 0 | 0 | 0 | 0
00 Ret.Exist_FBC_DSI & ACI & NGC | 0 | 0 | 0 | 0 | 0 | 0 | 0
00 Ret.Exist_FBC_DSI & ACI & SNCR | 0 | 0 | 0 | 0 | 0 | 0 | 0
00 Ret.Exist_FBC_DSI & ACI & SNCR & DRET | 0 | 0 | 0 | 0 | 0 | 0 | 0
00 Ret.Exist_FBC_DSI & ACI & SNCR & NGC | 0 | 0 | 0 | 0 | 0 | 0 | 0
00 Ret.Exist_FBC_DSI & DRET | 0 | 0 | 0 | 0 | 0 | 0 | 0
00 Ret.Exist_FBC_DSI & GPM | 0 | 0 | 0 | 0 | 0 | 0 | 0
00 Ret.Exist_FBC_DSI & GPM & DRET | 0 | 0 | 0 | 0 | 0 | 0 | 0
00 Ret.Exist_FBC_DSI & GPM & NGC | 0 | 0 | 0 | 0 | 0 | 0 | 0
00 Ret.Exist_FBC_DSI & GPM & SNCR | 0 | 0 | 0 | 0 | 0 | 0 | 0
00 Ret.Exist_FBC_DSI & GPM & SNCR & DRET | 0 | 0 | 0 | 0 | 0 | 0 | 0
00 Ret.Exist_FBC_DSI & GPM & SNCR & NGC | 0 | 0 | 0 | 0 | 0 | 0 | 0
00 Ret.Exist_FBC_DSI & NGC | 0 | 0 | 0 | 0 | 0 | 0 | 0
00 Ret.Exist_FBC_DSI & SNCR | 0 | 0 | 0 | 0 | 0 | 0 | 0
00 Ret.Exist_FBC_DSI & SNCR & DRET | 0 | 0 | 0 | 0 | 0 | 0 | 0
00 Ret.Exist_FBC_DSI & SNCR & NGC | 0 | 0 | 0 | 0 | 0 | 0 | 0
00 Ret.Exist_FBC_SNCR & ACI | 0 | 0 | 0 | 0 | 0 | 0 | 0
00 Ret.Exist_FBC_SNCR & ACI & DRET | 0 | 0 | 0 | 0 | 0 | 0 | 0
00 Ret.Exist_FBC_SNCR & ACI & NGC | 0 | 0 | 0 | 0 | 0 | 0 | 0
00 Ret.Exist_FBC_SNCR & DRET | 0 | 0 | 0 | 0 | 0 | 0 | 0
00 Ret.Exist_FBC_SNCR & GPM | 0 | 0 | 0 | 0 | 0 | 0 | 0
00 Ret.Exist_FBC_SNCR & GPM & DRET | 0 | 0 | 0 | 0 | 0 | 0 | 0
00 Ret.Exist_FBC_SNCR & GPM & NGC | 0 | 0 | 0 | 0 | 0 | 0 | 0
00 Ret.Exist_FBC_SNCR & NGC | 0 | 0 | 0 | 0 | 0 | 0 | 0
00 Ret.Exist_FBC_SNCR_ACI_DSI & CCS | 0 | 0 | 0 | 0 | 0 | 0 | 0
00 Ret.Exist_FBC_SNCR_ACI_DSI & DCCS | 0 | 0 | 0 | 0 | 0 | 0 | 0
00 Ret.Exist_FBC_SNCR_ACI_DSI & DCCS & CCS | 0 | 0 | 0 | 0 | 0 | 0 | 0
00 Ret.Exist_FBC_SNCR_ACI_DSI & DRET | 0 | 0 | 0 | 0 | 0 | 0 | 0
00 Ret.Exist_FBC_SNCR_ACI_DSI & GPM | 0 | 0 | 0 | 0 | 0 | 0 | 0
00 Ret.Exist_FBC_SNCR_ACI_DSI & GPM & CCS | 0 | 0 | 0 | 0 | 0 | 0 | 0
00 Ret.Exist_FBC_SNCR_ACI_DSI & GPM & DRET | 0 | 0 | 0 | 0 | 0 | 0 | 0
00 Ret.Exist_FBC_SNCR_ACI_DSI & GPM & NGC | 0 | 0 | 0 | 0 | 0 | 0 | 0
00 Ret.Exist_FBC_SNCR_ACI_DSI & NGC | 0 | 0 | 0 | 0 | 0 | 0 | 0
00 Ret.Exist_FBC_SNCR_DSI & ACI | 0 | 0 | 0 | 0 | 0 | 0 | 0
00 Ret.Exist_FBC_SNCR_DSI & ACI & CCS | 0 | 0 | 0 | 0 | 0 | 0 | 0
00 Ret.Exist_FBC_SNCR_DSI & ACI & DRET | 0 | 0 | 0 | 0 | 0 | 0 | 0
00 Ret.Exist_FBC_SNCR_DSI & ACI & GPM | 0 | 0 | 0 | 0 | 0 | 0 | 0
00 Ret.Exist_FBC_SNCR_DSI & ACI & GPM & CCS | 0 | 0 | 0 | 0 | 0 | 0 | 0
00 Ret.Exist_FBC_SNCR_DSI & ACI & GPM & DRET | 0 | 0 | 0 | 0 | 0 | 0 | 0
00 Ret.Exist_FBC_SNCR_DSI & ACI & GPM & NGC | 0 | 0 | 0 | 0 | 0 | 0 | 0
00 Ret.Exist_FBC_SNCR_DSI & ACI & NGC | 0 | 0 | 0 | 0 | 0 | 0 | 0
00 Ret.Exist_FBC_SNCR_DSI & CCS | 0 | 0 | 0 | 0 | 0 | 0 | 0
00 Ret.Exist_FBC_SNCR_DSI & DCCS | 0 | 0 | 0 | 0 | 0 | 0 | 0
00 Ret.Exist_FBC_SNCR_DSI & DCCS & CCS | 0 | 0 | 0 | 0 | 0 | 0 | 0
00 Ret.Exist_FBC_SNCR_DSI & DRET | 0 | 0 | 0 | 0 | 0 | 0 | 0
00 Ret.Exist_FBC_SNCR_DSI & GPM | 0 | 0 | 0 | 0 | 0 | 0 | 0
00 Ret.Exist_FBC_SNCR_DSI & GPM & CCS | 0 | 0 | 0 | 0 | 0 | 0 | 0
00 Ret.Exist_FBC_SNCR_DSI & GPM & DRET | 0 | 0 | 0 | 0 | 0 | 0 | 0
00 Ret.Exist_FBC_SNCR_DSI & GPM & NGC | 0 | 0 | 0 | 0 | 0 | 0 | 0
00 Ret.Exist_FBC_SNCR_DSI & NGC | 0 | 0 | 0 | 0 | 0 | 0 | 0
00 Ret.Exist_FBC_WetFGD_DSI & ACI | 0 | 0 | 0 | 0 | 0 | 0 | 0
00 Ret.Exist_FBC_WetFGD_DSI & ACI & DRET | 0 | 0 | 0 | 0 | 0 | 0 | 0
00 Ret.Exist_FBC_WetFGD_DSI & ACI & GPM | 0 | 0 | 0 | 0 | 0 | 0 | 0
00 Ret.Exist_FBC_WetFGD_DSI & ACI & GPM & DRET | 0 | 0 | 0 | 0 | 0 | 0 | 0
00 Ret.Exist_FBC_WetFGD_DSI & ACI & GPM & NGC | 0 | 0 | 0 | 0 | 0 | 0 | 0
00 Ret.Exist_FBC_WetFGD_DSI & ACI & GPM & SNCR | 0 | 0 | 0 | 0 | 0 | 0 | 0
00 Ret.Exist_FBC_WetFGD_DSI & ACI & GPM & SNCR & DRET | 0 | 0 | 0 | 0 | 0 | 0 | 0
00 Ret.Exist_FBC_WetFGD_DSI & ACI & GPM & SNCR & NGC | 0 | 0 | 0 | 0 | 0 | 0 | 0
00 Ret.Exist_FBC_WetFGD_DSI & ACI & NGC | 0 | 0 | 0 | 0 | 0 | 0 | 0
00 Ret.Exist_FBC_WetFGD_DSI & ACI & SNCR | 0 | 0 | 0 | 0 | 0 | 0 | 0
00 Ret.Exist_FBC_WetFGD_DSI & ACI & SNCR & DRET | 0 | 0 | 0 | 0 | 0 | 0 | 0
00 Ret.Exist_FBC_WetFGD_DSI & ACI & SNCR & NGC | 0 | 0 | 0 | 0 | 0 | 0 | 0
00 Ret.Exist_FBC_WetFGD_DSI & DRET | 0 | 0 | 0 | 0 | 0 | 0 | 0
00 Ret.Exist_FBC_WetFGD_DSI & GPM | 0 | 0 | 0 | 0 | 0 | 0 | 0
00 Ret.Exist_FBC_WetFGD_DSI & GPM & DRET | 0 | 0 | 0 | 0 | 0 | 0 | 0
00 Ret.Exist_FBC_WetFGD_DSI & GPM & NGC | 0 | 0 | 0 | 0 | 0 | 0 | 0
00 Ret.Exist_FBC_WetFGD_DSI & GPM & SNCR | 0 | 0 | 0 | 0 | 0 | 0 | 0
00 Ret.Exist_FBC_WetFGD_DSI & GPM & SNCR & DRET | 0 | 0 | 0 | 0 | 0 | 0 | 0
00 Ret.Exist_FBC_WetFGD_DSI & GPM & SNCR & NGC | 0 | 0 | 0 | 0 | 0 | 0 | 0
00 Ret.Exist_FBC_WetFGD_DSI & NGC | 0 | 0 | 0 | 0 | 0 | 0 | 0
00 Ret.Exist_FBC_WetFGD_DSI & SNCR | 0 | 0 | 0 | 0 | 0 | 0 | 0
00 Ret.Exist_FBC_WetFGD_DSI & SNCR & DRET | 0 | 0 | 0 | 0 | 0 | 0 | 0
00 Ret.Exist_FBC_WetFGD_DSI & SNCR & NGC | 0 | 0 | 0 | 0 | 0 | 0 | 0
00 Ret.Exist_FBC_WetFGD_SNCR & ACI | 0 | 0 | 0 | 0 | 0 | 0 | 0
00 Ret.Exist_FBC_WetFGD_SNCR & ACI & DRET | 0 | 0 | 0 | 0 | 0 | 0 | 0
00 Ret.Exist_FBC_WetFGD_SNCR & ACI & NGC | 0 | 0 | 0 | 0 | 0 | 0 | 0
00 Ret.Exist_FBC_WetFGD_SNCR & DRET | 0 | 0 | 0 | 0 | 0 | 0 | 0
00 Ret.Exist_FBC_WetFGD_SNCR & GPM | 0 | 0 | 0 | 0 | 0 | 0 | 0
00 Ret.Exist_FBC_WetFGD_SNCR & GPM & DRET | 0 | 0 | 0 | 0 | 0 | 0 | 0
00 Ret.Exist_FBC_WetFGD_SNCR & GPM & NGC | 0 | 0 | 0 | 0 | 0 | 0 | 0
00 Ret.Exist_FBC_WetFGD_SNCR & NGC | 0 | 0 | 0 | 0 | 0 | 0 | 0
00 Ret.Exist_Non-FBC_ACI & C2G | 1047 | 2678 | 1660 | 1660 | 1660 | 1660 | 1660
00 Ret.Exist_Non-FBC_ACI & C2G & SCR | 0 | 0 | 0 | 0 | 0 | 0 | 0
00 Ret.Exist_Non-FBC_ACI & DCCS | 0 | 0 | 0 | 0 | 0 | 0 | 0
00 Ret.Exist_Non-FBC_ACI & DCCS & WetFGD & SCR & CCS | 0 | 0 | 0 | 0 | 0 | 0 | 0
00 Ret.Exist_Non-FBC_ACI & DRET | 0 | 0 | 0 | 0 | 0 | 0 | 0
00 Ret.Exist_Non-FBC_ACI & DSI | 0 | 0 | 0 | 0 | 0 | 0 | 0
00 Ret.Exist_Non-FBC_ACI & DSI & C2G | 0 | 0 | 0 | 0 | 0 | 0 | 0
00 Ret.Exist_Non-FBC_ACI & DSI & C2G & SCR | 0 | 0 | 0 | 0 | 0 | 0 | 0
00 Ret.Exist_Non-FBC_ACI & DSI & DRET | 0 | 0 | 0 | 0 | 0 | 0 | 0
00 Ret.Exist_Non-FBC_ACI & DSI & GPM | 0 | 0 | 0 | 0 | 0 | 0 | 0
00 Ret.Exist_Non-FBC_ACI & DSI & GPM & C2G | 0 | 0 | 0 | 0 | 0 | 0 | 0
00 Ret.Exist_Non-FBC_ACI & DSI & GPM & C2G & SCR | 0 | 0 | 0 | 0 | 0 | 0 | 0
00 Ret.Exist_Non-FBC_ACI & DSI & GPM & DRET | 0 | 0 | 0 | 0 | 0 | 0 | 0
00 Ret.Exist_Non-FBC_ACI & DSI & GPM & NGC | 0 | 0 | 0 | 0 | 0 | 0 | 0
00 Ret.Exist_Non-FBC_ACI & DSI & GPM & SCR | 0 | 0 | 0 | 0 | 0 | 0 | 0
00 Ret.Exist_Non-FBC_ACI & DSI & GPM & SCR & DRET | 0 | 0 | 0 | 0 | 0 | 0 | 0
00 Ret.Exist_Non-FBC_ACI & DSI & GPM & SCR & NGC | 0 | 0 | 0 | 0 | 0 | 0 | 0
00 Ret.Exist_Non-FBC_ACI & DSI & GPM & SNCR | 0 | 0 | 0 | 0 | 0 | 0 | 0
00 Ret.Exist_Non-FBC_ACI & DSI & GPM & SNCR & DRET | 0 | 0 | 0 | 0 | 0 | 0 | 0
00 Ret.Exist_Non-FBC_ACI & DSI & GPM & SNCR & NGC | 0 | 0 | 0 | 0 | 0 | 0 | 0
00 Ret.Exist_Non-FBC_ACI & DSI & GPM & WetFGD & SCR & CCS | 0 | 0 | 0 | 0 | 0 | 0 | 0
00 Ret.Exist_Non-FBC_ACI & DSI & NGC | 0 | 0 | 0 | 0 | 0 | 0 | 0
00 Ret.Exist_Non-FBC_ACI & DSI & SCR | 0 | 0 | 0 | 0 | 0 | 0 | 0
00 Ret.Exist_Non-FBC_ACI & DSI & SCR & DRET | 0 | 0 | 0 | 0 | 0 | 0 | 0
00 Ret.Exist_Non-FBC_ACI & DSI & SCR & NGC | 0 | 0 | 0 | 0 | 0 | 0 | 0
00 Ret.Exist_Non-FBC_ACI & DSI & SNCR | 0 | 0 | 0 | 0 | 0 | 0 | 0
00 Ret.Exist_Non-FBC_ACI & DSI & SNCR & DRET | 0 | 0 | 0 | 0 | 0 | 0 | 0
00 Ret.Exist_Non-FBC_ACI & DSI & SNCR & NGC | 0 | 0 | 0 | 0 | 0 | 0 | 0
00 Ret.Exist_Non-FBC_ACI & DSI & WetFGD & SCR & CCS | 0 | 0 | 0 | 0 | 0 | 0 | 0
00 Ret.Exist_Non-FBC_ACI & GPM | 0 | 0 | 0 | 0 | 0 | 0 | 0
00 Ret.Exist_Non-FBC_ACI & GPM & C2G | 0 | 0 | 0 | 0 | 0 | 0 | 0
00 Ret.Exist_Non-FBC_ACI & GPM & C2G & SCR | 0 | 0 | 0 | 0 | 0 | 0 | 0
00 Ret.Exist_Non-FBC_ACI & GPM & DRET | 0 | 0 | 0 | 0 | 0 | 0 | 0
00 Ret.Exist_Non-FBC_ACI & GPM & NGC | 0 | 0 | 0 | 0 | 0 | 0 | 0
00 Ret.Exist_Non-FBC_ACI & GPM & SCR | 0 | 0 | 0 | 0 | 0 | 0 | 0
00 Ret.Exist_Non-FBC_ACI & GPM & SCR & DRET | 0 | 0 | 0 | 0 | 0 | 0 | 0
00 Ret.Exist_Non-FBC_ACI & GPM & SCR & NGC | 0 | 0 | 0 | 0 | 0 | 0 | 0
00 Ret.Exist_Non-FBC_ACI & GPM & SNCR | 0 | 0 | 0 | 0 | 0 | 0 | 0
00 Ret.Exist_Non-FBC_ACI & GPM & SNCR & DRET | 0 | 0 | 0 | 0 | 0 | 0 | 0
00 Ret.Exist_Non-FBC_ACI & GPM & SNCR & NGC | 0 | 0 | 0 | 0 | 0 | 0 | 0
00 Ret.Exist_Non-FBC_ACI & GPM & WetFGD & SCR & CCS | 0 | 0 | 0 | 0 | 0 | 0 | 0
00 Ret.Exist_Non-FBC_ACI & NGC | 0 | 0 | 0 | 0 | 0 | 0 | 0
00 Ret.Exist_Non-FBC_ACI & SCR | 0 | 2275.0416 | 2275.0416 | 1179.1032 | 0 | 0 | 0
00 Ret.Exist_Non-FBC_ACI & SCR & C2G | 0 | 0 | 0 | 0 | 0 | 0 | 0
00 Ret.Exist_Non-FBC_ACI & SCR & DRET | 0 | 0 | 0 | 0 | 0 | 0 | 0
00 Ret.Exist_Non-FBC_ACI & SCR & NGC | 0 | 0 | 0 | 0 | 0 | 0 | 0
00 Ret.Exist_Non-FBC_ACI & SCR & WetFGD & CCS | 0 | 0 | 0 | 0 | 0 | 0 | 0
00 Ret.Exist_Non-FBC_ACI & SNCR | 0 | 0 | 0 | 0 | 0 | 0 | 0
00 Ret.Exist_Non-FBC_ACI & SNCR & C2G | 0 | 0 | 0 | 0 | 0 | 0 | 0
00 Ret.Exist_Non-FBC_ACI & SNCR & DRET | 0 | 0 | 0 | 0 | 0 | 0 | 0
00 Ret.Exist_Non-FBC_ACI & SNCR & NGC | 0 | 0 | 0 | 0 | 0 | 0 | 0
00 Ret.Exist_Non-FBC_ACI_DSI & C2G | 1270 | 1270 | 1270 | 1270 | 1270 | 1270 | 1270
00 Ret.Exist_Non-FBC_ACI_DSI & C2G & SCR | 0 | 0 | 0 | 0 | 0 | 0 | 0
00 Ret.Exist_Non-FBC_ACI_DSI & DCCS | 0 | 0 | 0 | 0 | 0 | 0 | 0
00 Ret.Exist_Non-FBC_ACI_DSI & DCCS & WetFGD & SCR & CCS | 0 | 0 | 0 | 0 | 0 | 0 | 0
00 Ret.Exist_Non-FBC_ACI_DSI & DRET | 0 | 0 | 0 | 0 | 0 | 0 | 0
00 Ret.Exist_Non-FBC_ACI_DSI & GPM | 0 | 0 | 0 | 0 | 0 | 0 | 0
00 Ret.Exist_Non-FBC_ACI_DSI & GPM & C2G | 0 | 0 | 0 | 0 | 0 | 0 | 0
00 Ret.Exist_Non-FBC_ACI_DSI & GPM & C2G & SCR | 0 | 0 | 0 | 0 | 0 | 0 | 0
00 Ret.Exist_Non-FBC_ACI_DSI & GPM & DRET | 0 | 0 | 0 | 0 | 0 | 0 | 0
00 Ret.Exist_Non-FBC_ACI_DSI & GPM & NGC | 0 | 0 | 0 | 0 | 0 | 0 | 0
00 Ret.Exist_Non-FBC_ACI_DSI & GPM & SCR | 0 | 0 | 0 | 0 | 0 | 0 | 0
00 Ret.Exist_Non-FBC_ACI_DSI & GPM & SCR & DRET | 0 | 0 | 0 | 0 | 0 | 0 | 0
00 Ret.Exist_Non-FBC_ACI_DSI & GPM & SCR & NGC | 0 | 0 | 0 | 0 | 0 | 0 | 0
00 Ret.Exist_Non-FBC_ACI_DSI & GPM & SNCR | 0 | 0 | 0 | 0 | 0 | 0 | 0
00 Ret.Exist_Non-FBC_ACI_DSI & GPM & SNCR & DRET | 0 | 0 | 0 | 0 | 0 | 0 | 0
00 Ret.Exist_Non-FBC_ACI_DSI & GPM & SNCR & NGC | 0 | 0 | 0 | 0 | 0 | 0 | 0
00 Ret.Exist_Non-FBC_ACI_DSI & GPM & WetFGD & SCR & CCS | 0 | 0 | 0 | 0 | 0 | 0 | 0
00 Ret.Exist_Non-FBC_ACI_DSI & NGC | 0 | 0 | 0 | 0 | 0 | 0 | 0
00 Ret.Exist_Non-FBC_ACI_DSI & SCR | 0 | 0 | 0 | 0 | 0 | 0 | 0
00 Ret.Exist_Non-FBC_ACI_DSI & SCR & C2G | 0 | 0 | 0 | 0 | 0 | 0 | 0
00 Ret.Exist_Non-FBC_ACI_DSI & SCR & DRET | 0 | 0 | 0 | 0 | 0 | 0 | 0
00 Ret.Exist_Non-FBC_ACI_DSI & SCR & NGC | 0 | 0 | 0 | 0 | 0 | 0 | 0
00 Ret.Exist_Non-FBC_ACI_DSI & SCR & WetFGD & CCS | 0 | 0 | 0 | 0 | 0 | 0 | 0
00 Ret.Exist_Non-FBC_ACI_DSI & SNCR | 0 | 0 | 0 | 0 | 0 | 0 | 0
00 Ret.Exist_Non-FBC_ACI_DSI & SNCR & C2G | 0 | 0 | 0 | 0 | 0 | 0 | 0
00 Ret.Exist_Non-FBC_ACI_DSI & SNCR & DRET | 0 | 0 | 0 | 0 | 0 | 0 | 0
00 Ret.Exist_Non-FBC_ACI_DSI & SNCR & NGC | 0 | 0 | 0 | 0 | 0 | 0 | 0
00 Ret.Exist_Non-FBC_DryFGD & C2G | 0 | 0 | 0 | 0 | 0 | 0 | 0
00 Ret.Exist_Non-FBC_DryFGD & C2G & SCR | 0 | 0 | 0 | 0 | 0 | 0 | 0
00 Ret.Exist_Non-FBC_DryFGD & DRET | 0 | 0 | 0 | 0 | 0 | 0 | 0
00 Ret.Exist_Non-FBC_DryFGD & GPM | 0 | 0 | 0 | 0 | 0 | 0 | 0
00 Ret.Exist_Non-FBC_DryFGD & GPM & C2G | 0 | 0 | 0 | 0 | 0 | 0 | 0
00 Ret.Exist_Non-FBC_DryFGD & GPM & C2G & SCR | 0 | 0 | 0 | 0 | 0 | 0 | 0
00 Ret.Exist_Non-FBC_DryFGD & GPM & DRET | 0 | 0 | 0 | 0 | 0 | 0 | 0
00 Ret.Exist_Non-FBC_DryFGD & GPM & NGC | 0 | 0 | 0 | 0 | 0 | 0 | 0
00 Ret.Exist_Non-FBC_DryFGD & GPM & SCR | 0 | 0 | 0 | 0 | 0 | 0 | 0
00 Ret.Exist_Non-FBC_DryFGD & GPM & SCR & CCS | 0 | 0 | 0 | 0 | 0 | 0 | 0
00 Ret.Exist_Non-FBC_DryFGD & GPM & SCR & DRET | 0 | 0 | 0 | 0 | 0 | 0 | 0
00 Ret.Exist_Non-FBC_DryFGD & GPM & SCR & NGC | 0 | 0 | 0 | 0 | 0 | 0 | 0
00 Ret.Exist_Non-FBC_DryFGD & GPM & SNCR | 0 | 0 | 0 | 0 | 0 | 0 | 0
00 Ret.Exist_Non-FBC_DryFGD & GPM & SNCR & DRET | 0 | 0 | 0 | 0 | 0 | 0 | 0
00 Ret.Exist_Non-FBC_DryFGD & GPM & SNCR & NGC | 0 | 0 | 0 | 0 | 0 | 0 | 0
00 Ret.Exist_Non-FBC_DryFGD & NGC | 0 | 0 | 0 | 0 | 0 | 0 | 0
00 Ret.Exist_Non-FBC_DryFGD & SCR | 0 | 0 | 0 | 0 | 0 | 0 | 0
00 Ret.Exist_Non-FBC_DryFGD & SCR & C2G | 0 | 0 | 0 | 0 | 0 | 0 | 0
00 Ret.Exist_Non-FBC_DryFGD & SCR & CCS | 0 | 0 | 0 | 0 | 0 | 0 | 0
00 Ret.Exist_Non-FBC_DryFGD & SCR & DRET | 0 | 0 | 0 | 0 | 0 | 0 | 0
00 Ret.Exist_Non-FBC_DryFGD & SCR & NGC | 0 | 0 | 0 | 0 | 0 | 0 | 0
00 Ret.Exist_Non-FBC_DryFGD & SNCR | 0 | 0 | 0 | 0 | 0 | 0 | 0
00 Ret.Exist_Non-FBC_DryFGD & SNCR & C2G | 0 | 0 | 0 | 0 | 0 | 0 | 0
00 Ret.Exist_Non-FBC_DryFGD & SNCR & DRET | 0 | 0 | 0 | 0 | 0 | 0 | 0
00 Ret.Exist_Non-FBC_DryFGD & SNCR & NGC | 0 | 0 | 0 | 0 | 0 | 0 | 0
00 Ret.Exist_Non-FBC_DryFGD_ACI & C2G | 0 | 0 | 0 | 0 | 0 | 0 | 0
00 Ret.Exist_Non-FBC_DryFGD_ACI & C2G & SCR | 0 | 0 | 0 | 0 | 0 | 0 | 0
00 Ret.Exist_Non-FBC_DryFGD_ACI & DCCS | 0 | 0 | 0 | 0 | 0 | 0 | 0
00 Ret.Exist_Non-FBC_DryFGD_ACI & DCCS & SCR & CCS | 0 | 0 | 0 | 0 | 0 | 0 | 0
00 Ret.Exist_Non-FBC_DryFGD_ACI & DRET | 0 | 0 | 0 | 0 | 0 | 0 | 0
00 Ret.Exist_Non-FBC_DryFGD_ACI & GPM | 0 | 0 | 0 | 0 | 0 | 0 | 0
00 Ret.Exist_Non-FBC_DryFGD_ACI & GPM & C2G | 0 | 0 | 0 | 0 | 0 | 0 | 0
00 Ret.Exist_Non-FBC_DryFGD_ACI & GPM & C2G & SCR | 0 | 0 | 0 | 0 | 0 | 0 | 0
00 Ret.Exist_Non-FBC_DryFGD_ACI & GPM & DRET | 0 | 0 | 0 | 0 | 0 | 0 | 0
00 Ret.Exist_Non-FBC_DryFGD_ACI & GPM & NGC | 0 | 0 | 0 | 0 | 0 | 0 | 0
00 Ret.Exist_Non-FBC_DryFGD_ACI & GPM & SCR | 0 | 0 | 0 | 0 | 0 | 0 | 0
00 Ret.Exist_Non-FBC_DryFGD_ACI & GPM & SCR & CCS | 0 | 0 | 0 | 0 | 0 | 0 | 0
00 Ret.Exist_Non-FBC_DryFGD_ACI & GPM & SCR & DRET | 0 | 0 | 0 | 0 | 0 | 0 | 0
00 Ret.Exist_Non-FBC_DryFGD_ACI & GPM & SCR & NGC | 0 | 0 | 0 | 0 | 0 | 0 | 0
00 Ret.Exist_Non-FBC_DryFGD_ACI & GPM & SNCR | 0 | 0 | 0 | 0 | 0 | 0 | 0
00 Ret.Exist_Non-FBC_DryFGD_ACI & GPM & SNCR & DRET | 0 | 0 | 0 | 0 | 0 | 0 | 0
00 Ret.Exist_Non-FBC_DryFGD_ACI & GPM & SNCR & NGC | 0 | 0 | 0 | 0 | 0 | 0 | 0
00 Ret.Exist_Non-FBC_DryFGD_ACI & NGC | 0 | 0 | 0 | 0 | 0 | 0 | 0
00 Ret.Exist_Non-FBC_DryFGD_ACI & SCR | 0 | 300.7172 | 4.0306e-07 | 4.0306e-07 | 4.0306e-07 | 4.0306e-07 | 4.0306e-07
00 Ret.Exist_Non-FBC_DryFGD_ACI & SCR & C2G | 0 | 0 | 0 | 0 | 0 | 0 | 0
00 Ret.Exist_Non-FBC_DryFGD_ACI & SCR & CCS | 0 | 0 | 1003.5759 | 1003.5759 | 0 | 0 | 0
00 Ret.Exist_Non-FBC_DryFGD_ACI & SCR & DRET | 0 | 0 | 0 | 0 | 0 | 0 | 0
00 Ret.Exist_Non-FBC_DryFGD_ACI & SCR & NGC | 0 | 0 | 0 | 0 | 0 | 0 | 0
00 Ret.Exist_Non-FBC_DryFGD_ACI & SNCR | 0 | 0 | 0 | 0 | 0 | 0 | 0
00 Ret.Exist_Non-FBC_DryFGD_ACI & SNCR & C2G | 0 | 0 | 0 | 0 | 0 | 0 | 0
00 Ret.Exist_Non-FBC_DryFGD_ACI & SNCR & DRET | 0 | 0 | 0 | 0 | 0 | 0 | 0
00 Ret.Exist_Non-FBC_DryFGD_ACI & SNCR & NGC | 0 | 0 | 0 | 0 | 0 | 0 | 0
00 Ret.Exist_Non-FBC_DryFGD_SCR & ACI | 0 | 0 | 0 | 0 | 0 | 0 | 0
00 Ret.Exist_Non-FBC_DryFGD_SCR & ACI & C2G | 0 | 0 | 0 | 0 | 0 | 0 | 0
00 Ret.Exist_Non-FBC_DryFGD_SCR & ACI & CCS | 0 | 0 | 0 | 0 | 0 | 0 | 0
00 Ret.Exist_Non-FBC_DryFGD_SCR & ACI & DRET | 0 | 0 | 0 | 0 | 0 | 0 | 0
00 Ret.Exist_Non-FBC_DryFGD_SCR & ACI & GPM | 0 | 0 | 0 | 0 | 0 | 0 | 0
00 Ret.Exist_Non-FBC_DryFGD_SCR & ACI & GPM & C2G | 0 | 0 | 0 | 0 | 0 | 0 | 0
00 Ret.Exist_Non-FBC_DryFGD_SCR & ACI & GPM & CCS | 0 | 0 | 0 | 0 | 0 | 0 | 0
00 Ret.Exist_Non-FBC_DryFGD_SCR & ACI & GPM & DRET | 0 | 0 | 0 | 0 | 0 | 0 | 0
00 Ret.Exist_Non-FBC_DryFGD_SCR & ACI & GPM & NGC | 0 | 0 | 0 | 0 | 0 | 0 | 0
00 Ret.Exist_Non-FBC_DryFGD_SCR & ACI & NGC | 0 | 0 | 0 | 0 | 0 | 0 | 0
00 Ret.Exist_Non-FBC_DryFGD_SCR & C2G | 0 | 0 | 0 | 0 | 0 | 0 | 0
00 Ret.Exist_Non-FBC_DryFGD_SCR & CCS | 0 | 0 | 0 | 0 | 0 | 0 | 0
00 Ret.Exist_Non-FBC_DryFGD_SCR & DRET | 0 | 0 | 0 | 0 | 0 | 0 | 0
00 Ret.Exist_Non-FBC_DryFGD_SCR & GPM | 0 | 0 | 0 | 0 | 0 | 0 | 0
00 Ret.Exist_Non-FBC_DryFGD_SCR & GPM & C2G | 0 | 0 | 0 | 0 | 0 | 0 | 0
00 Ret.Exist_Non-FBC_DryFGD_SCR & GPM & CCS | 0 | 0 | 0 | 0 | 0 | 0 | 0
00 Ret.Exist_Non-FBC_DryFGD_SCR & GPM & DRET | 0 | 0 | 0 | 0 | 0 | 0 | 0
00 Ret.Exist_Non-FBC_DryFGD_SCR & GPM & NGC | 0 | 0 | 0 | 0 | 0 | 0 | 0
00 Ret.Exist_Non-FBC_DryFGD_SCR & NGC | 0 | 0 | 0 | 0 | 0 | 0 | 0
00 Ret.Exist_Non-FBC_DryFGD_SCR_ACI & C2G | 497.2 | 497.2 | 497.2 | 497.2 | 497.2 | 497.2 | 497.2
00 Ret.Exist_Non-FBC_DryFGD_SCR_ACI & CCS | 0 | 259.4793 | 555.6927 | 555.6927 | 319.6853 | 319.6853 | 319.6853
00 Ret.Exist_Non-FBC_DryFGD_SCR_ACI & DCCS | 0 | 0 | 0 | 0 | 0 | 0 | 0
00 Ret.Exist_Non-FBC_DryFGD_SCR_ACI & DCCS & CCS | 0 | 0 | 0 | 0 | 0 | 0 | 0
00 Ret.Exist_Non-FBC_DryFGD_SCR_ACI & DRET | 0 | 0 | 0 | 0 | 0 | 0 | 0
00 Ret.Exist_Non-FBC_DryFGD_SCR_ACI & GPM | 0 | 0 | 0 | 0 | 0 | 0 | 0
00 Ret.Exist_Non-FBC_DryFGD_SCR_ACI & GPM & C2G | 0 | 0 | 0 | 0 | 0 | 0 | 0
00 Ret.Exist_Non-FBC_DryFGD_SCR_ACI & GPM & CCS | 0 | 0 | 0 | 0 | 0 | 0 | 0
00 Ret.Exist_Non-FBC_DryFGD_SCR_ACI & GPM & DRET | 0 | 0 | 0 | 0 | 0 | 0 | 0
00 Ret.Exist_Non-FBC_DryFGD_SCR_ACI & GPM & NGC | 0 | 0 | 0 | 0 | 0 | 0 | 0
00 Ret.Exist_Non-FBC_DryFGD_SCR_ACI & NGC | 0 | 0 | 0 | 0 | 0 | 0 | 0
00 Ret.Exist_Non-FBC_DryFGD_SCR_ACI_DSI & C2G | 0 | 0 | 0 | 0 | 0 | 0 | 0
00 Ret.Exist_Non-FBC_DryFGD_SCR_ACI_DSI & CCS | 0 | 0 | 0 | 0 | 0 | 0 | 0
00 Ret.Exist_Non-FBC_DryFGD_SCR_ACI_DSI & DCCS | 0 | 0 | 0 | 0 | 0 | 0 | 0
00 Ret.Exist_Non-FBC_DryFGD_SCR_ACI_DSI & DCCS & CCS | 0 | 0 | 0 | 0 | 0 | 0 | 0
00 Ret.Exist_Non-FBC_DryFGD_SCR_ACI_DSI & DRET | 0 | 0 | 0 | 0 | 0 | 0 | 0
00 Ret.Exist_Non-FBC_DryFGD_SCR_ACI_DSI & GPM | 0 | 0 | 0 | 0 | 0 | 0 | 0
00 Ret.Exist_Non-FBC_DryFGD_SCR_ACI_DSI & GPM & C2G | 0 | 0 | 0 | 0 | 0 | 0 | 0
00 Ret.Exist_Non-FBC_DryFGD_SCR_ACI_DSI & GPM & CCS | 0 | 0 | 0 | 0 | 0 | 0 | 0
00 Ret.Exist_Non-FBC_DryFGD_SCR_ACI_DSI & GPM & DRET | 0 | 0 | 0 | 0 | 0 | 0 | 0
00 Ret.Exist_Non-FBC_DryFGD_SCR_ACI_DSI & GPM & NGC | 0 | 0 | 0 | 0 | 0 | 0 | 0
00 Ret.Exist_Non-FBC_DryFGD_SCR_ACI_DSI & NGC | 0 | 0 | 0 | 0 | 0 | 0 | 0
00 Ret.Exist_Non-FBC_DryFGD_SCR_DSI & ACI | 0 | 0 | 0 | 0 | 0 | 0 | 0
00 Ret.Exist_Non-FBC_DryFGD_SCR_DSI & ACI & C2G | 0 | 0 | 0 | 0 | 0 | 0 | 0
00 Ret.Exist_Non-FBC_DryFGD_SCR_DSI & ACI & CCS | 0 | 0 | 0 | 0 | 0 | 0 | 0
00 Ret.Exist_Non-FBC_DryFGD_SCR_DSI & ACI & DRET | 0 | 0 | 0 | 0 | 0 | 0 | 0
00 Ret.Exist_Non-FBC_DryFGD_SCR_DSI & ACI & GPM | 0 | 0 | 0 | 0 | 0 | 0 | 0
00 Ret.Exist_Non-FBC_DryFGD_SCR_DSI & ACI & GPM & C2G | 0 | 0 | 0 | 0 | 0 | 0 | 0
00 Ret.Exist_Non-FBC_DryFGD_SCR_DSI & ACI & GPM & CCS | 0 | 0 | 0 | 0 | 0 | 0 | 0
00 Ret.Exist_Non-FBC_DryFGD_SCR_DSI & ACI & GPM & DRET | 0 | 0 | 0 | 0 | 0 | 0 | 0
00 Ret.Exist_Non-FBC_DryFGD_SCR_DSI & ACI & GPM & NGC | 0 | 0 | 0 | 0 | 0 | 0 | 0
00 Ret.Exist_Non-FBC_DryFGD_SCR_DSI & ACI & NGC | 0 | 0 | 0 | 0 | 0 | 0 | 0
00 Ret.Exist_Non-FBC_DryFGD_SCR_DSI & C2G | 0 | 0 | 0 | 0 | 0 | 0 | 0
00 Ret.Exist_Non-FBC_DryFGD_SCR_DSI & CCS | 0 | 0 | 0 | 0 | 0 | 0 | 0
00 Ret.Exist_Non-FBC_DryFGD_SCR_DSI & DRET | 0 | 0 | 0 | 0 | 0 | 0 | 0
00 Ret.Exist_Non-FBC_DryFGD_SCR_DSI & GPM | 0 | 0 | 0 | 0 | 0 | 0 | 0
00 Ret.Exist_Non-FBC_DryFGD_SCR_DSI & GPM & C2G | 0 | 0 | 0 | 0 | 0 | 0 | 0
00 Ret.Exist_Non-FBC_DryFGD_SCR_DSI & GPM & CCS | 0 | 0 | 0 | 0 | 0 | 0 | 0
00 Ret.Exist_Non-FBC_DryFGD_SCR_DSI & GPM & DRET | 0 | 0 | 0 | 0 | 0 | 0 | 0
00 Ret.Exist_Non-FBC_DryFGD_SCR_DSI & GPM & NGC | 0 | 0 | 0 | 0 | 0 | 0 | 0
00 Ret.Exist_Non-FBC_DryFGD_SCR_DSI & NGC | 0 | 0 | 0 | 0 | 0 | 0 | 0
00 Ret.Exist_Non-FBC_DryFGD_SNCR_ACI & C2G | 0 | 0 | 0 | 0 | 0 | 0 | 0
00 Ret.Exist_Non-FBC_DryFGD_SNCR_ACI & C2G & SCR | 0 | 0 | 0 | 0 | 0 | 0 | 0
00 Ret.Exist_Non-FBC_DryFGD_SNCR_ACI & DCCS | 0 | 0 | 0 | 0 | 0 | 0 | 0
00 Ret.Exist_Non-FBC_DryFGD_SNCR_ACI & DCCS & SCR & CCS | 0 | 0 | 0 | 0 | 0 | 0 | 0
00 Ret.Exist_Non-FBC_DryFGD_SNCR_ACI & DRET | 0 | 0 | 0 | 0 | 0 | 0 | 0
00 Ret.Exist_Non-FBC_DryFGD_SNCR_ACI & GPM | 0 | 0 | 0 | 0 | 0 | 0 | 0
00 Ret.Exist_Non-FBC_DryFGD_SNCR_ACI & GPM & C2G | 0 | 0 | 0 | 0 | 0 | 0 | 0
00 Ret.Exist_Non-FBC_DryFGD_SNCR_ACI & GPM & C2G & SCR | 0 | 0 | 0 | 0 | 0 | 0 | 0
00 Ret.Exist_Non-FBC_DryFGD_SNCR_ACI & GPM & DRET | 0 | 0 | 0 | 0 | 0 | 0 | 0
00 Ret.Exist_Non-FBC_DryFGD_SNCR_ACI & GPM & NGC | 0 | 0 | 0 | 0 | 0 | 0 | 0
00 Ret.Exist_Non-FBC_DryFGD_SNCR_ACI & GPM & SCR | 0 | 0 | 0 | 0 | 0 | 0 | 0
00 Ret.Exist_Non-FBC_DryFGD_SNCR_ACI & GPM & SCR & CCS | 0 | 0 | 0 | 0 | 0 | 0 | 0
00 Ret.Exist_Non-FBC_DryFGD_SNCR_ACI & GPM & SCR & DRET | 0 | 0 | 0 | 0 | 0 | 0 | 0
00 Ret.Exist_Non-FBC_DryFGD_SNCR_ACI & GPM & SCR & NGC | 0 | 0 | 0 | 0 | 0 | 0 | 0
00 Ret.Exist_Non-FBC_DryFGD_SNCR_ACI & NGC | 0 | 0 | 0 | 0 | 0 | 0 | 0
00 Ret.Exist_Non-FBC_DryFGD_SNCR_ACI & SCR | 0 | 0 | 0 | 0 | 0 | 0 | 0
00 Ret.Exist_Non-FBC_DryFGD_SNCR_ACI & SCR & C2G | 0 | 0 | 0 | 0 | 0 | 0 | 0
00 Ret.Exist_Non-FBC_DryFGD_SNCR_ACI & SCR & CCS | 0 | 0 | 0 | 0 | 0 | 0 | 0
00 Ret.Exist_Non-FBC_DryFGD_SNCR_ACI & SCR & DRET | 0 | 0 | 0 | 0 | 0 | 0 | 0
00 Ret.Exist_Non-FBC_DryFGD_SNCR_ACI & SCR & NGC | 0 | 0 | 0 | 0 | 0 | 0 | 0
00 Ret.Exist_Non-FBC_DryFGD_SNCR_ACI_DSI & C2G | 0 | 0 | 0 | 0 | 0 | 0 | 0
00 Ret.Exist_Non-FBC_DryFGD_SNCR_ACI_DSI & C2G & SCR | 0 | 0 | 0 | 0 | 0 | 0 | 0
00 Ret.Exist_Non-FBC_DryFGD_SNCR_ACI_DSI & DRET | 0 | 0 | 0 | 0 | 0 | 0 | 0
00 Ret.Exist_Non-FBC_DryFGD_SNCR_ACI_DSI & GPM | 0 | 0 | 0 | 0 | 0 | 0 | 0
00 Ret.Exist_Non-FBC_DryFGD_SNCR_ACI_DSI & GPM & C2G | 0 | 0 | 0 | 0 | 0 | 0 | 0
00 Ret.Exist_Non-FBC_DryFGD_SNCR_ACI_DSI & GPM & C2G & SCR | 0 | 0 | 0 | 0 | 0 | 0 | 0
00 Ret.Exist_Non-FBC_DryFGD_SNCR_ACI_DSI & GPM & DRET | 0 | 0 | 0 | 0 | 0 | 0 | 0
00 Ret.Exist_Non-FBC_DryFGD_SNCR_ACI_DSI & GPM & NGC | 0 | 0 | 0 | 0 | 0 | 0 | 0
00 Ret.Exist_Non-FBC_DryFGD_SNCR_ACI_DSI & GPM & SCR | 0 | 0 | 0 | 0 | 0 | 0 | 0
00 Ret.Exist_Non-FBC_DryFGD_SNCR_ACI_DSI & GPM & SCR & CCS | 0 | 0 | 0 | 0 | 0 | 0 | 0
00 Ret.Exist_Non-FBC_DryFGD_SNCR_ACI_DSI & GPM & SCR & DRET | 0 | 0 | 0 | 0 | 0 | 0 | 0
00 Ret.Exist_Non-FBC_DryFGD_SNCR_ACI_DSI & GPM & SCR & NGC | 0 | 0 | 0 | 0 | 0 | 0 | 0
00 Ret.Exist_Non-FBC_DryFGD_SNCR_ACI_DSI & NGC | 0 | 0 | 0 | 0 | 0 | 0 | 0
00 Ret.Exist_Non-FBC_DryFGD_SNCR_ACI_DSI & SCR | 0 | 0 | 0 | 0 | 0 | 0 | 0
00 Ret.Exist_Non-FBC_DryFGD_SNCR_ACI_DSI & SCR & C2G | 0 | 0 | 0 | 0 | 0 | 0 | 0
00 Ret.Exist_Non-FBC_DryFGD_SNCR_ACI_DSI & SCR & CCS | 0 | 0 | 0 | 0 | 0 | 0 | 0
00 Ret.Exist_Non-FBC_DryFGD_SNCR_ACI_DSI & SCR & DRET | 0 | 0 | 0 | 0 | 0 | 0 | 0
00 Ret.Exist_Non-FBC_DryFGD_SNCR_ACI_DSI & SCR & NGC | 0 | 0 | 0 | 0 | 0 | 0 | 0
00 Ret.Exist_Non-FBC_DSI & ACI | 0 | 0 | 0 | 0 | 0 | 0 | 0
00 Ret.Exist_Non-FBC_DSI & ACI & C2G | 0 | 0 | 0 | 0 | 0 | 0 | 0
00 Ret.Exist_Non-FBC_DSI & ACI & C2G & SCR | 0 | 0 | 0 | 0 | 0 | 0 | 0
00 Ret.Exist_Non-FBC_DSI & ACI & DRET | 0 | 0 | 0 | 0 | 0 | 0 | 0
00 Ret.Exist_Non-FBC_DSI & ACI & GPM | 0 | 0 | 0 | 0 | 0 | 0 | 0
00 Ret.Exist_Non-FBC_DSI & ACI & GPM & C2G | 0 | 0 | 0 | 0 | 0 | 0 | 0
00 Ret.Exist_Non-FBC_DSI & ACI & GPM & C2G & SCR | 0 | 0 | 0 | 0 | 0 | 0 | 0
00 Ret.Exist_Non-FBC_DSI & ACI & GPM & DRET | 0 | 0 | 0 | 0 | 0 | 0 | 0
00 Ret.Exist_Non-FBC_DSI & ACI & GPM & NGC | 0 | 0 | 0 | 0 | 0 | 0 | 0
00 Ret.Exist_Non-FBC_DSI & ACI & GPM & SCR | 0 | 0 | 0 | 0 | 0 | 0 | 0
00 Ret.Exist_Non-FBC_DSI & ACI & GPM & SCR & DRET | 0 | 0 | 0 | 0 | 0 | 0 | 0
00 Ret.Exist_Non-FBC_DSI & ACI & GPM & SCR & NGC | 0 | 0 | 0 | 0 | 0 | 0 | 0
00 Ret.Exist_Non-FBC_DSI & ACI & GPM & SNCR | 0 | 0 | 0 | 0 | 0 | 0 | 0
00 Ret.Exist_Non-FBC_DSI & ACI & GPM & SNCR & DRET | 0 | 0 | 0 | 0 | 0 | 0 | 0
00 Ret.Exist_Non-FBC_DSI & ACI & GPM & SNCR & NGC | 0 | 0 | 0 | 0 | 0 | 0 | 0
00 Ret.Exist_Non-FBC_DSI & ACI & GPM & WetFGD & SCR & CCS | 0 | 0 | 0 | 0 | 0 | 0 | 0
00 Ret.Exist_Non-FBC_DSI & ACI & NGC | 0 | 0 | 0 | 0 | 0 | 0 | 0
00 Ret.Exist_Non-FBC_DSI & ACI & SCR | 0 | 0 | 0 | 0 | 0 | 0 | 0
00 Ret.Exist_Non-FBC_DSI & ACI & SCR & DRET | 0 | 0 | 0 | 0 | 0 | 0 | 0
00 Ret.Exist_Non-FBC_DSI & ACI & SCR & NGC | 0 | 0 | 0 | 0 | 0 | 0 | 0
00 Ret.Exist_Non-FBC_DSI & ACI & SNCR | 0 | 0 | 0 | 0 | 0 | 0 | 0
00 Ret.Exist_Non-FBC_DSI & ACI & SNCR & DRET | 0 | 0 | 0 | 0 | 0 | 0 | 0
00 Ret.Exist_Non-FBC_DSI & ACI & SNCR & NGC | 0 | 0 | 0 | 0 | 0 | 0 | 0
00 Ret.Exist_Non-FBC_DSI & ACI & WetFGD & SCR & CCS | 0 | 0 | 0 | 0 | 0 | 0 | 0
00 Ret.Exist_Non-FBC_DSI & C2G | 0 | 0 | 0 | 0 | 0 | 0 | 0
00 Ret.Exist_Non-FBC_DSI & C2G & SCR | 0 | 0 | 0 | 0 | 0 | 0 | 0
00 Ret.Exist_Non-FBC_DSI & DRET | 0 | 0 | 0 | 0 | 0 | 0 | 0
00 Ret.Exist_Non-FBC_DSI & GPM | 0 | 0 | 0 | 0 | 0 | 0 | 0
00 Ret.Exist_Non-FBC_DSI & GPM & C2G | 0 | 0 | 0 | 0 | 0 | 0 | 0
00 Ret.Exist_Non-FBC_DSI & GPM & C2G & SCR | 0 | 0 | 0 | 0 | 0 | 0 | 0
00 Ret.Exist_Non-FBC_DSI & GPM & DRET | 0 | 0 | 0 | 0 | 0 | 0 | 0
00 Ret.Exist_Non-FBC_DSI & GPM & NGC | 0 | 0 | 0 | 0 | 0 | 0 | 0
00 Ret.Exist_Non-FBC_DSI & GPM & SCR | 0 | 0 | 0 | 0 | 0 | 0 | 0
00 Ret.Exist_Non-FBC_DSI & GPM & SCR & DRET | 0 | 0 | 0 | 0 | 0 | 0 | 0
00 Ret.Exist_Non-FBC_DSI & GPM & SCR & NGC | 0 | 0 | 0 | 0 | 0 | 0 | 0
00 Ret.Exist_Non-FBC_DSI & GPM & SNCR | 0 | 0 | 0 | 0 | 0 | 0 | 0
00 Ret.Exist_Non-FBC_DSI & GPM & SNCR & DRET | 0 | 0 | 0 | 0 | 0 | 0 | 0
00 Ret.Exist_Non-FBC_DSI & GPM & SNCR & NGC | 0 | 0 | 0 | 0 | 0 | 0 | 0
00 Ret.Exist_Non-FBC_DSI & GPM & WetFGD & SCR & CCS | 0 | 0 | 0 | 0 | 0 | 0 | 0
00 Ret.Exist_Non-FBC_DSI & NGC | 0 | 0 | 0 | 0 | 0 | 0 | 0
00 Ret.Exist_Non-FBC_DSI & SCR | 0 | 0 | 0 | 0 | 0 | 0 | 0
00 Ret.Exist_Non-FBC_DSI & SCR & C2G | 0 | 0 | 0 | 0 | 0 | 0 | 0
00 Ret.Exist_Non-FBC_DSI & SCR & DRET | 0 | 0 | 0 | 0 | 0 | 0 | 0
00 Ret.Exist_Non-FBC_DSI & SCR & NGC | 0 | 0 | 0 | 0 | 0 | 0 | 0
00 Ret.Exist_Non-FBC_DSI & SCR & WetFGD & CCS | 0 | 0 | 0 | 0 | 0 | 0 | 0
00 Ret.Exist_Non-FBC_DSI & SNCR | 0 | 0 | 0 | 0 | 0 | 0 | 0
00 Ret.Exist_Non-FBC_DSI & SNCR & C2G | 0 | 0 | 0 | 0 | 0 | 0 | 0
00 Ret.Exist_Non-FBC_DSI & SNCR & DRET | 0 | 0 | 0 | 0 | 0 | 0 | 0
00 Ret.Exist_Non-FBC_DSI & SNCR & NGC | 0 | 0 | 0 | 0 | 0 | 0 | 0
00 Ret.Exist_Non-FBC_NoCtrl & ACI | 0 | 0 | 0 | 0 | 0 | 0 | 0
00 Ret.Exist_Non-FBC_NoCtrl & ACI & C2G | 0 | 0 | 0 | 0 | 0 | 0 | 0
00 Ret.Exist_Non-FBC_NoCtrl & ACI & C2G & SCR | 0 | 0 | 0 | 0 | 0 | 0 | 0
00 Ret.Exist_Non-FBC_NoCtrl & ACI & DRET | 0 | 0 | 0 | 0 | 0 | 0 | 0
00 Ret.Exist_Non-FBC_NoCtrl & ACI & DSI | 0 | 0 | 0 | 0 | 0 | 0 | 0
00 Ret.Exist_Non-FBC_NoCtrl & ACI & DSI & C2G | 0 | 0 | 0 | 0 | 0 | 0 | 0
00 Ret.Exist_Non-FBC_NoCtrl & ACI & DSI & C2G & SCR | 0 | 0 | 0 | 0 | 0 | 0 | 0
00 Ret.Exist_Non-FBC_NoCtrl & ACI & DSI & DRET | 0 | 0 | 0 | 0 | 0 | 0 | 0
00 Ret.Exist_Non-FBC_NoCtrl & ACI & DSI & GPM | 0 | 0 | 0 | 0 | 0 | 0 | 0
00 Ret.Exist_Non-FBC_NoCtrl & ACI & DSI & GPM & C2G | 0 | 0 | 0 | 0 | 0 | 0 | 0
00 Ret.Exist_Non-FBC_NoCtrl & ACI & DSI & GPM & C2G & SCR | 0 | 0 | 0 | 0 | 0 | 0 | 0
00 Ret.Exist_Non-FBC_NoCtrl & ACI & DSI & GPM & DRET | 0 | 0 | 0 | 0 | 0 | 0 | 0
00 Ret.Exist_Non-FBC_NoCtrl & ACI & DSI & GPM & NGC | 0 | 0 | 0 | 0 | 0 | 0 | 0
00 Ret.Exist_Non-FBC_NoCtrl & ACI & DSI & GPM & SCR | 0 | 0 | 0 | 0 | 0 | 0 | 0
00 Ret.Exist_Non-FBC_NoCtrl & ACI & DSI & GPM & SCR & DRET | 0 | 0 | 0 | 0 | 0 | 0 | 0
00 Ret.Exist_Non-FBC_NoCtrl & ACI & DSI & GPM & SCR & NGC | 0 | 0 | 0 | 0 | 0 | 0 | 0
00 Ret.Exist_Non-FBC_NoCtrl & ACI & DSI & GPM & SNCR | 0 | 0 | 0 | 0 | 0 | 0 | 0
00 Ret.Exist_Non-FBC_NoCtrl & ACI & DSI & GPM & SNCR & DRET | 0 | 0 | 0 | 0 | 0 | 0 | 0
00 Ret.Exist_Non-FBC_NoCtrl & ACI & DSI & GPM & SNCR & NGC | 0 | 0 | 0 | 0 | 0 | 0 | 0
00 Ret.Exist_Non-FBC_NoCtrl & ACI & DSI & GPM & WetFGD & SCR & CCS | 0 | 0 | 0 | 0 | 0 | 0 | 0
00 Ret.Exist_Non-FBC_NoCtrl & ACI & DSI & NGC | 0 | 0 | 0 | 0 | 0 | 0 | 0
00 Ret.Exist_Non-FBC_NoCtrl & ACI & DSI & SCR | 0 | 0 | 0 | 0 | 0 | 0 | 0
00 Ret.Exist_Non-FBC_NoCtrl & ACI & DSI & SCR & DRET | 0 | 0 | 0 | 0 | 0 | 0 | 0
00 Ret.Exist_Non-FBC_NoCtrl & ACI & DSI & SCR & NGC | 0 | 0 | 0 | 0 | 0 | 0 | 0
00 Ret.Exist_Non-FBC_NoCtrl & ACI & DSI & SNCR | 0 | 0 | 0 | 0 | 0 | 0 | 0
00 Ret.Exist_Non-FBC_NoCtrl & ACI & DSI & SNCR & DRET | 0 | 0 | 0 | 0 | 0 | 0 | 0
00 Ret.Exist_Non-FBC_NoCtrl & ACI & DSI & SNCR & NGC | 0 | 0 | 0 | 0 | 0 | 0 | 0
00 Ret.Exist_Non-FBC_NoCtrl & ACI & DSI & WetFGD & SCR & CCS | 0 | 0 | 0 | 0 | 0 | 0 | 0
00 Ret.Exist_Non-FBC_NoCtrl & ACI & GPM | 0 | 0 | 0 | 0 | 0 | 0 | 0
00 Ret.Exist_Non-FBC_NoCtrl & ACI & GPM & C2G | 0 | 0 | 0 | 0 | 0 | 0 | 0
00 Ret.Exist_Non-FBC_NoCtrl & ACI & GPM & C2G & SCR | 0 | 0 | 0 | 0 | 0 | 0 | 0
00 Ret.Exist_Non-FBC_NoCtrl & ACI & GPM & DRET | 0 | 0 | 0 | 0 | 0 | 0 | 0
00 Ret.Exist_Non-FBC_NoCtrl & ACI & GPM & NGC | 0 | 0 | 0 | 0 | 0 | 0 | 0
00 Ret.Exist_Non-FBC_NoCtrl & ACI & GPM & SCR | 0 | 0 | 0 | 0 | 0 | 0 | 0
00 Ret.Exist_Non-FBC_NoCtrl & ACI & GPM & SCR & DRET | 0 | 0 | 0 | 0 | 0 | 0 | 0
00 Ret.Exist_Non-FBC_NoCtrl & ACI & GPM & SCR & NGC | 0 | 0 | 0 | 0 | 0 | 0 | 0
00 Ret.Exist_Non-FBC_NoCtrl & ACI & GPM & SNCR | 0 | 0 | 0 | 0 | 0 | 0 | 0
00 Ret.Exist_Non-FBC_NoCtrl & ACI & GPM & SNCR & DRET | 0 | 0 | 0 | 0 | 0 | 0 | 0
00 Ret.Exist_Non-FBC_NoCtrl & ACI & GPM & SNCR & NGC | 0 | 0 | 0 | 0 | 0 | 0 | 0
00 Ret.Exist_Non-FBC_NoCtrl & ACI & GPM & WetFGD & SCR & CCS | 0 | 0 | 0 | 0 | 0 | 0 | 0
00 Ret.Exist_Non-FBC_NoCtrl & ACI & NGC | 0 | 0 | 0 | 0 | 0 | 0 | 0
00 Ret.Exist_Non-FBC_NoCtrl & ACI & SCR | 0 | 0 | 0 | 0 | 0 | 0 | 0
00 Ret.Exist_Non-FBC_NoCtrl & ACI & SCR & DRET | 0 | 0 | 0 | 0 | 0 | 0 | 0
00 Ret.Exist_Non-FBC_NoCtrl & ACI & SCR & NGC | 0 | 0 | 0 | 0 | 0 | 0 | 0
00 Ret.Exist_Non-FBC_NoCtrl & ACI & SNCR | 0 | 0 | 0 | 0 | 0 | 0 | 0
00 Ret.Exist_Non-FBC_NoCtrl & ACI & SNCR & DRET | 0 | 0 | 0 | 0 | 0 | 0 | 0
00 Ret.Exist_Non-FBC_NoCtrl & ACI & SNCR & NGC | 0 | 0 | 0 | 0 | 0 | 0 | 0
00 Ret.Exist_Non-FBC_NoCtrl & ACI & WetFGD & SCR & CCS | 0 | 0 | 0 | 0 | 0 | 0 | 0
00 Ret.Exist_Non-FBC_NoCtrl & C2G | 0 | 0 | 0 | 0 | 0 | 0 | 0
00 Ret.Exist_Non-FBC_NoCtrl & C2G & SCR | 0 | 0 | 0 | 0 | 0 | 0 | 0
00 Ret.Exist_Non-FBC_NoCtrl & DCCS | 0 | 0 | 0 | 0 | 0 | 0 | 0
00 Ret.Exist_Non-FBC_NoCtrl & DCCS & WetFGD & SCR & CCS | 0 | 0 | 0 | 0 | 0 | 0 | 0
00 Ret.Exist_Non-FBC_NoCtrl & DRET | 0 | 0 | 0 | 0 | 0 | 0 | 0
00 Ret.Exist_Non-FBC_NoCtrl & DSI | 0 | 0 | 0 | 0 | 0 | 0 | 0
00 Ret.Exist_Non-FBC_NoCtrl & DSI & C2G | 0 | 0 | 0 | 0 | 0 | 0 | 0
00 Ret.Exist_Non-FBC_NoCtrl & DSI & C2G & SCR | 0 | 0 | 0 | 0 | 0 | 0 | 0
00 Ret.Exist_Non-FBC_NoCtrl & DSI & DRET | 0 | 0 | 0 | 0 | 0 | 0 | 0
00 Ret.Exist_Non-FBC_NoCtrl & DSI & GPM | 0 | 0 | 0 | 0 | 0 | 0 | 0
00 Ret.Exist_Non-FBC_NoCtrl & DSI & GPM & C2G | 0 | 0 | 0 | 0 | 0 | 0 | 0
00 Ret.Exist_Non-FBC_NoCtrl & DSI & GPM & C2G & SCR | 0 | 0 | 0 | 0 | 0 | 0 | 0
00 Ret.Exist_Non-FBC_NoCtrl & DSI & GPM & DRET | 0 | 0 | 0 | 0 | 0 | 0 | 0
00 Ret.Exist_Non-FBC_NoCtrl & DSI & GPM & NGC | 0 | 0 | 0 | 0 | 0 | 0 | 0
00 Ret.Exist_Non-FBC_NoCtrl & DSI & GPM & SCR | 0 | 0 | 0 | 0 | 0 | 0 | 0
00 Ret.Exist_Non-FBC_NoCtrl & DSI & GPM & SCR & DRET | 0 | 0 | 0 | 0 | 0 | 0 | 0
00 Ret.Exist_Non-FBC_NoCtrl & DSI & GPM & SCR & NGC | 0 | 0 | 0 | 0 | 0 | 0 | 0
00 Ret.Exist_Non-FBC_NoCtrl & DSI & GPM & SNCR | 0 | 0 | 0 | 0 | 0 | 0 | 0
00 Ret.Exist_Non-FBC_NoCtrl & DSI & GPM & SNCR & DRET | 0 | 0 | 0 | 0 | 0 | 0 | 0
00 Ret.Exist_Non-FBC_NoCtrl & DSI & GPM & SNCR & NGC | 0 | 0 | 0 | 0 | 0 | 0 | 0
00 Ret.Exist_Non-FBC_NoCtrl & DSI & GPM & WetFGD & SCR & CCS | 0 | 0 | 0 | 0 | 0 | 0 | 0
00 Ret.Exist_Non-FBC_NoCtrl & DSI & NGC | 0 | 0 | 0 | 0 | 0 | 0 | 0
00 Ret.Exist_Non-FBC_NoCtrl & DSI & SCR | 0 | 0 | 0 | 0 | 0 | 0 | 0
00 Ret.Exist_Non-FBC_NoCtrl & DSI & SCR & DRET | 0 | 0 | 0 | 0 | 0 | 0 | 0
00 Ret.Exist_Non-FBC_NoCtrl & DSI & SCR & NGC | 0 | 0 | 0 | 0 | 0 | 0 | 0
00 Ret.Exist_Non-FBC_NoCtrl & DSI & SNCR | 0 | 0 | 0 | 0 | 0 | 0 | 0
00 Ret.Exist_Non-FBC_NoCtrl & DSI & SNCR & DRET | 0 | 0 | 0 | 0 | 0 | 0 | 0
00 Ret.Exist_Non-FBC_NoCtrl & DSI & SNCR & NGC | 0 | 0 | 0 | 0 | 0 | 0 | 0
00 Ret.Exist_Non-FBC_NoCtrl & DSI & WetFGD & SCR & CCS | 0 | 0 | 0 | 0 | 0 | 0 | 0
00 Ret.Exist_Non-FBC_NoCtrl & GPM | 0 | 0 | 0 | 0 | 0 | 0 | 0
00 Ret.Exist_Non-FBC_NoCtrl & GPM & C2G | 0 | 0 | 0 | 0 | 0 | 0 | 0
00 Ret.Exist_Non-FBC_NoCtrl & GPM & C2G & SCR | 0 | 0 | 0 | 0 | 0 | 0 | 0
00 Ret.Exist_Non-FBC_NoCtrl & GPM & DRET | 0 | 0 | 0 | 0 | 0 | 0 | 0
00 Ret.Exist_Non-FBC_NoCtrl & GPM & NGC | 0 | 0 | 0 | 0 | 0 | 0 | 0
00 Ret.Exist_Non-FBC_NoCtrl & GPM & SCR | 0 | 0 | 0 | 0 | 0 | 0 | 0
00 Ret.Exist_Non-FBC_NoCtrl & GPM & SCR & DRET | 0 | 0 | 0 | 0 | 0 | 0 | 0
00 Ret.Exist_Non-FBC_NoCtrl & GPM & SCR & NGC | 0 | 0 | 0 | 0 | 0 | 0 | 0
00 Ret.Exist_Non-FBC_NoCtrl & GPM & SNCR | 0 | 0 | 0 | 0 | 0 | 0 | 0
00 Ret.Exist_Non-FBC_NoCtrl & GPM & SNCR & DRET | 0 | 0 | 0 | 0 | 0 | 0 | 0
00 Ret.Exist_Non-FBC_NoCtrl & GPM & SNCR & NGC | 0 | 0 | 0 | 0 | 0 | 0 | 0
00 Ret.Exist_Non-FBC_NoCtrl & GPM & WetFGD & SCR & CCS | 0 | 0 | 0 | 0 | 0 | 0 | 0
00 Ret.Exist_Non-FBC_NoCtrl & NGC | 0 | 0 | 0 | 0 | 0 | 0 | 0
00 Ret.Exist_Non-FBC_NoCtrl & SCR | 0 | 0 | 0 | 0 | 0 | 0 | 0
00 Ret.Exist_Non-FBC_NoCtrl & SCR & C2G | 0 | 0 | 0 | 0 | 0 | 0 | 0
00 Ret.Exist_Non-FBC_NoCtrl & SCR & DRET | 0 | 0 | 0 | 0 | 0 | 0 | 0
00 Ret.Exist_Non-FBC_NoCtrl & SCR & NGC | 0 | 0 | 0 | 0 | 0 | 0 | 0
00 Ret.Exist_Non-FBC_NoCtrl & SCR & WetFGD & CCS | 0 | 0 | 0 | 0 | 0 | 0 | 0
00 Ret.Exist_Non-FBC_NoCtrl & SNCR | 0 | 0 | 0 | 0 | 0 | 0 | 0
00 Ret.Exist_Non-FBC_NoCtrl & SNCR & C2G | 0 | 0 | 0 | 0 | 0 | 0 | 0
00 Ret.Exist_Non-FBC_NoCtrl & SNCR & DRET | 0 | 0 | 0 | 0 | 0 | 0 | 0
00 Ret.Exist_Non-FBC_NoCtrl & SNCR & NGC | 0 | 0 | 0 | 0 | 0 | 0 | 0
00 Ret.Exist_Non-FBC_SCR_ACI & C2G | 0 | 0 | 0 | 0 | 0 | 0 | 0
00 Ret.Exist_Non-FBC_SCR_ACI & DCCS | 0 | 0 | 0 | 0 | 0 | 0 | 0
00 Ret.Exist_Non-FBC_SCR_ACI & DCCS & WetFGD & CCS | 0 | 0 | 0 | 0 | 0 | 0 | 0
00 Ret.Exist_Non-FBC_SCR_ACI & DRET | 0 | 0 | 0 | 0 | 0 | 0 | 0
00 Ret.Exist_Non-FBC_SCR_ACI & DSI | 0 | 0 | 0 | 0 | 0 | 0 | 0
00 Ret.Exist_Non-FBC_SCR_ACI & DSI & C2G | 0 | 0 | 0 | 0 | 0 | 0 | 0
00 Ret.Exist_Non-FBC_SCR_ACI & DSI & DRET | 0 | 0 | 0 | 0 | 0 | 0 | 0
00 Ret.Exist_Non-FBC_SCR_ACI & DSI & GPM | 0 | 0 | 0 | 0 | 0 | 0 | 0
00 Ret.Exist_Non-FBC_SCR_ACI & DSI & GPM & C2G | 0 | 0 | 0 | 0 | 0 | 0 | 0
00 Ret.Exist_Non-FBC_SCR_ACI & DSI & GPM & DRET | 0 | 0 | 0 | 0 | 0 | 0 | 0
00 Ret.Exist_Non-FBC_SCR_ACI & DSI & GPM & NGC | 0 | 0 | 0 | 0 | 0 | 0 | 0
00 Ret.Exist_Non-FBC_SCR_ACI & DSI & GPM & WetFGD & CCS | 0 | 0 | 0 | 0 | 0 | 0 | 0
00 Ret.Exist_Non-FBC_SCR_ACI & DSI & NGC | 0 | 0 | 0 | 0 | 0 | 0 | 0
00 Ret.Exist_Non-FBC_SCR_ACI & DSI & WetFGD & CCS | 0 | 0 | 0 | 0 | 0 | 0 | 0
00 Ret.Exist_Non-FBC_SCR_ACI & GPM | 0 | 0 | 0 | 0 | 0 | 0 | 0
00 Ret.Exist_Non-FBC_SCR_ACI & GPM & C2G | 0 | 0 | 0 | 0 | 0 | 0 | 0
00 Ret.Exist_Non-FBC_SCR_ACI & GPM & DRET | 0 | 0 | 0 | 0 | 0 | 0 | 0
00 Ret.Exist_Non-FBC_SCR_ACI & GPM & NGC | 0 | 0 | 0 | 0 | 0 | 0 | 0
00 Ret.Exist_Non-FBC_SCR_ACI & GPM & WetFGD & CCS | 0 | 0 | 0 | 0 | 0 | 0 | 0
00 Ret.Exist_Non-FBC_SCR_ACI & NGC | 0 | 0 | 0 | 0 | 0 | 0 | 0
00 Ret.Exist_Non-FBC_SCR_ACI & WetFGD & CCS | 0 | 0 | 0 | 0 | 0 | 0 | 0
00 Ret.Exist_Non-FBC_SCR_ACI_DSI & C2G | 305 | 305 | 305 | 305 | 305 | 305 | 305
00 Ret.Exist_Non-FBC_SCR_ACI_DSI & DCCS | 0 | 0 | 0 | 0 | 0 | 0 | 0
00 Ret.Exist_Non-FBC_SCR_ACI_DSI & DCCS & WetFGD & CCS | 0 | 0 | 0 | 0 | 0 | 0 | 0
00 Ret.Exist_Non-FBC_SCR_ACI_DSI & DRET | 0 | 0 | 0 | 0 | 0 | 0 | 0
00 Ret.Exist_Non-FBC_SCR_ACI_DSI & GPM | 0 | 0 | 0 | 0 | 0 | 0 | 0
00 Ret.Exist_Non-FBC_SCR_ACI_DSI & GPM & C2G | 0 | 0 | 0 | 0 | 0 | 0 | 0
00 Ret.Exist_Non-FBC_SCR_ACI_DSI & GPM & DRET | 0 | 0 | 0 | 0 | 0 | 0 | 0
00 Ret.Exist_Non-FBC_SCR_ACI_DSI & GPM & NGC | 0 | 0 | 0 | 0 | 0 | 0 | 0
00 Ret.Exist_Non-FBC_SCR_ACI_DSI & GPM & WetFGD & CCS | 0 | 0 | 0 | 0 | 0 | 0 | 0
00 Ret.Exist_Non-FBC_SCR_ACI_DSI & NGC | 0 | 0 | 0 | 0 | 0 | 0 | 0
00 Ret.Exist_Non-FBC_SCR_ACI_DSI & WetFGD & CCS | 0 | 0 | 0 | 0 | 0 | 0 | 0
00 Ret.Exist_Non-FBC_SNCR_ACI & C2G | 0 | 0 | 0 | 0 | 0 | 0 | 0
00 Ret.Exist_Non-FBC_SNCR_ACI & C2G & SCR | 0 | 0 | 0 | 0 | 0 | 0 | 0
00 Ret.Exist_Non-FBC_SNCR_ACI & DRET | 0 | 0 | 0 | 0 | 0 | 0 | 0
00 Ret.Exist_Non-FBC_SNCR_ACI & DSI | 0 | 0 | 0 | 0 | 0 | 0 | 0
00 Ret.Exist_Non-FBC_SNCR_ACI & DSI & C2G | 0 | 0 | 0 | 0 | 0 | 0 | 0
00 Ret.Exist_Non-FBC_SNCR_ACI & DSI & C2G & SCR | 0 | 0 | 0 | 0 | 0 | 0 | 0
00 Ret.Exist_Non-FBC_SNCR_ACI & DSI & DRET | 0 | 0 | 0 | 0 | 0 | 0 | 0
00 Ret.Exist_Non-FBC_SNCR_ACI & DSI & NGC | 0 | 0 | 0 | 0 | 0 | 0 | 0
00 Ret.Exist_Non-FBC_SNCR_ACI & DSI & SCR | 0 | 0 | 0 | 0 | 0 | 0 | 0
00 Ret.Exist_Non-FBC_SNCR_ACI & DSI & SCR & DRET | 0 | 0 | 0 | 0 | 0 | 0 | 0
00 Ret.Exist_Non-FBC_SNCR_ACI & DSI & SCR & NGC | 0 | 0 | 0 | 0 | 0 | 0 | 0
00 Ret.Exist_Non-FBC_SNCR_ACI & DSI & WetFGD & SCR & CCS | 0 | 0 | 0 | 0 | 0 | 0 | 0
00 Ret.Exist_Non-FBC_SNCR_ACI & GPM | 0 | 0 | 0 | 0 | 0 | 0 | 0
00 Ret.Exist_Non-FBC_SNCR_ACI & GPM & C2G | 0 | 0 | 0 | 0 | 0 | 0 | 0
00 Ret.Exist_Non-FBC_SNCR_ACI & GPM & C2G & SCR | 0 | 0 | 0 | 0 | 0 | 0 | 0
00 Ret.Exist_Non-FBC_SNCR_ACI & GPM & DRET | 0 | 0 | 0 | 0 | 0 | 0 | 0
00 Ret.Exist_Non-FBC_SNCR_ACI & GPM & NGC | 0 | 0 | 0 | 0 | 0 | 0 | 0
00 Ret.Exist_Non-FBC_SNCR_ACI & GPM & SCR | 0 | 0 | 0 | 0 | 0 | 0 | 0
00 Ret.Exist_Non-FBC_SNCR_ACI & GPM & SCR & DRET | 0 | 0 | 0 | 0 | 0 | 0 | 0
00 Ret.Exist_Non-FBC_SNCR_ACI & GPM & SCR & NGC | 0 | 0 | 0 | 0 | 0 | 0 | 0
00 Ret.Exist_Non-FBC_SNCR_ACI & GPM & WetFGD & SCR & CCS | 0 | 0 | 0 | 0 | 0 | 0 | 0
00 Ret.Exist_Non-FBC_SNCR_ACI & NGC | 0 | 0 | 0 | 0 | 0 | 0 | 0
00 Ret.Exist_Non-FBC_SNCR_ACI & SCR | 0 | 0 | 0 | 0 | 0 | 0 | 0
00 Ret.Exist_Non-FBC_SNCR_ACI & SCR & C2G | 0 | 0 | 0 | 0 | 0 | 0 | 0
00 Ret.Exist_Non-FBC_SNCR_ACI & SCR & DRET | 0 | 0 | 0 | 0 | 0 | 0 | 0
00 Ret.Exist_Non-FBC_SNCR_ACI & SCR & NGC | 0 | 0 | 0 | 0 | 0 | 0 | 0
00 Ret.Exist_Non-FBC_SNCR_ACI & SCR & WetFGD & CCS | 0 | 0 | 0 | 0 | 0 | 0 | 0
00 Ret.Exist_Non-FBC_SNCR_ACI_DSI & C2G | 1033 | 496 | 496 | 496 | 496 | 496 | 496
00 Ret.Exist_Non-FBC_SNCR_ACI_DSI & C2G & SCR | 0 | 535.436 | 535.436 | 535.436 | 535.436 | 535.436 | 535.436
00 Ret.Exist_Non-FBC_SNCR_ACI_DSI & DCCS | 0 | 0 | 0 | 0 | 0 | 0 | 0
00 Ret.Exist_Non-FBC_SNCR_ACI_DSI & DCCS & WetFGD & SCR & CCS | 0 | 0 | 0 | 0 | 0 | 0 | 0
00 Ret.Exist_Non-FBC_SNCR_ACI_DSI & DRET | 0 | 0 | 0 | 0 | 0 | 0 | 0
00 Ret.Exist_Non-FBC_SNCR_ACI_DSI & GPM | 0 | 0 | 0 | 0 | 0 | 0 | 0
00 Ret.Exist_Non-FBC_SNCR_ACI_DSI & GPM & C2G | 0 | 0 | 0 | 0 | 0 | 0 | 0
00 Ret.Exist_Non-FBC_SNCR_ACI_DSI & GPM & C2G & SCR | 0 | 0 | 0 | 0 | 0 | 0 | 0
00 Ret.Exist_Non-FBC_SNCR_ACI_DSI & GPM & DRET | 0 | 0 | 0 | 0 | 0 | 0 | 0
00 Ret.Exist_Non-FBC_SNCR_ACI_DSI & GPM & NGC | 0 | 0 | 0 | 0 | 0 | 0 | 0
00 Ret.Exist_Non-FBC_SNCR_ACI_DSI & GPM & SCR | 0 | 0 | 0 | 0 | 0 | 0 | 0
00 Ret.Exist_Non-FBC_SNCR_ACI_DSI & GPM & SCR & DRET | 0 | 0 | 0 | 0 | 0 | 0 | 0
00 Ret.Exist_Non-FBC_SNCR_ACI_DSI & GPM & SCR & NGC | 0 | 0 | 0 | 0 | 0 | 0 | 0
00 Ret.Exist_Non-FBC_SNCR_ACI_DSI & GPM & WetFGD & SCR & CCS | 0 | 0 | 0 | 0 | 0 | 0 | 0
00 Ret.Exist_Non-FBC_SNCR_ACI_DSI & NGC | 0 | 0 | 0 | 0 | 0 | 0 | 0
00 Ret.Exist_Non-FBC_SNCR_ACI_DSI & SCR | 0 | 0 | 0 | 0 | 0 | 0 | 0
00 Ret.Exist_Non-FBC_SNCR_ACI_DSI & SCR & C2G | 0 | 0 | 0 | 0 | 0 | 0 | 0
00 Ret.Exist_Non-FBC_SNCR_ACI_DSI & SCR & DRET | 0 | 0 | 0 | 0 | 0 | 0 | 0
00 Ret.Exist_Non-FBC_SNCR_ACI_DSI & SCR & NGC | 0 | 0 | 0 | 0 | 0 | 0 | 0
00 Ret.Exist_Non-FBC_SNCR_ACI_DSI & SCR & WetFGD & CCS | 0 | 0 | 0 | 0 | 0 | 0 | 0
00 Ret.Exist_Non-FBC_WetFGD & ACI | 0 | 0 | 0 | 0 | 0 | 0 | 0
00 Ret.Exist_Non-FBC_WetFGD & ACI & C2G | 0 | 0 | 0 | 0 | 0 | 0 | 0
00 Ret.Exist_Non-FBC_WetFGD & ACI & C2G & SCR | 0 | 0 | 0 | 0 | 0 | 0 | 0
00 Ret.Exist_Non-FBC_WetFGD & ACI & DRET | 0 | 0 | 0 | 0 | 0 | 0 | 0
00 Ret.Exist_Non-FBC_WetFGD & ACI & GPM | 0 | 0 | 0 | 0 | 0 | 0 | 0
00 Ret.Exist_Non-FBC_WetFGD & ACI & GPM & C2G | 0 | 0 | 0 | 0 | 0 | 0 | 0
00 Ret.Exist_Non-FBC_WetFGD & ACI & GPM & C2G & SCR | 0 | 0 | 0 | 0 | 0 | 0 | 0
00 Ret.Exist_Non-FBC_WetFGD & ACI & GPM & DRET | 0 | 0 | 0 | 0 | 0 | 0 | 0
00 Ret.Exist_Non-FBC_WetFGD & ACI & GPM & NGC | 0 | 0 | 0 | 0 | 0 | 0 | 0
00 Ret.Exist_Non-FBC_WetFGD & ACI & GPM & SCR | 0 | 0 | 0 | 0 | 0 | 0 | 0
00 Ret.Exist_Non-FBC_WetFGD & ACI & GPM & SCR & CCS | 0 | 0 | 0 | 0 | 0 | 0 | 0
00 Ret.Exist_Non-FBC_WetFGD & ACI & GPM & SCR & DRET | 0 | 0 | 0 | 0 | 0 | 0 | 0
00 Ret.Exist_Non-FBC_WetFGD & ACI & GPM & SCR & NGC | 0 | 0 | 0 | 0 | 0 | 0 | 0
00 Ret.Exist_Non-FBC_WetFGD & ACI & GPM & SNCR | 0 | 0 | 0 | 0 | 0 | 0 | 0
00 Ret.Exist_Non-FBC_WetFGD & ACI & GPM & SNCR & DRET | 0 | 0 | 0 | 0 | 0 | 0 | 0
00 Ret.Exist_Non-FBC_WetFGD & ACI & GPM & SNCR & NGC | 0 | 0 | 0 | 0 | 0 | 0 | 0
00 Ret.Exist_Non-FBC_WetFGD & ACI & NGC | 0 | 0 | 0 | 0 | 0 | 0 | 0
00 Ret.Exist_Non-FBC_WetFGD & ACI & SCR | 0 | 0 | 0 | 0 | 0 | 0 | 0
00 Ret.Exist_Non-FBC_WetFGD & ACI & SCR & CCS | 0 | 0 | 0 | 0 | 0 | 0 | 0
00 Ret.Exist_Non-FBC_WetFGD & ACI & SCR & DRET | 0 | 0 | 0 | 0 | 0 | 0 | 0
00 Ret.Exist_Non-FBC_WetFGD & ACI & SCR & NGC | 0 | 0 | 0 | 0 | 0 | 0 | 0
00 Ret.Exist_Non-FBC_WetFGD & ACI & SNCR | 0 | 0 | 0 | 0 | 0 | 0 | 0
00 Ret.Exist_Non-FBC_WetFGD & ACI & SNCR & DRET | 0 | 0 | 0 | 0 | 0 | 0 | 0
00 Ret.Exist_Non-FBC_WetFGD & ACI & SNCR & NGC | 0 | 0 | 0 | 0 | 0 | 0 | 0
00 Ret.Exist_Non-FBC_WetFGD & C2G | 0 | 0 | 0 | 0 | 0 | 0 | 0
00 Ret.Exist_Non-FBC_WetFGD & C2G & SCR | 0 | 0 | 0 | 0 | 0 | 0 | 0
00 Ret.Exist_Non-FBC_WetFGD & DRET | 0 | 0 | 0 | 0 | 0 | 0 | 0
00 Ret.Exist_Non-FBC_WetFGD & DCCS | 0 | 0 | 0 | 0 | 0 | 0 | 0
00 Ret.Exist_Non-FBC_WetFGD & DCCS & SCR & CCS | 0 | 0 | 0 | 0 | 0 | 0 | 0
00 Ret.Exist_Non-FBC_WetFGD & GPM | 0 | 0 | 0 | 0 | 0 | 0 | 0
00 Ret.Exist_Non-FBC_WetFGD & GPM & C2G | 0 | 0 | 0 | 0 | 0 | 0 | 0
00 Ret.Exist_Non-FBC_WetFGD & GPM & C2G & SCR | 0 | 0 | 0 | 0 | 0 | 0 | 0
00 Ret.Exist_Non-FBC_WetFGD & GPM & DRET | 0 | 0 | 0 | 0 | 0 | 0 | 0
00 Ret.Exist_Non-FBC_WetFGD & GPM & NGC | 0 | 0 | 0 | 0 | 0 | 0 | 0
00 Ret.Exist_Non-FBC_WetFGD & GPM & SCR | 0 | 0 | 0 | 0 | 0 | 0 | 0
00 Ret.Exist_Non-FBC_WetFGD & GPM & SCR & CCS | 0 | 0 | 0 | 0 | 0 | 0 | 0
00 Ret.Exist_Non-FBC_WetFGD & GPM & SCR & DRET | 0 | 0 | 0 | 0 | 0 | 0 | 0
00 Ret.Exist_Non-FBC_WetFGD & GPM & SCR & NGC | 0 | 0 | 0 | 0 | 0 | 0 | 0
00 Ret.Exist_Non-FBC_WetFGD & GPM & SNCR | 0 | 0 | 0 | 0 | 0 | 0 | 0
00 Ret.Exist_Non-FBC_WetFGD & GPM & SNCR & DRET | 0 | 0 | 0 | 0 | 0 | 0 | 0
00 Ret.Exist_Non-FBC_WetFGD & GPM & SNCR & NGC | 0 | 0 | 0 | 0 | 0 | 0 | 0
00 Ret.Exist_Non-FBC_WetFGD & NGC | 0 | 0 | 0 | 0 | 0 | 0 | 0
00 Ret.Exist_Non-FBC_WetFGD & SCR | 0 | 188.8816 | 0 | 0 | 0 | 0 | 0
00 Ret.Exist_Non-FBC_WetFGD & SCR & C2G | 0 | 0 | 0 | 0 | 0 | 0 | 0
00 Ret.Exist_Non-FBC_WetFGD & SCR & CCS | 0 | 0 | 0 | 0 | 0 | 0 | 0
00 Ret.Exist_Non-FBC_WetFGD & SCR & DRET | 0 | 0 | 0 | 0 | 0 | 0 | 0
00 Ret.Exist_Non-FBC_WetFGD & SCR & NGC | 0 | 0 | 0 | 0 | 0 | 0 | 0
00 Ret.Exist_Non-FBC_WetFGD & SNCR | 0 | 0 | 0 | 0 | 0 | 0 | 0
00 Ret.Exist_Non-FBC_WetFGD & SNCR & C2G | 0 | 0 | 0 | 0 | 0 | 0 | 0
00 Ret.Exist_Non-FBC_WetFGD & SNCR & DRET | 0 | 0 | 0 | 0 | 0 | 0 | 0
00 Ret.Exist_Non-FBC_WetFGD & SNCR & NGC | 0 | 0 | 0 | 0 | 0 | 0 | 0
00 Ret.Exist_Non-FBC_WetFGD_ACI & C2G | 1070 | 1070 | 783.3814 | 0 | 0 | 0 | 0
00 Ret.Exist_Non-FBC_WetFGD_ACI & C2G & SCR | 0 | 0 | 0 | 0 | 0 | 0 | 0
00 Ret.Exist_Non-FBC_WetFGD_ACI & DCCS | 0 | 0 | 0 | 0 | 0 | 0 | 0
00 Ret.Exist_Non-FBC_WetFGD_ACI & DCCS & SCR & CCS | 0 | 0 | 0 | 0 | 0 | 0 | 0
00 Ret.Exist_Non-FBC_WetFGD_ACI & DRET | 0 | 0 | 0 | 0 | 0 | 0 | 0
00 Ret.Exist_Non-FBC_WetFGD_ACI & GPM | 0 | 0 | 0 | 0 | 0 | 0 | 0
00 Ret.Exist_Non-FBC_WetFGD_ACI & GPM & C2G | 0 | 0 | 0 | 0 | 0 | 0 | 0
00 Ret.Exist_Non-FBC_WetFGD_ACI & GPM & C2G & SCR | 0 | 0 | 0 | 0 | 0 | 0 | 0
00 Ret.Exist_Non-FBC_WetFGD_ACI & GPM & DRET | 0 | 0 | 0 | 0 | 0 | 0 | 0
00 Ret.Exist_Non-FBC_WetFGD_ACI & GPM & NGC | 0 | 0 | 0 | 0 | 0 | 0 | 0
00 Ret.Exist_Non-FBC_WetFGD_ACI & GPM & SCR | 0 | 0 | 0 | 0 | 0 | 0 | 0
00 Ret.Exist_Non-FBC_WetFGD_ACI & GPM & SCR & CCS | 0 | 0 | 0 | 0 | 0 | 0 | 0
00 Ret.Exist_Non-FBC_WetFGD_ACI & GPM & SCR & DRET | 0 | 0 | 0 | 0 | 0 | 0 | 0
00 Ret.Exist_Non-FBC_WetFGD_ACI & GPM & SCR & NGC | 0 | 0 | 0 | 0 | 0 | 0 | 0
00 Ret.Exist_Non-FBC_WetFGD_ACI & GPM & SNCR | 0 | 0 | 0 | 0 | 0 | 0 | 0
00 Ret.Exist_Non-FBC_WetFGD_ACI & GPM & SNCR & DRET | 0 | 0 | 0 | 0 | 0 | 0 | 0
00 Ret.Exist_Non-FBC_WetFGD_ACI & GPM & SNCR & NGC | 0 | 0 | 0 | 0 | 0 | 0 | 0
00 Ret.Exist_Non-FBC_WetFGD_ACI & NGC | 0 | 0 | 0 | 0 | 0 | 0 | 0
00 Ret.Exist_Non-FBC_WetFGD_ACI & SCR | 0 | 1050.8259 | 2.1823e-07 | 2.1823e-07 | 2.1823e-07 | 2.1823e-07 | 2.1823e-07
00 Ret.Exist_Non-FBC_WetFGD_ACI & SCR & C2G | 0 | 0 | 0 | 0 | 0 | 0 | 0
00 Ret.Exist_Non-FBC_WetFGD_ACI & SCR & CCS | 0 | 0 | 801.92 | 801.92 | 106.4553 | 106.4553 | 106.4553
00 Ret.Exist_Non-FBC_WetFGD_ACI & SCR & DRET | 0 | 0 | 0 | 0 | 0 | 0 | 0
00 Ret.Exist_Non-FBC_WetFGD_ACI & SCR & NGC | 0 | 0 | 0 | 0 | 0 | 0 | 0
00 Ret.Exist_Non-FBC_WetFGD_ACI & SNCR | 0 | 0 | 0 | 0 | 0 | 0 | 0
00 Ret.Exist_Non-FBC_WetFGD_ACI & SNCR & C2G | 0 | 0 | 0 | 0 | 0 | 0 | 0
00 Ret.Exist_Non-FBC_WetFGD_ACI & SNCR & DRET | 0 | 0 | 0 | 0 | 0 | 0 | 0
00 Ret.Exist_Non-FBC_WetFGD_ACI & SNCR & NGC | 0 | 0 | 0 | 0 | 0 | 0 | 0
00 Ret.Exist_Non-FBC_WetFGD_ACI_DSI & C2G | 530 | 530 | 530 | 530 | 530 | 530 | 530
00 Ret.Exist_Non-FBC_WetFGD_ACI_DSI & C2G & SCR | 0 | 0 | 0 | 0 | 0 | 0 | 0
00 Ret.Exist_Non-FBC_WetFGD_ACI_DSI & DCCS | 0 | 0 | 0 | 0 | 0 | 0 | 0
00 Ret.Exist_Non-FBC_WetFGD_ACI_DSI & DCCS & SCR & CCS | 0 | 0 | 0 | 0 | 0 | 0 | 0
00 Ret.Exist_Non-FBC_WetFGD_ACI_DSI & DRET | 0 | 0 | 0 | 0 | 0 | 0 | 0
00 Ret.Exist_Non-FBC_WetFGD_ACI_DSI & GPM | 0 | 0 | 0 | 0 | 0 | 0 | 0
00 Ret.Exist_Non-FBC_WetFGD_ACI_DSI & GPM & C2G | 0 | 0 | 0 | 0 | 0 | 0 | 0
00 Ret.Exist_Non-FBC_WetFGD_ACI_DSI & GPM & C2G & SCR | 0 | 0 | 0 | 0 | 0 | 0 | 0
00 Ret.Exist_Non-FBC_WetFGD_ACI_DSI & GPM & DRET | 0 | 0 | 0 | 0 | 0 | 0 | 0
00 Ret.Exist_Non-FBC_WetFGD_ACI_DSI & GPM & NGC | 0 | 0 | 0 | 0 | 0 | 0 | 0
00 Ret.Exist_Non-FBC_WetFGD_ACI_DSI & GPM & SCR | 0 | 0 | 0 | 0 | 0 | 0 | 0
00 Ret.Exist_Non-FBC_WetFGD_ACI_DSI & GPM & SCR & CCS | 0 | 0 | 0 | 0 | 0 | 0 | 0
00 Ret.Exist_Non-FBC_WetFGD_ACI_DSI & GPM & SCR & DRET | 0 | 0 | 0 | 0 | 0 | 0 | 0
00 Ret.Exist_Non-FBC_WetFGD_ACI_DSI & GPM & SCR & NGC | 0 | 0 | 0 | 0 | 0 | 0 | 0
00 Ret.Exist_Non-FBC_WetFGD_ACI_DSI & GPM & SNCR | 0 | 0 | 0 | 0 | 0 | 0 | 0
00 Ret.Exist_Non-FBC_WetFGD_ACI_DSI & GPM & SNCR & DRET | 0 | 0 | 0 | 0 | 0 | 0 | 0
00 Ret.Exist_Non-FBC_WetFGD_ACI_DSI & GPM & SNCR & NGC | 0 | 0 | 0 | 0 | 0 | 0 | 0
00 Ret.Exist_Non-FBC_WetFGD_ACI_DSI & NGC | 0 | 0 | 0 | 0 | 0 | 0 | 0
00 Ret.Exist_Non-FBC_WetFGD_ACI_DSI & SCR | 0 | 0 | 0 | 0 | 0 | 0 | 0
00 Ret.Exist_Non-FBC_WetFGD_ACI_DSI & SCR & C2G | 0 | 0 | 0 | 0 | 0 | 0 | 0
00 Ret.Exist_Non-FBC_WetFGD_ACI_DSI & SCR & CCS | 0 | 0 | 0 | 0 | 0 | 0 | 0
00 Ret.Exist_Non-FBC_WetFGD_ACI_DSI & SCR & DRET | 0 | 0 | 0 | 0 | 0 | 0 | 0
00 Ret.Exist_Non-FBC_WetFGD_ACI_DSI & SCR & NGC | 0 | 0 | 0 | 0 | 0 | 0 | 0
00 Ret.Exist_Non-FBC_WetFGD_ACI_DSI & SNCR | 0 | 0 | 0 | 0 | 0 | 0 | 0
00 Ret.Exist_Non-FBC_WetFGD_ACI_DSI & SNCR & C2G | 0 | 0 | 0 | 0 | 0 | 0 | 0
00 Ret.Exist_Non-FBC_WetFGD_ACI_DSI & SNCR & DRET | 0 | 0 | 0 | 0 | 0 | 0 | 0
00 Ret.Exist_Non-FBC_WetFGD_ACI_DSI & SNCR & NGC | 0 | 0 | 0 | 0 | 0 | 0 | 0
00 Ret.Exist_Non-FBC_WetFGD_SCR & ACI | 0 | 0 | 0 | 0 | 0 | 0 | 0
00 Ret.Exist_Non-FBC_WetFGD_SCR & ACI & C2G | 0 | 0 | 0 | 0 | 0 | 0 | 0
00 Ret.Exist_Non-FBC_WetFGD_SCR & ACI & CCS | 0 | 0 | 0 | 0 | 0 | 0 | 0
00 Ret.Exist_Non-FBC_WetFGD_SCR & DCCS | 0 | 0 | 0 | 0 | 0 | 0 | 0
00 Ret.Exist_Non-FBC_WetFGD_SCR & DCCS & CCS | 0 | 0 | 0 | 0 | 0 | 0 | 0
00 Ret.Exist_Non-FBC_WetFGD_SCR & ACI & DRET | 0 | 0 | 0 | 0 | 0 | 0 | 0
00 Ret.Exist_Non-FBC_WetFGD_SCR & ACI & GPM | 0 | 0 | 0 | 0 | 0 | 0 | 0
00 Ret.Exist_Non-FBC_WetFGD_SCR & ACI & GPM & C2G | 0 | 0 | 0 | 0 | 0 | 0 | 0
00 Ret.Exist_Non-FBC_WetFGD_SCR & ACI & GPM & CCS | 0 | 0 | 0 | 0 | 0 | 0 | 0
00 Ret.Exist_Non-FBC_WetFGD_SCR & ACI & GPM & DRET | 0 | 0 | 0 | 0 | 0 | 0 | 0
00 Ret.Exist_Non-FBC_WetFGD_SCR & ACI & GPM & NGC | 0 | 0 | 0 | 0 | 0 | 0 | 0
00 Ret.Exist_Non-FBC_WetFGD_SCR & ACI & NGC | 0 | 0 | 0 | 0 | 0 | 0 | 0
00 Ret.Exist_Non-FBC_WetFGD_SCR & C2G | 40.1442 | 40.1442 | 1299.1442 | 1299.1442 | 1299.1442 | 1299.1442 | 1299.1442
00 Ret.Exist_Non-FBC_WetFGD_SCR & CCS | 0 | 8.2805 | 2816.3431 | 2816.3431 | 8.2805 | 8.2805 | 8.2805
00 Ret.Exist_Non-FBC_WetFGD_SCR & DRET | 0 | 0 | 0 | 0 | 0 | 0 | 0
00 Ret.Exist_Non-FBC_WetFGD_SCR & GPM | 0 | 0 | 0 | 0 | 0 | 0 | 0
00 Ret.Exist_Non-FBC_WetFGD_SCR & GPM & C2G | 0 | 0 | 0 | 0 | 0 | 0 | 0
00 Ret.Exist_Non-FBC_WetFGD_SCR & GPM & CCS | 0 | 0 | 0 | 0 | 0 | 0 | 0
00 Ret.Exist_Non-FBC_WetFGD_SCR & GPM & DRET | 0 | 0 | 0 | 0 | 0 | 0 | 0
00 Ret.Exist_Non-FBC_WetFGD_SCR & GPM & NGC | 0 | 0 | 0 | 0 | 0 | 0 | 0
00 Ret.Exist_Non-FBC_WetFGD_SCR & NGC | 0 | 0 | 0 | 0 | 0 | 0 | 0
00 Ret.Exist_Non-FBC_WetFGD_SCR_ACI & C2G | 785 | 785 | 785 | 785 | 785 | 785 | 785
00 Ret.Exist_Non-FBC_WetFGD_SCR_ACI & CCS | 0 | 0 | 1536.8797 | 1487.1215 | 54.2963 | 54.2963 | 54.2963
00 Ret.Exist_Non-FBC_WetFGD_SCR_ACI & DCCS | 0 | 0 | 0 | 0 | 0 | 0 | 0
00 Ret.Exist_Non-FBC_WetFGD_SCR_ACI & DCCS & CCS | 0 | 0 | 0 | 0 | 0 | 0 | 0
00 Ret.Exist_Non-FBC_WetFGD_SCR_ACI & DRET | 0 | 0 | 0 | 0 | 0 | 0 | 0
00 Ret.Exist_Non-FBC_WetFGD_SCR_ACI & GPM | 0 | 0 | 0 | 0 | 0 | 0 | 0
00 Ret.Exist_Non-FBC_WetFGD_SCR_ACI & GPM & C2G | 0 | 0 | 0 | 0 | 0 | 0 | 0
00 Ret.Exist_Non-FBC_WetFGD_SCR_ACI & GPM & CCS | 0 | 0 | 0 | 0 | 0 | 0 | 0
00 Ret.Exist_Non-FBC_WetFGD_SCR_ACI & GPM & DRET | 0 | 0 | 0 | 0 | 0 | 0 | 0
00 Ret.Exist_Non-FBC_WetFGD_SCR_ACI & GPM & NGC | 0 | 0 | 0 | 0 | 0 | 0 | 0
00 Ret.Exist_Non-FBC_WetFGD_SCR_ACI & NGC | 0 | 0 | 0 | 0 | 0 | 0 | 0
00 Ret.Exist_Non-FBC_WetFGD_SCR_ACI_DSI & C2G | 2071 | 2071 | 2071 | 2071 | 2071 | 1273 | 1273
00 Ret.Exist_Non-FBC_WetFGD_SCR_ACI_DSI & CCS | 0 | 0 | 1806.5746 | 1806.5746 | 0 | 0 | 0
00 Ret.Exist_Non-FBC_WetFGD_SCR_ACI_DSI & DCCS | 0 | 0 | 0 | 0 | 0 | 0 | 0
00 Ret.Exist_Non-FBC_WetFGD_SCR_ACI_DSI & DCCS & CCS | 0 | 0 | 0 | 0 | 0 | 0 | 0
00 Ret.Exist_Non-FBC_WetFGD_SCR_ACI_DSI & DRET | 0 | 0 | 0 | 0 | 0 | 0 | 0
00 Ret.Exist_Non-FBC_WetFGD_SCR_ACI_DSI & GPM | 0 | 0 | 0 | 0 | 0 | 0 | 0
00 Ret.Exist_Non-FBC_WetFGD_SCR_ACI_DSI & GPM & C2G | 0 | 0 | 0 | 0 | 0 | 0 | 0
00 Ret.Exist_Non-FBC_WetFGD_SCR_ACI_DSI & GPM & CCS | 0 | 0 | 0 | 0 | 0 | 0 | 0
00 Ret.Exist_Non-FBC_WetFGD_SCR_ACI_DSI & GPM & DRET | 0 | 0 | 0 | 0 | 0 | 0 | 0
00 Ret.Exist_Non-FBC_WetFGD_SCR_ACI_DSI & GPM & NGC | 0 | 0 | 0 | 0 | 0 | 0 | 0
00 Ret.Exist_Non-FBC_WetFGD_SCR_ACI_DSI & NGC | 0 | 0 | 0 | 0 | 0 | 0 | 0
00 Ret.Exist_Non-FBC_WetFGD_SCR_DSI & ACI | 0 | 0 | 0 | 0 | 0 | 0 | 0
00 Ret.Exist_Non-FBC_WetFGD_SCR_DSI & ACI & C2G | 0 | 0 | 0 | 0 | 0 | 0 | 0
00 Ret.Exist_Non-FBC_WetFGD_SCR_DSI & ACI & CCS | 0 | 0 | 0 | 0 | 0 | 0 | 0
00 Ret.Exist_Non-FBC_WetFGD_SCR_DSI & ACI & DRET | 0 | 0 | 0 | 0 | 0 | 0 | 0
00 Ret.Exist_Non-FBC_WetFGD_SCR_DSI & ACI & GPM | 0 | 0 | 0 | 0 | 0 | 0 | 0
00 Ret.Exist_Non-FBC_WetFGD_SCR_DSI & ACI & GPM & C2G | 0 | 0 | 0 | 0 | 0 | 0 | 0
00 Ret.Exist_Non-FBC_WetFGD_SCR_DSI & ACI & GPM & CCS | 0 | 0 | 0 | 0 | 0 | 0 | 0
00 Ret.Exist_Non-FBC_WetFGD_SCR_DSI & ACI & GPM & DRET | 0 | 0 | 0 | 0 | 0 | 0 | 0
00 Ret.Exist_Non-FBC_WetFGD_SCR_DSI & ACI & GPM & NGC | 0 | 0 | 0 | 0 | 0 | 0 | 0
00 Ret.Exist_Non-FBC_WetFGD_SCR_DSI & ACI & NGC | 0 | 0 | 0 | 0 | 0 | 0 | 0
00 Ret.Exist_Non-FBC_WetFGD_SCR_DSI & C2G | 1971 | 1971 | 1971 | 1971 | 1971 | 1971 | 1971
00 Ret.Exist_Non-FBC_WetFGD_SCR_DSI & CCS | 0 | 0 | 0 | 0 | 0 | 0 | 0
00 Ret.Exist_Non-FBC_WetFGD_SCR_DSI & DCCS | 0 | 0 | 0 | 0 | 0 | 0 | 0
00 Ret.Exist_Non-FBC_WetFGD_SCR_DSI & DCCS & CCS | 0 | 0 | 0 | 0 | 0 | 0 | 0
00 Ret.Exist_Non-FBC_WetFGD_SCR_DSI & DRET | 0 | 0 | 0 | 0 | 0 | 0 | 0
00 Ret.Exist_Non-FBC_WetFGD_SCR_DSI & GPM | 0 | 0 | 0 | 0 | 0 | 0 | 0
00 Ret.Exist_Non-FBC_WetFGD_SCR_DSI & GPM & C2G | 0 | 0 | 0 | 0 | 0 | 0 | 0
00 Ret.Exist_Non-FBC_WetFGD_SCR_DSI & GPM & CCS | 0 | 0 | 0 | 0 | 0 | 0 | 0
00 Ret.Exist_Non-FBC_WetFGD_SCR_DSI & GPM & DRET | 0 | 0 | 0 | 0 | 0 | 0 | 0
00 Ret.Exist_Non-FBC_WetFGD_SCR_DSI & GPM & NGC | 0 | 0 | 0 | 0 | 0 | 0 | 0
00 Ret.Exist_Non-FBC_WetFGD_SCR_DSI & NGC | 0 | 0 | 0 | 0 | 0 | 0 | 0
00 Ret.Exist_Non-FBC_WetFGD_SNCR & ACI | 0 | 0 | 0 | 0 | 0 | 0 | 0
00 Ret.Exist_Non-FBC_WetFGD_SNCR & ACI & C2G | 0 | 0 | 0 | 0 | 0 | 0 | 0
00 Ret.Exist_Non-FBC_WetFGD_SNCR & ACI & C2G & SCR | 0 | 0 | 0 | 0 | 0 | 0 | 0
00 Ret.Exist_Non-FBC_WetFGD_SNCR & ACI & DRET | 0 | 0 | 0 | 0 | 0 | 0 | 0
00 Ret.Exist_Non-FBC_WetFGD_SNCR & ACI & GPM | 0 | 0 | 0 | 0 | 0 | 0 | 0
00 Ret.Exist_Non-FBC_WetFGD_SNCR & ACI & GPM & C2G | 0 | 0 | 0 | 0 | 0 | 0 | 0
00 Ret.Exist_Non-FBC_WetFGD_SNCR & ACI & GPM & C2G & SCR | 0 | 0 | 0 | 0 | 0 | 0 | 0
00 Ret.Exist_Non-FBC_WetFGD_SNCR & ACI & GPM & DRET | 0 | 0 | 0 | 0 | 0 | 0 | 0
00 Ret.Exist_Non-FBC_WetFGD_SNCR & ACI & GPM & NGC | 0 | 0 | 0 | 0 | 0 | 0 | 0
00 Ret.Exist_Non-FBC_WetFGD_SNCR & ACI & GPM & SCR | 0 | 0 | 0 | 0 | 0 | 0 | 0
00 Ret.Exist_Non-FBC_WetFGD_SNCR & ACI & GPM & SCR & CCS | 0 | 0 | 0 | 0 | 0 | 0 | 0
00 Ret.Exist_Non-FBC_WetFGD_SNCR & ACI & GPM & SCR & DRET | 0 | 0 | 0 | 0 | 0 | 0 | 0
00 Ret.Exist_Non-FBC_WetFGD_SNCR & ACI & GPM & SCR & NGC | 0 | 0 | 0 | 0 | 0 | 0 | 0
00 Ret.Exist_Non-FBC_WetFGD_SNCR & ACI & NGC | 0 | 0 | 0 | 0 | 0 | 0 | 0
00 Ret.Exist_Non-FBC_WetFGD_SNCR & ACI & SCR | 0 | 0 | 0 | 0 | 0 | 0 | 0
00 Ret.Exist_Non-FBC_WetFGD_SNCR & ACI & SCR & CCS | 0 | 0 | 0 | 0 | 0 | 0 | 0
00 Ret.Exist_Non-FBC_WetFGD_SNCR & ACI & SCR & DRET | 0 | 0 | 0 | 0 | 0 | 0 | 0
00 Ret.Exist_Non-FBC_WetFGD_SNCR & ACI & SCR & NGC | 0 | 0 | 0 | 0 | 0 | 0 | 0
00 Ret.Exist_Non-FBC_WetFGD_SNCR & C2G | 0 | 0 | 0 | 0 | 0 | 0 | 0
00 Ret.Exist_Non-FBC_WetFGD_SNCR & C2G & SCR | 0 | 0 | 0 | 0 | 0 | 0 | 0
00 Ret.Exist_Non-FBC_WetFGD_SNCR & DCCS | 0 | 0 | 0 | 0 | 0 | 0 | 0
00 Ret.Exist_Non-FBC_WetFGD_SNCR & DCCS & SCR & CCS | 0 | 0 | 0 | 0 | 0 | 0 | 0
00 Ret.Exist_Non-FBC_WetFGD_SNCR & DRET | 0 | 0 | 0 | 0 | 0 | 0 | 0
00 Ret.Exist_Non-FBC_WetFGD_SNCR & GPM | 0 | 0 | 0 | 0 | 0 | 0 | 0
00 Ret.Exist_Non-FBC_WetFGD_SNCR & GPM & C2G | 0 | 0 | 0 | 0 | 0 | 0 | 0
00 Ret.Exist_Non-FBC_WetFGD_SNCR & GPM & C2G & SCR | 0 | 0 | 0 | 0 | 0 | 0 | 0
00 Ret.Exist_Non-FBC_WetFGD_SNCR & GPM & DRET | 0 | 0 | 0 | 0 | 0 | 0 | 0
00 Ret.Exist_Non-FBC_WetFGD_SNCR & GPM & NGC | 0 | 0 | 0 | 0 | 0 | 0 | 0
00 Ret.Exist_Non-FBC_WetFGD_SNCR & GPM & SCR | 0 | 0 | 0 | 0 | 0 | 0 | 0
00 Ret.Exist_Non-FBC_WetFGD_SNCR & GPM & SCR & CCS | 0 | 0 | 0 | 0 | 0 | 0 | 0
00 Ret.Exist_Non-FBC_WetFGD_SNCR & GPM & SCR & DRET | 0 | 0 | 0 | 0 | 0 | 0 | 0
00 Ret.Exist_Non-FBC_WetFGD_SNCR & GPM & SCR & NGC | 0 | 0 | 0 | 0 | 0 | 0 | 0
00 Ret.Exist_Non-FBC_WetFGD_SNCR & NGC | 0 | 0 | 0 | 0 | 0 | 0 | 0
00 Ret.Exist_Non-FBC_WetFGD_SNCR & SCR | 0 | 0 | 0 | 0 | 0 | 0 | 0
00 Ret.Exist_Non-FBC_WetFGD_SNCR & SCR & C2G | 0 | 0 | 0 | 0 | 0 | 0 | 0
00 Ret.Exist_Non-FBC_WetFGD_SNCR & SCR & CCS | 0 | 0 | 0 | 0 | 0 | 0 | 0
00 Ret.Exist_Non-FBC_WetFGD_SNCR & SCR & DRET | 0 | 0 | 0 | 0 | 0 | 0 | 0
00 Ret.Exist_Non-FBC_WetFGD_SNCR & SCR & NGC | 0 | 0 | 0 | 0 | 0 | 0 | 0
00 Ret.Exist_Non-FBC_WetFGD_SNCR_ACI & C2G | 0 | 0 | 0 | 0 | 0 | 0 | 0
00 Ret.Exist_Non-FBC_WetFGD_SNCR_ACI & C2G & SCR | 0 | 0 | 0 | 0 | 0 | 0 | 0
00 Ret.Exist_Non-FBC_WetFGD_SNCR_ACI & DCCS | 0 | 0 | 0 | 0 | 0 | 0 | 0
00 Ret.Exist_Non-FBC_WetFGD_SNCR_ACI & DCCS & SCR & CCS | 0 | 0 | 0 | 0 | 0 | 0 | 0
00 Ret.Exist_Non-FBC_WetFGD_SNCR_ACI & DRET | 0 | 0 | 0 | 0 | 0 | 0 | 0
00 Ret.Exist_Non-FBC_WetFGD_SNCR_ACI & GPM | 0 | 0 | 0 | 0 | 0 | 0 | 0
00 Ret.Exist_Non-FBC_WetFGD_SNCR_ACI & GPM & C2G | 0 | 0 | 0 | 0 | 0 | 0 | 0
00 Ret.Exist_Non-FBC_WetFGD_SNCR_ACI & GPM & C2G & SCR | 0 | 0 | 0 | 0 | 0 | 0 | 0
00 Ret.Exist_Non-FBC_WetFGD_SNCR_ACI & GPM & DRET | 0 | 0 | 0 | 0 | 0 | 0 | 0
00 Ret.Exist_Non-FBC_WetFGD_SNCR_ACI & GPM & NGC | 0 | 0 | 0 | 0 | 0 | 0 | 0
00 Ret.Exist_Non-FBC_WetFGD_SNCR_ACI & GPM & SCR | 0 | 0 | 0 | 0 | 0 | 0 | 0
00 Ret.Exist_Non-FBC_WetFGD_SNCR_ACI & GPM & SCR & CCS | 0 | 0 | 0 | 0 | 0 | 0 | 0
00 Ret.Exist_Non-FBC_WetFGD_SNCR_ACI & GPM & SCR & DRET | 0 | 0 | 0 | 0 | 0 | 0 | 0
00 Ret.Exist_Non-FBC_WetFGD_SNCR_ACI & GPM & SCR & NGC | 0 | 0 | 0 | 0 | 0 | 0 | 0
00 Ret.Exist_Non-FBC_WetFGD_SNCR_ACI & NGC | 0 | 0 | 0 | 0 | 0 | 0 | 0
00 Ret.Exist_Non-FBC_WetFGD_SNCR_ACI & SCR | 0 | 0 | 0 | 0 | 0 | 0 | 0
00 Ret.Exist_Non-FBC_WetFGD_SNCR_ACI & SCR & C2G | 0 | 0 | 0 | 0 | 0 | 0 | 0
00 Ret.Exist_Non-FBC_WetFGD_SNCR_ACI & SCR & CCS | 0 | 72.5026 | 282.7724 | 282.7724 | 0 | 0 | 0
00 Ret.Exist_Non-FBC_WetFGD_SNCR_ACI & SCR & DRET | 0 | 0 | 0 | 0 | 0 | 0 | 0
00 Ret.Exist_Non-FBC_WetFGD_SNCR_ACI & SCR & NGC | 0 | 0 | 0 | 0 | 0 | 0 | 0
00 Existing Combined Cycle Retirement | 826.2499 | 826.2499 | 2193.9031 | 2657.9031 | 8623.6031 | 16123.2031 | 16776.2031
00 New Combined Cycle Retirement | 0 | 0 | 0 | 0 | 0 | 0 | 0
00 Existing Combustion Turbine Retirement | 480.1 | 948.6 | 2189.8 | 2353.8 | 12783.4 | 17250.9 | 17250.9
00 New Combustion Turbine Retirement | 0 | 0 | 0 | 0 | 0 | 0 | 0
00 Oil/Gas Steam Retirement | 9716.0132 | 9716.0132 | 14057.7108 | 14841.0922 | 14841.0922 | 16526.417 | 16526.417
00 Coal Steam Retirement | 40408.8801 | 56288.2745 | 74973.864 | 86946.2913 | 98658.5419 | 100330.3633 | 100949.7633
00 IGCC Retirement | 220 | 220 | 815 | 815 | 815 | 815 | 815
00 Nuclear Retirement | 0 | 2687.6 | 9875.1 | 14507.7 | 28725.6 | 48205.2 | 65038
00 Biomass Retirement | 2940.1 | 2940.1 | 2952.1 | 2998.6 | 2998.6 | 2998.6 | 2998.6
00 Fossil_Other Retirement | 0 | 0 | 0 | 0 | 0 | 0 | 0
00 Fuel Cell Retirement | 0 | 0 | 0 | 0 | 0 | 0 | 0
00 Geothermal Retirement | 0 | 0 | 0 | 0 | 0 | 0 | 0
00 Hydro Retirement | 55 | 55 | 55 | 55 | 55 | 55 | 55
00 Landfill Gas Retirement | 6.4 | 6.4 | 126 | 126 | 126 | 126 | 126
00 Non Fossil_Other Retirement | 0 | 0 | 0 | 0 | 0 | 0 | 0
00 Solar Thermal Retirement | 0 | 0 | 0 | 0 | 0 | 0 | 0
00 Exist Dummy | 22655576.3644 | 22648071.8766 | 22648004.1626 | 22578511.0484 | 22497710.5225 | 22362936.4467 | 22264806.5848
Total | 24112346.0023 | 24181681.8805 | 24535662.733 | 24925808.7409 | 25363963.092 | 25439928.6335 | 25559827.3859
11. Capacity Additions and Changes by Capacity Reporting Type [MW]
00 New Combined Cycle | 34484.0544 | 2910.81 | 0 | 2940.0721 | 0 | 33818.4106 | 37698.7025
00 New Combined Cycle with CCS Retrofit | 0 | 0 | 131.1216 | 0 | 0 | 0 | 0
00 New Combined Cycle with CF Limit | 0 | 0 | 0 | 0 | 0 | 0 | 0
00 New Combined Cycle with HRI Retrofit | 0 | 0 | 0 | 0 | 0 | 0 | 0
00 New Combined Cycle with Hydrogen Retrofit | 0 | 1787.0838 | 0 | 0 | 0 | 0 | 5292.9736
00 New Combined Cycle with Hydrogen Retrofit Undone | 0 | 0 | 0 | 0 | 0 | 0 | 0
00 New Combined Cycle with CCS | 0 | 0 | 0 | 0 | 0 | 0 | 0
00 New Combustion Turbine | 9939.5813 | 4593.6778 | 67.7139 | 66553.0421 | 80800.5259 | 100955.6651 | 60431.1594
00 New Combustion Turbine with HRI Retrofit | 0 | 0 | 0 | 0 | 0 | 0 | 0
00 New Combustion Turbine with Hydrogen Retrofit | 0 | 0 | 0 | 0 | 0 | 1913.8039 | 656.0252
00 New Combustion Turbine with Hydrogen Retrofit Undone | 0 | 0 | 0 | 0 | 0 | 0 | 0
00 New Hydro | 0 | 1323.9489 | 3637.1625 | 4506.9199 | 385.7122 | 0 | 0.090081
00 New Nuclear | 0 | 0 | 0 | 0 | 0 | 0 | 0
00 New Nuclear - SMR | 0 | 0 | 0 | 0 | 0 | 929.0542 | 0
00 New Biomass | 0 | 0 | 0 | 0 | 0 | 0 | 0
00 New Geothermal | 601.83 | 0 | 0 | 0 | 74.05 | 0 | 0
00 New Landfill Gas | 1542 | 0 | 0 | 0 | 0 | 1406.3968 | 1073.1345
00 New Battery Storage | 15760.094 | 10003.6559 | 63002.7635 | 24425.413 | 44999.4388 | 100.2779 | 3459.3617
00 New Offshore Wind | 7567.4626 | 2716.9245 | 19363.9363 | 2628.0864 | 20460.42 | 0 | 0
00 New Onshore Wind | 56077.0311 | 42332.4381 | 124263.9591 | 256997.0776 | 149551.0797 | 7606.9554 | 25819.3835
00 New Solar PV | 39866.7233 | 1750.4687 | 116410.7625 | 66699.3829 | 186149.0418 | 19611.443 | 31597.4304
00 New Solar Thermal | 0 | 0 | 0 | 0 | 0 | 1242.1415 | 187.3594
00 New Fuel Cell | 0 | 0 | 0 | 0 | 0 | 0 | 0
00 New Ultrasupercritical Coal without CCS | 0 | 0 | 0 | 0 | 0 | 0 | 0
00 New Ultrasupercritical Coal with 30% CCS | 0 | 0 | 0 | 0 | 0 | 0 | 0
00 New Ultrasupercritical Coal with 90% CCS | 0 | 0 | 0 | 0 | 0 | 0 | 0
00 Exist & New Distributed Solar PV | 0 | 0 | 0 | 0 | 0 | 0 | 0
00 Exist Combined Cycle | 0 | 0 | 0 | 0 | 0 | 0 | 0
00 Exist Combustion Turbine | 0 | 0 | 0 | 0 | 0 | 0 | 0
00 Exist FBC_Uncontrolled | 0 | 0 | 0 | 0 | 0 | 0 | 0
00 Exist FBC_ACI_DSI | 0 | 0 | 0 | 0 | 0 | 0 | 0
00 Exist FBC_DryFGD_ACI | 0 | 0 | 0 | 0 | 0 | 0 | 0
00 Exist FBC_DryFGD_DSI | 0 | 0 | 0 | 0 | 0 | 0 | 0
00 Exist FBC_DryFGD_SNCR | 0 | 0 | 0 | 0 | 0 | 0 | 0
00 Exist FBC_DryFGD_SNCR_ACI | 0 | 0 | 0 | 0 | 0 | 0 | 0
00 Exist FBC_DryFGD_SNCR_ACI_DSI | 0 | 0 | 0 | 0 | 0 | 0 | 0
00 Exist FBC_DryFGD_SNCR_DSI | 0 | 0 | 0 | 0 | 0 | 0 | 0
00 Exist FBC_DSI | 0 | 0 | 0 | 0 | 0 | 0 | 0
00 Exist FBC_SNCR | 0 | 0 | 0 | 0 | 0 | 0 | 0
00 Exist FBC_SNCR_ACI_DSI | 0 | 0 | 0 | 0 | 0 | 0 | 0
00 Exist FBC_SNCR_DSI | 0 | 0 | 0 | 0 | 0 | 0 | 0
00 Exist FBC_WetFGD_SNCR | 0 | 0 | 0 | 0 | 0 | 0 | 0
00 Exist FBC_WetFGD_DSI | 0 | 0 | 0 | 0 | 0 | 0 | 0
00 Exist_Non-FBC_Uncontrolled | 0 | 0 | 0 | 0 | 0 | 0 | 0
00 Exist_Non-FBC_ACI | 0 | 0 | 0 | 0 | 0 | 0 | 0
00 Exist_Non-FBC_ACI_DSI | 0 | 0 | 0 | 0 | 0 | 0 | 0
00 Exist_Non-FBC_DryFGD | 0 | 0 | 0 | 0 | 0 | 0 | 0
00 Exist_Non-FBC_DryFGD_ACI | 0 | 0 | 0 | 0 | 0 | 0 | 0
00 Exist_Non-FBC_DryFGD_SCR | 0 | 0 | 0 | 0 | 0 | 0 | 0
00 Exist_Non-FBC_DryFGD_SCR_ACI | 0 | 0 | 0 | 0 | 0 | 0 | 0
00 Exist_Non-FBC_DryFGD_SCR_DSI | 0 | 0 | 0 | 0 | 0 | 0 | 0
00 Exist_Non-FBC_DryFGD_SCR_ACI_DSI | 0 | 0 | 0 | 0 | 0 | 0 | 0
00 Exist_Non-FBC_DryFGD_SNCR_ACI | 0 | 0 | 0 | 0 | 0 | 0 | 0
00 Exist_Non-FBC_DryFGD_SNCR_ACI_DSI | 0 | 0 | 0 | 0 | 0 | 0 | 0
00 Exist_Non-FBC_DSI | 0 | 0 | 0 | 0 | 0 | 0 | 0
00 Exist_Non-FBC_SCR_ACI | 0 | 0 | 0 | 0 | 0 | 0 | 0
00 Exist_Non-FBC_SCR_ACI_DSI | 0 | 0 | 0 | 0 | 0 | 0 | 0
00 Exist_Non-FBC_SNCR_ACI | 0 | 0 | 0 | 0 | 0 | 0 | 0
00 Exist_Non-FBC_SNCR_ACI_DSI | 0 | 0 | 0 | 0 | 0 | 0 | 0
00 Exist_Non-FBC_WetFGD | 0 | 0 | 0 | 0 | 0 | 0 | 0
00 Exist_Non-FBC_WetFGD_ACI | 0 | 0 | 0 | 0 | 0 | 0 | 0
00 Exist_Non-FBC_WetFGD_ACI_DSI | 0 | 0 | 0 | 0 | 0 | 0 | 0
00 Exist_Non-FBC_WetFGD_SCR | 0 | 0 | 0 | 0 | 0 | 0 | 0
00 Exist_Non-FBC_WetFGD_SCR_DSI | 0 | 0 | 0 | 0 | 0 | 0 | 0
00 Exist_Non-FBC_WetFGD_SCR_ACI | 0 | 0 | 0 | 0 | 0 | 0 | 0
00 Exist_Non-FBC_WetFGD_SCR_ACI_DSI | 0 | 0 | 0 | 0 | 0 | 0 | 0
00 Exist_Non-FBC_WetFGD_SNCR | 0 | 0 | 0 | 0 | 0 | 0 | 0
00 Exist_Non-FBC_WetFGD_SNCR_ACI | 0 | 0 | 0 | 0 | 0 | 0 | 0
00 Exist IGCC | 0 | 0 | 0 | 0 | 0 | 0 | 0
00 Exist Fossil_Other | 0 | 0 | 0 | 0 | 0 | 0 | 0
00 Exist Fuel Cell | 0 | 0 | 0 | 0 | 0 | 0 | 0
00 Exist Hydro | 0 | 0 | 0 | 0 | 0 | 0 | 0
00 Exist Non Fossil_Other | 0 | 0 | 0 | 0 | 0 | 0 | 0
00 Exist Nuclear | 0 | 0 | 0 | 0 | 0 | 0 | 0
00 Exist Oil/Gas Steam | 0 | 0 | 0 | 0 | 0 | 0 | 0
00 Exist Oil/Gas Steam_SCR | 0 | 0 | 0 | 0 | 0 | 0 | 0
00 Exist Oil/Gas Steam_SNCR | 0 | 0 | 0 | 0 | 0 | 0 | 0
00 Exist Biomass | 0 | 0 | 0 | 0 | 0 | 0 | 0
00 Exist Landfill Gas | 0 | 0 | 0 | 0 | 0 | 0 | 0
00 Exist Geothermal | 0 | 0 | 0 | 0 | 0 | 0 | 0
00 Exist Pump Storage | 0 | 0 | 0 | 0 | 0 | 0 | 0
00 Exist Energy Storage | 0 | 0 | 0 | 0 | 0 | 0 | 0
00 Exist Solar PV | 0 | 0 | 0 | 0 | 0 | 0 | 0
00 Exist Solar Thermal | 0 | 0 | 0 | 0 | 0 | 0 | 0
00 Exist Offshore Wind | 0 | 0 | 0 | 0 | 0 | 0 | 0
00 Exist Onshore Wind | 0 | 0 | 0 | 0 | 0 | 0 | 0
00 International Imports | 0 | 0 | 0 | 0 | 0 | 0 | 0
00 Ret.Exist Combined Cycle & CF Limit | 0 | 0 | 0 | 0 | 0 | 0 | 0
00 Ret.Exist Combined Cycle & CCS | 0 | 0 | 74.8633 | 0 | 0 | 0 | 0
00 Ret.Exist Combined Cycle & Hydrogen | 0 | 0 | 0 | 0 | 44.4332 | 748.9 | 6197.2459
00 Ret.Exist Combined Cycle & Hydrogen Retrofit Undone | 0 | 0 | 0 | 0 | 0 | 0 | 0
00 Ret.Exist Combined Cycle & HRI | 0 | 0 | 0 | 0 | 0 | 0 | 0
00 Ret.Exist Combustion Turbine & HRI | 0 | 0 | 0 | 0 | 0 | 0 | 0
00 Ret.Exist_FBC_NoCtrl & CCS | 0 | 0 | 0 | 0 | 0 | 0 | 0
00 Ret.Exist_FBC_NoCtrl & DRET | 0 | 0 | 0 | 0 | 0 | 0 | 0
00 Ret.Exist_FBC_NoCtrl & GPM | 0 | 0 | 0 | 0 | 0 | 0 | 0
00 Ret.Exist_FBC_NoCtrl & GPM & CCS | 0 | 0 | 0 | 0 | 0 | 0 | 0
00 Ret.Exist_FBC_NoCtrl & GPM & DRET | 0 | 0 | 0 | 0 | 0 | 0 | 0
00 Ret.Exist_FBC_NoCtrl & GPM & NGC | 0 | 0 | 0 | 0 | 0 | 0 | 0
00 Ret.Exist_FBC_NoCtrl & GPM & SNCR | 0 | 0 | 0 | 0 | 0 | 0 | 0
00 Ret.Exist_FBC_NoCtrl & GPM & SNCR & CCS | 0 | 0 | 0 | 0 | 0 | 0 | 0
00 Ret.Exist_FBC_NoCtrl & GPM & SNCR & DRET | 0 | 0 | 0 | 0 | 0 | 0 | 0
00 Ret.Exist_FBC_NoCtrl & GPM & SNCR & NGC | 0 | 0 | 0 | 0 | 0 | 0 | 0
00 Ret.Exist_FBC_NoCtrl & NGC | 0 | 0 | 0 | 0 | 0 | 0 | 0
00 Ret.Exist_FBC_NoCtrl & SNCR | 0 | 0 | 0 | 0 | 0 | 0 | 0
00 Ret.Exist_FBC_NoCtrl & SNCR & CCS | 0 | 0 | 0 | 0 | 0 | 0 | 0
00 Ret.Exist_FBC_NoCtrl & SNCR & DRET | 0 | 0 | 0 | 0 | 0 | 0 | 0
00 Ret.Exist_FBC_NoCtrl & SNCR & NGC | 0 | 0 | 0 | 0 | 0 | 0 | 0
00 Ret.Exist_FBC_ACI_DSI & CCS | 0 | 0 | 0 | 0 | 0 | 0 | 0
00 Ret.Exist_FBC_ACI_DSI & DCCS | 0 | 0 | 0 | 0 | 0 | 0 | 0
00 Ret.Exist_FBC_ACI_DSI & DCCS & CCS | 0 | 0 | 0 | 0 | 0 | 0 | 0
00 Ret.Exist_FBC_ACI_DSI & DCCS & SNCR & CCS | 0 | 0 | 0 | 0 | 0 | 0 | 0
00 Ret.Exist_FBC_ACI_DSI & DRET | 0 | 0 | 0 | 0 | 0 | 0 | 0
00 Ret.Exist_FBC_ACI_DSI & GPM | 0 | 0 | 0 | 0 | 0 | 0 | 0
00 Ret.Exist_FBC_ACI_DSI & GPM & CCS | 0 | 0 | 0 | 0 | 0 | 0 | 0
00 Ret.Exist_FBC_ACI_DSI & GPM & DRET | 0 | 0 | 0 | 0 | 0 | 0 | 0
00 Ret.Exist_FBC_ACI_DSI & GPM & NGC | 0 | 0 | 0 | 0 | 0 | 0 | 0
00 Ret.Exist_FBC_ACI_DSI & GPM & SNCR | 0 | 0 | 0 | 0 | 0 | 0 | 0
00 Ret.Exist_FBC_ACI_DSI & GPM & SNCR & CCS | 0 | 0 | 0 | 0 | 0 | 0 | 0
00 Ret.Exist_FBC_ACI_DSI & GPM & SNCR & DRET | 0 | 0 | 0 | 0 | 0 | 0 | 0
00 Ret.Exist_FBC_ACI_DSI & GPM & SNCR & NGC | 0 | 0 | 0 | 0 | 0 | 0 | 0
00 Ret.Exist_FBC_ACI_DSI & NGC | 0 | 0 | 0 | 0 | 0 | 0 | 0
00 Ret.Exist_FBC_ACI_DSI & SNCR | 0 | 0 | 0 | 0 | 0 | 0 | 0
00 Ret.Exist_FBC_ACI_DSI & SNCR & CCS | 0 | 0 | 0 | 0 | 0 | 0 | 0
00 Ret.Exist_FBC_ACI_DSI & SNCR & DRET | 0 | 0 | 0 | 0 | 0 | 0 | 0
00 Ret.Exist_FBC_ACI_DSI & SNCR & NGC | 0 | 0 | 0 | 0 | 0 | 0 | 0
00 Ret.Exist_FBC_DryFGD_ACI & CCS | 0 | 0 | 0 | 0 | 0 | 0 | 0
00 Ret.Exist_FBC_DryFGD_ACI & DCCS | 0 | 0 | 0 | 0 | 0 | 0 | 0
00 Ret.Exist_FBC_DryFGD_ACI & DCCS & CCS | 0 | 0 | 0 | 0 | 0 | 0 | 0
00 Ret.Exist_FBC_DryFGD_ACI & DCCS & SNCR & CCS | 0 | 0 | 0 | 0 | 0 | 0 | 0
00 Ret.Exist_FBC_DryFGD_ACI & DRET | 0 | 0 | 0 | 0 | 0 | 0 | 0
00 Ret.Exist_FBC_DryFGD_ACI & GPM | 0 | 0 | 0 | 0 | 0 | 0 | 0
00 Ret.Exist_FBC_DryFGD_ACI & GPM & CCS | 0 | 0 | 0 | 0 | 0 | 0 | 0
00 Ret.Exist_FBC_DryFGD_ACI & GPM & DRET | 0 | 0 | 0 | 0 | 0 | 0 | 0
00 Ret.Exist_FBC_DryFGD_ACI & GPM & NGC | 0 | 0 | 0 | 0 | 0 | 0 | 0
00 Ret.Exist_FBC_DryFGD_ACI & GPM & SNCR | 0 | 0 | 0 | 0 | 0 | 0 | 0
00 Ret.Exist_FBC_DryFGD_ACI & GPM & SNCR & CCS | 0 | 0 | 0 | 0 | 0 | 0 | 0
00 Ret.Exist_FBC_DryFGD_ACI & GPM & SNCR & DRET | 0 | 0 | 0 | 0 | 0 | 0 | 0
00 Ret.Exist_FBC_DryFGD_ACI & GPM & SNCR & NGC | 0 | 0 | 0 | 0 | 0 | 0 | 0
00 Ret.Exist_FBC_DryFGD_ACI & NGC | 0 | 0 | 0 | 0 | 0 | 0 | 0
00 Ret.Exist_FBC_DryFGD_ACI & SNCR | 0 | 0 | 0 | 0 | 0 | 0 | 0
00 Ret.Exist_FBC_DryFGD_ACI & SNCR & CCS | 0 | 0 | 0 | 0 | 0 | 0 | 0
00 Ret.Exist_FBC_DryFGD_ACI & SNCR & DRET | 0 | 0 | 0 | 0 | 0 | 0 | 0
00 Ret.Exist_FBC_DryFGD_ACI & SNCR & NGC | 0 | 0 | 0 | 0 | 0 | 0 | 0
00 Ret.Exist_FBC_DryFGD_DSI & ACI | 0 | 0 | 0 | 0 | 0 | 0 | 0
00 Ret.Exist_FBC_DryFGD_DSI & ACI & DRET | 0 | 0 | 0 | 0 | 0 | 0 | 0
00 Ret.Exist_FBC_DryFGD_DSI & ACI & GPM | 0 | 0 | 0 | 0 | 0 | 0 | 0
00 Ret.Exist_FBC_DryFGD_DSI & ACI & GPM & DRET | 0 | 0 | 0 | 0 | 0 | 0 | 0
00 Ret.Exist_FBC_DryFGD_DSI & ACI & GPM & NGC | 0 | 0 | 0 | 0 | 0 | 0 | 0
00 Ret.Exist_FBC_DryFGD_DSI & ACI & GPM & SNCR | 0 | 0 | 0 | 0 | 0 | 0 | 0
00 Ret.Exist_FBC_DryFGD_DSI & ACI & GPM & SNCR & DRET | 0 | 0 | 0 | 0 | 0 | 0 | 0
00 Ret.Exist_FBC_DryFGD_DSI & ACI & GPM & SNCR & NGC | 0 | 0 | 0 | 0 | 0 | 0 | 0
00 Ret.Exist_FBC_DryFGD_DSI & ACI & NGC | 0 | 0 | 0 | 0 | 0 | 0 | 0
00 Ret.Exist_FBC_DryFGD_DSI & ACI & SNCR | 0 | 0 | 0 | 0 | 0 | 0 | 0
00 Ret.Exist_FBC_DryFGD_DSI & ACI & SNCR & DRET | 0 | 0 | 0 | 0 | 0 | 0 | 0
00 Ret.Exist_FBC_DryFGD_DSI & ACI & SNCR & NGC | 0 | 0 | 0 | 0 | 0 | 0 | 0
00 Ret.Exist_FBC_DryFGD_DSI & DRET | 0 | 0 | 0 | 0 | 0 | 0 | 0
00 Ret.Exist_FBC_DryFGD_DSI & GPM | 0 | 0 | 0 | 0 | 0 | 0 | 0
00 Ret.Exist_FBC_DryFGD_DSI & GPM & DRET | 0 | 0 | 0 | 0 | 0 | 0 | 0
00 Ret.Exist_FBC_DryFGD_DSI & GPM & NGC | 0 | 0 | 0 | 0 | 0 | 0 | 0
00 Ret.Exist_FBC_DryFGD_DSI & GPM & SNCR | 0 | 0 | 0 | 0 | 0 | 0 | 0
00 Ret.Exist_FBC_DryFGD_DSI & GPM & SNCR & DRET | 0 | 0 | 0 | 0 | 0 | 0 | 0
00 Ret.Exist_FBC_DryFGD_DSI & GPM & SNCR & NGC | 0 | 0 | 0 | 0 | 0 | 0 | 0
00 Ret.Exist_FBC_DryFGD_DSI & NGC | 0 | 0 | 0 | 0 | 0 | 0 | 0
00 Ret.Exist_FBC_DryFGD_DSI & SNCR | 0 | 0 | 0 | 0 | 0 | 0 | 0
00 Ret.Exist_FBC_DryFGD_DSI & SNCR & DRET | 0 | 0 | 0 | 0 | 0 | 0 | 0
00 Ret.Exist_FBC_DryFGD_DSI & SNCR & NGC | 0 | 0 | 0 | 0 | 0 | 0 | 0
00 Ret.Exist_FBC_DryFGD_SNCR & ACI | 0 | 0 | 0 | 0 | 0 | 0 | 0
00 Ret.Exist_FBC_DryFGD_SNCR & ACI & CCS | 0 | 0 | 0 | 0 | 0 | 0 | 0
00 Ret.Exist_FBC_DryFGD_SNCR & ACI & DRET | 0 | 0 | 0 | 0 | 0 | 0 | 0
00 Ret.Exist_FBC_DryFGD_SNCR & ACI & GPM | 0 | 0 | 0 | 0 | 0 | 0 | 0
00 Ret.Exist_FBC_DryFGD_SNCR & ACI & GPM & CCS | 0 | 0 | 0 | 0 | 0 | 0 | 0
00 Ret.Exist_FBC_DryFGD_SNCR & ACI & GPM & DRET | 0 | 0 | 0 | 0 | 0 | 0 | 0
00 Ret.Exist_FBC_DryFGD_SNCR & ACI & GPM & NGC | 0 | 0 | 0 | 0 | 0 | 0 | 0
00 Ret.Exist_FBC_DryFGD_SNCR & ACI & NGC | 0 | 0 | 0 | 0 | 0 | 0 | 0
00 Ret.Exist_FBC_DryFGD_SNCR & CCS | 0 | 0 | 46.0581 | 0 | 0 | 0 | 0
00 Ret.Exist_FBC_DryFGD_SNCR & DCCS | 0 | 0 | 0 | 0 | 0 | 0 | 0
00 Ret.Exist_FBC_DryFGD_SNCR & DCCS & CCS | 0 | 0 | 0 | 0 | 0 | 0 | 0
00 Ret.Exist_FBC_DryFGD_SNCR & DRET | 0 | 0 | 0 | 0 | 0 | 0 | 0
00 Ret.Exist_FBC_DryFGD_SNCR & GPM | 0 | 0 | 0 | 0 | 0 | 0 | 0
00 Ret.Exist_FBC_DryFGD_SNCR & GPM & CCS | 0 | 0 | 0 | 0 | 0 | 0 | 0
00 Ret.Exist_FBC_DryFGD_SNCR & GPM & DRET | 0 | 0 | 0 | 0 | 0 | 0 | 0
00 Ret.Exist_FBC_DryFGD_SNCR & GPM & NGC | 0 | 0 | 0 | 0 | 0 | 0 | 0
00 Ret.Exist_FBC_DryFGD_SNCR & NGC | 0 | 0 | 0 | 0 | 0 | 0 | 0
00 Ret.Exist_FBC_DryFGD_SNCR_ACI & CCS | 0 | 0 | 0 | 0 | 0 | 0 | 0
00 Ret.Exist_FBC_DryFGD_SNCR_ACI & DCCS | 0 | 0 | 0 | 0 | 0 | 0 | 0
00 Ret.Exist_FBC_DryFGD_SNCR_ACI & DCCS & CCS | 0 | 0 | 0 | 0 | 0 | 0 | 0
00 Ret.Exist_FBC_DryFGD_SNCR_ACI & DRET | 0 | 0 | 0 | 0 | 0 | 0 | 0
00 Ret.Exist_FBC_DryFGD_SNCR_ACI & GPM | 0 | 0 | 0 | 0 | 0 | 0 | 0
00 Ret.Exist_FBC_DryFGD_SNCR_ACI & GPM & CCS | 0 | 0 | 0 | 0 | 0 | 0 | 0
00 Ret.Exist_FBC_DryFGD_SNCR_ACI & GPM & DRET | 0 | 0 | 0 | 0 | 0 | 0 | 0
00 Ret.Exist_FBC_DryFGD_SNCR_ACI & GPM & NGC | 0 | 0 | 0 | 0 | 0 | 0 | 0
00 Ret.Exist_FBC_DryFGD_SNCR_ACI & NGC | 0 | 0 | 0 | 0 | 0 | 0 | 0
00 Ret.Exist_FBC_DryFGD_SNCR_ACI_DSI & CCS | 0 | 214.5744 | 214.5744 | 0 | 0 | 0 | 0
00 Ret.Exist_FBC_DryFGD_SNCR_ACI_DSI & DCCS | 0 | 0 | 0 | 0 | 0 | 0 | 0
00 Ret.Exist_FBC_DryFGD_SNCR_ACI_DSI & DCCS & CCS | 0 | 0 | 0 | 0 | 0 | 0 | 0
00 Ret.Exist_FBC_DryFGD_SNCR_ACI_DSI & DRET | 0 | 0 | 0 | 0 | 0 | 0 | 0
00 Ret.Exist_FBC_DryFGD_SNCR_ACI_DSI & GPM | 0 | 0 | 0 | 0 | 0 | 0 | 0
00 Ret.Exist_FBC_DryFGD_SNCR_ACI_DSI & GPM & CCS | 0 | 0 | 0 | 0 | 0 | 0 | 0
00 Ret.Exist_FBC_DryFGD_SNCR_ACI_DSI & GPM & DRET | 0 | 0 | 0 | 0 | 0 | 0 | 0
00 Ret.Exist_FBC_DryFGD_SNCR_ACI_DSI & GPM & NGC | 0 | 0 | 0 | 0 | 0 | 0 | 0
00 Ret.Exist_FBC_DryFGD_SNCR_ACI_DSI & NGC | 0 | 0 | 0 | 0 | 0 | 0 | 0
00 Ret.Exist_FBC_DryFGD_SNCR_DSI & ACI | 0 | 0 | 0 | 0 | 0 | 0 | 0
00 Ret.Exist_FBC_DryFGD_SNCR_DSI & ACI & DRET | 0 | 0 | 0 | 0 | 0 | 0 | 0
00 Ret.Exist_FBC_DryFGD_SNCR_DSI & ACI & GPM | 0 | 0 | 0 | 0 | 0 | 0 | 0
00 Ret.Exist_FBC_DryFGD_SNCR_DSI & ACI & GPM & DRET | 0 | 0 | 0 | 0 | 0 | 0 | 0
00 Ret.Exist_FBC_DryFGD_SNCR_DSI & ACI & GPM & NGC | 0 | 0 | 0 | 0 | 0 | 0 | 0
00 Ret.Exist_FBC_DryFGD_SNCR_DSI & ACI & NGC | 0 | 0 | 0 | 0 | 0 | 0 | 0
00 Ret.Exist_FBC_DryFGD_SNCR_DSI & DRET | 0 | 0 | 0 | 0 | 0 | 0 | 0
00 Ret.Exist_FBC_DryFGD_SNCR_DSI & GPM | 0 | 0 | 0 | 0 | 0 | 0 | 0
00 Ret.Exist_FBC_DryFGD_SNCR_DSI & GPM & DRET | 0 | 0 | 0 | 0 | 0 | 0 | 0
00 Ret.Exist_FBC_DryFGD_SNCR_DSI & GPM & NGC | 0 | 0 | 0 | 0 | 0 | 0 | 0
00 Ret.Exist_FBC_DryFGD_SNCR_DSI & NGC | 0 | 0 | 0 | 0 | 0 | 0 | 0
00 Ret.Exist_FBC_DSI & ACI | 0 | 0 | 0 | 0 | 0 | 0 | 0
00 Ret.Exist_FBC_DSI & ACI & DRET | 0 | 0 | 0 | 0 | 0 | 0 | 0
00 Ret.Exist_FBC_DSI & ACI & GPM | 0 | 0 | 0 | 0 | 0 | 0 | 0
00 Ret.Exist_FBC_DSI & ACI & GPM & DRET | 0 | 0 | 0 | 0 | 0 | 0 | 0
00 Ret.Exist_FBC_DSI & ACI & GPM & NGC | 0 | 0 | 0 | 0 | 0 | 0 | 0
00 Ret.Exist_FBC_DSI & ACI & GPM & SNCR | 0 | 0 | 0 | 0 | 0 | 0 | 0
00 Ret.Exist_FBC_DSI & ACI & GPM & SNCR & DRET | 0 | 0 | 0 | 0 | 0 | 0 | 0
00 Ret.Exist_FBC_DSI & ACI & GPM & SNCR & NGC | 0 | 0 | 0 | 0 | 0 | 0 | 0
00 Ret.Exist_FBC_DSI & ACI & NGC | 0 | 0 | 0 | 0 | 0 | 0 | 0
00 Ret.Exist_FBC_DSI & ACI & SNCR | 0 | 0 | 0 | 0 | 0 | 0 | 0
00 Ret.Exist_FBC_DSI & ACI & SNCR & DRET | 0 | 0 | 0 | 0 | 0 | 0 | 0
00 Ret.Exist_FBC_DSI & ACI & SNCR & NGC | 0 | 0 | 0 | 0 | 0 | 0 | 0
00 Ret.Exist_FBC_DSI & DRET | 0 | 0 | 0 | 0 | 0 | 0 | 0
00 Ret.Exist_FBC_DSI & GPM | 0 | 0 | 0 | 0 | 0 | 0 | 0
00 Ret.Exist_FBC_DSI & GPM & DRET | 0 | 0 | 0 | 0 | 0 | 0 | 0
00 Ret.Exist_FBC_DSI & GPM & NGC | 0 | 0 | 0 | 0 | 0 | 0 | 0
00 Ret.Exist_FBC_DSI & GPM & SNCR | 0 | 0 | 0 | 0 | 0 | 0 | 0
00 Ret.Exist_FBC_DSI & GPM & SNCR & DRET | 0 | 0 | 0 | 0 | 0 | 0 | 0
00 Ret.Exist_FBC_DSI & GPM & SNCR & NGC | 0 | 0 | 0 | 0 | 0 | 0 | 0
00 Ret.Exist_FBC_DSI & NGC | 0 | 0 | 0 | 0 | 0 | 0 | 0
00 Ret.Exist_FBC_DSI & SNCR | 0 | 0 | 0 | 0 | 0 | 0 | 0
00 Ret.Exist_FBC_DSI & SNCR & DRET | 0 | 0 | 0 | 0 | 0 | 0 | 0
00 Ret.Exist_FBC_DSI & SNCR & NGC | 0 | 0 | 0 | 0 | 0 | 0 | 0
00 Ret.Exist_FBC_SNCR & ACI | 0 | 0 | 0 | 0 | 0 | 0 | 0
00 Ret.Exist_FBC_SNCR & ACI & DRET | 0 | 0 | 0 | 0 | 0 | 0 | 0
00 Ret.Exist_FBC_SNCR & ACI & NGC | 0 | 0 | 0 | 0 | 0 | 0 | 0
00 Ret.Exist_FBC_SNCR & DRET | 0 | 0 | 0 | 0 | 0 | 0 | 0
00 Ret.Exist_FBC_SNCR & GPM | 0 | 0 | 0 | 0 | 0 | 0 | 0
00 Ret.Exist_FBC_SNCR & GPM & DRET | 0 | 0 | 0 | 0 | 0 | 0 | 0
00 Ret.Exist_FBC_SNCR & GPM & NGC | 0 | 0 | 0 | 0 | 0 | 0 | 0
00 Ret.Exist_FBC_SNCR & NGC | 0 | 0 | 0 | 0 | 0 | 0 | 0
00 Ret.Exist_FBC_SNCR_ACI_DSI & CCS | 0 | 0 | 0 | 0 | 0 | 0 | 0
00 Ret.Exist_FBC_SNCR_ACI_DSI & DCCS | 0 | 0 | 0 | 0 | 0 | 0 | 0
00 Ret.Exist_FBC_SNCR_ACI_DSI & DCCS & CCS | 0 | 0 | 0 | 0 | 0 | 0 | 0
00 Ret.Exist_FBC_SNCR_ACI_DSI & DRET | 0 | 0 | 0 | 0 | 0 | 0 | 0
00 Ret.Exist_FBC_SNCR_ACI_DSI & GPM | 0 | 0 | 0 | 0 | 0 | 0 | 0
00 Ret.Exist_FBC_SNCR_ACI_DSI & GPM & CCS | 0 | 0 | 0 | 0 | 0 | 0 | 0
00 Ret.Exist_FBC_SNCR_ACI_DSI & GPM & DRET | 0 | 0 | 0 | 0 | 0 | 0 | 0
00 Ret.Exist_FBC_SNCR_ACI_DSI & GPM & NGC | 0 | 0 | 0 | 0 | 0 | 0 | 0
00 Ret.Exist_FBC_SNCR_ACI_DSI & NGC | 0 | 0 | 0 | 0 | 0 | 0 | 0
00 Ret.Exist_FBC_SNCR_DSI & ACI | 0 | 0 | 0 | 0 | 0 | 0 | 0
00 Ret.Exist_FBC_SNCR_DSI & ACI & CCS | 0 | 0 | 0 | 0 | 0 | 0 | 0
00 Ret.Exist_FBC_SNCR_DSI & ACI & DRET | 0 | 0 | 0 | 0 | 0 | 0 | 0
00 Ret.Exist_FBC_SNCR_DSI & ACI & GPM | 0 | 0 | 0 | 0 | 0 | 0 | 0
00 Ret.Exist_FBC_SNCR_DSI & ACI & GPM & CCS | 0 | 0 | 0 | 0 | 0 | 0 | 0
00 Ret.Exist_FBC_SNCR_DSI & ACI & GPM & DRET | 0 | 0 | 0 | 0 | 0 | 0 | 0
00 Ret.Exist_FBC_SNCR_DSI & ACI & GPM & NGC | 0 | 0 | 0 | 0 | 0 | 0 | 0
00 Ret.Exist_FBC_SNCR_DSI & ACI & NGC | 0 | 0 | 0 | 0 | 0 | 0 | 0
00 Ret.Exist_FBC_SNCR_DSI & CCS | 0 | 0 | 0 | 0 | 0 | 0 | 0
00 Ret.Exist_FBC_SNCR_DSI & DCCS | 0 | 0 | 0 | 0 | 0 | 0 | 0
00 Ret.Exist_FBC_SNCR_DSI & DCCS & CCS | 0 | 0 | 0 | 0 | 0 | 0 | 0
00 Ret.Exist_FBC_SNCR_DSI & DRET | 0 | 0 | 0 | 0 | 0 | 0 | 0
00 Ret.Exist_FBC_SNCR_DSI & GPM | 0 | 0 | 0 | 0 | 0 | 0 | 0
00 Ret.Exist_FBC_SNCR_DSI & GPM & CCS | 0 | 0 | 0 | 0 | 0 | 0 | 0
00 Ret.Exist_FBC_SNCR_DSI & GPM & DRET | 0 | 0 | 0 | 0 | 0 | 0 | 0
00 Ret.Exist_FBC_SNCR_DSI & GPM & NGC | 0 | 0 | 0 | 0 | 0 | 0 | 0
00 Ret.Exist_FBC_SNCR_DSI & NGC | 0 | 0 | 0 | 0 | 0 | 0 | 0
00 Ret.Exist_FBC_WetFGD_DSI & ACI | 0 | 0 | 0 | 0 | 0 | 0 | 0
00 Ret.Exist_FBC_WetFGD_DSI & ACI & DRET | 0 | 0 | 0 | 0 | 0 | 0 | 0
00 Ret.Exist_FBC_WetFGD_DSI & ACI & GPM | 0 | 0 | 0 | 0 | 0 | 0 | 0
00 Ret.Exist_FBC_WetFGD_DSI & ACI & GPM & DRET | 0 | 0 | 0 | 0 | 0 | 0 | 0
00 Ret.Exist_FBC_WetFGD_DSI & ACI & GPM & NGC | 0 | 0 | 0 | 0 | 0 | 0 | 0
00 Ret.Exist_FBC_WetFGD_DSI & ACI & GPM & SNCR | 0 | 0 | 0 | 0 | 0 | 0 | 0
00 Ret.Exist_FBC_WetFGD_DSI & ACI & GPM & SNCR & DRET | 0 | 0 | 0 | 0 | 0 | 0 | 0
00 Ret.Exist_FBC_WetFGD_DSI & ACI & GPM & SNCR & NGC | 0 | 0 | 0 | 0 | 0 | 0 | 0
00 Ret.Exist_FBC_WetFGD_DSI & ACI & NGC | 0 | 0 | 0 | 0 | 0 | 0 | 0
00 Ret.Exist_FBC_WetFGD_DSI & ACI & SNCR | 0 | 0 | 0 | 0 | 0 | 0 | 0
00 Ret.Exist_FBC_WetFGD_DSI & ACI & SNCR & DRET | 0 | 0 | 0 | 0 | 0 | 0 | 0
00 Ret.Exist_FBC_WetFGD_DSI & ACI & SNCR & NGC | 0 | 0 | 0 | 0 | 0 | 0 | 0
00 Ret.Exist_FBC_WetFGD_DSI & DRET | 0 | 0 | 0 | 0 | 0 | 0 | 0
00 Ret.Exist_FBC_WetFGD_DSI & GPM | 0 | 0 | 0 | 0 | 0 | 0 | 0
00 Ret.Exist_FBC_WetFGD_DSI & GPM & DRET | 0 | 0 | 0 | 0 | 0 | 0 | 0
00 Ret.Exist_FBC_WetFGD_DSI & GPM & NGC | 0 | 0 | 0 | 0 | 0 | 0 | 0
00 Ret.Exist_FBC_WetFGD_DSI & GPM & SNCR | 0 | 0 | 0 | 0 | 0 | 0 | 0
00 Ret.Exist_FBC_WetFGD_DSI & GPM & SNCR & DRET | 0 | 0 | 0 | 0 | 0 | 0 | 0
00 Ret.Exist_FBC_WetFGD_DSI & GPM & SNCR & NGC | 0 | 0 | 0 | 0 | 0 | 0 | 0
00 Ret.Exist_FBC_WetFGD_DSI & NGC | 0 | 0 | 0 | 0 | 0 | 0 | 0
00 Ret.Exist_FBC_WetFGD_DSI & SNCR | 0 | 0 | 0 | 0 | 0 | 0 | 0
00 Ret.Exist_FBC_WetFGD_DSI & SNCR & DRET | 0 | 0 | 0 | 0 | 0 | 0 | 0
00 Ret.Exist_FBC_WetFGD_DSI & SNCR & NGC | 0 | 0 | 0 | 0 | 0 | 0 | 0
00 Ret.Exist_FBC_WetFGD_SNCR & ACI | 0 | 0 | 0 | 0 | 0 | 0 | 0
00 Ret.Exist_FBC_WetFGD_SNCR & ACI & DRET | 0 | 0 | 0 | 0 | 0 | 0 | 0
00 Ret.Exist_FBC_WetFGD_SNCR & ACI & NGC | 0 | 0 | 0 | 0 | 0 | 0 | 0
00 Ret.Exist_FBC_WetFGD_SNCR & DRET | 0 | 0 | 0 | 0 | 0 | 0 | 0
00 Ret.Exist_FBC_WetFGD_SNCR & GPM | 0 | 0 | 0 | 0 | 0 | 0 | 0
00 Ret.Exist_FBC_WetFGD_SNCR & GPM & DRET | 0 | 0 | 0 | 0 | 0 | 0 | 0
00 Ret.Exist_FBC_WetFGD_SNCR & GPM & NGC | 0 | 0 | 0 | 0 | 0 | 0 | 0
00 Ret.Exist_FBC_WetFGD_SNCR & NGC | 0 | 0 | 0 | 0 | 0 | 0 | 0
00 Ret.Exist_Non-FBC_ACI & C2G | 1047 | 1631 | 0 | 0 | 0 | 0 | 0
00 Ret.Exist_Non-FBC_ACI & C2G & SCR | 0 | 0 | 0 | 0 | 0 | 0 | 0
00 Ret.Exist_Non-FBC_ACI & DCCS | 0 | 0 | 0 | 0 | 0 | 0 | 0
00 Ret.Exist_Non-FBC_ACI & DCCS & WetFGD & SCR & CCS | 0 | 0 | 0 | 0 | 0 | 0 | 0
00 Ret.Exist_Non-FBC_ACI & DRET | 0 | 0 | 0 | 0 | 0 | 0 | 0
00 Ret.Exist_Non-FBC_ACI & DSI | 0 | 0 | 0 | 0 | 0 | 0 | 0
00 Ret.Exist_Non-FBC_ACI & DSI & C2G | 0 | 0 | 0 | 0 | 0 | 0 | 0
00 Ret.Exist_Non-FBC_ACI & DSI & C2G & SCR | 0 | 0 | 0 | 0 | 0 | 0 | 0
00 Ret.Exist_Non-FBC_ACI & DSI & DRET | 0 | 0 | 0 | 0 | 0 | 0 | 0
00 Ret.Exist_Non-FBC_ACI & DSI & GPM | 0 | 0 | 0 | 0 | 0 | 0 | 0
00 Ret.Exist_Non-FBC_ACI & DSI & GPM & C2G | 0 | 0 | 0 | 0 | 0 | 0 | 0
00 Ret.Exist_Non-FBC_ACI & DSI & GPM & C2G & SCR | 0 | 0 | 0 | 0 | 0 | 0 | 0
00 Ret.Exist_Non-FBC_ACI & DSI & GPM & DRET | 0 | 0 | 0 | 0 | 0 | 0 | 0
00 Ret.Exist_Non-FBC_ACI & DSI & GPM & NGC | 0 | 0 | 0 | 0 | 0 | 0 | 0
00 Ret.Exist_Non-FBC_ACI & DSI & GPM & SCR | 0 | 0 | 0 | 0 | 0 | 0 | 0
00 Ret.Exist_Non-FBC_ACI & DSI & GPM & SCR & DRET | 0 | 0 | 0 | 0 | 0 | 0 | 0
00 Ret.Exist_Non-FBC_ACI & DSI & GPM & SCR & NGC | 0 | 0 | 0 | 0 | 0 | 0 | 0
00 Ret.Exist_Non-FBC_ACI & DSI & GPM & SNCR | 0 | 0 | 0 | 0 | 0 | 0 | 0
00 Ret.Exist_Non-FBC_ACI & DSI & GPM & SNCR & DRET | 0 | 0 | 0 | 0 | 0 | 0 | 0
00 Ret.Exist_Non-FBC_ACI & DSI & GPM & SNCR & NGC | 0 | 0 | 0 | 0 | 0 | 0 | 0
00 Ret.Exist_Non-FBC_ACI & DSI & GPM & WetFGD & SCR & CCS | 0 | 0 | 0 | 0 | 0 | 0 | 0
00 Ret.Exist_Non-FBC_ACI & DSI & NGC | 0 | 0 | 0 | 0 | 0 | 0 | 0
00 Ret.Exist_Non-FBC_ACI & DSI & SCR | 0 | 0 | 0 | 0 | 0 | 0 | 0
00 Ret.Exist_Non-FBC_ACI & DSI & SCR & DRET | 0 | 0 | 0 | 0 | 0 | 0 | 0
00 Ret.Exist_Non-FBC_ACI & DSI & SCR & NGC | 0 | 0 | 0 | 0 | 0 | 0 | 0
00 Ret.Exist_Non-FBC_ACI & DSI & SNCR | 0 | 0 | 0 | 0 | 0 | 0 | 0
00 Ret.Exist_Non-FBC_ACI & DSI & SNCR & DRET | 0 | 0 | 0 | 0 | 0 | 0 | 0
00 Ret.Exist_Non-FBC_ACI & DSI & SNCR & NGC | 0 | 0 | 0 | 0 | 0 | 0 | 0
00 Ret.Exist_Non-FBC_ACI & DSI & WetFGD & SCR & CCS | 0 | 0 | 0 | 0 | 0 | 0 | 0
00 Ret.Exist_Non-FBC_ACI & GPM | 0 | 0 | 0 | 0 | 0 | 0 | 0
00 Ret.Exist_Non-FBC_ACI & GPM & C2G | 0 | 0 | 0 | 0 | 0 | 0 | 0
00 Ret.Exist_Non-FBC_ACI & GPM & C2G & SCR | 0 | 0 | 0 | 0 | 0 | 0 | 0
00 Ret.Exist_Non-FBC_ACI & GPM & DRET | 0 | 0 | 0 | 0 | 0 | 0 | 0
00 Ret.Exist_Non-FBC_ACI & GPM & NGC | 0 | 0 | 0 | 0 | 0 | 0 | 0
00 Ret.Exist_Non-FBC_ACI & GPM & SCR | 0 | 0 | 0 | 0 | 0 | 0 | 0
00 Ret.Exist_Non-FBC_ACI & GPM & SCR & DRET | 0 | 0 | 0 | 0 | 0 | 0 | 0
00 Ret.Exist_Non-FBC_ACI & GPM & SCR & NGC | 0 | 0 | 0 | 0 | 0 | 0 | 0
00 Ret.Exist_Non-FBC_ACI & GPM & SNCR | 0 | 0 | 0 | 0 | 0 | 0 | 0
00 Ret.Exist_Non-FBC_ACI & GPM & SNCR & DRET | 0 | 0 | 0 | 0 | 0 | 0 | 0
00 Ret.Exist_Non-FBC_ACI & GPM & SNCR & NGC | 0 | 0 | 0 | 0 | 0 | 0 | 0
00 Ret.Exist_Non-FBC_ACI & GPM & WetFGD & SCR & CCS | 0 | 0 | 0 | 0 | 0 | 0 | 0
00 Ret.Exist_Non-FBC_ACI & NGC | 0 | 0 | 0 | 0 | 0 | 0 | 0
00 Ret.Exist_Non-FBC_ACI & SCR | 0 | 2275.0416 | 0 | 0 | 0 | 0 | 0
00 Ret.Exist_Non-FBC_ACI & SCR & C2G | 0 | 0 | 0 | 0 | 0 | 0 | 0
00 Ret.Exist_Non-FBC_ACI & SCR & DRET | 0 | 0 | 0 | 0 | 0 | 0 | 0
00 Ret.Exist_Non-FBC_ACI & SCR & NGC | 0 | 0 | 0 | 0 | 0 | 0 | 0
00 Ret.Exist_Non-FBC_ACI & SCR & WetFGD & CCS | 0 | 0 | 0 | 0 | 0 | 0 | 0
00 Ret.Exist_Non-FBC_ACI & SNCR | 0 | 0 | 0 | 0 | 0 | 0 | 0
00 Ret.Exist_Non-FBC_ACI & SNCR & C2G | 0 | 0 | 0 | 0 | 0 | 0 | 0
00 Ret.Exist_Non-FBC_ACI & SNCR & DRET | 0 | 0 | 0 | 0 | 0 | 0 | 0
00 Ret.Exist_Non-FBC_ACI & SNCR & NGC | 0 | 0 | 0 | 0 | 0 | 0 | 0
00 Ret.Exist_Non-FBC_ACI_DSI & C2G | 1270 | 0 | 0 | 0 | 0 | 0 | 0
00 Ret.Exist_Non-FBC_ACI_DSI & C2G & SCR | 0 | 0 | 0 | 0 | 0 | 0 | 0
00 Ret.Exist_Non-FBC_ACI_DSI & DCCS | 0 | 0 | 0 | 0 | 0 | 0 | 0
00 Ret.Exist_Non-FBC_ACI_DSI & DCCS & WetFGD & SCR & CCS | 0 | 0 | 0 | 0 | 0 | 0 | 0
00 Ret.Exist_Non-FBC_ACI_DSI & DRET | 0 | 0 | 0 | 0 | 0 | 0 | 0
00 Ret.Exist_Non-FBC_ACI_DSI & GPM | 0 | 0 | 0 | 0 | 0 | 0 | 0
00 Ret.Exist_Non-FBC_ACI_DSI & GPM & C2G | 0 | 0 | 0 | 0 | 0 | 0 | 0
00 Ret.Exist_Non-FBC_ACI_DSI & GPM & C2G & SCR | 0 | 0 | 0 | 0 | 0 | 0 | 0
00 Ret.Exist_Non-FBC_ACI_DSI & GPM & DRET | 0 | 0 | 0 | 0 | 0 | 0 | 0
00 Ret.Exist_Non-FBC_ACI_DSI & GPM & NGC | 0 | 0 | 0 | 0 | 0 | 0 | 0
00 Ret.Exist_Non-FBC_ACI_DSI & GPM & SCR | 0 | 0 | 0 | 0 | 0 | 0 | 0
00 Ret.Exist_Non-FBC_ACI_DSI & GPM & SCR & DRET | 0 | 0 | 0 | 0 | 0 | 0 | 0
00 Ret.Exist_Non-FBC_ACI_DSI & GPM & SCR & NGC | 0 | 0 | 0 | 0 | 0 | 0 | 0
00 Ret.Exist_Non-FBC_ACI_DSI & GPM & SNCR | 0 | 0 | 0 | 0 | 0 | 0 | 0
00 Ret.Exist_Non-FBC_ACI_DSI & GPM & SNCR & DRET | 0 | 0 | 0 | 0 | 0 | 0 | 0
00 Ret.Exist_Non-FBC_ACI_DSI & GPM & SNCR & NGC | 0 | 0 | 0 | 0 | 0 | 0 | 0
00 Ret.Exist_Non-FBC_ACI_DSI & GPM & WetFGD & SCR & CCS | 0 | 0 | 0 | 0 | 0 | 0 | 0
00 Ret.Exist_Non-FBC_ACI_DSI & NGC | 0 | 0 | 0 | 0 | 0 | 0 | 0
00 Ret.Exist_Non-FBC_ACI_DSI & SCR | 0 | 0 | 0 | 0 | 0 | 0 | 0
00 Ret.Exist_Non-FBC_ACI_DSI & SCR & C2G | 0 | 0 | 0 | 0 | 0 | 0 | 0
00 Ret.Exist_Non-FBC_ACI_DSI & SCR & DRET | 0 | 0 | 0 | 0 | 0 | 0 | 0
00 Ret.Exist_Non-FBC_ACI_DSI & SCR & NGC | 0 | 0 | 0 | 0 | 0 | 0 | 0
00 Ret.Exist_Non-FBC_ACI_DSI & SCR & WetFGD & CCS | 0 | 0 | 0 | 0 | 0 | 0 | 0
00 Ret.Exist_Non-FBC_ACI_DSI & SNCR | 0 | 0 | 0 | 0 | 0 | 0 | 0
00 Ret.Exist_Non-FBC_ACI_DSI & SNCR & C2G | 0 | 0 | 0 | 0 | 0 | 0 | 0
00 Ret.Exist_Non-FBC_ACI_DSI & SNCR & DRET | 0 | 0 | 0 | 0 | 0 | 0 | 0
00 Ret.Exist_Non-FBC_ACI_DSI & SNCR & NGC | 0 | 0 | 0 | 0 | 0 | 0 | 0
00 Ret.Exist_Non-FBC_DryFGD & C2G | 0 | 0 | 0 | 0 | 0 | 0 | 0
00 Ret.Exist_Non-FBC_DryFGD & C2G & SCR | 0 | 0 | 0 | 0 | 0 | 0 | 0
00 Ret.Exist_Non-FBC_DryFGD & DRET | 0 | 0 | 0 | 0 | 0 | 0 | 0
00 Ret.Exist_Non-FBC_DryFGD & GPM | 0 | 0 | 0 | 0 | 0 | 0 | 0
00 Ret.Exist_Non-FBC_DryFGD & GPM & C2G | 0 | 0 | 0 | 0 | 0 | 0 | 0
00 Ret.Exist_Non-FBC_DryFGD & GPM & C2G & SCR | 0 | 0 | 0 | 0 | 0 | 0 | 0
00 Ret.Exist_Non-FBC_DryFGD & GPM & DRET | 0 | 0 | 0 | 0 | 0 | 0 | 0
00 Ret.Exist_Non-FBC_DryFGD & GPM & NGC | 0 | 0 | 0 | 0 | 0 | 0 | 0
00 Ret.Exist_Non-FBC_DryFGD & GPM & SCR | 0 | 0 | 0 | 0 | 0 | 0 | 0
00 Ret.Exist_Non-FBC_DryFGD & GPM & SCR & CCS | 0 | 0 | 0 | 0 | 0 | 0 | 0
00 Ret.Exist_Non-FBC_DryFGD & GPM & SCR & DRET | 0 | 0 | 0 | 0 | 0 | 0 | 0
00 Ret.Exist_Non-FBC_DryFGD & GPM & SCR & NGC | 0 | 0 | 0 | 0 | 0 | 0 | 0
00 Ret.Exist_Non-FBC_DryFGD & GPM & SNCR | 0 | 0 | 0 | 0 | 0 | 0 | 0
00 Ret.Exist_Non-FBC_DryFGD & GPM & SNCR & DRET | 0 | 0 | 0 | 0 | 0 | 0 | 0
00 Ret.Exist_Non-FBC_DryFGD & GPM & SNCR & NGC | 0 | 0 | 0 | 0 | 0 | 0 | 0
00 Ret.Exist_Non-FBC_DryFGD & NGC | 0 | 0 | 0 | 0 | 0 | 0 | 0
00 Ret.Exist_Non-FBC_DryFGD & SCR | 0 | 0 | 0 | 0 | 0 | 0 | 0
00 Ret.Exist_Non-FBC_DryFGD & SCR & C2G | 0 | 0 | 0 | 0 | 0 | 0 | 0
00 Ret.Exist_Non-FBC_DryFGD & SCR & CCS | 0 | 0 | 0 | 0 | 0 | 0 | 0
00 Ret.Exist_Non-FBC_DryFGD & SCR & DRET | 0 | 0 | 0 | 0 | 0 | 0 | 0
00 Ret.Exist_Non-FBC_DryFGD & SCR & NGC | 0 | 0 | 0 | 0 | 0 | 0 | 0
00 Ret.Exist_Non-FBC_DryFGD & SNCR | 0 | 0 | 0 | 0 | 0 | 0 | 0
00 Ret.Exist_Non-FBC_DryFGD & SNCR & C2G | 0 | 0 | 0 | 0 | 0 | 0 | 0
00 Ret.Exist_Non-FBC_DryFGD & SNCR & DRET | 0 | 0 | 0 | 0 | 0 | 0 | 0
00 Ret.Exist_Non-FBC_DryFGD & SNCR & NGC | 0 | 0 | 0 | 0 | 0 | 0 | 0
00 Ret.Exist_Non-FBC_DryFGD_ACI & C2G | 0 | 0 | 0 | 0 | 0 | 0 | 0
00 Ret.Exist_Non-FBC_DryFGD_ACI & C2G & SCR | 0 | 0 | 0 | 0 | 0 | 0 | 0
00 Ret.Exist_Non-FBC_DryFGD_ACI & DCCS | 0 | 0 | 0 | 0 | 0 | 0 | 0
00 Ret.Exist_Non-FBC_DryFGD_ACI & DCCS & SCR & CCS | 0 | 0 | 0 | 0 | 0 | 0 | 0
00 Ret.Exist_Non-FBC_DryFGD_ACI & DRET | 0 | 0 | 0 | 0 | 0 | 0 | 0
00 Ret.Exist_Non-FBC_DryFGD_ACI & GPM | 0 | 0 | 0 | 0 | 0 | 0 | 0
00 Ret.Exist_Non-FBC_DryFGD_ACI & GPM & C2G | 0 | 0 | 0 | 0 | 0 | 0 | 0
00 Ret.Exist_Non-FBC_DryFGD_ACI & GPM & C2G & SCR | 0 | 0 | 0 | 0 | 0 | 0 | 0
00 Ret.Exist_Non-FBC_DryFGD_ACI & GPM & DRET | 0 | 0 | 0 | 0 | 0 | 0 | 0
00 Ret.Exist_Non-FBC_DryFGD_ACI & GPM & NGC | 0 | 0 | 0 | 0 | 0 | 0 | 0
00 Ret.Exist_Non-FBC_DryFGD_ACI & GPM & SCR | 0 | 0 | 0 | 0 | 0 | 0 | 0
00 Ret.Exist_Non-FBC_DryFGD_ACI & GPM & SCR & CCS | 0 | 0 | 0 | 0 | 0 | 0 | 0
00 Ret.Exist_Non-FBC_DryFGD_ACI & GPM & SCR & DRET | 0 | 0 | 0 | 0 | 0 | 0 | 0
00 Ret.Exist_Non-FBC_DryFGD_ACI & GPM & SCR & NGC | 0 | 0 | 0 | 0 | 0 | 0 | 0
00 Ret.Exist_Non-FBC_DryFGD_ACI & GPM & SNCR | 0 | 0 | 0 | 0 | 0 | 0 | 0
00 Ret.Exist_Non-FBC_DryFGD_ACI & GPM & SNCR & DRET | 0 | 0 | 0 | 0 | 0 | 0 | 0
00 Ret.Exist_Non-FBC_DryFGD_ACI & GPM & SNCR & NGC | 0 | 0 | 0 | 0 | 0 | 0 | 0
00 Ret.Exist_Non-FBC_DryFGD_ACI & NGC | 0 | 0 | 0 | 0 | 0 | 0 | 0
00 Ret.Exist_Non-FBC_DryFGD_ACI & SCR | 0 | 300.7172 | 1251.4019 | 0 | 0 | 0 | 0
00 Ret.Exist_Non-FBC_DryFGD_ACI & SCR & C2G | 0 | 0 | 0 | 0 | 0 | 0 | 0
00 Ret.Exist_Non-FBC_DryFGD_ACI & SCR & CCS | 0 | 0 | 1003.5759 | 0 | 0 | 0 | 0
00 Ret.Exist_Non-FBC_DryFGD_ACI & SCR & DRET | 0 | 0 | 0 | 0 | 0 | 0 | 0
00 Ret.Exist_Non-FBC_DryFGD_ACI & SCR & NGC | 0 | 0 | 0 | 0 | 0 | 0 | 0
00 Ret.Exist_Non-FBC_DryFGD_ACI & SNCR | 0 | 0 | 0 | 0 | 0 | 0 | 0
00 Ret.Exist_Non-FBC_DryFGD_ACI & SNCR & C2G | 0 | 0 | 0 | 0 | 0 | 0 | 0
00 Ret.Exist_Non-FBC_DryFGD_ACI & SNCR & DRET | 0 | 0 | 0 | 0 | 0 | 0 | 0
00 Ret.Exist_Non-FBC_DryFGD_ACI & SNCR & NGC | 0 | 0 | 0 | 0 | 0 | 0 | 0
00 Ret.Exist_Non-FBC_DryFGD_SCR & ACI | 0 | 0 | 0 | 0 | 0 | 0 | 0
00 Ret.Exist_Non-FBC_DryFGD_SCR & ACI & C2G | 0 | 0 | 0 | 0 | 0 | 0 | 0
00 Ret.Exist_Non-FBC_DryFGD_SCR & ACI & CCS | 0 | 0 | 0 | 0 | 0 | 0 | 0
00 Ret.Exist_Non-FBC_DryFGD_SCR & ACI & DRET | 0 | 0 | 0 | 0 | 0 | 0 | 0
00 Ret.Exist_Non-FBC_DryFGD_SCR & ACI & GPM | 0 | 0 | 0 | 0 | 0 | 0 | 0
00 Ret.Exist_Non-FBC_DryFGD_SCR & ACI & GPM & C2G | 0 | 0 | 0 | 0 | 0 | 0 | 0
00 Ret.Exist_Non-FBC_DryFGD_SCR & ACI & GPM & CCS | 0 | 0 | 0 | 0 | 0 | 0 | 0
00 Ret.Exist_Non-FBC_DryFGD_SCR & ACI & GPM & DRET | 0 | 0 | 0 | 0 | 0 | 0 | 0
00 Ret.Exist_Non-FBC_DryFGD_SCR & ACI & GPM & NGC | 0 | 0 | 0 | 0 | 0 | 0 | 0
00 Ret.Exist_Non-FBC_DryFGD_SCR & ACI & NGC | 0 | 0 | 0 | 0 | 0 | 0 | 0
00 Ret.Exist_Non-FBC_DryFGD_SCR & C2G | 0 | 0 | 0 | 0 | 0 | 0 | 0
00 Ret.Exist_Non-FBC_DryFGD_SCR & CCS | 0 | 0 | 0 | 0 | 0 | 0 | 0
00 Ret.Exist_Non-FBC_DryFGD_SCR & DRET | 0 | 0 | 0 | 0 | 0 | 0 | 0
00 Ret.Exist_Non-FBC_DryFGD_SCR & GPM | 0 | 0 | 0 | 0 | 0 | 0 | 0
00 Ret.Exist_Non-FBC_DryFGD_SCR & GPM & C2G | 0 | 0 | 0 | 0 | 0 | 0 | 0
00 Ret.Exist_Non-FBC_DryFGD_SCR & GPM & CCS | 0 | 0 | 0 | 0 | 0 | 0 | 0
00 Ret.Exist_Non-FBC_DryFGD_SCR & GPM & DRET | 0 | 0 | 0 | 0 | 0 | 0 | 0
00 Ret.Exist_Non-FBC_DryFGD_SCR & GPM & NGC | 0 | 0 | 0 | 0 | 0 | 0 | 0
00 Ret.Exist_Non-FBC_DryFGD_SCR & NGC | 0 | 0 | 0 | 0 | 0 | 0 | 0
00 Ret.Exist_Non-FBC_DryFGD_SCR_ACI & C2G | 497.2 | 0 | 0 | 0 | 0 | 0 | 0
00 Ret.Exist_Non-FBC_DryFGD_SCR_ACI & CCS | 0 | 259.4793 | 296.2134 | 0 | 0 | 0 | 0
00 Ret.Exist_Non-FBC_DryFGD_SCR_ACI & DCCS | 0 | 0 | 0 | 0 | 0 | 0 | 0
00 Ret.Exist_Non-FBC_DryFGD_SCR_ACI & DCCS & CCS | 0 | 0 | 0 | 0 | 0 | 0 | 0
00 Ret.Exist_Non-FBC_DryFGD_SCR_ACI & DRET | 0 | 0 | 0 | 0 | 0 | 0 | 0
00 Ret.Exist_Non-FBC_DryFGD_SCR_ACI & GPM | 0 | 0 | 0 | 0 | 0 | 0 | 0
00 Ret.Exist_Non-FBC_DryFGD_SCR_ACI & GPM & C2G | 0 | 0 | 0 | 0 | 0 | 0 | 0
00 Ret.Exist_Non-FBC_DryFGD_SCR_ACI & GPM & CCS | 0 | 0 | 0 | 0 | 0 | 0 | 0
00 Ret.Exist_Non-FBC_DryFGD_SCR_ACI & GPM & DRET | 0 | 0 | 0 | 0 | 0 | 0 | 0
00 Ret.Exist_Non-FBC_DryFGD_SCR_ACI & GPM & NGC | 0 | 0 | 0 | 0 | 0 | 0 | 0
00 Ret.Exist_Non-FBC_DryFGD_SCR_ACI & NGC | 0 | 0 | 0 | 0 | 0 | 0 | 0
00 Ret.Exist_Non-FBC_DryFGD_SCR_ACI_DSI & C2G | 0 | 0 | 0 | 0 | 0 | 0 | 0
00 Ret.Exist_Non-FBC_DryFGD_SCR_ACI_DSI & CCS | 0 | 0 | 0 | 0 | 0 | 0 | 0
00 Ret.Exist_Non-FBC_DryFGD_SCR_ACI_DSI & DCCS | 0 | 0 | 0 | 0 | 0 | 0 | 0
00 Ret.Exist_Non-FBC_DryFGD_SCR_ACI_DSI & DCCS & CCS | 0 | 0 | 0 | 0 | 0 | 0 | 0
00 Ret.Exist_Non-FBC_DryFGD_SCR_ACI_DSI & DRET | 0 | 0 | 0 | 0 | 0 | 0 | 0
00 Ret.Exist_Non-FBC_DryFGD_SCR_ACI_DSI & GPM | 0 | 0 | 0 | 0 | 0 | 0 | 0
00 Ret.Exist_Non-FBC_DryFGD_SCR_ACI_DSI & GPM & C2G | 0 | 0 | 0 | 0 | 0 | 0 | 0
00 Ret.Exist_Non-FBC_DryFGD_SCR_ACI_DSI & GPM & CCS | 0 | 0 | 0 | 0 | 0 | 0 | 0
00 Ret.Exist_Non-FBC_DryFGD_SCR_ACI_DSI & GPM & DRET | 0 | 0 | 0 | 0 | 0 | 0 | 0
00 Ret.Exist_Non-FBC_DryFGD_SCR_ACI_DSI & GPM & NGC | 0 | 0 | 0 | 0 | 0 | 0 | 0
00 Ret.Exist_Non-FBC_DryFGD_SCR_ACI_DSI & NGC | 0 | 0 | 0 | 0 | 0 | 0 | 0
00 Ret.Exist_Non-FBC_DryFGD_SCR_DSI & ACI | 0 | 0 | 0 | 0 | 0 | 0 | 0
00 Ret.Exist_Non-FBC_DryFGD_SCR_DSI & ACI & C2G | 0 | 0 | 0 | 0 | 0 | 0 | 0
00 Ret.Exist_Non-FBC_DryFGD_SCR_DSI & ACI & CCS | 0 | 0 | 0 | 0 | 0 | 0 | 0
00 Ret.Exist_Non-FBC_DryFGD_SCR_DSI & ACI & DRET | 0 | 0 | 0 | 0 | 0 | 0 | 0
00 Ret.Exist_Non-FBC_DryFGD_SCR_DSI & ACI & GPM | 0 | 0 | 0 | 0 | 0 | 0 | 0
00 Ret.Exist_Non-FBC_DryFGD_SCR_DSI & ACI & GPM & C2G | 0 | 0 | 0 | 0 | 0 | 0 | 0
00 Ret.Exist_Non-FBC_DryFGD_SCR_DSI & ACI & GPM & CCS | 0 | 0 | 0 | 0 | 0 | 0 | 0
00 Ret.Exist_Non-FBC_DryFGD_SCR_DSI & ACI & GPM & DRET | 0 | 0 | 0 | 0 | 0 | 0 | 0
00 Ret.Exist_Non-FBC_DryFGD_SCR_DSI & ACI & GPM & NGC | 0 | 0 | 0 | 0 | 0 | 0 | 0
00 Ret.Exist_Non-FBC_DryFGD_SCR_DSI & ACI & NGC | 0 | 0 | 0 | 0 | 0 | 0 | 0
00 Ret.Exist_Non-FBC_DryFGD_SCR_DSI & C2G | 0 | 0 | 0 | 0 | 0 | 0 | 0
00 Ret.Exist_Non-FBC_DryFGD_SCR_DSI & CCS | 0 | 0 | 0 | 0 | 0 | 0 | 0
00 Ret.Exist_Non-FBC_DryFGD_SCR_DSI & DRET | 0 | 0 | 0 | 0 | 0 | 0 | 0
00 Ret.Exist_Non-FBC_DryFGD_SCR_DSI & GPM | 0 | 0 | 0 | 0 | 0 | 0 | 0
00 Ret.Exist_Non-FBC_DryFGD_SCR_DSI & GPM & C2G | 0 | 0 | 0 | 0 | 0 | 0 | 0
00 Ret.Exist_Non-FBC_DryFGD_SCR_DSI & GPM & CCS | 0 | 0 | 0 | 0 | 0 | 0 | 0
00 Ret.Exist_Non-FBC_DryFGD_SCR_DSI & GPM & DRET | 0 | 0 | 0 | 0 | 0 | 0 | 0
00 Ret.Exist_Non-FBC_DryFGD_SCR_DSI & GPM & NGC | 0 | 0 | 0 | 0 | 0 | 0 | 0
00 Ret.Exist_Non-FBC_DryFGD_SCR_DSI & NGC | 0 | 0 | 0 | 0 | 0 | 0 | 0
00 Ret.Exist_Non-FBC_DryFGD_SNCR_ACI & C2G | 0 | 0 | 0 | 0 | 0 | 0 | 0
00 Ret.Exist_Non-FBC_DryFGD_SNCR_ACI & C2G & SCR | 0 | 0 | 0 | 0 | 0 | 0 | 0
00 Ret.Exist_Non-FBC_DryFGD_SNCR_ACI & DCCS | 0 | 0 | 0 | 0 | 0 | 0 | 0
00 Ret.Exist_Non-FBC_DryFGD_SNCR_ACI & DCCS & SCR & CCS | 0 | 0 | 0 | 0 | 0 | 0 | 0
00 Ret.Exist_Non-FBC_DryFGD_SNCR_ACI & DRET | 0 | 0 | 0 | 0 | 0 | 0 | 0
00 Ret.Exist_Non-FBC_DryFGD_SNCR_ACI & GPM | 0 | 0 | 0 | 0 | 0 | 0 | 0
00 Ret.Exist_Non-FBC_DryFGD_SNCR_ACI & GPM & C2G | 0 | 0 | 0 | 0 | 0 | 0 | 0
00 Ret.Exist_Non-FBC_DryFGD_SNCR_ACI & GPM & C2G & SCR | 0 | 0 | 0 | 0 | 0 | 0 | 0
00 Ret.Exist_Non-FBC_DryFGD_SNCR_ACI & GPM & DRET | 0 | 0 | 0 | 0 | 0 | 0 | 0
00 Ret.Exist_Non-FBC_DryFGD_SNCR_ACI & GPM & NGC | 0 | 0 | 0 | 0 | 0 | 0 | 0
00 Ret.Exist_Non-FBC_DryFGD_SNCR_ACI & GPM & SCR | 0 | 0 | 0 | 0 | 0 | 0 | 0
00 Ret.Exist_Non-FBC_DryFGD_SNCR_ACI & GPM & SCR & CCS | 0 | 0 | 0 | 0 | 0 | 0 | 0
00 Ret.Exist_Non-FBC_DryFGD_SNCR_ACI & GPM & SCR & DRET | 0 | 0 | 0 | 0 | 0 | 0 | 0
00 Ret.Exist_Non-FBC_DryFGD_SNCR_ACI & GPM & SCR & NGC | 0 | 0 | 0 | 0 | 0 | 0 | 0
00 Ret.Exist_Non-FBC_DryFGD_SNCR_ACI & NGC | 0 | 0 | 0 | 0 | 0 | 0 | 0
00 Ret.Exist_Non-FBC_DryFGD_SNCR_ACI & SCR | 0 | 0 | 0 | 0 | 0 | 0 | 0
00 Ret.Exist_Non-FBC_DryFGD_SNCR_ACI & SCR & C2G | 0 | 0 | 0 | 0 | 0 | 0 | 0
00 Ret.Exist_Non-FBC_DryFGD_SNCR_ACI & SCR & CCS | 0 | 0 | 0 | 0 | 0 | 0 | 0
00 Ret.Exist_Non-FBC_DryFGD_SNCR_ACI & SCR & DRET | 0 | 0 | 0 | 0 | 0 | 0 | 0
00 Ret.Exist_Non-FBC_DryFGD_SNCR_ACI & SCR & NGC | 0 | 0 | 0 | 0 | 0 | 0 | 0
00 Ret.Exist_Non-FBC_DryFGD_SNCR_ACI_DSI & C2G | 0 | 0 | 0 | 0 | 0 | 0 | 0
00 Ret.Exist_Non-FBC_DryFGD_SNCR_ACI_DSI & C2G & SCR | 0 | 0 | 0 | 0 | 0 | 0 | 0
00 Ret.Exist_Non-FBC_DryFGD_SNCR_ACI_DSI & DRET | 0 | 0 | 0 | 0 | 0 | 0 | 0
00 Ret.Exist_Non-FBC_DryFGD_SNCR_ACI_DSI & GPM | 0 | 0 | 0 | 0 | 0 | 0 | 0
00 Ret.Exist_Non-FBC_DryFGD_SNCR_ACI_DSI & GPM & C2G | 0 | 0 | 0 | 0 | 0 | 0 | 0
00 Ret.Exist_Non-FBC_DryFGD_SNCR_ACI_DSI & GPM & C2G & SCR | 0 | 0 | 0 | 0 | 0 | 0 | 0
00 Ret.Exist_Non-FBC_DryFGD_SNCR_ACI_DSI & GPM & DRET | 0 | 0 | 0 | 0 | 0 | 0 | 0
00 Ret.Exist_Non-FBC_DryFGD_SNCR_ACI_DSI & GPM & NGC | 0 | 0 | 0 | 0 | 0 | 0 | 0
00 Ret.Exist_Non-FBC_DryFGD_SNCR_ACI_DSI & GPM & SCR | 0 | 0 | 0 | 0 | 0 | 0 | 0
00 Ret.Exist_Non-FBC_DryFGD_SNCR_ACI_DSI & GPM & SCR & CCS | 0 | 0 | 0 | 0 | 0 | 0 | 0
00 Ret.Exist_Non-FBC_DryFGD_SNCR_ACI_DSI & GPM & SCR & DRET | 0 | 0 | 0 | 0 | 0 | 0 | 0
00 Ret.Exist_Non-FBC_DryFGD_SNCR_ACI_DSI & GPM & SCR & NGC | 0 | 0 | 0 | 0 | 0 | 0 | 0
00 Ret.Exist_Non-FBC_DryFGD_SNCR_ACI_DSI & NGC | 0 | 0 | 0 | 0 | 0 | 0 | 0
00 Ret.Exist_Non-FBC_DryFGD_SNCR_ACI_DSI & SCR | 0 | 0 | 0 | 0 | 0 | 0 | 0
00 Ret.Exist_Non-FBC_DryFGD_SNCR_ACI_DSI & SCR & C2G | 0 | 0 | 0 | 0 | 0 | 0 | 0
00 Ret.Exist_Non-FBC_DryFGD_SNCR_ACI_DSI & SCR & CCS | 0 | 0 | 0 | 0 | 0 | 0 | 0
00 Ret.Exist_Non-FBC_DryFGD_SNCR_ACI_DSI & SCR & DRET | 0 | 0 | 0 | 0 | 0 | 0 | 0
00 Ret.Exist_Non-FBC_DryFGD_SNCR_ACI_DSI & SCR & NGC | 0 | 0 | 0 | 0 | 0 | 0 | 0
00 Ret.Exist_Non-FBC_DSI & ACI | 0 | 0 | 0 | 0 | 0 | 0 | 0
00 Ret.Exist_Non-FBC_DSI & ACI & C2G | 0 | 0 | 0 | 0 | 0 | 0 | 0
00 Ret.Exist_Non-FBC_DSI & ACI & C2G & SCR | 0 | 0 | 0 | 0 | 0 | 0 | 0
00 Ret.Exist_Non-FBC_DSI & ACI & DRET | 0 | 0 | 0 | 0 | 0 | 0 | 0
00 Ret.Exist_Non-FBC_DSI & ACI & GPM | 0 | 0 | 0 | 0 | 0 | 0 | 0
00 Ret.Exist_Non-FBC_DSI & ACI & GPM & C2G | 0 | 0 | 0 | 0 | 0 | 0 | 0
00 Ret.Exist_Non-FBC_DSI & ACI & GPM & C2G & SCR | 0 | 0 | 0 | 0 | 0 | 0 | 0
00 Ret.Exist_Non-FBC_DSI & ACI & GPM & DRET | 0 | 0 | 0 | 0 | 0 | 0 | 0
00 Ret.Exist_Non-FBC_DSI & ACI & GPM & NGC | 0 | 0 | 0 | 0 | 0 | 0 | 0
00 Ret.Exist_Non-FBC_DSI & ACI & GPM & SCR | 0 | 0 | 0 | 0 | 0 | 0 | 0
00 Ret.Exist_Non-FBC_DSI & ACI & GPM & SCR & DRET | 0 | 0 | 0 | 0 | 0 | 0 | 0
00 Ret.Exist_Non-FBC_DSI & ACI & GPM & SCR & NGC | 0 | 0 | 0 | 0 | 0 | 0 | 0
00 Ret.Exist_Non-FBC_DSI & ACI & GPM & SNCR | 0 | 0 | 0 | 0 | 0 | 0 | 0
00 Ret.Exist_Non-FBC_DSI & ACI & GPM & SNCR & DRET | 0 | 0 | 0 | 0 | 0 | 0 | 0
00 Ret.Exist_Non-FBC_DSI & ACI & GPM & SNCR & NGC | 0 | 0 | 0 | 0 | 0 | 0 | 0
00 Ret.Exist_Non-FBC_DSI & ACI & GPM & WetFGD & SCR & CCS | 0 | 0 | 0 | 0 | 0 | 0 | 0
00 Ret.Exist_Non-FBC_DSI & ACI & NGC | 0 | 0 | 0 | 0 | 0 | 0 | 0
00 Ret.Exist_Non-FBC_DSI & ACI & SCR | 0 | 0 | 0 | 0 | 0 | 0 | 0
00 Ret.Exist_Non-FBC_DSI & ACI & SCR & DRET | 0 | 0 | 0 | 0 | 0 | 0 | 0
00 Ret.Exist_Non-FBC_DSI & ACI & SCR & NGC | 0 | 0 | 0 | 0 | 0 | 0 | 0
00 Ret.Exist_Non-FBC_DSI & ACI & SNCR | 0 | 0 | 0 | 0 | 0 | 0 | 0
00 Ret.Exist_Non-FBC_DSI & ACI & SNCR & DRET | 0 | 0 | 0 | 0 | 0 | 0 | 0
00 Ret.Exist_Non-FBC_DSI & ACI & SNCR & NGC | 0 | 0 | 0 | 0 | 0 | 0 | 0
00 Ret.Exist_Non-FBC_DSI & ACI & WetFGD & SCR & CCS | 0 | 0 | 0 | 0 | 0 | 0 | 0
00 Ret.Exist_Non-FBC_DSI & C2G | 0 | 0 | 0 | 0 | 0 | 0 | 0
00 Ret.Exist_Non-FBC_DSI & C2G & SCR | 0 | 0 | 0 | 0 | 0 | 0 | 0
00 Ret.Exist_Non-FBC_DSI & DRET | 0 | 0 | 0 | 0 | 0 | 0 | 0
00 Ret.Exist_Non-FBC_DSI & GPM | 0 | 0 | 0 | 0 | 0 | 0 | 0
00 Ret.Exist_Non-FBC_DSI & GPM & C2G | 0 | 0 | 0 | 0 | 0 | 0 | 0
00 Ret.Exist_Non-FBC_DSI & GPM & C2G & SCR | 0 | 0 | 0 | 0 | 0 | 0 | 0
00 Ret.Exist_Non-FBC_DSI & GPM & DRET | 0 | 0 | 0 | 0 | 0 | 0 | 0
00 Ret.Exist_Non-FBC_DSI & GPM & NGC | 0 | 0 | 0 | 0 | 0 | 0 | 0
00 Ret.Exist_Non-FBC_DSI & GPM & SCR | 0 | 0 | 0 | 0 | 0 | 0 | 0
00 Ret.Exist_Non-FBC_DSI & GPM & SCR & DRET | 0 | 0 | 0 | 0 | 0 | 0 | 0
00 Ret.Exist_Non-FBC_DSI & GPM & SCR & NGC | 0 | 0 | 0 | 0 | 0 | 0 | 0
00 Ret.Exist_Non-FBC_DSI & GPM & SNCR | 0 | 0 | 0 | 0 | 0 | 0 | 0
00 Ret.Exist_Non-FBC_DSI & GPM & SNCR & DRET | 0 | 0 | 0 | 0 | 0 | 0 | 0
00 Ret.Exist_Non-FBC_DSI & GPM & SNCR & NGC | 0 | 0 | 0 | 0 | 0 | 0 | 0
00 Ret.Exist_Non-FBC_DSI & GPM & WetFGD & SCR & CCS | 0 | 0 | 0 | 0 | 0 | 0 | 0
00 Ret.Exist_Non-FBC_DSI & NGC | 0 | 0 | 0 | 0 | 0 | 0 | 0
00 Ret.Exist_Non-FBC_DSI & SCR | 0 | 0 | 0 | 0 | 0 | 0 | 0
00 Ret.Exist_Non-FBC_DSI & SCR & C2G | 0 | 0 | 0 | 0 | 0 | 0 | 0
00 Ret.Exist_Non-FBC_DSI & SCR & DRET | 0 | 0 | 0 | 0 | 0 | 0 | 0
00 Ret.Exist_Non-FBC_DSI & SCR & NGC | 0 | 0 | 0 | 0 | 0 | 0 | 0
00 Ret.Exist_Non-FBC_DSI & SCR & WetFGD & CCS | 0 | 0 | 0 | 0 | 0 | 0 | 0
00 Ret.Exist_Non-FBC_DSI & SNCR | 0 | 0 | 0 | 0 | 0 | 0 | 0
00 Ret.Exist_Non-FBC_DSI & SNCR & C2G | 0 | 0 | 0 | 0 | 0 | 0 | 0
00 Ret.Exist_Non-FBC_DSI & SNCR & DRET | 0 | 0 | 0 | 0 | 0 | 0 | 0
00 Ret.Exist_Non-FBC_DSI & SNCR & NGC | 0 | 0 | 0 | 0 | 0 | 0 | 0
00 Ret.Exist_Non-FBC_NoCtrl & ACI | 0 | 0 | 0 | 0 | 0 | 0 | 0
00 Ret.Exist_Non-FBC_NoCtrl & ACI & C2G | 0 | 0 | 0 | 0 | 0 | 0 | 0
00 Ret.Exist_Non-FBC_NoCtrl & ACI & C2G & SCR | 0 | 0 | 0 | 0 | 0 | 0 | 0
00 Ret.Exist_Non-FBC_NoCtrl & ACI & DRET | 0 | 0 | 0 | 0 | 0 | 0 | 0
00 Ret.Exist_Non-FBC_NoCtrl & ACI & DSI | 0 | 0 | 0 | 0 | 0 | 0 | 0
00 Ret.Exist_Non-FBC_NoCtrl & ACI & DSI & C2G | 0 | 0 | 0 | 0 | 0 | 0 | 0
00 Ret.Exist_Non-FBC_NoCtrl & ACI & DSI & C2G & SCR | 0 | 0 | 0 | 0 | 0 | 0 | 0
00 Ret.Exist_Non-FBC_NoCtrl & ACI & DSI & DRET | 0 | 0 | 0 | 0 | 0 | 0 | 0
00 Ret.Exist_Non-FBC_NoCtrl & ACI & DSI & GPM | 0 | 0 | 0 | 0 | 0 | 0 | 0
00 Ret.Exist_Non-FBC_NoCtrl & ACI & DSI & GPM & C2G | 0 | 0 | 0 | 0 | 0 | 0 | 0
00 Ret.Exist_Non-FBC_NoCtrl & ACI & DSI & GPM & C2G & SCR | 0 | 0 | 0 | 0 | 0 | 0 | 0
00 Ret.Exist_Non-FBC_NoCtrl & ACI & DSI & GPM & DRET | 0 | 0 | 0 | 0 | 0 | 0 | 0
00 Ret.Exist_Non-FBC_NoCtrl & ACI & DSI & GPM & NGC | 0 | 0 | 0 | 0 | 0 | 0 | 0
00 Ret.Exist_Non-FBC_NoCtrl & ACI & DSI & GPM & SCR | 0 | 0 | 0 | 0 | 0 | 0 | 0
00 Ret.Exist_Non-FBC_NoCtrl & ACI & DSI & GPM & SCR & DRET | 0 | 0 | 0 | 0 | 0 | 0 | 0
00 Ret.Exist_Non-FBC_NoCtrl & ACI & DSI & GPM & SCR & NGC | 0 | 0 | 0 | 0 | 0 | 0 | 0
00 Ret.Exist_Non-FBC_NoCtrl & ACI & DSI & GPM & SNCR | 0 | 0 | 0 | 0 | 0 | 0 | 0
00 Ret.Exist_Non-FBC_NoCtrl & ACI & DSI & GPM & SNCR & DRET | 0 | 0 | 0 | 0 | 0 | 0 | 0
00 Ret.Exist_Non-FBC_NoCtrl & ACI & DSI & GPM & SNCR & NGC | 0 | 0 | 0 | 0 | 0 | 0 | 0
00 Ret.Exist_Non-FBC_NoCtrl & ACI & DSI & GPM & WetFGD & SCR & CCS | 0 | 0 | 0 | 0 | 0 | 0 | 0
00 Ret.Exist_Non-FBC_NoCtrl & ACI & DSI & NGC | 0 | 0 | 0 | 0 | 0 | 0 | 0
00 Ret.Exist_Non-FBC_NoCtrl & ACI & DSI & SCR | 0 | 0 | 0 | 0 | 0 | 0 | 0
00 Ret.Exist_Non-FBC_NoCtrl & ACI & DSI & SCR & DRET | 0 | 0 | 0 | 0 | 0 | 0 | 0
00 Ret.Exist_Non-FBC_NoCtrl & ACI & DSI & SCR & NGC | 0 | 0 | 0 | 0 | 0 | 0 | 0
00 Ret.Exist_Non-FBC_NoCtrl & ACI & DSI & SNCR | 0 | 0 | 0 | 0 | 0 | 0 | 0
00 Ret.Exist_Non-FBC_NoCtrl & ACI & DSI & SNCR & DRET | 0 | 0 | 0 | 0 | 0 | 0 | 0
00 Ret.Exist_Non-FBC_NoCtrl & ACI & DSI & SNCR & NGC | 0 | 0 | 0 | 0 | 0 | 0 | 0
00 Ret.Exist_Non-FBC_NoCtrl & ACI & DSI & WetFGD & SCR & CCS | 0 | 0 | 0 | 0 | 0 | 0 | 0
00 Ret.Exist_Non-FBC_NoCtrl & ACI & GPM | 0 | 0 | 0 | 0 | 0 | 0 | 0
00 Ret.Exist_Non-FBC_NoCtrl & ACI & GPM & C2G | 0 | 0 | 0 | 0 | 0 | 0 | 0
00 Ret.Exist_Non-FBC_NoCtrl & ACI & GPM & C2G & SCR | 0 | 0 | 0 | 0 | 0 | 0 | 0
00 Ret.Exist_Non-FBC_NoCtrl & ACI & GPM & DRET | 0 | 0 | 0 | 0 | 0 | 0 | 0
00 Ret.Exist_Non-FBC_NoCtrl & ACI & GPM & NGC | 0 | 0 | 0 | 0 | 0 | 0 | 0
00 Ret.Exist_Non-FBC_NoCtrl & ACI & GPM & SCR | 0 | 0 | 0 | 0 | 0 | 0 | 0
00 Ret.Exist_Non-FBC_NoCtrl & ACI & GPM & SCR & DRET | 0 | 0 | 0 | 0 | 0 | 0 | 0
00 Ret.Exist_Non-FBC_NoCtrl & ACI & GPM & SCR & NGC | 0 | 0 | 0 | 0 | 0 | 0 | 0
00 Ret.Exist_Non-FBC_NoCtrl & ACI & GPM & SNCR | 0 | 0 | 0 | 0 | 0 | 0 | 0
00 Ret.Exist_Non-FBC_NoCtrl & ACI & GPM & SNCR & DRET | 0 | 0 | 0 | 0 | 0 | 0 | 0
00 Ret.Exist_Non-FBC_NoCtrl & ACI & GPM & SNCR & NGC | 0 | 0 | 0 | 0 | 0 | 0 | 0
00 Ret.Exist_Non-FBC_NoCtrl & ACI & GPM & WetFGD & SCR & CCS | 0 | 0 | 0 | 0 | 0 | 0 | 0
00 Ret.Exist_Non-FBC_NoCtrl & ACI & NGC | 0 | 0 | 0 | 0 | 0 | 0 | 0
00 Ret.Exist_Non-FBC_NoCtrl & ACI & SCR | 0 | 0 | 0 | 0 | 0 | 0 | 0
00 Ret.Exist_Non-FBC_NoCtrl & ACI & SCR & DRET | 0 | 0 | 0 | 0 | 0 | 0 | 0
00 Ret.Exist_Non-FBC_NoCtrl & ACI & SCR & NGC | 0 | 0 | 0 | 0 | 0 | 0 | 0
00 Ret.Exist_Non-FBC_NoCtrl & ACI & SNCR | 0 | 0 | 0 | 0 | 0 | 0 | 0
00 Ret.Exist_Non-FBC_NoCtrl & ACI & SNCR & DRET | 0 | 0 | 0 | 0 | 0 | 0 | 0
00 Ret.Exist_Non-FBC_NoCtrl & ACI & SNCR & NGC | 0 | 0 | 0 | 0 | 0 | 0 | 0
00 Ret.Exist_Non-FBC_NoCtrl & ACI & WetFGD & SCR & CCS | 0 | 0 | 0 | 0 | 0 | 0 | 0
00 Ret.Exist_Non-FBC_NoCtrl & C2G | 0 | 0 | 0 | 0 | 0 | 0 | 0
00 Ret.Exist_Non-FBC_NoCtrl & C2G & SCR | 0 | 0 | 0 | 0 | 0 | 0 | 0
00 Ret.Exist_Non-FBC_NoCtrl & DCCS | 0 | 0 | 0 | 0 | 0 | 0 | 0
00 Ret.Exist_Non-FBC_NoCtrl & DCCS & WetFGD & SCR & CCS | 0 | 0 | 0 | 0 | 0 | 0 | 0
00 Ret.Exist_Non-FBC_NoCtrl & DRET | 0 | 0 | 0 | 0 | 0 | 0 | 0
00 Ret.Exist_Non-FBC_NoCtrl & DSI | 0 | 0 | 0 | 0 | 0 | 0 | 0
00 Ret.Exist_Non-FBC_NoCtrl & DSI & C2G | 0 | 0 | 0 | 0 | 0 | 0 | 0
00 Ret.Exist_Non-FBC_NoCtrl & DSI & C2G & SCR | 0 | 0 | 0 | 0 | 0 | 0 | 0
00 Ret.Exist_Non-FBC_NoCtrl & DSI & DRET | 0 | 0 | 0 | 0 | 0 | 0 | 0
00 Ret.Exist_Non-FBC_NoCtrl & DSI & GPM | 0 | 0 | 0 | 0 | 0 | 0 | 0
00 Ret.Exist_Non-FBC_NoCtrl & DSI & GPM & C2G | 0 | 0 | 0 | 0 | 0 | 0 | 0
00 Ret.Exist_Non-FBC_NoCtrl & DSI & GPM & C2G & SCR | 0 | 0 | 0 | 0 | 0 | 0 | 0
00 Ret.Exist_Non-FBC_NoCtrl & DSI & GPM & DRET | 0 | 0 | 0 | 0 | 0 | 0 | 0
00 Ret.Exist_Non-FBC_NoCtrl & DSI & GPM & NGC | 0 | 0 | 0 | 0 | 0 | 0 | 0
00 Ret.Exist_Non-FBC_NoCtrl & DSI & GPM & SCR | 0 | 0 | 0 | 0 | 0 | 0 | 0
00 Ret.Exist_Non-FBC_NoCtrl & DSI & GPM & SCR & DRET | 0 | 0 | 0 | 0 | 0 | 0 | 0
00 Ret.Exist_Non-FBC_NoCtrl & DSI & GPM & SCR & NGC | 0 | 0 | 0 | 0 | 0 | 0 | 0
00 Ret.Exist_Non-FBC_NoCtrl & DSI & GPM & SNCR | 0 | 0 | 0 | 0 | 0 | 0 | 0
00 Ret.Exist_Non-FBC_NoCtrl & DSI & GPM & SNCR & DRET | 0 | 0 | 0 | 0 | 0 | 0 | 0
00 Ret.Exist_Non-FBC_NoCtrl & DSI & GPM & SNCR & NGC | 0 | 0 | 0 | 0 | 0 | 0 | 0
00 Ret.Exist_Non-FBC_NoCtrl & DSI & GPM & WetFGD & SCR & CCS | 0 | 0 | 0 | 0 | 0 | 0 | 0
00 Ret.Exist_Non-FBC_NoCtrl & DSI & NGC | 0 | 0 | 0 | 0 | 0 | 0 | 0
00 Ret.Exist_Non-FBC_NoCtrl & DSI & SCR | 0 | 0 | 0 | 0 | 0 | 0 | 0
00 Ret.Exist_Non-FBC_NoCtrl & DSI & SCR & DRET | 0 | 0 | 0 | 0 | 0 | 0 | 0
00 Ret.Exist_Non-FBC_NoCtrl & DSI & SCR & NGC | 0 | 0 | 0 | 0 | 0 | 0 | 0
00 Ret.Exist_Non-FBC_NoCtrl & DSI & SNCR | 0 | 0 | 0 | 0 | 0 | 0 | 0
00 Ret.Exist_Non-FBC_NoCtrl & DSI & SNCR & DRET | 0 | 0 | 0 | 0 | 0 | 0 | 0
00 Ret.Exist_Non-FBC_NoCtrl & DSI & SNCR & NGC | 0 | 0 | 0 | 0 | 0 | 0 | 0
00 Ret.Exist_Non-FBC_NoCtrl & DSI & WetFGD & SCR & CCS | 0 | 0 | 0 | 0 | 0 | 0 | 0
00 Ret.Exist_Non-FBC_NoCtrl & GPM | 0 | 0 | 0 | 0 | 0 | 0 | 0
00 Ret.Exist_Non-FBC_NoCtrl & GPM & C2G | 0 | 0 | 0 | 0 | 0 | 0 | 0
00 Ret.Exist_Non-FBC_NoCtrl & GPM & C2G & SCR | 0 | 0 | 0 | 0 | 0 | 0 | 0
00 Ret.Exist_Non-FBC_NoCtrl & GPM & DRET | 0 | 0 | 0 | 0 | 0 | 0 | 0
00 Ret.Exist_Non-FBC_NoCtrl & GPM & NGC | 0 | 0 | 0 | 0 | 0 | 0 | 0
00 Ret.Exist_Non-FBC_NoCtrl & GPM & SCR | 0 | 0 | 0 | 0 | 0 | 0 | 0
00 Ret.Exist_Non-FBC_NoCtrl & GPM & SCR & DRET | 0 | 0 | 0 | 0 | 0 | 0 | 0
00 Ret.Exist_Non-FBC_NoCtrl & GPM & SCR & NGC | 0 | 0 | 0 | 0 | 0 | 0 | 0
00 Ret.Exist_Non-FBC_NoCtrl & GPM & SNCR | 0 | 0 | 0 | 0 | 0 | 0 | 0
00 Ret.Exist_Non-FBC_NoCtrl & GPM & SNCR & DRET | 0 | 0 | 0 | 0 | 0 | 0 | 0
00 Ret.Exist_Non-FBC_NoCtrl & GPM & SNCR & NGC | 0 | 0 | 0 | 0 | 0 | 0 | 0
00 Ret.Exist_Non-FBC_NoCtrl & GPM & WetFGD & SCR & CCS | 0 | 0 | 0 | 0 | 0 | 0 | 0
00 Ret.Exist_Non-FBC_NoCtrl & NGC | 0 | 0 | 0 | 0 | 0 | 0 | 0
00 Ret.Exist_Non-FBC_NoCtrl & SCR | 0 | 0 | 0 | 0 | 0 | 0 | 0
00 Ret.Exist_Non-FBC_NoCtrl & SCR & C2G | 0 | 0 | 0 | 0 | 0 | 0 | 0
00 Ret.Exist_Non-FBC_NoCtrl & SCR & DRET | 0 | 0 | 0 | 0 | 0 | 0 | 0
00 Ret.Exist_Non-FBC_NoCtrl & SCR & NGC | 0 | 0 | 0 | 0 | 0 | 0 | 0
00 Ret.Exist_Non-FBC_NoCtrl & SCR & WetFGD & CCS | 0 | 0 | 0 | 0 | 0 | 0 | 0
00 Ret.Exist_Non-FBC_NoCtrl & SNCR | 0 | 0 | 0 | 0 | 0 | 0 | 0
00 Ret.Exist_Non-FBC_NoCtrl & SNCR & C2G | 0 | 0 | 0 | 0 | 0 | 0 | 0
00 Ret.Exist_Non-FBC_NoCtrl & SNCR & DRET | 0 | 0 | 0 | 0 | 0 | 0 | 0
00 Ret.Exist_Non-FBC_NoCtrl & SNCR & NGC | 0 | 0 | 0 | 0 | 0 | 0 | 0
00 Ret.Exist_Non-FBC_SCR_ACI & C2G | 0 | 0 | 0 | 0 | 0 | 0 | 0
00 Ret.Exist_Non-FBC_SCR_ACI & DCCS | 0 | 0 | 0 | 0 | 0 | 0 | 0
00 Ret.Exist_Non-FBC_SCR_ACI & DCCS & WetFGD & CCS | 0 | 0 | 0 | 0 | 0 | 0 | 0
00 Ret.Exist_Non-FBC_SCR_ACI & DRET | 0 | 0 | 0 | 0 | 0 | 0 | 0
00 Ret.Exist_Non-FBC_SCR_ACI & DSI | 0 | 0 | 0 | 0 | 0 | 0 | 0
00 Ret.Exist_Non-FBC_SCR_ACI & DSI & C2G | 0 | 0 | 0 | 0 | 0 | 0 | 0
00 Ret.Exist_Non-FBC_SCR_ACI & DSI & DRET | 0 | 0 | 0 | 0 | 0 | 0 | 0
00 Ret.Exist_Non-FBC_SCR_ACI & DSI & GPM | 0 | 0 | 0 | 0 | 0 | 0 | 0
00 Ret.Exist_Non-FBC_SCR_ACI & DSI & GPM & C2G | 0 | 0 | 0 | 0 | 0 | 0 | 0
00 Ret.Exist_Non-FBC_SCR_ACI & DSI & GPM & DRET | 0 | 0 | 0 | 0 | 0 | 0 | 0
00 Ret.Exist_Non-FBC_SCR_ACI & DSI & GPM & NGC | 0 | 0 | 0 | 0 | 0 | 0 | 0
00 Ret.Exist_Non-FBC_SCR_ACI & DSI & GPM & WetFGD & CCS | 0 | 0 | 0 | 0 | 0 | 0 | 0
00 Ret.Exist_Non-FBC_SCR_ACI & DSI & NGC | 0 | 0 | 0 | 0 | 0 | 0 | 0
00 Ret.Exist_Non-FBC_SCR_ACI & DSI & WetFGD & CCS | 0 | 0 | 0 | 0 | 0 | 0 | 0
00 Ret.Exist_Non-FBC_SCR_ACI & GPM | 0 | 0 | 0 | 0 | 0 | 0 | 0
00 Ret.Exist_Non-FBC_SCR_ACI & GPM & C2G | 0 | 0 | 0 | 0 | 0 | 0 | 0
00 Ret.Exist_Non-FBC_SCR_ACI & GPM & DRET | 0 | 0 | 0 | 0 | 0 | 0 | 0
00 Ret.Exist_Non-FBC_SCR_ACI & GPM & NGC | 0 | 0 | 0 | 0 | 0 | 0 | 0
00 Ret.Exist_Non-FBC_SCR_ACI & GPM & WetFGD & CCS | 0 | 0 | 0 | 0 | 0 | 0 | 0
00 Ret.Exist_Non-FBC_SCR_ACI & NGC | 0 | 0 | 0 | 0 | 0 | 0 | 0
00 Ret.Exist_Non-FBC_SCR_ACI & WetFGD & CCS | 0 | 0 | 0 | 0 | 0 | 0 | 0
00 Ret.Exist_Non-FBC_SCR_ACI_DSI & C2G | 305 | 0 | 0 | 0 | 0 | 0 | 0
00 Ret.Exist_Non-FBC_SCR_ACI_DSI & DCCS | 0 | 0 | 0 | 0 | 0 | 0 | 0
00 Ret.Exist_Non-FBC_SCR_ACI_DSI & DCCS & WetFGD & CCS | 0 | 0 | 0 | 0 | 0 | 0 | 0
00 Ret.Exist_Non-FBC_SCR_ACI_DSI & DRET | 0 | 0 | 0 | 0 | 0 | 0 | 0
00 Ret.Exist_Non-FBC_SCR_ACI_DSI & GPM | 0 | 0 | 0 | 0 | 0 | 0 | 0
00 Ret.Exist_Non-FBC_SCR_ACI_DSI & GPM & C2G | 0 | 0 | 0 | 0 | 0 | 0 | 0
00 Ret.Exist_Non-FBC_SCR_ACI_DSI & GPM & DRET | 0 | 0 | 0 | 0 | 0 | 0 | 0
00 Ret.Exist_Non-FBC_SCR_ACI_DSI & GPM & NGC | 0 | 0 | 0 | 0 | 0 | 0 | 0
00 Ret.Exist_Non-FBC_SCR_ACI_DSI & GPM & WetFGD & CCS | 0 | 0 | 0 | 0 | 0 | 0 | 0
00 Ret.Exist_Non-FBC_SCR_ACI_DSI & NGC | 0 | 0 | 0 | 0 | 0 | 0 | 0
00 Ret.Exist_Non-FBC_SCR_ACI_DSI & WetFGD & CCS | 0 | 0 | 0 | 0 | 0 | 0 | 0
00 Ret.Exist_Non-FBC_SNCR_ACI & C2G | 0 | 0 | 0 | 0 | 0 | 0 | 0
00 Ret.Exist_Non-FBC_SNCR_ACI & C2G & SCR | 0 | 0 | 0 | 0 | 0 | 0 | 0
00 Ret.Exist_Non-FBC_SNCR_ACI & DRET | 0 | 0 | 0 | 0 | 0 | 0 | 0
00 Ret.Exist_Non-FBC_SNCR_ACI & DSI | 0 | 0 | 0 | 0 | 0 | 0 | 0
00 Ret.Exist_Non-FBC_SNCR_ACI & DSI & C2G | 0 | 0 | 0 | 0 | 0 | 0 | 0
00 Ret.Exist_Non-FBC_SNCR_ACI & DSI & C2G & SCR | 0 | 0 | 0 | 0 | 0 | 0 | 0
00 Ret.Exist_Non-FBC_SNCR_ACI & DSI & DRET | 0 | 0 | 0 | 0 | 0 | 0 | 0
00 Ret.Exist_Non-FBC_SNCR_ACI & DSI & NGC | 0 | 0 | 0 | 0 | 0 | 0 | 0
00 Ret.Exist_Non-FBC_SNCR_ACI & DSI & SCR | 0 | 0 | 0 | 0 | 0 | 0 | 0
00 Ret.Exist_Non-FBC_SNCR_ACI & DSI & SCR & DRET | 0 | 0 | 0 | 0 | 0 | 0 | 0
00 Ret.Exist_Non-FBC_SNCR_ACI & DSI & SCR & NGC | 0 | 0 | 0 | 0 | 0 | 0 | 0
00 Ret.Exist_Non-FBC_SNCR_ACI & DSI & WetFGD & SCR & CCS | 0 | 0 | 0 | 0 | 0 | 0 | 0
00 Ret.Exist_Non-FBC_SNCR_ACI & GPM | 0 | 0 | 0 | 0 | 0 | 0 | 0
00 Ret.Exist_Non-FBC_SNCR_ACI & GPM & C2G | 0 | 0 | 0 | 0 | 0 | 0 | 0
00 Ret.Exist_Non-FBC_SNCR_ACI & GPM & C2G & SCR | 0 | 0 | 0 | 0 | 0 | 0 | 0
00 Ret.Exist_Non-FBC_SNCR_ACI & GPM & DRET | 0 | 0 | 0 | 0 | 0 | 0 | 0
00 Ret.Exist_Non-FBC_SNCR_ACI & GPM & NGC | 0 | 0 | 0 | 0 | 0 | 0 | 0
00 Ret.Exist_Non-FBC_SNCR_ACI & GPM & SCR | 0 | 0 | 0 | 0 | 0 | 0 | 0
00 Ret.Exist_Non-FBC_SNCR_ACI & GPM & SCR & DRET | 0 | 0 | 0 | 0 | 0 | 0 | 0
00 Ret.Exist_Non-FBC_SNCR_ACI & GPM & SCR & NGC | 0 | 0 | 0 | 0 | 0 | 0 | 0
00 Ret.Exist_Non-FBC_SNCR_ACI & GPM & WetFGD & SCR & CCS | 0 | 0 | 0 | 0 | 0 | 0 | 0
00 Ret.Exist_Non-FBC_SNCR_ACI & NGC | 0 | 0 | 0 | 0 | 0 | 0 | 0
00 Ret.Exist_Non-FBC_SNCR_ACI & SCR | 0 | 0 | 0 | 0 | 0 | 0 | 0
00 Ret.Exist_Non-FBC_SNCR_ACI & SCR & C2G | 0 | 0 | 0 | 0 | 0 | 0 | 0
00 Ret.Exist_Non-FBC_SNCR_ACI & SCR & DRET | 0 | 0 | 0 | 0 | 0 | 0 | 0
00 Ret.Exist_Non-FBC_SNCR_ACI & SCR & NGC | 0 | 0 | 0 | 0 | 0 | 0 | 0
00 Ret.Exist_Non-FBC_SNCR_ACI & SCR & WetFGD & CCS | 0 | 0 | 0 | 0 | 0 | 0 | 0
00 Ret.Exist_Non-FBC_SNCR_ACI_DSI & C2G | 1033 | 0 | 0 | 0 | 0 | 0 | 0
00 Ret.Exist_Non-FBC_SNCR_ACI_DSI & C2G & SCR | 0 | 535.436 | 0 | 0 | 0 | 0 | 0
00 Ret.Exist_Non-FBC_SNCR_ACI_DSI & DCCS | 0 | 0 | 0 | 0 | 0 | 0 | 0
00 Ret.Exist_Non-FBC_SNCR_ACI_DSI & DCCS & WetFGD & SCR & CCS | 0 | 0 | 0 | 0 | 0 | 0 | 0
00 Ret.Exist_Non-FBC_SNCR_ACI_DSI & DRET | 0 | 0 | 0 | 0 | 0 | 0 | 0
00 Ret.Exist_Non-FBC_SNCR_ACI_DSI & GPM | 0 | 0 | 0 | 0 | 0 | 0 | 0
00 Ret.Exist_Non-FBC_SNCR_ACI_DSI & GPM & C2G | 0 | 0 | 0 | 0 | 0 | 0 | 0
00 Ret.Exist_Non-FBC_SNCR_ACI_DSI & GPM & C2G & SCR | 0 | 0 | 0 | 0 | 0 | 0 | 0
00 Ret.Exist_Non-FBC_SNCR_ACI_DSI & GPM & DRET | 0 | 0 | 0 | 0 | 0 | 0 | 0
00 Ret.Exist_Non-FBC_SNCR_ACI_DSI & GPM & NGC | 0 | 0 | 0 | 0 | 0 | 0 | 0
00 Ret.Exist_Non-FBC_SNCR_ACI_DSI & GPM & SCR | 0 | 0 | 0 | 0 | 0 | 0 | 0
00 Ret.Exist_Non-FBC_SNCR_ACI_DSI & GPM & SCR & DRET | 0 | 0 | 0 | 0 | 0 | 0 | 0
00 Ret.Exist_Non-FBC_SNCR_ACI_DSI & GPM & SCR & NGC | 0 | 0 | 0 | 0 | 0 | 0 | 0
00 Ret.Exist_Non-FBC_SNCR_ACI_DSI & GPM & WetFGD & SCR & CCS | 0 | 0 | 0 | 0 | 0 | 0 | 0
00 Ret.Exist_Non-FBC_SNCR_ACI_DSI & NGC | 0 | 0 | 0 | 0 | 0 | 0 | 0
00 Ret.Exist_Non-FBC_SNCR_ACI_DSI & SCR | 0 | 0 | 0 | 0 | 0 | 0 | 0
00 Ret.Exist_Non-FBC_SNCR_ACI_DSI & SCR & C2G | 0 | 0 | 0 | 0 | 0 | 0 | 0
00 Ret.Exist_Non-FBC_SNCR_ACI_DSI & SCR & DRET | 0 | 0 | 0 | 0 | 0 | 0 | 0
00 Ret.Exist_Non-FBC_SNCR_ACI_DSI & SCR & NGC | 0 | 0 | 0 | 0 | 0 | 0 | 0
00 Ret.Exist_Non-FBC_SNCR_ACI_DSI & SCR & WetFGD & CCS | 0 | 0 | 0 | 0 | 0 | 0 | 0
00 Ret.Exist_Non-FBC_WetFGD & ACI | 0 | 0 | 0 | 0 | 0 | 0 | 0
00 Ret.Exist_Non-FBC_WetFGD & ACI & C2G | 0 | 0 | 0 | 0 | 0 | 0 | 0
00 Ret.Exist_Non-FBC_WetFGD & ACI & C2G & SCR | 0 | 0 | 0 | 0 | 0 | 0 | 0
00 Ret.Exist_Non-FBC_WetFGD & ACI & DRET | 0 | 0 | 0 | 0 | 0 | 0 | 0
00 Ret.Exist_Non-FBC_WetFGD & ACI & GPM | 0 | 0 | 0 | 0 | 0 | 0 | 0
00 Ret.Exist_Non-FBC_WetFGD & ACI & GPM & C2G | 0 | 0 | 0 | 0 | 0 | 0 | 0
00 Ret.Exist_Non-FBC_WetFGD & ACI & GPM & C2G & SCR | 0 | 0 | 0 | 0 | 0 | 0 | 0
00 Ret.Exist_Non-FBC_WetFGD & ACI & GPM & DRET | 0 | 0 | 0 | 0 | 0 | 0 | 0
00 Ret.Exist_Non-FBC_WetFGD & ACI & GPM & NGC | 0 | 0 | 0 | 0 | 0 | 0 | 0
00 Ret.Exist_Non-FBC_WetFGD & ACI & GPM & SCR | 0 | 0 | 0 | 0 | 0 | 0 | 0
00 Ret.Exist_Non-FBC_WetFGD & ACI & GPM & SCR & CCS | 0 | 0 | 0 | 0 | 0 | 0 | 0
00 Ret.Exist_Non-FBC_WetFGD & ACI & GPM & SCR & DRET | 0 | 0 | 0 | 0 | 0 | 0 | 0
00 Ret.Exist_Non-FBC_WetFGD & ACI & GPM & SCR & NGC | 0 | 0 | 0 | 0 | 0 | 0 | 0
00 Ret.Exist_Non-FBC_WetFGD & ACI & GPM & SNCR | 0 | 0 | 0 | 0 | 0 | 0 | 0
00 Ret.Exist_Non-FBC_WetFGD & ACI & GPM & SNCR & DRET | 0 | 0 | 0 | 0 | 0 | 0 | 0
00 Ret.Exist_Non-FBC_WetFGD & ACI & GPM & SNCR & NGC | 0 | 0 | 0 | 0 | 0 | 0 | 0
00 Ret.Exist_Non-FBC_WetFGD & ACI & NGC | 0 | 0 | 0 | 0 | 0 | 0 | 0
00 Ret.Exist_Non-FBC_WetFGD & ACI & SCR | 0 | 0 | 0 | 0 | 0 | 0 | 0
00 Ret.Exist_Non-FBC_WetFGD & ACI & SCR & CCS | 0 | 0 | 0 | 0 | 0 | 0 | 0
00 Ret.Exist_Non-FBC_WetFGD & ACI & SCR & DRET | 0 | 0 | 0 | 0 | 0 | 0 | 0
00 Ret.Exist_Non-FBC_WetFGD & ACI & SCR & NGC | 0 | 0 | 0 | 0 | 0 | 0 | 0
00 Ret.Exist_Non-FBC_WetFGD & ACI & SNCR | 0 | 0 | 0 | 0 | 0 | 0 | 0
00 Ret.Exist_Non-FBC_WetFGD & ACI & SNCR & DRET | 0 | 0 | 0 | 0 | 0 | 0 | 0
00 Ret.Exist_Non-FBC_WetFGD & ACI & SNCR & NGC | 0 | 0 | 0 | 0 | 0 | 0 | 0
00 Ret.Exist_Non-FBC_WetFGD & C2G | 0 | 0 | 0 | 0 | 0 | 0 | 0
00 Ret.Exist_Non-FBC_WetFGD & C2G & SCR | 0 | 0 | 0 | 0 | 0 | 0 | 0
00 Ret.Exist_Non-FBC_WetFGD & DRET | 0 | 0 | 0 | 0 | 0 | 0 | 0
00 Ret.Exist_Non-FBC_WetFGD & DCCS | 0 | 0 | 0 | 0 | 0 | 0 | 0
00 Ret.Exist_Non-FBC_WetFGD & DCCS & SCR & CCS | 0 | 0 | 0 | 0 | 0 | 0 | 0
00 Ret.Exist_Non-FBC_WetFGD & GPM | 0 | 0 | 0 | 0 | 0 | 0 | 0
00 Ret.Exist_Non-FBC_WetFGD & GPM & C2G | 0 | 0 | 0 | 0 | 0 | 0 | 0
00 Ret.Exist_Non-FBC_WetFGD & GPM & C2G & SCR | 0 | 0 | 0 | 0 | 0 | 0 | 0
00 Ret.Exist_Non-FBC_WetFGD & GPM & DRET | 0 | 0 | 0 | 0 | 0 | 0 | 0
00 Ret.Exist_Non-FBC_WetFGD & GPM & NGC | 0 | 0 | 0 | 0 | 0 | 0 | 0
00 Ret.Exist_Non-FBC_WetFGD & GPM & SCR | 0 | 0 | 0 | 0 | 0 | 0 | 0
00 Ret.Exist_Non-FBC_WetFGD & GPM & SCR & CCS | 0 | 0 | 0 | 0 | 0 | 0 | 0
00 Ret.Exist_Non-FBC_WetFGD & GPM & SCR & DRET | 0 | 0 | 0 | 0 | 0 | 0 | 0
00 Ret.Exist_Non-FBC_WetFGD & GPM & SCR & NGC | 0 | 0 | 0 | 0 | 0 | 0 | 0
00 Ret.Exist_Non-FBC_WetFGD & GPM & SNCR | 0 | 0 | 0 | 0 | 0 | 0 | 0
00 Ret.Exist_Non-FBC_WetFGD & GPM & SNCR & DRET | 0 | 0 | 0 | 0 | 0 | 0 | 0
00 Ret.Exist_Non-FBC_WetFGD & GPM & SNCR & NGC | 0 | 0 | 0 | 0 | 0 | 0 | 0
00 Ret.Exist_Non-FBC_WetFGD & NGC | 0 | 0 | 0 | 0 | 0 | 0 | 0
00 Ret.Exist_Non-FBC_WetFGD & SCR | 0 | 188.8816 | 0 | 0 | 0 | 0 | 0
00 Ret.Exist_Non-FBC_WetFGD & SCR & C2G | 0 | 0 | 0 | 0 | 0 | 0 | 0
00 Ret.Exist_Non-FBC_WetFGD & SCR & CCS | 0 | 0 | 0 | 0 | 0 | 0 | 0
00 Ret.Exist_Non-FBC_WetFGD & SCR & DRET | 0 | 0 | 0 | 0 | 0 | 0 | 0
00 Ret.Exist_Non-FBC_WetFGD & SCR & NGC | 0 | 0 | 0 | 0 | 0 | 0 | 0
00 Ret.Exist_Non-FBC_WetFGD & SNCR | 0 | 0 | 0 | 0 | 0 | 0 | 0
00 Ret.Exist_Non-FBC_WetFGD & SNCR & C2G | 0 | 0 | 0 | 0 | 0 | 0 | 0
00 Ret.Exist_Non-FBC_WetFGD & SNCR & DRET | 0 | 0 | 0 | 0 | 0 | 0 | 0
00 Ret.Exist_Non-FBC_WetFGD & SNCR & NGC | 0 | 0 | 0 | 0 | 0 | 0 | 0
00 Ret.Exist_Non-FBC_WetFGD_ACI & C2G | 1070 | 0 | 0 | 0 | 0 | 0 | 0
00 Ret.Exist_Non-FBC_WetFGD_ACI & C2G & SCR | 0 | 0 | 0 | 0 | 0 | 0 | 0
00 Ret.Exist_Non-FBC_WetFGD_ACI & DCCS | 0 | 0 | 0 | 0 | 0 | 0 | 0
00 Ret.Exist_Non-FBC_WetFGD_ACI & DCCS & SCR & CCS | 0 | 0 | 0 | 0 | 0 | 0 | 0
00 Ret.Exist_Non-FBC_WetFGD_ACI & DRET | 0 | 0 | 0 | 0 | 0 | 0 | 0
00 Ret.Exist_Non-FBC_WetFGD_ACI & GPM | 0 | 0 | 0 | 0 | 0 | 0 | 0
00 Ret.Exist_Non-FBC_WetFGD_ACI & GPM & C2G | 0 | 0 | 0 | 0 | 0 | 0 | 0
00 Ret.Exist_Non-FBC_WetFGD_ACI & GPM & C2G & SCR | 0 | 0 | 0 | 0 | 0 | 0 | 0
00 Ret.Exist_Non-FBC_WetFGD_ACI & GPM & DRET | 0 | 0 | 0 | 0 | 0 | 0 | 0
00 Ret.Exist_Non-FBC_WetFGD_ACI & GPM & NGC | 0 | 0 | 0 | 0 | 0 | 0 | 0
00 Ret.Exist_Non-FBC_WetFGD_ACI & GPM & SCR | 0 | 0 | 0 | 0 | 0 | 0 | 0
00 Ret.Exist_Non-FBC_WetFGD_ACI & GPM & SCR & CCS | 0 | 0 | 0 | 0 | 0 | 0 | 0
00 Ret.Exist_Non-FBC_WetFGD_ACI & GPM & SCR & DRET | 0 | 0 | 0 | 0 | 0 | 0 | 0
00 Ret.Exist_Non-FBC_WetFGD_ACI & GPM & SCR & NGC | 0 | 0 | 0 | 0 | 0 | 0 | 0
00 Ret.Exist_Non-FBC_WetFGD_ACI & GPM & SNCR | 0 | 0 | 0 | 0 | 0 | 0 | 0
00 Ret.Exist_Non-FBC_WetFGD_ACI & GPM & SNCR & DRET | 0 | 0 | 0 | 0 | 0 | 0 | 0
00 Ret.Exist_Non-FBC_WetFGD_ACI & GPM & SNCR & NGC | 0 | 0 | 0 | 0 | 0 | 0 | 0
00 Ret.Exist_Non-FBC_WetFGD_ACI & NGC | 0 | 0 | 0 | 0 | 0 | 0 | 0
00 Ret.Exist_Non-FBC_WetFGD_ACI & SCR | 0 | 1050.8259 | 155.9677 | 0 | 0 | 0 | 0
00 Ret.Exist_Non-FBC_WetFGD_ACI & SCR & C2G | 0 | 0 | 0 | 0 | 0 | 0 | 0
00 Ret.Exist_Non-FBC_WetFGD_ACI & SCR & CCS | 0 | 0 | 801.92 | 0 | 0 | 0 | 0
00 Ret.Exist_Non-FBC_WetFGD_ACI & SCR & DRET | 0 | 0 | 0 | 0 | 0 | 0 | 0
00 Ret.Exist_Non-FBC_WetFGD_ACI & SCR & NGC | 0 | 0 | 0 | 0 | 0 | 0 | 0
00 Ret.Exist_Non-FBC_WetFGD_ACI & SNCR | 0 | 0 | 0 | 0 | 0 | 0 | 0
00 Ret.Exist_Non-FBC_WetFGD_ACI & SNCR & C2G | 0 | 0 | 0 | 0 | 0 | 0 | 0
00 Ret.Exist_Non-FBC_WetFGD_ACI & SNCR & DRET | 0 | 0 | 0 | 0 | 0 | 0 | 0
00 Ret.Exist_Non-FBC_WetFGD_ACI & SNCR & NGC | 0 | 0 | 0 | 0 | 0 | 0 | 0
00 Ret.Exist_Non-FBC_WetFGD_ACI_DSI & C2G | 530 | 0 | 0 | 0 | 0 | 0 | 0
00 Ret.Exist_Non-FBC_WetFGD_ACI_DSI & C2G & SCR | 0 | 0 | 0 | 0 | 0 | 0 | 0
00 Ret.Exist_Non-FBC_WetFGD_ACI_DSI & DCCS | 0 | 0 | 0 | 0 | 0 | 0 | 0
00 Ret.Exist_Non-FBC_WetFGD_ACI_DSI & DCCS & SCR & CCS | 0 | 0 | 0 | 0 | 0 | 0 | 0
00 Ret.Exist_Non-FBC_WetFGD_ACI_DSI & DRET | 0 | 0 | 0 | 0 | 0 | 0 | 0
00 Ret.Exist_Non-FBC_WetFGD_ACI_DSI & GPM | 0 | 0 | 0 | 0 | 0 | 0 | 0
00 Ret.Exist_Non-FBC_WetFGD_ACI_DSI & GPM & C2G | 0 | 0 | 0 | 0 | 0 | 0 | 0
00 Ret.Exist_Non-FBC_WetFGD_ACI_DSI & GPM & C2G & SCR | 0 | 0 | 0 | 0 | 0 | 0 | 0
00 Ret.Exist_Non-FBC_WetFGD_ACI_DSI & GPM & DRET | 0 | 0 | 0 | 0 | 0 | 0 | 0
00 Ret.Exist_Non-FBC_WetFGD_ACI_DSI & GPM & NGC | 0 | 0 | 0 | 0 | 0 | 0 | 0
00 Ret.Exist_Non-FBC_WetFGD_ACI_DSI & GPM & SCR | 0 | 0 | 0 | 0 | 0 | 0 | 0
00 Ret.Exist_Non-FBC_WetFGD_ACI_DSI & GPM & SCR & CCS | 0 | 0 | 0 | 0 | 0 | 0 | 0
00 Ret.Exist_Non-FBC_WetFGD_ACI_DSI & GPM & SCR & DRET | 0 | 0 | 0 | 0 | 0 | 0 | 0
00 Ret.Exist_Non-FBC_WetFGD_ACI_DSI & GPM & SCR & NGC | 0 | 0 | 0 | 0 | 0 | 0 | 0
00 Ret.Exist_Non-FBC_WetFGD_ACI_DSI & GPM & SNCR | 0 | 0 | 0 | 0 | 0 | 0 | 0
00 Ret.Exist_Non-FBC_WetFGD_ACI_DSI & GPM & SNCR & DRET | 0 | 0 | 0 | 0 | 0 | 0 | 0
00 Ret.Exist_Non-FBC_WetFGD_ACI_DSI & GPM & SNCR & NGC | 0 | 0 | 0 | 0 | 0 | 0 | 0
00 Ret.Exist_Non-FBC_WetFGD_ACI_DSI & NGC | 0 | 0 | 0 | 0 | 0 | 0 | 0
00 Ret.Exist_Non-FBC_WetFGD_ACI_DSI & SCR | 0 | 0 | 0 | 0 | 0 | 0 | 0
00 Ret.Exist_Non-FBC_WetFGD_ACI_DSI & SCR & C2G | 0 | 0 | 0 | 0 | 0 | 0 | 0
00 Ret.Exist_Non-FBC_WetFGD_ACI_DSI & SCR & CCS | 0 | 0 | 0 | 0 | 0 | 0 | 0
00 Ret.Exist_Non-FBC_WetFGD_ACI_DSI & SCR & DRET | 0 | 0 | 0 | 0 | 0 | 0 | 0
00 Ret.Exist_Non-FBC_WetFGD_ACI_DSI & SCR & NGC | 0 | 0 | 0 | 0 | 0 | 0 | 0
00 Ret.Exist_Non-FBC_WetFGD_ACI_DSI & SNCR | 0 | 0 | 0 | 0 | 0 | 0 | 0
00 Ret.Exist_Non-FBC_WetFGD_ACI_DSI & SNCR & C2G | 0 | 0 | 0 | 0 | 0 | 0 | 0
00 Ret.Exist_Non-FBC_WetFGD_ACI_DSI & SNCR & DRET | 0 | 0 | 0 | 0 | 0 | 0 | 0
00 Ret.Exist_Non-FBC_WetFGD_ACI_DSI & SNCR & NGC | 0 | 0 | 0 | 0 | 0 | 0 | 0
00 Ret.Exist_Non-FBC_WetFGD_SCR & ACI | 0 | 0 | 0 | 0 | 0 | 0 | 0
00 Ret.Exist_Non-FBC_WetFGD_SCR & ACI & C2G | 0 | 0 | 0 | 0 | 0 | 0 | 0
00 Ret.Exist_Non-FBC_WetFGD_SCR & ACI & CCS | 0 | 0 | 0 | 0 | 0 | 0 | 0
00 Ret.Exist_Non-FBC_WetFGD_SCR & DCCS | 0 | 0 | 0 | 0 | 0 | 0 | 0
00 Ret.Exist_Non-FBC_WetFGD_SCR & DCCS & CCS | 0 | 0 | 0 | 0 | 0 | 0 | 0
00 Ret.Exist_Non-FBC_WetFGD_SCR & ACI & DRET | 0 | 0 | 0 | 0 | 0 | 0 | 0
00 Ret.Exist_Non-FBC_WetFGD_SCR & ACI & GPM | 0 | 0 | 0 | 0 | 0 | 0 | 0
00 Ret.Exist_Non-FBC_WetFGD_SCR & ACI & GPM & C2G | 0 | 0 | 0 | 0 | 0 | 0 | 0
00 Ret.Exist_Non-FBC_WetFGD_SCR & ACI & GPM & CCS | 0 | 0 | 0 | 0 | 0 | 0 | 0
00 Ret.Exist_Non-FBC_WetFGD_SCR & ACI & GPM & DRET | 0 | 0 | 0 | 0 | 0 | 0 | 0
00 Ret.Exist_Non-FBC_WetFGD_SCR & ACI & GPM & NGC | 0 | 0 | 0 | 0 | 0 | 0 | 0
00 Ret.Exist_Non-FBC_WetFGD_SCR & ACI & NGC | 0 | 0 | 0 | 0 | 0 | 0 | 0
00 Ret.Exist_Non-FBC_WetFGD_SCR & C2G | 40.1442 | 0 | 1259 | 0 | 0 | 0 | 0
00 Ret.Exist_Non-FBC_WetFGD_SCR & CCS | 0 | 8.2805 | 2808.0627 | 0 | 0 | 0 | 0
00 Ret.Exist_Non-FBC_WetFGD_SCR & DRET | 0 | 0 | 0 | 0 | 0 | 0 | 0
00 Ret.Exist_Non-FBC_WetFGD_SCR & GPM | 0 | 0 | 0 | 0 | 0 | 0 | 0
00 Ret.Exist_Non-FBC_WetFGD_SCR & GPM & C2G | 0 | 0 | 0 | 0 | 0 | 0 | 0
00 Ret.Exist_Non-FBC_WetFGD_SCR & GPM & CCS | 0 | 0 | 0 | 0 | 0 | 0 | 0
00 Ret.Exist_Non-FBC_WetFGD_SCR & GPM & DRET | 0 | 0 | 0 | 0 | 0 | 0 | 0
00 Ret.Exist_Non-FBC_WetFGD_SCR & GPM & NGC | 0 | 0 | 0 | 0 | 0 | 0 | 0
00 Ret.Exist_Non-FBC_WetFGD_SCR & NGC | 0 | 0 | 0 | 0 | 0 | 0 | 0
00 Ret.Exist_Non-FBC_WetFGD_SCR_ACI & C2G | 1617 | 0 | 0 | 0 | 0 | 0 | 0
00 Ret.Exist_Non-FBC_WetFGD_SCR_ACI & CCS | 0 | 0 | 1536.8797 | 0 | 0 | 0 | 0
00 Ret.Exist_Non-FBC_WetFGD_SCR_ACI & DCCS | 0 | 0 | 0 | 0 | 0 | 0 | 0
00 Ret.Exist_Non-FBC_WetFGD_SCR_ACI & DCCS & CCS | 0 | 0 | 0 | 0 | 0 | 0 | 0
00 Ret.Exist_Non-FBC_WetFGD_SCR_ACI & DRET | 0 | 0 | 0 | 0 | 0 | 0 | 0
00 Ret.Exist_Non-FBC_WetFGD_SCR_ACI & GPM | 0 | 0 | 0 | 0 | 0 | 0 | 0
00 Ret.Exist_Non-FBC_WetFGD_SCR_ACI & GPM & C2G | 0 | 0 | 0 | 0 | 0 | 0 | 0
00 Ret.Exist_Non-FBC_WetFGD_SCR_ACI & GPM & CCS | 0 | 0 | 0 | 0 | 0 | 0 | 0
00 Ret.Exist_Non-FBC_WetFGD_SCR_ACI & GPM & DRET | 0 | 0 | 0 | 0 | 0 | 0 | 0
00 Ret.Exist_Non-FBC_WetFGD_SCR_ACI & GPM & NGC | 0 | 0 | 0 | 0 | 0 | 0 | 0
00 Ret.Exist_Non-FBC_WetFGD_SCR_ACI & NGC | 0 | 0 | 0 | 0 | 0 | 0 | 0
00 Ret.Exist_Non-FBC_WetFGD_SCR_ACI_DSI & C2G | 2071 | 0 | 0 | 0 | 0 | 0 | 0
00 Ret.Exist_Non-FBC_WetFGD_SCR_ACI_DSI & CCS | 0 | 0 | 1806.5746 | 0 | 0 | 0 | 0
00 Ret.Exist_Non-FBC_WetFGD_SCR_ACI_DSI & DCCS | 0 | 0 | 0 | 0 | 0 | 0 | 0
00 Ret.Exist_Non-FBC_WetFGD_SCR_ACI_DSI & DCCS & CCS | 0 | 0 | 0 | 0 | 0 | 0 | 0
00 Ret.Exist_Non-FBC_WetFGD_SCR_ACI_DSI & DRET | 0 | 0 | 0 | 0 | 0 | 0 | 0
00 Ret.Exist_Non-FBC_WetFGD_SCR_ACI_DSI & GPM | 0 | 0 | 0 | 0 | 0 | 0 | 0
00 Ret.Exist_Non-FBC_WetFGD_SCR_ACI_DSI & GPM & C2G | 0 | 0 | 0 | 0 | 0 | 0 | 0
00 Ret.Exist_Non-FBC_WetFGD_SCR_ACI_DSI & GPM & CCS | 0 | 0 | 0 | 0 | 0 | 0 | 0
00 Ret.Exist_Non-FBC_WetFGD_SCR_ACI_DSI & GPM & DRET | 0 | 0 | 0 | 0 | 0 | 0 | 0
00 Ret.Exist_Non-FBC_WetFGD_SCR_ACI_DSI & GPM & NGC | 0 | 0 | 0 | 0 | 0 | 0 | 0
00 Ret.Exist_Non-FBC_WetFGD_SCR_ACI_DSI & NGC | 0 | 0 | 0 | 0 | 0 | 0 | 0
00 Ret.Exist_Non-FBC_WetFGD_SCR_DSI & ACI | 0 | 0 | 0 | 0 | 0 | 0 | 0
00 Ret.Exist_Non-FBC_WetFGD_SCR_DSI & ACI & C2G | 0 | 0 | 0 | 0 | 0 | 0 | 0
00 Ret.Exist_Non-FBC_WetFGD_SCR_DSI & ACI & CCS | 0 | 0 | 0 | 0 | 0 | 0 | 0
00 Ret.Exist_Non-FBC_WetFGD_SCR_DSI & ACI & DRET | 0 | 0 | 0 | 0 | 0 | 0 | 0
00 Ret.Exist_Non-FBC_WetFGD_SCR_DSI & ACI & GPM | 0 | 0 | 0 | 0 | 0 | 0 | 0
00 Ret.Exist_Non-FBC_WetFGD_SCR_DSI & ACI & GPM & C2G | 0 | 0 | 0 | 0 | 0 | 0 | 0
00 Ret.Exist_Non-FBC_WetFGD_SCR_DSI & ACI & GPM & CCS | 0 | 0 | 0 | 0 | 0 | 0 | 0
00 Ret.Exist_Non-FBC_WetFGD_SCR_DSI & ACI & GPM & DRET | 0 | 0 | 0 | 0 | 0 | 0 | 0
00 Ret.Exist_Non-FBC_WetFGD_SCR_DSI & ACI & GPM & NGC | 0 | 0 | 0 | 0 | 0 | 0 | 0
00 Ret.Exist_Non-FBC_WetFGD_SCR_DSI & ACI & NGC | 0 | 0 | 0 | 0 | 0 | 0 | 0
00 Ret.Exist_Non-FBC_WetFGD_SCR_DSI & C2G | 1971 | 0 | 0 | 0 | 0 | 0 | 0
00 Ret.Exist_Non-FBC_WetFGD_SCR_DSI & CCS | 0 | 0 | 0 | 0 | 0 | 0 | 0
00 Ret.Exist_Non-FBC_WetFGD_SCR_DSI & DCCS | 0 | 0 | 0 | 0 | 0 | 0 | 0
00 Ret.Exist_Non-FBC_WetFGD_SCR_DSI & DCCS & CCS | 0 | 0 | 0 | 0 | 0 | 0 | 0
00 Ret.Exist_Non-FBC_WetFGD_SCR_DSI & DRET | 0 | 0 | 0 | 0 | 0 | 0 | 0
00 Ret.Exist_Non-FBC_WetFGD_SCR_DSI & GPM | 0 | 0 | 0 | 0 | 0 | 0 | 0
00 Ret.Exist_Non-FBC_WetFGD_SCR_DSI & GPM & C2G | 0 | 0 | 0 | 0 | 0 | 0 | 0
00 Ret.Exist_Non-FBC_WetFGD_SCR_DSI & GPM & CCS | 0 | 0 | 0 | 0 | 0 | 0 | 0
00 Ret.Exist_Non-FBC_WetFGD_SCR_DSI & GPM & DRET | 0 | 0 | 0 | 0 | 0 | 0 | 0
00 Ret.Exist_Non-FBC_WetFGD_SCR_DSI & GPM & NGC | 0 | 0 | 0 | 0 | 0 | 0 | 0
00 Ret.Exist_Non-FBC_WetFGD_SCR_DSI & NGC | 0 | 0 | 0 | 0 | 0 | 0 | 0
00 Ret.Exist_Non-FBC_WetFGD_SNCR & ACI | 0 | 0 | 0 | 0 | 0 | 0 | 0
00 Ret.Exist_Non-FBC_WetFGD_SNCR & ACI & C2G | 0 | 0 | 0 | 0 | 0 | 0 | 0
00 Ret.Exist_Non-FBC_WetFGD_SNCR & ACI & C2G & SCR | 0 | 0 | 0 | 0 | 0 | 0 | 0
00 Ret.Exist_Non-FBC_WetFGD_SNCR & ACI & DRET | 0 | 0 | 0 | 0 | 0 | 0 | 0
00 Ret.Exist_Non-FBC_WetFGD_SNCR & ACI & GPM | 0 | 0 | 0 | 0 | 0 | 0 | 0
00 Ret.Exist_Non-FBC_WetFGD_SNCR & ACI & GPM & C2G | 0 | 0 | 0 | 0 | 0 | 0 | 0
00 Ret.Exist_Non-FBC_WetFGD_SNCR & ACI & GPM & C2G & SCR | 0 | 0 | 0 | 0 | 0 | 0 | 0
00 Ret.Exist_Non-FBC_WetFGD_SNCR & ACI & GPM & DRET | 0 | 0 | 0 | 0 | 0 | 0 | 0
00 Ret.Exist_Non-FBC_WetFGD_SNCR & ACI & GPM & NGC | 0 | 0 | 0 | 0 | 0 | 0 | 0
00 Ret.Exist_Non-FBC_WetFGD_SNCR & ACI & GPM & SCR | 0 | 0 | 0 | 0 | 0 | 0 | 0
00 Ret.Exist_Non-FBC_WetFGD_SNCR & ACI & GPM & SCR & CCS | 0 | 0 | 0 | 0 | 0 | 0 | 0
00 Ret.Exist_Non-FBC_WetFGD_SNCR & ACI & GPM & SCR & DRET | 0 | 0 | 0 | 0 | 0 | 0 | 0
00 Ret.Exist_Non-FBC_WetFGD_SNCR & ACI & GPM & SCR & NGC | 0 | 0 | 0 | 0 | 0 | 0 | 0
00 Ret.Exist_Non-FBC_WetFGD_SNCR & ACI & NGC | 0 | 0 | 0 | 0 | 0 | 0 | 0
00 Ret.Exist_Non-FBC_WetFGD_SNCR & ACI & SCR | 0 | 0 | 0 | 0 | 0 | 0 | 0
00 Ret.Exist_Non-FBC_WetFGD_SNCR & ACI & SCR & CCS | 0 | 0 | 0 | 0 | 0 | 0 | 0
00 Ret.Exist_Non-FBC_WetFGD_SNCR & ACI & SCR & DRET | 0 | 0 | 0 | 0 | 0 | 0 | 0
00 Ret.Exist_Non-FBC_WetFGD_SNCR & ACI & SCR & NGC | 0 | 0 | 0 | 0 | 0 | 0 | 0
00 Ret.Exist_Non-FBC_WetFGD_SNCR & C2G | 0 | 0 | 0 | 0 | 0 | 0 | 0
00 Ret.Exist_Non-FBC_WetFGD_SNCR & C2G & SCR | 0 | 0 | 0 | 0 | 0 | 0 | 0
00 Ret.Exist_Non-FBC_WetFGD_SNCR & DCCS | 0 | 0 | 0 | 0 | 0 | 0 | 0
00 Ret.Exist_Non-FBC_WetFGD_SNCR & DCCS & SCR & CCS | 0 | 0 | 0 | 0 | 0 | 0 | 0
00 Ret.Exist_Non-FBC_WetFGD_SNCR & DRET | 0 | 0 | 0 | 0 | 0 | 0 | 0
00 Ret.Exist_Non-FBC_WetFGD_SNCR & GPM | 0 | 0 | 0 | 0 | 0 | 0 | 0
00 Ret.Exist_Non-FBC_WetFGD_SNCR & GPM & C2G | 0 | 0 | 0 | 0 | 0 | 0 | 0
00 Ret.Exist_Non-FBC_WetFGD_SNCR & GPM & C2G & SCR | 0 | 0 | 0 | 0 | 0 | 0 | 0
00 Ret.Exist_Non-FBC_WetFGD_SNCR & GPM & DRET | 0 | 0 | 0 | 0 | 0 | 0 | 0
00 Ret.Exist_Non-FBC_WetFGD_SNCR & GPM & NGC | 0 | 0 | 0 | 0 | 0 | 0 | 0
00 Ret.Exist_Non-FBC_WetFGD_SNCR & GPM & SCR | 0 | 0 | 0 | 0 | 0 | 0 | 0
00 Ret.Exist_Non-FBC_WetFGD_SNCR & GPM & SCR & CCS | 0 | 0 | 0 | 0 | 0 | 0 | 0
00 Ret.Exist_Non-FBC_WetFGD_SNCR & GPM & SCR & DRET | 0 | 0 | 0 | 0 | 0 | 0 | 0
00 Ret.Exist_Non-FBC_WetFGD_SNCR & GPM & SCR & NGC | 0 | 0 | 0 | 0 | 0 | 0 | 0
00 Ret.Exist_Non-FBC_WetFGD_SNCR & NGC | 0 | 0 | 0 | 0 | 0 | 0 | 0
00 Ret.Exist_Non-FBC_WetFGD_SNCR & SCR | 0 | 0 | 0 | 0 | 0 | 0 | 0
00 Ret.Exist_Non-FBC_WetFGD_SNCR & SCR & C2G | 0 | 0 | 0 | 0 | 0 | 0 | 0
00 Ret.Exist_Non-FBC_WetFGD_SNCR & SCR & CCS | 0 | 0 | 0 | 0 | 0 | 0 | 0
00 Ret.Exist_Non-FBC_WetFGD_SNCR & SCR & DRET | 0 | 0 | 0 | 0 | 0 | 0 | 0
00 Ret.Exist_Non-FBC_WetFGD_SNCR & SCR & NGC | 0 | 0 | 0 | 0 | 0 | 0 | 0
00 Ret.Exist_Non-FBC_WetFGD_SNCR_ACI & C2G | 0 | 0 | 0 | 0 | 0 | 0 | 0
00 Ret.Exist_Non-FBC_WetFGD_SNCR_ACI & C2G & SCR | 0 | 0 | 0 | 0 | 0 | 0 | 0
00 Ret.Exist_Non-FBC_WetFGD_SNCR_ACI & DCCS | 0 | 0 | 0 | 0 | 0 | 0 | 0
00 Ret.Exist_Non-FBC_WetFGD_SNCR_ACI & DCCS & SCR & CCS | 0 | 0 | 0 | 0 | 0 | 0 | 0
00 Ret.Exist_Non-FBC_WetFGD_SNCR_ACI & DRET | 0 | 0 | 0 | 0 | 0 | 0 | 0
00 Ret.Exist_Non-FBC_WetFGD_SNCR_ACI & GPM | 0 | 0 | 0 | 0 | 0 | 0 | 0
00 Ret.Exist_Non-FBC_WetFGD_SNCR_ACI & GPM & C2G | 0 | 0 | 0 | 0 | 0 | 0 | 0
00 Ret.Exist_Non-FBC_WetFGD_SNCR_ACI & GPM & C2G & SCR | 0 | 0 | 0 | 0 | 0 | 0 | 0
00 Ret.Exist_Non-FBC_WetFGD_SNCR_ACI & GPM & DRET | 0 | 0 | 0 | 0 | 0 | 0 | 0
00 Ret.Exist_Non-FBC_WetFGD_SNCR_ACI & GPM & NGC | 0 | 0 | 0 | 0 | 0 | 0 | 0
00 Ret.Exist_Non-FBC_WetFGD_SNCR_ACI & GPM & SCR | 0 | 0 | 0 | 0 | 0 | 0 | 0
00 Ret.Exist_Non-FBC_WetFGD_SNCR_ACI & GPM & SCR & CCS | 0 | 0 | 0 | 0 | 0 | 0 | 0
00 Ret.Exist_Non-FBC_WetFGD_SNCR_ACI & GPM & SCR & DRET | 0 | 0 | 0 | 0 | 0 | 0 | 0
00 Ret.Exist_Non-FBC_WetFGD_SNCR_ACI & GPM & SCR & NGC | 0 | 0 | 0 | 0 | 0 | 0 | 0
00 Ret.Exist_Non-FBC_WetFGD_SNCR_ACI & NGC | 0 | 0 | 0 | 0 | 0 | 0 | 0
00 Ret.Exist_Non-FBC_WetFGD_SNCR_ACI & SCR | 0 | 113.9115 | 330.3629 | 0 | 0 | 0 | 0
00 Ret.Exist_Non-FBC_WetFGD_SNCR_ACI & SCR & C2G | 0 | 0 | 0 | 0 | 0 | 0 | 0
00 Ret.Exist_Non-FBC_WetFGD_SNCR_ACI & SCR & CCS | 0 | 72.5026 | 210.2698 | 0 | 0 | 0 | 0
00 Ret.Exist_Non-FBC_WetFGD_SNCR_ACI & SCR & DRET | 0 | 0 | 0 | 0 | 0 | 0 | 0
00 Ret.Exist_Non-FBC_WetFGD_SNCR_ACI & SCR & NGC | 0 | 0 | 0 | 0 | 0 | 0 | 0
00 Existing Combined Cycle Retirement | 826.2499 | 0 | 1367.6532 | 464 | 5965.7 | 7499.6 | 653
00 New Combined Cycle Retirement | 0 | 0 | 0 | 0 | 0 | 0 | 0
00 Existing Combustion Turbine Retirement | 480.1 | 468.5 | 1241.2 | 164 | 10429.6 | 4467.5 | 0
00 New Combustion Turbine Retirement | 0 | 0 | 0 | 0 | 0 | 0 | 0
00 Oil/Gas Steam Retirement | 9716.0132 | 0 | 4341.6976 | 783.3814 | 0 | 1685.3248 | 0
00 Coal Steam Retirement | 40408.8801 | 15879.3944 | 18685.5895 | 11972.4274 | 11712.2505 | 1671.8214 | 619.4
00 IGCC Retirement | 220 | 0 | 595 | 0 | 0 | 0 | 0
00 Nuclear Retirement | 0 | 2687.6 | 7187.5 | 4632.6 | 14217.9 | 19479.6 | 16832.8
00 Biomass Retirement | 2940.1 | 0 | 12 | 46.5 | 0 | 0 | 0
00 Fossil_Other Retirement | 0 | 0 | 0 | 0 | 0 | 0 | 0
00 Fuel Cell Retirement | 0 | 0 | 0 | 0 | 0 | 0 | 0
00 Geothermal Retirement | 0 | 0 | 0 | 0 | 0 | 0 | 0
00 Hydro Retirement | 55 | 0 | 0 | 0 | 0 | 0 | 0
00 Landfill Gas Retirement | 6.4 | 0 | 119.6 | 0 | 0 | 0 | 0
00 Non Fossil_Other Retirement | 0 | 0 | 0 | 0 | 0 | 0 | 0
00 Solar Thermal Retirement | 0 | 0 | 0 | 0 | 0 | 0 | 0
00 Exist Dummy | 0 | 0 | 0 | 0 | 0 | 0 | 0
Total | 231942.864 | 93105.1528 | 372223.3842 | 442812.9028 | 524790.1521 | 203136.8948 | 190518.0663
12. Generation by Capacity Reporting Type [GWh]
00 New Combined Cycle | 251950.7347 | 267517.9708 | 262889.9111 | 235297.1692 | 185133.8678 | 428360.1381 | 651492.3452
00 New Combined Cycle with CCS Retrofit | 0 | 0 | 999.3038 | 999.3038 | 500.1674 | 847.9319 | 887.5684
00 New Combined Cycle with CF Limit | 0 | 0 | 0 | 0 | 0 | 0 | 0
00 New Combined Cycle with HRI Retrofit | 0 | 0 | 0 | 0 | 0 | 0 | 0
00 New Combined Cycle with Hydrogen Retrofit | 0 | 13619.7229 | 13464.7542 | 13103.1792 | 6720.0517 | 10202.4144 | 25642.3388
00 New Combined Cycle with Hydrogen Retrofit Undone | 0 | 0 | 0 | 0 | 0 | 0 | 0
00 New Combined Cycle with CCS | 0 | 0 | 0 | 0 | 0 | 0 | 0
00 New Combustion Turbine | 5339.3849 | 6532.0281 | 10461.1244 | 25445.883 | 18445.1381 | 37094.4258 | 51417.8591
00 New Combustion Turbine with HRI Retrofit | 0 | 0 | 0 | 0 | 0 | 0 | 0
00 New Combustion Turbine with Hydrogen Retrofit | 0 | 0 | 0 | 0 | 0 | 82.7431 | 96.5231
00 New Combustion Turbine with Hydrogen Retrofit Undone | 0 | 0 | 0 | 0 | 0 | 0 | 0
00 New Hydro | 0 | 7137.7792 | 26200.5327 | 49877.1795 | 48731.9377 | 49732.8132 | 49689.3823
00 New Nuclear | 0 | 0 | 0 | 0 | 0 | 0 | 0
00 New Nuclear - SMR | 0 | 0 | 0 | 0 | 0 | 7485.2389 | 7487.8493
00 New Biomass | 0 | 0 | 0 | 0 | 0 | 0 | 0
00 New Geothermal | 4744.8277 | 4744.8277 | 4744.8277 | 4744.8277 | 5273.9735 | 5273.9735 | 5273.9735
00 New Landfill Gas | 12118.4917 | 12151.9248 | 11513.9095 | 11093.8585 | 10371.684 | 20460.5898 | 27003.3979
00 New Battery Storage | 28771.3887 | 42767.8087 | 131846.3676 | 174658.8854 | 296148.1397 | 297184.5705 | 308855.5935
00 New Offshore Wind | 36840.0214 | 50326.5157 | 140001.044 | 152971.3095 | 254914.3074 | 254914.3074 | 254914.3074
00 New Onshore Wind | 219929.7787 | 386289.3935 | 898319.7146 | 1875443.4935 | 2459080.619 | 2482944.9376 | 2572632.2262
00 New Solar PV | 99158.0822 | 103107.9871 | 407158.3576 | 571336.3026 | 1040365.6681 | 1079839.9659 | 1153505.8821
00 New Solar Thermal | 0 | 0 | 0 | 0 | 0 | 5826.3979 | 6707.4111
00 New Fuel Cell | 0 | 0 | 0 | 0 | 0 | 0 | 0
00 New Ultrasupercritical Coal without CCS | 0 | 0 | 0 | 0 | 0 | 0 | 0
00 New Ultrasupercritical Coal with 30% CCS | 0 | 0 | 0 | 0 | 0 | 0 | 0
00 New Ultrasupercritical Coal with 90% CCS | 0 | 0 | 0 | 0 | 0 | 0 | 0
00 Exist & New Distributed Solar PV | 123309.3966 | 140714.4595 | 187997.2677 | 239821.5825 | 294731.9031 | 361600.039 | 447269.6402
00 Exist Combined Cycle | 1380385.7768 | 1386670.5636 | 1197964.4518 | 790687.5085 | 497065.4006 | 507024.1397 | 497036.7521
00 Exist Combustion Turbine | 32582.8334 | 25427.3304 | 29164.7013 | 10912.8601 | 5791.1482 | 6030.1121 | 7525.492
00 Exist FBC_Uncontrolled | 3.8197 | 6.3964 | 3.753 | 2.4359 | 2.0148 | 0 | 0
00 Exist FBC_ACI_DSI | 1027.113 | 1745.6339 | 1027.113 | 602.054 | 385.44 | 385.44 | 2272.4248
00 Exist FBC_DryFGD_ACI | 227.4408 | 134.4763 | 227.4408 | 0 | 0 | 703.5904 | 960.1091
00 Exist FBC_DryFGD_DSI | 0 | 0 | 0 | 0 | 0 | 0 | 0
00 Exist FBC_DryFGD_SNCR | 3998.3041 | 3727.8369 | 3175.8379 | 1011.5801 | 454.1388 | 926.5685 | 1102.8548
00 Exist FBC_DryFGD_SNCR_ACI | 2568.2391 | 1891.4504 | 1000.9126 | 158.2394 | 0 | 271.5662 | 426.1007
00 Exist FBC_DryFGD_SNCR_ACI_DSI | 993.8217 | 758.6724 | 0 | 0 | 0 | 0 | 0
00 Exist FBC_DryFGD_SNCR_DSI | 0 | 0 | 0 | 0 | 0 | 0 | 0
00 Exist FBC_DSI | 3024.1457 | 3868.5568 | 3553.8737 | 1677.5077 | 1362.201 | 2336.8794 | 2840.9599
00 Exist FBC_SNCR | 0 | 0 | 0 | 0 | 0 | 0 | 0
00 Exist FBC_SNCR_ACI_DSI | 0 | 0 | 0 | 0 | 0 | 0 | 0
00 Exist FBC_SNCR_DSI | 7328.5062 | 6504.1285 | 6010.2824 | 4032.0631 | 3677.3156 | 5111.1006 | 5364.0944
00 Exist FBC_WetFGD_SNCR | 89.6799 | 128.1046 | 88.115 | 47.304 | 0 | 0 | 0
00 Exist FBC_WetFGD_DSI | 209.3831 | 350.4039 | 350.823 | 312.2168 | 149.1361 | 187.3894 | 187.4115
00 Exist_Non-FBC_Uncontrolled | 1826.455 | 1629.1317 | 777.2972 | 139.3716 | 139.3716 | 360.1748 | 890.0074
00 Exist_Non-FBC_ACI | 44124.1858 | 10161.0817 | 9279.8564 | 6966.19 | 2821.7143 | 7870.2517 | 8398.3256
00 Exist_Non-FBC_ACI_DSI | 4585.0585 | 5495.412 | 4131.4568 | 572.904 | 572.904 | 2140.3414 | 5170.5046
00 Exist_Non-FBC_DryFGD | 0 | 0 | 0 | 0 | 0 | 0 | 0
00 Exist_Non-FBC_DryFGD_ACI | 29439.3414 | 27258.6503 | 12579.5295 | 3801.8583 | 1958.0294 | 5642.656 | 8657.7016
00 Exist_Non-FBC_DryFGD_SCR | 0 | 0 | 0 | 0 | 0 | 0 | 0
00 Exist_Non-FBC_DryFGD_SCR_ACI | 38446.1312 | 37968.6719 | 24570.9007 | 9528.5777 | 5937.2212 | 19121.157 | 30342.9755
00 Exist_Non-FBC_DryFGD_SCR_DSI | 1253.7505 | 1110.6624 | 0 | 0 | 0 | 0 | 0
00 Exist_Non-FBC_DryFGD_SCR_ACI_DSI | 4782.6017 | 4782.6017 | 3796.8457 | 1305.6614 | 605.316 | 2233.6825 | 3784.7936
00 Exist_Non-FBC_DryFGD_SNCR_ACI | 14020.8034 | 11747.6812 | 10390.0253 | 5913.8479 | 5082.8581 | 8502.161 | 10309.2406
00 Exist_Non-FBC_DryFGD_SNCR_ACI_DSI | 0 | 0 | 0 | 0 | 0 | 0 | 0
00 Exist_Non-FBC_DSI | 1267.4278 | 0 | 0 | 0 | 0 | 0 | 0
00 Exist_Non-FBC_SCR_ACI | 15740.3477 | 24129.6763 | 14212.2274 | 5641.6546 | 3285.876 | 9183.4544 | 19223.7179
00 Exist_Non-FBC_SCR_ACI_DSI | 1155.9675 | 1589.7719 | 520.0425 | 0 | 0 | 425.8388 | 1565.0838
00 Exist_Non-FBC_SNCR_ACI | 367.0731 | 0 | 0 | 0 | 0 | 0 | 0
00 Exist_Non-FBC_SNCR_ACI_DSI | 0 | 0 | 0 | 0 | 0 | 0 | 0
00 Exist_Non-FBC_WetFGD | 13864.5607 | 25.5412 | 0 | 0 | 0 | 0 | 0
00 Exist_Non-FBC_WetFGD_ACI | 21101.441 | 19528.7531 | 16769.9858 | 12225.7155 | 8139.4436 | 14273.8871 | 15799.7872
00 Exist_Non-FBC_WetFGD_ACI_DSI | 0 | 0 | 0 | 0 | 0 | 0 | 0
00 Exist_Non-FBC_WetFGD_SCR | 115518.3021 | 119387.7564 | 65571.4021 | 14670.6096 | 11866.0399 | 27503.3812 | 29381.2496
00 Exist_Non-FBC_WetFGD_SCR_DSI | 2917.5659 | 0 | 0 | 0 | 0 | 0 | 0
00 Exist_Non-FBC_WetFGD_SCR_ACI | 72792.7082 | 72944.9086 | 36491.9421 | 19286.2667 | 10237.2322 | 22957.3988 | 31640.1657
00 Exist_Non-FBC_WetFGD_SCR_ACI_DSI | 28991.962 | 30685.4035 | 9948.8139 | 0 | 0 | 0 | 0
00 Exist_Non-FBC_WetFGD_SNCR | 2569.7469 | 0 | 0 | 0 | 0 | 0 | 0
00 Exist_Non-FBC_WetFGD_SNCR_ACI | 9234.5091 | 8593.3537 | 4621.0326 | 3778.5405 | 3259.413 | 3880.2157 | 3880.2157
00 Exist IGCC | 3520.37 | 3975.2797 | 0 | 0 | 0 | 0 | 0
00 Exist Fossil_Other | 4277.1933 | 4174.6634 | 4256.7599 | 4111.0455 | 3771.1005 | 3866.7819 | 3866.7614
00 Exist Fuel Cell | 1706.3311 | 1712.9203 | 1599.5708 | 1234.9385 | 1029.8811 | 1028.0258 | 1073.4039
00 Exist Hydro | 270154.0611 | 270154.8306 | 270154.9305 | 267996.7476 | 266883.4826 | 267528.7201 | 268303.6162
00 Exist Non Fossil_Other | 21836.4266 | 21836.4266 | 21786.1329 | 20736.7708 | 20146.4952 | 20109.857 | 20234.0746
00 Exist Nuclear | 751095.2632 | 729111.6499 | 669743.0513 | 617008.3036 | 472098.6499 | 351039.1835 | 222667.7644
00 Exist Oil/Gas Steam | 17180.4324 | 12271.0258 | 5792.1306 | 3865.2021 | 3666.5651 | 3632.4851 | 3676.8924
00 Exist Oil/Gas Steam_SCR | 3414.7107 | 2931.5531 | 1419.103 | 1365.5275 | 1321.8257 | 1335.7974 | 1335.7974
00 Exist Oil/Gas Steam_SNCR | 2207.1032 | 1309.6915 | 384.0593 | 375.4022 | 243.5355 | 324.9988 | 324.9988
00 Exist Biomass | 350.1631 | 535.6281 | 481.3784 | 31.2256 | 12.572 | 170.3811 | 454.5964
00 Exist Landfill Gas | 9215.3746 | 9235.113 | 8362.8921 | 8018.3956 | 7611.2316 | 7543.5192 | 7689.3603
00 Exist Geothermal | 16525.421 | 16525.421 | 16525.421 | 16525.421 | 16525.421 | 16525.421 | 16525.421
00 Exist Pump Storage | 21571.5962 | 20296.6362 | 21545.7134 | 18043.6241 | 28395.2579 | 29290.6668 | 30557.9292
00 Exist Energy Storage | 20486.791 | 20090.2331 | 20325.5094 | 20028.1141 | 20860.2747 | 20959.1175 | 21058.0977
00 Exist Solar PV | 303041.3305 | 303041.3305 | 303036.1864 | 303036.1864 | 303036.1864 | 303036.1864 | 303036.1864
00 Exist Solar Thermal | 2986.1177 | 2986.1177 | 2986.1177 | 2986.1177 | 2986.1177 | 2986.1177 | 2986.1177
00 Exist Offshore Wind | 29358.536 | 29358.536 | 29358.536 | 29358.536 | 29358.536 | 29358.536 | 29358.536
00 Exist Onshore Wind | 515573.2649 | 515573.2649 | 515573.2649 | 515573.2649 | 515573.2649 | 515573.2649 | 515573.2649
00 International Imports | 3046.728 | 3046.728 | 3046.728 | 2768.16 | 2768.16 | 2768.16 | 2768.16
00 Ret.Exist Combined Cycle & CF Limit | 0 | 0 | 0 | 0 | 0 | 0 | 0
00 Ret.Exist Combined Cycle & CCS | 0 | 0 | 553.563 | 553.563 | 289.591 | 300.3358 | 317.6026
00 Ret.Exist Combined Cycle & Hydrogen | 0 | 0 | 0 | 0 | 7.2592 | 2239.1405 | 8933.847
00 Ret.Exist Combined Cycle & Hydrogen Retrofit Undone | 0 | 0 | 0 | 0 | 0 | 0 | 0
00 Ret.Exist Combined Cycle & HRI | 0 | 0 | 0 | 0 | 0 | 0 | 0
00 Ret.Exist Combustion Turbine & HRI | 0 | 0 | 0 | 0 | 0 | 0 | 0
00 Ret.Exist_FBC_NoCtrl & CCS | 0 | 0 | 0 | 0 | 0 | 0 | 0
00 Ret.Exist_FBC_NoCtrl & DRET | 0 | 0 | 0 | 0 | 0 | 0 | 0
00 Ret.Exist_FBC_NoCtrl & GPM | 0 | 0 | 0 | 0 | 0 | 0 | 0
00 Ret.Exist_FBC_NoCtrl & GPM & CCS | 0 | 0 | 0 | 0 | 0 | 0 | 0
00 Ret.Exist_FBC_NoCtrl & GPM & DRET | 0 | 0 | 0 | 0 | 0 | 0 | 0
00 Ret.Exist_FBC_NoCtrl & GPM & NGC | 0 | 0 | 0 | 0 | 0 | 0 | 0
00 Ret.Exist_FBC_NoCtrl & GPM & SNCR | 0 | 0 | 0 | 0 | 0 | 0 | 0
00 Ret.Exist_FBC_NoCtrl & GPM & SNCR & CCS | 0 | 0 | 0 | 0 | 0 | 0 | 0
00 Ret.Exist_FBC_NoCtrl & GPM & SNCR & DRET | 0 | 0 | 0 | 0 | 0 | 0 | 0
00 Ret.Exist_FBC_NoCtrl & GPM & SNCR & NGC | 0 | 0 | 0 | 0 | 0 | 0 | 0
00 Ret.Exist_FBC_NoCtrl & NGC | 0 | 0 | 0 | 0 | 0 | 0 | 0
00 Ret.Exist_FBC_NoCtrl & SNCR | 0 | 0 | 0 | 0 | 0 | 0 | 0
00 Ret.Exist_FBC_NoCtrl & SNCR & CCS | 0 | 0 | 0 | 0 | 0 | 0 | 0
00 Ret.Exist_FBC_NoCtrl & SNCR & DRET | 0 | 0 | 0 | 0 | 0 | 0 | 0
00 Ret.Exist_FBC_NoCtrl & SNCR & NGC | 0 | 0 | 0 | 0 | 0 | 0 | 0
00 Ret.Exist_FBC_ACI_DSI & CCS | 0 | 0 | 0 | 0 | 0 | 0 | 0
00 Ret.Exist_FBC_ACI_DSI & DCCS | 0 | 0 | 0 | 0 | 0 | 0 | 0
00 Ret.Exist_FBC_ACI_DSI & DCCS & CCS | 0 | 0 | 0 | 0 | 0 | 0 | 0
00 Ret.Exist_FBC_ACI_DSI & DCCS & SNCR & CCS | 0 | 0 | 0 | 0 | 0 | 0 | 0
00 Ret.Exist_FBC_ACI_DSI & DRET | 0 | 0 | 0 | 0 | 0 | 0 | 0
00 Ret.Exist_FBC_ACI_DSI & GPM | 0 | 0 | 0 | 0 | 0 | 0 | 0
00 Ret.Exist_FBC_ACI_DSI & GPM & CCS | 0 | 0 | 0 | 0 | 0 | 0 | 0
00 Ret.Exist_FBC_ACI_DSI & GPM & DRET | 0 | 0 | 0 | 0 | 0 | 0 | 0
00 Ret.Exist_FBC_ACI_DSI & GPM & NGC | 0 | 0 | 0 | 0 | 0 | 0 | 0
00 Ret.Exist_FBC_ACI_DSI & GPM & SNCR | 0 | 0 | 0 | 0 | 0 | 0 | 0
00 Ret.Exist_FBC_ACI_DSI & GPM & SNCR & CCS | 0 | 0 | 0 | 0 | 0 | 0 | 0
00 Ret.Exist_FBC_ACI_DSI & GPM & SNCR & DRET | 0 | 0 | 0 | 0 | 0 | 0 | 0
00 Ret.Exist_FBC_ACI_DSI & GPM & SNCR & NGC | 0 | 0 | 0 | 0 | 0 | 0 | 0
00 Ret.Exist_FBC_ACI_DSI & NGC | 0 | 0 | 0 | 0 | 0 | 0 | 0
00 Ret.Exist_FBC_ACI_DSI & SNCR | 0 | 0 | 0 | 0 | 0 | 0 | 0
00 Ret.Exist_FBC_ACI_DSI & SNCR & CCS | 0 | 0 | 0 | 0 | 0 | 0 | 0
00 Ret.Exist_FBC_ACI_DSI & SNCR & DRET | 0 | 0 | 0 | 0 | 0 | 0 | 0
00 Ret.Exist_FBC_ACI_DSI & SNCR & NGC | 0 | 0 | 0 | 0 | 0 | 0 | 0
00 Ret.Exist_FBC_DryFGD_ACI & CCS | 0 | 0 | 0 | 0 | 0 | 0 | 0
00 Ret.Exist_FBC_DryFGD_ACI & DCCS | 0 | 0 | 0 | 0 | 0 | 0 | 0
00 Ret.Exist_FBC_DryFGD_ACI & DCCS & CCS | 0 | 0 | 0 | 0 | 0 | 0 | 0
00 Ret.Exist_FBC_DryFGD_ACI & DCCS & SNCR & CCS | 0 | 0 | 0 | 0 | 0 | 0 | 0
00 Ret.Exist_FBC_DryFGD_ACI & DRET | 0 | 0 | 0 | 0 | 0 | 0 | 0
00 Ret.Exist_FBC_DryFGD_ACI & GPM | 0 | 0 | 0 | 0 | 0 | 0 | 0
00 Ret.Exist_FBC_DryFGD_ACI & GPM & CCS | 0 | 0 | 0 | 0 | 0 | 0 | 0
00 Ret.Exist_FBC_DryFGD_ACI & GPM & DRET | 0 | 0 | 0 | 0 | 0 | 0 | 0
00 Ret.Exist_FBC_DryFGD_ACI & GPM & NGC | 0 | 0 | 0 | 0 | 0 | 0 | 0
00 Ret.Exist_FBC_DryFGD_ACI & GPM & SNCR | 0 | 0 | 0 | 0 | 0 | 0 | 0
00 Ret.Exist_FBC_DryFGD_ACI & GPM & SNCR & CCS | 0 | 0 | 0 | 0 | 0 | 0 | 0
00 Ret.Exist_FBC_DryFGD_ACI & GPM & SNCR & DRET | 0 | 0 | 0 | 0 | 0 | 0 | 0
00 Ret.Exist_FBC_DryFGD_ACI & GPM & SNCR & NGC | 0 | 0 | 0 | 0 | 0 | 0 | 0
00 Ret.Exist_FBC_DryFGD_ACI & NGC | 0 | 0 | 0 | 0 | 0 | 0 | 0
00 Ret.Exist_FBC_DryFGD_ACI & SNCR | 0 | 0 | 0 | 0 | 0 | 0 | 0
00 Ret.Exist_FBC_DryFGD_ACI & SNCR & CCS | 0 | 0 | 0 | 0 | 0 | 0 | 0
00 Ret.Exist_FBC_DryFGD_ACI & SNCR & DRET | 0 | 0 | 0 | 0 | 0 | 0 | 0
00 Ret.Exist_FBC_DryFGD_ACI & SNCR & NGC | 0 | 0 | 0 | 0 | 0 | 0 | 0
00 Ret.Exist_FBC_DryFGD_DSI & ACI | 0 | 0 | 0 | 0 | 0 | 0 | 0
00 Ret.Exist_FBC_DryFGD_DSI & ACI & DRET | 0 | 0 | 0 | 0 | 0 | 0 | 0
00 Ret.Exist_FBC_DryFGD_DSI & ACI & GPM | 0 | 0 | 0 | 0 | 0 | 0 | 0
00 Ret.Exist_FBC_DryFGD_DSI & ACI & GPM & DRET | 0 | 0 | 0 | 0 | 0 | 0 | 0
00 Ret.Exist_FBC_DryFGD_DSI & ACI & GPM & NGC | 0 | 0 | 0 | 0 | 0 | 0 | 0
00 Ret.Exist_FBC_DryFGD_DSI & ACI & GPM & SNCR | 0 | 0 | 0 | 0 | 0 | 0 | 0
00 Ret.Exist_FBC_DryFGD_DSI & ACI & GPM & SNCR & DRET | 0 | 0 | 0 | 0 | 0 | 0 | 0
00 Ret.Exist_FBC_DryFGD_DSI & ACI & GPM & SNCR & NGC | 0 | 0 | 0 | 0 | 0 | 0 | 0
00 Ret.Exist_FBC_DryFGD_DSI & ACI & NGC | 0 | 0 | 0 | 0 | 0 | 0 | 0
00 Ret.Exist_FBC_DryFGD_DSI & ACI & SNCR | 0 | 0 | 0 | 0 | 0 | 0 | 0
00 Ret.Exist_FBC_DryFGD_DSI & ACI & SNCR & DRET | 0 | 0 | 0 | 0 | 0 | 0 | 0
00 Ret.Exist_FBC_DryFGD_DSI & ACI & SNCR & NGC | 0 | 0 | 0 | 0 | 0 | 0 | 0
00 Ret.Exist_FBC_DryFGD_DSI & DRET | 0 | 0 | 0 | 0 | 0 | 0 | 0
00 Ret.Exist_FBC_DryFGD_DSI & GPM | 0 | 0 | 0 | 0 | 0 | 0 | 0
00 Ret.Exist_FBC_DryFGD_DSI & GPM & DRET | 0 | 0 | 0 | 0 | 0 | 0 | 0
00 Ret.Exist_FBC_DryFGD_DSI & GPM & NGC | 0 | 0 | 0 | 0 | 0 | 0 | 0
00 Ret.Exist_FBC_DryFGD_DSI & GPM & SNCR | 0 | 0 | 0 | 0 | 0 | 0 | 0
00 Ret.Exist_FBC_DryFGD_DSI & GPM & SNCR & DRET | 0 | 0 | 0 | 0 | 0 | 0 | 0
00 Ret.Exist_FBC_DryFGD_DSI & GPM & SNCR & NGC | 0 | 0 | 0 | 0 | 0 | 0 | 0
00 Ret.Exist_FBC_DryFGD_DSI & NGC | 0 | 0 | 0 | 0 | 0 | 0 | 0
00 Ret.Exist_FBC_DryFGD_DSI & SNCR | 0 | 0 | 0 | 0 | 0 | 0 | 0
00 Ret.Exist_FBC_DryFGD_DSI & SNCR & DRET | 0 | 0 | 0 | 0 | 0 | 0 | 0
00 Ret.Exist_FBC_DryFGD_DSI & SNCR & NGC | 0 | 0 | 0 | 0 | 0 | 0 | 0
00 Ret.Exist_FBC_DryFGD_SNCR & ACI | 0 | 0 | 0 | 0 | 0 | 0 | 0
00 Ret.Exist_FBC_DryFGD_SNCR & ACI & CCS | 0 | 0 | 0 | 0 | 0 | 0 | 0
00 Ret.Exist_FBC_DryFGD_SNCR & ACI & DRET | 0 | 0 | 0 | 0 | 0 | 0 | 0
00 Ret.Exist_FBC_DryFGD_SNCR & ACI & GPM | 0 | 0 | 0 | 0 | 0 | 0 | 0
00 Ret.Exist_FBC_DryFGD_SNCR & ACI & GPM & CCS | 0 | 0 | 0 | 0 | 0 | 0 | 0
00 Ret.Exist_FBC_DryFGD_SNCR & ACI & GPM & DRET | 0 | 0 | 0 | 0 | 0 | 0 | 0
00 Ret.Exist_FBC_DryFGD_SNCR & ACI & GPM & NGC | 0 | 0 | 0 | 0 | 0 | 0 | 0
00 Ret.Exist_FBC_DryFGD_SNCR & ACI & NGC | 0 | 0 | 0 | 0 | 0 | 0 | 0
00 Ret.Exist_FBC_DryFGD_SNCR & CCS | 0 | 0 | 321.4844 | 321.4844 | 0 | 0 | 0
00 Ret.Exist_FBC_DryFGD_SNCR & DCCS | 0 | 0 | 0 | 0 | 0 | 0 | 0
00 Ret.Exist_FBC_DryFGD_SNCR & DCCS & CCS | 0 | 0 | 0 | 0 | 0 | 0 | 0
00 Ret.Exist_FBC_DryFGD_SNCR & DRET | 0 | 0 | 0 | 0 | 0 | 0 | 0
00 Ret.Exist_FBC_DryFGD_SNCR & GPM | 0 | 0 | 0 | 0 | 0 | 0 | 0
00 Ret.Exist_FBC_DryFGD_SNCR & GPM & CCS | 0 | 0 | 0 | 0 | 0 | 0 | 0
00 Ret.Exist_FBC_DryFGD_SNCR & GPM & DRET | 0 | 0 | 0 | 0 | 0 | 0 | 0
00 Ret.Exist_FBC_DryFGD_SNCR & GPM & NGC | 0 | 0 | 0 | 0 | 0 | 0 | 0
00 Ret.Exist_FBC_DryFGD_SNCR & NGC | 0 | 0 | 0 | 0 | 0 | 0 | 0
00 Ret.Exist_FBC_DryFGD_SNCR_ACI & CCS | 0 | 0 | 0 | 0 | 0 | 0 | 0
00 Ret.Exist_FBC_DryFGD_SNCR_ACI & DCCS | 0 | 0 | 0 | 0 | 0 | 0 | 0
00 Ret.Exist_FBC_DryFGD_SNCR_ACI & DCCS & CCS | 0 | 0 | 0 | 0 | 0 | 0 | 0
00 Ret.Exist_FBC_DryFGD_SNCR_ACI & DRET | 0 | 0 | 0 | 0 | 0 | 0 | 0
00 Ret.Exist_FBC_DryFGD_SNCR_ACI & GPM | 0 | 0 | 0 | 0 | 0 | 0 | 0
00 Ret.Exist_FBC_DryFGD_SNCR_ACI & GPM & CCS | 0 | 0 | 0 | 0 | 0 | 0 | 0
00 Ret.Exist_FBC_DryFGD_SNCR_ACI & GPM & DRET | 0 | 0 | 0 | 0 | 0 | 0 | 0
00 Ret.Exist_FBC_DryFGD_SNCR_ACI & GPM & NGC | 0 | 0 | 0 | 0 | 0 | 0 | 0
00 Ret.Exist_FBC_DryFGD_SNCR_ACI & NGC | 0 | 0 | 0 | 0 | 0 | 0 | 0
00 Ret.Exist_FBC_DryFGD_SNCR_ACI_DSI & CCS | 0 | 1447.5351 | 2895.0702 | 2895.0702 | 524.8222 | 591.2675 | 591.2675
00 Ret.Exist_FBC_DryFGD_SNCR_ACI_DSI & DCCS | 0 | 0 | 0 | 0 | 0 | 0 | 0
00 Ret.Exist_FBC_DryFGD_SNCR_ACI_DSI & DCCS & CCS | 0 | 0 | 0 | 0 | 0 | 0 | 0
00 Ret.Exist_FBC_DryFGD_SNCR_ACI_DSI & DRET | 0 | 0 | 0 | 0 | 0 | 0 | 0
00 Ret.Exist_FBC_DryFGD_SNCR_ACI_DSI & GPM | 0 | 0 | 0 | 0 | 0 | 0 | 0
00 Ret.Exist_FBC_DryFGD_SNCR_ACI_DSI & GPM & CCS | 0 | 0 | 0 | 0 | 0 | 0 | 0
00 Ret.Exist_FBC_DryFGD_SNCR_ACI_DSI & GPM & DRET | 0 | 0 | 0 | 0 | 0 | 0 | 0
00 Ret.Exist_FBC_DryFGD_SNCR_ACI_DSI & GPM & NGC | 0 | 0 | 0 | 0 | 0 | 0 | 0
00 Ret.Exist_FBC_DryFGD_SNCR_ACI_DSI & NGC | 0 | 0 | 0 | 0 | 0 | 0 | 0
00 Ret.Exist_FBC_DryFGD_SNCR_DSI & ACI | 0 | 0 | 0 | 0 | 0 | 0 | 0
00 Ret.Exist_FBC_DryFGD_SNCR_DSI & ACI & DRET | 0 | 0 | 0 | 0 | 0 | 0 | 0
00 Ret.Exist_FBC_DryFGD_SNCR_DSI & ACI & GPM | 0 | 0 | 0 | 0 | 0 | 0 | 0
00 Ret.Exist_FBC_DryFGD_SNCR_DSI & ACI & GPM & DRET | 0 | 0 | 0 | 0 | 0 | 0 | 0
00 Ret.Exist_FBC_DryFGD_SNCR_DSI & ACI & GPM & NGC | 0 | 0 | 0 | 0 | 0 | 0 | 0
00 Ret.Exist_FBC_DryFGD_SNCR_DSI & ACI & NGC | 0 | 0 | 0 | 0 | 0 | 0 | 0
00 Ret.Exist_FBC_DryFGD_SNCR_DSI & DRET | 0 | 0 | 0 | 0 | 0 | 0 | 0
00 Ret.Exist_FBC_DryFGD_SNCR_DSI & GPM | 0 | 0 | 0 | 0 | 0 | 0 | 0
00 Ret.Exist_FBC_DryFGD_SNCR_DSI & GPM & DRET | 0 | 0 | 0 | 0 | 0 | 0 | 0
00 Ret.Exist_FBC_DryFGD_SNCR_DSI & GPM & NGC | 0 | 0 | 0 | 0 | 0 | 0 | 0
00 Ret.Exist_FBC_DryFGD_SNCR_DSI & NGC | 0 | 0 | 0 | 0 | 0 | 0 | 0
00 Ret.Exist_FBC_DSI & ACI | 0 | 0 | 0 | 0 | 0 | 0 | 0
00 Ret.Exist_FBC_DSI & ACI & DRET | 0 | 0 | 0 | 0 | 0 | 0 | 0
00 Ret.Exist_FBC_DSI & ACI & GPM | 0 | 0 | 0 | 0 | 0 | 0 | 0
00 Ret.Exist_FBC_DSI & ACI & GPM & DRET | 0 | 0 | 0 | 0 | 0 | 0 | 0
00 Ret.Exist_FBC_DSI & ACI & GPM & NGC | 0 | 0 | 0 | 0 | 0 | 0 | 0
00 Ret.Exist_FBC_DSI & ACI & GPM & SNCR | 0 | 0 | 0 | 0 | 0 | 0 | 0
00 Ret.Exist_FBC_DSI & ACI & GPM & SNCR & DRET | 0 | 0 | 0 | 0 | 0 | 0 | 0
00 Ret.Exist_FBC_DSI & ACI & GPM & SNCR & NGC | 0 | 0 | 0 | 0 | 0 | 0 | 0
00 Ret.Exist_FBC_DSI & ACI & NGC | 0 | 0 | 0 | 0 | 0 | 0 | 0
00 Ret.Exist_FBC_DSI & ACI & SNCR | 0 | 0 | 0 | 0 | 0 | 0 | 0
00 Ret.Exist_FBC_DSI & ACI & SNCR & DRET | 0 | 0 | 0 | 0 | 0 | 0 | 0
00 Ret.Exist_FBC_DSI & ACI & SNCR & NGC | 0 | 0 | 0 | 0 | 0 | 0 | 0
00 Ret.Exist_FBC_DSI & DRET | 0 | 0 | 0 | 0 | 0 | 0 | 0
00 Ret.Exist_FBC_DSI & GPM | 0 | 0 | 0 | 0 | 0 | 0 | 0
00 Ret.Exist_FBC_DSI & GPM & DRET | 0 | 0 | 0 | 0 | 0 | 0 | 0
00 Ret.Exist_FBC_DSI & GPM & NGC | 0 | 0 | 0 | 0 | 0 | 0 | 0
00 Ret.Exist_FBC_DSI & GPM & SNCR | 0 | 0 | 0 | 0 | 0 | 0 | 0
00 Ret.Exist_FBC_DSI & GPM & SNCR & DRET | 0 | 0 | 0 | 0 | 0 | 0 | 0
00 Ret.Exist_FBC_DSI & GPM & SNCR & NGC | 0 | 0 | 0 | 0 | 0 | 0 | 0
00 Ret.Exist_FBC_DSI & NGC | 0 | 0 | 0 | 0 | 0 | 0 | 0
00 Ret.Exist_FBC_DSI & SNCR | 0 | 0 | 0 | 0 | 0 | 0 | 0
00 Ret.Exist_FBC_DSI & SNCR & DRET | 0 | 0 | 0 | 0 | 0 | 0 | 0
00 Ret.Exist_FBC_DSI & SNCR & NGC | 0 | 0 | 0 | 0 | 0 | 0 | 0
00 Ret.Exist_FBC_SNCR & ACI | 0 | 0 | 0 | 0 | 0 | 0 | 0
00 Ret.Exist_FBC_SNCR & ACI & DRET | 0 | 0 | 0 | 0 | 0 | 0 | 0
00 Ret.Exist_FBC_SNCR & ACI & NGC | 0 | 0 | 0 | 0 | 0 | 0 | 0
00 Ret.Exist_FBC_SNCR & DRET | 0 | 0 | 0 | 0 | 0 | 0 | 0
00 Ret.Exist_FBC_SNCR & GPM | 0 | 0 | 0 | 0 | 0 | 0 | 0
00 Ret.Exist_FBC_SNCR & GPM & DRET | 0 | 0 | 0 | 0 | 0 | 0 | 0
00 Ret.Exist_FBC_SNCR & GPM & NGC | 0 | 0 | 0 | 0 | 0 | 0 | 0
00 Ret.Exist_FBC_SNCR & NGC | 0 | 0 | 0 | 0 | 0 | 0 | 0
00 Ret.Exist_FBC_SNCR_ACI_DSI & CCS | 0 | 0 | 0 | 0 | 0 | 0 | 0
00 Ret.Exist_FBC_SNCR_ACI_DSI & DCCS | 0 | 0 | 0 | 0 | 0 | 0 | 0
00 Ret.Exist_FBC_SNCR_ACI_DSI & DCCS & CCS | 0 | 0 | 0 | 0 | 0 | 0 | 0
00 Ret.Exist_FBC_SNCR_ACI_DSI & DRET | 0 | 0 | 0 | 0 | 0 | 0 | 0
00 Ret.Exist_FBC_SNCR_ACI_DSI & GPM | 0 | 0 | 0 | 0 | 0 | 0 | 0
00 Ret.Exist_FBC_SNCR_ACI_DSI & GPM & CCS | 0 | 0 | 0 | 0 | 0 | 0 | 0
00 Ret.Exist_FBC_SNCR_ACI_DSI & GPM & DRET | 0 | 0 | 0 | 0 | 0 | 0 | 0
00 Ret.Exist_FBC_SNCR_ACI_DSI & GPM & NGC | 0 | 0 | 0 | 0 | 0 | 0 | 0
00 Ret.Exist_FBC_SNCR_ACI_DSI & NGC | 0 | 0 | 0 | 0 | 0 | 0 | 0
00 Ret.Exist_FBC_SNCR_DSI & ACI | 0 | 0 | 0 | 0 | 0 | 0 | 0
00 Ret.Exist_FBC_SNCR_DSI & ACI & CCS | 0 | 0 | 0 | 0 | 0 | 0 | 0
00 Ret.Exist_FBC_SNCR_DSI & ACI & DRET | 0 | 0 | 0 | 0 | 0 | 0 | 0
00 Ret.Exist_FBC_SNCR_DSI & ACI & GPM | 0 | 0 | 0 | 0 | 0 | 0 | 0
00 Ret.Exist_FBC_SNCR_DSI & ACI & GPM & CCS | 0 | 0 | 0 | 0 | 0 | 0 | 0
00 Ret.Exist_FBC_SNCR_DSI & ACI & GPM & DRET | 0 | 0 | 0 | 0 | 0 | 0 | 0
00 Ret.Exist_FBC_SNCR_DSI & ACI & GPM & NGC | 0 | 0 | 0 | 0 | 0 | 0 | 0
00 Ret.Exist_FBC_SNCR_DSI & ACI & NGC | 0 | 0 | 0 | 0 | 0 | 0 | 0
00 Ret.Exist_FBC_SNCR_DSI & CCS | 0 | 0 | 0 | 0 | 0 | 0 | 0
00 Ret.Exist_FBC_SNCR_DSI & DCCS | 0 | 0 | 0 | 0 | 0 | 0 | 0
00 Ret.Exist_FBC_SNCR_DSI & DCCS & CCS | 0 | 0 | 0 | 0 | 0 | 0 | 0
00 Ret.Exist_FBC_SNCR_DSI & DRET | 0 | 0 | 0 | 0 | 0 | 0 | 0
00 Ret.Exist_FBC_SNCR_DSI & GPM | 0 | 0 | 0 | 0 | 0 | 0 | 0
00 Ret.Exist_FBC_SNCR_DSI & GPM & CCS | 0 | 0 | 0 | 0 | 0 | 0 | 0
00 Ret.Exist_FBC_SNCR_DSI & GPM & DRET | 0 | 0 | 0 | 0 | 0 | 0 | 0
00 Ret.Exist_FBC_SNCR_DSI & GPM & NGC | 0 | 0 | 0 | 0 | 0 | 0 | 0
00 Ret.Exist_FBC_SNCR_DSI & NGC | 0 | 0 | 0 | 0 | 0 | 0 | 0
00 Ret.Exist_FBC_WetFGD_DSI & ACI | 0 | 0 | 0 | 0 | 0 | 0 | 0
00 Ret.Exist_FBC_WetFGD_DSI & ACI & DRET | 0 | 0 | 0 | 0 | 0 | 0 | 0
00 Ret.Exist_FBC_WetFGD_DSI & ACI & GPM | 0 | 0 | 0 | 0 | 0 | 0 | 0
00 Ret.Exist_FBC_WetFGD_DSI & ACI & GPM & DRET | 0 | 0 | 0 | 0 | 0 | 0 | 0
00 Ret.Exist_FBC_WetFGD_DSI & ACI & GPM & NGC | 0 | 0 | 0 | 0 | 0 | 0 | 0
00 Ret.Exist_FBC_WetFGD_DSI & ACI & GPM & SNCR | 0 | 0 | 0 | 0 | 0 | 0 | 0
00 Ret.Exist_FBC_WetFGD_DSI & ACI & GPM & SNCR & DRET | 0 | 0 | 0 | 0 | 0 | 0 | 0
00 Ret.Exist_FBC_WetFGD_DSI & ACI & GPM & SNCR & NGC | 0 | 0 | 0 | 0 | 0 | 0 | 0
00 Ret.Exist_FBC_WetFGD_DSI & ACI & NGC | 0 | 0 | 0 | 0 | 0 | 0 | 0
00 Ret.Exist_FBC_WetFGD_DSI & ACI & SNCR | 0 | 0 | 0 | 0 | 0 | 0 | 0
00 Ret.Exist_FBC_WetFGD_DSI & ACI & SNCR & DRET | 0 | 0 | 0 | 0 | 0 | 0 | 0
00 Ret.Exist_FBC_WetFGD_DSI & ACI & SNCR & NGC | 0 | 0 | 0 | 0 | 0 | 0 | 0
00 Ret.Exist_FBC_WetFGD_DSI & DRET | 0 | 0 | 0 | 0 | 0 | 0 | 0
00 Ret.Exist_FBC_WetFGD_DSI & GPM | 0 | 0 | 0 | 0 | 0 | 0 | 0
00 Ret.Exist_FBC_WetFGD_DSI & GPM & DRET | 0 | 0 | 0 | 0 | 0 | 0 | 0
00 Ret.Exist_FBC_WetFGD_DSI & GPM & NGC | 0 | 0 | 0 | 0 | 0 | 0 | 0
00 Ret.Exist_FBC_WetFGD_DSI & GPM & SNCR | 0 | 0 | 0 | 0 | 0 | 0 | 0
00 Ret.Exist_FBC_WetFGD_DSI & GPM & SNCR & DRET | 0 | 0 | 0 | 0 | 0 | 0 | 0
00 Ret.Exist_FBC_WetFGD_DSI & GPM & SNCR & NGC | 0 | 0 | 0 | 0 | 0 | 0 | 0
00 Ret.Exist_FBC_WetFGD_DSI & NGC | 0 | 0 | 0 | 0 | 0 | 0 | 0
00 Ret.Exist_FBC_WetFGD_DSI & SNCR | 0 | 0 | 0 | 0 | 0 | 0 | 0
00 Ret.Exist_FBC_WetFGD_DSI & SNCR & DRET | 0 | 0 | 0 | 0 | 0 | 0 | 0
00 Ret.Exist_FBC_WetFGD_DSI & SNCR & NGC | 0 | 0 | 0 | 0 | 0 | 0 | 0
00 Ret.Exist_FBC_WetFGD_SNCR & ACI | 0 | 0 | 0 | 0 | 0 | 0 | 0
00 Ret.Exist_FBC_WetFGD_SNCR & ACI & DRET | 0 | 0 | 0 | 0 | 0 | 0 | 0
00 Ret.Exist_FBC_WetFGD_SNCR & ACI & NGC | 0 | 0 | 0 | 0 | 0 | 0 | 0
00 Ret.Exist_FBC_WetFGD_SNCR & DRET | 0 | 0 | 0 | 0 | 0 | 0 | 0
00 Ret.Exist_FBC_WetFGD_SNCR & GPM | 0 | 0 | 0 | 0 | 0 | 0 | 0
00 Ret.Exist_FBC_WetFGD_SNCR & GPM & DRET | 0 | 0 | 0 | 0 | 0 | 0 | 0
00 Ret.Exist_FBC_WetFGD_SNCR & GPM & NGC | 0 | 0 | 0 | 0 | 0 | 0 | 0
00 Ret.Exist_FBC_WetFGD_SNCR & NGC | 0 | 0 | 0 | 0 | 0 | 0 | 0
00 Ret.Exist_Non-FBC_ACI & C2G | 178.3536 | 1070.6762 | 0 | 0 | 0 | 0 | 0
00 Ret.Exist_Non-FBC_ACI & C2G & SCR | 0 | 0 | 0 | 0 | 0 | 0 | 0
00 Ret.Exist_Non-FBC_ACI & DCCS | 0 | 0 | 0 | 0 | 0 | 0 | 0
00 Ret.Exist_Non-FBC_ACI & DCCS & WetFGD & SCR & CCS | 0 | 0 | 0 | 0 | 0 | 0 | 0
00 Ret.Exist_Non-FBC_ACI & DRET | 0 | 0 | 0 | 0 | 0 | 0 | 0
00 Ret.Exist_Non-FBC_ACI & DSI | 0 | 0 | 0 | 0 | 0 | 0 | 0
00 Ret.Exist_Non-FBC_ACI & DSI & C2G | 0 | 0 | 0 | 0 | 0 | 0 | 0
00 Ret.Exist_Non-FBC_ACI & DSI & C2G & SCR | 0 | 0 | 0 | 0 | 0 | 0 | 0
00 Ret.Exist_Non-FBC_ACI & DSI & DRET | 0 | 0 | 0 | 0 | 0 | 0 | 0
00 Ret.Exist_Non-FBC_ACI & DSI & GPM | 0 | 0 | 0 | 0 | 0 | 0 | 0
00 Ret.Exist_Non-FBC_ACI & DSI & GPM & C2G | 0 | 0 | 0 | 0 | 0 | 0 | 0
00 Ret.Exist_Non-FBC_ACI & DSI & GPM & C2G & SCR | 0 | 0 | 0 | 0 | 0 | 0 | 0
00 Ret.Exist_Non-FBC_ACI & DSI & GPM & DRET | 0 | 0 | 0 | 0 | 0 | 0 | 0
00 Ret.Exist_Non-FBC_ACI & DSI & GPM & NGC | 0 | 0 | 0 | 0 | 0 | 0 | 0
00 Ret.Exist_Non-FBC_ACI & DSI & GPM & SCR | 0 | 0 | 0 | 0 | 0 | 0 | 0
00 Ret.Exist_Non-FBC_ACI & DSI & GPM & SCR & DRET | 0 | 0 | 0 | 0 | 0 | 0 | 0
00 Ret.Exist_Non-FBC_ACI & DSI & GPM & SCR & NGC | 0 | 0 | 0 | 0 | 0 | 0 | 0
00 Ret.Exist_Non-FBC_ACI & DSI & GPM & SNCR | 0 | 0 | 0 | 0 | 0 | 0 | 0
00 Ret.Exist_Non-FBC_ACI & DSI & GPM & SNCR & DRET | 0 | 0 | 0 | 0 | 0 | 0 | 0
00 Ret.Exist_Non-FBC_ACI & DSI & GPM & SNCR & NGC | 0 | 0 | 0 | 0 | 0 | 0 | 0
00 Ret.Exist_Non-FBC_ACI & DSI & GPM & WetFGD & SCR & CCS | 0 | 0 | 0 | 0 | 0 | 0 | 0
00 Ret.Exist_Non-FBC_ACI & DSI & NGC | 0 | 0 | 0 | 0 | 0 | 0 | 0
00 Ret.Exist_Non-FBC_ACI & DSI & SCR | 0 | 0 | 0 | 0 | 0 | 0 | 0
00 Ret.Exist_Non-FBC_ACI & DSI & SCR & DRET | 0 | 0 | 0 | 0 | 0 | 0 | 0
00 Ret.Exist_Non-FBC_ACI & DSI & SCR & NGC | 0 | 0 | 0 | 0 | 0 | 0 | 0
00 Ret.Exist_Non-FBC_ACI & DSI & SNCR | 0 | 0 | 0 | 0 | 0 | 0 | 0
00 Ret.Exist_Non-FBC_ACI & DSI & SNCR & DRET | 0 | 0 | 0 | 0 | 0 | 0 | 0
00 Ret.Exist_Non-FBC_ACI & DSI & SNCR & NGC | 0 | 0 | 0 | 0 | 0 | 0 | 0
00 Ret.Exist_Non-FBC_ACI & DSI & WetFGD & SCR & CCS | 0 | 0 | 0 | 0 | 0 | 0 | 0
00 Ret.Exist_Non-FBC_ACI & GPM | 0 | 0 | 0 | 0 | 0 | 0 | 0
00 Ret.Exist_Non-FBC_ACI & GPM & C2G | 0 | 0 | 0 | 0 | 0 | 0 | 0
00 Ret.Exist_Non-FBC_ACI & GPM & C2G & SCR | 0 | 0 | 0 | 0 | 0 | 0 | 0
00 Ret.Exist_Non-FBC_ACI & GPM & DRET | 0 | 0 | 0 | 0 | 0 | 0 | 0
00 Ret.Exist_Non-FBC_ACI & GPM & NGC | 0 | 0 | 0 | 0 | 0 | 0 | 0
00 Ret.Exist_Non-FBC_ACI & GPM & SCR | 0 | 0 | 0 | 0 | 0 | 0 | 0
00 Ret.Exist_Non-FBC_ACI & GPM & SCR & DRET | 0 | 0 | 0 | 0 | 0 | 0 | 0
00 Ret.Exist_Non-FBC_ACI & GPM & SCR & NGC | 0 | 0 | 0 | 0 | 0 | 0 | 0
00 Ret.Exist_Non-FBC_ACI & GPM & SNCR | 0 | 0 | 0 | 0 | 0 | 0 | 0
00 Ret.Exist_Non-FBC_ACI & GPM & SNCR & DRET | 0 | 0 | 0 | 0 | 0 | 0 | 0
00 Ret.Exist_Non-FBC_ACI & GPM & SNCR & NGC | 0 | 0 | 0 | 0 | 0 | 0 | 0
00 Ret.Exist_Non-FBC_ACI & GPM & WetFGD & SCR & CCS | 0 | 0 | 0 | 0 | 0 | 0 | 0
00 Ret.Exist_Non-FBC_ACI & NGC | 0 | 0 | 0 | 0 | 0 | 0 | 0
00 Ret.Exist_Non-FBC_ACI & SCR | 0 | 15487.1094 | 13868.3603 | 2763.3801 | 0 | 0 | 0
00 Ret.Exist_Non-FBC_ACI & SCR & C2G | 0 | 0 | 0 | 0 | 0 | 0 | 0
00 Ret.Exist_Non-FBC_ACI & SCR & DRET | 0 | 0 | 0 | 0 | 0 | 0 | 0
00 Ret.Exist_Non-FBC_ACI & SCR & NGC | 0 | 0 | 0 | 0 | 0 | 0 | 0
00 Ret.Exist_Non-FBC_ACI & SCR & WetFGD & CCS | 0 | 0 | 0 | 0 | 0 | 0 | 0
00 Ret.Exist_Non-FBC_ACI & SNCR | 0 | 0 | 0 | 0 | 0 | 0 | 0
00 Ret.Exist_Non-FBC_ACI & SNCR & C2G | 0 | 0 | 0 | 0 | 0 | 0 | 0
00 Ret.Exist_Non-FBC_ACI & SNCR & DRET | 0 | 0 | 0 | 0 | 0 | 0 | 0
00 Ret.Exist_Non-FBC_ACI & SNCR & NGC | 0 | 0 | 0 | 0 | 0 | 0 | 0
00 Ret.Exist_Non-FBC_ACI_DSI & C2G | 0 | 0 | 0 | 0 | 0 | 0 | 0
00 Ret.Exist_Non-FBC_ACI_DSI & C2G & SCR | 0 | 0 | 0 | 0 | 0 | 0 | 0
00 Ret.Exist_Non-FBC_ACI_DSI & DCCS | 0 | 0 | 0 | 0 | 0 | 0 | 0
00 Ret.Exist_Non-FBC_ACI_DSI & DCCS & WetFGD & SCR & CCS | 0 | 0 | 0 | 0 | 0 | 0 | 0
00 Ret.Exist_Non-FBC_ACI_DSI & DRET | 0 | 0 | 0 | 0 | 0 | 0 | 0
00 Ret.Exist_Non-FBC_ACI_DSI & GPM | 0 | 0 | 0 | 0 | 0 | 0 | 0
00 Ret.Exist_Non-FBC_ACI_DSI & GPM & C2G | 0 | 0 | 0 | 0 | 0 | 0 | 0
00 Ret.Exist_Non-FBC_ACI_DSI & GPM & C2G & SCR | 0 | 0 | 0 | 0 | 0 | 0 | 0
00 Ret.Exist_Non-FBC_ACI_DSI & GPM & DRET | 0 | 0 | 0 | 0 | 0 | 0 | 0
00 Ret.Exist_Non-FBC_ACI_DSI & GPM & NGC | 0 | 0 | 0 | 0 | 0 | 0 | 0
00 Ret.Exist_Non-FBC_ACI_DSI & GPM & SCR | 0 | 0 | 0 | 0 | 0 | 0 | 0
00 Ret.Exist_Non-FBC_ACI_DSI & GPM & SCR & DRET | 0 | 0 | 0 | 0 | 0 | 0 | 0
00 Ret.Exist_Non-FBC_ACI_DSI & GPM & SCR & NGC | 0 | 0 | 0 | 0 | 0 | 0 | 0
00 Ret.Exist_Non-FBC_ACI_DSI & GPM & SNCR | 0 | 0 | 0 | 0 | 0 | 0 | 0
00 Ret.Exist_Non-FBC_ACI_DSI & GPM & SNCR & DRET | 0 | 0 | 0 | 0 | 0 | 0 | 0
00 Ret.Exist_Non-FBC_ACI_DSI & GPM & SNCR & NGC | 0 | 0 | 0 | 0 | 0 | 0 | 0
00 Ret.Exist_Non-FBC_ACI_DSI & GPM & WetFGD & SCR & CCS | 0 | 0 | 0 | 0 | 0 | 0 | 0
00 Ret.Exist_Non-FBC_ACI_DSI & NGC | 0 | 0 | 0 | 0 | 0 | 0 | 0
00 Ret.Exist_Non-FBC_ACI_DSI & SCR | 0 | 0 | 0 | 0 | 0 | 0 | 0
00 Ret.Exist_Non-FBC_ACI_DSI & SCR & C2G | 0 | 0 | 0 | 0 | 0 | 0 | 0
00 Ret.Exist_Non-FBC_ACI_DSI & SCR & DRET | 0 | 0 | 0 | 0 | 0 | 0 | 0
00 Ret.Exist_Non-FBC_ACI_DSI & SCR & NGC | 0 | 0 | 0 | 0 | 0 | 0 | 0
00 Ret.Exist_Non-FBC_ACI_DSI & SCR & WetFGD & CCS | 0 | 0 | 0 | 0 | 0 | 0 | 0
00 Ret.Exist_Non-FBC_ACI_DSI & SNCR | 0 | 0 | 0 | 0 | 0 | 0 | 0
00 Ret.Exist_Non-FBC_ACI_DSI & SNCR & C2G | 0 | 0 | 0 | 0 | 0 | 0 | 0
00 Ret.Exist_Non-FBC_ACI_DSI & SNCR & DRET | 0 | 0 | 0 | 0 | 0 | 0 | 0
00 Ret.Exist_Non-FBC_ACI_DSI & SNCR & NGC | 0 | 0 | 0 | 0 | 0 | 0 | 0
00 Ret.Exist_Non-FBC_DryFGD & C2G | 0 | 0 | 0 | 0 | 0 | 0 | 0
00 Ret.Exist_Non-FBC_DryFGD & C2G & SCR | 0 | 0 | 0 | 0 | 0 | 0 | 0
00 Ret.Exist_Non-FBC_DryFGD & DRET | 0 | 0 | 0 | 0 | 0 | 0 | 0
00 Ret.Exist_Non-FBC_DryFGD & GPM | 0 | 0 | 0 | 0 | 0 | 0 | 0
00 Ret.Exist_Non-FBC_DryFGD & GPM & C2G | 0 | 0 | 0 | 0 | 0 | 0 | 0
00 Ret.Exist_Non-FBC_DryFGD & GPM & C2G & SCR | 0 | 0 | 0 | 0 | 0 | 0 | 0
00 Ret.Exist_Non-FBC_DryFGD & GPM & DRET | 0 | 0 | 0 | 0 | 0 | 0 | 0
00 Ret.Exist_Non-FBC_DryFGD & GPM & NGC | 0 | 0 | 0 | 0 | 0 | 0 | 0
00 Ret.Exist_Non-FBC_DryFGD & GPM & SCR | 0 | 0 | 0 | 0 | 0 | 0 | 0
00 Ret.Exist_Non-FBC_DryFGD & GPM & SCR & CCS | 0 | 0 | 0 | 0 | 0 | 0 | 0
00 Ret.Exist_Non-FBC_DryFGD & GPM & SCR & DRET | 0 | 0 | 0 | 0 | 0 | 0 | 0
00 Ret.Exist_Non-FBC_DryFGD & GPM & SCR & NGC | 0 | 0 | 0 | 0 | 0 | 0 | 0
00 Ret.Exist_Non-FBC_DryFGD & GPM & SNCR | 0 | 0 | 0 | 0 | 0 | 0 | 0
00 Ret.Exist_Non-FBC_DryFGD & GPM & SNCR & DRET | 0 | 0 | 0 | 0 | 0 | 0 | 0
00 Ret.Exist_Non-FBC_DryFGD & GPM & SNCR & NGC | 0 | 0 | 0 | 0 | 0 | 0 | 0
00 Ret.Exist_Non-FBC_DryFGD & NGC | 0 | 0 | 0 | 0 | 0 | 0 | 0
00 Ret.Exist_Non-FBC_DryFGD & SCR | 0 | 0 | 0 | 0 | 0 | 0 | 0
00 Ret.Exist_Non-FBC_DryFGD & SCR & C2G | 0 | 0 | 0 | 0 | 0 | 0 | 0
00 Ret.Exist_Non-FBC_DryFGD & SCR & CCS | 0 | 0 | 0 | 0 | 0 | 0 | 0
00 Ret.Exist_Non-FBC_DryFGD & SCR & DRET | 0 | 0 | 0 | 0 | 0 | 0 | 0
00 Ret.Exist_Non-FBC_DryFGD & SCR & NGC | 0 | 0 | 0 | 0 | 0 | 0 | 0
00 Ret.Exist_Non-FBC_DryFGD & SNCR | 0 | 0 | 0 | 0 | 0 | 0 | 0
00 Ret.Exist_Non-FBC_DryFGD & SNCR & C2G | 0 | 0 | 0 | 0 | 0 | 0 | 0
00 Ret.Exist_Non-FBC_DryFGD & SNCR & DRET | 0 | 0 | 0 | 0 | 0 | 0 | 0
00 Ret.Exist_Non-FBC_DryFGD & SNCR & NGC | 0 | 0 | 0 | 0 | 0 | 0 | 0
00 Ret.Exist_Non-FBC_DryFGD_ACI & C2G | 0 | 0 | 0 | 0 | 0 | 0 | 0
00 Ret.Exist_Non-FBC_DryFGD_ACI & C2G & SCR | 0 | 0 | 0 | 0 | 0 | 0 | 0
00 Ret.Exist_Non-FBC_DryFGD_ACI & DCCS | 0 | 0 | 0 | 0 | 0 | 0 | 0
00 Ret.Exist_Non-FBC_DryFGD_ACI & DCCS & SCR & CCS | 0 | 0 | 0 | 0 | 0 | 0 | 0
00 Ret.Exist_Non-FBC_DryFGD_ACI & DRET | 0 | 0 | 0 | 0 | 0 | 0 | 0
00 Ret.Exist_Non-FBC_DryFGD_ACI & GPM | 0 | 0 | 0 | 0 | 0 | 0 | 0
00 Ret.Exist_Non-FBC_DryFGD_ACI & GPM & C2G | 0 | 0 | 0 | 0 | 0 | 0 | 0
00 Ret.Exist_Non-FBC_DryFGD_ACI & GPM & C2G & SCR | 0 | 0 | 0 | 0 | 0 | 0 | 0
00 Ret.Exist_Non-FBC_DryFGD_ACI & GPM & DRET | 0 | 0 | 0 | 0 | 0 | 0 | 0
00 Ret.Exist_Non-FBC_DryFGD_ACI & GPM & NGC | 0 | 0 | 0 | 0 | 0 | 0 | 0
00 Ret.Exist_Non-FBC_DryFGD_ACI & GPM & SCR | 0 | 0 | 0 | 0 | 0 | 0 | 0
00 Ret.Exist_Non-FBC_DryFGD_ACI & GPM & SCR & CCS | 0 | 0 | 0 | 0 | 0 | 0 | 0
00 Ret.Exist_Non-FBC_DryFGD_ACI & GPM & SCR & DRET | 0 | 0 | 0 | 0 | 0 | 0 | 0
00 Ret.Exist_Non-FBC_DryFGD_ACI & GPM & SCR & NGC | 0 | 0 | 0 | 0 | 0 | 0 | 0
00 Ret.Exist_Non-FBC_DryFGD_ACI & GPM & SNCR | 0 | 0 | 0 | 0 | 0 | 0 | 0
00 Ret.Exist_Non-FBC_DryFGD_ACI & GPM & SNCR & DRET | 0 | 0 | 0 | 0 | 0 | 0 | 0
00 Ret.Exist_Non-FBC_DryFGD_ACI & GPM & SNCR & NGC | 0 | 0 | 0 | 0 | 0 | 0 | 0
00 Ret.Exist_Non-FBC_DryFGD_ACI & NGC | 0 | 0 | 0 | 0 | 0 | 0 | 0
00 Ret.Exist_Non-FBC_DryFGD_ACI & SCR | 0 | 1118.5276 | 0 | 0 | 0 | 0 | 0
00 Ret.Exist_Non-FBC_DryFGD_ACI & SCR & C2G | 0 | 0 | 0 | 0 | 0 | 0 | 0
00 Ret.Exist_Non-FBC_DryFGD_ACI & SCR & CCS | 0 | 0 | 7008.923 | 7008.923 | 0 | 0 | 0
00 Ret.Exist_Non-FBC_DryFGD_ACI & SCR & DRET | 0 | 0 | 0 | 0 | 0 | 0 | 0
00 Ret.Exist_Non-FBC_DryFGD_ACI & SCR & NGC | 0 | 0 | 0 | 0 | 0 | 0 | 0
00 Ret.Exist_Non-FBC_DryFGD_ACI & SNCR | 0 | 0 | 0 | 0 | 0 | 0 | 0
00 Ret.Exist_Non-FBC_DryFGD_ACI & SNCR & C2G | 0 | 0 | 0 | 0 | 0 | 0 | 0
00 Ret.Exist_Non-FBC_DryFGD_ACI & SNCR & DRET | 0 | 0 | 0 | 0 | 0 | 0 | 0
00 Ret.Exist_Non-FBC_DryFGD_ACI & SNCR & NGC | 0 | 0 | 0 | 0 | 0 | 0 | 0
00 Ret.Exist_Non-FBC_DryFGD_SCR & ACI | 0 | 0 | 0 | 0 | 0 | 0 | 0
00 Ret.Exist_Non-FBC_DryFGD_SCR & ACI & C2G | 0 | 0 | 0 | 0 | 0 | 0 | 0
00 Ret.Exist_Non-FBC_DryFGD_SCR & ACI & CCS | 0 | 0 | 0 | 0 | 0 | 0 | 0
00 Ret.Exist_Non-FBC_DryFGD_SCR & ACI & DRET | 0 | 0 | 0 | 0 | 0 | 0 | 0
00 Ret.Exist_Non-FBC_DryFGD_SCR & ACI & GPM | 0 | 0 | 0 | 0 | 0 | 0 | 0
00 Ret.Exist_Non-FBC_DryFGD_SCR & ACI & GPM & C2G | 0 | 0 | 0 | 0 | 0 | 0 | 0
00 Ret.Exist_Non-FBC_DryFGD_SCR & ACI & GPM & CCS | 0 | 0 | 0 | 0 | 0 | 0 | 0
00 Ret.Exist_Non-FBC_DryFGD_SCR & ACI & GPM & DRET | 0 | 0 | 0 | 0 | 0 | 0 | 0
00 Ret.Exist_Non-FBC_DryFGD_SCR & ACI & GPM & NGC | 0 | 0 | 0 | 0 | 0 | 0 | 0
00 Ret.Exist_Non-FBC_DryFGD_SCR & ACI & NGC | 0 | 0 | 0 | 0 | 0 | 0 | 0
00 Ret.Exist_Non-FBC_DryFGD_SCR & C2G | 0 | 0 | 0 | 0 | 0 | 0 | 0
00 Ret.Exist_Non-FBC_DryFGD_SCR & CCS | 0 | 0 | 0 | 0 | 0 | 0 | 0
00 Ret.Exist_Non-FBC_DryFGD_SCR & DRET | 0 | 0 | 0 | 0 | 0 | 0 | 0
00 Ret.Exist_Non-FBC_DryFGD_SCR & GPM | 0 | 0 | 0 | 0 | 0 | 0 | 0
00 Ret.Exist_Non-FBC_DryFGD_SCR & GPM & C2G | 0 | 0 | 0 | 0 | 0 | 0 | 0
00 Ret.Exist_Non-FBC_DryFGD_SCR & GPM & CCS | 0 | 0 | 0 | 0 | 0 | 0 | 0
00 Ret.Exist_Non-FBC_DryFGD_SCR & GPM & DRET | 0 | 0 | 0 | 0 | 0 | 0 | 0
00 Ret.Exist_Non-FBC_DryFGD_SCR & GPM & NGC | 0 | 0 | 0 | 0 | 0 | 0 | 0
00 Ret.Exist_Non-FBC_DryFGD_SCR & NGC | 0 | 0 | 0 | 0 | 0 | 0 | 0
00 Ret.Exist_Non-FBC_DryFGD_SCR_ACI & C2G | 87.1094 | 87.1094 | 87.1094 | 87.1094 | 87.1094 | 87.1094 | 87.1094
00 Ret.Exist_Non-FBC_DryFGD_SCR_ACI & CCS | 0 | 1750.4673 | 3807.2142 | 3807.2142 | 2165.8126 | 2165.8126 | 2165.8126
00 Ret.Exist_Non-FBC_DryFGD_SCR_ACI & DCCS | 0 | 0 | 0 | 0 | 0 | 0 | 0
00 Ret.Exist_Non-FBC_DryFGD_SCR_ACI & DCCS & CCS | 0 | 0 | 0 | 0 | 0 | 0 | 0
00 Ret.Exist_Non-FBC_DryFGD_SCR_ACI & DRET | 0 | 0 | 0 | 0 | 0 | 0 | 0
00 Ret.Exist_Non-FBC_DryFGD_SCR_ACI & GPM | 0 | 0 | 0 | 0 | 0 | 0 | 0
00 Ret.Exist_Non-FBC_DryFGD_SCR_ACI & GPM & C2G | 0 | 0 | 0 | 0 | 0 | 0 | 0
00 Ret.Exist_Non-FBC_DryFGD_SCR_ACI & GPM & CCS | 0 | 0 | 0 | 0 | 0 | 0 | 0
00 Ret.Exist_Non-FBC_DryFGD_SCR_ACI & GPM & DRET | 0 | 0 | 0 | 0 | 0 | 0 | 0
00 Ret.Exist_Non-FBC_DryFGD_SCR_ACI & GPM & NGC | 0 | 0 | 0 | 0 | 0 | 0 | 0
00 Ret.Exist_Non-FBC_DryFGD_SCR_ACI & NGC | 0 | 0 | 0 | 0 | 0 | 0 | 0
00 Ret.Exist_Non-FBC_DryFGD_SCR_ACI_DSI & C2G | 0 | 0 | 0 | 0 | 0 | 0 | 0
00 Ret.Exist_Non-FBC_DryFGD_SCR_ACI_DSI & CCS | 0 | 0 | 0 | 0 | 0 | 0 | 0
00 Ret.Exist_Non-FBC_DryFGD_SCR_ACI_DSI & DCCS | 0 | 0 | 0 | 0 | 0 | 0 | 0
00 Ret.Exist_Non-FBC_DryFGD_SCR_ACI_DSI & DCCS & CCS | 0 | 0 | 0 | 0 | 0 | 0 | 0
00 Ret.Exist_Non-FBC_DryFGD_SCR_ACI_DSI & DRET | 0 | 0 | 0 | 0 | 0 | 0 | 0
00 Ret.Exist_Non-FBC_DryFGD_SCR_ACI_DSI & GPM | 0 | 0 | 0 | 0 | 0 | 0 | 0
00 Ret.Exist_Non-FBC_DryFGD_SCR_ACI_DSI & GPM & C2G | 0 | 0 | 0 | 0 | 0 | 0 | 0
00 Ret.Exist_Non-FBC_DryFGD_SCR_ACI_DSI & GPM & CCS | 0 | 0 | 0 | 0 | 0 | 0 | 0
00 Ret.Exist_Non-FBC_DryFGD_SCR_ACI_DSI & GPM & DRET | 0 | 0 | 0 | 0 | 0 | 0 | 0
00 Ret.Exist_Non-FBC_DryFGD_SCR_ACI_DSI & GPM & NGC | 0 | 0 | 0 | 0 | 0 | 0 | 0
00 Ret.Exist_Non-FBC_DryFGD_SCR_ACI_DSI & NGC | 0 | 0 | 0 | 0 | 0 | 0 | 0
00 Ret.Exist_Non-FBC_DryFGD_SCR_DSI & ACI | 0 | 0 | 0 | 0 | 0 | 0 | 0
00 Ret.Exist_Non-FBC_DryFGD_SCR_DSI & ACI & C2G | 0 | 0 | 0 | 0 | 0 | 0 | 0
00 Ret.Exist_Non-FBC_DryFGD_SCR_DSI & ACI & CCS | 0 | 0 | 0 | 0 | 0 | 0 | 0
00 Ret.Exist_Non-FBC_DryFGD_SCR_DSI & ACI & DRET | 0 | 0 | 0 | 0 | 0 | 0 | 0
00 Ret.Exist_Non-FBC_DryFGD_SCR_DSI & ACI & GPM | 0 | 0 | 0 | 0 | 0 | 0 | 0
00 Ret.Exist_Non-FBC_DryFGD_SCR_DSI & ACI & GPM & C2G | 0 | 0 | 0 | 0 | 0 | 0 | 0
00 Ret.Exist_Non-FBC_DryFGD_SCR_DSI & ACI & GPM & CCS | 0 | 0 | 0 | 0 | 0 | 0 | 0
00 Ret.Exist_Non-FBC_DryFGD_SCR_DSI & ACI & GPM & DRET | 0 | 0 | 0 | 0 | 0 | 0 | 0
00 Ret.Exist_Non-FBC_DryFGD_SCR_DSI & ACI & GPM & NGC | 0 | 0 | 0 | 0 | 0 | 0 | 0
00 Ret.Exist_Non-FBC_DryFGD_SCR_DSI & ACI & NGC | 0 | 0 | 0 | 0 | 0 | 0 | 0
00 Ret.Exist_Non-FBC_DryFGD_SCR_DSI & C2G | 0 | 0 | 0 | 0 | 0 | 0 | 0
00 Ret.Exist_Non-FBC_DryFGD_SCR_DSI & CCS | 0 | 0 | 0 | 0 | 0 | 0 | 0
00 Ret.Exist_Non-FBC_DryFGD_SCR_DSI & DRET | 0 | 0 | 0 | 0 | 0 | 0 | 0
00 Ret.Exist_Non-FBC_DryFGD_SCR_DSI & GPM | 0 | 0 | 0 | 0 | 0 | 0 | 0
00 Ret.Exist_Non-FBC_DryFGD_SCR_DSI & GPM & C2G | 0 | 0 | 0 | 0 | 0 | 0 | 0
00 Ret.Exist_Non-FBC_DryFGD_SCR_DSI & GPM & CCS | 0 | 0 | 0 | 0 | 0 | 0 | 0
00 Ret.Exist_Non-FBC_DryFGD_SCR_DSI & GPM & DRET | 0 | 0 | 0 | 0 | 0 | 0 | 0
00 Ret.Exist_Non-FBC_DryFGD_SCR_DSI & GPM & NGC | 0 | 0 | 0 | 0 | 0 | 0 | 0
00 Ret.Exist_Non-FBC_DryFGD_SCR_DSI & NGC | 0 | 0 | 0 | 0 | 0 | 0 | 0
00 Ret.Exist_Non-FBC_DryFGD_SNCR_ACI & C2G | 0 | 0 | 0 | 0 | 0 | 0 | 0
00 Ret.Exist_Non-FBC_DryFGD_SNCR_ACI & C2G & SCR | 0 | 0 | 0 | 0 | 0 | 0 | 0
00 Ret.Exist_Non-FBC_DryFGD_SNCR_ACI & DCCS | 0 | 0 | 0 | 0 | 0 | 0 | 0
00 Ret.Exist_Non-FBC_DryFGD_SNCR_ACI & DCCS & SCR & CCS | 0 | 0 | 0 | 0 | 0 | 0 | 0
00 Ret.Exist_Non-FBC_DryFGD_SNCR_ACI & DRET | 0 | 0 | 0 | 0 | 0 | 0 | 0
00 Ret.Exist_Non-FBC_DryFGD_SNCR_ACI & GPM | 0 | 0 | 0 | 0 | 0 | 0 | 0
00 Ret.Exist_Non-FBC_DryFGD_SNCR_ACI & GPM & C2G | 0 | 0 | 0 | 0 | 0 | 0 | 0
00 Ret.Exist_Non-FBC_DryFGD_SNCR_ACI & GPM & C2G & SCR | 0 | 0 | 0 | 0 | 0 | 0 | 0
00 Ret.Exist_Non-FBC_DryFGD_SNCR_ACI & GPM & DRET | 0 | 0 | 0 | 0 | 0 | 0 | 0
00 Ret.Exist_Non-FBC_DryFGD_SNCR_ACI & GPM & NGC | 0 | 0 | 0 | 0 | 0 | 0 | 0
00 Ret.Exist_Non-FBC_DryFGD_SNCR_ACI & GPM & SCR | 0 | 0 | 0 | 0 | 0 | 0 | 0
00 Ret.Exist_Non-FBC_DryFGD_SNCR_ACI & GPM & SCR & CCS | 0 | 0 | 0 | 0 | 0 | 0 | 0
00 Ret.Exist_Non-FBC_DryFGD_SNCR_ACI & GPM & SCR & DRET | 0 | 0 | 0 | 0 | 0 | 0 | 0
00 Ret.Exist_Non-FBC_DryFGD_SNCR_ACI & GPM & SCR & NGC | 0 | 0 | 0 | 0 | 0 | 0 | 0
00 Ret.Exist_Non-FBC_DryFGD_SNCR_ACI & NGC | 0 | 0 | 0 | 0 | 0 | 0 | 0
00 Ret.Exist_Non-FBC_DryFGD_SNCR_ACI & SCR | 0 | 0 | 0 | 0 | 0 | 0 | 0
00 Ret.Exist_Non-FBC_DryFGD_SNCR_ACI & SCR & C2G | 0 | 0 | 0 | 0 | 0 | 0 | 0
00 Ret.Exist_Non-FBC_DryFGD_SNCR_ACI & SCR & CCS | 0 | 0 | 0 | 0 | 0 | 0 | 0
00 Ret.Exist_Non-FBC_DryFGD_SNCR_ACI & SCR & DRET | 0 | 0 | 0 | 0 | 0 | 0 | 0
00 Ret.Exist_Non-FBC_DryFGD_SNCR_ACI & SCR & NGC | 0 | 0 | 0 | 0 | 0 | 0 | 0
00 Ret.Exist_Non-FBC_DryFGD_SNCR_ACI_DSI & C2G | 0 | 0 | 0 | 0 | 0 | 0 | 0
00 Ret.Exist_Non-FBC_DryFGD_SNCR_ACI_DSI & C2G & SCR | 0 | 0 | 0 | 0 | 0 | 0 | 0
00 Ret.Exist_Non-FBC_DryFGD_SNCR_ACI_DSI & DRET | 0 | 0 | 0 | 0 | 0 | 0 | 0
00 Ret.Exist_Non-FBC_DryFGD_SNCR_ACI_DSI & GPM | 0 | 0 | 0 | 0 | 0 | 0 | 0
00 Ret.Exist_Non-FBC_DryFGD_SNCR_ACI_DSI & GPM & C2G | 0 | 0 | 0 | 0 | 0 | 0 | 0
00 Ret.Exist_Non-FBC_DryFGD_SNCR_ACI_DSI & GPM & C2G & SCR | 0 | 0 | 0 | 0 | 0 | 0 | 0
00 Ret.Exist_Non-FBC_DryFGD_SNCR_ACI_DSI & GPM & DRET | 0 | 0 | 0 | 0 | 0 | 0 | 0
00 Ret.Exist_Non-FBC_DryFGD_SNCR_ACI_DSI & GPM & NGC | 0 | 0 | 0 | 0 | 0 | 0 | 0
00 Ret.Exist_Non-FBC_DryFGD_SNCR_ACI_DSI & GPM & SCR | 0 | 0 | 0 | 0 | 0 | 0 | 0
00 Ret.Exist_Non-FBC_DryFGD_SNCR_ACI_DSI & GPM & SCR & CCS | 0 | 0 | 0 | 0 | 0 | 0 | 0
00 Ret.Exist_Non-FBC_DryFGD_SNCR_ACI_DSI & GPM & SCR & DRET | 0 | 0 | 0 | 0 | 0 | 0 | 0
00 Ret.Exist_Non-FBC_DryFGD_SNCR_ACI_DSI & GPM & SCR & NGC | 0 | 0 | 0 | 0 | 0 | 0 | 0
00 Ret.Exist_Non-FBC_DryFGD_SNCR_ACI_DSI & NGC | 0 | 0 | 0 | 0 | 0 | 0 | 0
00 Ret.Exist_Non-FBC_DryFGD_SNCR_ACI_DSI & SCR | 0 | 0 | 0 | 0 | 0 | 0 | 0
00 Ret.Exist_Non-FBC_DryFGD_SNCR_ACI_DSI & SCR & C2G | 0 | 0 | 0 | 0 | 0 | 0 | 0
00 Ret.Exist_Non-FBC_DryFGD_SNCR_ACI_DSI & SCR & CCS | 0 | 0 | 0 | 0 | 0 | 0 | 0
00 Ret.Exist_Non-FBC_DryFGD_SNCR_ACI_DSI & SCR & DRET | 0 | 0 | 0 | 0 | 0 | 0 | 0
00 Ret.Exist_Non-FBC_DryFGD_SNCR_ACI_DSI & SCR & NGC | 0 | 0 | 0 | 0 | 0 | 0 | 0
00 Ret.Exist_Non-FBC_DSI & ACI | 0 | 0 | 0 | 0 | 0 | 0 | 0
00 Ret.Exist_Non-FBC_DSI & ACI & C2G | 0 | 0 | 0 | 0 | 0 | 0 | 0
00 Ret.Exist_Non-FBC_DSI & ACI & C2G & SCR | 0 | 0 | 0 | 0 | 0 | 0 | 0
00 Ret.Exist_Non-FBC_DSI & ACI & DRET | 0 | 0 | 0 | 0 | 0 | 0 | 0
00 Ret.Exist_Non-FBC_DSI & ACI & GPM | 0 | 0 | 0 | 0 | 0 | 0 | 0
00 Ret.Exist_Non-FBC_DSI & ACI & GPM & C2G | 0 | 0 | 0 | 0 | 0 | 0 | 0
00 Ret.Exist_Non-FBC_DSI & ACI & GPM & C2G & SCR | 0 | 0 | 0 | 0 | 0 | 0 | 0
00 Ret.Exist_Non-FBC_DSI & ACI & GPM & DRET | 0 | 0 | 0 | 0 | 0 | 0 | 0
00 Ret.Exist_Non-FBC_DSI & ACI & GPM & NGC | 0 | 0 | 0 | 0 | 0 | 0 | 0
00 Ret.Exist_Non-FBC_DSI & ACI & GPM & SCR | 0 | 0 | 0 | 0 | 0 | 0 | 0
00 Ret.Exist_Non-FBC_DSI & ACI & GPM & SCR & DRET | 0 | 0 | 0 | 0 | 0 | 0 | 0
00 Ret.Exist_Non-FBC_DSI & ACI & GPM & SCR & NGC | 0 | 0 | 0 | 0 | 0 | 0 | 0
00 Ret.Exist_Non-FBC_DSI & ACI & GPM & SNCR | 0 | 0 | 0 | 0 | 0 | 0 | 0
00 Ret.Exist_Non-FBC_DSI & ACI & GPM & SNCR & DRET | 0 | 0 | 0 | 0 | 0 | 0 | 0
00 Ret.Exist_Non-FBC_DSI & ACI & GPM & SNCR & NGC | 0 | 0 | 0 | 0 | 0 | 0 | 0
00 Ret.Exist_Non-FBC_DSI & ACI & GPM & WetFGD & SCR & CCS | 0 | 0 | 0 | 0 | 0 | 0 | 0
00 Ret.Exist_Non-FBC_DSI & ACI & NGC | 0 | 0 | 0 | 0 | 0 | 0 | 0
00 Ret.Exist_Non-FBC_DSI & ACI & SCR | 0 | 0 | 0 | 0 | 0 | 0 | 0
00 Ret.Exist_Non-FBC_DSI & ACI & SCR & DRET | 0 | 0 | 0 | 0 | 0 | 0 | 0
00 Ret.Exist_Non-FBC_DSI & ACI & SCR & NGC | 0 | 0 | 0 | 0 | 0 | 0 | 0
00 Ret.Exist_Non-FBC_DSI & ACI & SNCR | 0 | 0 | 0 | 0 | 0 | 0 | 0
00 Ret.Exist_Non-FBC_DSI & ACI & SNCR & DRET | 0 | 0 | 0 | 0 | 0 | 0 | 0
00 Ret.Exist_Non-FBC_DSI & ACI & SNCR & NGC | 0 | 0 | 0 | 0 | 0 | 0 | 0
00 Ret.Exist_Non-FBC_DSI & ACI & WetFGD & SCR & CCS | 0 | 0 | 0 | 0 | 0 | 0 | 0
00 Ret.Exist_Non-FBC_DSI & C2G | 0 | 0 | 0 | 0 | 0 | 0 | 0
00 Ret.Exist_Non-FBC_DSI & C2G & SCR | 0 | 0 | 0 | 0 | 0 | 0 | 0
00 Ret.Exist_Non-FBC_DSI & DRET | 0 | 0 | 0 | 0 | 0 | 0 | 0
00 Ret.Exist_Non-FBC_DSI & GPM | 0 | 0 | 0 | 0 | 0 | 0 | 0
00 Ret.Exist_Non-FBC_DSI & GPM & C2G | 0 | 0 | 0 | 0 | 0 | 0 | 0
00 Ret.Exist_Non-FBC_DSI & GPM & C2G & SCR | 0 | 0 | 0 | 0 | 0 | 0 | 0
00 Ret.Exist_Non-FBC_DSI & GPM & DRET | 0 | 0 | 0 | 0 | 0 | 0 | 0
00 Ret.Exist_Non-FBC_DSI & GPM & NGC | 0 | 0 | 0 | 0 | 0 | 0 | 0
00 Ret.Exist_Non-FBC_DSI & GPM & SCR | 0 | 0 | 0 | 0 | 0 | 0 | 0
00 Ret.Exist_Non-FBC_DSI & GPM & SCR & DRET | 0 | 0 | 0 | 0 | 0 | 0 | 0
00 Ret.Exist_Non-FBC_DSI & GPM & SCR & NGC | 0 | 0 | 0 | 0 | 0 | 0 | 0
00 Ret.Exist_Non-FBC_DSI & GPM & SNCR | 0 | 0 | 0 | 0 | 0 | 0 | 0
00 Ret.Exist_Non-FBC_DSI & GPM & SNCR & DRET | 0 | 0 | 0 | 0 | 0 | 0 | 0
00 Ret.Exist_Non-FBC_DSI & GPM & SNCR & NGC | 0 | 0 | 0 | 0 | 0 | 0 | 0
00 Ret.Exist_Non-FBC_DSI & GPM & WetFGD & SCR & CCS | 0 | 0 | 0 | 0 | 0 | 0 | 0
00 Ret.Exist_Non-FBC_DSI & NGC | 0 | 0 | 0 | 0 | 0 | 0 | 0
00 Ret.Exist_Non-FBC_DSI & SCR | 0 | 0 | 0 | 0 | 0 | 0 | 0
00 Ret.Exist_Non-FBC_DSI & SCR & C2G | 0 | 0 | 0 | 0 | 0 | 0 | 0
00 Ret.Exist_Non-FBC_DSI & SCR & DRET | 0 | 0 | 0 | 0 | 0 | 0 | 0
00 Ret.Exist_Non-FBC_DSI & SCR & NGC | 0 | 0 | 0 | 0 | 0 | 0 | 0
00 Ret.Exist_Non-FBC_DSI & SCR & WetFGD & CCS | 0 | 0 | 0 | 0 | 0 | 0 | 0
00 Ret.Exist_Non-FBC_DSI & SNCR | 0 | 0 | 0 | 0 | 0 | 0 | 0
00 Ret.Exist_Non-FBC_DSI & SNCR & C2G | 0 | 0 | 0 | 0 | 0 | 0 | 0
00 Ret.Exist_Non-FBC_DSI & SNCR & DRET | 0 | 0 | 0 | 0 | 0 | 0 | 0
00 Ret.Exist_Non-FBC_DSI & SNCR & NGC | 0 | 0 | 0 | 0 | 0 | 0 | 0
00 Ret.Exist_Non-FBC_NoCtrl & ACI | 0 | 0 | 0 | 0 | 0 | 0 | 0
00 Ret.Exist_Non-FBC_NoCtrl & ACI & C2G | 0 | 0 | 0 | 0 | 0 | 0 | 0
00 Ret.Exist_Non-FBC_NoCtrl & ACI & C2G & SCR | 0 | 0 | 0 | 0 | 0 | 0 | 0
00 Ret.Exist_Non-FBC_NoCtrl & ACI & DRET | 0 | 0 | 0 | 0 | 0 | 0 | 0
00 Ret.Exist_Non-FBC_NoCtrl & ACI & DSI | 0 | 0 | 0 | 0 | 0 | 0 | 0
00 Ret.Exist_Non-FBC_NoCtrl & ACI & DSI & C2G | 0 | 0 | 0 | 0 | 0 | 0 | 0
00 Ret.Exist_Non-FBC_NoCtrl & ACI & DSI & C2G & SCR | 0 | 0 | 0 | 0 | 0 | 0 | 0
00 Ret.Exist_Non-FBC_NoCtrl & ACI & DSI & DRET | 0 | 0 | 0 | 0 | 0 | 0 | 0
00 Ret.Exist_Non-FBC_NoCtrl & ACI & DSI & GPM | 0 | 0 | 0 | 0 | 0 | 0 | 0
00 Ret.Exist_Non-FBC_NoCtrl & ACI & DSI & GPM & C2G | 0 | 0 | 0 | 0 | 0 | 0 | 0
00 Ret.Exist_Non-FBC_NoCtrl & ACI & DSI & GPM & C2G & SCR | 0 | 0 | 0 | 0 | 0 | 0 | 0
00 Ret.Exist_Non-FBC_NoCtrl & ACI & DSI & GPM & DRET | 0 | 0 | 0 | 0 | 0 | 0 | 0
00 Ret.Exist_Non-FBC_NoCtrl & ACI & DSI & GPM & NGC | 0 | 0 | 0 | 0 | 0 | 0 | 0
00 Ret.Exist_Non-FBC_NoCtrl & ACI & DSI & GPM & SCR | 0 | 0 | 0 | 0 | 0 | 0 | 0
00 Ret.Exist_Non-FBC_NoCtrl & ACI & DSI & GPM & SCR & DRET | 0 | 0 | 0 | 0 | 0 | 0 | 0
00 Ret.Exist_Non-FBC_NoCtrl & ACI & DSI & GPM & SCR & NGC | 0 | 0 | 0 | 0 | 0 | 0 | 0
00 Ret.Exist_Non-FBC_NoCtrl & ACI & DSI & GPM & SNCR | 0 | 0 | 0 | 0 | 0 | 0 | 0
00 Ret.Exist_Non-FBC_NoCtrl & ACI & DSI & GPM & SNCR & DRET | 0 | 0 | 0 | 0 | 0 | 0 | 0
00 Ret.Exist_Non-FBC_NoCtrl & ACI & DSI & GPM & SNCR & NGC | 0 | 0 | 0 | 0 | 0 | 0 | 0
00 Ret.Exist_Non-FBC_NoCtrl & ACI & DSI & GPM & WetFGD & SCR & CCS | 0 | 0 | 0 | 0 | 0 | 0 | 0
00 Ret.Exist_Non-FBC_NoCtrl & ACI & DSI & NGC | 0 | 0 | 0 | 0 | 0 | 0 | 0
00 Ret.Exist_Non-FBC_NoCtrl & ACI & DSI & SCR | 0 | 0 | 0 | 0 | 0 | 0 | 0
00 Ret.Exist_Non-FBC_NoCtrl & ACI & DSI & SCR & DRET | 0 | 0 | 0 | 0 | 0 | 0 | 0
00 Ret.Exist_Non-FBC_NoCtrl & ACI & DSI & SCR & NGC | 0 | 0 | 0 | 0 | 0 | 0 | 0
00 Ret.Exist_Non-FBC_NoCtrl & ACI & DSI & SNCR | 0 | 0 | 0 | 0 | 0 | 0 | 0
00 Ret.Exist_Non-FBC_NoCtrl & ACI & DSI & SNCR & DRET | 0 | 0 | 0 | 0 | 0 | 0 | 0
00 Ret.Exist_Non-FBC_NoCtrl & ACI & DSI & SNCR & NGC | 0 | 0 | 0 | 0 | 0 | 0 | 0
00 Ret.Exist_Non-FBC_NoCtrl & ACI & DSI & WetFGD & SCR & CCS | 0 | 0 | 0 | 0 | 0 | 0 | 0
00 Ret.Exist_Non-FBC_NoCtrl & ACI & GPM | 0 | 0 | 0 | 0 | 0 | 0 | 0
00 Ret.Exist_Non-FBC_NoCtrl & ACI & GPM & C2G | 0 | 0 | 0 | 0 | 0 | 0 | 0
00 Ret.Exist_Non-FBC_NoCtrl & ACI & GPM & C2G & SCR | 0 | 0 | 0 | 0 | 0 | 0 | 0
00 Ret.Exist_Non-FBC_NoCtrl & ACI & GPM & DRET | 0 | 0 | 0 | 0 | 0 | 0 | 0
00 Ret.Exist_Non-FBC_NoCtrl & ACI & GPM & NGC | 0 | 0 | 0 | 0 | 0 | 0 | 0
00 Ret.Exist_Non-FBC_NoCtrl & ACI & GPM & SCR | 0 | 0 | 0 | 0 | 0 | 0 | 0
00 Ret.Exist_Non-FBC_NoCtrl & ACI & GPM & SCR & DRET | 0 | 0 | 0 | 0 | 0 | 0 | 0
00 Ret.Exist_Non-FBC_NoCtrl & ACI & GPM & SCR & NGC | 0 | 0 | 0 | 0 | 0 | 0 | 0
00 Ret.Exist_Non-FBC_NoCtrl & ACI & GPM & SNCR | 0 | 0 | 0 | 0 | 0 | 0 | 0
00 Ret.Exist_Non-FBC_NoCtrl & ACI & GPM & SNCR & DRET | 0 | 0 | 0 | 0 | 0 | 0 | 0
00 Ret.Exist_Non-FBC_NoCtrl & ACI & GPM & SNCR & NGC | 0 | 0 | 0 | 0 | 0 | 0 | 0
00 Ret.Exist_Non-FBC_NoCtrl & ACI & GPM & WetFGD & SCR & CCS | 0 | 0 | 0 | 0 | 0 | 0 | 0
00 Ret.Exist_Non-FBC_NoCtrl & ACI & NGC | 0 | 0 | 0 | 0 | 0 | 0 | 0
00 Ret.Exist_Non-FBC_NoCtrl & ACI & SCR | 0 | 0 | 0 | 0 | 0 | 0 | 0
00 Ret.Exist_Non-FBC_NoCtrl & ACI & SCR & DRET | 0 | 0 | 0 | 0 | 0 | 0 | 0
00 Ret.Exist_Non-FBC_NoCtrl & ACI & SCR & NGC | 0 | 0 | 0 | 0 | 0 | 0 | 0
00 Ret.Exist_Non-FBC_NoCtrl & ACI & SNCR | 0 | 0 | 0 | 0 | 0 | 0 | 0
00 Ret.Exist_Non-FBC_NoCtrl & ACI & SNCR & DRET | 0 | 0 | 0 | 0 | 0 | 0 | 0
00 Ret.Exist_Non-FBC_NoCtrl & ACI & SNCR & NGC | 0 | 0 | 0 | 0 | 0 | 0 | 0
00 Ret.Exist_Non-FBC_NoCtrl & ACI & WetFGD & SCR & CCS | 0 | 0 | 0 | 0 | 0 | 0 | 0
00 Ret.Exist_Non-FBC_NoCtrl & C2G | 0 | 0 | 0 | 0 | 0 | 0 | 0
00 Ret.Exist_Non-FBC_NoCtrl & C2G & SCR | 0 | 0 | 0 | 0 | 0 | 0 | 0
00 Ret.Exist_Non-FBC_NoCtrl & DCCS | 0 | 0 | 0 | 0 | 0 | 0 | 0
00 Ret.Exist_Non-FBC_NoCtrl & DCCS & WetFGD & SCR & CCS | 0 | 0 | 0 | 0 | 0 | 0 | 0
00 Ret.Exist_Non-FBC_NoCtrl & DRET | 0 | 0 | 0 | 0 | 0 | 0 | 0
00 Ret.Exist_Non-FBC_NoCtrl & DSI | 0 | 0 | 0 | 0 | 0 | 0 | 0
00 Ret.Exist_Non-FBC_NoCtrl & DSI & C2G | 0 | 0 | 0 | 0 | 0 | 0 | 0
00 Ret.Exist_Non-FBC_NoCtrl & DSI & C2G & SCR | 0 | 0 | 0 | 0 | 0 | 0 | 0
00 Ret.Exist_Non-FBC_NoCtrl & DSI & DRET | 0 | 0 | 0 | 0 | 0 | 0 | 0
00 Ret.Exist_Non-FBC_NoCtrl & DSI & GPM | 0 | 0 | 0 | 0 | 0 | 0 | 0
00 Ret.Exist_Non-FBC_NoCtrl & DSI & GPM & C2G | 0 | 0 | 0 | 0 | 0 | 0 | 0
00 Ret.Exist_Non-FBC_NoCtrl & DSI & GPM & C2G & SCR | 0 | 0 | 0 | 0 | 0 | 0 | 0
00 Ret.Exist_Non-FBC_NoCtrl & DSI & GPM & DRET | 0 | 0 | 0 | 0 | 0 | 0 | 0
00 Ret.Exist_Non-FBC_NoCtrl & DSI & GPM & NGC | 0 | 0 | 0 | 0 | 0 | 0 | 0
00 Ret.Exist_Non-FBC_NoCtrl & DSI & GPM & SCR | 0 | 0 | 0 | 0 | 0 | 0 | 0
00 Ret.Exist_Non-FBC_NoCtrl & DSI & GPM & SCR & DRET | 0 | 0 | 0 | 0 | 0 | 0 | 0
00 Ret.Exist_Non-FBC_NoCtrl & DSI & GPM & SCR & NGC | 0 | 0 | 0 | 0 | 0 | 0 | 0
00 Ret.Exist_Non-FBC_NoCtrl & DSI & GPM & SNCR | 0 | 0 | 0 | 0 | 0 | 0 | 0
00 Ret.Exist_Non-FBC_NoCtrl & DSI & GPM & SNCR & DRET | 0 | 0 | 0 | 0 | 0 | 0 | 0
00 Ret.Exist_Non-FBC_NoCtrl & DSI & GPM & SNCR & NGC | 0 | 0 | 0 | 0 | 0 | 0 | 0
00 Ret.Exist_Non-FBC_NoCtrl & DSI & GPM & WetFGD & SCR & CCS | 0 | 0 | 0 | 0 | 0 | 0 | 0
00 Ret.Exist_Non-FBC_NoCtrl & DSI & NGC | 0 | 0 | 0 | 0 | 0 | 0 | 0
00 Ret.Exist_Non-FBC_NoCtrl & DSI & SCR | 0 | 0 | 0 | 0 | 0 | 0 | 0
00 Ret.Exist_Non-FBC_NoCtrl & DSI & SCR & DRET | 0 | 0 | 0 | 0 | 0 | 0 | 0
00 Ret.Exist_Non-FBC_NoCtrl & DSI & SCR & NGC | 0 | 0 | 0 | 0 | 0 | 0 | 0
00 Ret.Exist_Non-FBC_NoCtrl & DSI & SNCR | 0 | 0 | 0 | 0 | 0 | 0 | 0
00 Ret.Exist_Non-FBC_NoCtrl & DSI & SNCR & DRET | 0 | 0 | 0 | 0 | 0 | 0 | 0
00 Ret.Exist_Non-FBC_NoCtrl & DSI & SNCR & NGC | 0 | 0 | 0 | 0 | 0 | 0 | 0
00 Ret.Exist_Non-FBC_NoCtrl & DSI & WetFGD & SCR & CCS | 0 | 0 | 0 | 0 | 0 | 0 | 0
00 Ret.Exist_Non-FBC_NoCtrl & GPM | 0 | 0 | 0 | 0 | 0 | 0 | 0
00 Ret.Exist_Non-FBC_NoCtrl & GPM & C2G | 0 | 0 | 0 | 0 | 0 | 0 | 0
00 Ret.Exist_Non-FBC_NoCtrl & GPM & C2G & SCR | 0 | 0 | 0 | 0 | 0 | 0 | 0
00 Ret.Exist_Non-FBC_NoCtrl & GPM & DRET | 0 | 0 | 0 | 0 | 0 | 0 | 0
00 Ret.Exist_Non-FBC_NoCtrl & GPM & NGC | 0 | 0 | 0 | 0 | 0 | 0 | 0
00 Ret.Exist_Non-FBC_NoCtrl & GPM & SCR | 0 | 0 | 0 | 0 | 0 | 0 | 0
00 Ret.Exist_Non-FBC_NoCtrl & GPM & SCR & DRET | 0 | 0 | 0 | 0 | 0 | 0 | 0
00 Ret.Exist_Non-FBC_NoCtrl & GPM & SCR & NGC | 0 | 0 | 0 | 0 | 0 | 0 | 0
00 Ret.Exist_Non-FBC_NoCtrl & GPM & SNCR | 0 | 0 | 0 | 0 | 0 | 0 | 0
00 Ret.Exist_Non-FBC_NoCtrl & GPM & SNCR & DRET | 0 | 0 | 0 | 0 | 0 | 0 | 0
00 Ret.Exist_Non-FBC_NoCtrl & GPM & SNCR & NGC | 0 | 0 | 0 | 0 | 0 | 0 | 0
00 Ret.Exist_Non-FBC_NoCtrl & GPM & WetFGD & SCR & CCS | 0 | 0 | 0 | 0 | 0 | 0 | 0
00 Ret.Exist_Non-FBC_NoCtrl & NGC | 0 | 0 | 0 | 0 | 0 | 0 | 0
00 Ret.Exist_Non-FBC_NoCtrl & SCR | 0 | 0 | 0 | 0 | 0 | 0 | 0
00 Ret.Exist_Non-FBC_NoCtrl & SCR & C2G | 0 | 0 | 0 | 0 | 0 | 0 | 0
00 Ret.Exist_Non-FBC_NoCtrl & SCR & DRET | 0 | 0 | 0 | 0 | 0 | 0 | 0
00 Ret.Exist_Non-FBC_NoCtrl & SCR & NGC | 0 | 0 | 0 | 0 | 0 | 0 | 0
00 Ret.Exist_Non-FBC_NoCtrl & SCR & WetFGD & CCS | 0 | 0 | 0 | 0 | 0 | 0 | 0
00 Ret.Exist_Non-FBC_NoCtrl & SNCR | 0 | 0 | 0 | 0 | 0 | 0 | 0
00 Ret.Exist_Non-FBC_NoCtrl & SNCR & C2G | 0 | 0 | 0 | 0 | 0 | 0 | 0
00 Ret.Exist_Non-FBC_NoCtrl & SNCR & DRET | 0 | 0 | 0 | 0 | 0 | 0 | 0
00 Ret.Exist_Non-FBC_NoCtrl & SNCR & NGC | 0 | 0 | 0 | 0 | 0 | 0 | 0
00 Ret.Exist_Non-FBC_SCR_ACI & C2G | 0 | 0 | 0 | 0 | 0 | 0 | 0
00 Ret.Exist_Non-FBC_SCR_ACI & DCCS | 0 | 0 | 0 | 0 | 0 | 0 | 0
00 Ret.Exist_Non-FBC_SCR_ACI & DCCS & WetFGD & CCS | 0 | 0 | 0 | 0 | 0 | 0 | 0
00 Ret.Exist_Non-FBC_SCR_ACI & DRET | 0 | 0 | 0 | 0 | 0 | 0 | 0
00 Ret.Exist_Non-FBC_SCR_ACI & DSI | 0 | 0 | 0 | 0 | 0 | 0 | 0
00 Ret.Exist_Non-FBC_SCR_ACI & DSI & C2G | 0 | 0 | 0 | 0 | 0 | 0 | 0
00 Ret.Exist_Non-FBC_SCR_ACI & DSI & DRET | 0 | 0 | 0 | 0 | 0 | 0 | 0
00 Ret.Exist_Non-FBC_SCR_ACI & DSI & GPM | 0 | 0 | 0 | 0 | 0 | 0 | 0
00 Ret.Exist_Non-FBC_SCR_ACI & DSI & GPM & C2G | 0 | 0 | 0 | 0 | 0 | 0 | 0
00 Ret.Exist_Non-FBC_SCR_ACI & DSI & GPM & DRET | 0 | 0 | 0 | 0 | 0 | 0 | 0
00 Ret.Exist_Non-FBC_SCR_ACI & DSI & GPM & NGC | 0 | 0 | 0 | 0 | 0 | 0 | 0
00 Ret.Exist_Non-FBC_SCR_ACI & DSI & GPM & WetFGD & CCS | 0 | 0 | 0 | 0 | 0 | 0 | 0
00 Ret.Exist_Non-FBC_SCR_ACI & DSI & NGC | 0 | 0 | 0 | 0 | 0 | 0 | 0
00 Ret.Exist_Non-FBC_SCR_ACI & DSI & WetFGD & CCS | 0 | 0 | 0 | 0 | 0 | 0 | 0
00 Ret.Exist_Non-FBC_SCR_ACI & GPM | 0 | 0 | 0 | 0 | 0 | 0 | 0
00 Ret.Exist_Non-FBC_SCR_ACI & GPM & C2G | 0 | 0 | 0 | 0 | 0 | 0 | 0
00 Ret.Exist_Non-FBC_SCR_ACI & GPM & DRET | 0 | 0 | 0 | 0 | 0 | 0 | 0
00 Ret.Exist_Non-FBC_SCR_ACI & GPM & NGC | 0 | 0 | 0 | 0 | 0 | 0 | 0
00 Ret.Exist_Non-FBC_SCR_ACI & GPM & WetFGD & CCS | 0 | 0 | 0 | 0 | 0 | 0 | 0
00 Ret.Exist_Non-FBC_SCR_ACI & NGC | 0 | 0 | 0 | 0 | 0 | 0 | 0
00 Ret.Exist_Non-FBC_SCR_ACI & WetFGD & CCS | 0 | 0 | 0 | 0 | 0 | 0 | 0
00 Ret.Exist_Non-FBC_SCR_ACI_DSI & C2G | 0 | 0 | 0 | 0 | 0 | 0 | 0
00 Ret.Exist_Non-FBC_SCR_ACI_DSI & DCCS | 0 | 0 | 0 | 0 | 0 | 0 | 0
00 Ret.Exist_Non-FBC_SCR_ACI_DSI & DCCS & WetFGD & CCS | 0 | 0 | 0 | 0 | 0 | 0 | 0
00 Ret.Exist_Non-FBC_SCR_ACI_DSI & DRET | 0 | 0 | 0 | 0 | 0 | 0 | 0
00 Ret.Exist_Non-FBC_SCR_ACI_DSI & GPM | 0 | 0 | 0 | 0 | 0 | 0 | 0
00 Ret.Exist_Non-FBC_SCR_ACI_DSI & GPM & C2G | 0 | 0 | 0 | 0 | 0 | 0 | 0
00 Ret.Exist_Non-FBC_SCR_ACI_DSI & GPM & DRET | 0 | 0 | 0 | 0 | 0 | 0 | 0
00 Ret.Exist_Non-FBC_SCR_ACI_DSI & GPM & NGC | 0 | 0 | 0 | 0 | 0 | 0 | 0
00 Ret.Exist_Non-FBC_SCR_ACI_DSI & GPM & WetFGD & CCS | 0 | 0 | 0 | 0 | 0 | 0 | 0
00 Ret.Exist_Non-FBC_SCR_ACI_DSI & NGC | 0 | 0 | 0 | 0 | 0 | 0 | 0
00 Ret.Exist_Non-FBC_SCR_ACI_DSI & WetFGD & CCS | 0 | 0 | 0 | 0 | 0 | 0 | 0
00 Ret.Exist_Non-FBC_SNCR_ACI & C2G | 0 | 0 | 0 | 0 | 0 | 0 | 0
00 Ret.Exist_Non-FBC_SNCR_ACI & C2G & SCR | 0 | 0 | 0 | 0 | 0 | 0 | 0
00 Ret.Exist_Non-FBC_SNCR_ACI & DRET | 0 | 0 | 0 | 0 | 0 | 0 | 0
00 Ret.Exist_Non-FBC_SNCR_ACI & DSI | 0 | 0 | 0 | 0 | 0 | 0 | 0
00 Ret.Exist_Non-FBC_SNCR_ACI & DSI & C2G | 0 | 0 | 0 | 0 | 0 | 0 | 0
00 Ret.Exist_Non-FBC_SNCR_ACI & DSI & C2G & SCR | 0 | 0 | 0 | 0 | 0 | 0 | 0
00 Ret.Exist_Non-FBC_SNCR_ACI & DSI & DRET | 0 | 0 | 0 | 0 | 0 | 0 | 0
00 Ret.Exist_Non-FBC_SNCR_ACI & DSI & NGC | 0 | 0 | 0 | 0 | 0 | 0 | 0
00 Ret.Exist_Non-FBC_SNCR_ACI & DSI & SCR | 0 | 0 | 0 | 0 | 0 | 0 | 0
00 Ret.Exist_Non-FBC_SNCR_ACI & DSI & SCR & DRET | 0 | 0 | 0 | 0 | 0 | 0 | 0
00 Ret.Exist_Non-FBC_SNCR_ACI & DSI & SCR & NGC | 0 | 0 | 0 | 0 | 0 | 0 | 0
00 Ret.Exist_Non-FBC_SNCR_ACI & DSI & WetFGD & SCR & CCS | 0 | 0 | 0 | 0 | 0 | 0 | 0
00 Ret.Exist_Non-FBC_SNCR_ACI & GPM | 0 | 0 | 0 | 0 | 0 | 0 | 0
00 Ret.Exist_Non-FBC_SNCR_ACI & GPM & C2G | 0 | 0 | 0 | 0 | 0 | 0 | 0
00 Ret.Exist_Non-FBC_SNCR_ACI & GPM & C2G & SCR | 0 | 0 | 0 | 0 | 0 | 0 | 0
00 Ret.Exist_Non-FBC_SNCR_ACI & GPM & DRET | 0 | 0 | 0 | 0 | 0 | 0 | 0
00 Ret.Exist_Non-FBC_SNCR_ACI & GPM & NGC | 0 | 0 | 0 | 0 | 0 | 0 | 0
00 Ret.Exist_Non-FBC_SNCR_ACI & GPM & SCR | 0 | 0 | 0 | 0 | 0 | 0 | 0
00 Ret.Exist_Non-FBC_SNCR_ACI & GPM & SCR & DRET | 0 | 0 | 0 | 0 | 0 | 0 | 0
00 Ret.Exist_Non-FBC_SNCR_ACI & GPM & SCR & NGC | 0 | 0 | 0 | 0 | 0 | 0 | 0
00 Ret.Exist_Non-FBC_SNCR_ACI & GPM & WetFGD & SCR & CCS | 0 | 0 | 0 | 0 | 0 | 0 | 0
00 Ret.Exist_Non-FBC_SNCR_ACI & NGC | 0 | 0 | 0 | 0 | 0 | 0 | 0
00 Ret.Exist_Non-FBC_SNCR_ACI & SCR | 0 | 0 | 0 | 0 | 0 | 0 | 0
00 Ret.Exist_Non-FBC_SNCR_ACI & SCR & C2G | 0 | 0 | 0 | 0 | 0 | 0 | 0
00 Ret.Exist_Non-FBC_SNCR_ACI & SCR & DRET | 0 | 0 | 0 | 0 | 0 | 0 | 0
00 Ret.Exist_Non-FBC_SNCR_ACI & SCR & NGC | 0 | 0 | 0 | 0 | 0 | 0 | 0
00 Ret.Exist_Non-FBC_SNCR_ACI & SCR & WetFGD & CCS | 0 | 0 | 0 | 0 | 0 | 0 | 0
00 Ret.Exist_Non-FBC_SNCR_ACI_DSI & C2G | 0 | 0 | 0 | 0 | 0 | 0 | 0
00 Ret.Exist_Non-FBC_SNCR_ACI_DSI & C2G & SCR | 0 | 0 | 0 | 0 | 0 | 0 | 0
00 Ret.Exist_Non-FBC_SNCR_ACI_DSI & DCCS | 0 | 0 | 0 | 0 | 0 | 0 | 0
00 Ret.Exist_Non-FBC_SNCR_ACI_DSI & DCCS & WetFGD & SCR & CCS | 0 | 0 | 0 | 0 | 0 | 0 | 0
00 Ret.Exist_Non-FBC_SNCR_ACI_DSI & DRET | 0 | 0 | 0 | 0 | 0 | 0 | 0
00 Ret.Exist_Non-FBC_SNCR_ACI_DSI & GPM | 0 | 0 | 0 | 0 | 0 | 0 | 0
00 Ret.Exist_Non-FBC_SNCR_ACI_DSI & GPM & C2G | 0 | 0 | 0 | 0 | 0 | 0 | 0
00 Ret.Exist_Non-FBC_SNCR_ACI_DSI & GPM & C2G & SCR | 0 | 0 | 0 | 0 | 0 | 0 | 0
00 Ret.Exist_Non-FBC_SNCR_ACI_DSI & GPM & DRET | 0 | 0 | 0 | 0 | 0 | 0 | 0
00 Ret.Exist_Non-FBC_SNCR_ACI_DSI & GPM & NGC | 0 | 0 | 0 | 0 | 0 | 0 | 0
00 Ret.Exist_Non-FBC_SNCR_ACI_DSI & GPM & SCR | 0 | 0 | 0 | 0 | 0 | 0 | 0
00 Ret.Exist_Non-FBC_SNCR_ACI_DSI & GPM & SCR & DRET | 0 | 0 | 0 | 0 | 0 | 0 | 0
00 Ret.Exist_Non-FBC_SNCR_ACI_DSI & GPM & SCR & NGC | 0 | 0 | 0 | 0 | 0 | 0 | 0
00 Ret.Exist_Non-FBC_SNCR_ACI_DSI & GPM & WetFGD & SCR & CCS | 0 | 0 | 0 | 0 | 0 | 0 | 0
00 Ret.Exist_Non-FBC_SNCR_ACI_DSI & NGC | 0 | 0 | 0 | 0 | 0 | 0 | 0
00 Ret.Exist_Non-FBC_SNCR_ACI_DSI & SCR | 0 | 0 | 0 | 0 | 0 | 0 | 0
00 Ret.Exist_Non-FBC_SNCR_ACI_DSI & SCR & C2G | 0 | 0 | 0 | 0 | 0 | 0 | 0
00 Ret.Exist_Non-FBC_SNCR_ACI_DSI & SCR & DRET | 0 | 0 | 0 | 0 | 0 | 0 | 0
00 Ret.Exist_Non-FBC_SNCR_ACI_DSI & SCR & NGC | 0 | 0 | 0 | 0 | 0 | 0 | 0
00 Ret.Exist_Non-FBC_SNCR_ACI_DSI & SCR & WetFGD & CCS | 0 | 0 | 0 | 0 | 0 | 0 | 0
00 Ret.Exist_Non-FBC_WetFGD & ACI | 0 | 0 | 0 | 0 | 0 | 0 | 0
00 Ret.Exist_Non-FBC_WetFGD & ACI & C2G | 0 | 0 | 0 | 0 | 0 | 0 | 0
00 Ret.Exist_Non-FBC_WetFGD & ACI & C2G & SCR | 0 | 0 | 0 | 0 | 0 | 0 | 0
00 Ret.Exist_Non-FBC_WetFGD & ACI & DRET | 0 | 0 | 0 | 0 | 0 | 0 | 0
00 Ret.Exist_Non-FBC_WetFGD & ACI & GPM | 0 | 0 | 0 | 0 | 0 | 0 | 0
00 Ret.Exist_Non-FBC_WetFGD & ACI & GPM & C2G | 0 | 0 | 0 | 0 | 0 | 0 | 0
00 Ret.Exist_Non-FBC_WetFGD & ACI & GPM & C2G & SCR | 0 | 0 | 0 | 0 | 0 | 0 | 0
00 Ret.Exist_Non-FBC_WetFGD & ACI & GPM & DRET | 0 | 0 | 0 | 0 | 0 | 0 | 0
00 Ret.Exist_Non-FBC_WetFGD & ACI & GPM & NGC | 0 | 0 | 0 | 0 | 0 | 0 | 0
00 Ret.Exist_Non-FBC_WetFGD & ACI & GPM & SCR | 0 | 0 | 0 | 0 | 0 | 0 | 0
00 Ret.Exist_Non-FBC_WetFGD & ACI & GPM & SCR & CCS | 0 | 0 | 0 | 0 | 0 | 0 | 0
00 Ret.Exist_Non-FBC_WetFGD & ACI & GPM & SCR & DRET | 0 | 0 | 0 | 0 | 0 | 0 | 0
00 Ret.Exist_Non-FBC_WetFGD & ACI & GPM & SCR & NGC | 0 | 0 | 0 | 0 | 0 | 0 | 0
00 Ret.Exist_Non-FBC_WetFGD & ACI & GPM & SNCR | 0 | 0 | 0 | 0 | 0 | 0 | 0
00 Ret.Exist_Non-FBC_WetFGD & ACI & GPM & SNCR & DRET | 0 | 0 | 0 | 0 | 0 | 0 | 0
00 Ret.Exist_Non-FBC_WetFGD & ACI & GPM & SNCR & NGC | 0 | 0 | 0 | 0 | 0 | 0 | 0
00 Ret.Exist_Non-FBC_WetFGD & ACI & NGC | 0 | 0 | 0 | 0 | 0 | 0 | 0
00 Ret.Exist_Non-FBC_WetFGD & ACI & SCR | 0 | 0 | 0 | 0 | 0 | 0 | 0
00 Ret.Exist_Non-FBC_WetFGD & ACI & SCR & CCS | 0 | 0 | 0 | 0 | 0 | 0 | 0
00 Ret.Exist_Non-FBC_WetFGD & ACI & SCR & DRET | 0 | 0 | 0 | 0 | 0 | 0 | 0
00 Ret.Exist_Non-FBC_WetFGD & ACI & SCR & NGC | 0 | 0 | 0 | 0 | 0 | 0 | 0
00 Ret.Exist_Non-FBC_WetFGD & ACI & SNCR | 0 | 0 | 0 | 0 | 0 | 0 | 0
00 Ret.Exist_Non-FBC_WetFGD & ACI & SNCR & DRET | 0 | 0 | 0 | 0 | 0 | 0 | 0
00 Ret.Exist_Non-FBC_WetFGD & ACI & SNCR & NGC | 0 | 0 | 0 | 0 | 0 | 0 | 0
00 Ret.Exist_Non-FBC_WetFGD & C2G | 0 | 0 | 0 | 0 | 0 | 0 | 0
00 Ret.Exist_Non-FBC_WetFGD & C2G & SCR | 0 | 0 | 0 | 0 | 0 | 0 | 0
00 Ret.Exist_Non-FBC_WetFGD & DRET | 0 | 0 | 0 | 0 | 0 | 0 | 0
00 Ret.Exist_Non-FBC_WetFGD & DCCS | 0 | 0 | 0 | 0 | 0 | 0 | 0
00 Ret.Exist_Non-FBC_WetFGD & DCCS & SCR & CCS | 0 | 0 | 0 | 0 | 0 | 0 | 0
00 Ret.Exist_Non-FBC_WetFGD & GPM | 0 | 0 | 0 | 0 | 0 | 0 | 0
00 Ret.Exist_Non-FBC_WetFGD & GPM & C2G | 0 | 0 | 0 | 0 | 0 | 0 | 0
00 Ret.Exist_Non-FBC_WetFGD & GPM & C2G & SCR | 0 | 0 | 0 | 0 | 0 | 0 | 0
00 Ret.Exist_Non-FBC_WetFGD & GPM & DRET | 0 | 0 | 0 | 0 | 0 | 0 | 0
00 Ret.Exist_Non-FBC_WetFGD & GPM & NGC | 0 | 0 | 0 | 0 | 0 | 0 | 0
00 Ret.Exist_Non-FBC_WetFGD & GPM & SCR | 0 | 0 | 0 | 0 | 0 | 0 | 0
00 Ret.Exist_Non-FBC_WetFGD & GPM & SCR & CCS | 0 | 0 | 0 | 0 | 0 | 0 | 0
00 Ret.Exist_Non-FBC_WetFGD & GPM & SCR & DRET | 0 | 0 | 0 | 0 | 0 | 0 | 0
00 Ret.Exist_Non-FBC_WetFGD & GPM & SCR & NGC | 0 | 0 | 0 | 0 | 0 | 0 | 0
00 Ret.Exist_Non-FBC_WetFGD & GPM & SNCR | 0 | 0 | 0 | 0 | 0 | 0 | 0
00 Ret.Exist_Non-FBC_WetFGD & GPM & SNCR & DRET | 0 | 0 | 0 | 0 | 0 | 0 | 0
00 Ret.Exist_Non-FBC_WetFGD & GPM & SNCR & NGC | 0 | 0 | 0 | 0 | 0 | 0 | 0
00 Ret.Exist_Non-FBC_WetFGD & NGC | 0 | 0 | 0 | 0 | 0 | 0 | 0
00 Ret.Exist_Non-FBC_WetFGD & SCR | 0 | 787.4437 | 0 | 0 | 0 | 0 | 0
00 Ret.Exist_Non-FBC_WetFGD & SCR & C2G | 0 | 0 | 0 | 0 | 0 | 0 | 0
00 Ret.Exist_Non-FBC_WetFGD & SCR & CCS | 0 | 0 | 0 | 0 | 0 | 0 | 0
00 Ret.Exist_Non-FBC_WetFGD & SCR & DRET | 0 | 0 | 0 | 0 | 0 | 0 | 0
00 Ret.Exist_Non-FBC_WetFGD & SCR & NGC | 0 | 0 | 0 | 0 | 0 | 0 | 0
00 Ret.Exist_Non-FBC_WetFGD & SNCR | 0 | 0 | 0 | 0 | 0 | 0 | 0
00 Ret.Exist_Non-FBC_WetFGD & SNCR & C2G | 0 | 0 | 0 | 0 | 0 | 0 | 0
00 Ret.Exist_Non-FBC_WetFGD & SNCR & DRET | 0 | 0 | 0 | 0 | 0 | 0 | 0
00 Ret.Exist_Non-FBC_WetFGD & SNCR & NGC | 0 | 0 | 0 | 0 | 0 | 0 | 0
00 Ret.Exist_Non-FBC_WetFGD_ACI & C2G | 187.464 | 187.464 | 137.2484 | 0 | 0 | 0 | 0
00 Ret.Exist_Non-FBC_WetFGD_ACI & C2G & SCR | 0 | 0 | 0 | 0 | 0 | 0 | 0
00 Ret.Exist_Non-FBC_WetFGD_ACI & DCCS | 0 | 0 | 0 | 0 | 0 | 0 | 0
00 Ret.Exist_Non-FBC_WetFGD_ACI & DCCS & SCR & CCS | 0 | 0 | 0 | 0 | 0 | 0 | 0
00 Ret.Exist_Non-FBC_WetFGD_ACI & DRET | 0 | 0 | 0 | 0 | 0 | 0 | 0
00 Ret.Exist_Non-FBC_WetFGD_ACI & GPM | 0 | 0 | 0 | 0 | 0 | 0 | 0
00 Ret.Exist_Non-FBC_WetFGD_ACI & GPM & C2G | 0 | 0 | 0 | 0 | 0 | 0 | 0
00 Ret.Exist_Non-FBC_WetFGD_ACI & GPM & C2G & SCR | 0 | 0 | 0 | 0 | 0 | 0 | 0
00 Ret.Exist_Non-FBC_WetFGD_ACI & GPM & DRET | 0 | 0 | 0 | 0 | 0 | 0 | 0
00 Ret.Exist_Non-FBC_WetFGD_ACI & GPM & NGC | 0 | 0 | 0 | 0 | 0 | 0 | 0
00 Ret.Exist_Non-FBC_WetFGD_ACI & GPM & SCR | 0 | 0 | 0 | 0 | 0 | 0 | 0
00 Ret.Exist_Non-FBC_WetFGD_ACI & GPM & SCR & CCS | 0 | 0 | 0 | 0 | 0 | 0 | 0
00 Ret.Exist_Non-FBC_WetFGD_ACI & GPM & SCR & DRET | 0 | 0 | 0 | 0 | 0 | 0 | 0
00 Ret.Exist_Non-FBC_WetFGD_ACI & GPM & SCR & NGC | 0 | 0 | 0 | 0 | 0 | 0 | 0
00 Ret.Exist_Non-FBC_WetFGD_ACI & GPM & SNCR | 0 | 0 | 0 | 0 | 0 | 0 | 0
00 Ret.Exist_Non-FBC_WetFGD_ACI & GPM & SNCR & DRET | 0 | 0 | 0 | 0 | 0 | 0 | 0
00 Ret.Exist_Non-FBC_WetFGD_ACI & GPM & SNCR & NGC | 0 | 0 | 0 | 0 | 0 | 0 | 0
00 Ret.Exist_Non-FBC_WetFGD_ACI & NGC | 0 | 0 | 0 | 0 | 0 | 0 | 0
00 Ret.Exist_Non-FBC_WetFGD_ACI & SCR | 0 | 5411.476 | 0 | 0 | 0 | 0 | 0
00 Ret.Exist_Non-FBC_WetFGD_ACI & SCR & C2G | 0 | 0 | 0 | 0 | 0 | 0 | 0
00 Ret.Exist_Non-FBC_WetFGD_ACI & SCR & CCS | 0 | 0 | 5494.6105 | 5494.6105 | 617.3454 | 637.3856 | 637.3856
00 Ret.Exist_Non-FBC_WetFGD_ACI & SCR & DRET | 0 | 0 | 0 | 0 | 0 | 0 | 0
00 Ret.Exist_Non-FBC_WetFGD_ACI & SCR & NGC | 0 | 0 | 0 | 0 | 0 | 0 | 0
00 Ret.Exist_Non-FBC_WetFGD_ACI & SNCR | 0 | 0 | 0 | 0 | 0 | 0 | 0
00 Ret.Exist_Non-FBC_WetFGD_ACI & SNCR & C2G | 0 | 0 | 0 | 0 | 0 | 0 | 0
00 Ret.Exist_Non-FBC_WetFGD_ACI & SNCR & DRET | 0 | 0 | 0 | 0 | 0 | 0 | 0
00 Ret.Exist_Non-FBC_WetFGD_ACI & SNCR & NGC | 0 | 0 | 0 | 0 | 0 | 0 | 0
00 Ret.Exist_Non-FBC_WetFGD_ACI_DSI & C2G | 0 | 0 | 0 | 0 | 0 | 0 | 0
00 Ret.Exist_Non-FBC_WetFGD_ACI_DSI & C2G & SCR | 0 | 0 | 0 | 0 | 0 | 0 | 0
00 Ret.Exist_Non-FBC_WetFGD_ACI_DSI & DCCS | 0 | 0 | 0 | 0 | 0 | 0 | 0
00 Ret.Exist_Non-FBC_WetFGD_ACI_DSI & DCCS & SCR & CCS | 0 | 0 | 0 | 0 | 0 | 0 | 0
00 Ret.Exist_Non-FBC_WetFGD_ACI_DSI & DRET | 0 | 0 | 0 | 0 | 0 | 0 | 0
00 Ret.Exist_Non-FBC_WetFGD_ACI_DSI & GPM | 0 | 0 | 0 | 0 | 0 | 0 | 0
00 Ret.Exist_Non-FBC_WetFGD_ACI_DSI & GPM & C2G | 0 | 0 | 0 | 0 | 0 | 0 | 0
00 Ret.Exist_Non-FBC_WetFGD_ACI_DSI & GPM & C2G & SCR | 0 | 0 | 0 | 0 | 0 | 0 | 0
00 Ret.Exist_Non-FBC_WetFGD_ACI_DSI & GPM & DRET | 0 | 0 | 0 | 0 | 0 | 0 | 0
00 Ret.Exist_Non-FBC_WetFGD_ACI_DSI & GPM & NGC | 0 | 0 | 0 | 0 | 0 | 0 | 0
00 Ret.Exist_Non-FBC_WetFGD_ACI_DSI & GPM & SCR | 0 | 0 | 0 | 0 | 0 | 0 | 0
00 Ret.Exist_Non-FBC_WetFGD_ACI_DSI & GPM & SCR & CCS | 0 | 0 | 0 | 0 | 0 | 0 | 0
00 Ret.Exist_Non-FBC_WetFGD_ACI_DSI & GPM & SCR & DRET | 0 | 0 | 0 | 0 | 0 | 0 | 0
00 Ret.Exist_Non-FBC_WetFGD_ACI_DSI & GPM & SCR & NGC | 0 | 0 | 0 | 0 | 0 | 0 | 0
00 Ret.Exist_Non-FBC_WetFGD_ACI_DSI & GPM & SNCR | 0 | 0 | 0 | 0 | 0 | 0 | 0
00 Ret.Exist_Non-FBC_WetFGD_ACI_DSI & GPM & SNCR & DRET | 0 | 0 | 0 | 0 | 0 | 0 | 0
00 Ret.Exist_Non-FBC_WetFGD_ACI_DSI & GPM & SNCR & NGC | 0 | 0 | 0 | 0 | 0 | 0 | 0
00 Ret.Exist_Non-FBC_WetFGD_ACI_DSI & NGC | 0 | 0 | 0 | 0 | 0 | 0 | 0
00 Ret.Exist_Non-FBC_WetFGD_ACI_DSI & SCR | 0 | 0 | 0 | 0 | 0 | 0 | 0
00 Ret.Exist_Non-FBC_WetFGD_ACI_DSI & SCR & C2G | 0 | 0 | 0 | 0 | 0 | 0 | 0
00 Ret.Exist_Non-FBC_WetFGD_ACI_DSI & SCR & CCS | 0 | 0 | 0 | 0 | 0 | 0 | 0
00 Ret.Exist_Non-FBC_WetFGD_ACI_DSI & SCR & DRET | 0 | 0 | 0 | 0 | 0 | 0 | 0
00 Ret.Exist_Non-FBC_WetFGD_ACI_DSI & SCR & NGC | 0 | 0 | 0 | 0 | 0 | 0 | 0
00 Ret.Exist_Non-FBC_WetFGD_ACI_DSI & SNCR | 0 | 0 | 0 | 0 | 0 | 0 | 0
00 Ret.Exist_Non-FBC_WetFGD_ACI_DSI & SNCR & C2G | 0 | 0 | 0 | 0 | 0 | 0 | 0
00 Ret.Exist_Non-FBC_WetFGD_ACI_DSI & SNCR & DRET | 0 | 0 | 0 | 0 | 0 | 0 | 0
00 Ret.Exist_Non-FBC_WetFGD_ACI_DSI & SNCR & NGC | 0 | 0 | 0 | 0 | 0 | 0 | 0
00 Ret.Exist_Non-FBC_WetFGD_SCR & ACI | 0 | 0 | 0 | 0 | 0 | 0 | 0
00 Ret.Exist_Non-FBC_WetFGD_SCR & ACI & C2G | 0 | 0 | 0 | 0 | 0 | 0 | 0
00 Ret.Exist_Non-FBC_WetFGD_SCR & ACI & CCS | 0 | 0 | 0 | 0 | 0 | 0 | 0
00 Ret.Exist_Non-FBC_WetFGD_SCR & DCCS | 0 | 0 | 0 | 0 | 0 | 0 | 0
00 Ret.Exist_Non-FBC_WetFGD_SCR & DCCS & CCS | 0 | 0 | 0 | 0 | 0 | 0 | 0
00 Ret.Exist_Non-FBC_WetFGD_SCR & ACI & DRET | 0 | 0 | 0 | 0 | 0 | 0 | 0
00 Ret.Exist_Non-FBC_WetFGD_SCR & ACI & GPM | 0 | 0 | 0 | 0 | 0 | 0 | 0
00 Ret.Exist_Non-FBC_WetFGD_SCR & ACI & GPM & C2G | 0 | 0 | 0 | 0 | 0 | 0 | 0
00 Ret.Exist_Non-FBC_WetFGD_SCR & ACI & GPM & CCS | 0 | 0 | 0 | 0 | 0 | 0 | 0
00 Ret.Exist_Non-FBC_WetFGD_SCR & ACI & GPM & DRET | 0 | 0 | 0 | 0 | 0 | 0 | 0
00 Ret.Exist_Non-FBC_WetFGD_SCR & ACI & GPM & NGC | 0 | 0 | 0 | 0 | 0 | 0 | 0
00 Ret.Exist_Non-FBC_WetFGD_SCR & ACI & NGC | 0 | 0 | 0 | 0 | 0 | 0 | 0
00 Ret.Exist_Non-FBC_WetFGD_SCR & C2G | 262.2231 | 273.2777 | 273.2777 | 216.2663 | 149.8743 | 240.4654 | 266.129
00 Ret.Exist_Non-FBC_WetFGD_SCR & CCS | 0 | 57.3116 | 19316.1167 | 19316.1167 | 57.3116 | 57.3116 | 57.3116
00 Ret.Exist_Non-FBC_WetFGD_SCR & DRET | 0 | 0 | 0 | 0 | 0 | 0 | 0
00 Ret.Exist_Non-FBC_WetFGD_SCR & GPM | 0 | 0 | 0 | 0 | 0 | 0 | 0
00 Ret.Exist_Non-FBC_WetFGD_SCR & GPM & C2G | 0 | 0 | 0 | 0 | 0 | 0 | 0
00 Ret.Exist_Non-FBC_WetFGD_SCR & GPM & CCS | 0 | 0 | 0 | 0 | 0 | 0 | 0
00 Ret.Exist_Non-FBC_WetFGD_SCR & GPM & DRET | 0 | 0 | 0 | 0 | 0 | 0 | 0
00 Ret.Exist_Non-FBC_WetFGD_SCR & GPM & NGC | 0 | 0 | 0 | 0 | 0 | 0 | 0
00 Ret.Exist_Non-FBC_WetFGD_SCR & NGC | 0 | 0 | 0 | 0 | 0 | 0 | 0
00 Ret.Exist_Non-FBC_WetFGD_SCR_ACI & C2G | 137.532 | 137.532 | 137.532 | 137.532 | 137.532 | 137.532 | 137.532
00 Ret.Exist_Non-FBC_WetFGD_SCR_ACI & CCS | 0 | 0 | 10622.6466 | 10283.9225 | 369.6166 | 369.6166 | 369.6166
00 Ret.Exist_Non-FBC_WetFGD_SCR_ACI & DCCS | 0 | 0 | 0 | 0 | 0 | 0 | 0
00 Ret.Exist_Non-FBC_WetFGD_SCR_ACI & DCCS & CCS | 0 | 0 | 0 | 0 | 0 | 0 | 0
00 Ret.Exist_Non-FBC_WetFGD_SCR_ACI & DRET | 0 | 0 | 0 | 0 | 0 | 0 | 0
00 Ret.Exist_Non-FBC_WetFGD_SCR_ACI & GPM | 0 | 0 | 0 | 0 | 0 | 0 | 0
00 Ret.Exist_Non-FBC_WetFGD_SCR_ACI & GPM & C2G | 0 | 0 | 0 | 0 | 0 | 0 | 0
00 Ret.Exist_Non-FBC_WetFGD_SCR_ACI & GPM & CCS | 0 | 0 | 0 | 0 | 0 | 0 | 0
00 Ret.Exist_Non-FBC_WetFGD_SCR_ACI & GPM & DRET | 0 | 0 | 0 | 0 | 0 | 0 | 0
00 Ret.Exist_Non-FBC_WetFGD_SCR_ACI & GPM & NGC | 0 | 0 | 0 | 0 | 0 | 0 | 0
00 Ret.Exist_Non-FBC_WetFGD_SCR_ACI & NGC | 0 | 0 | 0 | 0 | 0 | 0 | 0
00 Ret.Exist_Non-FBC_WetFGD_SCR_ACI_DSI & C2G | 0 | 0 | 0 | 0 | 0 | 0 | 0
00 Ret.Exist_Non-FBC_WetFGD_SCR_ACI_DSI & CCS | 0 | 0 | 12355.7398 | 12355.7398 | 0 | 0 | 0
00 Ret.Exist_Non-FBC_WetFGD_SCR_ACI_DSI & DCCS | 0 | 0 | 0 | 0 | 0 | 0 | 0
00 Ret.Exist_Non-FBC_WetFGD_SCR_ACI_DSI & DCCS & CCS | 0 | 0 | 0 | 0 | 0 | 0 | 0
00 Ret.Exist_Non-FBC_WetFGD_SCR_ACI_DSI & DRET | 0 | 0 | 0 | 0 | 0 | 0 | 0
00 Ret.Exist_Non-FBC_WetFGD_SCR_ACI_DSI & GPM | 0 | 0 | 0 | 0 | 0 | 0 | 0
00 Ret.Exist_Non-FBC_WetFGD_SCR_ACI_DSI & GPM & C2G | 0 | 0 | 0 | 0 | 0 | 0 | 0
00 Ret.Exist_Non-FBC_WetFGD_SCR_ACI_DSI & GPM & CCS | 0 | 0 | 0 | 0 | 0 | 0 | 0
00 Ret.Exist_Non-FBC_WetFGD_SCR_ACI_DSI & GPM & DRET | 0 | 0 | 0 | 0 | 0 | 0 | 0
00 Ret.Exist_Non-FBC_WetFGD_SCR_ACI_DSI & GPM & NGC | 0 | 0 | 0 | 0 | 0 | 0 | 0
00 Ret.Exist_Non-FBC_WetFGD_SCR_ACI_DSI & NGC | 0 | 0 | 0 | 0 | 0 | 0 | 0
00 Ret.Exist_Non-FBC_WetFGD_SCR_DSI & ACI | 0 | 0 | 0 | 0 | 0 | 0 | 0
00 Ret.Exist_Non-FBC_WetFGD_SCR_DSI & ACI & C2G | 0 | 0 | 0 | 0 | 0 | 0 | 0
00 Ret.Exist_Non-FBC_WetFGD_SCR_DSI & ACI & CCS | 0 | 0 | 0 | 0 | 0 | 0 | 0
00 Ret.Exist_Non-FBC_WetFGD_SCR_DSI & ACI & DRET | 0 | 0 | 0 | 0 | 0 | 0 | 0
00 Ret.Exist_Non-FBC_WetFGD_SCR_DSI & ACI & GPM | 0 | 0 | 0 | 0 | 0 | 0 | 0
00 Ret.Exist_Non-FBC_WetFGD_SCR_DSI & ACI & GPM & C2G | 0 | 0 | 0 | 0 | 0 | 0 | 0
00 Ret.Exist_Non-FBC_WetFGD_SCR_DSI & ACI & GPM & CCS | 0 | 0 | 0 | 0 | 0 | 0 | 0
00 Ret.Exist_Non-FBC_WetFGD_SCR_DSI & ACI & GPM & DRET | 0 | 0 | 0 | 0 | 0 | 0 | 0
00 Ret.Exist_Non-FBC_WetFGD_SCR_DSI & ACI & GPM & NGC | 0 | 0 | 0 | 0 | 0 | 0 | 0
00 Ret.Exist_Non-FBC_WetFGD_SCR_DSI & ACI & NGC | 0 | 0 | 0 | 0 | 0 | 0 | 0
00 Ret.Exist_Non-FBC_WetFGD_SCR_DSI & C2G | 1779.8105 | 1780.6655 | 81.8184 | 81.8184 | 81.8184 | 81.8184 | 81.8184
00 Ret.Exist_Non-FBC_WetFGD_SCR_DSI & CCS | 0 | 0 | 0 | 0 | 0 | 0 | 0
00 Ret.Exist_Non-FBC_WetFGD_SCR_DSI & DCCS | 0 | 0 | 0 | 0 | 0 | 0 | 0
00 Ret.Exist_Non-FBC_WetFGD_SCR_DSI & DCCS & CCS | 0 | 0 | 0 | 0 | 0 | 0 | 0
00 Ret.Exist_Non-FBC_WetFGD_SCR_DSI & DRET | 0 | 0 | 0 | 0 | 0 | 0 | 0
00 Ret.Exist_Non-FBC_WetFGD_SCR_DSI & GPM | 0 | 0 | 0 | 0 | 0 | 0 | 0
00 Ret.Exist_Non-FBC_WetFGD_SCR_DSI & GPM & C2G | 0 | 0 | 0 | 0 | 0 | 0 | 0
00 Ret.Exist_Non-FBC_WetFGD_SCR_DSI & GPM & CCS | 0 | 0 | 0 | 0 | 0 | 0 | 0
00 Ret.Exist_Non-FBC_WetFGD_SCR_DSI & GPM & DRET | 0 | 0 | 0 | 0 | 0 | 0 | 0
00 Ret.Exist_Non-FBC_WetFGD_SCR_DSI & GPM & NGC | 0 | 0 | 0 | 0 | 0 | 0 | 0
00 Ret.Exist_Non-FBC_WetFGD_SCR_DSI & NGC | 0 | 0 | 0 | 0 | 0 | 0 | 0
00 Ret.Exist_Non-FBC_WetFGD_SNCR & ACI | 0 | 0 | 0 | 0 | 0 | 0 | 0
00 Ret.Exist_Non-FBC_WetFGD_SNCR & ACI & C2G | 0 | 0 | 0 | 0 | 0 | 0 | 0
00 Ret.Exist_Non-FBC_WetFGD_SNCR & ACI & C2G & SCR | 0 | 0 | 0 | 0 | 0 | 0 | 0
00 Ret.Exist_Non-FBC_WetFGD_SNCR & ACI & DRET | 0 | 0 | 0 | 0 | 0 | 0 | 0
00 Ret.Exist_Non-FBC_WetFGD_SNCR & ACI & GPM | 0 | 0 | 0 | 0 | 0 | 0 | 0
00 Ret.Exist_Non-FBC_WetFGD_SNCR & ACI & GPM & C2G | 0 | 0 | 0 | 0 | 0 | 0 | 0
00 Ret.Exist_Non-FBC_WetFGD_SNCR & ACI & GPM & C2G & SCR | 0 | 0 | 0 | 0 | 0 | 0 | 0
00 Ret.Exist_Non-FBC_WetFGD_SNCR & ACI & GPM & DRET | 0 | 0 | 0 | 0 | 0 | 0 | 0
00 Ret.Exist_Non-FBC_WetFGD_SNCR & ACI & GPM & NGC | 0 | 0 | 0 | 0 | 0 | 0 | 0
00 Ret.Exist_Non-FBC_WetFGD_SNCR & ACI & GPM & SCR | 0 | 0 | 0 | 0 | 0 | 0 | 0
00 Ret.Exist_Non-FBC_WetFGD_SNCR & ACI & GPM & SCR & CCS | 0 | 0 | 0 | 0 | 0 | 0 | 0
00 Ret.Exist_Non-FBC_WetFGD_SNCR & ACI & GPM & SCR & DRET | 0 | 0 | 0 | 0 | 0 | 0 | 0
00 Ret.Exist_Non-FBC_WetFGD_SNCR & ACI & GPM & SCR & NGC | 0 | 0 | 0 | 0 | 0 | 0 | 0
00 Ret.Exist_Non-FBC_WetFGD_SNCR & ACI & NGC | 0 | 0 | 0 | 0 | 0 | 0 | 0
00 Ret.Exist_Non-FBC_WetFGD_SNCR & ACI & SCR | 0 | 0 | 0 | 0 | 0 | 0 | 0
00 Ret.Exist_Non-FBC_WetFGD_SNCR & ACI & SCR & CCS | 0 | 0 | 0 | 0 | 0 | 0 | 0
00 Ret.Exist_Non-FBC_WetFGD_SNCR & ACI & SCR & DRET | 0 | 0 | 0 | 0 | 0 | 0 | 0
00 Ret.Exist_Non-FBC_WetFGD_SNCR & ACI & SCR & NGC | 0 | 0 | 0 | 0 | 0 | 0 | 0
00 Ret.Exist_Non-FBC_WetFGD_SNCR & C2G | 0 | 0 | 0 | 0 | 0 | 0 | 0
00 Ret.Exist_Non-FBC_WetFGD_SNCR & C2G & SCR | 0 | 0 | 0 | 0 | 0 | 0 | 0
00 Ret.Exist_Non-FBC_WetFGD_SNCR & DCCS | 0 | 0 | 0 | 0 | 0 | 0 | 0
00 Ret.Exist_Non-FBC_WetFGD_SNCR & DCCS & SCR & CCS | 0 | 0 | 0 | 0 | 0 | 0 | 0
00 Ret.Exist_Non-FBC_WetFGD_SNCR & DRET | 0 | 0 | 0 | 0 | 0 | 0 | 0
00 Ret.Exist_Non-FBC_WetFGD_SNCR & GPM | 0 | 0 | 0 | 0 | 0 | 0 | 0
00 Ret.Exist_Non-FBC_WetFGD_SNCR & GPM & C2G | 0 | 0 | 0 | 0 | 0 | 0 | 0
00 Ret.Exist_Non-FBC_WetFGD_SNCR & GPM & C2G & SCR | 0 | 0 | 0 | 0 | 0 | 0 | 0
00 Ret.Exist_Non-FBC_WetFGD_SNCR & GPM & DRET | 0 | 0 | 0 | 0 | 0 | 0 | 0
00 Ret.Exist_Non-FBC_WetFGD_SNCR & GPM & NGC | 0 | 0 | 0 | 0 | 0 | 0 | 0
00 Ret.Exist_Non-FBC_WetFGD_SNCR & GPM & SCR | 0 | 0 | 0 | 0 | 0 | 0 | 0
00 Ret.Exist_Non-FBC_WetFGD_SNCR & GPM & SCR & CCS | 0 | 0 | 0 | 0 | 0 | 0 | 0
00 Ret.Exist_Non-FBC_WetFGD_SNCR & GPM & SCR & DRET | 0 | 0 | 0 | 0 | 0 | 0 | 0
00 Ret.Exist_Non-FBC_WetFGD_SNCR & GPM & SCR & NGC | 0 | 0 | 0 | 0 | 0 | 0 | 0
00 Ret.Exist_Non-FBC_WetFGD_SNCR & NGC | 0 | 0 | 0 | 0 | 0 | 0 | 0
00 Ret.Exist_Non-FBC_WetFGD_SNCR & SCR | 0 | 0 | 0 | 0 | 0 | 0 | 0
00 Ret.Exist_Non-FBC_WetFGD_SNCR & SCR & C2G | 0 | 0 | 0 | 0 | 0 | 0 | 0
00 Ret.Exist_Non-FBC_WetFGD_SNCR & SCR & CCS | 0 | 0 | 0 | 0 | 0 | 0 | 0
00 Ret.Exist_Non-FBC_WetFGD_SNCR & SCR & DRET | 0 | 0 | 0 | 0 | 0 | 0 | 0
00 Ret.Exist_Non-FBC_WetFGD_SNCR & SCR & NGC | 0 | 0 | 0 | 0 | 0 | 0 | 0
00 Ret.Exist_Non-FBC_WetFGD_SNCR_ACI & C2G | 0 | 0 | 0 | 0 | 0 | 0 | 0
00 Ret.Exist_Non-FBC_WetFGD_SNCR_ACI & C2G & SCR | 0 | 0 | 0 | 0 | 0 | 0 | 0
00 Ret.Exist_Non-FBC_WetFGD_SNCR_ACI & DCCS | 0 | 0 | 0 | 0 | 0 | 0 | 0
00 Ret.Exist_Non-FBC_WetFGD_SNCR_ACI & DCCS & SCR & CCS | 0 | 0 | 0 | 0 | 0 | 0 | 0
00 Ret.Exist_Non-FBC_WetFGD_SNCR_ACI & DRET | 0 | 0 | 0 | 0 | 0 | 0 | 0
00 Ret.Exist_Non-FBC_WetFGD_SNCR_ACI & GPM | 0 | 0 | 0 | 0 | 0 | 0 | 0
00 Ret.Exist_Non-FBC_WetFGD_SNCR_ACI & GPM & C2G | 0 | 0 | 0 | 0 | 0 | 0 | 0
00 Ret.Exist_Non-FBC_WetFGD_SNCR_ACI & GPM & C2G & SCR | 0 | 0 | 0 | 0 | 0 | 0 | 0
00 Ret.Exist_Non-FBC_WetFGD_SNCR_ACI & GPM & DRET | 0 | 0 | 0 | 0 | 0 | 0 | 0
00 Ret.Exist_Non-FBC_WetFGD_SNCR_ACI & GPM & NGC | 0 | 0 | 0 | 0 | 0 | 0 | 0
00 Ret.Exist_Non-FBC_WetFGD_SNCR_ACI & GPM & SCR | 0 | 0 | 0 | 0 | 0 | 0 | 0
00 Ret.Exist_Non-FBC_WetFGD_SNCR_ACI & GPM & SCR & CCS | 0 | 0 | 0 | 0 | 0 | 0 | 0
00 Ret.Exist_Non-FBC_WetFGD_SNCR_ACI & GPM & SCR & DRET | 0 | 0 | 0 | 0 | 0 | 0 | 0
00 Ret.Exist_Non-FBC_WetFGD_SNCR_ACI & GPM & SCR & NGC | 0 | 0 | 0 | 0 | 0 | 0 | 0
00 Ret.Exist_Non-FBC_WetFGD_SNCR_ACI & NGC | 0 | 0 | 0 | 0 | 0 | 0 | 0
00 Ret.Exist_Non-FBC_WetFGD_SNCR_ACI & SCR | 0 | 0 | 0 | 0 | 0 | 0 | 0
00 Ret.Exist_Non-FBC_WetFGD_SNCR_ACI & SCR & C2G | 0 | 0 | 0 | 0 | 0 | 0 | 0
00 Ret.Exist_Non-FBC_WetFGD_SNCR_ACI & SCR & CCS | 0 | 517.8154 | 2019.5686 | 2019.5686 | 0 | 0 | 0
00 Ret.Exist_Non-FBC_WetFGD_SNCR_ACI & SCR & DRET | 0 | 0 | 0 | 0 | 0 | 0 | 0
00 Ret.Exist_Non-FBC_WetFGD_SNCR_ACI & SCR & NGC | 0 | 0 | 0 | 0 | 0 | 0 | 0
00 Existing Combined Cycle Retirement | 0 | 0 | 0 | 0 | 0 | 0 | 0
00 New Combined Cycle Retirement | 0 | 0 | 0 | 0 | 0 | 0 | 0
00 Existing Combustion Turbine Retirement | 0 | 0 | 0 | 0 | 0 | 0 | 0
00 New Combustion Turbine Retirement | 0 | 0 | 0 | 0 | 0 | 0 | 0
00 Oil/Gas Steam Retirement | 0 | 0 | 0 | 0 | 0 | 0 | 0
00 Coal Steam Retirement | 0 | 0 | 0 | 0 | 0 | 0 | 0
00 IGCC Retirement | 0 | 0 | 0 | 0 | 0 | 0 | 0
00 Nuclear Retirement | 0 | 0 | 0 | 0 | 0 | 0 | 0
00 Biomass Retirement | 0 | 0 | 0 | 0 | 0 | 0 | 0
00 Fossil_Other Retirement | 0 | 0 | 0 | 0 | 0 | 0 | 0
00 Fuel Cell Retirement | 0 | 0 | 0 | 0 | 0 | 0 | 0
00 Geothermal Retirement | 0 | 0 | 0 | 0 | 0 | 0 | 0
00 Hydro Retirement | 0 | 0 | 0 | 0 | 0 | 0 | 0
00 Landfill Gas Retirement | 0 | 0 | 0 | 0 | 0 | 0 | 0
00 Non Fossil_Other Retirement | 0 | 0 | 0 | 0 | 0 | 0 | 0
00 Solar Thermal Retirement | 0 | 0 | 0 | 0 | 0 | 0 | 0
00 Exist Dummy | 0 | 0 | 0 | 0 | 0 | 0 | 0
Total | 4638780.8168 | 4841444.4899 | 5527183.5461 | 6148473.2439 | 6883986.3222 | 7272906.8892 | 7714772.6776
12a. Generation by Fuel Type [GWh]
Biomass | 350.1631 | 535.6281 | 481.3784 | 31.2256 | 12.572 | 170.3811 | 454.5964
Coal | 427034.3048 | 414768.6369 | 294239.9218 | 150455.9191 | 59443.5215 | 131421.0068 | 179075.1048
EnerStor | 49258.1797 | 62858.0418 | 152171.877 | 194686.9994 | 317008.4144 | 318143.688 | 329913.6912
Fwaste | 4277.1933 | 4174.6634 | 4256.7599 | 4111.0455 | 3771.1005 | 3866.7819 | 3866.7614
Geothermal | 21270.2487 | 21270.2487 | 21270.2487 | 21270.2487 | 21799.3944 | 21799.3944 | 21799.3944
Hydro | 270154.0611 | 277292.6098 | 296355.4632 | 317873.9271 | 315615.4203 | 317261.5333 | 317992.9986
Hydrogen | 0 | 0 | 0 | 0 | 7.2592 | 2321.8836 | 14330.5642
LF Gas | 21333.8664 | 21387.0378 | 19876.8016 | 19112.254 | 17982.9157 | 28004.109 | 34692.7582
MSW | 12480.7184 | 12480.7184 | 12430.4247 | 11571.7527 | 11200.4967 | 10997.415 | 11078.5253
NaturalGas | 1697387.3676 | 1721518.6894 | 1525409.31 | 1084361.6077 | 720659.7308 | 996727.7302 | 1236003.4455
None | 3046.728 | 3046.728 | 3046.728 | 2768.16 | 2768.16 | 2768.16 | 2768.16
Non-Fossil | 9254.9301 | 9254.9301 | 9254.9301 | 9081.7034 | 8855.6697 | 9011.664 | 9054.7713
Nuclear | 751095.2632 | 729111.6499 | 669743.0513 | 617008.3036 | 472098.6499 | 358524.4224 | 230155.6138
Oil | 12.4322 | 10.8419 | 0.34924 | 1.6556 | 3.7755 | 0 | 0
Pet. Coke | 11923.4925 | 4067.5021 | 5090.6782 | 3943.7762 | 1031.1707 | 3129.2907 | 3635.3622
Pumps | 21571.5962 | 20296.6362 | 21545.7134 | 18043.6241 | 28395.2579 | 29290.6668 | 30557.9292
Solar | 405185.5303 | 409135.4352 | 713180.6616 | 877358.6066 | 1346387.9721 | 1391688.6679 | 1466235.5973
Solar-DER | 123309.3966 | 140714.4595 | 187997.2677 | 239821.5825 | 294731.9031 | 361600.039 | 447269.6402
Tires | 100.778 | 100.778 | 100.778 | 83.3147 | 90.3288 | 100.778 | 100.778
Waste Coal | 8032.9655 | 7871.5446 | 7478.6436 | 3540.9335 | 3195.8816 | 3288.2312 | 3308.6511
Wind | 801701.6009 | 981547.71 | 1583252.5595 | 2573346.6039 | 3258926.7273 | 3282791.0459 | 3372478.3345
Total | 4638780.8168 | 4841444.4899 | 5527183.5461 | 6148473.2439 | 6883986.3222 | 7272906.8892 | 7714772.6776
13. Generation by Capacity Reporting Type [TBtu]
00 New Combined Cycle | 859.6559 | 912.7713 | 896.9804 | 802.8339 | 631.6768 | 1461.5648 | 2222.8919
00 New Combined Cycle with CCS Retrofit | 0 | 0 | 3.4096 | 3.4096 | 1.7066 | 2.8931 | 3.0284
00 New Combined Cycle with CF Limit | 0 | 0 | 0 | 0 | 0 | 0 | 0
00 New Combined Cycle with HRI Retrofit | 0 | 0 | 0 | 0 | 0 | 0 | 0
00 New Combined Cycle with Hydrogen Retrofit | 0 | 46.4705 | 45.9417 | 44.708 | 22.9288 | 34.8106 | 87.4917
00 New Combined Cycle with Hydrogen Retrofit Undone | 0 | 0 | 0 | 0 | 0 | 0 | 0
00 New Combined Cycle with CCS | 0 | 0 | 0 | 0 | 0 | 0 | 0
00 New Combustion Turbine | 18.218 | 22.2873 | 35.6934 | 86.8214 | 62.9348 | 126.5662 | 175.4377
00 New Combustion Turbine with HRI Retrofit | 0 | 0 | 0 | 0 | 0 | 0 | 0
00 New Combustion Turbine with Hydrogen Retrofit | 0 | 0 | 0 | 0 | 0 | 0.28232 | 0.32934
00 New Combustion Turbine with Hydrogen Retrofit Undone | 0 | 0 | 0 | 0 | 0 | 0 | 0
00 New Hydro | 0 | 24.3541 | 89.3962 | 170.1809 | 166.2734 | 169.6884 | 169.5402
00 New Nuclear | 0 | 0 | 0 | 0 | 0 | 0 | 0
00 New Nuclear - SMR | 0 | 0 | 0 | 0 | 0 | 25.5396 | 25.5485
00 New Biomass | 0 | 0 | 0 | 0 | 0 | 0 | 0
00 New Geothermal | 16.1894 | 16.1894 | 16.1894 | 16.1894 | 17.9948 | 17.9948 | 17.9948
00 New Landfill Gas | 41.3483 | 41.4624 | 39.2855 | 37.8522 | 35.3882 | 69.8115 | 92.1356
00 New Battery Storage | 98.168 | 145.9238 | 449.8598 | 595.9361 | 1010.4575 | 1013.9938 | 1053.8153
00 New Offshore Wind | 125.6982 | 171.7141 | 477.6836 | 521.9381 | 869.7676 | 869.7676 | 869.7676
00 New Onshore Wind | 750.4004 | 1318.0194 | 3065.0669 | 6399.0132 | 8390.3831 | 8471.8081 | 8777.8212
00 New Solar PV | 338.3274 | 351.8045 | 1389.2243 | 1949.3995 | 3549.7277 | 3684.414 | 3935.7621
00 New Solar Thermal | 0 | 0 | 0 | 0 | 0 | 19.8797 | 22.8857
00 New Fuel Cell | 0 | 0 | 0 | 0 | 0 | 0 | 0
00 New Ultrasupercritical Coal without CCS | 0 | 0 | 0 | 0 | 0 | 0 | 0
00 New Ultrasupercritical Coal with 30% CCS | 0 | 0 | 0 | 0 | 0 | 0 | 0
00 New Ultrasupercritical Coal with 90% CCS | 0 | 0 | 0 | 0 | 0 | 0 | 0
00 Exist & New Distributed Solar PV | 420.7317 | 480.1177 | 641.4467 | 818.2712 | 1005.6253 | 1233.7793 | 1526.084
00 Exist Combined Cycle | 4709.8763 | 4731.32 | 4087.4547 | 2697.8258 | 1695.9871 | 1729.9664 | 1695.8894
00 Exist Combustion Turbine | 111.1726 | 86.7581 | 99.51 | 37.2347 | 19.7594 | 20.5747 | 25.677
00 Exist FBC_Uncontrolled | 0.013033 | 0.021825 | 0.012805 | 0.0083111 | 0.0068745 | 0 | 0
00 Exist FBC_ACI_DSI | 3.5045 | 5.9561 | 3.5045 | 2.0542 | 1.3151 | 1.3151 | 7.7535
00 Exist FBC_DryFGD_ACI | 0.77603 | 0.45883 | 0.77603 | 0 | 0 | 2.4007 | 3.2759
00 Exist FBC_DryFGD_DSI | 0 | 0 | 0 | 0 | 0 | 0 | 0
00 Exist FBC_DryFGD_SNCR | 13.6422 | 12.7194 | 10.836 | 3.4515 | 1.5495 | 3.1615 | 3.7629
00 Exist FBC_DryFGD_SNCR_ACI | 8.7628 | 6.4536 | 3.4151 | 0.53991 | 0 | 0.92658 | 1.4539
00 Exist FBC_DryFGD_SNCR_ACI_DSI | 3.3909 | 2.5886 | 0 | 0 | 0 | 0 | 0
00 Exist FBC_DryFGD_SNCR_DSI | 0 | 0 | 0 | 0 | 0 | 0 | 0
00 Exist FBC_DSI | 10.3184 | 13.1995 | 12.1258 | 5.7237 | 4.6478 | 7.9734 | 9.6934
00 Exist FBC_SNCR | 0 | 0 | 0 | 0 | 0 | 0 | 0
00 Exist FBC_SNCR_ACI_DSI | 0 | 0 | 0 | 0 | 0 | 0 | 0
00 Exist FBC_SNCR_DSI | 25.0049 | 22.1921 | 20.5071 | 13.7574 | 12.547 | 17.4391 | 18.3023
00 Exist FBC_WetFGD_SNCR | 0.30599 | 0.43709 | 0.30065 | 0.1614 | 0 | 0 | 0
00 Exist FBC_WetFGD_DSI | 0.71442 | 1.1956 | 1.197 | 1.0653 | 0.50885 | 0.63937 | 0.63945
00 Exist_Non-FBC_Uncontrolled | 6.2319 | 5.5586 | 2.6521 | 0.47554 | 0.47554 | 1.2289 | 3.0367
00 Exist_Non-FBC_ACI | 150.5517 | 34.6696 | 31.6629 | 23.7686 | 9.6277 | 26.8533 | 28.6551
00 Exist_Non-FBC_ACI_DSI | 15.6442 | 18.7503 | 14.0965 | 1.9547 | 1.9547 | 7.3028 | 17.6418
00 Exist_Non-FBC_DryFGD | 0 | 0 | 0 | 0 | 0 | 0 | 0
00 Exist_Non-FBC_DryFGD_ACI | 100.447 | 93.0065 | 42.9214 | 12.9719 | 6.6808 | 19.2527 | 29.5401
00 Exist_Non-FBC_DryFGD_SCR | 0 | 0 | 0 | 0 | 0 | 0 | 0
00 Exist_Non-FBC_DryFGD_SCR_ACI | 131.1782 | 129.5491 | 83.8359 | 32.5115 | 20.2578 | 65.2414 | 103.5302
00 Exist_Non-FBC_DryFGD_SCR_DSI | 4.2778 | 3.7896 | 0 | 0 | 0 | 0 | 0
00 Exist_Non-FBC_DryFGD_SCR_ACI_DSI | 16.3182 | 16.3182 | 12.9548 | 4.4549 | 2.0653 | 7.6213 | 12.9137
00 Exist_Non-FBC_DryFGD_SNCR_ACI | 47.839 | 40.0831 | 35.4508 | 20.178 | 17.3427 | 29.0094 | 35.1751
00 Exist_Non-FBC_DryFGD_SNCR_ACI_DSI | 0 | 0 | 0 | 0 | 0 | 0 | 0
00 Exist_Non-FBC_DSI | 4.3245 | 0 | 0 | 0 | 0 | 0 | 0
00 Exist_Non-FBC_SCR_ACI | 53.7061 | 82.3305 | 48.4921 | 19.2493 | 11.2114 | 31.3339 | 65.5913
00 Exist_Non-FBC_SCR_ACI_DSI | 3.9442 | 5.4243 | 1.7744 | 0 | 0 | 1.453 | 5.3401
00 Exist_Non-FBC_SNCR_ACI | 1.2525 | 0 | 0 | 0 | 0 | 0 | 0
00 Exist_Non-FBC_SNCR_ACI_DSI | 0 | 0 | 0 | 0 | 0 | 0 | 0
00 Exist_Non-FBC_WetFGD | 47.3059 | 0.087146 | 0 | 0 | 0 | 0 | 0
00 Exist_Non-FBC_WetFGD_ACI | 71.9981 | 66.6321 | 57.2192 | 41.7141 | 27.7718 | 48.7025 | 53.9089
00 Exist_Non-FBC_WetFGD_ACI_DSI | 0 | 0 | 0 | 0 | 0 | 0 | 0
00 Exist_Non-FBC_WetFGD_SCR | 394.1484 | 407.351 | 223.7296 | 50.0561 | 40.4869 | 93.8415 | 100.2488
00 Exist_Non-FBC_WetFGD_SCR_DSI | 9.9547 | 0 | 0 | 0 | 0 | 0 | 0
00 Exist_Non-FBC_WetFGD_SCR_ACI | 248.3687 | 248.888 | 124.5105 | 65.8047 | 34.9294 | 78.3306 | 107.9562
00 Exist_Non-FBC_WetFGD_SCR_ACI_DSI | 98.9206 | 104.6986 | 33.9454 | 0 | 0 | 0 | 0
00 Exist_Non-FBC_WetFGD_SNCR | 8.768 | 0 | 0 | 0 | 0 | 0 | 0
00 Exist_Non-FBC_WetFGD_SNCR_ACI | 31.5081 | 29.3205 | 15.767 | 12.8924 | 11.1211 | 13.2393 | 13.2393
00 Exist IGCC | 12.0115 | 13.5637 | 0 | 0 | 0 | 0 | 0
00 Exist Fossil_Other | 14.5938 | 14.244 | 14.5241 | 14.0269 | 12.867 | 13.1935 | 13.1934
00 Exist Fuel Cell | 5.822 | 5.8445 | 5.4577 | 4.2136 | 3.514 | 3.5076 | 3.6625
00 Exist Hydro | 921.7657 | 921.7683 | 921.7686 | 914.4049 | 910.6064 | 912.808 | 915.4519
00 Exist Non Fossil_Other | 74.5059 | 74.5059 | 74.3343 | 70.7539 | 68.7398 | 68.6148 | 69.0387
00 Exist Nuclear | 2562.737 | 2487.7289 | 2285.1633 | 2105.2323 | 1610.8006 | 1197.7457 | 759.7424
00 Exist Oil/Gas Steam | 58.6196 | 41.8687 | 19.7627 | 13.1881 | 12.5103 | 12.394 | 12.5456
00 Exist Oil/Gas Steam_SCR | 11.651 | 10.0025 | 4.842 | 4.6592 | 4.5101 | 4.5577 | 4.5577
00 Exist Oil/Gas Steam_SNCR | 7.5306 | 4.4687 | 1.3104 | 1.2809 | 0.83094 | 1.1089 | 1.1089
00 Exist Biomass | 1.1948 | 1.8276 | 1.6425 | 0.10654 | 0.042896 | 0.58134 | 1.5511
00 Exist Landfill Gas | 31.4429 | 31.5102 | 28.5342 | 27.3588 | 25.9695 | 25.7385 | 26.2361
00 Exist Geothermal | 56.3847 | 56.3847 | 56.3847 | 56.3847 | 56.3847 | 56.3847 | 56.3847
00 Exist Pump Storage | 73.6023 | 69.2521 | 73.514 | 61.5648 | 96.8846 | 99.9398 | 104.2637
00 Exist Energy Storage | 69.9009 | 68.5479 | 69.3506 | 68.3359 | 71.1753 | 71.5125 | 71.8502
00 Exist Solar PV | 1033.977 | 1033.977 | 1033.9595 | 1033.9595 | 1033.9595 | 1033.9595 | 1033.9595
00 Exist Solar Thermal | 10.1886 | 10.1886 | 10.1886 | 10.1886 | 10.1886 | 10.1886 | 10.1886
00 Exist Offshore Wind | 100.1713 | 100.1713 | 100.1713 | 100.1713 | 100.1713 | 100.1713 | 100.1713
00 Exist Onshore Wind | 1759.136 | 1759.136 | 1759.136 | 1759.136 | 1759.136 | 1759.136 | 1759.136
00 International Imports | 10.3954 | 10.3954 | 10.3954 | 9.445 | 9.445 | 9.445 | 9.445
00 Ret.Exist Combined Cycle & CF Limit | 0 | 0 | 0 | 0 | 0 | 0 | 0
00 Ret.Exist Combined Cycle & CCS | 0 | 0 | 1.8888 | 1.8888 | 0.98808 | 1.0247 | 1.0837
00 Ret.Exist Combined Cycle & Hydrogen | 0 | 0 | 0 | 0 | 0.024769 | 7.6399 | 30.4823
00 Ret.Exist Combined Cycle & Hydrogen Retrofit Undone | 0 | 0 | 0 | 0 | 0 | 0 | 0
00 Ret.Exist Combined Cycle & HRI | 0 | 0 | 0 | 0 | 0 | 0 | 0
00 Ret.Exist Combustion Turbine & HRI | 0 | 0 | 0 | 0 | 0 | 0 | 0
00 Ret.Exist_FBC_NoCtrl & CCS | 0 | 0 | 0 | 0 | 0 | 0 | 0
00 Ret.Exist_FBC_NoCtrl & DRET | 0 | 0 | 0 | 0 | 0 | 0 | 0
00 Ret.Exist_FBC_NoCtrl & GPM | 0 | 0 | 0 | 0 | 0 | 0 | 0
00 Ret.Exist_FBC_NoCtrl & GPM & CCS | 0 | 0 | 0 | 0 | 0 | 0 | 0
00 Ret.Exist_FBC_NoCtrl & GPM & DRET | 0 | 0 | 0 | 0 | 0 | 0 | 0
00 Ret.Exist_FBC_NoCtrl & GPM & NGC | 0 | 0 | 0 | 0 | 0 | 0 | 0
00 Ret.Exist_FBC_NoCtrl & GPM & SNCR | 0 | 0 | 0 | 0 | 0 | 0 | 0
00 Ret.Exist_FBC_NoCtrl & GPM & SNCR & CCS | 0 | 0 | 0 | 0 | 0 | 0 | 0
00 Ret.Exist_FBC_NoCtrl & GPM & SNCR & DRET | 0 | 0 | 0 | 0 | 0 | 0 | 0
00 Ret.Exist_FBC_NoCtrl & GPM & SNCR & NGC | 0 | 0 | 0 | 0 | 0 | 0 | 0
00 Ret.Exist_FBC_NoCtrl & NGC | 0 | 0 | 0 | 0 | 0 | 0 | 0
00 Ret.Exist_FBC_NoCtrl & SNCR | 0 | 0 | 0 | 0 | 0 | 0 | 0
00 Ret.Exist_FBC_NoCtrl & SNCR & CCS | 0 | 0 | 0 | 0 | 0 | 0 | 0
00 Ret.Exist_FBC_NoCtrl & SNCR & DRET | 0 | 0 | 0 | 0 | 0 | 0 | 0
00 Ret.Exist_FBC_NoCtrl & SNCR & NGC | 0 | 0 | 0 | 0 | 0 | 0 | 0
00 Ret.Exist_FBC_ACI_DSI & CCS | 0 | 0 | 0 | 0 | 0 | 0 | 0
00 Ret.Exist_FBC_ACI_DSI & DCCS | 0 | 0 | 0 | 0 | 0 | 0 | 0
00 Ret.Exist_FBC_ACI_DSI & DCCS & CCS | 0 | 0 | 0 | 0 | 0 | 0 | 0
00 Ret.Exist_FBC_ACI_DSI & DCCS & SNCR & CCS | 0 | 0 | 0 | 0 | 0 | 0 | 0
00 Ret.Exist_FBC_ACI_DSI & DRET | 0 | 0 | 0 | 0 | 0 | 0 | 0
00 Ret.Exist_FBC_ACI_DSI & GPM | 0 | 0 | 0 | 0 | 0 | 0 | 0
00 Ret.Exist_FBC_ACI_DSI & GPM & CCS | 0 | 0 | 0 | 0 | 0 | 0 | 0
00 Ret.Exist_FBC_ACI_DSI & GPM & DRET | 0 | 0 | 0 | 0 | 0 | 0 | 0
00 Ret.Exist_FBC_ACI_DSI & GPM & NGC | 0 | 0 | 0 | 0 | 0 | 0 | 0
00 Ret.Exist_FBC_ACI_DSI & GPM & SNCR | 0 | 0 | 0 | 0 | 0 | 0 | 0
00 Ret.Exist_FBC_ACI_DSI & GPM & SNCR & CCS | 0 | 0 | 0 | 0 | 0 | 0 | 0
00 Ret.Exist_FBC_ACI_DSI & GPM & SNCR & DRET | 0 | 0 | 0 | 0 | 0 | 0 | 0
00 Ret.Exist_FBC_ACI_DSI & GPM & SNCR & NGC | 0 | 0 | 0 | 0 | 0 | 0 | 0
00 Ret.Exist_FBC_ACI_DSI & NGC | 0 | 0 | 0 | 0 | 0 | 0 | 0
00 Ret.Exist_FBC_ACI_DSI & SNCR | 0 | 0 | 0 | 0 | 0 | 0 | 0
00 Ret.Exist_FBC_ACI_DSI & SNCR & CCS | 0 | 0 | 0 | 0 | 0 | 0 | 0
00 Ret.Exist_FBC_ACI_DSI & SNCR & DRET | 0 | 0 | 0 | 0 | 0 | 0 | 0
00 Ret.Exist_FBC_ACI_DSI & SNCR & NGC | 0 | 0 | 0 | 0 | 0 | 0 | 0
00 Ret.Exist_FBC_DryFGD_ACI & CCS | 0 | 0 | 0 | 0 | 0 | 0 | 0
00 Ret.Exist_FBC_DryFGD_ACI & DCCS | 0 | 0 | 0 | 0 | 0 | 0 | 0
00 Ret.Exist_FBC_DryFGD_ACI & DCCS & CCS | 0 | 0 | 0 | 0 | 0 | 0 | 0
00 Ret.Exist_FBC_DryFGD_ACI & DCCS & SNCR & CCS | 0 | 0 | 0 | 0 | 0 | 0 | 0
00 Ret.Exist_FBC_DryFGD_ACI & DRET | 0 | 0 | 0 | 0 | 0 | 0 | 0
00 Ret.Exist_FBC_DryFGD_ACI & GPM | 0 | 0 | 0 | 0 | 0 | 0 | 0
00 Ret.Exist_FBC_DryFGD_ACI & GPM & CCS | 0 | 0 | 0 | 0 | 0 | 0 | 0
00 Ret.Exist_FBC_DryFGD_ACI & GPM & DRET | 0 | 0 | 0 | 0 | 0 | 0 | 0
00 Ret.Exist_FBC_DryFGD_ACI & GPM & NGC | 0 | 0 | 0 | 0 | 0 | 0 | 0
00 Ret.Exist_FBC_DryFGD_ACI & GPM & SNCR | 0 | 0 | 0 | 0 | 0 | 0 | 0
00 Ret.Exist_FBC_DryFGD_ACI & GPM & SNCR & CCS | 0 | 0 | 0 | 0 | 0 | 0 | 0
00 Ret.Exist_FBC_DryFGD_ACI & GPM & SNCR & DRET | 0 | 0 | 0 | 0 | 0 | 0 | 0
00 Ret.Exist_FBC_DryFGD_ACI & GPM & SNCR & NGC | 0 | 0 | 0 | 0 | 0 | 0 | 0
00 Ret.Exist_FBC_DryFGD_ACI & NGC | 0 | 0 | 0 | 0 | 0 | 0 | 0
00 Ret.Exist_FBC_DryFGD_ACI & SNCR | 0 | 0 | 0 | 0 | 0 | 0 | 0
00 Ret.Exist_FBC_DryFGD_ACI & SNCR & CCS | 0 | 0 | 0 | 0 | 0 | 0 | 0
00 Ret.Exist_FBC_DryFGD_ACI & SNCR & DRET | 0 | 0 | 0 | 0 | 0 | 0 | 0
00 Ret.Exist_FBC_DryFGD_ACI & SNCR & NGC | 0 | 0 | 0 | 0 | 0 | 0 | 0
00 Ret.Exist_FBC_DryFGD_DSI & ACI | 0 | 0 | 0 | 0 | 0 | 0 | 0
00 Ret.Exist_FBC_DryFGD_DSI & ACI & DRET | 0 | 0 | 0 | 0 | 0 | 0 | 0
00 Ret.Exist_FBC_DryFGD_DSI & ACI & GPM | 0 | 0 | 0 | 0 | 0 | 0 | 0
00 Ret.Exist_FBC_DryFGD_DSI & ACI & GPM & DRET | 0 | 0 | 0 | 0 | 0 | 0 | 0
00 Ret.Exist_FBC_DryFGD_DSI & ACI & GPM & NGC | 0 | 0 | 0 | 0 | 0 | 0 | 0
00 Ret.Exist_FBC_DryFGD_DSI & ACI & GPM & SNCR | 0 | 0 | 0 | 0 | 0 | 0 | 0
00 Ret.Exist_FBC_DryFGD_DSI & ACI & GPM & SNCR & DRET | 0 | 0 | 0 | 0 | 0 | 0 | 0
00 Ret.Exist_FBC_DryFGD_DSI & ACI & GPM & SNCR & NGC | 0 | 0 | 0 | 0 | 0 | 0 | 0
00 Ret.Exist_FBC_DryFGD_DSI & ACI & NGC | 0 | 0 | 0 | 0 | 0 | 0 | 0
00 Ret.Exist_FBC_DryFGD_DSI & ACI & SNCR | 0 | 0 | 0 | 0 | 0 | 0 | 0
00 Ret.Exist_FBC_DryFGD_DSI & ACI & SNCR & DRET | 0 | 0 | 0 | 0 | 0 | 0 | 0
00 Ret.Exist_FBC_DryFGD_DSI & ACI & SNCR & NGC | 0 | 0 | 0 | 0 | 0 | 0 | 0
00 Ret.Exist_FBC_DryFGD_DSI & DRET | 0 | 0 | 0 | 0 | 0 | 0 | 0
00 Ret.Exist_FBC_DryFGD_DSI & GPM | 0 | 0 | 0 | 0 | 0 | 0 | 0
00 Ret.Exist_FBC_DryFGD_DSI & GPM & DRET | 0 | 0 | 0 | 0 | 0 | 0 | 0
00 Ret.Exist_FBC_DryFGD_DSI & GPM & NGC | 0 | 0 | 0 | 0 | 0 | 0 | 0
00 Ret.Exist_FBC_DryFGD_DSI & GPM & SNCR | 0 | 0 | 0 | 0 | 0 | 0 | 0
00 Ret.Exist_FBC_DryFGD_DSI & GPM & SNCR & DRET | 0 | 0 | 0 | 0 | 0 | 0 | 0
00 Ret.Exist_FBC_DryFGD_DSI & GPM & SNCR & NGC | 0 | 0 | 0 | 0 | 0 | 0 | 0
00 Ret.Exist_FBC_DryFGD_DSI & NGC | 0 | 0 | 0 | 0 | 0 | 0 | 0
00 Ret.Exist_FBC_DryFGD_DSI & SNCR | 0 | 0 | 0 | 0 | 0 | 0 | 0
00 Ret.Exist_FBC_DryFGD_DSI & SNCR & DRET | 0 | 0 | 0 | 0 | 0 | 0 | 0
00 Ret.Exist_FBC_DryFGD_DSI & SNCR & NGC | 0 | 0 | 0 | 0 | 0 | 0 | 0
00 Ret.Exist_FBC_DryFGD_SNCR & ACI | 0 | 0 | 0 | 0 | 0 | 0 | 0
00 Ret.Exist_FBC_DryFGD_SNCR & ACI & CCS | 0 | 0 | 0 | 0 | 0 | 0 | 0
00 Ret.Exist_FBC_DryFGD_SNCR & ACI & DRET | 0 | 0 | 0 | 0 | 0 | 0 | 0
00 Ret.Exist_FBC_DryFGD_SNCR & ACI & GPM | 0 | 0 | 0 | 0 | 0 | 0 | 0
00 Ret.Exist_FBC_DryFGD_SNCR & ACI & GPM & CCS | 0 | 0 | 0 | 0 | 0 | 0 | 0
00 Ret.Exist_FBC_DryFGD_SNCR & ACI & GPM & DRET | 0 | 0 | 0 | 0 | 0 | 0 | 0
00 Ret.Exist_FBC_DryFGD_SNCR & ACI & GPM & NGC | 0 | 0 | 0 | 0 | 0 | 0 | 0
00 Ret.Exist_FBC_DryFGD_SNCR & ACI & NGC | 0 | 0 | 0 | 0 | 0 | 0 | 0
00 Ret.Exist_FBC_DryFGD_SNCR & CCS | 0 | 0 | 1.0969 | 1.0969 | 0 | 0 | 0
00 Ret.Exist_FBC_DryFGD_SNCR & DCCS | 0 | 0 | 0 | 0 | 0 | 0 | 0
00 Ret.Exist_FBC_DryFGD_SNCR & DCCS & CCS | 0 | 0 | 0 | 0 | 0 | 0 | 0
00 Ret.Exist_FBC_DryFGD_SNCR & DRET | 0 | 0 | 0 | 0 | 0 | 0 | 0
00 Ret.Exist_FBC_DryFGD_SNCR & GPM | 0 | 0 | 0 | 0 | 0 | 0 | 0
00 Ret.Exist_FBC_DryFGD_SNCR & GPM & CCS | 0 | 0 | 0 | 0 | 0 | 0 | 0
00 Ret.Exist_FBC_DryFGD_SNCR & GPM & DRET | 0 | 0 | 0 | 0 | 0 | 0 | 0
00 Ret.Exist_FBC_DryFGD_SNCR & GPM & NGC | 0 | 0 | 0 | 0 | 0 | 0 | 0
00 Ret.Exist_FBC_DryFGD_SNCR & NGC | 0 | 0 | 0 | 0 | 0 | 0 | 0
00 Ret.Exist_FBC_DryFGD_SNCR_ACI & CCS | 0 | 0 | 0 | 0 | 0 | 0 | 0
00 Ret.Exist_FBC_DryFGD_SNCR_ACI & DCCS | 0 | 0 | 0 | 0 | 0 | 0 | 0
00 Ret.Exist_FBC_DryFGD_SNCR_ACI & DCCS & CCS | 0 | 0 | 0 | 0 | 0 | 0 | 0
00 Ret.Exist_FBC_DryFGD_SNCR_ACI & DRET | 0 | 0 | 0 | 0 | 0 | 0 | 0
00 Ret.Exist_FBC_DryFGD_SNCR_ACI & GPM | 0 | 0 | 0 | 0 | 0 | 0 | 0
00 Ret.Exist_FBC_DryFGD_SNCR_ACI & GPM & CCS | 0 | 0 | 0 | 0 | 0 | 0 | 0
00 Ret.Exist_FBC_DryFGD_SNCR_ACI & GPM & DRET | 0 | 0 | 0 | 0 | 0 | 0 | 0
00 Ret.Exist_FBC_DryFGD_SNCR_ACI & GPM & NGC | 0 | 0 | 0 | 0 | 0 | 0 | 0
00 Ret.Exist_FBC_DryFGD_SNCR_ACI & NGC | 0 | 0 | 0 | 0 | 0 | 0 | 0
00 Ret.Exist_FBC_DryFGD_SNCR_ACI_DSI & CCS | 0 | 4.939 | 9.878 | 9.878 | 1.7907 | 2.0174 | 2.0174
00 Ret.Exist_FBC_DryFGD_SNCR_ACI_DSI & DCCS | 0 | 0 | 0 | 0 | 0 | 0 | 0
00 Ret.Exist_FBC_DryFGD_SNCR_ACI_DSI & DCCS & CCS | 0 | 0 | 0 | 0 | 0 | 0 | 0
00 Ret.Exist_FBC_DryFGD_SNCR_ACI_DSI & DRET | 0 | 0 | 0 | 0 | 0 | 0 | 0
00 Ret.Exist_FBC_DryFGD_SNCR_ACI_DSI & GPM | 0 | 0 | 0 | 0 | 0 | 0 | 0
00 Ret.Exist_FBC_DryFGD_SNCR_ACI_DSI & GPM & CCS | 0 | 0 | 0 | 0 | 0 | 0 | 0
00 Ret.Exist_FBC_DryFGD_SNCR_ACI_DSI & GPM & DRET | 0 | 0 | 0 | 0 | 0 | 0 | 0
00 Ret.Exist_FBC_DryFGD_SNCR_ACI_DSI & GPM & NGC | 0 | 0 | 0 | 0 | 0 | 0 | 0
00 Ret.Exist_FBC_DryFGD_SNCR_ACI_DSI & NGC | 0 | 0 | 0 | 0 | 0 | 0 | 0
00 Ret.Exist_FBC_DryFGD_SNCR_DSI & ACI | 0 | 0 | 0 | 0 | 0 | 0 | 0
00 Ret.Exist_FBC_DryFGD_SNCR_DSI & ACI & DRET | 0 | 0 | 0 | 0 | 0 | 0 | 0
00 Ret.Exist_FBC_DryFGD_SNCR_DSI & ACI & GPM | 0 | 0 | 0 | 0 | 0 | 0 | 0
00 Ret.Exist_FBC_DryFGD_SNCR_DSI & ACI & GPM & DRET | 0 | 0 | 0 | 0 | 0 | 0 | 0
00 Ret.Exist_FBC_DryFGD_SNCR_DSI & ACI & GPM & NGC | 0 | 0 | 0 | 0 | 0 | 0 | 0
00 Ret.Exist_FBC_DryFGD_SNCR_DSI & ACI & NGC | 0 | 0 | 0 | 0 | 0 | 0 | 0
00 Ret.Exist_FBC_DryFGD_SNCR_DSI & DRET | 0 | 0 | 0 | 0 | 0 | 0 | 0
00 Ret.Exist_FBC_DryFGD_SNCR_DSI & GPM | 0 | 0 | 0 | 0 | 0 | 0 | 0
00 Ret.Exist_FBC_DryFGD_SNCR_DSI & GPM & DRET | 0 | 0 | 0 | 0 | 0 | 0 | 0
00 Ret.Exist_FBC_DryFGD_SNCR_DSI & GPM & NGC | 0 | 0 | 0 | 0 | 0 | 0 | 0
00 Ret.Exist_FBC_DryFGD_SNCR_DSI & NGC | 0 | 0 | 0 | 0 | 0 | 0 | 0
00 Ret.Exist_FBC_DSI & ACI | 0 | 0 | 0 | 0 | 0 | 0 | 0
00 Ret.Exist_FBC_DSI & ACI & DRET | 0 | 0 | 0 | 0 | 0 | 0 | 0
00 Ret.Exist_FBC_DSI & ACI & GPM | 0 | 0 | 0 | 0 | 0 | 0 | 0
00 Ret.Exist_FBC_DSI & ACI & GPM & DRET | 0 | 0 | 0 | 0 | 0 | 0 | 0
00 Ret.Exist_FBC_DSI & ACI & GPM & NGC | 0 | 0 | 0 | 0 | 0 | 0 | 0
00 Ret.Exist_FBC_DSI & ACI & GPM & SNCR | 0 | 0 | 0 | 0 | 0 | 0 | 0
00 Ret.Exist_FBC_DSI & ACI & GPM & SNCR & DRET | 0 | 0 | 0 | 0 | 0 | 0 | 0
00 Ret.Exist_FBC_DSI & ACI & GPM & SNCR & NGC | 0 | 0 | 0 | 0 | 0 | 0 | 0
00 Ret.Exist_FBC_DSI & ACI & NGC | 0 | 0 | 0 | 0 | 0 | 0 | 0
00 Ret.Exist_FBC_DSI & ACI & SNCR | 0 | 0 | 0 | 0 | 0 | 0 | 0
00 Ret.Exist_FBC_DSI & ACI & SNCR & DRET | 0 | 0 | 0 | 0 | 0 | 0 | 0
00 Ret.Exist_FBC_DSI & ACI & SNCR & NGC | 0 | 0 | 0 | 0 | 0 | 0 | 0
00 Ret.Exist_FBC_DSI & DRET | 0 | 0 | 0 | 0 | 0 | 0 | 0
00 Ret.Exist_FBC_DSI & GPM | 0 | 0 | 0 | 0 | 0 | 0 | 0
00 Ret.Exist_FBC_DSI & GPM & DRET | 0 | 0 | 0 | 0 | 0 | 0 | 0
00 Ret.Exist_FBC_DSI & GPM & NGC | 0 | 0 | 0 | 0 | 0 | 0 | 0
00 Ret.Exist_FBC_DSI & GPM & SNCR | 0 | 0 | 0 | 0 | 0 | 0 | 0
00 Ret.Exist_FBC_DSI & GPM & SNCR & DRET | 0 | 0 | 0 | 0 | 0 | 0 | 0
00 Ret.Exist_FBC_DSI & GPM & SNCR & NGC | 0 | 0 | 0 | 0 | 0 | 0 | 0
00 Ret.Exist_FBC_DSI & NGC | 0 | 0 | 0 | 0 | 0 | 0 | 0
00 Ret.Exist_FBC_DSI & SNCR | 0 | 0 | 0 | 0 | 0 | 0 | 0
00 Ret.Exist_FBC_DSI & SNCR & DRET | 0 | 0 | 0 | 0 | 0 | 0 | 0
00 Ret.Exist_FBC_DSI & SNCR & NGC | 0 | 0 | 0 | 0 | 0 | 0 | 0
00 Ret.Exist_FBC_SNCR & ACI | 0 | 0 | 0 | 0 | 0 | 0 | 0
00 Ret.Exist_FBC_SNCR & ACI & DRET | 0 | 0 | 0 | 0 | 0 | 0 | 0
00 Ret.Exist_FBC_SNCR & ACI & NGC | 0 | 0 | 0 | 0 | 0 | 0 | 0
00 Ret.Exist_FBC_SNCR & DRET | 0 | 0 | 0 | 0 | 0 | 0 | 0
00 Ret.Exist_FBC_SNCR & GPM | 0 | 0 | 0 | 0 | 0 | 0 | 0
00 Ret.Exist_FBC_SNCR & GPM & DRET | 0 | 0 | 0 | 0 | 0 | 0 | 0
00 Ret.Exist_FBC_SNCR & GPM & NGC | 0 | 0 | 0 | 0 | 0 | 0 | 0
00 Ret.Exist_FBC_SNCR & NGC | 0 | 0 | 0 | 0 | 0 | 0 | 0
00 Ret.Exist_FBC_SNCR_ACI_DSI & CCS | 0 | 0 | 0 | 0 | 0 | 0 | 0
00 Ret.Exist_FBC_SNCR_ACI_DSI & DCCS | 0 | 0 | 0 | 0 | 0 | 0 | 0
00 Ret.Exist_FBC_SNCR_ACI_DSI & DCCS & CCS | 0 | 0 | 0 | 0 | 0 | 0 | 0
00 Ret.Exist_FBC_SNCR_ACI_DSI & DRET | 0 | 0 | 0 | 0 | 0 | 0 | 0
00 Ret.Exist_FBC_SNCR_ACI_DSI & GPM | 0 | 0 | 0 | 0 | 0 | 0 | 0
00 Ret.Exist_FBC_SNCR_ACI_DSI & GPM & CCS | 0 | 0 | 0 | 0 | 0 | 0 | 0
00 Ret.Exist_FBC_SNCR_ACI_DSI & GPM & DRET | 0 | 0 | 0 | 0 | 0 | 0 | 0
00 Ret.Exist_FBC_SNCR_ACI_DSI & GPM & NGC | 0 | 0 | 0 | 0 | 0 | 0 | 0
00 Ret.Exist_FBC_SNCR_ACI_DSI & NGC | 0 | 0 | 0 | 0 | 0 | 0 | 0
00 Ret.Exist_FBC_SNCR_DSI & ACI | 0 | 0 | 0 | 0 | 0 | 0 | 0
00 Ret.Exist_FBC_SNCR_DSI & ACI & CCS | 0 | 0 | 0 | 0 | 0 | 0 | 0
00 Ret.Exist_FBC_SNCR_DSI & ACI & DRET | 0 | 0 | 0 | 0 | 0 | 0 | 0
00 Ret.Exist_FBC_SNCR_DSI & ACI & GPM | 0 | 0 | 0 | 0 | 0 | 0 | 0
00 Ret.Exist_FBC_SNCR_DSI & ACI & GPM & CCS | 0 | 0 | 0 | 0 | 0 | 0 | 0
00 Ret.Exist_FBC_SNCR_DSI & ACI & GPM & DRET | 0 | 0 | 0 | 0 | 0 | 0 | 0
00 Ret.Exist_FBC_SNCR_DSI & ACI & GPM & NGC | 0 | 0 | 0 | 0 | 0 | 0 | 0
00 Ret.Exist_FBC_SNCR_DSI & ACI & NGC | 0 | 0 | 0 | 0 | 0 | 0 | 0
00 Ret.Exist_FBC_SNCR_DSI & CCS | 0 | 0 | 0 | 0 | 0 | 0 | 0
00 Ret.Exist_FBC_SNCR_DSI & DCCS | 0 | 0 | 0 | 0 | 0 | 0 | 0
00 Ret.Exist_FBC_SNCR_DSI & DCCS & CCS | 0 | 0 | 0 | 0 | 0 | 0 | 0
00 Ret.Exist_FBC_SNCR_DSI & DRET | 0 | 0 | 0 | 0 | 0 | 0 | 0
00 Ret.Exist_FBC_SNCR_DSI & GPM | 0 | 0 | 0 | 0 | 0 | 0 | 0
00 Ret.Exist_FBC_SNCR_DSI & GPM & CCS | 0 | 0 | 0 | 0 | 0 | 0 | 0
00 Ret.Exist_FBC_SNCR_DSI & GPM & DRET | 0 | 0 | 0 | 0 | 0 | 0 | 0
00 Ret.Exist_FBC_SNCR_DSI & GPM & NGC | 0 | 0 | 0 | 0 | 0 | 0 | 0
00 Ret.Exist_FBC_SNCR_DSI & NGC | 0 | 0 | 0 | 0 | 0 | 0 | 0
00 Ret.Exist_FBC_WetFGD_DSI & ACI | 0 | 0 | 0 | 0 | 0 | 0 | 0
00 Ret.Exist_FBC_WetFGD_DSI & ACI & DRET | 0 | 0 | 0 | 0 | 0 | 0 | 0
00 Ret.Exist_FBC_WetFGD_DSI & ACI & GPM | 0 | 0 | 0 | 0 | 0 | 0 | 0
00 Ret.Exist_FBC_WetFGD_DSI & ACI & GPM & DRET | 0 | 0 | 0 | 0 | 0 | 0 | 0
00 Ret.Exist_FBC_WetFGD_DSI & ACI & GPM & NGC | 0 | 0 | 0 | 0 | 0 | 0 | 0
00 Ret.Exist_FBC_WetFGD_DSI & ACI & GPM & SNCR | 0 | 0 | 0 | 0 | 0 | 0 | 0
00 Ret.Exist_FBC_WetFGD_DSI & ACI & GPM & SNCR & DRET | 0 | 0 | 0 | 0 | 0 | 0 | 0
00 Ret.Exist_FBC_WetFGD_DSI & ACI & GPM & SNCR & NGC | 0 | 0 | 0 | 0 | 0 | 0 | 0
00 Ret.Exist_FBC_WetFGD_DSI & ACI & NGC | 0 | 0 | 0 | 0 | 0 | 0 | 0
00 Ret.Exist_FBC_WetFGD_DSI & ACI & SNCR | 0 | 0 | 0 | 0 | 0 | 0 | 0
00 Ret.Exist_FBC_WetFGD_DSI & ACI & SNCR & DRET | 0 | 0 | 0 | 0 | 0 | 0 | 0
00 Ret.Exist_FBC_WetFGD_DSI & ACI & SNCR & NGC | 0 | 0 | 0 | 0 | 0 | 0 | 0
00 Ret.Exist_FBC_WetFGD_DSI & DRET | 0 | 0 | 0 | 0 | 0 | 0 | 0
00 Ret.Exist_FBC_WetFGD_DSI & GPM | 0 | 0 | 0 | 0 | 0 | 0 | 0
00 Ret.Exist_FBC_WetFGD_DSI & GPM & DRET | 0 | 0 | 0 | 0 | 0 | 0 | 0
00 Ret.Exist_FBC_WetFGD_DSI & GPM & NGC | 0 | 0 | 0 | 0 | 0 | 0 | 0
00 Ret.Exist_FBC_WetFGD_DSI & GPM & SNCR | 0 | 0 | 0 | 0 | 0 | 0 | 0
00 Ret.Exist_FBC_WetFGD_DSI & GPM & SNCR & DRET | 0 | 0 | 0 | 0 | 0 | 0 | 0
00 Ret.Exist_FBC_WetFGD_DSI & GPM & SNCR & NGC | 0 | 0 | 0 | 0 | 0 | 0 | 0
00 Ret.Exist_FBC_WetFGD_DSI & NGC | 0 | 0 | 0 | 0 | 0 | 0 | 0
00 Ret.Exist_FBC_WetFGD_DSI & SNCR | 0 | 0 | 0 | 0 | 0 | 0 | 0
00 Ret.Exist_FBC_WetFGD_DSI & SNCR & DRET | 0 | 0 | 0 | 0 | 0 | 0 | 0
00 Ret.Exist_FBC_WetFGD_DSI & SNCR & NGC | 0 | 0 | 0 | 0 | 0 | 0 | 0
00 Ret.Exist_FBC_WetFGD_SNCR & ACI | 0 | 0 | 0 | 0 | 0 | 0 | 0
00 Ret.Exist_FBC_WetFGD_SNCR & ACI & DRET | 0 | 0 | 0 | 0 | 0 | 0 | 0
00 Ret.Exist_FBC_WetFGD_SNCR & ACI & NGC | 0 | 0 | 0 | 0 | 0 | 0 | 0
00 Ret.Exist_FBC_WetFGD_SNCR & DRET | 0 | 0 | 0 | 0 | 0 | 0 | 0
00 Ret.Exist_FBC_WetFGD_SNCR & GPM | 0 | 0 | 0 | 0 | 0 | 0 | 0
00 Ret.Exist_FBC_WetFGD_SNCR & GPM & DRET | 0 | 0 | 0 | 0 | 0 | 0 | 0
00 Ret.Exist_FBC_WetFGD_SNCR & GPM & NGC | 0 | 0 | 0 | 0 | 0 | 0 | 0
00 Ret.Exist_FBC_WetFGD_SNCR & NGC | 0 | 0 | 0 | 0 | 0 | 0 | 0
00 Ret.Exist_Non-FBC_ACI & C2G | 0.60854 | 3.6531 | 0 | 0 | 0 | 0 | 0
00 Ret.Exist_Non-FBC_ACI & C2G & SCR | 0 | 0 | 0 | 0 | 0 | 0 | 0
00 Ret.Exist_Non-FBC_ACI & DCCS | 0 | 0 | 0 | 0 | 0 | 0 | 0
00 Ret.Exist_Non-FBC_ACI & DCCS & WetFGD & SCR & CCS | 0 | 0 | 0 | 0 | 0 | 0 | 0
00 Ret.Exist_Non-FBC_ACI & DRET | 0 | 0 | 0 | 0 | 0 | 0 | 0
00 Ret.Exist_Non-FBC_ACI & DSI | 0 | 0 | 0 | 0 | 0 | 0 | 0
00 Ret.Exist_Non-FBC_ACI & DSI & C2G | 0 | 0 | 0 | 0 | 0 | 0 | 0
00 Ret.Exist_Non-FBC_ACI & DSI & C2G & SCR | 0 | 0 | 0 | 0 | 0 | 0 | 0
00 Ret.Exist_Non-FBC_ACI & DSI & DRET | 0 | 0 | 0 | 0 | 0 | 0 | 0
00 Ret.Exist_Non-FBC_ACI & DSI & GPM | 0 | 0 | 0 | 0 | 0 | 0 | 0
00 Ret.Exist_Non-FBC_ACI & DSI & GPM & C2G | 0 | 0 | 0 | 0 | 0 | 0 | 0
00 Ret.Exist_Non-FBC_ACI & DSI & GPM & C2G & SCR | 0 | 0 | 0 | 0 | 0 | 0 | 0
00 Ret.Exist_Non-FBC_ACI & DSI & GPM & DRET | 0 | 0 | 0 | 0 | 0 | 0 | 0
00 Ret.Exist_Non-FBC_ACI & DSI & GPM & NGC | 0 | 0 | 0 | 0 | 0 | 0 | 0
00 Ret.Exist_Non-FBC_ACI & DSI & GPM & SCR | 0 | 0 | 0 | 0 | 0 | 0 | 0
00 Ret.Exist_Non-FBC_ACI & DSI & GPM & SCR & DRET | 0 | 0 | 0 | 0 | 0 | 0 | 0
00 Ret.Exist_Non-FBC_ACI & DSI & GPM & SCR & NGC | 0 | 0 | 0 | 0 | 0 | 0 | 0
00 Ret.Exist_Non-FBC_ACI & DSI & GPM & SNCR | 0 | 0 | 0 | 0 | 0 | 0 | 0
00 Ret.Exist_Non-FBC_ACI & DSI & GPM & SNCR & DRET | 0 | 0 | 0 | 0 | 0 | 0 | 0
00 Ret.Exist_Non-FBC_ACI & DSI & GPM & SNCR & NGC | 0 | 0 | 0 | 0 | 0 | 0 | 0
00 Ret.Exist_Non-FBC_ACI & DSI & GPM & WetFGD & SCR & CCS | 0 | 0 | 0 | 0 | 0 | 0 | 0
00 Ret.Exist_Non-FBC_ACI & DSI & NGC | 0 | 0 | 0 | 0 | 0 | 0 | 0
00 Ret.Exist_Non-FBC_ACI & DSI & SCR | 0 | 0 | 0 | 0 | 0 | 0 | 0
00 Ret.Exist_Non-FBC_ACI & DSI & SCR & DRET | 0 | 0 | 0 | 0 | 0 | 0 | 0
00 Ret.Exist_Non-FBC_ACI & DSI & SCR & NGC | 0 | 0 | 0 | 0 | 0 | 0 | 0
00 Ret.Exist_Non-FBC_ACI & DSI & SNCR | 0 | 0 | 0 | 0 | 0 | 0 | 0
00 Ret.Exist_Non-FBC_ACI & DSI & SNCR & DRET | 0 | 0 | 0 | 0 | 0 | 0 | 0
00 Ret.Exist_Non-FBC_ACI & DSI & SNCR & NGC | 0 | 0 | 0 | 0 | 0 | 0 | 0
00 Ret.Exist_Non-FBC_ACI & DSI & WetFGD & SCR & CCS | 0 | 0 | 0 | 0 | 0 | 0 | 0
00 Ret.Exist_Non-FBC_ACI & GPM | 0 | 0 | 0 | 0 | 0 | 0 | 0
00 Ret.Exist_Non-FBC_ACI & GPM & C2G | 0 | 0 | 0 | 0 | 0 | 0 | 0
00 Ret.Exist_Non-FBC_ACI & GPM & C2G & SCR | 0 | 0 | 0 | 0 | 0 | 0 | 0
00 Ret.Exist_Non-FBC_ACI & GPM & DRET | 0 | 0 | 0 | 0 | 0 | 0 | 0
00 Ret.Exist_Non-FBC_ACI & GPM & NGC | 0 | 0 | 0 | 0 | 0 | 0 | 0
00 Ret.Exist_Non-FBC_ACI & GPM & SCR | 0 | 0 | 0 | 0 | 0 | 0 | 0
00 Ret.Exist_Non-FBC_ACI & GPM & SCR & DRET | 0 | 0 | 0 | 0 | 0 | 0 | 0
00 Ret.Exist_Non-FBC_ACI & GPM & SCR & NGC | 0 | 0 | 0 | 0 | 0 | 0 | 0
00 Ret.Exist_Non-FBC_ACI & GPM & SNCR | 0 | 0 | 0 | 0 | 0 | 0 | 0
00 Ret.Exist_Non-FBC_ACI & GPM & SNCR & DRET | 0 | 0 | 0 | 0 | 0 | 0 | 0
00 Ret.Exist_Non-FBC_ACI & GPM & SNCR & NGC | 0 | 0 | 0 | 0 | 0 | 0 | 0
00 Ret.Exist_Non-FBC_ACI & GPM & WetFGD & SCR & CCS | 0 | 0 | 0 | 0 | 0 | 0 | 0
00 Ret.Exist_Non-FBC_ACI & NGC | 0 | 0 | 0 | 0 | 0 | 0 | 0
00 Ret.Exist_Non-FBC_ACI & SCR | 0 | 52.842 | 47.3188 | 9.4287 | 0 | 0 | 0
00 Ret.Exist_Non-FBC_ACI & SCR & C2G | 0 | 0 | 0 | 0 | 0 | 0 | 0
00 Ret.Exist_Non-FBC_ACI & SCR & DRET | 0 | 0 | 0 | 0 | 0 | 0 | 0
00 Ret.Exist_Non-FBC_ACI & SCR & NGC | 0 | 0 | 0 | 0 | 0 | 0 | 0
00 Ret.Exist_Non-FBC_ACI & SCR & WetFGD & CCS | 0 | 0 | 0 | 0 | 0 | 0 | 0
00 Ret.Exist_Non-FBC_ACI & SNCR | 0 | 0 | 0 | 0 | 0 | 0 | 0
00 Ret.Exist_Non-FBC_ACI & SNCR & C2G | 0 | 0 | 0 | 0 | 0 | 0 | 0
00 Ret.Exist_Non-FBC_ACI & SNCR & DRET | 0 | 0 | 0 | 0 | 0 | 0 | 0
00 Ret.Exist_Non-FBC_ACI & SNCR & NGC | 0 | 0 | 0 | 0 | 0 | 0 | 0
00 Ret.Exist_Non-FBC_ACI_DSI & C2G | 0 | 0 | 0 | 0 | 0 | 0 | 0
00 Ret.Exist_Non-FBC_ACI_DSI & C2G & SCR | 0 | 0 | 0 | 0 | 0 | 0 | 0
00 Ret.Exist_Non-FBC_ACI_DSI & DCCS | 0 | 0 | 0 | 0 | 0 | 0 | 0
00 Ret.Exist_Non-FBC_ACI_DSI & DCCS & WetFGD & SCR & CCS | 0 | 0 | 0 | 0 | 0 | 0 | 0
00 Ret.Exist_Non-FBC_ACI_DSI & DRET | 0 | 0 | 0 | 0 | 0 | 0 | 0
00 Ret.Exist_Non-FBC_ACI_DSI & GPM | 0 | 0 | 0 | 0 | 0 | 0 | 0
00 Ret.Exist_Non-FBC_ACI_DSI & GPM & C2G | 0 | 0 | 0 | 0 | 0 | 0 | 0
00 Ret.Exist_Non-FBC_ACI_DSI & GPM & C2G & SCR | 0 | 0 | 0 | 0 | 0 | 0 | 0
00 Ret.Exist_Non-FBC_ACI_DSI & GPM & DRET | 0 | 0 | 0 | 0 | 0 | 0 | 0
00 Ret.Exist_Non-FBC_ACI_DSI & GPM & NGC | 0 | 0 | 0 | 0 | 0 | 0 | 0
00 Ret.Exist_Non-FBC_ACI_DSI & GPM & SCR | 0 | 0 | 0 | 0 | 0 | 0 | 0
00 Ret.Exist_Non-FBC_ACI_DSI & GPM & SCR & DRET | 0 | 0 | 0 | 0 | 0 | 0 | 0
00 Ret.Exist_Non-FBC_ACI_DSI & GPM & SCR & NGC | 0 | 0 | 0 | 0 | 0 | 0 | 0
00 Ret.Exist_Non-FBC_ACI_DSI & GPM & SNCR | 0 | 0 | 0 | 0 | 0 | 0 | 0
00 Ret.Exist_Non-FBC_ACI_DSI & GPM & SNCR & DRET | 0 | 0 | 0 | 0 | 0 | 0 | 0
00 Ret.Exist_Non-FBC_ACI_DSI & GPM & SNCR & NGC | 0 | 0 | 0 | 0 | 0 | 0 | 0
00 Ret.Exist_Non-FBC_ACI_DSI & GPM & WetFGD & SCR & CCS | 0 | 0 | 0 | 0 | 0 | 0 | 0
00 Ret.Exist_Non-FBC_ACI_DSI & NGC | 0 | 0 | 0 | 0 | 0 | 0 | 0
00 Ret.Exist_Non-FBC_ACI_DSI & SCR | 0 | 0 | 0 | 0 | 0 | 0 | 0
00 Ret.Exist_Non-FBC_ACI_DSI & SCR & C2G | 0 | 0 | 0 | 0 | 0 | 0 | 0
00 Ret.Exist_Non-FBC_ACI_DSI & SCR & DRET | 0 | 0 | 0 | 0 | 0 | 0 | 0
00 Ret.Exist_Non-FBC_ACI_DSI & SCR & NGC | 0 | 0 | 0 | 0 | 0 | 0 | 0
00 Ret.Exist_Non-FBC_ACI_DSI & SCR & WetFGD & CCS | 0 | 0 | 0 | 0 | 0 | 0 | 0
00 Ret.Exist_Non-FBC_ACI_DSI & SNCR | 0 | 0 | 0 | 0 | 0 | 0 | 0
00 Ret.Exist_Non-FBC_ACI_DSI & SNCR & C2G | 0 | 0 | 0 | 0 | 0 | 0 | 0
00 Ret.Exist_Non-FBC_ACI_DSI & SNCR & DRET | 0 | 0 | 0 | 0 | 0 | 0 | 0
00 Ret.Exist_Non-FBC_ACI_DSI & SNCR & NGC | 0 | 0 | 0 | 0 | 0 | 0 | 0
00 Ret.Exist_Non-FBC_DryFGD & C2G | 0 | 0 | 0 | 0 | 0 | 0 | 0
00 Ret.Exist_Non-FBC_DryFGD & C2G & SCR | 0 | 0 | 0 | 0 | 0 | 0 | 0
00 Ret.Exist_Non-FBC_DryFGD & DRET | 0 | 0 | 0 | 0 | 0 | 0 | 0
00 Ret.Exist_Non-FBC_DryFGD & GPM | 0 | 0 | 0 | 0 | 0 | 0 | 0
00 Ret.Exist_Non-FBC_DryFGD & GPM & C2G | 0 | 0 | 0 | 0 | 0 | 0 | 0
00 Ret.Exist_Non-FBC_DryFGD & GPM & C2G & SCR | 0 | 0 | 0 | 0 | 0 | 0 | 0
00 Ret.Exist_Non-FBC_DryFGD & GPM & DRET | 0 | 0 | 0 | 0 | 0 | 0 | 0
00 Ret.Exist_Non-FBC_DryFGD & GPM & NGC | 0 | 0 | 0 | 0 | 0 | 0 | 0
00 Ret.Exist_Non-FBC_DryFGD & GPM & SCR | 0 | 0 | 0 | 0 | 0 | 0 | 0
00 Ret.Exist_Non-FBC_DryFGD & GPM & SCR & CCS | 0 | 0 | 0 | 0 | 0 | 0 | 0
00 Ret.Exist_Non-FBC_DryFGD & GPM & SCR & DRET | 0 | 0 | 0 | 0 | 0 | 0 | 0
00 Ret.Exist_Non-FBC_DryFGD & GPM & SCR & NGC | 0 | 0 | 0 | 0 | 0 | 0 | 0
00 Ret.Exist_Non-FBC_DryFGD & GPM & SNCR | 0 | 0 | 0 | 0 | 0 | 0 | 0
00 Ret.Exist_Non-FBC_DryFGD & GPM & SNCR & DRET | 0 | 0 | 0 | 0 | 0 | 0 | 0
00 Ret.Exist_Non-FBC_DryFGD & GPM & SNCR & NGC | 0 | 0 | 0 | 0 | 0 | 0 | 0
00 Ret.Exist_Non-FBC_DryFGD & NGC | 0 | 0 | 0 | 0 | 0 | 0 | 0
00 Ret.Exist_Non-FBC_DryFGD & SCR | 0 | 0 | 0 | 0 | 0 | 0 | 0
00 Ret.Exist_Non-FBC_DryFGD & SCR & C2G | 0 | 0 | 0 | 0 | 0 | 0 | 0
00 Ret.Exist_Non-FBC_DryFGD & SCR & CCS | 0 | 0 | 0 | 0 | 0 | 0 | 0
00 Ret.Exist_Non-FBC_DryFGD & SCR & DRET | 0 | 0 | 0 | 0 | 0 | 0 | 0
00 Ret.Exist_Non-FBC_DryFGD & SCR & NGC | 0 | 0 | 0 | 0 | 0 | 0 | 0
00 Ret.Exist_Non-FBC_DryFGD & SNCR | 0 | 0 | 0 | 0 | 0 | 0 | 0
00 Ret.Exist_Non-FBC_DryFGD & SNCR & C2G | 0 | 0 | 0 | 0 | 0 | 0 | 0
00 Ret.Exist_Non-FBC_DryFGD & SNCR & DRET | 0 | 0 | 0 | 0 | 0 | 0 | 0
00 Ret.Exist_Non-FBC_DryFGD & SNCR & NGC | 0 | 0 | 0 | 0 | 0 | 0 | 0
00 Ret.Exist_Non-FBC_DryFGD_ACI & C2G | 0 | 0 | 0 | 0 | 0 | 0 | 0
00 Ret.Exist_Non-FBC_DryFGD_ACI & C2G & SCR | 0 | 0 | 0 | 0 | 0 | 0 | 0
00 Ret.Exist_Non-FBC_DryFGD_ACI & DCCS | 0 | 0 | 0 | 0 | 0 | 0 | 0
00 Ret.Exist_Non-FBC_DryFGD_ACI & DCCS & SCR & CCS | 0 | 0 | 0 | 0 | 0 | 0 | 0
00 Ret.Exist_Non-FBC_DryFGD_ACI & DRET | 0 | 0 | 0 | 0 | 0 | 0 | 0
00 Ret.Exist_Non-FBC_DryFGD_ACI & GPM | 0 | 0 | 0 | 0 | 0 | 0 | 0
00 Ret.Exist_Non-FBC_DryFGD_ACI & GPM & C2G | 0 | 0 | 0 | 0 | 0 | 0 | 0
00 Ret.Exist_Non-FBC_DryFGD_ACI & GPM & C2G & SCR | 0 | 0 | 0 | 0 | 0 | 0 | 0
00 Ret.Exist_Non-FBC_DryFGD_ACI & GPM & DRET | 0 | 0 | 0 | 0 | 0 | 0 | 0
00 Ret.Exist_Non-FBC_DryFGD_ACI & GPM & NGC | 0 | 0 | 0 | 0 | 0 | 0 | 0
00 Ret.Exist_Non-FBC_DryFGD_ACI & GPM & SCR | 0 | 0 | 0 | 0 | 0 | 0 | 0
00 Ret.Exist_Non-FBC_DryFGD_ACI & GPM & SCR & CCS | 0 | 0 | 0 | 0 | 0 | 0 | 0
00 Ret.Exist_Non-FBC_DryFGD_ACI & GPM & SCR & DRET | 0 | 0 | 0 | 0 | 0 | 0 | 0
00 Ret.Exist_Non-FBC_DryFGD_ACI & GPM & SCR & NGC | 0 | 0 | 0 | 0 | 0 | 0 | 0
00 Ret.Exist_Non-FBC_DryFGD_ACI & GPM & SNCR | 0 | 0 | 0 | 0 | 0 | 0 | 0
00 Ret.Exist_Non-FBC_DryFGD_ACI & GPM & SNCR & DRET | 0 | 0 | 0 | 0 | 0 | 0 | 0
00 Ret.Exist_Non-FBC_DryFGD_ACI & GPM & SNCR & NGC | 0 | 0 | 0 | 0 | 0 | 0 | 0
00 Ret.Exist_Non-FBC_DryFGD_ACI & NGC | 0 | 0 | 0 | 0 | 0 | 0 | 0
00 Ret.Exist_Non-FBC_DryFGD_ACI & SCR | 0 | 3.8164 | 0 | 0 | 0 | 0 | 0
00 Ret.Exist_Non-FBC_DryFGD_ACI & SCR & C2G | 0 | 0 | 0 | 0 | 0 | 0 | 0
00 Ret.Exist_Non-FBC_DryFGD_ACI & SCR & CCS | 0 | 0 | 23.9144 | 23.9144 | 0 | 0 | 0
00 Ret.Exist_Non-FBC_DryFGD_ACI & SCR & DRET | 0 | 0 | 0 | 0 | 0 | 0 | 0
00 Ret.Exist_Non-FBC_DryFGD_ACI & SCR & NGC | 0 | 0 | 0 | 0 | 0 | 0 | 0
00 Ret.Exist_Non-FBC_DryFGD_ACI & SNCR | 0 | 0 | 0 | 0 | 0 | 0 | 0
00 Ret.Exist_Non-FBC_DryFGD_ACI & SNCR & C2G | 0 | 0 | 0 | 0 | 0 | 0 | 0
00 Ret.Exist_Non-FBC_DryFGD_ACI & SNCR & DRET | 0 | 0 | 0 | 0 | 0 | 0 | 0
00 Ret.Exist_Non-FBC_DryFGD_ACI & SNCR & NGC | 0 | 0 | 0 | 0 | 0 | 0 | 0
00 Ret.Exist_Non-FBC_DryFGD_SCR & ACI | 0 | 0 | 0 | 0 | 0 | 0 | 0
00 Ret.Exist_Non-FBC_DryFGD_SCR & ACI & C2G | 0 | 0 | 0 | 0 | 0 | 0 | 0
00 Ret.Exist_Non-FBC_DryFGD_SCR & ACI & CCS | 0 | 0 | 0 | 0 | 0 | 0 | 0
00 Ret.Exist_Non-FBC_DryFGD_SCR & ACI & DRET | 0 | 0 | 0 | 0 | 0 | 0 | 0
00 Ret.Exist_Non-FBC_DryFGD_SCR & ACI & GPM | 0 | 0 | 0 | 0 | 0 | 0 | 0
00 Ret.Exist_Non-FBC_DryFGD_SCR & ACI & GPM & C2G | 0 | 0 | 0 | 0 | 0 | 0 | 0
00 Ret.Exist_Non-FBC_DryFGD_SCR & ACI & GPM & CCS | 0 | 0 | 0 | 0 | 0 | 0 | 0
00 Ret.Exist_Non-FBC_DryFGD_SCR & ACI & GPM & DRET | 0 | 0 | 0 | 0 | 0 | 0 | 0
00 Ret.Exist_Non-FBC_DryFGD_SCR & ACI & GPM & NGC | 0 | 0 | 0 | 0 | 0 | 0 | 0
00 Ret.Exist_Non-FBC_DryFGD_SCR & ACI & NGC | 0 | 0 | 0 | 0 | 0 | 0 | 0
00 Ret.Exist_Non-FBC_DryFGD_SCR & C2G | 0 | 0 | 0 | 0 | 0 | 0 | 0
00 Ret.Exist_Non-FBC_DryFGD_SCR & CCS | 0 | 0 | 0 | 0 | 0 | 0 | 0
00 Ret.Exist_Non-FBC_DryFGD_SCR & DRET | 0 | 0 | 0 | 0 | 0 | 0 | 0
00 Ret.Exist_Non-FBC_DryFGD_SCR & GPM | 0 | 0 | 0 | 0 | 0 | 0 | 0
00 Ret.Exist_Non-FBC_DryFGD_SCR & GPM & C2G | 0 | 0 | 0 | 0 | 0 | 0 | 0
00 Ret.Exist_Non-FBC_DryFGD_SCR & GPM & CCS | 0 | 0 | 0 | 0 | 0 | 0 | 0
00 Ret.Exist_Non-FBC_DryFGD_SCR & GPM & DRET | 0 | 0 | 0 | 0 | 0 | 0 | 0
00 Ret.Exist_Non-FBC_DryFGD_SCR & GPM & NGC | 0 | 0 | 0 | 0 | 0 | 0 | 0
00 Ret.Exist_Non-FBC_DryFGD_SCR & NGC | 0 | 0 | 0 | 0 | 0 | 0 | 0
00 Ret.Exist_Non-FBC_DryFGD_SCR_ACI & C2G | 0.29722 | 0.29722 | 0.29722 | 0.29722 | 0.29722 | 0.29722 | 0.29722
00 Ret.Exist_Non-FBC_DryFGD_SCR_ACI & CCS | 0 | 5.9726 | 12.9902 | 12.9902 | 7.3898 | 7.3898 | 7.3898
00 Ret.Exist_Non-FBC_DryFGD_SCR_ACI & DCCS | 0 | 0 | 0 | 0 | 0 | 0 | 0
00 Ret.Exist_Non-FBC_DryFGD_SCR_ACI & DCCS & CCS | 0 | 0 | 0 | 0 | 0 | 0 | 0
00 Ret.Exist_Non-FBC_DryFGD_SCR_ACI & DRET | 0 | 0 | 0 | 0 | 0 | 0 | 0
00 Ret.Exist_Non-FBC_DryFGD_SCR_ACI & GPM | 0 | 0 | 0 | 0 | 0 | 0 | 0
00 Ret.Exist_Non-FBC_DryFGD_SCR_ACI & GPM & C2G | 0 | 0 | 0 | 0 | 0 | 0 | 0
00 Ret.Exist_Non-FBC_DryFGD_SCR_ACI & GPM & CCS | 0 | 0 | 0 | 0 | 0 | 0 | 0
00 Ret.Exist_Non-FBC_DryFGD_SCR_ACI & GPM & DRET | 0 | 0 | 0 | 0 | 0 | 0 | 0
00 Ret.Exist_Non-FBC_DryFGD_SCR_ACI & GPM & NGC | 0 | 0 | 0 | 0 | 0 | 0 | 0
00 Ret.Exist_Non-FBC_DryFGD_SCR_ACI & NGC | 0 | 0 | 0 | 0 | 0 | 0 | 0
00 Ret.Exist_Non-FBC_DryFGD_SCR_ACI_DSI & C2G | 0 | 0 | 0 | 0 | 0 | 0 | 0
00 Ret.Exist_Non-FBC_DryFGD_SCR_ACI_DSI & CCS | 0 | 0 | 0 | 0 | 0 | 0 | 0
00 Ret.Exist_Non-FBC_DryFGD_SCR_ACI_DSI & DCCS | 0 | 0 | 0 | 0 | 0 | 0 | 0
00 Ret.Exist_Non-FBC_DryFGD_SCR_ACI_DSI & DCCS & CCS | 0 | 0 | 0 | 0 | 0 | 0 | 0
00 Ret.Exist_Non-FBC_DryFGD_SCR_ACI_DSI & DRET | 0 | 0 | 0 | 0 | 0 | 0 | 0
00 Ret.Exist_Non-FBC_DryFGD_SCR_ACI_DSI & GPM | 0 | 0 | 0 | 0 | 0 | 0 | 0
00 Ret.Exist_Non-FBC_DryFGD_SCR_ACI_DSI & GPM & C2G | 0 | 0 | 0 | 0 | 0 | 0 | 0
00 Ret.Exist_Non-FBC_DryFGD_SCR_ACI_DSI & GPM & CCS | 0 | 0 | 0 | 0 | 0 | 0 | 0
00 Ret.Exist_Non-FBC_DryFGD_SCR_ACI_DSI & GPM & DRET | 0 | 0 | 0 | 0 | 0 | 0 | 0
00 Ret.Exist_Non-FBC_DryFGD_SCR_ACI_DSI & GPM & NGC | 0 | 0 | 0 | 0 | 0 | 0 | 0
00 Ret.Exist_Non-FBC_DryFGD_SCR_ACI_DSI & NGC | 0 | 0 | 0 | 0 | 0 | 0 | 0
00 Ret.Exist_Non-FBC_DryFGD_SCR_DSI & ACI | 0 | 0 | 0 | 0 | 0 | 0 | 0
00 Ret.Exist_Non-FBC_DryFGD_SCR_DSI & ACI & C2G | 0 | 0 | 0 | 0 | 0 | 0 | 0
00 Ret.Exist_Non-FBC_DryFGD_SCR_DSI & ACI & CCS | 0 | 0 | 0 | 0 | 0 | 0 | 0
00 Ret.Exist_Non-FBC_DryFGD_SCR_DSI & ACI & DRET | 0 | 0 | 0 | 0 | 0 | 0 | 0
00 Ret.Exist_Non-FBC_DryFGD_SCR_DSI & ACI & GPM | 0 | 0 | 0 | 0 | 0 | 0 | 0
00 Ret.Exist_Non-FBC_DryFGD_SCR_DSI & ACI & GPM & C2G | 0 | 0 | 0 | 0 | 0 | 0 | 0
00 Ret.Exist_Non-FBC_DryFGD_SCR_DSI & ACI & GPM & CCS | 0 | 0 | 0 | 0 | 0 | 0 | 0
00 Ret.Exist_Non-FBC_DryFGD_SCR_DSI & ACI & GPM & DRET | 0 | 0 | 0 | 0 | 0 | 0 | 0
00 Ret.Exist_Non-FBC_DryFGD_SCR_DSI & ACI & GPM & NGC | 0 | 0 | 0 | 0 | 0 | 0 | 0
00 Ret.Exist_Non-FBC_DryFGD_SCR_DSI & ACI & NGC | 0 | 0 | 0 | 0 | 0 | 0 | 0
00 Ret.Exist_Non-FBC_DryFGD_SCR_DSI & C2G | 0 | 0 | 0 | 0 | 0 | 0 | 0
00 Ret.Exist_Non-FBC_DryFGD_SCR_DSI & CCS | 0 | 0 | 0 | 0 | 0 | 0 | 0
00 Ret.Exist_Non-FBC_DryFGD_SCR_DSI & DRET | 0 | 0 | 0 | 0 | 0 | 0 | 0
00 Ret.Exist_Non-FBC_DryFGD_SCR_DSI & GPM | 0 | 0 | 0 | 0 | 0 | 0 | 0
00 Ret.Exist_Non-FBC_DryFGD_SCR_DSI & GPM & C2G | 0 | 0 | 0 | 0 | 0 | 0 | 0
00 Ret.Exist_Non-FBC_DryFGD_SCR_DSI & GPM & CCS | 0 | 0 | 0 | 0 | 0 | 0 | 0
00 Ret.Exist_Non-FBC_DryFGD_SCR_DSI & GPM & DRET | 0 | 0 | 0 | 0 | 0 | 0 | 0
00 Ret.Exist_Non-FBC_DryFGD_SCR_DSI & GPM & NGC | 0 | 0 | 0 | 0 | 0 | 0 | 0
00 Ret.Exist_Non-FBC_DryFGD_SCR_DSI & NGC | 0 | 0 | 0 | 0 | 0 | 0 | 0
00 Ret.Exist_Non-FBC_DryFGD_SNCR_ACI & C2G | 0 | 0 | 0 | 0 | 0 | 0 | 0
00 Ret.Exist_Non-FBC_DryFGD_SNCR_ACI & C2G & SCR | 0 | 0 | 0 | 0 | 0 | 0 | 0
00 Ret.Exist_Non-FBC_DryFGD_SNCR_ACI & DCCS | 0 | 0 | 0 | 0 | 0 | 0 | 0
00 Ret.Exist_Non-FBC_DryFGD_SNCR_ACI & DCCS & SCR & CCS | 0 | 0 | 0 | 0 | 0 | 0 | 0
00 Ret.Exist_Non-FBC_DryFGD_SNCR_ACI & DRET | 0 | 0 | 0 | 0 | 0 | 0 | 0
00 Ret.Exist_Non-FBC_DryFGD_SNCR_ACI & GPM | 0 | 0 | 0 | 0 | 0 | 0 | 0
00 Ret.Exist_Non-FBC_DryFGD_SNCR_ACI & GPM & C2G | 0 | 0 | 0 | 0 | 0 | 0 | 0
00 Ret.Exist_Non-FBC_DryFGD_SNCR_ACI & GPM & C2G & SCR | 0 | 0 | 0 | 0 | 0 | 0 | 0
00 Ret.Exist_Non-FBC_DryFGD_SNCR_ACI & GPM & DRET | 0 | 0 | 0 | 0 | 0 | 0 | 0
00 Ret.Exist_Non-FBC_DryFGD_SNCR_ACI & GPM & NGC | 0 | 0 | 0 | 0 | 0 | 0 | 0
00 Ret.Exist_Non-FBC_DryFGD_SNCR_ACI & GPM & SCR | 0 | 0 | 0 | 0 | 0 | 0 | 0
00 Ret.Exist_Non-FBC_DryFGD_SNCR_ACI & GPM & SCR & CCS | 0 | 0 | 0 | 0 | 0 | 0 | 0
00 Ret.Exist_Non-FBC_DryFGD_SNCR_ACI & GPM & SCR & DRET | 0 | 0 | 0 | 0 | 0 | 0 | 0
00 Ret.Exist_Non-FBC_DryFGD_SNCR_ACI & GPM & SCR & NGC | 0 | 0 | 0 | 0 | 0 | 0 | 0
00 Ret.Exist_Non-FBC_DryFGD_SNCR_ACI & NGC | 0 | 0 | 0 | 0 | 0 | 0 | 0
00 Ret.Exist_Non-FBC_DryFGD_SNCR_ACI & SCR | 0 | 0 | 0 | 0 | 0 | 0 | 0
00 Ret.Exist_Non-FBC_DryFGD_SNCR_ACI & SCR & C2G | 0 | 0 | 0 | 0 | 0 | 0 | 0
00 Ret.Exist_Non-FBC_DryFGD_SNCR_ACI & SCR & CCS | 0 | 0 | 0 | 0 | 0 | 0 | 0
00 Ret.Exist_Non-FBC_DryFGD_SNCR_ACI & SCR & DRET | 0 | 0 | 0 | 0 | 0 | 0 | 0
00 Ret.Exist_Non-FBC_DryFGD_SNCR_ACI & SCR & NGC | 0 | 0 | 0 | 0 | 0 | 0 | 0
00 Ret.Exist_Non-FBC_DryFGD_SNCR_ACI_DSI & C2G | 0 | 0 | 0 | 0 | 0 | 0 | 0
00 Ret.Exist_Non-FBC_DryFGD_SNCR_ACI_DSI & C2G & SCR | 0 | 0 | 0 | 0 | 0 | 0 | 0
00 Ret.Exist_Non-FBC_DryFGD_SNCR_ACI_DSI & DRET | 0 | 0 | 0 | 0 | 0 | 0 | 0
00 Ret.Exist_Non-FBC_DryFGD_SNCR_ACI_DSI & GPM | 0 | 0 | 0 | 0 | 0 | 0 | 0
00 Ret.Exist_Non-FBC_DryFGD_SNCR_ACI_DSI & GPM & C2G | 0 | 0 | 0 | 0 | 0 | 0 | 0
00 Ret.Exist_Non-FBC_DryFGD_SNCR_ACI_DSI & GPM & C2G & SCR | 0 | 0 | 0 | 0 | 0 | 0 | 0
00 Ret.Exist_Non-FBC_DryFGD_SNCR_ACI_DSI & GPM & DRET | 0 | 0 | 0 | 0 | 0 | 0 | 0
00 Ret.Exist_Non-FBC_DryFGD_SNCR_ACI_DSI & GPM & NGC | 0 | 0 | 0 | 0 | 0 | 0 | 0
00 Ret.Exist_Non-FBC_DryFGD_SNCR_ACI_DSI & GPM & SCR | 0 | 0 | 0 | 0 | 0 | 0 | 0
00 Ret.Exist_Non-FBC_DryFGD_SNCR_ACI_DSI & GPM & SCR & CCS | 0 | 0 | 0 | 0 | 0 | 0 | 0
00 Ret.Exist_Non-FBC_DryFGD_SNCR_ACI_DSI & GPM & SCR & DRET | 0 | 0 | 0 | 0 | 0 | 0 | 0
00 Ret.Exist_Non-FBC_DryFGD_SNCR_ACI_DSI & GPM & SCR & NGC | 0 | 0 | 0 | 0 | 0 | 0 | 0
00 Ret.Exist_Non-FBC_DryFGD_SNCR_ACI_DSI & NGC | 0 | 0 | 0 | 0 | 0 | 0 | 0
00 Ret.Exist_Non-FBC_DryFGD_SNCR_ACI_DSI & SCR | 0 | 0 | 0 | 0 | 0 | 0 | 0
00 Ret.Exist_Non-FBC_DryFGD_SNCR_ACI_DSI & SCR & C2G | 0 | 0 | 0 | 0 | 0 | 0 | 0
00 Ret.Exist_Non-FBC_DryFGD_SNCR_ACI_DSI & SCR & CCS | 0 | 0 | 0 | 0 | 0 | 0 | 0
00 Ret.Exist_Non-FBC_DryFGD_SNCR_ACI_DSI & SCR & DRET | 0 | 0 | 0 | 0 | 0 | 0 | 0
00 Ret.Exist_Non-FBC_DryFGD_SNCR_ACI_DSI & SCR & NGC | 0 | 0 | 0 | 0 | 0 | 0 | 0
00 Ret.Exist_Non-FBC_DSI & ACI | 0 | 0 | 0 | 0 | 0 | 0 | 0
00 Ret.Exist_Non-FBC_DSI & ACI & C2G | 0 | 0 | 0 | 0 | 0 | 0 | 0
00 Ret.Exist_Non-FBC_DSI & ACI & C2G & SCR | 0 | 0 | 0 | 0 | 0 | 0 | 0
00 Ret.Exist_Non-FBC_DSI & ACI & DRET | 0 | 0 | 0 | 0 | 0 | 0 | 0
00 Ret.Exist_Non-FBC_DSI & ACI & GPM | 0 | 0 | 0 | 0 | 0 | 0 | 0
00 Ret.Exist_Non-FBC_DSI & ACI & GPM & C2G | 0 | 0 | 0 | 0 | 0 | 0 | 0
00 Ret.Exist_Non-FBC_DSI & ACI & GPM & C2G & SCR | 0 | 0 | 0 | 0 | 0 | 0 | 0
00 Ret.Exist_Non-FBC_DSI & ACI & GPM & DRET | 0 | 0 | 0 | 0 | 0 | 0 | 0
00 Ret.Exist_Non-FBC_DSI & ACI & GPM & NGC | 0 | 0 | 0 | 0 | 0 | 0 | 0
00 Ret.Exist_Non-FBC_DSI & ACI & GPM & SCR | 0 | 0 | 0 | 0 | 0 | 0 | 0
00 Ret.Exist_Non-FBC_DSI & ACI & GPM & SCR & DRET | 0 | 0 | 0 | 0 | 0 | 0 | 0
00 Ret.Exist_Non-FBC_DSI & ACI & GPM & SCR & NGC | 0 | 0 | 0 | 0 | 0 | 0 | 0
00 Ret.Exist_Non-FBC_DSI & ACI & GPM & SNCR | 0 | 0 | 0 | 0 | 0 | 0 | 0
00 Ret.Exist_Non-FBC_DSI & ACI & GPM & SNCR & DRET | 0 | 0 | 0 | 0 | 0 | 0 | 0
00 Ret.Exist_Non-FBC_DSI & ACI & GPM & SNCR & NGC | 0 | 0 | 0 | 0 | 0 | 0 | 0
00 Ret.Exist_Non-FBC_DSI & ACI & GPM & WetFGD & SCR & CCS | 0 | 0 | 0 | 0 | 0 | 0 | 0
00 Ret.Exist_Non-FBC_DSI & ACI & NGC | 0 | 0 | 0 | 0 | 0 | 0 | 0
00 Ret.Exist_Non-FBC_DSI & ACI & SCR | 0 | 0 | 0 | 0 | 0 | 0 | 0
00 Ret.Exist_Non-FBC_DSI & ACI & SCR & DRET | 0 | 0 | 0 | 0 | 0 | 0 | 0
00 Ret.Exist_Non-FBC_DSI & ACI & SCR & NGC | 0 | 0 | 0 | 0 | 0 | 0 | 0
00 Ret.Exist_Non-FBC_DSI & ACI & SNCR | 0 | 0 | 0 | 0 | 0 | 0 | 0
00 Ret.Exist_Non-FBC_DSI & ACI & SNCR & DRET | 0 | 0 | 0 | 0 | 0 | 0 | 0
00 Ret.Exist_Non-FBC_DSI & ACI & SNCR & NGC | 0 | 0 | 0 | 0 | 0 | 0 | 0
00 Ret.Exist_Non-FBC_DSI & ACI & WetFGD & SCR & CCS | 0 | 0 | 0 | 0 | 0 | 0 | 0
00 Ret.Exist_Non-FBC_DSI & C2G | 0 | 0 | 0 | 0 | 0 | 0 | 0
00 Ret.Exist_Non-FBC_DSI & C2G & SCR | 0 | 0 | 0 | 0 | 0 | 0 | 0
00 Ret.Exist_Non-FBC_DSI & DRET | 0 | 0 | 0 | 0 | 0 | 0 | 0
00 Ret.Exist_Non-FBC_DSI & GPM | 0 | 0 | 0 | 0 | 0 | 0 | 0
00 Ret.Exist_Non-FBC_DSI & GPM & C2G | 0 | 0 | 0 | 0 | 0 | 0 | 0
00 Ret.Exist_Non-FBC_DSI & GPM & C2G & SCR | 0 | 0 | 0 | 0 | 0 | 0 | 0
00 Ret.Exist_Non-FBC_DSI & GPM & DRET | 0 | 0 | 0 | 0 | 0 | 0 | 0
00 Ret.Exist_Non-FBC_DSI & GPM & NGC | 0 | 0 | 0 | 0 | 0 | 0 | 0
00 Ret.Exist_Non-FBC_DSI & GPM & SCR | 0 | 0 | 0 | 0 | 0 | 0 | 0
00 Ret.Exist_Non-FBC_DSI & GPM & SCR & DRET | 0 | 0 | 0 | 0 | 0 | 0 | 0
00 Ret.Exist_Non-FBC_DSI & GPM & SCR & NGC | 0 | 0 | 0 | 0 | 0 | 0 | 0
00 Ret.Exist_Non-FBC_DSI & GPM & SNCR | 0 | 0 | 0 | 0 | 0 | 0 | 0
00 Ret.Exist_Non-FBC_DSI & GPM & SNCR & DRET | 0 | 0 | 0 | 0 | 0 | 0 | 0
00 Ret.Exist_Non-FBC_DSI & GPM & SNCR & NGC | 0 | 0 | 0 | 0 | 0 | 0 | 0
00 Ret.Exist_Non-FBC_DSI & GPM & WetFGD & SCR & CCS | 0 | 0 | 0 | 0 | 0 | 0 | 0
00 Ret.Exist_Non-FBC_DSI & NGC | 0 | 0 | 0 | 0 | 0 | 0 | 0
00 Ret.Exist_Non-FBC_DSI & SCR | 0 | 0 | 0 | 0 | 0 | 0 | 0
00 Ret.Exist_Non-FBC_DSI & SCR & C2G | 0 | 0 | 0 | 0 | 0 | 0 | 0
00 Ret.Exist_Non-FBC_DSI & SCR & DRET | 0 | 0 | 0 | 0 | 0 | 0 | 0
00 Ret.Exist_Non-FBC_DSI & SCR & NGC | 0 | 0 | 0 | 0 | 0 | 0 | 0
00 Ret.Exist_Non-FBC_DSI & SCR & WetFGD & CCS | 0 | 0 | 0 | 0 | 0 | 0 | 0
00 Ret.Exist_Non-FBC_DSI & SNCR | 0 | 0 | 0 | 0 | 0 | 0 | 0
00 Ret.Exist_Non-FBC_DSI & SNCR & C2G | 0 | 0 | 0 | 0 | 0 | 0 | 0
00 Ret.Exist_Non-FBC_DSI & SNCR & DRET | 0 | 0 | 0 | 0 | 0 | 0 | 0
00 Ret.Exist_Non-FBC_DSI & SNCR & NGC | 0 | 0 | 0 | 0 | 0 | 0 | 0
00 Ret.Exist_Non-FBC_NoCtrl & ACI | 0 | 0 | 0 | 0 | 0 | 0 | 0
00 Ret.Exist_Non-FBC_NoCtrl & ACI & C2G | 0 | 0 | 0 | 0 | 0 | 0 | 0
00 Ret.Exist_Non-FBC_NoCtrl & ACI & C2G & SCR | 0 | 0 | 0 | 0 | 0 | 0 | 0
00 Ret.Exist_Non-FBC_NoCtrl & ACI & DRET | 0 | 0 | 0 | 0 | 0 | 0 | 0
00 Ret.Exist_Non-FBC_NoCtrl & ACI & DSI | 0 | 0 | 0 | 0 | 0 | 0 | 0
00 Ret.Exist_Non-FBC_NoCtrl & ACI & DSI & C2G | 0 | 0 | 0 | 0 | 0 | 0 | 0
00 Ret.Exist_Non-FBC_NoCtrl & ACI & DSI & C2G & SCR | 0 | 0 | 0 | 0 | 0 | 0 | 0
00 Ret.Exist_Non-FBC_NoCtrl & ACI & DSI & DRET | 0 | 0 | 0 | 0 | 0 | 0 | 0
00 Ret.Exist_Non-FBC_NoCtrl & ACI & DSI & GPM | 0 | 0 | 0 | 0 | 0 | 0 | 0
00 Ret.Exist_Non-FBC_NoCtrl & ACI & DSI & GPM & C2G | 0 | 0 | 0 | 0 | 0 | 0 | 0
00 Ret.Exist_Non-FBC_NoCtrl & ACI & DSI & GPM & C2G & SCR | 0 | 0 | 0 | 0 | 0 | 0 | 0
00 Ret.Exist_Non-FBC_NoCtrl & ACI & DSI & GPM & DRET | 0 | 0 | 0 | 0 | 0 | 0 | 0
00 Ret.Exist_Non-FBC_NoCtrl & ACI & DSI & GPM & NGC | 0 | 0 | 0 | 0 | 0 | 0 | 0
00 Ret.Exist_Non-FBC_NoCtrl & ACI & DSI & GPM & SCR | 0 | 0 | 0 | 0 | 0 | 0 | 0
00 Ret.Exist_Non-FBC_NoCtrl & ACI & DSI & GPM & SCR & DRET | 0 | 0 | 0 | 0 | 0 | 0 | 0
00 Ret.Exist_Non-FBC_NoCtrl & ACI & DSI & GPM & SCR & NGC | 0 | 0 | 0 | 0 | 0 | 0 | 0
00 Ret.Exist_Non-FBC_NoCtrl & ACI & DSI & GPM & SNCR | 0 | 0 | 0 | 0 | 0 | 0 | 0
00 Ret.Exist_Non-FBC_NoCtrl & ACI & DSI & GPM & SNCR & DRET | 0 | 0 | 0 | 0 | 0 | 0 | 0
00 Ret.Exist_Non-FBC_NoCtrl & ACI & DSI & GPM & SNCR & NGC | 0 | 0 | 0 | 0 | 0 | 0 | 0
00 Ret.Exist_Non-FBC_NoCtrl & ACI & DSI & GPM & WetFGD & SCR & CCS | 0 | 0 | 0 | 0 | 0 | 0 | 0
00 Ret.Exist_Non-FBC_NoCtrl & ACI & DSI & NGC | 0 | 0 | 0 | 0 | 0 | 0 | 0
00 Ret.Exist_Non-FBC_NoCtrl & ACI & DSI & SCR | 0 | 0 | 0 | 0 | 0 | 0 | 0
00 Ret.Exist_Non-FBC_NoCtrl & ACI & DSI & SCR & DRET | 0 | 0 | 0 | 0 | 0 | 0 | 0
00 Ret.Exist_Non-FBC_NoCtrl & ACI & DSI & SCR & NGC | 0 | 0 | 0 | 0 | 0 | 0 | 0
00 Ret.Exist_Non-FBC_NoCtrl & ACI & DSI & SNCR | 0 | 0 | 0 | 0 | 0 | 0 | 0
00 Ret.Exist_Non-FBC_NoCtrl & ACI & DSI & SNCR & DRET | 0 | 0 | 0 | 0 | 0 | 0 | 0
00 Ret.Exist_Non-FBC_NoCtrl & ACI & DSI & SNCR & NGC | 0 | 0 | 0 | 0 | 0 | 0 | 0
00 Ret.Exist_Non-FBC_NoCtrl & ACI & DSI & WetFGD & SCR & CCS | 0 | 0 | 0 | 0 | 0 | 0 | 0
00 Ret.Exist_Non-FBC_NoCtrl & ACI & GPM | 0 | 0 | 0 | 0 | 0 | 0 | 0
00 Ret.Exist_Non-FBC_NoCtrl & ACI & GPM & C2G | 0 | 0 | 0 | 0 | 0 | 0 | 0
00 Ret.Exist_Non-FBC_NoCtrl & ACI & GPM & C2G & SCR | 0 | 0 | 0 | 0 | 0 | 0 | 0
00 Ret.Exist_Non-FBC_NoCtrl & ACI & GPM & DRET | 0 | 0 | 0 | 0 | 0 | 0 | 0
00 Ret.Exist_Non-FBC_NoCtrl & ACI & GPM & NGC | 0 | 0 | 0 | 0 | 0 | 0 | 0
00 Ret.Exist_Non-FBC_NoCtrl & ACI & GPM & SCR | 0 | 0 | 0 | 0 | 0 | 0 | 0
00 Ret.Exist_Non-FBC_NoCtrl & ACI & GPM & SCR & DRET | 0 | 0 | 0 | 0 | 0 | 0 | 0
00 Ret.Exist_Non-FBC_NoCtrl & ACI & GPM & SCR & NGC | 0 | 0 | 0 | 0 | 0 | 0 | 0
00 Ret.Exist_Non-FBC_NoCtrl & ACI & GPM & SNCR | 0 | 0 | 0 | 0 | 0 | 0 | 0
00 Ret.Exist_Non-FBC_NoCtrl & ACI & GPM & SNCR & DRET | 0 | 0 | 0 | 0 | 0 | 0 | 0
00 Ret.Exist_Non-FBC_NoCtrl & ACI & GPM & SNCR & NGC | 0 | 0 | 0 | 0 | 0 | 0 | 0
00 Ret.Exist_Non-FBC_NoCtrl & ACI & GPM & WetFGD & SCR & CCS | 0 | 0 | 0 | 0 | 0 | 0 | 0
00 Ret.Exist_Non-FBC_NoCtrl & ACI & NGC | 0 | 0 | 0 | 0 | 0 | 0 | 0
00 Ret.Exist_Non-FBC_NoCtrl & ACI & SCR | 0 | 0 | 0 | 0 | 0 | 0 | 0
00 Ret.Exist_Non-FBC_NoCtrl & ACI & SCR & DRET | 0 | 0 | 0 | 0 | 0 | 0 | 0
00 Ret.Exist_Non-FBC_NoCtrl & ACI & SCR & NGC | 0 | 0 | 0 | 0 | 0 | 0 | 0
00 Ret.Exist_Non-FBC_NoCtrl & ACI & SNCR | 0 | 0 | 0 | 0 | 0 | 0 | 0
00 Ret.Exist_Non-FBC_NoCtrl & ACI & SNCR & DRET | 0 | 0 | 0 | 0 | 0 | 0 | 0
00 Ret.Exist_Non-FBC_NoCtrl & ACI & SNCR & NGC | 0 | 0 | 0 | 0 | 0 | 0 | 0
00 Ret.Exist_Non-FBC_NoCtrl & ACI & WetFGD & SCR & CCS | 0 | 0 | 0 | 0 | 0 | 0 | 0
00 Ret.Exist_Non-FBC_NoCtrl & C2G | 0 | 0 | 0 | 0 | 0 | 0 | 0
00 Ret.Exist_Non-FBC_NoCtrl & C2G & SCR | 0 | 0 | 0 | 0 | 0 | 0 | 0
00 Ret.Exist_Non-FBC_NoCtrl & DCCS | 0 | 0 | 0 | 0 | 0 | 0 | 0
00 Ret.Exist_Non-FBC_NoCtrl & DCCS & WetFGD & SCR & CCS | 0 | 0 | 0 | 0 | 0 | 0 | 0
00 Ret.Exist_Non-FBC_NoCtrl & DRET | 0 | 0 | 0 | 0 | 0 | 0 | 0
00 Ret.Exist_Non-FBC_NoCtrl & DSI | 0 | 0 | 0 | 0 | 0 | 0 | 0
00 Ret.Exist_Non-FBC_NoCtrl & DSI & C2G | 0 | 0 | 0 | 0 | 0 | 0 | 0
00 Ret.Exist_Non-FBC_NoCtrl & DSI & C2G & SCR | 0 | 0 | 0 | 0 | 0 | 0 | 0
00 Ret.Exist_Non-FBC_NoCtrl & DSI & DRET | 0 | 0 | 0 | 0 | 0 | 0 | 0
00 Ret.Exist_Non-FBC_NoCtrl & DSI & GPM | 0 | 0 | 0 | 0 | 0 | 0 | 0
00 Ret.Exist_Non-FBC_NoCtrl & DSI & GPM & C2G | 0 | 0 | 0 | 0 | 0 | 0 | 0
00 Ret.Exist_Non-FBC_NoCtrl & DSI & GPM & C2G & SCR | 0 | 0 | 0 | 0 | 0 | 0 | 0
00 Ret.Exist_Non-FBC_NoCtrl & DSI & GPM & DRET | 0 | 0 | 0 | 0 | 0 | 0 | 0
00 Ret.Exist_Non-FBC_NoCtrl & DSI & GPM & NGC | 0 | 0 | 0 | 0 | 0 | 0 | 0
00 Ret.Exist_Non-FBC_NoCtrl & DSI & GPM & SCR | 0 | 0 | 0 | 0 | 0 | 0 | 0
00 Ret.Exist_Non-FBC_NoCtrl & DSI & GPM & SCR & DRET | 0 | 0 | 0 | 0 | 0 | 0 | 0
00 Ret.Exist_Non-FBC_NoCtrl & DSI & GPM & SCR & NGC | 0 | 0 | 0 | 0 | 0 | 0 | 0
00 Ret.Exist_Non-FBC_NoCtrl & DSI & GPM & SNCR | 0 | 0 | 0 | 0 | 0 | 0 | 0
00 Ret.Exist_Non-FBC_NoCtrl & DSI & GPM & SNCR & DRET | 0 | 0 | 0 | 0 | 0 | 0 | 0
00 Ret.Exist_Non-FBC_NoCtrl & DSI & GPM & SNCR & NGC | 0 | 0 | 0 | 0 | 0 | 0 | 0
00 Ret.Exist_Non-FBC_NoCtrl & DSI & GPM & WetFGD & SCR & CCS | 0 | 0 | 0 | 0 | 0 | 0 | 0
00 Ret.Exist_Non-FBC_NoCtrl & DSI & NGC | 0 | 0 | 0 | 0 | 0 | 0 | 0
00 Ret.Exist_Non-FBC_NoCtrl & DSI & SCR | 0 | 0 | 0 | 0 | 0 | 0 | 0
00 Ret.Exist_Non-FBC_NoCtrl & DSI & SCR & DRET | 0 | 0 | 0 | 0 | 0 | 0 | 0
00 Ret.Exist_Non-FBC_NoCtrl & DSI & SCR & NGC | 0 | 0 | 0 | 0 | 0 | 0 | 0
00 Ret.Exist_Non-FBC_NoCtrl & DSI & SNCR | 0 | 0 | 0 | 0 | 0 | 0 | 0
00 Ret.Exist_Non-FBC_NoCtrl & DSI & SNCR & DRET | 0 | 0 | 0 | 0 | 0 | 0 | 0
00 Ret.Exist_Non-FBC_NoCtrl & DSI & SNCR & NGC | 0 | 0 | 0 | 0 | 0 | 0 | 0
00 Ret.Exist_Non-FBC_NoCtrl & DSI & WetFGD & SCR & CCS | 0 | 0 | 0 | 0 | 0 | 0 | 0
00 Ret.Exist_Non-FBC_NoCtrl & GPM | 0 | 0 | 0 | 0 | 0 | 0 | 0
00 Ret.Exist_Non-FBC_NoCtrl & GPM & C2G | 0 | 0 | 0 | 0 | 0 | 0 | 0
00 Ret.Exist_Non-FBC_NoCtrl & GPM & C2G & SCR | 0 | 0 | 0 | 0 | 0 | 0 | 0
00 Ret.Exist_Non-FBC_NoCtrl & GPM & DRET | 0 | 0 | 0 | 0 | 0 | 0 | 0
00 Ret.Exist_Non-FBC_NoCtrl & GPM & NGC | 0 | 0 | 0 | 0 | 0 | 0 | 0
00 Ret.Exist_Non-FBC_NoCtrl & GPM & SCR | 0 | 0 | 0 | 0 | 0 | 0 | 0
00 Ret.Exist_Non-FBC_NoCtrl & GPM & SCR & DRET | 0 | 0 | 0 | 0 | 0 | 0 | 0
00 Ret.Exist_Non-FBC_NoCtrl & GPM & SCR & NGC | 0 | 0 | 0 | 0 | 0 | 0 | 0
00 Ret.Exist_Non-FBC_NoCtrl & GPM & SNCR | 0 | 0 | 0 | 0 | 0 | 0 | 0
00 Ret.Exist_Non-FBC_NoCtrl & GPM & SNCR & DRET | 0 | 0 | 0 | 0 | 0 | 0 | 0
00 Ret.Exist_Non-FBC_NoCtrl & GPM & SNCR & NGC | 0 | 0 | 0 | 0 | 0 | 0 | 0
00 Ret.Exist_Non-FBC_NoCtrl & GPM & WetFGD & SCR & CCS | 0 | 0 | 0 | 0 | 0 | 0 | 0
00 Ret.Exist_Non-FBC_NoCtrl & NGC | 0 | 0 | 0 | 0 | 0 | 0 | 0
00 Ret.Exist_Non-FBC_NoCtrl & SCR | 0 | 0 | 0 | 0 | 0 | 0 | 0
00 Ret.Exist_Non-FBC_NoCtrl & SCR & C2G | 0 | 0 | 0 | 0 | 0 | 0 | 0
00 Ret.Exist_Non-FBC_NoCtrl & SCR & DRET | 0 | 0 | 0 | 0 | 0 | 0 | 0
00 Ret.Exist_Non-FBC_NoCtrl & SCR & NGC | 0 | 0 | 0 | 0 | 0 | 0 | 0
00 Ret.Exist_Non-FBC_NoCtrl & SCR & WetFGD & CCS | 0 | 0 | 0 | 0 | 0 | 0 | 0
00 Ret.Exist_Non-FBC_NoCtrl & SNCR | 0 | 0 | 0 | 0 | 0 | 0 | 0
00 Ret.Exist_Non-FBC_NoCtrl & SNCR & C2G | 0 | 0 | 0 | 0 | 0 | 0 | 0
00 Ret.Exist_Non-FBC_NoCtrl & SNCR & DRET | 0 | 0 | 0 | 0 | 0 | 0 | 0
00 Ret.Exist_Non-FBC_NoCtrl & SNCR & NGC | 0 | 0 | 0 | 0 | 0 | 0 | 0
00 Ret.Exist_Non-FBC_SCR_ACI & C2G | 0 | 0 | 0 | 0 | 0 | 0 | 0
00 Ret.Exist_Non-FBC_SCR_ACI & DCCS | 0 | 0 | 0 | 0 | 0 | 0 | 0
00 Ret.Exist_Non-FBC_SCR_ACI & DCCS & WetFGD & CCS | 0 | 0 | 0 | 0 | 0 | 0 | 0
00 Ret.Exist_Non-FBC_SCR_ACI & DRET | 0 | 0 | 0 | 0 | 0 | 0 | 0
00 Ret.Exist_Non-FBC_SCR_ACI & DSI | 0 | 0 | 0 | 0 | 0 | 0 | 0
00 Ret.Exist_Non-FBC_SCR_ACI & DSI & C2G | 0 | 0 | 0 | 0 | 0 | 0 | 0
00 Ret.Exist_Non-FBC_SCR_ACI & DSI & DRET | 0 | 0 | 0 | 0 | 0 | 0 | 0
00 Ret.Exist_Non-FBC_SCR_ACI & DSI & GPM | 0 | 0 | 0 | 0 | 0 | 0 | 0
00 Ret.Exist_Non-FBC_SCR_ACI & DSI & GPM & C2G | 0 | 0 | 0 | 0 | 0 | 0 | 0
00 Ret.Exist_Non-FBC_SCR_ACI & DSI & GPM & DRET | 0 | 0 | 0 | 0 | 0 | 0 | 0
00 Ret.Exist_Non-FBC_SCR_ACI & DSI & GPM & NGC | 0 | 0 | 0 | 0 | 0 | 0 | 0
00 Ret.Exist_Non-FBC_SCR_ACI & DSI & GPM & WetFGD & CCS | 0 | 0 | 0 | 0 | 0 | 0 | 0
00 Ret.Exist_Non-FBC_SCR_ACI & DSI & NGC | 0 | 0 | 0 | 0 | 0 | 0 | 0
00 Ret.Exist_Non-FBC_SCR_ACI & DSI & WetFGD & CCS | 0 | 0 | 0 | 0 | 0 | 0 | 0
00 Ret.Exist_Non-FBC_SCR_ACI & GPM | 0 | 0 | 0 | 0 | 0 | 0 | 0
00 Ret.Exist_Non-FBC_SCR_ACI & GPM & C2G | 0 | 0 | 0 | 0 | 0 | 0 | 0
00 Ret.Exist_Non-FBC_SCR_ACI & GPM & DRET | 0 | 0 | 0 | 0 | 0 | 0 | 0
00 Ret.Exist_Non-FBC_SCR_ACI & GPM & NGC | 0 | 0 | 0 | 0 | 0 | 0 | 0
00 Ret.Exist_Non-FBC_SCR_ACI & GPM & WetFGD & CCS | 0 | 0 | 0 | 0 | 0 | 0 | 0
00 Ret.Exist_Non-FBC_SCR_ACI & NGC | 0 | 0 | 0 | 0 | 0 | 0 | 0
00 Ret.Exist_Non-FBC_SCR_ACI & WetFGD & CCS | 0 | 0 | 0 | 0 | 0 | 0 | 0
00 Ret.Exist_Non-FBC_SCR_ACI_DSI & C2G | 0 | 0 | 0 | 0 | 0 | 0 | 0
00 Ret.Exist_Non-FBC_SCR_ACI_DSI & DCCS | 0 | 0 | 0 | 0 | 0 | 0 | 0
00 Ret.Exist_Non-FBC_SCR_ACI_DSI & DCCS & WetFGD & CCS | 0 | 0 | 0 | 0 | 0 | 0 | 0
00 Ret.Exist_Non-FBC_SCR_ACI_DSI & DRET | 0 | 0 | 0 | 0 | 0 | 0 | 0
00 Ret.Exist_Non-FBC_SCR_ACI_DSI & GPM | 0 | 0 | 0 | 0 | 0 | 0 | 0
00 Ret.Exist_Non-FBC_SCR_ACI_DSI & GPM & C2G | 0 | 0 | 0 | 0 | 0 | 0 | 0
00 Ret.Exist_Non-FBC_SCR_ACI_DSI & GPM & DRET | 0 | 0 | 0 | 0 | 0 | 0 | 0
00 Ret.Exist_Non-FBC_SCR_ACI_DSI & GPM & NGC | 0 | 0 | 0 | 0 | 0 | 0 | 0
00 Ret.Exist_Non-FBC_SCR_ACI_DSI & GPM & WetFGD & CCS | 0 | 0 | 0 | 0 | 0 | 0 | 0
00 Ret.Exist_Non-FBC_SCR_ACI_DSI & NGC | 0 | 0 | 0 | 0 | 0 | 0 | 0
00 Ret.Exist_Non-FBC_SCR_ACI_DSI & WetFGD & CCS | 0 | 0 | 0 | 0 | 0 | 0 | 0
00 Ret.Exist_Non-FBC_SNCR_ACI & C2G | 0 | 0 | 0 | 0 | 0 | 0 | 0
00 Ret.Exist_Non-FBC_SNCR_ACI & C2G & SCR | 0 | 0 | 0 | 0 | 0 | 0 | 0
00 Ret.Exist_Non-FBC_SNCR_ACI & DRET | 0 | 0 | 0 | 0 | 0 | 0 | 0
00 Ret.Exist_Non-FBC_SNCR_ACI & DSI | 0 | 0 | 0 | 0 | 0 | 0 | 0
00 Ret.Exist_Non-FBC_SNCR_ACI & DSI & C2G | 0 | 0 | 0 | 0 | 0 | 0 | 0
00 Ret.Exist_Non-FBC_SNCR_ACI & DSI & C2G & SCR | 0 | 0 | 0 | 0 | 0 | 0 | 0
00 Ret.Exist_Non-FBC_SNCR_ACI & DSI & DRET | 0 | 0 | 0 | 0 | 0 | 0 | 0
00 Ret.Exist_Non-FBC_SNCR_ACI & DSI & NGC | 0 | 0 | 0 | 0 | 0 | 0 | 0
00 Ret.Exist_Non-FBC_SNCR_ACI & DSI & SCR | 0 | 0 | 0 | 0 | 0 | 0 | 0
00 Ret.Exist_Non-FBC_SNCR_ACI & DSI & SCR & DRET | 0 | 0 | 0 | 0 | 0 | 0 | 0
00 Ret.Exist_Non-FBC_SNCR_ACI & DSI & SCR & NGC | 0 | 0 | 0 | 0 | 0 | 0 | 0
00 Ret.Exist_Non-FBC_SNCR_ACI & DSI & WetFGD & SCR & CCS | 0 | 0 | 0 | 0 | 0 | 0 | 0
00 Ret.Exist_Non-FBC_SNCR_ACI & GPM | 0 | 0 | 0 | 0 | 0 | 0 | 0
00 Ret.Exist_Non-FBC_SNCR_ACI & GPM & C2G | 0 | 0 | 0 | 0 | 0 | 0 | 0
00 Ret.Exist_Non-FBC_SNCR_ACI & GPM & C2G & SCR | 0 | 0 | 0 | 0 | 0 | 0 | 0
00 Ret.Exist_Non-FBC_SNCR_ACI & GPM & DRET | 0 | 0 | 0 | 0 | 0 | 0 | 0
00 Ret.Exist_Non-FBC_SNCR_ACI & GPM & NGC | 0 | 0 | 0 | 0 | 0 | 0 | 0
00 Ret.Exist_Non-FBC_SNCR_ACI & GPM & SCR | 0 | 0 | 0 | 0 | 0 | 0 | 0
00 Ret.Exist_Non-FBC_SNCR_ACI & GPM & SCR & DRET | 0 | 0 | 0 | 0 | 0 | 0 | 0
00 Ret.Exist_Non-FBC_SNCR_ACI & GPM & SCR & NGC | 0 | 0 | 0 | 0 | 0 | 0 | 0
00 Ret.Exist_Non-FBC_SNCR_ACI & GPM & WetFGD & SCR & CCS | 0 | 0 | 0 | 0 | 0 | 0 | 0
00 Ret.Exist_Non-FBC_SNCR_ACI & NGC | 0 | 0 | 0 | 0 | 0 | 0 | 0
00 Ret.Exist_Non-FBC_SNCR_ACI & SCR | 0 | 0 | 0 | 0 | 0 | 0 | 0
00 Ret.Exist_Non-FBC_SNCR_ACI & SCR & C2G | 0 | 0 | 0 | 0 | 0 | 0 | 0
00 Ret.Exist_Non-FBC_SNCR_ACI & SCR & DRET | 0 | 0 | 0 | 0 | 0 | 0 | 0
00 Ret.Exist_Non-FBC_SNCR_ACI & SCR & NGC | 0 | 0 | 0 | 0 | 0 | 0 | 0
00 Ret.Exist_Non-FBC_SNCR_ACI & SCR & WetFGD & CCS | 0 | 0 | 0 | 0 | 0 | 0 | 0
00 Ret.Exist_Non-FBC_SNCR_ACI_DSI & C2G | 0 | 0 | 0 | 0 | 0 | 0 | 0
00 Ret.Exist_Non-FBC_SNCR_ACI_DSI & C2G & SCR | 0 | 0 | 0 | 0 | 0 | 0 | 0
00 Ret.Exist_Non-FBC_SNCR_ACI_DSI & DCCS | 0 | 0 | 0 | 0 | 0 | 0 | 0
00 Ret.Exist_Non-FBC_SNCR_ACI_DSI & DCCS & WetFGD & SCR & CCS | 0 | 0 | 0 | 0 | 0 | 0 | 0
00 Ret.Exist_Non-FBC_SNCR_ACI_DSI & DRET | 0 | 0 | 0 | 0 | 0 | 0 | 0
00 Ret.Exist_Non-FBC_SNCR_ACI_DSI & GPM | 0 | 0 | 0 | 0 | 0 | 0 | 0
00 Ret.Exist_Non-FBC_SNCR_ACI_DSI & GPM & C2G | 0 | 0 | 0 | 0 | 0 | 0 | 0
00 Ret.Exist_Non-FBC_SNCR_ACI_DSI & GPM & C2G & SCR | 0 | 0 | 0 | 0 | 0 | 0 | 0
00 Ret.Exist_Non-FBC_SNCR_ACI_DSI & GPM & DRET | 0 | 0 | 0 | 0 | 0 | 0 | 0
00 Ret.Exist_Non-FBC_SNCR_ACI_DSI & GPM & NGC | 0 | 0 | 0 | 0 | 0 | 0 | 0
00 Ret.Exist_Non-FBC_SNCR_ACI_DSI & GPM & SCR | 0 | 0 | 0 | 0 | 0 | 0 | 0
00 Ret.Exist_Non-FBC_SNCR_ACI_DSI & GPM & SCR & DRET | 0 | 0 | 0 | 0 | 0 | 0 | 0
00 Ret.Exist_Non-FBC_SNCR_ACI_DSI & GPM & SCR & NGC | 0 | 0 | 0 | 0 | 0 | 0 | 0
00 Ret.Exist_Non-FBC_SNCR_ACI_DSI & GPM & WetFGD & SCR & CCS | 0 | 0 | 0 | 0 | 0 | 0 | 0
00 Ret.Exist_Non-FBC_SNCR_ACI_DSI & NGC | 0 | 0 | 0 | 0 | 0 | 0 | 0
00 Ret.Exist_Non-FBC_SNCR_ACI_DSI & SCR | 0 | 0 | 0 | 0 | 0 | 0 | 0
00 Ret.Exist_Non-FBC_SNCR_ACI_DSI & SCR & C2G | 0 | 0 | 0 | 0 | 0 | 0 | 0
00 Ret.Exist_Non-FBC_SNCR_ACI_DSI & SCR & DRET | 0 | 0 | 0 | 0 | 0 | 0 | 0
00 Ret.Exist_Non-FBC_SNCR_ACI_DSI & SCR & NGC | 0 | 0 | 0 | 0 | 0 | 0 | 0
00 Ret.Exist_Non-FBC_SNCR_ACI_DSI & SCR & WetFGD & CCS | 0 | 0 | 0 | 0 | 0 | 0 | 0
00 Ret.Exist_Non-FBC_WetFGD & ACI | 0 | 0 | 0 | 0 | 0 | 0 | 0
00 Ret.Exist_Non-FBC_WetFGD & ACI & C2G | 0 | 0 | 0 | 0 | 0 | 0 | 0
00 Ret.Exist_Non-FBC_WetFGD & ACI & C2G & SCR | 0 | 0 | 0 | 0 | 0 | 0 | 0
00 Ret.Exist_Non-FBC_WetFGD & ACI & DRET | 0 | 0 | 0 | 0 | 0 | 0 | 0
00 Ret.Exist_Non-FBC_WetFGD & ACI & GPM | 0 | 0 | 0 | 0 | 0 | 0 | 0
00 Ret.Exist_Non-FBC_WetFGD & ACI & GPM & C2G | 0 | 0 | 0 | 0 | 0 | 0 | 0
00 Ret.Exist_Non-FBC_WetFGD & ACI & GPM & C2G & SCR | 0 | 0 | 0 | 0 | 0 | 0 | 0
00 Ret.Exist_Non-FBC_WetFGD & ACI & GPM & DRET | 0 | 0 | 0 | 0 | 0 | 0 | 0
00 Ret.Exist_Non-FBC_WetFGD & ACI & GPM & NGC | 0 | 0 | 0 | 0 | 0 | 0 | 0
00 Ret.Exist_Non-FBC_WetFGD & ACI & GPM & SCR | 0 | 0 | 0 | 0 | 0 | 0 | 0
00 Ret.Exist_Non-FBC_WetFGD & ACI & GPM & SCR & CCS | 0 | 0 | 0 | 0 | 0 | 0 | 0
00 Ret.Exist_Non-FBC_WetFGD & ACI & GPM & SCR & DRET | 0 | 0 | 0 | 0 | 0 | 0 | 0
00 Ret.Exist_Non-FBC_WetFGD & ACI & GPM & SCR & NGC | 0 | 0 | 0 | 0 | 0 | 0 | 0
00 Ret.Exist_Non-FBC_WetFGD & ACI & GPM & SNCR | 0 | 0 | 0 | 0 | 0 | 0 | 0
00 Ret.Exist_Non-FBC_WetFGD & ACI & GPM & SNCR & DRET | 0 | 0 | 0 | 0 | 0 | 0 | 0
00 Ret.Exist_Non-FBC_WetFGD & ACI & GPM & SNCR & NGC | 0 | 0 | 0 | 0 | 0 | 0 | 0
00 Ret.Exist_Non-FBC_WetFGD & ACI & NGC | 0 | 0 | 0 | 0 | 0 | 0 | 0
00 Ret.Exist_Non-FBC_WetFGD & ACI & SCR | 0 | 0 | 0 | 0 | 0 | 0 | 0
00 Ret.Exist_Non-FBC_WetFGD & ACI & SCR & CCS | 0 | 0 | 0 | 0 | 0 | 0 | 0
00 Ret.Exist_Non-FBC_WetFGD & ACI & SCR & DRET | 0 | 0 | 0 | 0 | 0 | 0 | 0
00 Ret.Exist_Non-FBC_WetFGD & ACI & SCR & NGC | 0 | 0 | 0 | 0 | 0 | 0 | 0
00 Ret.Exist_Non-FBC_WetFGD & ACI & SNCR | 0 | 0 | 0 | 0 | 0 | 0 | 0
00 Ret.Exist_Non-FBC_WetFGD & ACI & SNCR & DRET | 0 | 0 | 0 | 0 | 0 | 0 | 0
00 Ret.Exist_Non-FBC_WetFGD & ACI & SNCR & NGC | 0 | 0 | 0 | 0 | 0 | 0 | 0
00 Ret.Exist_Non-FBC_WetFGD & C2G | 0 | 0 | 0 | 0 | 0 | 0 | 0
00 Ret.Exist_Non-FBC_WetFGD & C2G & SCR | 0 | 0 | 0 | 0 | 0 | 0 | 0
00 Ret.Exist_Non-FBC_WetFGD & DRET | 0 | 0 | 0 | 0 | 0 | 0 | 0
00 Ret.Exist_Non-FBC_WetFGD & DCCS | 0 | 0 | 0 | 0 | 0 | 0 | 0
00 Ret.Exist_Non-FBC_WetFGD & DCCS & SCR & CCS | 0 | 0 | 0 | 0 | 0 | 0 | 0
00 Ret.Exist_Non-FBC_WetFGD & GPM | 0 | 0 | 0 | 0 | 0 | 0 | 0
00 Ret.Exist_Non-FBC_WetFGD & GPM & C2G | 0 | 0 | 0 | 0 | 0 | 0 | 0
00 Ret.Exist_Non-FBC_WetFGD & GPM & C2G & SCR | 0 | 0 | 0 | 0 | 0 | 0 | 0
00 Ret.Exist_Non-FBC_WetFGD & GPM & DRET | 0 | 0 | 0 | 0 | 0 | 0 | 0
00 Ret.Exist_Non-FBC_WetFGD & GPM & NGC | 0 | 0 | 0 | 0 | 0 | 0 | 0
00 Ret.Exist_Non-FBC_WetFGD & GPM & SCR | 0 | 0 | 0 | 0 | 0 | 0 | 0
00 Ret.Exist_Non-FBC_WetFGD & GPM & SCR & CCS | 0 | 0 | 0 | 0 | 0 | 0 | 0
00 Ret.Exist_Non-FBC_WetFGD & GPM & SCR & DRET | 0 | 0 | 0 | 0 | 0 | 0 | 0
00 Ret.Exist_Non-FBC_WetFGD & GPM & SCR & NGC | 0 | 0 | 0 | 0 | 0 | 0 | 0
00 Ret.Exist_Non-FBC_WetFGD & GPM & SNCR | 0 | 0 | 0 | 0 | 0 | 0 | 0
00 Ret.Exist_Non-FBC_WetFGD & GPM & SNCR & DRET | 0 | 0 | 0 | 0 | 0 | 0 | 0
00 Ret.Exist_Non-FBC_WetFGD & GPM & SNCR & NGC | 0 | 0 | 0 | 0 | 0 | 0 | 0
00 Ret.Exist_Non-FBC_WetFGD & NGC | 0 | 0 | 0 | 0 | 0 | 0 | 0
00 Ret.Exist_Non-FBC_WetFGD & SCR | 0 | 2.6868 | 0 | 0 | 0 | 0 | 0
00 Ret.Exist_Non-FBC_WetFGD & SCR & C2G | 0 | 0 | 0 | 0 | 0 | 0 | 0
00 Ret.Exist_Non-FBC_WetFGD & SCR & CCS | 0 | 0 | 0 | 0 | 0 | 0 | 0
00 Ret.Exist_Non-FBC_WetFGD & SCR & DRET | 0 | 0 | 0 | 0 | 0 | 0 | 0
00 Ret.Exist_Non-FBC_WetFGD & SCR & NGC | 0 | 0 | 0 | 0 | 0 | 0 | 0
00 Ret.Exist_Non-FBC_WetFGD & SNCR | 0 | 0 | 0 | 0 | 0 | 0 | 0
00 Ret.Exist_Non-FBC_WetFGD & SNCR & C2G | 0 | 0 | 0 | 0 | 0 | 0 | 0
00 Ret.Exist_Non-FBC_WetFGD & SNCR & DRET | 0 | 0 | 0 | 0 | 0 | 0 | 0
00 Ret.Exist_Non-FBC_WetFGD & SNCR & NGC | 0 | 0 | 0 | 0 | 0 | 0 | 0
00 Ret.Exist_Non-FBC_WetFGD_ACI & C2G | 0.63963 | 0.63963 | 0.46829 | 0 | 0 | 0 | 0
00 Ret.Exist_Non-FBC_WetFGD_ACI & C2G & SCR | 0 | 0 | 0 | 0 | 0 | 0 | 0
00 Ret.Exist_Non-FBC_WetFGD_ACI & DCCS | 0 | 0 | 0 | 0 | 0 | 0 | 0
00 Ret.Exist_Non-FBC_WetFGD_ACI & DCCS & SCR & CCS | 0 | 0 | 0 | 0 | 0 | 0 | 0
00 Ret.Exist_Non-FBC_WetFGD_ACI & DRET | 0 | 0 | 0 | 0 | 0 | 0 | 0
00 Ret.Exist_Non-FBC_WetFGD_ACI & GPM | 0 | 0 | 0 | 0 | 0 | 0 | 0
00 Ret.Exist_Non-FBC_WetFGD_ACI & GPM & C2G | 0 | 0 | 0 | 0 | 0 | 0 | 0
00 Ret.Exist_Non-FBC_WetFGD_ACI & GPM & C2G & SCR | 0 | 0 | 0 | 0 | 0 | 0 | 0
00 Ret.Exist_Non-FBC_WetFGD_ACI & GPM & DRET | 0 | 0 | 0 | 0 | 0 | 0 | 0
00 Ret.Exist_Non-FBC_WetFGD_ACI & GPM & NGC | 0 | 0 | 0 | 0 | 0 | 0 | 0
00 Ret.Exist_Non-FBC_WetFGD_ACI & GPM & SCR | 0 | 0 | 0 | 0 | 0 | 0 | 0
00 Ret.Exist_Non-FBC_WetFGD_ACI & GPM & SCR & CCS | 0 | 0 | 0 | 0 | 0 | 0 | 0
00 Ret.Exist_Non-FBC_WetFGD_ACI & GPM & SCR & DRET | 0 | 0 | 0 | 0 | 0 | 0 | 0
00 Ret.Exist_Non-FBC_WetFGD_ACI & GPM & SCR & NGC | 0 | 0 | 0 | 0 | 0 | 0 | 0
00 Ret.Exist_Non-FBC_WetFGD_ACI & GPM & SNCR | 0 | 0 | 0 | 0 | 0 | 0 | 0
00 Ret.Exist_Non-FBC_WetFGD_ACI & GPM & SNCR & DRET | 0 | 0 | 0 | 0 | 0 | 0 | 0
00 Ret.Exist_Non-FBC_WetFGD_ACI & GPM & SNCR & NGC | 0 | 0 | 0 | 0 | 0 | 0 | 0
00 Ret.Exist_Non-FBC_WetFGD_ACI & NGC | 0 | 0 | 0 | 0 | 0 | 0 | 0
00 Ret.Exist_Non-FBC_WetFGD_ACI & SCR | 0 | 18.464 | 0 | 0 | 0 | 0 | 0
00 Ret.Exist_Non-FBC_WetFGD_ACI & SCR & C2G | 0 | 0 | 0 | 0 | 0 | 0 | 0
00 Ret.Exist_Non-FBC_WetFGD_ACI & SCR & CCS | 0 | 0 | 18.7476 | 18.7476 | 2.1064 | 2.1748 | 2.1748
00 Ret.Exist_Non-FBC_WetFGD_ACI & SCR & DRET | 0 | 0 | 0 | 0 | 0 | 0 | 0
00 Ret.Exist_Non-FBC_WetFGD_ACI & SCR & NGC | 0 | 0 | 0 | 0 | 0 | 0 | 0
00 Ret.Exist_Non-FBC_WetFGD_ACI & SNCR | 0 | 0 | 0 | 0 | 0 | 0 | 0
00 Ret.Exist_Non-FBC_WetFGD_ACI & SNCR & C2G | 0 | 0 | 0 | 0 | 0 | 0 | 0
00 Ret.Exist_Non-FBC_WetFGD_ACI & SNCR & DRET | 0 | 0 | 0 | 0 | 0 | 0 | 0
00 Ret.Exist_Non-FBC_WetFGD_ACI & SNCR & NGC | 0 | 0 | 0 | 0 | 0 | 0 | 0
00 Ret.Exist_Non-FBC_WetFGD_ACI_DSI & C2G | 0 | 0 | 0 | 0 | 0 | 0 | 0
00 Ret.Exist_Non-FBC_WetFGD_ACI_DSI & C2G & SCR | 0 | 0 | 0 | 0 | 0 | 0 | 0
00 Ret.Exist_Non-FBC_WetFGD_ACI_DSI & DCCS | 0 | 0 | 0 | 0 | 0 | 0 | 0
00 Ret.Exist_Non-FBC_WetFGD_ACI_DSI & DCCS & SCR & CCS | 0 | 0 | 0 | 0 | 0 | 0 | 0
00 Ret.Exist_Non-FBC_WetFGD_ACI_DSI & DRET | 0 | 0 | 0 | 0 | 0 | 0 | 0
00 Ret.Exist_Non-FBC_WetFGD_ACI_DSI & GPM | 0 | 0 | 0 | 0 | 0 | 0 | 0
00 Ret.Exist_Non-FBC_WetFGD_ACI_DSI & GPM & C2G | 0 | 0 | 0 | 0 | 0 | 0 | 0
00 Ret.Exist_Non-FBC_WetFGD_ACI_DSI & GPM & C2G & SCR | 0 | 0 | 0 | 0 | 0 | 0 | 0
00 Ret.Exist_Non-FBC_WetFGD_ACI_DSI & GPM & DRET | 0 | 0 | 0 | 0 | 0 | 0 | 0
00 Ret.Exist_Non-FBC_WetFGD_ACI_DSI & GPM & NGC | 0 | 0 | 0 | 0 | 0 | 0 | 0
00 Ret.Exist_Non-FBC_WetFGD_ACI_DSI & GPM & SCR | 0 | 0 | 0 | 0 | 0 | 0 | 0
00 Ret.Exist_Non-FBC_WetFGD_ACI_DSI & GPM & SCR & CCS | 0 | 0 | 0 | 0 | 0 | 0 | 0
00 Ret.Exist_Non-FBC_WetFGD_ACI_DSI & GPM & SCR & DRET | 0 | 0 | 0 | 0 | 0 | 0 | 0
00 Ret.Exist_Non-FBC_WetFGD_ACI_DSI & GPM & SCR & NGC | 0 | 0 | 0 | 0 | 0 | 0 | 0
00 Ret.Exist_Non-FBC_WetFGD_ACI_DSI & GPM & SNCR | 0 | 0 | 0 | 0 | 0 | 0 | 0
00 Ret.Exist_Non-FBC_WetFGD_ACI_DSI & GPM & SNCR & DRET | 0 | 0 | 0 | 0 | 0 | 0 | 0
00 Ret.Exist_Non-FBC_WetFGD_ACI_DSI & GPM & SNCR & NGC | 0 | 0 | 0 | 0 | 0 | 0 | 0
00 Ret.Exist_Non-FBC_WetFGD_ACI_DSI & NGC | 0 | 0 | 0 | 0 | 0 | 0 | 0
00 Ret.Exist_Non-FBC_WetFGD_ACI_DSI & SCR | 0 | 0 | 0 | 0 | 0 | 0 | 0
00 Ret.Exist_Non-FBC_WetFGD_ACI_DSI & SCR & C2G | 0 | 0 | 0 | 0 | 0 | 0 | 0
00 Ret.Exist_Non-FBC_WetFGD_ACI_DSI & SCR & CCS | 0 | 0 | 0 | 0 | 0 | 0 | 0
00 Ret.Exist_Non-FBC_WetFGD_ACI_DSI & SCR & DRET | 0 | 0 | 0 | 0 | 0 | 0 | 0
00 Ret.Exist_Non-FBC_WetFGD_ACI_DSI & SCR & NGC | 0 | 0 | 0 | 0 | 0 | 0 | 0
00 Ret.Exist_Non-FBC_WetFGD_ACI_DSI & SNCR | 0 | 0 | 0 | 0 | 0 | 0 | 0
00 Ret.Exist_Non-FBC_WetFGD_ACI_DSI & SNCR & C2G | 0 | 0 | 0 | 0 | 0 | 0 | 0
00 Ret.Exist_Non-FBC_WetFGD_ACI_DSI & SNCR & DRET | 0 | 0 | 0 | 0 | 0 | 0 | 0
00 Ret.Exist_Non-FBC_WetFGD_ACI_DSI & SNCR & NGC | 0 | 0 | 0 | 0 | 0 | 0 | 0
00 Ret.Exist_Non-FBC_WetFGD_SCR & ACI | 0 | 0 | 0 | 0 | 0 | 0 | 0
00 Ret.Exist_Non-FBC_WetFGD_SCR & ACI & C2G | 0 | 0 | 0 | 0 | 0 | 0 | 0
00 Ret.Exist_Non-FBC_WetFGD_SCR & ACI & CCS | 0 | 0 | 0 | 0 | 0 | 0 | 0
00 Ret.Exist_Non-FBC_WetFGD_SCR & DCCS | 0 | 0 | 0 | 0 | 0 | 0 | 0
00 Ret.Exist_Non-FBC_WetFGD_SCR & DCCS & CCS | 0 | 0 | 0 | 0 | 0 | 0 | 0
00 Ret.Exist_Non-FBC_WetFGD_SCR & ACI & DRET | 0 | 0 | 0 | 0 | 0 | 0 | 0
00 Ret.Exist_Non-FBC_WetFGD_SCR & ACI & GPM | 0 | 0 | 0 | 0 | 0 | 0 | 0
00 Ret.Exist_Non-FBC_WetFGD_SCR & ACI & GPM & C2G | 0 | 0 | 0 | 0 | 0 | 0 | 0
00 Ret.Exist_Non-FBC_WetFGD_SCR & ACI & GPM & CCS | 0 | 0 | 0 | 0 | 0 | 0 | 0
00 Ret.Exist_Non-FBC_WetFGD_SCR & ACI & GPM & DRET | 0 | 0 | 0 | 0 | 0 | 0 | 0
00 Ret.Exist_Non-FBC_WetFGD_SCR & ACI & GPM & NGC | 0 | 0 | 0 | 0 | 0 | 0 | 0
00 Ret.Exist_Non-FBC_WetFGD_SCR & ACI & NGC | 0 | 0 | 0 | 0 | 0 | 0 | 0
00 Ret.Exist_Non-FBC_WetFGD_SCR & C2G | 0.89471 | 0.93242 | 0.93242 | 0.7379 | 0.51137 | 0.82047 | 0.90803
00 Ret.Exist_Non-FBC_WetFGD_SCR & CCS | 0 | 0.19555 | 65.9066 | 65.9066 | 0.19555 | 0.19555 | 0.19555
00 Ret.Exist_Non-FBC_WetFGD_SCR & DRET | 0 | 0 | 0 | 0 | 0 | 0 | 0
00 Ret.Exist_Non-FBC_WetFGD_SCR & GPM | 0 | 0 | 0 | 0 | 0 | 0 | 0
00 Ret.Exist_Non-FBC_WetFGD_SCR & GPM & C2G | 0 | 0 | 0 | 0 | 0 | 0 | 0
00 Ret.Exist_Non-FBC_WetFGD_SCR & GPM & CCS | 0 | 0 | 0 | 0 | 0 | 0 | 0
00 Ret.Exist_Non-FBC_WetFGD_SCR & GPM & DRET | 0 | 0 | 0 | 0 | 0 | 0 | 0
00 Ret.Exist_Non-FBC_WetFGD_SCR & GPM & NGC | 0 | 0 | 0 | 0 | 0 | 0 | 0
00 Ret.Exist_Non-FBC_WetFGD_SCR & NGC | 0 | 0 | 0 | 0 | 0 | 0 | 0
00 Ret.Exist_Non-FBC_WetFGD_SCR_ACI & C2G | 0.46926 | 0.46926 | 0.46926 | 0.46926 | 0.46926 | 0.46926 | 0.46926
00 Ret.Exist_Non-FBC_WetFGD_SCR_ACI & CCS | 0 | 0 | 36.2445 | 35.0887 | 1.2611 | 1.2611 | 1.2611
00 Ret.Exist_Non-FBC_WetFGD_SCR_ACI & DCCS | 0 | 0 | 0 | 0 | 0 | 0 | 0
00 Ret.Exist_Non-FBC_WetFGD_SCR_ACI & DCCS & CCS | 0 | 0 | 0 | 0 | 0 | 0 | 0
00 Ret.Exist_Non-FBC_WetFGD_SCR_ACI & DRET | 0 | 0 | 0 | 0 | 0 | 0 | 0
00 Ret.Exist_Non-FBC_WetFGD_SCR_ACI & GPM | 0 | 0 | 0 | 0 | 0 | 0 | 0
00 Ret.Exist_Non-FBC_WetFGD_SCR_ACI & GPM & C2G | 0 | 0 | 0 | 0 | 0 | 0 | 0
00 Ret.Exist_Non-FBC_WetFGD_SCR_ACI & GPM & CCS | 0 | 0 | 0 | 0 | 0 | 0 | 0
00 Ret.Exist_Non-FBC_WetFGD_SCR_ACI & GPM & DRET | 0 | 0 | 0 | 0 | 0 | 0 | 0
00 Ret.Exist_Non-FBC_WetFGD_SCR_ACI & GPM & NGC | 0 | 0 | 0 | 0 | 0 | 0 | 0
00 Ret.Exist_Non-FBC_WetFGD_SCR_ACI & NGC | 0 | 0 | 0 | 0 | 0 | 0 | 0
00 Ret.Exist_Non-FBC_WetFGD_SCR_ACI_DSI & C2G | 0 | 0 | 0 | 0 | 0 | 0 | 0
00 Ret.Exist_Non-FBC_WetFGD_SCR_ACI_DSI & CCS | 0 | 0 | 42.1578 | 42.1578 | 0 | 0 | 0
00 Ret.Exist_Non-FBC_WetFGD_SCR_ACI_DSI & DCCS | 0 | 0 | 0 | 0 | 0 | 0 | 0
00 Ret.Exist_Non-FBC_WetFGD_SCR_ACI_DSI & DCCS & CCS | 0 | 0 | 0 | 0 | 0 | 0 | 0
00 Ret.Exist_Non-FBC_WetFGD_SCR_ACI_DSI & DRET | 0 | 0 | 0 | 0 | 0 | 0 | 0
00 Ret.Exist_Non-FBC_WetFGD_SCR_ACI_DSI & GPM | 0 | 0 | 0 | 0 | 0 | 0 | 0
00 Ret.Exist_Non-FBC_WetFGD_SCR_ACI_DSI & GPM & C2G | 0 | 0 | 0 | 0 | 0 | 0 | 0
00 Ret.Exist_Non-FBC_WetFGD_SCR_ACI_DSI & GPM & CCS | 0 | 0 | 0 | 0 | 0 | 0 | 0
00 Ret.Exist_Non-FBC_WetFGD_SCR_ACI_DSI & GPM & DRET | 0 | 0 | 0 | 0 | 0 | 0 | 0
00 Ret.Exist_Non-FBC_WetFGD_SCR_ACI_DSI & GPM & NGC | 0 | 0 | 0 | 0 | 0 | 0 | 0
00 Ret.Exist_Non-FBC_WetFGD_SCR_ACI_DSI & NGC | 0 | 0 | 0 | 0 | 0 | 0 | 0
00 Ret.Exist_Non-FBC_WetFGD_SCR_DSI & ACI | 0 | 0 | 0 | 0 | 0 | 0 | 0
00 Ret.Exist_Non-FBC_WetFGD_SCR_DSI & ACI & C2G | 0 | 0 | 0 | 0 | 0 | 0 | 0
00 Ret.Exist_Non-FBC_WetFGD_SCR_DSI & ACI & CCS | 0 | 0 | 0 | 0 | 0 | 0 | 0
00 Ret.Exist_Non-FBC_WetFGD_SCR_DSI & ACI & DRET | 0 | 0 | 0 | 0 | 0 | 0 | 0
00 Ret.Exist_Non-FBC_WetFGD_SCR_DSI & ACI & GPM | 0 | 0 | 0 | 0 | 0 | 0 | 0
00 Ret.Exist_Non-FBC_WetFGD_SCR_DSI & ACI & GPM & C2G | 0 | 0 | 0 | 0 | 0 | 0 | 0
00 Ret.Exist_Non-FBC_WetFGD_SCR_DSI & ACI & GPM & CCS | 0 | 0 | 0 | 0 | 0 | 0 | 0
00 Ret.Exist_Non-FBC_WetFGD_SCR_DSI & ACI & GPM & DRET | 0 | 0 | 0 | 0 | 0 | 0 | 0
00 Ret.Exist_Non-FBC_WetFGD_SCR_DSI & ACI & GPM & NGC | 0 | 0 | 0 | 0 | 0 | 0 | 0
00 Ret.Exist_Non-FBC_WetFGD_SCR_DSI & ACI & NGC | 0 | 0 | 0 | 0 | 0 | 0 | 0
00 Ret.Exist_Non-FBC_WetFGD_SCR_DSI & C2G | 6.0727 | 6.0756 | 0.27916 | 0.27916 | 0.27916 | 0.27916 | 0.27916
00 Ret.Exist_Non-FBC_WetFGD_SCR_DSI & CCS | 0 | 0 | 0 | 0 | 0 | 0 | 0
00 Ret.Exist_Non-FBC_WetFGD_SCR_DSI & DCCS | 0 | 0 | 0 | 0 | 0 | 0 | 0
00 Ret.Exist_Non-FBC_WetFGD_SCR_DSI & DCCS & CCS | 0 | 0 | 0 | 0 | 0 | 0 | 0
00 Ret.Exist_Non-FBC_WetFGD_SCR_DSI & DRET | 0 | 0 | 0 | 0 | 0 | 0 | 0
00 Ret.Exist_Non-FBC_WetFGD_SCR_DSI & GPM | 0 | 0 | 0 | 0 | 0 | 0 | 0
00 Ret.Exist_Non-FBC_WetFGD_SCR_DSI & GPM & C2G | 0 | 0 | 0 | 0 | 0 | 0 | 0
00 Ret.Exist_Non-FBC_WetFGD_SCR_DSI & GPM & CCS | 0 | 0 | 0 | 0 | 0 | 0 | 0
00 Ret.Exist_Non-FBC_WetFGD_SCR_DSI & GPM & DRET | 0 | 0 | 0 | 0 | 0 | 0 | 0
00 Ret.Exist_Non-FBC_WetFGD_SCR_DSI & GPM & NGC | 0 | 0 | 0 | 0 | 0 | 0 | 0
00 Ret.Exist_Non-FBC_WetFGD_SCR_DSI & NGC | 0 | 0 | 0 | 0 | 0 | 0 | 0
00 Ret.Exist_Non-FBC_WetFGD_SNCR & ACI | 0 | 0 | 0 | 0 | 0 | 0 | 0
00 Ret.Exist_Non-FBC_WetFGD_SNCR & ACI & C2G | 0 | 0 | 0 | 0 | 0 | 0 | 0
00 Ret.Exist_Non-FBC_WetFGD_SNCR & ACI & C2G & SCR | 0 | 0 | 0 | 0 | 0 | 0 | 0
00 Ret.Exist_Non-FBC_WetFGD_SNCR & ACI & DRET | 0 | 0 | 0 | 0 | 0 | 0 | 0
00 Ret.Exist_Non-FBC_WetFGD_SNCR & ACI & GPM | 0 | 0 | 0 | 0 | 0 | 0 | 0
00 Ret.Exist_Non-FBC_WetFGD_SNCR & ACI & GPM & C2G | 0 | 0 | 0 | 0 | 0 | 0 | 0
00 Ret.Exist_Non-FBC_WetFGD_SNCR & ACI & GPM & C2G & SCR | 0 | 0 | 0 | 0 | 0 | 0 | 0
00 Ret.Exist_Non-FBC_WetFGD_SNCR & ACI & GPM & DRET | 0 | 0 | 0 | 0 | 0 | 0 | 0
00 Ret.Exist_Non-FBC_WetFGD_SNCR & ACI & GPM & NGC | 0 | 0 | 0 | 0 | 0 | 0 | 0
00 Ret.Exist_Non-FBC_WetFGD_SNCR & ACI & GPM & SCR | 0 | 0 | 0 | 0 | 0 | 0 | 0
00 Ret.Exist_Non-FBC_WetFGD_SNCR & ACI & GPM & SCR & CCS | 0 | 0 | 0 | 0 | 0 | 0 | 0
00 Ret.Exist_Non-FBC_WetFGD_SNCR & ACI & GPM & SCR & DRET | 0 | 0 | 0 | 0 | 0 | 0 | 0
00 Ret.Exist_Non-FBC_WetFGD_SNCR & ACI & GPM & SCR & NGC | 0 | 0 | 0 | 0 | 0 | 0 | 0
00 Ret.Exist_Non-FBC_WetFGD_SNCR & ACI & NGC | 0 | 0 | 0 | 0 | 0 | 0 | 0
00 Ret.Exist_Non-FBC_WetFGD_SNCR & ACI & SCR | 0 | 0 | 0 | 0 | 0 | 0 | 0
00 Ret.Exist_Non-FBC_WetFGD_SNCR & ACI & SCR & CCS | 0 | 0 | 0 | 0 | 0 | 0 | 0
00 Ret.Exist_Non-FBC_WetFGD_SNCR & ACI & SCR & DRET | 0 | 0 | 0 | 0 | 0 | 0 | 0
00 Ret.Exist_Non-FBC_WetFGD_SNCR & ACI & SCR & NGC | 0 | 0 | 0 | 0 | 0 | 0 | 0
00 Ret.Exist_Non-FBC_WetFGD_SNCR & C2G | 0 | 0 | 0 | 0 | 0 | 0 | 0
00 Ret.Exist_Non-FBC_WetFGD_SNCR & C2G & SCR | 0 | 0 | 0 | 0 | 0 | 0 | 0
00 Ret.Exist_Non-FBC_WetFGD_SNCR & DCCS | 0 | 0 | 0 | 0 | 0 | 0 | 0
00 Ret.Exist_Non-FBC_WetFGD_SNCR & DCCS & SCR & CCS | 0 | 0 | 0 | 0 | 0 | 0 | 0
00 Ret.Exist_Non-FBC_WetFGD_SNCR & DRET | 0 | 0 | 0 | 0 | 0 | 0 | 0
00 Ret.Exist_Non-FBC_WetFGD_SNCR & GPM | 0 | 0 | 0 | 0 | 0 | 0 | 0
00 Ret.Exist_Non-FBC_WetFGD_SNCR & GPM & C2G | 0 | 0 | 0 | 0 | 0 | 0 | 0
00 Ret.Exist_Non-FBC_WetFGD_SNCR & GPM & C2G & SCR | 0 | 0 | 0 | 0 | 0 | 0 | 0
00 Ret.Exist_Non-FBC_WetFGD_SNCR & GPM & DRET | 0 | 0 | 0 | 0 | 0 | 0 | 0
00 Ret.Exist_Non-FBC_WetFGD_SNCR & GPM & NGC | 0 | 0 | 0 | 0 | 0 | 0 | 0
00 Ret.Exist_Non-FBC_WetFGD_SNCR & GPM & SCR | 0 | 0 | 0 | 0 | 0 | 0 | 0
00 Ret.Exist_Non-FBC_WetFGD_SNCR & GPM & SCR & CCS | 0 | 0 | 0 | 0 | 0 | 0 | 0
00 Ret.Exist_Non-FBC_WetFGD_SNCR & GPM & SCR & DRET | 0 | 0 | 0 | 0 | 0 | 0 | 0
00 Ret.Exist_Non-FBC_WetFGD_SNCR & GPM & SCR & NGC | 0 | 0 | 0 | 0 | 0 | 0 | 0
00 Ret.Exist_Non-FBC_WetFGD_SNCR & NGC | 0 | 0 | 0 | 0 | 0 | 0 | 0
00 Ret.Exist_Non-FBC_WetFGD_SNCR & SCR | 0 | 0 | 0 | 0 | 0 | 0 | 0
00 Ret.Exist_Non-FBC_WetFGD_SNCR & SCR & C2G | 0 | 0 | 0 | 0 | 0 | 0 | 0
00 Ret.Exist_Non-FBC_WetFGD_SNCR & SCR & CCS | 0 | 0 | 0 | 0 | 0 | 0 | 0
00 Ret.Exist_Non-FBC_WetFGD_SNCR & SCR & DRET | 0 | 0 | 0 | 0 | 0 | 0 | 0
00 Ret.Exist_Non-FBC_WetFGD_SNCR & SCR & NGC | 0 | 0 | 0 | 0 | 0 | 0 | 0
00 Ret.Exist_Non-FBC_WetFGD_SNCR_ACI & C2G | 0 | 0 | 0 | 0 | 0 | 0 | 0
00 Ret.Exist_Non-FBC_WetFGD_SNCR_ACI & C2G & SCR | 0 | 0 | 0 | 0 | 0 | 0 | 0
00 Ret.Exist_Non-FBC_WetFGD_SNCR_ACI & DCCS | 0 | 0 | 0 | 0 | 0 | 0 | 0
00 Ret.Exist_Non-FBC_WetFGD_SNCR_ACI & DCCS & SCR & CCS | 0 | 0 | 0 | 0 | 0 | 0 | 0
00 Ret.Exist_Non-FBC_WetFGD_SNCR_ACI & DRET | 0 | 0 | 0 | 0 | 0 | 0 | 0
00 Ret.Exist_Non-FBC_WetFGD_SNCR_ACI & GPM | 0 | 0 | 0 | 0 | 0 | 0 | 0
00 Ret.Exist_Non-FBC_WetFGD_SNCR_ACI & GPM & C2G | 0 | 0 | 0 | 0 | 0 | 0 | 0
00 Ret.Exist_Non-FBC_WetFGD_SNCR_ACI & GPM & C2G & SCR | 0 | 0 | 0 | 0 | 0 | 0 | 0
00 Ret.Exist_Non-FBC_WetFGD_SNCR_ACI & GPM & DRET | 0 | 0 | 0 | 0 | 0 | 0 | 0
00 Ret.Exist_Non-FBC_WetFGD_SNCR_ACI & GPM & NGC | 0 | 0 | 0 | 0 | 0 | 0 | 0
00 Ret.Exist_Non-FBC_WetFGD_SNCR_ACI & GPM & SCR | 0 | 0 | 0 | 0 | 0 | 0 | 0
00 Ret.Exist_Non-FBC_WetFGD_SNCR_ACI & GPM & SCR & CCS | 0 | 0 | 0 | 0 | 0 | 0 | 0
00 Ret.Exist_Non-FBC_WetFGD_SNCR_ACI & GPM & SCR & DRET | 0 | 0 | 0 | 0 | 0 | 0 | 0
00 Ret.Exist_Non-FBC_WetFGD_SNCR_ACI & GPM & SCR & NGC | 0 | 0 | 0 | 0 | 0 | 0 | 0
00 Ret.Exist_Non-FBC_WetFGD_SNCR_ACI & NGC | 0 | 0 | 0 | 0 | 0 | 0 | 0
00 Ret.Exist_Non-FBC_WetFGD_SNCR_ACI & SCR | 0 | 0 | 0 | 0 | 0 | 0 | 0
00 Ret.Exist_Non-FBC_WetFGD_SNCR_ACI & SCR & C2G | 0 | 0 | 0 | 0 | 0 | 0 | 0
00 Ret.Exist_Non-FBC_WetFGD_SNCR_ACI & SCR & CCS | 0 | 1.7668 | 6.8908 | 6.8908 | 0 | 0 | 0
00 Ret.Exist_Non-FBC_WetFGD_SNCR_ACI & SCR & DRET | 0 | 0 | 0 | 0 | 0 | 0 | 0
00 Ret.Exist_Non-FBC_WetFGD_SNCR_ACI & SCR & NGC | 0 | 0 | 0 | 0 | 0 | 0 | 0
00 Existing Combined Cycle Retirement | 0 | 0 | 0 | 0 | 0 | 0 | 0
00 New Combined Cycle Retirement | 0 | 0 | 0 | 0 | 0 | 0 | 0
00 Existing Combustion Turbine Retirement | 0 | 0 | 0 | 0 | 0 | 0 | 0
00 New Combustion Turbine Retirement | 0 | 0 | 0 | 0 | 0 | 0 | 0
00 Oil/Gas Steam Retirement | 0 | 0 | 0 | 0 | 0 | 0 | 0
00 Coal Steam Retirement | 0 | 0 | 0 | 0 | 0 | 0 | 0
00 IGCC Retirement | 0 | 0 | 0 | 0 | 0 | 0 | 0
00 Nuclear Retirement | 0 | 0 | 0 | 0 | 0 | 0 | 0
00 Biomass Retirement | 0 | 0 | 0 | 0 | 0 | 0 | 0
00 Fossil_Other Retirement | 0 | 0 | 0 | 0 | 0 | 0 | 0
00 Fuel Cell Retirement | 0 | 0 | 0 | 0 | 0 | 0 | 0
00 Geothermal Retirement | 0 | 0 | 0 | 0 | 0 | 0 | 0
00 Hydro Retirement | 0 | 0 | 0 | 0 | 0 | 0 | 0
00 Landfill Gas Retirement | 0 | 0 | 0 | 0 | 0 | 0 | 0
00 Non Fossil_Other Retirement | 0 | 0 | 0 | 0 | 0 | 0 | 0
00 Solar Thermal Retirement | 0 | 0 | 0 | 0 | 0 | 0 | 0
00 Exist Dummy | 0 | 0 | 0 | 0 | 0 | 0 | 0
Total | 15827.5201 | 16519.0086 | 18858.7503 | 20978.5907 | 23488.1613 | 24815.1583 | 26322.8044
14. Capacity Factor by Capacity Reporting Type [%]
00 New Combined Cycle | 83.4052 | 85.7638 | 84.6419 | 69.957 | 55.0427 | 67.7148 | 71.0872
00 New Combined Cycle with CCS Retrofit | N/A | N/A | 87 | 87 | 43.5449 | 73.8215 | 77.2722
00 New Combined Cycle with CF Limit | N/A | N/A | N/A | N/A | N/A | N/A | N/A
00 New Combined Cycle with HRI Retrofit | N/A | N/A | N/A | N/A | N/A | N/A | N/A
00 New Combined Cycle with Hydrogen Retrofit | N/A | 87 | 86.0101 | 83.7004 | 42.9263 | 65.1709 | 41.3444
00 New Combined Cycle with Hydrogen Retrofit Undone | N/A | N/A | N/A | N/A | N/A | N/A | N/A
00 New Combined Cycle with CCS | N/A | N/A | N/A | N/A | N/A | N/A | N/A
00 New Combustion Turbine | 6.1322 | 5.1308 | 8.1789 | 3.5793 | 1.3001 | 1.6224 | 1.8298
00 New Combustion Turbine with HRI Retrofit | N/A | N/A | N/A | N/A | N/A | N/A | N/A
00 New Combustion Turbine with Hydrogen Retrofit | N/A | N/A | N/A | N/A | N/A | 0.49355 | 0.42877
00 New Combustion Turbine with Hydrogen Retrofit Undone | N/A | N/A | N/A | N/A | N/A | N/A | N/A
00 New Hydro | N/A | 61.5443 | 60.2875 | 60.1365 | 56.4558 | 57.6153 | 57.5644
00 New Nuclear | N/A | N/A | N/A | N/A | N/A | N/A | N/A
00 New Nuclear - SMR | N/A | N/A | N/A | N/A | N/A | 91.973 | 92.0051
00 New Biomass | N/A | N/A | N/A | N/A | N/A | N/A | N/A
00 New Geothermal | 90 | 90 | 90 | 90 | 89.0767 | 89.0767 | 89.0767
00 New Landfill Gas | 89.714 | 89.9615 | 85.2382 | 82.1285 | 76.7822 | 79.2188 | 76.6519
00 New Battery Storage | 20.84 | 18.9498 | 16.9557 | 17.6145 | 21.3709 | 21.4321 | 21.7974
00 New Offshore Wind | 55.5732 | 55.8617 | 53.9047 | 54.1029 | 55.1793 | 55.1793 | 55.1793
00 New Onshore Wind | 44.7708 | 44.8097 | 46.0531 | 44.6331 | 44.6134 | 44.5082 | 44.3191
00 New Solar PV | 28.3931 | 28.2823 | 29.4121 | 29.0223 | 28.9049 | 28.6348 | 28.4966
00 New Solar Thermal | N/A | N/A | N/A | N/A | N/A | 53.5457 | 53.5632
00 New Fuel Cell | N/A | N/A | N/A | N/A | N/A | N/A | N/A
00 New Ultrasupercritical Coal without CCS | N/A | N/A | N/A | N/A | N/A | N/A | N/A
00 New Ultrasupercritical Coal with 30% CCS | N/A | N/A | N/A | N/A | N/A | N/A | N/A
00 New Ultrasupercritical Coal with 90% CCS | N/A | N/A | N/A | N/A | N/A | N/A | N/A
00 Exist & New Distributed Solar PV | 16.9342 | 16.9748 | 17.007 | 16.9961 | 17.0259 | 17.0093 | 16.9943
00 Exist Combined Cycle | 54.7333 | 54.9825 | 47.7414 | 31.5617 | 20.2672 | 21.3008 | 21.4212
00 Exist Combustion Turbine | 2.491 | 1.9501 | 2.2555 | 0.84491 | 0.4825 | 0.51934 | 0.64813
00 Exist FBC_Uncontrolled | 18.9582 | 31.7473 | 18.6274 | 12.0898 | 10 | N/A | N/A
00 Exist FBC_ACI_DSI | 24.5294 | 41.689 | 24.5294 | 14.3782 | 10 | 10 | 58.9566
00 Exist FBC_DryFGD_ACI | 18.6788 | 11.044 | 18.6788 | 0 | 0 | 57.7831 | 78.85
00 Exist FBC_DryFGD_DSI | N/A | N/A | N/A | N/A | N/A | N/A | N/A
00 Exist FBC_DryFGD_SNCR | 27.2657 | 25.4213 | 22.5681 | 7.1885 | 3.2272 | 9.0722 | 19.9867
00 Exist FBC_DryFGD_SNCR_ACI | 77.3557 | 56.9707 | 30.1476 | 4.7662 | 0 | 41.8928 | 65.7319
00 Exist FBC_DryFGD_SNCR_ACI_DSI | 18.1811 | 27.7585 | 0 | 0 | 0 | 0 | 0
00 Exist FBC_DryFGD_SNCR_DSI | N/A | N/A | N/A | N/A | N/A | N/A | N/A
00 Exist FBC_DSI | 42.7255 | 54.6555 | 50.2096 | 23.7 | 19.2453 | 33.0157 | 40.1374
00 Exist FBC_SNCR | 0 | 0 | 0 | 0 | 0 | 0 | 0
00 Exist FBC_SNCR_ACI_DSI | N/A | N/A | N/A | N/A | N/A | N/A | N/A
00 Exist FBC_SNCR_DSI | 78.9233 | 78.9873 | 72.9899 | 48.9661 | 44.658 | 62.0701 | 65.1425
00 Exist FBC_WetFGD_SNCR | 18.9582 | 27.0811 | 18.6274 | 10 | N/A | N/A | N/A
00 Exist FBC_WetFGD_DSI | 46.867 | 78.4322 | 78.5261 | 69.8847 | 33.3817 | 41.9441 | 41.949
00 Exist_Non-FBC_Uncontrolled | 54.8106 | 51.6164 | 34.6206 | 6.2076 | 6.2076 | 16.0421 | 58.7617
00 Exist_Non-FBC_ACI | 60.7951 | 79.2309 | 72.3596 | 54.3188 | 22.0023 | 61.3682 | 65.4859
00 Exist_Non-FBC_ACI_DSI | 52.7098 | 63.1752 | 47.4952 | 6.5861 | 6.5861 | 24.6054 | 59.4401
00 Exist_Non-FBC_DryFGD | N/A | N/A | N/A | N/A | N/A | N/A | N/A
00 Exist_Non-FBC_DryFGD_ACI | 57.1589 | 61.146 | 58.5617 | 24.2439 | 12.4861 | 35.9824 | 55.2089
00 Exist_Non-FBC_DryFGD_SCR | N/A | N/A | N/A | N/A | N/A | N/A | N/A
00 Exist_Non-FBC_DryFGD_SCR_ACI | 46.4977 | 50.7663 | 47.7691 | 18.5248 | 11.5427 | 37.6875 | 59.8055
00 Exist_Non-FBC_DryFGD_SCR_DSI | 53.4038 | 47.3089 | N/A | N/A | N/A | N/A | N/A
00 Exist_Non-FBC_DryFGD_SCR_ACI_DSI | 79.01 | 79.01 | 62.725 | 21.5699 | 10 | 36.9011 | 62.5259
00 Exist_Non-FBC_DryFGD_SNCR_ACI | 73.9967 | 78.1959 | 69.1589 | 39.3642 | 33.8329 | 56.5928 | 68.6212
00 Exist_Non-FBC_DryFGD_SNCR_ACI_DSI | 0 | 0 | N/A | N/A | N/A | N/A | N/A
00 Exist_Non-FBC_DSI | 15.4247 | N/A | N/A | N/A | N/A | N/A | N/A
00 Exist_Non-FBC_SCR_ACI | 45.3276 | 69.4864 | 43.2525 | 17.1694 | 10 | 27.9483 | 58.5041
00 Exist_Non-FBC_SCR_ACI_DSI | 10.1494 | 46.5335 | 15.2219 | 0 | 0 | 12.4645 | 45.8109
00 Exist_Non-FBC_SNCR_ACI | 15.2253 | N/A | N/A | N/A | N/A | N/A | N/A
00 Exist_Non-FBC_SNCR_ACI_DSI | N/A | N/A | N/A | N/A | N/A | N/A | N/A
00 Exist_Non-FBC_WetFGD | 54.0913 | 48.5943 | N/A | N/A | N/A | N/A | N/A
00 Exist_Non-FBC_WetFGD_ACI | 62.6809 | 80.0183 | 77.6585 | 56.6149 | 37.6921 | 66.0995 | 73.1657
00 Exist_Non-FBC_WetFGD_ACI_DSI | N/A | N/A | N/A | N/A | N/A | N/A | N/A
00 Exist_Non-FBC_WetFGD_SCR | 43.416 | 49.0779 | 51.961 | 27.5747 | 22.3033 | 60.0383 | 64.1376
00 Exist_Non-FBC_WetFGD_SCR_DSI | 26.881 | N/A | N/A | N/A | N/A | N/A | N/A
00 Exist_Non-FBC_WetFGD_SCR_ACI | 58.9783 | 67.4671 | 63.3537 | 39.2387 | 20.8281 | 46.7077 | 64.3732
00 Exist_Non-FBC_WetFGD_SCR_ACI_DSI | 48.6189 | 55.5381 | 45.4647 | 0 | 0 | 0 | 0
00 Exist_Non-FBC_WetFGD_SNCR | 63.9107 | N/A | N/A | N/A | N/A | N/A | N/A
00 Exist_Non-FBC_WetFGD_SNCR_ACI | 50.4628 | 49.685 | 70.8074 | 57.898 | 65.277 | 77.71 | 77.71
00 Exist IGCC | 67.541 | 76.2687 | N/A | N/A | N/A | N/A | N/A
00 Exist Fossil_Other | 45.5981 | 44.505 | 45.3802 | 43.8268 | 40.2027 | 41.2228 | 41.2226
00 Exist Fuel Cell | 54.9934 | 55.2058 | 51.5526 | 39.8009 | 33.1921 | 33.1323 | 34.5948
00 Exist Hydro | 38.792 | 38.7921 | 38.7921 | 38.4823 | 38.3224 | 38.415 | 38.5263
00 Exist Non Fossil_Other | 61.1671 | 61.1671 | 61.0262 | 58.0868 | 56.4333 | 56.3307 | 56.6787
00 Exist Nuclear | 91.6339 | 91.5824 | 91.3497 | 89.0881 | 83.1111 | 88.3357 | 89.0896
00 Exist Oil/Gas Steam | 4.385 | 3.1319 | 1.5559 | 1.0383 | 0.98493 | 0.9844 | 0.99644
00 Exist Oil/Gas Steam_SCR | 6.4901 | 5.5718 | 2.8055 | 2.6996 | 2.6132 | 2.6409 | 2.6409
00 Exist Oil/Gas Steam_SNCR | 6.356 | 3.7716 | 1.2937 | 1.2645 | 0.82032 | 1.2908 | 1.2908
00 Exist Biomass | 19.7008 | 30.1354 | 28.7857 | 2.4685 | 0.99388 | 13.4695 | 35.9381
00 Exist Landfill Gas | 63.6447 | 63.781 | 62.2623 | 59.6975 | 56.6661 | 56.162 | 57.2478
00 Exist Geothermal | 72.2949 | 72.2949 | 72.2949 | 72.2949 | 72.2949 | 72.2949 | 72.2949
00 Exist Pump Storage | 10.75 | 10.1146 | 10.7371 | 8.9919 | 14.1505 | 14.5967 | 15.2282
00 Exist Energy Storage | 7.783 | 7.6324 | 7.7218 | 7.6088 | 7.9249 | 7.9625 | 8.0001
00 Exist Solar PV | 24.3983 | 24.3983 | 24.3982 | 24.3982 | 24.3982 | 24.3982 | 24.3982
00 Exist Solar Thermal | 23.0309 | 23.0309 | 23.0309 | 23.0309 | 23.0309 | 23.0309 | 23.0309
00 Exist Offshore Wind | 54.1803 | 54.1803 | 54.1803 | 54.1803 | 54.1803 | 54.1803 | 54.1803
00 Exist Onshore Wind | 36.4949 | 36.4949 | 36.4949 | 36.4949 | 36.4949 | 36.4949 | 36.4949
00 International Imports | 34.78 | 34.78 | 34.78 | 31.6 | 31.6 | 31.6 | 31.6
00 Ret.Exist Combined Cycle & CF Limit | N/A | N/A | N/A | N/A | N/A | N/A | N/A
00 Ret.Exist Combined Cycle & CCS | N/A | N/A | 84.41 | 84.41 | 44.1582 | 45.7967 | 48.4296
00 Ret.Exist Combined Cycle & Hydrogen | N/A | N/A | N/A | N/A | 1.865 | 32.2197 | 14.5889
00 Ret.Exist Combined Cycle & Hydrogen Retrofit Undone | N/A | N/A | N/A | N/A | N/A | N/A | N/A
00 Ret.Exist Combined Cycle & HRI | N/A | N/A | N/A | N/A | N/A | N/A | N/A
00 Ret.Exist Combustion Turbine & HRI | N/A | N/A | N/A | N/A | N/A | N/A | N/A
00 Ret.Exist_FBC_NoCtrl & CCS | N/A | N/A | N/A | N/A | N/A | N/A | N/A
00 Ret.Exist_FBC_NoCtrl & DRET | N/A | N/A | N/A | N/A | N/A | N/A | N/A
00 Ret.Exist_FBC_NoCtrl & GPM | N/A | N/A | N/A | N/A | N/A | N/A | N/A
00 Ret.Exist_FBC_NoCtrl & GPM & CCS | N/A | N/A | N/A | N/A | N/A | N/A | N/A
00 Ret.Exist_FBC_NoCtrl & GPM & DRET | N/A | N/A | N/A | N/A | N/A | N/A | N/A
00 Ret.Exist_FBC_NoCtrl & GPM & NGC | N/A | N/A | N/A | N/A | N/A | N/A | N/A
00 Ret.Exist_FBC_NoCtrl & GPM & SNCR | N/A | N/A | N/A | N/A | N/A | N/A | N/A
00 Ret.Exist_FBC_NoCtrl & GPM & SNCR & CCS | N/A | N/A | N/A | N/A | N/A | N/A | N/A
00 Ret.Exist_FBC_NoCtrl & GPM & SNCR & DRET | N/A | N/A | N/A | N/A | N/A | N/A | N/A
00 Ret.Exist_FBC_NoCtrl & GPM & SNCR & NGC | N/A | N/A | N/A | N/A | N/A | N/A | N/A
00 Ret.Exist_FBC_NoCtrl & NGC | N/A | N/A | N/A | N/A | N/A | N/A | N/A
00 Ret.Exist_FBC_NoCtrl & SNCR | N/A | N/A | N/A | N/A | N/A | N/A | N/A
00 Ret.Exist_FBC_NoCtrl & SNCR & CCS | N/A | N/A | N/A | N/A | N/A | N/A | N/A
00 Ret.Exist_FBC_NoCtrl & SNCR & DRET | N/A | N/A | N/A | N/A | N/A | N/A | N/A
00 Ret.Exist_FBC_NoCtrl & SNCR & NGC | N/A | N/A | N/A | N/A | N/A | N/A | N/A
00 Ret.Exist_FBC_ACI_DSI & CCS | N/A | N/A | N/A | N/A | N/A | N/A | N/A
00 Ret.Exist_FBC_ACI_DSI & DCCS | N/A | N/A | N/A | N/A | N/A | N/A | N/A
00 Ret.Exist_FBC_ACI_DSI & DCCS & CCS | N/A | N/A | N/A | N/A | N/A | N/A | N/A
00 Ret.Exist_FBC_ACI_DSI & DCCS & SNCR & CCS | N/A | N/A | N/A | N/A | N/A | N/A | N/A
00 Ret.Exist_FBC_ACI_DSI & DRET | N/A | N/A | N/A | N/A | N/A | N/A | N/A
00 Ret.Exist_FBC_ACI_DSI & GPM | N/A | N/A | N/A | N/A | N/A | N/A | N/A
00 Ret.Exist_FBC_ACI_DSI & GPM & CCS | N/A | N/A | N/A | N/A | N/A | N/A | N/A
00 Ret.Exist_FBC_ACI_DSI & GPM & DRET | N/A | N/A | N/A | N/A | N/A | N/A | N/A
00 Ret.Exist_FBC_ACI_DSI & GPM & NGC | N/A | N/A | N/A | N/A | N/A | N/A | N/A
00 Ret.Exist_FBC_ACI_DSI & GPM & SNCR | N/A | N/A | N/A | N/A | N/A | N/A | N/A
00 Ret.Exist_FBC_ACI_DSI & GPM & SNCR & CCS | N/A | N/A | N/A | N/A | N/A | N/A | N/A
00 Ret.Exist_FBC_ACI_DSI & GPM & SNCR & DRET | N/A | N/A | N/A | N/A | N/A | N/A | N/A
00 Ret.Exist_FBC_ACI_DSI & GPM & SNCR & NGC | N/A | N/A | N/A | N/A | N/A | N/A | N/A
00 Ret.Exist_FBC_ACI_DSI & NGC | N/A | N/A | N/A | N/A | N/A | N/A | N/A
00 Ret.Exist_FBC_ACI_DSI & SNCR | N/A | N/A | N/A | N/A | N/A | N/A | N/A
00 Ret.Exist_FBC_ACI_DSI & SNCR & CCS | N/A | N/A | N/A | N/A | N/A | N/A | N/A
00 Ret.Exist_FBC_ACI_DSI & SNCR & DRET | N/A | N/A | N/A | N/A | N/A | N/A | N/A
00 Ret.Exist_FBC_ACI_DSI & SNCR & NGC | N/A | N/A | N/A | N/A | N/A | N/A | N/A
00 Ret.Exist_FBC_DryFGD_ACI & CCS | N/A | N/A | N/A | N/A | N/A | N/A | N/A
00 Ret.Exist_FBC_DryFGD_ACI & DCCS | N/A | N/A | N/A | N/A | N/A | N/A | N/A
00 Ret.Exist_FBC_DryFGD_ACI & DCCS & CCS | N/A | N/A | N/A | N/A | N/A | N/A | N/A
00 Ret.Exist_FBC_DryFGD_ACI & DCCS & SNCR & CCS | N/A | N/A | N/A | N/A | N/A | N/A | N/A
00 Ret.Exist_FBC_DryFGD_ACI & DRET | N/A | N/A | N/A | N/A | N/A | N/A | N/A
00 Ret.Exist_FBC_DryFGD_ACI & GPM | N/A | N/A | N/A | N/A | N/A | N/A | N/A
00 Ret.Exist_FBC_DryFGD_ACI & GPM & CCS | N/A | N/A | N/A | N/A | N/A | N/A | N/A
00 Ret.Exist_FBC_DryFGD_ACI & GPM & DRET | N/A | N/A | N/A | N/A | N/A | N/A | N/A
00 Ret.Exist_FBC_DryFGD_ACI & GPM & NGC | N/A | N/A | N/A | N/A | N/A | N/A | N/A
00 Ret.Exist_FBC_DryFGD_ACI & GPM & SNCR | N/A | N/A | N/A | N/A | N/A | N/A | N/A
00 Ret.Exist_FBC_DryFGD_ACI & GPM & SNCR & CCS | N/A | N/A | N/A | N/A | N/A | N/A | N/A
00 Ret.Exist_FBC_DryFGD_ACI & GPM & SNCR & DRET | N/A | N/A | N/A | N/A | N/A | N/A | N/A
00 Ret.Exist_FBC_DryFGD_ACI & GPM & SNCR & NGC | N/A | N/A | N/A | N/A | N/A | N/A | N/A
00 Ret.Exist_FBC_DryFGD_ACI & NGC | N/A | N/A | N/A | N/A | N/A | N/A | N/A
00 Ret.Exist_FBC_DryFGD_ACI & SNCR | N/A | N/A | N/A | N/A | N/A | N/A | N/A
00 Ret.Exist_FBC_DryFGD_ACI & SNCR & CCS | N/A | N/A | N/A | N/A | N/A | N/A | N/A
00 Ret.Exist_FBC_DryFGD_ACI & SNCR & DRET | N/A | N/A | N/A | N/A | N/A | N/A | N/A
00 Ret.Exist_FBC_DryFGD_ACI & SNCR & NGC | N/A | N/A | N/A | N/A | N/A | N/A | N/A
00 Ret.Exist_FBC_DryFGD_DSI & ACI | N/A | N/A | N/A | N/A | N/A | N/A | N/A
00 Ret.Exist_FBC_DryFGD_DSI & ACI & DRET | N/A | N/A | N/A | N/A | N/A | N/A | N/A
00 Ret.Exist_FBC_DryFGD_DSI & ACI & GPM | N/A | N/A | N/A | N/A | N/A | N/A | N/A
00 Ret.Exist_FBC_DryFGD_DSI & ACI & GPM & DRET | N/A | N/A | N/A | N/A | N/A | N/A | N/A
00 Ret.Exist_FBC_DryFGD_DSI & ACI & GPM & NGC | N/A | N/A | N/A | N/A | N/A | N/A | N/A
00 Ret.Exist_FBC_DryFGD_DSI & ACI & GPM & SNCR | N/A | N/A | N/A | N/A | N/A | N/A | N/A
00 Ret.Exist_FBC_DryFGD_DSI & ACI & GPM & SNCR & DRET | N/A | N/A | N/A | N/A | N/A | N/A | N/A
00 Ret.Exist_FBC_DryFGD_DSI & ACI & GPM & SNCR & NGC | N/A | N/A | N/A | N/A | N/A | N/A | N/A
00 Ret.Exist_FBC_DryFGD_DSI & ACI & NGC | N/A | N/A | N/A | N/A | N/A | N/A | N/A
00 Ret.Exist_FBC_DryFGD_DSI & ACI & SNCR | N/A | N/A | N/A | N/A | N/A | N/A | N/A
00 Ret.Exist_FBC_DryFGD_DSI & ACI & SNCR & DRET | N/A | N/A | N/A | N/A | N/A | N/A | N/A
00 Ret.Exist_FBC_DryFGD_DSI & ACI & SNCR & NGC | N/A | N/A | N/A | N/A | N/A | N/A | N/A
00 Ret.Exist_FBC_DryFGD_DSI & DRET | N/A | N/A | N/A | N/A | N/A | N/A | N/A
00 Ret.Exist_FBC_DryFGD_DSI & GPM | N/A | N/A | N/A | N/A | N/A | N/A | N/A
00 Ret.Exist_FBC_DryFGD_DSI & GPM & DRET | N/A | N/A | N/A | N/A | N/A | N/A | N/A
00 Ret.Exist_FBC_DryFGD_DSI & GPM & NGC | N/A | N/A | N/A | N/A | N/A | N/A | N/A
00 Ret.Exist_FBC_DryFGD_DSI & GPM & SNCR | N/A | N/A | N/A | N/A | N/A | N/A | N/A
00 Ret.Exist_FBC_DryFGD_DSI & GPM & SNCR & DRET | N/A | N/A | N/A | N/A | N/A | N/A | N/A
00 Ret.Exist_FBC_DryFGD_DSI & GPM & SNCR & NGC | N/A | N/A | N/A | N/A | N/A | N/A | N/A
00 Ret.Exist_FBC_DryFGD_DSI & NGC | N/A | N/A | N/A | N/A | N/A | N/A | N/A
00 Ret.Exist_FBC_DryFGD_DSI & SNCR | N/A | N/A | N/A | N/A | N/A | N/A | N/A
00 Ret.Exist_FBC_DryFGD_DSI & SNCR & DRET | N/A | N/A | N/A | N/A | N/A | N/A | N/A
00 Ret.Exist_FBC_DryFGD_DSI & SNCR & NGC | N/A | N/A | N/A | N/A | N/A | N/A | N/A
00 Ret.Exist_FBC_DryFGD_SNCR & ACI | N/A | N/A | N/A | N/A | N/A | N/A | N/A
00 Ret.Exist_FBC_DryFGD_SNCR & ACI & CCS | N/A | N/A | N/A | N/A | N/A | N/A | N/A
00 Ret.Exist_FBC_DryFGD_SNCR & ACI & DRET | N/A | N/A | N/A | N/A | N/A | N/A | N/A
00 Ret.Exist_FBC_DryFGD_SNCR & ACI & GPM | N/A | N/A | N/A | N/A | N/A | N/A | N/A
00 Ret.Exist_FBC_DryFGD_SNCR & ACI & GPM & CCS | N/A | N/A | N/A | N/A | N/A | N/A | N/A
00 Ret.Exist_FBC_DryFGD_SNCR & ACI & GPM & DRET | N/A | N/A | N/A | N/A | N/A | N/A | N/A
00 Ret.Exist_FBC_DryFGD_SNCR & ACI & GPM & NGC | N/A | N/A | N/A | N/A | N/A | N/A | N/A
00 Ret.Exist_FBC_DryFGD_SNCR & ACI & NGC | N/A | N/A | N/A | N/A | N/A | N/A | N/A
00 Ret.Exist_FBC_DryFGD_SNCR & CCS | N/A | N/A | 79.68 | 79.68 | N/A | N/A | N/A
00 Ret.Exist_FBC_DryFGD_SNCR & DCCS | N/A | N/A | N/A | N/A | N/A | N/A | N/A
00 Ret.Exist_FBC_DryFGD_SNCR & DCCS & CCS | N/A | N/A | N/A | N/A | N/A | N/A | N/A
00 Ret.Exist_FBC_DryFGD_SNCR & DRET | N/A | N/A | N/A | N/A | N/A | N/A | N/A
00 Ret.Exist_FBC_DryFGD_SNCR & GPM | N/A | N/A | N/A | N/A | N/A | N/A | N/A
00 Ret.Exist_FBC_DryFGD_SNCR & GPM & CCS | N/A | N/A | N/A | N/A | N/A | N/A | N/A
00 Ret.Exist_FBC_DryFGD_SNCR & GPM & DRET | N/A | N/A | N/A | N/A | N/A | N/A | N/A
00 Ret.Exist_FBC_DryFGD_SNCR & GPM & NGC | N/A | N/A | N/A | N/A | N/A | N/A | N/A
00 Ret.Exist_FBC_DryFGD_SNCR & NGC | N/A | N/A | N/A | N/A | N/A | N/A | N/A
00 Ret.Exist_FBC_DryFGD_SNCR_ACI & CCS | N/A | N/A | N/A | N/A | N/A | N/A | N/A
00 Ret.Exist_FBC_DryFGD_SNCR_ACI & DCCS | N/A | N/A | N/A | N/A | N/A | N/A | N/A
00 Ret.Exist_FBC_DryFGD_SNCR_ACI & DCCS & CCS | N/A | N/A | N/A | N/A | N/A | N/A | N/A
00 Ret.Exist_FBC_DryFGD_SNCR_ACI & DRET | N/A | N/A | N/A | N/A | N/A | N/A | N/A
00 Ret.Exist_FBC_DryFGD_SNCR_ACI & GPM | N/A | N/A | N/A | N/A | N/A | N/A | N/A
00 Ret.Exist_FBC_DryFGD_SNCR_ACI & GPM & CCS | N/A | N/A | N/A | N/A | N/A | N/A | N/A
00 Ret.Exist_FBC_DryFGD_SNCR_ACI & GPM & DRET | N/A | N/A | N/A | N/A | N/A | N/A | N/A
00 Ret.Exist_FBC_DryFGD_SNCR_ACI & GPM & NGC | N/A | N/A | N/A | N/A | N/A | N/A | N/A
00 Ret.Exist_FBC_DryFGD_SNCR_ACI & NGC | N/A | N/A | N/A | N/A | N/A | N/A | N/A
00 Ret.Exist_FBC_DryFGD_SNCR_ACI_DSI & CCS | N/A | 77.01 | 77.01 | 77.01 | 57.4179 | 64.6873 | 64.6873
00 Ret.Exist_FBC_DryFGD_SNCR_ACI_DSI & DCCS | N/A | N/A | N/A | N/A | N/A | N/A | N/A
00 Ret.Exist_FBC_DryFGD_SNCR_ACI_DSI & DCCS & CCS | N/A | N/A | N/A | N/A | N/A | N/A | N/A
00 Ret.Exist_FBC_DryFGD_SNCR_ACI_DSI & DRET | N/A | N/A | N/A | N/A | N/A | N/A | N/A
00 Ret.Exist_FBC_DryFGD_SNCR_ACI_DSI & GPM | N/A | N/A | N/A | N/A | N/A | N/A | N/A
00 Ret.Exist_FBC_DryFGD_SNCR_ACI_DSI & GPM & CCS | N/A | N/A | N/A | N/A | N/A | N/A | N/A
00 Ret.Exist_FBC_DryFGD_SNCR_ACI_DSI & GPM & DRET | N/A | N/A | N/A | N/A | N/A | N/A | N/A
00 Ret.Exist_FBC_DryFGD_SNCR_ACI_DSI & GPM & NGC | N/A | N/A | N/A | N/A | N/A | N/A | N/A
00 Ret.Exist_FBC_DryFGD_SNCR_ACI_DSI & NGC | N/A | N/A | N/A | N/A | N/A | N/A | N/A
00 Ret.Exist_FBC_DryFGD_SNCR_DSI & ACI | N/A | N/A | N/A | N/A | N/A | N/A | N/A
00 Ret.Exist_FBC_DryFGD_SNCR_DSI & ACI & DRET | N/A | N/A | N/A | N/A | N/A | N/A | N/A
00 Ret.Exist_FBC_DryFGD_SNCR_DSI & ACI & GPM | N/A | N/A | N/A | N/A | N/A | N/A | N/A
00 Ret.Exist_FBC_DryFGD_SNCR_DSI & ACI & GPM & DRET | N/A | N/A | N/A | N/A | N/A | N/A | N/A
00 Ret.Exist_FBC_DryFGD_SNCR_DSI & ACI & GPM & NGC | N/A | N/A | N/A | N/A | N/A | N/A | N/A
00 Ret.Exist_FBC_DryFGD_SNCR_DSI & ACI & NGC | N/A | N/A | N/A | N/A | N/A | N/A | N/A
00 Ret.Exist_FBC_DryFGD_SNCR_DSI & DRET | N/A | N/A | N/A | N/A | N/A | N/A | N/A
00 Ret.Exist_FBC_DryFGD_SNCR_DSI & GPM | N/A | N/A | N/A | N/A | N/A | N/A | N/A
00 Ret.Exist_FBC_DryFGD_SNCR_DSI & GPM & DRET | N/A | N/A | N/A | N/A | N/A | N/A | N/A
00 Ret.Exist_FBC_DryFGD_SNCR_DSI & GPM & NGC | N/A | N/A | N/A | N/A | N/A | N/A | N/A
00 Ret.Exist_FBC_DryFGD_SNCR_DSI & NGC | N/A | N/A | N/A | N/A | N/A | N/A | N/A
00 Ret.Exist_FBC_DSI & ACI | N/A | N/A | N/A | N/A | N/A | N/A | N/A
00 Ret.Exist_FBC_DSI & ACI & DRET | N/A | N/A | N/A | N/A | N/A | N/A | N/A
00 Ret.Exist_FBC_DSI & ACI & GPM | N/A | N/A | N/A | N/A | N/A | N/A | N/A
00 Ret.Exist_FBC_DSI & ACI & GPM & DRET | N/A | N/A | N/A | N/A | N/A | N/A | N/A
00 Ret.Exist_FBC_DSI & ACI & GPM & NGC | N/A | N/A | N/A | N/A | N/A | N/A | N/A
00 Ret.Exist_FBC_DSI & ACI & GPM & SNCR | N/A | N/A | N/A | N/A | N/A | N/A | N/A
00 Ret.Exist_FBC_DSI & ACI & GPM & SNCR & DRET | N/A | N/A | N/A | N/A | N/A | N/A | N/A
00 Ret.Exist_FBC_DSI & ACI & GPM & SNCR & NGC | N/A | N/A | N/A | N/A | N/A | N/A | N/A
00 Ret.Exist_FBC_DSI & ACI & NGC | N/A | N/A | N/A | N/A | N/A | N/A | N/A
00 Ret.Exist_FBC_DSI & ACI & SNCR | N/A | N/A | N/A | N/A | N/A | N/A | N/A
00 Ret.Exist_FBC_DSI & ACI & SNCR & DRET | N/A | N/A | N/A | N/A | N/A | N/A | N/A
00 Ret.Exist_FBC_DSI & ACI & SNCR & NGC | N/A | N/A | N/A | N/A | N/A | N/A | N/A
00 Ret.Exist_FBC_DSI & DRET | N/A | N/A | N/A | N/A | N/A | N/A | N/A
00 Ret.Exist_FBC_DSI & GPM | N/A | N/A | N/A | N/A | N/A | N/A | N/A
00 Ret.Exist_FBC_DSI & GPM & DRET | N/A | N/A | N/A | N/A | N/A | N/A | N/A
00 Ret.Exist_FBC_DSI & GPM & NGC | N/A | N/A | N/A | N/A | N/A | N/A | N/A
00 Ret.Exist_FBC_DSI & GPM & SNCR | N/A | N/A | N/A | N/A | N/A | N/A | N/A
00 Ret.Exist_FBC_DSI & GPM & SNCR & DRET | N/A | N/A | N/A | N/A | N/A | N/A | N/A
00 Ret.Exist_FBC_DSI & GPM & SNCR & NGC | N/A | N/A | N/A | N/A | N/A | N/A | N/A
00 Ret.Exist_FBC_DSI & NGC | N/A | N/A | N/A | N/A | N/A | N/A | N/A
00 Ret.Exist_FBC_DSI & SNCR | N/A | N/A | N/A | N/A | N/A | N/A | N/A
00 Ret.Exist_FBC_DSI & SNCR & DRET | N/A | N/A | N/A | N/A | N/A | N/A | N/A
00 Ret.Exist_FBC_DSI & SNCR & NGC | N/A | N/A | N/A | N/A | N/A | N/A | N/A
00 Ret.Exist_FBC_SNCR & ACI | N/A | N/A | N/A | N/A | N/A | N/A | N/A
00 Ret.Exist_FBC_SNCR & ACI & DRET | N/A | N/A | N/A | N/A | N/A | N/A | N/A
00 Ret.Exist_FBC_SNCR & ACI & NGC | N/A | N/A | N/A | N/A | N/A | N/A | N/A
00 Ret.Exist_FBC_SNCR & DRET | N/A | N/A | N/A | N/A | N/A | N/A | N/A
00 Ret.Exist_FBC_SNCR & GPM | N/A | N/A | N/A | N/A | N/A | N/A | N/A
00 Ret.Exist_FBC_SNCR & GPM & DRET | N/A | N/A | N/A | N/A | N/A | N/A | N/A
00 Ret.Exist_FBC_SNCR & GPM & NGC | N/A | N/A | N/A | N/A | N/A | N/A | N/A
00 Ret.Exist_FBC_SNCR & NGC | N/A | N/A | N/A | N/A | N/A | N/A | N/A
00 Ret.Exist_FBC_SNCR_ACI_DSI & CCS | N/A | N/A | N/A | N/A | N/A | N/A | N/A
00 Ret.Exist_FBC_SNCR_ACI_DSI & DCCS | N/A | N/A | N/A | N/A | N/A | N/A | N/A
00 Ret.Exist_FBC_SNCR_ACI_DSI & DCCS & CCS | N/A | N/A | N/A | N/A | N/A | N/A | N/A
00 Ret.Exist_FBC_SNCR_ACI_DSI & DRET | N/A | N/A | N/A | N/A | N/A | N/A | N/A
00 Ret.Exist_FBC_SNCR_ACI_DSI & GPM | N/A | N/A | N/A | N/A | N/A | N/A | N/A
00 Ret.Exist_FBC_SNCR_ACI_DSI & GPM & CCS | N/A | N/A | N/A | N/A | N/A | N/A | N/A
00 Ret.Exist_FBC_SNCR_ACI_DSI & GPM & DRET | N/A | N/A | N/A | N/A | N/A | N/A | N/A
00 Ret.Exist_FBC_SNCR_ACI_DSI & GPM & NGC | N/A | N/A | N/A | N/A | N/A | N/A | N/A
00 Ret.Exist_FBC_SNCR_ACI_DSI & NGC | N/A | N/A | N/A | N/A | N/A | N/A | N/A
00 Ret.Exist_FBC_SNCR_DSI & ACI | N/A | N/A | N/A | N/A | N/A | N/A | N/A
00 Ret.Exist_FBC_SNCR_DSI & ACI & CCS | N/A | N/A | N/A | N/A | N/A | N/A | N/A
00 Ret.Exist_FBC_SNCR_DSI & ACI & DRET | N/A | N/A | N/A | N/A | N/A | N/A | N/A
00 Ret.Exist_FBC_SNCR_DSI & ACI & GPM | N/A | N/A | N/A | N/A | N/A | N/A | N/A
00 Ret.Exist_FBC_SNCR_DSI & ACI & GPM & CCS | N/A | N/A | N/A | N/A | N/A | N/A | N/A
00 Ret.Exist_FBC_SNCR_DSI & ACI & GPM & DRET | N/A | N/A | N/A | N/A | N/A | N/A | N/A
00 Ret.Exist_FBC_SNCR_DSI & ACI & GPM & NGC | N/A | N/A | N/A | N/A | N/A | N/A | N/A
00 Ret.Exist_FBC_SNCR_DSI & ACI & NGC | N/A | N/A | N/A | N/A | N/A | N/A | N/A
00 Ret.Exist_FBC_SNCR_DSI & CCS | N/A | N/A | N/A | N/A | N/A | N/A | N/A
00 Ret.Exist_FBC_SNCR_DSI & DCCS | N/A | N/A | N/A | N/A | N/A | N/A | N/A
00 Ret.Exist_FBC_SNCR_DSI & DCCS & CCS | N/A | N/A | N/A | N/A | N/A | N/A | N/A
00 Ret.Exist_FBC_SNCR_DSI & DRET | N/A | N/A | N/A | N/A | N/A | N/A | N/A
00 Ret.Exist_FBC_SNCR_DSI & GPM | N/A | N/A | N/A | N/A | N/A | N/A | N/A
00 Ret.Exist_FBC_SNCR_DSI & GPM & CCS | N/A | N/A | N/A | N/A | N/A | N/A | N/A
00 Ret.Exist_FBC_SNCR_DSI & GPM & DRET | N/A | N/A | N/A | N/A | N/A | N/A | N/A
00 Ret.Exist_FBC_SNCR_DSI & GPM & NGC | N/A | N/A | N/A | N/A | N/A | N/A | N/A
00 Ret.Exist_FBC_SNCR_DSI & NGC | N/A | N/A | N/A | N/A | N/A | N/A | N/A
00 Ret.Exist_FBC_WetFGD_DSI & ACI | N/A | N/A | N/A | N/A | N/A | N/A | N/A
00 Ret.Exist_FBC_WetFGD_DSI & ACI & DRET | N/A | N/A | N/A | N/A | N/A | N/A | N/A
00 Ret.Exist_FBC_WetFGD_DSI & ACI & GPM | N/A | N/A | N/A | N/A | N/A | N/A | N/A
00 Ret.Exist_FBC_WetFGD_DSI & ACI & GPM & DRET | N/A | N/A | N/A | N/A | N/A | N/A | N/A
00 Ret.Exist_FBC_WetFGD_DSI & ACI & GPM & NGC | N/A | N/A | N/A | N/A | N/A | N/A | N/A
00 Ret.Exist_FBC_WetFGD_DSI & ACI & GPM & SNCR | N/A | N/A | N/A | N/A | N/A | N/A | N/A
00 Ret.Exist_FBC_WetFGD_DSI & ACI & GPM & SNCR & DRET | N/A | N/A | N/A | N/A | N/A | N/A | N/A
00 Ret.Exist_FBC_WetFGD_DSI & ACI & GPM & SNCR & NGC | N/A | N/A | N/A | N/A | N/A | N/A | N/A
00 Ret.Exist_FBC_WetFGD_DSI & ACI & NGC | N/A | N/A | N/A | N/A | N/A | N/A | N/A
00 Ret.Exist_FBC_WetFGD_DSI & ACI & SNCR | N/A | N/A | N/A | N/A | N/A | N/A | N/A
00 Ret.Exist_FBC_WetFGD_DSI & ACI & SNCR & DRET | N/A | N/A | N/A | N/A | N/A | N/A | N/A
00 Ret.Exist_FBC_WetFGD_DSI & ACI & SNCR & NGC | N/A | N/A | N/A | N/A | N/A | N/A | N/A
00 Ret.Exist_FBC_WetFGD_DSI & DRET | N/A | N/A | N/A | N/A | N/A | N/A | N/A
00 Ret.Exist_FBC_WetFGD_DSI & GPM | N/A | N/A | N/A | N/A | N/A | N/A | N/A
00 Ret.Exist_FBC_WetFGD_DSI & GPM & DRET | N/A | N/A | N/A | N/A | N/A | N/A | N/A
00 Ret.Exist_FBC_WetFGD_DSI & GPM & NGC | N/A | N/A | N/A | N/A | N/A | N/A | N/A
00 Ret.Exist_FBC_WetFGD_DSI & GPM & SNCR | N/A | N/A | N/A | N/A | N/A | N/A | N/A
00 Ret.Exist_FBC_WetFGD_DSI & GPM & SNCR & DRET | N/A | N/A | N/A | N/A | N/A | N/A | N/A
00 Ret.Exist_FBC_WetFGD_DSI & GPM & SNCR & NGC | N/A | N/A | N/A | N/A | N/A | N/A | N/A
00 Ret.Exist_FBC_WetFGD_DSI & NGC | N/A | N/A | N/A | N/A | N/A | N/A | N/A
00 Ret.Exist_FBC_WetFGD_DSI & SNCR | N/A | N/A | N/A | N/A | N/A | N/A | N/A
00 Ret.Exist_FBC_WetFGD_DSI & SNCR & DRET | N/A | N/A | N/A | N/A | N/A | N/A | N/A
00 Ret.Exist_FBC_WetFGD_DSI & SNCR & NGC | N/A | N/A | N/A | N/A | N/A | N/A | N/A
00 Ret.Exist_FBC_WetFGD_SNCR & ACI | N/A | N/A | N/A | N/A | N/A | N/A | N/A
00 Ret.Exist_FBC_WetFGD_SNCR & ACI & DRET | N/A | N/A | N/A | N/A | N/A | N/A | N/A
00 Ret.Exist_FBC_WetFGD_SNCR & ACI & NGC | N/A | N/A | N/A | N/A | N/A | N/A | N/A
00 Ret.Exist_FBC_WetFGD_SNCR & DRET | N/A | N/A | N/A | N/A | N/A | N/A | N/A
00 Ret.Exist_FBC_WetFGD_SNCR & GPM | N/A | N/A | N/A | N/A | N/A | N/A | N/A
00 Ret.Exist_FBC_WetFGD_SNCR & GPM & DRET | N/A | N/A | N/A | N/A | N/A | N/A | N/A
00 Ret.Exist_FBC_WetFGD_SNCR & GPM & NGC | N/A | N/A | N/A | N/A | N/A | N/A | N/A
00 Ret.Exist_FBC_WetFGD_SNCR & NGC | N/A | N/A | N/A | N/A | N/A | N/A | N/A
00 Ret.Exist_Non-FBC_ACI & C2G | 1.9446 | 4.564 | 0 | 0 | 0 | 0 | 0
00 Ret.Exist_Non-FBC_ACI & C2G & SCR | N/A | N/A | N/A | N/A | N/A | N/A | N/A
00 Ret.Exist_Non-FBC_ACI & DCCS | N/A | N/A | N/A | N/A | N/A | N/A | N/A
00 Ret.Exist_Non-FBC_ACI & DCCS & WetFGD & SCR & CCS | N/A | N/A | N/A | N/A | N/A | N/A | N/A
00 Ret.Exist_Non-FBC_ACI & DRET | N/A | N/A | N/A | N/A | N/A | N/A | N/A
00 Ret.Exist_Non-FBC_ACI & DSI | N/A | N/A | N/A | N/A | N/A | N/A | N/A
00 Ret.Exist_Non-FBC_ACI & DSI & C2G | N/A | N/A | N/A | N/A | N/A | N/A | N/A
00 Ret.Exist_Non-FBC_ACI & DSI & C2G & SCR | N/A | N/A | N/A | N/A | N/A | N/A | N/A
00 Ret.Exist_Non-FBC_ACI & DSI & DRET | N/A | N/A | N/A | N/A | N/A | N/A | N/A
00 Ret.Exist_Non-FBC_ACI & DSI & GPM | N/A | N/A | N/A | N/A | N/A | N/A | N/A
00 Ret.Exist_Non-FBC_ACI & DSI & GPM & C2G | N/A | N/A | N/A | N/A | N/A | N/A | N/A
00 Ret.Exist_Non-FBC_ACI & DSI & GPM & C2G & SCR | N/A | N/A | N/A | N/A | N/A | N/A | N/A
00 Ret.Exist_Non-FBC_ACI & DSI & GPM & DRET | N/A | N/A | N/A | N/A | N/A | N/A | N/A
00 Ret.Exist_Non-FBC_ACI & DSI & GPM & NGC | N/A | N/A | N/A | N/A | N/A | N/A | N/A
00 Ret.Exist_Non-FBC_ACI & DSI & GPM & SCR | N/A | N/A | N/A | N/A | N/A | N/A | N/A
00 Ret.Exist_Non-FBC_ACI & DSI & GPM & SCR & DRET | N/A | N/A | N/A | N/A | N/A | N/A | N/A
00 Ret.Exist_Non-FBC_ACI & DSI & GPM & SCR & NGC | N/A | N/A | N/A | N/A | N/A | N/A | N/A
00 Ret.Exist_Non-FBC_ACI & DSI & GPM & SNCR | N/A | N/A | N/A | N/A | N/A | N/A | N/A
00 Ret.Exist_Non-FBC_ACI & DSI & GPM & SNCR & DRET | N/A | N/A | N/A | N/A | N/A | N/A | N/A
00 Ret.Exist_Non-FBC_ACI & DSI & GPM & SNCR & NGC | N/A | N/A | N/A | N/A | N/A | N/A | N/A
00 Ret.Exist_Non-FBC_ACI & DSI & GPM & WetFGD & SCR & CCS | N/A | N/A | N/A | N/A | N/A | N/A | N/A
00 Ret.Exist_Non-FBC_ACI & DSI & NGC | N/A | N/A | N/A | N/A | N/A | N/A | N/A
00 Ret.Exist_Non-FBC_ACI & DSI & SCR | N/A | N/A | N/A | N/A | N/A | N/A | N/A
00 Ret.Exist_Non-FBC_ACI & DSI & SCR & DRET | N/A | N/A | N/A | N/A | N/A | N/A | N/A
00 Ret.Exist_Non-FBC_ACI & DSI & SCR & NGC | N/A | N/A | N/A | N/A | N/A | N/A | N/A
00 Ret.Exist_Non-FBC_ACI & DSI & SNCR | N/A | N/A | N/A | N/A | N/A | N/A | N/A
00 Ret.Exist_Non-FBC_ACI & DSI & SNCR & DRET | N/A | N/A | N/A | N/A | N/A | N/A | N/A
00 Ret.Exist_Non-FBC_ACI & DSI & SNCR & NGC | N/A | N/A | N/A | N/A | N/A | N/A | N/A
00 Ret.Exist_Non-FBC_ACI & DSI & WetFGD & SCR & CCS | N/A | N/A | N/A | N/A | N/A | N/A | N/A
00 Ret.Exist_Non-FBC_ACI & GPM | N/A | N/A | N/A | N/A | N/A | N/A | N/A
00 Ret.Exist_Non-FBC_ACI & GPM & C2G | N/A | N/A | N/A | N/A | N/A | N/A | N/A
00 Ret.Exist_Non-FBC_ACI & GPM & C2G & SCR | N/A | N/A | N/A | N/A | N/A | N/A | N/A
00 Ret.Exist_Non-FBC_ACI & GPM & DRET | N/A | N/A | N/A | N/A | N/A | N/A | N/A
00 Ret.Exist_Non-FBC_ACI & GPM & NGC | N/A | N/A | N/A | N/A | N/A | N/A | N/A
00 Ret.Exist_Non-FBC_ACI & GPM & SCR | N/A | N/A | N/A | N/A | N/A | N/A | N/A
00 Ret.Exist_Non-FBC_ACI & GPM & SCR & DRET | N/A | N/A | N/A | N/A | N/A | N/A | N/A
00 Ret.Exist_Non-FBC_ACI & GPM & SCR & NGC | N/A | N/A | N/A | N/A | N/A | N/A | N/A
00 Ret.Exist_Non-FBC_ACI & GPM & SNCR | N/A | N/A | N/A | N/A | N/A | N/A | N/A
00 Ret.Exist_Non-FBC_ACI & GPM & SNCR & DRET | N/A | N/A | N/A | N/A | N/A | N/A | N/A
00 Ret.Exist_Non-FBC_ACI & GPM & SNCR & NGC | N/A | N/A | N/A | N/A | N/A | N/A | N/A
00 Ret.Exist_Non-FBC_ACI & GPM & WetFGD & SCR & CCS | N/A | N/A | N/A | N/A | N/A | N/A | N/A
00 Ret.Exist_Non-FBC_ACI & NGC | N/A | N/A | N/A | N/A | N/A | N/A | N/A
00 Ret.Exist_Non-FBC_ACI & SCR | N/A | 77.71 | 69.5876 | 26.7538 | N/A | N/A | N/A
00 Ret.Exist_Non-FBC_ACI & SCR & C2G | N/A | N/A | N/A | N/A | N/A | N/A | N/A
00 Ret.Exist_Non-FBC_ACI & SCR & DRET | N/A | N/A | N/A | N/A | N/A | N/A | N/A
00 Ret.Exist_Non-FBC_ACI & SCR & NGC | N/A | N/A | N/A | N/A | N/A | N/A | N/A
00 Ret.Exist_Non-FBC_ACI & SCR & WetFGD & CCS | N/A | N/A | N/A | N/A | N/A | N/A | N/A
00 Ret.Exist_Non-FBC_ACI & SNCR | N/A | N/A | N/A | N/A | N/A | N/A | N/A
00 Ret.Exist_Non-FBC_ACI & SNCR & C2G | N/A | N/A | N/A | N/A | N/A | N/A | N/A
00 Ret.Exist_Non-FBC_ACI & SNCR & DRET | N/A | N/A | N/A | N/A | N/A | N/A | N/A
00 Ret.Exist_Non-FBC_ACI & SNCR & NGC | N/A | N/A | N/A | N/A | N/A | N/A | N/A
00 Ret.Exist_Non-FBC_ACI_DSI & C2G | 0 | 0 | 0 | 0 | 0 | 0 | 0
00 Ret.Exist_Non-FBC_ACI_DSI & C2G & SCR | N/A | N/A | N/A | N/A | N/A | N/A | N/A
00 Ret.Exist_Non-FBC_ACI_DSI & DCCS | N/A | N/A | N/A | N/A | N/A | N/A | N/A
00 Ret.Exist_Non-FBC_ACI_DSI & DCCS & WetFGD & SCR & CCS | N/A | N/A | N/A | N/A | N/A | N/A | N/A
00 Ret.Exist_Non-FBC_ACI_DSI & DRET | N/A | N/A | N/A | N/A | N/A | N/A | N/A
00 Ret.Exist_Non-FBC_ACI_DSI & GPM | N/A | N/A | N/A | N/A | N/A | N/A | N/A
00 Ret.Exist_Non-FBC_ACI_DSI & GPM & C2G | N/A | N/A | N/A | N/A | N/A | N/A | N/A
00 Ret.Exist_Non-FBC_ACI_DSI & GPM & C2G & SCR | N/A | N/A | N/A | N/A | N/A | N/A | N/A
00 Ret.Exist_Non-FBC_ACI_DSI & GPM & DRET | N/A | N/A | N/A | N/A | N/A | N/A | N/A
00 Ret.Exist_Non-FBC_ACI_DSI & GPM & NGC | N/A | N/A | N/A | N/A | N/A | N/A | N/A
00 Ret.Exist_Non-FBC_ACI_DSI & GPM & SCR | N/A | N/A | N/A | N/A | N/A | N/A | N/A
00 Ret.Exist_Non-FBC_ACI_DSI & GPM & SCR & DRET | N/A | N/A | N/A | N/A | N/A | N/A | N/A
00 Ret.Exist_Non-FBC_ACI_DSI & GPM & SCR & NGC | N/A | N/A | N/A | N/A | N/A | N/A | N/A
00 Ret.Exist_Non-FBC_ACI_DSI & GPM & SNCR | N/A | N/A | N/A | N/A | N/A | N/A | N/A
00 Ret.Exist_Non-FBC_ACI_DSI & GPM & SNCR & DRET | N/A | N/A | N/A | N/A | N/A | N/A | N/A
00 Ret.Exist_Non-FBC_ACI_DSI & GPM & SNCR & NGC | N/A | N/A | N/A | N/A | N/A | N/A | N/A
00 Ret.Exist_Non-FBC_ACI_DSI & GPM & WetFGD & SCR & CCS | N/A | N/A | N/A | N/A | N/A | N/A | N/A
00 Ret.Exist_Non-FBC_ACI_DSI & NGC | N/A | N/A | N/A | N/A | N/A | N/A | N/A
00 Ret.Exist_Non-FBC_ACI_DSI & SCR | N/A | N/A | N/A | N/A | N/A | N/A | N/A
00 Ret.Exist_Non-FBC_ACI_DSI & SCR & C2G | N/A | N/A | N/A | N/A | N/A | N/A | N/A
00 Ret.Exist_Non-FBC_ACI_DSI & SCR & DRET | N/A | N/A | N/A | N/A | N/A | N/A | N/A
00 Ret.Exist_Non-FBC_ACI_DSI & SCR & NGC | N/A | N/A | N/A | N/A | N/A | N/A | N/A
00 Ret.Exist_Non-FBC_ACI_DSI & SCR & WetFGD & CCS | N/A | N/A | N/A | N/A | N/A | N/A | N/A
00 Ret.Exist_Non-FBC_ACI_DSI & SNCR | N/A | N/A | N/A | N/A | N/A | N/A | N/A
00 Ret.Exist_Non-FBC_ACI_DSI & SNCR & C2G | N/A | N/A | N/A | N/A | N/A | N/A | N/A
00 Ret.Exist_Non-FBC_ACI_DSI & SNCR & DRET | N/A | N/A | N/A | N/A | N/A | N/A | N/A
00 Ret.Exist_Non-FBC_ACI_DSI & SNCR & NGC | N/A | N/A | N/A | N/A | N/A | N/A | N/A
00 Ret.Exist_Non-FBC_DryFGD & C2G | N/A | N/A | N/A | N/A | N/A | N/A | N/A
00 Ret.Exist_Non-FBC_DryFGD & C2G & SCR | N/A | N/A | N/A | N/A | N/A | N/A | N/A
00 Ret.Exist_Non-FBC_DryFGD & DRET | N/A | N/A | N/A | N/A | N/A | N/A | N/A
00 Ret.Exist_Non-FBC_DryFGD & GPM | N/A | N/A | N/A | N/A | N/A | N/A | N/A
00 Ret.Exist_Non-FBC_DryFGD & GPM & C2G | N/A | N/A | N/A | N/A | N/A | N/A | N/A
00 Ret.Exist_Non-FBC_DryFGD & GPM & C2G & SCR | N/A | N/A | N/A | N/A | N/A | N/A | N/A
00 Ret.Exist_Non-FBC_DryFGD & GPM & DRET | N/A | N/A | N/A | N/A | N/A | N/A | N/A
00 Ret.Exist_Non-FBC_DryFGD & GPM & NGC | N/A | N/A | N/A | N/A | N/A | N/A | N/A
00 Ret.Exist_Non-FBC_DryFGD & GPM & SCR | N/A | N/A | N/A | N/A | N/A | N/A | N/A
00 Ret.Exist_Non-FBC_DryFGD & GPM & SCR & CCS | N/A | N/A | N/A | N/A | N/A | N/A | N/A
00 Ret.Exist_Non-FBC_DryFGD & GPM & SCR & DRET | N/A | N/A | N/A | N/A | N/A | N/A | N/A
00 Ret.Exist_Non-FBC_DryFGD & GPM & SCR & NGC | N/A | N/A | N/A | N/A | N/A | N/A | N/A
00 Ret.Exist_Non-FBC_DryFGD & GPM & SNCR | N/A | N/A | N/A | N/A | N/A | N/A | N/A
00 Ret.Exist_Non-FBC_DryFGD & GPM & SNCR & DRET | N/A | N/A | N/A | N/A | N/A | N/A | N/A
00 Ret.Exist_Non-FBC_DryFGD & GPM & SNCR & NGC | N/A | N/A | N/A | N/A | N/A | N/A | N/A
00 Ret.Exist_Non-FBC_DryFGD & NGC | N/A | N/A | N/A | N/A | N/A | N/A | N/A
00 Ret.Exist_Non-FBC_DryFGD & SCR | N/A | N/A | N/A | N/A | N/A | N/A | N/A
00 Ret.Exist_Non-FBC_DryFGD & SCR & C2G | N/A | N/A | N/A | N/A | N/A | N/A | N/A
00 Ret.Exist_Non-FBC_DryFGD & SCR & CCS | N/A | N/A | N/A | N/A | N/A | N/A | N/A
00 Ret.Exist_Non-FBC_DryFGD & SCR & DRET | N/A | N/A | N/A | N/A | N/A | N/A | N/A
00 Ret.Exist_Non-FBC_DryFGD & SCR & NGC | N/A | N/A | N/A | N/A | N/A | N/A | N/A
00 Ret.Exist_Non-FBC_DryFGD & SNCR | N/A | N/A | N/A | N/A | N/A | N/A | N/A
00 Ret.Exist_Non-FBC_DryFGD & SNCR & C2G | N/A | N/A | N/A | N/A | N/A | N/A | N/A
00 Ret.Exist_Non-FBC_DryFGD & SNCR & DRET | N/A | N/A | N/A | N/A | N/A | N/A | N/A
00 Ret.Exist_Non-FBC_DryFGD & SNCR & NGC | N/A | N/A | N/A | N/A | N/A | N/A | N/A
00 Ret.Exist_Non-FBC_DryFGD_ACI & C2G | N/A | N/A | N/A | N/A | N/A | N/A | N/A
00 Ret.Exist_Non-FBC_DryFGD_ACI & C2G & SCR | N/A | N/A | N/A | N/A | N/A | N/A | N/A
00 Ret.Exist_Non-FBC_DryFGD_ACI & DCCS | N/A | N/A | N/A | N/A | N/A | N/A | N/A
00 Ret.Exist_Non-FBC_DryFGD_ACI & DCCS & SCR & CCS | N/A | N/A | N/A | N/A | N/A | N/A | N/A
00 Ret.Exist_Non-FBC_DryFGD_ACI & DRET | N/A | N/A | N/A | N/A | N/A | N/A | N/A
00 Ret.Exist_Non-FBC_DryFGD_ACI & GPM | N/A | N/A | N/A | N/A | N/A | N/A | N/A
00 Ret.Exist_Non-FBC_DryFGD_ACI & GPM & C2G | N/A | N/A | N/A | N/A | N/A | N/A | N/A
00 Ret.Exist_Non-FBC_DryFGD_ACI & GPM & C2G & SCR | N/A | N/A | N/A | N/A | N/A | N/A | N/A
00 Ret.Exist_Non-FBC_DryFGD_ACI & GPM & DRET | N/A | N/A | N/A | N/A | N/A | N/A | N/A
00 Ret.Exist_Non-FBC_DryFGD_ACI & GPM & NGC | N/A | N/A | N/A | N/A | N/A | N/A | N/A
00 Ret.Exist_Non-FBC_DryFGD_ACI & GPM & SCR | N/A | N/A | N/A | N/A | N/A | N/A | N/A
00 Ret.Exist_Non-FBC_DryFGD_ACI & GPM & SCR & CCS | N/A | N/A | N/A | N/A | N/A | N/A | N/A
00 Ret.Exist_Non-FBC_DryFGD_ACI & GPM & SCR & DRET | N/A | N/A | N/A | N/A | N/A | N/A | N/A
00 Ret.Exist_Non-FBC_DryFGD_ACI & GPM & SCR & NGC | N/A | N/A | N/A | N/A | N/A | N/A | N/A
00 Ret.Exist_Non-FBC_DryFGD_ACI & GPM & SNCR | N/A | N/A | N/A | N/A | N/A | N/A | N/A
00 Ret.Exist_Non-FBC_DryFGD_ACI & GPM & SNCR & DRET | N/A | N/A | N/A | N/A | N/A | N/A | N/A
00 Ret.Exist_Non-FBC_DryFGD_ACI & GPM & SNCR & NGC | N/A | N/A | N/A | N/A | N/A | N/A | N/A
00 Ret.Exist_Non-FBC_DryFGD_ACI & NGC | N/A | N/A | N/A | N/A | N/A | N/A | N/A
00 Ret.Exist_Non-FBC_DryFGD_ACI & SCR | N/A | 42.4604 | 0 | 0 | 0 | 0 | 0
00 Ret.Exist_Non-FBC_DryFGD_ACI & SCR & C2G | N/A | N/A | N/A | N/A | N/A | N/A | N/A
00 Ret.Exist_Non-FBC_DryFGD_ACI & SCR & CCS | N/A | N/A | 79.7254 | 79.7254 | N/A | N/A | N/A
00 Ret.Exist_Non-FBC_DryFGD_ACI & SCR & DRET | N/A | N/A | N/A | N/A | N/A | N/A | N/A
00 Ret.Exist_Non-FBC_DryFGD_ACI & SCR & NGC | N/A | N/A | N/A | N/A | N/A | N/A | N/A
00 Ret.Exist_Non-FBC_DryFGD_ACI & SNCR | N/A | N/A | N/A | N/A | N/A | N/A | N/A
00 Ret.Exist_Non-FBC_DryFGD_ACI & SNCR & C2G | N/A | N/A | N/A | N/A | N/A | N/A | N/A
00 Ret.Exist_Non-FBC_DryFGD_ACI & SNCR & DRET | N/A | N/A | N/A | N/A | N/A | N/A | N/A
00 Ret.Exist_Non-FBC_DryFGD_ACI & SNCR & NGC | N/A | N/A | N/A | N/A | N/A | N/A | N/A
00 Ret.Exist_Non-FBC_DryFGD_SCR & ACI | N/A | N/A | N/A | N/A | N/A | N/A | N/A
00 Ret.Exist_Non-FBC_DryFGD_SCR & ACI & C2G | N/A | N/A | N/A | N/A | N/A | N/A | N/A
00 Ret.Exist_Non-FBC_DryFGD_SCR & ACI & CCS | N/A | N/A | N/A | N/A | N/A | N/A | N/A
00 Ret.Exist_Non-FBC_DryFGD_SCR & ACI & DRET | N/A | N/A | N/A | N/A | N/A | N/A | N/A
00 Ret.Exist_Non-FBC_DryFGD_SCR & ACI & GPM | N/A | N/A | N/A | N/A | N/A | N/A | N/A
00 Ret.Exist_Non-FBC_DryFGD_SCR & ACI & GPM & C2G | N/A | N/A | N/A | N/A | N/A | N/A | N/A
00 Ret.Exist_Non-FBC_DryFGD_SCR & ACI & GPM & CCS | N/A | N/A | N/A | N/A | N/A | N/A | N/A
00 Ret.Exist_Non-FBC_DryFGD_SCR & ACI & GPM & DRET | N/A | N/A | N/A | N/A | N/A | N/A | N/A
00 Ret.Exist_Non-FBC_DryFGD_SCR & ACI & GPM & NGC | N/A | N/A | N/A | N/A | N/A | N/A | N/A
00 Ret.Exist_Non-FBC_DryFGD_SCR & ACI & NGC | N/A | N/A | N/A | N/A | N/A | N/A | N/A
00 Ret.Exist_Non-FBC_DryFGD_SCR & C2G | N/A | N/A | N/A | N/A | N/A | N/A | N/A
00 Ret.Exist_Non-FBC_DryFGD_SCR & CCS | N/A | N/A | N/A | N/A | N/A | N/A | N/A
00 Ret.Exist_Non-FBC_DryFGD_SCR & DRET | N/A | N/A | N/A | N/A | N/A | N/A | N/A
00 Ret.Exist_Non-FBC_DryFGD_SCR & GPM | N/A | N/A | N/A | N/A | N/A | N/A | N/A
00 Ret.Exist_Non-FBC_DryFGD_SCR & GPM & C2G | N/A | N/A | N/A | N/A | N/A | N/A | N/A
00 Ret.Exist_Non-FBC_DryFGD_SCR & GPM & CCS | N/A | N/A | N/A | N/A | N/A | N/A | N/A
00 Ret.Exist_Non-FBC_DryFGD_SCR & GPM & DRET | N/A | N/A | N/A | N/A | N/A | N/A | N/A
00 Ret.Exist_Non-FBC_DryFGD_SCR & GPM & NGC | N/A | N/A | N/A | N/A | N/A | N/A | N/A
00 Ret.Exist_Non-FBC_DryFGD_SCR & NGC | N/A | N/A | N/A | N/A | N/A | N/A | N/A
00 Ret.Exist_Non-FBC_DryFGD_SCR_ACI & C2G | 2 | 2 | 2 | 2 | 2 | 2 | 2
00 Ret.Exist_Non-FBC_DryFGD_SCR_ACI & CCS | N/A | 77.01 | 78.2111 | 78.2111 | 77.3382 | 77.3382 | 77.3382
00 Ret.Exist_Non-FBC_DryFGD_SCR_ACI & DCCS | N/A | N/A | N/A | N/A | N/A | N/A | N/A
00 Ret.Exist_Non-FBC_DryFGD_SCR_ACI & DCCS & CCS | N/A | N/A | N/A | N/A | N/A | N/A | N/A
00 Ret.Exist_Non-FBC_DryFGD_SCR_ACI & DRET | N/A | N/A | N/A | N/A | N/A | N/A | N/A
00 Ret.Exist_Non-FBC_DryFGD_SCR_ACI & GPM | N/A | N/A | N/A | N/A | N/A | N/A | N/A
00 Ret.Exist_Non-FBC_DryFGD_SCR_ACI & GPM & C2G | N/A | N/A | N/A | N/A | N/A | N/A | N/A
00 Ret.Exist_Non-FBC_DryFGD_SCR_ACI & GPM & CCS | N/A | N/A | N/A | N/A | N/A | N/A | N/A
00 Ret.Exist_Non-FBC_DryFGD_SCR_ACI & GPM & DRET | N/A | N/A | N/A | N/A | N/A | N/A | N/A
00 Ret.Exist_Non-FBC_DryFGD_SCR_ACI & GPM & NGC | N/A | N/A | N/A | N/A | N/A | N/A | N/A
00 Ret.Exist_Non-FBC_DryFGD_SCR_ACI & NGC | N/A | N/A | N/A | N/A | N/A | N/A | N/A
00 Ret.Exist_Non-FBC_DryFGD_SCR_ACI_DSI & C2G | N/A | N/A | N/A | N/A | N/A | N/A | N/A
00 Ret.Exist_Non-FBC_DryFGD_SCR_ACI_DSI & CCS | N/A | N/A | N/A | N/A | N/A | N/A | N/A
00 Ret.Exist_Non-FBC_DryFGD_SCR_ACI_DSI & DCCS | N/A | N/A | N/A | N/A | N/A | N/A | N/A
00 Ret.Exist_Non-FBC_DryFGD_SCR_ACI_DSI & DCCS & CCS | N/A | N/A | N/A | N/A | N/A | N/A | N/A
00 Ret.Exist_Non-FBC_DryFGD_SCR_ACI_DSI & DRET | N/A | N/A | N/A | N/A | N/A | N/A | N/A
00 Ret.Exist_Non-FBC_DryFGD_SCR_ACI_DSI & GPM | N/A | N/A | N/A | N/A | N/A | N/A | N/A
00 Ret.Exist_Non-FBC_DryFGD_SCR_ACI_DSI & GPM & C2G | N/A | N/A | N/A | N/A | N/A | N/A | N/A
00 Ret.Exist_Non-FBC_DryFGD_SCR_ACI_DSI & GPM & CCS | N/A | N/A | N/A | N/A | N/A | N/A | N/A
00 Ret.Exist_Non-FBC_DryFGD_SCR_ACI_DSI & GPM & DRET | N/A | N/A | N/A | N/A | N/A | N/A | N/A
00 Ret.Exist_Non-FBC_DryFGD_SCR_ACI_DSI & GPM & NGC | N/A | N/A | N/A | N/A | N/A | N/A | N/A
00 Ret.Exist_Non-FBC_DryFGD_SCR_ACI_DSI & NGC | N/A | N/A | N/A | N/A | N/A | N/A | N/A
00 Ret.Exist_Non-FBC_DryFGD_SCR_DSI & ACI | N/A | N/A | N/A | N/A | N/A | N/A | N/A
00 Ret.Exist_Non-FBC_DryFGD_SCR_DSI & ACI & C2G | N/A | N/A | N/A | N/A | N/A | N/A | N/A
00 Ret.Exist_Non-FBC_DryFGD_SCR_DSI & ACI & CCS | N/A | N/A | N/A | N/A | N/A | N/A | N/A
00 Ret.Exist_Non-FBC_DryFGD_SCR_DSI & ACI & DRET | N/A | N/A | N/A | N/A | N/A | N/A | N/A
00 Ret.Exist_Non-FBC_DryFGD_SCR_DSI & ACI & GPM | N/A | N/A | N/A | N/A | N/A | N/A | N/A
00 Ret.Exist_Non-FBC_DryFGD_SCR_DSI & ACI & GPM & C2G | N/A | N/A | N/A | N/A | N/A | N/A | N/A
00 Ret.Exist_Non-FBC_DryFGD_SCR_DSI & ACI & GPM & CCS | N/A | N/A | N/A | N/A | N/A | N/A | N/A
00 Ret.Exist_Non-FBC_DryFGD_SCR_DSI & ACI & GPM & DRET | N/A | N/A | N/A | N/A | N/A | N/A | N/A
00 Ret.Exist_Non-FBC_DryFGD_SCR_DSI & ACI & GPM & NGC | N/A | N/A | N/A | N/A | N/A | N/A | N/A
00 Ret.Exist_Non-FBC_DryFGD_SCR_DSI & ACI & NGC | N/A | N/A | N/A | N/A | N/A | N/A | N/A
00 Ret.Exist_Non-FBC_DryFGD_SCR_DSI & C2G | N/A | N/A | N/A | N/A | N/A | N/A | N/A
00 Ret.Exist_Non-FBC_DryFGD_SCR_DSI & CCS | N/A | N/A | N/A | N/A | N/A | N/A | N/A
00 Ret.Exist_Non-FBC_DryFGD_SCR_DSI & DRET | N/A | N/A | N/A | N/A | N/A | N/A | N/A
00 Ret.Exist_Non-FBC_DryFGD_SCR_DSI & GPM | N/A | N/A | N/A | N/A | N/A | N/A | N/A
00 Ret.Exist_Non-FBC_DryFGD_SCR_DSI & GPM & C2G | N/A | N/A | N/A | N/A | N/A | N/A | N/A
00 Ret.Exist_Non-FBC_DryFGD_SCR_DSI & GPM & CCS | N/A | N/A | N/A | N/A | N/A | N/A | N/A
00 Ret.Exist_Non-FBC_DryFGD_SCR_DSI & GPM & DRET | N/A | N/A | N/A | N/A | N/A | N/A | N/A
00 Ret.Exist_Non-FBC_DryFGD_SCR_DSI & GPM & NGC | N/A | N/A | N/A | N/A | N/A | N/A | N/A
00 Ret.Exist_Non-FBC_DryFGD_SCR_DSI & NGC | N/A | N/A | N/A | N/A | N/A | N/A | N/A
00 Ret.Exist_Non-FBC_DryFGD_SNCR_ACI & C2G | N/A | N/A | N/A | N/A | N/A | N/A | N/A
00 Ret.Exist_Non-FBC_DryFGD_SNCR_ACI & C2G & SCR | N/A | N/A | N/A | N/A | N/A | N/A | N/A
00 Ret.Exist_Non-FBC_DryFGD_SNCR_ACI & DCCS | N/A | N/A | N/A | N/A | N/A | N/A | N/A
00 Ret.Exist_Non-FBC_DryFGD_SNCR_ACI & DCCS & SCR & CCS | N/A | N/A | N/A | N/A | N/A | N/A | N/A
00 Ret.Exist_Non-FBC_DryFGD_SNCR_ACI & DRET | N/A | N/A | N/A | N/A | N/A | N/A | N/A
00 Ret.Exist_Non-FBC_DryFGD_SNCR_ACI & GPM | N/A | N/A | N/A | N/A | N/A | N/A | N/A
00 Ret.Exist_Non-FBC_DryFGD_SNCR_ACI & GPM & C2G | N/A | N/A | N/A | N/A | N/A | N/A | N/A
00 Ret.Exist_Non-FBC_DryFGD_SNCR_ACI & GPM & C2G & SCR | N/A | N/A | N/A | N/A | N/A | N/A | N/A
00 Ret.Exist_Non-FBC_DryFGD_SNCR_ACI & GPM & DRET | N/A | N/A | N/A | N/A | N/A | N/A | N/A
00 Ret.Exist_Non-FBC_DryFGD_SNCR_ACI & GPM & NGC | N/A | N/A | N/A | N/A | N/A | N/A | N/A
00 Ret.Exist_Non-FBC_DryFGD_SNCR_ACI & GPM & SCR | N/A | N/A | N/A | N/A | N/A | N/A | N/A
00 Ret.Exist_Non-FBC_DryFGD_SNCR_ACI & GPM & SCR & CCS | N/A | N/A | N/A | N/A | N/A | N/A | N/A
00 Ret.Exist_Non-FBC_DryFGD_SNCR_ACI & GPM & SCR & DRET | N/A | N/A | N/A | N/A | N/A | N/A | N/A
00 Ret.Exist_Non-FBC_DryFGD_SNCR_ACI & GPM & SCR & NGC | N/A | N/A | N/A | N/A | N/A | N/A | N/A
00 Ret.Exist_Non-FBC_DryFGD_SNCR_ACI & NGC | N/A | N/A | N/A | N/A | N/A | N/A | N/A
00 Ret.Exist_Non-FBC_DryFGD_SNCR_ACI & SCR | N/A | N/A | N/A | N/A | N/A | N/A | N/A
00 Ret.Exist_Non-FBC_DryFGD_SNCR_ACI & SCR & C2G | N/A | N/A | N/A | N/A | N/A | N/A | N/A
00 Ret.Exist_Non-FBC_DryFGD_SNCR_ACI & SCR & CCS | N/A | N/A | N/A | N/A | N/A | N/A | N/A
00 Ret.Exist_Non-FBC_DryFGD_SNCR_ACI & SCR & DRET | N/A | N/A | N/A | N/A | N/A | N/A | N/A
00 Ret.Exist_Non-FBC_DryFGD_SNCR_ACI & SCR & NGC | N/A | N/A | N/A | N/A | N/A | N/A | N/A
00 Ret.Exist_Non-FBC_DryFGD_SNCR_ACI_DSI & C2G | N/A | N/A | N/A | N/A | N/A | N/A | N/A
00 Ret.Exist_Non-FBC_DryFGD_SNCR_ACI_DSI & C2G & SCR | N/A | N/A | N/A | N/A | N/A | N/A | N/A
00 Ret.Exist_Non-FBC_DryFGD_SNCR_ACI_DSI & DRET | N/A | N/A | N/A | N/A | N/A | N/A | N/A
00 Ret.Exist_Non-FBC_DryFGD_SNCR_ACI_DSI & GPM | N/A | N/A | N/A | N/A | N/A | N/A | N/A
00 Ret.Exist_Non-FBC_DryFGD_SNCR_ACI_DSI & GPM & C2G | N/A | N/A | N/A | N/A | N/A | N/A | N/A
00 Ret.Exist_Non-FBC_DryFGD_SNCR_ACI_DSI & GPM & C2G & SCR | N/A | N/A | N/A | N/A | N/A | N/A | N/A
00 Ret.Exist_Non-FBC_DryFGD_SNCR_ACI_DSI & GPM & DRET | N/A | N/A | N/A | N/A | N/A | N/A | N/A
00 Ret.Exist_Non-FBC_DryFGD_SNCR_ACI_DSI & GPM & NGC | N/A | N/A | N/A | N/A | N/A | N/A | N/A
00 Ret.Exist_Non-FBC_DryFGD_SNCR_ACI_DSI & GPM & SCR | N/A | N/A | N/A | N/A | N/A | N/A | N/A
00 Ret.Exist_Non-FBC_DryFGD_SNCR_ACI_DSI & GPM & SCR & CCS | N/A | N/A | N/A | N/A | N/A | N/A | N/A
00 Ret.Exist_Non-FBC_DryFGD_SNCR_ACI_DSI & GPM & SCR & DRET | N/A | N/A | N/A | N/A | N/A | N/A | N/A
00 Ret.Exist_Non-FBC_DryFGD_SNCR_ACI_DSI & GPM & SCR & NGC | N/A | N/A | N/A | N/A | N/A | N/A | N/A
00 Ret.Exist_Non-FBC_DryFGD_SNCR_ACI_DSI & NGC | N/A | N/A | N/A | N/A | N/A | N/A | N/A
00 Ret.Exist_Non-FBC_DryFGD_SNCR_ACI_DSI & SCR | N/A | N/A | N/A | N/A | N/A | N/A | N/A
00 Ret.Exist_Non-FBC_DryFGD_SNCR_ACI_DSI & SCR & C2G | N/A | N/A | N/A | N/A | N/A | N/A | N/A
00 Ret.Exist_Non-FBC_DryFGD_SNCR_ACI_DSI & SCR & CCS | N/A | N/A | N/A | N/A | N/A | N/A | N/A
00 Ret.Exist_Non-FBC_DryFGD_SNCR_ACI_DSI & SCR & DRET | N/A | N/A | N/A | N/A | N/A | N/A | N/A
00 Ret.Exist_Non-FBC_DryFGD_SNCR_ACI_DSI & SCR & NGC | N/A | N/A | N/A | N/A | N/A | N/A | N/A
00 Ret.Exist_Non-FBC_DSI & ACI | N/A | N/A | N/A | N/A | N/A | N/A | N/A
00 Ret.Exist_Non-FBC_DSI & ACI & C2G | N/A | N/A | N/A | N/A | N/A | N/A | N/A
00 Ret.Exist_Non-FBC_DSI & ACI & C2G & SCR | N/A | N/A | N/A | N/A | N/A | N/A | N/A
00 Ret.Exist_Non-FBC_DSI & ACI & DRET | N/A | N/A | N/A | N/A | N/A | N/A | N/A
00 Ret.Exist_Non-FBC_DSI & ACI & GPM | N/A | N/A | N/A | N/A | N/A | N/A | N/A
00 Ret.Exist_Non-FBC_DSI & ACI & GPM & C2G | N/A | N/A | N/A | N/A | N/A | N/A | N/A
00 Ret.Exist_Non-FBC_DSI & ACI & GPM & C2G & SCR | N/A | N/A | N/A | N/A | N/A | N/A | N/A
00 Ret.Exist_Non-FBC_DSI & ACI & GPM & DRET | N/A | N/A | N/A | N/A | N/A | N/A | N/A
00 Ret.Exist_Non-FBC_DSI & ACI & GPM & NGC | N/A | N/A | N/A | N/A | N/A | N/A | N/A
00 Ret.Exist_Non-FBC_DSI & ACI & GPM & SCR | N/A | N/A | N/A | N/A | N/A | N/A | N/A
00 Ret.Exist_Non-FBC_DSI & ACI & GPM & SCR & DRET | N/A | N/A | N/A | N/A | N/A | N/A | N/A
00 Ret.Exist_Non-FBC_DSI & ACI & GPM & SCR & NGC | N/A | N/A | N/A | N/A | N/A | N/A | N/A
00 Ret.Exist_Non-FBC_DSI & ACI & GPM & SNCR | N/A | N/A | N/A | N/A | N/A | N/A | N/A
00 Ret.Exist_Non-FBC_DSI & ACI & GPM & SNCR & DRET | N/A | N/A | N/A | N/A | N/A | N/A | N/A
00 Ret.Exist_Non-FBC_DSI & ACI & GPM & SNCR & NGC | N/A | N/A | N/A | N/A | N/A | N/A | N/A
00 Ret.Exist_Non-FBC_DSI & ACI & GPM & WetFGD & SCR & CCS | N/A | N/A | N/A | N/A | N/A | N/A | N/A
00 Ret.Exist_Non-FBC_DSI & ACI & NGC | N/A | N/A | N/A | N/A | N/A | N/A | N/A
00 Ret.Exist_Non-FBC_DSI & ACI & SCR | N/A | N/A | N/A | N/A | N/A | N/A | N/A
00 Ret.Exist_Non-FBC_DSI & ACI & SCR & DRET | N/A | N/A | N/A | N/A | N/A | N/A | N/A
00 Ret.Exist_Non-FBC_DSI & ACI & SCR & NGC | N/A | N/A | N/A | N/A | N/A | N/A | N/A
00 Ret.Exist_Non-FBC_DSI & ACI & SNCR | N/A | N/A | N/A | N/A | N/A | N/A | N/A
00 Ret.Exist_Non-FBC_DSI & ACI & SNCR & DRET | N/A | N/A | N/A | N/A | N/A | N/A | N/A
00 Ret.Exist_Non-FBC_DSI & ACI & SNCR & NGC | N/A | N/A | N/A | N/A | N/A | N/A | N/A
00 Ret.Exist_Non-FBC_DSI & ACI & WetFGD & SCR & CCS | N/A | N/A | N/A | N/A | N/A | N/A | N/A
00 Ret.Exist_Non-FBC_DSI & C2G | N/A | N/A | N/A | N/A | N/A | N/A | N/A
00 Ret.Exist_Non-FBC_DSI & C2G & SCR | N/A | N/A | N/A | N/A | N/A | N/A | N/A
00 Ret.Exist_Non-FBC_DSI & DRET | N/A | N/A | N/A | N/A | N/A | N/A | N/A
00 Ret.Exist_Non-FBC_DSI & GPM | N/A | N/A | N/A | N/A | N/A | N/A | N/A
00 Ret.Exist_Non-FBC_DSI & GPM & C2G | N/A | N/A | N/A | N/A | N/A | N/A | N/A
00 Ret.Exist_Non-FBC_DSI & GPM & C2G & SCR | N/A | N/A | N/A | N/A | N/A | N/A | N/A
00 Ret.Exist_Non-FBC_DSI & GPM & DRET | N/A | N/A | N/A | N/A | N/A | N/A | N/A
00 Ret.Exist_Non-FBC_DSI & GPM & NGC | N/A | N/A | N/A | N/A | N/A | N/A | N/A
00 Ret.Exist_Non-FBC_DSI & GPM & SCR | N/A | N/A | N/A | N/A | N/A | N/A | N/A
00 Ret.Exist_Non-FBC_DSI & GPM & SCR & DRET | N/A | N/A | N/A | N/A | N/A | N/A | N/A
00 Ret.Exist_Non-FBC_DSI & GPM & SCR & NGC | N/A | N/A | N/A | N/A | N/A | N/A | N/A
00 Ret.Exist_Non-FBC_DSI & GPM & SNCR | N/A | N/A | N/A | N/A | N/A | N/A | N/A
00 Ret.Exist_Non-FBC_DSI & GPM & SNCR & DRET | N/A | N/A | N/A | N/A | N/A | N/A | N/A
00 Ret.Exist_Non-FBC_DSI & GPM & SNCR & NGC | N/A | N/A | N/A | N/A | N/A | N/A | N/A
00 Ret.Exist_Non-FBC_DSI & GPM & WetFGD & SCR & CCS | N/A | N/A | N/A | N/A | N/A | N/A | N/A
00 Ret.Exist_Non-FBC_DSI & NGC | N/A | N/A | N/A | N/A | N/A | N/A | N/A
00 Ret.Exist_Non-FBC_DSI & SCR | N/A | N/A | N/A | N/A | N/A | N/A | N/A
00 Ret.Exist_Non-FBC_DSI & SCR & C2G | N/A | N/A | N/A | N/A | N/A | N/A | N/A
00 Ret.Exist_Non-FBC_DSI & SCR & DRET | N/A | N/A | N/A | N/A | N/A | N/A | N/A
00 Ret.Exist_Non-FBC_DSI & SCR & NGC | N/A | N/A | N/A | N/A | N/A | N/A | N/A
00 Ret.Exist_Non-FBC_DSI & SCR & WetFGD & CCS | N/A | N/A | N/A | N/A | N/A | N/A | N/A
00 Ret.Exist_Non-FBC_DSI & SNCR | N/A | N/A | N/A | N/A | N/A | N/A | N/A
00 Ret.Exist_Non-FBC_DSI & SNCR & C2G | N/A | N/A | N/A | N/A | N/A | N/A | N/A
00 Ret.Exist_Non-FBC_DSI & SNCR & DRET | N/A | N/A | N/A | N/A | N/A | N/A | N/A
00 Ret.Exist_Non-FBC_DSI & SNCR & NGC | N/A | N/A | N/A | N/A | N/A | N/A | N/A
00 Ret.Exist_Non-FBC_NoCtrl & ACI | N/A | N/A | N/A | N/A | N/A | N/A | N/A
00 Ret.Exist_Non-FBC_NoCtrl & ACI & C2G | N/A | N/A | N/A | N/A | N/A | N/A | N/A
00 Ret.Exist_Non-FBC_NoCtrl & ACI & C2G & SCR | N/A | N/A | N/A | N/A | N/A | N/A | N/A
00 Ret.Exist_Non-FBC_NoCtrl & ACI & DRET | N/A | N/A | N/A | N/A | N/A | N/A | N/A
00 Ret.Exist_Non-FBC_NoCtrl & ACI & DSI | N/A | N/A | N/A | N/A | N/A | N/A | N/A
00 Ret.Exist_Non-FBC_NoCtrl & ACI & DSI & C2G | N/A | N/A | N/A | N/A | N/A | N/A | N/A
00 Ret.Exist_Non-FBC_NoCtrl & ACI & DSI & C2G & SCR | N/A | N/A | N/A | N/A | N/A | N/A | N/A
00 Ret.Exist_Non-FBC_NoCtrl & ACI & DSI & DRET | N/A | N/A | N/A | N/A | N/A | N/A | N/A
00 Ret.Exist_Non-FBC_NoCtrl & ACI & DSI & GPM | N/A | N/A | N/A | N/A | N/A | N/A | N/A
00 Ret.Exist_Non-FBC_NoCtrl & ACI & DSI & GPM & C2G | N/A | N/A | N/A | N/A | N/A | N/A | N/A
00 Ret.Exist_Non-FBC_NoCtrl & ACI & DSI & GPM & C2G & SCR | N/A | N/A | N/A | N/A | N/A | N/A | N/A
00 Ret.Exist_Non-FBC_NoCtrl & ACI & DSI & GPM & DRET | N/A | N/A | N/A | N/A | N/A | N/A | N/A
00 Ret.Exist_Non-FBC_NoCtrl & ACI & DSI & GPM & NGC | N/A | N/A | N/A | N/A | N/A | N/A | N/A
00 Ret.Exist_Non-FBC_NoCtrl & ACI & DSI & GPM & SCR | N/A | N/A | N/A | N/A | N/A | N/A | N/A
00 Ret.Exist_Non-FBC_NoCtrl & ACI & DSI & GPM & SCR & DRET | N/A | N/A | N/A | N/A | N/A | N/A | N/A
00 Ret.Exist_Non-FBC_NoCtrl & ACI & DSI & GPM & SCR & NGC | N/A | N/A | N/A | N/A | N/A | N/A | N/A
00 Ret.Exist_Non-FBC_NoCtrl & ACI & DSI & GPM & SNCR | N/A | N/A | N/A | N/A | N/A | N/A | N/A
00 Ret.Exist_Non-FBC_NoCtrl & ACI & DSI & GPM & SNCR & DRET | N/A | N/A | N/A | N/A | N/A | N/A | N/A
00 Ret.Exist_Non-FBC_NoCtrl & ACI & DSI & GPM & SNCR & NGC | N/A | N/A | N/A | N/A | N/A | N/A | N/A
00 Ret.Exist_Non-FBC_NoCtrl & ACI & DSI & GPM & WetFGD & SCR & CCS | N/A | N/A | N/A | N/A | N/A | N/A | N/A
00 Ret.Exist_Non-FBC_NoCtrl & ACI & DSI & NGC | N/A | N/A | N/A | N/A | N/A | N/A | N/A
00 Ret.Exist_Non-FBC_NoCtrl & ACI & DSI & SCR | N/A | N/A | N/A | N/A | N/A | N/A | N/A
00 Ret.Exist_Non-FBC_NoCtrl & ACI & DSI & SCR & DRET | N/A | N/A | N/A | N/A | N/A | N/A | N/A
00 Ret.Exist_Non-FBC_NoCtrl & ACI & DSI & SCR & NGC | N/A | N/A | N/A | N/A | N/A | N/A | N/A
00 Ret.Exist_Non-FBC_NoCtrl & ACI & DSI & SNCR | N/A | N/A | N/A | N/A | N/A | N/A | N/A
00 Ret.Exist_Non-FBC_NoCtrl & ACI & DSI & SNCR & DRET | N/A | N/A | N/A | N/A | N/A | N/A | N/A
00 Ret.Exist_Non-FBC_NoCtrl & ACI & DSI & SNCR & NGC | N/A | N/A | N/A | N/A | N/A | N/A | N/A
00 Ret.Exist_Non-FBC_NoCtrl & ACI & DSI & WetFGD & SCR & CCS | N/A | N/A | N/A | N/A | N/A | N/A | N/A
00 Ret.Exist_Non-FBC_NoCtrl & ACI & GPM | N/A | N/A | N/A | N/A | N/A | N/A | N/A
00 Ret.Exist_Non-FBC_NoCtrl & ACI & GPM & C2G | N/A | N/A | N/A | N/A | N/A | N/A | N/A
00 Ret.Exist_Non-FBC_NoCtrl & ACI & GPM & C2G & SCR | N/A | N/A | N/A | N/A | N/A | N/A | N/A
00 Ret.Exist_Non-FBC_NoCtrl & ACI & GPM & DRET | N/A | N/A | N/A | N/A | N/A | N/A | N/A
00 Ret.Exist_Non-FBC_NoCtrl & ACI & GPM & NGC | N/A | N/A | N/A | N/A | N/A | N/A | N/A
00 Ret.Exist_Non-FBC_NoCtrl & ACI & GPM & SCR | N/A | N/A | N/A | N/A | N/A | N/A | N/A
00 Ret.Exist_Non-FBC_NoCtrl & ACI & GPM & SCR & DRET | N/A | N/A | N/A | N/A | N/A | N/A | N/A
00 Ret.Exist_Non-FBC_NoCtrl & ACI & GPM & SCR & NGC | N/A | N/A | N/A | N/A | N/A | N/A | N/A
00 Ret.Exist_Non-FBC_NoCtrl & ACI & GPM & SNCR | N/A | N/A | N/A | N/A | N/A | N/A | N/A
00 Ret.Exist_Non-FBC_NoCtrl & ACI & GPM & SNCR & DRET | N/A | N/A | N/A | N/A | N/A | N/A | N/A
00 Ret.Exist_Non-FBC_NoCtrl & ACI & GPM & SNCR & NGC | N/A | N/A | N/A | N/A | N/A | N/A | N/A
00 Ret.Exist_Non-FBC_NoCtrl & ACI & GPM & WetFGD & SCR & CCS | N/A | N/A | N/A | N/A | N/A | N/A | N/A
00 Ret.Exist_Non-FBC_NoCtrl & ACI & NGC | N/A | N/A | N/A | N/A | N/A | N/A | N/A
00 Ret.Exist_Non-FBC_NoCtrl & ACI & SCR | N/A | N/A | N/A | N/A | N/A | N/A | N/A
00 Ret.Exist_Non-FBC_NoCtrl & ACI & SCR & DRET | N/A | N/A | N/A | N/A | N/A | N/A | N/A
00 Ret.Exist_Non-FBC_NoCtrl & ACI & SCR & NGC | N/A | N/A | N/A | N/A | N/A | N/A | N/A
00 Ret.Exist_Non-FBC_NoCtrl & ACI & SNCR | N/A | N/A | N/A | N/A | N/A | N/A | N/A
00 Ret.Exist_Non-FBC_NoCtrl & ACI & SNCR & DRET | N/A | N/A | N/A | N/A | N/A | N/A | N/A
00 Ret.Exist_Non-FBC_NoCtrl & ACI & SNCR & NGC | N/A | N/A | N/A | N/A | N/A | N/A | N/A
00 Ret.Exist_Non-FBC_NoCtrl & ACI & WetFGD & SCR & CCS | N/A | N/A | N/A | N/A | N/A | N/A | N/A
00 Ret.Exist_Non-FBC_NoCtrl & C2G | N/A | N/A | N/A | N/A | N/A | N/A | N/A
00 Ret.Exist_Non-FBC_NoCtrl & C2G & SCR | N/A | N/A | N/A | N/A | N/A | N/A | N/A
00 Ret.Exist_Non-FBC_NoCtrl & DCCS | N/A | N/A | N/A | N/A | N/A | N/A | N/A
00 Ret.Exist_Non-FBC_NoCtrl & DCCS & WetFGD & SCR & CCS | N/A | N/A | N/A | N/A | N/A | N/A | N/A
00 Ret.Exist_Non-FBC_NoCtrl & DRET | N/A | N/A | N/A | N/A | N/A | N/A | N/A
00 Ret.Exist_Non-FBC_NoCtrl & DSI | N/A | N/A | N/A | N/A | N/A | N/A | N/A
00 Ret.Exist_Non-FBC_NoCtrl & DSI & C2G | N/A | N/A | N/A | N/A | N/A | N/A | N/A
00 Ret.Exist_Non-FBC_NoCtrl & DSI & C2G & SCR | N/A | N/A | N/A | N/A | N/A | N/A | N/A
00 Ret.Exist_Non-FBC_NoCtrl & DSI & DRET | N/A | N/A | N/A | N/A | N/A | N/A | N/A
00 Ret.Exist_Non-FBC_NoCtrl & DSI & GPM | N/A | N/A | N/A | N/A | N/A | N/A | N/A
00 Ret.Exist_Non-FBC_NoCtrl & DSI & GPM & C2G | N/A | N/A | N/A | N/A | N/A | N/A | N/A
00 Ret.Exist_Non-FBC_NoCtrl & DSI & GPM & C2G & SCR | N/A | N/A | N/A | N/A | N/A | N/A | N/A
00 Ret.Exist_Non-FBC_NoCtrl & DSI & GPM & DRET | N/A | N/A | N/A | N/A | N/A | N/A | N/A
00 Ret.Exist_Non-FBC_NoCtrl & DSI & GPM & NGC | N/A | N/A | N/A | N/A | N/A | N/A | N/A
00 Ret.Exist_Non-FBC_NoCtrl & DSI & GPM & SCR | N/A | N/A | N/A | N/A | N/A | N/A | N/A
00 Ret.Exist_Non-FBC_NoCtrl & DSI & GPM & SCR & DRET | N/A | N/A | N/A | N/A | N/A | N/A | N/A
00 Ret.Exist_Non-FBC_NoCtrl & DSI & GPM & SCR & NGC | N/A | N/A | N/A | N/A | N/A | N/A | N/A
00 Ret.Exist_Non-FBC_NoCtrl & DSI & GPM & SNCR | N/A | N/A | N/A | N/A | N/A | N/A | N/A
00 Ret.Exist_Non-FBC_NoCtrl & DSI & GPM & SNCR & DRET | N/A | N/A | N/A | N/A | N/A | N/A | N/A
00 Ret.Exist_Non-FBC_NoCtrl & DSI & GPM & SNCR & NGC | N/A | N/A | N/A | N/A | N/A | N/A | N/A
00 Ret.Exist_Non-FBC_NoCtrl & DSI & GPM & WetFGD & SCR & CCS | N/A | N/A | N/A | N/A | N/A | N/A | N/A
00 Ret.Exist_Non-FBC_NoCtrl & DSI & NGC | N/A | N/A | N/A | N/A | N/A | N/A | N/A
00 Ret.Exist_Non-FBC_NoCtrl & DSI & SCR | N/A | N/A | N/A | N/A | N/A | N/A | N/A
00 Ret.Exist_Non-FBC_NoCtrl & DSI & SCR & DRET | N/A | N/A | N/A | N/A | N/A | N/A | N/A
00 Ret.Exist_Non-FBC_NoCtrl & DSI & SCR & NGC | N/A | N/A | N/A | N/A | N/A | N/A | N/A
00 Ret.Exist_Non-FBC_NoCtrl & DSI & SNCR | N/A | N/A | N/A | N/A | N/A | N/A | N/A
00 Ret.Exist_Non-FBC_NoCtrl & DSI & SNCR & DRET | N/A | N/A | N/A | N/A | N/A | N/A | N/A
00 Ret.Exist_Non-FBC_NoCtrl & DSI & SNCR & NGC | N/A | N/A | N/A | N/A | N/A | N/A | N/A
00 Ret.Exist_Non-FBC_NoCtrl & DSI & WetFGD & SCR & CCS | N/A | N/A | N/A | N/A | N/A | N/A | N/A
00 Ret.Exist_Non-FBC_NoCtrl & GPM | N/A | N/A | N/A | N/A | N/A | N/A | N/A
00 Ret.Exist_Non-FBC_NoCtrl & GPM & C2G | N/A | N/A | N/A | N/A | N/A | N/A | N/A
00 Ret.Exist_Non-FBC_NoCtrl & GPM & C2G & SCR | N/A | N/A | N/A | N/A | N/A | N/A | N/A
00 Ret.Exist_Non-FBC_NoCtrl & GPM & DRET | N/A | N/A | N/A | N/A | N/A | N/A | N/A
00 Ret.Exist_Non-FBC_NoCtrl & GPM & NGC | N/A | N/A | N/A | N/A | N/A | N/A | N/A
00 Ret.Exist_Non-FBC_NoCtrl & GPM & SCR | N/A | N/A | N/A | N/A | N/A | N/A | N/A
00 Ret.Exist_Non-FBC_NoCtrl & GPM & SCR & DRET | N/A | N/A | N/A | N/A | N/A | N/A | N/A
00 Ret.Exist_Non-FBC_NoCtrl & GPM & SCR & NGC | N/A | N/A | N/A | N/A | N/A | N/A | N/A
00 Ret.Exist_Non-FBC_NoCtrl & GPM & SNCR | N/A | N/A | N/A | N/A | N/A | N/A | N/A
00 Ret.Exist_Non-FBC_NoCtrl & GPM & SNCR & DRET | N/A | N/A | N/A | N/A | N/A | N/A | N/A
00 Ret.Exist_Non-FBC_NoCtrl & GPM & SNCR & NGC | N/A | N/A | N/A | N/A | N/A | N/A | N/A
00 Ret.Exist_Non-FBC_NoCtrl & GPM & WetFGD & SCR & CCS | N/A | N/A | N/A | N/A | N/A | N/A | N/A
00 Ret.Exist_Non-FBC_NoCtrl & NGC | N/A | N/A | N/A | N/A | N/A | N/A | N/A
00 Ret.Exist_Non-FBC_NoCtrl & SCR | N/A | N/A | N/A | N/A | N/A | N/A | N/A
00 Ret.Exist_Non-FBC_NoCtrl & SCR & C2G | N/A | N/A | N/A | N/A | N/A | N/A | N/A
00 Ret.Exist_Non-FBC_NoCtrl & SCR & DRET | N/A | N/A | N/A | N/A | N/A | N/A | N/A
00 Ret.Exist_Non-FBC_NoCtrl & SCR & NGC | N/A | N/A | N/A | N/A | N/A | N/A | N/A
00 Ret.Exist_Non-FBC_NoCtrl & SCR & WetFGD & CCS | N/A | N/A | N/A | N/A | N/A | N/A | N/A
00 Ret.Exist_Non-FBC_NoCtrl & SNCR | N/A | N/A | N/A | N/A | N/A | N/A | N/A
00 Ret.Exist_Non-FBC_NoCtrl & SNCR & C2G | N/A | N/A | N/A | N/A | N/A | N/A | N/A
00 Ret.Exist_Non-FBC_NoCtrl & SNCR & DRET | N/A | N/A | N/A | N/A | N/A | N/A | N/A
00 Ret.Exist_Non-FBC_NoCtrl & SNCR & NGC | N/A | N/A | N/A | N/A | N/A | N/A | N/A
00 Ret.Exist_Non-FBC_SCR_ACI & C2G | N/A | N/A | N/A | N/A | N/A | N/A | N/A
00 Ret.Exist_Non-FBC_SCR_ACI & DCCS | N/A | N/A | N/A | N/A | N/A | N/A | N/A
00 Ret.Exist_Non-FBC_SCR_ACI & DCCS & WetFGD & CCS | N/A | N/A | N/A | N/A | N/A | N/A | N/A
00 Ret.Exist_Non-FBC_SCR_ACI & DRET | N/A | N/A | N/A | N/A | N/A | N/A | N/A
00 Ret.Exist_Non-FBC_SCR_ACI & DSI | N/A | N/A | N/A | N/A | N/A | N/A | N/A
00 Ret.Exist_Non-FBC_SCR_ACI & DSI & C2G | N/A | N/A | N/A | N/A | N/A | N/A | N/A
00 Ret.Exist_Non-FBC_SCR_ACI & DSI & DRET | N/A | N/A | N/A | N/A | N/A | N/A | N/A
00 Ret.Exist_Non-FBC_SCR_ACI & DSI & GPM | N/A | N/A | N/A | N/A | N/A | N/A | N/A
00 Ret.Exist_Non-FBC_SCR_ACI & DSI & GPM & C2G | N/A | N/A | N/A | N/A | N/A | N/A | N/A
00 Ret.Exist_Non-FBC_SCR_ACI & DSI & GPM & DRET | N/A | N/A | N/A | N/A | N/A | N/A | N/A
00 Ret.Exist_Non-FBC_SCR_ACI & DSI & GPM & NGC | N/A | N/A | N/A | N/A | N/A | N/A | N/A
00 Ret.Exist_Non-FBC_SCR_ACI & DSI & GPM & WetFGD & CCS | N/A | N/A | N/A | N/A | N/A | N/A | N/A
00 Ret.Exist_Non-FBC_SCR_ACI & DSI & NGC | N/A | N/A | N/A | N/A | N/A | N/A | N/A
00 Ret.Exist_Non-FBC_SCR_ACI & DSI & WetFGD & CCS | N/A | N/A | N/A | N/A | N/A | N/A | N/A
00 Ret.Exist_Non-FBC_SCR_ACI & GPM | N/A | N/A | N/A | N/A | N/A | N/A | N/A
00 Ret.Exist_Non-FBC_SCR_ACI & GPM & C2G | N/A | N/A | N/A | N/A | N/A | N/A | N/A
00 Ret.Exist_Non-FBC_SCR_ACI & GPM & DRET | N/A | N/A | N/A | N/A | N/A | N/A | N/A
00 Ret.Exist_Non-FBC_SCR_ACI & GPM & NGC | N/A | N/A | N/A | N/A | N/A | N/A | N/A
00 Ret.Exist_Non-FBC_SCR_ACI & GPM & WetFGD & CCS | N/A | N/A | N/A | N/A | N/A | N/A | N/A
00 Ret.Exist_Non-FBC_SCR_ACI & NGC | N/A | N/A | N/A | N/A | N/A | N/A | N/A
00 Ret.Exist_Non-FBC_SCR_ACI & WetFGD & CCS | N/A | N/A | N/A | N/A | N/A | N/A | N/A
00 Ret.Exist_Non-FBC_SCR_ACI_DSI & C2G | 0 | 0 | 0 | 0 | 0 | 0 | 0
00 Ret.Exist_Non-FBC_SCR_ACI_DSI & DCCS | N/A | N/A | N/A | N/A | N/A | N/A | N/A
00 Ret.Exist_Non-FBC_SCR_ACI_DSI & DCCS & WetFGD & CCS | N/A | N/A | N/A | N/A | N/A | N/A | N/A
00 Ret.Exist_Non-FBC_SCR_ACI_DSI & DRET | N/A | N/A | N/A | N/A | N/A | N/A | N/A
00 Ret.Exist_Non-FBC_SCR_ACI_DSI & GPM | N/A | N/A | N/A | N/A | N/A | N/A | N/A
00 Ret.Exist_Non-FBC_SCR_ACI_DSI & GPM & C2G | N/A | N/A | N/A | N/A | N/A | N/A | N/A
00 Ret.Exist_Non-FBC_SCR_ACI_DSI & GPM & DRET | N/A | N/A | N/A | N/A | N/A | N/A | N/A
00 Ret.Exist_Non-FBC_SCR_ACI_DSI & GPM & NGC | N/A | N/A | N/A | N/A | N/A | N/A | N/A
00 Ret.Exist_Non-FBC_SCR_ACI_DSI & GPM & WetFGD & CCS | N/A | N/A | N/A | N/A | N/A | N/A | N/A
00 Ret.Exist_Non-FBC_SCR_ACI_DSI & NGC | N/A | N/A | N/A | N/A | N/A | N/A | N/A
00 Ret.Exist_Non-FBC_SCR_ACI_DSI & WetFGD & CCS | N/A | N/A | N/A | N/A | N/A | N/A | N/A
00 Ret.Exist_Non-FBC_SNCR_ACI & C2G | N/A | N/A | N/A | N/A | N/A | N/A | N/A
00 Ret.Exist_Non-FBC_SNCR_ACI & C2G & SCR | N/A | N/A | N/A | N/A | N/A | N/A | N/A
00 Ret.Exist_Non-FBC_SNCR_ACI & DRET | N/A | N/A | N/A | N/A | N/A | N/A | N/A
00 Ret.Exist_Non-FBC_SNCR_ACI & DSI | N/A | N/A | N/A | N/A | N/A | N/A | N/A
00 Ret.Exist_Non-FBC_SNCR_ACI & DSI & C2G | N/A | N/A | N/A | N/A | N/A | N/A | N/A
00 Ret.Exist_Non-FBC_SNCR_ACI & DSI & C2G & SCR | N/A | N/A | N/A | N/A | N/A | N/A | N/A
00 Ret.Exist_Non-FBC_SNCR_ACI & DSI & DRET | N/A | N/A | N/A | N/A | N/A | N/A | N/A
00 Ret.Exist_Non-FBC_SNCR_ACI & DSI & NGC | N/A | N/A | N/A | N/A | N/A | N/A | N/A
00 Ret.Exist_Non-FBC_SNCR_ACI & DSI & SCR | N/A | N/A | N/A | N/A | N/A | N/A | N/A
00 Ret.Exist_Non-FBC_SNCR_ACI & DSI & SCR & DRET | N/A | N/A | N/A | N/A | N/A | N/A | N/A
00 Ret.Exist_Non-FBC_SNCR_ACI & DSI & SCR & NGC | N/A | N/A | N/A | N/A | N/A | N/A | N/A
00 Ret.Exist_Non-FBC_SNCR_ACI & DSI & WetFGD & SCR & CCS | N/A | N/A | N/A | N/A | N/A | N/A | N/A
00 Ret.Exist_Non-FBC_SNCR_ACI & GPM | N/A | N/A | N/A | N/A | N/A | N/A | N/A
00 Ret.Exist_Non-FBC_SNCR_ACI & GPM & C2G | N/A | N/A | N/A | N/A | N/A | N/A | N/A
00 Ret.Exist_Non-FBC_SNCR_ACI & GPM & C2G & SCR | N/A | N/A | N/A | N/A | N/A | N/A | N/A
00 Ret.Exist_Non-FBC_SNCR_ACI & GPM & DRET | N/A | N/A | N/A | N/A | N/A | N/A | N/A
00 Ret.Exist_Non-FBC_SNCR_ACI & GPM & NGC | N/A | N/A | N/A | N/A | N/A | N/A | N/A
00 Ret.Exist_Non-FBC_SNCR_ACI & GPM & SCR | N/A | N/A | N/A | N/A | N/A | N/A | N/A
00 Ret.Exist_Non-FBC_SNCR_ACI & GPM & SCR & DRET | N/A | N/A | N/A | N/A | N/A | N/A | N/A
00 Ret.Exist_Non-FBC_SNCR_ACI & GPM & SCR & NGC | N/A | N/A | N/A | N/A | N/A | N/A | N/A
00 Ret.Exist_Non-FBC_SNCR_ACI & GPM & WetFGD & SCR & CCS | N/A | N/A | N/A | N/A | N/A | N/A | N/A
00 Ret.Exist_Non-FBC_SNCR_ACI & NGC | N/A | N/A | N/A | N/A | N/A | N/A | N/A
00 Ret.Exist_Non-FBC_SNCR_ACI & SCR | N/A | N/A | N/A | N/A | N/A | N/A | N/A
00 Ret.Exist_Non-FBC_SNCR_ACI & SCR & C2G | N/A | N/A | N/A | N/A | N/A | N/A | N/A
00 Ret.Exist_Non-FBC_SNCR_ACI & SCR & DRET | N/A | N/A | N/A | N/A | N/A | N/A | N/A
00 Ret.Exist_Non-FBC_SNCR_ACI & SCR & NGC | N/A | N/A | N/A | N/A | N/A | N/A | N/A
00 Ret.Exist_Non-FBC_SNCR_ACI & SCR & WetFGD & CCS | N/A | N/A | N/A | N/A | N/A | N/A | N/A
00 Ret.Exist_Non-FBC_SNCR_ACI_DSI & C2G | 0 | 0 | 0 | 0 | 0 | 0 | 0
00 Ret.Exist_Non-FBC_SNCR_ACI_DSI & C2G & SCR | N/A | 0 | 0 | 0 | 0 | 0 | 0
00 Ret.Exist_Non-FBC_SNCR_ACI_DSI & DCCS | N/A | N/A | N/A | N/A | N/A | N/A | N/A
00 Ret.Exist_Non-FBC_SNCR_ACI_DSI & DCCS & WetFGD & SCR & CCS | N/A | N/A | N/A | N/A | N/A | N/A | N/A
00 Ret.Exist_Non-FBC_SNCR_ACI_DSI & DRET | N/A | N/A | N/A | N/A | N/A | N/A | N/A
00 Ret.Exist_Non-FBC_SNCR_ACI_DSI & GPM | N/A | N/A | N/A | N/A | N/A | N/A | N/A
00 Ret.Exist_Non-FBC_SNCR_ACI_DSI & GPM & C2G | N/A | N/A | N/A | N/A | N/A | N/A | N/A
00 Ret.Exist_Non-FBC_SNCR_ACI_DSI & GPM & C2G & SCR | N/A | N/A | N/A | N/A | N/A | N/A | N/A
00 Ret.Exist_Non-FBC_SNCR_ACI_DSI & GPM & DRET | N/A | N/A | N/A | N/A | N/A | N/A | N/A
00 Ret.Exist_Non-FBC_SNCR_ACI_DSI & GPM & NGC | N/A | N/A | N/A | N/A | N/A | N/A | N/A
00 Ret.Exist_Non-FBC_SNCR_ACI_DSI & GPM & SCR | N/A | N/A | N/A | N/A | N/A | N/A | N/A
00 Ret.Exist_Non-FBC_SNCR_ACI_DSI & GPM & SCR & DRET | N/A | N/A | N/A | N/A | N/A | N/A | N/A
00 Ret.Exist_Non-FBC_SNCR_ACI_DSI & GPM & SCR & NGC | N/A | N/A | N/A | N/A | N/A | N/A | N/A
00 Ret.Exist_Non-FBC_SNCR_ACI_DSI & GPM & WetFGD & SCR & CCS | N/A | N/A | N/A | N/A | N/A | N/A | N/A
00 Ret.Exist_Non-FBC_SNCR_ACI_DSI & NGC | N/A | N/A | N/A | N/A | N/A | N/A | N/A
00 Ret.Exist_Non-FBC_SNCR_ACI_DSI & SCR | N/A | N/A | N/A | N/A | N/A | N/A | N/A
00 Ret.Exist_Non-FBC_SNCR_ACI_DSI & SCR & C2G | N/A | N/A | N/A | N/A | N/A | N/A | N/A
00 Ret.Exist_Non-FBC_SNCR_ACI_DSI & SCR & DRET | N/A | N/A | N/A | N/A | N/A | N/A | N/A
00 Ret.Exist_Non-FBC_SNCR_ACI_DSI & SCR & NGC | N/A | N/A | N/A | N/A | N/A | N/A | N/A
00 Ret.Exist_Non-FBC_SNCR_ACI_DSI & SCR & WetFGD & CCS | N/A | N/A | N/A | N/A | N/A | N/A | N/A
00 Ret.Exist_Non-FBC_WetFGD & ACI | N/A | N/A | N/A | N/A | N/A | N/A | N/A
00 Ret.Exist_Non-FBC_WetFGD & ACI & C2G | N/A | N/A | N/A | N/A | N/A | N/A | N/A
00 Ret.Exist_Non-FBC_WetFGD & ACI & C2G & SCR | N/A | N/A | N/A | N/A | N/A | N/A | N/A
00 Ret.Exist_Non-FBC_WetFGD & ACI & DRET | N/A | N/A | N/A | N/A | N/A | N/A | N/A
00 Ret.Exist_Non-FBC_WetFGD & ACI & GPM | N/A | N/A | N/A | N/A | N/A | N/A | N/A
00 Ret.Exist_Non-FBC_WetFGD & ACI & GPM & C2G | N/A | N/A | N/A | N/A | N/A | N/A | N/A
00 Ret.Exist_Non-FBC_WetFGD & ACI & GPM & C2G & SCR | N/A | N/A | N/A | N/A | N/A | N/A | N/A
00 Ret.Exist_Non-FBC_WetFGD & ACI & GPM & DRET | N/A | N/A | N/A | N/A | N/A | N/A | N/A
00 Ret.Exist_Non-FBC_WetFGD & ACI & GPM & NGC | N/A | N/A | N/A | N/A | N/A | N/A | N/A
00 Ret.Exist_Non-FBC_WetFGD & ACI & GPM & SCR | N/A | N/A | N/A | N/A | N/A | N/A | N/A
00 Ret.Exist_Non-FBC_WetFGD & ACI & GPM & SCR & CCS | N/A | N/A | N/A | N/A | N/A | N/A | N/A
00 Ret.Exist_Non-FBC_WetFGD & ACI & GPM & SCR & DRET | N/A | N/A | N/A | N/A | N/A | N/A | N/A
00 Ret.Exist_Non-FBC_WetFGD & ACI & GPM & SCR & NGC | N/A | N/A | N/A | N/A | N/A | N/A | N/A
00 Ret.Exist_Non-FBC_WetFGD & ACI & GPM & SNCR | N/A | N/A | N/A | N/A | N/A | N/A | N/A
00 Ret.Exist_Non-FBC_WetFGD & ACI & GPM & SNCR & DRET | N/A | N/A | N/A | N/A | N/A | N/A | N/A
00 Ret.Exist_Non-FBC_WetFGD & ACI & GPM & SNCR & NGC | N/A | N/A | N/A | N/A | N/A | N/A | N/A
00 Ret.Exist_Non-FBC_WetFGD & ACI & NGC | N/A | N/A | N/A | N/A | N/A | N/A | N/A
00 Ret.Exist_Non-FBC_WetFGD & ACI & SCR | N/A | N/A | N/A | N/A | N/A | N/A | N/A
00 Ret.Exist_Non-FBC_WetFGD & ACI & SCR & CCS | N/A | N/A | N/A | N/A | N/A | N/A | N/A
00 Ret.Exist_Non-FBC_WetFGD & ACI & SCR & DRET | N/A | N/A | N/A | N/A | N/A | N/A | N/A
00 Ret.Exist_Non-FBC_WetFGD & ACI & SCR & NGC | N/A | N/A | N/A | N/A | N/A | N/A | N/A
00 Ret.Exist_Non-FBC_WetFGD & ACI & SNCR | N/A | N/A | N/A | N/A | N/A | N/A | N/A
00 Ret.Exist_Non-FBC_WetFGD & ACI & SNCR & DRET | N/A | N/A | N/A | N/A | N/A | N/A | N/A
00 Ret.Exist_Non-FBC_WetFGD & ACI & SNCR & NGC | N/A | N/A | N/A | N/A | N/A | N/A | N/A
00 Ret.Exist_Non-FBC_WetFGD & C2G | N/A | N/A | N/A | N/A | N/A | N/A | N/A
00 Ret.Exist_Non-FBC_WetFGD & C2G & SCR | N/A | N/A | N/A | N/A | N/A | N/A | N/A
00 Ret.Exist_Non-FBC_WetFGD & DRET | N/A | N/A | N/A | N/A | N/A | N/A | N/A
00 Ret.Exist_Non-FBC_WetFGD & DCCS | N/A | N/A | N/A | N/A | N/A | N/A | N/A
00 Ret.Exist_Non-FBC_WetFGD & DCCS & SCR & CCS | N/A | N/A | N/A | N/A | N/A | N/A | N/A
00 Ret.Exist_Non-FBC_WetFGD & GPM | N/A | N/A | N/A | N/A | N/A | N/A | N/A
00 Ret.Exist_Non-FBC_WetFGD & GPM & C2G | N/A | N/A | N/A | N/A | N/A | N/A | N/A
00 Ret.Exist_Non-FBC_WetFGD & GPM & C2G & SCR | N/A | N/A | N/A | N/A | N/A | N/A | N/A
00 Ret.Exist_Non-FBC_WetFGD & GPM & DRET | N/A | N/A | N/A | N/A | N/A | N/A | N/A
00 Ret.Exist_Non-FBC_WetFGD & GPM & NGC | N/A | N/A | N/A | N/A | N/A | N/A | N/A
00 Ret.Exist_Non-FBC_WetFGD & GPM & SCR | N/A | N/A | N/A | N/A | N/A | N/A | N/A
00 Ret.Exist_Non-FBC_WetFGD & GPM & SCR & CCS | N/A | N/A | N/A | N/A | N/A | N/A | N/A
00 Ret.Exist_Non-FBC_WetFGD & GPM & SCR & DRET | N/A | N/A | N/A | N/A | N/A | N/A | N/A
00 Ret.Exist_Non-FBC_WetFGD & GPM & SCR & NGC | N/A | N/A | N/A | N/A | N/A | N/A | N/A
00 Ret.Exist_Non-FBC_WetFGD & GPM & SNCR | N/A | N/A | N/A | N/A | N/A | N/A | N/A
00 Ret.Exist_Non-FBC_WetFGD & GPM & SNCR & DRET | N/A | N/A | N/A | N/A | N/A | N/A | N/A
00 Ret.Exist_Non-FBC_WetFGD & GPM & SNCR & NGC | N/A | N/A | N/A | N/A | N/A | N/A | N/A
00 Ret.Exist_Non-FBC_WetFGD & NGC | N/A | N/A | N/A | N/A | N/A | N/A | N/A
00 Ret.Exist_Non-FBC_WetFGD & SCR | N/A | 47.5911 | N/A | N/A | N/A | N/A | N/A
00 Ret.Exist_Non-FBC_WetFGD & SCR & C2G | N/A | N/A | N/A | N/A | N/A | N/A | N/A
00 Ret.Exist_Non-FBC_WetFGD & SCR & CCS | N/A | N/A | N/A | N/A | N/A | N/A | N/A
00 Ret.Exist_Non-FBC_WetFGD & SCR & DRET | N/A | N/A | N/A | N/A | N/A | N/A | N/A
00 Ret.Exist_Non-FBC_WetFGD & SCR & NGC | N/A | N/A | N/A | N/A | N/A | N/A | N/A
00 Ret.Exist_Non-FBC_WetFGD & SNCR | N/A | N/A | N/A | N/A | N/A | N/A | N/A
00 Ret.Exist_Non-FBC_WetFGD & SNCR & C2G | N/A | N/A | N/A | N/A | N/A | N/A | N/A
00 Ret.Exist_Non-FBC_WetFGD & SNCR & DRET | N/A | N/A | N/A | N/A | N/A | N/A | N/A
00 Ret.Exist_Non-FBC_WetFGD & SNCR & NGC | N/A | N/A | N/A | N/A | N/A | N/A | N/A
00 Ret.Exist_Non-FBC_WetFGD_ACI & C2G | 2 | 2 | 2 | N/A | N/A | N/A | N/A
00 Ret.Exist_Non-FBC_WetFGD_ACI & C2G & SCR | N/A | N/A | N/A | N/A | N/A | N/A | N/A
00 Ret.Exist_Non-FBC_WetFGD_ACI & DCCS | N/A | N/A | N/A | N/A | N/A | N/A | N/A
00 Ret.Exist_Non-FBC_WetFGD_ACI & DCCS & SCR & CCS | N/A | N/A | N/A | N/A | N/A | N/A | N/A
00 Ret.Exist_Non-FBC_WetFGD_ACI & DRET | N/A | N/A | N/A | N/A | N/A | N/A | N/A
00 Ret.Exist_Non-FBC_WetFGD_ACI & GPM | N/A | N/A | N/A | N/A | N/A | N/A | N/A
00 Ret.Exist_Non-FBC_WetFGD_ACI & GPM & C2G | N/A | N/A | N/A | N/A | N/A | N/A | N/A
00 Ret.Exist_Non-FBC_WetFGD_ACI & GPM & C2G & SCR | N/A | N/A | N/A | N/A | N/A | N/A | N/A
00 Ret.Exist_Non-FBC_WetFGD_ACI & GPM & DRET | N/A | N/A | N/A | N/A | N/A | N/A | N/A
00 Ret.Exist_Non-FBC_WetFGD_ACI & GPM & NGC | N/A | N/A | N/A | N/A | N/A | N/A | N/A
00 Ret.Exist_Non-FBC_WetFGD_ACI & GPM & SCR | N/A | N/A | N/A | N/A | N/A | N/A | N/A
00 Ret.Exist_Non-FBC_WetFGD_ACI & GPM & SCR & CCS | N/A | N/A | N/A | N/A | N/A | N/A | N/A
00 Ret.Exist_Non-FBC_WetFGD_ACI & GPM & SCR & DRET | N/A | N/A | N/A | N/A | N/A | N/A | N/A
00 Ret.Exist_Non-FBC_WetFGD_ACI & GPM & SCR & NGC | N/A | N/A | N/A | N/A | N/A | N/A | N/A
00 Ret.Exist_Non-FBC_WetFGD_ACI & GPM & SNCR | N/A | N/A | N/A | N/A | N/A | N/A | N/A
00 Ret.Exist_Non-FBC_WetFGD_ACI & GPM & SNCR & DRET | N/A | N/A | N/A | N/A | N/A | N/A | N/A
00 Ret.Exist_Non-FBC_WetFGD_ACI & GPM & SNCR & NGC | N/A | N/A | N/A | N/A | N/A | N/A | N/A
00 Ret.Exist_Non-FBC_WetFGD_ACI & NGC | N/A | N/A | N/A | N/A | N/A | N/A | N/A
00 Ret.Exist_Non-FBC_WetFGD_ACI & SCR | N/A | 58.7869 | 0 | 0 | 0 | 0 | 0
00 Ret.Exist_Non-FBC_WetFGD_ACI & SCR & C2G | N/A | N/A | N/A | N/A | N/A | N/A | N/A
00 Ret.Exist_Non-FBC_WetFGD_ACI & SCR & CCS | N/A | N/A | 78.2171 | 78.2171 | 66.1998 | 68.3488 | 68.3488
00 Ret.Exist_Non-FBC_WetFGD_ACI & SCR & DRET | N/A | N/A | N/A | N/A | N/A | N/A | N/A
00 Ret.Exist_Non-FBC_WetFGD_ACI & SCR & NGC | N/A | N/A | N/A | N/A | N/A | N/A | N/A
00 Ret.Exist_Non-FBC_WetFGD_ACI & SNCR | N/A | N/A | N/A | N/A | N/A | N/A | N/A
00 Ret.Exist_Non-FBC_WetFGD_ACI & SNCR & C2G | N/A | N/A | N/A | N/A | N/A | N/A | N/A
00 Ret.Exist_Non-FBC_WetFGD_ACI & SNCR & DRET | N/A | N/A | N/A | N/A | N/A | N/A | N/A
00 Ret.Exist_Non-FBC_WetFGD_ACI & SNCR & NGC | N/A | N/A | N/A | N/A | N/A | N/A | N/A
00 Ret.Exist_Non-FBC_WetFGD_ACI_DSI & C2G | 0 | 0 | 0 | 0 | 0 | 0 | 0
00 Ret.Exist_Non-FBC_WetFGD_ACI_DSI & C2G & SCR | N/A | N/A | N/A | N/A | N/A | N/A | N/A
00 Ret.Exist_Non-FBC_WetFGD_ACI_DSI & DCCS | N/A | N/A | N/A | N/A | N/A | N/A | N/A
00 Ret.Exist_Non-FBC_WetFGD_ACI_DSI & DCCS & SCR & CCS | N/A | N/A | N/A | N/A | N/A | N/A | N/A
00 Ret.Exist_Non-FBC_WetFGD_ACI_DSI & DRET | N/A | N/A | N/A | N/A | N/A | N/A | N/A
00 Ret.Exist_Non-FBC_WetFGD_ACI_DSI & GPM | N/A | N/A | N/A | N/A | N/A | N/A | N/A
00 Ret.Exist_Non-FBC_WetFGD_ACI_DSI & GPM & C2G | N/A | N/A | N/A | N/A | N/A | N/A | N/A
00 Ret.Exist_Non-FBC_WetFGD_ACI_DSI & GPM & C2G & SCR | N/A | N/A | N/A | N/A | N/A | N/A | N/A
00 Ret.Exist_Non-FBC_WetFGD_ACI_DSI & GPM & DRET | N/A | N/A | N/A | N/A | N/A | N/A | N/A
00 Ret.Exist_Non-FBC_WetFGD_ACI_DSI & GPM & NGC | N/A | N/A | N/A | N/A | N/A | N/A | N/A
00 Ret.Exist_Non-FBC_WetFGD_ACI_DSI & GPM & SCR | N/A | N/A | N/A | N/A | N/A | N/A | N/A
00 Ret.Exist_Non-FBC_WetFGD_ACI_DSI & GPM & SCR & CCS | N/A | N/A | N/A | N/A | N/A | N/A | N/A
00 Ret.Exist_Non-FBC_WetFGD_ACI_DSI & GPM & SCR & DRET | N/A | N/A | N/A | N/A | N/A | N/A | N/A
00 Ret.Exist_Non-FBC_WetFGD_ACI_DSI & GPM & SCR & NGC | N/A | N/A | N/A | N/A | N/A | N/A | N/A
00 Ret.Exist_Non-FBC_WetFGD_ACI_DSI & GPM & SNCR | N/A | N/A | N/A | N/A | N/A | N/A | N/A
00 Ret.Exist_Non-FBC_WetFGD_ACI_DSI & GPM & SNCR & DRET | N/A | N/A | N/A | N/A | N/A | N/A | N/A
00 Ret.Exist_Non-FBC_WetFGD_ACI_DSI & GPM & SNCR & NGC | N/A | N/A | N/A | N/A | N/A | N/A | N/A
00 Ret.Exist_Non-FBC_WetFGD_ACI_DSI & NGC | N/A | N/A | N/A | N/A | N/A | N/A | N/A
00 Ret.Exist_Non-FBC_WetFGD_ACI_DSI & SCR | N/A | N/A | N/A | N/A | N/A | N/A | N/A
00 Ret.Exist_Non-FBC_WetFGD_ACI_DSI & SCR & C2G | N/A | N/A | N/A | N/A | N/A | N/A | N/A
00 Ret.Exist_Non-FBC_WetFGD_ACI_DSI & SCR & CCS | N/A | N/A | N/A | N/A | N/A | N/A | N/A
00 Ret.Exist_Non-FBC_WetFGD_ACI_DSI & SCR & DRET | N/A | N/A | N/A | N/A | N/A | N/A | N/A
00 Ret.Exist_Non-FBC_WetFGD_ACI_DSI & SCR & NGC | N/A | N/A | N/A | N/A | N/A | N/A | N/A
00 Ret.Exist_Non-FBC_WetFGD_ACI_DSI & SNCR | N/A | N/A | N/A | N/A | N/A | N/A | N/A
00 Ret.Exist_Non-FBC_WetFGD_ACI_DSI & SNCR & C2G | N/A | N/A | N/A | N/A | N/A | N/A | N/A
00 Ret.Exist_Non-FBC_WetFGD_ACI_DSI & SNCR & DRET | N/A | N/A | N/A | N/A | N/A | N/A | N/A
00 Ret.Exist_Non-FBC_WetFGD_ACI_DSI & SNCR & NGC | N/A | N/A | N/A | N/A | N/A | N/A | N/A
00 Ret.Exist_Non-FBC_WetFGD_SCR & ACI | N/A | N/A | N/A | N/A | N/A | N/A | N/A
00 Ret.Exist_Non-FBC_WetFGD_SCR & ACI & C2G | N/A | N/A | N/A | N/A | N/A | N/A | N/A
00 Ret.Exist_Non-FBC_WetFGD_SCR & ACI & CCS | N/A | N/A | N/A | N/A | N/A | N/A | N/A
00 Ret.Exist_Non-FBC_WetFGD_SCR & DCCS | N/A | N/A | N/A | N/A | N/A | N/A | N/A
00 Ret.Exist_Non-FBC_WetFGD_SCR & DCCS & CCS | N/A | N/A | N/A | N/A | N/A | N/A | N/A
00 Ret.Exist_Non-FBC_WetFGD_SCR & ACI & DRET | N/A | N/A | N/A | N/A | N/A | N/A | N/A
00 Ret.Exist_Non-FBC_WetFGD_SCR & ACI & GPM | N/A | N/A | N/A | N/A | N/A | N/A | N/A
00 Ret.Exist_Non-FBC_WetFGD_SCR & ACI & GPM & C2G | N/A | N/A | N/A | N/A | N/A | N/A | N/A
00 Ret.Exist_Non-FBC_WetFGD_SCR & ACI & GPM & CCS | N/A | N/A | N/A | N/A | N/A | N/A | N/A
00 Ret.Exist_Non-FBC_WetFGD_SCR & ACI & GPM & DRET | N/A | N/A | N/A | N/A | N/A | N/A | N/A
00 Ret.Exist_Non-FBC_WetFGD_SCR & ACI & GPM & NGC | N/A | N/A | N/A | N/A | N/A | N/A | N/A
00 Ret.Exist_Non-FBC_WetFGD_SCR & ACI & NGC | N/A | N/A | N/A | N/A | N/A | N/A | N/A
00 Ret.Exist_Non-FBC_WetFGD_SCR & C2G | 74.5665 | 77.71 | 2.4013 | 1.9003 | 1.3169 | 2.113 | 2.3385
00 Ret.Exist_Non-FBC_WetFGD_SCR & CCS | N/A | 79.01 | 78.2943 | 78.2943 | 79.01 | 79.01 | 79.01
00 Ret.Exist_Non-FBC_WetFGD_SCR & DRET | N/A | N/A | N/A | N/A | N/A | N/A | N/A
00 Ret.Exist_Non-FBC_WetFGD_SCR & GPM | N/A | N/A | N/A | N/A | N/A | N/A | N/A
00 Ret.Exist_Non-FBC_WetFGD_SCR & GPM & C2G | N/A | N/A | N/A | N/A | N/A | N/A | N/A
00 Ret.Exist_Non-FBC_WetFGD_SCR & GPM & CCS | N/A | N/A | N/A | N/A | N/A | N/A | N/A
00 Ret.Exist_Non-FBC_WetFGD_SCR & GPM & DRET | N/A | N/A | N/A | N/A | N/A | N/A | N/A
00 Ret.Exist_Non-FBC_WetFGD_SCR & GPM & NGC | N/A | N/A | N/A | N/A | N/A | N/A | N/A
00 Ret.Exist_Non-FBC_WetFGD_SCR & NGC | N/A | N/A | N/A | N/A | N/A | N/A | N/A
00 Ret.Exist_Non-FBC_WetFGD_SCR_ACI & C2G | 2 | 2 | 2 | 2 | 2 | 2 | 2
00 Ret.Exist_Non-FBC_WetFGD_SCR_ACI & CCS | N/A | N/A | 78.9021 | 78.942 | 77.71 | 77.71 | 77.71
00 Ret.Exist_Non-FBC_WetFGD_SCR_ACI & DCCS | N/A | N/A | N/A | N/A | N/A | N/A | N/A
00 Ret.Exist_Non-FBC_WetFGD_SCR_ACI & DCCS & CCS | N/A | N/A | N/A | N/A | N/A | N/A | N/A
00 Ret.Exist_Non-FBC_WetFGD_SCR_ACI & DRET | N/A | N/A | N/A | N/A | N/A | N/A | N/A
00 Ret.Exist_Non-FBC_WetFGD_SCR_ACI & GPM | N/A | N/A | N/A | N/A | N/A | N/A | N/A
00 Ret.Exist_Non-FBC_WetFGD_SCR_ACI & GPM & C2G | N/A | N/A | N/A | N/A | N/A | N/A | N/A
00 Ret.Exist_Non-FBC_WetFGD_SCR_ACI & GPM & CCS | N/A | N/A | N/A | N/A | N/A | N/A | N/A
00 Ret.Exist_Non-FBC_WetFGD_SCR_ACI & GPM & DRET | N/A | N/A | N/A | N/A | N/A | N/A | N/A
00 Ret.Exist_Non-FBC_WetFGD_SCR_ACI & GPM & NGC | N/A | N/A | N/A | N/A | N/A | N/A | N/A
00 Ret.Exist_Non-FBC_WetFGD_SCR_ACI & NGC | N/A | N/A | N/A | N/A | N/A | N/A | N/A
00 Ret.Exist_Non-FBC_WetFGD_SCR_ACI_DSI & C2G | 0 | 0 | 0 | 0 | 0 | 0 | 0
00 Ret.Exist_Non-FBC_WetFGD_SCR_ACI_DSI & CCS | N/A | N/A | 78.0744 | 78.0744 | N/A | N/A | N/A
00 Ret.Exist_Non-FBC_WetFGD_SCR_ACI_DSI & DCCS | N/A | N/A | N/A | N/A | N/A | N/A | N/A
00 Ret.Exist_Non-FBC_WetFGD_SCR_ACI_DSI & DCCS & CCS | N/A | N/A | N/A | N/A | N/A | N/A | N/A
00 Ret.Exist_Non-FBC_WetFGD_SCR_ACI_DSI & DRET | N/A | N/A | N/A | N/A | N/A | N/A | N/A
00 Ret.Exist_Non-FBC_WetFGD_SCR_ACI_DSI & GPM | N/A | N/A | N/A | N/A | N/A | N/A | N/A
00 Ret.Exist_Non-FBC_WetFGD_SCR_ACI_DSI & GPM & C2G | N/A | N/A | N/A | N/A | N/A | N/A | N/A
00 Ret.Exist_Non-FBC_WetFGD_SCR_ACI_DSI & GPM & CCS | N/A | N/A | N/A | N/A | N/A | N/A | N/A
00 Ret.Exist_Non-FBC_WetFGD_SCR_ACI_DSI & GPM & DRET | N/A | N/A | N/A | N/A | N/A | N/A | N/A
00 Ret.Exist_Non-FBC_WetFGD_SCR_ACI_DSI & GPM & NGC | N/A | N/A | N/A | N/A | N/A | N/A | N/A
00 Ret.Exist_Non-FBC_WetFGD_SCR_ACI_DSI & NGC | N/A | N/A | N/A | N/A | N/A | N/A | N/A
00 Ret.Exist_Non-FBC_WetFGD_SCR_DSI & ACI | N/A | N/A | N/A | N/A | N/A | N/A | N/A
00 Ret.Exist_Non-FBC_WetFGD_SCR_DSI & ACI & C2G | N/A | N/A | N/A | N/A | N/A | N/A | N/A
00 Ret.Exist_Non-FBC_WetFGD_SCR_DSI & ACI & CCS | N/A | N/A | N/A | N/A | N/A | N/A | N/A
00 Ret.Exist_Non-FBC_WetFGD_SCR_DSI & ACI & DRET | N/A | N/A | N/A | N/A | N/A | N/A | N/A
00 Ret.Exist_Non-FBC_WetFGD_SCR_DSI & ACI & GPM | N/A | N/A | N/A | N/A | N/A | N/A | N/A
00 Ret.Exist_Non-FBC_WetFGD_SCR_DSI & ACI & GPM & C2G | N/A | N/A | N/A | N/A | N/A | N/A | N/A
00 Ret.Exist_Non-FBC_WetFGD_SCR_DSI & ACI & GPM & CCS | N/A | N/A | N/A | N/A | N/A | N/A | N/A
00 Ret.Exist_Non-FBC_WetFGD_SCR_DSI & ACI & GPM & DRET | N/A | N/A | N/A | N/A | N/A | N/A | N/A
00 Ret.Exist_Non-FBC_WetFGD_SCR_DSI & ACI & GPM & NGC | N/A | N/A | N/A | N/A | N/A | N/A | N/A
00 Ret.Exist_Non-FBC_WetFGD_SCR_DSI & ACI & NGC | N/A | N/A | N/A | N/A | N/A | N/A | N/A
00 Ret.Exist_Non-FBC_WetFGD_SCR_DSI & C2G | 10.3082 | 10.3132 | 0.47387 | 0.47387 | 0.47387 | 0.47387 | 0.47387
00 Ret.Exist_Non-FBC_WetFGD_SCR_DSI & CCS | N/A | N/A | N/A | N/A | N/A | N/A | N/A
00 Ret.Exist_Non-FBC_WetFGD_SCR_DSI & DCCS | N/A | N/A | N/A | N/A | N/A | N/A | N/A
00 Ret.Exist_Non-FBC_WetFGD_SCR_DSI & DCCS & CCS | N/A | N/A | N/A | N/A | N/A | N/A | N/A
00 Ret.Exist_Non-FBC_WetFGD_SCR_DSI & DRET | N/A | N/A | N/A | N/A | N/A | N/A | N/A
00 Ret.Exist_Non-FBC_WetFGD_SCR_DSI & GPM | N/A | N/A | N/A | N/A | N/A | N/A | N/A
00 Ret.Exist_Non-FBC_WetFGD_SCR_DSI & GPM & C2G | N/A | N/A | N/A | N/A | N/A | N/A | N/A
00 Ret.Exist_Non-FBC_WetFGD_SCR_DSI & GPM & CCS | N/A | N/A | N/A | N/A | N/A | N/A | N/A
00 Ret.Exist_Non-FBC_WetFGD_SCR_DSI & GPM & DRET | N/A | N/A | N/A | N/A | N/A | N/A | N/A
00 Ret.Exist_Non-FBC_WetFGD_SCR_DSI & GPM & NGC | N/A | N/A | N/A | N/A | N/A | N/A | N/A
00 Ret.Exist_Non-FBC_WetFGD_SCR_DSI & NGC | N/A | N/A | N/A | N/A | N/A | N/A | N/A
00 Ret.Exist_Non-FBC_WetFGD_SNCR & ACI | N/A | N/A | N/A | N/A | N/A | N/A | N/A
00 Ret.Exist_Non-FBC_WetFGD_SNCR & ACI & C2G | N/A | N/A | N/A | N/A | N/A | N/A | N/A
00 Ret.Exist_Non-FBC_WetFGD_SNCR & ACI & C2G & SCR | N/A | N/A | N/A | N/A | N/A | N/A | N/A
00 Ret.Exist_Non-FBC_WetFGD_SNCR & ACI & DRET | N/A | N/A | N/A | N/A | N/A | N/A | N/A
00 Ret.Exist_Non-FBC_WetFGD_SNCR & ACI & GPM | N/A | N/A | N/A | N/A | N/A | N/A | N/A
00 Ret.Exist_Non-FBC_WetFGD_SNCR & ACI & GPM & C2G | N/A | N/A | N/A | N/A | N/A | N/A | N/A
00 Ret.Exist_Non-FBC_WetFGD_SNCR & ACI & GPM & C2G & SCR | N/A | N/A | N/A | N/A | N/A | N/A | N/A
00 Ret.Exist_Non-FBC_WetFGD_SNCR & ACI & GPM & DRET | N/A | N/A | N/A | N/A | N/A | N/A | N/A
00 Ret.Exist_Non-FBC_WetFGD_SNCR & ACI & GPM & NGC | N/A | N/A | N/A | N/A | N/A | N/A | N/A
00 Ret.Exist_Non-FBC_WetFGD_SNCR & ACI & GPM & SCR | N/A | N/A | N/A | N/A | N/A | N/A | N/A
00 Ret.Exist_Non-FBC_WetFGD_SNCR & ACI & GPM & SCR & CCS | N/A | N/A | N/A | N/A | N/A | N/A | N/A
00 Ret.Exist_Non-FBC_WetFGD_SNCR & ACI & GPM & SCR & DRET | N/A | N/A | N/A | N/A | N/A | N/A | N/A
00 Ret.Exist_Non-FBC_WetFGD_SNCR & ACI & GPM & SCR & NGC | N/A | N/A | N/A | N/A | N/A | N/A | N/A
00 Ret.Exist_Non-FBC_WetFGD_SNCR & ACI & NGC | N/A | N/A | N/A | N/A | N/A | N/A | N/A
00 Ret.Exist_Non-FBC_WetFGD_SNCR & ACI & SCR | N/A | N/A | N/A | N/A | N/A | N/A | N/A
00 Ret.Exist_Non-FBC_WetFGD_SNCR & ACI & SCR & CCS | N/A | N/A | N/A | N/A | N/A | N/A | N/A
00 Ret.Exist_Non-FBC_WetFGD_SNCR & ACI & SCR & DRET | N/A | N/A | N/A | N/A | N/A | N/A | N/A
00 Ret.Exist_Non-FBC_WetFGD_SNCR & ACI & SCR & NGC | N/A | N/A | N/A | N/A | N/A | N/A | N/A
00 Ret.Exist_Non-FBC_WetFGD_SNCR & C2G | N/A | N/A | N/A | N/A | N/A | N/A | N/A
00 Ret.Exist_Non-FBC_WetFGD_SNCR & C2G & SCR | N/A | N/A | N/A | N/A | N/A | N/A | N/A
00 Ret.Exist_Non-FBC_WetFGD_SNCR & DCCS | N/A | N/A | N/A | N/A | N/A | N/A | N/A
00 Ret.Exist_Non-FBC_WetFGD_SNCR & DCCS & SCR & CCS | N/A | N/A | N/A | N/A | N/A | N/A | N/A
00 Ret.Exist_Non-FBC_WetFGD_SNCR & DRET | N/A | N/A | N/A | N/A | N/A | N/A | N/A
00 Ret.Exist_Non-FBC_WetFGD_SNCR & GPM | N/A | N/A | N/A | N/A | N/A | N/A | N/A
00 Ret.Exist_Non-FBC_WetFGD_SNCR & GPM & C2G | N/A | N/A | N/A | N/A | N/A | N/A | N/A
00 Ret.Exist_Non-FBC_WetFGD_SNCR & GPM & C2G & SCR | N/A | N/A | N/A | N/A | N/A | N/A | N/A
00 Ret.Exist_Non-FBC_WetFGD_SNCR & GPM & DRET | N/A | N/A | N/A | N/A | N/A | N/A | N/A
00 Ret.Exist_Non-FBC_WetFGD_SNCR & GPM & NGC | N/A | N/A | N/A | N/A | N/A | N/A | N/A
00 Ret.Exist_Non-FBC_WetFGD_SNCR & GPM & SCR | N/A | N/A | N/A | N/A | N/A | N/A | N/A
00 Ret.Exist_Non-FBC_WetFGD_SNCR & GPM & SCR & CCS | N/A | N/A | N/A | N/A | N/A | N/A | N/A
00 Ret.Exist_Non-FBC_WetFGD_SNCR & GPM & SCR & DRET | N/A | N/A | N/A | N/A | N/A | N/A | N/A
00 Ret.Exist_Non-FBC_WetFGD_SNCR & GPM & SCR & NGC | N/A | N/A | N/A | N/A | N/A | N/A | N/A
00 Ret.Exist_Non-FBC_WetFGD_SNCR & NGC | N/A | N/A | N/A | N/A | N/A | N/A | N/A
00 Ret.Exist_Non-FBC_WetFGD_SNCR & SCR | N/A | N/A | N/A | N/A | N/A | N/A | N/A
00 Ret.Exist_Non-FBC_WetFGD_SNCR & SCR & C2G | N/A | N/A | N/A | N/A | N/A | N/A | N/A
00 Ret.Exist_Non-FBC_WetFGD_SNCR & SCR & CCS | N/A | N/A | N/A | N/A | N/A | N/A | N/A
00 Ret.Exist_Non-FBC_WetFGD_SNCR & SCR & DRET | N/A | N/A | N/A | N/A | N/A | N/A | N/A
00 Ret.Exist_Non-FBC_WetFGD_SNCR & SCR & NGC | N/A | N/A | N/A | N/A | N/A | N/A | N/A
00 Ret.Exist_Non-FBC_WetFGD_SNCR_ACI & C2G | N/A | N/A | N/A | N/A | N/A | N/A | N/A
00 Ret.Exist_Non-FBC_WetFGD_SNCR_ACI & C2G & SCR | N/A | N/A | N/A | N/A | N/A | N/A | N/A
00 Ret.Exist_Non-FBC_WetFGD_SNCR_ACI & DCCS | N/A | N/A | N/A | N/A | N/A | N/A | N/A
00 Ret.Exist_Non-FBC_WetFGD_SNCR_ACI & DCCS & SCR & CCS | N/A | N/A | N/A | N/A | N/A | N/A | N/A
00 Ret.Exist_Non-FBC_WetFGD_SNCR_ACI & DRET | N/A | N/A | N/A | N/A | N/A | N/A | N/A
00 Ret.Exist_Non-FBC_WetFGD_SNCR_ACI & GPM | N/A | N/A | N/A | N/A | N/A | N/A | N/A
00 Ret.Exist_Non-FBC_WetFGD_SNCR_ACI & GPM & C2G | N/A | N/A | N/A | N/A | N/A | N/A | N/A
00 Ret.Exist_Non-FBC_WetFGD_SNCR_ACI & GPM & C2G & SCR | N/A | N/A | N/A | N/A | N/A | N/A | N/A
00 Ret.Exist_Non-FBC_WetFGD_SNCR_ACI & GPM & DRET | N/A | N/A | N/A | N/A | N/A | N/A | N/A
00 Ret.Exist_Non-FBC_WetFGD_SNCR_ACI & GPM & NGC | N/A | N/A | N/A | N/A | N/A | N/A | N/A
00 Ret.Exist_Non-FBC_WetFGD_SNCR_ACI & GPM & SCR | N/A | N/A | N/A | N/A | N/A | N/A | N/A
00 Ret.Exist_Non-FBC_WetFGD_SNCR_ACI & GPM & SCR & CCS | N/A | N/A | N/A | N/A | N/A | N/A | N/A
00 Ret.Exist_Non-FBC_WetFGD_SNCR_ACI & GPM & SCR & DRET | N/A | N/A | N/A | N/A | N/A | N/A | N/A
00 Ret.Exist_Non-FBC_WetFGD_SNCR_ACI & GPM & SCR & NGC | N/A | N/A | N/A | N/A | N/A | N/A | N/A
00 Ret.Exist_Non-FBC_WetFGD_SNCR_ACI & NGC | N/A | N/A | N/A | N/A | N/A | N/A | N/A
00 Ret.Exist_Non-FBC_WetFGD_SNCR_ACI & SCR | N/A | N/A | N/A | N/A | N/A | N/A | N/A
00 Ret.Exist_Non-FBC_WetFGD_SNCR_ACI & SCR & C2G | N/A | N/A | N/A | N/A | N/A | N/A | N/A
00 Ret.Exist_Non-FBC_WetFGD_SNCR_ACI & SCR & CCS | N/A | 81.53 | 81.53 | 81.53 | N/A | N/A | N/A
00 Ret.Exist_Non-FBC_WetFGD_SNCR_ACI & SCR & DRET | N/A | N/A | N/A | N/A | N/A | N/A | N/A
00 Ret.Exist_Non-FBC_WetFGD_SNCR_ACI & SCR & NGC | N/A | N/A | N/A | N/A | N/A | N/A | N/A
00 Existing Combined Cycle Retirement | 0 | 0 | 0 | 0 | 0 | 0 | 0
00 New Combined Cycle Retirement | N/A | N/A | N/A | N/A | N/A | N/A | N/A
00 Existing Combustion Turbine Retirement | 0 | 0 | 0 | 0 | 0 | 0 | 0
00 New Combustion Turbine Retirement | N/A | N/A | N/A | N/A | N/A | N/A | N/A
00 Oil/Gas Steam Retirement | 0 | 0 | 0 | 0 | 0 | 0 | 0
00 Coal Steam Retirement | 0 | 0 | 0 | 0 | 0 | 0 | 0
00 IGCC Retirement | 0 | 0 | 0 | 0 | 0 | 0 | 0
00 Nuclear Retirement | N/A | 0 | 0 | 0 | 0 | 0 | 0
00 Biomass Retirement | 0 | 0 | 0 | 0 | 0 | 0 | 0
00 Fossil_Other Retirement | N/A | N/A | N/A | N/A | N/A | N/A | N/A
00 Fuel Cell Retirement | N/A | N/A | N/A | N/A | N/A | N/A | N/A
00 Geothermal Retirement | N/A | N/A | N/A | N/A | N/A | N/A | N/A
00 Hydro Retirement | 0 | 0 | 0 | 0 | 0 | 0 | 0
00 Landfill Gas Retirement | 0 | 0 | 0 | 0 | 0 | 0 | 0
00 Non Fossil_Other Retirement | N/A | N/A | N/A | N/A | N/A | N/A | N/A
00 Solar Thermal Retirement | N/A | N/A | N/A | N/A | N/A | N/A | N/A
00 Exist Dummy | 0 | 0 | 0 | 0 | 0 | 0 | 0
Average | 2.1961 | 2.2855 | 2.5716 | 2.8159 | 3.0983 | 3.2635 | 3.4456
15. Total Annual Production Cost [Million US2022$](*)
Variable O&M | 7576.7302 | 7619.9358 | 6372.7807 | 4387.5903 | 3032.8752 | 4197.6362 | 5031.0095
Fixed O&M | 63692.8193 | 64918.8062 | 71114.4063 | 77823.5617 | 84832.1872 | 83366.9555 | 83204.7013
Fuel | 52328.9199 | 54711.4321 | 49141.8725 | 33771.9243 | 22073.453 | 33890.1151 | 46438.9792
Capital | 13190.3343 | 18844.1006 | 39047.322 | 57428.1439 | 73186.1578 | 77742.7396 | 87740.4096
Pollutant Transport & Storage | 0 | -402.8515 | -5560.8038 | -5503.8914 | -104.037 | -109.6289 | -95.8168
Total | 136788.8036 | 145691.4232 | 160115.5777 | 167907.3287 | 183020.6362 | 199087.8175 | 222319.2828
Sales Revenue | 0 | 0 | 0 | 0 | 0 | 0 | 0
(*) Costs include only those items that are important for determining incremental cost of pollution control
16. Emissions
CO2 Thousand Tonnes | 1136541.2086 | 1118595.0833 | 868625.1123 | 543809.0242 | 357223.1067 | 535430.6002 | 672559.7114
CO2 Thousand Tons | 1252821.8761 | 1233039.6649 | 957495.0162 | 599446.6692 | 393770.9599 | 590211.0403 | 741369.968
Carbon Million Tons | 341.6787 | 336.2835 | 261.135 | 163.4855 | 107.3921 | 160.9666 | 202.1918
Carbon Million Tonnes | 309.9658 | 305.0714 | 236.8978 | 148.3116 | 97.4245 | 146.0265 | 183.4254
HCL Thousand Tons | 2.3342 | 2.2144 | 1.7823 | 1.0204 | 0.42042 | 0.78472 | 1.0367
MER lbs | 5952.0835 | 5980.3026 | 5316.9557 | 4116.8498 | 2964.8189 | 3621.6908 | 4134.3047
NOX Thousand Tons | 441.6311 | 391.4161 | 308.8768 | 191.5205 | 118.9598 | 175.5749 | 222.7527
SO2 Thousand Tons | 434.9713 | 396.5494 | 360.3343 | 177.095 | 64.5658 | 144.2544 | 206.102

## FuelReport_ToEPA
Fuel Consumption by Fuel and Fuel Type [Tbtu]
Fuel Type | 2028 | 2030 | 2035 | 2040 | 2045 | 2050 | 2055
Biomass | 1.8334 | 2.9941 | 2.4328 | 0.19259 | 0.073505 | 1.0167 | 2.9306
EPA v7.23 Biomass | 1.8334 | 2.9941 | 2.4328 | 0.19259 | 0.073505 | 1.0167 | 2.9306
Coal | 4366.6935 | 4253.018 | 3305.5769 | 1844.9422 | 614.5174 | 1339.2842 | 1827.1838
EPA v7.23 Coal BA | 112.8029 | 1.1164 | 0.7625 | 0.41284 | 0.016723 | 0 | 0
EPA v7.23 Coal BB | 27.2642 | 7.3487 | 7.0993 | 0 | 0 | 0.59476 | 1.3193
EPA v7.23 Coal BD | 27.3913 | 19.1416 | 5.7253 | 0 | 0 | 0 | 0.11409
EPA v7.23 Coal BE | 510.879 | 517.9693 | 571.3025 | 512.9176 | 119.8012 | 277.1083 | 289.8323
EPA v7.23 Coal BG | 516.327 | 536.0615 | 381.5565 | 143.0911 | 0 | 0 | 5.8837
EPA v7.23 Coal BH | 427.9795 | 448.4 | 339.64 | 36.7513 | 0 | 0 | 0
EPA v7.23 Coal LA
EPA v7.23 Coal LD | 0 | 0 | 0 | 0 | 0 | 0 | 0
EPA v7.23 Coal LE | 244.5732 | 259.859 | 225.1509 | 148.8138 | 27.9466 | 63.6918 | 108.2279
EPA v7.23 Coal LG | 87.262 | 87.262 | 87.262 | 60.6367 | 13.431 | 61.2017 | 87.262
EPA v7.23 Coal LH | 0 | 0 | 0 | 0 | 0 | 0 | 0
EPA v7.23 Coal SA | 1798.959 | 1721.4067 | 1086.5783 | 698.1126 | 279.6811 | 674.6858 | 897.384
EPA v7.23 Coal SB | 392.6226 | 384.4538 | 449.7064 | 223.2957 | 163.9234 | 215.565 | 376.8646
EPA v7.23 Coal SD | 110.5989 | 110.5989 | 110.5989 | 0 | 0 | 0 | 3.1562
EPA v7.23 Coal SE | 110.0338 | 159.4002 | 40.1942 | 20.9104 | 9.7175 | 46.4369 | 57.1398
Hydrogen | 0 | 0 | 0 | 0 | 0.043304 | 13.8763 | 92.9681
EPA v7.23 Hydrogen | 0 | 0 | 0 | 0 | 0.043304 | 13.8763 | 92.9681
LF Gas | 229.3878 | 229.9475 | 212.4837 | 204.2029 | 192.3847 | 277.2547 | 335.0831
EPA v7.23 LFG | 229.3878 | 229.9475 | 212.4837 | 204.2029 | 192.3847 | 277.2547 | 335.0831
MSW | 233.0355 | 233.0355 | 232.044 | 216.7602 | 210.0323 | 206.3969 | 207.8102
EPA v7.23 MSW | 233.0355 | 233.0355 | 232.044 | 216.7602 | 210.0323 | 206.3969 | 207.8102
NaturalGas | 12026.2075 | 12140.9816 | 10706.5172 | 7597.7987 | 5008.3118 | 6825.2414 | 8396.9589
EPA v7.23 Gas | 12026.2075 | 12140.9816 | 10706.5172 | 7597.7987 | 5008.3118 | 6825.2414 | 8396.9589
Nuclear | 7853.4521 | 7623.5914 | 7002.8333 | 6451.4388 | 4936.2635 | 3748.664 | 2406.4397
EPA v7.23 Nuclear | 7853.4521 | 7623.5914 | 7002.8333 | 6451.4388 | 4936.2635 | 3748.664 | 2406.4397
Oil | 0.16733 | 0.14768 | 0.0055087 | 0.022917 | 0.054412 | 0 | 0
EPA v7.23 DFO | 0.16733 | 0.14768 | 0.0055087 | 0.022917 | 0.054412 | 0 | 0
EPA v7.23 RFO | 0 | 0 | 0 | 0 | 0 | 0 | 0
Pet. Coke | 123.4784 | 50.1472 | 70.1168 | 56.4315 | 13.0279 | 38.6759 | 44.6465
EPA v7.23 Pet Coke | 123.4784 | 50.1472 | 70.1168 | 56.4315 | 13.0279 | 38.6759 | 44.6465
Waste Coal | 97.4206 | 95.7529 | 91.3058 | 42.5206 | 39.8593 | 40.1744 | 40.1744
EPA v7.23 Waste Coal | 97.4206 | 95.7529 | 91.3058 | 42.5206 | 39.8593 | 40.1744 | 40.1744
Grand Total | 24931.6761 | 24629.6159 | 21623.3162 | 16414.3105 | 11014.5681 | 12490.5845 | 13354.1953
Fuel Costs by Fuel and Fuel Type[MMUS$]
Fuel Type | 2028 | 2030 | 2035 | 2040 | 2045 | 2050 | 2055
Biomass | 7.3033 | 11.9271 | 9.6913 | 0.76718 | 0.29281 | 4.05 | 11.6743
EPA v7.23 Biomass | 7.3033 | 11.9271 | 9.6913 | 0.76718 | 0.29281 | 4.05 | 11.6743
Coal | 7591.5837 | 7578.5485 | 5961.295 | 3395.3166 | 999.2515 | 2344.0383 | 3357.498
EPA v7.23 Coal BA | 182.9575 | 2.9441 | 2.0484 | 1.1308 | 0.046771 | 0 | 0
EPA v7.23 Coal BB | 54.1258 | 21.656 | 22.0189 | 0 | 0 | 1.5515 | 3.4878
EPA v7.23 Coal BD | 70.8612 | 46.0907 | 13.8489 | 0 | 0 | 0 | 0.32284
EPA v7.23 Coal BE | 1050.3004 | 1063.2297 | 1274.3768 | 1156.7668 | 243.6424 | 555.2084 | 599.1682
EPA v7.23 Coal BG | 877.8413 | 971.3679 | 733.3977 | 311.2391 | 0 | 0 | 10.4044
EPA v7.23 Coal BH | 839.0019 | 889.759 | 676.9172 | 86.7409 | 0 | 0 | 0
EPA v7.23 Coal LA
EPA v7.23 Coal LD | 0 | 0 | 0 | 0 | 0 | 0 | 0
EPA v7.23 Coal LE | 360.1136 | 410.6814 | 348.8388 | 237.9817 | 49.7848 | 111.8277 | 213.4903
EPA v7.23 Coal LG | 115.2811 | 117.2802 | 122.2409 | 87.7581 | 20.1949 | 95.4707 | 137.2713
EPA v7.23 Coal LH | 0 | 0 | 0 | 0 | 0 | 0 | 0
EPA v7.23 Coal SA | 3190.8463 | 3103.396 | 1893.6551 | 1142.5024 | 417.4565 | 1159.8046 | 1631.4443
EPA v7.23 Coal SB | 538.6521 | 526.49 | 666.3808 | 320.7017 | 245.2083 | 309.7306 | 622.1017
EPA v7.23 Coal SD | 99.6651 | 102.3038 | 108.8847 | 0 | 0 | 0 | 3.7833
EPA v7.23 Coal SE | 211.9373 | 323.3497 | 98.6867 | 50.4949 | 22.9178 | 110.4448 | 136.024
Hydrogen | 0 | 0 | 0 | 0 | 0.41738 | 133.7443 | 896.0562
EPA v7.23 Hydrogen | 0 | 0 | 0 | 0 | 0.41738 | 133.7443 | 896.0562
LF Gas | 0 | 0 | 0 | 0 | 0 | 0 | 0
EPA v7.23 LFG | 0 | 0 | 0 | 0 | 0 | 0 | 0
MSW | 0 | 0 | 0 | 0 | 0 | 0 | 0
EPA v7.23 MSW | 0 | 0 | 0 | 0 | 0 | 0 | 0
NaturalGas | 38767.2999 | 41452.6535 | 37910.609 | 25610.9476 | 17475.6152 | 28588.2158 | 40280.0724
EPA v7.23 Gas | 38767.2999 | 41452.6535 | 37910.609 | 25610.9476 | 17475.6152 | 28588.2158 | 40280.0724
Nuclear | 5579.4667 | 5415.1412 | 4972.4245 | 4578.7747 | 3501.8068 | 2658.1038 | 1706.2548
EPA v7.23 Nuclear | 5579.4667 | 5415.1412 | 4972.4245 | 4578.7747 | 3501.8068 | 2658.1038 | 1706.2548
Oil | 3.2978 | 2.9201 | 0.1221 | 0.5061 | 1.2057 | 0 | 0
EPA v7.23 DFO | 3.2978 | 2.9201 | 0.1221 | 0.5061 | 1.2057 | 0 | 0
EPA v7.23 RFO | 0 | 0 | 0 | 0 | 0 | 0 | 0
Pet. Coke | 246.387 | 101.6493 | 140.5569 | 113.326 | 27.4494 | 78.7077 | 90.6205
EPA v7.23 Pet Coke | 246.387 | 101.6493 | 140.5569 | 113.326 | 27.4494 | 78.7077 | 90.6205
Waste Coal | 133.5815 | 148.5925 | 147.1737 | 72.286 | 67.4142 | 83.2551 | 96.803
EPA v7.23 Waste Coal | 133.5815 | 148.5925 | 147.1737 | 72.286 | 67.4142 | 83.2551 | 96.803
Grand Total | 52328.9199 | 54711.4321 | 49141.8725 | 33771.9243 | 22073.453 | 33890.1151 | 46438.9792
Fuel Costs by Fuel and Fuel Type[US$/MMBtu]
Fuel Type | 2028 | 2030 | 2035 | 2040 | 2045 | 2050 | 2055
Biomass | 3.9835 | 3.9835 | 3.9835 | 3.9835 | 3.9835 | 3.9835 | 3.9835
EPA v7.23 Biomass | 3.9835 | 3.9835 | 3.9835 | 3.9835 | 3.9835 | 3.9835 | 3.9835
Coal | 1.7385 | 1.7819 | 1.8034 | 1.8403 | 1.6261 | 1.7502 | 1.8375
EPA v7.23 Coal BA | 1.6219 | 2.6373 | 2.6864 | 2.7392 | 2.7969 | 0 | 0
EPA v7.23 Coal BB | 1.9852 | 2.9469 | 3.1015 | 0 | 0 | 2.6086 | 2.6437
EPA v7.23 Coal BD | 2.587 | 2.4079 | 2.4189 | 0 | 0 | 0 | 2.8296
EPA v7.23 Coal BE | 2.0559 | 2.0527 | 2.2307 | 2.2553 | 2.0337 | 2.0036 | 2.0673
EPA v7.23 Coal BG | 1.7002 | 1.812 | 1.9221 | 2.1751 | 0 | 0 | 1.7683
EPA v7.23 Coal BH | 1.9604 | 1.9843 | 1.993 | 2.3602 | 0 | 0 | 0
EPA v7.23 Coal LA | 0 | 0 | 0 | 0 | 0 | 0 | 0
EPA v7.23 Coal LD | 0 | 0 | 0 | 0 | 0 | 0 | 0
EPA v7.23 Coal LE | 1.4724 | 1.5804 | 1.5494 | 1.5992 | 1.7814 | 1.7558 | 1.9726
EPA v7.23 Coal LG | 1.3211 | 1.344 | 1.4008 | 1.4473 | 1.5036 | 1.5599 | 1.5731
EPA v7.23 Coal LH | 0 | 0 | 0 | 0 | 0 | 0 | 0
EPA v7.23 Coal SA | 1.7737 | 1.8028 | 1.7428 | 1.6366 | 1.4926 | 1.719 | 1.818
EPA v7.23 Coal SB | 1.3719 | 1.3694 | 1.4818 | 1.4362 | 1.4959 | 1.4368 | 1.6507
EPA v7.23 Coal SD | 0.90114 | 0.925 | 0.9845 | 0 | 0 | 0 | 1.1987
EPA v7.23 Coal SE | 1.9261 | 2.0285 | 2.4552 | 2.4148 | 2.3584 | 2.3784 | 2.3805
Hydrogen | 0 | 0 | 0 | 0 | 9.6383 | 9.6383 | 9.6383
EPA v7.23 Hydrogen | 0 | 0 | 0 | 0 | 9.6383 | 9.6383 | 9.6383
LF Gas | 0 | 0 | 0 | 0 | 0 | 0 | 0
EPA v7.23 LFG | 0 | 0 | 0 | 0 | 0 | 0 | 0
MSW | 0 | 0 | 0 | 0 | 0 | 0 | 0
EPA v7.23 MSW | 0 | 0 | 0 | 0 | 0 | 0 | 0
NaturalGas | 3.2236 | 3.4143 | 3.5409 | 3.3708 | 3.4893 | 4.1886 | 4.797
EPA v7.23 Gas | 3.2236 | 3.4143 | 3.5409 | 3.3708 | 3.4893 | 4.1886 | 4.797
Nuclear | 0.71045 | 0.71031 | 0.71006 | 0.70973 | 0.7094 | 0.70908 | 0.70904
EPA v7.23 Nuclear | 0.71045 | 0.71031 | 0.71006 | 0.70973 | 0.7094 | 0.70908 | 0.70904
Oil | 19.708 | 19.7732 | 22.165 | 22.0843 | 22.1579 | 0 | 0
EPA v7.23 DFO | 19.708 | 19.7732 | 22.165 | 22.0843 | 22.1579 | 0 | 0
EPA v7.23 RFO | 0 | 0 | 0 | 0 | 0 | 0 | 0
Pet. Coke | 1.9954 | 2.027 | 2.0046 | 2.0082 | 2.107 | 2.0351 | 2.0297
EPA v7.23 Pet Coke | 1.9954 | 2.027 | 2.0046 | 2.0082 | 2.107 | 2.0351 | 2.0297
Waste Coal | 1.3712 | 1.5518 | 1.6119 | 1.7 | 1.6913 | 2.0723 | 2.4096
EPA v7.23 Waste Coal | 1.3712 | 1.5518 | 1.6119 | 1.7 | 1.6913 | 2.0723 | 2.4096
Grand Total | 2.0989 | 2.2214 | 2.2726 | 2.0575 | 2.004 | 2.7133 | 3.4775

## Coal Pivot Tables
Coal Prices (2022$/MMBtu) | [7 empty] | Total TBtu
Coal Region | 2028 | 2030 | 2035 | 2040 | 2045 | 2050 | 2055 | 2028 | 2030 | 2035 | 2040 | 2045 | 2050 | 2055
Appalachia | 1.4765 | 1.5152 | 1.6078 | 1.6125 | 1.8427 | 1.789 | 1.8254 | 1052.2912 | 1101.418 | 1111.7216 | 626.9345 | 209.563 | 360.4734 | 379.1779
Imports | 4.729 | 4.4503 | 4.3028 |  |  |  |  | 5.6097 | 7.5939 | 0.053224
Interior | 1.5558 | 1.5839 | 1.723 |  |  |  |  | 1171.7017 | 1083.0211 | 765.038 | 862.8233 | 677.4184 | 713.9376 | 753.9608
Waste Coal | 0.79902 | 0.9822 | 1.0354 | 1.1433 | 1.0744 | 1.4498 | 1.787 | 97.4206 | 95.7529 | 91.3058 | 42.5206 | 39.8593 | 40.1744 | 40.1744
West | 0.85173 | 0.87967 | 0.91563 | 1.0225 | 1.2777 | 1.1285 | 1.1019 | 3676.4452 | 3463.3703 | 2760.1989 | 1830.2188 | 1173.9707 | 1724.2786 | 2141.8242
National | 1.1014 | 1.1404 | 1.2114 | 1.3259 | 1.5201 | 1.426 | 1.3916 | 6003.4685 | 5751.1562 | 4728.3175 | 3362.4972 | 2100.8114 | 2838.864 | 3315.1374
Coal Prices (2022$/Ton) | [7 empty] | Total Million Tons
Coal Region | 2028 | 2030 | 2035 | 2040 | 2045 | 2050 | 2055 | 2028 | 2030 | 2035 | 2040 | 2045 | 2050 | 2055
Appalachia | 37.2874 | 38.1401 | 40.7652 | 41.3277 | 46.5598 | 45.7136 | 46.6301 | 41.6696 | 43.7562 | 43.8472 | 24.4606 | 8.2937 | 14.107 | 14.8436
Imports | 98.08 | 92.3 | 89.24 |  |  |  |  | 0.27048 | 0.36615 | 0.0025662
Interior | 32.446 | 32.5432 | 34.9082 | 37.5805 | 40.8386 | 40.8026 | 38.9964 | 56.1843 | 52.7099 | 37.7601 | 40.6482 | 30.9633 | 34.2954 | 38.1917
Waste Coal | 10.7069 | 13.1615 | 13.8745 | 15.3203 | 14.3975 | 19.4273 | 23.9462 | 7.2702 | 7.1457 | 6.8139 | 3.1732 | 2.9746 | 2.9981 | 2.9981
West | 14.9568 | 15.3762 | 15.9203 | 17.8411 | 23.2409 | 19.9921 | 19.3492 | 209.358 | 198.1388 | 158.7488 | 104.8909 | 64.5426 | 97.3316 | 121.9748
National | 21.0083 | 21.7091 | 23.1728 | 25.7458 | 29.909 | 27.2189 | 25.9168 | 314.7526 | 302.1168 | 247.1725 | 173.1728 | 106.7741 | 148.7321 | 178.0082

## Final Wholesale Price
Wholesale Electricity Price (2022$/MWh)
Region Group | 2028 | 2030 | 2035 | 2040 | 2045 | 2050 | 2055
ERCOT_Tenaska Frontier Generating Station | 25.5975 | 26.8981 | 29.0612 | 0 | 0 | 0 | 0
ERCOT_Tenaska Gateway Generating Station | 25.595 | 26.8983 | 29.0612 | 0 | 0 | 0 | 0
ERCOT_Panhandle | 20.9462 | 23.7364 | 26.6403 | 18.2587 | 12.4624 | 20.72 | 25.4196
ERCOT_Rest | 25.1326 | 26.1479 | 33.156 | 24.9961 | 17.7606 | 27.4832 | 32.7012
ERCOT_West | 21.4613 | 24.3201 | 27.2966 | 18.7089 | 12.77 | 21.759 | 26.8546
FRCC | 37.5585 | 46.1842 | 38.7275 | 39.9853 | 36.8535 | 41.2572 | 45.1676
MISO_Amite South (including DSG) | 35.6851 | 46.7341 | 38.262 | 33.6008 | 30.4516 | 37.6171 | 42.2366
MISO_Arkansas | 34.958 | 45.9707 | 37.8388 | 30.5375 | 24.1821 | 31.4462 | 37.2313
MISO_Iowa | 34.3191 | 40.916 | 30.8197 | 26.3763 | 20.5203 | 27.1727 | 32.5175
MISO_Illinois | 38.5868 | 42.9927 | 35.5838 | 27.2468 | 21.5505 | 28.7795 | 34.0536
MISO_Indiana (including parts of Kentucky) | 38.7889 | 43.9608 | 37.4492 | 31.4826 | 25.8639 | 32.8842 | 37.9853
MISO_Louisiana | 35.6462 | 46.4241 | 38.3018 | 32.9497 | 26.9888 | 34.2376 | 38.8917
MISO_Lower Michigan | 35.8869 | 43.2037 | 39.2401 | 38.5703 | 33.6908 | 40.0197 | 44.1201
MISO_MT, SD, ND | 33.7707 | 39.9666 | 30.509 | 26.0895 | 20.1286 | 26.9919 | 32.8196
MISO_Iowa-MidAmerican | 33.6582 | 40.1181 | 30.5102 | 26.1643 | 20.355 | 27.3814 | 32.541
MISO_Minnesota and Western Wisconsin | 35.8066 | 41.6038 | 34.528 | 26.8751 | 20.6344 | 27.6614 | 33.6348
MISO_Missouri | 38.0247 | 42.9147 | 35.7015 | 28.0136 | 21.6338 | 29.01 | 34.576
MISO_Mississippi | 35.9869 | 46.9312 | 38.9148 | 33.2447 | 27.7944 | 35.0375 | 39.7266
MISO_WOTAB (including Western) | 29.1783 | 30.9964 | 35.1038 | 32.826 | 27.2031 | 34.3253 | 39.0709
MISO_Wisconsin- Upper Michigan (WUMS) | 38.1 | 42.8492 | 37.755 | 30.4105 | 23.6361 | 33.1502 | 38.3183
ISONE_Connecticut | 31.1952 | 34.0991 | 36.3793 | 35.5912 | 35.2295 | 42.3277 | 45.4035
ISONE_Maine | 29.8179 | 32.0135 | 31.9544 | 28.3113 | 25.985 | 33.2988 | 36.0737
ISONE_MA, VT, NH, RI (Rest of ISO New England) | 30.9038 | 33.8884 | 35.9292 | 34.5607 | 32.9135 | 40.3194 | 43.3288
NY_Zone A (West) | 31.6325 | 37.4683 | 36.766 | 33.4983 | 32.0534 | 34.9914 | 37.2411
NY_Zone B (Genesee) | 32.3381 | 38.3136 | 37.2014 | 34.0668 | 32.5348 | 35.6846 | 38.9117
NY_Zone C&E | 32.819 | 38.7787 | 37.6387 | 34.338 | 32.8342 | 36.3477 | 39.5874
NY_Zone D (North) | 31.9842 | 37.7504 | 34.1951 | 27.0085 | 26.4297 | 32.4771 | 35.7779
NY_Zone F (Capital) | 35.2806 | 40.3952 | 38.368 | 34.9896 | 33.3107 | 36.9318 | 39.9924
NY_Zone G-I (Downstate NY) | 39.9687 | 45.5766 | 39.8216 | 39.5434 | 38.0089 | 41.607 | 44.9264
NY_Zone J (NYC) | 40.9751 | 46.762 | 40.8227 | 43.1284 | 41.7132 | 45.4023 | 48.8043
NY_Zone K (LI) | 50.2172 | 47.8595 | 38.7769 | 40.0655 | 39.1421 | 43.0272 | 49.1001
PJM_AP | 33.4918 | 39.5222 | 36.4679 | 35.4412 | 32.993 | 38.3156 | 42.4903
PJM_ATSI | 33.3276 | 39.6111 | 36.6115 | 35.6171 | 33.3183 | 38.6565 | 42.7882
PJM_ComEd | 29.2036 | 35.9801 | 31.605 | 28.6785 | 27.4277 | 40.6263 | 45.2802
PJM_Dominion | 33.9809 | 40.1295 | 36.6236 | 35.9448 | 32.7888 | 38.8797 | 44.114
PJM_EMAAC | 29.5014 | 33.3597 | 36.0093 | 38.1546 | 37.1617 | 42.107 | 46.5775
PJM_PENELEC | 29.1352 | 32.3722 | 33.3604 | 33.6434 | 32.1829 | 36.2381 | 40.8356
PJM_SWMAAC | 57.158 | 40.4349 | 39.2328 | 39.2778 | 36.7717 | 42.2252 | 46.5026
PJM West | 34.0459 | 40.3112 | 37.1941 | 35.4308 | 31.8799 | 37.6839 | 42.2379
PJM_Western MAAC | 29.0854 | 32.7299 | 33.8951 | 36.2442 | 35.6403 | 39.5494 | 43.4504
SERC_Central_Kentucky | 34.7689 | 41.6479 | 38.7126 | 34.8038 | 30.2653 | 36.4845 | 41.526
SERC_Central_TVA | 37.3735 | 41.7358 | 37.678 | 32.7358 | 27.8488 | 33.7715 | 39.3855
SERC_Delta_AECI | 28.7234 | 35.5836 | 30.0183 | 26.0077 | 18.5765 | 27.9141 | 31.5444
SERC_Southeastern | 36.779 | 40.334 | 36.2136 | 35.1261 | 30.6783 | 35.8465 | 40.4761
SERC_VACAR | 39.164 | 43.1333 | 41.2086 | 39.3413 | 37.1393 | 41.3571 | 49.7468
SPP_Kiamichi Energy Facility | 25.6392 | 26.968 | 29.1586 | 21.4864 | 17.0006 | 26.9456 | 31.9375
SPP North- (Kansas, Missouri) | 29.8592 | 33.4319 | 25.929 | 18.7606 | 14.9534 | 22.499 | 28.1141
SPP Nebraska | 29.1678 | 32.6594 | 26.2457 | 19.9162 | 17.132 | 24.0723 | 29.6503
SPP SPS (Texas Panhandle) | 27.7942 | 32.6372 | 20.7254 | 13.5116 | 7.9543 | 18.696 | 23.4116
SPP_WAUE | 27.5502 | 32.3074 | 26.4855 | 20.057 | 17.0903 | 24.2489 | 30.6165
SPP West (Oklahoma, Arkansas, Louisiana) | 29.9591 | 33.5119 | 26.1022 | 18.4337 | 14.9097 | 22.1341 | 27.6582
WECC_BANC | 57.5246 | 60.4575 | 50.038 | 55.6934 | 39.1926 | 60.4538 | 74.3871
WECC_Northern California (not including BANC) | 53.6302 | 57.1705 | 46.4877 | 49.1815 | 29.1774 | 58.716 | 68.9379
WECC_LADWP | 52.4398 | 57.9256 | 48.7737 | 49.5508 | 36.9579 | 60.5657 | 69.3836
WECC_San Diego Gas and Electric | 55.167 | 59.5087 | 50.2055 | 48.8813 | 39.1247 | 60.6042 | 71.0051
WECC_Arizona | 38.3232 | 44.1465 | 41.2118 | 41.1028 | 32.839 | 39.9273 | 45.0753
WECC_Colorado | 40.2784 | 54.8216 | 47.5983 | 38.9084 | 33.2045 | 39.6216 | 44.5605
WECC_Idaho | 36.2588 | 42.8972 | 39.5312 | 36.9119 | 29.8229 | 37.3381 | 42.0666
WECC_Imperial Irrigation District (IID) | 24.5703 | 42.7106 | 38.7916 | 35.536 | 28.3872 | 47.9948 | 59.0961
WECC_Montana | 38.6991 | 45.7271 | 38.9419 | 32.6967 | 25.7435 | 32.916 | 37.6305
WECC_New Mexico | 35.5425 | 42.2278 | 40.6764 | 39.8459 | 31.4519 | 38.61 | 43.6912
WECC_Northern Nevada | 37.1933 | 44.0181 | 38.9647 | 40.7974 | 31.6528 | 41.3644 | 45.335
WECC_Pacific Northwest | 40.7286 | 47.4851 | 41.2204 | 38.9796 | 30.9581 | 39.0244 | 43.9164
WECC_Southern California Edison | 53.4614 | 58.4514 | 48.3784 | 48.9511 | 35.5808 | 58.2593 | 68.5618
WECC_Southern Nevada | 38.0581 | 41.5607 | 36.8234 | 37.9562 | 32.0673 | 41.4937 | 46.8866
WECC_Utah | 35.1527 | 43.1971 | 39.2129 | 40.154 | 34.8327 | 40.5395 | 44.6138
WECC_Wyoming | 25.0163 | 36.0077 | 34.4101 | 33.7026 | 29.9577 | 36.1379 | 41.5646
National | 36.0087 | 40.9094 | 37.2824 | 34.458 | 29.0408 | 37.3511 | 42.7968

## Natural Gas
Baseline Sens High Demand - Natural Gas Results
| Delivered Natural Gas Price (2022$/MMBtu) | [28 empty] | Natural Gas Consumption in the Power Sector (Tcf)
| Winter | [6 empty] | Spring | [6 empty] | Summer | [6 empty] | Fall | [7 empty] | Winter | [6 empty] | Spring | [6 empty] | Summer | [6 empty] | Fall
| 2028 | 2030 | 2035 | 2040 | 2045 | 2050 | 2055 | 2028 | 2030 | 2035 | 2040 | 2045 | 2050 | 2055 | 2028 | 2030 | 2035 | 2040 | 2045 | 2050 | 2055 | 2028 | 2030 | 2035 | 2040 | 2045 | 2050 | 2055 |  | 2028 | 2030 | 2035 | 2040 | 2045 | 2050 | 2055 | 2028 | 2030 | 2035 | 2040 | 2045 | 2050 | 2055 | 2028 | 2030 | 2035 | 2040 | 2045 | 2050 | 2055 | 2028 | 2030 | 2035 | 2040 | 2045 | 2050 | 2055
ERC_FRNT | 3.8483 | 3.4933 | 3.8311 | 3.6328 | 3.7881 | 4.4837 | 5.0975 | 3.3493 | 3.2005 | 3.3454 | 3.1229 | 3.3003 | 3.9958 | 4.6096 | 2.8809 | 3.3279 | 3.1851 | 3.1501 | 3.2989 | 3.9944 | 4.6082 | 3.0214 | 3.4519 | 3.2389 | 3.4517 | 3.5438 | 4.2393 | 4.8531 | ERC_FRNT | 0.0059289 | 0.0031203 | 0.00052327 | 0 | 0 | 0 | 0 | 6.2986e-05 | 6.7831e-05 | 0 | 0 | 0 | 0 | 0 | 0.014747 | 0.013285 | 0.0025306 | 0 | 0 | 0 | 0 | 3.3596e-05 | 0.00010659 | 0 | 0 | 0 | 0 | 0
ERC_GWAY | 3.8483 | 3.4933 | 3.8311 | 3.6328 | 3.7881 | 4.4837 | 5.0975 | 3.3493 | 3.2005 | 3.3454 | 3.1229 | 3.3003 | 3.9958 | 4.6096 | 2.8809 | 3.3279 | 3.1851 | 3.1501 | 3.2989 | 3.9944 | 4.6082 | 3.0214 | 3.4519 | 3.2389 | 3.4517 | 3.5438 | 4.2393 | 4.8531 | ERC_GWAY | 0.00053127 | 0.00053127 | 0.00053127 | 0 | 0 | 0 | 0 | 0 | 0 | 0 | 0 | 0 | 0 | 0 | 0.0093046 | 0.0092938 | 0.00040172 | 0 | 0 | 0 | 0 | 0 | 0 | 0 | 0 | 0 | 0 | 0
ERC_PHDL | - | - | - | - | - | - | - | - | - | - | - | - | - | - | - | - | - | - | - | - | - | - | - | - | - | - | - | - | ERC_PHDL | 0 | 0 | 0 | 0 | 0 | 0 | 0 | 0 | 0 | 0 | 0 | 0 | 0 | 0 | 0 | 0 | 0 | 0 | 0 | 0 | 0 | 0 | 0 | 0 | 0 | 0 | 0 | 0
ERC_REST | 3.8483 | 3.4933 | 3.8311 | 3.6328 | 3.7881 | 4.4837 | 5.0975 | 3.3493 | 3.2005 | 3.3454 | 3.1229 | 3.3003 | 3.9958 | 4.6096 | 2.8809 | 3.3279 | 3.1851 | 3.1501 | 3.2989 | 3.9944 | 4.6082 | 3.0214 | 3.4519 | 3.2389 | 3.4517 | 3.5438 | 4.2393 | 4.8531 | ERC_REST | 0.12019 | 0.13311 | 0.058494 | 0.002878 | 0.001806 | 0.0082559 | 0.018681 | 0.033653 | 0.032964 | 0 | 0 | 0 | 0 | 0 | 0.34449 | 0.29307 | 0.21835 | 0.071691 | 0.023368 | 0.08944 | 0.13691 | 0.1126 | 0.091909 | 0.0554 | 0.0059335 | 0 | 0.0080993 | 0.020347
ERC_WEST | 3.813 | 3.4462 | 3.7754 | 3.5868 | 3.7393 | 4.4348 | 5.0486 | 3.3125 | 3.1414 | 3.2582 | 3.0435 | 3.2242 | 3.9197 | 4.5335 | 2.809 | 3.2271 | 3.065 | 3.0609 | 3.209 | 3.9045 | 4.5184 | 2.9735 | 3.3733 | 3.1391 | 3.3511 | 3.4481 | 4.1437 | 4.7575 | ERC_WEST | 0.0078336 | 0.0078336 | 0.0021804 | 0.0002554 | 0 | 0.00040864 | 0.00040864 | 0 | 0 | 0 | 0 | 0 | 0 | 0 | 0.015973 | 0.021199 | 0.0065157 | 0.0025236 | 0.0012764 | 0.0031658 | 0.0031578 | 0.0053095 | 0.0053095 | 0.0055332 | 0.00087403 | 0 | 0.0023934 | 0.0027361
FRCC | 4.0898 | 3.7393 | 4.1919 | 3.8963 | 3.9703 | 4.6658 | 5.2796 | 3.5701 | 3.438 | 3.7451 | 3.3971 | 3.4562 | 4.1517 | 4.7656 | 3.3946 | 4.0595 | 3.7743 | 3.5239 | 3.6391 | 4.3347 | 4.9485 | 3.2142 | 3.7574 | 3.674 | 3.7853 | 3.8272 | 4.5228 | 5.1366 | FRCC | 0.30461 | 0.32485 | 0.33727 | 0.27326 | 0.20307 | 0.22566 | 0.27308 | 0.209 | 0.21638 | 0.21147 | 0.14638 | 0.080267 | 0.097327 | 0.13274 | 0.72579 | 0.73126 | 0.76523 | 0.74771 | 0.62783 | 0.69231 | 0.79689 | 0.24978 | 0.25395 | 0.25878 | 0.23115 | 0.18046 | 0.20319 | 0.24061
MIS_AMSO | 3.8647 | 3.5327 | 4.0206 | 3.7658 | 3.8596 | 4.5551 | 5.1689 | 3.3787 | 3.2517 | 3.5806 | 3.2813 | 3.3769 | 4.0724 | 4.6862 | 2.888 | 3.3734 | 3.3777 | 3.2927 | 3.4197 | 4.1152 | 4.729 | 3.0009 | 3.5133 | 3.4752 | 3.6232 | 3.6674 | 4.3629 | 4.9768 | MIS_AMSO | 0.043044 | 0.044189 | 0.039016 | 0.010325 | 0.0065323 | 0.011888 | 0.015079 | 0.026165 | 0.025596 | 0.010604 | 0.00047786 | 0.00040972 | 0.0017553 | 0.0023342 | 0.0899 | 0.087945 | 0.079435 | 0.061872 | 0.041813 | 0.062273 | 0.07806 | 0.029662 | 0.028767 | 0.023516 | 0.0049638 | 0.0027227 | 0.0064042 | 0.0093708
MIS_AR | 3.8486 | 3.5105 | 3.9381 | 3.7197 | 3.835 | 4.5306 | 5.1444 | 3.3709 | 3.2307 | 3.4922 | 3.2281 | 3.3402 | 4.0357 | 4.6495 | 2.8518 | 3.321 | 3.2676 | 3.2243 | 3.3599 | 4.0554 | 4.6692 | 3.0262 | 3.4994 | 3.3932 | 3.5754 | 3.6288 | 4.3243 | 4.9381 | MIS_AR | 0.02197 | 0.040174 | 0.018403 | 0.0018207 | 0.00022955 | 0.00194 | 0.0019417 | 0.0071705 | 0.011869 | 0.0012447 | 0 | 0 | 0 | 0 | 0.086128 | 0.095418 | 0.066971 | 0.025697 | 0.0075538 | 0.023354 | 0.026401 | 0.021808 | 0.017858 | 0.010469 | 0.00045203 | 6.1901e-05 | 0.00089066 | 0.00097656
MIS_IA | 4.1396 | 3.7207 | 4.0185 | 3.7873 | 3.9187 | 4.6142 | 5.228 | 3.5961 | 3.3472 | 3.4603 | 3.1815 | 3.319 | 4.0145 | 4.6283 | 2.748 | 3.1289 | 3.0056 | 3.0385 | 3.1819 | 3.8774 | 4.4913 | 3.1795 | 3.5602 | 3.3514 | 3.5241 | 3.5938 | 4.2893 | 4.9031 | MIS_IA | 0.0080804 | 0.011081 | 0.00034186 | 0.00011164 | 0 | 0 | 0 | 6.0108e-06 | 0.00028613 | 0 | 0 | 0 | 0 | 0 | 0.024351 | 0.028631 | 0.02046 | 0.0054717 | 0 | 0.0055382 | 0.0055308 | 0.0074173 | 0.005881 | 7.4457e-05 | 0 | 0 | 0 | 0
MIS_IL | 3.9922 | 3.6044 | 3.9403 | 3.7339 | 3.8705 | 4.566 | 5.1798 | 3.5108 | 3.2893 | 3.47 | 3.207 | 3.3268 | 4.0223 | 4.6361 | 2.7594 | 3.1652 | 3.0837 | 3.1031 | 3.2547 | 3.9503 | 4.5641 | 3.116 | 3.5351 | 3.3597 | 3.5457 | 3.6166 | 4.3121 | 4.926 | MIS_IL | 0.0031555 | 0.005109 | 0.00016215 | 0 | 0 | 0 | 0 | 0.00015999 | 0.00019348 | 0 | 0 | 0 | 0 | 0 | 0.017023 | 0.015295 | 0.0055478 | 0.0030918 | 0 | 0 | 0 | 0.0012714 | 0.0014534 | 5.209e-05 | 0 | 0 | 0 | 0
MIS_INKY | 3.8801 | 3.5397 | 3.96 | 3.7406 | 3.8619 | 4.5574 | 5.1712 | 3.4015 | 3.2489 | 3.5033 | 3.2297 | 3.3329 | 4.0284 | 4.6422 | 2.7881 | 3.2295 | 3.1773 | 3.165 | 3.3114 | 4.007 | 4.6208 | 3.0365 | 3.5076 | 3.4011 | 3.5724 | 3.6317 | 4.3273 | 4.9411 | MIS_INKY | 0.017789 | 0.023095 | 0.011718 | 0 | 0 | 0 | 0 | 0.010306 | 0.010956 | 0.00035865 | 0 | 0 | 0 | 4.5782e-05 | 0.063875 | 0.062663 | 0.040186 | 0.01796 | 0.0058343 | 0.0085598 | 0.010669 | 0.015151 | 0.011774 | 0.0076369 | 0 | 0 | 0 | 0.00017175
MIS_LA | 3.7932 | 3.4587 | 3.9116 | 3.6777 | 3.7837 | 4.4792 | 5.093 | 3.3115 | 3.1775 | 3.4692 | 3.191 | 3.2993 | 3.9948 | 4.6086 | 2.8024 | 3.2842 | 3.2615 | 3.1975 | 3.3274 | 4.023 | 4.6368 | 2.9519 | 3.4427 | 3.3642 | 3.5341 | 3.5827 | 4.2782 | 4.892 | MIS_LA | 0.050893 | 0.054034 | 0.039947 | 0.0091915 | 0.0023553 | 0.0070017 | 0.0079625 | 0.02935 | 0.03101 | 0.014581 | 0.00044436 | 4.9887e-05 | 0.00011983 | 0.00023742 | 0.087229 | 0.08014 | 0.095808 | 0.05912 | 0.041265 | 0.060775 | 0.063012 | 0.036772 | 0.03356 | 0.025392 | 0.0047823 | 0.00090937 | 0.0039314 | 0.004816
MIS_LMI | 4.0609 | 3.6579 | 3.9973 | 3.7847 | 3.9151 | 4.6107 | 5.2245 | 3.6479 | 3.3862 | 3.5774 | 3.3034 | 3.3995 | 4.095 | 4.7088 | 2.8002 | 3.21 | 3.1356 | 3.1619 | 3.3176 | 4.0131 | 4.6269 | 3.207 | 3.6097 | 3.4481 | 3.6251 | 3.6944 | 4.3899 | 5.0038 | MIS_LMI | 0.079783 | 0.096899 | 0.078268 | 0.057267 | 0.010318 | 0.035612 | 0.037538 | 0.040448 | 0.056228 | 0.035406 | 0.024237 | 0 | 0.0021508 | 0.0018305 | 0.17686 | 0.19485 | 0.19181 | 0.18545 | 0.12106 | 0.15668 | 0.14907 | 0.052322 | 0.056762 | 0.046905 | 0.034927 | 0.0075612 | 0.021125 | 0.0206
MIS_MAPP | 4.1809 | 3.7682 | 4.0689 | 3.8492 | 3.9988 | 4.6943 | 5.3081 | 3.7131 | 3.4536 | 3.5545 | 3.2717 | 3.4928 | 4.1883 | 4.8021 | 2.901 | 3.2483 | 3.1325 | 3.17 | 3.2656 | 3.9611 | 4.5749 | 3.3143 | 3.6842 | 3.4628 | 3.6066 | 3.6233 | 4.3189 | 4.9327 | MIS_MAPP | 2.8092e-05 | 9.3639e-06 | 0 | 0 | 0 | 0 | 0 | 1.1016e-06 | 1.1016e-06 | 0 | 0 | 0 | 0 | 0 | 3.0023e-05 | 3.0601e-05 | 0 | 0 | 0 | 0 | 0 | 0 | 0 | 0 | 0 | 0 | 0 | 0
MIS_MIDA | 4.0482 | 3.632 | 3.9431 | 3.7317 | 3.8657 | 4.5613 | 5.1751 | 3.5366 | 3.2857 | 3.4124 | 3.1475 | 3.2867 | 3.9823 | 4.5961 | 2.7131 | 3.0948 | 2.9781 | 3.014 | 3.156 | 3.8515 | 4.4654 | 3.1403 | 3.5178 | 3.3169 | 3.4951 | 3.5627 | 4.2582 | 4.8721 | MIS_MIDA | 0.0013224 | 0.0014379 | 5.3355e-05 | 0 | 0 | 0 | 0 | 0 | 0 | 0 | 0 | 0 | 0 | 0 | 0.0099339 | 0.0099163 | 0.0029426 | 0.0010321 | 0 | 0.0010287 | 0.0025942 | 0.00010671 | 0.00014751 | 0 | 0 | 0 | 0 | 0
MIS_MNWI | 4.4532 | 4.0395 | 4.3333 | 4.0977 | 4.2282 | 4.9237 | 5.5375 | 3.9515 | 3.6972 | 3.8088 | 3.5225 | 3.645 | 4.3405 | 4.9543 | 3.0871 | 3.481 | 3.3339 | 3.3593 | 3.5102 | 4.2057 | 4.8195 | 3.5123 | 3.9093 | 3.6838 | 3.8444 | 3.92 | 4.6156 | 5.2294 | MIS_MNWI | 0.0063794 | 0.0074847 | 0.00017769 | 7.1169e-05 | 0 | 5.1839e-05 | 0.00015815 | 0.00034307 | 0.00034936 | 5.0704e-05 | 0 | 0 | 0 | 0 | 0.032329 | 0.03485 | 0.014607 | 0.00029016 | 0.00026929 | 0.0023102 | 0.0099756 | 0.0033898 | 0.002318 | 0.00013971 | 8.5666e-06 | 2.4162e-06 | 4.8178e-05 | 8.1493e-05
MIS_MO | 3.9668 | 3.5959 | 3.943 | 3.719 | 3.8444 | 4.5399 | 5.1538 | 3.4604 | 3.2643 | 3.4505 | 3.1777 | 3.3027 | 3.9982 | 4.6121 | 2.7584 | 3.1794 | 3.0867 | 3.0919 | 3.2399 | 3.9354 | 4.5493 | 3.0673 | 3.5067 | 3.3388 | 3.5151 | 3.5861 | 4.2816 | 4.8954 | MIS_MO | 0.0011423 | 0.00099393 | 0.00063286 | 3.0792e-05 | 0 | 1.8532e-05 | 0.00020477 | 0.00041971 | 0.00041963 | 1.7962e-05 | 0 | 0 | 0 | 0 | 0.003976 | 0.0052784 | 0.0017079 | 0.00117 | 0.00087581 | 0.0011192 | 0.0011454 | 0.00043589 | 0.00042918 | 0.00041908 | 1.7392e-05 | 0 | 6.2724e-06 | 0.00012915
MIS_MS | 3.9309 | 3.5875 | 4.056 | 3.784 | 3.8622 | 4.5577 | 5.1715 | 3.4105 | 3.282 | 3.6026 | 3.2847 | 3.349 | 4.0445 | 4.6583 | 3.0656 | 3.6004 | 3.471 | 3.3607 | 3.4798 | 4.1753 | 4.7892 | 3.0593 | 3.5731 | 3.517 | 3.6546 | 3.6882 | 4.3837 | 4.9975 | MIS_MS | 0.014214 | 0.018956 | 0.012611 | 0.0028142 | 0.00078797 | 0.0029618 | 0.0055355 | 0.008337 | 0.0099792 | 0.0054384 | 1.5287e-05 | 0 | 0.00018218 | 0.00020555 | 0.037031 | 0.038628 | 0.028876 | 0.021047 | 0.014802 | 0.0223 | 0.032774 | 0.0089326 | 0.010367 | 0.006593 | 0.0016689 | 0.00020926 | 0.0016771 | 0.0026413
MIS_WOTA | 3.9688 | 3.6299 | 4.049 | 3.8195 | 3.9438 | 4.6393 | 5.2531 | 3.4789 | 3.345 | 3.5982 | 3.3354 | 3.4651 | 4.1606 | 4.7744 | 2.9802 | 3.4584 | 3.4038 | 3.3449 | 3.4798 | 4.1753 | 4.7891 | 3.1277 | 3.6092 | 3.4931 | 3.676 | 3.7353 | 4.4308 | 5.0446 | MIS_WOTA | 0.053773 | 0.057686 | 0.04483 | 0.010988 | 0.00274 | 0.010057 | 0.011619 | 0.0258 | 0.027963 | 0.022538 | 0.00059883 | 0.00012417 | 0.00020144 | 0.0003103 | 0.11274 | 0.11027 | 0.10116 | 0.0711 | 0.050754 | 0.067277 | 0.077356 | 0.036015 | 0.034483 | 0.028833 | 0.0068533 | 0.0015764 | 0.0062067 | 0.0081758
MIS_WUMS | 4.2015 | 3.7929 | 4.0826 | 3.8426 | 3.9723 | 4.6678 | 5.2816 | 3.7414 | 3.4818 | 3.5918 | 3.2979 | 3.4056 | 4.1011 | 4.7149 | 2.8606 | 3.2677 | 3.0967 | 3.1147 | 3.273 | 3.9685 | 4.5823 | 3.2797 | 3.6929 | 3.4507 | 3.5993 | 3.6808 | 4.3763 | 4.9902 | MIS_WUMS | 0.027568 | 0.034536 | 0.014192 | 0 | 0 | 0 | 0 | 0.0052768 | 0.0096871 | 0.00035448 | 7.0299e-06 | 0 | 0 | 0.00020648 | 0.075593 | 0.076664 | 0.075341 | 0.049888 | 0.028876 | 0.039227 | 0.043887 | 0.022928 | 0.017597 | 0.013802 | 0.00055202 | 0.00024715 | 0.00047617 | 0.0010583
NENG_CT | 7.2602 | 7.3256 | 8.0423 | 6.6667 | 5.9366 | 6.6321 | 7.2459 | 4.1784 | 3.9682 | 4.3179 | 3.6039 | 3.513 | 4.2085 | 4.8223 | 2.4136 | 2.885 | 2.9875 | 2.9534 | 3.1106 | 3.8061 | 4.4199 | 2.8943 | 3.3597 | 3.3939 | 3.5068 | 3.6016 | 4.2971 | 4.9109 | NENG_CT | 0.014976 | 0.0085406 | 0.00067142 | 0 | 0 | 0 | 0 | 0.0064303 | 0.0029797 | 0.0011896 | 0 | 0 | 0 | 0 | 0.072595 | 0.073701 | 0.069797 | 0 | 0 | 0 | 0 | 0.025861 | 0.023265 | 0.016313 | 0 | 0 | 0 | 0
NENG_ME | 7.2361 | 7.3015 | 8.0182 | 6.6426 | 5.9125 | 6.608 | 7.2218 | 4.1543 | 3.9442 | 4.2938 | 3.5799 | 3.4889 | 4.1845 | 4.7983 | 2.3895 | 2.861 | 2.9634 | 2.9293 | 3.0865 | 3.782 | 4.3958 | 2.8703 | 3.3356 | 3.3698 | 3.4827 | 3.5775 | 4.2731 | 4.8869 | NENG_ME | 0.0012472 | 0.00031987 | 1.7641e-06 | 0 | 0 | 2.999e-05 | 3.013e-05 | 9.7732e-06 | 2.5409e-05 | 0 | 0 | 0 | 0 | 0 | 0.012691 | 0.012688 | 0.0076303 | 0.0042986 | 0.0040021 | 0.002146 | 0.001593 | 0.0046397 | 0.0046785 | 0.0010255 | 0.00010572 | 2.4697e-05 | 8.3422e-05 | 5.4687e-05
NENGREST | 7.2361 | 7.3015 | 8.0182 | 6.6426 | 5.9125 | 6.608 | 7.2218 | 4.1543 | 3.9442 | 4.2938 | 3.5799 | 3.4889 | 4.1845 | 4.7983 | 2.3895 | 2.861 | 2.9634 | 2.9293 | 3.0865 | 3.782 | 4.3958 | 2.8703 | 3.3356 | 3.3698 | 3.4827 | 3.5775 | 4.2731 | 4.8869 | NENGREST | 0.0069862 | 0.0040197 | 0.00082736 | 0.00049341 | 0.00087438 | 0.002035 | 0.0020186 | 0.0027441 | 0.0019946 | 0.0015734 | 0 | 0 | 0 | 0 | 0.088756 | 0.086539 | 0.073264 | 0.075754 | 0.057058 | 0.042612 | 0.03362 | 0.028421 | 0.02739 | 0.017088 | 0.0049133 | 0.00063411 | 0.0020979 | 0.0020761
NY_Z_A | 3.4543 | 3.2348 | 3.9069 | 3.7234 | 3.8775 | 4.573 | 5.1868 | 3.0266 | 2.9078 | 3.3614 | 3.1667 | 3.2568 | 3.9523 | 4.5661 | 2.281 | 2.7371 | 2.945 | 3.0163 | 3.1677 | 3.8632 | 4.477 | 2.4853 | 2.995 | 3.1679 | 3.4258 | 3.4932 | 4.1887 | 4.8026 | NY_Z_A | 0.0058083 | 0.0057492 | 0.005192 | 6.278e-07 | 0 | 0 | 0 | 0.00057546 | 0.0007879 | 1.9259e-05 | 0 | 0 | 0 | 0 | 0.0017895 | 0.0025863 | 0.0020656 | 8.6026e-05 | 8.6026e-05 | 0 | 8.6026e-05 | 0.00081386 | 0.00058944 | 3.634e-05 | 0 | 0 | 0 | 0
NY_Z_B | 3.3226 | 3.0978 | 3.8072 | 3.6719 | 3.8304 | 4.526 | 5.1398 | 2.9541 | 2.8457 | 3.3179 | 3.1354 | 3.2263 | 3.9218 | 4.5357 | 2.2136 | 2.6767 | 2.9093 | 2.9893 | 3.142 | 3.8376 | 4.4514 | 2.4062 | 2.9279 | 3.129 | 3.3984 | 3.4647 | 4.1602 | 4.774 | NY_Z_B | 0.0031514 | 0.0031528 | 0.0029595 | 7.4226e-06 | 0 | 0 | 0 | 0.0007634 | 0.00095373 | 0.00052176 | 0 | 0 | 0 | 0 | 0.0028918 | 0.0030241 | 0.0029158 | 5.4554e-05 | 0 | 0 | 1.9544e-05 | 0.0011508 | 0.00092296 | 9.8226e-06 | 0 | 0 | 2.0834e-06 | 4.73e-06
NY_Z_C&E | 4.0375 | 3.7809 | 4.3079 | 4.0323 | 4.1574 | 4.853 | 5.4668 | 3.2732 | 3.1114 | 3.5109 | 3.2566 | 3.3337 | 4.0292 | 4.6431 | 2.3288 | 2.7939 | 2.9843 | 3.028 | 3.1801 | 3.8756 | 4.4894 | 2.5877 | 3.0912 | 3.238 | 3.4715 | 3.5387 | 4.2342 | 4.848 | NY_Z_C&E | 0.014995 | 0.016528 | 0.013546 | 0 | 0 | 0.0041666 | 0.0004024 | 0.0081024 | 0.008599 | 0.0084123 | 0 | 0 | 0 | 0 | 0.02371 | 0.024257 | 0.024523 | 0.017654 | 0.017772 | 0.0080166 | 0.0068179 | 0.0086053 | 0.0086542 | 0.0084298 | 0 | 0 | 1.2013e-05 | 6.28e-05
NY_Z_D | 5.4671 | 5.1472 | 5.3092 | 4.7531 | 4.8115 | 5.507 | 6.1208 | 3.9114 | 3.6426 | 3.8968 | 3.4992 | 3.5485 | 4.244 | 4.8578 | 2.5591 | 3.0284 | 3.1344 | 3.1054 | 3.2562 | 3.9517 | 4.5655 | 2.9505 | 3.4178 | 3.4559 | 3.6176 | 3.6866 | 4.3822 | 4.996 | NY_Z_D | 0 | 0 | 0 | 0 | 0 | 0 | 0 | 0 | 0 | 0 | 0 | 0 | 0 | 0 | 0 | 2.0226e-05 | 0.00020677 | 0 | 0 | 0 | 0 | 0 | 0 | 0 | 0 | 0 | 0 | 0
NY_Z_F | 5.4671 | 5.1472 | 5.3092 | 4.7531 | 4.8115 | 5.507 | 6.1208 | 3.9114 | 3.6426 | 3.8968 | 3.4992 | 3.5485 | 4.244 | 4.8578 | 2.5591 | 3.0284 | 3.1344 | 3.1054 | 3.2562 | 3.9517 | 4.5655 | 2.9505 | 3.4178 | 3.4559 | 3.6176 | 3.6866 | 4.3822 | 4.996 | NY_Z_F | 0.027117 | 0.029705 | 0.01443 | 0 | 0 | 0 | 0 | 0.00062618 | 0.0043367 | 0.00056041 | 0 | 0 | 0 | 0 | 0.026565 | 0.046122 | 0.048636 | 0.0087237 | 0.010793 | 0.0097244 | 0.011771 | 0.0078159 | 0.011859 | 0.005282 | 0 | 0 | 0 | 0
NY_Z_G-I | 5.4671 | 5.1472 | 5.3092 | 4.7531 | 4.8115 | 5.507 | 6.1208 | 3.9114 | 3.6426 | 3.8968 | 3.4992 | 3.5485 | 4.244 | 4.8578 | 2.5591 | 3.0284 | 3.1344 | 3.1054 | 3.2562 | 3.9517 | 4.5655 | 2.9505 | 3.4178 | 3.4559 | 3.6176 | 3.6866 | 4.3822 | 4.996 | NY_Z_G-I | 0.020107 | 0.020141 | 0.01526 | 0.00017547 | 0.00017042 | 0.0012911 | 0.0032902 | 0.013595 | 0.013599 | 0.0027166 | 0 | 0 | 1.6911e-05 | 1.3627e-05 | 0.037816 | 0.037796 | 0.037721 | 0.024251 | 0.029732 | 0.027858 | 0.023491 | 0.013609 | 0.013607 | 0.010495 | 0.00052829 | 1.2577e-05 | 0.00085345 | 0.00092118
NY_Z_J | 6.9232 | 7.1971 | 6.6918 | 5.3946 | 5.3188 | 6.0143 | 6.6281 | 4.131 | 3.9286 | 4.0837 | 3.6387 | 3.636 | 4.3315 | 4.9453 | 2.5731 | 3.0308 | 3.1414 | 3.1199 | 3.2698 | 3.9653 | 4.5791 | 2.9852 | 3.4525 | 3.48 | 3.6312 | 3.6978 | 4.3933 | 5.0071 | NY_Z_J | 0.020242 | 0.016573 | 0.0030983 | 0.0075639 | 0.0078123 | 0.012991 | 0.011891 | 0.010622 | 0.011112 | 0.0084704 | 0.00010886 | 8.6927e-05 | 0.00047722 | 0.0005665 | 0.08491 | 0.085636 | 0.068161 | 0.069756 | 0.066402 | 0.077972 | 0.090661 | 0.022014 | 0.022391 | 0.014506 | 0.006557 | 0.006044 | 0.0074996 | 0.0082023
NY_Z_K | 6.9232 | 7.1971 | 6.6918 | 5.3946 | 5.3188 | 6.0143 | 6.6281 | 4.131 | 3.9286 | 4.0837 | 3.6387 | 3.636 | 4.3315 | 4.9453 | 2.5731 | 3.0308 | 3.1414 | 3.1199 | 3.2698 | 3.9653 | 4.5791 | 2.9852 | 3.4525 | 3.48 | 3.6312 | 3.6978 | 4.3933 | 5.0071 | NY_Z_K | 0.005186 | 0.0014665 | 9.6623e-05 | 0.00010445 | 0.00010294 | 0.00010337 | 9.7525e-05 | 0.0011408 | 0.0008265 | 0.00010564 | 0 | 8.2263e-05 | 8.5835e-05 | 8.5835e-05 | 0.035929 | 0.027111 | 0.017455 | 0.0045695 | 0.0082557 | 0.0078088 | 0.0079795 | 0.0031489 | 0.0027308 | 0.001671 | 0.00022552 | 0.00022103 | 0.0002179 | 0.00013695
PJM_AP | 3.43 | 3.1459 | 3.7547 | 3.578 | 3.7127 | 4.4083 | 5.0221 | 2.9001 | 2.7877 | 3.2153 | 2.9982 | 3.074 | 3.7695 | 4.3833 | 2.1462 | 2.6052 | 2.8049 | 2.8616 | 2.9988 | 3.6943 | 4.3081 | 2.3517 | 2.8686 | 3.0291 | 3.2718 | 3.3278 | 4.0233 | 4.6371 | PJM_AP | 0.05505 | 0.055028 | 0.054043 | 0.038189 | 0.011625 | 0.075985 | 0.15327 | 0.0315 | 0.031539 | 0.026955 | 0.0060699 | 0.00023861 | 0.0083533 | 0.060191 | 0.085004 | 0.084814 | 0.079894 | 0.078715 | 0.076186 | 0.20725 | 0.29315 | 0.033153 | 0.031587 | 0.031337 | 0.02107 | 0.0076673 | 0.041205 | 0.068541
PJM_ATSI | 3.5235 | 3.2233 | 3.7467 | 3.5672 | 3.7075 | 4.403 | 5.0168 | 3.0712 | 2.9289 | 3.2714 | 3.0419 | 3.1358 | 3.8313 | 4.4451 | 2.3663 | 2.8015 | 2.873 | 2.916 | 3.06 | 3.7555 | 4.3693 | 2.6182 | 3.0948 | 3.1276 | 3.3461 | 3.4043 | 4.0998 | 4.7136 | PJM_ATSI | 0.12423 | 0.12449 | 0.12373 | 0.1101 | 0.061975 | 0.1043 | 0.12998 | 0.083809 | 0.083879 | 0.083343 | 0.02763 | 0.0030022 | 0.017941 | 0.019583 | 0.24164 | 0.23657 | 0.2339 | 0.23249 | 0.22548 | 0.27766 | 0.31193 | 0.084527 | 0.083889 | 0.083847 | 0.06526 | 0.038002 | 0.066596 | 0.084264
PJM_COMD | 4.0756 | 3.6628 | 3.9788 | 3.7665 | 3.9004 | 4.5959 | 5.2097 | 3.5864 | 3.3318 | 3.5004 | 3.2297 | 3.3429 | 4.0384 | 4.6522 | 2.7677 | 3.1696 | 3.0869 | 3.1066 | 3.2584 | 3.954 | 4.5678 | 3.1752 | 3.563 | 3.3881 | 3.566 | 3.6342 | 4.3297 | 4.9435 | PJM_COMD | 0.022909 | 0.029506 | 0.011614 | 0 | 0 | 3.6023e-06 | 3.6523e-06 | 0.0027808 | 0.017339 | 7.2465e-05 | 0 | 0 | 1.8011e-06 | 3.9095e-06 | 0.09789 | 0.082917 | 0.077398 | 0.062798 | 0.00029394 | 0.00062058 | 0.00060481 | 0.01547 | 0.01493 | 0.0095483 | 0.00070403 | 5.3534e-06 | 4.1149e-06 | 9.5914e-06
PJM_Dom | 4.0525 | 3.7066 | 4.1626 | 3.8666 | 3.9582 | 4.6537 | 5.2675 | 3.2528 | 3.1189 | 3.4498 | 3.1638 | 3.2088 | 3.9043 | 4.5182 | 2.5353 | 2.9058 | 3.0507 | 3.0191 | 3.126 | 3.8216 | 4.4354 | 2.6434 | 3.1456 | 3.2321 | 3.423 | 3.4645 | 4.16 | 4.7738 | PJM_Dom | 0.05843 | 0.067074 | 0.056711 | 0.0015476 | 0.0021571 | 1.772e-06 | 0.012516 | 0.04043 | 0.044204 | 0.027799 | 0 | 0 | 2.8774e-06 | 0.0070446 | 0.15378 | 0.14916 | 0.13599 | 0.11885 | 0.091437 | 0.0069516 | 0.047516 | 0.057143 | 0.047955 | 0.040337 | 0.01056 | 0.0076653 | 7.9004e-06 | 0.0076783
PJM_EMAC | 4.2497 | 3.912 | 4.3548 | 4.0443 | 4.1452 | 4.8407 | 5.4545 | 3.4195 | 3.2805 | 3.6082 | 3.3126 | 3.3669 | 4.0625 | 4.6763 | 2.6087 | 2.9983 | 3.146 | 3.1228 | 3.2504 | 3.9459 | 4.5598 | 2.7645 | 3.264 | 3.3525 | 3.5429 | 3.5941 | 4.2896 | 4.9034 | PJM_EMAC | 0.062196 | 0.065282 | 0.047291 | 0.030875 | 0.03897 | 0.10583 | 0.15167 | 0.034883 | 0.040978 | 0.003932 | 0.0038548 | 0.0082696 | 0.033052 | 0.057037 | 0.22618 | 0.24136 | 0.22739 | 0.20036 | 0.17864 | 0.27474 | 0.34851 | 0.067406 | 0.056428 | 0.045191 | 0.016109 | 0.017717 | 0.054352 | 0.090124
PJM_PENE | 3.1466 | 2.9075 | 3.6007 | 3.4781 | 3.6362 | 4.3317 | 4.9455 | 2.7734 | 2.6663 | 3.1308 | 2.9484 | 3.0404 | 3.7359 | 4.3497 | 2.0454 | 2.5072 | 2.7305 | 2.8094 | 2.9603 | 3.6559 | 4.2697 | 2.2408 | 2.7592 | 2.9519 | 3.2187 | 3.2829 | 3.9784 | 4.5922 | PJM_PENE | 0.03475 | 0.03454 | 0.03404 | 0.0257 | 0.00085036 | 0.0011968 | 0.0012125 | 0.023158 | 0.023169 | 0.022992 | 0 | 0 | 0.00040772 | 0.00043827 | 0.072053 | 0.065858 | 0.064676 | 0.063994 | 0.064025 | 0.06402 | 0.063664 | 0.023636 | 0.023149 | 0.023076 | 0.017448 | 0.00072438 | 0.00070863 | 0.00074012
PJM_SMAC | 4.1343 | 3.7861 | 4.2467 | 3.9531 | 4.0517 | 4.7472 | 5.361 | 3.2865 | 3.1592 | 3.5202 | 3.2432 | 3.3007 | 3.9962 | 4.6101 | 2.4516 | 2.9028 | 3.0647 | 3.0834 | 3.214 | 3.9095 | 4.5233 | 2.681 | 3.1923 | 3.297 | 3.5003 | 3.5533 | 4.2488 | 4.8626 | PJM_SMAC | 0.029657 | 0.033988 | 0.029269 | 0.012956 | 0.014285 | 0.012486 | 0.012579 | 0.018457 | 0.022857 | 0.012213 | 0.010381 | 0.0068585 | 0.0069456 | 0.0062127 | 0.069589 | 0.067737 | 0.066519 | 0.061893 | 0.063514 | 0.056074 | 0.056084 | 0.023965 | 0.022996 | 0.022841 | 0.0089881 | 0.0080323 | 0.007886 | 0.01081
PJM_West | 3.7559 | 3.4189 | 3.8714 | 3.6503 | 3.7714 | 4.467 | 5.0808 | 3.2302 | 3.074 | 3.3662 | 3.1021 | 3.1854 | 3.8809 | 4.4947 | 2.5507 | 2.9625 | 2.9901 | 2.9924 | 3.1247 | 3.8202 | 4.434 | 2.777 | 3.2482 | 3.2251 | 3.4155 | 3.4681 | 4.1636 | 4.7774 | PJM_West | 0.12482 | 0.12757 | 0.1211 | 0.054227 | 0.016715 | 0.033582 | 0.047454 | 0.064764 | 0.074711 | 0.057793 | 0.0018012 | 0 | 0.0018233 | 0.0029795 | 0.19299 | 0.19071 | 0.19037 | 0.18161 | 0.16153 | 0.19413 | 0.2529 | 0.071168 | 0.064879 | 0.071622 | 0.026878 | 0.0047788 | 0.013924 | 0.027592
PJM_WMAC | 3.3234 | 3.0526 | 3.6923 | 3.5422 | 3.686 | 4.3815 | 4.9953 | 2.8449 | 2.7344 | 3.1749 | 2.9712 | 3.0568 | 3.7523 | 4.3661 | 2.0841 | 2.5439 | 2.7566 | 2.8215 | 2.9708 | 3.6663 | 4.2801 | 2.2918 | 2.808 | 2.9836 | 3.2362 | 3.2978 | 3.9933 | 4.6071 | PJM_WMAC | 0.12666 | 0.12663 | 0.11273 | 0.095154 | 0.092001 | 0.097057 | 0.10586 | 0.072177 | 0.073268 | 0.061479 | 0.0025519 | 0.0048361 | 0.025404 | 0.029874 | 0.24234 | 0.21567 | 0.18008 | 0.17656 | 0.16012 | 0.24852 | 0.26241 | 0.075187 | 0.072975 | 0.062501 | 0.050767 | 0.044164 | 0.057511 | 0.055118
S_C_KY | 3.9383 | 3.6058 | 4.0784 | 3.8359 | 3.9453 | 4.6408 | 5.2546 | 3.34 | 3.2079 | 3.5331 | 3.2666 | 3.3442 | 4.0397 | 4.6535 | 2.6814 | 3.1347 | 3.1894 | 3.1827 | 3.3092 | 4.0047 | 4.6185 | 2.8898 | 3.3828 | 3.3931 | 3.5791 | 3.6263 | 4.3218 | 4.9356 | S_C_KY | 0.03218 | 0.034991 | 0.034244 | 0.014582 | 0.00351 | 0.012431 | 0.022787 | 0.023678 | 0.02415 | 0.020924 | 0.00014715 | 2.7491e-06 | 0.00059699 | 0.0014727 | 0.070037 | 0.069603 | 0.068671 | 0.065791 | 0.063665 | 0.063473 | 0.084085 | 0.025514 | 0.023451 | 0.024247 | 0.008771 | 0.0034998 | 0.0078921 | 0.013626
S_C_TVA | 3.8798 | 3.5393 | 3.992 | 3.7337 | 3.8322 | 4.5277 | 5.1415 | 3.3297 | 3.1931 | 3.4987 | 3.2032 | 3.28 | 3.9755 | 4.5893 | 2.8113 | 3.286 | 3.258 | 3.1886 | 3.3112 | 4.0067 | 4.6205 | 2.9304 | 3.4362 | 3.3883 | 3.546 | 3.5925 | 4.288 | 4.9018 | S_C_TVA | 0.10476 | 0.10001 | 0.068434 | 0.0058247 | 0.0019177 | 0.0083765 | 0.019486 | 0.074935 | 0.057469 | 0.020523 | 4.8771e-07 | 0 | 0 | 0.00015635 | 0.26808 | 0.25605 | 0.25416 | 0.20875 | 0.095138 | 0.15063 | 0.18375 | 0.089161 | 0.067636 | 0.053454 | 0.0043866 | 0.002256 | 0.0070486 | 0.011521
S_D_AECI | 3.9381 | 3.5898 | 3.955 | 3.7246 | 3.8458 | 4.5413 | 5.1551 | 3.4344 | 3.2656 | 3.4817 | 3.2048 | 3.3227 | 4.0183 | 4.6321 | 2.7931 | 3.2338 | 3.1531 | 3.1428 | 3.2939 | 3.9894 | 4.6032 | 3.0428 | 3.5132 | 3.3618 | 3.5372 | 3.6098 | 4.3054 | 4.9192 | S_D_AECI | 0.0043526 | 0.005028 | 0.0035858 | 0.00039511 | 0.00010488 | 0.00033134 | 0.00013087 | 8.8981e-05 | 0.00017333 | 0 | 0 | 0 | 0 | 0 | 0.018842 | 0.020824 | 0.010151 | 0.00067674 | 0.00020822 | 0.00072645 | 0.0044329 | 0.0015421 | 0.0017551 | 0.0005312 | 5.6066e-05 | 0 | 2.4455e-05 | 0
S_SOU | 3.9313 | 3.5889 | 4.0494 | 3.7713 | 3.8519 | 4.5474 | 5.1613 | 3.4057 | 3.2769 | 3.5957 | 3.2718 | 3.3367 | 4.0322 | 4.646 | 3.0601 | 3.5964 | 3.4803 | 3.3442 | 3.4676 | 4.1631 | 4.777 | 3.0444 | 3.5652 | 3.5075 | 3.6409 | 3.6792 | 4.3747 | 4.9885 | S_SOU | 0.21947 | 0.21334 | 0.17037 | 0.029285 | 0.010041 | 0.016384 | 0.036733 | 0.12649 | 0.11257 | 0.059847 | 0.0031575 | 0.00058983 | 0.0028222 | 0.0056209 | 0.47858 | 0.4624 | 0.458 | 0.37808 | 0.31554 | 0.39211 | 0.44456 | 0.15885 | 0.1363 | 0.1167 | 0.04042 | 0.0076846 | 0.016856 | 0.024806
S_VACA | 4.3271 | 3.9886 | 4.44 | 4.1473 | 4.2364 | 4.9319 | 5.5457 | 3.7339 | 3.5986 | 3.8933 | 3.5721 | 3.631 | 4.3265 | 4.9404 | 3.2739 | 3.6844 | 3.6881 | 3.554 | 3.6592 | 4.3547 | 4.9685 | 3.2766 | 3.8033 | 3.7649 | 3.9038 | 3.9465 | 4.6421 | 5.2559 | S_VACA | 0.13756 | 0.14778 | 0.15586 | 0.14068 | 0.12584 | 0.18974 | 0.20975 | 0.092716 | 0.089254 | 0.063372 | 0.025131 | 0.010467 | 0.038888 | 0.054731 | 0.3087 | 0.27819 | 0.29463 | 0.27887 | 0.25338 | 0.35079 | 0.42702 | 0.11082 | 0.094984 | 0.093287 | 0.078545 | 0.061655 | 0.095453 | 0.12253
SPP_KIAM | 3.6989 | 3.3451 | 3.7215 | 3.5211 | 3.6454 | 4.3409 | 4.9547 | 3.2101 | 3.0503 | 3.2572 | 3.0121 | 3.1366 | 3.8321 | 4.446 | 2.6462 | 3.0835 | 2.9798 | 2.9788 | 3.1172 | 3.8127 | 4.4265 | 2.8535 | 3.3012 | 3.1407 | 3.343 | 3.3993 | 4.0949 | 4.7087 | SPP_KIAM | 0.00079353 | 0.0011859 | 0.00061719 | 0 | 0 | 0 | 0 | 0 | 0.00020573 | 0 | 0 | 0 | 0 | 0 | 0.029774 | 0.029774 | 0.00030812 | 1.6217e-05 | 1.6217e-05 | 1.6217e-05 | 1.6217e-05 | 0.001132 | 0.00030125 | 0.00010286 | 0 | 0 | 0 | 0.00025716
SPP_N | 3.9015 | 3.5358 | 3.8886 | 3.6831 | 3.8104 | 4.506 | 5.1198 | 3.4074 | 3.2232 | 3.4059 | 3.1536 | 3.2802 | 3.9757 | 4.5895 | 2.7652 | 3.179 | 3.0577 | 3.0805 | 3.2253 | 3.9208 | 4.5346 | 3.0233 | 3.4619 | 3.2748 | 3.4724 | 3.5371 | 4.2326 | 4.8464 | SPP_N | 0.0017776 | 0.0017955 | 0.0010125 | 0.00078207 | 0 | 0.00050357 | 0.00050357 | 9.3169e-06 | 2.286e-05 | 0 | 0 | 0 | 0 | 0 | 0.018074 | 0.018769 | 0.0032932 | 0.0025174 | 0.0022139 | 0.0024027 | 0.0028875 | 0.00068212 | 0.00048923 | 0.00028791 | 0.00035326 | 0 | 0.00013522 | 0.00036791
SPP_NEBR | 4.3006 | 3.9162 | 4.2588 | 4.0737 | 4.2089 | 4.9044 | 5.5182 | 3.8159 | 3.6167 | 3.7657 | 3.531 | 3.6709 | 4.3664 | 4.9802 | 3.134 | 3.5193 | 3.3882 | 3.4366 | 3.5736 | 4.2691 | 4.883 | 3.4277 | 3.8362 | 3.6228 | 3.8381 | 3.9014 | 4.597 | 5.2108 | SPP_NEBR | 0.00028656 | 0.00034488 | 0.00023216 | 6.3683e-05 | 0 | 2.8708e-05 | 8.95e-06 | 0 | 0 | 0 | 0 | 0 | 0 | 0 | 0.0012693 | 0.0013795 | 0.0007831 | 0.00079828 | 0.00049833 | 0.0010289 | 0.0020411 | 0 | 6.8232e-06 | 3.823e-05 | 5.0037e-05 | 0 | 0 | 0
SPP_SPS | 3.9144 | 3.517 | 3.8271 | 3.642 | 3.789 | 4.4845 | 5.0984 | 3.3682 | 3.1836 | 3.2703 | 3.0528 | 3.2611 | 3.9566 | 4.5705 | 2.8473 | 3.2522 | 3.2084 | 3.0942 | 3.2239 | 3.9194 | 4.5332 | 3.024 | 3.4193 | 3.1532 | 3.3606 | 3.4677 | 4.1632 | 4.777 | SPP_SPS | 0.00097466 | 0.0010007 | 0.00017677 | 0 | 0 | 0 | 0 | 1.7036e-05 | 5.6056e-05 | 0 | 0 | 0 | 0 | 0 | 0.0084485 | 0.0086877 | 0.00033164 | 7.2176e-05 | 5.1217e-05 | 3.3964e-05 | 6.3154e-05 | 1.7486e-06 | 2.464e-05 | 1.6835e-05 | 0 | 0 | 0 | 0
SPP_WAUE | 3.8527 | 3.437 | 3.7324 | 3.5022 | 3.6448 | 4.3404 | 4.9542 | 3.3491 | 3.0937 | 3.1942 | 2.9081 | 3.1007 | 3.7962 | 4.41 | 2.5168 | 2.875 | 2.7545 | 2.7895 | 2.9014 | 3.5969 | 4.2108 | 2.9375 | 3.312 | 3.0923 | 3.2439 | 3.2789 | 3.9745 | 4.5883 | SPP_WAUE | 0.00035124 | 0.0005614 | 0.00035722 | 0.00022346 | 0 | 0.00016752 | 0.0002771 | 0 | 0 | 0 | 0 | 0 | 0 | 0 | 0.0052911 | 0.0037815 | 0.0017034 | 0.00055946 | 0.00012865 | 0.00041784 | 0.001208 | 9.6318e-05 | 8.9198e-05 | 9.9888e-05 | 7.8704e-05 | 0 | 7.3457e-05 | 7.3457e-05
SPP_WEST | 3.6989 | 3.3451 | 3.7215 | 3.5211 | 3.6454 | 4.3409 | 4.9547 | 3.2101 | 3.0503 | 3.2572 | 3.0121 | 3.1366 | 3.8321 | 4.446 | 2.6462 | 3.0835 | 2.9798 | 2.9788 | 3.1172 | 3.8127 | 4.4265 | 2.8535 | 3.3012 | 3.1407 | 3.343 | 3.3993 | 4.0949 | 4.7087 | SPP_WEST | 0.01658 | 0.02149 | 0.0065957 | 0.00087274 | 0 | 0.00020076 | 0.0007877 | 0.0011382 | 0.0011387 | 0 | 0 | 0 | 0 | 0 | 0.11235 | 0.10558 | 0.046157 | 0.015327 | 0.013645 | 0.015287 | 0.015288 | 0.014494 | 0.0059896 | 0.0017883 | 6.3203e-05 | 0 | 6.5062e-05 | 6.5062e-05
WEC_BANC | 4.7329 | 3.7383 | 4.0353 | 3.6117 | 3.4619 | 4.1574 | 4.7713 | 3.9205 | 3.4628 | 3.2807 | 2.8919 | 3.1454 | 3.8409 | 4.4547 | 3.6809 | 3.1688 | 3.2743 | 3.031 | 3.0294 | 3.725 | 4.3388 | 3.535 | 3.706 | 3.0542 | 3.1455 | 3.4498 | 4.1453 | 4.7591 | WEC_BANC | 0.022465 | 0.025501 | 0.025975 | 0.023578 | 0.022911 | 0.017357 | 0.018937 | 0.013061 | 0.013336 | 0.010482 | 0.012969 | 0.0014833 | 0 | 0.0016604 | 0.034621 | 0.040833 | 0.035914 | 0.027566 | 0.0031716 | 0.0016004 | 0.0017387 | 0.014776 | 0.017053 | 0.016003 | 0.017575 | 0.012664 | 0.0086554 | 0.0098519
WEC_CALN | 4.6756 | 3.8576 | 4.1282 | 3.8494 | 3.8731 | 4.5687 | 5.1825 | 3.7669 | 3.4583 | 3.3652 | 3.0914 | 3.4022 | 4.0977 | 4.7115 | 3.6628 | 3.5119 | 4.0133 | 3.3185 | 3.3603 | 4.0558 | 4.6696 | 3.4022 | 3.7209 | 3.2582 | 3.3664 | 3.6235 | 4.3191 | 4.9329 | WEC_CALN | 0.10211 | 0.11759 | 0.12797 | 0.10598 | 0.03563 | 0.044185 | 0.022029 | 0.053863 | 0.055226 | 0.049577 | 0.022017 | 0 | 7.7348e-05 | 0.00027 | 0.15042 | 0.14677 | 0.093318 | 0.074108 | 0.0026146 | 0.0088105 | 0.0089404 | 0.069458 | 0.078451 | 0.086724 | 0.065694 | 0.031711 | 0.024745 | 0.017063
WEC_LADW | 4.7609 | 3.842 | 4.1104 | 3.7945 | 3.7729 | 4.4684 | 5.0822 | 3.8255 | 3.4686 | 3.3489 | 3.0467 | 3.3411 | 4.0366 | 4.6505 | 3.7834 | 3.6006 | 3.9252 | 3.2669 | 3.2855 | 3.981 | 4.5948 | 3.4614 | 3.7251 | 3.2108 | 3.3139 | 3.5838 | 4.2794 | 4.8932 | WEC_LADW | 0.027903 | 0.037317 | 0.037463 | 0.029873 | 0.023155 | 0.019163 | 0.023751 | 0.0055996 | 0.016163 | 0.0043869 | 0.0053632 | 0 | 0 | 0.0001417 | 0.039116 | 0.049383 | 0.037572 | 0.0012141 | 0.00044838 | 0.0005254 | 0.00052558 | 0.022262 | 0.02486 | 0.025851 | 0.021542 | 0.015407 | 0.017786 | 0.0053309
WEC_SDGE | 4.8012 | 3.9569 | 4.1961 | 3.9904 | 4.0935 | 4.7891 | 5.4029 | 3.7432 | 3.4859 | 3.4276 | 3.2155 | 3.5461 | 4.2416 | 4.8554 | 3.8959 | 4.0438 | 4.5859 | 3.5112 | 3.552 | 4.2476 | 4.8614 | 3.3958 | 3.7561 | 3.3781 | 3.4906 | 3.7289 | 4.4244 | 5.0382 | WEC_SDGE | 0.014047 | 0.015418 | 0.014581 | 0.013843 | 0.0041789 | 0.0044949 | 0.00012125 | 0.006572 | 0.0088855 | 0.0034596 | 0.002941 | 0 | 0 | 4.3276e-05 | 0.021318 | 0.020982 | 0.0065466 | 0.002024 | 0.00062762 | 0.00071108 | 0.0012298 | 0.010025 | 0.0099763 | 0.01008 | 0.0096115 | 0.0025766 | 0.0030414 | 0.0054834
WECC_AZ | 4.2505 | 3.6656 | 3.9122 | 3.695 | 3.8165 | 4.5121 | 5.1259 | 3.4077 | 3.2004 | 3.1614 | 2.9202 | 3.2673 | 3.9629 | 4.5767 | 3.3183 | 3.7524 | 4.2846 | 3.2475 | 3.288 | 3.9835 | 4.5973 | 3.048 | 3.4635 | 3.1001 | 3.2264 | 3.4371 | 4.1326 | 4.7464 | WECC_AZ | 0.049181 | 0.07385 | 0.095976 | 0.084633 | 0.030363 | 0.065382 | 0.072452 | 0.019992 | 0.034682 | 0.034959 | 0.018366 | 1.6135e-06 | 0.0047212 | 0.016071 | 0.13491 | 0.13898 | 0.16526 | 0.19732 | 0.02963 | 0.112 | 0.14861 | 0.038086 | 0.049073 | 0.058231 | 0.052224 | 0.026684 | 0.044886 | 0.073113
WECC_CO | 4.0461 | 3.5871 | 3.8724 | 3.6639 | 3.8186 | 4.5141 | 5.1279 | 3.3315 | 3.1711 | 3.1707 | 2.9444 | 3.2952 | 3.9908 | 4.6046 | 2.7655 | 3.1852 | 3.5973 | 3.1455 | 3.2488 | 3.9444 | 4.5582 | 3.0225 | 3.4279 | 3.1144 | 3.2782 | 3.4679 | 4.1634 | 4.7772 | WECC_CO | 0.029518 | 0.035087 | 0.048172 | 0.049224 | 0.030482 | 0.047816 | 0.064691 | 0.013434 | 0.01446 | 0.011664 | 0.0052461 | 0.00010362 | 0.00062129 | 0.0053997 | 0.073469 | 0.060389 | 0.06537 | 0.036216 | 0.0044869 | 0.014826 | 0.042262 | 0.019962 | 0.025969 | 0.030107 | 0.031832 | 0.018246 | 0.028495 | 0.039308
WECC_ID | 4.0876 | 3.4818 | 3.8375 | 3.6153 | 3.7637 | 4.4592 | 5.073 | 3.3088 | 3.1234 | 3.0663 | 2.8253 | 3.213 | 3.9085 | 4.5224 | 2.5643 | 2.9542 | 3.7588 | 3.094 | 3.1347 | 3.8302 | 4.444 | 2.9616 | 3.3751 | 3.0207 | 3.1644 | 3.3788 | 4.0743 | 4.6881 | WECC_ID | 0.034082 | 0.036528 | 0.036584 | 0.036528 | 0.032924 | 0.036528 | 0.047652 | 0.0051321 | 0.017098 | 0.023051 | 0.0082758 | 0 | 7.6971e-06 | 0.00058292 | 0.032471 | 0.05772 | 0.061154 | 0.03594 | 0.0006392 | 0.0092322 | 0.021003 | 0.022896 | 0.02479 | 0.028976 | 0.02479 | 0.024784 | 0.02479 | 0.035667
WECC_IID | 4.7888 | 3.9456 | 4.1854 | 3.9774 | 4.0838 | 4.7793 | 5.3931 | 3.7306 | 3.4745 | 3.4171 | 3.2016 | 3.5369 | 4.2324 | 4.8462 | 3.8859 | 4.0323 | 4.5762 | 3.5028 | 3.5415 | 4.237 | 4.8508 | 3.3879 | 3.7441 | 3.3673 | 3.4823 | 3.7179 | 4.4134 | 5.0272 | WECC_IID | 0 | 0 | 0.00075865 | 0 | 0 | 0 | 0 | 0 | 0 | 0 | 0 | 0 | 0 | 0 | 0 | 0 | 0 | 0 | 0 | 0 | 0 | 0 | 0 | 0 | 0 | 0 | 0 | 0
WECC_MT | 4.061 | 3.6518 | 3.9421 | 3.714 | 3.8791 | 4.5747 | 5.1885 | 3.637 | 3.3689 | 3.4439 | 3.1433 | 3.4462 | 4.1417 | 4.7555 | 2.8362 | 3.1491 | 3.0343 | 3.0734 | 3.1224 | 3.818 | 4.4318 | 3.2355 | 3.5979 | 3.3561 | 3.4656 | 3.4313 | 4.1268 | 4.7406 | WECC_MT | 0 | 0 | 0 | 0 | 0 | 0 | 0 | 0 | 0 | 0 | 0 | 0 | 0 | 0 | 0 | 0 | 7.2632e-05 | 0 | 0 | 0 | 0 | 0 | 0 | 0 | 0 | 0 | 0 | 0
WECC_NM | 3.8679 | 3.416 | 3.689 | 3.4726 | 3.635 | 4.3306 | 4.9444 | 3.1948 | 3.01 | 3.0016 | 2.7691 | 3.1157 | 3.8112 | 4.425 | 2.8144 | 3.2477 | 3.5105 | 3.0108 | 3.1216 | 3.8171 | 4.4309 | 2.8568 | 3.2431 | 2.9134 | 3.0767 | 3.28 | 3.9756 | 4.5894 | WECC_NM | 0.0034945 | 0.0043572 | 0.013915 | 0.0077969 | 0.00026623 | 0.00080449 | 0.0055916 | 0.0019485 | 0.0028875 | 0.00052246 | 0.011536 | 0 | 0.00015203 | 0.00031069 | 0.034965 | 0.029151 | 0.048345 | 0.079091 | 0.06004 | 0.071431 | 0.075005 | 0.00292 | 0.0030221 | 0.0077401 | 0.020862 | 0.0029251 | 0.011987 | 0.0063039
WECC_NNV | 4.2344 | 3.6734 | 3.9578 | 3.7526 | 3.8913 | 4.5868 | 5.2007 | 3.4279 | 3.2264 | 3.1891 | 2.9614 | 3.3404 | 4.036 | 4.6498 | 2.9453 | 3.0979 | 3.9108 | 3.2218 | 3.2863 | 3.9818 | 4.5956 | 3.0789 | 3.497 | 3.1274 | 3.2816 | 3.5047 | 4.2002 | 4.814 | WECC_NNV | 0.0011095 | 0.0085524 | 0.0085524 | 0.0085524 | 0.0029192 | 0.004967 | 0.0027756 | 0.00048327 | 0.00012201 | 0.0017303 | 0.0022657 | 0 | 0.00011609 | 0.00056231 | 0.0018785 | 0.00062671 | 0.0013021 | 0.0014226 | 9.8222e-06 | 0.0003547 | 0.00051296 | 0.0023889 | 0.0026568 | 0.0050462 | 0.0043382 | 0.0025895 | 0.0045651 | 0.0025895
WECC_PNW | 4.1197 | 3.4185 | 3.6439 | 3.3208 | 3.2781 | 3.9736 | 4.5874 | 3.3603 | 3.0774 | 2.9551 | 2.6205 | 2.8001 | 3.4956 | 4.1094 | 2.6836 | 2.8023 | 2.8981 | 2.6806 | 2.7019 | 3.3974 | 4.0112 | 2.9764 | 3.3115 | 2.7682 | 2.8888 | 3.0234 | 3.7189 | 4.3327 | WECC_PNW | 0.075112 | 0.043743 | 0.057121 | 0.045251 | 0.037195 | 0.034884 | 0.038552 | 0.024648 | 0.0047283 | 0.0037021 | 0.0047701 | 0 | 0.00013834 | 0.00035991 | 0.057909 | 0.023478 | 0.029195 | 0.031196 | 7.9237e-05 | 0.0025002 | 0.0022382 | 0.050219 | 0.045925 | 0.027043 | 0.026234 | 0.025894 | 0.025937 | 0.024542
WECC_SCE | 4.647 | 3.9172 | 4.1747 | 3.9683 | 4.0788 | 4.7743 | 5.3881 | 3.6901 | 3.456 | 3.4074 | 3.1912 | 3.5305 | 4.2261 | 4.8399 | 3.6537 | 3.6835 | 4.3828 | 3.4623 | 3.5257 | 4.2212 | 4.8351 | 3.3358 | 3.7283 | 3.3602 | 3.4769 | 3.7104 | 4.4059 | 5.0197 | WECC_SCE | 0.08237 | 0.085896 | 0.10008 | 0.080844 | 0.042666 | 0.043992 | 0.00036941 | 0.039997 | 0.043619 | 0.031175 | 0.01501 | 0 | 0 | 3.6934e-05 | 0.13548 | 0.14459 | 0.11179 | 0.056437 | 0.0019053 | 0.00097885 | 0.0037668 | 0.081242 | 0.074871 | 0.09183 | 0.047685 | 0.022494 | 0.016942 | 0.0238
WECC_SNV | 4.2777 | 3.6717 | 3.955 | 3.7387 | 3.8814 | 4.5769 | 5.1907 | 3.4209 | 3.2193 | 3.1898 | 2.954 | 3.3331 | 4.0287 | 4.6425 | 3.207 | 3.1139 | 3.9849 | 3.2313 | 3.3101 | 4.0056 | 4.6194 | 3.0834 | 3.4912 | 3.1435 | 3.2827 | 3.5005 | 4.196 | 4.8098 | WECC_SNV | 0.026675 | 0.034798 | 0.04035 | 0.037826 | 0.022697 | 0.015697 | 0.019571 | 0.013431 | 0.012689 | 0.014419 | 0.015624 | 0.0012189 | 0.0079419 | 0.0095486 | 0.05195 | 0.062586 | 0.063171 | 0.074893 | 0.037675 | 0.0049574 | 0.009286 | 0.017863 | 0.016954 | 0.023609 | 0.024487 | 0.010552 | 0.01152 | 0.011895
WECC_UT | 4.0862 | 3.5842 | 3.8642 | 3.6355 | 3.7946 | 4.4901 | 5.104 | 3.3216 | 3.1247 | 3.1094 | 2.8771 | 3.2753 | 3.9708 | 4.5846 | 2.7172 | 3.1242 | 3.8666 | 3.1748 | 3.2655 | 3.961 | 4.5748 | 3.0001 | 3.3912 | 3.05 | 3.2124 | 3.434 | 4.1295 | 4.7433 | WECC_UT | 0.023607 | 0.058656 | 0.060546 | 0.061411 | 0.059521 | 0.075371 | 0.090483 | 0.0064798 | 0.027003 | 0.030264 | 0.031246 | 0.009244 | 0.017579 | 0.023255 | 0.07059 | 0.091849 | 0.094192 | 0.11742 | 0.068878 | 0.10169 | 0.11569 | 0.018561 | 0.040464 | 0.041171 | 0.04795 | 0.036751 | 0.056185 | 0.064383
WECC_WY | 3.8426 | 3.4257 | 3.7257 | 3.537 | 3.6882 | 4.3837 | 4.9975 | 3.317 | 3.0901 | 3.1514 | 2.9009 | 3.1551 | 3.8506 | 4.4644 | 2.5726 | 2.9445 | 2.9765 | 2.9076 | 3.0643 | 3.7598 | 4.3737 | 2.9438 | 3.3258 | 3.0738 | 3.2418 | 3.3587 | 4.0542 | 4.668 | WECC_WY | 0 | 0 | 0.0012761 | 0 | 0 | 0 | 0.00026054 | 0 | 0 | 0 | 0 | 0 | 0 | 0 | 0.0020485 | 0.00205 | 0.0020876 | 4.1272e-05 | 0 | 0.0002241 | 0.00076177 | 0 | 1.109e-05 | 9.1041e-06 | 0 | 0 | 0.00010516 | 0.00025844