## Summary
EPA IPM Summary Run Results
Projections for Continental U.S.
Final Rule Sens Vehicle Rules MATS and ELG
All costs and prices are in 2022-year dollars | Values in red are rounded to zero, not equal to zero
NATIONWIDE EMISSIONS | 2028 | 2030 | 2035 | 2040 | 2045 | 2050 | 2055
SO2 (million tons) | 0.38178 | 0.28777 | 0.15008 | 0.13375 | 0.01366 | 0.016606 | 0.017036
NOx (million tons) | 0.4168 | 0.34967 | 0.21915 | 0.17105 | 0.086862 | 0.1089 | 0.11869
CO2 (million metric tons) | 1075.7036 | 1007.938 | 652.29 | 440.6898 | 289.8344 | 413.7867 | 475.6213
Hg (tons) | 2.3623 | 2.1904 | 1.8559 | 1.7549 | 1.2599 | 1.2567 | 1.2691
HCL (Mtons) | 2.1144 | 1.7733 | 1.1617 | 1.0493 | 0.096566 | 0.11699 | 0.11716
TOTAL COSTS | 2028 | 2030 | 2035 | 2040 | 2045 | 2050 | 2055
Total Costs (billion $) | 132.7537 | 141.0815 | 155.0203 | 160.8582 | 178.0532 | 190.1308 | 209.2489
PRICES | 2028 | 2030 | 2035 | 2040 | 2045 | 2050 | 2055
National Wholesale Electricity Price (mills/kWh) | 35.5982 | 39.985 | 39.0477 | 33.9193 | 28.9621 | 39.0683 | 42.8982
Natural Gas Prices (2022 $/MMBtu)
Henry Hub | 3.061 | 3.2857 | 3.5238 | 3.2991 | 3.4963 | 4.2861 | 4.7051
Delivered | 3.1354 | 3.3595 | 3.5453 | 3.2673 | 3.4817 | 4.2785 | 4.6999
Minemouth Coal Prices (2022 $/MMBtu)
Appalachia | 1.4549 | 1.4772 | 1.4863 | 1.5516 | 2.2655 | 2.398 | 2.3977
Imports | 4.729 | 4.4503 | 4.3028
Interior | 1.5184 | 1.5722 | 1.7297 | 1.786 | 1.8652 | 1.982 | 2.0036
Waste Coal | 0.54325 | 0.81628 | 0.38324 | 2.0168
West | 0.85137 | 0.91585 | 0.99292 | 1.0415 | 1.4785 | 1.2613 | 1.2722
National | 1.0781 | 1.1725 | 1.2458 | 1.3784 | 1.6974 | 1.6369 | 1.649
TOTAL CAPACITY (Cumulative GW) | 2028 | 2030 | 2035 | 2040 | 2045 | 2050 | 2055
Hydro | 102.4067 | 104.508 | 108.1452 | 111.8262 | 112.2604 | 112.2604 | 112.2605
Non-Hydro Renewables | 428.5341 | 477.6121 | 738.0805 | 1032.3573 | 1366.2569 | 1400.5869 | 1492.857
Biomass | 0.2029 | 0.2029 | 0.1909 | 0.1444 | 0.1444 | 0.1444 | 0.1444
Geothermal | 3.2112 | 3.2112 | 3.2112 | 3.2112 | 3.2853 | 3.2853 | 3.2853
Landfill Gas | 3.1949 | 3.1949 | 3.0753 | 3.0753 | 3.0753 | 4.61 | 5.5548
Solar | 184.1979 | 187.3496 | 303.7583 | 366.916 | 540.2603 | 565.9463 | 604.5026
Wind | 237.7272 | 283.6535 | 427.8448 | 659.0104 | 819.4917 | 826.6009 | 879.3699
Distributed Solar PV | 81.4385 | 92.2955 | 120.5102 | 151.5308 | 185.3559 | 223.7296 | 273.9191
Coal | 92.5288 | 63.3545 | 20.0161 | 18.6147 | 0.91531 | 0.86831 | 0.86831
Coal without CCS | 92.4592 | 62.316 | 0.83909 | 0.1756 | 0.1733 | 0.1263 | 0.1263
IGCC without CCS | 0.069648 | 0.069648 | 0 | 0 | 0 | 0 | 0
Coal with CCS | 0 | 0.9689 | 19.177 | 18.4391 | 0.74201 | 0.74201 | 0.74201
Energy Storage | 46.6407 | 55.4139 | 122.6093 | 142.8062 | 181.9806 | 184.9293 | 186.0918
Nuclear | 93.5696 | 90.882 | 83.6945 | 79.0619 | 64.844 | 45.6175 | 28.7847
Natural Gas | 473.6909 | 481.1242 | 486.1944 | 540.4108 | 604.1843 | 713.901 | 796.5102
CC without CCS | 315.5206 | 316.5732 | 314.2269 | 314.2479 | 308.2822 | 325.234 | 357.0546
CC with CCS | 0 | 0 | 0.90324 | 0.90324 | 0.90324 | 0.90324 | 0.90324
CT | 158.1703 | 164.551 | 171.0642 | 225.2597 | 294.9989 | 387.7638 | 438.5524
Oil/Gas Steam | 64.8281 | 73.7073 | 69.8962 | 68.8262 | 68.8262 | 66.3606 | 66.1603
Other | 6.5003 | 6.5003 | 6.5003 | 6.5003 | 6.5003 | 6.5003 | 6.5003
Grand Total | 1308.6992 | 1353.1024 | 1635.1364 | 2000.4036 | 2405.7681 | 2531.0244 | 2690.0332
NEW MODELED CAPACITY (Cumulative GW) | 2028 | 2030 | 2035 | 2040 | 2045 | 2050 | 2055
Hydro | 0 | 2.1013 | 5.7385 | 9.4195 | 9.8537 | 9.8537 | 9.8538
Non-Hydro Renewables | 79.2158 | 128.2938 | 388.8958 | 683.2191 | 1017.1187 | 1051.4487 | 1143.7188
Biomass | 0 | 0 | 0 | 0 | 0 | 0 | 0
Geothermal | 0.60183 | 0.60183 | 0.60183 | 0.60183 | 0.67588 | 0.67588 | 0.67588
Landfill Gas | 1.542 | 1.542 | 1.542 | 1.542 | 1.542 | 3.0767 | 4.0215
Solar | 13.432 | 16.5837 | 132.9944 | 196.1521 | 369.4964 | 395.1824 | 433.7387
Wind | 63.64 | 109.5663 | 253.7576 | 484.9232 | 645.4045 | 652.5137 | 705.2827
Coal | 0 | 0 | 0 | 0 | 0 | 0 | 0
Coal without CCS | 0 | 0 | 0 | 0 | 0 | 0 | 0
IGCC without CCS | 0 | 0 | 0 | 0 | 0 | 0 | 0
Coal with CCS | 0 | 0 | 0 | 0 | 0 | 0 | 0
Energy Storage | 3.2074 | 11.9806 | 79.176 | 99.3729 | 138.5473 | 141.496 | 142.6585
Nuclear | 0 | 0 | 0 | 0 | 0 | 0.25309 | 0.25309
Natural Gas | 29.3617 | 37.2635 | 44.8854 | 99.7298 | 179.8985 | 301.5824 | 384.8446
CC without CCS | 22.2606 | 23.3132 | 22.3573 | 22.8422 | 22.8422 | 47.2937 | 79.7673
CC with CCS | 0 | 0 | 0.82331 | 0.82331 | 0.82331 | 0.82331 | 0.82331
CT | 7.1011 | 13.9503 | 21.7048 | 76.0642 | 156.233 | 253.4654 | 304.2541
Other | 0 | 0 | 0 | 0 | 0 | 0 | 0
Grand Total | 111.7849 | 179.6392 | 518.6956 | 891.7413 | 1345.4184 | 1504.6339 | 1681.3288
NEW HARDWIRED CAPACITY (Cumulative GW) | 2028 | 2030 | 2035 | 2040 | 2045 | 2050 | 2055
Hydro | 0 | 0 | 0 | 0 | 0 | 0 | 0
Non-Hydro Renewables | 34.1295 | 34.1295 | 34.1295 | 34.1295 | 34.1295 | 34.1295 | 34.1295
Biomass | 0 | 0 | 0 | 0 | 0 | 0 | 0
Geothermal | 0 | 0 | 0 | 0 | 0 | 0 | 0
Landfill Gas | 0 | 0 | 0 | 0 | 0 | 0 | 0
Solar | 27.4982 | 27.4982 | 27.4982 | 27.4982 | 27.4982 | 27.4982 | 27.4982
Wind | 6.6313 | 6.6313 | 6.6313 | 6.6313 | 6.6313 | 6.6313 | 6.6313
Coal | 0 | 0 | 0 | 0 | 0 | 0 | 0
Coal without CCS | 0 | 0 | 0 | 0 | 0 | 0 | 0
IGCC without CCS | 0 | 0 | 0 | 0 | 0 | 0 | 0
Coal with CCS | 0 | 0 | 0 | 0 | 0 | 0 | 0
Energy Storage | 13.3849 | 13.3849 | 13.3849 | 13.3849 | 13.3849 | 13.3849 | 13.3849
Nuclear | 0 | 0 | 0 | 0 | 0 | 0 | 0
Natural Gas | 7.5348 | 7.5348 | 7.5348 | 7.5348 | 7.5348 | 7.5348 | 7.5348
CC without CCS | 5.7411 | 5.7411 | 5.7411 | 5.7411 | 5.7411 | 5.7411 | 5.7411
CC with CCS | 0 | 0 | 0 | 0 | 0 | 0 | 0
CT | 1.7937 | 1.7937 | 1.7937 | 1.7937 | 1.7937 | 1.7937 | 1.7937
Other | 0 | 0 | 0 | 0 | 0 | 0 | 0
Grand Total | 55.0492 | 55.0492 | 55.0492 | 55.0492 | 55.0492 | 55.0492 | 55.0492
RETIREMENTS (GW) | 2028 | 2030 | 2035 | 2040 | 2045 | 2050 | 2055
CC Retirements | 1.2095 | 1.2095 | 2.5068 | 2.9708 | 8.9365 | 16.4361 | 17.0891
Coal Retirements | 50.0506 | 69.1816 | 103.7218 | 105.1232 | 122.8226 | 122.8696 | 122.8696
CT Retirements | 0.52173 | 0.99023 | 2.2314 | 2.3954 | 12.825 | 17.2925 | 17.2925
Nuclear Retirements | 0 | 2.6876 | 9.8751 | 14.5077 | 28.7256 | 48.2052 | 65.038
O/G Retirements | 10.4041 | 11.0783 | 14.8894 | 15.9594 | 15.9594 | 18.425 | 18.6253
IGCC Retirements | 0.74535 | 0.74535 | 0.815 | 0.815 | 0.815 | 0.815 | 0.815
Biomass Retirements | 2.9401 | 2.9401 | 2.9521 | 2.9986 | 2.9986 | 2.9986 | 2.9986
Fuel Cell Retirements | 0 | 0 | 0 | 0 | 0 | 0 | 0
Fossil_Other Retirements | 0 | 0 | 0 | 0 | 0 | 0 | 0
Geothermal Retirements | 0 | 0 | 0 | 0 | 0 | 0 | 0
Hydro Retirements | 0.055 | 0.055 | 0.055 | 0.055 | 0.055 | 0.055 | 0.055
Landfill Gas Retirements | 0.0064 | 0.0064 | 0.126 | 0.126 | 0.126 | 0.126 | 0.126
Non Fossil_Other Retirements | 0 | 0 | 0 | 0 | 0 | 0 | 0
Energy Storage Retirements | 0 | 0 | 0 | 0 | 0 | 0 | 0
Grand Total | 65.9328 | 88.8941 | 137.1727 | 144.9512 | 193.2638 | 227.2231 | 244.9091
GENERATION MIX (thousand GWh) | 2028 | 2030 | 2035 | 2040 | 2045 | 2050 | 2055
Hydro | 291.6733 | 302.3159 | 319.0122 | 335.1731 | 343.6641 | 345.372 | 347.0726
Non-Hydro Renewables | 1271.8987 | 1468.7327 | 2375.2537 | 3403.8285 | 4492.358 | 4581.9192 | 4863.0363
Biomass | 0.28739 | 0.53014 | 0.53768 | 0.039376 | 0.023503 | 0.25565 | 0.47522
Biomass Co-firing | 0 | 0 | 0 | 0 | 0 | 0 | 0
Geothermal | 21.2702 | 21.2702 | 21.2702 | 21.2702 | 21.7989 | 21.7984 | 21.7981
Landfill Gas | 21.327 | 21.3835 | 20.3436 | 19.1932 | 17.9035 | 28.9144 | 34.6989
Solar | 408.366 | 415.4496 | 720.1366 | 875.9145 | 1312.5386 | 1368.6734 | 1458.4232
Wind | 820.648 | 1010.0992 | 1612.9655 | 2487.4111 | 3140.0935 | 3162.2774 | 3347.6409
Distributed Solar PV | 120.9903 | 137.5139 | 180.1351 | 226.39 | 277.2776 | 334.7376 | 409.6672
Coal | 399.5119 | 323.5554 | 137.1182 | 127.7536 | 4.1951 | 5.1043 | 5.161
Coal without CCS (Biomass Co-firing is included) | 399.0999 | 316.441 | 4.5582 | 0.2144 | 0.17011 | 0.4174 | 0.4741
IGCC without CCS | 0.41208 | 0.46533 | 0 | 0 | 0 | 0 | 0
Coal with CCS | 0 | 6.649 | 132.5599 | 127.5392 | 4.025 | 4.6869 | 4.6869
Energy Storage | 50.2033 | 62.7441 | 155.4113 | 194.2059 | 300.4936 | 306.8215 | 311.3527
Nuclear | 751.0953 | 729.1116 | 668.398 | 616.0471 | 471.2369 | 354.9831 | 219.2543
Natural Gas | 1627.5906 | 1668.9117 | 1510.8538 | 1012.5806 | 681.7963 | 985.3941 | 1142.4146
CC without CCS | 1589.1449 | 1633.1518 | 1452.6197 | 969.3375 | 645.1269 | 926.3656 | 1060.4055
CC with CCS | 0 | 0 | 6.8657 | 6.8657 | 5.1659 | 5.8469 | 5.9021
CT | 38.4457 | 35.7599 | 51.3685 | 36.3774 | 31.5035 | 53.1816 | 76.1069
Oil/Gas Steam | 27.1163 | 25.7666 | 11.1632 | 6.9012 | 6.1003 | 6.068 | 6.0956
Other | 30.9278 | 30.8243 | 30.7187 | 28.8449 | 27.7576 | 27.8847 | 28.1886
Grand Total | 4450.0173 | 4611.9623 | 5207.9291 | 5725.3348 | 6327.6019 | 6613.5469 | 6922.5757
FUEL SUPPLY AND CONSUMPTION | 2028 | 2030 | 2035 | 2040 | 2045 | 2050 | 2055
Coal Use by Region (million tons) | 77 | 69.32 | 66.23 | 72.33 | 69.83 | 71.35 | 70.78
Power Sector
Appalachia | 29.1453 | 31.7676 | 18.9498 | 18.8827
Imports | 0.16993 | 0.28574 | 0.0025662
Interior | 32.5299 | 32.3353 | 25.0948 | 25.0523 | 0.68422 | 1.3092 | 1.3092
Waste Coal | 7.2702 | 7.1457 | 3.1732 | 3.1732
West | 144.0236 | 104.2784 | 63.7293 | 56.2509 | 2.9732 | 3.1986 | 3.2372
Non-Power Sector | 77 | 69.32 | 66.23 | 72.33 | 69.83 | 71.35 | 70.78
Appalachia | 5.26 | 5.11 | 4.69 | 4.13 | 3.63 | 3.37 | 3.37
Interior | 21.05 | 17.29 | 14.95 | 28.21 | 29.47 | 28.97 | 28.4
West | 50.69 | 46.92 | 46.59 | 39.99 | 36.73 | 39.01 | 39.01
Power Sector Coal Use by Rank (million tons) | 211.5058 | 170.9149 | 108.4417 | 100.8511 | 4.3217 | 5.173 | 5.2116
Bituminous | 56.8957 | 53.3739 | 30.7664 | 30.6639
Subbituminous | 125.4206 | 88.7358 | 47.8979 | 40.42 | 2.2801 | 2.482 | 2.5206
Lignite | 29.1896 | 28.8053 | 29.7774 | 29.7672 | 2.0417 | 2.691 | 2.691
Natural Gas Use (Trillion cubic feet) | 11.4405 | 11.705 | 10.5777 | 7.044 | 4.7326 | 6.7884 | 7.8382
Note: Distributed Solar PV are not included in the Grand Total of "Total Capacity" and "Generation Mix"
Note on A9: ICFI: All tons are SHORT tons, unless otherwise noted as metric Mtons : thousand tons

## Retrofit Summary
EPA IPM Summary Run Results
Projections for Continental U.S.
Final Rule Sens Vehicle Rules MATS and ELG
All costs and prices are in 2022-year dollars | Values in red are rounded to zero, not equal to zero
TOTAL CONTROLS (Cumulative GW) | 2028 | 2030 | 2035 | 2040 | 2045 | 2050 | 2055
FGD | 82.0982 | 71.2308 | 33.9512 | 31.809 | 14.5865 | 12.9545 | 12.9123
Existing Scrubber | 82.0982 | 71.2308 | 32.8824 | 30.7402 | 14.5865 | 12.9545 | 12.9123
Existing Wet Scrubber | 60.0565 | 51.0041 | 23.7931 | 22.0223 | 8.4931 | 6.8611 | 6.8188
Existing Dry Scrubber | 22.0416 | 20.2267 | 9.0892 | 8.7179 | 6.0935 | 6.0935 | 6.0935
Retrofit Scrubber | 0 | 0 | 1.0688 | 1.0688 | 0 | 0 | 0
Retrofit Wet Scrubber | 0 | 0 | 1.0688 | 1.0688 | 0 | 0 | 0
Retrofit Dry Scrubber | 0 | 0 | 0 | 0 | 0 | 0 | 0
New Scrubber | 0 | 0 | 0 | 0 | 0 | 0 | 0
New Wet Scrubber | 0 | 0 | 0 | 0 | 0 | 0 | 0
New Dry Scrubber | 0 | 0 | 0 | 0 | 0 | 0 | 0
SCR | 66.1867 | 58.2233 | 31.0125 | 30.2721 | 13.8084 | 12.1764 | 12.1342
Existing SCR | 66.1867 | 57.3824 | 26.4164 | 25.7148 | 13.0895 | 11.4575 | 11.4153
Retrofit SCR | 0 | 0.84087 | 4.5961 | 4.5573 | 0.7189 | 0.7189 | 0.7189
New SCR | 0 | 0 | 0 | 0 | 0 | 0 | 0
SNCR | 10.6029 | 8.6634 | 3.5256 | 3.2656 | 1.2042 | 1.2042 | 1.2042
Existing SNCR | 10.6029 | 8.6634 | 3.5256 | 3.2656 | 1.2042 | 1.2042 | 1.2042
Retrofit SNCR | 0 | 0 | 0 | 0 | 0 | 0 | 0
New SNCR | 0 | 0 | 0 | 0 | 0 | 0 | 0
ACI | 66.9955 | 54.9574 | 30.1961 | 28.0368 | 14.7384 | 13.9404 | 13.9404
Existing ACI | 66.9955 | 54.9574 | 30.1961 | 28.0368 | 14.7384 | 13.9404 | 13.9404
Retrofit ACI | 0 | 0 | 0 | 0 | 0 | 0 | 0
New ACI | 0 | 0 | 0 | 0 | 0 | 0 | 0
CCS | 0 | 0.9689 | 20.0802 | 19.3423 | 1.6453 | 1.6453 | 1.6453
Hardwired CCS | 0 | 0 | 0 | 0 | 0 | 0 | 0
Retrofit CCS | 0 | 0.9689 | 20.0802 | 19.3423 | 1.6453 | 1.6453 | 1.6453
New CCS | 0 | 0 | 0 | 0 | 0 | 0 | 0
DSI | 23.0114 | 18.3997 | 12.0219 | 11.6927 | 7.9331 | 7.1351 | 7.1351
Existing DSI | 23.0114 | 18.3997 | 12.0219 | 11.6927 | 7.9331 | 7.1351 | 7.1351
Retrofit DSI | 0 | 0 | 0 | 0 | 0 | 0 | 0
C2G | 10.8196 | 20.177 | 19.159 | 18.089 | 18.089 | 16.457 | 16.4147
HRI | 0 | 0 | 0 | 0 | 0 | 0 | 0
NGC | 0 | 0.66769 | 0.66349 | 0 | 0 | 0 | 0
GPM | 6.8765 | 4.2273 | 0.29827 | 0.28109 | 0 | 0 | 0
RETROFITS (Cumulative GW) | 2028 | 2030 | 2035 | 2040 | 2045 | 2050 | 2055
FGD | 0 | 0 | 1.0688 | 1.0688 | 0 | 0 | 0
SCR | 0 | 0.84087 | 4.5961 | 4.5573 | 0.7189 | 0.7189 | 0.7189
SNCR | 0 | 0 | 0 | 0 | 0 | 0 | 0
ACI | 0 | 0 | 0 | 0 | 0 | 0 | 0
CCS | 0 | 0.9689 | 20.0802 | 19.3423 | 1.6453 | 1.6453 | 1.6453
DSI | 0 | 0 | 0 | 0 | 0 | 0 | 0
C2G | 10.8196 | 20.177 | 19.159 | 18.089 | 18.089 | 16.457 | 16.4147
HRI | 0 | 0 | 0 | 0 | 0 | 0 | 0
NGC | 0 | 0.66769 | 0.66349 | 0 | 0 | 0 | 0
GPM | 6.8765 | 4.2273 | 0.29827 | 0.28109 | 0 | 0 | 0
TOTAL CONTROLS IN NEEDS (GW)
FGD | 120.659
SCR | 92.835
SNCR | 18.771
ACI | 91.464
DSI | 23.526
Note on A9: ICFI: All tons are SHORT tons, unless otherwise noted as metric Mtons : thousand tons

## All Constraints
Constraint Name | Constraint # | Constraint ID | Constraint Type | Neutralized | LimitType | Constraint Time Frame | Data Field | Unit of Measure | 2028-2029(RY 2028) | 2030-2031(RY 2030) | 2032-2037(RY 2035) | 2038-2041(RY 2040) | 2042-2047(RY 2045) | 2048-2052(RY 2050) | 2053-2059(RY 2055)
#1 - SO2 Title IV Annual Constraint v5.14 | 1 | 7117 | Rate Constraint in MTons | FALSE | L | Annual | Seasons Included | Seasons | Winter, Spring, Summer, Fall | Winter, Spring, Summer, Fall | Winter, Spring, Summer, Fall | Winter, Spring, Summer, Fall | Winter, Spring, Summer, Fall | Winter, Spring, Summer, Fall | Winter, Spring, Summer, Fall
#1 - SO2 Title IV Annual Constraint v5.14 | 1 | 7117 | Rate Constraint in MTons | FALSE | L | Annual | Standard SO2 | Thousand Tons | 7973.0011 | 7973.0011 | 7973.0011 | 7973.0011 | 7973.0011 | 7973.0011 | 7973.0011
#1 - SO2 Title IV Annual Constraint v5.14 | 1 | 7117 | Rate Constraint in MTons | FALSE | L | Annual | Emissions at Affected Plants SO2 | Thousand Tons | 367.1903 | 275.8256 | 134.0247 | 125.1838 | 5.4361 | 6.256 | 6.2795
#1 - SO2 Title IV Annual Constraint v5.14 | 1 | 7117 | Rate Constraint in MTons | FALSE | L | Annual | Allowances Purchased SO2 | Thousand Tons | 0 | 0 | 0 | 0 | 0 | 0 | 0
#1 - SO2 Title IV Annual Constraint v5.14 | 1 | 7117 | Rate Constraint in MTons | FALSE | L | Annual | Allowances Sold SO2 | Thousand Tons | 0 | 0 | 0 | 0 | 0 | 0 | 0
#1 - SO2 Title IV Annual Constraint v5.14 | 1 | 7117 | Rate Constraint in MTons | FALSE | L | Annual | Allowances Banked | Thousand Tons | 0 | 0 | 0 | 0 | 0 | 0 | 0
#1 - SO2 Title IV Annual Constraint v5.14 | 1 | 7117 | Rate Constraint in MTons | FALSE | L | Annual | Allowances Withdrawn (1:1) | Thousand Tons | 0 | 0 | 0 | 0 | 0 | 0 | 0
#1 - SO2 Title IV Annual Constraint v5.14 | 1 | 7117 | Rate Constraint in MTons | FALSE | L | Annual | Allowances Withdrawn (n:1) | Thousand Tons | 0 | 0 | 0 | 0 | 0 | 0 | 0
#1 - SO2 Title IV Annual Constraint v5.14 | 1 | 7117 | Rate Constraint in MTons | FALSE | L | Annual | Net Emissions Allowance Position | Thousand Tons | 367.1903 | 275.8256 | 134.0247 | 125.1838 | 5.4361 | 6.256 | 6.2795
#1 - SO2 Title IV Annual Constraint v5.14 | 1 | 7117 | Rate Constraint in MTons | FALSE | L | Annual | Fuel Consumed | TBtu | 15771.9326 | 15308.2368 | 12851.2629 | 9148.5144 | 4914.1032 | 7049.6768 | 8142.3824
#1 - SO2 Title IV Annual Constraint v5.14 | 1 | 7117 | Rate Constraint in MTons | FALSE | L | Annual | Rate | lb/MMBtu | 0.046562 | 0.036036 | 0.020858 | 0.027367 | 0.0022124 | 0.0017748 | 0.0015424
#1 - SO2 Title IV Annual Constraint v5.14 | 1 | 7117 | Rate Constraint in MTons | FALSE | L | Annual | Generation | TWh | 2043.2819 | 2007.5508 | 1649.2625 | 1142.6023 | 690.0042 | 993.3284 | 1150.0043
#1 - SO2 Title IV Annual Constraint v5.14 | 1 | 7117 | Rate Constraint in MTons | FALSE | L | Annual | Qualifying Generation | TWh | 2043.2819 | 2007.5508 | 1649.2625 | 1142.6023 | 690.0042 | 993.3284 | 1150.0043
#1 - SO2 Title IV Annual Constraint v5.14 | 1 | 7117 | Rate Constraint in MTons | FALSE | L | Annual | Rate | lb/MWh | 0.35941 | 0.27479 | 0.16253 | 0.21912 | 0.015757 | 0.012596 | 0.010921
#1 - SO2 Title IV Annual Constraint v5.14 | 1 | 7117 | Rate Constraint in MTons | FALSE | L | Annual | Constraint Shadow Price | US2022$/Ton | 0 | 0 | 0 | 0 | 0 | 0 | 0
#4 - NOx SIPCall Constraint v5.16 | 2 | 7116 | Rate Constraint in MTons | FALSE | L | Annual | Seasons Included | Seasons | Summer | Summer | Summer | Summer | Summer | Summer | Summer
#4 - NOx SIPCall Constraint v5.16 | 2 | 7116 | Rate Constraint in MTons | FALSE | L | Annual | Standard NOX | Thousand Tons | 72.845 | 72.845 | 72.845 | 72.845 | 72.845 | 72.845 | 72.845
#4 - NOx SIPCall Constraint v5.16 | 2 | 7116 | Rate Constraint in MTons | FALSE | L | Annual | Emissions at Affected Plants NOX | Thousand Tons | 6.3905 | 6.8864 | 5.9148 | 5.2018 | 2.4428 | 3.2761 | 3.3961
#4 - NOx SIPCall Constraint v5.16 | 2 | 7116 | Rate Constraint in MTons | FALSE | L | Annual | Allowances Purchased NOX | Thousand Tons | 0 | 0 | 0 | 0 | 0 | 0 | 0
#4 - NOx SIPCall Constraint v5.16 | 2 | 7116 | Rate Constraint in MTons | FALSE | L | Annual | Allowances Sold NOX | Thousand Tons | 0 | 0 | 0 | 0 | 0 | 0 | 0
#4 - NOx SIPCall Constraint v5.16 | 2 | 7116 | Rate Constraint in MTons | FALSE | L | Annual | Allowances Banked | Thousand Tons | 0 | 0 | 0 | 0 | 60.7042 | 0 | 0
#4 - NOx SIPCall Constraint v5.16 | 2 | 7116 | Rate Constraint in MTons | FALSE | L | Annual | Allowances Withdrawn (1:1) | Thousand Tons | 0 | 0 | 0 | 0 | 0 | -72.845 | 0
#4 - NOx SIPCall Constraint v5.16 | 2 | 7116 | Rate Constraint in MTons | FALSE | L | Annual | Allowances Withdrawn (n:1) | Thousand Tons | 0 | 0 | 0 | 0 | 0 | 0 | 0
#4 - NOx SIPCall Constraint v5.16 | 2 | 7116 | Rate Constraint in MTons | FALSE | L | Annual | Net Emissions Allowance Position | Thousand Tons | 6.3905 | 6.8864 | 5.9148 | 5.2018 | 63.147 | -69.5689 | 3.3961
#4 - NOx SIPCall Constraint v5.16 | 2 | 7116 | Rate Constraint in MTons | FALSE | L | Annual | Fuel Consumed | TBtu | 549.8332 | 558.2671 | 527.4796 | 440.8738 | 353.3185 | 474.605 | 533.7482
#4 - NOx SIPCall Constraint v5.16 | 2 | 7116 | Rate Constraint in MTons | FALSE | L | Annual | Rate | lb/MMBtu | 0.023245 | 0.024671 | 0.022427 | 0.023598 | 0.013828 | 0.013805 | 0.012726
#4 - NOx SIPCall Constraint v5.16 | 2 | 7116 | Rate Constraint in MTons | FALSE | L | Annual | Generation | TWh | 81.9338 | 82.187 | 73.5348 | 60.934 | 53.6975 | 73.5471 | 91.4178
#4 - NOx SIPCall Constraint v5.16 | 2 | 7116 | Rate Constraint in MTons | FALSE | L | Annual | Qualifying Generation | TWh | 77.4062 | 77.7461 | 69.9628 | 58.1149 | 50.092 | 68.4699 | 75.8625
#4 - NOx SIPCall Constraint v5.16 | 2 | 7116 | Rate Constraint in MTons | FALSE | L | Annual | Rate | lb/MWh | 0.16512 | 0.17715 | 0.16908 | 0.17902 | 0.097533 | 0.095693 | 0.089533
#4 - NOx SIPCall Constraint v5.16 | 2 | 7116 | Rate Constraint in MTons | FALSE | L | Annual | Constraint Shadow Price | US2022$/Ton | 0 | 0 | 0 | 0 | 0 | 0 | 0
#6 - WRAP SO2 Policy Case Constraint | 3 | 7119 | Rate Constraint in MTons | FALSE | L | Annual | Seasons Included | Seasons | Winter, Spring, Summer, Fall | Winter, Spring, Summer, Fall | Winter, Spring, Summer, Fall | Winter, Spring, Summer, Fall | Winter, Spring, Summer, Fall | Winter, Spring, Summer, Fall | Winter, Spring, Summer, Fall
#6 - WRAP SO2 Policy Case Constraint | 3 | 7119 | Rate Constraint in MTons | FALSE | L | Annual | Standard SO2 | Thousand Tons | 89.572 | 89.572 | 89.572 | 89.572 | 89.572 | 89.572 | 89.572
#6 - WRAP SO2 Policy Case Constraint | 3 | 7119 | Rate Constraint in MTons | FALSE | L | Annual | Emissions at Affected Plants SO2 | Thousand Tons | 28.2974 | 17.6685 | 10.0539 | 5.2964 | 1.4396 | 1.4985 | 1.4985
#6 - WRAP SO2 Policy Case Constraint | 3 | 7119 | Rate Constraint in MTons | FALSE | L | Annual | Allowances Purchased SO2 | Thousand Tons | 0 | 0 | 0 | 0 | 0 | 0 | 0
#6 - WRAP SO2 Policy Case Constraint | 3 | 7119 | Rate Constraint in MTons | FALSE | L | Annual | Allowances Sold SO2 | Thousand Tons | 0 | 0 | 0 | 0 | 0 | 0 | 0
#6 - WRAP SO2 Policy Case Constraint | 3 | 7119 | Rate Constraint in MTons | FALSE | L | Annual | Allowances Banked | Thousand Tons | 0 | 0 | 0 | 0 | 74.6433 | 0 | 0
#6 - WRAP SO2 Policy Case Constraint | 3 | 7119 | Rate Constraint in MTons | FALSE | L | Annual | Allowances Withdrawn (1:1) | Thousand Tons | 0 | 0 | 0 | 0 | 0 | -89.572 | 0
#6 - WRAP SO2 Policy Case Constraint | 3 | 7119 | Rate Constraint in MTons | FALSE | L | Annual | Allowances Withdrawn (n:1) | Thousand Tons | 0 | 0 | 0 | 0 | 0 | 0 | 0
#6 - WRAP SO2 Policy Case Constraint | 3 | 7119 | Rate Constraint in MTons | FALSE | L | Annual | Net Emissions Allowance Position | Thousand Tons | 28.2974 | 17.6685 | 10.0539 | 5.2964 | 76.0829 | -88.0735 | 1.4985
#6 - WRAP SO2 Policy Case Constraint | 3 | 7119 | Rate Constraint in MTons | FALSE | L | Annual | Fuel Consumed | TBtu | 664.471 | 607.6351 | 525.5817 | 469.5386 | 249.766 | 335.617 | 409.0433
#6 - WRAP SO2 Policy Case Constraint | 3 | 7119 | Rate Constraint in MTons | FALSE | L | Annual | Rate | lb/MMBtu | 0.085173 | 0.058155 | 0.038258 | 0.02256 | 0.011528 | 0.0089299 | 0.0073269
#6 - WRAP SO2 Policy Case Constraint | 3 | 7119 | Rate Constraint in MTons | FALSE | L | Annual | Generation | TWh | 71.3317 | 68.9944 | 53.3751 | 51.4843 | 30.2229 | 41.5546 | 50.1822
#6 - WRAP SO2 Policy Case Constraint | 3 | 7119 | Rate Constraint in MTons | FALSE | L | Annual | Qualifying Generation | TWh | 71.3317 | 68.9944 | 53.3272 | 50.5312 | 29.5599 | 40.73 | 49.2317
#6 - WRAP SO2 Policy Case Constraint | 3 | 7119 | Rate Constraint in MTons | FALSE | L | Annual | Rate | lb/MWh | 0.7934 | 0.51217 | 0.37707 | 0.20963 | 0.097402 | 0.073583 | 0.060876
#6 - WRAP SO2 Policy Case Constraint | 3 | 7119 | Rate Constraint in MTons | FALSE | L | Annual | Constraint Shadow Price | US2022$/Ton | 0 | 0 | 0 | 0 | 0 | 0 | 0
#CAN - #1 National - SO2 Cap Annual v3.1 | 4 | 7604 | Rate Constraint in MTons | FALSE | L | Annual | Seasons Included | Seasons | Winter, Spring, Summer, Fall | Winter, Spring, Summer, Fall | Winter, Spring, Summer, Fall | Winter, Spring, Summer, Fall | Winter, Spring, Summer, Fall | Winter, Spring, Summer, Fall | Winter, Spring, Summer, Fall
#CAN - #1 National - SO2 Cap Annual v3.1 | 4 | 7604 | Rate Constraint in MTons | FALSE | L | Annual | Standard SO2 | Thousand Tons | 948.21 | 948.21 | 948.21 | 948.21 | 948.21 | 948.21 | 948.21
#CAN - #1 National - SO2 Cap Annual v3.1 | 4 | 7604 | Rate Constraint in MTons | FALSE | L | Annual | Emissions at Affected Plants SO2 | Thousand Tons | 57.6597 | 25.651 | 6.8714 | 6.8423 | 6.8338 | 6.8423 | 6.8423
#CAN - #1 National - SO2 Cap Annual v3.1 | 4 | 7604 | Rate Constraint in MTons | FALSE | L | Annual | Allowances Purchased SO2 | Thousand Tons | 0 | 0 | 0 | 0 | 0 | 0 | 0
#CAN - #1 National - SO2 Cap Annual v3.1 | 4 | 7604 | Rate Constraint in MTons | FALSE | L | Annual | Allowances Sold SO2 | Thousand Tons | 0 | 0 | 0 | 0 | 0 | 0 | 0
#CAN - #1 National - SO2 Cap Annual v3.1 | 4 | 7604 | Rate Constraint in MTons | FALSE | L | Annual | Allowances Banked | Thousand Tons | 0 | 0 | 0 | 0 | 0 | 0 | 0
#CAN - #1 National - SO2 Cap Annual v3.1 | 4 | 7604 | Rate Constraint in MTons | FALSE | L | Annual | Allowances Withdrawn (1:1) | Thousand Tons | 0 | 0 | 0 | 0 | 0 | 0 | 0
#CAN - #1 National - SO2 Cap Annual v3.1 | 4 | 7604 | Rate Constraint in MTons | FALSE | L | Annual | Allowances Withdrawn (n:1) | Thousand Tons | 0 | 0 | 0 | 0 | 0 | 0 | 0
#CAN - #1 National - SO2 Cap Annual v3.1 | 4 | 7604 | Rate Constraint in MTons | FALSE | L | Annual | Net Emissions Allowance Position | Thousand Tons | 57.6597 | 25.651 | 6.8714 | 6.8423 | 6.8338 | 6.8423 | 6.8423
#CAN - #1 National - SO2 Cap Annual v3.1 | 4 | 7604 | Rate Constraint in MTons | FALSE | L | Annual | Fuel Consumed | TBtu | 561.7811 | 570.9202 | 733.7967 | 835.4742 | 885.2006 | 734.5812 | 803.4629
#CAN - #1 National - SO2 Cap Annual v3.1 | 4 | 7604 | Rate Constraint in MTons | FALSE | L | Annual | Rate | lb/MMBtu | 0.20527 | 0.089859 | 0.018728 | 0.016379 | 0.01544 | 0.018629 | 0.017032
#CAN - #1 National - SO2 Cap Annual v3.1 | 4 | 7604 | Rate Constraint in MTons | FALSE | L | Annual | Generation | TWh | 78.6283 | 81.7554 | 104.9934 | 119.4917 | 127.6015 | 108.1212 | 119.3199
#CAN - #1 National - SO2 Cap Annual v3.1 | 4 | 7604 | Rate Constraint in MTons | FALSE | L | Annual | Qualifying Generation | TWh | 78.6283 | 81.7554 | 104.9934 | 119.4917 | 127.6015 | 108.1212 | 119.3199
#CAN - #1 National - SO2 Cap Annual v3.1 | 4 | 7604 | Rate Constraint in MTons | FALSE | L | Annual | Rate | lb/MWh | 1.4666 | 0.62751 | 0.13089 | 0.11452 | 0.10711 | 0.12657 | 0.11469
#CAN - #1 National - SO2 Cap Annual v3.1 | 4 | 7604 | Rate Constraint in MTons | FALSE | L | Annual | Constraint Shadow Price | US2022$/Ton | 0 | 0 | 0 | 0 | 0 | 0 | 0
#CAN - AB - MER Cap Annual v4.12 | 5 | 7616 | Rate Constraint in MTons | FALSE | L | Annual | Seasons Included | Seasons | Winter, Spring, Summer, Fall | Winter, Spring, Summer, Fall | Winter, Spring, Summer, Fall | Winter, Spring, Summer, Fall | Winter, Spring, Summer, Fall | Winter, Spring, Summer, Fall | Winter, Spring, Summer, Fall
#CAN - AB - MER Cap Annual v4.12 | 5 | 7616 | Rate Constraint in MTons | FALSE | L | Annual | Standard MER | lbs | 1300.7273 | 1300.7273 | 1300.7273 | 1300.7273 | 1300.7273 | 1300.7273 | 1300.7273
#CAN - AB - MER Cap Annual v4.12 | 5 | 7616 | Rate Constraint in MTons | FALSE | L | Annual | Emissions at Affected Plants MER | lbs | 0 | 0 | 0 | 0 | 0 | 0 | 0
#CAN - AB - MER Cap Annual v4.12 | 5 | 7616 | Rate Constraint in MTons | FALSE | L | Annual | Allowances Purchased MER | lbs | 0 | 0 | 0 | 0 | 0 | 0 | 0
#CAN - AB - MER Cap Annual v4.12 | 5 | 7616 | Rate Constraint in MTons | FALSE | L | Annual | Allowances Sold MER | lbs | 0 | 0 | 0 | 0 | 0 | 0 | 0
#CAN - AB - MER Cap Annual v4.12 | 5 | 7616 | Rate Constraint in MTons | FALSE | L | Annual | Allowances Banked | lbs | 0 | 0 | 0 | 0 | 0 | 0 | 0
#CAN - AB - MER Cap Annual v4.12 | 5 | 7616 | Rate Constraint in MTons | FALSE | L | Annual | Allowances Withdrawn (1:1) | lbs | 0 | 0 | 0 | 0 | 0 | 0 | 0
#CAN - AB - MER Cap Annual v4.12 | 5 | 7616 | Rate Constraint in MTons | FALSE | L | Annual | Allowances Withdrawn (n:1) | lbs | 0 | 0 | 0 | 0 | 0 | 0 | 0
#CAN - AB - MER Cap Annual v4.12 | 5 | 7616 | Rate Constraint in MTons | FALSE | L | Annual | Net Emissions Allowance Position | lbs | 0 | 0 | 0 | 0 | 0 | 0 | 0
#CAN - AB - MER Cap Annual v4.12 | 5 | 7616 | Rate Constraint in MTons | FALSE | L | Annual | Fuel Consumed | TBtu | 0 | 0 | 0 | 0 | 0 | 0 | 0
#CAN - AB - MER Cap Annual v4.12 | 5 | 7616 | Rate Constraint in MTons | FALSE | L | Annual | Rate | lb/MMBtu | 0 | 0 | 0 | 0 | 0 | 0 | 0
#CAN - AB - MER Cap Annual v4.12 | 5 | 7616 | Rate Constraint in MTons | FALSE | L | Annual | Generation | TWh | 0 | 0 | 0 | 0 | 0 | 0 | 0
#CAN - AB - MER Cap Annual v4.12 | 5 | 7616 | Rate Constraint in MTons | FALSE | L | Annual | Qualifying Generation | TWh | 0 | 0 | 0 | 0 | 0 | 0 | 0
#CAN - AB - MER Cap Annual v4.12 | 5 | 7616 | Rate Constraint in MTons | FALSE | L | Annual | Rate | lb/MWh | 0 | 0 | 0 | 0 | 0 | 0 | 0
#CAN - AB - MER Cap Annual v4.12 | 5 | 7616 | Rate Constraint in MTons | FALSE | L | Annual | Constraint Shadow Price | US2022$/Lb | 0 | 0 | 0 | 0 | 0 | 0 | 0
#CAN - BC - CO2 Constraint- v.6.17 | 6 | 7617 | Rate Constraint in MTons | FALSE | L | Annual | Seasons Included | Seasons | Winter, Spring, Summer, Fall | Winter, Spring, Summer, Fall | Winter, Spring, Summer, Fall | Winter, Spring, Summer, Fall | Winter, Spring, Summer, Fall | Winter, Spring, Summer, Fall | Winter, Spring, Summer, Fall
#CAN - BC - CO2 Constraint- v.6.17 | 6 | 7617 | Rate Constraint in MTons | FALSE | L | Annual | Standard CO2 | Thousand Tons | 0 | 0 | 0 | 0 | 0 | 0 | 0
#CAN - BC - CO2 Constraint- v.6.17 | 6 | 7617 | Rate Constraint in MTons | FALSE | L | Annual | Emissions at Affected Plants CO2 | Thousand Tons | 0 | 0 | 0 | 204.6164 | 480.4707 | 1369.0072 | 2958.2344
#CAN - BC - CO2 Constraint- v.6.17 | 6 | 7617 | Rate Constraint in MTons | FALSE | L | Annual | Allowances Purchased CO2 | Thousand Tons | 0 | 0 | 0 | -204.6164 | -480.4707 | -1369.0072 | -2958.2344
#CAN - BC - CO2 Constraint- v.6.17 | 6 | 7617 | Rate Constraint in MTons | FALSE | L | Annual | Allowances Sold CO2 | Thousand Tons | 0 | 0 | 0 | 0 | 0 | 0 | 0
#CAN - BC - CO2 Constraint- v.6.17 | 6 | 7617 | Rate Constraint in MTons | FALSE | L | Annual | Allowances Banked | Thousand Tons | 0 | 0 | 0 | 0 | 0 | 0 | 0
#CAN - BC - CO2 Constraint- v.6.17 | 6 | 7617 | Rate Constraint in MTons | FALSE | L | Annual | Allowances Withdrawn (1:1) | Thousand Tons | 0 | 0 | 0 | 0 | 0 | 0 | 0
#CAN - BC - CO2 Constraint- v.6.17 | 6 | 7617 | Rate Constraint in MTons | FALSE | L | Annual | Allowances Withdrawn (n:1) | Thousand Tons | 0 | 0 | 0 | 0 | 0 | 0 | 0
#CAN - BC - CO2 Constraint- v.6.17 | 6 | 7617 | Rate Constraint in MTons | FALSE | L | Annual | Net Emissions Allowance Position | Thousand Tons | 0 | 0 | 0 | -1.8901e-07 | -3.1167e-08 | -1.0053e-07 | -8.4676e-07
#CAN - BC - CO2 Constraint- v.6.17 | 6 | 7617 | Rate Constraint in MTons | FALSE | L | Annual | Fuel Consumed | TBtu | 0 | 0 | 0 | 2.787 | 6.4462 | 21.4541 | 48.6018
#CAN - BC - CO2 Constraint- v.6.17 | 6 | 7617 | Rate Constraint in MTons | FALSE | L | Annual | Rate | lb/MMBtu | 0 | 0 | 0 | 146.835 | 149.0715 | 127.6221 | 121.7336
#CAN - BC - CO2 Constraint- v.6.17 | 6 | 7617 | Rate Constraint in MTons | FALSE | L | Annual | Generation | TWh | 0 | 0 | 0 | 0.41267 | 0.96048 | 3.3002 | 7.562
#CAN - BC - CO2 Constraint- v.6.17 | 6 | 7617 | Rate Constraint in MTons | FALSE | L | Annual | Qualifying Generation | TWh | 0 | 0 | 0 | 0.41267 | 0.96048 | 3.3002 | 7.562
#CAN - BC - CO2 Constraint- v.6.17 | 6 | 7617 | Rate Constraint in MTons | FALSE | L | Annual | Rate | lb/MWh | 0 | 0 | 0 | 991.6676 | 1000.4828 | 829.6495 | 782.3933
#CAN - BC - CO2 Constraint- v.6.17 | 6 | 7617 | Rate Constraint in MTons | FALSE | L | Annual | Constraint Shadow Price | US2022$/Ton | 34.7664 | 33.5748 | 30.7694 | 28.1991 | 25.8436 | 23.6849 | 21.7061
#CAN - MB - Acid Rain - SO2 Cap Annual v3.1 | 7 | 7618 | Rate Constraint in MTons | FALSE | L | Annual | Seasons Included | Seasons | Winter, Spring, Summer, Fall | Winter, Spring, Summer, Fall | Winter, Spring, Summer, Fall | Winter, Spring, Summer, Fall | Winter, Spring, Summer, Fall | Winter, Spring, Summer, Fall | Winter, Spring, Summer, Fall
#CAN - MB - Acid Rain - SO2 Cap Annual v3.1 | 7 | 7618 | Rate Constraint in MTons | FALSE | L | Annual | Standard SO2 | Thousand Tons | 4.41 | 4.41 | 4.41 | 4.41 | 4.41 | 4.41 | 4.41
#CAN - MB - Acid Rain - SO2 Cap Annual v3.1 | 7 | 7618 | Rate Constraint in MTons | FALSE | L | Annual | Emissions at Affected Plants SO2 | Thousand Tons | 0 | 0 | 0 | 0 | 0 | 0 | 0
#CAN - MB - Acid Rain - SO2 Cap Annual v3.1 | 7 | 7618 | Rate Constraint in MTons | FALSE | L | Annual | Allowances Purchased SO2 | Thousand Tons | 0 | 0 | 0 | 0 | 0 | 0 | 0
#CAN - MB - Acid Rain - SO2 Cap Annual v3.1 | 7 | 7618 | Rate Constraint in MTons | FALSE | L | Annual | Allowances Sold SO2 | Thousand Tons | 0 | 0 | 0 | 0 | 0 | 0 | 0
#CAN - MB - Acid Rain - SO2 Cap Annual v3.1 | 7 | 7618 | Rate Constraint in MTons | FALSE | L | Annual | Allowances Banked | Thousand Tons | 0 | 0 | 0 | 0 | 0 | 0 | 0
#CAN - MB - Acid Rain - SO2 Cap Annual v3.1 | 7 | 7618 | Rate Constraint in MTons | FALSE | L | Annual | Allowances Withdrawn (1:1) | Thousand Tons | 0 | 0 | 0 | 0 | 0 | 0 | 0
#CAN - MB - Acid Rain - SO2 Cap Annual v3.1 | 7 | 7618 | Rate Constraint in MTons | FALSE | L | Annual | Allowances Withdrawn (n:1) | Thousand Tons | 0 | 0 | 0 | 0 | 0 | 0 | 0
#CAN - MB - Acid Rain - SO2 Cap Annual v3.1 | 7 | 7618 | Rate Constraint in MTons | FALSE | L | Annual | Net Emissions Allowance Position | Thousand Tons | 0 | 0 | 0 | 0 | 0 | 0 | 0
#CAN - MB - Acid Rain - SO2 Cap Annual v3.1 | 7 | 7618 | Rate Constraint in MTons | FALSE | L | Annual | Fuel Consumed | TBtu | 0 | 0 | 0 | 0 | 0.073878 | 0.30519 | 0.04027
#CAN - MB - Acid Rain - SO2 Cap Annual v3.1 | 7 | 7618 | Rate Constraint in MTons | FALSE | L | Annual | Rate | lb/MMBtu | 0 | 0 | 0 | 0 | 0 | 0 | 0
#CAN - MB - Acid Rain - SO2 Cap Annual v3.1 | 7 | 7618 | Rate Constraint in MTons | FALSE | L | Annual | Generation | TWh | 0 | 0 | 0 | 0 | 0.0067903 | 0.030654 | 0.0040656
#CAN - MB - Acid Rain - SO2 Cap Annual v3.1 | 7 | 7618 | Rate Constraint in MTons | FALSE | L | Annual | Qualifying Generation | TWh | 0 | 0 | 0 | 0 | 0.0067903 | 0.030654 | 0.0040656
#CAN - MB - Acid Rain - SO2 Cap Annual v3.1 | 7 | 7618 | Rate Constraint in MTons | FALSE | L | Annual | Rate | lb/MWh | 0 | 0 | 0 | 0 | 0 | 0 | 0
#CAN - MB - Acid Rain - SO2 Cap Annual v3.1 | 7 | 7618 | Rate Constraint in MTons | FALSE | L | Annual | Constraint Shadow Price | US2022$/Ton | 0 | 0 | 0 | 0 | 0 | 0 | 0
#CAN - MB - CO2 Constraint- v.6.17 | 8 | 7620 | Rate Constraint in MTons | FALSE | L | Annual | Seasons Included | Seasons | Winter, Spring, Summer, Fall | Winter, Spring, Summer, Fall | Winter, Spring, Summer, Fall | Winter, Spring, Summer, Fall | Winter, Spring, Summer, Fall | Winter, Spring, Summer, Fall | Winter, Spring, Summer, Fall
#CAN - MB - CO2 Constraint- v.6.17 | 8 | 7620 | Rate Constraint in MTons | FALSE | L | Annual | Standard CO2 | Thousand Tons | 0 | 0 | 0 | 0 | 0 | 0 | 0
#CAN - MB - CO2 Constraint- v.6.17 | 8 | 7620 | Rate Constraint in MTons | FALSE | L | Annual | Emissions at Affected Plants CO2 | Thousand Tons | 0 | 0 | 0 | 0 | 0 | 0 | 0
#CAN - MB - CO2 Constraint- v.6.17 | 8 | 7620 | Rate Constraint in MTons | FALSE | L | Annual | Allowances Purchased CO2 | Thousand Tons | 0 | 0 | 0 | 0 | 0 | 0 | 0
#CAN - MB - CO2 Constraint- v.6.17 | 8 | 7620 | Rate Constraint in MTons | FALSE | L | Annual | Allowances Sold CO2 | Thousand Tons | 0 | 0 | 0 | 0 | 0 | 0 | 0
#CAN - MB - CO2 Constraint- v.6.17 | 8 | 7620 | Rate Constraint in MTons | FALSE | L | Annual | Allowances Banked | Thousand Tons | 0 | 0 | 0 | 0 | 0 | 0 | 0
#CAN - MB - CO2 Constraint- v.6.17 | 8 | 7620 | Rate Constraint in MTons | FALSE | L | Annual | Allowances Withdrawn (1:1) | Thousand Tons | 0 | 0 | 0 | 0 | 0 | 0 | 0
#CAN - MB - CO2 Constraint- v.6.17 | 8 | 7620 | Rate Constraint in MTons | FALSE | L | Annual | Allowances Withdrawn (n:1) | Thousand Tons | 0 | 0 | 0 | 0 | 0 | 0 | 0
#CAN - MB - CO2 Constraint- v.6.17 | 8 | 7620 | Rate Constraint in MTons | FALSE | L | Annual | Net Emissions Allowance Position | Thousand Tons | 0 | 0 | 0 | 0 | 0 | 0 | 0
#CAN - MB - CO2 Constraint- v.6.17 | 8 | 7620 | Rate Constraint in MTons | FALSE | L | Annual | Fuel Consumed | TBtu | 0 | 0 | 0 | 0 | 0 | 0 | 0
#CAN - MB - CO2 Constraint- v.6.17 | 8 | 7620 | Rate Constraint in MTons | FALSE | L | Annual | Rate | lb/MMBtu | 0 | 0 | 0 | 0 | 0 | 0 | 0
#CAN - MB - CO2 Constraint- v.6.17 | 8 | 7620 | Rate Constraint in MTons | FALSE | L | Annual | Generation | TWh | 0 | 0 | 0 | 0 | 0 | 0 | 0
#CAN - MB - CO2 Constraint- v.6.17 | 8 | 7620 | Rate Constraint in MTons | FALSE | L | Annual | Qualifying Generation | TWh | 0 | 0 | 0 | 0 | 0 | 0 | 0
#CAN - MB - CO2 Constraint- v.6.17 | 8 | 7620 | Rate Constraint in MTons | FALSE | L | Annual | Rate | lb/MWh | 0 | 0 | 0 | 0 | 0 | 0 | 0
#CAN - MB - CO2 Constraint- v.6.17 | 8 | 7620 | Rate Constraint in MTons | FALSE | L | Annual | Constraint Shadow Price | US2022$/Ton | 0 | 6.7154 | 6.1541 | 5.6402 | 5.1688 | 4.7372 | 4.3414
#CAN - NB - Acid Rain - SO2 Cap Annual v3.1 | 9 | 7622 | Rate Constraint in MTons | FALSE | L | Annual | Seasons Included | Seasons | Winter, Spring, Summer, Fall | Winter, Spring, Summer, Fall | Winter, Spring, Summer, Fall | Winter, Spring, Summer, Fall | Winter, Spring, Summer, Fall | Winter, Spring, Summer, Fall | Winter, Spring, Summer, Fall
#CAN - NB - Acid Rain - SO2 Cap Annual v3.1 | 9 | 7622 | Rate Constraint in MTons | FALSE | L | Annual | Standard SO2 | Thousand Tons | 135.58 | 135.58 | 135.58 | 135.58 | 135.58 | 135.58 | 135.58
#CAN - NB - Acid Rain - SO2 Cap Annual v3.1 | 9 | 7622 | Rate Constraint in MTons | FALSE | L | Annual | Emissions at Affected Plants SO2 | Thousand Tons | 0 | 0 | 0 | 0 | 0 | 0 | 0
#CAN - NB - Acid Rain - SO2 Cap Annual v3.1 | 9 | 7622 | Rate Constraint in MTons | FALSE | L | Annual | Allowances Purchased SO2 | Thousand Tons | 0 | 0 | 0 | 0 | 0 | 0 | 0
#CAN - NB - Acid Rain - SO2 Cap Annual v3.1 | 9 | 7622 | Rate Constraint in MTons | FALSE | L | Annual | Allowances Sold SO2 | Thousand Tons | 0 | 0 | 0 | 0 | 0 | 0 | 0
#CAN - NB - Acid Rain - SO2 Cap Annual v3.1 | 9 | 7622 | Rate Constraint in MTons | FALSE | L | Annual | Allowances Banked | Thousand Tons | 0 | 0 | 0 | 0 | 0 | 0 | 0
#CAN - NB - Acid Rain - SO2 Cap Annual v3.1 | 9 | 7622 | Rate Constraint in MTons | FALSE | L | Annual | Allowances Withdrawn (1:1) | Thousand Tons | 0 | 0 | 0 | 0 | 0 | 0 | 0
#CAN - NB - Acid Rain - SO2 Cap Annual v3.1 | 9 | 7622 | Rate Constraint in MTons | FALSE | L | Annual | Allowances Withdrawn (n:1) | Thousand Tons | 0 | 0 | 0 | 0 | 0 | 0 | 0
#CAN - NB - Acid Rain - SO2 Cap Annual v3.1 | 9 | 7622 | Rate Constraint in MTons | FALSE | L | Annual | Net Emissions Allowance Position | Thousand Tons | 0 | 0 | 0 | 0 | 0 | 0 | 0
#CAN - NB - Acid Rain - SO2 Cap Annual v3.1 | 9 | 7622 | Rate Constraint in MTons | FALSE | L | Annual | Fuel Consumed | TBtu | 0.84161 | 0.13065 | 0.9487 | 1.4287 | 0.11548 | 0.047366 | 0.036455
#CAN - NB - Acid Rain - SO2 Cap Annual v3.1 | 9 | 7622 | Rate Constraint in MTons | FALSE | L | Annual | Rate | lb/MMBtu | 0 | 0 | 0 | 0 | 0 | 0 | 0
#CAN - NB - Acid Rain - SO2 Cap Annual v3.1 | 9 | 7622 | Rate Constraint in MTons | FALSE | L | Annual | Generation | TWh | 0.11391 | 0.017462 | 0.12872 | 0.19386 | 0.015669 | 0.0064269 | 0.0049464
#CAN - NB - Acid Rain - SO2 Cap Annual v3.1 | 9 | 7622 | Rate Constraint in MTons | FALSE | L | Annual | Qualifying Generation | TWh | 0.11391 | 0.017462 | 0.12872 | 0.19386 | 0.015669 | 0.0064269 | 0.0049464
#CAN - NB - Acid Rain - SO2 Cap Annual v3.1 | 9 | 7622 | Rate Constraint in MTons | FALSE | L | Annual | Rate | lb/MWh | 0 | 0 | 0 | 0 | 0 | 0 | 0
#CAN - NB - Acid Rain - SO2 Cap Annual v3.1 | 9 | 7622 | Rate Constraint in MTons | FALSE | L | Annual | Constraint Shadow Price | US2022$/Ton | 0 | 0 | 0 | 0 | 0 | 0 | 0
#CAN - NB - MER Cap Annual v4.12 | 10 | 7623 | Rate Constraint in MTons | FALSE | L | Annual | Seasons Included | Seasons | Winter, Spring, Summer, Fall | Winter, Spring, Summer, Fall | Winter, Spring, Summer, Fall | Winter, Spring, Summer, Fall | Winter, Spring, Summer, Fall | Winter, Spring, Summer, Fall | Winter, Spring, Summer, Fall
#CAN - NB - MER Cap Annual v4.12 | 10 | 7623 | Rate Constraint in MTons | FALSE | L | Annual | Standard MER | lbs | 55.1156 | 55.1156 | 55.1156 | 55.1156 | 55.1156 | 55.1156 | 55.1156
#CAN - NB - MER Cap Annual v4.12 | 10 | 7623 | Rate Constraint in MTons | FALSE | L | Annual | Emissions at Affected Plants MER | lbs | 0 | 0 | 0 | 0 | 0 | 0 | 0
#CAN - NB - MER Cap Annual v4.12 | 10 | 7623 | Rate Constraint in MTons | FALSE | L | Annual | Allowances Purchased MER | lbs | 0 | 0 | 0 | 0 | 0 | 0 | 0
#CAN - NB - MER Cap Annual v4.12 | 10 | 7623 | Rate Constraint in MTons | FALSE | L | Annual | Allowances Sold MER | lbs | 0 | 0 | 0 | 0 | 0 | 0 | 0
#CAN - NB - MER Cap Annual v4.12 | 10 | 7623 | Rate Constraint in MTons | FALSE | L | Annual | Allowances Banked | lbs | 0 | 0 | 0 | 0 | 0 | 0 | 0
#CAN - NB - MER Cap Annual v4.12 | 10 | 7623 | Rate Constraint in MTons | FALSE | L | Annual | Allowances Withdrawn (1:1) | lbs | 0 | 0 | 0 | 0 | 0 | 0 | 0
#CAN - NB - MER Cap Annual v4.12 | 10 | 7623 | Rate Constraint in MTons | FALSE | L | Annual | Allowances Withdrawn (n:1) | lbs | 0 | 0 | 0 | 0 | 0 | 0 | 0
#CAN - NB - MER Cap Annual v4.12 | 10 | 7623 | Rate Constraint in MTons | FALSE | L | Annual | Net Emissions Allowance Position | lbs | 0 | 0 | 0 | 0 | 0 | 0 | 0
#CAN - NB - MER Cap Annual v4.12 | 10 | 7623 | Rate Constraint in MTons | FALSE | L | Annual | Fuel Consumed | TBtu | 0 | 0 | 0 | 0 | 0 | 0 | 0
#CAN - NB - MER Cap Annual v4.12 | 10 | 7623 | Rate Constraint in MTons | FALSE | L | Annual | Rate | lb/MMBtu | 0 | 0 | 0 | 0 | 0 | 0 | 0
#CAN - NB - MER Cap Annual v4.12 | 10 | 7623 | Rate Constraint in MTons | FALSE | L | Annual | Generation | TWh | 0 | 0 | 0 | 0 | 0 | 0 | 0
#CAN - NB - MER Cap Annual v4.12 | 10 | 7623 | Rate Constraint in MTons | FALSE | L | Annual | Qualifying Generation | TWh | 0 | 0 | 0 | 0 | 0 | 0 | 0
#CAN - NB - MER Cap Annual v4.12 | 10 | 7623 | Rate Constraint in MTons | FALSE | L | Annual | Rate | lb/MWh | 0 | 0 | 0 | 0 | 0 | 0 | 0
#CAN - NB - MER Cap Annual v4.12 | 10 | 7623 | Rate Constraint in MTons | FALSE | L | Annual | Constraint Shadow Price | US2022$/Lb | 0 | 0 | 0 | 0 | 0 | 0 | 0
#CAN - NL&NF - SO2 Cap Annual v3.1 | 11 | 7621 | Rate Constraint in MTons | FALSE | L | Annual | Seasons Included | Seasons | Winter, Spring, Summer, Fall | Winter, Spring, Summer, Fall | Winter, Spring, Summer, Fall | Winter, Spring, Summer, Fall | Winter, Spring, Summer, Fall | Winter, Spring, Summer, Fall | Winter, Spring, Summer, Fall
#CAN - NL&NF - SO2 Cap Annual v3.1 | 11 | 7621 | Rate Constraint in MTons | FALSE | L | Annual | Standard SO2 | Thousand Tons | 16.53 | 16.53 | 16.53 | 16.53 | 16.53 | 16.53 | 16.53
#CAN - NL&NF - SO2 Cap Annual v3.1 | 11 | 7621 | Rate Constraint in MTons | FALSE | L | Annual | Emissions at Affected Plants SO2 | Thousand Tons | 0 | 0 | 0 | 0 | 0 | 0 | 0
#CAN - NL&NF - SO2 Cap Annual v3.1 | 11 | 7621 | Rate Constraint in MTons | FALSE | L | Annual | Allowances Purchased SO2 | Thousand Tons | 0 | 0 | 0 | 0 | 0 | 0 | 0
#CAN - NL&NF - SO2 Cap Annual v3.1 | 11 | 7621 | Rate Constraint in MTons | FALSE | L | Annual | Allowances Sold SO2 | Thousand Tons | 0 | 0 | 0 | 0 | 0 | 0 | 0
#CAN - NL&NF - SO2 Cap Annual v3.1 | 11 | 7621 | Rate Constraint in MTons | FALSE | L | Annual | Allowances Banked | Thousand Tons | 0 | 0 | 0 | 0 | 0 | 0 | 0
#CAN - NL&NF - SO2 Cap Annual v3.1 | 11 | 7621 | Rate Constraint in MTons | FALSE | L | Annual | Allowances Withdrawn (1:1) | Thousand Tons | 0 | 0 | 0 | 0 | 0 | 0 | 0
#CAN - NL&NF - SO2 Cap Annual v3.1 | 11 | 7621 | Rate Constraint in MTons | FALSE | L | Annual | Allowances Withdrawn (n:1) | Thousand Tons | 0 | 0 | 0 | 0 | 0 | 0 | 0
#CAN - NL&NF - SO2 Cap Annual v3.1 | 11 | 7621 | Rate Constraint in MTons | FALSE | L | Annual | Net Emissions Allowance Position | Thousand Tons | 0 | 0 | 0 | 0 | 0 | 0 | 0
#CAN - NL&NF - SO2 Cap Annual v3.1 | 11 | 7621 | Rate Constraint in MTons | FALSE | L | Annual | Fuel Consumed | TBtu | 0 | 0 | 0 | 0 | 0 | 0 | 0
#CAN - NL&NF - SO2 Cap Annual v3.1 | 11 | 7621 | Rate Constraint in MTons | FALSE | L | Annual | Rate | lb/MMBtu | 0 | 0 | 0 | 0 | 0 | 0 | 0
#CAN - NL&NF - SO2 Cap Annual v3.1 | 11 | 7621 | Rate Constraint in MTons | FALSE | L | Annual | Generation | TWh | 0 | 0 | 0 | 0 | 0 | 0 | 0
#CAN - NL&NF - SO2 Cap Annual v3.1 | 11 | 7621 | Rate Constraint in MTons | FALSE | L | Annual | Qualifying Generation | TWh | 0 | 0 | 0 | 0 | 0 | 0 | 0
#CAN - NL&NF - SO2 Cap Annual v3.1 | 11 | 7621 | Rate Constraint in MTons | FALSE | L | Annual | Rate | lb/MWh | 0 | 0 | 0 | 0 | 0 | 0 | 0
#CAN - NL&NF - SO2 Cap Annual v3.1 | 11 | 7621 | Rate Constraint in MTons | FALSE | L | Annual | Constraint Shadow Price | US2022$/Ton | 0 | 0 | 0 | 0 | 0 | 0 | 0
#CAN - NS - CO2 Cap Annual v6.20 | 12 | 7675 | Rate Constraint in MTons | FALSE | L | Annual | Seasons Included | Seasons | Winter, Spring, Summer, Fall | Winter, Spring, Summer, Fall | Winter, Spring, Summer, Fall | Winter, Spring, Summer, Fall | Winter, Spring, Summer, Fall | Winter, Spring, Summer, Fall | Winter, Spring, Summer, Fall
#CAN - NS - CO2 Cap Annual v6.20 | 12 | 7675 | Rate Constraint in MTons | FALSE | L | Annual | Standard CO2 | Thousand Tons | 5924.9163 | 5924.9163 | NA | NA | NA | NA | NA
#CAN - NS - CO2 Cap Annual v6.20 | 12 | 7675 | Rate Constraint in MTons | FALSE | L | Annual | Emissions at Affected Plants CO2 | Thousand Tons | 364.3325 | 612.6318 | 0 | 0 | 0 | 0 | 0
#CAN - NS - CO2 Cap Annual v6.20 | 12 | 7675 | Rate Constraint in MTons | FALSE | L | Annual | Allowances Purchased CO2 | Thousand Tons | 0 | 0 | 0 | 0 | 0 | 0 | 0
#CAN - NS - CO2 Cap Annual v6.20 | 12 | 7675 | Rate Constraint in MTons | FALSE | L | Annual | Allowances Sold CO2 | Thousand Tons | 0 | 0 | 0 | 0 | 0 | 0 | 0
#CAN - NS - CO2 Cap Annual v6.20 | 12 | 7675 | Rate Constraint in MTons | FALSE | L | Annual | Allowances Banked | Thousand Tons | 0 | 0 | 0 | 0 | 0 | 0 | 0
#CAN - NS - CO2 Cap Annual v6.20 | 12 | 7675 | Rate Constraint in MTons | FALSE | L | Annual | Allowances Withdrawn (1:1) | Thousand Tons | 0 | 0 | 0 | 0 | 0 | 0 | 0
#CAN - NS - CO2 Cap Annual v6.20 | 12 | 7675 | Rate Constraint in MTons | FALSE | L | Annual | Allowances Withdrawn (n:1) | Thousand Tons | 0 | 0 | 0 | 0 | 0 | 0 | 0
#CAN - NS - CO2 Cap Annual v6.20 | 12 | 7675 | Rate Constraint in MTons | FALSE | L | Annual | Net Emissions Allowance Position | Thousand Tons | 364.3325 | 612.6318 | 0 | 0 | 0 | 0 | 0
#CAN - NS - CO2 Cap Annual v6.20 | 12 | 7675 | Rate Constraint in MTons | FALSE | L | Annual | Fuel Consumed | TBtu | 3.5244 | 5.9263 | 0 | 0 | 0 | 0 | 0
#CAN - NS - CO2 Cap Annual v6.20 | 12 | 7675 | Rate Constraint in MTons | FALSE | L | Annual | Rate | lb/MMBtu | 206.75 | 206.75 | 0 | 0 | 0 | 0 | 0
#CAN - NS - CO2 Cap Annual v6.20 | 12 | 7675 | Rate Constraint in MTons | FALSE | L | Annual | Generation | TWh | 0.33765 | 0.56776 | 0 | 0 | 0 | 0 | 0
#CAN - NS - CO2 Cap Annual v6.20 | 12 | 7675 | Rate Constraint in MTons | FALSE | L | Annual | Qualifying Generation | TWh | 0.33765 | 0.56776 | 0 | 0 | 0 | 0 | 0
#CAN - NS - CO2 Cap Annual v6.20 | 12 | 7675 | Rate Constraint in MTons | FALSE | L | Annual | Rate | lb/MWh | 2158.0565 | 2158.0565 | 0 | 0 | 0 | 0 | 0
#CAN - NS - CO2 Cap Annual v6.20 | 12 | 7675 | Rate Constraint in MTons | FALSE | L | Annual | Constraint Shadow Price | US2022$/Ton | 0 | 0 | 0 | 0 | 0 | 0 | 0
#CAN - NS - MER Cap Annual v4.12 | 13 | 7627 | Rate Constraint in MTons | FALSE | L | Annual | Seasons Included | Seasons | Winter, Spring, Summer, Fall | Winter, Spring, Summer, Fall | Winter, Spring, Summer, Fall | Winter, Spring, Summer, Fall | Winter, Spring, Summer, Fall | Winter, Spring, Summer, Fall | Winter, Spring, Summer, Fall
#CAN - NS - MER Cap Annual v4.12 | 13 | 7627 | Rate Constraint in MTons | FALSE | L | Annual | Standard MER | lbs | 77.1618 | 77.1618 | 77.1618 | 77.1618 | 77.1618 | 77.1618 | 77.1618
#CAN - NS - MER Cap Annual v4.12 | 13 | 7627 | Rate Constraint in MTons | FALSE | L | Annual | Emissions at Affected Plants MER | lbs | 15.2124 | 25.5799 | 0.22973 | 0 | 0 | 0 | 0
#CAN - NS - MER Cap Annual v4.12 | 13 | 7627 | Rate Constraint in MTons | FALSE | L | Annual | Allowances Purchased MER | lbs | 0 | 0 | 0 | 0 | 0 | 0 | 0
#CAN - NS - MER Cap Annual v4.12 | 13 | 7627 | Rate Constraint in MTons | FALSE | L | Annual | Allowances Sold MER | lbs | 0 | 0 | 0 | 0 | 0 | 0 | 0
#CAN - NS - MER Cap Annual v4.12 | 13 | 7627 | Rate Constraint in MTons | FALSE | L | Annual | Allowances Banked | lbs | 0 | 0 | 0 | 0 | 0 | 0 | 0
#CAN - NS - MER Cap Annual v4.12 | 13 | 7627 | Rate Constraint in MTons | FALSE | L | Annual | Allowances Withdrawn (1:1) | lbs | 0 | 0 | 0 | 0 | 0 | 0 | 0
#CAN - NS - MER Cap Annual v4.12 | 13 | 7627 | Rate Constraint in MTons | FALSE | L | Annual | Allowances Withdrawn (n:1) | lbs | 0 | 0 | 0 | 0 | 0 | 0 | 0
#CAN - NS - MER Cap Annual v4.12 | 13 | 7627 | Rate Constraint in MTons | FALSE | L | Annual | Net Emissions Allowance Position | lbs | 15.2124 | 25.5799 | 0.22973 | 0 | 0 | 0 | 0
#CAN - NS - MER Cap Annual v4.12 | 13 | 7627 | Rate Constraint in MTons | FALSE | L | Annual | Fuel Consumed | TBtu | 3.5244 | 5.9263 | 0.053224 | 0 | 0 | 0 | 0
#CAN - NS - MER Cap Annual v4.12 | 13 | 7627 | Rate Constraint in MTons | FALSE | L | Annual | Rate | lb/MMBtu | 4.3163e-06 | 4.3163e-06 | 4.3163e-06 | 0 | 0 | 0 | 0
#CAN - NS - MER Cap Annual v4.12 | 13 | 7627 | Rate Constraint in MTons | FALSE | L | Annual | Generation | TWh | 0.33765 | 0.56776 | 0.005099 | 0 | 0 | 0 | 0
#CAN - NS - MER Cap Annual v4.12 | 13 | 7627 | Rate Constraint in MTons | FALSE | L | Annual | Qualifying Generation | TWh | 0.33765 | 0.56776 | 0.005099 | 0 | 0 | 0 | 0
#CAN - NS - MER Cap Annual v4.12 | 13 | 7627 | Rate Constraint in MTons | FALSE | L | Annual | Rate | lb/MWh | 4.5054e-05 | 4.5054e-05 | 4.5054e-05 | 0 | 0 | 0 | 0
#CAN - NS - MER Cap Annual v4.12 | 13 | 7627 | Rate Constraint in MTons | FALSE | L | Annual | Constraint Shadow Price | US2022$/Lb | 0 | 0 | 0 | 0 | 0 | 0 | 0
#CAN - NS - NS Power - NOX Cap Annual v3.1 | 14 | 7624 | Rate Constraint in MTons | FALSE | L | Annual | Seasons Included | Seasons | Winter, Spring, Summer, Fall | Winter, Spring, Summer, Fall | Winter, Spring, Summer, Fall | Winter, Spring, Summer, Fall | Winter, Spring, Summer, Fall | Winter, Spring, Summer, Fall | Winter, Spring, Summer, Fall
#CAN - NS - NS Power - NOX Cap Annual v3.1 | 14 | 7624 | Rate Constraint in MTons | FALSE | L | Annual | Standard NOX | Thousand Tons | 16.485 | 16.485 | 16.485 | 16.485 | 16.485 | 16.485 | 16.485
#CAN - NS - NS Power - NOX Cap Annual v3.1 | 14 | 7624 | Rate Constraint in MTons | FALSE | L | Annual | Emissions at Affected Plants NOX | Thousand Tons | 1.0806 | 1.6491 | 0.064702 | 0.041452 | 0.025309 | 0.010251 | 0.0098632
#CAN - NS - NS Power - NOX Cap Annual v3.1 | 14 | 7624 | Rate Constraint in MTons | FALSE | L | Annual | Allowances Purchased NOX | Thousand Tons | 0 | 0 | 0 | 0 | 0 | 0 | 0
#CAN - NS - NS Power - NOX Cap Annual v3.1 | 14 | 7624 | Rate Constraint in MTons | FALSE | L | Annual | Allowances Sold NOX | Thousand Tons | 0 | 0 | 0 | 0 | 0 | 0 | 0
#CAN - NS - NS Power - NOX Cap Annual v3.1 | 14 | 7624 | Rate Constraint in MTons | FALSE | L | Annual | Allowances Banked | Thousand Tons | 0 | 0 | 0 | 0 | 0 | 0 | 0
#CAN - NS - NS Power - NOX Cap Annual v3.1 | 14 | 7624 | Rate Constraint in MTons | FALSE | L | Annual | Allowances Withdrawn (1:1) | Thousand Tons | 0 | 0 | 0 | 0 | 0 | 0 | 0
#CAN - NS - NS Power - NOX Cap Annual v3.1 | 14 | 7624 | Rate Constraint in MTons | FALSE | L | Annual | Allowances Withdrawn (n:1) | Thousand Tons | 0 | 0 | 0 | 0 | 0 | 0 | 0
#CAN - NS - NS Power - NOX Cap Annual v3.1 | 14 | 7624 | Rate Constraint in MTons | FALSE | L | Annual | Net Emissions Allowance Position | Thousand Tons | 1.0806 | 1.6491 | 0.064702 | 0.041452 | 0.025309 | 0.010251 | 0.0098632
#CAN - NS - NS Power - NOX Cap Annual v3.1 | 14 | 7624 | Rate Constraint in MTons | FALSE | L | Annual | Fuel Consumed | TBtu | 10.9361 | 13.5795 | 7.061 | 6.1194 | 4.3352 | 1.6359 | 1.5788
#CAN - NS - NS Power - NOX Cap Annual v3.1 | 14 | 7624 | Rate Constraint in MTons | FALSE | L | Annual | Rate | lb/MMBtu | 0.19762 | 0.24288 | 0.018326 | 0.013548 | 0.011676 | 0.012532 | 0.012495
#CAN - NS - NS Power - NOX Cap Annual v3.1 | 14 | 7624 | Rate Constraint in MTons | FALSE | L | Annual | Generation | TWh | 1.3295 | 1.5918 | 1.0075 | 0.87022 | 0.6098 | 0.20509 | 0.19675
#CAN - NS - NS Power - NOX Cap Annual v3.1 | 14 | 7624 | Rate Constraint in MTons | FALSE | L | Annual | Qualifying Generation | TWh | 1.3295 | 1.5918 | 1.0075 | 0.87022 | 0.6098 | 0.20509 | 0.19675
#CAN - NS - NS Power - NOX Cap Annual v3.1 | 14 | 7624 | Rate Constraint in MTons | FALSE | L | Annual | Rate | lb/MWh | 1.6255 | 2.072 | 0.12844 | 0.095268 | 0.083006 | 0.099963 | 0.10026
#CAN - NS - NS Power - NOX Cap Annual v3.1 | 14 | 7624 | Rate Constraint in MTons | FALSE | L | Annual | Constraint Shadow Price | US2022$/Ton | 0 | 0 | 0 | 0 | 0 | 0 | 0
#CAN - NS - NS Power - SO2 Cap Annual v3.1 | 15 | 7625 | Rate Constraint in MTons | FALSE | L | Annual | Seasons Included | Seasons | Winter, Spring, Summer, Fall | Winter, Spring, Summer, Fall | Winter, Spring, Summer, Fall | Winter, Spring, Summer, Fall | Winter, Spring, Summer, Fall | Winter, Spring, Summer, Fall | Winter, Spring, Summer, Fall
#CAN - NS - NS Power - SO2 Cap Annual v3.1 | 15 | 7625 | Rate Constraint in MTons | FALSE | L | Annual | Standard SO2 | Thousand Tons | 39.9587 | 39.9587 | 39.9587 | 39.9587 | 39.9587 | 39.9587 | 39.9587
#CAN - NS - NS Power - SO2 Cap Annual v3.1 | 15 | 7625 | Rate Constraint in MTons | FALSE | L | Annual | Emissions at Affected Plants SO2 | Thousand Tons | 1.9305 | 3.2462 | 0.029153 | 0 | 0 | 0 | 0
#CAN - NS - NS Power - SO2 Cap Annual v3.1 | 15 | 7625 | Rate Constraint in MTons | FALSE | L | Annual | Allowances Purchased SO2 | Thousand Tons | 0 | 0 | 0 | 0 | 0 | 0 | 0
#CAN - NS - NS Power - SO2 Cap Annual v3.1 | 15 | 7625 | Rate Constraint in MTons | FALSE | L | Annual | Allowances Sold SO2 | Thousand Tons | 0 | 0 | 0 | 0 | 0 | 0 | 0
#CAN - NS - NS Power - SO2 Cap Annual v3.1 | 15 | 7625 | Rate Constraint in MTons | FALSE | L | Annual | Allowances Banked | Thousand Tons | 0 | 0 | 0 | 0 | 0 | 0 | 0
#CAN - NS - NS Power - SO2 Cap Annual v3.1 | 15 | 7625 | Rate Constraint in MTons | FALSE | L | Annual | Allowances Withdrawn (1:1) | Thousand Tons | 0 | 0 | 0 | 0 | 0 | 0 | 0
#CAN - NS - NS Power - SO2 Cap Annual v3.1 | 15 | 7625 | Rate Constraint in MTons | FALSE | L | Annual | Allowances Withdrawn (n:1) | Thousand Tons | 0 | 0 | 0 | 0 | 0 | 0 | 0
#CAN - NS - NS Power - SO2 Cap Annual v3.1 | 15 | 7625 | Rate Constraint in MTons | FALSE | L | Annual | Net Emissions Allowance Position | Thousand Tons | 1.9305 | 3.2462 | 0.029153 | 0 | 0 | 0 | 0
#CAN - NS - NS Power - SO2 Cap Annual v3.1 | 15 | 7625 | Rate Constraint in MTons | FALSE | L | Annual | Fuel Consumed | TBtu | 10.9361 | 13.5795 | 7.061 | 6.1194 | 4.3352 | 1.6359 | 1.5788
#CAN - NS - NS Power - SO2 Cap Annual v3.1 | 15 | 7625 | Rate Constraint in MTons | FALSE | L | Annual | Rate | lb/MMBtu | 0.35305 | 0.4781 | 0.0082575 | 0 | 0 | 0 | 0
#CAN - NS - NS Power - SO2 Cap Annual v3.1 | 15 | 7625 | Rate Constraint in MTons | FALSE | L | Annual | Generation | TWh | 1.3295 | 1.5918 | 1.0075 | 0.87022 | 0.6098 | 0.20509 | 0.19675
#CAN - NS - NS Power - SO2 Cap Annual v3.1 | 15 | 7625 | Rate Constraint in MTons | FALSE | L | Annual | Qualifying Generation | TWh | 1.3295 | 1.5918 | 1.0075 | 0.87022 | 0.6098 | 0.20509 | 0.19675
#CAN - NS - NS Power - SO2 Cap Annual v3.1 | 15 | 7625 | Rate Constraint in MTons | FALSE | L | Annual | Rate | lb/MWh | 2.904 | 4.0786 | 0.057873 | 0 | 0 | 0 | 0
#CAN - NS - NS Power - SO2 Cap Annual v3.1 | 15 | 7625 | Rate Constraint in MTons | FALSE | L | Annual | Constraint Shadow Price | US2022$/Ton | 0 | 0 | 0 | 0 | 0 | 0 | 0
#CAN - NS - SO2 Cap Annual v3.1 | 16 | 7626 | Rate Constraint in MTons | FALSE | L | Annual | Seasons Included | Seasons | Winter, Spring, Summer, Fall | Winter, Spring, Summer, Fall | Winter, Spring, Summer, Fall | Winter, Spring, Summer, Fall | Winter, Spring, Summer, Fall | Winter, Spring, Summer, Fall | Winter, Spring, Summer, Fall
#CAN - NS - SO2 Cap Annual v3.1 | 16 | 7626 | Rate Constraint in MTons | FALSE | L | Annual | Standard SO2 | Thousand Tons | 131.2522 | 131.2522 | 131.2522 | 131.2522 | 131.2522 | 131.2522 | 131.2522
#CAN - NS - SO2 Cap Annual v3.1 | 16 | 7626 | Rate Constraint in MTons | FALSE | L | Annual | Emissions at Affected Plants SO2 | Thousand Tons | 1.9305 | 3.2462 | 0.029153 | 0 | 0 | 0 | 0
#CAN - NS - SO2 Cap Annual v3.1 | 16 | 7626 | Rate Constraint in MTons | FALSE | L | Annual | Allowances Purchased SO2 | Thousand Tons | 0 | 0 | 0 | 0 | 0 | 0 | 0
#CAN - NS - SO2 Cap Annual v3.1 | 16 | 7626 | Rate Constraint in MTons | FALSE | L | Annual | Allowances Sold SO2 | Thousand Tons | 0 | 0 | 0 | 0 | 0 | 0 | 0
#CAN - NS - SO2 Cap Annual v3.1 | 16 | 7626 | Rate Constraint in MTons | FALSE | L | Annual | Allowances Banked | Thousand Tons | 0 | 0 | 0 | 0 | 0 | 0 | 0
#CAN - NS - SO2 Cap Annual v3.1 | 16 | 7626 | Rate Constraint in MTons | FALSE | L | Annual | Allowances Withdrawn (1:1) | Thousand Tons | 0 | 0 | 0 | 0 | 0 | 0 | 0
#CAN - NS - SO2 Cap Annual v3.1 | 16 | 7626 | Rate Constraint in MTons | FALSE | L | Annual | Allowances Withdrawn (n:1) | Thousand Tons | 0 | 0 | 0 | 0 | 0 | 0 | 0
#CAN - NS - SO2 Cap Annual v3.1 | 16 | 7626 | Rate Constraint in MTons | FALSE | L | Annual | Net Emissions Allowance Position | Thousand Tons | 1.9305 | 3.2462 | 0.029153 | 0 | 0 | 0 | 0
#CAN - NS - SO2 Cap Annual v3.1 | 16 | 7626 | Rate Constraint in MTons | FALSE | L | Annual | Fuel Consumed | TBtu | 10.9361 | 13.5795 | 7.061 | 6.1194 | 4.3352 | 1.6359 | 1.5788
#CAN - NS - SO2 Cap Annual v3.1 | 16 | 7626 | Rate Constraint in MTons | FALSE | L | Annual | Rate | lb/MMBtu | 0.35305 | 0.4781 | 0.0082575 | 0 | 0 | 0 | 0
#CAN - NS - SO2 Cap Annual v3.1 | 16 | 7626 | Rate Constraint in MTons | FALSE | L | Annual | Generation | TWh | 1.3295 | 1.5918 | 1.0075 | 0.87022 | 0.6098 | 0.20509 | 0.19675
#CAN - NS - SO2 Cap Annual v3.1 | 16 | 7626 | Rate Constraint in MTons | FALSE | L | Annual | Qualifying Generation | TWh | 1.3295 | 1.5918 | 1.0075 | 0.87022 | 0.6098 | 0.20509 | 0.19675
#CAN - NS - SO2 Cap Annual v3.1 | 16 | 7626 | Rate Constraint in MTons | FALSE | L | Annual | Rate | lb/MWh | 2.904 | 4.0786 | 0.057873 | 0 | 0 | 0 | 0
#CAN - NS - SO2 Cap Annual v3.1 | 16 | 7626 | Rate Constraint in MTons | FALSE | L | Annual | Constraint Shadow Price | US2022$/Ton | 0 | 0 | 0 | 0 | 0 | 0 | 0
#CAN - ON - NOX Cap Annual v3.1 | 17 | 7628 | Rate Constraint in MTons | FALSE | L | Annual | Seasons Included | Seasons | Winter, Spring, Summer, Fall | Winter, Spring, Summer, Fall | Winter, Spring, Summer, Fall | Winter, Spring, Summer, Fall | Winter, Spring, Summer, Fall | Winter, Spring, Summer, Fall | Winter, Spring, Summer, Fall
#CAN - ON - NOX Cap Annual v3.1 | 17 | 7628 | Rate Constraint in MTons | FALSE | L | Annual | Standard NOX | Thousand Tons | 47.2891 | 47.2891 | 47.2891 | 47.2891 | 47.2891 | 47.2891 | 47.2891
#CAN - ON - NOX Cap Annual v3.1 | 17 | 7628 | Rate Constraint in MTons | FALSE | L | Annual | Emissions at Affected Plants NOX | Thousand Tons | 0.37319 | 0.50561 | 1.0002 | 1.2765 | 1.4771 | 0.26097 | 0.25057
#CAN - ON - NOX Cap Annual v3.1 | 17 | 7628 | Rate Constraint in MTons | FALSE | L | Annual | Allowances Purchased NOX | Thousand Tons | 0 | 0 | 0 | 0 | 0 | 0 | 0
#CAN - ON - NOX Cap Annual v3.1 | 17 | 7628 | Rate Constraint in MTons | FALSE | L | Annual | Allowances Sold NOX | Thousand Tons | 0 | 0 | 0 | 0 | 0 | 0 | 0
#CAN - ON - NOX Cap Annual v3.1 | 17 | 7628 | Rate Constraint in MTons | FALSE | L | Annual | Allowances Banked | Thousand Tons | 0 | 0 | 31.5261 | 0 | 0 | 0 | 0
#CAN - ON - NOX Cap Annual v3.1 | 17 | 7628 | Rate Constraint in MTons | FALSE | L | Annual | Allowances Withdrawn (1:1) | Thousand Tons | 0 | 0 | 0 | -47.2891 | 0 | 0 | 0
#CAN - ON - NOX Cap Annual v3.1 | 17 | 7628 | Rate Constraint in MTons | FALSE | L | Annual | Allowances Withdrawn (n:1) | Thousand Tons | 0 | 0 | 0 | 0 | 0 | 0 | 0
#CAN - ON - NOX Cap Annual v3.1 | 17 | 7628 | Rate Constraint in MTons | FALSE | L | Annual | Net Emissions Allowance Position | Thousand Tons | 0.37319 | 0.50561 | 32.5263 | -46.0126 | 1.4771 | 0.26097 | 0.25057
#CAN - ON - NOX Cap Annual v3.1 | 17 | 7628 | Rate Constraint in MTons | FALSE | L | Annual | Fuel Consumed | TBtu | 32.8217 | 53.7093 | 128.0209 | 175.9687 | 210.8353 | 18.363 | 16.5051
#CAN - ON - NOX Cap Annual v3.1 | 17 | 7628 | Rate Constraint in MTons | FALSE | L | Annual | Rate | lb/MMBtu | 0.02274 | 0.018828 | 0.015626 | 0.014508 | 0.014012 | 0.028423 | 0.030363
#CAN - ON - NOX Cap Annual v3.1 | 17 | 7628 | Rate Constraint in MTons | FALSE | L | Annual | Generation | TWh | 4.7072 | 7.5785 | 18.3597 | 24.8719 | 29.604 | 2.5031 | 2.2509
#CAN - ON - NOX Cap Annual v3.1 | 17 | 7628 | Rate Constraint in MTons | FALSE | L | Annual | Qualifying Generation | TWh | 4.7072 | 7.5785 | 18.3597 | 24.8719 | 29.604 | 2.5031 | 2.2509
#CAN - ON - NOX Cap Annual v3.1 | 17 | 7628 | Rate Constraint in MTons | FALSE | L | Annual | Rate | lb/MWh | 0.15856 | 0.13343 | 0.10896 | 0.10265 | 0.099792 | 0.20851 | 0.22264
#CAN - ON - NOX Cap Annual v3.1 | 17 | 7628 | Rate Constraint in MTons | FALSE | L | Annual | Constraint Shadow Price | US2022$/Ton | 0 | 0 | 0 | 0 | 0 | 0 | 0
#CAN - ON - O3 Annex - NOX Cap Annual v3.1 | 18 | 7629 | Rate Constraint in MTons | FALSE | L | Annual | Seasons Included | Seasons | Winter, Spring, Summer, Fall | Winter, Spring, Summer, Fall | Winter, Spring, Summer, Fall | Winter, Spring, Summer, Fall | Winter, Spring, Summer, Fall | Winter, Spring, Summer, Fall | Winter, Spring, Summer, Fall
#CAN - ON - O3 Annex - NOX Cap Annual v3.1 | 18 | 7629 | Rate Constraint in MTons | FALSE | L | Annual | Standard NOX | Thousand Tons | 42.9901 | 42.9901 | 42.9901 | 42.9901 | 42.9901 | 42.9901 | 42.9901
#CAN - ON - O3 Annex - NOX Cap Annual v3.1 | 18 | 7629 | Rate Constraint in MTons | FALSE | L | Annual | Emissions at Affected Plants NOX | Thousand Tons | 0.37319 | 0.50561 | 1.0002 | 1.2765 | 1.4771 | 0.26074 | 0.2504
#CAN - ON - O3 Annex - NOX Cap Annual v3.1 | 18 | 7629 | Rate Constraint in MTons | FALSE | L | Annual | Allowances Purchased NOX | Thousand Tons | 0 | 0 | 0 | 0 | 0 | 0 | 0
#CAN - ON - O3 Annex - NOX Cap Annual v3.1 | 18 | 7629 | Rate Constraint in MTons | FALSE | L | Annual | Allowances Sold NOX | Thousand Tons | 0 | 0 | 0 | 0 | 0 | 0 | 0
#CAN - ON - O3 Annex - NOX Cap Annual v3.1 | 18 | 7629 | Rate Constraint in MTons | FALSE | L | Annual | Allowances Banked | Thousand Tons | 0 | 0 | 0 | 0 | 0 | 0 | 0
#CAN - ON - O3 Annex - NOX Cap Annual v3.1 | 18 | 7629 | Rate Constraint in MTons | FALSE | L | Annual | Allowances Withdrawn (1:1) | Thousand Tons | 0 | 0 | 0 | 0 | 0 | 0 | 0
#CAN - ON - O3 Annex - NOX Cap Annual v3.1 | 18 | 7629 | Rate Constraint in MTons | FALSE | L | Annual | Allowances Withdrawn (n:1) | Thousand Tons | 0 | 0 | 0 | 0 | 0 | 0 | 0
#CAN - ON - O3 Annex - NOX Cap Annual v3.1 | 18 | 7629 | Rate Constraint in MTons | FALSE | L | Annual | Net Emissions Allowance Position | Thousand Tons | 0.37319 | 0.50561 | 1.0002 | 1.2765 | 1.4771 | 0.26074 | 0.2504
#CAN - ON - O3 Annex - NOX Cap Annual v3.1 | 18 | 7629 | Rate Constraint in MTons | FALSE | L | Annual | Fuel Consumed | TBtu | 32.8217 | 53.7093 | 128.0209 | 175.9594 | 210.8244 | 18.3219 | 16.4744
#CAN - ON - O3 Annex - NOX Cap Annual v3.1 | 18 | 7629 | Rate Constraint in MTons | FALSE | L | Annual | Rate | lb/MMBtu | 0.02274 | 0.018828 | 0.015626 | 0.014509 | 0.014012 | 0.028462 | 0.030399
#CAN - ON - O3 Annex - NOX Cap Annual v3.1 | 18 | 7629 | Rate Constraint in MTons | FALSE | L | Annual | Generation | TWh | 4.7072 | 7.5785 | 18.3597 | 24.871 | 29.6029 | 2.499 | 2.2478
#CAN - ON - O3 Annex - NOX Cap Annual v3.1 | 18 | 7629 | Rate Constraint in MTons | FALSE | L | Annual | Qualifying Generation | TWh | 4.7072 | 7.5785 | 18.3597 | 24.871 | 29.6029 | 2.499 | 2.2478
#CAN - ON - O3 Annex - NOX Cap Annual v3.1 | 18 | 7629 | Rate Constraint in MTons | FALSE | L | Annual | Rate | lb/MWh | 0.15856 | 0.13343 | 0.10896 | 0.10265 | 0.099792 | 0.20868 | 0.22279
#CAN - ON - O3 Annex - NOX Cap Annual v3.1 | 18 | 7629 | Rate Constraint in MTons | FALSE | L | Annual | Constraint Shadow Price | US2022$/Ton | 0 | 0 | 0 | 0 | 0 | 0 | 0
#CAN - ON - SO2 Cap Annual v3.1 | 19 | 7630 | Rate Constraint in MTons | FALSE | L | Annual | Seasons Included | Seasons | Winter, Spring, Summer, Fall | Winter, Spring, Summer, Fall | Winter, Spring, Summer, Fall | Winter, Spring, Summer, Fall | Winter, Spring, Summer, Fall | Winter, Spring, Summer, Fall | Winter, Spring, Summer, Fall
#CAN - ON - SO2 Cap Annual v3.1 | 19 | 7630 | Rate Constraint in MTons | FALSE | L | Annual | Standard SO2 | Thousand Tons | 144.4026 | 144.4026 | 144.4026 | 144.4026 | 144.4026 | 144.4026 | 144.4026
#CAN - ON - SO2 Cap Annual v3.1 | 19 | 7630 | Rate Constraint in MTons | FALSE | L | Annual | Emissions at Affected Plants SO2 | Thousand Tons | 0.25581 | 0.25581 | 0.25581 | 0.25581 | 0.25581 | 0.25581 | 0.25581
#CAN - ON - SO2 Cap Annual v3.1 | 19 | 7630 | Rate Constraint in MTons | FALSE | L | Annual | Allowances Purchased SO2 | Thousand Tons | 0 | 0 | 0 | 0 | 0 | 0 | 0
#CAN - ON - SO2 Cap Annual v3.1 | 19 | 7630 | Rate Constraint in MTons | FALSE | L | Annual | Allowances Sold SO2 | Thousand Tons | 0 | 0 | 0 | 0 | 0 | 0 | 0
#CAN - ON - SO2 Cap Annual v3.1 | 19 | 7630 | Rate Constraint in MTons | FALSE | L | Annual | Allowances Banked | Thousand Tons | 0 | 0 | 0 | 0 | 0 | 0 | 0
#CAN - ON - SO2 Cap Annual v3.1 | 19 | 7630 | Rate Constraint in MTons | FALSE | L | Annual | Allowances Withdrawn (1:1) | Thousand Tons | 0 | 0 | 0 | 0 | 0 | 0 | 0
#CAN - ON - SO2 Cap Annual v3.1 | 19 | 7630 | Rate Constraint in MTons | FALSE | L | Annual | Allowances Withdrawn (n:1) | Thousand Tons | 0 | 0 | 0 | 0 | 0 | 0 | 0
#CAN - ON - SO2 Cap Annual v3.1 | 19 | 7630 | Rate Constraint in MTons | FALSE | L | Annual | Net Emissions Allowance Position | Thousand Tons | 0.25581 | 0.25581 | 0.25581 | 0.25581 | 0.25581 | 0.25581 | 0.25581
#CAN - ON - SO2 Cap Annual v3.1 | 19 | 7630 | Rate Constraint in MTons | FALSE | L | Annual | Fuel Consumed | TBtu | 32.8217 | 53.7093 | 128.0209 | 175.9687 | 210.8353 | 18.363 | 16.5051
#CAN - ON - SO2 Cap Annual v3.1 | 19 | 7630 | Rate Constraint in MTons | FALSE | L | Annual | Rate | lb/MMBtu | 0.015588 | 0.0095257 | 0.0039964 | 0.0029074 | 0.0024266 | 0.027861 | 0.030998
#CAN - ON - SO2 Cap Annual v3.1 | 19 | 7630 | Rate Constraint in MTons | FALSE | L | Annual | Generation | TWh | 4.7072 | 7.5785 | 18.3597 | 24.8719 | 29.604 | 2.5031 | 2.2509
#CAN - ON - SO2 Cap Annual v3.1 | 19 | 7630 | Rate Constraint in MTons | FALSE | L | Annual | Qualifying Generation | TWh | 4.7072 | 7.5785 | 18.3597 | 24.8719 | 29.604 | 2.5031 | 2.2509
#CAN - ON - SO2 Cap Annual v3.1 | 19 | 7630 | Rate Constraint in MTons | FALSE | L | Annual | Rate | lb/MWh | 0.10869 | 0.067509 | 0.027866 | 0.02057 | 0.017282 | 0.20439 | 0.22729
#CAN - ON - SO2 Cap Annual v3.1 | 19 | 7630 | Rate Constraint in MTons | FALSE | L | Annual | Constraint Shadow Price | US2022$/Ton | 0 | 0 | 0 | 0 | 0 | 0 | 0
#CAN - PE - Acid Rain - SO2 Cap Annual v3.1 | 20 | 7634 | Rate Constraint in MTons | FALSE | L | Annual | Seasons Included | Seasons | Winter, Spring, Summer, Fall | Winter, Spring, Summer, Fall | Winter, Spring, Summer, Fall | Winter, Spring, Summer, Fall | Winter, Spring, Summer, Fall | Winter, Spring, Summer, Fall | Winter, Spring, Summer, Fall
#CAN - PE - Acid Rain - SO2 Cap Annual v3.1 | 20 | 7634 | Rate Constraint in MTons | FALSE | L | Annual | Standard SO2 | Thousand Tons | 3.31 | 3.31 | 3.31 | 3.31 | 3.31 | 3.31 | 3.31
#CAN - PE - Acid Rain - SO2 Cap Annual v3.1 | 20 | 7634 | Rate Constraint in MTons | FALSE | L | Annual | Emissions at Affected Plants SO2 | Thousand Tons | 0 | 0 | 0 | 0 | 0 | 0 | 0
#CAN - PE - Acid Rain - SO2 Cap Annual v3.1 | 20 | 7634 | Rate Constraint in MTons | FALSE | L | Annual | Allowances Purchased SO2 | Thousand Tons | 0 | 0 | 0 | 0 | 0 | 0 | 0
#CAN - PE - Acid Rain - SO2 Cap Annual v3.1 | 20 | 7634 | Rate Constraint in MTons | FALSE | L | Annual | Allowances Sold SO2 | Thousand Tons | 0 | 0 | 0 | 0 | 0 | 0 | 0
#CAN - PE - Acid Rain - SO2 Cap Annual v3.1 | 20 | 7634 | Rate Constraint in MTons | FALSE | L | Annual | Allowances Banked | Thousand Tons | 0 | 0 | 0 | 0 | 0 | 0 | 0
#CAN - PE - Acid Rain - SO2 Cap Annual v3.1 | 20 | 7634 | Rate Constraint in MTons | FALSE | L | Annual | Allowances Withdrawn (1:1) | Thousand Tons | 0 | 0 | 0 | 0 | 0 | 0 | 0
#CAN - PE - Acid Rain - SO2 Cap Annual v3.1 | 20 | 7634 | Rate Constraint in MTons | FALSE | L | Annual | Allowances Withdrawn (n:1) | Thousand Tons | 0 | 0 | 0 | 0 | 0 | 0 | 0
#CAN - PE - Acid Rain - SO2 Cap Annual v3.1 | 20 | 7634 | Rate Constraint in MTons | FALSE | L | Annual | Net Emissions Allowance Position | Thousand Tons | 0 | 0 | 0 | 0 | 0 | 0 | 0
#CAN - PE - Acid Rain - SO2 Cap Annual v3.1 | 20 | 7634 | Rate Constraint in MTons | FALSE | L | Annual | Fuel Consumed | TBtu | 5.0007 | 7.2893 | 8.0599 | 7.9773 | 4.7807 | 1.7475 | 1.5038
#CAN - PE - Acid Rain - SO2 Cap Annual v3.1 | 20 | 7634 | Rate Constraint in MTons | FALSE | L | Annual | Rate | lb/MMBtu | 0 | 0 | 0 | 0 | 0 | 0 | 0
#CAN - PE - Acid Rain - SO2 Cap Annual v3.1 | 20 | 7634 | Rate Constraint in MTons | FALSE | L | Annual | Generation | TWh | 0.74869 | 1.1124 | 1.2114 | 1.1528 | 0.71455 | 0.27434 | 0.23608
#CAN - PE - Acid Rain - SO2 Cap Annual v3.1 | 20 | 7634 | Rate Constraint in MTons | FALSE | L | Annual | Qualifying Generation | TWh | 0.74869 | 1.1124 | 1.2114 | 1.1528 | 0.71455 | 0.27434 | 0.23608
#CAN - PE - Acid Rain - SO2 Cap Annual v3.1 | 20 | 7634 | Rate Constraint in MTons | FALSE | L | Annual | Rate | lb/MWh | 0 | 0 | 0 | 0 | 0 | 0 | 0
#CAN - PE - Acid Rain - SO2 Cap Annual v3.1 | 20 | 7634 | Rate Constraint in MTons | FALSE | L | Annual | Constraint Shadow Price | US2022$/Ton | 0 | 0 | 0 | 0 | 0 | 0 | 0
#CAN - PQ - Acid Rain - SO2 Cap Annual v3.1 | 21 | 7632 | Rate Constraint in MTons | FALSE | L | Annual | Seasons Included | Seasons | Winter, Spring, Summer, Fall | Winter, Spring, Summer, Fall | Winter, Spring, Summer, Fall | Winter, Spring, Summer, Fall | Winter, Spring, Summer, Fall | Winter, Spring, Summer, Fall | Winter, Spring, Summer, Fall
#CAN - PQ - Acid Rain - SO2 Cap Annual v3.1 | 21 | 7632 | Rate Constraint in MTons | FALSE | L | Annual | Standard SO2 | Thousand Tons | 6.61 | 6.61 | 6.61 | 6.61 | 6.61 | 6.61 | 6.61
#CAN - PQ - Acid Rain - SO2 Cap Annual v3.1 | 21 | 7632 | Rate Constraint in MTons | FALSE | L | Annual | Emissions at Affected Plants SO2 | Thousand Tons | 0 | 0 | 0 | 0 | 0 | 0 | 0
#CAN - PQ - Acid Rain - SO2 Cap Annual v3.1 | 21 | 7632 | Rate Constraint in MTons | FALSE | L | Annual | Allowances Purchased SO2 | Thousand Tons | 0 | 0 | 0 | 0 | 0 | 0 | 0
#CAN - PQ - Acid Rain - SO2 Cap Annual v3.1 | 21 | 7632 | Rate Constraint in MTons | FALSE | L | Annual | Allowances Sold SO2 | Thousand Tons | 0 | 0 | 0 | 0 | 0 | 0 | 0
#CAN - PQ - Acid Rain - SO2 Cap Annual v3.1 | 21 | 7632 | Rate Constraint in MTons | FALSE | L | Annual | Allowances Banked | Thousand Tons | 0 | 0 | 0 | 0 | 0 | 0 | 0
#CAN - PQ - Acid Rain - SO2 Cap Annual v3.1 | 21 | 7632 | Rate Constraint in MTons | FALSE | L | Annual | Allowances Withdrawn (1:1) | Thousand Tons | 0 | 0 | 0 | 0 | 0 | 0 | 0
#CAN - PQ - Acid Rain - SO2 Cap Annual v3.1 | 21 | 7632 | Rate Constraint in MTons | FALSE | L | Annual | Allowances Withdrawn (n:1) | Thousand Tons | 0 | 0 | 0 | 0 | 0 | 0 | 0
#CAN - PQ - Acid Rain - SO2 Cap Annual v3.1 | 21 | 7632 | Rate Constraint in MTons | FALSE | L | Annual | Net Emissions Allowance Position | Thousand Tons | 0 | 0 | 0 | 0 | 0 | 0 | 0
#CAN - PQ - Acid Rain - SO2 Cap Annual v3.1 | 21 | 7632 | Rate Constraint in MTons | FALSE | L | Annual | Fuel Consumed | TBtu | 0 | 0 | 0 | 0 | 0 | 0 | 0
#CAN - PQ - Acid Rain - SO2 Cap Annual v3.1 | 21 | 7632 | Rate Constraint in MTons | FALSE | L | Annual | Rate | lb/MMBtu | 0 | 0 | 0 | 0 | 0 | 0 | 0
#CAN - PQ - Acid Rain - SO2 Cap Annual v3.1 | 21 | 7632 | Rate Constraint in MTons | FALSE | L | Annual | Generation | TWh | 0 | 0 | 0 | 0 | 0 | 0 | 0
#CAN - PQ - Acid Rain - SO2 Cap Annual v3.1 | 21 | 7632 | Rate Constraint in MTons | FALSE | L | Annual | Qualifying Generation | TWh | 0 | 0 | 0 | 0 | 0 | 0 | 0
#CAN - PQ - Acid Rain - SO2 Cap Annual v3.1 | 21 | 7632 | Rate Constraint in MTons | FALSE | L | Annual | Rate | lb/MWh | 0 | 0 | 0 | 0 | 0 | 0 | 0
#CAN - PQ - Acid Rain - SO2 Cap Annual v3.1 | 21 | 7632 | Rate Constraint in MTons | FALSE | L | Annual | Constraint Shadow Price | US2022$/Ton | 0 | 0 | 0 | 0 | 0 | 0 | 0
#CAN - PQ - CO2 Constraint- v.6.17 | 22 | 7633 | Rate Constraint in MTons | FALSE | L | Annual | Seasons Included | Seasons | Winter, Spring, Summer, Fall | Winter, Spring, Summer, Fall | Winter, Spring, Summer, Fall | Winter, Spring, Summer, Fall | Winter, Spring, Summer, Fall | Winter, Spring, Summer, Fall | Winter, Spring, Summer, Fall
#CAN - PQ - CO2 Constraint- v.6.17 | 22 | 7633 | Rate Constraint in MTons | FALSE | L | Annual | Standard CO2 | Thousand Tons | 0 | 0 | 0 | 0 | 0 | 0 | 0
#CAN - PQ - CO2 Constraint- v.6.17 | 22 | 7633 | Rate Constraint in MTons | FALSE | L | Annual | Emissions at Affected Plants CO2 | Thousand Tons | 0 | 0 | 0 | 0 | 0 | 0 | 0
#CAN - PQ - CO2 Constraint- v.6.17 | 22 | 7633 | Rate Constraint in MTons | FALSE | L | Annual | Allowances Purchased CO2 | Thousand Tons | 0 | 0 | 0 | 0 | 0 | 0 | 0
#CAN - PQ - CO2 Constraint- v.6.17 | 22 | 7633 | Rate Constraint in MTons | FALSE | L | Annual | Allowances Sold CO2 | Thousand Tons | 0 | 0 | 0 | 0 | 0 | 0 | 0
#CAN - PQ - CO2 Constraint- v.6.17 | 22 | 7633 | Rate Constraint in MTons | FALSE | L | Annual | Allowances Banked | Thousand Tons | 0 | 0 | 0 | 0 | 0 | 0 | 0
#CAN - PQ - CO2 Constraint- v.6.17 | 22 | 7633 | Rate Constraint in MTons | FALSE | L | Annual | Allowances Withdrawn (1:1) | Thousand Tons | 0 | 0 | 0 | 0 | 0 | 0 | 0
#CAN - PQ - CO2 Constraint- v.6.17 | 22 | 7633 | Rate Constraint in MTons | FALSE | L | Annual | Allowances Withdrawn (n:1) | Thousand Tons | 0 | 0 | 0 | 0 | 0 | 0 | 0
#CAN - PQ - CO2 Constraint- v.6.17 | 22 | 7633 | Rate Constraint in MTons | FALSE | L | Annual | Net Emissions Allowance Position | Thousand Tons | 0 | 0 | 0 | 0 | 0 | 0 | 0
#CAN - PQ - CO2 Constraint- v.6.17 | 22 | 7633 | Rate Constraint in MTons | FALSE | L | Annual | Fuel Consumed | TBtu | 0 | 0 | 0 | 0 | 0 | 0 | 0
#CAN - PQ - CO2 Constraint- v.6.17 | 22 | 7633 | Rate Constraint in MTons | FALSE | L | Annual | Rate | lb/MMBtu | 0 | 0 | 0 | 0 | 0 | 0 | 0
#CAN - PQ - CO2 Constraint- v.6.17 | 22 | 7633 | Rate Constraint in MTons | FALSE | L | Annual | Generation | TWh | 0 | 0 | 0 | 0 | 0 | 0 | 0
#CAN - PQ - CO2 Constraint- v.6.17 | 22 | 7633 | Rate Constraint in MTons | FALSE | L | Annual | Qualifying Generation | TWh | 0 | 0 | 0 | 0 | 0 | 0 | 0
#CAN - PQ - CO2 Constraint- v.6.17 | 22 | 7633 | Rate Constraint in MTons | FALSE | L | Annual | Rate | lb/MWh | 0 | 0 | 0 | 0 | 0 | 0 | 0
#CAN - PQ - CO2 Constraint- v.6.17 | 22 | 7633 | Rate Constraint in MTons | FALSE | L | Annual | Constraint Shadow Price | US2022$/Ton | 15.9587 | 73.0525 | 81.1728 | 81.1728 | 81.1729 | 81.1729 | 81.1731
#CAN - PQ - O3 Annex - NOX Cap Annual v3.1 | 23 | 7631 | Rate Constraint in MTons | FALSE | L | Annual | Seasons Included | Seasons | Winter, Spring, Summer, Fall | Winter, Spring, Summer, Fall | Winter, Spring, Summer, Fall | Winter, Spring, Summer, Fall | Winter, Spring, Summer, Fall | Winter, Spring, Summer, Fall | Winter, Spring, Summer, Fall
#CAN - PQ - O3 Annex - NOX Cap Annual v3.1 | 23 | 7631 | Rate Constraint in MTons | FALSE | L | Annual | Standard NOX | Thousand Tons | 5.5115 | 5.5115 | 5.5115 | 5.5115 | 5.5115 | 5.5115 | 5.5115
#CAN - PQ - O3 Annex - NOX Cap Annual v3.1 | 23 | 7631 | Rate Constraint in MTons | FALSE | L | Annual | Emissions at Affected Plants NOX | Thousand Tons | 0 | 0 | 0 | 0 | 0 | 0 | 0
#CAN - PQ - O3 Annex - NOX Cap Annual v3.1 | 23 | 7631 | Rate Constraint in MTons | FALSE | L | Annual | Allowances Purchased NOX | Thousand Tons | 0 | 0 | 0 | 0 | 0 | 0 | 0
#CAN - PQ - O3 Annex - NOX Cap Annual v3.1 | 23 | 7631 | Rate Constraint in MTons | FALSE | L | Annual | Allowances Sold NOX | Thousand Tons | 0 | 0 | 0 | 0 | 0 | 0 | 0
#CAN - PQ - O3 Annex - NOX Cap Annual v3.1 | 23 | 7631 | Rate Constraint in MTons | FALSE | L | Annual | Allowances Banked | Thousand Tons | 0 | 0 | 0 | 0 | 0 | 0 | 0
#CAN - PQ - O3 Annex - NOX Cap Annual v3.1 | 23 | 7631 | Rate Constraint in MTons | FALSE | L | Annual | Allowances Withdrawn (1:1) | Thousand Tons | 0 | 0 | 0 | 0 | 0 | 0 | 0
#CAN - PQ - O3 Annex - NOX Cap Annual v3.1 | 23 | 7631 | Rate Constraint in MTons | FALSE | L | Annual | Allowances Withdrawn (n:1) | Thousand Tons | 0 | 0 | 0 | 0 | 0 | 0 | 0
#CAN - PQ - O3 Annex - NOX Cap Annual v3.1 | 23 | 7631 | Rate Constraint in MTons | FALSE | L | Annual | Net Emissions Allowance Position | Thousand Tons | 0 | 0 | 0 | 0 | 0 | 0 | 0
#CAN - PQ - O3 Annex - NOX Cap Annual v3.1 | 23 | 7631 | Rate Constraint in MTons | FALSE | L | Annual | Fuel Consumed | TBtu | 0 | 0 | 0 | 0 | 0 | 0 | 0
#CAN - PQ - O3 Annex - NOX Cap Annual v3.1 | 23 | 7631 | Rate Constraint in MTons | FALSE | L | Annual | Rate | lb/MMBtu | 0 | 0 | 0 | 0 | 0 | 0 | 0
#CAN - PQ - O3 Annex - NOX Cap Annual v3.1 | 23 | 7631 | Rate Constraint in MTons | FALSE | L | Annual | Generation | TWh | 0 | 0 | 0 | 0 | 0 | 0 | 0
#CAN - PQ - O3 Annex - NOX Cap Annual v3.1 | 23 | 7631 | Rate Constraint in MTons | FALSE | L | Annual | Qualifying Generation | TWh | 0 | 0 | 0 | 0 | 0 | 0 | 0
#CAN - PQ - O3 Annex - NOX Cap Annual v3.1 | 23 | 7631 | Rate Constraint in MTons | FALSE | L | Annual | Rate | lb/MWh | 0 | 0 | 0 | 0 | 0 | 0 | 0
#CAN - PQ - O3 Annex - NOX Cap Annual v3.1 | 23 | 7631 | Rate Constraint in MTons | FALSE | L | Annual | Constraint Shadow Price | US2022$/Ton | 0 | 0 | 0 | 0 | 0 | 0 | 0
#CAN - SK - MER Cap Annual v4.12 | 24 | 7635 | Rate Constraint in MTons | FALSE | L | Annual | Seasons Included | Seasons | Winter, Spring, Summer, Fall | Winter, Spring, Summer, Fall | Winter, Spring, Summer, Fall | Winter, Spring, Summer, Fall | Winter, Spring, Summer, Fall | Winter, Spring, Summer, Fall | Winter, Spring, Summer, Fall
#CAN - SK - MER Cap Annual v4.12 | 24 | 7635 | Rate Constraint in MTons | FALSE | L | Annual | Standard MER | lbs | 947.9877 | 947.9877 | 947.9877 | 947.9877 | 947.9877 | 947.9877 | 947.9877
#CAN - SK - MER Cap Annual v4.12 | 24 | 7635 | Rate Constraint in MTons | FALSE | L | Annual | Emissions at Affected Plants MER | lbs | 550.1999 | 218.4972 | 63.5904 | 63.5904 | 63.5062 | 63.5904 | 63.5904
#CAN - SK - MER Cap Annual v4.12 | 24 | 7635 | Rate Constraint in MTons | FALSE | L | Annual | Allowances Purchased MER | lbs | 0 | 0 | 0 | 0 | 0 | 0 | 0
#CAN - SK - MER Cap Annual v4.12 | 24 | 7635 | Rate Constraint in MTons | FALSE | L | Annual | Allowances Sold MER | lbs | 0 | 0 | 0 | 0 | 0 | 0 | 0
#CAN - SK - MER Cap Annual v4.12 | 24 | 7635 | Rate Constraint in MTons | FALSE | L | Annual | Allowances Banked | lbs | 0 | 0 | 0 | 0 | 0 | 0 | 0
#CAN - SK - MER Cap Annual v4.12 | 24 | 7635 | Rate Constraint in MTons | FALSE | L | Annual | Allowances Withdrawn (1:1) | lbs | 0 | 0 | 0 | 0 | 0 | 0 | 0
#CAN - SK - MER Cap Annual v4.12 | 24 | 7635 | Rate Constraint in MTons | FALSE | L | Annual | Allowances Withdrawn (n:1) | lbs | 0 | 0 | 0 | 0 | 0 | 0 | 0
#CAN - SK - MER Cap Annual v4.12 | 24 | 7635 | Rate Constraint in MTons | FALSE | L | Annual | Net Emissions Allowance Position | lbs | 550.1999 | 218.4972 | 63.5904 | 63.5904 | 63.5062 | 63.5904 | 63.5904
#CAN - SK - MER Cap Annual v4.12 | 24 | 7635 | Rate Constraint in MTons | FALSE | L | Annual | Fuel Consumed | TBtu | 73.2812 | 29.223 | 8.6476 | 8.6476 | 8.6364 | 8.6476 | 8.6476
#CAN - SK - MER Cap Annual v4.12 | 24 | 7635 | Rate Constraint in MTons | FALSE | L | Annual | Rate | lb/MMBtu | 7.5081e-06 | 7.4769e-06 | 7.3535e-06 | 7.3535e-06 | 7.3533e-06 | 7.3535e-06 | 7.3535e-06
#CAN - SK - MER Cap Annual v4.12 | 24 | 7635 | Rate Constraint in MTons | FALSE | L | Annual | Generation | TWh | 7.0206 | 2.7997 | 0.82848 | 0.82848 | 0.8274 | 0.82848 | 0.82848
#CAN - SK - MER Cap Annual v4.12 | 24 | 7635 | Rate Constraint in MTons | FALSE | L | Annual | Qualifying Generation | TWh | 7.0206 | 2.7997 | 0.82848 | 0.82848 | 0.8274 | 0.82848 | 0.82848
#CAN - SK - MER Cap Annual v4.12 | 24 | 7635 | Rate Constraint in MTons | FALSE | L | Annual | Rate | lb/MWh | 7.8369e-05 | 7.8044e-05 | 7.6756e-05 | 7.6756e-05 | 7.6754e-05 | 7.6756e-05 | 7.6756e-05
#CAN - SK - MER Cap Annual v4.12 | 24 | 7635 | Rate Constraint in MTons | FALSE | L | Annual | Constraint Shadow Price | US2022$/Lb | 0 | 0 | 0 | 0 | 0 | 0 | 0
#CAN Aconi 1 - SO2 Rate Annual v3.1 | 25 | 7636 | Rate Constraint in lbs/MMBtu | FALSE | L | Annual | Seasons Included | Seasons | Winter, Spring, Summer, Fall | Winter, Spring, Summer, Fall | Winter, Spring, Summer, Fall | Winter, Spring, Summer, Fall | Winter, Spring, Summer, Fall | Winter, Spring, Summer, Fall | Winter, Spring, Summer, Fall
#CAN Aconi 1 - SO2 Rate Annual v3.1 | 25 | 7636 | Rate Constraint in lbs/MMBtu | FALSE | L | Annual | Standard SO2 | lb/MMBtu | 0.58146 | 0.58146 | 0.58146 | 0.58146 | 0.58146 | 0.58146 | 0.58146
#CAN Aconi 1 - SO2 Rate Annual v3.1 | 25 | 7636 | Rate Constraint in lbs/MMBtu | FALSE | L | Annual | Emissions at Affected Plants SO2 | Thousand Tons | 0 | 0 | 0 | 0 | 0 | 0 | 0
#CAN Aconi 1 - SO2 Rate Annual v3.1 | 25 | 7636 | Rate Constraint in lbs/MMBtu | FALSE | L | Annual | Allowances Purchased SO2 | Thousand Tons | 0 | 0 | 0 | 0 | 0 | 0 | 0
#CAN Aconi 1 - SO2 Rate Annual v3.1 | 25 | 7636 | Rate Constraint in lbs/MMBtu | FALSE | L | Annual | Allowances Sold SO2 | Thousand Tons | 0 | 0 | 0 | 0 | 0 | 0 | 0
#CAN Aconi 1 - SO2 Rate Annual v3.1 | 25 | 7636 | Rate Constraint in lbs/MMBtu | FALSE | L | Annual | Allowances Banked | Thousand Tons | 0 | 0 | 0 | 0 | 0 | 0 | 0
#CAN Aconi 1 - SO2 Rate Annual v3.1 | 25 | 7636 | Rate Constraint in lbs/MMBtu | FALSE | L | Annual | Allowances Withdrawn (1:1) | Thousand Tons | 0 | 0 | 0 | 0 | 0 | 0 | 0
#CAN Aconi 1 - SO2 Rate Annual v3.1 | 25 | 7636 | Rate Constraint in lbs/MMBtu | FALSE | L | Annual | Allowances Withdrawn (n:1) | Thousand Tons | 0 | 0 | 0 | 0 | 0 | 0 | 0
#CAN Aconi 1 - SO2 Rate Annual v3.1 | 25 | 7636 | Rate Constraint in lbs/MMBtu | FALSE | L | Annual | Net Emissions Allowance Position | Thousand Tons | 0 | 0 | 0 | 0 | 0 | 0 | 0
#CAN Aconi 1 - SO2 Rate Annual v3.1 | 25 | 7636 | Rate Constraint in lbs/MMBtu | FALSE | L | Annual | Fuel Consumed | TBtu | 0 | 0 | 0 | 0 | 0 | 0 | 0
#CAN Aconi 1 - SO2 Rate Annual v3.1 | 25 | 7636 | Rate Constraint in lbs/MMBtu | FALSE | L | Annual | Rate | lb/MMBtu | 0 | 0 | 0 | 0 | 0 | 0 | 0
#CAN Aconi 1 - SO2 Rate Annual v3.1 | 25 | 7636 | Rate Constraint in lbs/MMBtu | FALSE | L | Annual | Generation | TWh | 0 | 0 | 0 | 0 | 0 | 0 | 0
#CAN Aconi 1 - SO2 Rate Annual v3.1 | 25 | 7636 | Rate Constraint in lbs/MMBtu | FALSE | L | Annual | Qualifying Generation | TWh | 0 | 0 | 0 | 0 | 0 | 0 | 0
#CAN Aconi 1 - SO2 Rate Annual v3.1 | 25 | 7636 | Rate Constraint in lbs/MMBtu | FALSE | L | Annual | Rate | lb/MWh | 0 | 0 | 0 | 0 | 0 | 0 | 0
#CAN Aconi 1 - SO2 Rate Annual v3.1 | 25 | 7636 | Rate Constraint in lbs/MMBtu | FALSE | L | Annual | Constraint Shadow Price | US2022$/Ton | 1302997.2862 | 966869.8817 | 31357.2586 | 25889.9397 | 23564.9951 | 26481.1117 | 28028.0771
#CAN Lingan 1-4 - SO2 Rate Annual v3.1 | 26 | 7637 | Rate Constraint in lbs/MMBtu | FALSE | L | Annual | Seasons Included | Seasons | Winter, Spring, Summer, Fall | Winter, Spring, Summer, Fall | Winter, Spring, Summer, Fall | Winter, Spring, Summer, Fall | Winter, Spring, Summer, Fall | Winter, Spring, Summer, Fall | Winter, Spring, Summer, Fall
#CAN Lingan 1-4 - SO2 Rate Annual v3.1 | 26 | 7637 | Rate Constraint in lbs/MMBtu | FALSE | L | Annual | Standard SO2 | lb/MMBtu | 3.7214 | 3.7214 | 3.7214 | 3.7214 | 3.7214 | 3.7214 | 3.7214
#CAN Lingan 1-4 - SO2 Rate Annual v3.1 | 26 | 7637 | Rate Constraint in lbs/MMBtu | FALSE | L | Annual | Emissions at Affected Plants SO2 | Thousand Tons | 1.9305 | 3.2462 | 0 | 0 | 0 | 0 | 0
#CAN Lingan 1-4 - SO2 Rate Annual v3.1 | 26 | 7637 | Rate Constraint in lbs/MMBtu | FALSE | L | Annual | Allowances Purchased SO2 | Thousand Tons | 0 | 0 | 0 | 0 | 0 | 0 | 0
#CAN Lingan 1-4 - SO2 Rate Annual v3.1 | 26 | 7637 | Rate Constraint in lbs/MMBtu | FALSE | L | Annual | Allowances Sold SO2 | Thousand Tons | 0 | 0 | 0 | 0 | 0 | 0 | 0
#CAN Lingan 1-4 - SO2 Rate Annual v3.1 | 26 | 7637 | Rate Constraint in lbs/MMBtu | FALSE | L | Annual | Allowances Banked | Thousand Tons | 0 | 0 | 0 | 0 | 0 | 0 | 0
#CAN Lingan 1-4 - SO2 Rate Annual v3.1 | 26 | 7637 | Rate Constraint in lbs/MMBtu | FALSE | L | Annual | Allowances Withdrawn (1:1) | Thousand Tons | 0 | 0 | 0 | 0 | 0 | 0 | 0
#CAN Lingan 1-4 - SO2 Rate Annual v3.1 | 26 | 7637 | Rate Constraint in lbs/MMBtu | FALSE | L | Annual | Allowances Withdrawn (n:1) | Thousand Tons | 0 | 0 | 0 | 0 | 0 | 0 | 0
#CAN Lingan 1-4 - SO2 Rate Annual v3.1 | 26 | 7637 | Rate Constraint in lbs/MMBtu | FALSE | L | Annual | Net Emissions Allowance Position | Thousand Tons | 1.9305 | 3.2462 | 0 | 0 | 0 | 0 | 0
#CAN Lingan 1-4 - SO2 Rate Annual v3.1 | 26 | 7637 | Rate Constraint in lbs/MMBtu | FALSE | L | Annual | Fuel Consumed | TBtu | 3.5244 | 5.9263 | 0 | 0 | 0 | 0 | 0
#CAN Lingan 1-4 - SO2 Rate Annual v3.1 | 26 | 7637 | Rate Constraint in lbs/MMBtu | FALSE | L | Annual | Rate | lb/MMBtu | 1.0955 | 1.0955 | 0 | 0 | 0 | 0 | 0
#CAN Lingan 1-4 - SO2 Rate Annual v3.1 | 26 | 7637 | Rate Constraint in lbs/MMBtu | FALSE | L | Annual | Generation | TWh | 0.33765 | 0.56776 | 0 | 0 | 0 | 0 | 0
#CAN Lingan 1-4 - SO2 Rate Annual v3.1 | 26 | 7637 | Rate Constraint in lbs/MMBtu | FALSE | L | Annual | Qualifying Generation | TWh | 0.33765 | 0.56776 | 0 | 0 | 0 | 0 | 0
#CAN Lingan 1-4 - SO2 Rate Annual v3.1 | 26 | 7637 | Rate Constraint in lbs/MMBtu | FALSE | L | Annual | Rate | lb/MWh | 11.4349 | 11.4349 | 0 | 0 | 0 | 0 | 0
#CAN Lingan 1-4 - SO2 Rate Annual v3.1 | 26 | 7637 | Rate Constraint in lbs/MMBtu | FALSE | L | Annual | Constraint Shadow Price | US2022$/Ton | 0 | 0 | 0 | 0 | 0 | 0 | 0
#CAN -National Coal CO2 Rate Limit- 2030- v6.20 | 27 | 7650 | Rate Constraint in lbs/MWh | FALSE | L | Annual | Seasons Included | Seasons | Winter, Spring, Summer, Fall | Winter, Spring, Summer, Fall | Winter, Spring, Summer, Fall | Winter, Spring, Summer, Fall | Winter, Spring, Summer, Fall | Winter, Spring, Summer, Fall | Winter, Spring, Summer, Fall
#CAN -National Coal CO2 Rate Limit- 2030- v6.20 | 27 | 7650 | Rate Constraint in lbs/MWh | FALSE | L | Annual | Standard CO2 | lb/MWh | 0 | 925.94 | 925.94 | 925.94 | 925.94 | 925.94 | 925.94
#CAN -National Coal CO2 Rate Limit- 2030- v6.20 | 27 | 7650 | Rate Constraint in lbs/MWh | FALSE | L | Annual | Emissions at Affected Plants CO2 | Thousand Tons | 0 | 0 | 0 | 0 | 0 | 0 | 0
#CAN -National Coal CO2 Rate Limit- 2030- v6.20 | 27 | 7650 | Rate Constraint in lbs/MWh | FALSE | L | Annual | Allowances Purchased CO2 | Thousand Tons | 0 | 0 | 0 | 0 | 0 | 0 | 0
#CAN -National Coal CO2 Rate Limit- 2030- v6.20 | 27 | 7650 | Rate Constraint in lbs/MWh | FALSE | L | Annual | Allowances Sold CO2 | Thousand Tons | 0 | 0 | 0 | 0 | 0 | 0 | 0
#CAN -National Coal CO2 Rate Limit- 2030- v6.20 | 27 | 7650 | Rate Constraint in lbs/MWh | FALSE | L | Annual | Allowances Banked | Thousand Tons | 0 | 0 | 0 | 0 | 0 | 0 | 0
#CAN -National Coal CO2 Rate Limit- 2030- v6.20 | 27 | 7650 | Rate Constraint in lbs/MWh | FALSE | L | Annual | Allowances Withdrawn (1:1) | Thousand Tons | 0 | 0 | 0 | 0 | 0 | 0 | 0
#CAN -National Coal CO2 Rate Limit- 2030- v6.20 | 27 | 7650 | Rate Constraint in lbs/MWh | FALSE | L | Annual | Allowances Withdrawn (n:1) | Thousand Tons | 0 | 0 | 0 | 0 | 0 | 0 | 0
#CAN -National Coal CO2 Rate Limit- 2030- v6.20 | 27 | 7650 | Rate Constraint in lbs/MWh | FALSE | L | Annual | Net Emissions Allowance Position | Thousand Tons | 0 | 0 | 0 | 0 | 0 | 0 | 0
#CAN -National Coal CO2 Rate Limit- 2030- v6.20 | 27 | 7650 | Rate Constraint in lbs/MWh | FALSE | L | Annual | Fuel Consumed | TBtu | 0 | 0 | 0 | 0 | 0 | 0 | 0
#CAN -National Coal CO2 Rate Limit- 2030- v6.20 | 27 | 7650 | Rate Constraint in lbs/MWh | FALSE | L | Annual | Rate | lb/MMBtu | 0 | 0 | 0 | 0 | 0 | 0 | 0
#CAN -National Coal CO2 Rate Limit- 2030- v6.20 | 27 | 7650 | Rate Constraint in lbs/MWh | FALSE | L | Annual | Generation | TWh | 0 | 0 | 0 | 0 | 0 | 0 | 0
#CAN -National Coal CO2 Rate Limit- 2030- v6.20 | 27 | 7650 | Rate Constraint in lbs/MWh | FALSE | L | Annual | Qualifying Generation | TWh | 0 | 0 | 0 | 0 | 0 | 0 | 0
#CAN -National Coal CO2 Rate Limit- 2030- v6.20 | 27 | 7650 | Rate Constraint in lbs/MWh | FALSE | L | Annual | Constraint Shadow Price | US2022$/Ton | 438.0097 | 1428.2691 | 192.3197 | 234.548 | 163.7024 | 58.9898 | 193.2312
#CAN -National Coal CO2 Rate Limit- NewUnit- v6.20 | 28 | 7655 | Rate Constraint in lbs/MWh | FALSE | L | Annual | Seasons Included | Seasons | Winter, Spring, Summer, Fall | Winter, Spring, Summer, Fall | Winter, Spring, Summer, Fall | Winter, Spring, Summer, Fall | Winter, Spring, Summer, Fall | Winter, Spring, Summer, Fall | Winter, Spring, Summer, Fall
#CAN -National Coal CO2 Rate Limit- NewUnit- v6.20 | 28 | 7655 | Rate Constraint in lbs/MWh | FALSE | L | Annual | Standard CO2 | lb/MWh | 925.94 | 925.94 | 925.94 | 925.94 | 925.94 | 925.94 | 925.94
#CAN -National Coal CO2 Rate Limit- NewUnit- v6.20 | 28 | 7655 | Rate Constraint in lbs/MWh | FALSE | L | Annual | Emissions at Affected Plants CO2 | Thousand Tons | 0 | 0 | 0 | 0 | 0 | 0 | 0
#CAN -National Coal CO2 Rate Limit- NewUnit- v6.20 | 28 | 7655 | Rate Constraint in lbs/MWh | FALSE | L | Annual | Allowances Purchased CO2 | Thousand Tons | 0 | 0 | 0 | 0 | 0 | 0 | 0
#CAN -National Coal CO2 Rate Limit- NewUnit- v6.20 | 28 | 7655 | Rate Constraint in lbs/MWh | FALSE | L | Annual | Allowances Sold CO2 | Thousand Tons | 0 | 0 | 0 | 0 | 0 | 0 | 0
#CAN -National Coal CO2 Rate Limit- NewUnit- v6.20 | 28 | 7655 | Rate Constraint in lbs/MWh | FALSE | L | Annual | Allowances Banked | Thousand Tons | 0 | 0 | 0 | 0 | 0 | 0 | 0
#CAN -National Coal CO2 Rate Limit- NewUnit- v6.20 | 28 | 7655 | Rate Constraint in lbs/MWh | FALSE | L | Annual | Allowances Withdrawn (1:1) | Thousand Tons | 0 | 0 | 0 | 0 | 0 | 0 | 0
#CAN -National Coal CO2 Rate Limit- NewUnit- v6.20 | 28 | 7655 | Rate Constraint in lbs/MWh | FALSE | L | Annual | Allowances Withdrawn (n:1) | Thousand Tons | 0 | 0 | 0 | 0 | 0 | 0 | 0
#CAN -National Coal CO2 Rate Limit- NewUnit- v6.20 | 28 | 7655 | Rate Constraint in lbs/MWh | FALSE | L | Annual | Net Emissions Allowance Position | Thousand Tons | 0 | 0 | 0 | 0 | 0 | 0 | 0
#CAN -National Coal CO2 Rate Limit- NewUnit- v6.20 | 28 | 7655 | Rate Constraint in lbs/MWh | FALSE | L | Annual | Fuel Consumed | TBtu | 0 | 0 | 0 | 0 | 0 | 0 | 0
#CAN -National Coal CO2 Rate Limit- NewUnit- v6.20 | 28 | 7655 | Rate Constraint in lbs/MWh | FALSE | L | Annual | Rate | lb/MMBtu | 0 | 0 | 0 | 0 | 0 | 0 | 0
#CAN -National Coal CO2 Rate Limit- NewUnit- v6.20 | 28 | 7655 | Rate Constraint in lbs/MWh | FALSE | L | Annual | Generation | TWh | 0 | 0 | 0 | 0 | 0 | 0 | 0
#CAN -National Coal CO2 Rate Limit- NewUnit- v6.20 | 28 | 7655 | Rate Constraint in lbs/MWh | FALSE | L | Annual | Qualifying Generation | TWh | 0 | 0 | 0 | 0 | 0 | 0 | 0
#CAN -National Coal CO2 Rate Limit- NewUnit- v6.20 | 28 | 7655 | Rate Constraint in lbs/MWh | FALSE | L | Annual | Constraint Shadow Price | US2022$/Ton | 702.4169 | 672.1037 | 131.137 | 89.3025 | 97.4256 | 88.2568 | 94.2469
#CAN -National Large NGas CO2 Rate Limit- v6.20 | 29 | 7673 | Rate Constraint in lbs/MWh | FALSE | L | Annual | Seasons Included | Seasons | Winter, Spring, Summer, Fall | Winter, Spring, Summer, Fall | Winter, Spring, Summer, Fall | Winter, Spring, Summer, Fall | Winter, Spring, Summer, Fall | Winter, Spring, Summer, Fall | Winter, Spring, Summer, Fall
#CAN -National Large NGas CO2 Rate Limit- v6.20 | 29 | 7673 | Rate Constraint in lbs/MWh | FALSE | L | Annual | Standard CO2 | lb/MWh | 925.9404 | 925.9404 | 925.9404 | 925.9404 | 925.9404 | 925.9404 | 925.9404
#CAN -National Large NGas CO2 Rate Limit- v6.20 | 29 | 7673 | Rate Constraint in lbs/MWh | FALSE | L | Annual | Emissions at Affected Plants CO2 | Thousand Tons | 23685.1326 | 26235.6787 | 35236.5767 | 40549.1574 | 44139.3458 | 37517.7208 | 41583.002
#CAN -National Large NGas CO2 Rate Limit- v6.20 | 29 | 7673 | Rate Constraint in lbs/MWh | FALSE | L | Annual | Allowances Purchased CO2 | Thousand Tons | 0 | 0 | 0 | 0 | 0 | 0 | 0
#CAN -National Large NGas CO2 Rate Limit- v6.20 | 29 | 7673 | Rate Constraint in lbs/MWh | FALSE | L | Annual | Allowances Sold CO2 | Thousand Tons | 0 | 0 | 0 | 0 | 0 | 0 | 0
#CAN -National Large NGas CO2 Rate Limit- v6.20 | 29 | 7673 | Rate Constraint in lbs/MWh | FALSE | L | Annual | Allowances Banked | Thousand Tons | 0 | 0 | 0 | 0 | 0 | 0 | 0
#CAN -National Large NGas CO2 Rate Limit- v6.20 | 29 | 7673 | Rate Constraint in lbs/MWh | FALSE | L | Annual | Allowances Withdrawn (1:1) | Thousand Tons | 0 | 0 | 0 | 0 | 0 | 0 | 0
#CAN -National Large NGas CO2 Rate Limit- v6.20 | 29 | 7673 | Rate Constraint in lbs/MWh | FALSE | L | Annual | Allowances Withdrawn (n:1) | Thousand Tons | 0 | 0 | 0 | 0 | 0 | 0 | 0
#CAN -National Large NGas CO2 Rate Limit- v6.20 | 29 | 7673 | Rate Constraint in lbs/MWh | FALSE | L | Annual | Net Emissions Allowance Position | Thousand Tons | 23685.1326 | 26235.6787 | 35236.5767 | 40549.1574 | 44139.3458 | 37517.7208 | 41583.002
#CAN -National Large NGas CO2 Rate Limit- v6.20 | 29 | 7673 | Rate Constraint in lbs/MWh | FALSE | L | Annual | Fuel Consumed | TBtu | 373.5983 | 416.5178 | 559.6658 | 647.6885 | 709.2772 | 607.1988 | 677.6857
#CAN -National Large NGas CO2 Rate Limit- v6.20 | 29 | 7673 | Rate Constraint in lbs/MWh | FALSE | L | Annual | Rate | lb/MMBtu | 126.7947 | 125.9763 | 125.9201 | 125.2119 | 124.4629 | 123.5764 | 122.7206
#CAN -National Large NGas CO2 Rate Limit- v6.20 | 29 | 7673 | Rate Constraint in lbs/MWh | FALSE | L | Annual | Generation | TWh | 55.2131 | 61.293 | 80.5928 | 93.4847 | 103.0448 | 90.55 | 101.9329
#CAN -National Large NGas CO2 Rate Limit- v6.20 | 29 | 7673 | Rate Constraint in lbs/MWh | FALSE | L | Annual | Qualifying Generation | TWh | 55.2131 | 61.293 | 80.5928 | 93.4847 | 103.0448 | 90.55 | 101.9329
#CAN -National Large NGas CO2 Rate Limit- v6.20 | 29 | 7673 | Rate Constraint in lbs/MWh | FALSE | L | Annual | Constraint Shadow Price | US2022$/Ton | 0 | 0 | 0 | 0 | 0 | 0 | 0
#CAN -National NOx Rate Limit v4.12 | 30 | 7606 | Rate Constraint in lbs/MWh | FALSE | L | Annual | Seasons Included | Seasons | Winter, Spring, Summer, Fall | Winter, Spring, Summer, Fall | Winter, Spring, Summer, Fall | Winter, Spring, Summer, Fall | Winter, Spring, Summer, Fall | Winter, Spring, Summer, Fall | Winter, Spring, Summer, Fall
#CAN -National NOx Rate Limit v4.12 | 30 | 7606 | Rate Constraint in lbs/MWh | FALSE | L | Annual | Standard NOX | lb/MWh | 1.5212 | 1.5212 | 1.5212 | 1.5212 | 1.5212 | 1.5212 | 1.5212
#CAN -National NOx Rate Limit v4.12 | 30 | 7606 | Rate Constraint in lbs/MWh | FALSE | L | Annual | Emissions at Affected Plants NOX | Thousand Tons | 2.8691 | 3.4072 | 8.2136 | 8.9472 | 7.9649 | 5.963 | 5.6195
#CAN -National NOx Rate Limit v4.12 | 30 | 7606 | Rate Constraint in lbs/MWh | FALSE | L | Annual | Allowances Purchased NOX | Thousand Tons | 0 | 0 | 0 | 0 | 0 | 0 | 0
#CAN -National NOx Rate Limit v4.12 | 30 | 7606 | Rate Constraint in lbs/MWh | FALSE | L | Annual | Allowances Sold NOX | Thousand Tons | 0 | 0 | 0 | 0 | 0 | 0 | 0
#CAN -National NOx Rate Limit v4.12 | 30 | 7606 | Rate Constraint in lbs/MWh | FALSE | L | Annual | Allowances Banked | Thousand Tons | 0 | 0 | 0 | 0 | 0 | 0 | 0
#CAN -National NOx Rate Limit v4.12 | 30 | 7606 | Rate Constraint in lbs/MWh | FALSE | L | Annual | Allowances Withdrawn (1:1) | Thousand Tons | 0 | 0 | 0 | 0 | 0 | 0 | 0
#CAN -National NOx Rate Limit v4.12 | 30 | 7606 | Rate Constraint in lbs/MWh | FALSE | L | Annual | Allowances Withdrawn (n:1) | Thousand Tons | 0 | 0 | 0 | 0 | 0 | 0 | 0
#CAN -National NOx Rate Limit v4.12 | 30 | 7606 | Rate Constraint in lbs/MWh | FALSE | L | Annual | Net Emissions Allowance Position | Thousand Tons | 2.8691 | 3.4072 | 8.2136 | 8.9472 | 7.9649 | 5.963 | 5.6195
#CAN -National NOx Rate Limit v4.12 | 30 | 7606 | Rate Constraint in lbs/MWh | FALSE | L | Annual | Fuel Consumed | TBtu | 374.2838 | 421.7292 | 584.6832 | 679.4963 | 730.9614 | 617.8779 | 687.8436
#CAN -National NOx Rate Limit v4.12 | 30 | 7606 | Rate Constraint in lbs/MWh | FALSE | L | Annual | Rate | lb/MMBtu | 0.015331 | 0.016158 | 0.028096 | 0.026335 | 0.021793 | 0.019302 | 0.01634
#CAN -National NOx Rate Limit v4.12 | 30 | 7606 | Rate Constraint in lbs/MWh | FALSE | L | Annual | Generation | TWh | 55.0486 | 61.7207 | 83.5787 | 97.1338 | 105.3737 | 91.4107 | 102.7446
#CAN -National NOx Rate Limit v4.12 | 30 | 7606 | Rate Constraint in lbs/MWh | FALSE | L | Annual | Qualifying Generation | TWh | 55.0486 | 61.7207 | 83.5787 | 97.1338 | 105.3737 | 91.4107 | 102.7446
#CAN -National NOx Rate Limit v4.12 | 30 | 7606 | Rate Constraint in lbs/MWh | FALSE | L | Annual | Constraint Shadow Price | US2022$/Ton | 0 | 0 | 0 | 0 | 0 | 0 | 0
#CAN -National Small NGas CO2 Rate Limit- v6.20 | 31 | 7674 | Rate Constraint in lbs/MWh | FALSE | L | Annual | Seasons Included | Seasons | Winter, Spring, Summer, Fall | Winter, Spring, Summer, Fall | Winter, Spring, Summer, Fall | Winter, Spring, Summer, Fall | Winter, Spring, Summer, Fall | Winter, Spring, Summer, Fall | Winter, Spring, Summer, Fall
#CAN -National Small NGas CO2 Rate Limit- v6.20 | 31 | 7674 | Rate Constraint in lbs/MWh | FALSE | L | Annual | Standard CO2 | lb/MWh | 1212.541 | 1212.541 | 1212.541 | 1212.541 | 1212.541 | 1212.541 | 1212.541
#CAN -National Small NGas CO2 Rate Limit- v6.20 | 31 | 7674 | Rate Constraint in lbs/MWh | FALSE | L | Annual | Emissions at Affected Plants CO2 | Thousand Tons | 8237.1582 | 8857.144 | 13009.7704 | 14038.3568 | 12763.8707 | 8988.7701 | 8800.9588
#CAN -National Small NGas CO2 Rate Limit- v6.20 | 31 | 7674 | Rate Constraint in lbs/MWh | FALSE | L | Annual | Allowances Purchased CO2 | Thousand Tons | 0 | 0 | 0 | 0 | 0 | 0 | 0
#CAN -National Small NGas CO2 Rate Limit- v6.20 | 31 | 7674 | Rate Constraint in lbs/MWh | FALSE | L | Annual | Allowances Sold CO2 | Thousand Tons | 0 | 0 | 0 | 0 | 0 | 0 | 0
#CAN -National Small NGas CO2 Rate Limit- v6.20 | 31 | 7674 | Rate Constraint in lbs/MWh | FALSE | L | Annual | Allowances Banked | Thousand Tons | 0 | 0 | 0 | 0 | 0 | 0 | 0
#CAN -National Small NGas CO2 Rate Limit- v6.20 | 31 | 7674 | Rate Constraint in lbs/MWh | FALSE | L | Annual | Allowances Withdrawn (1:1) | Thousand Tons | 0 | 0 | 0 | 0 | 0 | 0 | 0
#CAN -National Small NGas CO2 Rate Limit- v6.20 | 31 | 7674 | Rate Constraint in lbs/MWh | FALSE | L | Annual | Allowances Withdrawn (n:1) | Thousand Tons | 0 | 0 | 0 | 0 | 0 | 0 | 0
#CAN -National Small NGas CO2 Rate Limit- v6.20 | 31 | 7674 | Rate Constraint in lbs/MWh | FALSE | L | Annual | Net Emissions Allowance Position | Thousand Tons | 8237.1582 | 8857.144 | 13009.7704 | 14038.3568 | 12763.8707 | 8988.7701 | 8800.9588
#CAN -National Small NGas CO2 Rate Limit- v6.20 | 31 | 7674 | Rate Constraint in lbs/MWh | FALSE | L | Annual | Fuel Consumed | TBtu | 105.8569 | 113.759 | 159.9549 | 173.7051 | 161.8549 | 113.2457 | 111.6405
#CAN -National Small NGas CO2 Rate Limit- v6.20 | 31 | 7674 | Rate Constraint in lbs/MWh | FALSE | L | Annual | Rate | lb/MMBtu | 155.6281 | 155.7176 | 162.668 | 161.6343 | 157.7199 | 158.7481 | 157.666
#CAN -National Small NGas CO2 Rate Limit- v6.20 | 31 | 7674 | Rate Constraint in lbs/MWh | FALSE | L | Annual | Generation | TWh | 15.3706 | 16.4118 | 22.8833 | 24.4997 | 23.0507 | 16.0573 | 15.8732
#CAN -National Small NGas CO2 Rate Limit- v6.20 | 31 | 7674 | Rate Constraint in lbs/MWh | FALSE | L | Annual | Qualifying Generation | TWh | 15.3706 | 16.4118 | 22.8833 | 24.4997 | 23.0507 | 16.0573 | 15.8732
#CAN -National Small NGas CO2 Rate Limit- v6.20 | 31 | 7674 | Rate Constraint in lbs/MWh | FALSE | L | Annual | Constraint Shadow Price | US2022$/Ton | 0 | 0 | 0 | 0 | 0 | 0 | 0
#CAN -National SO2 Rate Limit v4.12 | 32 | 7605 | Rate Constraint in lbs/MWh | FALSE | L | Annual | Seasons Included | Seasons | Winter, Spring, Summer, Fall | Winter, Spring, Summer, Fall | Winter, Spring, Summer, Fall | Winter, Spring, Summer, Fall | Winter, Spring, Summer, Fall | Winter, Spring, Summer, Fall | Winter, Spring, Summer, Fall
#CAN -National SO2 Rate Limit v4.12 | 32 | 7605 | Rate Constraint in lbs/MWh | FALSE | L | Annual | Standard SO2 | lb/MWh | 9.3476 | 9.3476 | 9.3476 | 9.3476 | 9.3476 | 9.3476 | 9.3476
#CAN -National SO2 Rate Limit v4.12 | 32 | 7605 | Rate Constraint in lbs/MWh | FALSE | L | Annual | Emissions at Affected Plants SO2 | Thousand Tons | 0.25581 | 0.25581 | 0.25581 | 0.25581 | 0.25581 | 0.25581 | 0.25581
#CAN -National SO2 Rate Limit v4.12 | 32 | 7605 | Rate Constraint in lbs/MWh | FALSE | L | Annual | Allowances Purchased SO2 | Thousand Tons | 0 | 0 | 0 | 0 | 0 | 0 | 0
#CAN -National SO2 Rate Limit v4.12 | 32 | 7605 | Rate Constraint in lbs/MWh | FALSE | L | Annual | Allowances Sold SO2 | Thousand Tons | 0 | 0 | 0 | 0 | 0 | 0 | 0
#CAN -National SO2 Rate Limit v4.12 | 32 | 7605 | Rate Constraint in lbs/MWh | FALSE | L | Annual | Allowances Banked | Thousand Tons | 0 | 0 | 0 | 0 | 0 | 0 | 0
#CAN -National SO2 Rate Limit v4.12 | 32 | 7605 | Rate Constraint in lbs/MWh | FALSE | L | Annual | Allowances Withdrawn (1:1) | Thousand Tons | 0 | 0 | 0 | 0 | 0 | 0 | 0
#CAN -National SO2 Rate Limit v4.12 | 32 | 7605 | Rate Constraint in lbs/MWh | FALSE | L | Annual | Allowances Withdrawn (n:1) | Thousand Tons | 0 | 0 | 0 | 0 | 0 | 0 | 0
#CAN -National SO2 Rate Limit v4.12 | 32 | 7605 | Rate Constraint in lbs/MWh | FALSE | L | Annual | Net Emissions Allowance Position | Thousand Tons | 0.25581 | 0.25581 | 0.25581 | 0.25581 | 0.25581 | 0.25581 | 0.25581
#CAN -National SO2 Rate Limit v4.12 | 32 | 7605 | Rate Constraint in lbs/MWh | FALSE | L | Annual | Fuel Consumed | TBtu | 374.2838 | 421.7292 | 584.6832 | 679.4963 | 730.9614 | 617.8779 | 687.8436
#CAN -National SO2 Rate Limit v4.12 | 32 | 7605 | Rate Constraint in lbs/MWh | FALSE | L | Annual | Rate | lb/MMBtu | 0.0013669 | 0.0012131 | 0.00087504 | 0.00075294 | 0.00069993 | 0.00082803 | 0.0007438
#CAN -National SO2 Rate Limit v4.12 | 32 | 7605 | Rate Constraint in lbs/MWh | FALSE | L | Annual | Generation | TWh | 55.0486 | 61.7207 | 83.5787 | 97.1338 | 105.3737 | 91.4107 | 102.7446
#CAN -National SO2 Rate Limit v4.12 | 32 | 7605 | Rate Constraint in lbs/MWh | FALSE | L | Annual | Qualifying Generation | TWh | 55.0486 | 61.7207 | 83.5787 | 97.1338 | 105.3737 | 91.4107 | 102.7446
#CAN -National SO2 Rate Limit v4.12 | 32 | 7605 | Rate Constraint in lbs/MWh | FALSE | L | Annual | Constraint Shadow Price | US2022$/Ton | 0 | 0 | 0 | 0 | 0 | 0 | 0
#CAN RPS v6.20- CNAB | 33 | 7565 | Generation Constraint in GWh | FALSE | G | Annual | Seasons Included | Seasons | Winter, Spring, Summer, Fall | Winter, Spring, Summer, Fall | Winter, Spring, Summer, Fall | Winter, Spring, Summer, Fall | Winter, Spring, Summer, Fall | Winter, Spring, Summer, Fall | Winter, Spring, Summer, Fall
#CAN RPS v6.20- CNAB | 33 | 7565 | Generation Constraint in GWh | FALSE | G | Annual | Standard GWh | GWh | 0 | 25428.5463 | 26329.738 | 26715.1733 | 27433.762 | 28612.0969 | 29838.2331
#CAN RPS v6.20- CNAB | 33 | 7565 | Generation Constraint in GWh | FALSE | G | Annual | Emissions at Affected Plants | GWh | 29244.314 | 29244.314 | 29244.314 | 29606.6882 | 29606.7293 | 29606.6882 | 29838.2331
#CAN RPS v6.20- CNAB | 33 | 7565 | Generation Constraint in GWh | FALSE | G | Annual | Allowances Purchased | GWh | 0 | 0 | 0 | 0 | 0 | 0 | 0
#CAN RPS v6.20- CNAB | 33 | 7565 | Generation Constraint in GWh | FALSE | G | Annual | Allowances Sold | GWh | 0 | 0 | 0 | 0 | 0 | 0 | 0
#CAN RPS v6.20- CNAB | 33 | 7565 | Generation Constraint in GWh | FALSE | G | Annual | Allowances Banked | GWh | 0 | 0 | 0 | 0 | 0 | 0 | 0
#CAN RPS v6.20- CNAB | 33 | 7565 | Generation Constraint in GWh | FALSE | G | Annual | Allowances Withdrawn (1:1) | GWh | 0 | 0 | 0 | 0 | 0 | 0 | 0
#CAN RPS v6.20- CNAB | 33 | 7565 | Generation Constraint in GWh | FALSE | G | Annual | Allowances Withdrawn (n:1) | GWh | 0 | 0 | 0 | 0 | 0 | 0 | 0
#CAN RPS v6.20- CNAB | 33 | 7565 | Generation Constraint in GWh | FALSE | G | Annual | Net Emissions Allowance Position | GWh | 29244.314 | 29244.314 | 29244.314 | 29606.6882 | 29606.7293 | 29606.6882 | 29838.2331
#CAN RPS v6.20- CNAB | 33 | 7565 | Generation Constraint in GWh | FALSE | G | Annual | Constraint Shadow Price | US2022$/MWh | 0 | 0 | 0 | 0 | 0 | 0 | 6.3092
#CAN RPS v6.20- CNBC | 34 | 7564 | Generation Constraint in GWh | FALSE | G | Annual | Seasons Included | Seasons | Winter, Spring, Summer, Fall | Winter, Spring, Summer, Fall | Winter, Spring, Summer, Fall | Winter, Spring, Summer, Fall | Winter, Spring, Summer, Fall | Winter, Spring, Summer, Fall | Winter, Spring, Summer, Fall
#CAN RPS v6.20- CNBC | 34 | 7564 | Generation Constraint in GWh | FALSE | G | Annual | Standard GWh | GWh | 59884.5412 | 60675.4012 | 64507.8531 | 67783.2878 | 70844.7612 | 73445.6106 | 76134.7712
#CAN RPS v6.20- CNBC | 34 | 7564 | Generation Constraint in GWh | FALSE | G | Annual | Emissions at Affected Plants | GWh | 76028.9453 | 76028.9453 | 76028.9453 | 76494.1013 | 76494.1013 | 80775.297 | 83294.9603
#CAN RPS v6.20- CNBC | 34 | 7564 | Generation Constraint in GWh | FALSE | G | Annual | Allowances Purchased | GWh | 0 | 0 | 0 | 0 | 0 | 0 | 0
#CAN RPS v6.20- CNBC | 34 | 7564 | Generation Constraint in GWh | FALSE | G | Annual | Allowances Sold | GWh | 0 | 0 | 0 | 0 | 0 | 0 | 0
#CAN RPS v6.20- CNBC | 34 | 7564 | Generation Constraint in GWh | FALSE | G | Annual | Allowances Banked | GWh | 0 | 0 | 0 | 0 | 0 | 0 | 0
#CAN RPS v6.20- CNBC | 34 | 7564 | Generation Constraint in GWh | FALSE | G | Annual | Allowances Withdrawn (1:1) | GWh | 0 | 0 | 0 | 0 | 0 | 0 | 0
#CAN RPS v6.20- CNBC | 34 | 7564 | Generation Constraint in GWh | FALSE | G | Annual | Allowances Withdrawn (n:1) | GWh | 0 | 0 | 0 | 0 | 0 | 0 | 0
#CAN RPS v6.20- CNBC | 34 | 7564 | Generation Constraint in GWh | FALSE | G | Annual | Net Emissions Allowance Position | GWh | 76028.9453 | 76028.9453 | 76028.9453 | 76494.1013 | 76494.1013 | 80775.297 | 83294.9603
#CAN RPS v6.20- CNBC | 34 | 7564 | Generation Constraint in GWh | FALSE | G | Annual | Constraint Shadow Price | US2022$/MWh | 0 | 0 | 0 | 0 | 0 | 0 | 0
#CAN RPS v6.20- CNNB | 35 | 7567 | Generation Constraint in GWh | FALSE | G | Annual | Seasons Included | Seasons | Winter, Spring, Summer, Fall | Winter, Spring, Summer, Fall | Winter, Spring, Summer, Fall | Winter, Spring, Summer, Fall | Winter, Spring, Summer, Fall | Winter, Spring, Summer, Fall | Winter, Spring, Summer, Fall
#CAN RPS v6.20- CNNB | 35 | 7567 | Generation Constraint in GWh | FALSE | G | Annual | Standard GWh | GWh | 5349.8881 | 5316.2436 | 3917.3106 | 3996.2795 | 4100.8027 | 4205.9395 | 4203.4708
#CAN RPS v6.20- CNNB | 35 | 7567 | Generation Constraint in GWh | FALSE | G | Annual | Emissions at Affected Plants | GWh | 5349.8881 | 5316.2436 | 4433.7436 | 4150.1824 | 6889.5701 | 9777.6368 | 10290.2377
#CAN RPS v6.20- CNNB | 35 | 7567 | Generation Constraint in GWh | FALSE | G | Annual | Allowances Purchased | GWh | 0 | 0 | 0 | 0 | 0 | 0 | 0
#CAN RPS v6.20- CNNB | 35 | 7567 | Generation Constraint in GWh | FALSE | G | Annual | Allowances Sold | GWh | 0 | 0 | 0 | 0 | 0 | 0 | 0
#CAN RPS v6.20- CNNB | 35 | 7567 | Generation Constraint in GWh | FALSE | G | Annual | Allowances Banked | GWh | 0 | 0 | 0 | 0 | 0 | 0 | 0
#CAN RPS v6.20- CNNB | 35 | 7567 | Generation Constraint in GWh | FALSE | G | Annual | Allowances Withdrawn (1:1) | GWh | 0 | 0 | 0 | 0 | 0 | 0 | 0
#CAN RPS v6.20- CNNB | 35 | 7567 | Generation Constraint in GWh | FALSE | G | Annual | Allowances Withdrawn (n:1) | GWh | 0 | 0 | 0 | 0 | 0 | 0 | 0
#CAN RPS v6.20- CNNB | 35 | 7567 | Generation Constraint in GWh | FALSE | G | Annual | Net Emissions Allowance Position | GWh | 5349.8881 | 5316.2436 | 4433.7436 | 4150.1824 | 6889.5701 | 9777.6368 | 10290.2377
#CAN RPS v6.20- CNNB | 35 | 7567 | Generation Constraint in GWh | FALSE | G | Annual | Constraint Shadow Price | US2022$/MWh | 9.4777 | 2.6348 | 0 | 0 | 0 | 0 | 0
#CAN RPS v6.20- CNNS | 36 | 7568 | Generation Constraint in GWh | FALSE | G | Annual | Seasons Included | Seasons | Winter, Spring, Summer, Fall | Winter, Spring, Summer, Fall | Winter, Spring, Summer, Fall | Winter, Spring, Summer, Fall | Winter, Spring, Summer, Fall | Winter, Spring, Summer, Fall | Winter, Spring, Summer, Fall
#CAN RPS v6.20- CNNS | 36 | 7568 | Generation Constraint in GWh | FALSE | G | Annual | Standard GWh | GWh | 4401.5942 | 4402.0311 | 4566.0724 | 4649.1405 | 4609.2545 | 4642.704 | 4675.9557
#CAN RPS v6.20- CNNS | 36 | 7568 | Generation Constraint in GWh | FALSE | G | Annual | Emissions at Affected Plants | GWh | 4401.5942 | 4402.0311 | 6992.6887 | 8399.0309 | 9360.0928 | 10766.7649 | 11966.5065
#CAN RPS v6.20- CNNS | 36 | 7568 | Generation Constraint in GWh | FALSE | G | Annual | Allowances Purchased | GWh | 0 | 0 | 0 | 0 | 0 | 0 | 0
#CAN RPS v6.20- CNNS | 36 | 7568 | Generation Constraint in GWh | FALSE | G | Annual | Allowances Sold | GWh | 0 | 0 | 0 | 0 | 0 | 0 | 0
#CAN RPS v6.20- CNNS | 36 | 7568 | Generation Constraint in GWh | FALSE | G | Annual | Allowances Banked | GWh | 0 | 0 | 0 | 0 | 0 | 0 | 0
#CAN RPS v6.20- CNNS | 36 | 7568 | Generation Constraint in GWh | FALSE | G | Annual | Allowances Withdrawn (1:1) | GWh | 0 | 0 | 0 | 0 | 0 | 0 | 0
#CAN RPS v6.20- CNNS | 36 | 7568 | Generation Constraint in GWh | FALSE | G | Annual | Allowances Withdrawn (n:1) | GWh | 0 | 0 | 0 | 0 | 0 | 0 | 0
#CAN RPS v6.20- CNNS | 36 | 7568 | Generation Constraint in GWh | FALSE | G | Annual | Net Emissions Allowance Position | GWh | 4401.5942 | 4402.0311 | 6992.6887 | 8399.0309 | 9360.0928 | 10766.7649 | 11966.5065
#CAN RPS v6.20- CNNS | 36 | 7568 | Generation Constraint in GWh | FALSE | G | Annual | Constraint Shadow Price | US2022$/MWh | 9.4777 | 1.8333 | 0 | 0 | 0 | 0 | 0
#CAN RPS v6.20- CNPE | 37 | 7569 | Generation Constraint in GWh | FALSE | G | Annual | Seasons Included | Seasons | Winter, Spring, Summer, Fall | Winter, Spring, Summer, Fall | Winter, Spring, Summer, Fall | Winter, Spring, Summer, Fall | Winter, Spring, Summer, Fall | Winter, Spring, Summer, Fall | Winter, Spring, Summer, Fall
#CAN RPS v6.20- CNPE | 37 | 7569 | Generation Constraint in GWh | FALSE | G | Annual | Standard GWh | GWh | 572.7527 | 581.3031 | 627.8733 | 676.6798 | 714.5161 | 759.3255 | 806.869
#CAN RPS v6.20- CNPE | 37 | 7569 | Generation Constraint in GWh | FALSE | G | Annual | Emissions at Affected Plants | GWh | 572.7527 | 581.3031 | 702.4893 | 702.4893 | 1745.9069 | 2429.4248 | 2989.63
#CAN RPS v6.20- CNPE | 37 | 7569 | Generation Constraint in GWh | FALSE | G | Annual | Allowances Purchased | GWh | 0 | 0 | 0 | 0 | 0 | 0 | 0
#CAN RPS v6.20- CNPE | 37 | 7569 | Generation Constraint in GWh | FALSE | G | Annual | Allowances Sold | GWh | 0 | 0 | 0 | 0 | 0 | 0 | 0
#CAN RPS v6.20- CNPE | 37 | 7569 | Generation Constraint in GWh | FALSE | G | Annual | Allowances Banked | GWh | 0 | 0 | 0 | 0 | 0 | 0 | 0
#CAN RPS v6.20- CNPE | 37 | 7569 | Generation Constraint in GWh | FALSE | G | Annual | Allowances Withdrawn (1:1) | GWh | 0 | 0 | 0 | 0 | 0 | 0 | 0
#CAN RPS v6.20- CNPE | 37 | 7569 | Generation Constraint in GWh | FALSE | G | Annual | Allowances Withdrawn (n:1) | GWh | 0 | 0 | 0 | 0 | 0 | 0 | 0
#CAN RPS v6.20- CNPE | 37 | 7569 | Generation Constraint in GWh | FALSE | G | Annual | Net Emissions Allowance Position | GWh | 572.7527 | 581.3031 | 702.4893 | 702.4893 | 1745.9069 | 2429.4248 | 2989.63
#CAN RPS v6.20- CNPE | 37 | 7569 | Generation Constraint in GWh | FALSE | G | Annual | Constraint Shadow Price | US2022$/MWh | 9.4777 | 1.8333 | 0 | 0 | 0 | 0 | 0
#CAN RPS v6.20- CNSK | 38 | 7566 | Generation Constraint in GWh | FALSE | G | Annual | Seasons Included | Seasons | Winter, Spring, Summer, Fall | Winter, Spring, Summer, Fall | Winter, Spring, Summer, Fall | Winter, Spring, Summer, Fall | Winter, Spring, Summer, Fall | Winter, Spring, Summer, Fall | Winter, Spring, Summer, Fall
#CAN RPS v6.20- CNSK | 38 | 7566 | Generation Constraint in GWh | FALSE | G | Annual | Standard GWh | GWh | 9340.9993 | 11796.5543 | 12107.253 | 12352.2781 | 12790.3311 | 13395.1774 | 14027.3052
#CAN RPS v6.20- CNSK | 38 | 7566 | Generation Constraint in GWh | FALSE | G | Annual | Emissions at Affected Plants | GWh | 9340.9993 | 11796.5543 | 12107.253 | 12352.2781 | 12790.3311 | 14787.3703 | 14787.3703
#CAN RPS v6.20- CNSK | 38 | 7566 | Generation Constraint in GWh | FALSE | G | Annual | Allowances Purchased | GWh | 0 | 0 | 0 | 0 | 0 | 0 | 0
#CAN RPS v6.20- CNSK | 38 | 7566 | Generation Constraint in GWh | FALSE | G | Annual | Allowances Sold | GWh | 0 | 0 | 0 | 0 | 0 | 0 | 0
#CAN RPS v6.20- CNSK | 38 | 7566 | Generation Constraint in GWh | FALSE | G | Annual | Allowances Banked | GWh | 0 | 0 | 0 | 0 | 0 | 0 | 0
#CAN RPS v6.20- CNSK | 38 | 7566 | Generation Constraint in GWh | FALSE | G | Annual | Allowances Withdrawn (1:1) | GWh | 0 | 0 | 0 | 0 | 0 | 0 | 0
#CAN RPS v6.20- CNSK | 38 | 7566 | Generation Constraint in GWh | FALSE | G | Annual | Allowances Withdrawn (n:1) | GWh | 0 | 0 | 0 | 0 | 0 | 0 | 0
#CAN RPS v6.20- CNSK | 38 | 7566 | Generation Constraint in GWh | FALSE | G | Annual | Net Emissions Allowance Position | GWh | 9340.9993 | 11796.5543 | 12107.253 | 12352.2781 | 12790.3311 | 14787.3703 | 14787.3703
#CAN RPS v6.20- CNSK | 38 | 7566 | Generation Constraint in GWh | FALSE | G | Annual | Constraint Shadow Price | US2022$/MWh | 16.7688 | 25.7706 | 18.7788 | 9.1855 | 3.9241 | 0 | 0
#CAN Trenton 1-2 - SO2 Rate Annual v3.1 | 39 | 7638 | Rate Constraint in lbs/MMBtu | FALSE | L | Annual | Seasons Included | Seasons | Winter, Spring, Summer, Fall | Winter, Spring, Summer, Fall | Winter, Spring, Summer, Fall | Winter, Spring, Summer, Fall | Winter, Spring, Summer, Fall | Winter, Spring, Summer, Fall | Winter, Spring, Summer, Fall
#CAN Trenton 1-2 - SO2 Rate Annual v3.1 | 39 | 7638 | Rate Constraint in lbs/MMBtu | FALSE | L | Annual | Standard SO2 | lb/MMBtu | 3.2097 | 3.2097 | 3.2097 | 3.2097 | 3.2097 | 3.2097 | 3.2097
#CAN Trenton 1-2 - SO2 Rate Annual v3.1 | 39 | 7638 | Rate Constraint in lbs/MMBtu | FALSE | L | Annual | Emissions at Affected Plants SO2 | Thousand Tons | 0 | 0 | 0.029153 | 0 | 0 | 0 | 0
#CAN Trenton 1-2 - SO2 Rate Annual v3.1 | 39 | 7638 | Rate Constraint in lbs/MMBtu | FALSE | L | Annual | Allowances Purchased SO2 | Thousand Tons | 0 | 0 | 0 | 0 | 0 | 0 | 0
#CAN Trenton 1-2 - SO2 Rate Annual v3.1 | 39 | 7638 | Rate Constraint in lbs/MMBtu | FALSE | L | Annual | Allowances Sold SO2 | Thousand Tons | 0 | 0 | 0 | 0 | 0 | 0 | 0
#CAN Trenton 1-2 - SO2 Rate Annual v3.1 | 39 | 7638 | Rate Constraint in lbs/MMBtu | FALSE | L | Annual | Allowances Banked | Thousand Tons | 0 | 0 | 0 | 0 | 0 | 0 | 0
#CAN Trenton 1-2 - SO2 Rate Annual v3.1 | 39 | 7638 | Rate Constraint in lbs/MMBtu | FALSE | L | Annual | Allowances Withdrawn (1:1) | Thousand Tons | 0 | 0 | 0 | 0 | 0 | 0 | 0
#CAN Trenton 1-2 - SO2 Rate Annual v3.1 | 39 | 7638 | Rate Constraint in lbs/MMBtu | FALSE | L | Annual | Allowances Withdrawn (n:1) | Thousand Tons | 0 | 0 | 0 | 0 | 0 | 0 | 0
#CAN Trenton 1-2 - SO2 Rate Annual v3.1 | 39 | 7638 | Rate Constraint in lbs/MMBtu | FALSE | L | Annual | Net Emissions Allowance Position | Thousand Tons | 0 | 0 | 0.029153 | 0 | 0 | 0 | 0
#CAN Trenton 1-2 - SO2 Rate Annual v3.1 | 39 | 7638 | Rate Constraint in lbs/MMBtu | FALSE | L | Annual | Fuel Consumed | TBtu | 0 | 0 | 0.053224 | 0 | 0 | 0 | 0
#CAN Trenton 1-2 - SO2 Rate Annual v3.1 | 39 | 7638 | Rate Constraint in lbs/MMBtu | FALSE | L | Annual | Rate | lb/MMBtu | 0 | 0 | 1.0955 | 0 | 0 | 0 | 0
#CAN Trenton 1-2 - SO2 Rate Annual v3.1 | 39 | 7638 | Rate Constraint in lbs/MMBtu | FALSE | L | Annual | Generation | TWh | 0 | 0 | 0.005099 | 0 | 0 | 0 | 0
#CAN Trenton 1-2 - SO2 Rate Annual v3.1 | 39 | 7638 | Rate Constraint in lbs/MMBtu | FALSE | L | Annual | Qualifying Generation | TWh | 0 | 0 | 0.005099 | 0 | 0 | 0 | 0
#CAN Trenton 1-2 - SO2 Rate Annual v3.1 | 39 | 7638 | Rate Constraint in lbs/MMBtu | FALSE | L | Annual | Rate | lb/MWh | 0 | 0 | 11.4349 | 0 | 0 | 0 | 0
#CAN Trenton 1-2 - SO2 Rate Annual v3.1 | 39 | 7638 | Rate Constraint in lbs/MMBtu | FALSE | L | Annual | Constraint Shadow Price | US2022$/Ton | 0 | 0 | 0 | 0 | 0 | 0 | 0
#MATS - HCL Rate in 2015 | 40 | 7120 | MACT Fuel Choice Floor in lbs/MMBtu | FALSE | L | Annual | Seasons Included | Seasons | Winter, Spring, Summer, Fall | Winter, Spring, Summer, Fall | Winter, Spring, Summer, Fall | Winter, Spring, Summer, Fall | Winter, Spring, Summer, Fall | Winter, Spring, Summer, Fall | Winter, Spring, Summer, Fall
#MATS - HCL Rate in 2015 | 40 | 7120 | MACT Fuel Choice Floor in lbs/MMBtu | FALSE | L | Annual | Emission Floor | lb/MMBtu | 0.002 | 0.002 | 0.002 | 0.002 | 0.002 | 0.002 | 0.002
#MATS - HCL Rate in 2015 | 40 | 7120 | MACT Fuel Choice Floor in lbs/MMBtu | FALSE | L | Annual | Emissions at Affected Plants HCL | Thousand Tons | 1.9917 | 1.6894 | 1.0376 | 0.98172 | 0.029948 | 0.035064 | 0.035086
#MATS - HCL Rate in 2015 | 40 | 7120 | MACT Fuel Choice Floor in lbs/MMBtu | FALSE | L | Annual | Allowances Purchased HCL | Thousand Tons | 0 | 0 | 0 | 0 | 0 | 0 | 0
#MATS - HCL Rate in 2015 | 40 | 7120 | MACT Fuel Choice Floor in lbs/MMBtu | FALSE | L | Annual | Allowances Sold HCL | Thousand Tons | 0 | 0 | 0 | 0 | 0 | 0 | 0
#MATS - HCL Rate in 2015 | 40 | 7120 | MACT Fuel Choice Floor in lbs/MMBtu | FALSE | L | Annual | Allowances Banked | Thousand Tons | 0 | 0 | 0 | 0 | 0 | 0 | 0
#MATS - HCL Rate in 2015 | 40 | 7120 | MACT Fuel Choice Floor in lbs/MMBtu | FALSE | L | Annual | Allowances Withdrawn (1:1) | Thousand Tons | 0 | 0 | 0 | 0 | 0 | 0 | 0
#MATS - HCL Rate in 2015 | 40 | 7120 | MACT Fuel Choice Floor in lbs/MMBtu | FALSE | L | Annual | Allowances Withdrawn (n:1) | Thousand Tons | 0 | 0 | 0 | 0 | 0 | 0 | 0
#MATS - HCL Rate in 2015 | 40 | 7120 | MACT Fuel Choice Floor in lbs/MMBtu | FALSE | L | Annual | Net Emissions Allowance Position | Thousand Tons | 1.9917 | 1.6894 | 1.0376 | 0.98172 | 0.029948 | 0.035064 | 0.035086
#MATS - HCL Rate in 2015 | 40 | 7120 | MACT Fuel Choice Floor in lbs/MMBtu | FALSE | L | Annual | Fuel Consumed | TBtu | 4109.5873 | 3413.2464 | 2073.6892 | 1950.7499 | 73.4291 | 83.0027 | 83.0926
#MATS - HCL Rate in 2015 | 40 | 7120 | MACT Fuel Choice Floor in lbs/MMBtu | FALSE | L | Annual | Rate | lb/MMBtu | 0.00096929 | 0.00098991 | 0.0010007 | 0.0010065 | 0.00081569 | 0.00084489 | 0.0008445
#MATS - HCL Rate in 2015 | 40 | 7120 | MACT Fuel Choice Floor in lbs/MMBtu | FALSE | L | Annual | Generation | TWh | 401.1807 | 328.7421 | 138.1796 | 128.9446 | 5.1057 | 5.6937 | 5.7025
#MATS - HCL Rate in 2015 | 40 | 7120 | MACT Fuel Choice Floor in lbs/MMBtu | FALSE | L | Annual | Qualifying Generation | TWh | 401.1807 | 328.7421 | 138.1796 | 128.9446 | 5.1057 | 5.6937 | 5.7025
#MATS - HCL Rate in 2015 | 40 | 7120 | MACT Fuel Choice Floor in lbs/MMBtu | FALSE | L | Annual | Constraint Shadow Price | US2022$/Ton | 0 | 0 | 0 | 0 | 0 | 0 | 0
#MATS - HCL Rate in 2015 (IGCC) | 41 | 7121 | MACT Fuel Choice Floor in lbs/MMBtu | FALSE | L | Annual | Seasons Included | Seasons | Winter, Spring, Summer, Fall | Winter, Spring, Summer, Fall | Winter, Spring, Summer, Fall | Winter, Spring, Summer, Fall | Winter, Spring, Summer, Fall | Winter, Spring, Summer, Fall | Winter, Spring, Summer, Fall
#MATS - HCL Rate in 2015 (IGCC) | 41 | 7121 | MACT Fuel Choice Floor in lbs/MMBtu | FALSE | L | Annual | Emission Floor | lb/MMBtu | 0.005 | 0.005 | 0.005 | 0.005 | 0.005 | 0.005 | 0.005
#MATS - HCL Rate in 2015 (IGCC) | 41 | 7121 | MACT Fuel Choice Floor in lbs/MMBtu | FALSE | L | Annual | Emissions at Affected Plants HCL | Thousand Tons | 0.0018546 | 0.0013492 | 0 | 0 | 0 | 0 | 0
#MATS - HCL Rate in 2015 (IGCC) | 41 | 7121 | MACT Fuel Choice Floor in lbs/MMBtu | FALSE | L | Annual | Allowances Purchased HCL | Thousand Tons | 0 | 0 | 0 | 0 | 0 | 0 | 0
#MATS - HCL Rate in 2015 (IGCC) | 41 | 7121 | MACT Fuel Choice Floor in lbs/MMBtu | FALSE | L | Annual | Allowances Sold HCL | Thousand Tons | 0 | 0 | 0 | 0 | 0 | 0 | 0
#MATS - HCL Rate in 2015 (IGCC) | 41 | 7121 | MACT Fuel Choice Floor in lbs/MMBtu | FALSE | L | Annual | Allowances Banked | Thousand Tons | 0 | 0 | 0 | 0 | 0 | 0 | 0
#MATS - HCL Rate in 2015 (IGCC) | 41 | 7121 | MACT Fuel Choice Floor in lbs/MMBtu | FALSE | L | Annual | Allowances Withdrawn (1:1) | Thousand Tons | 0 | 0 | 0 | 0 | 0 | 0 | 0
#MATS - HCL Rate in 2015 (IGCC) | 41 | 7121 | MACT Fuel Choice Floor in lbs/MMBtu | FALSE | L | Annual | Allowances Withdrawn (n:1) | Thousand Tons | 0 | 0 | 0 | 0 | 0 | 0 | 0
#MATS - HCL Rate in 2015 (IGCC) | 41 | 7121 | MACT Fuel Choice Floor in lbs/MMBtu | FALSE | L | Annual | Net Emissions Allowance Position | Thousand Tons | 0.0018546 | 0.0013492 | 0 | 0 | 0 | 0 | 0
#MATS - HCL Rate in 2015 (IGCC) | 41 | 7121 | MACT Fuel Choice Floor in lbs/MMBtu | FALSE | L | Annual | Fuel Consumed | TBtu | 4.6857 | 5.2912 | 0 | 0 | 0 | 0 | 0
#MATS - HCL Rate in 2015 (IGCC) | 41 | 7121 | MACT Fuel Choice Floor in lbs/MMBtu | FALSE | L | Annual | Rate | lb/MMBtu | 0.0007916 | 0.00050999 | 0 | 0 | 0 | 0 | 0
#MATS - HCL Rate in 2015 (IGCC) | 41 | 7121 | MACT Fuel Choice Floor in lbs/MMBtu | FALSE | L | Annual | Generation | TWh | 0.41208 | 0.46533 | 0 | 0 | 0 | 0 | 0
#MATS - HCL Rate in 2015 (IGCC) | 41 | 7121 | MACT Fuel Choice Floor in lbs/MMBtu | FALSE | L | Annual | Qualifying Generation | TWh | 0.41208 | 0.46533 | 0 | 0 | 0 | 0 | 0
#MATS - HCL Rate in 2015 (IGCC) | 41 | 7121 | MACT Fuel Choice Floor in lbs/MMBtu | FALSE | L | Annual | Constraint Shadow Price | US2022$/Ton | 0 | 0 | 0 | 0 | 0 | 0 | 0
#MATS - HCL Rate in 2015 (PK) | 42 | 7122 | MACT Fuel Choice Floor in lbs/MMBtu | FALSE | L | Annual | Seasons Included | Seasons | Winter, Spring, Summer, Fall | Winter, Spring, Summer, Fall | Winter, Spring, Summer, Fall | Winter, Spring, Summer, Fall | Winter, Spring, Summer, Fall | Winter, Spring, Summer, Fall | Winter, Spring, Summer, Fall
#MATS - HCL Rate in 2015 (PK) | 42 | 7122 | MACT Fuel Choice Floor in lbs/MMBtu | FALSE | L | Annual | Emission Floor | lb/MMBtu | 0.0005 | 0.0005 | 0.0005 | 0.0005 | 0.0005 | 0.0005 | 0.0005
#MATS - HCL Rate in 2015 (PK) | 42 | 7122 | MACT Fuel Choice Floor in lbs/MMBtu | FALSE | L | Annual | Emissions at Affected Plants HCL | Thousand Tons | 1.9084 | 1.6171 | 0.97507 | 0.92643 | 0.029803 | 0.034919 | 0.034941
#MATS - HCL Rate in 2015 (PK) | 42 | 7122 | MACT Fuel Choice Floor in lbs/MMBtu | FALSE | L | Annual | Allowances Purchased HCL | Thousand Tons | 0 | 0 | 0 | 0 | 0 | 0 | 0
#MATS - HCL Rate in 2015 (PK) | 42 | 7122 | MACT Fuel Choice Floor in lbs/MMBtu | FALSE | L | Annual | Allowances Sold HCL | Thousand Tons | 0 | 0 | 0 | 0 | 0 | 0 | 0
#MATS - HCL Rate in 2015 (PK) | 42 | 7122 | MACT Fuel Choice Floor in lbs/MMBtu | FALSE | L | Annual | Allowances Banked | Thousand Tons | 0 | 0 | 0 | 0 | 0 | 0 | 0
#MATS - HCL Rate in 2015 (PK) | 42 | 7122 | MACT Fuel Choice Floor in lbs/MMBtu | FALSE | L | Annual | Allowances Withdrawn (1:1) | Thousand Tons | 0 | 0 | 0 | 0 | 0 | 0 | 0
#MATS - HCL Rate in 2015 (PK) | 42 | 7122 | MACT Fuel Choice Floor in lbs/MMBtu | FALSE | L | Annual | Allowances Withdrawn (n:1) | Thousand Tons | 0 | 0 | 0 | 0 | 0 | 0 | 0
#MATS - HCL Rate in 2015 (PK) | 42 | 7122 | MACT Fuel Choice Floor in lbs/MMBtu | FALSE | L | Annual | Net Emissions Allowance Position | Thousand Tons | 1.9084 | 1.6171 | 0.97507 | 0.92643 | 0.029803 | 0.034919 | 0.034941
#MATS - HCL Rate in 2015 (PK) | 42 | 7122 | MACT Fuel Choice Floor in lbs/MMBtu | FALSE | L | Annual | Fuel Consumed | TBtu | 3935.1716 | 3267.3014 | 1939.4884 | 1840.1581 | 73.1398 | 82.7134 | 82.8033
#MATS - HCL Rate in 2015 (PK) | 42 | 7122 | MACT Fuel Choice Floor in lbs/MMBtu | FALSE | L | Annual | Rate | lb/MMBtu | 0.00096994 | 0.00098987 | 0.0010055 | 0.0010069 | 0.00081496 | 0.00084434 | 0.00084396
#MATS - HCL Rate in 2015 (PK) | 42 | 7122 | MACT Fuel Choice Floor in lbs/MMBtu | FALSE | L | Annual | Generation | TWh | 384.9042 | 314.8594 | 129.4848 | 122.3109 | 5.0884 | 5.6763 | 5.6851
#MATS - HCL Rate in 2015 (PK) | 42 | 7122 | MACT Fuel Choice Floor in lbs/MMBtu | FALSE | L | Annual | Qualifying Generation | TWh | 384.9042 | 314.8594 | 129.4848 | 122.3109 | 5.0884 | 5.6763 | 5.6851
#MATS - HCL Rate in 2015 (PK) | 42 | 7122 | MACT Fuel Choice Floor in lbs/MMBtu | FALSE | L | Annual | Constraint Shadow Price | US2022$/Ton | 0 | 0 | 0 | 0 | 0 | 0 | 0
#MATS - MER Rate in 2015 (Bit and Subbit) | 43 | 7123 | MACT Fuel Choice Floor in lbs/MMBtu | FALSE | L | Annual | Seasons Included | Seasons | Winter, Spring, Summer, Fall | Winter, Spring, Summer, Fall | Winter, Spring, Summer, Fall | Winter, Spring, Summer, Fall | Winter, Spring, Summer, Fall | Winter, Spring, Summer, Fall | Winter, Spring, Summer, Fall
#MATS - MER Rate in 2015 (Bit and Subbit) | 43 | 7123 | MACT Fuel Choice Floor in lbs/MMBtu | FALSE | L | Annual | Emission Floor | lbs/MMBtu | 1.2e-06 | 1.2e-06 | 1.2e-06 | 1.2e-06 | 1.2e-06 | 1.2e-06 | 1.2e-06
#MATS - MER Rate in 2015 (Bit and Subbit) | 43 | 7123 | MACT Fuel Choice Floor in lbs/MMBtu | FALSE | L | Annual | Emissions at Affected Plants MER | lbs | 2151.655 | 1821.0793 | 1145.0044 | 1058.0178 | 41.0408 | 50.6617 | 50.7121
#MATS - MER Rate in 2015 (Bit and Subbit) | 43 | 7123 | MACT Fuel Choice Floor in lbs/MMBtu | FALSE | L | Annual | Allowances Purchased MER | lbs | 0 | 0 | 0 | 0 | 0 | 0 | 0
#MATS - MER Rate in 2015 (Bit and Subbit) | 43 | 7123 | MACT Fuel Choice Floor in lbs/MMBtu | FALSE | L | Annual | Allowances Sold MER | lbs | 0 | 0 | 0 | 0 | 0 | 0 | 0
#MATS - MER Rate in 2015 (Bit and Subbit) | 43 | 7123 | MACT Fuel Choice Floor in lbs/MMBtu | FALSE | L | Annual | Allowances Banked | lbs | 0 | 0 | 0 | 0 | 0 | 0 | 0
#MATS - MER Rate in 2015 (Bit and Subbit) | 43 | 7123 | MACT Fuel Choice Floor in lbs/MMBtu | FALSE | L | Annual | Allowances Withdrawn (1:1) | lbs | 0 | 0 | 0 | 0 | 0 | 0 | 0
#MATS - MER Rate in 2015 (Bit and Subbit) | 43 | 7123 | MACT Fuel Choice Floor in lbs/MMBtu | FALSE | L | Annual | Allowances Withdrawn (n:1) | lbs | 0 | 0 | 0 | 0 | 0 | 0 | 0
#MATS - MER Rate in 2015 (Bit and Subbit) | 43 | 7123 | MACT Fuel Choice Floor in lbs/MMBtu | FALSE | L | Annual | Net Emissions Allowance Position | lbs | 2151.655 | 1821.0793 | 1145.0044 | 1058.0178 | 41.0408 | 50.6617 | 50.7121
#MATS - MER Rate in 2015 (Bit and Subbit) | 43 | 7123 | MACT Fuel Choice Floor in lbs/MMBtu | FALSE | L | Annual | Fuel Consumed | TBtu | 4109.5873 | 3413.2464 | 2073.6892 | 1950.7499 | 73.4291 | 83.0027 | 83.0926
#MATS - MER Rate in 2015 (Bit and Subbit) | 43 | 7123 | MACT Fuel Choice Floor in lbs/MMBtu | FALSE | L | Annual | Rate | lb/MMBtu | 5.2357e-07 | 5.3353e-07 | 5.5216e-07 | 5.4236e-07 | 5.5892e-07 | 6.1036e-07 | 6.1031e-07
#MATS - MER Rate in 2015 (Bit and Subbit) | 43 | 7123 | MACT Fuel Choice Floor in lbs/MMBtu | FALSE | L | Annual | Generation | TWh | 401.1807 | 328.7421 | 138.1796 | 128.9446 | 5.1057 | 5.6937 | 5.7025
#MATS - MER Rate in 2015 (Bit and Subbit) | 43 | 7123 | MACT Fuel Choice Floor in lbs/MMBtu | FALSE | L | Annual | Qualifying Generation | TWh | 401.1807 | 328.7421 | 138.1796 | 128.9446 | 5.1057 | 5.6937 | 5.7025
#MATS - MER Rate in 2015 (Bit and Subbit) | 43 | 7123 | MACT Fuel Choice Floor in lbs/MMBtu | FALSE | L | Annual | Constraint Shadow Price | US2022$/Lb | 0 | 0 | 0 | 0 | 0 | 0 | 0
#MATS - MER Rate in 2015 (IGCC) | 44 | 7124 | MACT Fuel Choice Floor in lbs/MMBtu | FALSE | L | Annual | Seasons Included | Seasons | Winter, Spring, Summer, Fall | Winter, Spring, Summer, Fall | Winter, Spring, Summer, Fall | Winter, Spring, Summer, Fall | Winter, Spring, Summer, Fall | Winter, Spring, Summer, Fall | Winter, Spring, Summer, Fall
#MATS - MER Rate in 2015 (IGCC) | 44 | 7124 | MACT Fuel Choice Floor in lbs/MMBtu | FALSE | L | Annual | Emission Floor | lbs/MMBtu | 3e-06 | 3e-06 | 3e-06 | 3e-06 | 3e-06 | 3e-06 | 3e-06
#MATS - MER Rate in 2015 (IGCC) | 44 | 7124 | MACT Fuel Choice Floor in lbs/MMBtu | FALSE | L | Annual | Emissions at Affected Plants MER | lbs | 3.2218 | 4.068 | 0 | 0 | 0 | 0 | 0
#MATS - MER Rate in 2015 (IGCC) | 44 | 7124 | MACT Fuel Choice Floor in lbs/MMBtu | FALSE | L | Annual | Allowances Purchased MER | lbs | 0 | 0 | 0 | 0 | 0 | 0 | 0
#MATS - MER Rate in 2015 (IGCC) | 44 | 7124 | MACT Fuel Choice Floor in lbs/MMBtu | FALSE | L | Annual | Allowances Sold MER | lbs | 0 | 0 | 0 | 0 | 0 | 0 | 0
#MATS - MER Rate in 2015 (IGCC) | 44 | 7124 | MACT Fuel Choice Floor in lbs/MMBtu | FALSE | L | Annual | Allowances Banked | lbs | 0 | 0 | 0 | 0 | 0 | 0 | 0
#MATS - MER Rate in 2015 (IGCC) | 44 | 7124 | MACT Fuel Choice Floor in lbs/MMBtu | FALSE | L | Annual | Allowances Withdrawn (1:1) | lbs | 0 | 0 | 0 | 0 | 0 | 0 | 0
#MATS - MER Rate in 2015 (IGCC) | 44 | 7124 | MACT Fuel Choice Floor in lbs/MMBtu | FALSE | L | Annual | Allowances Withdrawn (n:1) | lbs | 0 | 0 | 0 | 0 | 0 | 0 | 0
#MATS - MER Rate in 2015 (IGCC) | 44 | 7124 | MACT Fuel Choice Floor in lbs/MMBtu | FALSE | L | Annual | Net Emissions Allowance Position | lbs | 3.2218 | 4.068 | 0 | 0 | 0 | 0 | 0
#MATS - MER Rate in 2015 (IGCC) | 44 | 7124 | MACT Fuel Choice Floor in lbs/MMBtu | FALSE | L | Annual | Fuel Consumed | TBtu | 4.6857 | 5.2912 | 0 | 0 | 0 | 0 | 0
#MATS - MER Rate in 2015 (IGCC) | 44 | 7124 | MACT Fuel Choice Floor in lbs/MMBtu | FALSE | L | Annual | Rate | lb/MMBtu | 6.8757e-07 | 7.6882e-07 | 0 | 0 | 0 | 0 | 0
#MATS - MER Rate in 2015 (IGCC) | 44 | 7124 | MACT Fuel Choice Floor in lbs/MMBtu | FALSE | L | Annual | Generation | TWh | 0.41208 | 0.46533 | 0 | 0 | 0 | 0 | 0
#MATS - MER Rate in 2015 (IGCC) | 44 | 7124 | MACT Fuel Choice Floor in lbs/MMBtu | FALSE | L | Annual | Qualifying Generation | TWh | 0.41208 | 0.46533 | 0 | 0 | 0 | 0 | 0
#MATS - MER Rate in 2015 (IGCC) | 44 | 7124 | MACT Fuel Choice Floor in lbs/MMBtu | FALSE | L | Annual | Constraint Shadow Price | US2022$/Lb | 0 | 0 | 0 | 0 | 0 | 0 | 0
#MATS - MER Rate in 2015 (Lig) | 45 | 7125 | MACT Fuel Choice Floor in lbs/MMBtu | FALSE | L | Annual | Seasons Included | Seasons | Winter, Spring, Summer, Fall | Winter, Spring, Summer, Fall | Winter, Spring, Summer, Fall | Winter, Spring, Summer, Fall | Winter, Spring, Summer, Fall | Winter, Spring, Summer, Fall | Winter, Spring, Summer, Fall
#MATS - MER Rate in 2015 (Lig) | 45 | 7125 | MACT Fuel Choice Floor in lbs/MMBtu | FALSE | L | Annual | Emission Floor | lbs/MMBtu | 1.2e-06 | 1.2e-06 | 1.2e-06 | 1.2e-06 | 1.2e-06 | 1.2e-06 | 1.2e-06
#MATS - MER Rate in 2015 (Lig) | 45 | 7125 | MACT Fuel Choice Floor in lbs/MMBtu | FALSE | L | Annual | Emissions at Affected Plants MER | lbs | 2066.5577 | 1753.8929 | 1084.5428 | 1003.3484 | 40.8978 | 50.5187 | 50.5691
#MATS - MER Rate in 2015 (Lig) | 45 | 7125 | MACT Fuel Choice Floor in lbs/MMBtu | FALSE | L | Annual | Allowances Purchased MER | lbs | 0 | 0 | 0 | 0 | 0 | 0 | 0
#MATS - MER Rate in 2015 (Lig) | 45 | 7125 | MACT Fuel Choice Floor in lbs/MMBtu | FALSE | L | Annual | Allowances Sold MER | lbs | 0 | 0 | 0 | 0 | 0 | 0 | 0
#MATS - MER Rate in 2015 (Lig) | 45 | 7125 | MACT Fuel Choice Floor in lbs/MMBtu | FALSE | L | Annual | Allowances Banked | lbs | 0 | 0 | 0 | 0 | 0 | 0 | 0
#MATS - MER Rate in 2015 (Lig) | 45 | 7125 | MACT Fuel Choice Floor in lbs/MMBtu | FALSE | L | Annual | Allowances Withdrawn (1:1) | lbs | 0 | 0 | 0 | 0 | 0 | 0 | 0
#MATS - MER Rate in 2015 (Lig) | 45 | 7125 | MACT Fuel Choice Floor in lbs/MMBtu | FALSE | L | Annual | Allowances Withdrawn (n:1) | lbs | 0 | 0 | 0 | 0 | 0 | 0 | 0
#MATS - MER Rate in 2015 (Lig) | 45 | 7125 | MACT Fuel Choice Floor in lbs/MMBtu | FALSE | L | Annual | Net Emissions Allowance Position | lbs | 2066.5577 | 1753.8929 | 1084.5428 | 1003.3484 | 40.8978 | 50.5187 | 50.5691
#MATS - MER Rate in 2015 (Lig) | 45 | 7125 | MACT Fuel Choice Floor in lbs/MMBtu | FALSE | L | Annual | Fuel Consumed | TBtu | 3935.1716 | 3267.3014 | 1939.4884 | 1840.1581 | 73.1398 | 82.7134 | 82.8033
#MATS - MER Rate in 2015 (Lig) | 45 | 7125 | MACT Fuel Choice Floor in lbs/MMBtu | FALSE | L | Annual | Rate | lb/MMBtu | 5.2515e-07 | 5.368e-07 | 5.5919e-07 | 5.4525e-07 | 5.5917e-07 | 6.1077e-07 | 6.1071e-07
#MATS - MER Rate in 2015 (Lig) | 45 | 7125 | MACT Fuel Choice Floor in lbs/MMBtu | FALSE | L | Annual | Generation | TWh | 384.9042 | 314.8594 | 129.4848 | 122.3109 | 5.0884 | 5.6763 | 5.6851
#MATS - MER Rate in 2015 (Lig) | 45 | 7125 | MACT Fuel Choice Floor in lbs/MMBtu | FALSE | L | Annual | Qualifying Generation | TWh | 384.9042 | 314.8594 | 129.4848 | 122.3109 | 5.0884 | 5.6763 | 5.6851
#MATS - MER Rate in 2015 (Lig) | 45 | 7125 | MACT Fuel Choice Floor in lbs/MMBtu | FALSE | L | Annual | Constraint Shadow Price | US2022$/Lb | 0 | 0 | 0 | 0 | 0 | 0 | 0
#MATS - MER Rate in 2015 (PK) | 46 | 7126 | MACT Fuel Choice Floor in lbs/MMBtu | FALSE | L | Annual | Seasons Included | Seasons | Winter, Spring, Summer, Fall | Winter, Spring, Summer, Fall | Winter, Spring, Summer, Fall | Winter, Spring, Summer, Fall | Winter, Spring, Summer, Fall | Winter, Spring, Summer, Fall | Winter, Spring, Summer, Fall
#MATS - MER Rate in 2015 (PK) | 46 | 7126 | MACT Fuel Choice Floor in lbs/MMBtu | FALSE | L | Annual | Emission Floor | lbs/MMBtu | 2e-07 | 2e-07 | 2e-07 | 2e-07 | 2e-07 | 2e-07 | 2e-07
#MATS - MER Rate in 2015 (PK) | 46 | 7126 | MACT Fuel Choice Floor in lbs/MMBtu | FALSE | L | Annual | Emissions at Affected Plants MER | lbs | 2066.5577 | 1753.8929 | 1084.5428 | 1003.3484 | 40.8978 | 50.5187 | 50.5691
#MATS - MER Rate in 2015 (PK) | 46 | 7126 | MACT Fuel Choice Floor in lbs/MMBtu | FALSE | L | Annual | Allowances Purchased MER | lbs | 0 | 0 | 0 | 0 | 0 | 0 | 0
#MATS - MER Rate in 2015 (PK) | 46 | 7126 | MACT Fuel Choice Floor in lbs/MMBtu | FALSE | L | Annual | Allowances Sold MER | lbs | 0 | 0 | 0 | 0 | 0 | 0 | 0
#MATS - MER Rate in 2015 (PK) | 46 | 7126 | MACT Fuel Choice Floor in lbs/MMBtu | FALSE | L | Annual | Allowances Banked | lbs | 0 | 0 | 0 | 0 | 0 | 0 | 0
#MATS - MER Rate in 2015 (PK) | 46 | 7126 | MACT Fuel Choice Floor in lbs/MMBtu | FALSE | L | Annual | Allowances Withdrawn (1:1) | lbs | 0 | 0 | 0 | 0 | 0 | 0 | 0
#MATS - MER Rate in 2015 (PK) | 46 | 7126 | MACT Fuel Choice Floor in lbs/MMBtu | FALSE | L | Annual | Allowances Withdrawn (n:1) | lbs | 0 | 0 | 0 | 0 | 0 | 0 | 0
#MATS - MER Rate in 2015 (PK) | 46 | 7126 | MACT Fuel Choice Floor in lbs/MMBtu | FALSE | L | Annual | Net Emissions Allowance Position | lbs | 2066.5577 | 1753.8929 | 1084.5428 | 1003.3484 | 40.8978 | 50.5187 | 50.5691
#MATS - MER Rate in 2015 (PK) | 46 | 7126 | MACT Fuel Choice Floor in lbs/MMBtu | FALSE | L | Annual | Fuel Consumed | TBtu | 3935.1716 | 3267.3014 | 1939.4884 | 1840.1581 | 73.1398 | 82.7134 | 82.8033
#MATS - MER Rate in 2015 (PK) | 46 | 7126 | MACT Fuel Choice Floor in lbs/MMBtu | FALSE | L | Annual | Rate | lb/MMBtu | 5.2515e-07 | 5.368e-07 | 5.5919e-07 | 5.4525e-07 | 5.5917e-07 | 6.1077e-07 | 6.1071e-07
#MATS - MER Rate in 2015 (PK) | 46 | 7126 | MACT Fuel Choice Floor in lbs/MMBtu | FALSE | L | Annual | Generation | TWh | 384.9042 | 314.8594 | 129.4848 | 122.3109 | 5.0884 | 5.6763 | 5.6851
#MATS - MER Rate in 2015 (PK) | 46 | 7126 | MACT Fuel Choice Floor in lbs/MMBtu | FALSE | L | Annual | Qualifying Generation | TWh | 384.9042 | 314.8594 | 129.4848 | 122.3109 | 5.0884 | 5.6763 | 5.6851
#MATS - MER Rate in 2015 (PK) | 46 | 7126 | MACT Fuel Choice Floor in lbs/MMBtu | FALSE | L | Annual | Constraint Shadow Price | US2022$/Lb | 0 | 0 | 0 | 0 | 0 | 0 | 0
111(b) - 1000lbs/MWh CO2 - New CC | 47 | 7703 | Rate Constraint in lbs/MWh | FALSE | L | Annual | Seasons Included | Seasons | Winter, Spring, Summer, Fall | Winter, Spring, Summer, Fall | Winter, Spring, Summer, Fall | Winter, Spring, Summer, Fall | Winter, Spring, Summer, Fall | Winter, Spring, Summer, Fall | Winter, Spring, Summer, Fall
111(b) - 1000lbs/MWh CO2 - New CC | 47 | 7703 | Rate Constraint in lbs/MWh | FALSE | L | Annual | Standard CO2 | lb/MWh | 1000 | 1000 | 1000 | 1000 | 1000 | 1000 | 1000
111(b) - 1000lbs/MWh CO2 - New CC | 47 | 7703 | Rate Constraint in lbs/MWh | FALSE | L | Annual | Emissions at Affected Plants CO2 | Thousand Tons | 76088.3016 | 81454.3107 | 44609.1866 | 40837.4905 | 37686.893 | 71519.7183 | 114889.5717
111(b) - 1000lbs/MWh CO2 - New CC | 47 | 7703 | Rate Constraint in lbs/MWh | FALSE | L | Annual | Allowances Purchased CO2 | Thousand Tons | 0 | 0 | 0 | 0 | 0 | 0 | 0
111(b) - 1000lbs/MWh CO2 - New CC | 47 | 7703 | Rate Constraint in lbs/MWh | FALSE | L | Annual | Allowances Sold CO2 | Thousand Tons | 0 | 0 | 0 | 0 | 0 | 0 | 0
111(b) - 1000lbs/MWh CO2 - New CC | 47 | 7703 | Rate Constraint in lbs/MWh | FALSE | L | Annual | Allowances Banked | Thousand Tons | 0 | 0 | 0 | 0 | 0 | 0 | 0
111(b) - 1000lbs/MWh CO2 - New CC | 47 | 7703 | Rate Constraint in lbs/MWh | FALSE | L | Annual | Allowances Withdrawn (1:1) | Thousand Tons | 0 | 0 | 0 | 0 | 0 | 0 | 0
111(b) - 1000lbs/MWh CO2 - New CC | 47 | 7703 | Rate Constraint in lbs/MWh | FALSE | L | Annual | Allowances Withdrawn (n:1) | Thousand Tons | 0 | 0 | 0 | 0 | 0 | 0 | 0
111(b) - 1000lbs/MWh CO2 - New CC | 47 | 7703 | Rate Constraint in lbs/MWh | FALSE | L | Annual | Net Emissions Allowance Position | Thousand Tons | 76088.3016 | 81454.3107 | 44609.1866 | 40837.4905 | 37686.893 | 71519.7183 | 114889.5717
111(b) - 1000lbs/MWh CO2 - New CC | 47 | 7703 | Rate Constraint in lbs/MWh | FALSE | L | Annual | Fuel Consumed | TBtu | 1299.766 | 1391.43 | 803.7942 | 739.3648 | 676.1049 | 1258.5803 | 1999.7301
111(b) - 1000lbs/MWh CO2 - New CC | 47 | 7703 | Rate Constraint in lbs/MWh | FALSE | L | Annual | Rate | lb/MMBtu | 117.08 | 117.08 | 110.9965 | 110.4664 | 111.4824 | 113.6514 | 114.9051
111(b) - 1000lbs/MWh CO2 - New CC | 47 | 7703 | Rate Constraint in lbs/MWh | FALSE | L | Annual | Generation | TWh | 203.9302 | 218.3202 | 125.1213 | 114.9946 | 105.2923 | 196.5955 | 312.8875
111(b) - 1000lbs/MWh CO2 - New CC | 47 | 7703 | Rate Constraint in lbs/MWh | FALSE | L | Annual | Qualifying Generation | TWh | 203.9302 | 218.3202 | 125.1213 | 114.9946 | 105.2923 | 196.5955 | 312.8875
111(b) - 1000lbs/MWh CO2 - New CC | 47 | 7703 | Rate Constraint in lbs/MWh | FALSE | L | Annual | Constraint Shadow Price | US2022$/Ton | 0 | 0 | 0 | 0 | 0 | 0 | 0
111(b) - 1000lbs/MWh CO2 - New CC with CCS | 48 | 7704 | Rate Constraint in lbs/MWh | FALSE | L | Annual | Seasons Included | Seasons | Winter, Spring, Summer, Fall | Winter, Spring, Summer, Fall | Winter, Spring, Summer, Fall | Winter, Spring, Summer, Fall | Winter, Spring, Summer, Fall | Winter, Spring, Summer, Fall | Winter, Spring, Summer, Fall
111(b) - 1000lbs/MWh CO2 - New CC with CCS | 48 | 7704 | Rate Constraint in lbs/MWh | FALSE | L | Annual | Standard CO2 | lb/MWh | 1000 | 1000 | 1000 | 1000 | 1000 | 1000 | 1000
111(b) - 1000lbs/MWh CO2 - New CC with CCS | 48 | 7704 | Rate Constraint in lbs/MWh | FALSE | L | Annual | Emissions at Affected Plants CO2 | Thousand Tons | 0 | 0 | 0 | 0 | 0 | 0 | 0
111(b) - 1000lbs/MWh CO2 - New CC with CCS | 48 | 7704 | Rate Constraint in lbs/MWh | FALSE | L | Annual | Allowances Purchased CO2 | Thousand Tons | 0 | 0 | 0 | 0 | 0 | 0 | 0
111(b) - 1000lbs/MWh CO2 - New CC with CCS | 48 | 7704 | Rate Constraint in lbs/MWh | FALSE | L | Annual | Allowances Sold CO2 | Thousand Tons | 0 | 0 | 0 | 0 | 0 | 0 | 0
111(b) - 1000lbs/MWh CO2 - New CC with CCS | 48 | 7704 | Rate Constraint in lbs/MWh | FALSE | L | Annual | Allowances Banked | Thousand Tons | 0 | 0 | 0 | 0 | 0 | 0 | 0
111(b) - 1000lbs/MWh CO2 - New CC with CCS | 48 | 7704 | Rate Constraint in lbs/MWh | FALSE | L | Annual | Allowances Withdrawn (1:1) | Thousand Tons | 0 | 0 | 0 | 0 | 0 | 0 | 0
111(b) - 1000lbs/MWh CO2 - New CC with CCS | 48 | 7704 | Rate Constraint in lbs/MWh | FALSE | L | Annual | Allowances Withdrawn (n:1) | Thousand Tons | 0 | 0 | 0 | 0 | 0 | 0 | 0
111(b) - 1000lbs/MWh CO2 - New CC with CCS | 48 | 7704 | Rate Constraint in lbs/MWh | FALSE | L | Annual | Net Emissions Allowance Position | Thousand Tons | 0 | 0 | 0 | 0 | 0 | 0 | 0
111(b) - 1000lbs/MWh CO2 - New CC with CCS | 48 | 7704 | Rate Constraint in lbs/MWh | FALSE | L | Annual | Fuel Consumed | TBtu | 0 | 0 | 0 | 0 | 0 | 0 | 0
111(b) - 1000lbs/MWh CO2 - New CC with CCS | 48 | 7704 | Rate Constraint in lbs/MWh | FALSE | L | Annual | Rate | lb/MMBtu | 0 | 0 | 0 | 0 | 0 | 0 | 0
111(b) - 1000lbs/MWh CO2 - New CC with CCS | 48 | 7704 | Rate Constraint in lbs/MWh | FALSE | L | Annual | Generation | TWh | 0 | 0 | 0 | 0 | 0 | 0 | 0
111(b) - 1000lbs/MWh CO2 - New CC with CCS | 48 | 7704 | Rate Constraint in lbs/MWh | FALSE | L | Annual | Qualifying Generation | TWh | 0 | 0 | 0 | 0 | 0 | 0 | 0
111(b) - 1000lbs/MWh CO2 - New CC with CCS | 48 | 7704 | Rate Constraint in lbs/MWh | FALSE | L | Annual | Constraint Shadow Price | US2022$/Ton | 0 | 0 | 0 | 0 | 0 | 0 | 0
111(b) - 1400lbs/MWh CO2 - New UPC with 30% CCS | 49 | 7700 | Rate Constraint in lbs/MWh | FALSE | L | Annual | Seasons Included | Seasons | Winter, Spring, Summer, Fall | Winter, Spring, Summer, Fall | Winter, Spring, Summer, Fall | Winter, Spring, Summer, Fall | Winter, Spring, Summer, Fall | Winter, Spring, Summer, Fall | Winter, Spring, Summer, Fall
111(b) - 1400lbs/MWh CO2 - New UPC with 30% CCS | 49 | 7700 | Rate Constraint in lbs/MWh | FALSE | L | Annual | Standard CO2 | lb/MWh | 1400 | 1400 | 1400 | 1400 | 1400 | 1400 | 1400
111(b) - 1400lbs/MWh CO2 - New UPC with 30% CCS | 49 | 7700 | Rate Constraint in lbs/MWh | FALSE | L | Annual | Emissions at Affected Plants CO2 | Thousand Tons | 0 | 0 | 0 | 0 | 0 | 0 | 0
111(b) - 1400lbs/MWh CO2 - New UPC with 30% CCS | 49 | 7700 | Rate Constraint in lbs/MWh | FALSE | L | Annual | Allowances Purchased CO2 | Thousand Tons | 0 | 0 | 0 | 0 | 0 | 0 | 0
111(b) - 1400lbs/MWh CO2 - New UPC with 30% CCS | 49 | 7700 | Rate Constraint in lbs/MWh | FALSE | L | Annual | Allowances Sold CO2 | Thousand Tons | 0 | 0 | 0 | 0 | 0 | 0 | 0
111(b) - 1400lbs/MWh CO2 - New UPC with 30% CCS | 49 | 7700 | Rate Constraint in lbs/MWh | FALSE | L | Annual | Allowances Banked | Thousand Tons | 0 | 0 | 0 | 0 | 0 | 0 | 0
111(b) - 1400lbs/MWh CO2 - New UPC with 30% CCS | 49 | 7700 | Rate Constraint in lbs/MWh | FALSE | L | Annual | Allowances Withdrawn (1:1) | Thousand Tons | 0 | 0 | 0 | 0 | 0 | 0 | 0
111(b) - 1400lbs/MWh CO2 - New UPC with 30% CCS | 49 | 7700 | Rate Constraint in lbs/MWh | FALSE | L | Annual | Allowances Withdrawn (n:1) | Thousand Tons | 0 | 0 | 0 | 0 | 0 | 0 | 0
111(b) - 1400lbs/MWh CO2 - New UPC with 30% CCS | 49 | 7700 | Rate Constraint in lbs/MWh | FALSE | L | Annual | Net Emissions Allowance Position | Thousand Tons | 0 | 0 | 0 | 0 | 0 | 0 | 0
111(b) - 1400lbs/MWh CO2 - New UPC with 30% CCS | 49 | 7700 | Rate Constraint in lbs/MWh | FALSE | L | Annual | Fuel Consumed | TBtu | 0 | 0 | 0 | 0 | 0 | 0 | 0
111(b) - 1400lbs/MWh CO2 - New UPC with 30% CCS | 49 | 7700 | Rate Constraint in lbs/MWh | FALSE | L | Annual | Rate | lb/MMBtu | 0 | 0 | 0 | 0 | 0 | 0 | 0
111(b) - 1400lbs/MWh CO2 - New UPC with 30% CCS | 49 | 7700 | Rate Constraint in lbs/MWh | FALSE | L | Annual | Generation | TWh | 0 | 0 | 0 | 0 | 0 | 0 | 0
111(b) - 1400lbs/MWh CO2 - New UPC with 30% CCS | 49 | 7700 | Rate Constraint in lbs/MWh | FALSE | L | Annual | Qualifying Generation | TWh | 0 | 0 | 0 | 0 | 0 | 0 | 0
111(b) - 1400lbs/MWh CO2 - New UPC with 30% CCS | 49 | 7700 | Rate Constraint in lbs/MWh | FALSE | L | Annual | Constraint Shadow Price | US2022$/Ton | 0 | 0 | 0 | 0 | 0 | 0 | 0
111(b) - 1400lbs/MWh CO2 - New UPC with 90% CCS | 50 | 7701 | Rate Constraint in lbs/MWh | FALSE | L | Annual | Seasons Included | Seasons | Winter, Spring, Summer, Fall | Winter, Spring, Summer, Fall | Winter, Spring, Summer, Fall | Winter, Spring, Summer, Fall | Winter, Spring, Summer, Fall | Winter, Spring, Summer, Fall | Winter, Spring, Summer, Fall
111(b) - 1400lbs/MWh CO2 - New UPC with 90% CCS | 50 | 7701 | Rate Constraint in lbs/MWh | FALSE | L | Annual | Standard CO2 | lb/MWh | 1400 | 1400 | 1400 | 1400 | 1400 | 1400 | 1400
111(b) - 1400lbs/MWh CO2 - New UPC with 90% CCS | 50 | 7701 | Rate Constraint in lbs/MWh | FALSE | L | Annual | Emissions at Affected Plants CO2 | Thousand Tons | 0 | 0 | 0 | 0 | 0 | 0 | 0
111(b) - 1400lbs/MWh CO2 - New UPC with 90% CCS | 50 | 7701 | Rate Constraint in lbs/MWh | FALSE | L | Annual | Allowances Purchased CO2 | Thousand Tons | 0 | 0 | 0 | 0 | 0 | 0 | 0
111(b) - 1400lbs/MWh CO2 - New UPC with 90% CCS | 50 | 7701 | Rate Constraint in lbs/MWh | FALSE | L | Annual | Allowances Sold CO2 | Thousand Tons | 0 | 0 | 0 | 0 | 0 | 0 | 0
111(b) - 1400lbs/MWh CO2 - New UPC with 90% CCS | 50 | 7701 | Rate Constraint in lbs/MWh | FALSE | L | Annual | Allowances Banked | Thousand Tons | 0 | 0 | 0 | 0 | 0 | 0 | 0
111(b) - 1400lbs/MWh CO2 - New UPC with 90% CCS | 50 | 7701 | Rate Constraint in lbs/MWh | FALSE | L | Annual | Allowances Withdrawn (1:1) | Thousand Tons | 0 | 0 | 0 | 0 | 0 | 0 | 0
111(b) - 1400lbs/MWh CO2 - New UPC with 90% CCS | 50 | 7701 | Rate Constraint in lbs/MWh | FALSE | L | Annual | Allowances Withdrawn (n:1) | Thousand Tons | 0 | 0 | 0 | 0 | 0 | 0 | 0
111(b) - 1400lbs/MWh CO2 - New UPC with 90% CCS | 50 | 7701 | Rate Constraint in lbs/MWh | FALSE | L | Annual | Net Emissions Allowance Position | Thousand Tons | 0 | 0 | 0 | 0 | 0 | 0 | 0
111(b) - 1400lbs/MWh CO2 - New UPC with 90% CCS | 50 | 7701 | Rate Constraint in lbs/MWh | FALSE | L | Annual | Fuel Consumed | TBtu | 0 | 0 | 0 | 0 | 0 | 0 | 0
111(b) - 1400lbs/MWh CO2 - New UPC with 90% CCS | 50 | 7701 | Rate Constraint in lbs/MWh | FALSE | L | Annual | Rate | lb/MMBtu | 0 | 0 | 0 | 0 | 0 | 0 | 0
111(b) - 1400lbs/MWh CO2 - New UPC with 90% CCS | 50 | 7701 | Rate Constraint in lbs/MWh | FALSE | L | Annual | Generation | TWh | 0 | 0 | 0 | 0 | 0 | 0 | 0
111(b) - 1400lbs/MWh CO2 - New UPC with 90% CCS | 50 | 7701 | Rate Constraint in lbs/MWh | FALSE | L | Annual | Qualifying Generation | TWh | 0 | 0 | 0 | 0 | 0 | 0 | 0
111(b) - 1400lbs/MWh CO2 - New UPC with 90% CCS | 50 | 7701 | Rate Constraint in lbs/MWh | FALSE | L | Annual | Constraint Shadow Price | US2022$/Ton | 0 | 0 | 0 | 0 | 0 | 0 | 0
7.23 - NJ Fossil CO2 Rate Limit: Unit 1652 | 51 | 7999 | Rate Constraint in lbs/MWh | FALSE | L | Annual | Seasons Included | Seasons | Winter, Spring, Summer, Fall | Winter, Spring, Summer, Fall | Winter, Spring, Summer, Fall | Winter, Spring, Summer, Fall | Winter, Spring, Summer, Fall | Winter, Spring, Summer, Fall | Winter, Spring, Summer, Fall
7.23 - NJ Fossil CO2 Rate Limit: Unit 1652 | 51 | 7999 | Rate Constraint in lbs/MWh | FALSE | L | Annual | Standard CO2 | lb/MWh | 1700 | 1700 | 1300 | 1300 | 1300 | 1300 | 1300
7.23 - NJ Fossil CO2 Rate Limit: Unit 1652 | 51 | 7999 | Rate Constraint in lbs/MWh | FALSE | L | Annual | Emissions at Affected Plants CO2 | Thousand Tons | 60.4522 | 60.6455 | 52.0484 | 12.1675 | 12.1675 | 50.2658 | 17.1542
7.23 - NJ Fossil CO2 Rate Limit: Unit 1652 | 51 | 7999 | Rate Constraint in lbs/MWh | FALSE | L | Annual | Allowances Purchased CO2 | Thousand Tons | 0 | 0 | 0 | 0 | 0 | 0 | 0
7.23 - NJ Fossil CO2 Rate Limit: Unit 1652 | 51 | 7999 | Rate Constraint in lbs/MWh | FALSE | L | Annual | Allowances Sold CO2 | Thousand Tons | 0 | 0 | 0 | 0 | 0 | 0 | 0
7.23 - NJ Fossil CO2 Rate Limit: Unit 1652 | 51 | 7999 | Rate Constraint in lbs/MWh | FALSE | L | Annual | Allowances Banked | Thousand Tons | 0 | 0 | 0 | 0 | 0 | 0 | 0
7.23 - NJ Fossil CO2 Rate Limit: Unit 1652 | 51 | 7999 | Rate Constraint in lbs/MWh | FALSE | L | Annual | Allowances Withdrawn (1:1) | Thousand Tons | 0 | 0 | 0 | 0 | 0 | 0 | 0
7.23 - NJ Fossil CO2 Rate Limit: Unit 1652 | 51 | 7999 | Rate Constraint in lbs/MWh | FALSE | L | Annual | Allowances Withdrawn (n:1) | Thousand Tons | 0 | 0 | 0 | 0 | 0 | 0 | 0
7.23 - NJ Fossil CO2 Rate Limit: Unit 1652 | 51 | 7999 | Rate Constraint in lbs/MWh | FALSE | L | Annual | Net Emissions Allowance Position | Thousand Tons | 60.4522 | 60.6455 | 52.0484 | 12.1675 | 12.1675 | 50.2658 | 17.1542
7.23 - NJ Fossil CO2 Rate Limit: Unit 1652 | 51 | 7999 | Rate Constraint in lbs/MWh | FALSE | L | Annual | Fuel Consumed | TBtu | 1.0327 | 1.036 | 0.88911 | 0.20785 | 0.20785 | 0.85866 | 0.29303
7.23 - NJ Fossil CO2 Rate Limit: Unit 1652 | 51 | 7999 | Rate Constraint in lbs/MWh | FALSE | L | Annual | Rate | lb/MMBtu | 117.08 | 117.08 | 117.08 | 117.08 | 117.08 | 117.08 | 117.08
7.23 - NJ Fossil CO2 Rate Limit: Unit 1652 | 51 | 7999 | Rate Constraint in lbs/MWh | FALSE | L | Annual | Generation | TWh | 0.1177 | 0.11807 | 0.10133 | 0.023689 | 0.023689 | 0.097864 | 0.033398
7.23 - NJ Fossil CO2 Rate Limit: Unit 1652 | 51 | 7999 | Rate Constraint in lbs/MWh | FALSE | L | Annual | Qualifying Generation | TWh | 0.1177 | 0.11807 | 0.10133 | 0.023689 | 0.023689 | 0.097864 | 0.033398
7.23 - NJ Fossil CO2 Rate Limit: Unit 1652 | 51 | 7999 | Rate Constraint in lbs/MWh | FALSE | L | Annual | Constraint Shadow Price | US2022$/Ton | 0 | 0 | 0 | 0 | 0 | 0 | 0
7.23 - NJ Fossil CO2 Rate Limit: Unit 1653 | 52 | 8000 | Rate Constraint in lbs/MWh | FALSE | L | Annual | Seasons Included | Seasons | Winter, Spring, Summer, Fall | Winter, Spring, Summer, Fall | Winter, Spring, Summer, Fall | Winter, Spring, Summer, Fall | Winter, Spring, Summer, Fall | Winter, Spring, Summer, Fall | Winter, Spring, Summer, Fall
7.23 - NJ Fossil CO2 Rate Limit: Unit 1653 | 52 | 8000 | Rate Constraint in lbs/MWh | FALSE | L | Annual | Standard CO2 | lb/MWh | 1700 | 1700 | 1300 | 1300 | 1300 | 1300 | 1300
7.23 - NJ Fossil CO2 Rate Limit: Unit 1653 | 52 | 8000 | Rate Constraint in lbs/MWh | FALSE | L | Annual | Emissions at Affected Plants CO2 | Thousand Tons | 1164.2089 | 1237.2003 | 1217.1757 | 781.1621 | 732.0107 | 1529.0031 | 1537.9843
7.23 - NJ Fossil CO2 Rate Limit: Unit 1653 | 52 | 8000 | Rate Constraint in lbs/MWh | FALSE | L | Annual | Allowances Purchased CO2 | Thousand Tons | 0 | 0 | 0 | 0 | 0 | 0 | 0
7.23 - NJ Fossil CO2 Rate Limit: Unit 1653 | 52 | 8000 | Rate Constraint in lbs/MWh | FALSE | L | Annual | Allowances Sold CO2 | Thousand Tons | 0 | 0 | 0 | 0 | 0 | 0 | 0
7.23 - NJ Fossil CO2 Rate Limit: Unit 1653 | 52 | 8000 | Rate Constraint in lbs/MWh | FALSE | L | Annual | Allowances Banked | Thousand Tons | 0 | 0 | 0 | 0 | 0 | 0 | 0
7.23 - NJ Fossil CO2 Rate Limit: Unit 1653 | 52 | 8000 | Rate Constraint in lbs/MWh | FALSE | L | Annual | Allowances Withdrawn (1:1) | Thousand Tons | 0 | 0 | 0 | 0 | 0 | 0 | 0
7.23 - NJ Fossil CO2 Rate Limit: Unit 1653 | 52 | 8000 | Rate Constraint in lbs/MWh | FALSE | L | Annual | Allowances Withdrawn (n:1) | Thousand Tons | 0 | 0 | 0 | 0 | 0 | 0 | 0
7.23 - NJ Fossil CO2 Rate Limit: Unit 1653 | 52 | 8000 | Rate Constraint in lbs/MWh | FALSE | L | Annual | Net Emissions Allowance Position | Thousand Tons | 1164.2089 | 1237.2003 | 1217.1757 | 781.1621 | 732.0107 | 1529.0031 | 1537.9843
7.23 - NJ Fossil CO2 Rate Limit: Unit 1653 | 52 | 8000 | Rate Constraint in lbs/MWh | FALSE | L | Annual | Fuel Consumed | TBtu | 19.8874 | 21.1343 | 20.7922 | 13.3441 | 12.5045 | 26.1189 | 26.2724
7.23 - NJ Fossil CO2 Rate Limit: Unit 1653 | 52 | 8000 | Rate Constraint in lbs/MWh | FALSE | L | Annual | Rate | lb/MMBtu | 117.08 | 117.08 | 117.08 | 117.08 | 117.08 | 117.08 | 117.08
7.23 - NJ Fossil CO2 Rate Limit: Unit 1653 | 52 | 8000 | Rate Constraint in lbs/MWh | FALSE | L | Annual | Generation | TWh | 2.8209 | 2.9978 | 2.9492 | 1.8928 | 1.7737 | 3.7048 | 3.7266
7.23 - NJ Fossil CO2 Rate Limit: Unit 1653 | 52 | 8000 | Rate Constraint in lbs/MWh | FALSE | L | Annual | Qualifying Generation | TWh | 2.8209 | 2.9978 | 2.9492 | 1.8928 | 1.7737 | 3.7048 | 3.7266
7.23 - NJ Fossil CO2 Rate Limit: Unit 1653 | 52 | 8000 | Rate Constraint in lbs/MWh | FALSE | L | Annual | Constraint Shadow Price | US2022$/Ton | 0 | 0 | 0 | 0 | 0 | 0 | 0
7.23 - NJ Fossil CO2 Rate Limit: Unit 1654 | 53 | 8001 | Rate Constraint in lbs/MWh | FALSE | L | Annual | Seasons Included | Seasons | Winter, Spring, Summer, Fall | Winter, Spring, Summer, Fall | Winter, Spring, Summer, Fall | Winter, Spring, Summer, Fall | Winter, Spring, Summer, Fall | Winter, Spring, Summer, Fall | Winter, Spring, Summer, Fall
7.23 - NJ Fossil CO2 Rate Limit: Unit 1654 | 53 | 8001 | Rate Constraint in lbs/MWh | FALSE | L | Annual | Standard CO2 | lb/MWh | 1700 | 1700 | 1300 | 1300 | 1300 | 1300 | 1300
7.23 - NJ Fossil CO2 Rate Limit: Unit 1654 | 53 | 8001 | Rate Constraint in lbs/MWh | FALSE | L | Annual | Emissions at Affected Plants CO2 | Thousand Tons | 749.8335 | 832.8649 | 753.5118 | 611.1532 | 658.8136 | 899.7977 | 899.9209
7.23 - NJ Fossil CO2 Rate Limit: Unit 1654 | 53 | 8001 | Rate Constraint in lbs/MWh | FALSE | L | Annual | Allowances Purchased CO2 | Thousand Tons | 0 | 0 | 0 | 0 | 0 | 0 | 0
7.23 - NJ Fossil CO2 Rate Limit: Unit 1654 | 53 | 8001 | Rate Constraint in lbs/MWh | FALSE | L | Annual | Allowances Sold CO2 | Thousand Tons | 0 | 0 | 0 | 0 | 0 | 0 | 0
7.23 - NJ Fossil CO2 Rate Limit: Unit 1654 | 53 | 8001 | Rate Constraint in lbs/MWh | FALSE | L | Annual | Allowances Banked | Thousand Tons | 0 | 0 | 0 | 0 | 0 | 0 | 0
7.23 - NJ Fossil CO2 Rate Limit: Unit 1654 | 53 | 8001 | Rate Constraint in lbs/MWh | FALSE | L | Annual | Allowances Withdrawn (1:1) | Thousand Tons | 0 | 0 | 0 | 0 | 0 | 0 | 0
7.23 - NJ Fossil CO2 Rate Limit: Unit 1654 | 53 | 8001 | Rate Constraint in lbs/MWh | FALSE | L | Annual | Allowances Withdrawn (n:1) | Thousand Tons | 0 | 0 | 0 | 0 | 0 | 0 | 0
7.23 - NJ Fossil CO2 Rate Limit: Unit 1654 | 53 | 8001 | Rate Constraint in lbs/MWh | FALSE | L | Annual | Net Emissions Allowance Position | Thousand Tons | 749.8335 | 832.8649 | 753.5118 | 611.1532 | 658.8136 | 899.7977 | 899.9209
7.23 - NJ Fossil CO2 Rate Limit: Unit 1654 | 53 | 8001 | Rate Constraint in lbs/MWh | FALSE | L | Annual | Fuel Consumed | TBtu | 12.8089 | 14.2273 | 12.8717 | 10.4399 | 11.2541 | 15.3706 | 15.3728
7.23 - NJ Fossil CO2 Rate Limit: Unit 1654 | 53 | 8001 | Rate Constraint in lbs/MWh | FALSE | L | Annual | Rate | lb/MMBtu | 117.08 | 117.08 | 117.08 | 117.08 | 117.08 | 117.08 | 117.08
7.23 - NJ Fossil CO2 Rate Limit: Unit 1654 | 53 | 8001 | Rate Constraint in lbs/MWh | FALSE | L | Annual | Generation | TWh | 1.8169 | 2.0181 | 1.8258 | 1.4808 | 1.5963 | 2.1802 | 2.1805
7.23 - NJ Fossil CO2 Rate Limit: Unit 1654 | 53 | 8001 | Rate Constraint in lbs/MWh | FALSE | L | Annual | Qualifying Generation | TWh | 1.8169 | 2.0181 | 1.8258 | 1.4808 | 1.5963 | 2.1802 | 2.1805
7.23 - NJ Fossil CO2 Rate Limit: Unit 1654 | 53 | 8001 | Rate Constraint in lbs/MWh | FALSE | L | Annual | Constraint Shadow Price | US2022$/Ton | 0 | 0 | 0 | 0 | 0 | 0 | 0
7.23 - NJ Fossil CO2 Rate Limit: Unit 1655 | 54 | 8002 | Rate Constraint in lbs/MWh | FALSE | L | Annual | Seasons Included | Seasons | Winter, Spring, Summer, Fall | Winter, Spring, Summer, Fall | Winter, Spring, Summer, Fall | Winter, Spring, Summer, Fall | Winter, Spring, Summer, Fall | Winter, Spring, Summer, Fall | Winter, Spring, Summer, Fall
7.23 - NJ Fossil CO2 Rate Limit: Unit 1655 | 54 | 8002 | Rate Constraint in lbs/MWh | FALSE | L | Annual | Standard CO2 | lb/MWh | 1700 | 1700 | 1300 | 1300 | 1300 | 1300 | 1300
7.23 - NJ Fossil CO2 Rate Limit: Unit 1655 | 54 | 8002 | Rate Constraint in lbs/MWh | FALSE | L | Annual | Emissions at Affected Plants CO2 | Thousand Tons | 1340.5898 | 1264.7124 | 1742.4273 | 831.3091 | 890.4043 | 1757.5029 | 2092.0229
7.23 - NJ Fossil CO2 Rate Limit: Unit 1655 | 54 | 8002 | Rate Constraint in lbs/MWh | FALSE | L | Annual | Allowances Purchased CO2 | Thousand Tons | 0 | 0 | 0 | 0 | 0 | 0 | 0
7.23 - NJ Fossil CO2 Rate Limit: Unit 1655 | 54 | 8002 | Rate Constraint in lbs/MWh | FALSE | L | Annual | Allowances Sold CO2 | Thousand Tons | 0 | 0 | 0 | 0 | 0 | 0 | 0
7.23 - NJ Fossil CO2 Rate Limit: Unit 1655 | 54 | 8002 | Rate Constraint in lbs/MWh | FALSE | L | Annual | Allowances Banked | Thousand Tons | 0 | 0 | 0 | 0 | 0 | 0 | 0
7.23 - NJ Fossil CO2 Rate Limit: Unit 1655 | 54 | 8002 | Rate Constraint in lbs/MWh | FALSE | L | Annual | Allowances Withdrawn (1:1) | Thousand Tons | 0 | 0 | 0 | 0 | 0 | 0 | 0
7.23 - NJ Fossil CO2 Rate Limit: Unit 1655 | 54 | 8002 | Rate Constraint in lbs/MWh | FALSE | L | Annual | Allowances Withdrawn (n:1) | Thousand Tons | 0 | 0 | 0 | 0 | 0 | 0 | 0
7.23 - NJ Fossil CO2 Rate Limit: Unit 1655 | 54 | 8002 | Rate Constraint in lbs/MWh | FALSE | L | Annual | Net Emissions Allowance Position | Thousand Tons | 1340.5898 | 1264.7124 | 1742.4273 | 831.3091 | 890.4043 | 1757.5029 | 2092.0229
7.23 - NJ Fossil CO2 Rate Limit: Unit 1655 | 54 | 8002 | Rate Constraint in lbs/MWh | FALSE | L | Annual | Fuel Consumed | TBtu | 22.9004 | 21.6042 | 29.7647 | 14.2007 | 15.2102 | 30.0223 | 35.7366
7.23 - NJ Fossil CO2 Rate Limit: Unit 1655 | 54 | 8002 | Rate Constraint in lbs/MWh | FALSE | L | Annual | Rate | lb/MMBtu | 117.08 | 117.08 | 117.08 | 117.08 | 117.08 | 117.08 | 117.08
7.23 - NJ Fossil CO2 Rate Limit: Unit 1655 | 54 | 8002 | Rate Constraint in lbs/MWh | FALSE | L | Annual | Generation | TWh | 3.1793 | 2.9993 | 4.1323 | 1.9715 | 2.1116 | 4.168 | 4.9614
7.23 - NJ Fossil CO2 Rate Limit: Unit 1655 | 54 | 8002 | Rate Constraint in lbs/MWh | FALSE | L | Annual | Qualifying Generation | TWh | 3.1793 | 2.9993 | 4.1323 | 1.9715 | 2.1116 | 4.168 | 4.9614
7.23 - NJ Fossil CO2 Rate Limit: Unit 1655 | 54 | 8002 | Rate Constraint in lbs/MWh | FALSE | L | Annual | Constraint Shadow Price | US2022$/Ton | 0 | 0 | 0 | 0 | 0 | 0 | 0
7.23 - NJ Fossil CO2 Rate Limit: Unit 1656 | 55 | 8003 | Rate Constraint in lbs/MWh | FALSE | L | Annual | Seasons Included | Seasons | Winter, Spring, Summer, Fall | Winter, Spring, Summer, Fall | Winter, Spring, Summer, Fall | Winter, Spring, Summer, Fall | Winter, Spring, Summer, Fall | Winter, Spring, Summer, Fall | Winter, Spring, Summer, Fall
7.23 - NJ Fossil CO2 Rate Limit: Unit 1656 | 55 | 8003 | Rate Constraint in lbs/MWh | FALSE | L | Annual | Standard CO2 | lb/MWh | 1700 | 1700 | 1300 | 1300 | 1300 | 1300 | 1300
7.23 - NJ Fossil CO2 Rate Limit: Unit 1656 | 55 | 8003 | Rate Constraint in lbs/MWh | FALSE | L | Annual | Emissions at Affected Plants CO2 | Thousand Tons | 1366.7659 | 1502.0056 | 1669.212 | 980.076 | 1002.3656 | 2096.8463 | 2096.8463
7.23 - NJ Fossil CO2 Rate Limit: Unit 1656 | 55 | 8003 | Rate Constraint in lbs/MWh | FALSE | L | Annual | Allowances Purchased CO2 | Thousand Tons | 0 | 0 | 0 | 0 | 0 | 0 | 0
7.23 - NJ Fossil CO2 Rate Limit: Unit 1656 | 55 | 8003 | Rate Constraint in lbs/MWh | FALSE | L | Annual | Allowances Sold CO2 | Thousand Tons | 0 | 0 | 0 | 0 | 0 | 0 | 0
7.23 - NJ Fossil CO2 Rate Limit: Unit 1656 | 55 | 8003 | Rate Constraint in lbs/MWh | FALSE | L | Annual | Allowances Banked | Thousand Tons | 0 | 0 | 0 | 0 | 0 | 0 | 0
7.23 - NJ Fossil CO2 Rate Limit: Unit 1656 | 55 | 8003 | Rate Constraint in lbs/MWh | FALSE | L | Annual | Allowances Withdrawn (1:1) | Thousand Tons | 0 | 0 | 0 | 0 | 0 | 0 | 0
7.23 - NJ Fossil CO2 Rate Limit: Unit 1656 | 55 | 8003 | Rate Constraint in lbs/MWh | FALSE | L | Annual | Allowances Withdrawn (n:1) | Thousand Tons | 0 | 0 | 0 | 0 | 0 | 0 | 0
7.23 - NJ Fossil CO2 Rate Limit: Unit 1656 | 55 | 8003 | Rate Constraint in lbs/MWh | FALSE | L | Annual | Net Emissions Allowance Position | Thousand Tons | 1366.7659 | 1502.0056 | 1669.212 | 980.076 | 1002.3656 | 2096.8463 | 2096.8463
7.23 - NJ Fossil CO2 Rate Limit: Unit 1656 | 55 | 8003 | Rate Constraint in lbs/MWh | FALSE | L | Annual | Fuel Consumed | TBtu | 23.3476 | 25.6578 | 28.514 | 16.742 | 17.1227 | 35.819 | 35.819
7.23 - NJ Fossil CO2 Rate Limit: Unit 1656 | 55 | 8003 | Rate Constraint in lbs/MWh | FALSE | L | Annual | Rate | lb/MMBtu | 117.08 | 117.08 | 117.08 | 117.08 | 117.08 | 117.08 | 117.08
7.23 - NJ Fossil CO2 Rate Limit: Unit 1656 | 55 | 8003 | Rate Constraint in lbs/MWh | FALSE | L | Annual | Generation | TWh | 3.3005 | 3.6271 | 4.0308 | 2.3667 | 2.4205 | 5.0635 | 5.0635
7.23 - NJ Fossil CO2 Rate Limit: Unit 1656 | 55 | 8003 | Rate Constraint in lbs/MWh | FALSE | L | Annual | Qualifying Generation | TWh | 3.3005 | 3.6271 | 4.0308 | 2.3667 | 2.4205 | 5.0635 | 5.0635
7.23 - NJ Fossil CO2 Rate Limit: Unit 1656 | 55 | 8003 | Rate Constraint in lbs/MWh | FALSE | L | Annual | Constraint Shadow Price | US2022$/Ton | 0 | 0 | 0 | 0 | 0 | 0 | 0
7.23 - NJ Fossil CO2 Rate Limit: Unit 1657 | 56 | 8004 | Rate Constraint in lbs/MWh | FALSE | L | Annual | Seasons Included | Seasons | Winter, Spring, Summer, Fall | Winter, Spring, Summer, Fall | Winter, Spring, Summer, Fall | Winter, Spring, Summer, Fall | Winter, Spring, Summer, Fall | Winter, Spring, Summer, Fall | Winter, Spring, Summer, Fall
7.23 - NJ Fossil CO2 Rate Limit: Unit 1657 | 56 | 8004 | Rate Constraint in lbs/MWh | FALSE | L | Annual | Standard CO2 | lb/MWh | 1700 | 1700 | 1300 | 1300 | 1300 | 1300 | 1300
7.23 - NJ Fossil CO2 Rate Limit: Unit 1657 | 56 | 8004 | Rate Constraint in lbs/MWh | FALSE | L | Annual | Emissions at Affected Plants CO2 | Thousand Tons | 950.7482 | 1085.7934 | 982.342 | 647.4613 | 801.8787 | 1166.3622 | 1173.2133
7.23 - NJ Fossil CO2 Rate Limit: Unit 1657 | 56 | 8004 | Rate Constraint in lbs/MWh | FALSE | L | Annual | Allowances Purchased CO2 | Thousand Tons | 0 | 0 | 0 | 0 | 0 | 0 | 0
7.23 - NJ Fossil CO2 Rate Limit: Unit 1657 | 56 | 8004 | Rate Constraint in lbs/MWh | FALSE | L | Annual | Allowances Sold CO2 | Thousand Tons | 0 | 0 | 0 | 0 | 0 | 0 | 0
7.23 - NJ Fossil CO2 Rate Limit: Unit 1657 | 56 | 8004 | Rate Constraint in lbs/MWh | FALSE | L | Annual | Allowances Banked | Thousand Tons | 0 | 0 | 0 | 0 | 0 | 0 | 0
7.23 - NJ Fossil CO2 Rate Limit: Unit 1657 | 56 | 8004 | Rate Constraint in lbs/MWh | FALSE | L | Annual | Allowances Withdrawn (1:1) | Thousand Tons | 0 | 0 | 0 | 0 | 0 | 0 | 0
7.23 - NJ Fossil CO2 Rate Limit: Unit 1657 | 56 | 8004 | Rate Constraint in lbs/MWh | FALSE | L | Annual | Allowances Withdrawn (n:1) | Thousand Tons | 0 | 0 | 0 | 0 | 0 | 0 | 0
7.23 - NJ Fossil CO2 Rate Limit: Unit 1657 | 56 | 8004 | Rate Constraint in lbs/MWh | FALSE | L | Annual | Net Emissions Allowance Position | Thousand Tons | 950.7482 | 1085.7934 | 982.342 | 647.4613 | 801.8787 | 1166.3622 | 1173.2133
7.23 - NJ Fossil CO2 Rate Limit: Unit 1657 | 56 | 8004 | Rate Constraint in lbs/MWh | FALSE | L | Annual | Fuel Consumed | TBtu | 16.241 | 18.5479 | 16.7807 | 11.0602 | 13.698 | 19.9242 | 20.0412
7.23 - NJ Fossil CO2 Rate Limit: Unit 1657 | 56 | 8004 | Rate Constraint in lbs/MWh | FALSE | L | Annual | Rate | lb/MMBtu | 117.08 | 117.08 | 117.08 | 117.08 | 117.08 | 117.08 | 117.08
7.23 - NJ Fossil CO2 Rate Limit: Unit 1657 | 56 | 8004 | Rate Constraint in lbs/MWh | FALSE | L | Annual | Generation | TWh | 2.3037 | 2.6309 | 2.3802 | 1.5688 | 1.943 | 2.8261 | 2.8427
7.23 - NJ Fossil CO2 Rate Limit: Unit 1657 | 56 | 8004 | Rate Constraint in lbs/MWh | FALSE | L | Annual | Qualifying Generation | TWh | 2.3037 | 2.6309 | 2.3802 | 1.5688 | 1.943 | 2.8261 | 2.8427
7.23 - NJ Fossil CO2 Rate Limit: Unit 1657 | 56 | 8004 | Rate Constraint in lbs/MWh | FALSE | L | Annual | Constraint Shadow Price | US2022$/Ton | 0 | 0 | 0 | 0 | 0 | 0 | 0
7.23 - NJ Fossil CO2 Rate Limit: Unit 1658 | 57 | 8005 | Rate Constraint in lbs/MWh | FALSE | L | Annual | Seasons Included | Seasons | Winter, Spring, Summer, Fall | Winter, Spring, Summer, Fall | Winter, Spring, Summer, Fall | Winter, Spring, Summer, Fall | Winter, Spring, Summer, Fall | Winter, Spring, Summer, Fall | Winter, Spring, Summer, Fall
7.23 - NJ Fossil CO2 Rate Limit: Unit 1658 | 57 | 8005 | Rate Constraint in lbs/MWh | FALSE | L | Annual | Standard CO2 | lb/MWh | 1700 | 1700 | 1300 | 1300 | 1300 | 1300 | 1300
7.23 - NJ Fossil CO2 Rate Limit: Unit 1658 | 57 | 8005 | Rate Constraint in lbs/MWh | FALSE | L | Annual | Emissions at Affected Plants CO2 | Thousand Tons | 1560.1356 | 1737.8874 | 1649.4374 | 1023.6417 | 1037.0128 | 2003.6193 | 2015.3884
7.23 - NJ Fossil CO2 Rate Limit: Unit 1658 | 57 | 8005 | Rate Constraint in lbs/MWh | FALSE | L | Annual | Allowances Purchased CO2 | Thousand Tons | 0 | 0 | 0 | 0 | 0 | 0 | 0
7.23 - NJ Fossil CO2 Rate Limit: Unit 1658 | 57 | 8005 | Rate Constraint in lbs/MWh | FALSE | L | Annual | Allowances Sold CO2 | Thousand Tons | 0 | 0 | 0 | 0 | 0 | 0 | 0
7.23 - NJ Fossil CO2 Rate Limit: Unit 1658 | 57 | 8005 | Rate Constraint in lbs/MWh | FALSE | L | Annual | Allowances Banked | Thousand Tons | 0 | 0 | 0 | 0 | 0 | 0 | 0
7.23 - NJ Fossil CO2 Rate Limit: Unit 1658 | 57 | 8005 | Rate Constraint in lbs/MWh | FALSE | L | Annual | Allowances Withdrawn (1:1) | Thousand Tons | 0 | 0 | 0 | 0 | 0 | 0 | 0
7.23 - NJ Fossil CO2 Rate Limit: Unit 1658 | 57 | 8005 | Rate Constraint in lbs/MWh | FALSE | L | Annual | Allowances Withdrawn (n:1) | Thousand Tons | 0 | 0 | 0 | 0 | 0 | 0 | 0
7.23 - NJ Fossil CO2 Rate Limit: Unit 1658 | 57 | 8005 | Rate Constraint in lbs/MWh | FALSE | L | Annual | Net Emissions Allowance Position | Thousand Tons | 1560.1356 | 1737.8874 | 1649.4374 | 1023.6417 | 1037.0128 | 2003.6193 | 2015.3884
7.23 - NJ Fossil CO2 Rate Limit: Unit 1658 | 57 | 8005 | Rate Constraint in lbs/MWh | FALSE | L | Annual | Fuel Consumed | TBtu | 26.6508 | 29.6872 | 28.1762 | 17.4862 | 17.7146 | 34.2265 | 34.4275
7.23 - NJ Fossil CO2 Rate Limit: Unit 1658 | 57 | 8005 | Rate Constraint in lbs/MWh | FALSE | L | Annual | Rate | lb/MMBtu | 117.08 | 117.08 | 117.08 | 117.08 | 117.08 | 117.08 | 117.08
7.23 - NJ Fossil CO2 Rate Limit: Unit 1658 | 57 | 8005 | Rate Constraint in lbs/MWh | FALSE | L | Annual | Generation | TWh | 3.7802 | 4.2109 | 3.9966 | 2.4803 | 2.5127 | 4.8548 | 4.8833
7.23 - NJ Fossil CO2 Rate Limit: Unit 1658 | 57 | 8005 | Rate Constraint in lbs/MWh | FALSE | L | Annual | Qualifying Generation | TWh | 3.7802 | 4.2109 | 3.9966 | 2.4803 | 2.5127 | 4.8548 | 4.8833
7.23 - NJ Fossil CO2 Rate Limit: Unit 1658 | 57 | 8005 | Rate Constraint in lbs/MWh | FALSE | L | Annual | Constraint Shadow Price | US2022$/Ton | 0 | 0 | 0 | 0 | 0 | 0 | 0
7.23 - NJ Fossil CO2 Rate Limit: Unit 1659 | 58 | 8006 | Rate Constraint in lbs/MWh | FALSE | L | Annual | Seasons Included | Seasons | Winter, Spring, Summer, Fall | Winter, Spring, Summer, Fall | Winter, Spring, Summer, Fall | Winter, Spring, Summer, Fall | Winter, Spring, Summer, Fall | Winter, Spring, Summer, Fall | Winter, Spring, Summer, Fall
7.23 - NJ Fossil CO2 Rate Limit: Unit 1659 | 58 | 8006 | Rate Constraint in lbs/MWh | FALSE | L | Annual | Standard CO2 | lb/MWh | 1700 | 1700 | 1300 | 1300 | 1300 | 1300 | 1300
7.23 - NJ Fossil CO2 Rate Limit: Unit 1659 | 58 | 8006 | Rate Constraint in lbs/MWh | FALSE | L | Annual | Emissions at Affected Plants CO2 | Thousand Tons | 12.1318 | 17.1017 | 15.1399 | 3.7252 | 3.7651 | 14.5775 | 15.2173
7.23 - NJ Fossil CO2 Rate Limit: Unit 1659 | 58 | 8006 | Rate Constraint in lbs/MWh | FALSE | L | Annual | Allowances Purchased CO2 | Thousand Tons | 0 | 0 | 0 | 0 | 0 | 0 | 0
7.23 - NJ Fossil CO2 Rate Limit: Unit 1659 | 58 | 8006 | Rate Constraint in lbs/MWh | FALSE | L | Annual | Allowances Sold CO2 | Thousand Tons | 0 | 0 | 0 | 0 | 0 | 0 | 0
7.23 - NJ Fossil CO2 Rate Limit: Unit 1659 | 58 | 8006 | Rate Constraint in lbs/MWh | FALSE | L | Annual | Allowances Banked | Thousand Tons | 0 | 0 | 0 | 0 | 0 | 0 | 0
7.23 - NJ Fossil CO2 Rate Limit: Unit 1659 | 58 | 8006 | Rate Constraint in lbs/MWh | FALSE | L | Annual | Allowances Withdrawn (1:1) | Thousand Tons | 0 | 0 | 0 | 0 | 0 | 0 | 0
7.23 - NJ Fossil CO2 Rate Limit: Unit 1659 | 58 | 8006 | Rate Constraint in lbs/MWh | FALSE | L | Annual | Allowances Withdrawn (n:1) | Thousand Tons | 0 | 0 | 0 | 0 | 0 | 0 | 0
7.23 - NJ Fossil CO2 Rate Limit: Unit 1659 | 58 | 8006 | Rate Constraint in lbs/MWh | FALSE | L | Annual | Net Emissions Allowance Position | Thousand Tons | 12.1318 | 17.1017 | 15.1399 | 3.7252 | 3.7651 | 14.5775 | 15.2173
7.23 - NJ Fossil CO2 Rate Limit: Unit 1659 | 58 | 8006 | Rate Constraint in lbs/MWh | FALSE | L | Annual | Fuel Consumed | TBtu | 0.16332 | 0.23022 | 0.20381 | 0.050149 | 0.050685 | 0.19624 | 0.20485
7.23 - NJ Fossil CO2 Rate Limit: Unit 1659 | 58 | 8006 | Rate Constraint in lbs/MWh | FALSE | L | Annual | Rate | lb/MMBtu | 148.5679 | 148.5679 | 148.5679 | 148.5679 | 148.5679 | 148.5679 | 148.5679
7.23 - NJ Fossil CO2 Rate Limit: Unit 1659 | 58 | 8006 | Rate Constraint in lbs/MWh | FALSE | L | Annual | Generation | TWh | 0.02066 | 0.029123 | 0.025783 | 0.0063439 | 0.0064118 | 0.024825 | 0.025914
7.23 - NJ Fossil CO2 Rate Limit: Unit 1659 | 58 | 8006 | Rate Constraint in lbs/MWh | FALSE | L | Annual | Qualifying Generation | TWh | 0.02066 | 0.029123 | 0.025783 | 0.0063439 | 0.0064118 | 0.024825 | 0.025914
7.23 - NJ Fossil CO2 Rate Limit: Unit 1659 | 58 | 8006 | Rate Constraint in lbs/MWh | FALSE | L | Annual | Constraint Shadow Price | US2022$/Ton | 0 | 0 | 0 | 0 | 0 | 0 | 0
7.23 - NJ Fossil CO2 Rate Limit: Unit 1660 | 59 | 8007 | Rate Constraint in lbs/MWh | FALSE | L | Annual | Seasons Included | Seasons | Winter, Spring, Summer, Fall | Winter, Spring, Summer, Fall | Winter, Spring, Summer, Fall | Winter, Spring, Summer, Fall | Winter, Spring, Summer, Fall | Winter, Spring, Summer, Fall | Winter, Spring, Summer, Fall
7.23 - NJ Fossil CO2 Rate Limit: Unit 1660 | 59 | 8007 | Rate Constraint in lbs/MWh | FALSE | L | Annual | Standard CO2 | lb/MWh | 1700 | 1700 | 1300 | 1300 | 1300 | 1300 | 1300
7.23 - NJ Fossil CO2 Rate Limit: Unit 1660 | 59 | 8007 | Rate Constraint in lbs/MWh | FALSE | L | Annual | Emissions at Affected Plants CO2 | Thousand Tons | 36.8378 | 58.8453 | 6.2252 | 0 | 0 | 0 | 0
7.23 - NJ Fossil CO2 Rate Limit: Unit 1660 | 59 | 8007 | Rate Constraint in lbs/MWh | FALSE | L | Annual | Allowances Purchased CO2 | Thousand Tons | 0 | 0 | 0 | 0 | 0 | 0 | 0
7.23 - NJ Fossil CO2 Rate Limit: Unit 1660 | 59 | 8007 | Rate Constraint in lbs/MWh | FALSE | L | Annual | Allowances Sold CO2 | Thousand Tons | 0 | 0 | 0 | 0 | 0 | 0 | 0
7.23 - NJ Fossil CO2 Rate Limit: Unit 1660 | 59 | 8007 | Rate Constraint in lbs/MWh | FALSE | L | Annual | Allowances Banked | Thousand Tons | 0 | 0 | 0 | 0 | 0 | 0 | 0
7.23 - NJ Fossil CO2 Rate Limit: Unit 1660 | 59 | 8007 | Rate Constraint in lbs/MWh | FALSE | L | Annual | Allowances Withdrawn (1:1) | Thousand Tons | 0 | 0 | 0 | 0 | 0 | 0 | 0
7.23 - NJ Fossil CO2 Rate Limit: Unit 1660 | 59 | 8007 | Rate Constraint in lbs/MWh | FALSE | L | Annual | Allowances Withdrawn (n:1) | Thousand Tons | 0 | 0 | 0 | 0 | 0 | 0 | 0
7.23 - NJ Fossil CO2 Rate Limit: Unit 1660 | 59 | 8007 | Rate Constraint in lbs/MWh | FALSE | L | Annual | Net Emissions Allowance Position | Thousand Tons | 36.8378 | 58.8453 | 6.2252 | 0 | 0 | 0 | 0
7.23 - NJ Fossil CO2 Rate Limit: Unit 1660 | 59 | 8007 | Rate Constraint in lbs/MWh | FALSE | L | Annual | Fuel Consumed | TBtu | 0.62928 | 1.0052 | 0.10634 | 0 | 0 | 0 | 0
7.23 - NJ Fossil CO2 Rate Limit: Unit 1660 | 59 | 8007 | Rate Constraint in lbs/MWh | FALSE | L | Annual | Rate | lb/MMBtu | 117.08 | 117.08 | 117.08 | 0 | 0 | 0 | 0
7.23 - NJ Fossil CO2 Rate Limit: Unit 1660 | 59 | 8007 | Rate Constraint in lbs/MWh | FALSE | L | Annual | Generation | TWh | 0.057531 | 0.091901 | 0.0097221 | 0 | 0 | 0 | 0
7.23 - NJ Fossil CO2 Rate Limit: Unit 1660 | 59 | 8007 | Rate Constraint in lbs/MWh | FALSE | L | Annual | Qualifying Generation | TWh | 0.057531 | 0.091901 | 0.0097221 | 0 | 0 | 0 | 0
7.23 - NJ Fossil CO2 Rate Limit: Unit 1660 | 59 | 8007 | Rate Constraint in lbs/MWh | FALSE | L | Annual | Constraint Shadow Price | US2022$/Ton | 0 | 0 | 0 | 0 | 0 | 0 | 0
7.23 - NJ Fossil CO2 Rate Limit: Unit 1661 | 60 | 8008 | Rate Constraint in lbs/MWh | FALSE | L | Annual | Seasons Included | Seasons | Winter, Spring, Summer, Fall | Winter, Spring, Summer, Fall | Winter, Spring, Summer, Fall | Winter, Spring, Summer, Fall | Winter, Spring, Summer, Fall | Winter, Spring, Summer, Fall | Winter, Spring, Summer, Fall
7.23 - NJ Fossil CO2 Rate Limit: Unit 1661 | 60 | 8008 | Rate Constraint in lbs/MWh | FALSE | L | Annual | Standard CO2 | lb/MWh | 1700 | 1700 | 1300 | 1300 | 1300 | 1300 | 1300
7.23 - NJ Fossil CO2 Rate Limit: Unit 1661 | 60 | 8008 | Rate Constraint in lbs/MWh | FALSE | L | Annual | Emissions at Affected Plants CO2 | Thousand Tons | 123.1084 | 118.3135 | 101.5415 | 97.0262 | 23.7377 | 106.6445 | 0
7.23 - NJ Fossil CO2 Rate Limit: Unit 1661 | 60 | 8008 | Rate Constraint in lbs/MWh | FALSE | L | Annual | Allowances Purchased CO2 | Thousand Tons | 0 | 0 | 0 | 0 | 0 | 0 | 0
7.23 - NJ Fossil CO2 Rate Limit: Unit 1661 | 60 | 8008 | Rate Constraint in lbs/MWh | FALSE | L | Annual | Allowances Sold CO2 | Thousand Tons | 0 | 0 | 0 | 0 | 0 | 0 | 0
7.23 - NJ Fossil CO2 Rate Limit: Unit 1661 | 60 | 8008 | Rate Constraint in lbs/MWh | FALSE | L | Annual | Allowances Banked | Thousand Tons | 0 | 0 | 0 | 0 | 0 | 0 | 0
7.23 - NJ Fossil CO2 Rate Limit: Unit 1661 | 60 | 8008 | Rate Constraint in lbs/MWh | FALSE | L | Annual | Allowances Withdrawn (1:1) | Thousand Tons | 0 | 0 | 0 | 0 | 0 | 0 | 0
7.23 - NJ Fossil CO2 Rate Limit: Unit 1661 | 60 | 8008 | Rate Constraint in lbs/MWh | FALSE | L | Annual | Allowances Withdrawn (n:1) | Thousand Tons | 0 | 0 | 0 | 0 | 0 | 0 | 0
7.23 - NJ Fossil CO2 Rate Limit: Unit 1661 | 60 | 8008 | Rate Constraint in lbs/MWh | FALSE | L | Annual | Net Emissions Allowance Position | Thousand Tons | 123.1084 | 118.3135 | 101.5415 | 97.0262 | 23.7377 | 106.6445 | 0
7.23 - NJ Fossil CO2 Rate Limit: Unit 1661 | 60 | 8008 | Rate Constraint in lbs/MWh | FALSE | L | Annual | Fuel Consumed | TBtu | 2.103 | 2.0211 | 1.7346 | 1.6574 | 0.4055 | 1.8217 | 0
7.23 - NJ Fossil CO2 Rate Limit: Unit 1661 | 60 | 8008 | Rate Constraint in lbs/MWh | FALSE | L | Annual | Rate | lb/MMBtu | 117.08 | 117.08 | 117.08 | 117.08 | 117.08 | 117.08 | 0
7.23 - NJ Fossil CO2 Rate Limit: Unit 1661 | 60 | 8008 | Rate Constraint in lbs/MWh | FALSE | L | Annual | Generation | TWh | 0.24741 | 0.23777 | 0.20407 | 0.19499 | 0.047705 | 0.21432 | 0
7.23 - NJ Fossil CO2 Rate Limit: Unit 1661 | 60 | 8008 | Rate Constraint in lbs/MWh | FALSE | L | Annual | Qualifying Generation | TWh | 0.24741 | 0.23777 | 0.20407 | 0.19499 | 0.047705 | 0.21432 | 0
7.23 - NJ Fossil CO2 Rate Limit: Unit 1661 | 60 | 8008 | Rate Constraint in lbs/MWh | FALSE | L | Annual | Constraint Shadow Price | US2022$/Ton | 0 | 0 | 0 | 0 | 0 | 0 | 0
7.23 - NJ Fossil CO2 Rate Limit: Unit 1669 | 61 | 8009 | Rate Constraint in lbs/MWh | FALSE | L | Annual | Seasons Included | Seasons | Winter, Spring, Summer, Fall | Winter, Spring, Summer, Fall | Winter, Spring, Summer, Fall | Winter, Spring, Summer, Fall | Winter, Spring, Summer, Fall | Winter, Spring, Summer, Fall | Winter, Spring, Summer, Fall
7.23 - NJ Fossil CO2 Rate Limit: Unit 1669 | 61 | 8009 | Rate Constraint in lbs/MWh | FALSE | L | Annual | Standard CO2 | lb/MWh | 1700 | 1700 | 1300 | 1300 | 1300 | 1300 | 1300
7.23 - NJ Fossil CO2 Rate Limit: Unit 1669 | 61 | 8009 | Rate Constraint in lbs/MWh | FALSE | L | Annual | Emissions at Affected Plants CO2 | Thousand Tons | 8.8543 | 13.1736 | 7.0691 | 0 | 0 | 7.0691 | 0
7.23 - NJ Fossil CO2 Rate Limit: Unit 1669 | 61 | 8009 | Rate Constraint in lbs/MWh | FALSE | L | Annual | Allowances Purchased CO2 | Thousand Tons | 0 | 0 | 0 | 0 | 0 | 0 | 0
7.23 - NJ Fossil CO2 Rate Limit: Unit 1669 | 61 | 8009 | Rate Constraint in lbs/MWh | FALSE | L | Annual | Allowances Sold CO2 | Thousand Tons | 0 | 0 | 0 | 0 | 0 | 0 | 0
7.23 - NJ Fossil CO2 Rate Limit: Unit 1669 | 61 | 8009 | Rate Constraint in lbs/MWh | FALSE | L | Annual | Allowances Banked | Thousand Tons | 0 | 0 | 0 | 0 | 0 | 0 | 0
7.23 - NJ Fossil CO2 Rate Limit: Unit 1669 | 61 | 8009 | Rate Constraint in lbs/MWh | FALSE | L | Annual | Allowances Withdrawn (1:1) | Thousand Tons | 0 | 0 | 0 | 0 | 0 | 0 | 0
7.23 - NJ Fossil CO2 Rate Limit: Unit 1669 | 61 | 8009 | Rate Constraint in lbs/MWh | FALSE | L | Annual | Allowances Withdrawn (n:1) | Thousand Tons | 0 | 0 | 0 | 0 | 0 | 0 | 0
7.23 - NJ Fossil CO2 Rate Limit: Unit 1669 | 61 | 8009 | Rate Constraint in lbs/MWh | FALSE | L | Annual | Net Emissions Allowance Position | Thousand Tons | 8.8543 | 13.1736 | 7.0691 | 0 | 0 | 7.0691 | 0
7.23 - NJ Fossil CO2 Rate Limit: Unit 1669 | 61 | 8009 | Rate Constraint in lbs/MWh | FALSE | L | Annual | Fuel Consumed | TBtu | 0.15125 | 0.22504 | 0.12076 | 0 | 0 | 0.12076 | 0
7.23 - NJ Fossil CO2 Rate Limit: Unit 1669 | 61 | 8009 | Rate Constraint in lbs/MWh | FALSE | L | Annual | Rate | lb/MMBtu | 117.08 | 117.08 | 117.08 | 0 | 0 | 117.08 | 0
7.23 - NJ Fossil CO2 Rate Limit: Unit 1669 | 61 | 8009 | Rate Constraint in lbs/MWh | FALSE | L | Annual | Generation | TWh | 0.01502 | 0.022347 | 0.011992 | 0 | 0 | 0.011992 | 0
7.23 - NJ Fossil CO2 Rate Limit: Unit 1669 | 61 | 8009 | Rate Constraint in lbs/MWh | FALSE | L | Annual | Qualifying Generation | TWh | 0.01502 | 0.022347 | 0.011992 | 0 | 0 | 0.011992 | 0
7.23 - NJ Fossil CO2 Rate Limit: Unit 1669 | 61 | 8009 | Rate Constraint in lbs/MWh | FALSE | L | Annual | Constraint Shadow Price | US2022$/Ton | 0 | 0 | 0 | 0 | 0 | 0 | 0
7.23 - NJ Fossil CO2 Rate Limit: Unit 1670 | 62 | 8010 | Rate Constraint in lbs/MWh | FALSE | L | Annual | Seasons Included | Seasons | Winter, Spring, Summer, Fall | Winter, Spring, Summer, Fall | Winter, Spring, Summer, Fall | Winter, Spring, Summer, Fall | Winter, Spring, Summer, Fall | Winter, Spring, Summer, Fall | Winter, Spring, Summer, Fall
7.23 - NJ Fossil CO2 Rate Limit: Unit 1670 | 62 | 8010 | Rate Constraint in lbs/MWh | FALSE | L | Annual | Standard CO2 | lb/MWh | 1700 | 1700 | 1300 | 1300 | 1300 | 1300 | 1300
7.23 - NJ Fossil CO2 Rate Limit: Unit 1670 | 62 | 8010 | Rate Constraint in lbs/MWh | FALSE | L | Annual | Emissions at Affected Plants CO2 | Thousand Tons | 949.9781 | 1035.524 | 969.0968 | 689.2036 | 460.258 | 979.5159 | 935.4335
7.23 - NJ Fossil CO2 Rate Limit: Unit 1670 | 62 | 8010 | Rate Constraint in lbs/MWh | FALSE | L | Annual | Allowances Purchased CO2 | Thousand Tons | 0 | 0 | 0 | 0 | 0 | 0 | 0
7.23 - NJ Fossil CO2 Rate Limit: Unit 1670 | 62 | 8010 | Rate Constraint in lbs/MWh | FALSE | L | Annual | Allowances Sold CO2 | Thousand Tons | 0 | 0 | 0 | 0 | 0 | 0 | 0
7.23 - NJ Fossil CO2 Rate Limit: Unit 1670 | 62 | 8010 | Rate Constraint in lbs/MWh | FALSE | L | Annual | Allowances Banked | Thousand Tons | 0 | 0 | 0 | 0 | 0 | 0 | 0
7.23 - NJ Fossil CO2 Rate Limit: Unit 1670 | 62 | 8010 | Rate Constraint in lbs/MWh | FALSE | L | Annual | Allowances Withdrawn (1:1) | Thousand Tons | 0 | 0 | 0 | 0 | 0 | 0 | 0
7.23 - NJ Fossil CO2 Rate Limit: Unit 1670 | 62 | 8010 | Rate Constraint in lbs/MWh | FALSE | L | Annual | Allowances Withdrawn (n:1) | Thousand Tons | 0 | 0 | 0 | 0 | 0 | 0 | 0
7.23 - NJ Fossil CO2 Rate Limit: Unit 1670 | 62 | 8010 | Rate Constraint in lbs/MWh | FALSE | L | Annual | Net Emissions Allowance Position | Thousand Tons | 949.9781 | 1035.524 | 969.0968 | 689.2036 | 460.258 | 979.5159 | 935.4335
7.23 - NJ Fossil CO2 Rate Limit: Unit 1670 | 62 | 8010 | Rate Constraint in lbs/MWh | FALSE | L | Annual | Fuel Consumed | TBtu | 16.2278 | 17.6892 | 16.5544 | 11.7732 | 7.8623 | 16.7324 | 15.9794
7.23 - NJ Fossil CO2 Rate Limit: Unit 1670 | 62 | 8010 | Rate Constraint in lbs/MWh | FALSE | L | Annual | Rate | lb/MMBtu | 117.08 | 117.08 | 117.08 | 117.08 | 117.08 | 117.08 | 117.08
7.23 - NJ Fossil CO2 Rate Limit: Unit 1670 | 62 | 8010 | Rate Constraint in lbs/MWh | FALSE | L | Annual | Generation | TWh | 2.2236 | 2.4238 | 2.2684 | 1.6132 | 1.0773 | 2.2927 | 2.1896
7.23 - NJ Fossil CO2 Rate Limit: Unit 1670 | 62 | 8010 | Rate Constraint in lbs/MWh | FALSE | L | Annual | Qualifying Generation | TWh | 2.2236 | 2.4238 | 2.2684 | 1.6132 | 1.0773 | 2.2927 | 2.1896
7.23 - NJ Fossil CO2 Rate Limit: Unit 1670 | 62 | 8010 | Rate Constraint in lbs/MWh | FALSE | L | Annual | Constraint Shadow Price | US2022$/Ton | 0 | 0 | 0 | 0 | 0 | 0 | 0
7.23 - NJ Fossil CO2 Rate Limit: Unit 1671 | 63 | 8011 | Rate Constraint in lbs/MWh | FALSE | L | Annual | Seasons Included | Seasons | Winter, Spring, Summer, Fall | Winter, Spring, Summer, Fall | Winter, Spring, Summer, Fall | Winter, Spring, Summer, Fall | Winter, Spring, Summer, Fall | Winter, Spring, Summer, Fall | Winter, Spring, Summer, Fall
7.23 - NJ Fossil CO2 Rate Limit: Unit 1671 | 63 | 8011 | Rate Constraint in lbs/MWh | FALSE | L | Annual | Standard CO2 | lb/MWh | 1700 | 1700 | 1300 | 1300 | 1300 | 1300 | 1300
7.23 - NJ Fossil CO2 Rate Limit: Unit 1671 | 63 | 8011 | Rate Constraint in lbs/MWh | FALSE | L | Annual | Emissions at Affected Plants CO2 | Thousand Tons | 1001.5235 | 1035.524 | 1020.3148 | 689.2036 | 474.0021 | 979.5159 | 1214.1867
7.23 - NJ Fossil CO2 Rate Limit: Unit 1671 | 63 | 8011 | Rate Constraint in lbs/MWh | FALSE | L | Annual | Allowances Purchased CO2 | Thousand Tons | 0 | 0 | 0 | 0 | 0 | 0 | 0
7.23 - NJ Fossil CO2 Rate Limit: Unit 1671 | 63 | 8011 | Rate Constraint in lbs/MWh | FALSE | L | Annual | Allowances Sold CO2 | Thousand Tons | 0 | 0 | 0 | 0 | 0 | 0 | 0
7.23 - NJ Fossil CO2 Rate Limit: Unit 1671 | 63 | 8011 | Rate Constraint in lbs/MWh | FALSE | L | Annual | Allowances Banked | Thousand Tons | 0 | 0 | 0 | 0 | 0 | 0 | 0
7.23 - NJ Fossil CO2 Rate Limit: Unit 1671 | 63 | 8011 | Rate Constraint in lbs/MWh | FALSE | L | Annual | Allowances Withdrawn (1:1) | Thousand Tons | 0 | 0 | 0 | 0 | 0 | 0 | 0
7.23 - NJ Fossil CO2 Rate Limit: Unit 1671 | 63 | 8011 | Rate Constraint in lbs/MWh | FALSE | L | Annual | Allowances Withdrawn (n:1) | Thousand Tons | 0 | 0 | 0 | 0 | 0 | 0 | 0
7.23 - NJ Fossil CO2 Rate Limit: Unit 1671 | 63 | 8011 | Rate Constraint in lbs/MWh | FALSE | L | Annual | Net Emissions Allowance Position | Thousand Tons | 1001.5235 | 1035.524 | 1020.3148 | 689.2036 | 474.0021 | 979.5159 | 1214.1867
7.23 - NJ Fossil CO2 Rate Limit: Unit 1671 | 63 | 8011 | Rate Constraint in lbs/MWh | FALSE | L | Annual | Fuel Consumed | TBtu | 17.1084 | 17.6892 | 17.4294 | 11.7732 | 8.0971 | 16.7324 | 20.7411
7.23 - NJ Fossil CO2 Rate Limit: Unit 1671 | 63 | 8011 | Rate Constraint in lbs/MWh | FALSE | L | Annual | Rate | lb/MMBtu | 117.08 | 117.08 | 117.08 | 117.08 | 117.08 | 117.08 | 117.08
7.23 - NJ Fossil CO2 Rate Limit: Unit 1671 | 63 | 8011 | Rate Constraint in lbs/MWh | FALSE | L | Annual | Generation | TWh | 2.3443 | 2.4238 | 2.3882 | 1.6132 | 1.1095 | 2.2927 | 2.842
7.23 - NJ Fossil CO2 Rate Limit: Unit 1671 | 63 | 8011 | Rate Constraint in lbs/MWh | FALSE | L | Annual | Qualifying Generation | TWh | 2.3443 | 2.4238 | 2.3882 | 1.6132 | 1.1095 | 2.2927 | 2.842
7.23 - NJ Fossil CO2 Rate Limit: Unit 1671 | 63 | 8011 | Rate Constraint in lbs/MWh | FALSE | L | Annual | Constraint Shadow Price | US2022$/Ton | 0 | 0 | 0 | 0 | 0 | 0 | 0
7.23 - NJ Fossil CO2 Rate Limit: Unit 1672 | 64 | 8012 | Rate Constraint in lbs/MWh | FALSE | L | Annual | Seasons Included | Seasons | Winter, Spring, Summer, Fall | Winter, Spring, Summer, Fall | Winter, Spring, Summer, Fall | Winter, Spring, Summer, Fall | Winter, Spring, Summer, Fall | Winter, Spring, Summer, Fall | Winter, Spring, Summer, Fall
7.23 - NJ Fossil CO2 Rate Limit: Unit 1672 | 64 | 8012 | Rate Constraint in lbs/MWh | FALSE | L | Annual | Standard CO2 | lb/MWh | 1700 | 1700 | 1300 | 1300 | 1300 | 1300 | 1300
7.23 - NJ Fossil CO2 Rate Limit: Unit 1672 | 64 | 8012 | Rate Constraint in lbs/MWh | FALSE | L | Annual | Emissions at Affected Plants CO2 | Thousand Tons | 1222.9107 | 1206.1029 | 1480.1844 | 380.2545 | 384.3214 | 1769.895 | 1614.5766
7.23 - NJ Fossil CO2 Rate Limit: Unit 1672 | 64 | 8012 | Rate Constraint in lbs/MWh | FALSE | L | Annual | Allowances Purchased CO2 | Thousand Tons | 0 | 0 | 0 | 0 | 0 | 0 | 0
7.23 - NJ Fossil CO2 Rate Limit: Unit 1672 | 64 | 8012 | Rate Constraint in lbs/MWh | FALSE | L | Annual | Allowances Sold CO2 | Thousand Tons | 0 | 0 | 0 | 0 | 0 | 0 | 0
7.23 - NJ Fossil CO2 Rate Limit: Unit 1672 | 64 | 8012 | Rate Constraint in lbs/MWh | FALSE | L | Annual | Allowances Banked | Thousand Tons | 0 | 0 | 0 | 0 | 0 | 0 | 0
7.23 - NJ Fossil CO2 Rate Limit: Unit 1672 | 64 | 8012 | Rate Constraint in lbs/MWh | FALSE | L | Annual | Allowances Withdrawn (1:1) | Thousand Tons | 0 | 0 | 0 | 0 | 0 | 0 | 0
7.23 - NJ Fossil CO2 Rate Limit: Unit 1672 | 64 | 8012 | Rate Constraint in lbs/MWh | FALSE | L | Annual | Allowances Withdrawn (n:1) | Thousand Tons | 0 | 0 | 0 | 0 | 0 | 0 | 0
7.23 - NJ Fossil CO2 Rate Limit: Unit 1672 | 64 | 8012 | Rate Constraint in lbs/MWh | FALSE | L | Annual | Net Emissions Allowance Position | Thousand Tons | 1222.9107 | 1206.1029 | 1480.1844 | 380.2545 | 384.3214 | 1769.895 | 1614.5766
7.23 - NJ Fossil CO2 Rate Limit: Unit 1672 | 64 | 8012 | Rate Constraint in lbs/MWh | FALSE | L | Annual | Fuel Consumed | TBtu | 20.8902 | 20.6031 | 25.285 | 6.4956 | 6.5651 | 30.2339 | 27.5807
7.23 - NJ Fossil CO2 Rate Limit: Unit 1672 | 64 | 8012 | Rate Constraint in lbs/MWh | FALSE | L | Annual | Rate | lb/MMBtu | 117.08 | 117.08 | 117.08 | 117.08 | 117.08 | 117.08 | 117.08
7.23 - NJ Fossil CO2 Rate Limit: Unit 1672 | 64 | 8012 | Rate Constraint in lbs/MWh | FALSE | L | Annual | Generation | TWh | 2.6738 | 2.637 | 3.2363 | 0.83139 | 0.84028 | 3.8697 | 3.5301
7.23 - NJ Fossil CO2 Rate Limit: Unit 1672 | 64 | 8012 | Rate Constraint in lbs/MWh | FALSE | L | Annual | Qualifying Generation | TWh | 2.6738 | 2.637 | 3.2363 | 0.83139 | 0.84028 | 3.8697 | 3.5301
7.23 - NJ Fossil CO2 Rate Limit: Unit 1672 | 64 | 8012 | Rate Constraint in lbs/MWh | FALSE | L | Annual | Constraint Shadow Price | US2022$/Ton | 0 | 0 | 0 | 0 | 0 | 0 | 0
7.23 - NJ Fossil CO2 Rate Limit: Unit 1673 | 65 | 8013 | Rate Constraint in lbs/MWh | FALSE | L | Annual | Seasons Included | Seasons | Winter, Spring, Summer, Fall | Winter, Spring, Summer, Fall | Winter, Spring, Summer, Fall | Winter, Spring, Summer, Fall | Winter, Spring, Summer, Fall | Winter, Spring, Summer, Fall | Winter, Spring, Summer, Fall
7.23 - NJ Fossil CO2 Rate Limit: Unit 1673 | 65 | 8013 | Rate Constraint in lbs/MWh | FALSE | L | Annual | Standard CO2 | lb/MWh | 1700 | 1700 | 1300 | 1300 | 1300 | 1300 | 1300
7.23 - NJ Fossil CO2 Rate Limit: Unit 1673 | 65 | 8013 | Rate Constraint in lbs/MWh | FALSE | L | Annual | Emissions at Affected Plants CO2 | Thousand Tons | 107.1389 | 210.8331 | 190.5548 | 79.63 | 27.5724 | 87.5239 | 217.098
7.23 - NJ Fossil CO2 Rate Limit: Unit 1673 | 65 | 8013 | Rate Constraint in lbs/MWh | FALSE | L | Annual | Allowances Purchased CO2 | Thousand Tons | 0 | 0 | 0 | 0 | 0 | 0 | 0
7.23 - NJ Fossil CO2 Rate Limit: Unit 1673 | 65 | 8013 | Rate Constraint in lbs/MWh | FALSE | L | Annual | Allowances Sold CO2 | Thousand Tons | 0 | 0 | 0 | 0 | 0 | 0 | 0
7.23 - NJ Fossil CO2 Rate Limit: Unit 1673 | 65 | 8013 | Rate Constraint in lbs/MWh | FALSE | L | Annual | Allowances Banked | Thousand Tons | 0 | 0 | 0 | 0 | 0 | 0 | 0
7.23 - NJ Fossil CO2 Rate Limit: Unit 1673 | 65 | 8013 | Rate Constraint in lbs/MWh | FALSE | L | Annual | Allowances Withdrawn (1:1) | Thousand Tons | 0 | 0 | 0 | 0 | 0 | 0 | 0
7.23 - NJ Fossil CO2 Rate Limit: Unit 1673 | 65 | 8013 | Rate Constraint in lbs/MWh | FALSE | L | Annual | Allowances Withdrawn (n:1) | Thousand Tons | 0 | 0 | 0 | 0 | 0 | 0 | 0
7.23 - NJ Fossil CO2 Rate Limit: Unit 1673 | 65 | 8013 | Rate Constraint in lbs/MWh | FALSE | L | Annual | Net Emissions Allowance Position | Thousand Tons | 107.1389 | 210.8331 | 190.5548 | 79.63 | 27.5724 | 87.5239 | 217.098
7.23 - NJ Fossil CO2 Rate Limit: Unit 1673 | 65 | 8013 | Rate Constraint in lbs/MWh | FALSE | L | Annual | Fuel Consumed | TBtu | 1.8302 | 3.6015 | 3.2551 | 1.3603 | 0.471 | 1.4951 | 3.7085
7.23 - NJ Fossil CO2 Rate Limit: Unit 1673 | 65 | 8013 | Rate Constraint in lbs/MWh | FALSE | L | Annual | Rate | lb/MMBtu | 117.08 | 117.08 | 117.08 | 117.08 | 117.08 | 117.08 | 117.08
7.23 - NJ Fossil CO2 Rate Limit: Unit 1673 | 65 | 8013 | Rate Constraint in lbs/MWh | FALSE | L | Annual | Generation | TWh | 0.22273 | 0.4383 | 0.39614 | 0.16554 | 0.05732 | 0.18195 | 0.45133
7.23 - NJ Fossil CO2 Rate Limit: Unit 1673 | 65 | 8013 | Rate Constraint in lbs/MWh | FALSE | L | Annual | Qualifying Generation | TWh | 0.22273 | 0.4383 | 0.39614 | 0.16554 | 0.05732 | 0.18195 | 0.45133
7.23 - NJ Fossil CO2 Rate Limit: Unit 1673 | 65 | 8013 | Rate Constraint in lbs/MWh | FALSE | L | Annual | Constraint Shadow Price | US2022$/Ton | 0 | 0 | 0 | 0 | 0 | 0 | 0
7.23 - NJ Fossil CO2 Rate Limit: Unit 1674 | 66 | 8014 | Rate Constraint in lbs/MWh | FALSE | L | Annual | Seasons Included | Seasons | Winter, Spring, Summer, Fall | Winter, Spring, Summer, Fall | Winter, Spring, Summer, Fall | Winter, Spring, Summer, Fall | Winter, Spring, Summer, Fall | Winter, Spring, Summer, Fall | Winter, Spring, Summer, Fall
7.23 - NJ Fossil CO2 Rate Limit: Unit 1674 | 66 | 8014 | Rate Constraint in lbs/MWh | FALSE | L | Annual | Standard CO2 | lb/MWh | 1700 | 1700 | 1300 | 1300 | 1300 | 1300 | 1300
7.23 - NJ Fossil CO2 Rate Limit: Unit 1674 | 66 | 8014 | Rate Constraint in lbs/MWh | FALSE | L | Annual | Emissions at Affected Plants CO2 | Thousand Tons | 6.7263 | 7.3944 | 3.9679 | 0 | 0 | 3.9679 | 0
7.23 - NJ Fossil CO2 Rate Limit: Unit 1674 | 66 | 8014 | Rate Constraint in lbs/MWh | FALSE | L | Annual | Allowances Purchased CO2 | Thousand Tons | 0 | 0 | 0 | 0 | 0 | 0 | 0
7.23 - NJ Fossil CO2 Rate Limit: Unit 1674 | 66 | 8014 | Rate Constraint in lbs/MWh | FALSE | L | Annual | Allowances Sold CO2 | Thousand Tons | 0 | 0 | 0 | 0 | 0 | 0 | 0
7.23 - NJ Fossil CO2 Rate Limit: Unit 1674 | 66 | 8014 | Rate Constraint in lbs/MWh | FALSE | L | Annual | Allowances Banked | Thousand Tons | 0 | 0 | 0 | 0 | 0 | 0 | 0
7.23 - NJ Fossil CO2 Rate Limit: Unit 1674 | 66 | 8014 | Rate Constraint in lbs/MWh | FALSE | L | Annual | Allowances Withdrawn (1:1) | Thousand Tons | 0 | 0 | 0 | 0 | 0 | 0 | 0
7.23 - NJ Fossil CO2 Rate Limit: Unit 1674 | 66 | 8014 | Rate Constraint in lbs/MWh | FALSE | L | Annual | Allowances Withdrawn (n:1) | Thousand Tons | 0 | 0 | 0 | 0 | 0 | 0 | 0
7.23 - NJ Fossil CO2 Rate Limit: Unit 1674 | 66 | 8014 | Rate Constraint in lbs/MWh | FALSE | L | Annual | Net Emissions Allowance Position | Thousand Tons | 6.7263 | 7.3944 | 3.9679 | 0 | 0 | 3.9679 | 0
7.23 - NJ Fossil CO2 Rate Limit: Unit 1674 | 66 | 8014 | Rate Constraint in lbs/MWh | FALSE | L | Annual | Fuel Consumed | TBtu | 0.1149 | 0.12631 | 0.067781 | 0 | 0 | 0.067781 | 0
7.23 - NJ Fossil CO2 Rate Limit: Unit 1674 | 66 | 8014 | Rate Constraint in lbs/MWh | FALSE | L | Annual | Rate | lb/MMBtu | 117.08 | 117.08 | 117.08 | 0 | 0 | 117.08 | 0
7.23 - NJ Fossil CO2 Rate Limit: Unit 1674 | 66 | 8014 | Rate Constraint in lbs/MWh | FALSE | L | Annual | Generation | TWh | 0.01141 | 0.012544 | 0.006731 | 0 | 0 | 0.006731 | 0
7.23 - NJ Fossil CO2 Rate Limit: Unit 1674 | 66 | 8014 | Rate Constraint in lbs/MWh | FALSE | L | Annual | Qualifying Generation | TWh | 0.01141 | 0.012544 | 0.006731 | 0 | 0 | 0.006731 | 0
7.23 - NJ Fossil CO2 Rate Limit: Unit 1674 | 66 | 8014 | Rate Constraint in lbs/MWh | FALSE | L | Annual | Constraint Shadow Price | US2022$/Ton | 0 | 0 | 0 | 0 | 0 | 0 | 0
7.23 - NJ Fossil CO2 Rate Limit: Unit 1675 | 67 | 8015 | Rate Constraint in lbs/MWh | FALSE | L | Annual | Seasons Included | Seasons | Winter, Spring, Summer, Fall | Winter, Spring, Summer, Fall | Winter, Spring, Summer, Fall | Winter, Spring, Summer, Fall | Winter, Spring, Summer, Fall | Winter, Spring, Summer, Fall | Winter, Spring, Summer, Fall
7.23 - NJ Fossil CO2 Rate Limit: Unit 1675 | 67 | 8015 | Rate Constraint in lbs/MWh | FALSE | L | Annual | Standard CO2 | lb/MWh | 1700 | 1700 | 1300 | 1300 | 1300 | 1300 | 1300
7.23 - NJ Fossil CO2 Rate Limit: Unit 1675 | 67 | 8015 | Rate Constraint in lbs/MWh | FALSE | L | Annual | Emissions at Affected Plants CO2 | Thousand Tons | 35.8854 | 35.009 | 0 | 0 | 0 | 0 | 0
7.23 - NJ Fossil CO2 Rate Limit: Unit 1675 | 67 | 8015 | Rate Constraint in lbs/MWh | FALSE | L | Annual | Allowances Purchased CO2 | Thousand Tons | 0 | 0 | 0 | 0 | 0 | 0 | 0
7.23 - NJ Fossil CO2 Rate Limit: Unit 1675 | 67 | 8015 | Rate Constraint in lbs/MWh | FALSE | L | Annual | Allowances Sold CO2 | Thousand Tons | 0 | 0 | 0 | 0 | 0 | 0 | 0
7.23 - NJ Fossil CO2 Rate Limit: Unit 1675 | 67 | 8015 | Rate Constraint in lbs/MWh | FALSE | L | Annual | Allowances Banked | Thousand Tons | 0 | 0 | 0 | 0 | 0 | 0 | 0
7.23 - NJ Fossil CO2 Rate Limit: Unit 1675 | 67 | 8015 | Rate Constraint in lbs/MWh | FALSE | L | Annual | Allowances Withdrawn (1:1) | Thousand Tons | 0 | 0 | 0 | 0 | 0 | 0 | 0
7.23 - NJ Fossil CO2 Rate Limit: Unit 1675 | 67 | 8015 | Rate Constraint in lbs/MWh | FALSE | L | Annual | Allowances Withdrawn (n:1) | Thousand Tons | 0 | 0 | 0 | 0 | 0 | 0 | 0
7.23 - NJ Fossil CO2 Rate Limit: Unit 1675 | 67 | 8015 | Rate Constraint in lbs/MWh | FALSE | L | Annual | Net Emissions Allowance Position | Thousand Tons | 35.8854 | 35.009 | 0 | 0 | 0 | 0 | 0
7.23 - NJ Fossil CO2 Rate Limit: Unit 1675 | 67 | 8015 | Rate Constraint in lbs/MWh | FALSE | L | Annual | Fuel Consumed | TBtu | 0.40957 | 0.39957 | 0 | 0 | 0 | 0 | 0
7.23 - NJ Fossil CO2 Rate Limit: Unit 1675 | 67 | 8015 | Rate Constraint in lbs/MWh | FALSE | L | Annual | Rate | lb/MMBtu | 175.2336 | 175.2336 | 0 | 0 | 0 | 0 | 0
7.23 - NJ Fossil CO2 Rate Limit: Unit 1675 | 67 | 8015 | Rate Constraint in lbs/MWh | FALSE | L | Annual | Generation | TWh | 0.05007 | 0.048847 | 0 | 0 | 0 | 0 | 0
7.23 - NJ Fossil CO2 Rate Limit: Unit 1675 | 67 | 8015 | Rate Constraint in lbs/MWh | FALSE | L | Annual | Qualifying Generation | TWh | 0.05007 | 0.048847 | 0 | 0 | 0 | 0 | 0
7.23 - NJ Fossil CO2 Rate Limit: Unit 1675 | 67 | 8015 | Rate Constraint in lbs/MWh | FALSE | L | Annual | Constraint Shadow Price | US2022$/Ton | 0 | 0 | 275.7164 | 58.3638 | 33.4979 | 121.2164 | 123.7107
7.23 - NJ Fossil CO2 Rate Limit: Unit 1676 | 68 | 8016 | Rate Constraint in lbs/MWh | FALSE | L | Annual | Seasons Included | Seasons | Winter, Spring, Summer, Fall | Winter, Spring, Summer, Fall | Winter, Spring, Summer, Fall | Winter, Spring, Summer, Fall | Winter, Spring, Summer, Fall | Winter, Spring, Summer, Fall | Winter, Spring, Summer, Fall
7.23 - NJ Fossil CO2 Rate Limit: Unit 1676 | 68 | 8016 | Rate Constraint in lbs/MWh | FALSE | L | Annual | Standard CO2 | lb/MWh | 1700 | 1700 | 1300 | 1300 | 1300 | 1300 | 1300
7.23 - NJ Fossil CO2 Rate Limit: Unit 1676 | 68 | 8016 | Rate Constraint in lbs/MWh | FALSE | L | Annual | Emissions at Affected Plants CO2 | Thousand Tons | 96.5427 | 103.0621 | 89.4516 | 20.9114 | 0 | 86.388 | 20.9114
7.23 - NJ Fossil CO2 Rate Limit: Unit 1676 | 68 | 8016 | Rate Constraint in lbs/MWh | FALSE | L | Annual | Allowances Purchased CO2 | Thousand Tons | 0 | 0 | 0 | 0 | 0 | 0 | 0
7.23 - NJ Fossil CO2 Rate Limit: Unit 1676 | 68 | 8016 | Rate Constraint in lbs/MWh | FALSE | L | Annual | Allowances Sold CO2 | Thousand Tons | 0 | 0 | 0 | 0 | 0 | 0 | 0
7.23 - NJ Fossil CO2 Rate Limit: Unit 1676 | 68 | 8016 | Rate Constraint in lbs/MWh | FALSE | L | Annual | Allowances Banked | Thousand Tons | 0 | 0 | 0 | 0 | 0 | 0 | 0
7.23 - NJ Fossil CO2 Rate Limit: Unit 1676 | 68 | 8016 | Rate Constraint in lbs/MWh | FALSE | L | Annual | Allowances Withdrawn (1:1) | Thousand Tons | 0 | 0 | 0 | 0 | 0 | 0 | 0
7.23 - NJ Fossil CO2 Rate Limit: Unit 1676 | 68 | 8016 | Rate Constraint in lbs/MWh | FALSE | L | Annual | Allowances Withdrawn (n:1) | Thousand Tons | 0 | 0 | 0 | 0 | 0 | 0 | 0
7.23 - NJ Fossil CO2 Rate Limit: Unit 1676 | 68 | 8016 | Rate Constraint in lbs/MWh | FALSE | L | Annual | Net Emissions Allowance Position | Thousand Tons | 96.5427 | 103.0621 | 89.4516 | 20.9114 | 0 | 86.388 | 20.9114
7.23 - NJ Fossil CO2 Rate Limit: Unit 1676 | 68 | 8016 | Rate Constraint in lbs/MWh | FALSE | L | Annual | Fuel Consumed | TBtu | 1.6492 | 1.7605 | 1.528 | 0.35722 | 0 | 1.4757 | 0.35722
7.23 - NJ Fossil CO2 Rate Limit: Unit 1676 | 68 | 8016 | Rate Constraint in lbs/MWh | FALSE | L | Annual | Rate | lb/MMBtu | 117.08 | 117.08 | 117.08 | 117.08 | 0 | 117.08 | 117.08
7.23 - NJ Fossil CO2 Rate Limit: Unit 1676 | 68 | 8016 | Rate Constraint in lbs/MWh | FALSE | L | Annual | Generation | TWh | 0.18404 | 0.19647 | 0.17052 | 0.039863 | 0 | 0.16468 | 0.039863
7.23 - NJ Fossil CO2 Rate Limit: Unit 1676 | 68 | 8016 | Rate Constraint in lbs/MWh | FALSE | L | Annual | Qualifying Generation | TWh | 0.18404 | 0.19647 | 0.17052 | 0.039863 | 0 | 0.16468 | 0.039863
7.23 - NJ Fossil CO2 Rate Limit: Unit 1676 | 68 | 8016 | Rate Constraint in lbs/MWh | FALSE | L | Annual | Constraint Shadow Price | US2022$/Ton | 0 | 0 | 0 | 0 | 0 | 0 | 0
7.23 - NJ Fossil CO2 Rate Limit: Unit 1751 | 69 | 8017 | Rate Constraint in lbs/MWh | FALSE | L | Annual | Seasons Included | Seasons | Winter, Spring, Summer, Fall | Winter, Spring, Summer, Fall | Winter, Spring, Summer, Fall | Winter, Spring, Summer, Fall | Winter, Spring, Summer, Fall | Winter, Spring, Summer, Fall | Winter, Spring, Summer, Fall
7.23 - NJ Fossil CO2 Rate Limit: Unit 1751 | 69 | 8017 | Rate Constraint in lbs/MWh | FALSE | L | Annual | Standard CO2 | lb/MWh | 1700 | 1700 | 1300 | 1300 | 1300 | 1300 | 1300
7.23 - NJ Fossil CO2 Rate Limit: Unit 1751 | 69 | 8017 | Rate Constraint in lbs/MWh | FALSE | L | Annual | Emissions at Affected Plants CO2 | Thousand Tons | 1041.1605 | 1041.1605 | 983.9779 | 775.979 | 779.2824 | 877.5863 | 826.3668
7.23 - NJ Fossil CO2 Rate Limit: Unit 1751 | 69 | 8017 | Rate Constraint in lbs/MWh | FALSE | L | Annual | Allowances Purchased CO2 | Thousand Tons | 0 | 0 | 0 | 0 | 0 | 0 | 0
7.23 - NJ Fossil CO2 Rate Limit: Unit 1751 | 69 | 8017 | Rate Constraint in lbs/MWh | FALSE | L | Annual | Allowances Sold CO2 | Thousand Tons | 0 | 0 | 0 | 0 | 0 | 0 | 0
7.23 - NJ Fossil CO2 Rate Limit: Unit 1751 | 69 | 8017 | Rate Constraint in lbs/MWh | FALSE | L | Annual | Allowances Banked | Thousand Tons | 0 | 0 | 0 | 0 | 0 | 0 | 0
7.23 - NJ Fossil CO2 Rate Limit: Unit 1751 | 69 | 8017 | Rate Constraint in lbs/MWh | FALSE | L | Annual | Allowances Withdrawn (1:1) | Thousand Tons | 0 | 0 | 0 | 0 | 0 | 0 | 0
7.23 - NJ Fossil CO2 Rate Limit: Unit 1751 | 69 | 8017 | Rate Constraint in lbs/MWh | FALSE | L | Annual | Allowances Withdrawn (n:1) | Thousand Tons | 0 | 0 | 0 | 0 | 0 | 0 | 0
7.23 - NJ Fossil CO2 Rate Limit: Unit 1751 | 69 | 8017 | Rate Constraint in lbs/MWh | FALSE | L | Annual | Net Emissions Allowance Position | Thousand Tons | 1041.1605 | 1041.1605 | 983.9779 | 775.979 | 779.2824 | 877.5863 | 826.3668
7.23 - NJ Fossil CO2 Rate Limit: Unit 1751 | 69 | 8017 | Rate Constraint in lbs/MWh | FALSE | L | Annual | Fuel Consumed | TBtu | 11.6139 | 11.6139 | 10.9761 | 8.6559 | 8.6927 | 9.7893 | 9.218
7.23 - NJ Fossil CO2 Rate Limit: Unit 1751 | 69 | 8017 | Rate Constraint in lbs/MWh | FALSE | L | Annual | Rate | lb/MMBtu | 179.295 | 179.295 | 179.295 | 179.295 | 179.295 | 179.295 | 179.295
7.23 - NJ Fossil CO2 Rate Limit: Unit 1751 | 69 | 8017 | Rate Constraint in lbs/MWh | FALSE | L | Annual | Generation | TWh | 1.9136 | 1.9136 | 1.8085 | 1.4262 | 1.4323 | 1.613 | 1.5189
7.23 - NJ Fossil CO2 Rate Limit: Unit 1751 | 69 | 8017 | Rate Constraint in lbs/MWh | FALSE | L | Annual | Qualifying Generation | TWh | 1.9136 | 1.9136 | 1.8085 | 1.4262 | 1.4323 | 1.613 | 1.5189
7.23 - NJ Fossil CO2 Rate Limit: Unit 1751 | 69 | 8017 | Rate Constraint in lbs/MWh | FALSE | L | Annual | Constraint Shadow Price | US2022$/Ton | 0 | 0 | 0 | 0 | 0 | 0 | 0
7.23 - NJ Fossil CO2 Rate Limit: Unit 1752 | 70 | 8018 | Rate Constraint in lbs/MWh | FALSE | L | Annual | Seasons Included | Seasons | Winter, Spring, Summer, Fall | Winter, Spring, Summer, Fall | Winter, Spring, Summer, Fall | Winter, Spring, Summer, Fall | Winter, Spring, Summer, Fall | Winter, Spring, Summer, Fall | Winter, Spring, Summer, Fall
7.23 - NJ Fossil CO2 Rate Limit: Unit 1752 | 70 | 8018 | Rate Constraint in lbs/MWh | FALSE | L | Annual | Standard CO2 | lb/MWh | 1700 | 1700 | 1300 | 1300 | 1300 | 1300 | 1300
7.23 - NJ Fossil CO2 Rate Limit: Unit 1752 | 70 | 8018 | Rate Constraint in lbs/MWh | FALSE | L | Annual | Emissions at Affected Plants CO2 | Thousand Tons | 2785.1444 | 2785.1444 | 2222.559 | 2067.4165 | 2084.6106 | 2336.3393 | 2187.9081
7.23 - NJ Fossil CO2 Rate Limit: Unit 1752 | 70 | 8018 | Rate Constraint in lbs/MWh | FALSE | L | Annual | Allowances Purchased CO2 | Thousand Tons | 0 | 0 | 0 | 0 | 0 | 0 | 0
7.23 - NJ Fossil CO2 Rate Limit: Unit 1752 | 70 | 8018 | Rate Constraint in lbs/MWh | FALSE | L | Annual | Allowances Sold CO2 | Thousand Tons | 0 | 0 | 0 | 0 | 0 | 0 | 0
7.23 - NJ Fossil CO2 Rate Limit: Unit 1752 | 70 | 8018 | Rate Constraint in lbs/MWh | FALSE | L | Annual | Allowances Banked | Thousand Tons | 0 | 0 | 0 | 0 | 0 | 0 | 0
7.23 - NJ Fossil CO2 Rate Limit: Unit 1752 | 70 | 8018 | Rate Constraint in lbs/MWh | FALSE | L | Annual | Allowances Withdrawn (1:1) | Thousand Tons | 0 | 0 | 0 | 0 | 0 | 0 | 0
7.23 - NJ Fossil CO2 Rate Limit: Unit 1752 | 70 | 8018 | Rate Constraint in lbs/MWh | FALSE | L | Annual | Allowances Withdrawn (n:1) | Thousand Tons | 0 | 0 | 0 | 0 | 0 | 0 | 0
7.23 - NJ Fossil CO2 Rate Limit: Unit 1752 | 70 | 8018 | Rate Constraint in lbs/MWh | FALSE | L | Annual | Net Emissions Allowance Position | Thousand Tons | 2785.1444 | 2785.1444 | 2222.559 | 2067.4165 | 2084.6106 | 2336.3393 | 2187.9081
7.23 - NJ Fossil CO2 Rate Limit: Unit 1752 | 70 | 8018 | Rate Constraint in lbs/MWh | FALSE | L | Annual | Fuel Consumed | TBtu | 31.0677 | 31.0677 | 24.7922 | 23.0616 | 23.2534 | 26.0614 | 24.4057
7.23 - NJ Fossil CO2 Rate Limit: Unit 1752 | 70 | 8018 | Rate Constraint in lbs/MWh | FALSE | L | Annual | Rate | lb/MMBtu | 179.295 | 179.295 | 179.295 | 179.295 | 179.295 | 179.295 | 179.295
7.23 - NJ Fossil CO2 Rate Limit: Unit 1752 | 70 | 8018 | Rate Constraint in lbs/MWh | FALSE | L | Annual | Generation | TWh | 5.1191 | 5.1191 | 4.0851 | 3.7999 | 3.8315 | 4.2942 | 4.0214
7.23 - NJ Fossil CO2 Rate Limit: Unit 1752 | 70 | 8018 | Rate Constraint in lbs/MWh | FALSE | L | Annual | Qualifying Generation | TWh | 5.1191 | 5.1191 | 4.0851 | 3.7999 | 3.8315 | 4.2942 | 4.0214
7.23 - NJ Fossil CO2 Rate Limit: Unit 1752 | 70 | 8018 | Rate Constraint in lbs/MWh | FALSE | L | Annual | Constraint Shadow Price | US2022$/Ton | 0 | 0 | 0 | 0 | 0 | 0 | 0
7.23 - NJ Fossil CO2 Rate Limit: Unit 2178 | 71 | 8019 | Rate Constraint in lbs/MWh | FALSE | L | Annual | Seasons Included | Seasons | Winter, Spring, Summer, Fall | Winter, Spring, Summer, Fall | Winter, Spring, Summer, Fall | Winter, Spring, Summer, Fall | Winter, Spring, Summer, Fall | Winter, Spring, Summer, Fall | Winter, Spring, Summer, Fall
7.23 - NJ Fossil CO2 Rate Limit: Unit 2178 | 71 | 8019 | Rate Constraint in lbs/MWh | FALSE | L | Annual | Standard CO2 | lb/MWh | 1700 | 1700 | 1300 | 1300 | 1300 | 1300 | 1300
7.23 - NJ Fossil CO2 Rate Limit: Unit 2178 | 71 | 8019 | Rate Constraint in lbs/MWh | FALSE | L | Annual | Emissions at Affected Plants CO2 | Thousand Tons | 0 | 0 | 0 | 0 | 0 | 0 | 0
7.23 - NJ Fossil CO2 Rate Limit: Unit 2178 | 71 | 8019 | Rate Constraint in lbs/MWh | FALSE | L | Annual | Allowances Purchased CO2 | Thousand Tons | 0 | 0 | 0 | 0 | 0 | 0 | 0
7.23 - NJ Fossil CO2 Rate Limit: Unit 2178 | 71 | 8019 | Rate Constraint in lbs/MWh | FALSE | L | Annual | Allowances Sold CO2 | Thousand Tons | 0 | 0 | 0 | 0 | 0 | 0 | 0
7.23 - NJ Fossil CO2 Rate Limit: Unit 2178 | 71 | 8019 | Rate Constraint in lbs/MWh | FALSE | L | Annual | Allowances Banked | Thousand Tons | 0 | 0 | 0 | 0 | 0 | 0 | 0
7.23 - NJ Fossil CO2 Rate Limit: Unit 2178 | 71 | 8019 | Rate Constraint in lbs/MWh | FALSE | L | Annual | Allowances Withdrawn (1:1) | Thousand Tons | 0 | 0 | 0 | 0 | 0 | 0 | 0
7.23 - NJ Fossil CO2 Rate Limit: Unit 2178 | 71 | 8019 | Rate Constraint in lbs/MWh | FALSE | L | Annual | Allowances Withdrawn (n:1) | Thousand Tons | 0 | 0 | 0 | 0 | 0 | 0 | 0
7.23 - NJ Fossil CO2 Rate Limit: Unit 2178 | 71 | 8019 | Rate Constraint in lbs/MWh | FALSE | L | Annual | Net Emissions Allowance Position | Thousand Tons | 0 | 0 | 0 | 0 | 0 | 0 | 0
7.23 - NJ Fossil CO2 Rate Limit: Unit 2178 | 71 | 8019 | Rate Constraint in lbs/MWh | FALSE | L | Annual | Fuel Consumed | TBtu | 0 | 0 | 0 | 0 | 0 | 0 | 0
7.23 - NJ Fossil CO2 Rate Limit: Unit 2178 | 71 | 8019 | Rate Constraint in lbs/MWh | FALSE | L | Annual | Rate | lb/MMBtu | 0 | 0 | 0 | 0 | 0 | 0 | 0
7.23 - NJ Fossil CO2 Rate Limit: Unit 2178 | 71 | 8019 | Rate Constraint in lbs/MWh | FALSE | L | Annual | Generation | TWh | 0 | 0 | 0 | 0 | 0 | 0 | 0
7.23 - NJ Fossil CO2 Rate Limit: Unit 2178 | 71 | 8019 | Rate Constraint in lbs/MWh | FALSE | L | Annual | Qualifying Generation | TWh | 0 | 0 | 0 | 0 | 0 | 0 | 0
7.23 - NJ Fossil CO2 Rate Limit: Unit 2178 | 71 | 8019 | Rate Constraint in lbs/MWh | FALSE | L | Annual | Constraint Shadow Price | US2022$/Ton | 0 | 0 | 0 | 0 | 0 | 0 | 0
7.23 - NJ Fossil CO2 Rate Limit: Unit 2659 | 72 | 8020 | Rate Constraint in lbs/MWh | FALSE | L | Annual | Seasons Included | Seasons | Winter, Spring, Summer, Fall | Winter, Spring, Summer, Fall | Winter, Spring, Summer, Fall | Winter, Spring, Summer, Fall | Winter, Spring, Summer, Fall | Winter, Spring, Summer, Fall | Winter, Spring, Summer, Fall
7.23 - NJ Fossil CO2 Rate Limit: Unit 2659 | 72 | 8020 | Rate Constraint in lbs/MWh | FALSE | L | Annual | Standard CO2 | lb/MWh | 1700 | 1700 | 1300 | 1300 | 1300 | 1300 | 1300
7.23 - NJ Fossil CO2 Rate Limit: Unit 2659 | 72 | 8020 | Rate Constraint in lbs/MWh | FALSE | L | Annual | Emissions at Affected Plants CO2 | Thousand Tons | 0 | 0 | 0 | 0 | 0 | 0 | 0
7.23 - NJ Fossil CO2 Rate Limit: Unit 2659 | 72 | 8020 | Rate Constraint in lbs/MWh | FALSE | L | Annual | Allowances Purchased CO2 | Thousand Tons | 0 | 0 | 0 | 0 | 0 | 0 | 0
7.23 - NJ Fossil CO2 Rate Limit: Unit 2659 | 72 | 8020 | Rate Constraint in lbs/MWh | FALSE | L | Annual | Allowances Sold CO2 | Thousand Tons | 0 | 0 | 0 | 0 | 0 | 0 | 0
7.23 - NJ Fossil CO2 Rate Limit: Unit 2659 | 72 | 8020 | Rate Constraint in lbs/MWh | FALSE | L | Annual | Allowances Banked | Thousand Tons | 0 | 0 | 0 | 0 | 0 | 0 | 0
7.23 - NJ Fossil CO2 Rate Limit: Unit 2659 | 72 | 8020 | Rate Constraint in lbs/MWh | FALSE | L | Annual | Allowances Withdrawn (1:1) | Thousand Tons | 0 | 0 | 0 | 0 | 0 | 0 | 0
7.23 - NJ Fossil CO2 Rate Limit: Unit 2659 | 72 | 8020 | Rate Constraint in lbs/MWh | FALSE | L | Annual | Allowances Withdrawn (n:1) | Thousand Tons | 0 | 0 | 0 | 0 | 0 | 0 | 0
7.23 - NJ Fossil CO2 Rate Limit: Unit 2659 | 72 | 8020 | Rate Constraint in lbs/MWh | FALSE | L | Annual | Net Emissions Allowance Position | Thousand Tons | 0 | 0 | 0 | 0 | 0 | 0 | 0
7.23 - NJ Fossil CO2 Rate Limit: Unit 2659 | 72 | 8020 | Rate Constraint in lbs/MWh | FALSE | L | Annual | Fuel Consumed | TBtu | 0 | 0 | 0 | 0 | 0 | 0 | 0
7.23 - NJ Fossil CO2 Rate Limit: Unit 2659 | 72 | 8020 | Rate Constraint in lbs/MWh | FALSE | L | Annual | Rate | lb/MMBtu | 0 | 0 | 0 | 0 | 0 | 0 | 0
7.23 - NJ Fossil CO2 Rate Limit: Unit 2659 | 72 | 8020 | Rate Constraint in lbs/MWh | FALSE | L | Annual | Generation | TWh | 0 | 0 | 0 | 0 | 0 | 0 | 0
7.23 - NJ Fossil CO2 Rate Limit: Unit 2659 | 72 | 8020 | Rate Constraint in lbs/MWh | FALSE | L | Annual | Qualifying Generation | TWh | 0 | 0 | 0 | 0 | 0 | 0 | 0
7.23 - NJ Fossil CO2 Rate Limit: Unit 2659 | 72 | 8020 | Rate Constraint in lbs/MWh | FALSE | L | Annual | Constraint Shadow Price | US2022$/Ton | 53.892 | 48.846 | 37.4546 | 23.4517 | 23.8511 | 34.684 | 37.9123
7.23 - NJ Fossil CO2 Rate Limit: Unit 509 | 73 | 7976 | Rate Constraint in lbs/MWh | FALSE | L | Annual | Seasons Included | Seasons | Winter, Spring, Summer, Fall | Winter, Spring, Summer, Fall | Winter, Spring, Summer, Fall | Winter, Spring, Summer, Fall | Winter, Spring, Summer, Fall | Winter, Spring, Summer, Fall | Winter, Spring, Summer, Fall
7.23 - NJ Fossil CO2 Rate Limit: Unit 509 | 73 | 7976 | Rate Constraint in lbs/MWh | FALSE | L | Annual | Standard CO2 | lb/MWh | 1700 | 1700 | 1300 | 1300 | 1300 | 1300 | 1300
7.23 - NJ Fossil CO2 Rate Limit: Unit 509 | 73 | 7976 | Rate Constraint in lbs/MWh | FALSE | L | Annual | Emissions at Affected Plants CO2 | Thousand Tons | 26.8637 | 28.5453 | 3.1346 | 1.8807 | 0 | 1.5673 | 1.5673
7.23 - NJ Fossil CO2 Rate Limit: Unit 509 | 73 | 7976 | Rate Constraint in lbs/MWh | FALSE | L | Annual | Allowances Purchased CO2 | Thousand Tons | 0 | 0 | 0 | 0 | 0 | 0 | 0
7.23 - NJ Fossil CO2 Rate Limit: Unit 509 | 73 | 7976 | Rate Constraint in lbs/MWh | FALSE | L | Annual | Allowances Sold CO2 | Thousand Tons | 0 | 0 | 0 | 0 | 0 | 0 | 0
7.23 - NJ Fossil CO2 Rate Limit: Unit 509 | 73 | 7976 | Rate Constraint in lbs/MWh | FALSE | L | Annual | Allowances Banked | Thousand Tons | 0 | 0 | 0 | 0 | 0 | 0 | 0
7.23 - NJ Fossil CO2 Rate Limit: Unit 509 | 73 | 7976 | Rate Constraint in lbs/MWh | FALSE | L | Annual | Allowances Withdrawn (1:1) | Thousand Tons | 0 | 0 | 0 | 0 | 0 | 0 | 0
7.23 - NJ Fossil CO2 Rate Limit: Unit 509 | 73 | 7976 | Rate Constraint in lbs/MWh | FALSE | L | Annual | Allowances Withdrawn (n:1) | Thousand Tons | 0 | 0 | 0 | 0 | 0 | 0 | 0
7.23 - NJ Fossil CO2 Rate Limit: Unit 509 | 73 | 7976 | Rate Constraint in lbs/MWh | FALSE | L | Annual | Net Emissions Allowance Position | Thousand Tons | 26.8637 | 28.5453 | 3.1346 | 1.8807 | 0 | 1.5673 | 1.5673
7.23 - NJ Fossil CO2 Rate Limit: Unit 509 | 73 | 7976 | Rate Constraint in lbs/MWh | FALSE | L | Annual | Fuel Consumed | TBtu | 0.4589 | 0.48762 | 0.053546 | 0.032127 | 0 | 0.026773 | 0.026773
7.23 - NJ Fossil CO2 Rate Limit: Unit 509 | 73 | 7976 | Rate Constraint in lbs/MWh | FALSE | L | Annual | Rate | lb/MMBtu | 117.08 | 117.08 | 117.08 | 117.08 | 0 | 117.08 | 117.08
7.23 - NJ Fossil CO2 Rate Limit: Unit 509 | 73 | 7976 | Rate Constraint in lbs/MWh | FALSE | L | Annual | Generation | TWh | 0.042708 | 0.045381 | 0.0049833 | 0.00299 | 0 | 0.0024917 | 0.0024917
7.23 - NJ Fossil CO2 Rate Limit: Unit 509 | 73 | 7976 | Rate Constraint in lbs/MWh | FALSE | L | Annual | Qualifying Generation | TWh | 0.042708 | 0.045381 | 0.0049833 | 0.00299 | 0 | 0.0024917 | 0.0024917
7.23 - NJ Fossil CO2 Rate Limit: Unit 509 | 73 | 7976 | Rate Constraint in lbs/MWh | FALSE | L | Annual | Constraint Shadow Price | US2022$/Ton | 0 | 0 | 0 | 0 | 0 | 0 | 0
7.23 - NJ Fossil CO2 Rate Limit: Unit 510 | 74 | 7977 | Rate Constraint in lbs/MWh | FALSE | L | Annual | Seasons Included | Seasons | Winter, Spring, Summer, Fall | Winter, Spring, Summer, Fall | Winter, Spring, Summer, Fall | Winter, Spring, Summer, Fall | Winter, Spring, Summer, Fall | Winter, Spring, Summer, Fall | Winter, Spring, Summer, Fall
7.23 - NJ Fossil CO2 Rate Limit: Unit 510 | 74 | 7977 | Rate Constraint in lbs/MWh | FALSE | L | Annual | Standard CO2 | lb/MWh | 1700 | 1700 | 1300 | 1300 | 1300 | 1300 | 1300
7.23 - NJ Fossil CO2 Rate Limit: Unit 510 | 74 | 7977 | Rate Constraint in lbs/MWh | FALSE | L | Annual | Emissions at Affected Plants CO2 | Thousand Tons | 5.4277 | 5.6296 | 0.61982 | 0.37189 | 0 | 0.30991 | 0.30991
7.23 - NJ Fossil CO2 Rate Limit: Unit 510 | 74 | 7977 | Rate Constraint in lbs/MWh | FALSE | L | Annual | Allowances Purchased CO2 | Thousand Tons | 0 | 0 | 0 | 0 | 0 | 0 | 0
7.23 - NJ Fossil CO2 Rate Limit: Unit 510 | 74 | 7977 | Rate Constraint in lbs/MWh | FALSE | L | Annual | Allowances Sold CO2 | Thousand Tons | 0 | 0 | 0 | 0 | 0 | 0 | 0
7.23 - NJ Fossil CO2 Rate Limit: Unit 510 | 74 | 7977 | Rate Constraint in lbs/MWh | FALSE | L | Annual | Allowances Banked | Thousand Tons | 0 | 0 | 0 | 0 | 0 | 0 | 0
7.23 - NJ Fossil CO2 Rate Limit: Unit 510 | 74 | 7977 | Rate Constraint in lbs/MWh | FALSE | L | Annual | Allowances Withdrawn (1:1) | Thousand Tons | 0 | 0 | 0 | 0 | 0 | 0 | 0
7.23 - NJ Fossil CO2 Rate Limit: Unit 510 | 74 | 7977 | Rate Constraint in lbs/MWh | FALSE | L | Annual | Allowances Withdrawn (n:1) | Thousand Tons | 0 | 0 | 0 | 0 | 0 | 0 | 0
7.23 - NJ Fossil CO2 Rate Limit: Unit 510 | 74 | 7977 | Rate Constraint in lbs/MWh | FALSE | L | Annual | Net Emissions Allowance Position | Thousand Tons | 5.4277 | 5.6296 | 0.61982 | 0.37189 | 0 | 0.30991 | 0.30991
7.23 - NJ Fossil CO2 Rate Limit: Unit 510 | 74 | 7977 | Rate Constraint in lbs/MWh | FALSE | L | Annual | Fuel Consumed | TBtu | 0.092717 | 0.096167 | 0.010588 | 0.0063528 | 0 | 0.005294 | 0.005294
7.23 - NJ Fossil CO2 Rate Limit: Unit 510 | 74 | 7977 | Rate Constraint in lbs/MWh | FALSE | L | Annual | Rate | lb/MMBtu | 117.08 | 117.08 | 117.08 | 117.08 | 0 | 117.08 | 117.08
7.23 - NJ Fossil CO2 Rate Limit: Unit 510 | 74 | 7977 | Rate Constraint in lbs/MWh | FALSE | L | Annual | Generation | TWh | 0.0086289 | 0.00895 | 0.00098539 | 0.00059123 | 0 | 0.00049269 | 0.00049269
7.23 - NJ Fossil CO2 Rate Limit: Unit 510 | 74 | 7977 | Rate Constraint in lbs/MWh | FALSE | L | Annual | Qualifying Generation | TWh | 0.0086289 | 0.00895 | 0.00098539 | 0.00059123 | 0 | 0.00049269 | 0.00049269
7.23 - NJ Fossil CO2 Rate Limit: Unit 510 | 74 | 7977 | Rate Constraint in lbs/MWh | FALSE | L | Annual | Constraint Shadow Price | US2022$/Ton | 0 | 0 | 0 | 0 | 0 | 0 | 0
7.23 - NJ Fossil CO2 Rate Limit: Unit 511 | 75 | 7978 | Rate Constraint in lbs/MWh | FALSE | L | Annual | Seasons Included | Seasons | Winter, Spring, Summer, Fall | Winter, Spring, Summer, Fall | Winter, Spring, Summer, Fall | Winter, Spring, Summer, Fall | Winter, Spring, Summer, Fall | Winter, Spring, Summer, Fall | Winter, Spring, Summer, Fall
7.23 - NJ Fossil CO2 Rate Limit: Unit 511 | 75 | 7978 | Rate Constraint in lbs/MWh | FALSE | L | Annual | Standard CO2 | lb/MWh | 1700 | 1700 | 1300 | 1300 | 1300 | 1300 | 1300
7.23 - NJ Fossil CO2 Rate Limit: Unit 511 | 75 | 7978 | Rate Constraint in lbs/MWh | FALSE | L | Annual | Emissions at Affected Plants CO2 | Thousand Tons | 0.22116 | 0.22116 | 0 | 0 | 0 | 0 | 0
7.23 - NJ Fossil CO2 Rate Limit: Unit 511 | 75 | 7978 | Rate Constraint in lbs/MWh | FALSE | L | Annual | Allowances Purchased CO2 | Thousand Tons | 0 | 0 | 0 | 0 | 0 | 0 | 0
7.23 - NJ Fossil CO2 Rate Limit: Unit 511 | 75 | 7978 | Rate Constraint in lbs/MWh | FALSE | L | Annual | Allowances Sold CO2 | Thousand Tons | 0 | 0 | 0 | 0 | 0 | 0 | 0
7.23 - NJ Fossil CO2 Rate Limit: Unit 511 | 75 | 7978 | Rate Constraint in lbs/MWh | FALSE | L | Annual | Allowances Banked | Thousand Tons | 0 | 0 | 0 | 0 | 0 | 0 | 0
7.23 - NJ Fossil CO2 Rate Limit: Unit 511 | 75 | 7978 | Rate Constraint in lbs/MWh | FALSE | L | Annual | Allowances Withdrawn (1:1) | Thousand Tons | 0 | 0 | 0 | 0 | 0 | 0 | 0
7.23 - NJ Fossil CO2 Rate Limit: Unit 511 | 75 | 7978 | Rate Constraint in lbs/MWh | FALSE | L | Annual | Allowances Withdrawn (n:1) | Thousand Tons | 0 | 0 | 0 | 0 | 0 | 0 | 0
7.23 - NJ Fossil CO2 Rate Limit: Unit 511 | 75 | 7978 | Rate Constraint in lbs/MWh | FALSE | L | Annual | Net Emissions Allowance Position | Thousand Tons | 0.22116 | 0.22116 | 0 | 0 | 0 | 0 | 0
7.23 - NJ Fossil CO2 Rate Limit: Unit 511 | 75 | 7978 | Rate Constraint in lbs/MWh | FALSE | L | Annual | Fuel Consumed | TBtu | 0.0037778 | 0.0037778 | 0 | 0 | 0 | 0 | 0
7.23 - NJ Fossil CO2 Rate Limit: Unit 511 | 75 | 7978 | Rate Constraint in lbs/MWh | FALSE | L | Annual | Rate | lb/MMBtu | 117.08 | 117.08 | 0 | 0 | 0 | 0 | 0
7.23 - NJ Fossil CO2 Rate Limit: Unit 511 | 75 | 7978 | Rate Constraint in lbs/MWh | FALSE | L | Annual | Generation | TWh | 0.00027587 | 0.00027587 | 0 | 0 | 0 | 0 | 0
7.23 - NJ Fossil CO2 Rate Limit: Unit 511 | 75 | 7978 | Rate Constraint in lbs/MWh | FALSE | L | Annual | Qualifying Generation | TWh | 0.00027587 | 0.00027587 | 0 | 0 | 0 | 0 | 0
7.23 - NJ Fossil CO2 Rate Limit: Unit 511 | 75 | 7978 | Rate Constraint in lbs/MWh | FALSE | L | Annual | Constraint Shadow Price | US2022$/Ton | 0 | 0 | 141.8793 | 0 | 0 | 101.1067 | 55.4536
7.23 - NJ Fossil CO2 Rate Limit: Unit 512 | 76 | 7979 | Rate Constraint in lbs/MWh | FALSE | L | Annual | Seasons Included | Seasons | Winter, Spring, Summer, Fall | Winter, Spring, Summer, Fall | Winter, Spring, Summer, Fall | Winter, Spring, Summer, Fall | Winter, Spring, Summer, Fall | Winter, Spring, Summer, Fall | Winter, Spring, Summer, Fall
7.23 - NJ Fossil CO2 Rate Limit: Unit 512 | 76 | 7979 | Rate Constraint in lbs/MWh | FALSE | L | Annual | Standard CO2 | lb/MWh | 1700 | 1700 | 1300 | 1300 | 1300 | 1300 | 1300
7.23 - NJ Fossil CO2 Rate Limit: Unit 512 | 76 | 7979 | Rate Constraint in lbs/MWh | FALSE | L | Annual | Emissions at Affected Plants CO2 | Thousand Tons | 1.9054 | 1.7891 | 0 | 0 | 0 | 0 | 0
7.23 - NJ Fossil CO2 Rate Limit: Unit 512 | 76 | 7979 | Rate Constraint in lbs/MWh | FALSE | L | Annual | Allowances Purchased CO2 | Thousand Tons | 0 | 0 | 0 | 0 | 0 | 0 | 0
7.23 - NJ Fossil CO2 Rate Limit: Unit 512 | 76 | 7979 | Rate Constraint in lbs/MWh | FALSE | L | Annual | Allowances Sold CO2 | Thousand Tons | 0 | 0 | 0 | 0 | 0 | 0 | 0
7.23 - NJ Fossil CO2 Rate Limit: Unit 512 | 76 | 7979 | Rate Constraint in lbs/MWh | FALSE | L | Annual | Allowances Banked | Thousand Tons | 0 | 0 | 0 | 0 | 0 | 0 | 0
7.23 - NJ Fossil CO2 Rate Limit: Unit 512 | 76 | 7979 | Rate Constraint in lbs/MWh | FALSE | L | Annual | Allowances Withdrawn (1:1) | Thousand Tons | 0 | 0 | 0 | 0 | 0 | 0 | 0
7.23 - NJ Fossil CO2 Rate Limit: Unit 512 | 76 | 7979 | Rate Constraint in lbs/MWh | FALSE | L | Annual | Allowances Withdrawn (n:1) | Thousand Tons | 0 | 0 | 0 | 0 | 0 | 0 | 0
7.23 - NJ Fossil CO2 Rate Limit: Unit 512 | 76 | 7979 | Rate Constraint in lbs/MWh | FALSE | L | Annual | Net Emissions Allowance Position | Thousand Tons | 1.9054 | 1.7891 | 0 | 0 | 0 | 0 | 0
7.23 - NJ Fossil CO2 Rate Limit: Unit 512 | 76 | 7979 | Rate Constraint in lbs/MWh | FALSE | L | Annual | Fuel Consumed | TBtu | 0.030763 | 0.028886 | 0 | 0 | 0 | 0 | 0
7.23 - NJ Fossil CO2 Rate Limit: Unit 512 | 76 | 7979 | Rate Constraint in lbs/MWh | FALSE | L | Annual | Rate | lb/MMBtu | 123.8756 | 123.8756 | 0 | 0 | 0 | 0 | 0
7.23 - NJ Fossil CO2 Rate Limit: Unit 512 | 76 | 7979 | Rate Constraint in lbs/MWh | FALSE | L | Annual | Generation | TWh | 0.0026225 | 0.0024625 | 0 | 0 | 0 | 0 | 0
7.23 - NJ Fossil CO2 Rate Limit: Unit 512 | 76 | 7979 | Rate Constraint in lbs/MWh | FALSE | L | Annual | Qualifying Generation | TWh | 0.0026225 | 0.0024625 | 0 | 0 | 0 | 0 | 0
7.23 - NJ Fossil CO2 Rate Limit: Unit 512 | 76 | 7979 | Rate Constraint in lbs/MWh | FALSE | L | Annual | Constraint Shadow Price | US2022$/Ton | 0 | 0 | 354.733 | 49.0817 | 0 | 296.7631 | 217.0721
7.23 - NJ Fossil CO2 Rate Limit: Unit 513 | 77 | 7980 | Rate Constraint in lbs/MWh | FALSE | L | Annual | Seasons Included | Seasons | Winter, Spring, Summer, Fall | Winter, Spring, Summer, Fall | Winter, Spring, Summer, Fall | Winter, Spring, Summer, Fall | Winter, Spring, Summer, Fall | Winter, Spring, Summer, Fall | Winter, Spring, Summer, Fall
7.23 - NJ Fossil CO2 Rate Limit: Unit 513 | 77 | 7980 | Rate Constraint in lbs/MWh | FALSE | L | Annual | Standard CO2 | lb/MWh | 1700 | 1700 | 1300 | 1300 | 1300 | 1300 | 1300
7.23 - NJ Fossil CO2 Rate Limit: Unit 513 | 77 | 7980 | Rate Constraint in lbs/MWh | FALSE | L | Annual | Emissions at Affected Plants CO2 | Thousand Tons | 34.8647 | 33.3275 | 17.0954 | 2.2016 | 0 | 1.8347 | 1.8347
7.23 - NJ Fossil CO2 Rate Limit: Unit 513 | 77 | 7980 | Rate Constraint in lbs/MWh | FALSE | L | Annual | Allowances Purchased CO2 | Thousand Tons | 0 | 0 | 0 | 0 | 0 | 0 | 0
7.23 - NJ Fossil CO2 Rate Limit: Unit 513 | 77 | 7980 | Rate Constraint in lbs/MWh | FALSE | L | Annual | Allowances Sold CO2 | Thousand Tons | 0 | 0 | 0 | 0 | 0 | 0 | 0
7.23 - NJ Fossil CO2 Rate Limit: Unit 513 | 77 | 7980 | Rate Constraint in lbs/MWh | FALSE | L | Annual | Allowances Banked | Thousand Tons | 0 | 0 | 0 | 0 | 0 | 0 | 0
7.23 - NJ Fossil CO2 Rate Limit: Unit 513 | 77 | 7980 | Rate Constraint in lbs/MWh | FALSE | L | Annual | Allowances Withdrawn (1:1) | Thousand Tons | 0 | 0 | 0 | 0 | 0 | 0 | 0
7.23 - NJ Fossil CO2 Rate Limit: Unit 513 | 77 | 7980 | Rate Constraint in lbs/MWh | FALSE | L | Annual | Allowances Withdrawn (n:1) | Thousand Tons | 0 | 0 | 0 | 0 | 0 | 0 | 0
7.23 - NJ Fossil CO2 Rate Limit: Unit 513 | 77 | 7980 | Rate Constraint in lbs/MWh | FALSE | L | Annual | Net Emissions Allowance Position | Thousand Tons | 34.8647 | 33.3275 | 17.0954 | 2.2016 | 0 | 1.8347 | 1.8347
7.23 - NJ Fossil CO2 Rate Limit: Unit 513 | 77 | 7980 | Rate Constraint in lbs/MWh | FALSE | L | Annual | Fuel Consumed | TBtu | 0.59557 | 0.56931 | 0.29203 | 0.037609 | 0 | 0.031341 | 0.031341
7.23 - NJ Fossil CO2 Rate Limit: Unit 513 | 77 | 7980 | Rate Constraint in lbs/MWh | FALSE | L | Annual | Rate | lb/MMBtu | 117.08 | 117.08 | 117.08 | 117.08 | 0 | 117.08 | 117.08
7.23 - NJ Fossil CO2 Rate Limit: Unit 513 | 77 | 7980 | Rate Constraint in lbs/MWh | FALSE | L | Annual | Generation | TWh | 0.055428 | 0.052984 | 0.027178 | 0.0035001 | 0 | 0.0029168 | 0.0029168
7.23 - NJ Fossil CO2 Rate Limit: Unit 513 | 77 | 7980 | Rate Constraint in lbs/MWh | FALSE | L | Annual | Qualifying Generation | TWh | 0.055428 | 0.052984 | 0.027178 | 0.0035001 | 0 | 0.0029168 | 0.0029168
7.23 - NJ Fossil CO2 Rate Limit: Unit 513 | 77 | 7980 | Rate Constraint in lbs/MWh | FALSE | L | Annual | Constraint Shadow Price | US2022$/Ton | 0 | 0 | 0 | 0 | 0 | 0 | 0
7.23 - NJ Fossil CO2 Rate Limit: Unit 514 | 78 | 7981 | Rate Constraint in lbs/MWh | FALSE | L | Annual | Seasons Included | Seasons | Winter, Spring, Summer, Fall | Winter, Spring, Summer, Fall | Winter, Spring, Summer, Fall | Winter, Spring, Summer, Fall | Winter, Spring, Summer, Fall | Winter, Spring, Summer, Fall | Winter, Spring, Summer, Fall
7.23 - NJ Fossil CO2 Rate Limit: Unit 514 | 78 | 7981 | Rate Constraint in lbs/MWh | FALSE | L | Annual | Standard CO2 | lb/MWh | 1700 | 1700 | 1300 | 1300 | 1300 | 1300 | 1300
7.23 - NJ Fossil CO2 Rate Limit: Unit 514 | 78 | 7981 | Rate Constraint in lbs/MWh | FALSE | L | Annual | Emissions at Affected Plants CO2 | Thousand Tons | 7.6528 | 7.3451 | 0 | 0 | 0 | 0 | 0
7.23 - NJ Fossil CO2 Rate Limit: Unit 514 | 78 | 7981 | Rate Constraint in lbs/MWh | FALSE | L | Annual | Allowances Purchased CO2 | Thousand Tons | 0 | 0 | 0 | 0 | 0 | 0 | 0
7.23 - NJ Fossil CO2 Rate Limit: Unit 514 | 78 | 7981 | Rate Constraint in lbs/MWh | FALSE | L | Annual | Allowances Sold CO2 | Thousand Tons | 0 | 0 | 0 | 0 | 0 | 0 | 0
7.23 - NJ Fossil CO2 Rate Limit: Unit 514 | 78 | 7981 | Rate Constraint in lbs/MWh | FALSE | L | Annual | Allowances Banked | Thousand Tons | 0 | 0 | 0 | 0 | 0 | 0 | 0
7.23 - NJ Fossil CO2 Rate Limit: Unit 514 | 78 | 7981 | Rate Constraint in lbs/MWh | FALSE | L | Annual | Allowances Withdrawn (1:1) | Thousand Tons | 0 | 0 | 0 | 0 | 0 | 0 | 0
7.23 - NJ Fossil CO2 Rate Limit: Unit 514 | 78 | 7981 | Rate Constraint in lbs/MWh | FALSE | L | Annual | Allowances Withdrawn (n:1) | Thousand Tons | 0 | 0 | 0 | 0 | 0 | 0 | 0
7.23 - NJ Fossil CO2 Rate Limit: Unit 514 | 78 | 7981 | Rate Constraint in lbs/MWh | FALSE | L | Annual | Net Emissions Allowance Position | Thousand Tons | 7.6528 | 7.3451 | 0 | 0 | 0 | 0 | 0
7.23 - NJ Fossil CO2 Rate Limit: Unit 514 | 78 | 7981 | Rate Constraint in lbs/MWh | FALSE | L | Annual | Fuel Consumed | TBtu | 0.088827 | 0.085254 | 0 | 0 | 0 | 0 | 0
7.23 - NJ Fossil CO2 Rate Limit: Unit 514 | 78 | 7981 | Rate Constraint in lbs/MWh | FALSE | L | Annual | Rate | lb/MMBtu | 172.3095 | 172.3095 | 0 | 0 | 0 | 0 | 0
7.23 - NJ Fossil CO2 Rate Limit: Unit 514 | 78 | 7981 | Rate Constraint in lbs/MWh | FALSE | L | Annual | Generation | TWh | 0.01021 | 0.0097993 | 0 | 0 | 0 | 0 | 0
7.23 - NJ Fossil CO2 Rate Limit: Unit 514 | 78 | 7981 | Rate Constraint in lbs/MWh | FALSE | L | Annual | Qualifying Generation | TWh | 0.01021 | 0.0097993 | 0 | 0 | 0 | 0 | 0
7.23 - NJ Fossil CO2 Rate Limit: Unit 514 | 78 | 7981 | Rate Constraint in lbs/MWh | FALSE | L | Annual | Constraint Shadow Price | US2022$/Ton | 0 | 0 | 353.1639 | 124.9985 | 55.8134 | 346.4097 | 114.3507
7.23 - NJ Fossil CO2 Rate Limit: Unit 523 | 79 | 7982 | Rate Constraint in lbs/MWh | FALSE | L | Annual | Seasons Included | Seasons | Winter, Spring, Summer, Fall | Winter, Spring, Summer, Fall | Winter, Spring, Summer, Fall | Winter, Spring, Summer, Fall | Winter, Spring, Summer, Fall | Winter, Spring, Summer, Fall | Winter, Spring, Summer, Fall
7.23 - NJ Fossil CO2 Rate Limit: Unit 523 | 79 | 7982 | Rate Constraint in lbs/MWh | FALSE | L | Annual | Standard CO2 | lb/MWh | 1700 | 1700 | 1300 | 1300 | 1300 | 1300 | 1300
7.23 - NJ Fossil CO2 Rate Limit: Unit 523 | 79 | 7982 | Rate Constraint in lbs/MWh | FALSE | L | Annual | Emissions at Affected Plants CO2 | Thousand Tons | 0 | 0 | 0 | 0 | 0 | 0 | 0
7.23 - NJ Fossil CO2 Rate Limit: Unit 523 | 79 | 7982 | Rate Constraint in lbs/MWh | FALSE | L | Annual | Allowances Purchased CO2 | Thousand Tons | 0 | 0 | 0 | 0 | 0 | 0 | 0
7.23 - NJ Fossil CO2 Rate Limit: Unit 523 | 79 | 7982 | Rate Constraint in lbs/MWh | FALSE | L | Annual | Allowances Sold CO2 | Thousand Tons | 0 | 0 | 0 | 0 | 0 | 0 | 0
7.23 - NJ Fossil CO2 Rate Limit: Unit 523 | 79 | 7982 | Rate Constraint in lbs/MWh | FALSE | L | Annual | Allowances Banked | Thousand Tons | 0 | 0 | 0 | 0 | 0 | 0 | 0
7.23 - NJ Fossil CO2 Rate Limit: Unit 523 | 79 | 7982 | Rate Constraint in lbs/MWh | FALSE | L | Annual | Allowances Withdrawn (1:1) | Thousand Tons | 0 | 0 | 0 | 0 | 0 | 0 | 0
7.23 - NJ Fossil CO2 Rate Limit: Unit 523 | 79 | 7982 | Rate Constraint in lbs/MWh | FALSE | L | Annual | Allowances Withdrawn (n:1) | Thousand Tons | 0 | 0 | 0 | 0 | 0 | 0 | 0
7.23 - NJ Fossil CO2 Rate Limit: Unit 523 | 79 | 7982 | Rate Constraint in lbs/MWh | FALSE | L | Annual | Net Emissions Allowance Position | Thousand Tons | 0 | 0 | 0 | 0 | 0 | 0 | 0
7.23 - NJ Fossil CO2 Rate Limit: Unit 523 | 79 | 7982 | Rate Constraint in lbs/MWh | FALSE | L | Annual | Fuel Consumed | TBtu | 0 | 0 | 0 | 0 | 0 | 0 | 0
7.23 - NJ Fossil CO2 Rate Limit: Unit 523 | 79 | 7982 | Rate Constraint in lbs/MWh | FALSE | L | Annual | Rate | lb/MMBtu | 0 | 0 | 0 | 0 | 0 | 0 | 0
7.23 - NJ Fossil CO2 Rate Limit: Unit 523 | 79 | 7982 | Rate Constraint in lbs/MWh | FALSE | L | Annual | Generation | TWh | 0 | 0 | 0 | 0 | 0 | 0 | 0
7.23 - NJ Fossil CO2 Rate Limit: Unit 523 | 79 | 7982 | Rate Constraint in lbs/MWh | FALSE | L | Annual | Qualifying Generation | TWh | 0 | 0 | 0 | 0 | 0 | 0 | 0
7.23 - NJ Fossil CO2 Rate Limit: Unit 523 | 79 | 7982 | Rate Constraint in lbs/MWh | FALSE | L | Annual | Constraint Shadow Price | US2022$/Ton | 0 | 0 | 0 | 0 | 0 | 0 | 0
7.23 - NJ Fossil CO2 Rate Limit: Unit 524 | 80 | 7983 | Rate Constraint in lbs/MWh | FALSE | L | Annual | Seasons Included | Seasons | Winter, Spring, Summer, Fall | Winter, Spring, Summer, Fall | Winter, Spring, Summer, Fall | Winter, Spring, Summer, Fall | Winter, Spring, Summer, Fall | Winter, Spring, Summer, Fall | Winter, Spring, Summer, Fall
7.23 - NJ Fossil CO2 Rate Limit: Unit 524 | 80 | 7983 | Rate Constraint in lbs/MWh | FALSE | L | Annual | Standard CO2 | lb/MWh | 1700 | 1700 | 1300 | 1300 | 1300 | 1300 | 1300
7.23 - NJ Fossil CO2 Rate Limit: Unit 524 | 80 | 7983 | Rate Constraint in lbs/MWh | FALSE | L | Annual | Emissions at Affected Plants CO2 | Thousand Tons | 0 | 0 | 0 | 0 | 0 | 0 | 0
7.23 - NJ Fossil CO2 Rate Limit: Unit 524 | 80 | 7983 | Rate Constraint in lbs/MWh | FALSE | L | Annual | Allowances Purchased CO2 | Thousand Tons | 0 | 0 | 0 | 0 | 0 | 0 | 0
7.23 - NJ Fossil CO2 Rate Limit: Unit 524 | 80 | 7983 | Rate Constraint in lbs/MWh | FALSE | L | Annual | Allowances Sold CO2 | Thousand Tons | 0 | 0 | 0 | 0 | 0 | 0 | 0
7.23 - NJ Fossil CO2 Rate Limit: Unit 524 | 80 | 7983 | Rate Constraint in lbs/MWh | FALSE | L | Annual | Allowances Banked | Thousand Tons | 0 | 0 | 0 | 0 | 0 | 0 | 0
7.23 - NJ Fossil CO2 Rate Limit: Unit 524 | 80 | 7983 | Rate Constraint in lbs/MWh | FALSE | L | Annual | Allowances Withdrawn (1:1) | Thousand Tons | 0 | 0 | 0 | 0 | 0 | 0 | 0
7.23 - NJ Fossil CO2 Rate Limit: Unit 524 | 80 | 7983 | Rate Constraint in lbs/MWh | FALSE | L | Annual | Allowances Withdrawn (n:1) | Thousand Tons | 0 | 0 | 0 | 0 | 0 | 0 | 0
7.23 - NJ Fossil CO2 Rate Limit: Unit 524 | 80 | 7983 | Rate Constraint in lbs/MWh | FALSE | L | Annual | Net Emissions Allowance Position | Thousand Tons | 0 | 0 | 0 | 0 | 0 | 0 | 0
7.23 - NJ Fossil CO2 Rate Limit: Unit 524 | 80 | 7983 | Rate Constraint in lbs/MWh | FALSE | L | Annual | Fuel Consumed | TBtu | 0 | 0 | 0 | 0 | 0 | 0 | 0
7.23 - NJ Fossil CO2 Rate Limit: Unit 524 | 80 | 7983 | Rate Constraint in lbs/MWh | FALSE | L | Annual | Rate | lb/MMBtu | 0 | 0 | 0 | 0 | 0 | 0 | 0
7.23 - NJ Fossil CO2 Rate Limit: Unit 524 | 80 | 7983 | Rate Constraint in lbs/MWh | FALSE | L | Annual | Generation | TWh | 0 | 0 | 0 | 0 | 0 | 0 | 0
7.23 - NJ Fossil CO2 Rate Limit: Unit 524 | 80 | 7983 | Rate Constraint in lbs/MWh | FALSE | L | Annual | Qualifying Generation | TWh | 0 | 0 | 0 | 0 | 0 | 0 | 0
7.23 - NJ Fossil CO2 Rate Limit: Unit 524 | 80 | 7983 | Rate Constraint in lbs/MWh | FALSE | L | Annual | Constraint Shadow Price | US2022$/Ton | 0 | 0 | 0 | 0 | 0 | 0 | 0
7.23 - NJ Fossil CO2 Rate Limit: Unit 525 | 81 | 7984 | Rate Constraint in lbs/MWh | FALSE | L | Annual | Seasons Included | Seasons | Winter, Spring, Summer, Fall | Winter, Spring, Summer, Fall | Winter, Spring, Summer, Fall | Winter, Spring, Summer, Fall | Winter, Spring, Summer, Fall | Winter, Spring, Summer, Fall | Winter, Spring, Summer, Fall
7.23 - NJ Fossil CO2 Rate Limit: Unit 525 | 81 | 7984 | Rate Constraint in lbs/MWh | FALSE | L | Annual | Standard CO2 | lb/MWh | 1700 | 1700 | 1300 | 1300 | 1300 | 1300 | 1300
7.23 - NJ Fossil CO2 Rate Limit: Unit 525 | 81 | 7984 | Rate Constraint in lbs/MWh | FALSE | L | Annual | Emissions at Affected Plants CO2 | Thousand Tons | 0 | 0 | 0 | 0 | 0 | 0 | 0
7.23 - NJ Fossil CO2 Rate Limit: Unit 525 | 81 | 7984 | Rate Constraint in lbs/MWh | FALSE | L | Annual | Allowances Purchased CO2 | Thousand Tons | 0 | 0 | 0 | 0 | 0 | 0 | 0
7.23 - NJ Fossil CO2 Rate Limit: Unit 525 | 81 | 7984 | Rate Constraint in lbs/MWh | FALSE | L | Annual | Allowances Sold CO2 | Thousand Tons | 0 | 0 | 0 | 0 | 0 | 0 | 0
7.23 - NJ Fossil CO2 Rate Limit: Unit 525 | 81 | 7984 | Rate Constraint in lbs/MWh | FALSE | L | Annual | Allowances Banked | Thousand Tons | 0 | 0 | 0 | 0 | 0 | 0 | 0
7.23 - NJ Fossil CO2 Rate Limit: Unit 525 | 81 | 7984 | Rate Constraint in lbs/MWh | FALSE | L | Annual | Allowances Withdrawn (1:1) | Thousand Tons | 0 | 0 | 0 | 0 | 0 | 0 | 0
7.23 - NJ Fossil CO2 Rate Limit: Unit 525 | 81 | 7984 | Rate Constraint in lbs/MWh | FALSE | L | Annual | Allowances Withdrawn (n:1) | Thousand Tons | 0 | 0 | 0 | 0 | 0 | 0 | 0
7.23 - NJ Fossil CO2 Rate Limit: Unit 525 | 81 | 7984 | Rate Constraint in lbs/MWh | FALSE | L | Annual | Net Emissions Allowance Position | Thousand Tons | 0 | 0 | 0 | 0 | 0 | 0 | 0
7.23 - NJ Fossil CO2 Rate Limit: Unit 525 | 81 | 7984 | Rate Constraint in lbs/MWh | FALSE | L | Annual | Fuel Consumed | TBtu | 0 | 0 | 0 | 0 | 0 | 0 | 0
7.23 - NJ Fossil CO2 Rate Limit: Unit 525 | 81 | 7984 | Rate Constraint in lbs/MWh | FALSE | L | Annual | Rate | lb/MMBtu | 0 | 0 | 0 | 0 | 0 | 0 | 0
7.23 - NJ Fossil CO2 Rate Limit: Unit 525 | 81 | 7984 | Rate Constraint in lbs/MWh | FALSE | L | Annual | Generation | TWh | 0 | 0 | 0 | 0 | 0 | 0 | 0
7.23 - NJ Fossil CO2 Rate Limit: Unit 525 | 81 | 7984 | Rate Constraint in lbs/MWh | FALSE | L | Annual | Qualifying Generation | TWh | 0 | 0 | 0 | 0 | 0 | 0 | 0
7.23 - NJ Fossil CO2 Rate Limit: Unit 525 | 81 | 7984 | Rate Constraint in lbs/MWh | FALSE | L | Annual | Constraint Shadow Price | US2022$/Ton | 0 | 0 | 0 | 0 | 0 | 0 | 0
7.23 - NJ Fossil CO2 Rate Limit: Unit 526 | 82 | 7985 | Rate Constraint in lbs/MWh | FALSE | L | Annual | Seasons Included | Seasons | Winter, Spring, Summer, Fall | Winter, Spring, Summer, Fall | Winter, Spring, Summer, Fall | Winter, Spring, Summer, Fall | Winter, Spring, Summer, Fall | Winter, Spring, Summer, Fall | Winter, Spring, Summer, Fall
7.23 - NJ Fossil CO2 Rate Limit: Unit 526 | 82 | 7985 | Rate Constraint in lbs/MWh | FALSE | L | Annual | Standard CO2 | lb/MWh | 1700 | 1700 | 1300 | 1300 | 1300 | 1300 | 1300
7.23 - NJ Fossil CO2 Rate Limit: Unit 526 | 82 | 7985 | Rate Constraint in lbs/MWh | FALSE | L | Annual | Emissions at Affected Plants CO2 | Thousand Tons | 0 | 0 | 0 | 0 | 0 | 0 | 0
7.23 - NJ Fossil CO2 Rate Limit: Unit 526 | 82 | 7985 | Rate Constraint in lbs/MWh | FALSE | L | Annual | Allowances Purchased CO2 | Thousand Tons | 0 | 0 | 0 | 0 | 0 | 0 | 0
7.23 - NJ Fossil CO2 Rate Limit: Unit 526 | 82 | 7985 | Rate Constraint in lbs/MWh | FALSE | L | Annual | Allowances Sold CO2 | Thousand Tons | 0 | 0 | 0 | 0 | 0 | 0 | 0
7.23 - NJ Fossil CO2 Rate Limit: Unit 526 | 82 | 7985 | Rate Constraint in lbs/MWh | FALSE | L | Annual | Allowances Banked | Thousand Tons | 0 | 0 | 0 | 0 | 0 | 0 | 0
7.23 - NJ Fossil CO2 Rate Limit: Unit 526 | 82 | 7985 | Rate Constraint in lbs/MWh | FALSE | L | Annual | Allowances Withdrawn (1:1) | Thousand Tons | 0 | 0 | 0 | 0 | 0 | 0 | 0
7.23 - NJ Fossil CO2 Rate Limit: Unit 526 | 82 | 7985 | Rate Constraint in lbs/MWh | FALSE | L | Annual | Allowances Withdrawn (n:1) | Thousand Tons | 0 | 0 | 0 | 0 | 0 | 0 | 0
7.23 - NJ Fossil CO2 Rate Limit: Unit 526 | 82 | 7985 | Rate Constraint in lbs/MWh | FALSE | L | Annual | Net Emissions Allowance Position | Thousand Tons | 0 | 0 | 0 | 0 | 0 | 0 | 0
7.23 - NJ Fossil CO2 Rate Limit: Unit 526 | 82 | 7985 | Rate Constraint in lbs/MWh | FALSE | L | Annual | Fuel Consumed | TBtu | 0 | 0 | 0 | 0 | 0 | 0 | 0
7.23 - NJ Fossil CO2 Rate Limit: Unit 526 | 82 | 7985 | Rate Constraint in lbs/MWh | FALSE | L | Annual | Rate | lb/MMBtu | 0 | 0 | 0 | 0 | 0 | 0 | 0
7.23 - NJ Fossil CO2 Rate Limit: Unit 526 | 82 | 7985 | Rate Constraint in lbs/MWh | FALSE | L | Annual | Generation | TWh | 0 | 0 | 0 | 0 | 0 | 0 | 0
7.23 - NJ Fossil CO2 Rate Limit: Unit 526 | 82 | 7985 | Rate Constraint in lbs/MWh | FALSE | L | Annual | Qualifying Generation | TWh | 0 | 0 | 0 | 0 | 0 | 0 | 0
7.23 - NJ Fossil CO2 Rate Limit: Unit 526 | 82 | 7985 | Rate Constraint in lbs/MWh | FALSE | L | Annual | Constraint Shadow Price | US2022$/Ton | 0 | 0 | 0 | 0 | 0 | 0 | 0
7.23 - NJ Fossil CO2 Rate Limit: Unit 537 | 83 | 7986 | Rate Constraint in lbs/MWh | FALSE | L | Annual | Seasons Included | Seasons | Winter, Spring, Summer, Fall | Winter, Spring, Summer, Fall | Winter, Spring, Summer, Fall | Winter, Spring, Summer, Fall | Winter, Spring, Summer, Fall | Winter, Spring, Summer, Fall | Winter, Spring, Summer, Fall
7.23 - NJ Fossil CO2 Rate Limit: Unit 537 | 83 | 7986 | Rate Constraint in lbs/MWh | FALSE | L | Annual | Standard CO2 | lb/MWh | 1700 | 1700 | 1300 | 1300 | 1300 | 1300 | 1300
7.23 - NJ Fossil CO2 Rate Limit: Unit 537 | 83 | 7986 | Rate Constraint in lbs/MWh | FALSE | L | Annual | Emissions at Affected Plants CO2 | Thousand Tons | 5.2257 | 5.6296 | 0.61982 | 0.37189 | 0 | 0.30991 | 0.30991
7.23 - NJ Fossil CO2 Rate Limit: Unit 537 | 83 | 7986 | Rate Constraint in lbs/MWh | FALSE | L | Annual | Allowances Purchased CO2 | Thousand Tons | 0 | 0 | 0 | 0 | 0 | 0 | 0
7.23 - NJ Fossil CO2 Rate Limit: Unit 537 | 83 | 7986 | Rate Constraint in lbs/MWh | FALSE | L | Annual | Allowances Sold CO2 | Thousand Tons | 0 | 0 | 0 | 0 | 0 | 0 | 0
7.23 - NJ Fossil CO2 Rate Limit: Unit 537 | 83 | 7986 | Rate Constraint in lbs/MWh | FALSE | L | Annual | Allowances Banked | Thousand Tons | 0 | 0 | 0 | 0 | 0 | 0 | 0
7.23 - NJ Fossil CO2 Rate Limit: Unit 537 | 83 | 7986 | Rate Constraint in lbs/MWh | FALSE | L | Annual | Allowances Withdrawn (1:1) | Thousand Tons | 0 | 0 | 0 | 0 | 0 | 0 | 0
7.23 - NJ Fossil CO2 Rate Limit: Unit 537 | 83 | 7986 | Rate Constraint in lbs/MWh | FALSE | L | Annual | Allowances Withdrawn (n:1) | Thousand Tons | 0 | 0 | 0 | 0 | 0 | 0 | 0
7.23 - NJ Fossil CO2 Rate Limit: Unit 537 | 83 | 7986 | Rate Constraint in lbs/MWh | FALSE | L | Annual | Net Emissions Allowance Position | Thousand Tons | 5.2257 | 5.6296 | 0.61982 | 0.37189 | 0 | 0.30991 | 0.30991
7.23 - NJ Fossil CO2 Rate Limit: Unit 537 | 83 | 7986 | Rate Constraint in lbs/MWh | FALSE | L | Annual | Fuel Consumed | TBtu | 0.089267 | 0.096167 | 0.010588 | 0.0063528 | 0 | 0.005294 | 0.005294
7.23 - NJ Fossil CO2 Rate Limit: Unit 537 | 83 | 7986 | Rate Constraint in lbs/MWh | FALSE | L | Annual | Rate | lb/MMBtu | 117.08 | 117.08 | 117.08 | 117.08 | 0 | 117.08 | 117.08
7.23 - NJ Fossil CO2 Rate Limit: Unit 537 | 83 | 7986 | Rate Constraint in lbs/MWh | FALSE | L | Annual | Generation | TWh | 0.0083078 | 0.00895 | 0.00098539 | 0.00059123 | 0 | 0.00049269 | 0.00049269
7.23 - NJ Fossil CO2 Rate Limit: Unit 537 | 83 | 7986 | Rate Constraint in lbs/MWh | FALSE | L | Annual | Qualifying Generation | TWh | 0.0083078 | 0.00895 | 0.00098539 | 0.00059123 | 0 | 0.00049269 | 0.00049269
7.23 - NJ Fossil CO2 Rate Limit: Unit 537 | 83 | 7986 | Rate Constraint in lbs/MWh | FALSE | L | Annual | Constraint Shadow Price | US2022$/Ton | 0 | 0 | 0 | 0 | 0 | 0 | 0
7.23 - NJ Fossil CO2 Rate Limit: Unit 538 | 84 | 7987 | Rate Constraint in lbs/MWh | FALSE | L | Annual | Seasons Included | Seasons | Winter, Spring, Summer, Fall | Winter, Spring, Summer, Fall | Winter, Spring, Summer, Fall | Winter, Spring, Summer, Fall | Winter, Spring, Summer, Fall | Winter, Spring, Summer, Fall | Winter, Spring, Summer, Fall
7.23 - NJ Fossil CO2 Rate Limit: Unit 538 | 84 | 7987 | Rate Constraint in lbs/MWh | FALSE | L | Annual | Standard CO2 | lb/MWh | 1700 | 1700 | 1300 | 1300 | 1300 | 1300 | 1300
7.23 - NJ Fossil CO2 Rate Limit: Unit 538 | 84 | 7987 | Rate Constraint in lbs/MWh | FALSE | L | Annual | Emissions at Affected Plants CO2 | Thousand Tons | 0 | 0 | 0 | 0 | 0 | 0 | 0
7.23 - NJ Fossil CO2 Rate Limit: Unit 538 | 84 | 7987 | Rate Constraint in lbs/MWh | FALSE | L | Annual | Allowances Purchased CO2 | Thousand Tons | 0 | 0 | 0 | 0 | 0 | 0 | 0
7.23 - NJ Fossil CO2 Rate Limit: Unit 538 | 84 | 7987 | Rate Constraint in lbs/MWh | FALSE | L | Annual | Allowances Sold CO2 | Thousand Tons | 0 | 0 | 0 | 0 | 0 | 0 | 0
7.23 - NJ Fossil CO2 Rate Limit: Unit 538 | 84 | 7987 | Rate Constraint in lbs/MWh | FALSE | L | Annual | Allowances Banked | Thousand Tons | 0 | 0 | 0 | 0 | 0 | 0 | 0
7.23 - NJ Fossil CO2 Rate Limit: Unit 538 | 84 | 7987 | Rate Constraint in lbs/MWh | FALSE | L | Annual | Allowances Withdrawn (1:1) | Thousand Tons | 0 | 0 | 0 | 0 | 0 | 0 | 0
7.23 - NJ Fossil CO2 Rate Limit: Unit 538 | 84 | 7987 | Rate Constraint in lbs/MWh | FALSE | L | Annual | Allowances Withdrawn (n:1) | Thousand Tons | 0 | 0 | 0 | 0 | 0 | 0 | 0
7.23 - NJ Fossil CO2 Rate Limit: Unit 538 | 84 | 7987 | Rate Constraint in lbs/MWh | FALSE | L | Annual | Net Emissions Allowance Position | Thousand Tons | 0 | 0 | 0 | 0 | 0 | 0 | 0
7.23 - NJ Fossil CO2 Rate Limit: Unit 538 | 84 | 7987 | Rate Constraint in lbs/MWh | FALSE | L | Annual | Fuel Consumed | TBtu | 0 | 0 | 0 | 0 | 0 | 0 | 0
7.23 - NJ Fossil CO2 Rate Limit: Unit 538 | 84 | 7987 | Rate Constraint in lbs/MWh | FALSE | L | Annual | Rate | lb/MMBtu | 0 | 0 | 0 | 0 | 0 | 0 | 0
7.23 - NJ Fossil CO2 Rate Limit: Unit 538 | 84 | 7987 | Rate Constraint in lbs/MWh | FALSE | L | Annual | Generation | TWh | 0 | 0 | 0 | 0 | 0 | 0 | 0
7.23 - NJ Fossil CO2 Rate Limit: Unit 538 | 84 | 7987 | Rate Constraint in lbs/MWh | FALSE | L | Annual | Qualifying Generation | TWh | 0 | 0 | 0 | 0 | 0 | 0 | 0
7.23 - NJ Fossil CO2 Rate Limit: Unit 538 | 84 | 7987 | Rate Constraint in lbs/MWh | FALSE | L | Annual | Constraint Shadow Price | US2022$/Ton | 26.9142 | 24.5623 | 0 | 0 | 0 | 0 | 0
7.23 - NJ Fossil CO2 Rate Limit: Unit 539 | 85 | 7988 | Rate Constraint in lbs/MWh | FALSE | L | Annual | Seasons Included | Seasons | Winter, Spring, Summer, Fall | Winter, Spring, Summer, Fall | Winter, Spring, Summer, Fall | Winter, Spring, Summer, Fall | Winter, Spring, Summer, Fall | Winter, Spring, Summer, Fall | Winter, Spring, Summer, Fall
7.23 - NJ Fossil CO2 Rate Limit: Unit 539 | 85 | 7988 | Rate Constraint in lbs/MWh | FALSE | L | Annual | Standard CO2 | lb/MWh | 1700 | 1700 | 1300 | 1300 | 1300 | 1300 | 1300
7.23 - NJ Fossil CO2 Rate Limit: Unit 539 | 85 | 7988 | Rate Constraint in lbs/MWh | FALSE | L | Annual | Emissions at Affected Plants CO2 | Thousand Tons | 9.0675 | 7.9575 | 1.0875 | 0.6525 | 0 | 0.54375 | 0.54375
7.23 - NJ Fossil CO2 Rate Limit: Unit 539 | 85 | 7988 | Rate Constraint in lbs/MWh | FALSE | L | Annual | Allowances Purchased CO2 | Thousand Tons | 0 | 0 | 0 | 0 | 0 | 0 | 0
7.23 - NJ Fossil CO2 Rate Limit: Unit 539 | 85 | 7988 | Rate Constraint in lbs/MWh | FALSE | L | Annual | Allowances Sold CO2 | Thousand Tons | 0 | 0 | 0 | 0 | 0 | 0 | 0
7.23 - NJ Fossil CO2 Rate Limit: Unit 539 | 85 | 7988 | Rate Constraint in lbs/MWh | FALSE | L | Annual | Allowances Banked | Thousand Tons | 0 | 0 | 0 | 0 | 0 | 0 | 0
7.23 - NJ Fossil CO2 Rate Limit: Unit 539 | 85 | 7988 | Rate Constraint in lbs/MWh | FALSE | L | Annual | Allowances Withdrawn (1:1) | Thousand Tons | 0 | 0 | 0 | 0 | 0 | 0 | 0
7.23 - NJ Fossil CO2 Rate Limit: Unit 539 | 85 | 7988 | Rate Constraint in lbs/MWh | FALSE | L | Annual | Allowances Withdrawn (n:1) | Thousand Tons | 0 | 0 | 0 | 0 | 0 | 0 | 0
7.23 - NJ Fossil CO2 Rate Limit: Unit 539 | 85 | 7988 | Rate Constraint in lbs/MWh | FALSE | L | Annual | Net Emissions Allowance Position | Thousand Tons | 9.0675 | 7.9575 | 1.0875 | 0.6525 | 0 | 0.54375 | 0.54375
7.23 - NJ Fossil CO2 Rate Limit: Unit 539 | 85 | 7988 | Rate Constraint in lbs/MWh | FALSE | L | Annual | Fuel Consumed | TBtu | 0.15489 | 0.13593 | 0.018577 | 0.011146 | 0 | 0.0092886 | 0.0092886
7.23 - NJ Fossil CO2 Rate Limit: Unit 539 | 85 | 7988 | Rate Constraint in lbs/MWh | FALSE | L | Annual | Rate | lb/MMBtu | 117.08 | 117.08 | 117.08 | 117.08 | 0 | 117.08 | 117.08
7.23 - NJ Fossil CO2 Rate Limit: Unit 539 | 85 | 7988 | Rate Constraint in lbs/MWh | FALSE | L | Annual | Generation | TWh | 0.014415 | 0.012651 | 0.0017289 | 0.0010373 | 0 | 0.00086446 | 0.00086446
7.23 - NJ Fossil CO2 Rate Limit: Unit 539 | 85 | 7988 | Rate Constraint in lbs/MWh | FALSE | L | Annual | Qualifying Generation | TWh | 0.014415 | 0.012651 | 0.0017289 | 0.0010373 | 0 | 0.00086446 | 0.00086446
7.23 - NJ Fossil CO2 Rate Limit: Unit 539 | 85 | 7988 | Rate Constraint in lbs/MWh | FALSE | L | Annual | Constraint Shadow Price | US2022$/Ton | 0 | 0 | 0 | 0 | 0 | 0 | 0
7.23 - NJ Fossil CO2 Rate Limit: Unit 540 | 86 | 7989 | Rate Constraint in lbs/MWh | FALSE | L | Annual | Seasons Included | Seasons | Winter, Spring, Summer, Fall | Winter, Spring, Summer, Fall | Winter, Spring, Summer, Fall | Winter, Spring, Summer, Fall | Winter, Spring, Summer, Fall | Winter, Spring, Summer, Fall | Winter, Spring, Summer, Fall
7.23 - NJ Fossil CO2 Rate Limit: Unit 540 | 86 | 7989 | Rate Constraint in lbs/MWh | FALSE | L | Annual | Standard CO2 | lb/MWh | 1700 | 1700 | 1300 | 1300 | 1300 | 1300 | 1300
7.23 - NJ Fossil CO2 Rate Limit: Unit 540 | 86 | 7989 | Rate Constraint in lbs/MWh | FALSE | L | Annual | Emissions at Affected Plants CO2 | Thousand Tons | 1.0888 | 0.15113 | 0 | 0 | 0 | 0 | 0
7.23 - NJ Fossil CO2 Rate Limit: Unit 540 | 86 | 7989 | Rate Constraint in lbs/MWh | FALSE | L | Annual | Allowances Purchased CO2 | Thousand Tons | 0 | 0 | 0 | 0 | 0 | 0 | 0
7.23 - NJ Fossil CO2 Rate Limit: Unit 540 | 86 | 7989 | Rate Constraint in lbs/MWh | FALSE | L | Annual | Allowances Sold CO2 | Thousand Tons | 0 | 0 | 0 | 0 | 0 | 0 | 0
7.23 - NJ Fossil CO2 Rate Limit: Unit 540 | 86 | 7989 | Rate Constraint in lbs/MWh | FALSE | L | Annual | Allowances Banked | Thousand Tons | 0 | 0 | 0 | 0 | 0 | 0 | 0
7.23 - NJ Fossil CO2 Rate Limit: Unit 540 | 86 | 7989 | Rate Constraint in lbs/MWh | FALSE | L | Annual | Allowances Withdrawn (1:1) | Thousand Tons | 0 | 0 | 0 | 0 | 0 | 0 | 0
7.23 - NJ Fossil CO2 Rate Limit: Unit 540 | 86 | 7989 | Rate Constraint in lbs/MWh | FALSE | L | Annual | Allowances Withdrawn (n:1) | Thousand Tons | 0 | 0 | 0 | 0 | 0 | 0 | 0
7.23 - NJ Fossil CO2 Rate Limit: Unit 540 | 86 | 7989 | Rate Constraint in lbs/MWh | FALSE | L | Annual | Net Emissions Allowance Position | Thousand Tons | 1.0888 | 0.15113 | 0 | 0 | 0 | 0 | 0
7.23 - NJ Fossil CO2 Rate Limit: Unit 540 | 86 | 7989 | Rate Constraint in lbs/MWh | FALSE | L | Annual | Fuel Consumed | TBtu | 0.018599 | 0.0025816 | 0 | 0 | 0 | 0 | 0
7.23 - NJ Fossil CO2 Rate Limit: Unit 540 | 86 | 7989 | Rate Constraint in lbs/MWh | FALSE | L | Annual | Rate | lb/MMBtu | 117.08 | 117.08 | 0 | 0 | 0 | 0 | 0
7.23 - NJ Fossil CO2 Rate Limit: Unit 540 | 86 | 7989 | Rate Constraint in lbs/MWh | FALSE | L | Annual | Generation | TWh | 0.0014594 | 0.00020257 | 0 | 0 | 0 | 0 | 0
7.23 - NJ Fossil CO2 Rate Limit: Unit 540 | 86 | 7989 | Rate Constraint in lbs/MWh | FALSE | L | Annual | Qualifying Generation | TWh | 0.0014594 | 0.00020257 | 0 | 0 | 0 | 0 | 0
7.23 - NJ Fossil CO2 Rate Limit: Unit 540 | 86 | 7989 | Rate Constraint in lbs/MWh | FALSE | L | Annual | Constraint Shadow Price | US2022$/Ton | 0 | 0 | 250.6897 | 8.4702 | 0 | 195.1116 | 127.1846
7.23 - NJ Fossil CO2 Rate Limit: Unit 541 | 87 | 7990 | Rate Constraint in lbs/MWh | FALSE | L | Annual | Seasons Included | Seasons | Winter, Spring, Summer, Fall | Winter, Spring, Summer, Fall | Winter, Spring, Summer, Fall | Winter, Spring, Summer, Fall | Winter, Spring, Summer, Fall | Winter, Spring, Summer, Fall | Winter, Spring, Summer, Fall
7.23 - NJ Fossil CO2 Rate Limit: Unit 541 | 87 | 7990 | Rate Constraint in lbs/MWh | FALSE | L | Annual | Standard CO2 | lb/MWh | 1700 | 1700 | 1300 | 1300 | 1300 | 1300 | 1300
7.23 - NJ Fossil CO2 Rate Limit: Unit 541 | 87 | 7990 | Rate Constraint in lbs/MWh | FALSE | L | Annual | Emissions at Affected Plants CO2 | Thousand Tons | 5.5365 | 5.3629 | 2.285 | 2.041 | 1.6963 | 7.3781 | 15.5407
7.23 - NJ Fossil CO2 Rate Limit: Unit 541 | 87 | 7990 | Rate Constraint in lbs/MWh | FALSE | L | Annual | Allowances Purchased CO2 | Thousand Tons | 0 | 0 | 0 | 0 | 0 | 0 | 0
7.23 - NJ Fossil CO2 Rate Limit: Unit 541 | 87 | 7990 | Rate Constraint in lbs/MWh | FALSE | L | Annual | Allowances Sold CO2 | Thousand Tons | 0 | 0 | 0 | 0 | 0 | 0 | 0
7.23 - NJ Fossil CO2 Rate Limit: Unit 541 | 87 | 7990 | Rate Constraint in lbs/MWh | FALSE | L | Annual | Allowances Banked | Thousand Tons | 0 | 0 | 0 | 0 | 0 | 0 | 0
7.23 - NJ Fossil CO2 Rate Limit: Unit 541 | 87 | 7990 | Rate Constraint in lbs/MWh | FALSE | L | Annual | Allowances Withdrawn (1:1) | Thousand Tons | 0 | 0 | 0 | 0 | 0 | 0 | 0
7.23 - NJ Fossil CO2 Rate Limit: Unit 541 | 87 | 7990 | Rate Constraint in lbs/MWh | FALSE | L | Annual | Allowances Withdrawn (n:1) | Thousand Tons | 0 | 0 | 0 | 0 | 0 | 0 | 0
7.23 - NJ Fossil CO2 Rate Limit: Unit 541 | 87 | 7990 | Rate Constraint in lbs/MWh | FALSE | L | Annual | Net Emissions Allowance Position | Thousand Tons | 5.5365 | 5.3629 | 2.285 | 2.041 | 1.6963 | 7.3781 | 15.5407
7.23 - NJ Fossil CO2 Rate Limit: Unit 541 | 87 | 7990 | Rate Constraint in lbs/MWh | FALSE | L | Annual | Fuel Consumed | TBtu | 0.088654 | 0.085875 | 0.036589 | 0.032683 | 0.027162 | 0.11814 | 0.24885
7.23 - NJ Fossil CO2 Rate Limit: Unit 541 | 87 | 7990 | Rate Constraint in lbs/MWh | FALSE | L | Annual | Rate | lb/MMBtu | 124.9013 | 124.9013 | 124.9013 | 124.9013 | 124.9013 | 124.9013 | 124.9013
7.23 - NJ Fossil CO2 Rate Limit: Unit 541 | 87 | 7990 | Rate Constraint in lbs/MWh | FALSE | L | Annual | Generation | TWh | 0.0092093 | 0.0089206 | 0.0038009 | 0.003395 | 0.0028216 | 0.012273 | 0.02585
7.23 - NJ Fossil CO2 Rate Limit: Unit 541 | 87 | 7990 | Rate Constraint in lbs/MWh | FALSE | L | Annual | Qualifying Generation | TWh | 0.0092093 | 0.0089206 | 0.0038009 | 0.003395 | 0.0028216 | 0.012273 | 0.02585
7.23 - NJ Fossil CO2 Rate Limit: Unit 541 | 87 | 7990 | Rate Constraint in lbs/MWh | FALSE | L | Annual | Constraint Shadow Price | US2022$/Ton | 0 | 0 | 0 | 0 | 0 | 0 | 0
7.23 - NJ Fossil CO2 Rate Limit: Unit 542 | 88 | 7991 | Rate Constraint in lbs/MWh | FALSE | L | Annual | Seasons Included | Seasons | Winter, Spring, Summer, Fall | Winter, Spring, Summer, Fall | Winter, Spring, Summer, Fall | Winter, Spring, Summer, Fall | Winter, Spring, Summer, Fall | Winter, Spring, Summer, Fall | Winter, Spring, Summer, Fall
7.23 - NJ Fossil CO2 Rate Limit: Unit 542 | 88 | 7991 | Rate Constraint in lbs/MWh | FALSE | L | Annual | Standard CO2 | lb/MWh | 1700 | 1700 | 1300 | 1300 | 1300 | 1300 | 1300
7.23 - NJ Fossil CO2 Rate Limit: Unit 542 | 88 | 7991 | Rate Constraint in lbs/MWh | FALSE | L | Annual | Emissions at Affected Plants CO2 | Thousand Tons | 0.68069 | 0.68069 | 0 | 0 | 0 | 0 | 0
7.23 - NJ Fossil CO2 Rate Limit: Unit 542 | 88 | 7991 | Rate Constraint in lbs/MWh | FALSE | L | Annual | Allowances Purchased CO2 | Thousand Tons | 0 | 0 | 0 | 0 | 0 | 0 | 0
7.23 - NJ Fossil CO2 Rate Limit: Unit 542 | 88 | 7991 | Rate Constraint in lbs/MWh | FALSE | L | Annual | Allowances Sold CO2 | Thousand Tons | 0 | 0 | 0 | 0 | 0 | 0 | 0
7.23 - NJ Fossil CO2 Rate Limit: Unit 542 | 88 | 7991 | Rate Constraint in lbs/MWh | FALSE | L | Annual | Allowances Banked | Thousand Tons | 0 | 0 | 0 | 0 | 0 | 0 | 0
7.23 - NJ Fossil CO2 Rate Limit: Unit 542 | 88 | 7991 | Rate Constraint in lbs/MWh | FALSE | L | Annual | Allowances Withdrawn (1:1) | Thousand Tons | 0 | 0 | 0 | 0 | 0 | 0 | 0
7.23 - NJ Fossil CO2 Rate Limit: Unit 542 | 88 | 7991 | Rate Constraint in lbs/MWh | FALSE | L | Annual | Allowances Withdrawn (n:1) | Thousand Tons | 0 | 0 | 0 | 0 | 0 | 0 | 0
7.23 - NJ Fossil CO2 Rate Limit: Unit 542 | 88 | 7991 | Rate Constraint in lbs/MWh | FALSE | L | Annual | Net Emissions Allowance Position | Thousand Tons | 0.68069 | 0.68069 | 0 | 0 | 0 | 0 | 0
7.23 - NJ Fossil CO2 Rate Limit: Unit 542 | 88 | 7991 | Rate Constraint in lbs/MWh | FALSE | L | Annual | Fuel Consumed | TBtu | 0.011628 | 0.011628 | 0 | 0 | 0 | 0 | 0
7.23 - NJ Fossil CO2 Rate Limit: Unit 542 | 88 | 7991 | Rate Constraint in lbs/MWh | FALSE | L | Annual | Rate | lb/MMBtu | 117.08 | 117.08 | 0 | 0 | 0 | 0 | 0
7.23 - NJ Fossil CO2 Rate Limit: Unit 542 | 88 | 7991 | Rate Constraint in lbs/MWh | FALSE | L | Annual | Generation | TWh | 0.00080576 | 0.00080576 | 0 | 0 | 0 | 0 | 0
7.23 - NJ Fossil CO2 Rate Limit: Unit 542 | 88 | 7991 | Rate Constraint in lbs/MWh | FALSE | L | Annual | Qualifying Generation | TWh | 0.00080576 | 0.00080576 | 0 | 0 | 0 | 0 | 0
7.23 - NJ Fossil CO2 Rate Limit: Unit 542 | 88 | 7991 | Rate Constraint in lbs/MWh | FALSE | L | Annual | Constraint Shadow Price | US2022$/Ton | 0 | 0 | 87.2298 | 0 | 0 | 58.3253 | 0
7.23 - NJ Fossil CO2 Rate Limit: Unit 543 | 89 | 7992 | Rate Constraint in lbs/MWh | FALSE | L | Annual | Seasons Included | Seasons | Winter, Spring, Summer, Fall | Winter, Spring, Summer, Fall | Winter, Spring, Summer, Fall | Winter, Spring, Summer, Fall | Winter, Spring, Summer, Fall | Winter, Spring, Summer, Fall | Winter, Spring, Summer, Fall
7.23 - NJ Fossil CO2 Rate Limit: Unit 543 | 89 | 7992 | Rate Constraint in lbs/MWh | FALSE | L | Annual | Standard CO2 | lb/MWh | 1700 | 1700 | 1300 | 1300 | 1300 | 1300 | 1300
7.23 - NJ Fossil CO2 Rate Limit: Unit 543 | 89 | 7992 | Rate Constraint in lbs/MWh | FALSE | L | Annual | Emissions at Affected Plants CO2 | Thousand Tons | 0.84004 | 0.84004 | 0 | 0 | 0 | 0 | 0
7.23 - NJ Fossil CO2 Rate Limit: Unit 543 | 89 | 7992 | Rate Constraint in lbs/MWh | FALSE | L | Annual | Allowances Purchased CO2 | Thousand Tons | 0 | 0 | 0 | 0 | 0 | 0 | 0
7.23 - NJ Fossil CO2 Rate Limit: Unit 543 | 89 | 7992 | Rate Constraint in lbs/MWh | FALSE | L | Annual | Allowances Sold CO2 | Thousand Tons | 0 | 0 | 0 | 0 | 0 | 0 | 0
7.23 - NJ Fossil CO2 Rate Limit: Unit 543 | 89 | 7992 | Rate Constraint in lbs/MWh | FALSE | L | Annual | Allowances Banked | Thousand Tons | 0 | 0 | 0 | 0 | 0 | 0 | 0
7.23 - NJ Fossil CO2 Rate Limit: Unit 543 | 89 | 7992 | Rate Constraint in lbs/MWh | FALSE | L | Annual | Allowances Withdrawn (1:1) | Thousand Tons | 0 | 0 | 0 | 0 | 0 | 0 | 0
7.23 - NJ Fossil CO2 Rate Limit: Unit 543 | 89 | 7992 | Rate Constraint in lbs/MWh | FALSE | L | Annual | Allowances Withdrawn (n:1) | Thousand Tons | 0 | 0 | 0 | 0 | 0 | 0 | 0
7.23 - NJ Fossil CO2 Rate Limit: Unit 543 | 89 | 7992 | Rate Constraint in lbs/MWh | FALSE | L | Annual | Net Emissions Allowance Position | Thousand Tons | 0.84004 | 0.84004 | 0 | 0 | 0 | 0 | 0
7.23 - NJ Fossil CO2 Rate Limit: Unit 543 | 89 | 7992 | Rate Constraint in lbs/MWh | FALSE | L | Annual | Fuel Consumed | TBtu | 0.01435 | 0.01435 | 0 | 0 | 0 | 0 | 0
7.23 - NJ Fossil CO2 Rate Limit: Unit 543 | 89 | 7992 | Rate Constraint in lbs/MWh | FALSE | L | Annual | Rate | lb/MMBtu | 117.08 | 117.08 | 0 | 0 | 0 | 0 | 0
7.23 - NJ Fossil CO2 Rate Limit: Unit 543 | 89 | 7992 | Rate Constraint in lbs/MWh | FALSE | L | Annual | Generation | TWh | 0.0010898 | 0.0010898 | 0 | 0 | 0 | 0 | 0
7.23 - NJ Fossil CO2 Rate Limit: Unit 543 | 89 | 7992 | Rate Constraint in lbs/MWh | FALSE | L | Annual | Qualifying Generation | TWh | 0.0010898 | 0.0010898 | 0 | 0 | 0 | 0 | 0
7.23 - NJ Fossil CO2 Rate Limit: Unit 543 | 89 | 7992 | Rate Constraint in lbs/MWh | FALSE | L | Annual | Constraint Shadow Price | US2022$/Ton | 0 | 0 | 165.507 | 0 | 0 | 127.3226 | 0
7.23 - NJ Fossil CO2 Rate Limit: Unit 544 | 90 | 7993 | Rate Constraint in lbs/MWh | FALSE | L | Annual | Seasons Included | Seasons | Winter, Spring, Summer, Fall | Winter, Spring, Summer, Fall | Winter, Spring, Summer, Fall | Winter, Spring, Summer, Fall | Winter, Spring, Summer, Fall | Winter, Spring, Summer, Fall | Winter, Spring, Summer, Fall
7.23 - NJ Fossil CO2 Rate Limit: Unit 544 | 90 | 7993 | Rate Constraint in lbs/MWh | FALSE | L | Annual | Standard CO2 | lb/MWh | 1700 | 1700 | 1300 | 1300 | 1300 | 1300 | 1300
7.23 - NJ Fossil CO2 Rate Limit: Unit 544 | 90 | 7993 | Rate Constraint in lbs/MWh | FALSE | L | Annual | Emissions at Affected Plants CO2 | Thousand Tons | 17.8378 | 17.042 | 4.3042 | 1.1228 | 0 | 0.93569 | 0.93569
7.23 - NJ Fossil CO2 Rate Limit: Unit 544 | 90 | 7993 | Rate Constraint in lbs/MWh | FALSE | L | Annual | Allowances Purchased CO2 | Thousand Tons | 0 | 0 | 0 | 0 | 0 | 0 | 0
7.23 - NJ Fossil CO2 Rate Limit: Unit 544 | 90 | 7993 | Rate Constraint in lbs/MWh | FALSE | L | Annual | Allowances Sold CO2 | Thousand Tons | 0 | 0 | 0 | 0 | 0 | 0 | 0
7.23 - NJ Fossil CO2 Rate Limit: Unit 544 | 90 | 7993 | Rate Constraint in lbs/MWh | FALSE | L | Annual | Allowances Banked | Thousand Tons | 0 | 0 | 0 | 0 | 0 | 0 | 0
7.23 - NJ Fossil CO2 Rate Limit: Unit 544 | 90 | 7993 | Rate Constraint in lbs/MWh | FALSE | L | Annual | Allowances Withdrawn (1:1) | Thousand Tons | 0 | 0 | 0 | 0 | 0 | 0 | 0
7.23 - NJ Fossil CO2 Rate Limit: Unit 544 | 90 | 7993 | Rate Constraint in lbs/MWh | FALSE | L | Annual | Allowances Withdrawn (n:1) | Thousand Tons | 0 | 0 | 0 | 0 | 0 | 0 | 0
7.23 - NJ Fossil CO2 Rate Limit: Unit 544 | 90 | 7993 | Rate Constraint in lbs/MWh | FALSE | L | Annual | Net Emissions Allowance Position | Thousand Tons | 17.8378 | 17.042 | 4.3042 | 1.1228 | 0 | 0.93569 | 0.93569
7.23 - NJ Fossil CO2 Rate Limit: Unit 544 | 90 | 7993 | Rate Constraint in lbs/MWh | FALSE | L | Annual | Fuel Consumed | TBtu | 0.30471 | 0.29112 | 0.073525 | 0.019181 | 0 | 0.015984 | 0.015984
7.23 - NJ Fossil CO2 Rate Limit: Unit 544 | 90 | 7993 | Rate Constraint in lbs/MWh | FALSE | L | Annual | Rate | lb/MMBtu | 117.08 | 117.08 | 117.08 | 117.08 | 0 | 117.08 | 117.08
7.23 - NJ Fossil CO2 Rate Limit: Unit 544 | 90 | 7993 | Rate Constraint in lbs/MWh | FALSE | L | Annual | Generation | TWh | 0.028358 | 0.027093 | 0.0068428 | 0.0017851 | 0 | 0.0014876 | 0.0014876
7.23 - NJ Fossil CO2 Rate Limit: Unit 544 | 90 | 7993 | Rate Constraint in lbs/MWh | FALSE | L | Annual | Qualifying Generation | TWh | 0.028358 | 0.027093 | 0.0068428 | 0.0017851 | 0 | 0.0014876 | 0.0014876
7.23 - NJ Fossil CO2 Rate Limit: Unit 544 | 90 | 7993 | Rate Constraint in lbs/MWh | FALSE | L | Annual | Constraint Shadow Price | US2022$/Ton | 0 | 0 | 0 | 0 | 0 | 0 | 0
7.23 - NJ Fossil CO2 Rate Limit: Unit 545 | 91 | 7994 | Rate Constraint in lbs/MWh | FALSE | L | Annual | Seasons Included | Seasons | Winter, Spring, Summer, Fall | Winter, Spring, Summer, Fall | Winter, Spring, Summer, Fall | Winter, Spring, Summer, Fall | Winter, Spring, Summer, Fall | Winter, Spring, Summer, Fall | Winter, Spring, Summer, Fall
7.23 - NJ Fossil CO2 Rate Limit: Unit 545 | 91 | 7994 | Rate Constraint in lbs/MWh | FALSE | L | Annual | Standard CO2 | lb/MWh | 1700 | 1700 | 1300 | 1300 | 1300 | 1300 | 1300
7.23 - NJ Fossil CO2 Rate Limit: Unit 545 | 91 | 7994 | Rate Constraint in lbs/MWh | FALSE | L | Annual | Emissions at Affected Plants CO2 | Thousand Tons | 18.5811 | 17.7521 | 4.4835 | 1.1696 | 0 | 0.97468 | 0.97468
7.23 - NJ Fossil CO2 Rate Limit: Unit 545 | 91 | 7994 | Rate Constraint in lbs/MWh | FALSE | L | Annual | Allowances Purchased CO2 | Thousand Tons | 0 | 0 | 0 | 0 | 0 | 0 | 0
7.23 - NJ Fossil CO2 Rate Limit: Unit 545 | 91 | 7994 | Rate Constraint in lbs/MWh | FALSE | L | Annual | Allowances Sold CO2 | Thousand Tons | 0 | 0 | 0 | 0 | 0 | 0 | 0
7.23 - NJ Fossil CO2 Rate Limit: Unit 545 | 91 | 7994 | Rate Constraint in lbs/MWh | FALSE | L | Annual | Allowances Banked | Thousand Tons | 0 | 0 | 0 | 0 | 0 | 0 | 0
7.23 - NJ Fossil CO2 Rate Limit: Unit 545 | 91 | 7994 | Rate Constraint in lbs/MWh | FALSE | L | Annual | Allowances Withdrawn (1:1) | Thousand Tons | 0 | 0 | 0 | 0 | 0 | 0 | 0
7.23 - NJ Fossil CO2 Rate Limit: Unit 545 | 91 | 7994 | Rate Constraint in lbs/MWh | FALSE | L | Annual | Allowances Withdrawn (n:1) | Thousand Tons | 0 | 0 | 0 | 0 | 0 | 0 | 0
7.23 - NJ Fossil CO2 Rate Limit: Unit 545 | 91 | 7994 | Rate Constraint in lbs/MWh | FALSE | L | Annual | Net Emissions Allowance Position | Thousand Tons | 18.5811 | 17.7521 | 4.4835 | 1.1696 | 0 | 0.97468 | 0.97468
7.23 - NJ Fossil CO2 Rate Limit: Unit 545 | 91 | 7994 | Rate Constraint in lbs/MWh | FALSE | L | Annual | Fuel Consumed | TBtu | 0.31741 | 0.30325 | 0.076589 | 0.01998 | 0 | 0.01665 | 0.01665
7.23 - NJ Fossil CO2 Rate Limit: Unit 545 | 91 | 7994 | Rate Constraint in lbs/MWh | FALSE | L | Annual | Rate | lb/MMBtu | 117.08 | 117.08 | 117.08 | 117.08 | 0 | 117.08 | 117.08
7.23 - NJ Fossil CO2 Rate Limit: Unit 545 | 91 | 7994 | Rate Constraint in lbs/MWh | FALSE | L | Annual | Generation | TWh | 0.02954 | 0.028222 | 0.0071279 | 0.0018594 | 0 | 0.0015495 | 0.0015495
7.23 - NJ Fossil CO2 Rate Limit: Unit 545 | 91 | 7994 | Rate Constraint in lbs/MWh | FALSE | L | Annual | Qualifying Generation | TWh | 0.02954 | 0.028222 | 0.0071279 | 0.0018594 | 0 | 0.0015495 | 0.0015495
7.23 - NJ Fossil CO2 Rate Limit: Unit 545 | 91 | 7994 | Rate Constraint in lbs/MWh | FALSE | L | Annual | Constraint Shadow Price | US2022$/Ton | 0 | 0 | 0 | 0 | 0 | 0 | 0
7.23 - NJ Fossil CO2 Rate Limit: Unit 546 | 92 | 7995 | Rate Constraint in lbs/MWh | FALSE | L | Annual | Seasons Included | Seasons | Winter, Spring, Summer, Fall | Winter, Spring, Summer, Fall | Winter, Spring, Summer, Fall | Winter, Spring, Summer, Fall | Winter, Spring, Summer, Fall | Winter, Spring, Summer, Fall | Winter, Spring, Summer, Fall
7.23 - NJ Fossil CO2 Rate Limit: Unit 546 | 92 | 7995 | Rate Constraint in lbs/MWh | FALSE | L | Annual | Standard CO2 | lb/MWh | 1700 | 1700 | 1300 | 1300 | 1300 | 1300 | 1300
7.23 - NJ Fossil CO2 Rate Limit: Unit 546 | 92 | 7995 | Rate Constraint in lbs/MWh | FALSE | L | Annual | Emissions at Affected Plants CO2 | Thousand Tons | 3.2055 | 3.2055 | 0 | 0 | 0 | 0 | 0
7.23 - NJ Fossil CO2 Rate Limit: Unit 546 | 92 | 7995 | Rate Constraint in lbs/MWh | FALSE | L | Annual | Allowances Purchased CO2 | Thousand Tons | 0 | 0 | 0 | 0 | 0 | 0 | 0
7.23 - NJ Fossil CO2 Rate Limit: Unit 546 | 92 | 7995 | Rate Constraint in lbs/MWh | FALSE | L | Annual | Allowances Sold CO2 | Thousand Tons | 0 | 0 | 0 | 0 | 0 | 0 | 0
7.23 - NJ Fossil CO2 Rate Limit: Unit 546 | 92 | 7995 | Rate Constraint in lbs/MWh | FALSE | L | Annual | Allowances Banked | Thousand Tons | 0 | 0 | 0 | 0 | 0 | 0 | 0
7.23 - NJ Fossil CO2 Rate Limit: Unit 546 | 92 | 7995 | Rate Constraint in lbs/MWh | FALSE | L | Annual | Allowances Withdrawn (1:1) | Thousand Tons | 0 | 0 | 0 | 0 | 0 | 0 | 0
7.23 - NJ Fossil CO2 Rate Limit: Unit 546 | 92 | 7995 | Rate Constraint in lbs/MWh | FALSE | L | Annual | Allowances Withdrawn (n:1) | Thousand Tons | 0 | 0 | 0 | 0 | 0 | 0 | 0
7.23 - NJ Fossil CO2 Rate Limit: Unit 546 | 92 | 7995 | Rate Constraint in lbs/MWh | FALSE | L | Annual | Net Emissions Allowance Position | Thousand Tons | 3.2055 | 3.2055 | 0 | 0 | 0 | 0 | 0
7.23 - NJ Fossil CO2 Rate Limit: Unit 546 | 92 | 7995 | Rate Constraint in lbs/MWh | FALSE | L | Annual | Fuel Consumed | TBtu | 0.054757 | 0.054757 | 0 | 0 | 0 | 0 | 0
7.23 - NJ Fossil CO2 Rate Limit: Unit 546 | 92 | 7995 | Rate Constraint in lbs/MWh | FALSE | L | Annual | Rate | lb/MMBtu | 117.08 | 117.08 | 0 | 0 | 0 | 0 | 0
7.23 - NJ Fossil CO2 Rate Limit: Unit 546 | 92 | 7995 | Rate Constraint in lbs/MWh | FALSE | L | Annual | Generation | TWh | 0.0042164 | 0.0042164 | 0 | 0 | 0 | 0 | 0
7.23 - NJ Fossil CO2 Rate Limit: Unit 546 | 92 | 7995 | Rate Constraint in lbs/MWh | FALSE | L | Annual | Qualifying Generation | TWh | 0.0042164 | 0.0042164 | 0 | 0 | 0 | 0 | 0
7.23 - NJ Fossil CO2 Rate Limit: Unit 546 | 92 | 7995 | Rate Constraint in lbs/MWh | FALSE | L | Annual | Constraint Shadow Price | US2022$/Ton | 0 | 0 | 186.6274 | 0 | 0 | 146.1047 | 0
7.23 - NJ Fossil CO2 Rate Limit: Unit 547 | 93 | 7996 | Rate Constraint in lbs/MWh | FALSE | L | Annual | Seasons Included | Seasons | Winter, Spring, Summer, Fall | Winter, Spring, Summer, Fall | Winter, Spring, Summer, Fall | Winter, Spring, Summer, Fall | Winter, Spring, Summer, Fall | Winter, Spring, Summer, Fall | Winter, Spring, Summer, Fall
7.23 - NJ Fossil CO2 Rate Limit: Unit 547 | 93 | 7996 | Rate Constraint in lbs/MWh | FALSE | L | Annual | Standard CO2 | lb/MWh | 1700 | 1700 | 1300 | 1300 | 1300 | 1300 | 1300
7.23 - NJ Fossil CO2 Rate Limit: Unit 547 | 93 | 7996 | Rate Constraint in lbs/MWh | FALSE | L | Annual | Emissions at Affected Plants CO2 | Thousand Tons | 8.1654 | 7.1659 | 0.97932 | 0.58759 | 0 | 0.48966 | 0.48966
7.23 - NJ Fossil CO2 Rate Limit: Unit 547 | 93 | 7996 | Rate Constraint in lbs/MWh | FALSE | L | Annual | Allowances Purchased CO2 | Thousand Tons | 0 | 0 | 0 | 0 | 0 | 0 | 0
7.23 - NJ Fossil CO2 Rate Limit: Unit 547 | 93 | 7996 | Rate Constraint in lbs/MWh | FALSE | L | Annual | Allowances Sold CO2 | Thousand Tons | 0 | 0 | 0 | 0 | 0 | 0 | 0
7.23 - NJ Fossil CO2 Rate Limit: Unit 547 | 93 | 7996 | Rate Constraint in lbs/MWh | FALSE | L | Annual | Allowances Banked | Thousand Tons | 0 | 0 | 0 | 0 | 0 | 0 | 0
7.23 - NJ Fossil CO2 Rate Limit: Unit 547 | 93 | 7996 | Rate Constraint in lbs/MWh | FALSE | L | Annual | Allowances Withdrawn (1:1) | Thousand Tons | 0 | 0 | 0 | 0 | 0 | 0 | 0
7.23 - NJ Fossil CO2 Rate Limit: Unit 547 | 93 | 7996 | Rate Constraint in lbs/MWh | FALSE | L | Annual | Allowances Withdrawn (n:1) | Thousand Tons | 0 | 0 | 0 | 0 | 0 | 0 | 0
7.23 - NJ Fossil CO2 Rate Limit: Unit 547 | 93 | 7996 | Rate Constraint in lbs/MWh | FALSE | L | Annual | Net Emissions Allowance Position | Thousand Tons | 8.1654 | 7.1659 | 0.97932 | 0.58759 | 0 | 0.48966 | 0.48966
7.23 - NJ Fossil CO2 Rate Limit: Unit 547 | 93 | 7996 | Rate Constraint in lbs/MWh | FALSE | L | Annual | Fuel Consumed | TBtu | 0.13948 | 0.12241 | 0.016729 | 0.010037 | 0 | 0.0083645 | 0.0083645
7.23 - NJ Fossil CO2 Rate Limit: Unit 547 | 93 | 7996 | Rate Constraint in lbs/MWh | FALSE | L | Annual | Rate | lb/MMBtu | 117.08 | 117.08 | 117.08 | 117.08 | 0 | 117.08 | 117.08
7.23 - NJ Fossil CO2 Rate Limit: Unit 547 | 93 | 7996 | Rate Constraint in lbs/MWh | FALSE | L | Annual | Generation | TWh | 0.012981 | 0.011392 | 0.0015569 | 0.00093415 | 0 | 0.00077846 | 0.00077846
7.23 - NJ Fossil CO2 Rate Limit: Unit 547 | 93 | 7996 | Rate Constraint in lbs/MWh | FALSE | L | Annual | Qualifying Generation | TWh | 0.012981 | 0.011392 | 0.0015569 | 0.00093415 | 0 | 0.00077846 | 0.00077846
7.23 - NJ Fossil CO2 Rate Limit: Unit 547 | 93 | 7996 | Rate Constraint in lbs/MWh | FALSE | L | Annual | Constraint Shadow Price | US2022$/Ton | 0 | 0 | 0 | 0 | 0 | 0 | 0
7.23 - NJ Fossil CO2 Rate Limit: Unit 658 | 94 | 7997 | Rate Constraint in lbs/MWh | FALSE | L | Annual | Seasons Included | Seasons | Winter, Spring, Summer, Fall | Winter, Spring, Summer, Fall | Winter, Spring, Summer, Fall | Winter, Spring, Summer, Fall | Winter, Spring, Summer, Fall | Winter, Spring, Summer, Fall | Winter, Spring, Summer, Fall
7.23 - NJ Fossil CO2 Rate Limit: Unit 658 | 94 | 7997 | Rate Constraint in lbs/MWh | FALSE | L | Annual | Standard CO2 | lb/MWh | 1700 | 1700 | 1300 | 1300 | 1300 | 1300 | 1300
7.23 - NJ Fossil CO2 Rate Limit: Unit 658 | 94 | 7997 | Rate Constraint in lbs/MWh | FALSE | L | Annual | Emissions at Affected Plants CO2 | Thousand Tons | 302.6448 | 302.3513 | 81.2965 | 71.9889 | 60.2563 | 166.6817 | 163.4448
7.23 - NJ Fossil CO2 Rate Limit: Unit 658 | 94 | 7997 | Rate Constraint in lbs/MWh | FALSE | L | Annual | Allowances Purchased CO2 | Thousand Tons | 0 | 0 | 0 | 0 | 0 | 0 | 0
7.23 - NJ Fossil CO2 Rate Limit: Unit 658 | 94 | 7997 | Rate Constraint in lbs/MWh | FALSE | L | Annual | Allowances Sold CO2 | Thousand Tons | 0 | 0 | 0 | 0 | 0 | 0 | 0
7.23 - NJ Fossil CO2 Rate Limit: Unit 658 | 94 | 7997 | Rate Constraint in lbs/MWh | FALSE | L | Annual | Allowances Banked | Thousand Tons | 0 | 0 | 0 | 0 | 0 | 0 | 0
7.23 - NJ Fossil CO2 Rate Limit: Unit 658 | 94 | 7997 | Rate Constraint in lbs/MWh | FALSE | L | Annual | Allowances Withdrawn (1:1) | Thousand Tons | 0 | 0 | 0 | 0 | 0 | 0 | 0
7.23 - NJ Fossil CO2 Rate Limit: Unit 658 | 94 | 7997 | Rate Constraint in lbs/MWh | FALSE | L | Annual | Allowances Withdrawn (n:1) | Thousand Tons | 0 | 0 | 0 | 0 | 0 | 0 | 0
7.23 - NJ Fossil CO2 Rate Limit: Unit 658 | 94 | 7997 | Rate Constraint in lbs/MWh | FALSE | L | Annual | Net Emissions Allowance Position | Thousand Tons | 302.6448 | 302.3513 | 81.2965 | 71.9889 | 60.2563 | 166.6817 | 163.4448
7.23 - NJ Fossil CO2 Rate Limit: Unit 658 | 94 | 7997 | Rate Constraint in lbs/MWh | FALSE | L | Annual | Fuel Consumed | TBtu | 5.1699 | 5.1649 | 1.3887 | 1.2297 | 1.0293 | 2.8473 | 2.792
7.23 - NJ Fossil CO2 Rate Limit: Unit 658 | 94 | 7997 | Rate Constraint in lbs/MWh | FALSE | L | Annual | Rate | lb/MMBtu | 117.08 | 117.08 | 117.08 | 117.08 | 117.08 | 117.08 | 117.08
7.23 - NJ Fossil CO2 Rate Limit: Unit 658 | 94 | 7997 | Rate Constraint in lbs/MWh | FALSE | L | Annual | Generation | TWh | 0.48114 | 0.48068 | 0.12924 | 0.11445 | 0.095795 | 0.26499 | 0.25984
7.23 - NJ Fossil CO2 Rate Limit: Unit 658 | 94 | 7997 | Rate Constraint in lbs/MWh | FALSE | L | Annual | Qualifying Generation | TWh | 0.48114 | 0.48068 | 0.12924 | 0.11445 | 0.095795 | 0.26499 | 0.25984
7.23 - NJ Fossil CO2 Rate Limit: Unit 658 | 94 | 7997 | Rate Constraint in lbs/MWh | FALSE | L | Annual | Constraint Shadow Price | US2022$/Ton | 0 | 0 | 0 | 0 | 0 | 0 | 0
7.23 - NJ Fossil CO2 Rate Limit: Unit 663 | 95 | 7998 | Rate Constraint in lbs/MWh | FALSE | L | Annual | Seasons Included | Seasons | Winter, Spring, Summer, Fall | Winter, Spring, Summer, Fall | Winter, Spring, Summer, Fall | Winter, Spring, Summer, Fall | Winter, Spring, Summer, Fall | Winter, Spring, Summer, Fall | Winter, Spring, Summer, Fall
7.23 - NJ Fossil CO2 Rate Limit: Unit 663 | 95 | 7998 | Rate Constraint in lbs/MWh | FALSE | L | Annual | Standard CO2 | lb/MWh | 1700 | 1700 | 1300 | 1300 | 1300 | 1300 | 1300
7.23 - NJ Fossil CO2 Rate Limit: Unit 663 | 95 | 7998 | Rate Constraint in lbs/MWh | FALSE | L | Annual | Emissions at Affected Plants CO2 | Thousand Tons | 76.3972 | 77.0134 | 14.7079 | 9.6776 | 8.0658 | 25.8206 | 8.0873
7.23 - NJ Fossil CO2 Rate Limit: Unit 663 | 95 | 7998 | Rate Constraint in lbs/MWh | FALSE | L | Annual | Allowances Purchased CO2 | Thousand Tons | 0 | 0 | 0 | 0 | 0 | 0 | 0
7.23 - NJ Fossil CO2 Rate Limit: Unit 663 | 95 | 7998 | Rate Constraint in lbs/MWh | FALSE | L | Annual | Allowances Sold CO2 | Thousand Tons | 0 | 0 | 0 | 0 | 0 | 0 | 0
7.23 - NJ Fossil CO2 Rate Limit: Unit 663 | 95 | 7998 | Rate Constraint in lbs/MWh | FALSE | L | Annual | Allowances Banked | Thousand Tons | 0 | 0 | 0 | 0 | 0 | 0 | 0
7.23 - NJ Fossil CO2 Rate Limit: Unit 663 | 95 | 7998 | Rate Constraint in lbs/MWh | FALSE | L | Annual | Allowances Withdrawn (1:1) | Thousand Tons | 0 | 0 | 0 | 0 | 0 | 0 | 0
7.23 - NJ Fossil CO2 Rate Limit: Unit 663 | 95 | 7998 | Rate Constraint in lbs/MWh | FALSE | L | Annual | Allowances Withdrawn (n:1) | Thousand Tons | 0 | 0 | 0 | 0 | 0 | 0 | 0
7.23 - NJ Fossil CO2 Rate Limit: Unit 663 | 95 | 7998 | Rate Constraint in lbs/MWh | FALSE | L | Annual | Net Emissions Allowance Position | Thousand Tons | 76.3972 | 77.0134 | 14.7079 | 9.6776 | 8.0658 | 25.8206 | 8.0873
7.23 - NJ Fossil CO2 Rate Limit: Unit 663 | 95 | 7998 | Rate Constraint in lbs/MWh | FALSE | L | Annual | Fuel Consumed | TBtu | 1.305 | 1.3156 | 0.25125 | 0.16532 | 0.13778 | 0.44108 | 0.13815
7.23 - NJ Fossil CO2 Rate Limit: Unit 663 | 95 | 7998 | Rate Constraint in lbs/MWh | FALSE | L | Annual | Rate | lb/MMBtu | 117.08 | 117.08 | 117.08 | 117.08 | 117.08 | 117.08 | 117.08
7.23 - NJ Fossil CO2 Rate Limit: Unit 663 | 95 | 7998 | Rate Constraint in lbs/MWh | FALSE | L | Annual | Generation | TWh | 0.12146 | 0.12244 | 0.023383 | 0.015385 | 0.012823 | 0.041049 | 0.012857
7.23 - NJ Fossil CO2 Rate Limit: Unit 663 | 95 | 7998 | Rate Constraint in lbs/MWh | FALSE | L | Annual | Qualifying Generation | TWh | 0.12146 | 0.12244 | 0.023383 | 0.015385 | 0.012823 | 0.041049 | 0.012857
7.23 - NJ Fossil CO2 Rate Limit: Unit 663 | 95 | 7998 | Rate Constraint in lbs/MWh | FALSE | L | Annual | Constraint Shadow Price | US2022$/Ton | 0 | 0 | 0 | 0 | 0 | 0 | 0
AES Warrior Run 1- NOX Rate Annual v7.23 | 96 | 7969 | Rate Constraint in lbs/MMBtu | FALSE | L | Annual | Seasons Included | Seasons | Winter, Spring, Summer, Fall | Winter, Spring, Summer, Fall | Winter, Spring, Summer, Fall | Winter, Spring, Summer, Fall | Winter, Spring, Summer, Fall | Winter, Spring, Summer, Fall | Winter, Spring, Summer, Fall
AES Warrior Run 1- NOX Rate Annual v7.23 | 96 | 7969 | Rate Constraint in lbs/MMBtu | FALSE | L | Annual | Standard NOX | lb/MMBtu | 0.1 | 0.1 | 0.1 | 0.1 | 0.1 | 0.1 | 0.1
AES Warrior Run 1- NOX Rate Annual v7.23 | 96 | 7969 | Rate Constraint in lbs/MMBtu | FALSE | L | Annual | Emissions at Affected Plants NOX | Thousand Tons | 0.49274 | 0.49704 | 0.49704 | 0.49704 | 0 | 0 | 0
AES Warrior Run 1- NOX Rate Annual v7.23 | 96 | 7969 | Rate Constraint in lbs/MMBtu | FALSE | L | Annual | Allowances Purchased NOX | Thousand Tons | 0 | 0 | 0 | 0 | 0 | 0 | 0
AES Warrior Run 1- NOX Rate Annual v7.23 | 96 | 7969 | Rate Constraint in lbs/MMBtu | FALSE | L | Annual | Allowances Sold NOX | Thousand Tons | 0 | 0 | 0 | 0 | 0 | 0 | 0
AES Warrior Run 1- NOX Rate Annual v7.23 | 96 | 7969 | Rate Constraint in lbs/MMBtu | FALSE | L | Annual | Allowances Banked | Thousand Tons | 0 | 0 | 0 | 0 | 0 | 0 | 0
AES Warrior Run 1- NOX Rate Annual v7.23 | 96 | 7969 | Rate Constraint in lbs/MMBtu | FALSE | L | Annual | Allowances Withdrawn (1:1) | Thousand Tons | 0 | 0 | 0 | 0 | 0 | 0 | 0
AES Warrior Run 1- NOX Rate Annual v7.23 | 96 | 7969 | Rate Constraint in lbs/MMBtu | FALSE | L | Annual | Allowances Withdrawn (n:1) | Thousand Tons | 0 | 0 | 0 | 0 | 0 | 0 | 0
AES Warrior Run 1- NOX Rate Annual v7.23 | 96 | 7969 | Rate Constraint in lbs/MMBtu | FALSE | L | Annual | Net Emissions Allowance Position | Thousand Tons | 0.49274 | 0.49704 | 0.49704 | 0.49704 | 0 | 0 | 0
AES Warrior Run 1- NOX Rate Annual v7.23 | 96 | 7969 | Rate Constraint in lbs/MMBtu | FALSE | L | Annual | Fuel Consumed | TBtu | 11.0766 | 11.1731 | 11.1731 | 11.1731 | 0 | 0 | 0
AES Warrior Run 1- NOX Rate Annual v7.23 | 96 | 7969 | Rate Constraint in lbs/MMBtu | FALSE | L | Annual | Rate | lb/MMBtu | 0.08897 | 0.08897 | 0.08897 | 0.08897 | 0 | 0 | 0
AES Warrior Run 1- NOX Rate Annual v7.23 | 96 | 7969 | Rate Constraint in lbs/MMBtu | FALSE | L | Annual | Generation | TWh | 1.2433 | 1.2541 | 0.90898 | 0.90898 | 0 | 0 | 0
AES Warrior Run 1- NOX Rate Annual v7.23 | 96 | 7969 | Rate Constraint in lbs/MMBtu | FALSE | L | Annual | Qualifying Generation | TWh | 1.2433 | 1.2541 | 0.90898 | 0.90898 | 0 | 0 | 0
AES Warrior Run 1- NOX Rate Annual v7.23 | 96 | 7969 | Rate Constraint in lbs/MMBtu | FALSE | L | Annual | Rate | lb/MWh | 0.79263 | 0.79263 | 1.0936 | 1.0936 | 0 | 0 | 0
AES Warrior Run 1- NOX Rate Annual v7.23 | 96 | 7969 | Rate Constraint in lbs/MMBtu | FALSE | L | Annual | Constraint Shadow Price | US2022$/Ton | 0 | 0 | 0 | 0 | 0 | 0 | 0
AZ Hg Rule - MER Removal Annual v3.1 | 97 | 7278 | MACT Fuel Choice Floor in lbs/MMBtu | FALSE | L | Annual | Seasons Included | Seasons | Winter, Spring, Summer, Fall | Winter, Spring, Summer, Fall | Winter, Spring, Summer, Fall | Winter, Spring, Summer, Fall | Winter, Spring, Summer, Fall | Winter, Spring, Summer, Fall | Winter, Spring, Summer, Fall
AZ Hg Rule - MER Removal Annual v3.1 | 97 | 7278 | MACT Fuel Choice Floor in lbs/MMBtu | FALSE | L | Annual | Emission Floor | lbs/MMBtu | 8.44e-07 | 8.44e-07 | 8.44e-07 | 8.44e-07 | 8.44e-07 | 8.44e-07 | 8.44e-07
AZ Hg Rule - MER Removal Annual v3.1 | 97 | 7278 | MACT Fuel Choice Floor in lbs/MMBtu | FALSE | L | Annual | Emissions at Affected Plants MER | lbs | 21.4677 | 59.4349 | 33.3056 | 26.2195 | 0 | 0 | 0
AZ Hg Rule - MER Removal Annual v3.1 | 97 | 7278 | MACT Fuel Choice Floor in lbs/MMBtu | FALSE | L | Annual | Allowances Purchased MER | lbs | 0 | 0 | 0 | 0 | 0 | 0 | 0
AZ Hg Rule - MER Removal Annual v3.1 | 97 | 7278 | MACT Fuel Choice Floor in lbs/MMBtu | FALSE | L | Annual | Allowances Sold MER | lbs | 0 | 0 | 0 | 0 | 0 | 0 | 0
AZ Hg Rule - MER Removal Annual v3.1 | 97 | 7278 | MACT Fuel Choice Floor in lbs/MMBtu | FALSE | L | Annual | Allowances Banked | lbs | 0 | 0 | 0 | 0 | 0 | 0 | 0
AZ Hg Rule - MER Removal Annual v3.1 | 97 | 7278 | MACT Fuel Choice Floor in lbs/MMBtu | FALSE | L | Annual | Allowances Withdrawn (1:1) | lbs | 0 | 0 | 0 | 0 | 0 | 0 | 0
AZ Hg Rule - MER Removal Annual v3.1 | 97 | 7278 | MACT Fuel Choice Floor in lbs/MMBtu | FALSE | L | Annual | Allowances Withdrawn (n:1) | lbs | 0 | 0 | 0 | 0 | 0 | 0 | 0
AZ Hg Rule - MER Removal Annual v3.1 | 97 | 7278 | MACT Fuel Choice Floor in lbs/MMBtu | FALSE | L | Annual | Net Emissions Allowance Position | lbs | 21.4677 | 59.4349 | 33.3056 | 26.2195 | 0 | 0 | 0
AZ Hg Rule - MER Removal Annual v3.1 | 97 | 7278 | MACT Fuel Choice Floor in lbs/MMBtu | FALSE | L | Annual | Fuel Consumed | TBtu | 27.1162 | 69.3706 | 46.7267 | 46.7267 | 0 | 0 | 0
AZ Hg Rule - MER Removal Annual v3.1 | 97 | 7278 | MACT Fuel Choice Floor in lbs/MMBtu | FALSE | L | Annual | Rate | lb/MMBtu | 7.9169e-07 | 8.5677e-07 | 7.1277e-07 | 5.6112e-07 | 0 | 0 | 0
AZ Hg Rule - MER Removal Annual v3.1 | 97 | 7278 | MACT Fuel Choice Floor in lbs/MMBtu | FALSE | L | Annual | Generation | TWh | 2.6 | 6.6622 | 3.0783 | 3.0783 | 0 | 0 | 0
AZ Hg Rule - MER Removal Annual v3.1 | 97 | 7278 | MACT Fuel Choice Floor in lbs/MMBtu | FALSE | L | Annual | Qualifying Generation | TWh | 2.6 | 6.6622 | 3.0783 | 3.0783 | 0 | 0 | 0
AZ Hg Rule - MER Removal Annual v3.1 | 97 | 7278 | MACT Fuel Choice Floor in lbs/MMBtu | FALSE | L | Annual | Constraint Shadow Price | US2022$/Lb | 0 | 0 | 0 | 0 | 0 | 0 | 0
BART NOX Annual- Antelope Valley 1- v5.16 | 98 | 7196 | Rate Constraint in lbs/MMBtu | FALSE | L | Annual | Seasons Included | Seasons | Winter, Spring, Summer, Fall | Winter, Spring, Summer, Fall | Winter, Spring, Summer, Fall | Winter, Spring, Summer, Fall | Winter, Spring, Summer, Fall | Winter, Spring, Summer, Fall | Winter, Spring, Summer, Fall
BART NOX Annual- Antelope Valley 1- v5.16 | 98 | 7196 | Rate Constraint in lbs/MMBtu | FALSE | L | Annual | Standard NOX | lb/MMBtu | 0.17 | 0.17 | 0.17 | 0.17 | 0.17 | 0.17 | 0.17
BART NOX Annual- Antelope Valley 1- v5.16 | 98 | 7196 | Rate Constraint in lbs/MMBtu | FALSE | L | Annual | Emissions at Affected Plants NOX | Thousand Tons | 0.45755 | 1.2556 | 0.91628 | 0.91628 | 0 | 0 | 0
BART NOX Annual- Antelope Valley 1- v5.16 | 98 | 7196 | Rate Constraint in lbs/MMBtu | FALSE | L | Annual | Allowances Purchased NOX | Thousand Tons | 0 | 0 | 0 | 0 | 0 | 0 | 0
BART NOX Annual- Antelope Valley 1- v5.16 | 98 | 7196 | Rate Constraint in lbs/MMBtu | FALSE | L | Annual | Allowances Sold NOX | Thousand Tons | 0 | 0 | 0 | 0 | 0 | 0 | 0
BART NOX Annual- Antelope Valley 1- v5.16 | 98 | 7196 | Rate Constraint in lbs/MMBtu | FALSE | L | Annual | Allowances Banked | Thousand Tons | 0 | 0 | 0 | 0 | 0 | 0 | 0
BART NOX Annual- Antelope Valley 1- v5.16 | 98 | 7196 | Rate Constraint in lbs/MMBtu | FALSE | L | Annual | Allowances Withdrawn (1:1) | Thousand Tons | 0 | 0 | 0 | 0 | 0 | 0 | 0
BART NOX Annual- Antelope Valley 1- v5.16 | 98 | 7196 | Rate Constraint in lbs/MMBtu | FALSE | L | Annual | Allowances Withdrawn (n:1) | Thousand Tons | 0 | 0 | 0 | 0 | 0 | 0 | 0
BART NOX Annual- Antelope Valley 1- v5.16 | 98 | 7196 | Rate Constraint in lbs/MMBtu | FALSE | L | Annual | Net Emissions Allowance Position | Thousand Tons | 0.45755 | 1.2556 | 0.91628 | 0.91628 | 0 | 0 | 0
BART NOX Annual- Antelope Valley 1- v5.16 | 98 | 7196 | Rate Constraint in lbs/MMBtu | FALSE | L | Annual | Fuel Consumed | TBtu | 8.6395 | 23.7076 | 36.6511 | 36.6511 | 0 | 0 | 0
BART NOX Annual- Antelope Valley 1- v5.16 | 98 | 7196 | Rate Constraint in lbs/MMBtu | FALSE | L | Annual | Rate | lb/MMBtu | 0.10592 | 0.10592 | 0.05 | 0.05 | 0 | 0 | 0
BART NOX Annual- Antelope Valley 1- v5.16 | 98 | 7196 | Rate Constraint in lbs/MMBtu | FALSE | L | Annual | Generation | TWh | 0.76308 | 2.0939 | 2.0549 | 2.0549 | 0 | 0 | 0
BART NOX Annual- Antelope Valley 1- v5.16 | 98 | 7196 | Rate Constraint in lbs/MMBtu | FALSE | L | Annual | Qualifying Generation | TWh | 0.76308 | 2.0939 | 2.0549 | 2.0549 | 0 | 0 | 0
BART NOX Annual- Antelope Valley 1- v5.16 | 98 | 7196 | Rate Constraint in lbs/MMBtu | FALSE | L | Annual | Rate | lb/MWh | 1.1992 | 1.1992 | 0.89181 | 0.89181 | 0 | 0 | 0
BART NOX Annual- Antelope Valley 1- v5.16 | 98 | 7196 | Rate Constraint in lbs/MMBtu | FALSE | L | Annual | Constraint Shadow Price | US2022$/Ton | 0 | 0 | 0 | 0 | 0 | 0 | 0
BART NOX Annual- Antelope Valley 2- v5.16 | 99 | 7197 | Rate Constraint in lbs/MMBtu | FALSE | L | Annual | Seasons Included | Seasons | Winter, Spring, Summer, Fall | Winter, Spring, Summer, Fall | Winter, Spring, Summer, Fall | Winter, Spring, Summer, Fall | Winter, Spring, Summer, Fall | Winter, Spring, Summer, Fall | Winter, Spring, Summer, Fall
BART NOX Annual- Antelope Valley 2- v5.16 | 99 | 7197 | Rate Constraint in lbs/MMBtu | FALSE | L | Annual | Standard NOX | lb/MMBtu | 0.17 | 0.17 | 0.17 | 0.17 | 0.17 | 0.17 | 0.17
BART NOX Annual- Antelope Valley 2- v5.16 | 99 | 7197 | Rate Constraint in lbs/MMBtu | FALSE | L | Annual | Emissions at Affected Plants NOX | Thousand Tons | 0.78851 | 1.3095 | 0.9115 | 0.9115 | 0 | 0 | 0
BART NOX Annual- Antelope Valley 2- v5.16 | 99 | 7197 | Rate Constraint in lbs/MMBtu | FALSE | L | Annual | Allowances Purchased NOX | Thousand Tons | 0 | 0 | 0 | 0 | 0 | 0 | 0
BART NOX Annual- Antelope Valley 2- v5.16 | 99 | 7197 | Rate Constraint in lbs/MMBtu | FALSE | L | Annual | Allowances Sold NOX | Thousand Tons | 0 | 0 | 0 | 0 | 0 | 0 | 0
BART NOX Annual- Antelope Valley 2- v5.16 | 99 | 7197 | Rate Constraint in lbs/MMBtu | FALSE | L | Annual | Allowances Banked | Thousand Tons | 0 | 0 | 0 | 0 | 0 | 0 | 0
BART NOX Annual- Antelope Valley 2- v5.16 | 99 | 7197 | Rate Constraint in lbs/MMBtu | FALSE | L | Annual | Allowances Withdrawn (1:1) | Thousand Tons | 0 | 0 | 0 | 0 | 0 | 0 | 0
BART NOX Annual- Antelope Valley 2- v5.16 | 99 | 7197 | Rate Constraint in lbs/MMBtu | FALSE | L | Annual | Allowances Withdrawn (n:1) | Thousand Tons | 0 | 0 | 0 | 0 | 0 | 0 | 0
BART NOX Annual- Antelope Valley 2- v5.16 | 99 | 7197 | Rate Constraint in lbs/MMBtu | FALSE | L | Annual | Net Emissions Allowance Position | Thousand Tons | 0.78851 | 1.3095 | 0.9115 | 0.9115 | 0 | 0 | 0
BART NOX Annual- Antelope Valley 2- v5.16 | 99 | 7197 | Rate Constraint in lbs/MMBtu | FALSE | L | Annual | Fuel Consumed | TBtu | 15.0263 | 24.9545 | 36.4601 | 36.4601 | 0 | 0 | 0
BART NOX Annual- Antelope Valley 2- v5.16 | 99 | 7197 | Rate Constraint in lbs/MMBtu | FALSE | L | Annual | Rate | lb/MMBtu | 0.10495 | 0.10495 | 0.05 | 0.05 | 0 | 0 | 0
BART NOX Annual- Antelope Valley 2- v5.16 | 99 | 7197 | Rate Constraint in lbs/MMBtu | FALSE | L | Annual | Generation | TWh | 1.3341 | 2.2156 | 2.0609 | 2.0609 | 0 | 0 | 0
BART NOX Annual- Antelope Valley 2- v5.16 | 99 | 7197 | Rate Constraint in lbs/MMBtu | FALSE | L | Annual | Qualifying Generation | TWh | 1.3341 | 2.2156 | 2.0609 | 2.0609 | 0 | 0 | 0
BART NOX Annual- Antelope Valley 2- v5.16 | 99 | 7197 | Rate Constraint in lbs/MMBtu | FALSE | L | Annual | Rate | lb/MWh | 1.1821 | 1.1821 | 0.88455 | 0.88455 | 0 | 0 | 0
BART NOX Annual- Antelope Valley 2- v5.16 | 99 | 7197 | Rate Constraint in lbs/MMBtu | FALSE | L | Annual | Constraint Shadow Price | US2022$/Ton | 0 | 0 | 0 | 0 | 0 | 0 | 0
BART NOX Annual- Arthur Kill- v5.16 | 100 | 7182 | Rate Constraint in lbs/MMBtu | FALSE | L | Annual | Seasons Included | Seasons | Winter, Spring, Summer, Fall | Winter, Spring, Summer, Fall | Winter, Spring, Summer, Fall | Winter, Spring, Summer, Fall | Winter, Spring, Summer, Fall | Winter, Spring, Summer, Fall | Winter, Spring, Summer, Fall
BART NOX Annual- Arthur Kill- v5.16 | 100 | 7182 | Rate Constraint in lbs/MMBtu | FALSE | L | Annual | Standard NOX | lb/MMBtu | 0.15 | 0.15 | 0.15 | 0.15 | 0.15 | 0.15 | 0.15
BART NOX Annual- Arthur Kill- v5.16 | 100 | 7182 | Rate Constraint in lbs/MMBtu | FALSE | L | Annual | Emissions at Affected Plants NOX | Thousand Tons | 0.12602 | 0.12602 | 0 | 0 | 0 | 0 | 0
BART NOX Annual- Arthur Kill- v5.16 | 100 | 7182 | Rate Constraint in lbs/MMBtu | FALSE | L | Annual | Allowances Purchased NOX | Thousand Tons | 0 | 0 | 0 | 0 | 0 | 0 | 0
BART NOX Annual- Arthur Kill- v5.16 | 100 | 7182 | Rate Constraint in lbs/MMBtu | FALSE | L | Annual | Allowances Sold NOX | Thousand Tons | 0 | 0 | 0 | 0 | 0 | 0 | 0
BART NOX Annual- Arthur Kill- v5.16 | 100 | 7182 | Rate Constraint in lbs/MMBtu | FALSE | L | Annual | Allowances Banked | Thousand Tons | 0 | 0 | 0 | 0 | 0 | 0 | 0
BART NOX Annual- Arthur Kill- v5.16 | 100 | 7182 | Rate Constraint in lbs/MMBtu | FALSE | L | Annual | Allowances Withdrawn (1:1) | Thousand Tons | 0 | 0 | 0 | 0 | 0 | 0 | 0
BART NOX Annual- Arthur Kill- v5.16 | 100 | 7182 | Rate Constraint in lbs/MMBtu | FALSE | L | Annual | Allowances Withdrawn (n:1) | Thousand Tons | 0 | 0 | 0 | 0 | 0 | 0 | 0
BART NOX Annual- Arthur Kill- v5.16 | 100 | 7182 | Rate Constraint in lbs/MMBtu | FALSE | L | Annual | Net Emissions Allowance Position | Thousand Tons | 0.12602 | 0.12602 | 0 | 0 | 0 | 0 | 0
BART NOX Annual- Arthur Kill- v5.16 | 100 | 7182 | Rate Constraint in lbs/MMBtu | FALSE | L | Annual | Fuel Consumed | TBtu | 3.6906 | 3.6906 | 0 | 0 | 0 | 0 | 0
BART NOX Annual- Arthur Kill- v5.16 | 100 | 7182 | Rate Constraint in lbs/MMBtu | FALSE | L | Annual | Rate | lb/MMBtu | 0.06829 | 0.06829 | 0 | 0 | 0 | 0 | 0
BART NOX Annual- Arthur Kill- v5.16 | 100 | 7182 | Rate Constraint in lbs/MMBtu | FALSE | L | Annual | Generation | TWh | 0.32873 | 0.32873 | 0 | 0 | 0 | 0 | 0
BART NOX Annual- Arthur Kill- v5.16 | 100 | 7182 | Rate Constraint in lbs/MMBtu | FALSE | L | Annual | Qualifying Generation | TWh | 0.32873 | 0.32873 | 0 | 0 | 0 | 0 | 0
BART NOX Annual- Arthur Kill- v5.16 | 100 | 7182 | Rate Constraint in lbs/MMBtu | FALSE | L | Annual | Rate | lb/MWh | 0.76669 | 0.76669 | 0 | 0 | 0 | 0 | 0
BART NOX Annual- Arthur Kill- v5.16 | 100 | 7182 | Rate Constraint in lbs/MMBtu | FALSE | L | Annual | Constraint Shadow Price | US2022$/Ton | 0 | 0 | 0 | 0 | 0 | 0 | 0
BART NOX Annual- Big Stone 1- v5.16 | 101 | 7161 | Rate Constraint in lbs/MMBtu | FALSE | L | Annual | Seasons Included | Seasons | Winter, Spring, Summer, Fall | Winter, Spring, Summer, Fall | Winter, Spring, Summer, Fall | Winter, Spring, Summer, Fall | Winter, Spring, Summer, Fall | Winter, Spring, Summer, Fall | Winter, Spring, Summer, Fall
BART NOX Annual- Big Stone 1- v5.16 | 101 | 7161 | Rate Constraint in lbs/MMBtu | FALSE | L | Annual | Standard NOX | lb/MMBtu | 0.1 | 0.1 | 0.1 | 0.1 | 0.1 | 0.1 | 0.1
BART NOX Annual- Big Stone 1- v5.16 | 101 | 7161 | Rate Constraint in lbs/MMBtu | FALSE | L | Annual | Emissions at Affected Plants NOX | Thousand Tons | 0.91391 | 1.1549 | 0 | 0 | 0 | 0 | 0
BART NOX Annual- Big Stone 1- v5.16 | 101 | 7161 | Rate Constraint in lbs/MMBtu | FALSE | L | Annual | Allowances Purchased NOX | Thousand Tons | 0 | 0 | 0 | 0 | 0 | 0 | 0
BART NOX Annual- Big Stone 1- v5.16 | 101 | 7161 | Rate Constraint in lbs/MMBtu | FALSE | L | Annual | Allowances Sold NOX | Thousand Tons | 0 | 0 | 0 | 0 | 0 | 0 | 0
BART NOX Annual- Big Stone 1- v5.16 | 101 | 7161 | Rate Constraint in lbs/MMBtu | FALSE | L | Annual | Allowances Banked | Thousand Tons | 0 | 0 | 0 | 0 | 0 | 0 | 0
BART NOX Annual- Big Stone 1- v5.16 | 101 | 7161 | Rate Constraint in lbs/MMBtu | FALSE | L | Annual | Allowances Withdrawn (1:1) | Thousand Tons | 0 | 0 | 0 | 0 | 0 | 0 | 0
BART NOX Annual- Big Stone 1- v5.16 | 101 | 7161 | Rate Constraint in lbs/MMBtu | FALSE | L | Annual | Allowances Withdrawn (n:1) | Thousand Tons | 0 | 0 | 0 | 0 | 0 | 0 | 0
BART NOX Annual- Big Stone 1- v5.16 | 101 | 7161 | Rate Constraint in lbs/MMBtu | FALSE | L | Annual | Net Emissions Allowance Position | Thousand Tons | 0.91391 | 1.1549 | 0 | 0 | 0 | 0 | 0
BART NOX Annual- Big Stone 1- v5.16 | 101 | 7161 | Rate Constraint in lbs/MMBtu | FALSE | L | Annual | Fuel Consumed | TBtu | 24.1554 | 30.5237 | 0 | 0 | 0 | 0 | 0
BART NOX Annual- Big Stone 1- v5.16 | 101 | 7161 | Rate Constraint in lbs/MMBtu | FALSE | L | Annual | Rate | lb/MMBtu | 0.07567 | 0.07567 | 0 | 0 | 0 | 0 | 0
BART NOX Annual- Big Stone 1- v5.16 | 101 | 7161 | Rate Constraint in lbs/MMBtu | FALSE | L | Annual | Generation | TWh | 2.3612 | 2.9837 | 0 | 0 | 0 | 0 | 0
BART NOX Annual- Big Stone 1- v5.16 | 101 | 7161 | Rate Constraint in lbs/MMBtu | FALSE | L | Annual | Qualifying Generation | TWh | 2.3612 | 2.9837 | 0 | 0 | 0 | 0 | 0
BART NOX Annual- Big Stone 1- v5.16 | 101 | 7161 | Rate Constraint in lbs/MMBtu | FALSE | L | Annual | Rate | lb/MWh | 0.7741 | 0.7741 | 0 | 0 | 0 | 0 | 0
BART NOX Annual- Big Stone 1- v5.16 | 101 | 7161 | Rate Constraint in lbs/MMBtu | FALSE | L | Annual | Constraint Shadow Price | US2022$/Ton | 0 | 0 | 0 | 0 | 0 | 0 | 0
BART NOX Annual- Bowline Point 1- v6.17 | 102 | 7193 | Rate Constraint in lbs/MMBtu | FALSE | L | Annual | Seasons Included | Seasons | Winter, Spring, Summer, Fall | Winter, Spring, Summer, Fall | Winter, Spring, Summer, Fall | Winter, Spring, Summer, Fall | Winter, Spring, Summer, Fall | Winter, Spring, Summer, Fall | Winter, Spring, Summer, Fall
BART NOX Annual- Bowline Point 1- v6.17 | 102 | 7193 | Rate Constraint in lbs/MMBtu | FALSE | L | Annual | Standard NOX | lb/MMBtu | 0.15 | 0.15 | 0.15 | 0.15 | 0.15 | 0.15 | 0.15
BART NOX Annual- Bowline Point 1- v6.17 | 102 | 7193 | Rate Constraint in lbs/MMBtu | FALSE | L | Annual | Emissions at Affected Plants NOX | Thousand Tons | 0 | 0 | 0 | 0 | 0 | 0 | 0
BART NOX Annual- Bowline Point 1- v6.17 | 102 | 7193 | Rate Constraint in lbs/MMBtu | FALSE | L | Annual | Allowances Purchased NOX | Thousand Tons | 0 | 0 | 0 | 0 | 0 | 0 | 0
BART NOX Annual- Bowline Point 1- v6.17 | 102 | 7193 | Rate Constraint in lbs/MMBtu | FALSE | L | Annual | Allowances Sold NOX | Thousand Tons | 0 | 0 | 0 | 0 | 0 | 0 | 0
BART NOX Annual- Bowline Point 1- v6.17 | 102 | 7193 | Rate Constraint in lbs/MMBtu | FALSE | L | Annual | Allowances Banked | Thousand Tons | 0 | 0 | 0 | 0 | 0 | 0 | 0
BART NOX Annual- Bowline Point 1- v6.17 | 102 | 7193 | Rate Constraint in lbs/MMBtu | FALSE | L | Annual | Allowances Withdrawn (1:1) | Thousand Tons | 0 | 0 | 0 | 0 | 0 | 0 | 0
BART NOX Annual- Bowline Point 1- v6.17 | 102 | 7193 | Rate Constraint in lbs/MMBtu | FALSE | L | Annual | Allowances Withdrawn (n:1) | Thousand Tons | 0 | 0 | 0 | 0 | 0 | 0 | 0
BART NOX Annual- Bowline Point 1- v6.17 | 102 | 7193 | Rate Constraint in lbs/MMBtu | FALSE | L | Annual | Net Emissions Allowance Position | Thousand Tons | 0 | 0 | 0 | 0 | 0 | 0 | 0
BART NOX Annual- Bowline Point 1- v6.17 | 102 | 7193 | Rate Constraint in lbs/MMBtu | FALSE | L | Annual | Fuel Consumed | TBtu | 0 | 0 | 0 | 0 | 0 | 0 | 0
BART NOX Annual- Bowline Point 1- v6.17 | 102 | 7193 | Rate Constraint in lbs/MMBtu | FALSE | L | Annual | Rate | lb/MMBtu | 0 | 0 | 0 | 0 | 0 | 0 | 0
BART NOX Annual- Bowline Point 1- v6.17 | 102 | 7193 | Rate Constraint in lbs/MMBtu | FALSE | L | Annual | Generation | TWh | 0 | 0 | 0 | 0 | 0 | 0 | 0
BART NOX Annual- Bowline Point 1- v6.17 | 102 | 7193 | Rate Constraint in lbs/MMBtu | FALSE | L | Annual | Qualifying Generation | TWh | 0 | 0 | 0 | 0 | 0 | 0 | 0
BART NOX Annual- Bowline Point 1- v6.17 | 102 | 7193 | Rate Constraint in lbs/MMBtu | FALSE | L | Annual | Rate | lb/MWh | 0 | 0 | 0 | 0 | 0 | 0 | 0
BART NOX Annual- Bowline Point 1- v6.17 | 102 | 7193 | Rate Constraint in lbs/MMBtu | FALSE | L | Annual | Constraint Shadow Price | US2022$/Ton | 0 | 0 | 0 | 0 | 0 | 0 | 0
BART NOX Annual- Bowline Point 2- v6.17 | 103 | 7194 | Rate Constraint in lbs/MMBtu | FALSE | L | Annual | Seasons Included | Seasons | Winter, Spring, Summer, Fall | Winter, Spring, Summer, Fall | Winter, Spring, Summer, Fall | Winter, Spring, Summer, Fall | Winter, Spring, Summer, Fall | Winter, Spring, Summer, Fall | Winter, Spring, Summer, Fall
BART NOX Annual- Bowline Point 2- v6.17 | 103 | 7194 | Rate Constraint in lbs/MMBtu | FALSE | L | Annual | Standard NOX | lb/MMBtu | 0.15 | 0.15 | 0.15 | 0.15 | 0.15 | 0.15 | 0.15
BART NOX Annual- Bowline Point 2- v6.17 | 103 | 7194 | Rate Constraint in lbs/MMBtu | FALSE | L | Annual | Emissions at Affected Plants NOX | Thousand Tons | 0 | 0 | 0 | 0 | 0 | 0 | 0
BART NOX Annual- Bowline Point 2- v6.17 | 103 | 7194 | Rate Constraint in lbs/MMBtu | FALSE | L | Annual | Allowances Purchased NOX | Thousand Tons | 0 | 0 | 0 | 0 | 0 | 0 | 0
BART NOX Annual- Bowline Point 2- v6.17 | 103 | 7194 | Rate Constraint in lbs/MMBtu | FALSE | L | Annual | Allowances Sold NOX | Thousand Tons | 0 | 0 | 0 | 0 | 0 | 0 | 0
BART NOX Annual- Bowline Point 2- v6.17 | 103 | 7194 | Rate Constraint in lbs/MMBtu | FALSE | L | Annual | Allowances Banked | Thousand Tons | 0 | 0 | 0 | 0 | 0 | 0 | 0
BART NOX Annual- Bowline Point 2- v6.17 | 103 | 7194 | Rate Constraint in lbs/MMBtu | FALSE | L | Annual | Allowances Withdrawn (1:1) | Thousand Tons | 0 | 0 | 0 | 0 | 0 | 0 | 0
BART NOX Annual- Bowline Point 2- v6.17 | 103 | 7194 | Rate Constraint in lbs/MMBtu | FALSE | L | Annual | Allowances Withdrawn (n:1) | Thousand Tons | 0 | 0 | 0 | 0 | 0 | 0 | 0
BART NOX Annual- Bowline Point 2- v6.17 | 103 | 7194 | Rate Constraint in lbs/MMBtu | FALSE | L | Annual | Net Emissions Allowance Position | Thousand Tons | 0 | 0 | 0 | 0 | 0 | 0 | 0
BART NOX Annual- Bowline Point 2- v6.17 | 103 | 7194 | Rate Constraint in lbs/MMBtu | FALSE | L | Annual | Fuel Consumed | TBtu | 0 | 0 | 0 | 0 | 0 | 0 | 0
BART NOX Annual- Bowline Point 2- v6.17 | 103 | 7194 | Rate Constraint in lbs/MMBtu | FALSE | L | Annual | Rate | lb/MMBtu | 0 | 0 | 0 | 0 | 0 | 0 | 0
BART NOX Annual- Bowline Point 2- v6.17 | 103 | 7194 | Rate Constraint in lbs/MMBtu | FALSE | L | Annual | Generation | TWh | 0 | 0 | 0 | 0 | 0 | 0 | 0
BART NOX Annual- Bowline Point 2- v6.17 | 103 | 7194 | Rate Constraint in lbs/MMBtu | FALSE | L | Annual | Qualifying Generation | TWh | 0 | 0 | 0 | 0 | 0 | 0 | 0
BART NOX Annual- Bowline Point 2- v6.17 | 103 | 7194 | Rate Constraint in lbs/MMBtu | FALSE | L | Annual | Rate | lb/MWh | 0 | 0 | 0 | 0 | 0 | 0 | 0
BART NOX Annual- Bowline Point 2- v6.17 | 103 | 7194 | Rate Constraint in lbs/MMBtu | FALSE | L | Annual | Constraint Shadow Price | US2022$/Ton | 0 | 0 | 0 | 0 | 0 | 0 | 0
BART NOX Annual- E F Barrett- v5.16 | 105 | 7186 | Rate Constraint in lbs/MMBtu | FALSE | L | Annual | Seasons Included | Seasons | Winter, Spring, Summer, Fall | Winter, Spring, Summer, Fall | Winter, Spring, Summer, Fall | Winter, Spring, Summer, Fall | Winter, Spring, Summer, Fall | Winter, Spring, Summer, Fall | Winter, Spring, Summer, Fall
BART NOX Annual- E F Barrett- v5.16 | 105 | 7186 | Rate Constraint in lbs/MMBtu | FALSE | L | Annual | Standard NOX | lb/MMBtu | 0.1 | 0.1 | 0.1 | 0.1 | 0.1 | 0.1 | 0.1
BART NOX Annual- E F Barrett- v5.16 | 105 | 7186 | Rate Constraint in lbs/MMBtu | FALSE | L | Annual | Emissions at Affected Plants NOX | Thousand Tons | 0 | 0 | 0 | 0 | 0 | 0 | 0
BART NOX Annual- E F Barrett- v5.16 | 105 | 7186 | Rate Constraint in lbs/MMBtu | FALSE | L | Annual | Allowances Purchased NOX | Thousand Tons | 0 | 0 | 0 | 0 | 0 | 0 | 0
BART NOX Annual- E F Barrett- v5.16 | 105 | 7186 | Rate Constraint in lbs/MMBtu | FALSE | L | Annual | Allowances Sold NOX | Thousand Tons | 0 | 0 | 0 | 0 | 0 | 0 | 0
BART NOX Annual- E F Barrett- v5.16 | 105 | 7186 | Rate Constraint in lbs/MMBtu | FALSE | L | Annual | Allowances Banked | Thousand Tons | 0 | 0 | 0 | 0 | 0 | 0 | 0
BART NOX Annual- E F Barrett- v5.16 | 105 | 7186 | Rate Constraint in lbs/MMBtu | FALSE | L | Annual | Allowances Withdrawn (1:1) | Thousand Tons | 0 | 0 | 0 | 0 | 0 | 0 | 0
BART NOX Annual- E F Barrett- v5.16 | 105 | 7186 | Rate Constraint in lbs/MMBtu | FALSE | L | Annual | Allowances Withdrawn (n:1) | Thousand Tons | 0 | 0 | 0 | 0 | 0 | 0 | 0
BART NOX Annual- E F Barrett- v5.16 | 105 | 7186 | Rate Constraint in lbs/MMBtu | FALSE | L | Annual | Net Emissions Allowance Position | Thousand Tons | 0 | 0 | 0 | 0 | 0 | 0 | 0
BART NOX Annual- E F Barrett- v5.16 | 105 | 7186 | Rate Constraint in lbs/MMBtu | FALSE | L | Annual | Fuel Consumed | TBtu | 0 | 0 | 0 | 0 | 0 | 0 | 0
BART NOX Annual- E F Barrett- v5.16 | 105 | 7186 | Rate Constraint in lbs/MMBtu | FALSE | L | Annual | Rate | lb/MMBtu | 0 | 0 | 0 | 0 | 0 | 0 | 0
BART NOX Annual- E F Barrett- v5.16 | 105 | 7186 | Rate Constraint in lbs/MMBtu | FALSE | L | Annual | Generation | TWh | 0 | 0 | 0 | 0 | 0 | 0 | 0
BART NOX Annual- E F Barrett- v5.16 | 105 | 7186 | Rate Constraint in lbs/MMBtu | FALSE | L | Annual | Qualifying Generation | TWh | 0 | 0 | 0 | 0 | 0 | 0 | 0
BART NOX Annual- E F Barrett- v5.16 | 105 | 7186 | Rate Constraint in lbs/MMBtu | FALSE | L | Annual | Rate | lb/MWh | 0 | 0 | 0 | 0 | 0 | 0 | 0
BART NOX Annual- E F Barrett- v5.16 | 105 | 7186 | Rate Constraint in lbs/MMBtu | FALSE | L | Annual | Constraint Shadow Price | US2022$/Ton | 0 | 0 | 0 | 0 | 0 | 0 | 0
BART NOX Annual- Hunter 1- v5.16 | 106 | 7175 | Rate Constraint in lbs/MMBtu | FALSE | L | Annual | Seasons Included | Seasons | Winter, Spring, Summer, Fall | Winter, Spring, Summer, Fall | Winter, Spring, Summer, Fall | Winter, Spring, Summer, Fall | Winter, Spring, Summer, Fall | Winter, Spring, Summer, Fall | Winter, Spring, Summer, Fall
BART NOX Annual- Hunter 1- v5.16 | 106 | 7175 | Rate Constraint in lbs/MMBtu | FALSE | L | Annual | Standard NOX | lb/MMBtu | 0.26 | 0.26 | 0.26 | 0.26 | 0.26 | 0.26 | 0.26
BART NOX Annual- Hunter 1- v5.16 | 106 | 7175 | Rate Constraint in lbs/MMBtu | FALSE | L | Annual | Emissions at Affected Plants NOX | Thousand Tons | 2.3077 | 0 | 0 | 0 | 0 | 0 | 0
BART NOX Annual- Hunter 1- v5.16 | 106 | 7175 | Rate Constraint in lbs/MMBtu | FALSE | L | Annual | Allowances Purchased NOX | Thousand Tons | 0 | 0 | 0 | 0 | 0 | 0 | 0
BART NOX Annual- Hunter 1- v5.16 | 106 | 7175 | Rate Constraint in lbs/MMBtu | FALSE | L | Annual | Allowances Sold NOX | Thousand Tons | 0 | 0 | 0 | 0 | 0 | 0 | 0
BART NOX Annual- Hunter 1- v5.16 | 106 | 7175 | Rate Constraint in lbs/MMBtu | FALSE | L | Annual | Allowances Banked | Thousand Tons | 0 | 0 | 0 | 0 | 0 | 0 | 0
BART NOX Annual- Hunter 1- v5.16 | 106 | 7175 | Rate Constraint in lbs/MMBtu | FALSE | L | Annual | Allowances Withdrawn (1:1) | Thousand Tons | 0 | 0 | 0 | 0 | 0 | 0 | 0
BART NOX Annual- Hunter 1- v5.16 | 106 | 7175 | Rate Constraint in lbs/MMBtu | FALSE | L | Annual | Allowances Withdrawn (n:1) | Thousand Tons | 0 | 0 | 0 | 0 | 0 | 0 | 0
BART NOX Annual- Hunter 1- v5.16 | 106 | 7175 | Rate Constraint in lbs/MMBtu | FALSE | L | Annual | Net Emissions Allowance Position | Thousand Tons | 2.3077 | 0 | 0 | 0 | 0 | 0 | 0
BART NOX Annual- Hunter 1- v5.16 | 106 | 7175 | Rate Constraint in lbs/MMBtu | FALSE | L | Annual | Fuel Consumed | TBtu | 22.4286 | 0 | 0 | 0 | 0 | 0 | 0
BART NOX Annual- Hunter 1- v5.16 | 106 | 7175 | Rate Constraint in lbs/MMBtu | FALSE | L | Annual | Rate | lb/MMBtu | 0.20578 | 0 | 0 | 0 | 0 | 0 | 0
BART NOX Annual- Hunter 1- v5.16 | 106 | 7175 | Rate Constraint in lbs/MMBtu | FALSE | L | Annual | Generation | TWh | 2.182 | 0 | 0 | 0 | 0 | 0 | 0
BART NOX Annual- Hunter 1- v5.16 | 106 | 7175 | Rate Constraint in lbs/MMBtu | FALSE | L | Annual | Qualifying Generation | TWh | 2.182 | 0 | 0 | 0 | 0 | 0 | 0
BART NOX Annual- Hunter 1- v5.16 | 106 | 7175 | Rate Constraint in lbs/MMBtu | FALSE | L | Annual | Rate | lb/MWh | 2.1152 | 0 | 0 | 0 | 0 | 0 | 0
BART NOX Annual- Hunter 1- v5.16 | 106 | 7175 | Rate Constraint in lbs/MMBtu | FALSE | L | Annual | Constraint Shadow Price | US2022$/Ton | 0 | 0 | 0 | 0 | 0 | 0 | 0
BART NOX Annual- Hunter 2- v5.16 | 107 | 7176 | Rate Constraint in lbs/MMBtu | FALSE | L | Annual | Seasons Included | Seasons | Winter, Spring, Summer, Fall | Winter, Spring, Summer, Fall | Winter, Spring, Summer, Fall | Winter, Spring, Summer, Fall | Winter, Spring, Summer, Fall | Winter, Spring, Summer, Fall | Winter, Spring, Summer, Fall
BART NOX Annual- Hunter 2- v5.16 | 107 | 7176 | Rate Constraint in lbs/MMBtu | FALSE | L | Annual | Standard NOX | lb/MMBtu | 0.26 | 0.26 | 0.26 | 0.26 | 0.26 | 0.26 | 0.26
BART NOX Annual- Hunter 2- v5.16 | 107 | 7176 | Rate Constraint in lbs/MMBtu | FALSE | L | Annual | Emissions at Affected Plants NOX | Thousand Tons | 2.6526 | 0 | 0 | 0 | 0 | 0 | 0
BART NOX Annual- Hunter 2- v5.16 | 107 | 7176 | Rate Constraint in lbs/MMBtu | FALSE | L | Annual | Allowances Purchased NOX | Thousand Tons | 0 | 0 | 0 | 0 | 0 | 0 | 0
BART NOX Annual- Hunter 2- v5.16 | 107 | 7176 | Rate Constraint in lbs/MMBtu | FALSE | L | Annual | Allowances Sold NOX | Thousand Tons | 0 | 0 | 0 | 0 | 0 | 0 | 0
BART NOX Annual- Hunter 2- v5.16 | 107 | 7176 | Rate Constraint in lbs/MMBtu | FALSE | L | Annual | Allowances Banked | Thousand Tons | 0 | 0 | 0 | 0 | 0 | 0 | 0
BART NOX Annual- Hunter 2- v5.16 | 107 | 7176 | Rate Constraint in lbs/MMBtu | FALSE | L | Annual | Allowances Withdrawn (1:1) | Thousand Tons | 0 | 0 | 0 | 0 | 0 | 0 | 0
BART NOX Annual- Hunter 2- v5.16 | 107 | 7176 | Rate Constraint in lbs/MMBtu | FALSE | L | Annual | Allowances Withdrawn (n:1) | Thousand Tons | 0 | 0 | 0 | 0 | 0 | 0 | 0
BART NOX Annual- Hunter 2- v5.16 | 107 | 7176 | Rate Constraint in lbs/MMBtu | FALSE | L | Annual | Net Emissions Allowance Position | Thousand Tons | 2.6526 | 0 | 0 | 0 | 0 | 0 | 0
BART NOX Annual- Hunter 2- v5.16 | 107 | 7176 | Rate Constraint in lbs/MMBtu | FALSE | L | Annual | Fuel Consumed | TBtu | 26.4142 | 0 | 0 | 0 | 0 | 0 | 0
BART NOX Annual- Hunter 2- v5.16 | 107 | 7176 | Rate Constraint in lbs/MMBtu | FALSE | L | Annual | Rate | lb/MMBtu | 0.20085 | 0 | 0 | 0 | 0 | 0 | 0
BART NOX Annual- Hunter 2- v5.16 | 107 | 7176 | Rate Constraint in lbs/MMBtu | FALSE | L | Annual | Generation | TWh | 2.5785 | 0 | 0 | 0 | 0 | 0 | 0
BART NOX Annual- Hunter 2- v5.16 | 107 | 7176 | Rate Constraint in lbs/MMBtu | FALSE | L | Annual | Qualifying Generation | TWh | 2.5785 | 0 | 0 | 0 | 0 | 0 | 0
BART NOX Annual- Hunter 2- v5.16 | 107 | 7176 | Rate Constraint in lbs/MMBtu | FALSE | L | Annual | Rate | lb/MWh | 2.0575 | 0 | 0 | 0 | 0 | 0 | 0
BART NOX Annual- Hunter 2- v5.16 | 107 | 7176 | Rate Constraint in lbs/MMBtu | FALSE | L | Annual | Constraint Shadow Price | US2022$/Ton | 0 | 0 | 0 | 0 | 0 | 0 | 0
BART NOX Annual- Hunter 3- v6.17 | 108 | 7177 | Rate Constraint in lbs/MMBtu | FALSE | L | Annual | Seasons Included | Seasons | Winter, Spring, Summer, Fall | Winter, Spring, Summer, Fall | Winter, Spring, Summer, Fall | Winter, Spring, Summer, Fall | Winter, Spring, Summer, Fall | Winter, Spring, Summer, Fall | Winter, Spring, Summer, Fall
BART NOX Annual- Hunter 3- v6.17 | 108 | 7177 | Rate Constraint in lbs/MMBtu | FALSE | L | Annual | Standard NOX | lb/MMBtu | 0.34 | 0.34 | 0.34 | 0.34 | 0.34 | 0.34 | 0.34
BART NOX Annual- Hunter 3- v6.17 | 108 | 7177 | Rate Constraint in lbs/MMBtu | FALSE | L | Annual | Emissions at Affected Plants NOX | Thousand Tons | 2.5931 | 0 | 0 | 0 | 0 | 0 | 0
BART NOX Annual- Hunter 3- v6.17 | 108 | 7177 | Rate Constraint in lbs/MMBtu | FALSE | L | Annual | Allowances Purchased NOX | Thousand Tons | 0 | 0 | 0 | 0 | 0 | 0 | 0
BART NOX Annual- Hunter 3- v6.17 | 108 | 7177 | Rate Constraint in lbs/MMBtu | FALSE | L | Annual | Allowances Sold NOX | Thousand Tons | 0 | 0 | 0 | 0 | 0 | 0 | 0
BART NOX Annual- Hunter 3- v6.17 | 108 | 7177 | Rate Constraint in lbs/MMBtu | FALSE | L | Annual | Allowances Banked | Thousand Tons | 0 | 0 | 0 | 0 | 0 | 0 | 0
BART NOX Annual- Hunter 3- v6.17 | 108 | 7177 | Rate Constraint in lbs/MMBtu | FALSE | L | Annual | Allowances Withdrawn (1:1) | Thousand Tons | 0 | 0 | 0 | 0 | 0 | 0 | 0
BART NOX Annual- Hunter 3- v6.17 | 108 | 7177 | Rate Constraint in lbs/MMBtu | FALSE | L | Annual | Allowances Withdrawn (n:1) | Thousand Tons | 0 | 0 | 0 | 0 | 0 | 0 | 0
BART NOX Annual- Hunter 3- v6.17 | 108 | 7177 | Rate Constraint in lbs/MMBtu | FALSE | L | Annual | Net Emissions Allowance Position | Thousand Tons | 2.5931 | 0 | 0 | 0 | 0 | 0 | 0
BART NOX Annual- Hunter 3- v6.17 | 108 | 7177 | Rate Constraint in lbs/MMBtu | FALSE | L | Annual | Fuel Consumed | TBtu | 18.1062 | 0 | 0 | 0 | 0 | 0 | 0
BART NOX Annual- Hunter 3- v6.17 | 108 | 7177 | Rate Constraint in lbs/MMBtu | FALSE | L | Annual | Rate | lb/MMBtu | 0.28643 | 0 | 0 | 0 | 0 | 0 | 0
BART NOX Annual- Hunter 3- v6.17 | 108 | 7177 | Rate Constraint in lbs/MMBtu | FALSE | L | Annual | Generation | TWh | 1.7828 | 0 | 0 | 0 | 0 | 0 | 0
BART NOX Annual- Hunter 3- v6.17 | 108 | 7177 | Rate Constraint in lbs/MMBtu | FALSE | L | Annual | Qualifying Generation | TWh | 1.7828 | 0 | 0 | 0 | 0 | 0 | 0
BART NOX Annual- Hunter 3- v6.17 | 108 | 7177 | Rate Constraint in lbs/MMBtu | FALSE | L | Annual | Rate | lb/MWh | 2.909 | 0 | 0 | 0 | 0 | 0 | 0
BART NOX Annual- Hunter 3- v6.17 | 108 | 7177 | Rate Constraint in lbs/MMBtu | FALSE | L | Annual | Constraint Shadow Price | US2022$/Ton | 0 | 0 | 0 | 0 | 0 | 0 | 0
BART NOX Annual- Huntington 1- v5.16 | 109 | 7178 | Rate Constraint in lbs/MMBtu | FALSE | L | Annual | Seasons Included | Seasons | Winter, Spring, Summer, Fall | Winter, Spring, Summer, Fall | Winter, Spring, Summer, Fall | Winter, Spring, Summer, Fall | Winter, Spring, Summer, Fall | Winter, Spring, Summer, Fall | Winter, Spring, Summer, Fall
BART NOX Annual- Huntington 1- v5.16 | 109 | 7178 | Rate Constraint in lbs/MMBtu | FALSE | L | Annual | Standard NOX | lb/MMBtu | 0.26 | 0.26 | 0.26 | 0.26 | 0.26 | 0.26 | 0.26
BART NOX Annual- Huntington 1- v5.16 | 109 | 7178 | Rate Constraint in lbs/MMBtu | FALSE | L | Annual | Emissions at Affected Plants NOX | Thousand Tons | 2.3244 | 0 | 0 | 0 | 0 | 0 | 0
BART NOX Annual- Huntington 1- v5.16 | 109 | 7178 | Rate Constraint in lbs/MMBtu | FALSE | L | Annual | Allowances Purchased NOX | Thousand Tons | 0 | 0 | 0 | 0 | 0 | 0 | 0
BART NOX Annual- Huntington 1- v5.16 | 109 | 7178 | Rate Constraint in lbs/MMBtu | FALSE | L | Annual | Allowances Sold NOX | Thousand Tons | 0 | 0 | 0 | 0 | 0 | 0 | 0
BART NOX Annual- Huntington 1- v5.16 | 109 | 7178 | Rate Constraint in lbs/MMBtu | FALSE | L | Annual | Allowances Banked | Thousand Tons | 0 | 0 | 0 | 0 | 0 | 0 | 0
BART NOX Annual- Huntington 1- v5.16 | 109 | 7178 | Rate Constraint in lbs/MMBtu | FALSE | L | Annual | Allowances Withdrawn (1:1) | Thousand Tons | 0 | 0 | 0 | 0 | 0 | 0 | 0
BART NOX Annual- Huntington 1- v5.16 | 109 | 7178 | Rate Constraint in lbs/MMBtu | FALSE | L | Annual | Allowances Withdrawn (n:1) | Thousand Tons | 0 | 0 | 0 | 0 | 0 | 0 | 0
BART NOX Annual- Huntington 1- v5.16 | 109 | 7178 | Rate Constraint in lbs/MMBtu | FALSE | L | Annual | Net Emissions Allowance Position | Thousand Tons | 2.3244 | 0 | 0 | 0 | 0 | 0 | 0
BART NOX Annual- Huntington 1- v5.16 | 109 | 7178 | Rate Constraint in lbs/MMBtu | FALSE | L | Annual | Fuel Consumed | TBtu | 23.0913 | 0 | 0 | 0 | 0 | 0 | 0
BART NOX Annual- Huntington 1- v5.16 | 109 | 7178 | Rate Constraint in lbs/MMBtu | FALSE | L | Annual | Rate | lb/MMBtu | 0.20132 | 0 | 0 | 0 | 0 | 0 | 0
BART NOX Annual- Huntington 1- v5.16 | 109 | 7178 | Rate Constraint in lbs/MMBtu | FALSE | L | Annual | Generation | TWh | 2.2456 | 0 | 0 | 0 | 0 | 0 | 0
BART NOX Annual- Huntington 1- v5.16 | 109 | 7178 | Rate Constraint in lbs/MMBtu | FALSE | L | Annual | Qualifying Generation | TWh | 2.2456 | 0 | 0 | 0 | 0 | 0 | 0
BART NOX Annual- Huntington 1- v5.16 | 109 | 7178 | Rate Constraint in lbs/MMBtu | FALSE | L | Annual | Rate | lb/MWh | 2.0702 | 0 | 0 | 0 | 0 | 0 | 0
BART NOX Annual- Huntington 1- v5.16 | 109 | 7178 | Rate Constraint in lbs/MMBtu | FALSE | L | Annual | Constraint Shadow Price | US2022$/Ton | 0 | 0 | 0 | 0 | 0 | 0 | 0
BART NOX Annual- Huntington 2- v5.16 | 110 | 7179 | Rate Constraint in lbs/MMBtu | FALSE | L | Annual | Seasons Included | Seasons | Winter, Spring, Summer, Fall | Winter, Spring, Summer, Fall | Winter, Spring, Summer, Fall | Winter, Spring, Summer, Fall | Winter, Spring, Summer, Fall | Winter, Spring, Summer, Fall | Winter, Spring, Summer, Fall
BART NOX Annual- Huntington 2- v5.16 | 110 | 7179 | Rate Constraint in lbs/MMBtu | FALSE | L | Annual | Standard NOX | lb/MMBtu | 0.26 | 0.26 | 0.26 | 0.26 | 0.26 | 0.26 | 0.26
BART NOX Annual- Huntington 2- v5.16 | 110 | 7179 | Rate Constraint in lbs/MMBtu | FALSE | L | Annual | Emissions at Affected Plants NOX | Thousand Tons | 2.2382 | 0 | 0 | 0 | 0 | 0 | 0
BART NOX Annual- Huntington 2- v5.16 | 110 | 7179 | Rate Constraint in lbs/MMBtu | FALSE | L | Annual | Allowances Purchased NOX | Thousand Tons | 0 | 0 | 0 | 0 | 0 | 0 | 0
BART NOX Annual- Huntington 2- v5.16 | 110 | 7179 | Rate Constraint in lbs/MMBtu | FALSE | L | Annual | Allowances Sold NOX | Thousand Tons | 0 | 0 | 0 | 0 | 0 | 0 | 0
BART NOX Annual- Huntington 2- v5.16 | 110 | 7179 | Rate Constraint in lbs/MMBtu | FALSE | L | Annual | Allowances Banked | Thousand Tons | 0 | 0 | 0 | 0 | 0 | 0 | 0
BART NOX Annual- Huntington 2- v5.16 | 110 | 7179 | Rate Constraint in lbs/MMBtu | FALSE | L | Annual | Allowances Withdrawn (1:1) | Thousand Tons | 0 | 0 | 0 | 0 | 0 | 0 | 0
BART NOX Annual- Huntington 2- v5.16 | 110 | 7179 | Rate Constraint in lbs/MMBtu | FALSE | L | Annual | Allowances Withdrawn (n:1) | Thousand Tons | 0 | 0 | 0 | 0 | 0 | 0 | 0
BART NOX Annual- Huntington 2- v5.16 | 110 | 7179 | Rate Constraint in lbs/MMBtu | FALSE | L | Annual | Net Emissions Allowance Position | Thousand Tons | 2.2382 | 0 | 0 | 0 | 0 | 0 | 0
BART NOX Annual- Huntington 2- v5.16 | 110 | 7179 | Rate Constraint in lbs/MMBtu | FALSE | L | Annual | Fuel Consumed | TBtu | 22.731 | 0 | 0 | 0 | 0 | 0 | 0
BART NOX Annual- Huntington 2- v5.16 | 110 | 7179 | Rate Constraint in lbs/MMBtu | FALSE | L | Annual | Rate | lb/MMBtu | 0.19693 | 0 | 0 | 0 | 0 | 0 | 0
BART NOX Annual- Huntington 2- v5.16 | 110 | 7179 | Rate Constraint in lbs/MMBtu | FALSE | L | Annual | Generation | TWh | 2.2015 | 0 | 0 | 0 | 0 | 0 | 0
BART NOX Annual- Huntington 2- v5.16 | 110 | 7179 | Rate Constraint in lbs/MMBtu | FALSE | L | Annual | Qualifying Generation | TWh | 2.2015 | 0 | 0 | 0 | 0 | 0 | 0
BART NOX Annual- Huntington 2- v5.16 | 110 | 7179 | Rate Constraint in lbs/MMBtu | FALSE | L | Annual | Rate | lb/MWh | 2.0333 | 0 | 0 | 0 | 0 | 0 | 0
BART NOX Annual- Huntington 2- v5.16 | 110 | 7179 | Rate Constraint in lbs/MMBtu | FALSE | L | Annual | Constraint Shadow Price | US2022$/Ton | 0 | 0 | 0 | 0 | 0 | 0 | 0
BART NOX Annual- Merrimack 2- v7.23 | 111 | 7944 | Rate Constraint in lbs/MMBtu | FALSE | L | Annual | Seasons Included | Seasons | Winter, Spring, Summer, Fall | Winter, Spring, Summer, Fall | Winter, Spring, Summer, Fall | Winter, Spring, Summer, Fall | Winter, Spring, Summer, Fall | Winter, Spring, Summer, Fall | Winter, Spring, Summer, Fall
BART NOX Annual- Merrimack 2- v7.23 | 111 | 7944 | Rate Constraint in lbs/MMBtu | FALSE | L | Annual | Standard NOX | lb/MMBtu | 0.22 | 0.22 | 0.22 | 0.22 | 0.22 | 0.22 | 0.22
BART NOX Annual- Merrimack 2- v7.23 | 111 | 7944 | Rate Constraint in lbs/MMBtu | FALSE | L | Annual | Emissions at Affected Plants NOX | Thousand Tons | 0 | 0 | 0 | 0 | 0 | 0 | 0
BART NOX Annual- Merrimack 2- v7.23 | 111 | 7944 | Rate Constraint in lbs/MMBtu | FALSE | L | Annual | Allowances Purchased NOX | Thousand Tons | 0 | 0 | 0 | 0 | 0 | 0 | 0
BART NOX Annual- Merrimack 2- v7.23 | 111 | 7944 | Rate Constraint in lbs/MMBtu | FALSE | L | Annual | Allowances Sold NOX | Thousand Tons | 0 | 0 | 0 | 0 | 0 | 0 | 0
BART NOX Annual- Merrimack 2- v7.23 | 111 | 7944 | Rate Constraint in lbs/MMBtu | FALSE | L | Annual | Allowances Banked | Thousand Tons | 0 | 0 | 0 | 0 | 0 | 0 | 0
BART NOX Annual- Merrimack 2- v7.23 | 111 | 7944 | Rate Constraint in lbs/MMBtu | FALSE | L | Annual | Allowances Withdrawn (1:1) | Thousand Tons | 0 | 0 | 0 | 0 | 0 | 0 | 0
BART NOX Annual- Merrimack 2- v7.23 | 111 | 7944 | Rate Constraint in lbs/MMBtu | FALSE | L | Annual | Allowances Withdrawn (n:1) | Thousand Tons | 0 | 0 | 0 | 0 | 0 | 0 | 0
BART NOX Annual- Merrimack 2- v7.23 | 111 | 7944 | Rate Constraint in lbs/MMBtu | FALSE | L | Annual | Net Emissions Allowance Position | Thousand Tons | 0 | 0 | 0 | 0 | 0 | 0 | 0
BART NOX Annual- Merrimack 2- v7.23 | 111 | 7944 | Rate Constraint in lbs/MMBtu | FALSE | L | Annual | Fuel Consumed | TBtu | 0 | 0 | 0 | 0 | 0 | 0 | 0
BART NOX Annual- Merrimack 2- v7.23 | 111 | 7944 | Rate Constraint in lbs/MMBtu | FALSE | L | Annual | Rate | lb/MMBtu | 0 | 0 | 0 | 0 | 0 | 0 | 0
BART NOX Annual- Merrimack 2- v7.23 | 111 | 7944 | Rate Constraint in lbs/MMBtu | FALSE | L | Annual | Generation | TWh | 0 | 0 | 0 | 0 | 0 | 0 | 0
BART NOX Annual- Merrimack 2- v7.23 | 111 | 7944 | Rate Constraint in lbs/MMBtu | FALSE | L | Annual | Qualifying Generation | TWh | 0 | 0 | 0 | 0 | 0 | 0 | 0
BART NOX Annual- Merrimack 2- v7.23 | 111 | 7944 | Rate Constraint in lbs/MMBtu | FALSE | L | Annual | Rate | lb/MWh | 0 | 0 | 0 | 0 | 0 | 0 | 0
BART NOX Annual- Merrimack 2- v7.23 | 111 | 7944 | Rate Constraint in lbs/MMBtu | FALSE | L | Annual | Constraint Shadow Price | US2022$/Ton | 0 | 0 | 0 | 0 | 0 | 0 | 0
BART NOX Annual- Northport 1- v5.16 | 112 | 7187 | Rate Constraint in lbs/MMBtu | FALSE | L | Annual | Seasons Included | Seasons | Winter, Spring, Summer, Fall | Winter, Spring, Summer, Fall | Winter, Spring, Summer, Fall | Winter, Spring, Summer, Fall | Winter, Spring, Summer, Fall | Winter, Spring, Summer, Fall | Winter, Spring, Summer, Fall
BART NOX Annual- Northport 1- v5.16 | 112 | 7187 | Rate Constraint in lbs/MMBtu | FALSE | L | Annual | Standard NOX | lb/MMBtu | 0.1 | 0.1 | 0.1 | 0.1 | 0.1 | 0.1 | 0.1
BART NOX Annual- Northport 1- v5.16 | 112 | 7187 | Rate Constraint in lbs/MMBtu | FALSE | L | Annual | Emissions at Affected Plants NOX | Thousand Tons | 0.16984 | 0.067209 | 0 | 0 | 0 | 0 | 0
BART NOX Annual- Northport 1- v5.16 | 112 | 7187 | Rate Constraint in lbs/MMBtu | FALSE | L | Annual | Allowances Purchased NOX | Thousand Tons | 0 | 0 | 0 | 0 | 0 | 0 | 0
BART NOX Annual- Northport 1- v5.16 | 112 | 7187 | Rate Constraint in lbs/MMBtu | FALSE | L | Annual | Allowances Sold NOX | Thousand Tons | 0 | 0 | 0 | 0 | 0 | 0 | 0
BART NOX Annual- Northport 1- v5.16 | 112 | 7187 | Rate Constraint in lbs/MMBtu | FALSE | L | Annual | Allowances Banked | Thousand Tons | 0 | 0 | 0 | 0 | 0 | 0 | 0
BART NOX Annual- Northport 1- v5.16 | 112 | 7187 | Rate Constraint in lbs/MMBtu | FALSE | L | Annual | Allowances Withdrawn (1:1) | Thousand Tons | 0 | 0 | 0 | 0 | 0 | 0 | 0
BART NOX Annual- Northport 1- v5.16 | 112 | 7187 | Rate Constraint in lbs/MMBtu | FALSE | L | Annual | Allowances Withdrawn (n:1) | Thousand Tons | 0 | 0 | 0 | 0 | 0 | 0 | 0
BART NOX Annual- Northport 1- v5.16 | 112 | 7187 | Rate Constraint in lbs/MMBtu | FALSE | L | Annual | Net Emissions Allowance Position | Thousand Tons | 0.16984 | 0.067209 | 0 | 0 | 0 | 0 | 0
BART NOX Annual- Northport 1- v5.16 | 112 | 7187 | Rate Constraint in lbs/MMBtu | FALSE | L | Annual | Fuel Consumed | TBtu | 5.2649 | 2.0833 | 0 | 0 | 0 | 0 | 0
BART NOX Annual- Northport 1- v5.16 | 112 | 7187 | Rate Constraint in lbs/MMBtu | FALSE | L | Annual | Rate | lb/MMBtu | 0.06452 | 0.06452 | 0 | 0 | 0 | 0 | 0
BART NOX Annual- Northport 1- v5.16 | 112 | 7187 | Rate Constraint in lbs/MMBtu | FALSE | L | Annual | Generation | TWh | 0.49053 | 0.19411 | 0 | 0 | 0 | 0 | 0
BART NOX Annual- Northport 1- v5.16 | 112 | 7187 | Rate Constraint in lbs/MMBtu | FALSE | L | Annual | Qualifying Generation | TWh | 0.49053 | 0.19411 | 0 | 0 | 0 | 0 | 0
BART NOX Annual- Northport 1- v5.16 | 112 | 7187 | Rate Constraint in lbs/MMBtu | FALSE | L | Annual | Rate | lb/MWh | 0.69249 | 0.69249 | 0 | 0 | 0 | 0 | 0
BART NOX Annual- Northport 1- v5.16 | 112 | 7187 | Rate Constraint in lbs/MMBtu | FALSE | L | Annual | Constraint Shadow Price | US2022$/Ton | 0 | 0 | 0 | 0 | 0 | 0 | 0
BART NOX Annual- Northport 2- v5.16 | 113 | 7188 | Rate Constraint in lbs/MMBtu | FALSE | L | Annual | Seasons Included | Seasons | Winter, Spring, Summer, Fall | Winter, Spring, Summer, Fall | Winter, Spring, Summer, Fall | Winter, Spring, Summer, Fall | Winter, Spring, Summer, Fall | Winter, Spring, Summer, Fall | Winter, Spring, Summer, Fall
BART NOX Annual- Northport 2- v5.16 | 113 | 7188 | Rate Constraint in lbs/MMBtu | FALSE | L | Annual | Standard NOX | lb/MMBtu | 0.1 | 0.1 | 0.1 | 0.1 | 0.1 | 0.1 | 0.1
BART NOX Annual- Northport 2- v5.16 | 113 | 7188 | Rate Constraint in lbs/MMBtu | FALSE | L | Annual | Emissions at Affected Plants NOX | Thousand Tons | 0.19693 | 0 | 0 | 0 | 0 | 0 | 0
BART NOX Annual- Northport 2- v5.16 | 113 | 7188 | Rate Constraint in lbs/MMBtu | FALSE | L | Annual | Allowances Purchased NOX | Thousand Tons | 0 | 0 | 0 | 0 | 0 | 0 | 0
BART NOX Annual- Northport 2- v5.16 | 113 | 7188 | Rate Constraint in lbs/MMBtu | FALSE | L | Annual | Allowances Sold NOX | Thousand Tons | 0 | 0 | 0 | 0 | 0 | 0 | 0
BART NOX Annual- Northport 2- v5.16 | 113 | 7188 | Rate Constraint in lbs/MMBtu | FALSE | L | Annual | Allowances Banked | Thousand Tons | 0 | 0 | 0 | 0 | 0 | 0 | 0
BART NOX Annual- Northport 2- v5.16 | 113 | 7188 | Rate Constraint in lbs/MMBtu | FALSE | L | Annual | Allowances Withdrawn (1:1) | Thousand Tons | 0 | 0 | 0 | 0 | 0 | 0 | 0
BART NOX Annual- Northport 2- v5.16 | 113 | 7188 | Rate Constraint in lbs/MMBtu | FALSE | L | Annual | Allowances Withdrawn (n:1) | Thousand Tons | 0 | 0 | 0 | 0 | 0 | 0 | 0
BART NOX Annual- Northport 2- v5.16 | 113 | 7188 | Rate Constraint in lbs/MMBtu | FALSE | L | Annual | Net Emissions Allowance Position | Thousand Tons | 0.19693 | 0 | 0 | 0 | 0 | 0 | 0
BART NOX Annual- Northport 2- v5.16 | 113 | 7188 | Rate Constraint in lbs/MMBtu | FALSE | L | Annual | Fuel Consumed | TBtu | 6.4187 | 0 | 0 | 0 | 0 | 0 | 0
BART NOX Annual- Northport 2- v5.16 | 113 | 7188 | Rate Constraint in lbs/MMBtu | FALSE | L | Annual | Rate | lb/MMBtu | 0.06136 | 0 | 0 | 0 | 0 | 0 | 0
BART NOX Annual- Northport 2- v5.16 | 113 | 7188 | Rate Constraint in lbs/MMBtu | FALSE | L | Annual | Generation | TWh | 0.59466 | 0 | 0 | 0 | 0 | 0 | 0
BART NOX Annual- Northport 2- v5.16 | 113 | 7188 | Rate Constraint in lbs/MMBtu | FALSE | L | Annual | Qualifying Generation | TWh | 0.59466 | 0 | 0 | 0 | 0 | 0 | 0
BART NOX Annual- Northport 2- v5.16 | 113 | 7188 | Rate Constraint in lbs/MMBtu | FALSE | L | Annual | Rate | lb/MWh | 0.66232 | 0 | 0 | 0 | 0 | 0 | 0
BART NOX Annual- Northport 2- v5.16 | 113 | 7188 | Rate Constraint in lbs/MMBtu | FALSE | L | Annual | Constraint Shadow Price | US2022$/Ton | 0 | 0 | 0 | 0 | 0 | 0 | 0
BART NOX Annual- Northport 3- v5.16 | 114 | 7189 | Rate Constraint in lbs/MMBtu | FALSE | L | Annual | Seasons Included | Seasons | Winter, Spring, Summer, Fall | Winter, Spring, Summer, Fall | Winter, Spring, Summer, Fall | Winter, Spring, Summer, Fall | Winter, Spring, Summer, Fall | Winter, Spring, Summer, Fall | Winter, Spring, Summer, Fall
BART NOX Annual- Northport 3- v5.16 | 114 | 7189 | Rate Constraint in lbs/MMBtu | FALSE | L | Annual | Standard NOX | lb/MMBtu | 0.1 | 0.1 | 0.1 | 0.1 | 0.1 | 0.1 | 0.1
BART NOX Annual- Northport 3- v5.16 | 114 | 7189 | Rate Constraint in lbs/MMBtu | FALSE | L | Annual | Emissions at Affected Plants NOX | Thousand Tons | 0.20448 | 0.17094 | 0 | 0 | 0 | 0 | 0
BART NOX Annual- Northport 3- v5.16 | 114 | 7189 | Rate Constraint in lbs/MMBtu | FALSE | L | Annual | Allowances Purchased NOX | Thousand Tons | 0 | 0 | 0 | 0 | 0 | 0 | 0
BART NOX Annual- Northport 3- v5.16 | 114 | 7189 | Rate Constraint in lbs/MMBtu | FALSE | L | Annual | Allowances Sold NOX | Thousand Tons | 0 | 0 | 0 | 0 | 0 | 0 | 0
BART NOX Annual- Northport 3- v5.16 | 114 | 7189 | Rate Constraint in lbs/MMBtu | FALSE | L | Annual | Allowances Banked | Thousand Tons | 0 | 0 | 0 | 0 | 0 | 0 | 0
BART NOX Annual- Northport 3- v5.16 | 114 | 7189 | Rate Constraint in lbs/MMBtu | FALSE | L | Annual | Allowances Withdrawn (1:1) | Thousand Tons | 0 | 0 | 0 | 0 | 0 | 0 | 0
BART NOX Annual- Northport 3- v5.16 | 114 | 7189 | Rate Constraint in lbs/MMBtu | FALSE | L | Annual | Allowances Withdrawn (n:1) | Thousand Tons | 0 | 0 | 0 | 0 | 0 | 0 | 0
BART NOX Annual- Northport 3- v5.16 | 114 | 7189 | Rate Constraint in lbs/MMBtu | FALSE | L | Annual | Net Emissions Allowance Position | Thousand Tons | 0.20448 | 0.17094 | 0 | 0 | 0 | 0 | 0
BART NOX Annual- Northport 3- v5.16 | 114 | 7189 | Rate Constraint in lbs/MMBtu | FALSE | L | Annual | Fuel Consumed | TBtu | 6.367 | 5.3228 | 0 | 0 | 0 | 0 | 0
BART NOX Annual- Northport 3- v5.16 | 114 | 7189 | Rate Constraint in lbs/MMBtu | FALSE | L | Annual | Rate | lb/MMBtu | 0.06423 | 0.06423 | 0 | 0 | 0 | 0 | 0
BART NOX Annual- Northport 3- v5.16 | 114 | 7189 | Rate Constraint in lbs/MMBtu | FALSE | L | Annual | Generation | TWh | 0.59466 | 0.49714 | 0 | 0 | 0 | 0 | 0
BART NOX Annual- Northport 3- v5.16 | 114 | 7189 | Rate Constraint in lbs/MMBtu | FALSE | L | Annual | Qualifying Generation | TWh | 0.59466 | 0.49714 | 0 | 0 | 0 | 0 | 0
BART NOX Annual- Northport 3- v5.16 | 114 | 7189 | Rate Constraint in lbs/MMBtu | FALSE | L | Annual | Rate | lb/MWh | 0.68771 | 0.68771 | 0 | 0 | 0 | 0 | 0
BART NOX Annual- Northport 3- v5.16 | 114 | 7189 | Rate Constraint in lbs/MMBtu | FALSE | L | Annual | Constraint Shadow Price | US2022$/Ton | 0 | 0 | 0 | 0 | 0 | 0 | 0
BART NOX Annual- Northport 4- v5.16 | 115 | 7190 | Rate Constraint in lbs/MMBtu | FALSE | L | Annual | Seasons Included | Seasons | Winter, Spring, Summer, Fall | Winter, Spring, Summer, Fall | Winter, Spring, Summer, Fall | Winter, Spring, Summer, Fall | Winter, Spring, Summer, Fall | Winter, Spring, Summer, Fall | Winter, Spring, Summer, Fall
BART NOX Annual- Northport 4- v5.16 | 115 | 7190 | Rate Constraint in lbs/MMBtu | FALSE | L | Annual | Standard NOX | lb/MMBtu | 0.1 | 0.1 | 0.1 | 0.1 | 0.1 | 0.1 | 0.1
BART NOX Annual- Northport 4- v5.16 | 115 | 7190 | Rate Constraint in lbs/MMBtu | FALSE | L | Annual | Emissions at Affected Plants NOX | Thousand Tons | 0.15693 | 0.1312 | 0 | 0 | 0 | 0 | 0
BART NOX Annual- Northport 4- v5.16 | 115 | 7190 | Rate Constraint in lbs/MMBtu | FALSE | L | Annual | Allowances Purchased NOX | Thousand Tons | 0 | 0 | 0 | 0 | 0 | 0 | 0
BART NOX Annual- Northport 4- v5.16 | 115 | 7190 | Rate Constraint in lbs/MMBtu | FALSE | L | Annual | Allowances Sold NOX | Thousand Tons | 0 | 0 | 0 | 0 | 0 | 0 | 0
BART NOX Annual- Northport 4- v5.16 | 115 | 7190 | Rate Constraint in lbs/MMBtu | FALSE | L | Annual | Allowances Banked | Thousand Tons | 0 | 0 | 0 | 0 | 0 | 0 | 0
BART NOX Annual- Northport 4- v5.16 | 115 | 7190 | Rate Constraint in lbs/MMBtu | FALSE | L | Annual | Allowances Withdrawn (1:1) | Thousand Tons | 0 | 0 | 0 | 0 | 0 | 0 | 0
BART NOX Annual- Northport 4- v5.16 | 115 | 7190 | Rate Constraint in lbs/MMBtu | FALSE | L | Annual | Allowances Withdrawn (n:1) | Thousand Tons | 0 | 0 | 0 | 0 | 0 | 0 | 0
BART NOX Annual- Northport 4- v5.16 | 115 | 7190 | Rate Constraint in lbs/MMBtu | FALSE | L | Annual | Net Emissions Allowance Position | Thousand Tons | 0.15693 | 0.1312 | 0 | 0 | 0 | 0 | 0
BART NOX Annual- Northport 4- v5.16 | 115 | 7190 | Rate Constraint in lbs/MMBtu | FALSE | L | Annual | Fuel Consumed | TBtu | 6.3063 | 5.2721 | 0 | 0 | 0 | 0 | 0
BART NOX Annual- Northport 4- v5.16 | 115 | 7190 | Rate Constraint in lbs/MMBtu | FALSE | L | Annual | Rate | lb/MMBtu | 0.04977 | 0.04977 | 0 | 0 | 0 | 0 | 0
BART NOX Annual- Northport 4- v5.16 | 115 | 7190 | Rate Constraint in lbs/MMBtu | FALSE | L | Annual | Generation | TWh | 0.59466 | 0.49714 | 0 | 0 | 0 | 0 | 0
BART NOX Annual- Northport 4- v5.16 | 115 | 7190 | Rate Constraint in lbs/MMBtu | FALSE | L | Annual | Qualifying Generation | TWh | 0.59466 | 0.49714 | 0 | 0 | 0 | 0 | 0
BART NOX Annual- Northport 4- v5.16 | 115 | 7190 | Rate Constraint in lbs/MMBtu | FALSE | L | Annual | Rate | lb/MWh | 0.52781 | 0.52781 | 0 | 0 | 0 | 0 | 0
BART NOX Annual- Northport 4- v5.16 | 115 | 7190 | Rate Constraint in lbs/MMBtu | FALSE | L | Annual | Constraint Shadow Price | US2022$/Ton | 0 | 0 | 0 | 0 | 0 | 0 | 0
BART NOX Annual- Ravenswood 1- v5.16 | 116 | 7183 | Rate Constraint in lbs/MMBtu | FALSE | L | Annual | Seasons Included | Seasons | Winter, Spring, Summer, Fall | Winter, Spring, Summer, Fall | Winter, Spring, Summer, Fall | Winter, Spring, Summer, Fall | Winter, Spring, Summer, Fall | Winter, Spring, Summer, Fall | Winter, Spring, Summer, Fall
BART NOX Annual- Ravenswood 1- v5.16 | 116 | 7183 | Rate Constraint in lbs/MMBtu | FALSE | L | Annual | Standard NOX | lb/MMBtu | 0.15 | 0.15 | 0.15 | 0.15 | 0.15 | 0.15 | 0.15
BART NOX Annual- Ravenswood 1- v5.16 | 116 | 7183 | Rate Constraint in lbs/MMBtu | FALSE | L | Annual | Emissions at Affected Plants NOX | Thousand Tons | 0.095371 | 8.1558e-07 | 0 | 0 | 0 | 0 | 0
BART NOX Annual- Ravenswood 1- v5.16 | 116 | 7183 | Rate Constraint in lbs/MMBtu | FALSE | L | Annual | Allowances Purchased NOX | Thousand Tons | 0 | 0 | 0 | 0 | 0 | 0 | 0
BART NOX Annual- Ravenswood 1- v5.16 | 116 | 7183 | Rate Constraint in lbs/MMBtu | FALSE | L | Annual | Allowances Sold NOX | Thousand Tons | 0 | 0 | 0 | 0 | 0 | 0 | 0
BART NOX Annual- Ravenswood 1- v5.16 | 116 | 7183 | Rate Constraint in lbs/MMBtu | FALSE | L | Annual | Allowances Banked | Thousand Tons | 0 | 0 | 0 | 0 | 0 | 0 | 0
BART NOX Annual- Ravenswood 1- v5.16 | 116 | 7183 | Rate Constraint in lbs/MMBtu | FALSE | L | Annual | Allowances Withdrawn (1:1) | Thousand Tons | 0 | 0 | 0 | 0 | 0 | 0 | 0
BART NOX Annual- Ravenswood 1- v5.16 | 116 | 7183 | Rate Constraint in lbs/MMBtu | FALSE | L | Annual | Allowances Withdrawn (n:1) | Thousand Tons | 0 | 0 | 0 | 0 | 0 | 0 | 0
BART NOX Annual- Ravenswood 1- v5.16 | 116 | 7183 | Rate Constraint in lbs/MMBtu | FALSE | L | Annual | Net Emissions Allowance Position | Thousand Tons | 0.095371 | 8.1558e-07 | 0 | 0 | 0 | 0 | 0
BART NOX Annual- Ravenswood 1- v5.16 | 116 | 7183 | Rate Constraint in lbs/MMBtu | FALSE | L | Annual | Fuel Consumed | TBtu | 2.9706 | 2.5404e-05 | 0 | 0 | 0 | 0 | 0
BART NOX Annual- Ravenswood 1- v5.16 | 116 | 7183 | Rate Constraint in lbs/MMBtu | FALSE | L | Annual | Rate | lb/MMBtu | 0.06421 | 0.06421 | 0 | 0 | 0 | 0 | 0
BART NOX Annual- Ravenswood 1- v5.16 | 116 | 7183 | Rate Constraint in lbs/MMBtu | FALSE | L | Annual | Generation | TWh | 0.26969 | 2.3063e-06 | 0 | 0 | 0 | 0 | 0
BART NOX Annual- Ravenswood 1- v5.16 | 116 | 7183 | Rate Constraint in lbs/MMBtu | FALSE | L | Annual | Qualifying Generation | TWh | 0.26969 | 2.3063e-06 | 0 | 0 | 0 | 0 | 0
BART NOX Annual- Ravenswood 1- v5.16 | 116 | 7183 | Rate Constraint in lbs/MMBtu | FALSE | L | Annual | Rate | lb/MWh | 0.70727 | 0.70727 | 0 | 0 | 0 | 0 | 0
BART NOX Annual- Ravenswood 1- v5.16 | 116 | 7183 | Rate Constraint in lbs/MMBtu | FALSE | L | Annual | Constraint Shadow Price | US2022$/Ton | 0 | 0 | 0 | 0 | 0 | 0 | 0
BART NOX Annual- Ravenswood 2- v5.16 | 117 | 7184 | Rate Constraint in lbs/MMBtu | FALSE | L | Annual | Seasons Included | Seasons | Winter, Spring, Summer, Fall | Winter, Spring, Summer, Fall | Winter, Spring, Summer, Fall | Winter, Spring, Summer, Fall | Winter, Spring, Summer, Fall | Winter, Spring, Summer, Fall | Winter, Spring, Summer, Fall
BART NOX Annual- Ravenswood 2- v5.16 | 117 | 7184 | Rate Constraint in lbs/MMBtu | FALSE | L | Annual | Standard NOX | lb/MMBtu | 0.15 | 0.15 | 0.15 | 0.15 | 0.15 | 0.15 | 0.15
BART NOX Annual- Ravenswood 2- v5.16 | 117 | 7184 | Rate Constraint in lbs/MMBtu | FALSE | L | Annual | Emissions at Affected Plants NOX | Thousand Tons | 0 | 0 | 0 | 0 | 0 | 0 | 0
BART NOX Annual- Ravenswood 2- v5.16 | 117 | 7184 | Rate Constraint in lbs/MMBtu | FALSE | L | Annual | Allowances Purchased NOX | Thousand Tons | 0 | 0 | 0 | 0 | 0 | 0 | 0
BART NOX Annual- Ravenswood 2- v5.16 | 117 | 7184 | Rate Constraint in lbs/MMBtu | FALSE | L | Annual | Allowances Sold NOX | Thousand Tons | 0 | 0 | 0 | 0 | 0 | 0 | 0
BART NOX Annual- Ravenswood 2- v5.16 | 117 | 7184 | Rate Constraint in lbs/MMBtu | FALSE | L | Annual | Allowances Banked | Thousand Tons | 0 | 0 | 0 | 0 | 0 | 0 | 0
BART NOX Annual- Ravenswood 2- v5.16 | 117 | 7184 | Rate Constraint in lbs/MMBtu | FALSE | L | Annual | Allowances Withdrawn (1:1) | Thousand Tons | 0 | 0 | 0 | 0 | 0 | 0 | 0
BART NOX Annual- Ravenswood 2- v5.16 | 117 | 7184 | Rate Constraint in lbs/MMBtu | FALSE | L | Annual | Allowances Withdrawn (n:1) | Thousand Tons | 0 | 0 | 0 | 0 | 0 | 0 | 0
BART NOX Annual- Ravenswood 2- v5.16 | 117 | 7184 | Rate Constraint in lbs/MMBtu | FALSE | L | Annual | Net Emissions Allowance Position | Thousand Tons | 0 | 0 | 0 | 0 | 0 | 0 | 0
BART NOX Annual- Ravenswood 2- v5.16 | 117 | 7184 | Rate Constraint in lbs/MMBtu | FALSE | L | Annual | Fuel Consumed | TBtu | 0 | 0 | 0 | 0 | 0 | 0 | 0
BART NOX Annual- Ravenswood 2- v5.16 | 117 | 7184 | Rate Constraint in lbs/MMBtu | FALSE | L | Annual | Rate | lb/MMBtu | 0 | 0 | 0 | 0 | 0 | 0 | 0
BART NOX Annual- Ravenswood 2- v5.16 | 117 | 7184 | Rate Constraint in lbs/MMBtu | FALSE | L | Annual | Generation | TWh | 0 | 0 | 0 | 0 | 0 | 0 | 0
BART NOX Annual- Ravenswood 2- v5.16 | 117 | 7184 | Rate Constraint in lbs/MMBtu | FALSE | L | Annual | Qualifying Generation | TWh | 0 | 0 | 0 | 0 | 0 | 0 | 0
BART NOX Annual- Ravenswood 2- v5.16 | 117 | 7184 | Rate Constraint in lbs/MMBtu | FALSE | L | Annual | Rate | lb/MWh | 0 | 0 | 0 | 0 | 0 | 0 | 0
BART NOX Annual- Ravenswood 2- v5.16 | 117 | 7184 | Rate Constraint in lbs/MMBtu | FALSE | L | Annual | Constraint Shadow Price | US2022$/Ton | 0 | 0 | 0 | 0 | 0 | 0 | 0
BART NOX Annual- Ravenswood 3- v5.16 | 118 | 7185 | Rate Constraint in lbs/MMBtu | FALSE | L | Annual | Seasons Included | Seasons | Winter, Spring, Summer, Fall | Winter, Spring, Summer, Fall | Winter, Spring, Summer, Fall | Winter, Spring, Summer, Fall | Winter, Spring, Summer, Fall | Winter, Spring, Summer, Fall | Winter, Spring, Summer, Fall
BART NOX Annual- Ravenswood 3- v5.16 | 118 | 7185 | Rate Constraint in lbs/MMBtu | FALSE | L | Annual | Standard NOX | lb/MMBtu | 0.15 | 0.15 | 0.15 | 0.15 | 0.15 | 0.15 | 0.15
BART NOX Annual- Ravenswood 3- v5.16 | 118 | 7185 | Rate Constraint in lbs/MMBtu | FALSE | L | Annual | Emissions at Affected Plants NOX | Thousand Tons | 0 | 0 | 0 | 0 | 0 | 0 | 0
BART NOX Annual- Ravenswood 3- v5.16 | 118 | 7185 | Rate Constraint in lbs/MMBtu | FALSE | L | Annual | Allowances Purchased NOX | Thousand Tons | 0 | 0 | 0 | 0 | 0 | 0 | 0
BART NOX Annual- Ravenswood 3- v5.16 | 118 | 7185 | Rate Constraint in lbs/MMBtu | FALSE | L | Annual | Allowances Sold NOX | Thousand Tons | 0 | 0 | 0 | 0 | 0 | 0 | 0
BART NOX Annual- Ravenswood 3- v5.16 | 118 | 7185 | Rate Constraint in lbs/MMBtu | FALSE | L | Annual | Allowances Banked | Thousand Tons | 0 | 0 | 0 | 0 | 0 | 0 | 0
BART NOX Annual- Ravenswood 3- v5.16 | 118 | 7185 | Rate Constraint in lbs/MMBtu | FALSE | L | Annual | Allowances Withdrawn (1:1) | Thousand Tons | 0 | 0 | 0 | 0 | 0 | 0 | 0
BART NOX Annual- Ravenswood 3- v5.16 | 118 | 7185 | Rate Constraint in lbs/MMBtu | FALSE | L | Annual | Allowances Withdrawn (n:1) | Thousand Tons | 0 | 0 | 0 | 0 | 0 | 0 | 0
BART NOX Annual- Ravenswood 3- v5.16 | 118 | 7185 | Rate Constraint in lbs/MMBtu | FALSE | L | Annual | Net Emissions Allowance Position | Thousand Tons | 0 | 0 | 0 | 0 | 0 | 0 | 0
BART NOX Annual- Ravenswood 3- v5.16 | 118 | 7185 | Rate Constraint in lbs/MMBtu | FALSE | L | Annual | Fuel Consumed | TBtu | 0 | 0 | 0 | 0 | 0 | 0 | 0
BART NOX Annual- Ravenswood 3- v5.16 | 118 | 7185 | Rate Constraint in lbs/MMBtu | FALSE | L | Annual | Rate | lb/MMBtu | 0 | 0 | 0 | 0 | 0 | 0 | 0
BART NOX Annual- Ravenswood 3- v5.16 | 118 | 7185 | Rate Constraint in lbs/MMBtu | FALSE | L | Annual | Generation | TWh | 0 | 0 | 0 | 0 | 0 | 0 | 0
BART NOX Annual- Ravenswood 3- v5.16 | 118 | 7185 | Rate Constraint in lbs/MMBtu | FALSE | L | Annual | Qualifying Generation | TWh | 0 | 0 | 0 | 0 | 0 | 0 | 0
BART NOX Annual- Ravenswood 3- v5.16 | 118 | 7185 | Rate Constraint in lbs/MMBtu | FALSE | L | Annual | Rate | lb/MWh | 0 | 0 | 0 | 0 | 0 | 0 | 0
BART NOX Annual- Ravenswood 3- v5.16 | 118 | 7185 | Rate Constraint in lbs/MMBtu | FALSE | L | Annual | Constraint Shadow Price | US2022$/Ton | 0 | 0 | 0 | 0 | 0 | 0 | 0
BART NOX Annual- Seminole 1- v7.23 | 119 | 7947 | Rate Constraint in lbs/MMBtu | FALSE | L | Annual | Seasons Included | Seasons | Winter, Spring, Summer, Fall | Winter, Spring, Summer, Fall | Winter, Spring, Summer, Fall | Winter, Spring, Summer, Fall | Winter, Spring, Summer, Fall | Winter, Spring, Summer, Fall | Winter, Spring, Summer, Fall
BART NOX Annual- Seminole 1- v7.23 | 119 | 7947 | Rate Constraint in lbs/MMBtu | FALSE | L | Annual | Standard NOX | lb/MMBtu | 0.203 | 0.203 | 0.203 | 0.203 | 0.203 | 0.203 | 0.203
BART NOX Annual- Seminole 1- v7.23 | 119 | 7947 | Rate Constraint in lbs/MMBtu | FALSE | L | Annual | Emissions at Affected Plants NOX | Thousand Tons | 0.11779 | 0.11779 | 0.11779 | 0.11779 | 0.11779 | 0.11779 | 0.11779
BART NOX Annual- Seminole 1- v7.23 | 119 | 7947 | Rate Constraint in lbs/MMBtu | FALSE | L | Annual | Allowances Purchased NOX | Thousand Tons | 0 | 0 | 0 | 0 | 0 | 0 | 0
BART NOX Annual- Seminole 1- v7.23 | 119 | 7947 | Rate Constraint in lbs/MMBtu | FALSE | L | Annual | Allowances Sold NOX | Thousand Tons | 0 | 0 | 0 | 0 | 0 | 0 | 0
BART NOX Annual- Seminole 1- v7.23 | 119 | 7947 | Rate Constraint in lbs/MMBtu | FALSE | L | Annual | Allowances Banked | Thousand Tons | 0 | 0 | 0 | 0 | 0 | 0 | 0
BART NOX Annual- Seminole 1- v7.23 | 119 | 7947 | Rate Constraint in lbs/MMBtu | FALSE | L | Annual | Allowances Withdrawn (1:1) | Thousand Tons | 0 | 0 | 0 | 0 | 0 | 0 | 0
BART NOX Annual- Seminole 1- v7.23 | 119 | 7947 | Rate Constraint in lbs/MMBtu | FALSE | L | Annual | Allowances Withdrawn (n:1) | Thousand Tons | 0 | 0 | 0 | 0 | 0 | 0 | 0
BART NOX Annual- Seminole 1- v7.23 | 119 | 7947 | Rate Constraint in lbs/MMBtu | FALSE | L | Annual | Net Emissions Allowance Position | Thousand Tons | 0.11779 | 0.11779 | 0.11779 | 0.11779 | 0.11779 | 0.11779 | 0.11779
BART NOX Annual- Seminole 1- v7.23 | 119 | 7947 | Rate Constraint in lbs/MMBtu | FALSE | L | Annual | Fuel Consumed | TBtu | 2.0058 | 2.0058 | 2.0058 | 2.0058 | 2.0058 | 2.0058 | 2.0058
BART NOX Annual- Seminole 1- v7.23 | 119 | 7947 | Rate Constraint in lbs/MMBtu | FALSE | L | Annual | Rate | lb/MMBtu | 0.11745 | 0.11745 | 0.11745 | 0.11745 | 0.11745 | 0.11745 | 0.11745
BART NOX Annual- Seminole 1- v7.23 | 119 | 7947 | Rate Constraint in lbs/MMBtu | FALSE | L | Annual | Generation | TWh | 0.17257 | 0.17257 | 0.17257 | 0.17257 | 0.17257 | 0.17257 | 0.17257
BART NOX Annual- Seminole 1- v7.23 | 119 | 7947 | Rate Constraint in lbs/MMBtu | FALSE | L | Annual | Qualifying Generation | TWh | 0.17257 | 0.17257 | 0.17257 | 0.17257 | 0.17257 | 0.17257 | 0.17257
BART NOX Annual- Seminole 1- v7.23 | 119 | 7947 | Rate Constraint in lbs/MMBtu | FALSE | L | Annual | Rate | lb/MWh | 1.3652 | 1.3652 | 1.3652 | 1.3652 | 1.3652 | 1.3652 | 1.3652
BART NOX Annual- Seminole 1- v7.23 | 119 | 7947 | Rate Constraint in lbs/MMBtu | FALSE | L | Annual | Constraint Shadow Price | US2022$/Ton | 0 | 0 | 0 | 0 | 0 | 0 | 0
BART NOX Annual- Seminole 2- v7.23 | 120 | 7948 | Rate Constraint in lbs/MMBtu | FALSE | L | Annual | Seasons Included | Seasons | Winter, Spring, Summer, Fall | Winter, Spring, Summer, Fall | Winter, Spring, Summer, Fall | Winter, Spring, Summer, Fall | Winter, Spring, Summer, Fall | Winter, Spring, Summer, Fall | Winter, Spring, Summer, Fall
BART NOX Annual- Seminole 2- v7.23 | 120 | 7948 | Rate Constraint in lbs/MMBtu | FALSE | L | Annual | Standard NOX | lb/MMBtu | 0.212 | 0.212 | 0.212 | 0.212 | 0.212 | 0.212 | 0.212
BART NOX Annual- Seminole 2- v7.23 | 120 | 7948 | Rate Constraint in lbs/MMBtu | FALSE | L | Annual | Emissions at Affected Plants NOX | Thousand Tons | 0.11779 | 0.11779 | 0.11779 | 0.11779 | 0.11779 | 0.11779 | 0.11779
BART NOX Annual- Seminole 2- v7.23 | 120 | 7948 | Rate Constraint in lbs/MMBtu | FALSE | L | Annual | Allowances Purchased NOX | Thousand Tons | 0 | 0 | 0 | 0 | 0 | 0 | 0
BART NOX Annual- Seminole 2- v7.23 | 120 | 7948 | Rate Constraint in lbs/MMBtu | FALSE | L | Annual | Allowances Sold NOX | Thousand Tons | 0 | 0 | 0 | 0 | 0 | 0 | 0
BART NOX Annual- Seminole 2- v7.23 | 120 | 7948 | Rate Constraint in lbs/MMBtu | FALSE | L | Annual | Allowances Banked | Thousand Tons | 0 | 0 | 0 | 0 | 0 | 0 | 0
BART NOX Annual- Seminole 2- v7.23 | 120 | 7948 | Rate Constraint in lbs/MMBtu | FALSE | L | Annual | Allowances Withdrawn (1:1) | Thousand Tons | 0 | 0 | 0 | 0 | 0 | 0 | 0
BART NOX Annual- Seminole 2- v7.23 | 120 | 7948 | Rate Constraint in lbs/MMBtu | FALSE | L | Annual | Allowances Withdrawn (n:1) | Thousand Tons | 0 | 0 | 0 | 0 | 0 | 0 | 0
BART NOX Annual- Seminole 2- v7.23 | 120 | 7948 | Rate Constraint in lbs/MMBtu | FALSE | L | Annual | Net Emissions Allowance Position | Thousand Tons | 0.11779 | 0.11779 | 0.11779 | 0.11779 | 0.11779 | 0.11779 | 0.11779
BART NOX Annual- Seminole 2- v7.23 | 120 | 7948 | Rate Constraint in lbs/MMBtu | FALSE | L | Annual | Fuel Consumed | TBtu | 2.0058 | 2.0058 | 2.0058 | 2.0058 | 2.0058 | 2.0058 | 2.0058
BART NOX Annual- Seminole 2- v7.23 | 120 | 7948 | Rate Constraint in lbs/MMBtu | FALSE | L | Annual | Rate | lb/MMBtu | 0.11745 | 0.11745 | 0.11745 | 0.11745 | 0.11745 | 0.11745 | 0.11745
BART NOX Annual- Seminole 2- v7.23 | 120 | 7948 | Rate Constraint in lbs/MMBtu | FALSE | L | Annual | Generation | TWh | 0.17257 | 0.17257 | 0.17257 | 0.17257 | 0.17257 | 0.17257 | 0.17257
BART NOX Annual- Seminole 2- v7.23 | 120 | 7948 | Rate Constraint in lbs/MMBtu | FALSE | L | Annual | Qualifying Generation | TWh | 0.17257 | 0.17257 | 0.17257 | 0.17257 | 0.17257 | 0.17257 | 0.17257
BART NOX Annual- Seminole 2- v7.23 | 120 | 7948 | Rate Constraint in lbs/MMBtu | FALSE | L | Annual | Rate | lb/MWh | 1.3652 | 1.3652 | 1.3652 | 1.3652 | 1.3652 | 1.3652 | 1.3652
BART NOX Annual- Seminole 2- v7.23 | 120 | 7948 | Rate Constraint in lbs/MMBtu | FALSE | L | Annual | Constraint Shadow Price | US2022$/Ton | 0 | 0 | 0 | 0 | 0 | 0 | 0
BART NOX Annual- Seminole 3- v7.23 | 121 | 7949 | Rate Constraint in lbs/MMBtu | FALSE | L | Annual | Seasons Included | Seasons | Winter, Spring, Summer, Fall | Winter, Spring, Summer, Fall | Winter, Spring, Summer, Fall | Winter, Spring, Summer, Fall | Winter, Spring, Summer, Fall | Winter, Spring, Summer, Fall | Winter, Spring, Summer, Fall
BART NOX Annual- Seminole 3- v7.23 | 121 | 7949 | Rate Constraint in lbs/MMBtu | FALSE | L | Annual | Standard NOX | lb/MMBtu | 0.164 | 0.164 | 0.164 | 0.164 | 0.164 | 0.164 | 0.164
BART NOX Annual- Seminole 3- v7.23 | 121 | 7949 | Rate Constraint in lbs/MMBtu | FALSE | L | Annual | Emissions at Affected Plants NOX | Thousand Tons | 0.053128 | 0.053128 | 0.053128 | 0.053128 | 0.053128 | 0.053128 | 0.053128
BART NOX Annual- Seminole 3- v7.23 | 121 | 7949 | Rate Constraint in lbs/MMBtu | FALSE | L | Annual | Allowances Purchased NOX | Thousand Tons | 0 | 0 | 0 | 0 | 0 | 0 | 0
BART NOX Annual- Seminole 3- v7.23 | 121 | 7949 | Rate Constraint in lbs/MMBtu | FALSE | L | Annual | Allowances Sold NOX | Thousand Tons | 0 | 0 | 0 | 0 | 0 | 0 | 0
BART NOX Annual- Seminole 3- v7.23 | 121 | 7949 | Rate Constraint in lbs/MMBtu | FALSE | L | Annual | Allowances Banked | Thousand Tons | 0 | 0 | 0 | 0 | 0 | 0 | 0
BART NOX Annual- Seminole 3- v7.23 | 121 | 7949 | Rate Constraint in lbs/MMBtu | FALSE | L | Annual | Allowances Withdrawn (1:1) | Thousand Tons | 0 | 0 | 0 | 0 | 0 | 0 | 0
BART NOX Annual- Seminole 3- v7.23 | 121 | 7949 | Rate Constraint in lbs/MMBtu | FALSE | L | Annual | Allowances Withdrawn (n:1) | Thousand Tons | 0 | 0 | 0 | 0 | 0 | 0 | 0
BART NOX Annual- Seminole 3- v7.23 | 121 | 7949 | Rate Constraint in lbs/MMBtu | FALSE | L | Annual | Net Emissions Allowance Position | Thousand Tons | 0.053128 | 0.053128 | 0.053128 | 0.053128 | 0.053128 | 0.053128 | 0.053128
BART NOX Annual- Seminole 3- v7.23 | 121 | 7949 | Rate Constraint in lbs/MMBtu | FALSE | L | Annual | Fuel Consumed | TBtu | 1.0023 | 1.0023 | 1.0023 | 1.0023 | 1.0023 | 1.0023 | 1.0023
BART NOX Annual- Seminole 3- v7.23 | 121 | 7949 | Rate Constraint in lbs/MMBtu | FALSE | L | Annual | Rate | lb/MMBtu | 0.10601 | 0.10601 | 0.10601 | 0.10601 | 0.10601 | 0.10601 | 0.10601
BART NOX Annual- Seminole 3- v7.23 | 121 | 7949 | Rate Constraint in lbs/MMBtu | FALSE | L | Annual | Generation | TWh | 0.08725 | 0.08725 | 0.08725 | 0.08725 | 0.08725 | 0.08725 | 0.08725
BART NOX Annual- Seminole 3- v7.23 | 121 | 7949 | Rate Constraint in lbs/MMBtu | FALSE | L | Annual | Qualifying Generation | TWh | 0.08725 | 0.08725 | 0.08725 | 0.08725 | 0.08725 | 0.08725 | 0.08725
BART NOX Annual- Seminole 3- v7.23 | 121 | 7949 | Rate Constraint in lbs/MMBtu | FALSE | L | Annual | Rate | lb/MWh | 1.2178 | 1.2178 | 1.2178 | 1.2178 | 1.2178 | 1.2178 | 1.2178
BART NOX Annual- Seminole 3- v7.23 | 121 | 7949 | Rate Constraint in lbs/MMBtu | FALSE | L | Annual | Constraint Shadow Price | US2022$/Ton | 0 | 0 | 0 | 0 | 0 | 0 | 0
BART NOX Annual- Southwestern 3- v7.23 | 122 | 7950 | Rate Constraint in lbs/MMBtu | FALSE | L | Annual | Seasons Included | Seasons | Winter, Spring, Summer, Fall | Winter, Spring, Summer, Fall | Winter, Spring, Summer, Fall | Winter, Spring, Summer, Fall | Winter, Spring, Summer, Fall | Winter, Spring, Summer, Fall | Winter, Spring, Summer, Fall
BART NOX Annual- Southwestern 3- v7.23 | 122 | 7950 | Rate Constraint in lbs/MMBtu | FALSE | L | Annual | Standard NOX | lb/MMBtu | 0.45 | 0.45 | 0.45 | 0.45 | 0.45 | 0.45 | 0.45
BART NOX Annual- Southwestern 3- v7.23 | 122 | 7950 | Rate Constraint in lbs/MMBtu | FALSE | L | Annual | Emissions at Affected Plants NOX | Thousand Tons | 0.097785 | 0.097785 | 0.097785 | 0.097785 | 0.097785 | 0.097785 | 0.097785
BART NOX Annual- Southwestern 3- v7.23 | 122 | 7950 | Rate Constraint in lbs/MMBtu | FALSE | L | Annual | Allowances Purchased NOX | Thousand Tons | 0 | 0 | 0 | 0 | 0 | 0 | 0
BART NOX Annual- Southwestern 3- v7.23 | 122 | 7950 | Rate Constraint in lbs/MMBtu | FALSE | L | Annual | Allowances Sold NOX | Thousand Tons | 0 | 0 | 0 | 0 | 0 | 0 | 0
BART NOX Annual- Southwestern 3- v7.23 | 122 | 7950 | Rate Constraint in lbs/MMBtu | FALSE | L | Annual | Allowances Banked | Thousand Tons | 0 | 0 | 0 | 0 | 0 | 0 | 0
BART NOX Annual- Southwestern 3- v7.23 | 122 | 7950 | Rate Constraint in lbs/MMBtu | FALSE | L | Annual | Allowances Withdrawn (1:1) | Thousand Tons | 0 | 0 | 0 | 0 | 0 | 0 | 0
BART NOX Annual- Southwestern 3- v7.23 | 122 | 7950 | Rate Constraint in lbs/MMBtu | FALSE | L | Annual | Allowances Withdrawn (n:1) | Thousand Tons | 0 | 0 | 0 | 0 | 0 | 0 | 0
BART NOX Annual- Southwestern 3- v7.23 | 122 | 7950 | Rate Constraint in lbs/MMBtu | FALSE | L | Annual | Net Emissions Allowance Position | Thousand Tons | 0.097785 | 0.097785 | 0.097785 | 0.097785 | 0.097785 | 0.097785 | 0.097785
BART NOX Annual- Southwestern 3- v7.23 | 122 | 7950 | Rate Constraint in lbs/MMBtu | FALSE | L | Annual | Fuel Consumed | TBtu | 0.67153 | 0.67153 | 0.67153 | 0.67153 | 0.67153 | 0.67153 | 0.67153
BART NOX Annual- Southwestern 3- v7.23 | 122 | 7950 | Rate Constraint in lbs/MMBtu | FALSE | L | Annual | Rate | lb/MMBtu | 0.29123 | 0.29123 | 0.29123 | 0.29123 | 0.29123 | 0.29123 | 0.29123
BART NOX Annual- Southwestern 3- v7.23 | 122 | 7950 | Rate Constraint in lbs/MMBtu | FALSE | L | Annual | Generation | TWh | 0.051684 | 0.051684 | 0.051684 | 0.051684 | 0.051684 | 0.051684 | 0.051684
BART NOX Annual- Southwestern 3- v7.23 | 122 | 7950 | Rate Constraint in lbs/MMBtu | FALSE | L | Annual | Qualifying Generation | TWh | 0.051684 | 0.051684 | 0.051684 | 0.051684 | 0.051684 | 0.051684 | 0.051684
BART NOX Annual- Southwestern 3- v7.23 | 122 | 7950 | Rate Constraint in lbs/MMBtu | FALSE | L | Annual | Rate | lb/MWh | 3.784 | 3.784 | 3.784 | 3.784 | 3.784 | 3.784 | 3.784
BART NOX Annual- Southwestern 3- v7.23 | 122 | 7950 | Rate Constraint in lbs/MMBtu | FALSE | L | Annual | Constraint Shadow Price | US2022$/Ton | 0 | 0 | 0 | 0 | 0 | 0 | 0
BART NOX Annual- Wyodak 1- v7.23 | 123 | 7945 | Rate Constraint in lbs/MMBtu | FALSE | L | Annual | Seasons Included | Seasons | Winter, Spring, Summer, Fall | Winter, Spring, Summer, Fall | Winter, Spring, Summer, Fall | Winter, Spring, Summer, Fall | Winter, Spring, Summer, Fall | Winter, Spring, Summer, Fall | Winter, Spring, Summer, Fall
BART NOX Annual- Wyodak 1- v7.23 | 123 | 7945 | Rate Constraint in lbs/MMBtu | FALSE | L | Annual | Standard NOX | lb/MMBtu | 0.23 | 0.23 | 0.23 | 0.23 | 0.23 | 0.23 | 0.23
BART NOX Annual- Wyodak 1- v7.23 | 123 | 7945 | Rate Constraint in lbs/MMBtu | FALSE | L | Annual | Emissions at Affected Plants NOX | Thousand Tons | 3.0968 | 3.0968 | 0.1526 | 0.020611 | 0.020611 | 0.020611 | 0.020611
BART NOX Annual- Wyodak 1- v7.23 | 123 | 7945 | Rate Constraint in lbs/MMBtu | FALSE | L | Annual | Allowances Purchased NOX | Thousand Tons | 0 | 0 | 0 | 0 | 0 | 0 | 0
BART NOX Annual- Wyodak 1- v7.23 | 123 | 7945 | Rate Constraint in lbs/MMBtu | FALSE | L | Annual | Allowances Sold NOX | Thousand Tons | 0 | 0 | 0 | 0 | 0 | 0 | 0
BART NOX Annual- Wyodak 1- v7.23 | 123 | 7945 | Rate Constraint in lbs/MMBtu | FALSE | L | Annual | Allowances Banked | Thousand Tons | 0 | 0 | 0 | 0 | 0 | 0 | 0
BART NOX Annual- Wyodak 1- v7.23 | 123 | 7945 | Rate Constraint in lbs/MMBtu | FALSE | L | Annual | Allowances Withdrawn (1:1) | Thousand Tons | 0 | 0 | 0 | 0 | 0 | 0 | 0
BART NOX Annual- Wyodak 1- v7.23 | 123 | 7945 | Rate Constraint in lbs/MMBtu | FALSE | L | Annual | Allowances Withdrawn (n:1) | Thousand Tons | 0 | 0 | 0 | 0 | 0 | 0 | 0
BART NOX Annual- Wyodak 1- v7.23 | 123 | 7945 | Rate Constraint in lbs/MMBtu | FALSE | L | Annual | Net Emissions Allowance Position | Thousand Tons | 3.0968 | 3.0968 | 0.1526 | 0.020611 | 0.020611 | 0.020611 | 0.020611
BART NOX Annual- Wyodak 1- v7.23 | 123 | 7945 | Rate Constraint in lbs/MMBtu | FALSE | L | Annual | Fuel Consumed | TBtu | 27.3713 | 27.3713 | 6.1039 | 0.82444 | 0.82444 | 0.82444 | 0.82444
BART NOX Annual- Wyodak 1- v7.23 | 123 | 7945 | Rate Constraint in lbs/MMBtu | FALSE | L | Annual | Rate | lb/MMBtu | 0.22628 | 0.22628 | 0.05 | 0.05 | 0.05 | 0.05 | 0.05
BART NOX Annual- Wyodak 1- v7.23 | 123 | 7945 | Rate Constraint in lbs/MMBtu | FALSE | L | Annual | Generation | TWh | 2.2397 | 2.2397 | 0.30278 | 0.040895 | 0.040895 | 0.040895 | 0.040895
BART NOX Annual- Wyodak 1- v7.23 | 123 | 7945 | Rate Constraint in lbs/MMBtu | FALSE | L | Annual | Qualifying Generation | TWh | 2.2397 | 2.2397 | 0.30278 | 0.040895 | 0.040895 | 0.040895 | 0.040895
BART NOX Annual- Wyodak 1- v7.23 | 123 | 7945 | Rate Constraint in lbs/MMBtu | FALSE | L | Annual | Rate | lb/MWh | 2.7654 | 2.7654 | 1.008 | 1.008 | 1.008 | 1.008 | 1.008
BART NOX Annual- Wyodak 1- v7.23 | 123 | 7945 | Rate Constraint in lbs/MMBtu | FALSE | L | Annual | Constraint Shadow Price | US2022$/Ton | 0 | 0 | 0 | 0 | 0 | 0 | 0
BART NOX Annual-Apache Station 2 -v5.13 | 124 | 7138 | Rate Constraint in lbs/MMBtu | FALSE | L | Annual | Seasons Included | Seasons | Winter, Spring, Summer, Fall | Winter, Spring, Summer, Fall | Winter, Spring, Summer, Fall | Winter, Spring, Summer, Fall | Winter, Spring, Summer, Fall | Winter, Spring, Summer, Fall | Winter, Spring, Summer, Fall
BART NOX Annual-Apache Station 2 -v5.13 | 124 | 7138 | Rate Constraint in lbs/MMBtu | FALSE | L | Annual | Standard NOX | lb/MMBtu | 0.085 | 0.085 | 0.085 | 0.085 | 0.085 | 0.085 | 0.085
BART NOX Annual-Apache Station 2 -v5.13 | 124 | 7138 | Rate Constraint in lbs/MMBtu | FALSE | L | Annual | Emissions at Affected Plants NOX | Thousand Tons | 0.011317 | 0.011317 | 0.011317 | 0.011317 | 0.011317 | 0.011317 | 0.011317
BART NOX Annual-Apache Station 2 -v5.13 | 124 | 7138 | Rate Constraint in lbs/MMBtu | FALSE | L | Annual | Allowances Purchased NOX | Thousand Tons | 0 | 0 | 0 | 0 | 0 | 0 | 0
BART NOX Annual-Apache Station 2 -v5.13 | 124 | 7138 | Rate Constraint in lbs/MMBtu | FALSE | L | Annual | Allowances Sold NOX | Thousand Tons | 0 | 0 | 0 | 0 | 0 | 0 | 0
BART NOX Annual-Apache Station 2 -v5.13 | 124 | 7138 | Rate Constraint in lbs/MMBtu | FALSE | L | Annual | Allowances Banked | Thousand Tons | 0 | 0 | 0 | 0 | 0 | 0 | 0
BART NOX Annual-Apache Station 2 -v5.13 | 124 | 7138 | Rate Constraint in lbs/MMBtu | FALSE | L | Annual | Allowances Withdrawn (1:1) | Thousand Tons | 0 | 0 | 0 | 0 | 0 | 0 | 0
BART NOX Annual-Apache Station 2 -v5.13 | 124 | 7138 | Rate Constraint in lbs/MMBtu | FALSE | L | Annual | Allowances Withdrawn (n:1) | Thousand Tons | 0 | 0 | 0 | 0 | 0 | 0 | 0
BART NOX Annual-Apache Station 2 -v5.13 | 124 | 7138 | Rate Constraint in lbs/MMBtu | FALSE | L | Annual | Net Emissions Allowance Position | Thousand Tons | 0.011317 | 0.011317 | 0.011317 | 0.011317 | 0.011317 | 0.011317 | 0.011317
BART NOX Annual-Apache Station 2 -v5.13 | 124 | 7138 | Rate Constraint in lbs/MMBtu | FALSE | L | Annual | Fuel Consumed | TBtu | 0.33913 | 0.33913 | 0.33913 | 0.33913 | 0.33913 | 0.33913 | 0.33913
BART NOX Annual-Apache Station 2 -v5.13 | 124 | 7138 | Rate Constraint in lbs/MMBtu | FALSE | L | Annual | Rate | lb/MMBtu | 0.06674 | 0.06674 | 0.06674 | 0.06674 | 0.06674 | 0.06674 | 0.06674
BART NOX Annual-Apache Station 2 -v5.13 | 124 | 7138 | Rate Constraint in lbs/MMBtu | FALSE | L | Annual | Generation | TWh | 0.03066 | 0.03066 | 0.03066 | 0.03066 | 0.03066 | 0.03066 | 0.03066
BART NOX Annual-Apache Station 2 -v5.13 | 124 | 7138 | Rate Constraint in lbs/MMBtu | FALSE | L | Annual | Qualifying Generation | TWh | 0.03066 | 0.03066 | 0.03066 | 0.03066 | 0.03066 | 0.03066 | 0.03066
BART NOX Annual-Apache Station 2 -v5.13 | 124 | 7138 | Rate Constraint in lbs/MMBtu | FALSE | L | Annual | Rate | lb/MWh | 0.73821 | 0.73821 | 0.73821 | 0.73821 | 0.73821 | 0.73821 | 0.73821
BART NOX Annual-Apache Station 2 -v5.13 | 124 | 7138 | Rate Constraint in lbs/MMBtu | FALSE | L | Annual | Constraint Shadow Price | US2022$/Ton | 0 | 0 | 0 | 0 | 0 | 0 | 0
BART NOX Annual-Apache Station 3 -v5.13 | 125 | 7139 | Rate Constraint in lbs/MMBtu | FALSE | L | Annual | Seasons Included | Seasons | Winter, Spring, Summer, Fall | Winter, Spring, Summer, Fall | Winter, Spring, Summer, Fall | Winter, Spring, Summer, Fall | Winter, Spring, Summer, Fall | Winter, Spring, Summer, Fall | Winter, Spring, Summer, Fall
BART NOX Annual-Apache Station 3 -v5.13 | 125 | 7139 | Rate Constraint in lbs/MMBtu | FALSE | L | Annual | Standard NOX | lb/MMBtu | 0.23 | 0.23 | 0.23 | 0.23 | 0.23 | 0.23 | 0.23
BART NOX Annual-Apache Station 3 -v5.13 | 125 | 7139 | Rate Constraint in lbs/MMBtu | FALSE | L | Annual | Emissions at Affected Plants NOX | Thousand Tons | 0.16469 | 0.16469 | 0 | 0 | 0 | 0 | 0
BART NOX Annual-Apache Station 3 -v5.13 | 125 | 7139 | Rate Constraint in lbs/MMBtu | FALSE | L | Annual | Allowances Purchased NOX | Thousand Tons | 0 | 0 | 0 | 0 | 0 | 0 | 0
BART NOX Annual-Apache Station 3 -v5.13 | 125 | 7139 | Rate Constraint in lbs/MMBtu | FALSE | L | Annual | Allowances Sold NOX | Thousand Tons | 0 | 0 | 0 | 0 | 0 | 0 | 0
BART NOX Annual-Apache Station 3 -v5.13 | 125 | 7139 | Rate Constraint in lbs/MMBtu | FALSE | L | Annual | Allowances Banked | Thousand Tons | 0 | 0 | 0 | 0 | 0 | 0 | 0
BART NOX Annual-Apache Station 3 -v5.13 | 125 | 7139 | Rate Constraint in lbs/MMBtu | FALSE | L | Annual | Allowances Withdrawn (1:1) | Thousand Tons | 0 | 0 | 0 | 0 | 0 | 0 | 0
BART NOX Annual-Apache Station 3 -v5.13 | 125 | 7139 | Rate Constraint in lbs/MMBtu | FALSE | L | Annual | Allowances Withdrawn (n:1) | Thousand Tons | 0 | 0 | 0 | 0 | 0 | 0 | 0
BART NOX Annual-Apache Station 3 -v5.13 | 125 | 7139 | Rate Constraint in lbs/MMBtu | FALSE | L | Annual | Net Emissions Allowance Position | Thousand Tons | 0.16469 | 0.16469 | 0 | 0 | 0 | 0 | 0
BART NOX Annual-Apache Station 3 -v5.13 | 125 | 7139 | Rate Constraint in lbs/MMBtu | FALSE | L | Annual | Fuel Consumed | TBtu | 1.7771 | 1.7771 | 0 | 0 | 0 | 0 | 0
BART NOX Annual-Apache Station 3 -v5.13 | 125 | 7139 | Rate Constraint in lbs/MMBtu | FALSE | L | Annual | Rate | lb/MMBtu | 0.18535 | 0.18535 | 0 | 0 | 0 | 0 | 0
BART NOX Annual-Apache Station 3 -v5.13 | 125 | 7139 | Rate Constraint in lbs/MMBtu | FALSE | L | Annual | Generation | TWh | 0.1533 | 0.1533 | 0 | 0 | 0 | 0 | 0
BART NOX Annual-Apache Station 3 -v5.13 | 125 | 7139 | Rate Constraint in lbs/MMBtu | FALSE | L | Annual | Qualifying Generation | TWh | 0.1533 | 0.1533 | 0 | 0 | 0 | 0 | 0
BART NOX Annual-Apache Station 3 -v5.13 | 125 | 7139 | Rate Constraint in lbs/MMBtu | FALSE | L | Annual | Rate | lb/MWh | 2.1486 | 2.1486 | 0 | 0 | 0 | 0 | 0
BART NOX Annual-Apache Station 3 -v5.13 | 125 | 7139 | Rate Constraint in lbs/MMBtu | FALSE | L | Annual | Constraint Shadow Price | US2022$/Ton | 0 | 0 | 0 | 0 | 0 | 0 | 0
BART NOX Annual-Big Cajun 2 -v5.14 | 126 | 7160 | Rate Constraint in lbs/MMBtu | FALSE | L | Annual | Seasons Included | Seasons | Winter, Spring, Summer, Fall | Winter, Spring, Summer, Fall | Winter, Spring, Summer, Fall | Winter, Spring, Summer, Fall | Winter, Spring, Summer, Fall | Winter, Spring, Summer, Fall | Winter, Spring, Summer, Fall
BART NOX Annual-Big Cajun 2 -v5.14 | 126 | 7160 | Rate Constraint in lbs/MMBtu | FALSE | L | Annual | Standard NOX | lb/MMBtu | 0.15 | 0.15 | 0.15 | 0.15 | 0.15 | 0.15 | 0.15
BART NOX Annual-Big Cajun 2 -v5.14 | 126 | 7160 | Rate Constraint in lbs/MMBtu | FALSE | L | Annual | Emissions at Affected Plants NOX | Thousand Tons | 0 | 0 | 0 | 0 | 0 | 0 | 0
BART NOX Annual-Big Cajun 2 -v5.14 | 126 | 7160 | Rate Constraint in lbs/MMBtu | FALSE | L | Annual | Allowances Purchased NOX | Thousand Tons | 0 | 0 | 0 | 0 | 0 | 0 | 0
BART NOX Annual-Big Cajun 2 -v5.14 | 126 | 7160 | Rate Constraint in lbs/MMBtu | FALSE | L | Annual | Allowances Sold NOX | Thousand Tons | 0 | 0 | 0 | 0 | 0 | 0 | 0
BART NOX Annual-Big Cajun 2 -v5.14 | 126 | 7160 | Rate Constraint in lbs/MMBtu | FALSE | L | Annual | Allowances Banked | Thousand Tons | 0 | 0 | 0 | 0 | 0 | 0 | 0
BART NOX Annual-Big Cajun 2 -v5.14 | 126 | 7160 | Rate Constraint in lbs/MMBtu | FALSE | L | Annual | Allowances Withdrawn (1:1) | Thousand Tons | 0 | 0 | 0 | 0 | 0 | 0 | 0
BART NOX Annual-Big Cajun 2 -v5.14 | 126 | 7160 | Rate Constraint in lbs/MMBtu | FALSE | L | Annual | Allowances Withdrawn (n:1) | Thousand Tons | 0 | 0 | 0 | 0 | 0 | 0 | 0
BART NOX Annual-Big Cajun 2 -v5.14 | 126 | 7160 | Rate Constraint in lbs/MMBtu | FALSE | L | Annual | Net Emissions Allowance Position | Thousand Tons | 0 | 0 | 0 | 0 | 0 | 0 | 0
BART NOX Annual-Big Cajun 2 -v5.14 | 126 | 7160 | Rate Constraint in lbs/MMBtu | FALSE | L | Annual | Fuel Consumed | TBtu | 0 | 0 | 0 | 0 | 0 | 0 | 0
BART NOX Annual-Big Cajun 2 -v5.14 | 126 | 7160 | Rate Constraint in lbs/MMBtu | FALSE | L | Annual | Rate | lb/MMBtu | 0 | 0 | 0 | 0 | 0 | 0 | 0
BART NOX Annual-Big Cajun 2 -v5.14 | 126 | 7160 | Rate Constraint in lbs/MMBtu | FALSE | L | Annual | Generation | TWh | 0 | 0 | 0 | 0 | 0 | 0 | 0
BART NOX Annual-Big Cajun 2 -v5.14 | 126 | 7160 | Rate Constraint in lbs/MMBtu | FALSE | L | Annual | Qualifying Generation | TWh | 0 | 0 | 0 | 0 | 0 | 0 | 0
BART NOX Annual-Big Cajun 2 -v5.14 | 126 | 7160 | Rate Constraint in lbs/MMBtu | FALSE | L | Annual | Rate | lb/MWh | 0 | 0 | 0 | 0 | 0 | 0 | 0
BART NOX Annual-Big Cajun 2 -v5.14 | 126 | 7160 | Rate Constraint in lbs/MMBtu | FALSE | L | Annual | Constraint Shadow Price | US2022$/Ton | 0 | 0 | 0 | 0 | 0 | 0 | 0
BART NOX AnnualCap- Oswego Harbor 5- v5.16 | 127 | 7191 | Rate Constraint in MTons | FALSE | L | Annual | Seasons Included | Seasons | Winter, Spring, Summer, Fall | Winter, Spring, Summer, Fall | Winter, Spring, Summer, Fall | Winter, Spring, Summer, Fall | Winter, Spring, Summer, Fall | Winter, Spring, Summer, Fall | Winter, Spring, Summer, Fall
BART NOX AnnualCap- Oswego Harbor 5- v5.16 | 127 | 7191 | Rate Constraint in MTons | FALSE | L | Annual | Standard NOX | Thousand Tons | 0.383 | 0.383 | 0.383 | 0.383 | 0.383 | 0.383 | 0.383
BART NOX AnnualCap- Oswego Harbor 5- v5.16 | 127 | 7191 | Rate Constraint in MTons | FALSE | L | Annual | Emissions at Affected Plants NOX | Thousand Tons | 0 | 0 | 0 | 0 | 0 | 0 | 0
BART NOX AnnualCap- Oswego Harbor 5- v5.16 | 127 | 7191 | Rate Constraint in MTons | FALSE | L | Annual | Allowances Purchased NOX | Thousand Tons | 0 | 0 | 0 | 0 | 0 | 0 | 0
BART NOX AnnualCap- Oswego Harbor 5- v5.16 | 127 | 7191 | Rate Constraint in MTons | FALSE | L | Annual | Allowances Sold NOX | Thousand Tons | 0 | 0 | 0 | 0 | 0 | 0 | 0
BART NOX AnnualCap- Oswego Harbor 5- v5.16 | 127 | 7191 | Rate Constraint in MTons | FALSE | L | Annual | Allowances Banked | Thousand Tons | 0 | 0 | 0 | 0 | 0 | 0 | 0
BART NOX AnnualCap- Oswego Harbor 5- v5.16 | 127 | 7191 | Rate Constraint in MTons | FALSE | L | Annual | Allowances Withdrawn (1:1) | Thousand Tons | 0 | 0 | 0 | 0 | 0 | 0 | 0
BART NOX AnnualCap- Oswego Harbor 5- v5.16 | 127 | 7191 | Rate Constraint in MTons | FALSE | L | Annual | Allowances Withdrawn (n:1) | Thousand Tons | 0 | 0 | 0 | 0 | 0 | 0 | 0
BART NOX AnnualCap- Oswego Harbor 5- v5.16 | 127 | 7191 | Rate Constraint in MTons | FALSE | L | Annual | Net Emissions Allowance Position | Thousand Tons | 0 | 0 | 0 | 0 | 0 | 0 | 0
BART NOX AnnualCap- Oswego Harbor 5- v5.16 | 127 | 7191 | Rate Constraint in MTons | FALSE | L | Annual | Fuel Consumed | TBtu | 0 | 0 | 0 | 0 | 0 | 0 | 0
BART NOX AnnualCap- Oswego Harbor 5- v5.16 | 127 | 7191 | Rate Constraint in MTons | FALSE | L | Annual | Rate | lb/MMBtu | 0 | 0 | 0 | 0 | 0 | 0 | 0
BART NOX AnnualCap- Oswego Harbor 5- v5.16 | 127 | 7191 | Rate Constraint in MTons | FALSE | L | Annual | Generation | TWh | 0 | 0 | 0 | 0 | 0 | 0 | 0
BART NOX AnnualCap- Oswego Harbor 5- v5.16 | 127 | 7191 | Rate Constraint in MTons | FALSE | L | Annual | Qualifying Generation | TWh | 0 | 0 | 0 | 0 | 0 | 0 | 0
BART NOX AnnualCap- Oswego Harbor 5- v5.16 | 127 | 7191 | Rate Constraint in MTons | FALSE | L | Annual | Rate | lb/MWh | 0 | 0 | 0 | 0 | 0 | 0 | 0
BART NOX AnnualCap- Oswego Harbor 5- v5.16 | 127 | 7191 | Rate Constraint in MTons | FALSE | L | Annual | Constraint Shadow Price | US2022$/Ton | 0 | 0 | 0 | 0 | 0 | 0 | 0
BART NOX AnnualCap- Oswego Harbor 6- v5.16 | 128 | 7192 | Rate Constraint in MTons | FALSE | L | Annual | Seasons Included | Seasons | Winter, Spring, Summer, Fall | Winter, Spring, Summer, Fall | Winter, Spring, Summer, Fall | Winter, Spring, Summer, Fall | Winter, Spring, Summer, Fall | Winter, Spring, Summer, Fall | Winter, Spring, Summer, Fall
BART NOX AnnualCap- Oswego Harbor 6- v5.16 | 128 | 7192 | Rate Constraint in MTons | FALSE | L | Annual | Standard NOX | Thousand Tons | 0.665 | 0.665 | 0.665 | 0.665 | 0.665 | 0.665 | 0.665
BART NOX AnnualCap- Oswego Harbor 6- v5.16 | 128 | 7192 | Rate Constraint in MTons | FALSE | L | Annual | Emissions at Affected Plants NOX | Thousand Tons | 0 | 0 | 0 | 0 | 0 | 0 | 0
BART NOX AnnualCap- Oswego Harbor 6- v5.16 | 128 | 7192 | Rate Constraint in MTons | FALSE | L | Annual | Allowances Purchased NOX | Thousand Tons | 0 | 0 | 0 | 0 | 0 | 0 | 0
BART NOX AnnualCap- Oswego Harbor 6- v5.16 | 128 | 7192 | Rate Constraint in MTons | FALSE | L | Annual | Allowances Sold NOX | Thousand Tons | 0 | 0 | 0 | 0 | 0 | 0 | 0
BART NOX AnnualCap- Oswego Harbor 6- v5.16 | 128 | 7192 | Rate Constraint in MTons | FALSE | L | Annual | Allowances Banked | Thousand Tons | 0 | 0 | 0 | 0 | 0 | 0 | 0
BART NOX AnnualCap- Oswego Harbor 6- v5.16 | 128 | 7192 | Rate Constraint in MTons | FALSE | L | Annual | Allowances Withdrawn (1:1) | Thousand Tons | 0 | 0 | 0 | 0 | 0 | 0 | 0
BART NOX AnnualCap- Oswego Harbor 6- v5.16 | 128 | 7192 | Rate Constraint in MTons | FALSE | L | Annual | Allowances Withdrawn (n:1) | Thousand Tons | 0 | 0 | 0 | 0 | 0 | 0 | 0
BART NOX AnnualCap- Oswego Harbor 6- v5.16 | 128 | 7192 | Rate Constraint in MTons | FALSE | L | Annual | Net Emissions Allowance Position | Thousand Tons | 0 | 0 | 0 | 0 | 0 | 0 | 0
BART NOX AnnualCap- Oswego Harbor 6- v5.16 | 128 | 7192 | Rate Constraint in MTons | FALSE | L | Annual | Fuel Consumed | TBtu | 0 | 0 | 0 | 0 | 0 | 0 | 0
BART NOX AnnualCap- Oswego Harbor 6- v5.16 | 128 | 7192 | Rate Constraint in MTons | FALSE | L | Annual | Rate | lb/MMBtu | 0 | 0 | 0 | 0 | 0 | 0 | 0
BART NOX AnnualCap- Oswego Harbor 6- v5.16 | 128 | 7192 | Rate Constraint in MTons | FALSE | L | Annual | Generation | TWh | 0 | 0 | 0 | 0 | 0 | 0 | 0
BART NOX AnnualCap- Oswego Harbor 6- v5.16 | 128 | 7192 | Rate Constraint in MTons | FALSE | L | Annual | Qualifying Generation | TWh | 0 | 0 | 0 | 0 | 0 | 0 | 0
BART NOX AnnualCap- Oswego Harbor 6- v5.16 | 128 | 7192 | Rate Constraint in MTons | FALSE | L | Annual | Rate | lb/MWh | 0 | 0 | 0 | 0 | 0 | 0 | 0
BART NOX AnnualCap- Oswego Harbor 6- v5.16 | 128 | 7192 | Rate Constraint in MTons | FALSE | L | Annual | Constraint Shadow Price | US2022$/Ton | 0 | 0 | 0 | 0 | 0 | 0 | 0
BART NOX Annual-Craig C2 -v5.13 | 130 | 7128 | Rate Constraint in lbs/MMBtu | FALSE | L | Annual | Seasons Included | Seasons | Winter, Spring, Summer, Fall | Winter, Spring, Summer, Fall | Winter, Spring, Summer, Fall | Winter, Spring, Summer, Fall | Winter, Spring, Summer, Fall | Winter, Spring, Summer, Fall | Winter, Spring, Summer, Fall
BART NOX Annual-Craig C2 -v5.13 | 130 | 7128 | Rate Constraint in lbs/MMBtu | FALSE | L | Annual | Standard NOX | lb/MMBtu | 0.08 | 0.08 | 0.08 | 0.08 | 0.08 | 0.08 | 0.08
BART NOX Annual-Craig C2 -v5.13 | 130 | 7128 | Rate Constraint in lbs/MMBtu | FALSE | L | Annual | Emissions at Affected Plants NOX | Thousand Tons | 0.84488 | 0 | 0 | 0 | 0 | 0 | 0
BART NOX Annual-Craig C2 -v5.13 | 130 | 7128 | Rate Constraint in lbs/MMBtu | FALSE | L | Annual | Allowances Purchased NOX | Thousand Tons | 0 | 0 | 0 | 0 | 0 | 0 | 0
BART NOX Annual-Craig C2 -v5.13 | 130 | 7128 | Rate Constraint in lbs/MMBtu | FALSE | L | Annual | Allowances Sold NOX | Thousand Tons | 0 | 0 | 0 | 0 | 0 | 0 | 0
BART NOX Annual-Craig C2 -v5.13 | 130 | 7128 | Rate Constraint in lbs/MMBtu | FALSE | L | Annual | Allowances Banked | Thousand Tons | 0 | 0 | 0 | 0 | 0 | 0 | 0
BART NOX Annual-Craig C2 -v5.13 | 130 | 7128 | Rate Constraint in lbs/MMBtu | FALSE | L | Annual | Allowances Withdrawn (1:1) | Thousand Tons | 0 | 0 | 0 | 0 | 0 | 0 | 0
BART NOX Annual-Craig C2 -v5.13 | 130 | 7128 | Rate Constraint in lbs/MMBtu | FALSE | L | Annual | Allowances Withdrawn (n:1) | Thousand Tons | 0 | 0 | 0 | 0 | 0 | 0 | 0
BART NOX Annual-Craig C2 -v5.13 | 130 | 7128 | Rate Constraint in lbs/MMBtu | FALSE | L | Annual | Net Emissions Allowance Position | Thousand Tons | 0.84488 | 0 | 0 | 0 | 0 | 0 | 0
BART NOX Annual-Craig C2 -v5.13 | 130 | 7128 | Rate Constraint in lbs/MMBtu | FALSE | L | Annual | Fuel Consumed | TBtu | 26.8726 | 0 | 0 | 0 | 0 | 0 | 0
BART NOX Annual-Craig C2 -v5.13 | 130 | 7128 | Rate Constraint in lbs/MMBtu | FALSE | L | Annual | Rate | lb/MMBtu | 0.06288 | 0 | 0 | 0 | 0 | 0 | 0
BART NOX Annual-Craig C2 -v5.13 | 130 | 7128 | Rate Constraint in lbs/MMBtu | FALSE | L | Annual | Generation | TWh | 2.6243 | 0 | 0 | 0 | 0 | 0 | 0
BART NOX Annual-Craig C2 -v5.13 | 130 | 7128 | Rate Constraint in lbs/MMBtu | FALSE | L | Annual | Qualifying Generation | TWh | 2.6243 | 0 | 0 | 0 | 0 | 0 | 0
BART NOX Annual-Craig C2 -v5.13 | 130 | 7128 | Rate Constraint in lbs/MMBtu | FALSE | L | Annual | Rate | lb/MWh | 0.64389 | 0 | 0 | 0 | 0 | 0 | 0
BART NOX Annual-Craig C2 -v5.13 | 130 | 7128 | Rate Constraint in lbs/MMBtu | FALSE | L | Annual | Constraint Shadow Price | US2022$/Ton | 0 | 0 | 0 | 0 | 0 | 0 | 0
BART NOX Annual-Four Corners 4 -v5.14 | 131 | 7129 | Rate Constraint in lbs/MMBtu | FALSE | L | Annual | Seasons Included | Seasons | Winter, Spring, Summer, Fall | Winter, Spring, Summer, Fall | Winter, Spring, Summer, Fall | Winter, Spring, Summer, Fall | Winter, Spring, Summer, Fall | Winter, Spring, Summer, Fall | Winter, Spring, Summer, Fall
BART NOX Annual-Four Corners 4 -v5.14 | 131 | 7129 | Rate Constraint in lbs/MMBtu | FALSE | L | Annual | Standard NOX | lb/MMBtu | 0.098 | 0.098 | 0.098 | 0.098 | 0.098 | 0.098 | 0.098
BART NOX Annual-Four Corners 4 -v5.14 | 131 | 7129 | Rate Constraint in lbs/MMBtu | FALSE | L | Annual | Emissions at Affected Plants NOX | Thousand Tons | 1.3913 | 1.3078 | 0.023612 | 0.023612 | 0.023612 | 0.023612 | 0.023612
BART NOX Annual-Four Corners 4 -v5.14 | 131 | 7129 | Rate Constraint in lbs/MMBtu | FALSE | L | Annual | Allowances Purchased NOX | Thousand Tons | 0 | 0 | 0 | 0 | 0 | 0 | 0
BART NOX Annual-Four Corners 4 -v5.14 | 131 | 7129 | Rate Constraint in lbs/MMBtu | FALSE | L | Annual | Allowances Sold NOX | Thousand Tons | 0 | 0 | 0 | 0 | 0 | 0 | 0
BART NOX Annual-Four Corners 4 -v5.14 | 131 | 7129 | Rate Constraint in lbs/MMBtu | FALSE | L | Annual | Allowances Banked | Thousand Tons | 0 | 0 | 0 | 0 | 0 | 0 | 0
BART NOX Annual-Four Corners 4 -v5.14 | 131 | 7129 | Rate Constraint in lbs/MMBtu | FALSE | L | Annual | Allowances Withdrawn (1:1) | Thousand Tons | 0 | 0 | 0 | 0 | 0 | 0 | 0
BART NOX Annual-Four Corners 4 -v5.14 | 131 | 7129 | Rate Constraint in lbs/MMBtu | FALSE | L | Annual | Allowances Withdrawn (n:1) | Thousand Tons | 0 | 0 | 0 | 0 | 0 | 0 | 0
BART NOX Annual-Four Corners 4 -v5.14 | 131 | 7129 | Rate Constraint in lbs/MMBtu | FALSE | L | Annual | Net Emissions Allowance Position | Thousand Tons | 1.3913 | 1.3078 | 0.023612 | 0.023612 | 0.023612 | 0.023612 | 0.023612
BART NOX Annual-Four Corners 4 -v5.14 | 131 | 7129 | Rate Constraint in lbs/MMBtu | FALSE | L | Annual | Fuel Consumed | TBtu | 47.8184 | 44.9495 | 0.81153 | 0.81153 | 0.81153 | 0.81153 | 0.81153
BART NOX Annual-Four Corners 4 -v5.14 | 131 | 7129 | Rate Constraint in lbs/MMBtu | FALSE | L | Annual | Rate | lb/MMBtu | 0.05819 | 0.05819 | 0.05819 | 0.05819 | 0.05819 | 0.05819 | 0.05819
BART NOX Annual-Four Corners 4 -v5.14 | 131 | 7129 | Rate Constraint in lbs/MMBtu | FALSE | L | Annual | Generation | TWh | 4.8939 | 4.5746 | 0.057312 | 0.057312 | 0.057312 | 0.057312 | 0.057312
BART NOX Annual-Four Corners 4 -v5.14 | 131 | 7129 | Rate Constraint in lbs/MMBtu | FALSE | L | Annual | Qualifying Generation | TWh | 4.8939 | 4.5746 | 0.057312 | 0.057312 | 0.057312 | 0.057312 | 0.057312
BART NOX Annual-Four Corners 4 -v5.14 | 131 | 7129 | Rate Constraint in lbs/MMBtu | FALSE | L | Annual | Rate | lb/MWh | 0.56857 | 0.57177 | 0.82397 | 0.82397 | 0.82397 | 0.82397 | 0.82397
BART NOX Annual-Four Corners 4 -v5.14 | 131 | 7129 | Rate Constraint in lbs/MMBtu | FALSE | L | Annual | Constraint Shadow Price | US2022$/Ton | 0 | 0 | 0 | 0 | 0 | 0 | 0
BART NOX Annual-Four Corners 5 -v5.14 | 132 | 7130 | Rate Constraint in lbs/MMBtu | FALSE | L | Annual | Seasons Included | Seasons | Winter, Spring, Summer, Fall | Winter, Spring, Summer, Fall | Winter, Spring, Summer, Fall | Winter, Spring, Summer, Fall | Winter, Spring, Summer, Fall | Winter, Spring, Summer, Fall | Winter, Spring, Summer, Fall
BART NOX Annual-Four Corners 5 -v5.14 | 132 | 7130 | Rate Constraint in lbs/MMBtu | FALSE | L | Annual | Standard NOX | lb/MMBtu | 0.098 | 0.098 | 0.098 | 0.098 | 0.098 | 0.098 | 0.098
BART NOX Annual-Four Corners 5 -v5.14 | 132 | 7130 | Rate Constraint in lbs/MMBtu | FALSE | L | Annual | Emissions at Affected Plants NOX | Thousand Tons | 1.3438 | 1.4365 | 0 | 0 | 0 | 0 | 0
BART NOX Annual-Four Corners 5 -v5.14 | 132 | 7130 | Rate Constraint in lbs/MMBtu | FALSE | L | Annual | Allowances Purchased NOX | Thousand Tons | 0 | 0 | 0 | 0 | 0 | 0 | 0
BART NOX Annual-Four Corners 5 -v5.14 | 132 | 7130 | Rate Constraint in lbs/MMBtu | FALSE | L | Annual | Allowances Sold NOX | Thousand Tons | 0 | 0 | 0 | 0 | 0 | 0 | 0
BART NOX Annual-Four Corners 5 -v5.14 | 132 | 7130 | Rate Constraint in lbs/MMBtu | FALSE | L | Annual | Allowances Banked | Thousand Tons | 0 | 0 | 0 | 0 | 0 | 0 | 0
BART NOX Annual-Four Corners 5 -v5.14 | 132 | 7130 | Rate Constraint in lbs/MMBtu | FALSE | L | Annual | Allowances Withdrawn (1:1) | Thousand Tons | 0 | 0 | 0 | 0 | 0 | 0 | 0
BART NOX Annual-Four Corners 5 -v5.14 | 132 | 7130 | Rate Constraint in lbs/MMBtu | FALSE | L | Annual | Allowances Withdrawn (n:1) | Thousand Tons | 0 | 0 | 0 | 0 | 0 | 0 | 0
BART NOX Annual-Four Corners 5 -v5.14 | 132 | 7130 | Rate Constraint in lbs/MMBtu | FALSE | L | Annual | Net Emissions Allowance Position | Thousand Tons | 1.3438 | 1.4365 | 0 | 0 | 0 | 0 | 0
BART NOX Annual-Four Corners 5 -v5.14 | 132 | 7130 | Rate Constraint in lbs/MMBtu | FALSE | L | Annual | Fuel Consumed | TBtu | 41.6102 | 44.4791 | 0 | 0 | 0 | 0 | 0
BART NOX Annual-Four Corners 5 -v5.14 | 132 | 7130 | Rate Constraint in lbs/MMBtu | FALSE | L | Annual | Rate | lb/MMBtu | 0.06459 | 0.06459 | 0 | 0 | 0 | 0 | 0
BART NOX Annual-Four Corners 5 -v5.14 | 132 | 7130 | Rate Constraint in lbs/MMBtu | FALSE | L | Annual | Generation | TWh | 4.2607 | 4.5545 | 0 | 0 | 0 | 0 | 0
BART NOX Annual-Four Corners 5 -v5.14 | 132 | 7130 | Rate Constraint in lbs/MMBtu | FALSE | L | Annual | Qualifying Generation | TWh | 4.2607 | 4.5545 | 0 | 0 | 0 | 0 | 0
BART NOX Annual-Four Corners 5 -v5.14 | 132 | 7130 | Rate Constraint in lbs/MMBtu | FALSE | L | Annual | Rate | lb/MWh | 0.63079 | 0.63079 | 0 | 0 | 0 | 0 | 0
BART NOX Annual-Four Corners 5 -v5.14 | 132 | 7130 | Rate Constraint in lbs/MMBtu | FALSE | L | Annual | Constraint Shadow Price | US2022$/Ton | 0 | 0 | 0 | 0 | 0 | 0 | 0
BART NOX Annual-Gerald Gentleman 1 -v5.14 | 133 | 7131 | Rate Constraint in lbs/MMBtu | FALSE | L | Annual | Seasons Included | Seasons | Winter, Spring, Summer, Fall | Winter, Spring, Summer, Fall | Winter, Spring, Summer, Fall | Winter, Spring, Summer, Fall | Winter, Spring, Summer, Fall | Winter, Spring, Summer, Fall | Winter, Spring, Summer, Fall
BART NOX Annual-Gerald Gentleman 1 -v5.14 | 133 | 7131 | Rate Constraint in lbs/MMBtu | FALSE | L | Annual | Standard NOX | lb/MMBtu | 0.23 | 0.23 | 0.23 | 0.23 | 0.23 | 0.23 | 0.23
BART NOX Annual-Gerald Gentleman 1 -v5.14 | 133 | 7131 | Rate Constraint in lbs/MMBtu | FALSE | L | Annual | Emissions at Affected Plants NOX | Thousand Tons | 4.7599 | 4.7599 | 0 | 0 | 0 | 0 | 0
BART NOX Annual-Gerald Gentleman 1 -v5.14 | 133 | 7131 | Rate Constraint in lbs/MMBtu | FALSE | L | Annual | Allowances Purchased NOX | Thousand Tons | 0 | 0 | 0 | 0 | 0 | 0 | 0
BART NOX Annual-Gerald Gentleman 1 -v5.14 | 133 | 7131 | Rate Constraint in lbs/MMBtu | FALSE | L | Annual | Allowances Sold NOX | Thousand Tons | 0 | 0 | 0 | 0 | 0 | 0 | 0
BART NOX Annual-Gerald Gentleman 1 -v5.14 | 133 | 7131 | Rate Constraint in lbs/MMBtu | FALSE | L | Annual | Allowances Banked | Thousand Tons | 0 | 0 | 0 | 0 | 0 | 0 | 0
BART NOX Annual-Gerald Gentleman 1 -v5.14 | 133 | 7131 | Rate Constraint in lbs/MMBtu | FALSE | L | Annual | Allowances Withdrawn (1:1) | Thousand Tons | 0 | 0 | 0 | 0 | 0 | 0 | 0
BART NOX Annual-Gerald Gentleman 1 -v5.14 | 133 | 7131 | Rate Constraint in lbs/MMBtu | FALSE | L | Annual | Allowances Withdrawn (n:1) | Thousand Tons | 0 | 0 | 0 | 0 | 0 | 0 | 0
BART NOX Annual-Gerald Gentleman 1 -v5.14 | 133 | 7131 | Rate Constraint in lbs/MMBtu | FALSE | L | Annual | Net Emissions Allowance Position | Thousand Tons | 4.7599 | 4.7599 | 0 | 0 | 0 | 0 | 0
BART NOX Annual-Gerald Gentleman 1 -v5.14 | 133 | 7131 | Rate Constraint in lbs/MMBtu | FALSE | L | Annual | Fuel Consumed | TBtu | 46.2152 | 46.2152 | 0 | 0 | 0 | 0 | 0
BART NOX Annual-Gerald Gentleman 1 -v5.14 | 133 | 7131 | Rate Constraint in lbs/MMBtu | FALSE | L | Annual | Rate | lb/MMBtu | 0.20599 | 0.20599 | 0 | 0 | 0 | 0 | 0
BART NOX Annual-Gerald Gentleman 1 -v5.14 | 133 | 7131 | Rate Constraint in lbs/MMBtu | FALSE | L | Annual | Generation | TWh | 4.6026 | 4.6026 | 0 | 0 | 0 | 0 | 0
BART NOX Annual-Gerald Gentleman 1 -v5.14 | 133 | 7131 | Rate Constraint in lbs/MMBtu | FALSE | L | Annual | Qualifying Generation | TWh | 4.6026 | 4.6026 | 0 | 0 | 0 | 0 | 0
BART NOX Annual-Gerald Gentleman 1 -v5.14 | 133 | 7131 | Rate Constraint in lbs/MMBtu | FALSE | L | Annual | Rate | lb/MWh | 2.0683 | 2.0683 | 0 | 0 | 0 | 0 | 0
BART NOX Annual-Gerald Gentleman 1 -v5.14 | 133 | 7131 | Rate Constraint in lbs/MMBtu | FALSE | L | Annual | Constraint Shadow Price | US2022$/Ton | 0 | 0 | 0 | 0 | 0 | 0 | 0
BART NOX Annual-Gerald Gentleman 2 -v5.14 | 134 | 7132 | Rate Constraint in lbs/MMBtu | FALSE | L | Annual | Seasons Included | Seasons | Winter, Spring, Summer, Fall | Winter, Spring, Summer, Fall | Winter, Spring, Summer, Fall | Winter, Spring, Summer, Fall | Winter, Spring, Summer, Fall | Winter, Spring, Summer, Fall | Winter, Spring, Summer, Fall
BART NOX Annual-Gerald Gentleman 2 -v5.14 | 134 | 7132 | Rate Constraint in lbs/MMBtu | FALSE | L | Annual | Standard NOX | lb/MMBtu | 0.23 | 0.23 | 0.23 | 0.23 | 0.23 | 0.23 | 0.23
BART NOX Annual-Gerald Gentleman 2 -v5.14 | 134 | 7132 | Rate Constraint in lbs/MMBtu | FALSE | L | Annual | Emissions at Affected Plants NOX | Thousand Tons | 3.8462 | 3.8462 | 0.76884 | 0.76884 | 0 | 0 | 0
BART NOX Annual-Gerald Gentleman 2 -v5.14 | 134 | 7132 | Rate Constraint in lbs/MMBtu | FALSE | L | Annual | Allowances Purchased NOX | Thousand Tons | 0 | 0 | 0 | 0 | 0 | 0 | 0
BART NOX Annual-Gerald Gentleman 2 -v5.14 | 134 | 7132 | Rate Constraint in lbs/MMBtu | FALSE | L | Annual | Allowances Sold NOX | Thousand Tons | 0 | 0 | 0 | 0 | 0 | 0 | 0
BART NOX Annual-Gerald Gentleman 2 -v5.14 | 134 | 7132 | Rate Constraint in lbs/MMBtu | FALSE | L | Annual | Allowances Banked | Thousand Tons | 0 | 0 | 0 | 0 | 0 | 0 | 0
BART NOX Annual-Gerald Gentleman 2 -v5.14 | 134 | 7132 | Rate Constraint in lbs/MMBtu | FALSE | L | Annual | Allowances Withdrawn (1:1) | Thousand Tons | 0 | 0 | 0 | 0 | 0 | 0 | 0
BART NOX Annual-Gerald Gentleman 2 -v5.14 | 134 | 7132 | Rate Constraint in lbs/MMBtu | FALSE | L | Annual | Allowances Withdrawn (n:1) | Thousand Tons | 0 | 0 | 0 | 0 | 0 | 0 | 0
BART NOX Annual-Gerald Gentleman 2 -v5.14 | 134 | 7132 | Rate Constraint in lbs/MMBtu | FALSE | L | Annual | Net Emissions Allowance Position | Thousand Tons | 3.8462 | 3.8462 | 0.76884 | 0.76884 | 0 | 0 | 0
BART NOX Annual-Gerald Gentleman 2 -v5.14 | 134 | 7132 | Rate Constraint in lbs/MMBtu | FALSE | L | Annual | Fuel Consumed | TBtu | 48.7784 | 48.7784 | 30.7534 | 30.7534 | 0 | 0 | 0
BART NOX Annual-Gerald Gentleman 2 -v5.14 | 134 | 7132 | Rate Constraint in lbs/MMBtu | FALSE | L | Annual | Rate | lb/MMBtu | 0.1577 | 0.1577 | 0.05 | 0.05 | 0 | 0 | 0
BART NOX Annual-Gerald Gentleman 2 -v5.14 | 134 | 7132 | Rate Constraint in lbs/MMBtu | FALSE | L | Annual | Generation | TWh | 4.8449 | 4.8449 | 2.0316 | 2.0316 | 0 | 0 | 0
BART NOX Annual-Gerald Gentleman 2 -v5.14 | 134 | 7132 | Rate Constraint in lbs/MMBtu | FALSE | L | Annual | Qualifying Generation | TWh | 4.8449 | 4.8449 | 2.0316 | 2.0316 | 0 | 0 | 0
BART NOX Annual-Gerald Gentleman 2 -v5.14 | 134 | 7132 | Rate Constraint in lbs/MMBtu | FALSE | L | Annual | Rate | lb/MWh | 1.5877 | 1.5877 | 0.75687 | 0.75687 | 0 | 0 | 0
BART NOX Annual-Gerald Gentleman 2 -v5.14 | 134 | 7132 | Rate Constraint in lbs/MMBtu | FALSE | L | Annual | Constraint Shadow Price | US2022$/Ton | 0 | 0 | 0 | 0 | 0 | 0 | 0
BART NOX Annual-Hayden H1 -v5.13 | 135 | 7133 | Rate Constraint in lbs/MMBtu | FALSE | L | Annual | Seasons Included | Seasons | Winter, Spring, Summer, Fall | Winter, Spring, Summer, Fall | Winter, Spring, Summer, Fall | Winter, Spring, Summer, Fall | Winter, Spring, Summer, Fall | Winter, Spring, Summer, Fall | Winter, Spring, Summer, Fall
BART NOX Annual-Hayden H1 -v5.13 | 135 | 7133 | Rate Constraint in lbs/MMBtu | FALSE | L | Annual | Standard NOX | lb/MMBtu | 0.08 | 0.08 | 0.08 | 0.08 | 0.08 | 0.08 | 0.08
BART NOX Annual-Hayden H1 -v5.13 | 135 | 7133 | Rate Constraint in lbs/MMBtu | FALSE | L | Annual | Emissions at Affected Plants NOX | Thousand Tons | 0.024312 | 0 | 0 | 0 | 0 | 0 | 0
BART NOX Annual-Hayden H1 -v5.13 | 135 | 7133 | Rate Constraint in lbs/MMBtu | FALSE | L | Annual | Allowances Purchased NOX | Thousand Tons | 0 | 0 | 0 | 0 | 0 | 0 | 0
BART NOX Annual-Hayden H1 -v5.13 | 135 | 7133 | Rate Constraint in lbs/MMBtu | FALSE | L | Annual | Allowances Sold NOX | Thousand Tons | 0 | 0 | 0 | 0 | 0 | 0 | 0
BART NOX Annual-Hayden H1 -v5.13 | 135 | 7133 | Rate Constraint in lbs/MMBtu | FALSE | L | Annual | Allowances Banked | Thousand Tons | 0 | 0 | 0 | 0 | 0 | 0 | 0
BART NOX Annual-Hayden H1 -v5.13 | 135 | 7133 | Rate Constraint in lbs/MMBtu | FALSE | L | Annual | Allowances Withdrawn (1:1) | Thousand Tons | 0 | 0 | 0 | 0 | 0 | 0 | 0
BART NOX Annual-Hayden H1 -v5.13 | 135 | 7133 | Rate Constraint in lbs/MMBtu | FALSE | L | Annual | Allowances Withdrawn (n:1) | Thousand Tons | 0 | 0 | 0 | 0 | 0 | 0 | 0
BART NOX Annual-Hayden H1 -v5.13 | 135 | 7133 | Rate Constraint in lbs/MMBtu | FALSE | L | Annual | Net Emissions Allowance Position | Thousand Tons | 0.024312 | 0 | 0 | 0 | 0 | 0 | 0
BART NOX Annual-Hayden H1 -v5.13 | 135 | 7133 | Rate Constraint in lbs/MMBtu | FALSE | L | Annual | Fuel Consumed | TBtu | 1.017 | 0 | 0 | 0 | 0 | 0 | 0
BART NOX Annual-Hayden H1 -v5.13 | 135 | 7133 | Rate Constraint in lbs/MMBtu | FALSE | L | Annual | Rate | lb/MMBtu | 0.04781 | 0 | 0 | 0 | 0 | 0 | 0
BART NOX Annual-Hayden H1 -v5.13 | 135 | 7133 | Rate Constraint in lbs/MMBtu | FALSE | L | Annual | Generation | TWh | 0.09322 | 0 | 0 | 0 | 0 | 0 | 0
BART NOX Annual-Hayden H1 -v5.13 | 135 | 7133 | Rate Constraint in lbs/MMBtu | FALSE | L | Annual | Qualifying Generation | TWh | 0.09322 | 0 | 0 | 0 | 0 | 0 | 0
BART NOX Annual-Hayden H1 -v5.13 | 135 | 7133 | Rate Constraint in lbs/MMBtu | FALSE | L | Annual | Rate | lb/MWh | 0.52161 | 0 | 0 | 0 | 0 | 0 | 0
BART NOX Annual-Hayden H1 -v5.13 | 135 | 7133 | Rate Constraint in lbs/MMBtu | FALSE | L | Annual | Constraint Shadow Price | US2022$/Ton | 0 | 0 | 0 | 0 | 0 | 0 | 0
BART NOX Annual-Jeffrey Energy Center 1 -v5.13 | 136 | 7145 | Rate Constraint in lbs/MMBtu | FALSE | L | Annual | Seasons Included | Seasons | Winter, Spring, Summer, Fall | Winter, Spring, Summer, Fall | Winter, Spring, Summer, Fall | Winter, Spring, Summer, Fall | Winter, Spring, Summer, Fall | Winter, Spring, Summer, Fall | Winter, Spring, Summer, Fall
BART NOX Annual-Jeffrey Energy Center 1 -v5.13 | 136 | 7145 | Rate Constraint in lbs/MMBtu | FALSE | L | Annual | Standard NOX | lb/MMBtu | 0.15 | 0.15 | 0.15 | 0.15 | 0.15 | 0.15 | 0.15
BART NOX Annual-Jeffrey Energy Center 1 -v5.13 | 136 | 7145 | Rate Constraint in lbs/MMBtu | FALSE | L | Annual | Emissions at Affected Plants NOX | Thousand Tons | 0 | 0 | 0 | 0 | 0 | 0 | 0
BART NOX Annual-Jeffrey Energy Center 1 -v5.13 | 136 | 7145 | Rate Constraint in lbs/MMBtu | FALSE | L | Annual | Allowances Purchased NOX | Thousand Tons | 0 | 0 | 0 | 0 | 0 | 0 | 0
BART NOX Annual-Jeffrey Energy Center 1 -v5.13 | 136 | 7145 | Rate Constraint in lbs/MMBtu | FALSE | L | Annual | Allowances Sold NOX | Thousand Tons | 0 | 0 | 0 | 0 | 0 | 0 | 0
BART NOX Annual-Jeffrey Energy Center 1 -v5.13 | 136 | 7145 | Rate Constraint in lbs/MMBtu | FALSE | L | Annual | Allowances Banked | Thousand Tons | 0 | 0 | 0 | 0 | 0 | 0 | 0
BART NOX Annual-Jeffrey Energy Center 1 -v5.13 | 136 | 7145 | Rate Constraint in lbs/MMBtu | FALSE | L | Annual | Allowances Withdrawn (1:1) | Thousand Tons | 0 | 0 | 0 | 0 | 0 | 0 | 0
BART NOX Annual-Jeffrey Energy Center 1 -v5.13 | 136 | 7145 | Rate Constraint in lbs/MMBtu | FALSE | L | Annual | Allowances Withdrawn (n:1) | Thousand Tons | 0 | 0 | 0 | 0 | 0 | 0 | 0
BART NOX Annual-Jeffrey Energy Center 1 -v5.13 | 136 | 7145 | Rate Constraint in lbs/MMBtu | FALSE | L | Annual | Net Emissions Allowance Position | Thousand Tons | 0 | 0 | 0 | 0 | 0 | 0 | 0
BART NOX Annual-Jeffrey Energy Center 1 -v5.13 | 136 | 7145 | Rate Constraint in lbs/MMBtu | FALSE | L | Annual | Fuel Consumed | TBtu | 0 | 0 | 0 | 0 | 0 | 0 | 0
BART NOX Annual-Jeffrey Energy Center 1 -v5.13 | 136 | 7145 | Rate Constraint in lbs/MMBtu | FALSE | L | Annual | Rate | lb/MMBtu | 0 | 0 | 0 | 0 | 0 | 0 | 0
BART NOX Annual-Jeffrey Energy Center 1 -v5.13 | 136 | 7145 | Rate Constraint in lbs/MMBtu | FALSE | L | Annual | Generation | TWh | 0 | 0 | 0 | 0 | 0 | 0 | 0
BART NOX Annual-Jeffrey Energy Center 1 -v5.13 | 136 | 7145 | Rate Constraint in lbs/MMBtu | FALSE | L | Annual | Qualifying Generation | TWh | 0 | 0 | 0 | 0 | 0 | 0 | 0
BART NOX Annual-Jeffrey Energy Center 1 -v5.13 | 136 | 7145 | Rate Constraint in lbs/MMBtu | FALSE | L | Annual | Rate | lb/MWh | 0 | 0 | 0 | 0 | 0 | 0 | 0
BART NOX Annual-Jeffrey Energy Center 1 -v5.13 | 136 | 7145 | Rate Constraint in lbs/MMBtu | FALSE | L | Annual | Constraint Shadow Price | US2022$/Ton | 0 | 0 | 0 | 0 | 0 | 0 | 0
BART NOX Annual-Jeffrey Energy Center 2 -v5.13 | 137 | 7146 | Rate Constraint in lbs/MMBtu | FALSE | L | Annual | Seasons Included | Seasons | Winter, Spring, Summer, Fall | Winter, Spring, Summer, Fall | Winter, Spring, Summer, Fall | Winter, Spring, Summer, Fall | Winter, Spring, Summer, Fall | Winter, Spring, Summer, Fall | Winter, Spring, Summer, Fall
BART NOX Annual-Jeffrey Energy Center 2 -v5.13 | 137 | 7146 | Rate Constraint in lbs/MMBtu | FALSE | L | Annual | Standard NOX | lb/MMBtu | 0.15 | 0.15 | 0.15 | 0.15 | 0.15 | 0.15 | 0.15
BART NOX Annual-Jeffrey Energy Center 2 -v5.13 | 137 | 7146 | Rate Constraint in lbs/MMBtu | FALSE | L | Annual | Emissions at Affected Plants NOX | Thousand Tons | 0 | 0 | 0 | 0 | 0 | 0 | 0
BART NOX Annual-Jeffrey Energy Center 2 -v5.13 | 137 | 7146 | Rate Constraint in lbs/MMBtu | FALSE | L | Annual | Allowances Purchased NOX | Thousand Tons | 0 | 0 | 0 | 0 | 0 | 0 | 0
BART NOX Annual-Jeffrey Energy Center 2 -v5.13 | 137 | 7146 | Rate Constraint in lbs/MMBtu | FALSE | L | Annual | Allowances Sold NOX | Thousand Tons | 0 | 0 | 0 | 0 | 0 | 0 | 0
BART NOX Annual-Jeffrey Energy Center 2 -v5.13 | 137 | 7146 | Rate Constraint in lbs/MMBtu | FALSE | L | Annual | Allowances Banked | Thousand Tons | 0 | 0 | 0 | 0 | 0 | 0 | 0
BART NOX Annual-Jeffrey Energy Center 2 -v5.13 | 137 | 7146 | Rate Constraint in lbs/MMBtu | FALSE | L | Annual | Allowances Withdrawn (1:1) | Thousand Tons | 0 | 0 | 0 | 0 | 0 | 0 | 0
BART NOX Annual-Jeffrey Energy Center 2 -v5.13 | 137 | 7146 | Rate Constraint in lbs/MMBtu | FALSE | L | Annual | Allowances Withdrawn (n:1) | Thousand Tons | 0 | 0 | 0 | 0 | 0 | 0 | 0
BART NOX Annual-Jeffrey Energy Center 2 -v5.13 | 137 | 7146 | Rate Constraint in lbs/MMBtu | FALSE | L | Annual | Net Emissions Allowance Position | Thousand Tons | 0 | 0 | 0 | 0 | 0 | 0 | 0
BART NOX Annual-Jeffrey Energy Center 2 -v5.13 | 137 | 7146 | Rate Constraint in lbs/MMBtu | FALSE | L | Annual | Fuel Consumed | TBtu | 0 | 0 | 0 | 0 | 0 | 0 | 0
BART NOX Annual-Jeffrey Energy Center 2 -v5.13 | 137 | 7146 | Rate Constraint in lbs/MMBtu | FALSE | L | Annual | Rate | lb/MMBtu | 0 | 0 | 0 | 0 | 0 | 0 | 0
BART NOX Annual-Jeffrey Energy Center 2 -v5.13 | 137 | 7146 | Rate Constraint in lbs/MMBtu | FALSE | L | Annual | Generation | TWh | 0 | 0 | 0 | 0 | 0 | 0 | 0
BART NOX Annual-Jeffrey Energy Center 2 -v5.13 | 137 | 7146 | Rate Constraint in lbs/MMBtu | FALSE | L | Annual | Qualifying Generation | TWh | 0 | 0 | 0 | 0 | 0 | 0 | 0
BART NOX Annual-Jeffrey Energy Center 2 -v5.13 | 137 | 7146 | Rate Constraint in lbs/MMBtu | FALSE | L | Annual | Rate | lb/MWh | 0 | 0 | 0 | 0 | 0 | 0 | 0
BART NOX Annual-Jeffrey Energy Center 2 -v5.13 | 137 | 7146 | Rate Constraint in lbs/MMBtu | FALSE | L | Annual | Constraint Shadow Price | US2022$/Ton | 0 | 0 | 0 | 0 | 0 | 0 | 0
BART NOX Annual-Jim Bridger 1 -v5.14 | 138 | 7165 | Rate Constraint in lbs/MMBtu | FALSE | L | Annual | Seasons Included | Seasons | Winter, Spring, Summer, Fall | Winter, Spring, Summer, Fall | Winter, Spring, Summer, Fall | Winter, Spring, Summer, Fall | Winter, Spring, Summer, Fall | Winter, Spring, Summer, Fall | Winter, Spring, Summer, Fall
BART NOX Annual-Jim Bridger 1 -v5.14 | 138 | 7165 | Rate Constraint in lbs/MMBtu | FALSE | L | Annual | Standard NOX | lb/MMBtu | 0.12 | 0.12 | 0.12 | 0.12 | 0.12 | 0.12 | 0.12
BART NOX Annual-Jim Bridger 1 -v5.14 | 138 | 7165 | Rate Constraint in lbs/MMBtu | FALSE | L | Annual | Emissions at Affected Plants NOX | Thousand Tons | 0.037212 | 0.037212 | 0.037212 | 0 | 0 | 0 | 0
BART NOX Annual-Jim Bridger 1 -v5.14 | 138 | 7165 | Rate Constraint in lbs/MMBtu | FALSE | L | Annual | Allowances Purchased NOX | Thousand Tons | 0 | 0 | 0 | 0 | 0 | 0 | 0
BART NOX Annual-Jim Bridger 1 -v5.14 | 138 | 7165 | Rate Constraint in lbs/MMBtu | FALSE | L | Annual | Allowances Sold NOX | Thousand Tons | 0 | 0 | 0 | 0 | 0 | 0 | 0
BART NOX Annual-Jim Bridger 1 -v5.14 | 138 | 7165 | Rate Constraint in lbs/MMBtu | FALSE | L | Annual | Allowances Banked | Thousand Tons | 0 | 0 | 0 | 0 | 0 | 0 | 0
BART NOX Annual-Jim Bridger 1 -v5.14 | 138 | 7165 | Rate Constraint in lbs/MMBtu | FALSE | L | Annual | Allowances Withdrawn (1:1) | Thousand Tons | 0 | 0 | 0 | 0 | 0 | 0 | 0
BART NOX Annual-Jim Bridger 1 -v5.14 | 138 | 7165 | Rate Constraint in lbs/MMBtu | FALSE | L | Annual | Allowances Withdrawn (n:1) | Thousand Tons | 0 | 0 | 0 | 0 | 0 | 0 | 0
BART NOX Annual-Jim Bridger 1 -v5.14 | 138 | 7165 | Rate Constraint in lbs/MMBtu | FALSE | L | Annual | Net Emissions Allowance Position | Thousand Tons | 0.037212 | 0.037212 | 0.037212 | 0 | 0 | 0 | 0
BART NOX Annual-Jim Bridger 1 -v5.14 | 138 | 7165 | Rate Constraint in lbs/MMBtu | FALSE | L | Annual | Fuel Consumed | TBtu | 1.0133 | 1.0133 | 1.0133 | 0 | 0 | 0 | 0
BART NOX Annual-Jim Bridger 1 -v5.14 | 138 | 7165 | Rate Constraint in lbs/MMBtu | FALSE | L | Annual | Rate | lb/MMBtu | 0.07345 | 0.07345 | 0.07345 | 0 | 0 | 0 | 0
BART NOX Annual-Jim Bridger 1 -v5.14 | 138 | 7165 | Rate Constraint in lbs/MMBtu | FALSE | L | Annual | Generation | TWh | 0.093031 | 0.093031 | 0.093031 | 0 | 0 | 0 | 0
BART NOX Annual-Jim Bridger 1 -v5.14 | 138 | 7165 | Rate Constraint in lbs/MMBtu | FALSE | L | Annual | Qualifying Generation | TWh | 0.093031 | 0.093031 | 0.093031 | 0 | 0 | 0 | 0
BART NOX Annual-Jim Bridger 1 -v5.14 | 138 | 7165 | Rate Constraint in lbs/MMBtu | FALSE | L | Annual | Rate | lb/MWh | 0.79999 | 0.79999 | 0.79999 | 0 | 0 | 0 | 0
BART NOX Annual-Jim Bridger 1 -v5.14 | 138 | 7165 | Rate Constraint in lbs/MMBtu | FALSE | L | Annual | Constraint Shadow Price | US2022$/Ton | 0 | 0 | 0 | 0 | 0 | 0 | 0
BART NOX Annual-Jim Bridger 2 -v5.14 | 139 | 7166 | Rate Constraint in lbs/MMBtu | FALSE | L | Annual | Seasons Included | Seasons | Winter, Spring, Summer, Fall | Winter, Spring, Summer, Fall | Winter, Spring, Summer, Fall | Winter, Spring, Summer, Fall | Winter, Spring, Summer, Fall | Winter, Spring, Summer, Fall | Winter, Spring, Summer, Fall
BART NOX Annual-Jim Bridger 2 -v5.14 | 139 | 7166 | Rate Constraint in lbs/MMBtu | FALSE | L | Annual | Standard NOX | lb/MMBtu | 0.12 | 0.12 | 0.12 | 0.12 | 0.12 | 0.12 | 0.12
BART NOX Annual-Jim Bridger 2 -v5.14 | 139 | 7166 | Rate Constraint in lbs/MMBtu | FALSE | L | Annual | Emissions at Affected Plants NOX | Thousand Tons | 0.037856 | 0.037856 | 0.037856 | 0 | 0 | 0 | 0
BART NOX Annual-Jim Bridger 2 -v5.14 | 139 | 7166 | Rate Constraint in lbs/MMBtu | FALSE | L | Annual | Allowances Purchased NOX | Thousand Tons | 0 | 0 | 0 | 0 | 0 | 0 | 0
BART NOX Annual-Jim Bridger 2 -v5.14 | 139 | 7166 | Rate Constraint in lbs/MMBtu | FALSE | L | Annual | Allowances Sold NOX | Thousand Tons | 0 | 0 | 0 | 0 | 0 | 0 | 0
BART NOX Annual-Jim Bridger 2 -v5.14 | 139 | 7166 | Rate Constraint in lbs/MMBtu | FALSE | L | Annual | Allowances Banked | Thousand Tons | 0 | 0 | 0 | 0 | 0 | 0 | 0
BART NOX Annual-Jim Bridger 2 -v5.14 | 139 | 7166 | Rate Constraint in lbs/MMBtu | FALSE | L | Annual | Allowances Withdrawn (1:1) | Thousand Tons | 0 | 0 | 0 | 0 | 0 | 0 | 0
BART NOX Annual-Jim Bridger 2 -v5.14 | 139 | 7166 | Rate Constraint in lbs/MMBtu | FALSE | L | Annual | Allowances Withdrawn (n:1) | Thousand Tons | 0 | 0 | 0 | 0 | 0 | 0 | 0
BART NOX Annual-Jim Bridger 2 -v5.14 | 139 | 7166 | Rate Constraint in lbs/MMBtu | FALSE | L | Annual | Net Emissions Allowance Position | Thousand Tons | 0.037856 | 0.037856 | 0.037856 | 0 | 0 | 0 | 0
BART NOX Annual-Jim Bridger 2 -v5.14 | 139 | 7166 | Rate Constraint in lbs/MMBtu | FALSE | L | Annual | Fuel Consumed | TBtu | 1.0308 | 1.0308 | 1.0308 | 0 | 0 | 0 | 0
BART NOX Annual-Jim Bridger 2 -v5.14 | 139 | 7166 | Rate Constraint in lbs/MMBtu | FALSE | L | Annual | Rate | lb/MMBtu | 0.07345 | 0.07345 | 0.07345 | 0 | 0 | 0 | 0
BART NOX Annual-Jim Bridger 2 -v5.14 | 139 | 7166 | Rate Constraint in lbs/MMBtu | FALSE | L | Annual | Generation | TWh | 0.094433 | 0.094433 | 0.094433 | 0 | 0 | 0 | 0
BART NOX Annual-Jim Bridger 2 -v5.14 | 139 | 7166 | Rate Constraint in lbs/MMBtu | FALSE | L | Annual | Qualifying Generation | TWh | 0.094433 | 0.094433 | 0.094433 | 0 | 0 | 0 | 0
BART NOX Annual-Jim Bridger 2 -v5.14 | 139 | 7166 | Rate Constraint in lbs/MMBtu | FALSE | L | Annual | Rate | lb/MWh | 0.80177 | 0.80177 | 0.80177 | 0 | 0 | 0 | 0
BART NOX Annual-Jim Bridger 2 -v5.14 | 139 | 7166 | Rate Constraint in lbs/MMBtu | FALSE | L | Annual | Constraint Shadow Price | US2022$/Ton | 0 | 0 | 0 | 0 | 0 | 0 | 0
BART NOX Annual-Jim Bridger 3 -v5.14 | 140 | 7167 | Rate Constraint in lbs/MMBtu | FALSE | L | Annual | Seasons Included | Seasons | Winter, Spring, Summer, Fall | Winter, Spring, Summer, Fall | Winter, Spring, Summer, Fall | Winter, Spring, Summer, Fall | Winter, Spring, Summer, Fall | Winter, Spring, Summer, Fall | Winter, Spring, Summer, Fall
BART NOX Annual-Jim Bridger 3 -v5.14 | 140 | 7167 | Rate Constraint in lbs/MMBtu | FALSE | L | Annual | Standard NOX | lb/MMBtu | 0.07 | 0.07 | 0.07 | 0.07 | 0.07 | 0.07 | 0.07
BART NOX Annual-Jim Bridger 3 -v5.14 | 140 | 7167 | Rate Constraint in lbs/MMBtu | FALSE | L | Annual | Emissions at Affected Plants NOX | Thousand Tons | 0.54609 | 0.92426 | 0.96129 | 0 | 0 | 0 | 0
BART NOX Annual-Jim Bridger 3 -v5.14 | 140 | 7167 | Rate Constraint in lbs/MMBtu | FALSE | L | Annual | Allowances Purchased NOX | Thousand Tons | 0 | 0 | 0 | 0 | 0 | 0 | 0
BART NOX Annual-Jim Bridger 3 -v5.14 | 140 | 7167 | Rate Constraint in lbs/MMBtu | FALSE | L | Annual | Allowances Sold NOX | Thousand Tons | 0 | 0 | 0 | 0 | 0 | 0 | 0
BART NOX Annual-Jim Bridger 3 -v5.14 | 140 | 7167 | Rate Constraint in lbs/MMBtu | FALSE | L | Annual | Allowances Banked | Thousand Tons | 0 | 0 | 0 | 0 | 0 | 0 | 0
BART NOX Annual-Jim Bridger 3 -v5.14 | 140 | 7167 | Rate Constraint in lbs/MMBtu | FALSE | L | Annual | Allowances Withdrawn (1:1) | Thousand Tons | 0 | 0 | 0 | 0 | 0 | 0 | 0
BART NOX Annual-Jim Bridger 3 -v5.14 | 140 | 7167 | Rate Constraint in lbs/MMBtu | FALSE | L | Annual | Allowances Withdrawn (n:1) | Thousand Tons | 0 | 0 | 0 | 0 | 0 | 0 | 0
BART NOX Annual-Jim Bridger 3 -v5.14 | 140 | 7167 | Rate Constraint in lbs/MMBtu | FALSE | L | Annual | Net Emissions Allowance Position | Thousand Tons | 0.54609 | 0.92426 | 0.96129 | 0 | 0 | 0 | 0
BART NOX Annual-Jim Bridger 3 -v5.14 | 140 | 7167 | Rate Constraint in lbs/MMBtu | FALSE | L | Annual | Fuel Consumed | TBtu | 21.1172 | 35.7409 | 37.1728 | 0 | 0 | 0 | 0
BART NOX Annual-Jim Bridger 3 -v5.14 | 140 | 7167 | Rate Constraint in lbs/MMBtu | FALSE | L | Annual | Rate | lb/MMBtu | 0.05172 | 0.05172 | 0.05172 | 0 | 0 | 0 | 0
BART NOX Annual-Jim Bridger 3 -v5.14 | 140 | 7167 | Rate Constraint in lbs/MMBtu | FALSE | L | Annual | Generation | TWh | 2.0225 | 3.4231 | 2.374 | 0 | 0 | 0 | 0
BART NOX Annual-Jim Bridger 3 -v5.14 | 140 | 7167 | Rate Constraint in lbs/MMBtu | FALSE | L | Annual | Qualifying Generation | TWh | 2.0225 | 3.4231 | 2.374 | 0 | 0 | 0 | 0
BART NOX Annual-Jim Bridger 3 -v5.14 | 140 | 7167 | Rate Constraint in lbs/MMBtu | FALSE | L | Annual | Rate | lb/MWh | 0.54001 | 0.54001 | 0.80985 | 0 | 0 | 0 | 0
BART NOX Annual-Jim Bridger 3 -v5.14 | 140 | 7167 | Rate Constraint in lbs/MMBtu | FALSE | L | Annual | Constraint Shadow Price | US2022$/Ton | 0 | 0 | 0 | 0 | 0 | 0 | 0
BART NOX Annual-Jim Bridger 4 -v5.14 | 141 | 7168 | Rate Constraint in lbs/MMBtu | FALSE | L | Annual | Seasons Included | Seasons | Winter, Spring, Summer, Fall | Winter, Spring, Summer, Fall | Winter, Spring, Summer, Fall | Winter, Spring, Summer, Fall | Winter, Spring, Summer, Fall | Winter, Spring, Summer, Fall | Winter, Spring, Summer, Fall
BART NOX Annual-Jim Bridger 4 -v5.14 | 141 | 7168 | Rate Constraint in lbs/MMBtu | FALSE | L | Annual | Standard NOX | lb/MMBtu | 0.07 | 0.07 | 0.07 | 0.07 | 0.07 | 0.07 | 0.07
BART NOX Annual-Jim Bridger 4 -v5.14 | 141 | 7168 | Rate Constraint in lbs/MMBtu | FALSE | L | Annual | Emissions at Affected Plants NOX | Thousand Tons | 0.35244 | 0.95364 | 1.0217 | 0 | 0 | 0 | 0
BART NOX Annual-Jim Bridger 4 -v5.14 | 141 | 7168 | Rate Constraint in lbs/MMBtu | FALSE | L | Annual | Allowances Purchased NOX | Thousand Tons | 0 | 0 | 0 | 0 | 0 | 0 | 0
BART NOX Annual-Jim Bridger 4 -v5.14 | 141 | 7168 | Rate Constraint in lbs/MMBtu | FALSE | L | Annual | Allowances Sold NOX | Thousand Tons | 0 | 0 | 0 | 0 | 0 | 0 | 0
BART NOX Annual-Jim Bridger 4 -v5.14 | 141 | 7168 | Rate Constraint in lbs/MMBtu | FALSE | L | Annual | Allowances Banked | Thousand Tons | 0 | 0 | 0 | 0 | 0 | 0 | 0
BART NOX Annual-Jim Bridger 4 -v5.14 | 141 | 7168 | Rate Constraint in lbs/MMBtu | FALSE | L | Annual | Allowances Withdrawn (1:1) | Thousand Tons | 0 | 0 | 0 | 0 | 0 | 0 | 0
BART NOX Annual-Jim Bridger 4 -v5.14 | 141 | 7168 | Rate Constraint in lbs/MMBtu | FALSE | L | Annual | Allowances Withdrawn (n:1) | Thousand Tons | 0 | 0 | 0 | 0 | 0 | 0 | 0
BART NOX Annual-Jim Bridger 4 -v5.14 | 141 | 7168 | Rate Constraint in lbs/MMBtu | FALSE | L | Annual | Net Emissions Allowance Position | Thousand Tons | 0.35244 | 0.95364 | 1.0217 | 0 | 0 | 0 | 0
BART NOX Annual-Jim Bridger 4 -v5.14 | 141 | 7168 | Rate Constraint in lbs/MMBtu | FALSE | L | Annual | Fuel Consumed | TBtu | 12.9263 | 34.9766 | 37.4719 | 0 | 0 | 0 | 0
BART NOX Annual-Jim Bridger 4 -v5.14 | 141 | 7168 | Rate Constraint in lbs/MMBtu | FALSE | L | Annual | Rate | lb/MMBtu | 0.05453 | 0.05453 | 0.05453 | 0 | 0 | 0 | 0
BART NOX Annual-Jim Bridger 4 -v5.14 | 141 | 7168 | Rate Constraint in lbs/MMBtu | FALSE | L | Annual | Generation | TWh | 1.2352 | 3.3422 | 2.3849 | 0 | 0 | 0 | 0
BART NOX Annual-Jim Bridger 4 -v5.14 | 141 | 7168 | Rate Constraint in lbs/MMBtu | FALSE | L | Annual | Qualifying Generation | TWh | 1.2352 | 3.3422 | 2.3849 | 0 | 0 | 0 | 0
BART NOX Annual-Jim Bridger 4 -v5.14 | 141 | 7168 | Rate Constraint in lbs/MMBtu | FALSE | L | Annual | Rate | lb/MWh | 0.57066 | 0.57066 | 0.85679 | 0 | 0 | 0 | 0
BART NOX Annual-Jim Bridger 4 -v5.14 | 141 | 7168 | Rate Constraint in lbs/MMBtu | FALSE | L | Annual | Constraint Shadow Price | US2022$/Ton | 0 | 0 | 0 | 0 | 0 | 0 | 0
BART NOX Annual-La Cygne 1 & 2 -v5.13 | 142 | 7147 | Rate Constraint in lbs/MMBtu | FALSE | L | Annual | Seasons Included | Seasons | Winter, Spring, Summer, Fall | Winter, Spring, Summer, Fall | Winter, Spring, Summer, Fall | Winter, Spring, Summer, Fall | Winter, Spring, Summer, Fall | Winter, Spring, Summer, Fall | Winter, Spring, Summer, Fall
BART NOX Annual-La Cygne 1 & 2 -v5.13 | 142 | 7147 | Rate Constraint in lbs/MMBtu | FALSE | L | Annual | Standard NOX | lb/MMBtu | 0.13 | 0.13 | 0.13 | 0.13 | 0.13 | 0.13 | 0.13
BART NOX Annual-La Cygne 1 & 2 -v5.13 | 142 | 7147 | Rate Constraint in lbs/MMBtu | FALSE | L | Annual | Emissions at Affected Plants NOX | Thousand Tons | 1.7179 | 2.0959 | 0 | 0 | 0 | 0 | 0
BART NOX Annual-La Cygne 1 & 2 -v5.13 | 142 | 7147 | Rate Constraint in lbs/MMBtu | FALSE | L | Annual | Allowances Purchased NOX | Thousand Tons | 0 | 0 | 0 | 0 | 0 | 0 | 0
BART NOX Annual-La Cygne 1 & 2 -v5.13 | 142 | 7147 | Rate Constraint in lbs/MMBtu | FALSE | L | Annual | Allowances Sold NOX | Thousand Tons | 0 | 0 | 0 | 0 | 0 | 0 | 0
BART NOX Annual-La Cygne 1 & 2 -v5.13 | 142 | 7147 | Rate Constraint in lbs/MMBtu | FALSE | L | Annual | Allowances Banked | Thousand Tons | 0 | 0 | 0 | 0 | 0 | 0 | 0
BART NOX Annual-La Cygne 1 & 2 -v5.13 | 142 | 7147 | Rate Constraint in lbs/MMBtu | FALSE | L | Annual | Allowances Withdrawn (1:1) | Thousand Tons | 0 | 0 | 0 | 0 | 0 | 0 | 0
BART NOX Annual-La Cygne 1 & 2 -v5.13 | 142 | 7147 | Rate Constraint in lbs/MMBtu | FALSE | L | Annual | Allowances Withdrawn (n:1) | Thousand Tons | 0 | 0 | 0 | 0 | 0 | 0 | 0
BART NOX Annual-La Cygne 1 & 2 -v5.13 | 142 | 7147 | Rate Constraint in lbs/MMBtu | FALSE | L | Annual | Net Emissions Allowance Position | Thousand Tons | 1.7179 | 2.0959 | 0 | 0 | 0 | 0 | 0
BART NOX Annual-La Cygne 1 & 2 -v5.13 | 142 | 7147 | Rate Constraint in lbs/MMBtu | FALSE | L | Annual | Fuel Consumed | TBtu | 35.7678 | 43.6369 | 0 | 0 | 0 | 0 | 0
BART NOX Annual-La Cygne 1 & 2 -v5.13 | 142 | 7147 | Rate Constraint in lbs/MMBtu | FALSE | L | Annual | Rate | lb/MMBtu | 0.09606 | 0.09606 | 0 | 0 | 0 | 0 | 0
BART NOX Annual-La Cygne 1 & 2 -v5.13 | 142 | 7147 | Rate Constraint in lbs/MMBtu | FALSE | L | Annual | Generation | TWh | 3.2679 | 3.9869 | 0 | 0 | 0 | 0 | 0
BART NOX Annual-La Cygne 1 & 2 -v5.13 | 142 | 7147 | Rate Constraint in lbs/MMBtu | FALSE | L | Annual | Qualifying Generation | TWh | 3.2679 | 3.9869 | 0 | 0 | 0 | 0 | 0
BART NOX Annual-La Cygne 1 & 2 -v5.13 | 142 | 7147 | Rate Constraint in lbs/MMBtu | FALSE | L | Annual | Rate | lb/MWh | 1.0514 | 1.0514 | 0 | 0 | 0 | 0 | 0
BART NOX Annual-La Cygne 1 & 2 -v5.13 | 142 | 7147 | Rate Constraint in lbs/MMBtu | FALSE | L | Annual | Constraint Shadow Price | US2022$/Ton | 0 | 0 | 0 | 0 | 0 | 0 | 0
BART NOX Annual-Laramie 1 -v5.14 | 143 | 7169 | Rate Constraint in lbs/MMBtu | FALSE | L | Annual | Seasons Included | Seasons | Winter, Spring, Summer, Fall | Winter, Spring, Summer, Fall | Winter, Spring, Summer, Fall | Winter, Spring, Summer, Fall | Winter, Spring, Summer, Fall | Winter, Spring, Summer, Fall | Winter, Spring, Summer, Fall
BART NOX Annual-Laramie 1 -v5.14 | 143 | 7169 | Rate Constraint in lbs/MMBtu | FALSE | L | Annual | Standard NOX | lb/MMBtu | 0.06 | 0.06 | 0.06 | 0.06 | 0.06 | 0.06 | 0.06
BART NOX Annual-Laramie 1 -v5.14 | 143 | 7169 | Rate Constraint in lbs/MMBtu | FALSE | L | Annual | Emissions at Affected Plants NOX | Thousand Tons | 1.1684 | 1.1684 | 1.1684 | 1.1684 | 0 | 0 | 0
BART NOX Annual-Laramie 1 -v5.14 | 143 | 7169 | Rate Constraint in lbs/MMBtu | FALSE | L | Annual | Allowances Purchased NOX | Thousand Tons | 0 | 0 | 0 | 0 | 0 | 0 | 0
BART NOX Annual-Laramie 1 -v5.14 | 143 | 7169 | Rate Constraint in lbs/MMBtu | FALSE | L | Annual | Allowances Sold NOX | Thousand Tons | 0 | 0 | 0 | 0 | 0 | 0 | 0
BART NOX Annual-Laramie 1 -v5.14 | 143 | 7169 | Rate Constraint in lbs/MMBtu | FALSE | L | Annual | Allowances Banked | Thousand Tons | 0 | 0 | 0 | 0 | 0 | 0 | 0
BART NOX Annual-Laramie 1 -v5.14 | 143 | 7169 | Rate Constraint in lbs/MMBtu | FALSE | L | Annual | Allowances Withdrawn (1:1) | Thousand Tons | 0 | 0 | 0 | 0 | 0 | 0 | 0
BART NOX Annual-Laramie 1 -v5.14 | 143 | 7169 | Rate Constraint in lbs/MMBtu | FALSE | L | Annual | Allowances Withdrawn (n:1) | Thousand Tons | 0 | 0 | 0 | 0 | 0 | 0 | 0
BART NOX Annual-Laramie 1 -v5.14 | 143 | 7169 | Rate Constraint in lbs/MMBtu | FALSE | L | Annual | Net Emissions Allowance Position | Thousand Tons | 1.1684 | 1.1684 | 1.1684 | 1.1684 | 0 | 0 | 0
BART NOX Annual-Laramie 1 -v5.14 | 143 | 7169 | Rate Constraint in lbs/MMBtu | FALSE | L | Annual | Fuel Consumed | TBtu | 38.9525 | 38.9525 | 38.9525 | 38.9525 | 0 | 0 | 0
BART NOX Annual-Laramie 1 -v5.14 | 143 | 7169 | Rate Constraint in lbs/MMBtu | FALSE | L | Annual | Rate | lb/MMBtu | 0.05999 | 0.05999 | 0.05999 | 0.05999 | 0 | 0 | 0
BART NOX Annual-Laramie 1 -v5.14 | 143 | 7169 | Rate Constraint in lbs/MMBtu | FALSE | L | Annual | Generation | TWh | 3.8121 | 3.8121 | 2.5693 | 2.5693 | 0 | 0 | 0
BART NOX Annual-Laramie 1 -v5.14 | 143 | 7169 | Rate Constraint in lbs/MMBtu | FALSE | L | Annual | Qualifying Generation | TWh | 3.8121 | 3.8121 | 2.5693 | 2.5693 | 0 | 0 | 0
BART NOX Annual-Laramie 1 -v5.14 | 143 | 7169 | Rate Constraint in lbs/MMBtu | FALSE | L | Annual | Rate | lb/MWh | 0.61298 | 0.61298 | 0.90949 | 0.90949 | 0 | 0 | 0
BART NOX Annual-Laramie 1 -v5.14 | 143 | 7169 | Rate Constraint in lbs/MMBtu | FALSE | L | Annual | Constraint Shadow Price | US2022$/Ton | 0 | 0 | 0 | 0 | 0 | 0 | 0
BART NOX Annual-Laramie 2 -v5.14 | 144 | 7170 | Rate Constraint in lbs/MMBtu | FALSE | L | Annual | Seasons Included | Seasons | Winter, Spring, Summer, Fall | Winter, Spring, Summer, Fall | Winter, Spring, Summer, Fall | Winter, Spring, Summer, Fall | Winter, Spring, Summer, Fall | Winter, Spring, Summer, Fall | Winter, Spring, Summer, Fall
BART NOX Annual-Laramie 2 -v5.14 | 144 | 7170 | Rate Constraint in lbs/MMBtu | FALSE | L | Annual | Standard NOX | lb/MMBtu | 0.15 | 0.15 | 0.15 | 0.15 | 0.15 | 0.15 | 0.15
BART NOX Annual-Laramie 2 -v5.14 | 144 | 7170 | Rate Constraint in lbs/MMBtu | FALSE | L | Annual | Emissions at Affected Plants NOX | Thousand Tons | 2.7822 | 2.7822 | 0.98596 | 0.98596 | 0 | 0 | 0
BART NOX Annual-Laramie 2 -v5.14 | 144 | 7170 | Rate Constraint in lbs/MMBtu | FALSE | L | Annual | Allowances Purchased NOX | Thousand Tons | 0 | 0 | 0 | 0 | 0 | 0 | 0
BART NOX Annual-Laramie 2 -v5.14 | 144 | 7170 | Rate Constraint in lbs/MMBtu | FALSE | L | Annual | Allowances Sold NOX | Thousand Tons | 0 | 0 | 0 | 0 | 0 | 0 | 0
BART NOX Annual-Laramie 2 -v5.14 | 144 | 7170 | Rate Constraint in lbs/MMBtu | FALSE | L | Annual | Allowances Banked | Thousand Tons | 0 | 0 | 0 | 0 | 0 | 0 | 0
BART NOX Annual-Laramie 2 -v5.14 | 144 | 7170 | Rate Constraint in lbs/MMBtu | FALSE | L | Annual | Allowances Withdrawn (1:1) | Thousand Tons | 0 | 0 | 0 | 0 | 0 | 0 | 0
BART NOX Annual-Laramie 2 -v5.14 | 144 | 7170 | Rate Constraint in lbs/MMBtu | FALSE | L | Annual | Allowances Withdrawn (n:1) | Thousand Tons | 0 | 0 | 0 | 0 | 0 | 0 | 0
BART NOX Annual-Laramie 2 -v5.14 | 144 | 7170 | Rate Constraint in lbs/MMBtu | FALSE | L | Annual | Net Emissions Allowance Position | Thousand Tons | 2.7822 | 2.7822 | 0.98596 | 0.98596 | 0 | 0 | 0
BART NOX Annual-Laramie 2 -v5.14 | 144 | 7170 | Rate Constraint in lbs/MMBtu | FALSE | L | Annual | Fuel Consumed | TBtu | 39.4385 | 39.4385 | 39.4385 | 39.4385 | 0 | 0 | 0
BART NOX Annual-Laramie 2 -v5.14 | 144 | 7170 | Rate Constraint in lbs/MMBtu | FALSE | L | Annual | Rate | lb/MMBtu | 0.14109 | 0.14109 | 0.05 | 0.05 | 0 | 0 | 0
BART NOX Annual-Laramie 2 -v5.14 | 144 | 7170 | Rate Constraint in lbs/MMBtu | FALSE | L | Annual | Generation | TWh | 3.8802 | 3.8802 | 2.6063 | 2.6063 | 0 | 0 | 0
BART NOX Annual-Laramie 2 -v5.14 | 144 | 7170 | Rate Constraint in lbs/MMBtu | FALSE | L | Annual | Qualifying Generation | TWh | 3.8802 | 3.8802 | 2.6063 | 2.6063 | 0 | 0 | 0
BART NOX Annual-Laramie 2 -v5.14 | 144 | 7170 | Rate Constraint in lbs/MMBtu | FALSE | L | Annual | Rate | lb/MWh | 1.434 | 1.434 | 0.75659 | 0.75659 | 0 | 0 | 0
BART NOX Annual-Laramie 2 -v5.14 | 144 | 7170 | Rate Constraint in lbs/MMBtu | FALSE | L | Annual | Constraint Shadow Price | US2022$/Ton | 0 | 0 | 0 | 0 | 0 | 0 | 0
BART NOX Annual-Laramie 3 -v5.14 | 145 | 7195 | Rate Constraint in lbs/MMBtu | FALSE | L | Annual | Seasons Included | Seasons | Winter, Spring, Summer, Fall | Winter, Spring, Summer, Fall | Winter, Spring, Summer, Fall | Winter, Spring, Summer, Fall | Winter, Spring, Summer, Fall | Winter, Spring, Summer, Fall | Winter, Spring, Summer, Fall
BART NOX Annual-Laramie 3 -v5.14 | 145 | 7195 | Rate Constraint in lbs/MMBtu | FALSE | L | Annual | Standard NOX | lb/MMBtu | 0.15 | 0.15 | 0.15 | 0.15 | 0.15 | 0.15 | 0.15
BART NOX Annual-Laramie 3 -v5.14 | 145 | 7195 | Rate Constraint in lbs/MMBtu | FALSE | L | Annual | Emissions at Affected Plants NOX | Thousand Tons | 2.8163 | 2.8163 | 0.98334 | 0.98334 | 0.14747 | 0.17556 | 0.17556
BART NOX Annual-Laramie 3 -v5.14 | 145 | 7195 | Rate Constraint in lbs/MMBtu | FALSE | L | Annual | Allowances Purchased NOX | Thousand Tons | 0 | 0 | 0 | 0 | 0 | 0 | 0
BART NOX Annual-Laramie 3 -v5.14 | 145 | 7195 | Rate Constraint in lbs/MMBtu | FALSE | L | Annual | Allowances Sold NOX | Thousand Tons | 0 | 0 | 0 | 0 | 0 | 0 | 0
BART NOX Annual-Laramie 3 -v5.14 | 145 | 7195 | Rate Constraint in lbs/MMBtu | FALSE | L | Annual | Allowances Banked | Thousand Tons | 0 | 0 | 0 | 0 | 0 | 0 | 0
BART NOX Annual-Laramie 3 -v5.14 | 145 | 7195 | Rate Constraint in lbs/MMBtu | FALSE | L | Annual | Allowances Withdrawn (1:1) | Thousand Tons | 0 | 0 | 0 | 0 | 0 | 0 | 0
BART NOX Annual-Laramie 3 -v5.14 | 145 | 7195 | Rate Constraint in lbs/MMBtu | FALSE | L | Annual | Allowances Withdrawn (n:1) | Thousand Tons | 0 | 0 | 0 | 0 | 0 | 0 | 0
BART NOX Annual-Laramie 3 -v5.14 | 145 | 7195 | Rate Constraint in lbs/MMBtu | FALSE | L | Annual | Net Emissions Allowance Position | Thousand Tons | 2.8163 | 2.8163 | 0.98334 | 0.98334 | 0.14747 | 0.17556 | 0.17556
BART NOX Annual-Laramie 3 -v5.14 | 145 | 7195 | Rate Constraint in lbs/MMBtu | FALSE | L | Annual | Fuel Consumed | TBtu | 39.3337 | 39.3337 | 39.3337 | 39.3337 | 5.8989 | 7.0225 | 7.0225
BART NOX Annual-Laramie 3 -v5.14 | 145 | 7195 | Rate Constraint in lbs/MMBtu | FALSE | L | Annual | Rate | lb/MMBtu | 0.1432 | 0.1432 | 0.05 | 0.05 | 0.05 | 0.05 | 0.05
BART NOX Annual-Laramie 3 -v5.14 | 145 | 7195 | Rate Constraint in lbs/MMBtu | FALSE | L | Annual | Generation | TWh | 3.8802 | 3.8802 | 2.6099 | 2.6099 | 0.39141 | 0.46596 | 0.46596
BART NOX Annual-Laramie 3 -v5.14 | 145 | 7195 | Rate Constraint in lbs/MMBtu | FALSE | L | Annual | Qualifying Generation | TWh | 3.8802 | 3.8802 | 2.6099 | 2.6099 | 0.39141 | 0.46596 | 0.46596
BART NOX Annual-Laramie 3 -v5.14 | 145 | 7195 | Rate Constraint in lbs/MMBtu | FALSE | L | Annual | Rate | lb/MWh | 1.4516 | 1.4516 | 0.75354 | 0.75354 | 0.75354 | 0.75354 | 0.75354
BART NOX Annual-Laramie 3 -v5.14 | 145 | 7195 | Rate Constraint in lbs/MMBtu | FALSE | L | Annual | Constraint Shadow Price | US2022$/Ton | 0 | 0 | 0 | 0 | 0 | 0 | 0
BART NOX Annual-Leland Olds 1 -v5.13 | 146 | 7148 | Rate Constraint in lbs/MMBtu | FALSE | L | Annual | Seasons Included | Seasons | Winter, Spring, Summer, Fall | Winter, Spring, Summer, Fall | Winter, Spring, Summer, Fall | Winter, Spring, Summer, Fall | Winter, Spring, Summer, Fall | Winter, Spring, Summer, Fall | Winter, Spring, Summer, Fall
BART NOX Annual-Leland Olds 1 -v5.13 | 146 | 7148 | Rate Constraint in lbs/MMBtu | FALSE | L | Annual | Standard NOX | lb/MMBtu | 0.19 | 0.19 | 0.19 | 0.19 | 0.19 | 0.19 | 0.19
BART NOX Annual-Leland Olds 1 -v5.13 | 146 | 7148 | Rate Constraint in lbs/MMBtu | FALSE | L | Annual | Emissions at Affected Plants NOX | Thousand Tons | 0 | 0 | 0 | 0 | 0 | 0 | 0
BART NOX Annual-Leland Olds 1 -v5.13 | 146 | 7148 | Rate Constraint in lbs/MMBtu | FALSE | L | Annual | Allowances Purchased NOX | Thousand Tons | 0 | 0 | 0 | 0 | 0 | 0 | 0
BART NOX Annual-Leland Olds 1 -v5.13 | 146 | 7148 | Rate Constraint in lbs/MMBtu | FALSE | L | Annual | Allowances Sold NOX | Thousand Tons | 0 | 0 | 0 | 0 | 0 | 0 | 0
BART NOX Annual-Leland Olds 1 -v5.13 | 146 | 7148 | Rate Constraint in lbs/MMBtu | FALSE | L | Annual | Allowances Banked | Thousand Tons | 0 | 0 | 0 | 0 | 0 | 0 | 0
BART NOX Annual-Leland Olds 1 -v5.13 | 146 | 7148 | Rate Constraint in lbs/MMBtu | FALSE | L | Annual | Allowances Withdrawn (1:1) | Thousand Tons | 0 | 0 | 0 | 0 | 0 | 0 | 0
BART NOX Annual-Leland Olds 1 -v5.13 | 146 | 7148 | Rate Constraint in lbs/MMBtu | FALSE | L | Annual | Allowances Withdrawn (n:1) | Thousand Tons | 0 | 0 | 0 | 0 | 0 | 0 | 0
BART NOX Annual-Leland Olds 1 -v5.13 | 146 | 7148 | Rate Constraint in lbs/MMBtu | FALSE | L | Annual | Net Emissions Allowance Position | Thousand Tons | 0 | 0 | 0 | 0 | 0 | 0 | 0
BART NOX Annual-Leland Olds 1 -v5.13 | 146 | 7148 | Rate Constraint in lbs/MMBtu | FALSE | L | Annual | Fuel Consumed | TBtu | 0 | 0 | 0 | 0 | 0 | 0 | 0
BART NOX Annual-Leland Olds 1 -v5.13 | 146 | 7148 | Rate Constraint in lbs/MMBtu | FALSE | L | Annual | Rate | lb/MMBtu | 0 | 0 | 0 | 0 | 0 | 0 | 0
BART NOX Annual-Leland Olds 1 -v5.13 | 146 | 7148 | Rate Constraint in lbs/MMBtu | FALSE | L | Annual | Generation | TWh | 0 | 0 | 0 | 0 | 0 | 0 | 0
BART NOX Annual-Leland Olds 1 -v5.13 | 146 | 7148 | Rate Constraint in lbs/MMBtu | FALSE | L | Annual | Qualifying Generation | TWh | 0 | 0 | 0 | 0 | 0 | 0 | 0
BART NOX Annual-Leland Olds 1 -v5.13 | 146 | 7148 | Rate Constraint in lbs/MMBtu | FALSE | L | Annual | Rate | lb/MWh | 0 | 0 | 0 | 0 | 0 | 0 | 0
BART NOX Annual-Leland Olds 1 -v5.13 | 146 | 7148 | Rate Constraint in lbs/MMBtu | FALSE | L | Annual | Constraint Shadow Price | US2022$/Ton | 0 | 0 | 0 | 0 | 0 | 0 | 0
BART NOX Annual-Leland Olds 2 -v5.13 | 147 | 7149 | Rate Constraint in lbs/MMBtu | FALSE | L | Annual | Seasons Included | Seasons | Winter, Spring, Summer, Fall | Winter, Spring, Summer, Fall | Winter, Spring, Summer, Fall | Winter, Spring, Summer, Fall | Winter, Spring, Summer, Fall | Winter, Spring, Summer, Fall | Winter, Spring, Summer, Fall
BART NOX Annual-Leland Olds 2 -v5.13 | 147 | 7149 | Rate Constraint in lbs/MMBtu | FALSE | L | Annual | Standard NOX | lb/MMBtu | 0.35 | 0.35 | 0.35 | 0.35 | 0.35 | 0.35 | 0.35
BART NOX Annual-Leland Olds 2 -v5.13 | 147 | 7149 | Rate Constraint in lbs/MMBtu | FALSE | L | Annual | Emissions at Affected Plants NOX | Thousand Tons | 0 | 0 | 0 | 0 | 0 | 0 | 0
BART NOX Annual-Leland Olds 2 -v5.13 | 147 | 7149 | Rate Constraint in lbs/MMBtu | FALSE | L | Annual | Allowances Purchased NOX | Thousand Tons | 0 | 0 | 0 | 0 | 0 | 0 | 0
BART NOX Annual-Leland Olds 2 -v5.13 | 147 | 7149 | Rate Constraint in lbs/MMBtu | FALSE | L | Annual | Allowances Sold NOX | Thousand Tons | 0 | 0 | 0 | 0 | 0 | 0 | 0
BART NOX Annual-Leland Olds 2 -v5.13 | 147 | 7149 | Rate Constraint in lbs/MMBtu | FALSE | L | Annual | Allowances Banked | Thousand Tons | 0 | 0 | 0 | 0 | 0 | 0 | 0
BART NOX Annual-Leland Olds 2 -v5.13 | 147 | 7149 | Rate Constraint in lbs/MMBtu | FALSE | L | Annual | Allowances Withdrawn (1:1) | Thousand Tons | 0 | 0 | 0 | 0 | 0 | 0 | 0
BART NOX Annual-Leland Olds 2 -v5.13 | 147 | 7149 | Rate Constraint in lbs/MMBtu | FALSE | L | Annual | Allowances Withdrawn (n:1) | Thousand Tons | 0 | 0 | 0 | 0 | 0 | 0 | 0
BART NOX Annual-Leland Olds 2 -v5.13 | 147 | 7149 | Rate Constraint in lbs/MMBtu | FALSE | L | Annual | Net Emissions Allowance Position | Thousand Tons | 0 | 0 | 0 | 0 | 0 | 0 | 0
BART NOX Annual-Leland Olds 2 -v5.13 | 147 | 7149 | Rate Constraint in lbs/MMBtu | FALSE | L | Annual | Fuel Consumed | TBtu | 0 | 0 | 0 | 0 | 0 | 0 | 0
BART NOX Annual-Leland Olds 2 -v5.13 | 147 | 7149 | Rate Constraint in lbs/MMBtu | FALSE | L | Annual | Rate | lb/MMBtu | 0 | 0 | 0 | 0 | 0 | 0 | 0
BART NOX Annual-Leland Olds 2 -v5.13 | 147 | 7149 | Rate Constraint in lbs/MMBtu | FALSE | L | Annual | Generation | TWh | 0 | 0 | 0 | 0 | 0 | 0 | 0
BART NOX Annual-Leland Olds 2 -v5.13 | 147 | 7149 | Rate Constraint in lbs/MMBtu | FALSE | L | Annual | Qualifying Generation | TWh | 0 | 0 | 0 | 0 | 0 | 0 | 0
BART NOX Annual-Leland Olds 2 -v5.13 | 147 | 7149 | Rate Constraint in lbs/MMBtu | FALSE | L | Annual | Rate | lb/MWh | 0 | 0 | 0 | 0 | 0 | 0 | 0
BART NOX Annual-Leland Olds 2 -v5.13 | 147 | 7149 | Rate Constraint in lbs/MMBtu | FALSE | L | Annual | Constraint Shadow Price | US2022$/Ton | 0 | 0 | 0 | 0 | 0 | 0 | 0
BART NOX Annual-Milton R Young B1 -v5.13 | 148 | 7151 | Rate Constraint in lbs/MMBtu | FALSE | L | Annual | Seasons Included | Seasons | Winter, Spring, Summer, Fall | Winter, Spring, Summer, Fall | Winter, Spring, Summer, Fall | Winter, Spring, Summer, Fall | Winter, Spring, Summer, Fall | Winter, Spring, Summer, Fall | Winter, Spring, Summer, Fall
BART NOX Annual-Milton R Young B1 -v5.13 | 148 | 7151 | Rate Constraint in lbs/MMBtu | FALSE | L | Annual | Standard NOX | lb/MMBtu | 0.36 | 0.36 | 0.36 | 0.36 | 0.36 | 0.36 | 0.36
BART NOX Annual-Milton R Young B1 -v5.13 | 148 | 7151 | Rate Constraint in lbs/MMBtu | FALSE | L | Annual | Emissions at Affected Plants NOX | Thousand Tons | 2.3187 | 2.54 | 0.39521 | 0.39521 | 0 | 0 | 0
BART NOX Annual-Milton R Young B1 -v5.13 | 148 | 7151 | Rate Constraint in lbs/MMBtu | FALSE | L | Annual | Allowances Purchased NOX | Thousand Tons | 0 | 0 | 0 | 0 | 0 | 0 | 0
BART NOX Annual-Milton R Young B1 -v5.13 | 148 | 7151 | Rate Constraint in lbs/MMBtu | FALSE | L | Annual | Allowances Sold NOX | Thousand Tons | 0 | 0 | 0 | 0 | 0 | 0 | 0
BART NOX Annual-Milton R Young B1 -v5.13 | 148 | 7151 | Rate Constraint in lbs/MMBtu | FALSE | L | Annual | Allowances Banked | Thousand Tons | 0 | 0 | 0 | 0 | 0 | 0 | 0
BART NOX Annual-Milton R Young B1 -v5.13 | 148 | 7151 | Rate Constraint in lbs/MMBtu | FALSE | L | Annual | Allowances Withdrawn (1:1) | Thousand Tons | 0 | 0 | 0 | 0 | 0 | 0 | 0
BART NOX Annual-Milton R Young B1 -v5.13 | 148 | 7151 | Rate Constraint in lbs/MMBtu | FALSE | L | Annual | Allowances Withdrawn (n:1) | Thousand Tons | 0 | 0 | 0 | 0 | 0 | 0 | 0
BART NOX Annual-Milton R Young B1 -v5.13 | 148 | 7151 | Rate Constraint in lbs/MMBtu | FALSE | L | Annual | Net Emissions Allowance Position | Thousand Tons | 2.3187 | 2.54 | 0.39521 | 0.39521 | 0 | 0 | 0
BART NOX Annual-Milton R Young B1 -v5.13 | 148 | 7151 | Rate Constraint in lbs/MMBtu | FALSE | L | Annual | Fuel Consumed | TBtu | 17.3536 | 19.0101 | 15.8084 | 15.8084 | 0 | 0 | 0
BART NOX Annual-Milton R Young B1 -v5.13 | 148 | 7151 | Rate Constraint in lbs/MMBtu | FALSE | L | Annual | Rate | lb/MMBtu | 0.26723 | 0.26723 | 0.05 | 0.05 | 0 | 0 | 0
BART NOX Annual-Milton R Young B1 -v5.13 | 148 | 7151 | Rate Constraint in lbs/MMBtu | FALSE | L | Annual | Generation | TWh | 1.492 | 1.6344 | 0.84961 | 0.84961 | 0 | 0 | 0
BART NOX Annual-Milton R Young B1 -v5.13 | 148 | 7151 | Rate Constraint in lbs/MMBtu | FALSE | L | Annual | Qualifying Generation | TWh | 1.492 | 1.6344 | 0.84961 | 0.84961 | 0 | 0 | 0
BART NOX Annual-Milton R Young B1 -v5.13 | 148 | 7151 | Rate Constraint in lbs/MMBtu | FALSE | L | Annual | Rate | lb/MWh | 3.1082 | 3.1082 | 0.93033 | 0.93033 | 0 | 0 | 0
BART NOX Annual-Milton R Young B1 -v5.13 | 148 | 7151 | Rate Constraint in lbs/MMBtu | FALSE | L | Annual | Constraint Shadow Price | US2022$/Ton | 0 | 0 | 0 | 0 | 0 | 0 | 0
BART NOX Annual-Milton R Young B2 -v5.13 | 149 | 7152 | Rate Constraint in lbs/MMBtu | FALSE | L | Annual | Seasons Included | Seasons | Winter, Spring, Summer, Fall | Winter, Spring, Summer, Fall | Winter, Spring, Summer, Fall | Winter, Spring, Summer, Fall | Winter, Spring, Summer, Fall | Winter, Spring, Summer, Fall | Winter, Spring, Summer, Fall
BART NOX Annual-Milton R Young B2 -v5.13 | 149 | 7152 | Rate Constraint in lbs/MMBtu | FALSE | L | Annual | Standard NOX | lb/MMBtu | 0.35 | 0.35 | 0.35 | 0.35 | 0.35 | 0.35 | 0.35
BART NOX Annual-Milton R Young B2 -v5.13 | 149 | 7152 | Rate Constraint in lbs/MMBtu | FALSE | L | Annual | Emissions at Affected Plants NOX | Thousand Tons | 4.4342 | 0.93402 | 0.90914 | 0.90914 | 0 | 0 | 0
BART NOX Annual-Milton R Young B2 -v5.13 | 149 | 7152 | Rate Constraint in lbs/MMBtu | FALSE | L | Annual | Allowances Purchased NOX | Thousand Tons | 0 | 0 | 0 | 0 | 0 | 0 | 0
BART NOX Annual-Milton R Young B2 -v5.13 | 149 | 7152 | Rate Constraint in lbs/MMBtu | FALSE | L | Annual | Allowances Sold NOX | Thousand Tons | 0 | 0 | 0 | 0 | 0 | 0 | 0
BART NOX Annual-Milton R Young B2 -v5.13 | 149 | 7152 | Rate Constraint in lbs/MMBtu | FALSE | L | Annual | Allowances Banked | Thousand Tons | 0 | 0 | 0 | 0 | 0 | 0 | 0
BART NOX Annual-Milton R Young B2 -v5.13 | 149 | 7152 | Rate Constraint in lbs/MMBtu | FALSE | L | Annual | Allowances Withdrawn (1:1) | Thousand Tons | 0 | 0 | 0 | 0 | 0 | 0 | 0
BART NOX Annual-Milton R Young B2 -v5.13 | 149 | 7152 | Rate Constraint in lbs/MMBtu | FALSE | L | Annual | Allowances Withdrawn (n:1) | Thousand Tons | 0 | 0 | 0 | 0 | 0 | 0 | 0
BART NOX Annual-Milton R Young B2 -v5.13 | 149 | 7152 | Rate Constraint in lbs/MMBtu | FALSE | L | Annual | Net Emissions Allowance Position | Thousand Tons | 4.4342 | 0.93402 | 0.90914 | 0.90914 | 0 | 0 | 0
BART NOX Annual-Milton R Young B2 -v5.13 | 149 | 7152 | Rate Constraint in lbs/MMBtu | FALSE | L | Annual | Fuel Consumed | TBtu | 31.2785 | 36.3614 | 36.3656 | 36.3656 | 0 | 0 | 0
BART NOX Annual-Milton R Young B2 -v5.13 | 149 | 7152 | Rate Constraint in lbs/MMBtu | FALSE | L | Annual | Rate | lb/MMBtu | 0.28353 | 0.051374 | 0.05 | 0.05 | 0 | 0 | 0
BART NOX Annual-Milton R Young B2 -v5.13 | 149 | 7152 | Rate Constraint in lbs/MMBtu | FALSE | L | Annual | Generation | TWh | 2.7459 | 2.0263 | 2.0196 | 2.0196 | 0 | 0 | 0
BART NOX Annual-Milton R Young B2 -v5.13 | 149 | 7152 | Rate Constraint in lbs/MMBtu | FALSE | L | Annual | Qualifying Generation | TWh | 2.7459 | 2.0263 | 2.0196 | 2.0196 | 0 | 0 | 0
BART NOX Annual-Milton R Young B2 -v5.13 | 149 | 7152 | Rate Constraint in lbs/MMBtu | FALSE | L | Annual | Rate | lb/MWh | 3.2297 | 0.92189 | 0.9003 | 0.9003 | 0 | 0 | 0
BART NOX Annual-Milton R Young B2 -v5.13 | 149 | 7152 | Rate Constraint in lbs/MMBtu | FALSE | L | Annual | Constraint Shadow Price | US2022$/Ton | 0 | 0 | 0 | 0 | 0 | 0 | 0
BART NOX Annual-Muskogee 4 -v6.17 | 150 | 7153 | Rate Constraint in lbs/MMBtu | FALSE | L | Annual | Seasons Included | Seasons | Winter, Spring, Summer, Fall | Winter, Spring, Summer, Fall | Winter, Spring, Summer, Fall | Winter, Spring, Summer, Fall | Winter, Spring, Summer, Fall | Winter, Spring, Summer, Fall | Winter, Spring, Summer, Fall
BART NOX Annual-Muskogee 4 -v6.17 | 150 | 7153 | Rate Constraint in lbs/MMBtu | FALSE | L | Annual | Standard NOX | lb/MMBtu | 0.15 | 0.15 | 0.15 | 0.15 | 0.15 | 0.15 | 0.15
BART NOX Annual-Muskogee 4 -v6.17 | 150 | 7153 | Rate Constraint in lbs/MMBtu | FALSE | L | Annual | Emissions at Affected Plants NOX | Thousand Tons | 0.05096 | 0.05096 | 0.05096 | 0.05096 | 0.05096 | 0.05096 | 0.05096
BART NOX Annual-Muskogee 4 -v6.17 | 150 | 7153 | Rate Constraint in lbs/MMBtu | FALSE | L | Annual | Allowances Purchased NOX | Thousand Tons | 0 | 0 | 0 | 0 | 0 | 0 | 0
BART NOX Annual-Muskogee 4 -v6.17 | 150 | 7153 | Rate Constraint in lbs/MMBtu | FALSE | L | Annual | Allowances Sold NOX | Thousand Tons | 0 | 0 | 0 | 0 | 0 | 0 | 0
BART NOX Annual-Muskogee 4 -v6.17 | 150 | 7153 | Rate Constraint in lbs/MMBtu | FALSE | L | Annual | Allowances Banked | Thousand Tons | 0 | 0 | 0 | 0 | 0 | 0 | 0
BART NOX Annual-Muskogee 4 -v6.17 | 150 | 7153 | Rate Constraint in lbs/MMBtu | FALSE | L | Annual | Allowances Withdrawn (1:1) | Thousand Tons | 0 | 0 | 0 | 0 | 0 | 0 | 0
BART NOX Annual-Muskogee 4 -v6.17 | 150 | 7153 | Rate Constraint in lbs/MMBtu | FALSE | L | Annual | Allowances Withdrawn (n:1) | Thousand Tons | 0 | 0 | 0 | 0 | 0 | 0 | 0
BART NOX Annual-Muskogee 4 -v6.17 | 150 | 7153 | Rate Constraint in lbs/MMBtu | FALSE | L | Annual | Net Emissions Allowance Position | Thousand Tons | 0.05096 | 0.05096 | 0.05096 | 0.05096 | 0.05096 | 0.05096 | 0.05096
BART NOX Annual-Muskogee 4 -v6.17 | 150 | 7153 | Rate Constraint in lbs/MMBtu | FALSE | L | Annual | Fuel Consumed | TBtu | 0.95574 | 0.95574 | 0.95574 | 0.95574 | 0.95574 | 0.95574 | 0.95574
BART NOX Annual-Muskogee 4 -v6.17 | 150 | 7153 | Rate Constraint in lbs/MMBtu | FALSE | L | Annual | Rate | lb/MMBtu | 0.10664 | 0.10664 | 0.10664 | 0.10664 | 0.10664 | 0.10664 | 0.10664
BART NOX Annual-Muskogee 4 -v6.17 | 150 | 7153 | Rate Constraint in lbs/MMBtu | FALSE | L | Annual | Generation | TWh | 0.084797 | 0.084797 | 0.084797 | 0.084797 | 0.084797 | 0.084797 | 0.084797
BART NOX Annual-Muskogee 4 -v6.17 | 150 | 7153 | Rate Constraint in lbs/MMBtu | FALSE | L | Annual | Qualifying Generation | TWh | 0.084797 | 0.084797 | 0.084797 | 0.084797 | 0.084797 | 0.084797 | 0.084797
BART NOX Annual-Muskogee 4 -v6.17 | 150 | 7153 | Rate Constraint in lbs/MMBtu | FALSE | L | Annual | Rate | lb/MWh | 1.2019 | 1.2019 | 1.2019 | 1.2019 | 1.2019 | 1.2019 | 1.2019
BART NOX Annual-Muskogee 4 -v6.17 | 150 | 7153 | Rate Constraint in lbs/MMBtu | FALSE | L | Annual | Constraint Shadow Price | US2022$/Ton | 0 | 0 | 0 | 0 | 0 | 0 | 0
BART NOX Annual-Muskogee 5 -v6.17 | 151 | 7154 | Rate Constraint in lbs/MMBtu | FALSE | L | Annual | Seasons Included | Seasons | Winter, Spring, Summer, Fall | Winter, Spring, Summer, Fall | Winter, Spring, Summer, Fall | Winter, Spring, Summer, Fall | Winter, Spring, Summer, Fall | Winter, Spring, Summer, Fall | Winter, Spring, Summer, Fall
BART NOX Annual-Muskogee 5 -v6.17 | 151 | 7154 | Rate Constraint in lbs/MMBtu | FALSE | L | Annual | Standard NOX | lb/MMBtu | 0.15 | 0.15 | 0.15 | 0.15 | 0.15 | 0.15 | 0.15
BART NOX Annual-Muskogee 5 -v6.17 | 151 | 7154 | Rate Constraint in lbs/MMBtu | FALSE | L | Annual | Emissions at Affected Plants NOX | Thousand Tons | 0.047778 | 0.047778 | 0.047778 | 0.047778 | 0.047778 | 0.047778 | 0.047778
BART NOX Annual-Muskogee 5 -v6.17 | 151 | 7154 | Rate Constraint in lbs/MMBtu | FALSE | L | Annual | Allowances Purchased NOX | Thousand Tons | 0 | 0 | 0 | 0 | 0 | 0 | 0
BART NOX Annual-Muskogee 5 -v6.17 | 151 | 7154 | Rate Constraint in lbs/MMBtu | FALSE | L | Annual | Allowances Sold NOX | Thousand Tons | 0 | 0 | 0 | 0 | 0 | 0 | 0
BART NOX Annual-Muskogee 5 -v6.17 | 151 | 7154 | Rate Constraint in lbs/MMBtu | FALSE | L | Annual | Allowances Banked | Thousand Tons | 0 | 0 | 0 | 0 | 0 | 0 | 0
BART NOX Annual-Muskogee 5 -v6.17 | 151 | 7154 | Rate Constraint in lbs/MMBtu | FALSE | L | Annual | Allowances Withdrawn (1:1) | Thousand Tons | 0 | 0 | 0 | 0 | 0 | 0 | 0
BART NOX Annual-Muskogee 5 -v6.17 | 151 | 7154 | Rate Constraint in lbs/MMBtu | FALSE | L | Annual | Allowances Withdrawn (n:1) | Thousand Tons | 0 | 0 | 0 | 0 | 0 | 0 | 0
BART NOX Annual-Muskogee 5 -v6.17 | 151 | 7154 | Rate Constraint in lbs/MMBtu | FALSE | L | Annual | Net Emissions Allowance Position | Thousand Tons | 0.047778 | 0.047778 | 0.047778 | 0.047778 | 0.047778 | 0.047778 | 0.047778
BART NOX Annual-Muskogee 5 -v6.17 | 151 | 7154 | Rate Constraint in lbs/MMBtu | FALSE | L | Annual | Fuel Consumed | TBtu | 0.96279 | 0.96279 | 0.96279 | 0.96279 | 0.96279 | 0.96279 | 0.96279
BART NOX Annual-Muskogee 5 -v6.17 | 151 | 7154 | Rate Constraint in lbs/MMBtu | FALSE | L | Annual | Rate | lb/MMBtu | 0.09925 | 0.09925 | 0.09925 | 0.09925 | 0.09925 | 0.09925 | 0.09925
BART NOX Annual-Muskogee 5 -v6.17 | 151 | 7154 | Rate Constraint in lbs/MMBtu | FALSE | L | Annual | Generation | TWh | 0.085498 | 0.085498 | 0.085498 | 0.085498 | 0.085498 | 0.085498 | 0.085498
BART NOX Annual-Muskogee 5 -v6.17 | 151 | 7154 | Rate Constraint in lbs/MMBtu | FALSE | L | Annual | Qualifying Generation | TWh | 0.085498 | 0.085498 | 0.085498 | 0.085498 | 0.085498 | 0.085498 | 0.085498
BART NOX Annual-Muskogee 5 -v6.17 | 151 | 7154 | Rate Constraint in lbs/MMBtu | FALSE | L | Annual | Rate | lb/MWh | 1.1177 | 1.1177 | 1.1177 | 1.1177 | 1.1177 | 1.1177 | 1.1177
BART NOX Annual-Muskogee 5 -v6.17 | 151 | 7154 | Rate Constraint in lbs/MMBtu | FALSE | L | Annual | Constraint Shadow Price | US2022$/Ton | 0 | 0 | 0 | 0 | 0 | 0 | 0
BART NOX Annual-Naughton 3 -v5.14 | 152 | 7173 | Rate Constraint in lbs/MMBtu | FALSE | L | Annual | Seasons Included | Seasons | Winter, Spring, Summer, Fall | Winter, Spring, Summer, Fall | Winter, Spring, Summer, Fall | Winter, Spring, Summer, Fall | Winter, Spring, Summer, Fall | Winter, Spring, Summer, Fall | Winter, Spring, Summer, Fall
BART NOX Annual-Naughton 3 -v5.14 | 152 | 7173 | Rate Constraint in lbs/MMBtu | FALSE | L | Annual | Standard NOX | lb/MMBtu | 0.12 | 0.12 | 0.12 | 0.12 | 0.12 | 0.12 | 0.12
BART NOX Annual-Naughton 3 -v5.14 | 152 | 7173 | Rate Constraint in lbs/MMBtu | FALSE | L | Annual | Emissions at Affected Plants NOX | Thousand Tons | 0 | 0 | 0 | 0 | 0 | 0 | 0
BART NOX Annual-Naughton 3 -v5.14 | 152 | 7173 | Rate Constraint in lbs/MMBtu | FALSE | L | Annual | Allowances Purchased NOX | Thousand Tons | 0 | 0 | 0 | 0 | 0 | 0 | 0
BART NOX Annual-Naughton 3 -v5.14 | 152 | 7173 | Rate Constraint in lbs/MMBtu | FALSE | L | Annual | Allowances Sold NOX | Thousand Tons | 0 | 0 | 0 | 0 | 0 | 0 | 0
BART NOX Annual-Naughton 3 -v5.14 | 152 | 7173 | Rate Constraint in lbs/MMBtu | FALSE | L | Annual | Allowances Banked | Thousand Tons | 0 | 0 | 0 | 0 | 0 | 0 | 0
BART NOX Annual-Naughton 3 -v5.14 | 152 | 7173 | Rate Constraint in lbs/MMBtu | FALSE | L | Annual | Allowances Withdrawn (1:1) | Thousand Tons | 0 | 0 | 0 | 0 | 0 | 0 | 0
BART NOX Annual-Naughton 3 -v5.14 | 152 | 7173 | Rate Constraint in lbs/MMBtu | FALSE | L | Annual | Allowances Withdrawn (n:1) | Thousand Tons | 0 | 0 | 0 | 0 | 0 | 0 | 0
BART NOX Annual-Naughton 3 -v5.14 | 152 | 7173 | Rate Constraint in lbs/MMBtu | FALSE | L | Annual | Net Emissions Allowance Position | Thousand Tons | 0 | 0 | 0 | 0 | 0 | 0 | 0
BART NOX Annual-Naughton 3 -v5.14 | 152 | 7173 | Rate Constraint in lbs/MMBtu | FALSE | L | Annual | Fuel Consumed | TBtu | 0 | 0 | 0 | 0 | 0 | 0 | 0
BART NOX Annual-Naughton 3 -v5.14 | 152 | 7173 | Rate Constraint in lbs/MMBtu | FALSE | L | Annual | Rate | lb/MMBtu | 0 | 0 | 0 | 0 | 0 | 0 | 0
BART NOX Annual-Naughton 3 -v5.14 | 152 | 7173 | Rate Constraint in lbs/MMBtu | FALSE | L | Annual | Generation | TWh | 0 | 0 | 0 | 0 | 0 | 0 | 0
BART NOX Annual-Naughton 3 -v5.14 | 152 | 7173 | Rate Constraint in lbs/MMBtu | FALSE | L | Annual | Qualifying Generation | TWh | 0 | 0 | 0 | 0 | 0 | 0 | 0
BART NOX Annual-Naughton 3 -v5.14 | 152 | 7173 | Rate Constraint in lbs/MMBtu | FALSE | L | Annual | Rate | lb/MWh | 0 | 0 | 0 | 0 | 0 | 0 | 0
BART NOX Annual-Naughton 3 -v5.14 | 152 | 7173 | Rate Constraint in lbs/MMBtu | FALSE | L | Annual | Constraint Shadow Price | US2022$/Ton | 0 | 0 | 0 | 0 | 0 | 0 | 0
BART NOX Annual-Nebraska City 1 -v5.14 | 153 | 7137 | Rate Constraint in lbs/MMBtu | FALSE | L | Annual | Seasons Included | Seasons | Winter, Spring, Summer, Fall | Winter, Spring, Summer, Fall | Winter, Spring, Summer, Fall | Winter, Spring, Summer, Fall | Winter, Spring, Summer, Fall | Winter, Spring, Summer, Fall | Winter, Spring, Summer, Fall
BART NOX Annual-Nebraska City 1 -v5.14 | 153 | 7137 | Rate Constraint in lbs/MMBtu | FALSE | L | Annual | Standard NOX | lb/MMBtu | 0.23 | 0.23 | 0.23 | 0.23 | 0.23 | 0.23 | 0.23
BART NOX Annual-Nebraska City 1 -v5.14 | 153 | 7137 | Rate Constraint in lbs/MMBtu | FALSE | L | Annual | Emissions at Affected Plants NOX | Thousand Tons | 3.3475 | 3.743 | 0 | 0 | 0 | 0 | 0
BART NOX Annual-Nebraska City 1 -v5.14 | 153 | 7137 | Rate Constraint in lbs/MMBtu | FALSE | L | Annual | Allowances Purchased NOX | Thousand Tons | 0 | 0 | 0 | 0 | 0 | 0 | 0
BART NOX Annual-Nebraska City 1 -v5.14 | 153 | 7137 | Rate Constraint in lbs/MMBtu | FALSE | L | Annual | Allowances Sold NOX | Thousand Tons | 0 | 0 | 0 | 0 | 0 | 0 | 0
BART NOX Annual-Nebraska City 1 -v5.14 | 153 | 7137 | Rate Constraint in lbs/MMBtu | FALSE | L | Annual | Allowances Banked | Thousand Tons | 0 | 0 | 0 | 0 | 0 | 0 | 0
BART NOX Annual-Nebraska City 1 -v5.14 | 153 | 7137 | Rate Constraint in lbs/MMBtu | FALSE | L | Annual | Allowances Withdrawn (1:1) | Thousand Tons | 0 | 0 | 0 | 0 | 0 | 0 | 0
BART NOX Annual-Nebraska City 1 -v5.14 | 153 | 7137 | Rate Constraint in lbs/MMBtu | FALSE | L | Annual | Allowances Withdrawn (n:1) | Thousand Tons | 0 | 0 | 0 | 0 | 0 | 0 | 0
BART NOX Annual-Nebraska City 1 -v5.14 | 153 | 7137 | Rate Constraint in lbs/MMBtu | FALSE | L | Annual | Net Emissions Allowance Position | Thousand Tons | 3.3475 | 3.743 | 0 | 0 | 0 | 0 | 0
BART NOX Annual-Nebraska City 1 -v5.14 | 153 | 7137 | Rate Constraint in lbs/MMBtu | FALSE | L | Annual | Fuel Consumed | TBtu | 35.7261 | 39.9468 | 0 | 0 | 0 | 0 | 0
BART NOX Annual-Nebraska City 1 -v5.14 | 153 | 7137 | Rate Constraint in lbs/MMBtu | FALSE | L | Annual | Rate | lb/MMBtu | 0.1874 | 0.1874 | 0 | 0 | 0 | 0 | 0
BART NOX Annual-Nebraska City 1 -v5.14 | 153 | 7137 | Rate Constraint in lbs/MMBtu | FALSE | L | Annual | Generation | TWh | 3.6388 | 4.0687 | 0 | 0 | 0 | 0 | 0
BART NOX Annual-Nebraska City 1 -v5.14 | 153 | 7137 | Rate Constraint in lbs/MMBtu | FALSE | L | Annual | Qualifying Generation | TWh | 3.6388 | 4.0687 | 0 | 0 | 0 | 0 | 0
BART NOX Annual-Nebraska City 1 -v5.14 | 153 | 7137 | Rate Constraint in lbs/MMBtu | FALSE | L | Annual | Rate | lb/MWh | 1.8399 | 1.8399 | 0 | 0 | 0 | 0 | 0
BART NOX Annual-Nebraska City 1 -v5.14 | 153 | 7137 | Rate Constraint in lbs/MMBtu | FALSE | L | Annual | Constraint Shadow Price | US2022$/Ton | 0 | 0 | 0 | 0 | 0 | 0 | 0
BART NOX Annual-Pawnee 1 -v5.13 | 154 | 7155 | Rate Constraint in lbs/MMBtu | FALSE | L | Annual | Seasons Included | Seasons | Winter, Spring, Summer, Fall | Winter, Spring, Summer, Fall | Winter, Spring, Summer, Fall | Winter, Spring, Summer, Fall | Winter, Spring, Summer, Fall | Winter, Spring, Summer, Fall | Winter, Spring, Summer, Fall
BART NOX Annual-Pawnee 1 -v5.13 | 154 | 7155 | Rate Constraint in lbs/MMBtu | FALSE | L | Annual | Standard NOX | lb/MMBtu | 0.07 | 0.07 | 0.07 | 0.07 | 0.07 | 0.07 | 0.07
BART NOX Annual-Pawnee 1 -v5.13 | 154 | 7155 | Rate Constraint in lbs/MMBtu | FALSE | L | Annual | Emissions at Affected Plants NOX | Thousand Tons | 0.03936 | 0.027215 | 0.040029 | 0.040029 | 0.040029 | 0.040029 | 0.040029
BART NOX Annual-Pawnee 1 -v5.13 | 154 | 7155 | Rate Constraint in lbs/MMBtu | FALSE | L | Annual | Allowances Purchased NOX | Thousand Tons | 0 | 0 | 0 | 0 | 0 | 0 | 0
BART NOX Annual-Pawnee 1 -v5.13 | 154 | 7155 | Rate Constraint in lbs/MMBtu | FALSE | L | Annual | Allowances Sold NOX | Thousand Tons | 0 | 0 | 0 | 0 | 0 | 0 | 0
BART NOX Annual-Pawnee 1 -v5.13 | 154 | 7155 | Rate Constraint in lbs/MMBtu | FALSE | L | Annual | Allowances Banked | Thousand Tons | 0 | 0 | 0 | 0 | 0 | 0 | 0
BART NOX Annual-Pawnee 1 -v5.13 | 154 | 7155 | Rate Constraint in lbs/MMBtu | FALSE | L | Annual | Allowances Withdrawn (1:1) | Thousand Tons | 0 | 0 | 0 | 0 | 0 | 0 | 0
BART NOX Annual-Pawnee 1 -v5.13 | 154 | 7155 | Rate Constraint in lbs/MMBtu | FALSE | L | Annual | Allowances Withdrawn (n:1) | Thousand Tons | 0 | 0 | 0 | 0 | 0 | 0 | 0
BART NOX Annual-Pawnee 1 -v5.13 | 154 | 7155 | Rate Constraint in lbs/MMBtu | FALSE | L | Annual | Net Emissions Allowance Position | Thousand Tons | 0.03936 | 0.027215 | 0.040029 | 0.040029 | 0.040029 | 0.040029 | 0.040029
BART NOX Annual-Pawnee 1 -v5.13 | 154 | 7155 | Rate Constraint in lbs/MMBtu | FALSE | L | Annual | Fuel Consumed | TBtu | 1.5319 | 1.0811 | 1.5568 | 1.5568 | 1.5568 | 1.5568 | 1.5568
BART NOX Annual-Pawnee 1 -v5.13 | 154 | 7155 | Rate Constraint in lbs/MMBtu | FALSE | L | Annual | Rate | lb/MMBtu | 0.051385 | 0.050345 | 0.051425 | 0.051425 | 0.051425 | 0.051425 | 0.051425
BART NOX Annual-Pawnee 1 -v5.13 | 154 | 7155 | Rate Constraint in lbs/MMBtu | FALSE | L | Annual | Generation | TWh | 0.1379 | 0.096037 | 0.12207 | 0.12207 | 0.12207 | 0.12207 | 0.12207
BART NOX Annual-Pawnee 1 -v5.13 | 154 | 7155 | Rate Constraint in lbs/MMBtu | FALSE | L | Annual | Qualifying Generation | TWh | 0.1379 | 0.096037 | 0.12207 | 0.12207 | 0.12207 | 0.12207 | 0.12207
BART NOX Annual-Pawnee 1 -v5.13 | 154 | 7155 | Rate Constraint in lbs/MMBtu | FALSE | L | Annual | Rate | lb/MWh | 0.57085 | 0.56675 | 0.65585 | 0.65585 | 0.65585 | 0.65585 | 0.65585
BART NOX Annual-Pawnee 1 -v5.13 | 154 | 7155 | Rate Constraint in lbs/MMBtu | FALSE | L | Annual | Constraint Shadow Price | US2022$/Ton | 0 | 0 | 0 | 0 | 0 | 0 | 0
BART NOX Annual-Ray D Nixon 1 -v5.13 | 155 | 7156 | Rate Constraint in lbs/MMBtu | FALSE | L | Annual | Seasons Included | Seasons | Winter, Spring, Summer, Fall | Winter, Spring, Summer, Fall | Winter, Spring, Summer, Fall | Winter, Spring, Summer, Fall | Winter, Spring, Summer, Fall | Winter, Spring, Summer, Fall | Winter, Spring, Summer, Fall
BART NOX Annual-Ray D Nixon 1 -v5.13 | 155 | 7156 | Rate Constraint in lbs/MMBtu | FALSE | L | Annual | Standard NOX | lb/MMBtu | 0.21 | 0.21 | 0.21 | 0.21 | 0.21 | 0.21 | 0.21
BART NOX Annual-Ray D Nixon 1 -v5.13 | 155 | 7156 | Rate Constraint in lbs/MMBtu | FALSE | L | Annual | Emissions at Affected Plants NOX | Thousand Tons | 1.236 | 0.02283 | 0.059808 | 0.070827 | 0.059808 | 0.071305 | 0.071305
BART NOX Annual-Ray D Nixon 1 -v5.13 | 155 | 7156 | Rate Constraint in lbs/MMBtu | FALSE | L | Annual | Allowances Purchased NOX | Thousand Tons | 0 | 0 | 0 | 0 | 0 | 0 | 0
BART NOX Annual-Ray D Nixon 1 -v5.13 | 155 | 7156 | Rate Constraint in lbs/MMBtu | FALSE | L | Annual | Allowances Sold NOX | Thousand Tons | 0 | 0 | 0 | 0 | 0 | 0 | 0
BART NOX Annual-Ray D Nixon 1 -v5.13 | 155 | 7156 | Rate Constraint in lbs/MMBtu | FALSE | L | Annual | Allowances Banked | Thousand Tons | 0 | 0 | 0 | 0 | 0 | 0 | 0
BART NOX Annual-Ray D Nixon 1 -v5.13 | 155 | 7156 | Rate Constraint in lbs/MMBtu | FALSE | L | Annual | Allowances Withdrawn (1:1) | Thousand Tons | 0 | 0 | 0 | 0 | 0 | 0 | 0
BART NOX Annual-Ray D Nixon 1 -v5.13 | 155 | 7156 | Rate Constraint in lbs/MMBtu | FALSE | L | Annual | Allowances Withdrawn (n:1) | Thousand Tons | 0 | 0 | 0 | 0 | 0 | 0 | 0
BART NOX Annual-Ray D Nixon 1 -v5.13 | 155 | 7156 | Rate Constraint in lbs/MMBtu | FALSE | L | Annual | Net Emissions Allowance Position | Thousand Tons | 1.236 | 0.02283 | 0.059808 | 0.070827 | 0.059808 | 0.071305 | 0.071305
BART NOX Annual-Ray D Nixon 1 -v5.13 | 155 | 7156 | Rate Constraint in lbs/MMBtu | FALSE | L | Annual | Fuel Consumed | TBtu | 15.1818 | 0.28044 | 0.73465 | 0.87001 | 0.73465 | 0.87587 | 0.87587
BART NOX Annual-Ray D Nixon 1 -v5.13 | 155 | 7156 | Rate Constraint in lbs/MMBtu | FALSE | L | Annual | Rate | lb/MMBtu | 0.16282 | 0.16282 | 0.16282 | 0.16282 | 0.16282 | 0.16282 | 0.16282
BART NOX Annual-Ray D Nixon 1 -v5.13 | 155 | 7156 | Rate Constraint in lbs/MMBtu | FALSE | L | Annual | Generation | TWh | 1.4518 | 0.026818 | 0.070255 | 0.083199 | 0.070255 | 0.08376 | 0.08376
BART NOX Annual-Ray D Nixon 1 -v5.13 | 155 | 7156 | Rate Constraint in lbs/MMBtu | FALSE | L | Annual | Qualifying Generation | TWh | 1.4518 | 0.026818 | 0.070255 | 0.083199 | 0.070255 | 0.08376 | 0.08376
BART NOX Annual-Ray D Nixon 1 -v5.13 | 155 | 7156 | Rate Constraint in lbs/MMBtu | FALSE | L | Annual | Rate | lb/MWh | 1.7026 | 1.7026 | 1.7026 | 1.7026 | 1.7026 | 1.7026 | 1.7026
BART NOX Annual-Ray D Nixon 1 -v5.13 | 155 | 7156 | Rate Constraint in lbs/MMBtu | FALSE | L | Annual | Constraint Shadow Price | US2022$/Ton | 0 | 0 | 0 | 0 | 0 | 0 | 0
BART NOX Annual-Sooner 1 -v5.13 | 156 | 7157 | Rate Constraint in lbs/MMBtu | FALSE | L | Annual | Seasons Included | Seasons | Winter, Spring, Summer, Fall | Winter, Spring, Summer, Fall | Winter, Spring, Summer, Fall | Winter, Spring, Summer, Fall | Winter, Spring, Summer, Fall | Winter, Spring, Summer, Fall | Winter, Spring, Summer, Fall
BART NOX Annual-Sooner 1 -v5.13 | 156 | 7157 | Rate Constraint in lbs/MMBtu | FALSE | L | Annual | Standard NOX | lb/MMBtu | 0.15 | 0.15 | 0.15 | 0.15 | 0.15 | 0.15 | 0.15
BART NOX Annual-Sooner 1 -v5.13 | 156 | 7157 | Rate Constraint in lbs/MMBtu | FALSE | L | Annual | Emissions at Affected Plants NOX | Thousand Tons | 0.016763 | 0.022862 | 0.03066 | 0.03066 | 0 | 0 | 0
BART NOX Annual-Sooner 1 -v5.13 | 156 | 7157 | Rate Constraint in lbs/MMBtu | FALSE | L | Annual | Allowances Purchased NOX | Thousand Tons | 0 | 0 | 0 | 0 | 0 | 0 | 0
BART NOX Annual-Sooner 1 -v5.13 | 156 | 7157 | Rate Constraint in lbs/MMBtu | FALSE | L | Annual | Allowances Sold NOX | Thousand Tons | 0 | 0 | 0 | 0 | 0 | 0 | 0
BART NOX Annual-Sooner 1 -v5.13 | 156 | 7157 | Rate Constraint in lbs/MMBtu | FALSE | L | Annual | Allowances Banked | Thousand Tons | 0 | 0 | 0 | 0 | 0 | 0 | 0
BART NOX Annual-Sooner 1 -v5.13 | 156 | 7157 | Rate Constraint in lbs/MMBtu | FALSE | L | Annual | Allowances Withdrawn (1:1) | Thousand Tons | 0 | 0 | 0 | 0 | 0 | 0 | 0
BART NOX Annual-Sooner 1 -v5.13 | 156 | 7157 | Rate Constraint in lbs/MMBtu | FALSE | L | Annual | Allowances Withdrawn (n:1) | Thousand Tons | 0 | 0 | 0 | 0 | 0 | 0 | 0
BART NOX Annual-Sooner 1 -v5.13 | 156 | 7157 | Rate Constraint in lbs/MMBtu | FALSE | L | Annual | Net Emissions Allowance Position | Thousand Tons | 0.016763 | 0.022862 | 0.03066 | 0.03066 | 0 | 0 | 0
BART NOX Annual-Sooner 1 -v5.13 | 156 | 7157 | Rate Constraint in lbs/MMBtu | FALSE | L | Annual | Fuel Consumed | TBtu | 0.27208 | 0.46485 | 1.2264 | 1.2264 | 0 | 0 | 0
BART NOX Annual-Sooner 1 -v5.13 | 156 | 7157 | Rate Constraint in lbs/MMBtu | FALSE | L | Annual | Rate | lb/MMBtu | 0.12322 | 0.098361 | 0.05 | 0.05 | 0 | 0 | 0
BART NOX Annual-Sooner 1 -v5.13 | 156 | 7157 | Rate Constraint in lbs/MMBtu | FALSE | L | Annual | Generation | TWh | 0.025617 | 0.043394 | 0.075881 | 0.075881 | 0 | 0 | 0
BART NOX Annual-Sooner 1 -v5.13 | 156 | 7157 | Rate Constraint in lbs/MMBtu | FALSE | L | Annual | Qualifying Generation | TWh | 0.025617 | 0.043394 | 0.075881 | 0.075881 | 0 | 0 | 0
BART NOX Annual-Sooner 1 -v5.13 | 156 | 7157 | Rate Constraint in lbs/MMBtu | FALSE | L | Annual | Rate | lb/MWh | 1.3087 | 1.0537 | 0.80811 | 0.80811 | 0 | 0 | 0
BART NOX Annual-Sooner 1 -v5.13 | 156 | 7157 | Rate Constraint in lbs/MMBtu | FALSE | L | Annual | Constraint Shadow Price | US2022$/Ton | 0 | 0 | 0 | 0 | 0 | 0 | 0
BART NOX Annual-Sooner 2 -v5.13 | 157 | 7158 | Rate Constraint in lbs/MMBtu | FALSE | L | Annual | Seasons Included | Seasons | Winter, Spring, Summer, Fall | Winter, Spring, Summer, Fall | Winter, Spring, Summer, Fall | Winter, Spring, Summer, Fall | Winter, Spring, Summer, Fall | Winter, Spring, Summer, Fall | Winter, Spring, Summer, Fall
BART NOX Annual-Sooner 2 -v5.13 | 157 | 7158 | Rate Constraint in lbs/MMBtu | FALSE | L | Annual | Standard NOX | lb/MMBtu | 0.15 | 0.15 | 0.15 | 0.15 | 0.15 | 0.15 | 0.15
BART NOX Annual-Sooner 2 -v5.13 | 157 | 7158 | Rate Constraint in lbs/MMBtu | FALSE | L | Annual | Emissions at Affected Plants NOX | Thousand Tons | 0 | 0 | 0 | 0 | 0 | 0 | 0
BART NOX Annual-Sooner 2 -v5.13 | 157 | 7158 | Rate Constraint in lbs/MMBtu | FALSE | L | Annual | Allowances Purchased NOX | Thousand Tons | 0 | 0 | 0 | 0 | 0 | 0 | 0
BART NOX Annual-Sooner 2 -v5.13 | 157 | 7158 | Rate Constraint in lbs/MMBtu | FALSE | L | Annual | Allowances Sold NOX | Thousand Tons | 0 | 0 | 0 | 0 | 0 | 0 | 0
BART NOX Annual-Sooner 2 -v5.13 | 157 | 7158 | Rate Constraint in lbs/MMBtu | FALSE | L | Annual | Allowances Banked | Thousand Tons | 0 | 0 | 0 | 0 | 0 | 0 | 0
BART NOX Annual-Sooner 2 -v5.13 | 157 | 7158 | Rate Constraint in lbs/MMBtu | FALSE | L | Annual | Allowances Withdrawn (1:1) | Thousand Tons | 0 | 0 | 0 | 0 | 0 | 0 | 0
BART NOX Annual-Sooner 2 -v5.13 | 157 | 7158 | Rate Constraint in lbs/MMBtu | FALSE | L | Annual | Allowances Withdrawn (n:1) | Thousand Tons | 0 | 0 | 0 | 0 | 0 | 0 | 0
BART NOX Annual-Sooner 2 -v5.13 | 157 | 7158 | Rate Constraint in lbs/MMBtu | FALSE | L | Annual | Net Emissions Allowance Position | Thousand Tons | 0 | 0 | 0 | 0 | 0 | 0 | 0
BART NOX Annual-Sooner 2 -v5.13 | 157 | 7158 | Rate Constraint in lbs/MMBtu | FALSE | L | Annual | Fuel Consumed | TBtu | 0 | 0 | 0 | 0 | 0 | 0 | 0
BART NOX Annual-Sooner 2 -v5.13 | 157 | 7158 | Rate Constraint in lbs/MMBtu | FALSE | L | Annual | Rate | lb/MMBtu | 0 | 0 | 0 | 0 | 0 | 0 | 0
BART NOX Annual-Sooner 2 -v5.13 | 157 | 7158 | Rate Constraint in lbs/MMBtu | FALSE | L | Annual | Generation | TWh | 0 | 0 | 0 | 0 | 0 | 0 | 0
BART NOX Annual-Sooner 2 -v5.13 | 157 | 7158 | Rate Constraint in lbs/MMBtu | FALSE | L | Annual | Qualifying Generation | TWh | 0 | 0 | 0 | 0 | 0 | 0 | 0
BART NOX Annual-Sooner 2 -v5.13 | 157 | 7158 | Rate Constraint in lbs/MMBtu | FALSE | L | Annual | Rate | lb/MWh | 0 | 0 | 0 | 0 | 0 | 0 | 0
BART NOX Annual-Sooner 2 -v5.13 | 157 | 7158 | Rate Constraint in lbs/MMBtu | FALSE | L | Annual | Constraint Shadow Price | US2022$/Ton | 0 | 0 | 0 | 0 | 0 | 0 | 0
BART NOX Annual-Wyodak - v6.20 | 158 | 7659 | Rate Constraint in lbs/MMBtu | FALSE | L | Annual | Seasons Included | Seasons | Winter, Spring, Summer, Fall | Winter, Spring, Summer, Fall | Winter, Spring, Summer, Fall | Winter, Spring, Summer, Fall | Winter, Spring, Summer, Fall | Winter, Spring, Summer, Fall | Winter, Spring, Summer, Fall
BART NOX Annual-Wyodak - v6.20 | 158 | 7659 | Rate Constraint in lbs/MMBtu | FALSE | L | Annual | Standard NOX | lb/MMBtu | 0.23 | 0.23 | 0.23 | 0.23 | 0.23 | 0.23 | 0.23
BART NOX Annual-Wyodak - v6.20 | 158 | 7659 | Rate Constraint in lbs/MMBtu | FALSE | L | Annual | Emissions at Affected Plants NOX | Thousand Tons | 3.0968 | 3.0968 | 0.1526 | 0.020611 | 0.020611 | 0.020611 | 0.020611
BART NOX Annual-Wyodak - v6.20 | 158 | 7659 | Rate Constraint in lbs/MMBtu | FALSE | L | Annual | Allowances Purchased NOX | Thousand Tons | 0 | 0 | 0 | 0 | 0 | 0 | 0
BART NOX Annual-Wyodak - v6.20 | 158 | 7659 | Rate Constraint in lbs/MMBtu | FALSE | L | Annual | Allowances Sold NOX | Thousand Tons | 0 | 0 | 0 | 0 | 0 | 0 | 0
BART NOX Annual-Wyodak - v6.20 | 158 | 7659 | Rate Constraint in lbs/MMBtu | FALSE | L | Annual | Allowances Banked | Thousand Tons | 0 | 0 | 0 | 0 | 0 | 0 | 0
BART NOX Annual-Wyodak - v6.20 | 158 | 7659 | Rate Constraint in lbs/MMBtu | FALSE | L | Annual | Allowances Withdrawn (1:1) | Thousand Tons | 0 | 0 | 0 | 0 | 0 | 0 | 0
BART NOX Annual-Wyodak - v6.20 | 158 | 7659 | Rate Constraint in lbs/MMBtu | FALSE | L | Annual | Allowances Withdrawn (n:1) | Thousand Tons | 0 | 0 | 0 | 0 | 0 | 0 | 0
BART NOX Annual-Wyodak - v6.20 | 158 | 7659 | Rate Constraint in lbs/MMBtu | FALSE | L | Annual | Net Emissions Allowance Position | Thousand Tons | 3.0968 | 3.0968 | 0.1526 | 0.020611 | 0.020611 | 0.020611 | 0.020611
BART NOX Annual-Wyodak - v6.20 | 158 | 7659 | Rate Constraint in lbs/MMBtu | FALSE | L | Annual | Fuel Consumed | TBtu | 27.3713 | 27.3713 | 6.1039 | 0.82444 | 0.82444 | 0.82444 | 0.82444
BART NOX Annual-Wyodak - v6.20 | 158 | 7659 | Rate Constraint in lbs/MMBtu | FALSE | L | Annual | Rate | lb/MMBtu | 0.22628 | 0.22628 | 0.05 | 0.05 | 0.05 | 0.05 | 0.05
BART NOX Annual-Wyodak - v6.20 | 158 | 7659 | Rate Constraint in lbs/MMBtu | FALSE | L | Annual | Generation | TWh | 2.2397 | 2.2397 | 0.30278 | 0.040895 | 0.040895 | 0.040895 | 0.040895
BART NOX Annual-Wyodak - v6.20 | 158 | 7659 | Rate Constraint in lbs/MMBtu | FALSE | L | Annual | Qualifying Generation | TWh | 2.2397 | 2.2397 | 0.30278 | 0.040895 | 0.040895 | 0.040895 | 0.040895
BART NOX Annual-Wyodak - v6.20 | 158 | 7659 | Rate Constraint in lbs/MMBtu | FALSE | L | Annual | Rate | lb/MWh | 2.7654 | 2.7654 | 1.008 | 1.008 | 1.008 | 1.008 | 1.008
BART NOX Annual-Wyodak - v6.20 | 158 | 7659 | Rate Constraint in lbs/MMBtu | FALSE | L | Annual | Constraint Shadow Price | US2022$/Ton | 0 | 0 | 0 | 0 | 0 | 0 | 0
BART SO2 Annual- Arthur Kill- v5.16 | 159 | 7243 | Rate Constraint in lbs/MMBtu | FALSE | L | Annual | Seasons Included | Seasons | Winter, Spring, Summer, Fall | Winter, Spring, Summer, Fall | Winter, Spring, Summer, Fall | Winter, Spring, Summer, Fall | Winter, Spring, Summer, Fall | Winter, Spring, Summer, Fall | Winter, Spring, Summer, Fall
BART SO2 Annual- Arthur Kill- v5.16 | 159 | 7243 | Rate Constraint in lbs/MMBtu | FALSE | L | Annual | Standard SO2 | lb/MMBtu | 0.15 | 0.15 | 0.15 | 0.15 | 0.15 | 0.15 | 0.15
BART SO2 Annual- Arthur Kill- v5.16 | 159 | 7243 | Rate Constraint in lbs/MMBtu | FALSE | L | Annual | Emissions at Affected Plants SO2 | Thousand Tons | 0 | 0 | 0 | 0 | 0 | 0 | 0
BART SO2 Annual- Arthur Kill- v5.16 | 159 | 7243 | Rate Constraint in lbs/MMBtu | FALSE | L | Annual | Allowances Purchased SO2 | Thousand Tons | 0 | 0 | 0 | 0 | 0 | 0 | 0
BART SO2 Annual- Arthur Kill- v5.16 | 159 | 7243 | Rate Constraint in lbs/MMBtu | FALSE | L | Annual | Allowances Sold SO2 | Thousand Tons | 0 | 0 | 0 | 0 | 0 | 0 | 0
BART SO2 Annual- Arthur Kill- v5.16 | 159 | 7243 | Rate Constraint in lbs/MMBtu | FALSE | L | Annual | Allowances Banked | Thousand Tons | 0 | 0 | 0 | 0 | 0 | 0 | 0
BART SO2 Annual- Arthur Kill- v5.16 | 159 | 7243 | Rate Constraint in lbs/MMBtu | FALSE | L | Annual | Allowances Withdrawn (1:1) | Thousand Tons | 0 | 0 | 0 | 0 | 0 | 0 | 0
BART SO2 Annual- Arthur Kill- v5.16 | 159 | 7243 | Rate Constraint in lbs/MMBtu | FALSE | L | Annual | Allowances Withdrawn (n:1) | Thousand Tons | 0 | 0 | 0 | 0 | 0 | 0 | 0
BART SO2 Annual- Arthur Kill- v5.16 | 159 | 7243 | Rate Constraint in lbs/MMBtu | FALSE | L | Annual | Net Emissions Allowance Position | Thousand Tons | 0 | 0 | 0 | 0 | 0 | 0 | 0
BART SO2 Annual- Arthur Kill- v5.16 | 159 | 7243 | Rate Constraint in lbs/MMBtu | FALSE | L | Annual | Fuel Consumed | TBtu | 3.6906 | 3.6906 | 0 | 0 | 0 | 0 | 0
BART SO2 Annual- Arthur Kill- v5.16 | 159 | 7243 | Rate Constraint in lbs/MMBtu | FALSE | L | Annual | Rate | lb/MMBtu | 0 | 0 | 0 | 0 | 0 | 0 | 0
BART SO2 Annual- Arthur Kill- v5.16 | 159 | 7243 | Rate Constraint in lbs/MMBtu | FALSE | L | Annual | Generation | TWh | 0.32873 | 0.32873 | 0 | 0 | 0 | 0 | 0
BART SO2 Annual- Arthur Kill- v5.16 | 159 | 7243 | Rate Constraint in lbs/MMBtu | FALSE | L | Annual | Qualifying Generation | TWh | 0.32873 | 0.32873 | 0 | 0 | 0 | 0 | 0
BART SO2 Annual- Arthur Kill- v5.16 | 159 | 7243 | Rate Constraint in lbs/MMBtu | FALSE | L | Annual | Rate | lb/MWh | 0 | 0 | 0 | 0 | 0 | 0 | 0
BART SO2 Annual- Arthur Kill- v5.16 | 159 | 7243 | Rate Constraint in lbs/MMBtu | FALSE | L | Annual | Constraint Shadow Price | US2022$/Ton | 0 | 0 | 0 | 0 | 0 | 0 | 0
BART SO2 Annual- Big Stone 1- v5.16 | 160 | 7234 | Rate Constraint in lbs/MMBtu | FALSE | L | Annual | Seasons Included | Seasons | Winter, Spring, Summer, Fall | Winter, Spring, Summer, Fall | Winter, Spring, Summer, Fall | Winter, Spring, Summer, Fall | Winter, Spring, Summer, Fall | Winter, Spring, Summer, Fall | Winter, Spring, Summer, Fall
BART SO2 Annual- Big Stone 1- v5.16 | 160 | 7234 | Rate Constraint in lbs/MMBtu | FALSE | L | Annual | Standard SO2 | lb/MMBtu | 0.09 | 0.09 | 0.09 | 0.09 | 0.09 | 0.09 | 0.09
BART SO2 Annual- Big Stone 1- v5.16 | 160 | 7234 | Rate Constraint in lbs/MMBtu | FALSE | L | Annual | Emissions at Affected Plants SO2 | Thousand Tons | 1.0091 | 1.2209 | 0 | 0 | 0 | 0 | 0
BART SO2 Annual- Big Stone 1- v5.16 | 160 | 7234 | Rate Constraint in lbs/MMBtu | FALSE | L | Annual | Allowances Purchased SO2 | Thousand Tons | 0 | 0 | 0 | 0 | 0 | 0 | 0
BART SO2 Annual- Big Stone 1- v5.16 | 160 | 7234 | Rate Constraint in lbs/MMBtu | FALSE | L | Annual | Allowances Sold SO2 | Thousand Tons | 0 | 0 | 0 | 0 | 0 | 0 | 0
BART SO2 Annual- Big Stone 1- v5.16 | 160 | 7234 | Rate Constraint in lbs/MMBtu | FALSE | L | Annual | Allowances Banked | Thousand Tons | 0 | 0 | 0 | 0 | 0 | 0 | 0
BART SO2 Annual- Big Stone 1- v5.16 | 160 | 7234 | Rate Constraint in lbs/MMBtu | FALSE | L | Annual | Allowances Withdrawn (1:1) | Thousand Tons | 0 | 0 | 0 | 0 | 0 | 0 | 0
BART SO2 Annual- Big Stone 1- v5.16 | 160 | 7234 | Rate Constraint in lbs/MMBtu | FALSE | L | Annual | Allowances Withdrawn (n:1) | Thousand Tons | 0 | 0 | 0 | 0 | 0 | 0 | 0
BART SO2 Annual- Big Stone 1- v5.16 | 160 | 7234 | Rate Constraint in lbs/MMBtu | FALSE | L | Annual | Net Emissions Allowance Position | Thousand Tons | 1.0091 | 1.2209 | 0 | 0 | 0 | 0 | 0
BART SO2 Annual- Big Stone 1- v5.16 | 160 | 7234 | Rate Constraint in lbs/MMBtu | FALSE | L | Annual | Fuel Consumed | TBtu | 24.1554 | 30.5237 | 0 | 0 | 0 | 0 | 0
BART SO2 Annual- Big Stone 1- v5.16 | 160 | 7234 | Rate Constraint in lbs/MMBtu | FALSE | L | Annual | Rate | lb/MMBtu | 0.083548 | 0.08 | 0 | 0 | 0 | 0 | 0
BART SO2 Annual- Big Stone 1- v5.16 | 160 | 7234 | Rate Constraint in lbs/MMBtu | FALSE | L | Annual | Generation | TWh | 2.3612 | 2.9837 | 0 | 0 | 0 | 0 | 0
BART SO2 Annual- Big Stone 1- v5.16 | 160 | 7234 | Rate Constraint in lbs/MMBtu | FALSE | L | Annual | Qualifying Generation | TWh | 2.3612 | 2.9837 | 0 | 0 | 0 | 0 | 0
BART SO2 Annual- Big Stone 1- v5.16 | 160 | 7234 | Rate Constraint in lbs/MMBtu | FALSE | L | Annual | Rate | lb/MWh | 0.85469 | 0.8184 | 0 | 0 | 0 | 0 | 0
BART SO2 Annual- Big Stone 1- v5.16 | 160 | 7234 | Rate Constraint in lbs/MMBtu | FALSE | L | Annual | Constraint Shadow Price | US2022$/Ton | 0 | 0 | 0 | 0 | 0 | 0 | 0
BART SO2 Annual Cap-Deerhaven B2 -v5.13 | 161 | 7233 | Rate Constraint in MTons | FALSE | L | Annual | Seasons Included | Seasons | Winter, Spring, Summer, Fall | Winter, Spring, Summer, Fall | Winter, Spring, Summer, Fall | Winter, Spring, Summer, Fall | Winter, Spring, Summer, Fall | Winter, Spring, Summer, Fall | Winter, Spring, Summer, Fall
BART SO2 Annual Cap-Deerhaven B2 -v5.13 | 161 | 7233 | Rate Constraint in MTons | FALSE | L | Annual | Standard SO2 | Thousand Tons | 5.5 | 5.5 | 5.5 | 5.5 | 5.5 | 5.5 | 5.5
BART SO2 Annual Cap-Deerhaven B2 -v5.13 | 161 | 7233 | Rate Constraint in MTons | FALSE | L | Annual | Emissions at Affected Plants SO2 | Thousand Tons | 0 | 0 | 0 | 0 | 0 | 0 | 0
BART SO2 Annual Cap-Deerhaven B2 -v5.13 | 161 | 7233 | Rate Constraint in MTons | FALSE | L | Annual | Allowances Purchased SO2 | Thousand Tons | 0 | 0 | 0 | 0 | 0 | 0 | 0
BART SO2 Annual Cap-Deerhaven B2 -v5.13 | 161 | 7233 | Rate Constraint in MTons | FALSE | L | Annual | Allowances Sold SO2 | Thousand Tons | 0 | 0 | 0 | 0 | 0 | 0 | 0
BART SO2 Annual Cap-Deerhaven B2 -v5.13 | 161 | 7233 | Rate Constraint in MTons | FALSE | L | Annual | Allowances Banked | Thousand Tons | 0 | 0 | 0 | 0 | 0 | 0 | 0
BART SO2 Annual Cap-Deerhaven B2 -v5.13 | 161 | 7233 | Rate Constraint in MTons | FALSE | L | Annual | Allowances Withdrawn (1:1) | Thousand Tons | 0 | 0 | 0 | 0 | 0 | 0 | 0
BART SO2 Annual Cap-Deerhaven B2 -v5.13 | 161 | 7233 | Rate Constraint in MTons | FALSE | L | Annual | Allowances Withdrawn (n:1) | Thousand Tons | 0 | 0 | 0 | 0 | 0 | 0 | 0
BART SO2 Annual Cap-Deerhaven B2 -v5.13 | 161 | 7233 | Rate Constraint in MTons | FALSE | L | Annual | Net Emissions Allowance Position | Thousand Tons | 0 | 0 | 0 | 0 | 0 | 0 | 0
BART SO2 Annual Cap-Deerhaven B2 -v5.13 | 161 | 7233 | Rate Constraint in MTons | FALSE | L | Annual | Fuel Consumed | TBtu | 0.50003 | 0.50003 | 0 | 0 | 0 | 0 | 0
BART SO2 Annual Cap-Deerhaven B2 -v5.13 | 161 | 7233 | Rate Constraint in MTons | FALSE | L | Annual | Rate | lb/MMBtu | 0 | 0 | 0 | 0 | 0 | 0 | 0
BART SO2 Annual Cap-Deerhaven B2 -v5.13 | 161 | 7233 | Rate Constraint in MTons | FALSE | L | Annual | Generation | TWh | 0.040646 | 0.040646 | 0 | 0 | 0 | 0 | 0
BART SO2 Annual Cap-Deerhaven B2 -v5.13 | 161 | 7233 | Rate Constraint in MTons | FALSE | L | Annual | Qualifying Generation | TWh | 0.040646 | 0.040646 | 0 | 0 | 0 | 0 | 0
BART SO2 Annual Cap-Deerhaven B2 -v5.13 | 161 | 7233 | Rate Constraint in MTons | FALSE | L | Annual | Rate | lb/MWh | 0 | 0 | 0 | 0 | 0 | 0 | 0
BART SO2 Annual Cap-Deerhaven B2 -v5.13 | 161 | 7233 | Rate Constraint in MTons | FALSE | L | Annual | Constraint Shadow Price | US2022$/Ton | 0 | 0 | 0 | 0 | 0 | 0 | 0
BART SO2 Annual Cap-Northside 1-3 -v5.13 | 162 | 7232 | Rate Constraint in MTons | FALSE | L | Annual | Seasons Included | Seasons | Winter, Spring, Summer, Fall | Winter, Spring, Summer, Fall | Winter, Spring, Summer, Fall | Winter, Spring, Summer, Fall | Winter, Spring, Summer, Fall | Winter, Spring, Summer, Fall | Winter, Spring, Summer, Fall
BART SO2 Annual Cap-Northside 1-3 -v5.13 | 162 | 7232 | Rate Constraint in MTons | FALSE | L | Annual | Standard SO2 | Thousand Tons | 3.6 | 3.6 | 3.6 | 3.6 | 3.6 | 3.6 | 3.6
BART SO2 Annual Cap-Northside 1-3 -v5.13 | 162 | 7232 | Rate Constraint in MTons | FALSE | L | Annual | Emissions at Affected Plants SO2 | Thousand Tons | 3.6 | 3.6 | 3.6 | 3.6 | 0 | 0 | 0
BART SO2 Annual Cap-Northside 1-3 -v5.13 | 162 | 7232 | Rate Constraint in MTons | FALSE | L | Annual | Allowances Purchased SO2 | Thousand Tons | 0 | 0 | 0 | 0 | 0 | 0 | 0
BART SO2 Annual Cap-Northside 1-3 -v5.13 | 162 | 7232 | Rate Constraint in MTons | FALSE | L | Annual | Allowances Sold SO2 | Thousand Tons | 0 | 0 | 0 | 0 | 0 | 0 | 0
BART SO2 Annual Cap-Northside 1-3 -v5.13 | 162 | 7232 | Rate Constraint in MTons | FALSE | L | Annual | Allowances Banked | Thousand Tons | 0 | 0 | 0 | 0 | 0 | 0 | 0
BART SO2 Annual Cap-Northside 1-3 -v5.13 | 162 | 7232 | Rate Constraint in MTons | FALSE | L | Annual | Allowances Withdrawn (1:1) | Thousand Tons | 0 | 0 | 0 | 0 | 0 | 0 | 0
BART SO2 Annual Cap-Northside 1-3 -v5.13 | 162 | 7232 | Rate Constraint in MTons | FALSE | L | Annual | Allowances Withdrawn (n:1) | Thousand Tons | 0 | 0 | 0 | 0 | 0 | 0 | 0
BART SO2 Annual Cap-Northside 1-3 -v5.13 | 162 | 7232 | Rate Constraint in MTons | FALSE | L | Annual | Net Emissions Allowance Position | Thousand Tons | 3.6 | 3.6 | 3.6 | 3.6 | 0 | 0 | 0
BART SO2 Annual Cap-Northside 1-3 -v5.13 | 162 | 7232 | Rate Constraint in MTons | FALSE | L | Annual | Fuel Consumed | TBtu | 6.2338 | 6.2338 | 6.2338 | 6.2338 | 0 | 0 | 0
BART SO2 Annual Cap-Northside 1-3 -v5.13 | 162 | 7232 | Rate Constraint in MTons | FALSE | L | Annual | Rate | lb/MMBtu | 1.155 | 1.155 | 1.155 | 1.155 | 0 | 0 | 0
BART SO2 Annual Cap-Northside 1-3 -v5.13 | 162 | 7232 | Rate Constraint in MTons | FALSE | L | Annual | Generation | TWh | 0.60073 | 0.60073 | 0.40828 | 0.40828 | 0 | 0 | 0
BART SO2 Annual Cap-Northside 1-3 -v5.13 | 162 | 7232 | Rate Constraint in MTons | FALSE | L | Annual | Qualifying Generation | TWh | 0.60073 | 0.60073 | 0.40828 | 0.40828 | 0 | 0 | 0
BART SO2 Annual Cap-Northside 1-3 -v5.13 | 162 | 7232 | Rate Constraint in MTons | FALSE | L | Annual | Rate | lb/MWh | 11.9854 | 11.9854 | 17.6348 | 17.6348 | 0 | 0 | 0
BART SO2 Annual Cap-Northside 1-3 -v5.13 | 162 | 7232 | Rate Constraint in MTons | FALSE | L | Annual | Constraint Shadow Price | US2022$/Ton | 227.8295 | 1010.7303 | 2542.2715 | 2546.4083 | 0 | 0 | 0
BART SO2 Annual- Coal Creek 1- v6.17 | 163 | 7212 | Rate Constraint in lbs/MMBtu | FALSE | L | Annual | Seasons Included | Seasons | Winter, Spring, Summer, Fall | Winter, Spring, Summer, Fall | Winter, Spring, Summer, Fall | Winter, Spring, Summer, Fall | Winter, Spring, Summer, Fall | Winter, Spring, Summer, Fall | Winter, Spring, Summer, Fall
BART SO2 Annual- Coal Creek 1- v6.17 | 163 | 7212 | Rate Constraint in lbs/MMBtu | FALSE | L | Annual | Standard SO2 | lb/MMBtu | 0.15 | 0.15 | 0.15 | 0.15 | 0.15 | 0.15 | 0.15
BART SO2 Annual- Coal Creek 1- v6.17 | 163 | 7212 | Rate Constraint in lbs/MMBtu | FALSE | L | Annual | Emissions at Affected Plants SO2 | Thousand Tons | 2.9577 | 2.9577 | 2.9577 | 2.9577 | 0 | 0 | 0
BART SO2 Annual- Coal Creek 1- v6.17 | 163 | 7212 | Rate Constraint in lbs/MMBtu | FALSE | L | Annual | Allowances Purchased SO2 | Thousand Tons | 0 | 0 | 0 | 0 | 0 | 0 | 0
BART SO2 Annual- Coal Creek 1- v6.17 | 163 | 7212 | Rate Constraint in lbs/MMBtu | FALSE | L | Annual | Allowances Sold SO2 | Thousand Tons | 0 | 0 | 0 | 0 | 0 | 0 | 0
BART SO2 Annual- Coal Creek 1- v6.17 | 163 | 7212 | Rate Constraint in lbs/MMBtu | FALSE | L | Annual | Allowances Banked | Thousand Tons | 0 | 0 | 0 | 0 | 0 | 0 | 0
BART SO2 Annual- Coal Creek 1- v6.17 | 163 | 7212 | Rate Constraint in lbs/MMBtu | FALSE | L | Annual | Allowances Withdrawn (1:1) | Thousand Tons | 0 | 0 | 0 | 0 | 0 | 0 | 0
BART SO2 Annual- Coal Creek 1- v6.17 | 163 | 7212 | Rate Constraint in lbs/MMBtu | FALSE | L | Annual | Allowances Withdrawn (n:1) | Thousand Tons | 0 | 0 | 0 | 0 | 0 | 0 | 0
BART SO2 Annual- Coal Creek 1- v6.17 | 163 | 7212 | Rate Constraint in lbs/MMBtu | FALSE | L | Annual | Net Emissions Allowance Position | Thousand Tons | 2.9577 | 2.9577 | 2.9577 | 2.9577 | 0 | 0 | 0
BART SO2 Annual- Coal Creek 1- v6.17 | 163 | 7212 | Rate Constraint in lbs/MMBtu | FALSE | L | Annual | Fuel Consumed | TBtu | 40.3639 | 40.3639 | 40.3639 | 40.3639 | 0 | 0 | 0
BART SO2 Annual- Coal Creek 1- v6.17 | 163 | 7212 | Rate Constraint in lbs/MMBtu | FALSE | L | Annual | Rate | lb/MMBtu | 0.14655 | 0.14655 | 0.14655 | 0.14655 | 0 | 0 | 0
BART SO2 Annual- Coal Creek 1- v6.17 | 163 | 7212 | Rate Constraint in lbs/MMBtu | FALSE | L | Annual | Generation | TWh | 4.0567 | 4.0567 | 2.7528 | 2.7528 | 0 | 0 | 0
BART SO2 Annual- Coal Creek 1- v6.17 | 163 | 7212 | Rate Constraint in lbs/MMBtu | FALSE | L | Annual | Qualifying Generation | TWh | 4.0567 | 4.0567 | 2.7528 | 2.7528 | 0 | 0 | 0
BART SO2 Annual- Coal Creek 1- v6.17 | 163 | 7212 | Rate Constraint in lbs/MMBtu | FALSE | L | Annual | Rate | lb/MWh | 1.4582 | 1.4582 | 2.1488 | 2.1488 | 0 | 0 | 0
BART SO2 Annual- Coal Creek 1- v6.17 | 163 | 7212 | Rate Constraint in lbs/MMBtu | FALSE | L | Annual | Constraint Shadow Price | US2022$/Ton | 0 | 0 | 0 | 0 | 0 | 0 | 0
BART SO2 Annual- Coal Creek 2- v6.17 | 164 | 7213 | Rate Constraint in lbs/MMBtu | FALSE | L | Annual | Seasons Included | Seasons | Winter, Spring, Summer, Fall | Winter, Spring, Summer, Fall | Winter, Spring, Summer, Fall | Winter, Spring, Summer, Fall | Winter, Spring, Summer, Fall | Winter, Spring, Summer, Fall | Winter, Spring, Summer, Fall
BART SO2 Annual- Coal Creek 2- v6.17 | 164 | 7213 | Rate Constraint in lbs/MMBtu | FALSE | L | Annual | Standard SO2 | lb/MMBtu | 0.15 | 0.15 | 0.15 | 0.15 | 0.15 | 0.15 | 0.15
BART SO2 Annual- Coal Creek 2- v6.17 | 164 | 7213 | Rate Constraint in lbs/MMBtu | FALSE | L | Annual | Emissions at Affected Plants SO2 | Thousand Tons | 2.9722 | 2.9722 | 2.9722 | 2.9722 | 0.65864 | 0.68097 | 0.68097
BART SO2 Annual- Coal Creek 2- v6.17 | 164 | 7213 | Rate Constraint in lbs/MMBtu | FALSE | L | Annual | Allowances Purchased SO2 | Thousand Tons | 0 | 0 | 0 | 0 | 0 | 0 | 0
BART SO2 Annual- Coal Creek 2- v6.17 | 164 | 7213 | Rate Constraint in lbs/MMBtu | FALSE | L | Annual | Allowances Sold SO2 | Thousand Tons | 0 | 0 | 0 | 0 | 0 | 0 | 0
BART SO2 Annual- Coal Creek 2- v6.17 | 164 | 7213 | Rate Constraint in lbs/MMBtu | FALSE | L | Annual | Allowances Banked | Thousand Tons | 0 | 0 | 0 | 0 | 0 | 0 | 0
BART SO2 Annual- Coal Creek 2- v6.17 | 164 | 7213 | Rate Constraint in lbs/MMBtu | FALSE | L | Annual | Allowances Withdrawn (1:1) | Thousand Tons | 0 | 0 | 0 | 0 | 0 | 0 | 0
BART SO2 Annual- Coal Creek 2- v6.17 | 164 | 7213 | Rate Constraint in lbs/MMBtu | FALSE | L | Annual | Allowances Withdrawn (n:1) | Thousand Tons | 0 | 0 | 0 | 0 | 0 | 0 | 0
BART SO2 Annual- Coal Creek 2- v6.17 | 164 | 7213 | Rate Constraint in lbs/MMBtu | FALSE | L | Annual | Net Emissions Allowance Position | Thousand Tons | 2.9722 | 2.9722 | 2.9722 | 2.9722 | 0.65864 | 0.68097 | 0.68097
BART SO2 Annual- Coal Creek 2- v6.17 | 164 | 7213 | Rate Constraint in lbs/MMBtu | FALSE | L | Annual | Fuel Consumed | TBtu | 40.7903 | 40.7903 | 40.7903 | 40.7903 | 9.039 | 9.3454 | 9.3454
BART SO2 Annual- Coal Creek 2- v6.17 | 164 | 7213 | Rate Constraint in lbs/MMBtu | FALSE | L | Annual | Rate | lb/MMBtu | 0.14573 | 0.14573 | 0.14573 | 0.14573 | 0.14573 | 0.14573 | 0.14573
BART SO2 Annual- Coal Creek 2- v6.17 | 164 | 7213 | Rate Constraint in lbs/MMBtu | FALSE | L | Annual | Generation | TWh | 4.0995 | 4.0995 | 2.7817 | 2.7817 | 0.61641 | 0.6373 | 0.6373
BART SO2 Annual- Coal Creek 2- v6.17 | 164 | 7213 | Rate Constraint in lbs/MMBtu | FALSE | L | Annual | Qualifying Generation | TWh | 4.0995 | 4.0995 | 2.7817 | 2.7817 | 0.61641 | 0.6373 | 0.6373
BART SO2 Annual- Coal Creek 2- v6.17 | 164 | 7213 | Rate Constraint in lbs/MMBtu | FALSE | L | Annual | Rate | lb/MWh | 1.45 | 1.45 | 2.137 | 2.137 | 2.137 | 2.137 | 2.137
BART SO2 Annual- Coal Creek 2- v6.17 | 164 | 7213 | Rate Constraint in lbs/MMBtu | FALSE | L | Annual | Constraint Shadow Price | US2022$/Ton | 0 | 0 | 0 | 0 | 0 | 0 | 0
BART SO2 Annual- Flint Creek- v6.20 | 165 | 7643 | Rate Constraint in lbs/MMBtu | FALSE | L | Annual | Seasons Included | Seasons | Winter, Spring, Summer, Fall | Winter, Spring, Summer, Fall | Winter, Spring, Summer, Fall | Winter, Spring, Summer, Fall | Winter, Spring, Summer, Fall | Winter, Spring, Summer, Fall | Winter, Spring, Summer, Fall
BART SO2 Annual- Flint Creek- v6.20 | 165 | 7643 | Rate Constraint in lbs/MMBtu | FALSE | L | Annual | Standard SO2 | lb/MMBtu | 0.06 | 0.06 | 0.06 | 0.06 | 0.06 | 0.06 | 0.06
BART SO2 Annual- Flint Creek- v6.20 | 165 | 7643 | Rate Constraint in lbs/MMBtu | FALSE | L | Annual | Emissions at Affected Plants SO2 | Thousand Tons | 0 | 0 | 0 | 0 | 0 | 0 | 0
BART SO2 Annual- Flint Creek- v6.20 | 165 | 7643 | Rate Constraint in lbs/MMBtu | FALSE | L | Annual | Allowances Purchased SO2 | Thousand Tons | 0 | 0 | 0 | 0 | 0 | 0 | 0
BART SO2 Annual- Flint Creek- v6.20 | 165 | 7643 | Rate Constraint in lbs/MMBtu | FALSE | L | Annual | Allowances Sold SO2 | Thousand Tons | 0 | 0 | 0 | 0 | 0 | 0 | 0
BART SO2 Annual- Flint Creek- v6.20 | 165 | 7643 | Rate Constraint in lbs/MMBtu | FALSE | L | Annual | Allowances Banked | Thousand Tons | 0 | 0 | 0 | 0 | 0 | 0 | 0
BART SO2 Annual- Flint Creek- v6.20 | 165 | 7643 | Rate Constraint in lbs/MMBtu | FALSE | L | Annual | Allowances Withdrawn (1:1) | Thousand Tons | 0 | 0 | 0 | 0 | 0 | 0 | 0
BART SO2 Annual- Flint Creek- v6.20 | 165 | 7643 | Rate Constraint in lbs/MMBtu | FALSE | L | Annual | Allowances Withdrawn (n:1) | Thousand Tons | 0 | 0 | 0 | 0 | 0 | 0 | 0
BART SO2 Annual- Flint Creek- v6.20 | 165 | 7643 | Rate Constraint in lbs/MMBtu | FALSE | L | Annual | Net Emissions Allowance Position | Thousand Tons | 0 | 0 | 0 | 0 | 0 | 0 | 0
BART SO2 Annual- Flint Creek- v6.20 | 165 | 7643 | Rate Constraint in lbs/MMBtu | FALSE | L | Annual | Fuel Consumed | TBtu | 0 | 0 | 0 | 0 | 0 | 0 | 0
BART SO2 Annual- Flint Creek- v6.20 | 165 | 7643 | Rate Constraint in lbs/MMBtu | FALSE | L | Annual | Rate | lb/MMBtu | 0 | 0 | 0 | 0 | 0 | 0 | 0
BART SO2 Annual- Flint Creek- v6.20 | 165 | 7643 | Rate Constraint in lbs/MMBtu | FALSE | L | Annual | Generation | TWh | 0 | 0 | 0 | 0 | 0 | 0 | 0
BART SO2 Annual- Flint Creek- v6.20 | 165 | 7643 | Rate Constraint in lbs/MMBtu | FALSE | L | Annual | Qualifying Generation | TWh | 0 | 0 | 0 | 0 | 0 | 0 | 0
BART SO2 Annual- Flint Creek- v6.20 | 165 | 7643 | Rate Constraint in lbs/MMBtu | FALSE | L | Annual | Rate | lb/MWh | 0 | 0 | 0 | 0 | 0 | 0 | 0
BART SO2 Annual- Flint Creek- v6.20 | 165 | 7643 | Rate Constraint in lbs/MMBtu | FALSE | L | Annual | Constraint Shadow Price | US2022$/Ton | 82012.8135 | 0 | 28093.0908 | 100950.8839 | 69624.812 | 51259.6157 | 68054.0847
BART SO2 Annual- Hayden 1- v5.16 | 166 | 7202 | Rate Constraint in lbs/MMBtu | FALSE | L | Annual | Seasons Included | Seasons | Winter, Spring, Summer, Fall | Winter, Spring, Summer, Fall | Winter, Spring, Summer, Fall | Winter, Spring, Summer, Fall | Winter, Spring, Summer, Fall | Winter, Spring, Summer, Fall | Winter, Spring, Summer, Fall
BART SO2 Annual- Hayden 1- v5.16 | 166 | 7202 | Rate Constraint in lbs/MMBtu | FALSE | L | Annual | Standard SO2 | lb/MMBtu | 0.13 | 0.13 | 0.13 | 0.13 | 0.13 | 0.13 | 0.13
BART SO2 Annual- Hayden 1- v5.16 | 166 | 7202 | Rate Constraint in lbs/MMBtu | FALSE | L | Annual | Emissions at Affected Plants SO2 | Thousand Tons | 0.062665 | 0 | 0 | 0 | 0 | 0 | 0
BART SO2 Annual- Hayden 1- v5.16 | 166 | 7202 | Rate Constraint in lbs/MMBtu | FALSE | L | Annual | Allowances Purchased SO2 | Thousand Tons | 0 | 0 | 0 | 0 | 0 | 0 | 0
BART SO2 Annual- Hayden 1- v5.16 | 166 | 7202 | Rate Constraint in lbs/MMBtu | FALSE | L | Annual | Allowances Sold SO2 | Thousand Tons | 0 | 0 | 0 | 0 | 0 | 0 | 0
BART SO2 Annual- Hayden 1- v5.16 | 166 | 7202 | Rate Constraint in lbs/MMBtu | FALSE | L | Annual | Allowances Banked | Thousand Tons | 0 | 0 | 0 | 0 | 0 | 0 | 0
BART SO2 Annual- Hayden 1- v5.16 | 166 | 7202 | Rate Constraint in lbs/MMBtu | FALSE | L | Annual | Allowances Withdrawn (1:1) | Thousand Tons | 0 | 0 | 0 | 0 | 0 | 0 | 0
BART SO2 Annual- Hayden 1- v5.16 | 166 | 7202 | Rate Constraint in lbs/MMBtu | FALSE | L | Annual | Allowances Withdrawn (n:1) | Thousand Tons | 0 | 0 | 0 | 0 | 0 | 0 | 0
BART SO2 Annual- Hayden 1- v5.16 | 166 | 7202 | Rate Constraint in lbs/MMBtu | FALSE | L | Annual | Net Emissions Allowance Position | Thousand Tons | 0.062665 | 0 | 0 | 0 | 0 | 0 | 0
BART SO2 Annual- Hayden 1- v5.16 | 166 | 7202 | Rate Constraint in lbs/MMBtu | FALSE | L | Annual | Fuel Consumed | TBtu | 1.017 | 0 | 0 | 0 | 0 | 0 | 0
BART SO2 Annual- Hayden 1- v5.16 | 166 | 7202 | Rate Constraint in lbs/MMBtu | FALSE | L | Annual | Rate | lb/MMBtu | 0.12323 | 0 | 0 | 0 | 0 | 0 | 0
BART SO2 Annual- Hayden 1- v5.16 | 166 | 7202 | Rate Constraint in lbs/MMBtu | FALSE | L | Annual | Generation | TWh | 0.09322 | 0 | 0 | 0 | 0 | 0 | 0
BART SO2 Annual- Hayden 1- v5.16 | 166 | 7202 | Rate Constraint in lbs/MMBtu | FALSE | L | Annual | Qualifying Generation | TWh | 0.09322 | 0 | 0 | 0 | 0 | 0 | 0
BART SO2 Annual- Hayden 1- v5.16 | 166 | 7202 | Rate Constraint in lbs/MMBtu | FALSE | L | Annual | Rate | lb/MWh | 1.3444 | 0 | 0 | 0 | 0 | 0 | 0
BART SO2 Annual- Hayden 1- v5.16 | 166 | 7202 | Rate Constraint in lbs/MMBtu | FALSE | L | Annual | Constraint Shadow Price | US2022$/Ton | 0 | 0 | 0 | 0 | 0 | 0 | 0
BART SO2 Annual- Nebraska City- v6.17 | 167 | 7206 | Rate Constraint in lbs/MMBtu | FALSE | L | Annual | Seasons Included | Seasons | Winter, Spring, Summer, Fall | Winter, Spring, Summer, Fall | Winter, Spring, Summer, Fall | Winter, Spring, Summer, Fall | Winter, Spring, Summer, Fall | Winter, Spring, Summer, Fall | Winter, Spring, Summer, Fall
BART SO2 Annual- Nebraska City- v6.17 | 167 | 7206 | Rate Constraint in lbs/MMBtu | FALSE | L | Annual | Standard SO2 | lb/MMBtu | 1.2 | 1.2 | 1.2 | 1.2 | 1.2 | 1.2 | 1.2
BART SO2 Annual- Nebraska City- v6.17 | 167 | 7206 | Rate Constraint in lbs/MMBtu | FALSE | L | Annual | Emissions at Affected Plants SO2 | Thousand Tons | 9.3302 | 10.4325 | 0 | 0 | 0 | 0 | 0
BART SO2 Annual- Nebraska City- v6.17 | 167 | 7206 | Rate Constraint in lbs/MMBtu | FALSE | L | Annual | Allowances Purchased SO2 | Thousand Tons | 0 | 0 | 0 | 0 | 0 | 0 | 0
BART SO2 Annual- Nebraska City- v6.17 | 167 | 7206 | Rate Constraint in lbs/MMBtu | FALSE | L | Annual | Allowances Sold SO2 | Thousand Tons | 0 | 0 | 0 | 0 | 0 | 0 | 0
BART SO2 Annual- Nebraska City- v6.17 | 167 | 7206 | Rate Constraint in lbs/MMBtu | FALSE | L | Annual | Allowances Banked | Thousand Tons | 0 | 0 | 0 | 0 | 0 | 0 | 0
BART SO2 Annual- Nebraska City- v6.17 | 167 | 7206 | Rate Constraint in lbs/MMBtu | FALSE | L | Annual | Allowances Withdrawn (1:1) | Thousand Tons | 0 | 0 | 0 | 0 | 0 | 0 | 0
BART SO2 Annual- Nebraska City- v6.17 | 167 | 7206 | Rate Constraint in lbs/MMBtu | FALSE | L | Annual | Allowances Withdrawn (n:1) | Thousand Tons | 0 | 0 | 0 | 0 | 0 | 0 | 0
BART SO2 Annual- Nebraska City- v6.17 | 167 | 7206 | Rate Constraint in lbs/MMBtu | FALSE | L | Annual | Net Emissions Allowance Position | Thousand Tons | 9.3302 | 10.4325 | 0 | 0 | 0 | 0 | 0
BART SO2 Annual- Nebraska City- v6.17 | 167 | 7206 | Rate Constraint in lbs/MMBtu | FALSE | L | Annual | Fuel Consumed | TBtu | 35.7261 | 39.9468 | 0 | 0 | 0 | 0 | 0
BART SO2 Annual- Nebraska City- v6.17 | 167 | 7206 | Rate Constraint in lbs/MMBtu | FALSE | L | Annual | Rate | lb/MMBtu | 0.52232 | 0.52232 | 0 | 0 | 0 | 0 | 0
BART SO2 Annual- Nebraska City- v6.17 | 167 | 7206 | Rate Constraint in lbs/MMBtu | FALSE | L | Annual | Generation | TWh | 3.6388 | 4.0687 | 0 | 0 | 0 | 0 | 0
BART SO2 Annual- Nebraska City- v6.17 | 167 | 7206 | Rate Constraint in lbs/MMBtu | FALSE | L | Annual | Qualifying Generation | TWh | 3.6388 | 4.0687 | 0 | 0 | 0 | 0 | 0
BART SO2 Annual- Nebraska City- v6.17 | 167 | 7206 | Rate Constraint in lbs/MMBtu | FALSE | L | Annual | Rate | lb/MWh | 5.1281 | 5.1281 | 0 | 0 | 0 | 0 | 0
BART SO2 Annual- Nebraska City- v6.17 | 167 | 7206 | Rate Constraint in lbs/MMBtu | FALSE | L | Annual | Constraint Shadow Price | US2022$/Ton | 0 | 0 | 0 | 0 | 0 | 0 | 0
BART SO2 Annual- Oswego Harbor 5- v5.16 | 168 | 7244 | Rate Constraint in lbs/MMBtu | FALSE | L | Annual | Seasons Included | Seasons | Winter, Spring, Summer, Fall | Winter, Spring, Summer, Fall | Winter, Spring, Summer, Fall | Winter, Spring, Summer, Fall | Winter, Spring, Summer, Fall | Winter, Spring, Summer, Fall | Winter, Spring, Summer, Fall
BART SO2 Annual- Oswego Harbor 5- v5.16 | 168 | 7244 | Rate Constraint in lbs/MMBtu | FALSE | L | Annual | Standard SO2 | lb/MMBtu | 0.8 | 0.8 | 0.8 | 0.8 | 0.8 | 0.8 | 0.8
BART SO2 Annual- Oswego Harbor 5- v5.16 | 168 | 7244 | Rate Constraint in lbs/MMBtu | FALSE | L | Annual | Emissions at Affected Plants SO2 | Thousand Tons | 0 | 0 | 0 | 0 | 0 | 0 | 0
BART SO2 Annual- Oswego Harbor 5- v5.16 | 168 | 7244 | Rate Constraint in lbs/MMBtu | FALSE | L | Annual | Allowances Purchased SO2 | Thousand Tons | 0 | 0 | 0 | 0 | 0 | 0 | 0
BART SO2 Annual- Oswego Harbor 5- v5.16 | 168 | 7244 | Rate Constraint in lbs/MMBtu | FALSE | L | Annual | Allowances Sold SO2 | Thousand Tons | 0 | 0 | 0 | 0 | 0 | 0 | 0
BART SO2 Annual- Oswego Harbor 5- v5.16 | 168 | 7244 | Rate Constraint in lbs/MMBtu | FALSE | L | Annual | Allowances Banked | Thousand Tons | 0 | 0 | 0 | 0 | 0 | 0 | 0
BART SO2 Annual- Oswego Harbor 5- v5.16 | 168 | 7244 | Rate Constraint in lbs/MMBtu | FALSE | L | Annual | Allowances Withdrawn (1:1) | Thousand Tons | 0 | 0 | 0 | 0 | 0 | 0 | 0
BART SO2 Annual- Oswego Harbor 5- v5.16 | 168 | 7244 | Rate Constraint in lbs/MMBtu | FALSE | L | Annual | Allowances Withdrawn (n:1) | Thousand Tons | 0 | 0 | 0 | 0 | 0 | 0 | 0
BART SO2 Annual- Oswego Harbor 5- v5.16 | 168 | 7244 | Rate Constraint in lbs/MMBtu | FALSE | L | Annual | Net Emissions Allowance Position | Thousand Tons | 0 | 0 | 0 | 0 | 0 | 0 | 0
BART SO2 Annual- Oswego Harbor 5- v5.16 | 168 | 7244 | Rate Constraint in lbs/MMBtu | FALSE | L | Annual | Fuel Consumed | TBtu | 0 | 0 | 0 | 0 | 0 | 0 | 0
BART SO2 Annual- Oswego Harbor 5- v5.16 | 168 | 7244 | Rate Constraint in lbs/MMBtu | FALSE | L | Annual | Rate | lb/MMBtu | 0 | 0 | 0 | 0 | 0 | 0 | 0
BART SO2 Annual- Oswego Harbor 5- v5.16 | 168 | 7244 | Rate Constraint in lbs/MMBtu | FALSE | L | Annual | Generation | TWh | 0 | 0 | 0 | 0 | 0 | 0 | 0
BART SO2 Annual- Oswego Harbor 5- v5.16 | 168 | 7244 | Rate Constraint in lbs/MMBtu | FALSE | L | Annual | Qualifying Generation | TWh | 0 | 0 | 0 | 0 | 0 | 0 | 0
BART SO2 Annual- Oswego Harbor 5- v5.16 | 168 | 7244 | Rate Constraint in lbs/MMBtu | FALSE | L | Annual | Rate | lb/MWh | 0 | 0 | 0 | 0 | 0 | 0 | 0
BART SO2 Annual- Oswego Harbor 5- v5.16 | 168 | 7244 | Rate Constraint in lbs/MMBtu | FALSE | L | Annual | Constraint Shadow Price | US2022$/Ton | 0 | 0 | 0 | 0 | 0 | 0 | 0
BART SO2 Annual- Oswego Harbor 6- v6.17 | 169 | 7245 | Rate Constraint in lbs/MMBtu | FALSE | L | Annual | Seasons Included | Seasons | Winter, Spring, Summer, Fall | Winter, Spring, Summer, Fall | Winter, Spring, Summer, Fall | Winter, Spring, Summer, Fall | Winter, Spring, Summer, Fall | Winter, Spring, Summer, Fall | Winter, Spring, Summer, Fall
BART SO2 Annual- Oswego Harbor 6- v6.17 | 169 | 7245 | Rate Constraint in lbs/MMBtu | FALSE | L | Annual | Standard SO2 | lb/MMBtu | 0.8 | 0.8 | 0.8 | 0.8 | 0.8 | 0.8 | 0.8
BART SO2 Annual- Oswego Harbor 6- v6.17 | 169 | 7245 | Rate Constraint in lbs/MMBtu | FALSE | L | Annual | Emissions at Affected Plants SO2 | Thousand Tons | 0 | 0 | 0 | 0 | 0 | 0 | 0
BART SO2 Annual- Oswego Harbor 6- v6.17 | 169 | 7245 | Rate Constraint in lbs/MMBtu | FALSE | L | Annual | Allowances Purchased SO2 | Thousand Tons | 0 | 0 | 0 | 0 | 0 | 0 | 0
BART SO2 Annual- Oswego Harbor 6- v6.17 | 169 | 7245 | Rate Constraint in lbs/MMBtu | FALSE | L | Annual | Allowances Sold SO2 | Thousand Tons | 0 | 0 | 0 | 0 | 0 | 0 | 0
BART SO2 Annual- Oswego Harbor 6- v6.17 | 169 | 7245 | Rate Constraint in lbs/MMBtu | FALSE | L | Annual | Allowances Banked | Thousand Tons | 0 | 0 | 0 | 0 | 0 | 0 | 0
BART SO2 Annual- Oswego Harbor 6- v6.17 | 169 | 7245 | Rate Constraint in lbs/MMBtu | FALSE | L | Annual | Allowances Withdrawn (1:1) | Thousand Tons | 0 | 0 | 0 | 0 | 0 | 0 | 0
BART SO2 Annual- Oswego Harbor 6- v6.17 | 169 | 7245 | Rate Constraint in lbs/MMBtu | FALSE | L | Annual | Allowances Withdrawn (n:1) | Thousand Tons | 0 | 0 | 0 | 0 | 0 | 0 | 0
BART SO2 Annual- Oswego Harbor 6- v6.17 | 169 | 7245 | Rate Constraint in lbs/MMBtu | FALSE | L | Annual | Net Emissions Allowance Position | Thousand Tons | 0 | 0 | 0 | 0 | 0 | 0 | 0
BART SO2 Annual- Oswego Harbor 6- v6.17 | 169 | 7245 | Rate Constraint in lbs/MMBtu | FALSE | L | Annual | Fuel Consumed | TBtu | 0 | 0 | 0 | 0 | 0 | 0 | 0
BART SO2 Annual- Oswego Harbor 6- v6.17 | 169 | 7245 | Rate Constraint in lbs/MMBtu | FALSE | L | Annual | Rate | lb/MMBtu | 0 | 0 | 0 | 0 | 0 | 0 | 0
BART SO2 Annual- Oswego Harbor 6- v6.17 | 169 | 7245 | Rate Constraint in lbs/MMBtu | FALSE | L | Annual | Generation | TWh | 0 | 0 | 0 | 0 | 0 | 0 | 0
BART SO2 Annual- Oswego Harbor 6- v6.17 | 169 | 7245 | Rate Constraint in lbs/MMBtu | FALSE | L | Annual | Qualifying Generation | TWh | 0 | 0 | 0 | 0 | 0 | 0 | 0
BART SO2 Annual- Oswego Harbor 6- v6.17 | 169 | 7245 | Rate Constraint in lbs/MMBtu | FALSE | L | Annual | Rate | lb/MWh | 0 | 0 | 0 | 0 | 0 | 0 | 0
BART SO2 Annual- Oswego Harbor 6- v6.17 | 169 | 7245 | Rate Constraint in lbs/MMBtu | FALSE | L | Annual | Constraint Shadow Price | US2022$/Ton | 0 | 0 | 0 | 0 | 0 | 0 | 0
BART SO2 Annual- R S Nelson 3- v7.23 | 170 | 7952 | Rate Constraint in lbs/MMBtu | FALSE | L | Annual | Seasons Included | Seasons | Winter, Spring, Summer, Fall | Winter, Spring, Summer, Fall | Winter, Spring, Summer, Fall | Winter, Spring, Summer, Fall | Winter, Spring, Summer, Fall | Winter, Spring, Summer, Fall | Winter, Spring, Summer, Fall
BART SO2 Annual- R S Nelson 3- v7.23 | 170 | 7952 | Rate Constraint in lbs/MMBtu | FALSE | L | Annual | Standard SO2 | lb/MMBtu | 0.6 | 0.6 | 0.6 | 0.6 | 0.6 | 0.6 | 0.6
BART SO2 Annual- R S Nelson 3- v7.23 | 170 | 7952 | Rate Constraint in lbs/MMBtu | FALSE | L | Annual | Emissions at Affected Plants SO2 | Thousand Tons | 0 | 0 | 0 | 0 | 0 | 0 | 0
BART SO2 Annual- R S Nelson 3- v7.23 | 170 | 7952 | Rate Constraint in lbs/MMBtu | FALSE | L | Annual | Allowances Purchased SO2 | Thousand Tons | 0 | 0 | 0 | 0 | 0 | 0 | 0
BART SO2 Annual- R S Nelson 3- v7.23 | 170 | 7952 | Rate Constraint in lbs/MMBtu | FALSE | L | Annual | Allowances Sold SO2 | Thousand Tons | 0 | 0 | 0 | 0 | 0 | 0 | 0
BART SO2 Annual- R S Nelson 3- v7.23 | 170 | 7952 | Rate Constraint in lbs/MMBtu | FALSE | L | Annual | Allowances Banked | Thousand Tons | 0 | 0 | 0 | 0 | 0 | 0 | 0
BART SO2 Annual- R S Nelson 3- v7.23 | 170 | 7952 | Rate Constraint in lbs/MMBtu | FALSE | L | Annual | Allowances Withdrawn (1:1) | Thousand Tons | 0 | 0 | 0 | 0 | 0 | 0 | 0
BART SO2 Annual- R S Nelson 3- v7.23 | 170 | 7952 | Rate Constraint in lbs/MMBtu | FALSE | L | Annual | Allowances Withdrawn (n:1) | Thousand Tons | 0 | 0 | 0 | 0 | 0 | 0 | 0
BART SO2 Annual- R S Nelson 3- v7.23 | 170 | 7952 | Rate Constraint in lbs/MMBtu | FALSE | L | Annual | Net Emissions Allowance Position | Thousand Tons | 0 | 0 | 0 | 0 | 0 | 0 | 0
BART SO2 Annual- R S Nelson 3- v7.23 | 170 | 7952 | Rate Constraint in lbs/MMBtu | FALSE | L | Annual | Fuel Consumed | TBtu | 0 | 0 | 0 | 0 | 0 | 0 | 0
BART SO2 Annual- R S Nelson 3- v7.23 | 170 | 7952 | Rate Constraint in lbs/MMBtu | FALSE | L | Annual | Rate | lb/MMBtu | 0 | 0 | 0 | 0 | 0 | 0 | 0
BART SO2 Annual- R S Nelson 3- v7.23 | 170 | 7952 | Rate Constraint in lbs/MMBtu | FALSE | L | Annual | Generation | TWh | 0 | 0 | 0 | 0 | 0 | 0 | 0
BART SO2 Annual- R S Nelson 3- v7.23 | 170 | 7952 | Rate Constraint in lbs/MMBtu | FALSE | L | Annual | Qualifying Generation | TWh | 0 | 0 | 0 | 0 | 0 | 0 | 0
BART SO2 Annual- R S Nelson 3- v7.23 | 170 | 7952 | Rate Constraint in lbs/MMBtu | FALSE | L | Annual | Rate | lb/MWh | 0 | 0 | 0 | 0 | 0 | 0 | 0
BART SO2 Annual- R S Nelson 3- v7.23 | 170 | 7952 | Rate Constraint in lbs/MMBtu | FALSE | L | Annual | Constraint Shadow Price | US2022$/Ton | 0 | 0 | 0 | 0 | 0 | 0 | 6.2888
BART SO2 Annual Rate-Seminole 1&2 -v5.13 | 171 | 7231 | Rate Constraint in lbs/MMBtu | FALSE | L | Annual | Seasons Included | Seasons | Winter, Spring, Summer, Fall | Winter, Spring, Summer, Fall | Winter, Spring, Summer, Fall | Winter, Spring, Summer, Fall | Winter, Spring, Summer, Fall | Winter, Spring, Summer, Fall | Winter, Spring, Summer, Fall
BART SO2 Annual Rate-Seminole 1&2 -v5.13 | 171 | 7231 | Rate Constraint in lbs/MMBtu | FALSE | L | Annual | Standard SO2 | lb/MMBtu | 0.25 | 0.25 | 0.25 | 0.25 | 0.25 | 0.25 | 0.25
BART SO2 Annual Rate-Seminole 1&2 -v5.13 | 171 | 7231 | Rate Constraint in lbs/MMBtu | FALSE | L | Annual | Emissions at Affected Plants SO2 | Thousand Tons | 0.29988 | 0.84771 | 0 | 0 | 0 | 0 | 0
BART SO2 Annual Rate-Seminole 1&2 -v5.13 | 171 | 7231 | Rate Constraint in lbs/MMBtu | FALSE | L | Annual | Allowances Purchased SO2 | Thousand Tons | 0 | 0 | 0 | 0 | 0 | 0 | 0
BART SO2 Annual Rate-Seminole 1&2 -v5.13 | 171 | 7231 | Rate Constraint in lbs/MMBtu | FALSE | L | Annual | Allowances Sold SO2 | Thousand Tons | 0 | 0 | 0 | 0 | 0 | 0 | 0
BART SO2 Annual Rate-Seminole 1&2 -v5.13 | 171 | 7231 | Rate Constraint in lbs/MMBtu | FALSE | L | Annual | Allowances Banked | Thousand Tons | 0 | 0 | 0 | 0 | 0 | 0 | 0
BART SO2 Annual Rate-Seminole 1&2 -v5.13 | 171 | 7231 | Rate Constraint in lbs/MMBtu | FALSE | L | Annual | Allowances Withdrawn (1:1) | Thousand Tons | 0 | 0 | 0 | 0 | 0 | 0 | 0
BART SO2 Annual Rate-Seminole 1&2 -v5.13 | 171 | 7231 | Rate Constraint in lbs/MMBtu | FALSE | L | Annual | Allowances Withdrawn (n:1) | Thousand Tons | 0 | 0 | 0 | 0 | 0 | 0 | 0
BART SO2 Annual Rate-Seminole 1&2 -v5.13 | 171 | 7231 | Rate Constraint in lbs/MMBtu | FALSE | L | Annual | Net Emissions Allowance Position | Thousand Tons | 0.29988 | 0.84771 | 0 | 0 | 0 | 0 | 0
BART SO2 Annual Rate-Seminole 1&2 -v5.13 | 171 | 7231 | Rate Constraint in lbs/MMBtu | FALSE | L | Annual | Fuel Consumed | TBtu | 5.4822 | 15.4974 | 0 | 0 | 0 | 0 | 0
BART SO2 Annual Rate-Seminole 1&2 -v5.13 | 171 | 7231 | Rate Constraint in lbs/MMBtu | FALSE | L | Annual | Rate | lb/MMBtu | 0.1094 | 0.1094 | 0 | 0 | 0 | 0 | 0
BART SO2 Annual Rate-Seminole 1&2 -v5.13 | 171 | 7231 | Rate Constraint in lbs/MMBtu | FALSE | L | Annual | Generation | TWh | 0.55538 | 1.57 | 0 | 0 | 0 | 0 | 0
BART SO2 Annual Rate-Seminole 1&2 -v5.13 | 171 | 7231 | Rate Constraint in lbs/MMBtu | FALSE | L | Annual | Qualifying Generation | TWh | 0.55538 | 1.57 | 0 | 0 | 0 | 0 | 0
BART SO2 Annual Rate-Seminole 1&2 -v5.13 | 171 | 7231 | Rate Constraint in lbs/MMBtu | FALSE | L | Annual | Rate | lb/MWh | 1.0799 | 1.0799 | 0 | 0 | 0 | 0 | 0
BART SO2 Annual Rate-Seminole 1&2 -v5.13 | 171 | 7231 | Rate Constraint in lbs/MMBtu | FALSE | L | Annual | Constraint Shadow Price | US2022$/Ton | 0 | 0 | 0 | 0 | 0 | 0 | 0
BART SO2 Annual- Roseton 1- v5.16 | 172 | 7247 | Rate Constraint in lbs/MMBtu | FALSE | L | Annual | Seasons Included | Seasons | Winter, Spring, Summer, Fall | Winter, Spring, Summer, Fall | Winter, Spring, Summer, Fall | Winter, Spring, Summer, Fall | Winter, Spring, Summer, Fall | Winter, Spring, Summer, Fall | Winter, Spring, Summer, Fall
BART SO2 Annual- Roseton 1- v5.16 | 172 | 7247 | Rate Constraint in lbs/MMBtu | FALSE | L | Annual | Standard SO2 | lb/MMBtu | 0.55 | 0.55 | 0.55 | 0.55 | 0.55 | 0.55 | 0.55
BART SO2 Annual- Roseton 1- v5.16 | 172 | 7247 | Rate Constraint in lbs/MMBtu | FALSE | L | Annual | Emissions at Affected Plants SO2 | Thousand Tons | 0 | 0 | 0 | 0 | 0 | 0 | 0
BART SO2 Annual- Roseton 1- v5.16 | 172 | 7247 | Rate Constraint in lbs/MMBtu | FALSE | L | Annual | Allowances Purchased SO2 | Thousand Tons | 0 | 0 | 0 | 0 | 0 | 0 | 0
BART SO2 Annual- Roseton 1- v5.16 | 172 | 7247 | Rate Constraint in lbs/MMBtu | FALSE | L | Annual | Allowances Sold SO2 | Thousand Tons | 0 | 0 | 0 | 0 | 0 | 0 | 0
BART SO2 Annual- Roseton 1- v5.16 | 172 | 7247 | Rate Constraint in lbs/MMBtu | FALSE | L | Annual | Allowances Banked | Thousand Tons | 0 | 0 | 0 | 0 | 0 | 0 | 0
BART SO2 Annual- Roseton 1- v5.16 | 172 | 7247 | Rate Constraint in lbs/MMBtu | FALSE | L | Annual | Allowances Withdrawn (1:1) | Thousand Tons | 0 | 0 | 0 | 0 | 0 | 0 | 0
BART SO2 Annual- Roseton 1- v5.16 | 172 | 7247 | Rate Constraint in lbs/MMBtu | FALSE | L | Annual | Allowances Withdrawn (n:1) | Thousand Tons | 0 | 0 | 0 | 0 | 0 | 0 | 0
BART SO2 Annual- Roseton 1- v5.16 | 172 | 7247 | Rate Constraint in lbs/MMBtu | FALSE | L | Annual | Net Emissions Allowance Position | Thousand Tons | 0 | 0 | 0 | 0 | 0 | 0 | 0
BART SO2 Annual- Roseton 1- v5.16 | 172 | 7247 | Rate Constraint in lbs/MMBtu | FALSE | L | Annual | Fuel Consumed | TBtu | 0 | 0 | 0 | 0 | 0 | 0 | 0
BART SO2 Annual- Roseton 1- v5.16 | 172 | 7247 | Rate Constraint in lbs/MMBtu | FALSE | L | Annual | Rate | lb/MMBtu | 0 | 0 | 0 | 0 | 0 | 0 | 0
BART SO2 Annual- Roseton 1- v5.16 | 172 | 7247 | Rate Constraint in lbs/MMBtu | FALSE | L | Annual | Generation | TWh | 0 | 0 | 0 | 0 | 0 | 0 | 0
BART SO2 Annual- Roseton 1- v5.16 | 172 | 7247 | Rate Constraint in lbs/MMBtu | FALSE | L | Annual | Qualifying Generation | TWh | 0 | 0 | 0 | 0 | 0 | 0 | 0
BART SO2 Annual- Roseton 1- v5.16 | 172 | 7247 | Rate Constraint in lbs/MMBtu | FALSE | L | Annual | Rate | lb/MWh | 0 | 0 | 0 | 0 | 0 | 0 | 0
BART SO2 Annual- Roseton 1- v5.16 | 172 | 7247 | Rate Constraint in lbs/MMBtu | FALSE | L | Annual | Constraint Shadow Price | US2022$/Ton | 0 | 0 | 0 | 0 | 0.98172 | 0 | 0
BART SO2 Annual- Roseton 2- v5.16 | 173 | 7248 | Rate Constraint in lbs/MMBtu | FALSE | L | Annual | Seasons Included | Seasons | Winter, Spring, Summer, Fall | Winter, Spring, Summer, Fall | Winter, Spring, Summer, Fall | Winter, Spring, Summer, Fall | Winter, Spring, Summer, Fall | Winter, Spring, Summer, Fall | Winter, Spring, Summer, Fall
BART SO2 Annual- Roseton 2- v5.16 | 173 | 7248 | Rate Constraint in lbs/MMBtu | FALSE | L | Annual | Standard SO2 | lb/MMBtu | 0.55 | 0.55 | 0.55 | 0.55 | 0.55 | 0.55 | 0.55
BART SO2 Annual- Roseton 2- v5.16 | 173 | 7248 | Rate Constraint in lbs/MMBtu | FALSE | L | Annual | Emissions at Affected Plants SO2 | Thousand Tons | 0 | 0 | 0 | 0 | 0 | 0 | 0
BART SO2 Annual- Roseton 2- v5.16 | 173 | 7248 | Rate Constraint in lbs/MMBtu | FALSE | L | Annual | Allowances Purchased SO2 | Thousand Tons | 0 | 0 | 0 | 0 | 0 | 0 | 0
BART SO2 Annual- Roseton 2- v5.16 | 173 | 7248 | Rate Constraint in lbs/MMBtu | FALSE | L | Annual | Allowances Sold SO2 | Thousand Tons | 0 | 0 | 0 | 0 | 0 | 0 | 0
BART SO2 Annual- Roseton 2- v5.16 | 173 | 7248 | Rate Constraint in lbs/MMBtu | FALSE | L | Annual | Allowances Banked | Thousand Tons | 0 | 0 | 0 | 0 | 0 | 0 | 0
BART SO2 Annual- Roseton 2- v5.16 | 173 | 7248 | Rate Constraint in lbs/MMBtu | FALSE | L | Annual | Allowances Withdrawn (1:1) | Thousand Tons | 0 | 0 | 0 | 0 | 0 | 0 | 0
BART SO2 Annual- Roseton 2- v5.16 | 173 | 7248 | Rate Constraint in lbs/MMBtu | FALSE | L | Annual | Allowances Withdrawn (n:1) | Thousand Tons | 0 | 0 | 0 | 0 | 0 | 0 | 0
BART SO2 Annual- Roseton 2- v5.16 | 173 | 7248 | Rate Constraint in lbs/MMBtu | FALSE | L | Annual | Net Emissions Allowance Position | Thousand Tons | 0 | 0 | 0 | 0 | 0 | 0 | 0
BART SO2 Annual- Roseton 2- v5.16 | 173 | 7248 | Rate Constraint in lbs/MMBtu | FALSE | L | Annual | Fuel Consumed | TBtu | 0 | 0 | 0 | 0 | 0 | 0 | 0
BART SO2 Annual- Roseton 2- v5.16 | 173 | 7248 | Rate Constraint in lbs/MMBtu | FALSE | L | Annual | Rate | lb/MMBtu | 0 | 0 | 0 | 0 | 0 | 0 | 0
BART SO2 Annual- Roseton 2- v5.16 | 173 | 7248 | Rate Constraint in lbs/MMBtu | FALSE | L | Annual | Generation | TWh | 0 | 0 | 0 | 0 | 0 | 0 | 0
BART SO2 Annual- Roseton 2- v5.16 | 173 | 7248 | Rate Constraint in lbs/MMBtu | FALSE | L | Annual | Qualifying Generation | TWh | 0 | 0 | 0 | 0 | 0 | 0 | 0
BART SO2 Annual- Roseton 2- v5.16 | 173 | 7248 | Rate Constraint in lbs/MMBtu | FALSE | L | Annual | Rate | lb/MWh | 0 | 0 | 0 | 0 | 0 | 0 | 0
BART SO2 Annual- Roseton 2- v5.16 | 173 | 7248 | Rate Constraint in lbs/MMBtu | FALSE | L | Annual | Constraint Shadow Price | US2022$/Ton | 0 | 0 | 0 | 0 | 0 | 0 | 0
BART SO2 Annual- Sherburne County 3- v5.16 | 174 | 7246 | Rate Constraint in lbs/MMBtu | FALSE | L | Annual | Seasons Included | Seasons | Winter, Spring, Summer, Fall | Winter, Spring, Summer, Fall | Winter, Spring, Summer, Fall | Winter, Spring, Summer, Fall | Winter, Spring, Summer, Fall | Winter, Spring, Summer, Fall | Winter, Spring, Summer, Fall
BART SO2 Annual- Sherburne County 3- v5.16 | 174 | 7246 | Rate Constraint in lbs/MMBtu | FALSE | L | Annual | Standard SO2 | lb/MMBtu | 0.29 | 0.29 | 0.29 | 0.29 | 0.29 | 0.29 | 0.29
BART SO2 Annual- Sherburne County 3- v5.16 | 174 | 7246 | Rate Constraint in lbs/MMBtu | FALSE | L | Annual | Emissions at Affected Plants SO2 | Thousand Tons | 3.9391 | 4.6567 | 0 | 0 | 0 | 0 | 0
BART SO2 Annual- Sherburne County 3- v5.16 | 174 | 7246 | Rate Constraint in lbs/MMBtu | FALSE | L | Annual | Allowances Purchased SO2 | Thousand Tons | 0 | 0 | 0 | 0 | 0 | 0 | 0
BART SO2 Annual- Sherburne County 3- v5.16 | 174 | 7246 | Rate Constraint in lbs/MMBtu | FALSE | L | Annual | Allowances Sold SO2 | Thousand Tons | 0 | 0 | 0 | 0 | 0 | 0 | 0
BART SO2 Annual- Sherburne County 3- v5.16 | 174 | 7246 | Rate Constraint in lbs/MMBtu | FALSE | L | Annual | Allowances Banked | Thousand Tons | 0 | 0 | 0 | 0 | 0 | 0 | 0
BART SO2 Annual- Sherburne County 3- v5.16 | 174 | 7246 | Rate Constraint in lbs/MMBtu | FALSE | L | Annual | Allowances Withdrawn (1:1) | Thousand Tons | 0 | 0 | 0 | 0 | 0 | 0 | 0
BART SO2 Annual- Sherburne County 3- v5.16 | 174 | 7246 | Rate Constraint in lbs/MMBtu | FALSE | L | Annual | Allowances Withdrawn (n:1) | Thousand Tons | 0 | 0 | 0 | 0 | 0 | 0 | 0
BART SO2 Annual- Sherburne County 3- v5.16 | 174 | 7246 | Rate Constraint in lbs/MMBtu | FALSE | L | Annual | Net Emissions Allowance Position | Thousand Tons | 3.9391 | 4.6567 | 0 | 0 | 0 | 0 | 0
BART SO2 Annual- Sherburne County 3- v5.16 | 174 | 7246 | Rate Constraint in lbs/MMBtu | FALSE | L | Annual | Fuel Consumed | TBtu | 47.5569 | 56.2198 | 0 | 0 | 0 | 0 | 0
BART SO2 Annual- Sherburne County 3- v5.16 | 174 | 7246 | Rate Constraint in lbs/MMBtu | FALSE | L | Annual | Rate | lb/MMBtu | 0.16566 | 0.16566 | 0 | 0 | 0 | 0 | 0
BART SO2 Annual- Sherburne County 3- v5.16 | 174 | 7246 | Rate Constraint in lbs/MMBtu | FALSE | L | Annual | Generation | TWh | 4.7471 | 5.6119 | 0 | 0 | 0 | 0 | 0
BART SO2 Annual- Sherburne County 3- v5.16 | 174 | 7246 | Rate Constraint in lbs/MMBtu | FALSE | L | Annual | Qualifying Generation | TWh | 4.7471 | 5.6119 | 0 | 0 | 0 | 0 | 0
BART SO2 Annual- Sherburne County 3- v5.16 | 174 | 7246 | Rate Constraint in lbs/MMBtu | FALSE | L | Annual | Rate | lb/MWh | 1.6596 | 1.6596 | 0 | 0 | 0 | 0 | 0
BART SO2 Annual- Sherburne County 3- v5.16 | 174 | 7246 | Rate Constraint in lbs/MMBtu | FALSE | L | Annual | Constraint Shadow Price | US2022$/Ton | 0 | 0 | 0 | 0 | 0 | 0 | 0
BART SO2 Annual- White Bluff 1- v6.20 | 175 | 7641 | Rate Constraint in lbs/MMBtu | FALSE | L | Annual | Seasons Included | Seasons | Winter, Spring, Summer, Fall | Winter, Spring, Summer, Fall | Winter, Spring, Summer, Fall | Winter, Spring, Summer, Fall | Winter, Spring, Summer, Fall | Winter, Spring, Summer, Fall | Winter, Spring, Summer, Fall
BART SO2 Annual- White Bluff 1- v6.20 | 175 | 7641 | Rate Constraint in lbs/MMBtu | FALSE | L | Annual | Standard SO2 | lb/MMBtu | 0.6 | 0.6 | 0.6 | 0.6 | 0.6 | 0.6 | 0.6
BART SO2 Annual- White Bluff 1- v6.20 | 175 | 7641 | Rate Constraint in lbs/MMBtu | FALSE | L | Annual | Emissions at Affected Plants SO2 | Thousand Tons | 10.0365 | 0 | 0 | 0 | 0 | 0 | 0
BART SO2 Annual- White Bluff 1- v6.20 | 175 | 7641 | Rate Constraint in lbs/MMBtu | FALSE | L | Annual | Allowances Purchased SO2 | Thousand Tons | 0 | 0 | 0 | 0 | 0 | 0 | 0
BART SO2 Annual- White Bluff 1- v6.20 | 175 | 7641 | Rate Constraint in lbs/MMBtu | FALSE | L | Annual | Allowances Sold SO2 | Thousand Tons | 0 | 0 | 0 | 0 | 0 | 0 | 0
BART SO2 Annual- White Bluff 1- v6.20 | 175 | 7641 | Rate Constraint in lbs/MMBtu | FALSE | L | Annual | Allowances Banked | Thousand Tons | 0 | 0 | 0 | 0 | 0 | 0 | 0
BART SO2 Annual- White Bluff 1- v6.20 | 175 | 7641 | Rate Constraint in lbs/MMBtu | FALSE | L | Annual | Allowances Withdrawn (1:1) | Thousand Tons | 0 | 0 | 0 | 0 | 0 | 0 | 0
BART SO2 Annual- White Bluff 1- v6.20 | 175 | 7641 | Rate Constraint in lbs/MMBtu | FALSE | L | Annual | Allowances Withdrawn (n:1) | Thousand Tons | 0 | 0 | 0 | 0 | 0 | 0 | 0
BART SO2 Annual- White Bluff 1- v6.20 | 175 | 7641 | Rate Constraint in lbs/MMBtu | FALSE | L | Annual | Net Emissions Allowance Position | Thousand Tons | 10.0365 | 0 | 0 | 0 | 0 | 0 | 0
BART SO2 Annual- White Bluff 1- v6.20 | 175 | 7641 | Rate Constraint in lbs/MMBtu | FALSE | L | Annual | Fuel Consumed | TBtu | 38.4304 | 1.8992 | 0 | 0 | 0 | 0 | 0
BART SO2 Annual- White Bluff 1- v6.20 | 175 | 7641 | Rate Constraint in lbs/MMBtu | FALSE | L | Annual | Rate | lb/MMBtu | 0.52232 | 0 | 0 | 0 | 0 | 0 | 0
BART SO2 Annual- White Bluff 1- v6.20 | 175 | 7641 | Rate Constraint in lbs/MMBtu | FALSE | L | Annual | Generation | TWh | 3.7174 | 0.17496 | 0 | 0 | 0 | 0 | 0
BART SO2 Annual- White Bluff 1- v6.20 | 175 | 7641 | Rate Constraint in lbs/MMBtu | FALSE | L | Annual | Qualifying Generation | TWh | 3.7174 | 0.17496 | 0 | 0 | 0 | 0 | 0
BART SO2 Annual- White Bluff 1- v6.20 | 175 | 7641 | Rate Constraint in lbs/MMBtu | FALSE | L | Annual | Rate | lb/MWh | 5.3997 | 0 | 0 | 0 | 0 | 0 | 0
BART SO2 Annual- White Bluff 1- v6.20 | 175 | 7641 | Rate Constraint in lbs/MMBtu | FALSE | L | Annual | Constraint Shadow Price | US2022$/Ton | 0 | 0 | 0 | 0 | 0 | 0 | 0
BART SO2 Annual- White Bluff 2- v6.20 | 176 | 7642 | Rate Constraint in lbs/MMBtu | FALSE | L | Annual | Seasons Included | Seasons | Winter, Spring, Summer, Fall | Winter, Spring, Summer, Fall | Winter, Spring, Summer, Fall | Winter, Spring, Summer, Fall | Winter, Spring, Summer, Fall | Winter, Spring, Summer, Fall | Winter, Spring, Summer, Fall
BART SO2 Annual- White Bluff 2- v6.20 | 176 | 7642 | Rate Constraint in lbs/MMBtu | FALSE | L | Annual | Standard SO2 | lb/MMBtu | 0.6 | 0.6 | 0.6 | 0.6 | 0.6 | 0.6 | 0.6
BART SO2 Annual- White Bluff 2- v6.20 | 176 | 7642 | Rate Constraint in lbs/MMBtu | FALSE | L | Annual | Emissions at Affected Plants SO2 | Thousand Tons | 10.1771 | 0.16941 | 0.1525 | 0.044074 | 0 | 0.12483 | 0.1483
BART SO2 Annual- White Bluff 2- v6.20 | 176 | 7642 | Rate Constraint in lbs/MMBtu | FALSE | L | Annual | Allowances Purchased SO2 | Thousand Tons | 0 | 0 | 0 | 0 | 0 | 0 | 0
BART SO2 Annual- White Bluff 2- v6.20 | 176 | 7642 | Rate Constraint in lbs/MMBtu | FALSE | L | Annual | Allowances Sold SO2 | Thousand Tons | 0 | 0 | 0 | 0 | 0 | 0 | 0
BART SO2 Annual- White Bluff 2- v6.20 | 176 | 7642 | Rate Constraint in lbs/MMBtu | FALSE | L | Annual | Allowances Banked | Thousand Tons | 0 | 0 | 0 | 0 | 0 | 0 | 0
BART SO2 Annual- White Bluff 2- v6.20 | 176 | 7642 | Rate Constraint in lbs/MMBtu | FALSE | L | Annual | Allowances Withdrawn (1:1) | Thousand Tons | 0 | 0 | 0 | 0 | 0 | 0 | 0
BART SO2 Annual- White Bluff 2- v6.20 | 176 | 7642 | Rate Constraint in lbs/MMBtu | FALSE | L | Annual | Allowances Withdrawn (n:1) | Thousand Tons | 0 | 0 | 0 | 0 | 0 | 0 | 0
BART SO2 Annual- White Bluff 2- v6.20 | 176 | 7642 | Rate Constraint in lbs/MMBtu | FALSE | L | Annual | Net Emissions Allowance Position | Thousand Tons | 10.1771 | 0.16941 | 0.1525 | 0.044074 | 0 | 0.12483 | 0.1483
BART SO2 Annual- White Bluff 2- v6.20 | 176 | 7642 | Rate Constraint in lbs/MMBtu | FALSE | L | Annual | Fuel Consumed | TBtu | 38.9688 | 10.2111 | 0.58394 | 0.16876 | 0 | 0.478 | 0.56784
BART SO2 Annual- White Bluff 2- v6.20 | 176 | 7642 | Rate Constraint in lbs/MMBtu | FALSE | L | Annual | Rate | lb/MMBtu | 0.52232 | 0.033181 | 0.52232 | 0.52232 | 0 | 0.52232 | 0.52232
BART SO2 Annual- White Bluff 2- v6.20 | 176 | 7642 | Rate Constraint in lbs/MMBtu | FALSE | L | Annual | Generation | TWh | 3.8182 | 0.95588 | 0.057215 | 0.016536 | 0 | 0.046835 | 0.055638
BART SO2 Annual- White Bluff 2- v6.20 | 176 | 7642 | Rate Constraint in lbs/MMBtu | FALSE | L | Annual | Qualifying Generation | TWh | 3.8182 | 0.95588 | 0.057215 | 0.016536 | 0 | 0.046835 | 0.055638
BART SO2 Annual- White Bluff 2- v6.20 | 176 | 7642 | Rate Constraint in lbs/MMBtu | FALSE | L | Annual | Rate | lb/MWh | 5.3308 | 0.35445 | 5.3308 | 5.3308 | 0 | 5.3308 | 5.3308
BART SO2 Annual- White Bluff 2- v6.20 | 176 | 7642 | Rate Constraint in lbs/MMBtu | FALSE | L | Annual | Constraint Shadow Price | US2022$/Ton | 0 | 0 | 0 | 0 | 0 | 0 | 0
BART SO2 Annual-Apache Station 2 -v5.13 | 177 | 7207 | Rate Constraint in lbs/MMBtu | FALSE | L | Annual | Seasons Included | Seasons | Winter, Spring, Summer, Fall | Winter, Spring, Summer, Fall | Winter, Spring, Summer, Fall | Winter, Spring, Summer, Fall | Winter, Spring, Summer, Fall | Winter, Spring, Summer, Fall | Winter, Spring, Summer, Fall
BART SO2 Annual-Apache Station 2 -v5.13 | 177 | 7207 | Rate Constraint in lbs/MMBtu | FALSE | L | Annual | Standard SO2 | lb/MMBtu | 0.00064 | 0.00064 | 0.00064 | 0.00064 | 0.00064 | 0.00064 | 0.00064
BART SO2 Annual-Apache Station 2 -v5.13 | 177 | 7207 | Rate Constraint in lbs/MMBtu | FALSE | L | Annual | Emissions at Affected Plants SO2 | Thousand Tons | 0 | 0 | 0 | 0 | 0 | 0 | 0
BART SO2 Annual-Apache Station 2 -v5.13 | 177 | 7207 | Rate Constraint in lbs/MMBtu | FALSE | L | Annual | Allowances Purchased SO2 | Thousand Tons | 0 | 0 | 0 | 0 | 0 | 0 | 0
BART SO2 Annual-Apache Station 2 -v5.13 | 177 | 7207 | Rate Constraint in lbs/MMBtu | FALSE | L | Annual | Allowances Sold SO2 | Thousand Tons | 0 | 0 | 0 | 0 | 0 | 0 | 0
BART SO2 Annual-Apache Station 2 -v5.13 | 177 | 7207 | Rate Constraint in lbs/MMBtu | FALSE | L | Annual | Allowances Banked | Thousand Tons | 0 | 0 | 0 | 0 | 0 | 0 | 0
BART SO2 Annual-Apache Station 2 -v5.13 | 177 | 7207 | Rate Constraint in lbs/MMBtu | FALSE | L | Annual | Allowances Withdrawn (1:1) | Thousand Tons | 0 | 0 | 0 | 0 | 0 | 0 | 0
BART SO2 Annual-Apache Station 2 -v5.13 | 177 | 7207 | Rate Constraint in lbs/MMBtu | FALSE | L | Annual | Allowances Withdrawn (n:1) | Thousand Tons | 0 | 0 | 0 | 0 | 0 | 0 | 0
BART SO2 Annual-Apache Station 2 -v5.13 | 177 | 7207 | Rate Constraint in lbs/MMBtu | FALSE | L | Annual | Net Emissions Allowance Position | Thousand Tons | 0 | 0 | 0 | 0 | 0 | 0 | 0
BART SO2 Annual-Apache Station 2 -v5.13 | 177 | 7207 | Rate Constraint in lbs/MMBtu | FALSE | L | Annual | Fuel Consumed | TBtu | 0.33913 | 0.33913 | 0.33913 | 0.33913 | 0.33913 | 0.33913 | 0.33913
BART SO2 Annual-Apache Station 2 -v5.13 | 177 | 7207 | Rate Constraint in lbs/MMBtu | FALSE | L | Annual | Rate | lb/MMBtu | 0 | 0 | 0 | 0 | 0 | 0 | 0
BART SO2 Annual-Apache Station 2 -v5.13 | 177 | 7207 | Rate Constraint in lbs/MMBtu | FALSE | L | Annual | Generation | TWh | 0.03066 | 0.03066 | 0.03066 | 0.03066 | 0.03066 | 0.03066 | 0.03066
BART SO2 Annual-Apache Station 2 -v5.13 | 177 | 7207 | Rate Constraint in lbs/MMBtu | FALSE | L | Annual | Qualifying Generation | TWh | 0.03066 | 0.03066 | 0.03066 | 0.03066 | 0.03066 | 0.03066 | 0.03066
BART SO2 Annual-Apache Station 2 -v5.13 | 177 | 7207 | Rate Constraint in lbs/MMBtu | FALSE | L | Annual | Rate | lb/MWh | 0 | 0 | 0 | 0 | 0 | 0 | 0
BART SO2 Annual-Apache Station 2 -v5.13 | 177 | 7207 | Rate Constraint in lbs/MMBtu | FALSE | L | Annual | Constraint Shadow Price | US2022$/Ton | 0 | 0 | 0 | 0 | 0 | 0 | 0
BART SO2 Annual-Apache Station 3 -v5.13 | 178 | 7208 | Rate Constraint in lbs/MMBtu | FALSE | L | Annual | Seasons Included | Seasons | Winter, Spring, Summer, Fall | Winter, Spring, Summer, Fall | Winter, Spring, Summer, Fall | Winter, Spring, Summer, Fall | Winter, Spring, Summer, Fall | Winter, Spring, Summer, Fall | Winter, Spring, Summer, Fall
BART SO2 Annual-Apache Station 3 -v5.13 | 178 | 7208 | Rate Constraint in lbs/MMBtu | FALSE | L | Annual | Standard SO2 | lb/MMBtu | 0.15 | 0.15 | 0.15 | 0.15 | 0.15 | 0.15 | 0.15
BART SO2 Annual-Apache Station 3 -v5.13 | 178 | 7208 | Rate Constraint in lbs/MMBtu | FALSE | L | Annual | Emissions at Affected Plants SO2 | Thousand Tons | 0.069614 | 0.069614 | 0 | 0 | 0 | 0 | 0
BART SO2 Annual-Apache Station 3 -v5.13 | 178 | 7208 | Rate Constraint in lbs/MMBtu | FALSE | L | Annual | Allowances Purchased SO2 | Thousand Tons | 0 | 0 | 0 | 0 | 0 | 0 | 0
BART SO2 Annual-Apache Station 3 -v5.13 | 178 | 7208 | Rate Constraint in lbs/MMBtu | FALSE | L | Annual | Allowances Sold SO2 | Thousand Tons | 0 | 0 | 0 | 0 | 0 | 0 | 0
BART SO2 Annual-Apache Station 3 -v5.13 | 178 | 7208 | Rate Constraint in lbs/MMBtu | FALSE | L | Annual | Allowances Banked | Thousand Tons | 0 | 0 | 0 | 0 | 0 | 0 | 0
BART SO2 Annual-Apache Station 3 -v5.13 | 178 | 7208 | Rate Constraint in lbs/MMBtu | FALSE | L | Annual | Allowances Withdrawn (1:1) | Thousand Tons | 0 | 0 | 0 | 0 | 0 | 0 | 0
BART SO2 Annual-Apache Station 3 -v5.13 | 178 | 7208 | Rate Constraint in lbs/MMBtu | FALSE | L | Annual | Allowances Withdrawn (n:1) | Thousand Tons | 0 | 0 | 0 | 0 | 0 | 0 | 0
BART SO2 Annual-Apache Station 3 -v5.13 | 178 | 7208 | Rate Constraint in lbs/MMBtu | FALSE | L | Annual | Net Emissions Allowance Position | Thousand Tons | 0.069614 | 0.069614 | 0 | 0 | 0 | 0 | 0
BART SO2 Annual-Apache Station 3 -v5.13 | 178 | 7208 | Rate Constraint in lbs/MMBtu | FALSE | L | Annual | Fuel Consumed | TBtu | 1.7771 | 1.7771 | 0 | 0 | 0 | 0 | 0
BART SO2 Annual-Apache Station 3 -v5.13 | 178 | 7208 | Rate Constraint in lbs/MMBtu | FALSE | L | Annual | Rate | lb/MMBtu | 0.078348 | 0.078348 | 0 | 0 | 0 | 0 | 0
BART SO2 Annual-Apache Station 3 -v5.13 | 178 | 7208 | Rate Constraint in lbs/MMBtu | FALSE | L | Annual | Generation | TWh | 0.1533 | 0.1533 | 0 | 0 | 0 | 0 | 0
BART SO2 Annual-Apache Station 3 -v5.13 | 178 | 7208 | Rate Constraint in lbs/MMBtu | FALSE | L | Annual | Qualifying Generation | TWh | 0.1533 | 0.1533 | 0 | 0 | 0 | 0 | 0
BART SO2 Annual-Apache Station 3 -v5.13 | 178 | 7208 | Rate Constraint in lbs/MMBtu | FALSE | L | Annual | Rate | lb/MWh | 0.90821 | 0.90821 | 0 | 0 | 0 | 0 | 0
BART SO2 Annual-Apache Station 3 -v5.13 | 178 | 7208 | Rate Constraint in lbs/MMBtu | FALSE | L | Annual | Constraint Shadow Price | US2022$/Ton | 0 | 0 | 0 | 0 | 0 | 0 | 0
BART SO2 Annual-Coronado U1B -v5.13 | 179 | 7214 | Rate Constraint in lbs/MMBtu | FALSE | L | Annual | Seasons Included | Seasons | Winter, Spring, Summer, Fall | Winter, Spring, Summer, Fall | Winter, Spring, Summer, Fall | Winter, Spring, Summer, Fall | Winter, Spring, Summer, Fall | Winter, Spring, Summer, Fall | Winter, Spring, Summer, Fall
BART SO2 Annual-Coronado U1B -v5.13 | 179 | 7214 | Rate Constraint in lbs/MMBtu | FALSE | L | Annual | Standard SO2 | lb/MMBtu | 0.06 | 0.06 | 0.06 | 0.06 | 0.06 | 0.06 | 0.06
BART SO2 Annual-Coronado U1B -v5.13 | 179 | 7214 | Rate Constraint in lbs/MMBtu | FALSE | L | Annual | Emissions at Affected Plants SO2 | Thousand Tons | 0.0015218 | 0.0055545 | 0 | 0 | 0 | 0 | 0
BART SO2 Annual-Coronado U1B -v5.13 | 179 | 7214 | Rate Constraint in lbs/MMBtu | FALSE | L | Annual | Allowances Purchased SO2 | Thousand Tons | 0 | 0 | 0 | 0 | 0 | 0 | 0
BART SO2 Annual-Coronado U1B -v5.13 | 179 | 7214 | Rate Constraint in lbs/MMBtu | FALSE | L | Annual | Allowances Sold SO2 | Thousand Tons | 0 | 0 | 0 | 0 | 0 | 0 | 0
BART SO2 Annual-Coronado U1B -v5.13 | 179 | 7214 | Rate Constraint in lbs/MMBtu | FALSE | L | Annual | Allowances Banked | Thousand Tons | 0 | 0 | 0 | 0 | 0 | 0 | 0
BART SO2 Annual-Coronado U1B -v5.13 | 179 | 7214 | Rate Constraint in lbs/MMBtu | FALSE | L | Annual | Allowances Withdrawn (1:1) | Thousand Tons | 0 | 0 | 0 | 0 | 0 | 0 | 0
BART SO2 Annual-Coronado U1B -v5.13 | 179 | 7214 | Rate Constraint in lbs/MMBtu | FALSE | L | Annual | Allowances Withdrawn (n:1) | Thousand Tons | 0 | 0 | 0 | 0 | 0 | 0 | 0
BART SO2 Annual-Coronado U1B -v5.13 | 179 | 7214 | Rate Constraint in lbs/MMBtu | FALSE | L | Annual | Net Emissions Allowance Position | Thousand Tons | 0.0015218 | 0.0055545 | 0 | 0 | 0 | 0 | 0
BART SO2 Annual-Coronado U1B -v5.13 | 179 | 7214 | Rate Constraint in lbs/MMBtu | FALSE | L | Annual | Fuel Consumed | TBtu | 0.050728 | 0.18515 | 0 | 0 | 0 | 0 | 0
BART SO2 Annual-Coronado U1B -v5.13 | 179 | 7214 | Rate Constraint in lbs/MMBtu | FALSE | L | Annual | Rate | lb/MMBtu | 0.06 | 0.06 | 0 | 0 | 0 | 0 | 0
BART SO2 Annual-Coronado U1B -v5.13 | 179 | 7214 | Rate Constraint in lbs/MMBtu | FALSE | L | Annual | Generation | TWh | 0.004778 | 0.017439 | 0 | 0 | 0 | 0 | 0
BART SO2 Annual-Coronado U1B -v5.13 | 179 | 7214 | Rate Constraint in lbs/MMBtu | FALSE | L | Annual | Qualifying Generation | TWh | 0.004778 | 0.017439 | 0 | 0 | 0 | 0 | 0
BART SO2 Annual-Coronado U1B -v5.13 | 179 | 7214 | Rate Constraint in lbs/MMBtu | FALSE | L | Annual | Rate | lb/MWh | 0.63702 | 0.63702 | 0 | 0 | 0 | 0 | 0
BART SO2 Annual-Coronado U1B -v5.13 | 179 | 7214 | Rate Constraint in lbs/MMBtu | FALSE | L | Annual | Constraint Shadow Price | US2022$/Ton | 0 | 0 | 0 | 0 | 0 | 0 | 0
BART SO2 Annual-Coronado U2B -v5.13 | 180 | 7215 | Rate Constraint in lbs/MMBtu | FALSE | L | Annual | Seasons Included | Seasons | Winter, Spring, Summer, Fall | Winter, Spring, Summer, Fall | Winter, Spring, Summer, Fall | Winter, Spring, Summer, Fall | Winter, Spring, Summer, Fall | Winter, Spring, Summer, Fall | Winter, Spring, Summer, Fall
BART SO2 Annual-Coronado U2B -v5.13 | 180 | 7215 | Rate Constraint in lbs/MMBtu | FALSE | L | Annual | Standard SO2 | lb/MMBtu | 0.06 | 0.06 | 0.06 | 0.06 | 0.06 | 0.06 | 0.06
BART SO2 Annual-Coronado U2B -v5.13 | 180 | 7215 | Rate Constraint in lbs/MMBtu | FALSE | L | Annual | Emissions at Affected Plants SO2 | Thousand Tons | 0.19513 | 0.67596 | 0 | 0 | 0 | 0 | 0
BART SO2 Annual-Coronado U2B -v5.13 | 180 | 7215 | Rate Constraint in lbs/MMBtu | FALSE | L | Annual | Allowances Purchased SO2 | Thousand Tons | 0 | 0 | 0 | 0 | 0 | 0 | 0
BART SO2 Annual-Coronado U2B -v5.13 | 180 | 7215 | Rate Constraint in lbs/MMBtu | FALSE | L | Annual | Allowances Sold SO2 | Thousand Tons | 0 | 0 | 0 | 0 | 0 | 0 | 0
BART SO2 Annual-Coronado U2B -v5.13 | 180 | 7215 | Rate Constraint in lbs/MMBtu | FALSE | L | Annual | Allowances Banked | Thousand Tons | 0 | 0 | 0 | 0 | 0 | 0 | 0
BART SO2 Annual-Coronado U2B -v5.13 | 180 | 7215 | Rate Constraint in lbs/MMBtu | FALSE | L | Annual | Allowances Withdrawn (1:1) | Thousand Tons | 0 | 0 | 0 | 0 | 0 | 0 | 0
BART SO2 Annual-Coronado U2B -v5.13 | 180 | 7215 | Rate Constraint in lbs/MMBtu | FALSE | L | Annual | Allowances Withdrawn (n:1) | Thousand Tons | 0 | 0 | 0 | 0 | 0 | 0 | 0
BART SO2 Annual-Coronado U2B -v5.13 | 180 | 7215 | Rate Constraint in lbs/MMBtu | FALSE | L | Annual | Net Emissions Allowance Position | Thousand Tons | 0.19513 | 0.67596 | 0 | 0 | 0 | 0 | 0
BART SO2 Annual-Coronado U2B -v5.13 | 180 | 7215 | Rate Constraint in lbs/MMBtu | FALSE | L | Annual | Fuel Consumed | TBtu | 6.5044 | 22.532 | 0 | 0 | 0 | 0 | 0
BART SO2 Annual-Coronado U2B -v5.13 | 180 | 7215 | Rate Constraint in lbs/MMBtu | FALSE | L | Annual | Rate | lb/MMBtu | 0.06 | 0.06 | 0 | 0 | 0 | 0 | 0
BART SO2 Annual-Coronado U2B -v5.13 | 180 | 7215 | Rate Constraint in lbs/MMBtu | FALSE | L | Annual | Generation | TWh | 0.6084 | 2.1076 | 0 | 0 | 0 | 0 | 0
BART SO2 Annual-Coronado U2B -v5.13 | 180 | 7215 | Rate Constraint in lbs/MMBtu | FALSE | L | Annual | Qualifying Generation | TWh | 0.6084 | 2.1076 | 0 | 0 | 0 | 0 | 0
BART SO2 Annual-Coronado U2B -v5.13 | 180 | 7215 | Rate Constraint in lbs/MMBtu | FALSE | L | Annual | Rate | lb/MWh | 0.64146 | 0.64146 | 0 | 0 | 0 | 0 | 0
BART SO2 Annual-Coronado U2B -v5.13 | 180 | 7215 | Rate Constraint in lbs/MMBtu | FALSE | L | Annual | Constraint Shadow Price | US2022$/Ton | 0 | 0 | 0 | 0 | 0 | 0 | 0
BART SO2 Annual-Craig C2 -v5.14 | 181 | 7201 | Rate Constraint in lbs/MMBtu | FALSE | L | Annual | Seasons Included | Seasons | Winter, Spring, Summer, Fall | Winter, Spring, Summer, Fall | Winter, Spring, Summer, Fall | Winter, Spring, Summer, Fall | Winter, Spring, Summer, Fall | Winter, Spring, Summer, Fall | Winter, Spring, Summer, Fall
BART SO2 Annual-Craig C2 -v5.14 | 181 | 7201 | Rate Constraint in lbs/MMBtu | FALSE | L | Annual | Standard SO2 | lb/MMBtu | 0.11 | 0.11 | 0.11 | 0.11 | 0.11 | 0.11 | 0.11
BART SO2 Annual-Craig C2 -v5.14 | 181 | 7201 | Rate Constraint in lbs/MMBtu | FALSE | L | Annual | Emissions at Affected Plants SO2 | Thousand Tons | 0.80618 | 0 | 0 | 0 | 0 | 0 | 0
BART SO2 Annual-Craig C2 -v5.14 | 181 | 7201 | Rate Constraint in lbs/MMBtu | FALSE | L | Annual | Allowances Purchased SO2 | Thousand Tons | 0 | 0 | 0 | 0 | 0 | 0 | 0
BART SO2 Annual-Craig C2 -v5.14 | 181 | 7201 | Rate Constraint in lbs/MMBtu | FALSE | L | Annual | Allowances Sold SO2 | Thousand Tons | 0 | 0 | 0 | 0 | 0 | 0 | 0
BART SO2 Annual-Craig C2 -v5.14 | 181 | 7201 | Rate Constraint in lbs/MMBtu | FALSE | L | Annual | Allowances Banked | Thousand Tons | 0 | 0 | 0 | 0 | 0 | 0 | 0
BART SO2 Annual-Craig C2 -v5.14 | 181 | 7201 | Rate Constraint in lbs/MMBtu | FALSE | L | Annual | Allowances Withdrawn (1:1) | Thousand Tons | 0 | 0 | 0 | 0 | 0 | 0 | 0
BART SO2 Annual-Craig C2 -v5.14 | 181 | 7201 | Rate Constraint in lbs/MMBtu | FALSE | L | Annual | Allowances Withdrawn (n:1) | Thousand Tons | 0 | 0 | 0 | 0 | 0 | 0 | 0
BART SO2 Annual-Craig C2 -v5.14 | 181 | 7201 | Rate Constraint in lbs/MMBtu | FALSE | L | Annual | Net Emissions Allowance Position | Thousand Tons | 0.80618 | 0 | 0 | 0 | 0 | 0 | 0
BART SO2 Annual-Craig C2 -v5.14 | 181 | 7201 | Rate Constraint in lbs/MMBtu | FALSE | L | Annual | Fuel Consumed | TBtu | 26.8726 | 0 | 0 | 0 | 0 | 0 | 0
BART SO2 Annual-Craig C2 -v5.14 | 181 | 7201 | Rate Constraint in lbs/MMBtu | FALSE | L | Annual | Rate | lb/MMBtu | 0.06 | 0 | 0 | 0 | 0 | 0 | 0
BART SO2 Annual-Craig C2 -v5.14 | 181 | 7201 | Rate Constraint in lbs/MMBtu | FALSE | L | Annual | Generation | TWh | 2.6243 | 0 | 0 | 0 | 0 | 0 | 0
BART SO2 Annual-Craig C2 -v5.14 | 181 | 7201 | Rate Constraint in lbs/MMBtu | FALSE | L | Annual | Qualifying Generation | TWh | 2.6243 | 0 | 0 | 0 | 0 | 0 | 0
BART SO2 Annual-Craig C2 -v5.14 | 181 | 7201 | Rate Constraint in lbs/MMBtu | FALSE | L | Annual | Rate | lb/MWh | 0.6144 | 0 | 0 | 0 | 0 | 0 | 0
BART SO2 Annual-Craig C2 -v5.14 | 181 | 7201 | Rate Constraint in lbs/MMBtu | FALSE | L | Annual | Constraint Shadow Price | US2022$/Ton | 0 | 0 | 0 | 0 | 0 | 0 | 0
BART SO2 Annual-Jeffrey Energy Center 1 -v5.13 | 182 | 7216 | Rate Constraint in lbs/MMBtu | FALSE | L | Annual | Seasons Included | Seasons | Winter, Spring, Summer, Fall | Winter, Spring, Summer, Fall | Winter, Spring, Summer, Fall | Winter, Spring, Summer, Fall | Winter, Spring, Summer, Fall | Winter, Spring, Summer, Fall | Winter, Spring, Summer, Fall
BART SO2 Annual-Jeffrey Energy Center 1 -v5.13 | 182 | 7216 | Rate Constraint in lbs/MMBtu | FALSE | L | Annual | Standard SO2 | lb/MMBtu | 0.15 | 0.15 | 0.15 | 0.15 | 0.15 | 0.15 | 0.15
BART SO2 Annual-Jeffrey Energy Center 1 -v5.13 | 182 | 7216 | Rate Constraint in lbs/MMBtu | FALSE | L | Annual | Emissions at Affected Plants SO2 | Thousand Tons | 0 | 0 | 0 | 0 | 0 | 0 | 0
BART SO2 Annual-Jeffrey Energy Center 1 -v5.13 | 182 | 7216 | Rate Constraint in lbs/MMBtu | FALSE | L | Annual | Allowances Purchased SO2 | Thousand Tons | 0 | 0 | 0 | 0 | 0 | 0 | 0
BART SO2 Annual-Jeffrey Energy Center 1 -v5.13 | 182 | 7216 | Rate Constraint in lbs/MMBtu | FALSE | L | Annual | Allowances Sold SO2 | Thousand Tons | 0 | 0 | 0 | 0 | 0 | 0 | 0
BART SO2 Annual-Jeffrey Energy Center 1 -v5.13 | 182 | 7216 | Rate Constraint in lbs/MMBtu | FALSE | L | Annual | Allowances Banked | Thousand Tons | 0 | 0 | 0 | 0 | 0 | 0 | 0
BART SO2 Annual-Jeffrey Energy Center 1 -v5.13 | 182 | 7216 | Rate Constraint in lbs/MMBtu | FALSE | L | Annual | Allowances Withdrawn (1:1) | Thousand Tons | 0 | 0 | 0 | 0 | 0 | 0 | 0
BART SO2 Annual-Jeffrey Energy Center 1 -v5.13 | 182 | 7216 | Rate Constraint in lbs/MMBtu | FALSE | L | Annual | Allowances Withdrawn (n:1) | Thousand Tons | 0 | 0 | 0 | 0 | 0 | 0 | 0
BART SO2 Annual-Jeffrey Energy Center 1 -v5.13 | 182 | 7216 | Rate Constraint in lbs/MMBtu | FALSE | L | Annual | Net Emissions Allowance Position | Thousand Tons | 0 | 0 | 0 | 0 | 0 | 0 | 0
BART SO2 Annual-Jeffrey Energy Center 1 -v5.13 | 182 | 7216 | Rate Constraint in lbs/MMBtu | FALSE | L | Annual | Fuel Consumed | TBtu | 0 | 0 | 0 | 0 | 0 | 0 | 0
BART SO2 Annual-Jeffrey Energy Center 1 -v5.13 | 182 | 7216 | Rate Constraint in lbs/MMBtu | FALSE | L | Annual | Rate | lb/MMBtu | 0 | 0 | 0 | 0 | 0 | 0 | 0
BART SO2 Annual-Jeffrey Energy Center 1 -v5.13 | 182 | 7216 | Rate Constraint in lbs/MMBtu | FALSE | L | Annual | Generation | TWh | 0 | 0 | 0 | 0 | 0 | 0 | 0
BART SO2 Annual-Jeffrey Energy Center 1 -v5.13 | 182 | 7216 | Rate Constraint in lbs/MMBtu | FALSE | L | Annual | Qualifying Generation | TWh | 0 | 0 | 0 | 0 | 0 | 0 | 0
BART SO2 Annual-Jeffrey Energy Center 1 -v5.13 | 182 | 7216 | Rate Constraint in lbs/MMBtu | FALSE | L | Annual | Rate | lb/MWh | 0 | 0 | 0 | 0 | 0 | 0 | 0
BART SO2 Annual-Jeffrey Energy Center 1 -v5.13 | 182 | 7216 | Rate Constraint in lbs/MMBtu | FALSE | L | Annual | Constraint Shadow Price | US2022$/Ton | 0 | 0 | 0 | 0 | 0 | 0 | 0
BART SO2 Annual-Jeffrey Energy Center 2 -v5.13 | 183 | 7217 | Rate Constraint in lbs/MMBtu | FALSE | L | Annual | Seasons Included | Seasons | Winter, Spring, Summer, Fall | Winter, Spring, Summer, Fall | Winter, Spring, Summer, Fall | Winter, Spring, Summer, Fall | Winter, Spring, Summer, Fall | Winter, Spring, Summer, Fall | Winter, Spring, Summer, Fall
BART SO2 Annual-Jeffrey Energy Center 2 -v5.13 | 183 | 7217 | Rate Constraint in lbs/MMBtu | FALSE | L | Annual | Standard SO2 | lb/MMBtu | 0.15 | 0.15 | 0.15 | 0.15 | 0.15 | 0.15 | 0.15
BART SO2 Annual-Jeffrey Energy Center 2 -v5.13 | 183 | 7217 | Rate Constraint in lbs/MMBtu | FALSE | L | Annual | Emissions at Affected Plants SO2 | Thousand Tons | 0 | 0 | 0 | 0 | 0 | 0 | 0
BART SO2 Annual-Jeffrey Energy Center 2 -v5.13 | 183 | 7217 | Rate Constraint in lbs/MMBtu | FALSE | L | Annual | Allowances Purchased SO2 | Thousand Tons | 0 | 0 | 0 | 0 | 0 | 0 | 0
BART SO2 Annual-Jeffrey Energy Center 2 -v5.13 | 183 | 7217 | Rate Constraint in lbs/MMBtu | FALSE | L | Annual | Allowances Sold SO2 | Thousand Tons | 0 | 0 | 0 | 0 | 0 | 0 | 0
BART SO2 Annual-Jeffrey Energy Center 2 -v5.13 | 183 | 7217 | Rate Constraint in lbs/MMBtu | FALSE | L | Annual | Allowances Banked | Thousand Tons | 0 | 0 | 0 | 0 | 0 | 0 | 0
BART SO2 Annual-Jeffrey Energy Center 2 -v5.13 | 183 | 7217 | Rate Constraint in lbs/MMBtu | FALSE | L | Annual | Allowances Withdrawn (1:1) | Thousand Tons | 0 | 0 | 0 | 0 | 0 | 0 | 0
BART SO2 Annual-Jeffrey Energy Center 2 -v5.13 | 183 | 7217 | Rate Constraint in lbs/MMBtu | FALSE | L | Annual | Allowances Withdrawn (n:1) | Thousand Tons | 0 | 0 | 0 | 0 | 0 | 0 | 0
BART SO2 Annual-Jeffrey Energy Center 2 -v5.13 | 183 | 7217 | Rate Constraint in lbs/MMBtu | FALSE | L | Annual | Net Emissions Allowance Position | Thousand Tons | 0 | 0 | 0 | 0 | 0 | 0 | 0
BART SO2 Annual-Jeffrey Energy Center 2 -v5.13 | 183 | 7217 | Rate Constraint in lbs/MMBtu | FALSE | L | Annual | Fuel Consumed | TBtu | 0 | 0 | 0 | 0 | 0 | 0 | 0
BART SO2 Annual-Jeffrey Energy Center 2 -v5.13 | 183 | 7217 | Rate Constraint in lbs/MMBtu | FALSE | L | Annual | Rate | lb/MMBtu | 0 | 0 | 0 | 0 | 0 | 0 | 0
BART SO2 Annual-Jeffrey Energy Center 2 -v5.13 | 183 | 7217 | Rate Constraint in lbs/MMBtu | FALSE | L | Annual | Generation | TWh | 0 | 0 | 0 | 0 | 0 | 0 | 0
BART SO2 Annual-Jeffrey Energy Center 2 -v5.13 | 183 | 7217 | Rate Constraint in lbs/MMBtu | FALSE | L | Annual | Qualifying Generation | TWh | 0 | 0 | 0 | 0 | 0 | 0 | 0
BART SO2 Annual-Jeffrey Energy Center 2 -v5.13 | 183 | 7217 | Rate Constraint in lbs/MMBtu | FALSE | L | Annual | Rate | lb/MWh | 0 | 0 | 0 | 0 | 0 | 0 | 0
BART SO2 Annual-Jeffrey Energy Center 2 -v5.13 | 183 | 7217 | Rate Constraint in lbs/MMBtu | FALSE | L | Annual | Constraint Shadow Price | US2022$/Ton | 0 | 0 | 0 | 0 | 0 | 0 | 0
BART SO2 Annual-La Cygne 1 -v5.13 | 184 | 7218 | Rate Constraint in lbs/MMBtu | FALSE | L | Annual | Seasons Included | Seasons | Winter, Spring, Summer, Fall | Winter, Spring, Summer, Fall | Winter, Spring, Summer, Fall | Winter, Spring, Summer, Fall | Winter, Spring, Summer, Fall | Winter, Spring, Summer, Fall | Winter, Spring, Summer, Fall
BART SO2 Annual-La Cygne 1 -v5.13 | 184 | 7218 | Rate Constraint in lbs/MMBtu | FALSE | L | Annual | Standard SO2 | lb/MMBtu | 0.15 | 0.15 | 0.15 | 0.15 | 0.15 | 0.15 | 0.15
BART SO2 Annual-La Cygne 1 -v5.13 | 184 | 7218 | Rate Constraint in lbs/MMBtu | FALSE | L | Annual | Emissions at Affected Plants SO2 | Thousand Tons | 0 | 0 | 0 | 0 | 0 | 0 | 0
BART SO2 Annual-La Cygne 1 -v5.13 | 184 | 7218 | Rate Constraint in lbs/MMBtu | FALSE | L | Annual | Allowances Purchased SO2 | Thousand Tons | 0 | 0 | 0 | 0 | 0 | 0 | 0
BART SO2 Annual-La Cygne 1 -v5.13 | 184 | 7218 | Rate Constraint in lbs/MMBtu | FALSE | L | Annual | Allowances Sold SO2 | Thousand Tons | 0 | 0 | 0 | 0 | 0 | 0 | 0
BART SO2 Annual-La Cygne 1 -v5.13 | 184 | 7218 | Rate Constraint in lbs/MMBtu | FALSE | L | Annual | Allowances Banked | Thousand Tons | 0 | 0 | 0 | 0 | 0 | 0 | 0
BART SO2 Annual-La Cygne 1 -v5.13 | 184 | 7218 | Rate Constraint in lbs/MMBtu | FALSE | L | Annual | Allowances Withdrawn (1:1) | Thousand Tons | 0 | 0 | 0 | 0 | 0 | 0 | 0
BART SO2 Annual-La Cygne 1 -v5.13 | 184 | 7218 | Rate Constraint in lbs/MMBtu | FALSE | L | Annual | Allowances Withdrawn (n:1) | Thousand Tons | 0 | 0 | 0 | 0 | 0 | 0 | 0
BART SO2 Annual-La Cygne 1 -v5.13 | 184 | 7218 | Rate Constraint in lbs/MMBtu | FALSE | L | Annual | Net Emissions Allowance Position | Thousand Tons | 0 | 0 | 0 | 0 | 0 | 0 | 0
BART SO2 Annual-La Cygne 1 -v5.13 | 184 | 7218 | Rate Constraint in lbs/MMBtu | FALSE | L | Annual | Fuel Consumed | TBtu | 0 | 0 | 0 | 0 | 0 | 0 | 0
BART SO2 Annual-La Cygne 1 -v5.13 | 184 | 7218 | Rate Constraint in lbs/MMBtu | FALSE | L | Annual | Rate | lb/MMBtu | 0 | 0 | 0 | 0 | 0 | 0 | 0
BART SO2 Annual-La Cygne 1 -v5.13 | 184 | 7218 | Rate Constraint in lbs/MMBtu | FALSE | L | Annual | Generation | TWh | 0 | 0 | 0 | 0 | 0 | 0 | 0
BART SO2 Annual-La Cygne 1 -v5.13 | 184 | 7218 | Rate Constraint in lbs/MMBtu | FALSE | L | Annual | Qualifying Generation | TWh | 0 | 0 | 0 | 0 | 0 | 0 | 0
BART SO2 Annual-La Cygne 1 -v5.13 | 184 | 7218 | Rate Constraint in lbs/MMBtu | FALSE | L | Annual | Rate | lb/MWh | 0 | 0 | 0 | 0 | 0 | 0 | 0
BART SO2 Annual-La Cygne 1 -v5.13 | 184 | 7218 | Rate Constraint in lbs/MMBtu | FALSE | L | Annual | Constraint Shadow Price | US2022$/Ton | 0 | 0 | 0 | 0 | 0 | 0 | 0
BART SO2 Annual-La Cygne 2 -v5.13 | 185 | 7219 | Rate Constraint in lbs/MMBtu | FALSE | L | Annual | Seasons Included | Seasons | Winter, Spring, Summer, Fall | Winter, Spring, Summer, Fall | Winter, Spring, Summer, Fall | Winter, Spring, Summer, Fall | Winter, Spring, Summer, Fall | Winter, Spring, Summer, Fall | Winter, Spring, Summer, Fall
BART SO2 Annual-La Cygne 2 -v5.13 | 185 | 7219 | Rate Constraint in lbs/MMBtu | FALSE | L | Annual | Standard SO2 | lb/MMBtu | 0.15 | 0.15 | 0.15 | 0.15 | 0.15 | 0.15 | 0.15
BART SO2 Annual-La Cygne 2 -v5.13 | 185 | 7219 | Rate Constraint in lbs/MMBtu | FALSE | L | Annual | Emissions at Affected Plants SO2 | Thousand Tons | 1.0219 | 1.2468 | 0 | 0 | 0 | 0 | 0
BART SO2 Annual-La Cygne 2 -v5.13 | 185 | 7219 | Rate Constraint in lbs/MMBtu | FALSE | L | Annual | Allowances Purchased SO2 | Thousand Tons | 0 | 0 | 0 | 0 | 0 | 0 | 0
BART SO2 Annual-La Cygne 2 -v5.13 | 185 | 7219 | Rate Constraint in lbs/MMBtu | FALSE | L | Annual | Allowances Sold SO2 | Thousand Tons | 0 | 0 | 0 | 0 | 0 | 0 | 0
BART SO2 Annual-La Cygne 2 -v5.13 | 185 | 7219 | Rate Constraint in lbs/MMBtu | FALSE | L | Annual | Allowances Banked | Thousand Tons | 0 | 0 | 0 | 0 | 0 | 0 | 0
BART SO2 Annual-La Cygne 2 -v5.13 | 185 | 7219 | Rate Constraint in lbs/MMBtu | FALSE | L | Annual | Allowances Withdrawn (1:1) | Thousand Tons | 0 | 0 | 0 | 0 | 0 | 0 | 0
BART SO2 Annual-La Cygne 2 -v5.13 | 185 | 7219 | Rate Constraint in lbs/MMBtu | FALSE | L | Annual | Allowances Withdrawn (n:1) | Thousand Tons | 0 | 0 | 0 | 0 | 0 | 0 | 0
BART SO2 Annual-La Cygne 2 -v5.13 | 185 | 7219 | Rate Constraint in lbs/MMBtu | FALSE | L | Annual | Net Emissions Allowance Position | Thousand Tons | 1.0219 | 1.2468 | 0 | 0 | 0 | 0 | 0
BART SO2 Annual-La Cygne 2 -v5.13 | 185 | 7219 | Rate Constraint in lbs/MMBtu | FALSE | L | Annual | Fuel Consumed | TBtu | 35.7678 | 43.6369 | 0 | 0 | 0 | 0 | 0
BART SO2 Annual-La Cygne 2 -v5.13 | 185 | 7219 | Rate Constraint in lbs/MMBtu | FALSE | L | Annual | Rate | lb/MMBtu | 0.057143 | 0.057143 | 0 | 0 | 0 | 0 | 0
BART SO2 Annual-La Cygne 2 -v5.13 | 185 | 7219 | Rate Constraint in lbs/MMBtu | FALSE | L | Annual | Generation | TWh | 3.2679 | 3.9869 | 0 | 0 | 0 | 0 | 0
BART SO2 Annual-La Cygne 2 -v5.13 | 185 | 7219 | Rate Constraint in lbs/MMBtu | FALSE | L | Annual | Qualifying Generation | TWh | 3.2679 | 3.9869 | 0 | 0 | 0 | 0 | 0
BART SO2 Annual-La Cygne 2 -v5.13 | 185 | 7219 | Rate Constraint in lbs/MMBtu | FALSE | L | Annual | Rate | lb/MWh | 0.62544 | 0.62544 | 0 | 0 | 0 | 0 | 0
BART SO2 Annual-La Cygne 2 -v5.13 | 185 | 7219 | Rate Constraint in lbs/MMBtu | FALSE | L | Annual | Constraint Shadow Price | US2022$/Ton | 0 | 0 | 0 | 0 | 0 | 0 | 0
BART SO2 Annual-Leland Olds 1 -v5.13 | 186 | 7220 | Rate Constraint in lbs/MMBtu | FALSE | L | Annual | Seasons Included | Seasons | Winter, Spring, Summer, Fall | Winter, Spring, Summer, Fall | Winter, Spring, Summer, Fall | Winter, Spring, Summer, Fall | Winter, Spring, Summer, Fall | Winter, Spring, Summer, Fall | Winter, Spring, Summer, Fall
BART SO2 Annual-Leland Olds 1 -v5.13 | 186 | 7220 | Rate Constraint in lbs/MMBtu | FALSE | L | Annual | Standard SO2 | lb/MMBtu | 0.15 | 0.15 | 0.15 | 0.15 | 0.15 | 0.15 | 0.15
BART SO2 Annual-Leland Olds 1 -v5.13 | 186 | 7220 | Rate Constraint in lbs/MMBtu | FALSE | L | Annual | Emissions at Affected Plants SO2 | Thousand Tons | 0 | 0 | 0 | 0 | 0 | 0 | 0
BART SO2 Annual-Leland Olds 1 -v5.13 | 186 | 7220 | Rate Constraint in lbs/MMBtu | FALSE | L | Annual | Allowances Purchased SO2 | Thousand Tons | 0 | 0 | 0 | 0 | 0 | 0 | 0
BART SO2 Annual-Leland Olds 1 -v5.13 | 186 | 7220 | Rate Constraint in lbs/MMBtu | FALSE | L | Annual | Allowances Sold SO2 | Thousand Tons | 0 | 0 | 0 | 0 | 0 | 0 | 0
BART SO2 Annual-Leland Olds 1 -v5.13 | 186 | 7220 | Rate Constraint in lbs/MMBtu | FALSE | L | Annual | Allowances Banked | Thousand Tons | 0 | 0 | 0 | 0 | 0 | 0 | 0
BART SO2 Annual-Leland Olds 1 -v5.13 | 186 | 7220 | Rate Constraint in lbs/MMBtu | FALSE | L | Annual | Allowances Withdrawn (1:1) | Thousand Tons | 0 | 0 | 0 | 0 | 0 | 0 | 0
BART SO2 Annual-Leland Olds 1 -v5.13 | 186 | 7220 | Rate Constraint in lbs/MMBtu | FALSE | L | Annual | Allowances Withdrawn (n:1) | Thousand Tons | 0 | 0 | 0 | 0 | 0 | 0 | 0
BART SO2 Annual-Leland Olds 1 -v5.13 | 186 | 7220 | Rate Constraint in lbs/MMBtu | FALSE | L | Annual | Net Emissions Allowance Position | Thousand Tons | 0 | 0 | 0 | 0 | 0 | 0 | 0
BART SO2 Annual-Leland Olds 1 -v5.13 | 186 | 7220 | Rate Constraint in lbs/MMBtu | FALSE | L | Annual | Fuel Consumed | TBtu | 0 | 0 | 0 | 0 | 0 | 0 | 0
BART SO2 Annual-Leland Olds 1 -v5.13 | 186 | 7220 | Rate Constraint in lbs/MMBtu | FALSE | L | Annual | Rate | lb/MMBtu | 0 | 0 | 0 | 0 | 0 | 0 | 0
BART SO2 Annual-Leland Olds 1 -v5.13 | 186 | 7220 | Rate Constraint in lbs/MMBtu | FALSE | L | Annual | Generation | TWh | 0 | 0 | 0 | 0 | 0 | 0 | 0
BART SO2 Annual-Leland Olds 1 -v5.13 | 186 | 7220 | Rate Constraint in lbs/MMBtu | FALSE | L | Annual | Qualifying Generation | TWh | 0 | 0 | 0 | 0 | 0 | 0 | 0
BART SO2 Annual-Leland Olds 1 -v5.13 | 186 | 7220 | Rate Constraint in lbs/MMBtu | FALSE | L | Annual | Rate | lb/MWh | 0 | 0 | 0 | 0 | 0 | 0 | 0
BART SO2 Annual-Leland Olds 1 -v5.13 | 186 | 7220 | Rate Constraint in lbs/MMBtu | FALSE | L | Annual | Constraint Shadow Price | US2022$/Ton | 0 | 0 | 0 | 0 | 0 | 0 | 0
BART SO2 Annual-Leland Olds 2 -v5.13 | 187 | 7221 | Rate Constraint in lbs/MMBtu | FALSE | L | Annual | Seasons Included | Seasons | Winter, Spring, Summer, Fall | Winter, Spring, Summer, Fall | Winter, Spring, Summer, Fall | Winter, Spring, Summer, Fall | Winter, Spring, Summer, Fall | Winter, Spring, Summer, Fall | Winter, Spring, Summer, Fall
BART SO2 Annual-Leland Olds 2 -v5.13 | 187 | 7221 | Rate Constraint in lbs/MMBtu | FALSE | L | Annual | Standard SO2 | lb/MMBtu | 0.15 | 0.15 | 0.15 | 0.15 | 0.15 | 0.15 | 0.15
BART SO2 Annual-Leland Olds 2 -v5.13 | 187 | 7221 | Rate Constraint in lbs/MMBtu | FALSE | L | Annual | Emissions at Affected Plants SO2 | Thousand Tons | 0 | 0 | 0 | 0 | 0 | 0 | 0
BART SO2 Annual-Leland Olds 2 -v5.13 | 187 | 7221 | Rate Constraint in lbs/MMBtu | FALSE | L | Annual | Allowances Purchased SO2 | Thousand Tons | 0 | 0 | 0 | 0 | 0 | 0 | 0
BART SO2 Annual-Leland Olds 2 -v5.13 | 187 | 7221 | Rate Constraint in lbs/MMBtu | FALSE | L | Annual | Allowances Sold SO2 | Thousand Tons | 0 | 0 | 0 | 0 | 0 | 0 | 0
BART SO2 Annual-Leland Olds 2 -v5.13 | 187 | 7221 | Rate Constraint in lbs/MMBtu | FALSE | L | Annual | Allowances Banked | Thousand Tons | 0 | 0 | 0 | 0 | 0 | 0 | 0
BART SO2 Annual-Leland Olds 2 -v5.13 | 187 | 7221 | Rate Constraint in lbs/MMBtu | FALSE | L | Annual | Allowances Withdrawn (1:1) | Thousand Tons | 0 | 0 | 0 | 0 | 0 | 0 | 0
BART SO2 Annual-Leland Olds 2 -v5.13 | 187 | 7221 | Rate Constraint in lbs/MMBtu | FALSE | L | Annual | Allowances Withdrawn (n:1) | Thousand Tons | 0 | 0 | 0 | 0 | 0 | 0 | 0
BART SO2 Annual-Leland Olds 2 -v5.13 | 187 | 7221 | Rate Constraint in lbs/MMBtu | FALSE | L | Annual | Net Emissions Allowance Position | Thousand Tons | 0 | 0 | 0 | 0 | 0 | 0 | 0
BART SO2 Annual-Leland Olds 2 -v5.13 | 187 | 7221 | Rate Constraint in lbs/MMBtu | FALSE | L | Annual | Fuel Consumed | TBtu | 0 | 0 | 0 | 0 | 0 | 0 | 0
BART SO2 Annual-Leland Olds 2 -v5.13 | 187 | 7221 | Rate Constraint in lbs/MMBtu | FALSE | L | Annual | Rate | lb/MMBtu | 0 | 0 | 0 | 0 | 0 | 0 | 0
BART SO2 Annual-Leland Olds 2 -v5.13 | 187 | 7221 | Rate Constraint in lbs/MMBtu | FALSE | L | Annual | Generation | TWh | 0 | 0 | 0 | 0 | 0 | 0 | 0
BART SO2 Annual-Leland Olds 2 -v5.13 | 187 | 7221 | Rate Constraint in lbs/MMBtu | FALSE | L | Annual | Qualifying Generation | TWh | 0 | 0 | 0 | 0 | 0 | 0 | 0
BART SO2 Annual-Leland Olds 2 -v5.13 | 187 | 7221 | Rate Constraint in lbs/MMBtu | FALSE | L | Annual | Rate | lb/MWh | 0 | 0 | 0 | 0 | 0 | 0 | 0
BART SO2 Annual-Leland Olds 2 -v5.13 | 187 | 7221 | Rate Constraint in lbs/MMBtu | FALSE | L | Annual | Constraint Shadow Price | US2022$/Ton | 0 | 0 | 0 | 0 | 0 | 0 | 0
BART SO2 Annual-Milton R Young B1 -v5.13 | 188 | 7222 | Rate Constraint in lbs/MMBtu | FALSE | L | Annual | Seasons Included | Seasons | Winter, Spring, Summer, Fall | Winter, Spring, Summer, Fall | Winter, Spring, Summer, Fall | Winter, Spring, Summer, Fall | Winter, Spring, Summer, Fall | Winter, Spring, Summer, Fall | Winter, Spring, Summer, Fall
BART SO2 Annual-Milton R Young B1 -v5.13 | 188 | 7222 | Rate Constraint in lbs/MMBtu | FALSE | L | Annual | Standard SO2 | lb/MMBtu | 0.15 | 0.15 | 0.15 | 0.15 | 0.15 | 0.15 | 0.15
BART SO2 Annual-Milton R Young B1 -v5.13 | 188 | 7222 | Rate Constraint in lbs/MMBtu | FALSE | L | Annual | Emissions at Affected Plants SO2 | Thousand Tons | 0.59901 | 0.65619 | 0.54568 | 0.54568 | 0 | 0 | 0
BART SO2 Annual-Milton R Young B1 -v5.13 | 188 | 7222 | Rate Constraint in lbs/MMBtu | FALSE | L | Annual | Allowances Purchased SO2 | Thousand Tons | 0 | 0 | 0 | 0 | 0 | 0 | 0
BART SO2 Annual-Milton R Young B1 -v5.13 | 188 | 7222 | Rate Constraint in lbs/MMBtu | FALSE | L | Annual | Allowances Sold SO2 | Thousand Tons | 0 | 0 | 0 | 0 | 0 | 0 | 0
BART SO2 Annual-Milton R Young B1 -v5.13 | 188 | 7222 | Rate Constraint in lbs/MMBtu | FALSE | L | Annual | Allowances Banked | Thousand Tons | 0 | 0 | 0 | 0 | 0 | 0 | 0
BART SO2 Annual-Milton R Young B1 -v5.13 | 188 | 7222 | Rate Constraint in lbs/MMBtu | FALSE | L | Annual | Allowances Withdrawn (1:1) | Thousand Tons | 0 | 0 | 0 | 0 | 0 | 0 | 0
BART SO2 Annual-Milton R Young B1 -v5.13 | 188 | 7222 | Rate Constraint in lbs/MMBtu | FALSE | L | Annual | Allowances Withdrawn (n:1) | Thousand Tons | 0 | 0 | 0 | 0 | 0 | 0 | 0
BART SO2 Annual-Milton R Young B1 -v5.13 | 188 | 7222 | Rate Constraint in lbs/MMBtu | FALSE | L | Annual | Net Emissions Allowance Position | Thousand Tons | 0.59901 | 0.65619 | 0.54568 | 0.54568 | 0 | 0 | 0
BART SO2 Annual-Milton R Young B1 -v5.13 | 188 | 7222 | Rate Constraint in lbs/MMBtu | FALSE | L | Annual | Fuel Consumed | TBtu | 17.3536 | 19.0101 | 15.8084 | 15.8084 | 0 | 0 | 0
BART SO2 Annual-Milton R Young B1 -v5.13 | 188 | 7222 | Rate Constraint in lbs/MMBtu | FALSE | L | Annual | Rate | lb/MMBtu | 0.069036 | 0.069036 | 0.069036 | 0.069036 | 0 | 0 | 0
BART SO2 Annual-Milton R Young B1 -v5.13 | 188 | 7222 | Rate Constraint in lbs/MMBtu | FALSE | L | Annual | Generation | TWh | 1.492 | 1.6344 | 0.84961 | 0.84961 | 0 | 0 | 0
BART SO2 Annual-Milton R Young B1 -v5.13 | 188 | 7222 | Rate Constraint in lbs/MMBtu | FALSE | L | Annual | Qualifying Generation | TWh | 1.492 | 1.6344 | 0.84961 | 0.84961 | 0 | 0 | 0
BART SO2 Annual-Milton R Young B1 -v5.13 | 188 | 7222 | Rate Constraint in lbs/MMBtu | FALSE | L | Annual | Rate | lb/MWh | 0.80296 | 0.80296 | 1.2845 | 1.2845 | 0 | 0 | 0
BART SO2 Annual-Milton R Young B1 -v5.13 | 188 | 7222 | Rate Constraint in lbs/MMBtu | FALSE | L | Annual | Constraint Shadow Price | US2022$/Ton | 0 | 0 | 0 | 0 | 0 | 0 | 0
BART SO2 Annual-Milton R Young B2 -v5.13 | 189 | 7223 | Rate Constraint in lbs/MMBtu | FALSE | L | Annual | Seasons Included | Seasons | Winter, Spring, Summer, Fall | Winter, Spring, Summer, Fall | Winter, Spring, Summer, Fall | Winter, Spring, Summer, Fall | Winter, Spring, Summer, Fall | Winter, Spring, Summer, Fall | Winter, Spring, Summer, Fall
BART SO2 Annual-Milton R Young B2 -v5.13 | 189 | 7223 | Rate Constraint in lbs/MMBtu | FALSE | L | Annual | Standard SO2 | lb/MMBtu | 0.15 | 0.15 | 0.15 | 0.15 | 0.15 | 0.15 | 0.15
BART SO2 Annual-Milton R Young B2 -v5.13 | 189 | 7223 | Rate Constraint in lbs/MMBtu | FALSE | L | Annual | Emissions at Affected Plants SO2 | Thousand Tons | 1.1541 | 1.3417 | 1.3418 | 1.3418 | 0 | 0 | 0
BART SO2 Annual-Milton R Young B2 -v5.13 | 189 | 7223 | Rate Constraint in lbs/MMBtu | FALSE | L | Annual | Allowances Purchased SO2 | Thousand Tons | 0 | 0 | 0 | 0 | 0 | 0 | 0
BART SO2 Annual-Milton R Young B2 -v5.13 | 189 | 7223 | Rate Constraint in lbs/MMBtu | FALSE | L | Annual | Allowances Sold SO2 | Thousand Tons | 0 | 0 | 0 | 0 | 0 | 0 | 0
BART SO2 Annual-Milton R Young B2 -v5.13 | 189 | 7223 | Rate Constraint in lbs/MMBtu | FALSE | L | Annual | Allowances Banked | Thousand Tons | 0 | 0 | 0 | 0 | 0 | 0 | 0
BART SO2 Annual-Milton R Young B2 -v5.13 | 189 | 7223 | Rate Constraint in lbs/MMBtu | FALSE | L | Annual | Allowances Withdrawn (1:1) | Thousand Tons | 0 | 0 | 0 | 0 | 0 | 0 | 0
BART SO2 Annual-Milton R Young B2 -v5.13 | 189 | 7223 | Rate Constraint in lbs/MMBtu | FALSE | L | Annual | Allowances Withdrawn (n:1) | Thousand Tons | 0 | 0 | 0 | 0 | 0 | 0 | 0
BART SO2 Annual-Milton R Young B2 -v5.13 | 189 | 7223 | Rate Constraint in lbs/MMBtu | FALSE | L | Annual | Net Emissions Allowance Position | Thousand Tons | 1.1541 | 1.3417 | 1.3418 | 1.3418 | 0 | 0 | 0
BART SO2 Annual-Milton R Young B2 -v5.13 | 189 | 7223 | Rate Constraint in lbs/MMBtu | FALSE | L | Annual | Fuel Consumed | TBtu | 31.2785 | 36.3614 | 36.3656 | 36.3656 | 0 | 0 | 0
BART SO2 Annual-Milton R Young B2 -v5.13 | 189 | 7223 | Rate Constraint in lbs/MMBtu | FALSE | L | Annual | Rate | lb/MMBtu | 0.073797 | 0.073797 | 0.073797 | 0.073797 | 0 | 0 | 0
BART SO2 Annual-Milton R Young B2 -v5.13 | 189 | 7223 | Rate Constraint in lbs/MMBtu | FALSE | L | Annual | Generation | TWh | 2.7459 | 2.0263 | 2.0196 | 2.0196 | 0 | 0 | 0
BART SO2 Annual-Milton R Young B2 -v5.13 | 189 | 7223 | Rate Constraint in lbs/MMBtu | FALSE | L | Annual | Qualifying Generation | TWh | 2.7459 | 2.0263 | 2.0196 | 2.0196 | 0 | 0 | 0
BART SO2 Annual-Milton R Young B2 -v5.13 | 189 | 7223 | Rate Constraint in lbs/MMBtu | FALSE | L | Annual | Rate | lb/MWh | 0.84062 | 1.3243 | 1.3288 | 1.3288 | 0 | 0 | 0
BART SO2 Annual-Milton R Young B2 -v5.13 | 189 | 7223 | Rate Constraint in lbs/MMBtu | FALSE | L | Annual | Constraint Shadow Price | US2022$/Ton | 0 | 0 | 0 | 0 | 0 | 0 | 0
BART SO2 Annual-Muskogee 4 -v5.13 | 190 | 7224 | Rate Constraint in lbs/MMBtu | FALSE | L | Annual | Seasons Included | Seasons | Winter, Spring, Summer, Fall | Winter, Spring, Summer, Fall | Winter, Spring, Summer, Fall | Winter, Spring, Summer, Fall | Winter, Spring, Summer, Fall | Winter, Spring, Summer, Fall | Winter, Spring, Summer, Fall
BART SO2 Annual-Muskogee 4 -v5.13 | 190 | 7224 | Rate Constraint in lbs/MMBtu | FALSE | L | Annual | Standard SO2 | lb/MMBtu | 0.06 | 0.06 | 0.06 | 0.06 | 0.06 | 0.06 | 0.06
BART SO2 Annual-Muskogee 4 -v5.13 | 190 | 7224 | Rate Constraint in lbs/MMBtu | FALSE | L | Annual | Emissions at Affected Plants SO2 | Thousand Tons | 0 | 0 | 0 | 0 | 0 | 0 | 0
BART SO2 Annual-Muskogee 4 -v5.13 | 190 | 7224 | Rate Constraint in lbs/MMBtu | FALSE | L | Annual | Allowances Purchased SO2 | Thousand Tons | 0 | 0 | 0 | 0 | 0 | 0 | 0
BART SO2 Annual-Muskogee 4 -v5.13 | 190 | 7224 | Rate Constraint in lbs/MMBtu | FALSE | L | Annual | Allowances Sold SO2 | Thousand Tons | 0 | 0 | 0 | 0 | 0 | 0 | 0
BART SO2 Annual-Muskogee 4 -v5.13 | 190 | 7224 | Rate Constraint in lbs/MMBtu | FALSE | L | Annual | Allowances Banked | Thousand Tons | 0 | 0 | 0 | 0 | 0 | 0 | 0
BART SO2 Annual-Muskogee 4 -v5.13 | 190 | 7224 | Rate Constraint in lbs/MMBtu | FALSE | L | Annual | Allowances Withdrawn (1:1) | Thousand Tons | 0 | 0 | 0 | 0 | 0 | 0 | 0
BART SO2 Annual-Muskogee 4 -v5.13 | 190 | 7224 | Rate Constraint in lbs/MMBtu | FALSE | L | Annual | Allowances Withdrawn (n:1) | Thousand Tons | 0 | 0 | 0 | 0 | 0 | 0 | 0
BART SO2 Annual-Muskogee 4 -v5.13 | 190 | 7224 | Rate Constraint in lbs/MMBtu | FALSE | L | Annual | Net Emissions Allowance Position | Thousand Tons | 0 | 0 | 0 | 0 | 0 | 0 | 0
BART SO2 Annual-Muskogee 4 -v5.13 | 190 | 7224 | Rate Constraint in lbs/MMBtu | FALSE | L | Annual | Fuel Consumed | TBtu | 0.95574 | 0.95574 | 0.95574 | 0.95574 | 0.95574 | 0.95574 | 0.95574
BART SO2 Annual-Muskogee 4 -v5.13 | 190 | 7224 | Rate Constraint in lbs/MMBtu | FALSE | L | Annual | Rate | lb/MMBtu | 0 | 0 | 0 | 0 | 0 | 0 | 0
BART SO2 Annual-Muskogee 4 -v5.13 | 190 | 7224 | Rate Constraint in lbs/MMBtu | FALSE | L | Annual | Generation | TWh | 0.084797 | 0.084797 | 0.084797 | 0.084797 | 0.084797 | 0.084797 | 0.084797
BART SO2 Annual-Muskogee 4 -v5.13 | 190 | 7224 | Rate Constraint in lbs/MMBtu | FALSE | L | Annual | Qualifying Generation | TWh | 0.084797 | 0.084797 | 0.084797 | 0.084797 | 0.084797 | 0.084797 | 0.084797
BART SO2 Annual-Muskogee 4 -v5.13 | 190 | 7224 | Rate Constraint in lbs/MMBtu | FALSE | L | Annual | Rate | lb/MWh | 0 | 0 | 0 | 0 | 0 | 0 | 0
BART SO2 Annual-Muskogee 4 -v5.13 | 190 | 7224 | Rate Constraint in lbs/MMBtu | FALSE | L | Annual | Constraint Shadow Price | US2022$/Ton | 0 | 0 | 0 | 0 | 0 | 0 | 0
BART SO2 Annual-Muskogee 5 -v5.13 | 191 | 7225 | Rate Constraint in lbs/MMBtu | FALSE | L | Annual | Seasons Included | Seasons | Winter, Spring, Summer, Fall | Winter, Spring, Summer, Fall | Winter, Spring, Summer, Fall | Winter, Spring, Summer, Fall | Winter, Spring, Summer, Fall | Winter, Spring, Summer, Fall | Winter, Spring, Summer, Fall
BART SO2 Annual-Muskogee 5 -v5.13 | 191 | 7225 | Rate Constraint in lbs/MMBtu | FALSE | L | Annual | Standard SO2 | lb/MMBtu | 0.06 | 0.06 | 0.06 | 0.06 | 0.06 | 0.06 | 0.06
BART SO2 Annual-Muskogee 5 -v5.13 | 191 | 7225 | Rate Constraint in lbs/MMBtu | FALSE | L | Annual | Emissions at Affected Plants SO2 | Thousand Tons | 0 | 0 | 0 | 0 | 0 | 0 | 0
BART SO2 Annual-Muskogee 5 -v5.13 | 191 | 7225 | Rate Constraint in lbs/MMBtu | FALSE | L | Annual | Allowances Purchased SO2 | Thousand Tons | 0 | 0 | 0 | 0 | 0 | 0 | 0
BART SO2 Annual-Muskogee 5 -v5.13 | 191 | 7225 | Rate Constraint in lbs/MMBtu | FALSE | L | Annual | Allowances Sold SO2 | Thousand Tons | 0 | 0 | 0 | 0 | 0 | 0 | 0
BART SO2 Annual-Muskogee 5 -v5.13 | 191 | 7225 | Rate Constraint in lbs/MMBtu | FALSE | L | Annual | Allowances Banked | Thousand Tons | 0 | 0 | 0 | 0 | 0 | 0 | 0
BART SO2 Annual-Muskogee 5 -v5.13 | 191 | 7225 | Rate Constraint in lbs/MMBtu | FALSE | L | Annual | Allowances Withdrawn (1:1) | Thousand Tons | 0 | 0 | 0 | 0 | 0 | 0 | 0
BART SO2 Annual-Muskogee 5 -v5.13 | 191 | 7225 | Rate Constraint in lbs/MMBtu | FALSE | L | Annual | Allowances Withdrawn (n:1) | Thousand Tons | 0 | 0 | 0 | 0 | 0 | 0 | 0
BART SO2 Annual-Muskogee 5 -v5.13 | 191 | 7225 | Rate Constraint in lbs/MMBtu | FALSE | L | Annual | Net Emissions Allowance Position | Thousand Tons | 0 | 0 | 0 | 0 | 0 | 0 | 0
BART SO2 Annual-Muskogee 5 -v5.13 | 191 | 7225 | Rate Constraint in lbs/MMBtu | FALSE | L | Annual | Fuel Consumed | TBtu | 0.96279 | 0.96279 | 0.96279 | 0.96279 | 0.96279 | 0.96279 | 0.96279
BART SO2 Annual-Muskogee 5 -v5.13 | 191 | 7225 | Rate Constraint in lbs/MMBtu | FALSE | L | Annual | Rate | lb/MMBtu | 0 | 0 | 0 | 0 | 0 | 0 | 0
BART SO2 Annual-Muskogee 5 -v5.13 | 191 | 7225 | Rate Constraint in lbs/MMBtu | FALSE | L | Annual | Generation | TWh | 0.085498 | 0.085498 | 0.085498 | 0.085498 | 0.085498 | 0.085498 | 0.085498
BART SO2 Annual-Muskogee 5 -v5.13 | 191 | 7225 | Rate Constraint in lbs/MMBtu | FALSE | L | Annual | Qualifying Generation | TWh | 0.085498 | 0.085498 | 0.085498 | 0.085498 | 0.085498 | 0.085498 | 0.085498
BART SO2 Annual-Muskogee 5 -v5.13 | 191 | 7225 | Rate Constraint in lbs/MMBtu | FALSE | L | Annual | Rate | lb/MWh | 0 | 0 | 0 | 0 | 0 | 0 | 0
BART SO2 Annual-Muskogee 5 -v5.13 | 191 | 7225 | Rate Constraint in lbs/MMBtu | FALSE | L | Annual | Constraint Shadow Price | US2022$/Ton | 0 | 0 | 0 | 0 | 0 | 0 | 0
BART SO2 Annual-Nelson -v6.20 | 192 | 7238 | Rate Constraint in lbs/MMBtu | FALSE | L | Annual | Seasons Included | Seasons | Winter, Spring, Summer, Fall | Winter, Spring, Summer, Fall | Winter, Spring, Summer, Fall | Winter, Spring, Summer, Fall | Winter, Spring, Summer, Fall | Winter, Spring, Summer, Fall | Winter, Spring, Summer, Fall
BART SO2 Annual-Nelson -v6.20 | 192 | 7238 | Rate Constraint in lbs/MMBtu | FALSE | L | Annual | Standard SO2 | lb/MMBtu | 0.6 | 0.6 | 0.6 | 0.6 | 0.6 | 0.6 | 0.6
BART SO2 Annual-Nelson -v6.20 | 192 | 7238 | Rate Constraint in lbs/MMBtu | FALSE | L | Annual | Emissions at Affected Plants SO2 | Thousand Tons | 0 | 0 | 0 | 0 | 0 | 0 | 0
BART SO2 Annual-Nelson -v6.20 | 192 | 7238 | Rate Constraint in lbs/MMBtu | FALSE | L | Annual | Allowances Purchased SO2 | Thousand Tons | 0 | 0 | 0 | 0 | 0 | 0 | 0
BART SO2 Annual-Nelson -v6.20 | 192 | 7238 | Rate Constraint in lbs/MMBtu | FALSE | L | Annual | Allowances Sold SO2 | Thousand Tons | 0 | 0 | 0 | 0 | 0 | 0 | 0
BART SO2 Annual-Nelson -v6.20 | 192 | 7238 | Rate Constraint in lbs/MMBtu | FALSE | L | Annual | Allowances Banked | Thousand Tons | 0 | 0 | 0 | 0 | 0 | 0 | 0
BART SO2 Annual-Nelson -v6.20 | 192 | 7238 | Rate Constraint in lbs/MMBtu | FALSE | L | Annual | Allowances Withdrawn (1:1) | Thousand Tons | 0 | 0 | 0 | 0 | 0 | 0 | 0
BART SO2 Annual-Nelson -v6.20 | 192 | 7238 | Rate Constraint in lbs/MMBtu | FALSE | L | Annual | Allowances Withdrawn (n:1) | Thousand Tons | 0 | 0 | 0 | 0 | 0 | 0 | 0
BART SO2 Annual-Nelson -v6.20 | 192 | 7238 | Rate Constraint in lbs/MMBtu | FALSE | L | Annual | Net Emissions Allowance Position | Thousand Tons | 0 | 0 | 0 | 0 | 0 | 0 | 0
BART SO2 Annual-Nelson -v6.20 | 192 | 7238 | Rate Constraint in lbs/MMBtu | FALSE | L | Annual | Fuel Consumed | TBtu | 0 | 0 | 0 | 0 | 0 | 0 | 0
BART SO2 Annual-Nelson -v6.20 | 192 | 7238 | Rate Constraint in lbs/MMBtu | FALSE | L | Annual | Rate | lb/MMBtu | 0 | 0 | 0 | 0 | 0 | 0 | 0
BART SO2 Annual-Nelson -v6.20 | 192 | 7238 | Rate Constraint in lbs/MMBtu | FALSE | L | Annual | Generation | TWh | 0 | 0 | 0 | 0 | 0 | 0 | 0
BART SO2 Annual-Nelson -v6.20 | 192 | 7238 | Rate Constraint in lbs/MMBtu | FALSE | L | Annual | Qualifying Generation | TWh | 0 | 0 | 0 | 0 | 0 | 0 | 0
BART SO2 Annual-Nelson -v6.20 | 192 | 7238 | Rate Constraint in lbs/MMBtu | FALSE | L | Annual | Rate | lb/MWh | 0 | 0 | 0 | 0 | 0 | 0 | 0
BART SO2 Annual-Nelson -v6.20 | 192 | 7238 | Rate Constraint in lbs/MMBtu | FALSE | L | Annual | Constraint Shadow Price | US2022$/Ton | 0 | 0 | 0 | 0 | 0 | 0 | 0
BART SO2 Annual-Pawnee 1 -v5.13 | 193 | 7226 | Rate Constraint in lbs/MMBtu | FALSE | L | Annual | Seasons Included | Seasons | Winter, Spring, Summer, Fall | Winter, Spring, Summer, Fall | Winter, Spring, Summer, Fall | Winter, Spring, Summer, Fall | Winter, Spring, Summer, Fall | Winter, Spring, Summer, Fall | Winter, Spring, Summer, Fall
BART SO2 Annual-Pawnee 1 -v5.13 | 193 | 7226 | Rate Constraint in lbs/MMBtu | FALSE | L | Annual | Standard SO2 | lb/MMBtu | 0.12 | 0.12 | 0.12 | 0.12 | 0.12 | 0.12 | 0.12
BART SO2 Annual-Pawnee 1 -v5.13 | 193 | 7226 | Rate Constraint in lbs/MMBtu | FALSE | L | Annual | Emissions at Affected Plants SO2 | Thousand Tons | 0.021879 | 0.0038458 | 0.026774 | 0.026774 | 0.026774 | 0.026774 | 0.026774
BART SO2 Annual-Pawnee 1 -v5.13 | 193 | 7226 | Rate Constraint in lbs/MMBtu | FALSE | L | Annual | Allowances Purchased SO2 | Thousand Tons | 0 | 0 | 0 | 0 | 0 | 0 | 0
BART SO2 Annual-Pawnee 1 -v5.13 | 193 | 7226 | Rate Constraint in lbs/MMBtu | FALSE | L | Annual | Allowances Sold SO2 | Thousand Tons | 0 | 0 | 0 | 0 | 0 | 0 | 0
BART SO2 Annual-Pawnee 1 -v5.13 | 193 | 7226 | Rate Constraint in lbs/MMBtu | FALSE | L | Annual | Allowances Banked | Thousand Tons | 0 | 0 | 0 | 0 | 0 | 0 | 0
BART SO2 Annual-Pawnee 1 -v5.13 | 193 | 7226 | Rate Constraint in lbs/MMBtu | FALSE | L | Annual | Allowances Withdrawn (1:1) | Thousand Tons | 0 | 0 | 0 | 0 | 0 | 0 | 0
BART SO2 Annual-Pawnee 1 -v5.13 | 193 | 7226 | Rate Constraint in lbs/MMBtu | FALSE | L | Annual | Allowances Withdrawn (n:1) | Thousand Tons | 0 | 0 | 0 | 0 | 0 | 0 | 0
BART SO2 Annual-Pawnee 1 -v5.13 | 193 | 7226 | Rate Constraint in lbs/MMBtu | FALSE | L | Annual | Net Emissions Allowance Position | Thousand Tons | 0.021879 | 0.0038458 | 0.026774 | 0.026774 | 0.026774 | 0.026774 | 0.026774
BART SO2 Annual-Pawnee 1 -v5.13 | 193 | 7226 | Rate Constraint in lbs/MMBtu | FALSE | L | Annual | Fuel Consumed | TBtu | 1.5319 | 1.0811 | 1.5568 | 1.5568 | 1.5568 | 1.5568 | 1.5568
BART SO2 Annual-Pawnee 1 -v5.13 | 193 | 7226 | Rate Constraint in lbs/MMBtu | FALSE | L | Annual | Rate | lb/MMBtu | 0.028563 | 0.0071144 | 0.034396 | 0.034396 | 0.034396 | 0.034396 | 0.034396
BART SO2 Annual-Pawnee 1 -v5.13 | 193 | 7226 | Rate Constraint in lbs/MMBtu | FALSE | L | Annual | Generation | TWh | 0.1379 | 0.096037 | 0.12207 | 0.12207 | 0.12207 | 0.12207 | 0.12207
BART SO2 Annual-Pawnee 1 -v5.13 | 193 | 7226 | Rate Constraint in lbs/MMBtu | FALSE | L | Annual | Qualifying Generation | TWh | 0.1379 | 0.096037 | 0.12207 | 0.12207 | 0.12207 | 0.12207 | 0.12207
BART SO2 Annual-Pawnee 1 -v5.13 | 193 | 7226 | Rate Constraint in lbs/MMBtu | FALSE | L | Annual | Rate | lb/MWh | 0.31731 | 0.080089 | 0.43867 | 0.43867 | 0.43867 | 0.43867 | 0.43867
BART SO2 Annual-Pawnee 1 -v5.13 | 193 | 7226 | Rate Constraint in lbs/MMBtu | FALSE | L | Annual | Constraint Shadow Price | US2022$/Ton | 0 | 0 | 0 | 0 | 0 | 0 | 0
BART SO2 Annual-Ray D Nixon 1 -v5.13 | 194 | 7227 | Rate Constraint in lbs/MMBtu | FALSE | L | Annual | Seasons Included | Seasons | Winter, Spring, Summer, Fall | Winter, Spring, Summer, Fall | Winter, Spring, Summer, Fall | Winter, Spring, Summer, Fall | Winter, Spring, Summer, Fall | Winter, Spring, Summer, Fall | Winter, Spring, Summer, Fall
BART SO2 Annual-Ray D Nixon 1 -v5.13 | 194 | 7227 | Rate Constraint in lbs/MMBtu | FALSE | L | Annual | Standard SO2 | lb/MMBtu | 0.11 | 0.11 | 0.11 | 0.11 | 0.11 | 0.11 | 0.11
BART SO2 Annual-Ray D Nixon 1 -v5.13 | 194 | 7227 | Rate Constraint in lbs/MMBtu | FALSE | L | Annual | Emissions at Affected Plants SO2 | Thousand Tons | 0.60727 | 0.011217 | 0.029386 | 0.0348 | 0.034399 | 0.041011 | 0.041011
BART SO2 Annual-Ray D Nixon 1 -v5.13 | 194 | 7227 | Rate Constraint in lbs/MMBtu | FALSE | L | Annual | Allowances Purchased SO2 | Thousand Tons | 0 | 0 | 0 | 0 | 0 | 0 | 0
BART SO2 Annual-Ray D Nixon 1 -v5.13 | 194 | 7227 | Rate Constraint in lbs/MMBtu | FALSE | L | Annual | Allowances Sold SO2 | Thousand Tons | 0 | 0 | 0 | 0 | 0 | 0 | 0
BART SO2 Annual-Ray D Nixon 1 -v5.13 | 194 | 7227 | Rate Constraint in lbs/MMBtu | FALSE | L | Annual | Allowances Banked | Thousand Tons | 0 | 0 | 0 | 0 | 0 | 0 | 0
BART SO2 Annual-Ray D Nixon 1 -v5.13 | 194 | 7227 | Rate Constraint in lbs/MMBtu | FALSE | L | Annual | Allowances Withdrawn (1:1) | Thousand Tons | 0 | 0 | 0 | 0 | 0 | 0 | 0
BART SO2 Annual-Ray D Nixon 1 -v5.13 | 194 | 7227 | Rate Constraint in lbs/MMBtu | FALSE | L | Annual | Allowances Withdrawn (n:1) | Thousand Tons | 0 | 0 | 0 | 0 | 0 | 0 | 0
BART SO2 Annual-Ray D Nixon 1 -v5.13 | 194 | 7227 | Rate Constraint in lbs/MMBtu | FALSE | L | Annual | Net Emissions Allowance Position | Thousand Tons | 0.60727 | 0.011217 | 0.029386 | 0.0348 | 0.034399 | 0.041011 | 0.041011
BART SO2 Annual-Ray D Nixon 1 -v5.13 | 194 | 7227 | Rate Constraint in lbs/MMBtu | FALSE | L | Annual | Fuel Consumed | TBtu | 15.1818 | 0.28044 | 0.73465 | 0.87001 | 0.73465 | 0.87587 | 0.87587
BART SO2 Annual-Ray D Nixon 1 -v5.13 | 194 | 7227 | Rate Constraint in lbs/MMBtu | FALSE | L | Annual | Rate | lb/MMBtu | 0.08 | 0.08 | 0.08 | 0.08 | 0.093647 | 0.093647 | 0.093647
BART SO2 Annual-Ray D Nixon 1 -v5.13 | 194 | 7227 | Rate Constraint in lbs/MMBtu | FALSE | L | Annual | Generation | TWh | 1.4518 | 0.026818 | 0.070255 | 0.083199 | 0.070255 | 0.08376 | 0.08376
BART SO2 Annual-Ray D Nixon 1 -v5.13 | 194 | 7227 | Rate Constraint in lbs/MMBtu | FALSE | L | Annual | Qualifying Generation | TWh | 1.4518 | 0.026818 | 0.070255 | 0.083199 | 0.070255 | 0.08376 | 0.08376
BART SO2 Annual-Ray D Nixon 1 -v5.13 | 194 | 7227 | Rate Constraint in lbs/MMBtu | FALSE | L | Annual | Rate | lb/MWh | 0.83656 | 0.83656 | 0.83656 | 0.83656 | 0.97926 | 0.97926 | 0.97926
BART SO2 Annual-Ray D Nixon 1 -v5.13 | 194 | 7227 | Rate Constraint in lbs/MMBtu | FALSE | L | Annual | Constraint Shadow Price | US2022$/Ton | 0 | 0 | 0 | 0 | 0 | 0 | 0
BART SO2 Annual-Sooner 1 -v5.13 | 195 | 7228 | Rate Constraint in lbs/MMBtu | FALSE | L | Annual | Seasons Included | Seasons | Winter, Spring, Summer, Fall | Winter, Spring, Summer, Fall | Winter, Spring, Summer, Fall | Winter, Spring, Summer, Fall | Winter, Spring, Summer, Fall | Winter, Spring, Summer, Fall | Winter, Spring, Summer, Fall
BART SO2 Annual-Sooner 1 -v5.13 | 195 | 7228 | Rate Constraint in lbs/MMBtu | FALSE | L | Annual | Standard SO2 | lb/MMBtu | 0.06 | 0.06 | 0.06 | 0.06 | 0.06 | 0.06 | 0.06
BART SO2 Annual-Sooner 1 -v5.13 | 195 | 7228 | Rate Constraint in lbs/MMBtu | FALSE | L | Annual | Emissions at Affected Plants SO2 | Thousand Tons | 0.0035528 | 0.0036645 | 0.016014 | 0.016014 | 0 | 0 | 0
BART SO2 Annual-Sooner 1 -v5.13 | 195 | 7228 | Rate Constraint in lbs/MMBtu | FALSE | L | Annual | Allowances Purchased SO2 | Thousand Tons | 0 | 0 | 0 | 0 | 0 | 0 | 0
BART SO2 Annual-Sooner 1 -v5.13 | 195 | 7228 | Rate Constraint in lbs/MMBtu | FALSE | L | Annual | Allowances Sold SO2 | Thousand Tons | 0 | 0 | 0 | 0 | 0 | 0 | 0
BART SO2 Annual-Sooner 1 -v5.13 | 195 | 7228 | Rate Constraint in lbs/MMBtu | FALSE | L | Annual | Allowances Banked | Thousand Tons | 0 | 0 | 0 | 0 | 0 | 0 | 0
BART SO2 Annual-Sooner 1 -v5.13 | 195 | 7228 | Rate Constraint in lbs/MMBtu | FALSE | L | Annual | Allowances Withdrawn (1:1) | Thousand Tons | 0 | 0 | 0 | 0 | 0 | 0 | 0
BART SO2 Annual-Sooner 1 -v5.13 | 195 | 7228 | Rate Constraint in lbs/MMBtu | FALSE | L | Annual | Allowances Withdrawn (n:1) | Thousand Tons | 0 | 0 | 0 | 0 | 0 | 0 | 0
BART SO2 Annual-Sooner 1 -v5.13 | 195 | 7228 | Rate Constraint in lbs/MMBtu | FALSE | L | Annual | Net Emissions Allowance Position | Thousand Tons | 0.0035528 | 0.0036645 | 0.016014 | 0.016014 | 0 | 0 | 0
BART SO2 Annual-Sooner 1 -v5.13 | 195 | 7228 | Rate Constraint in lbs/MMBtu | FALSE | L | Annual | Fuel Consumed | TBtu | 0.27208 | 0.46485 | 1.2264 | 1.2264 | 0 | 0 | 0
BART SO2 Annual-Sooner 1 -v5.13 | 195 | 7228 | Rate Constraint in lbs/MMBtu | FALSE | L | Annual | Rate | lb/MMBtu | 0.026116 | 0.015766 | 0.026116 | 0.026116 | 0 | 0 | 0
BART SO2 Annual-Sooner 1 -v5.13 | 195 | 7228 | Rate Constraint in lbs/MMBtu | FALSE | L | Annual | Generation | TWh | 0.025617 | 0.043394 | 0.075881 | 0.075881 | 0 | 0 | 0
BART SO2 Annual-Sooner 1 -v5.13 | 195 | 7228 | Rate Constraint in lbs/MMBtu | FALSE | L | Annual | Qualifying Generation | TWh | 0.025617 | 0.043394 | 0.075881 | 0.075881 | 0 | 0 | 0
BART SO2 Annual-Sooner 1 -v5.13 | 195 | 7228 | Rate Constraint in lbs/MMBtu | FALSE | L | Annual | Rate | lb/MWh | 0.27738 | 0.16889 | 0.42209 | 0.42209 | 0 | 0 | 0
BART SO2 Annual-Sooner 1 -v5.13 | 195 | 7228 | Rate Constraint in lbs/MMBtu | FALSE | L | Annual | Constraint Shadow Price | US2022$/Ton | 0 | 0 | 0 | 0 | 0 | 0 | 0
BART SO2 Annual-Sooner 2 -v5.13 | 196 | 7229 | Rate Constraint in lbs/MMBtu | FALSE | L | Annual | Seasons Included | Seasons | Winter, Spring, Summer, Fall | Winter, Spring, Summer, Fall | Winter, Spring, Summer, Fall | Winter, Spring, Summer, Fall | Winter, Spring, Summer, Fall | Winter, Spring, Summer, Fall | Winter, Spring, Summer, Fall
BART SO2 Annual-Sooner 2 -v5.13 | 196 | 7229 | Rate Constraint in lbs/MMBtu | FALSE | L | Annual | Standard SO2 | lb/MMBtu | 0.06 | 0.06 | 0.06 | 0.06 | 0.06 | 0.06 | 0.06
BART SO2 Annual-Sooner 2 -v5.13 | 196 | 7229 | Rate Constraint in lbs/MMBtu | FALSE | L | Annual | Emissions at Affected Plants SO2 | Thousand Tons | 0 | 0 | 0 | 0 | 0 | 0 | 0
BART SO2 Annual-Sooner 2 -v5.13 | 196 | 7229 | Rate Constraint in lbs/MMBtu | FALSE | L | Annual | Allowances Purchased SO2 | Thousand Tons | 0 | 0 | 0 | 0 | 0 | 0 | 0
BART SO2 Annual-Sooner 2 -v5.13 | 196 | 7229 | Rate Constraint in lbs/MMBtu | FALSE | L | Annual | Allowances Sold SO2 | Thousand Tons | 0 | 0 | 0 | 0 | 0 | 0 | 0
BART SO2 Annual-Sooner 2 -v5.13 | 196 | 7229 | Rate Constraint in lbs/MMBtu | FALSE | L | Annual | Allowances Banked | Thousand Tons | 0 | 0 | 0 | 0 | 0 | 0 | 0
BART SO2 Annual-Sooner 2 -v5.13 | 196 | 7229 | Rate Constraint in lbs/MMBtu | FALSE | L | Annual | Allowances Withdrawn (1:1) | Thousand Tons | 0 | 0 | 0 | 0 | 0 | 0 | 0
BART SO2 Annual-Sooner 2 -v5.13 | 196 | 7229 | Rate Constraint in lbs/MMBtu | FALSE | L | Annual | Allowances Withdrawn (n:1) | Thousand Tons | 0 | 0 | 0 | 0 | 0 | 0 | 0
BART SO2 Annual-Sooner 2 -v5.13 | 196 | 7229 | Rate Constraint in lbs/MMBtu | FALSE | L | Annual | Net Emissions Allowance Position | Thousand Tons | 0 | 0 | 0 | 0 | 0 | 0 | 0
BART SO2 Annual-Sooner 2 -v5.13 | 196 | 7229 | Rate Constraint in lbs/MMBtu | FALSE | L | Annual | Fuel Consumed | TBtu | 0 | 0 | 0 | 0 | 0 | 0 | 0
BART SO2 Annual-Sooner 2 -v5.13 | 196 | 7229 | Rate Constraint in lbs/MMBtu | FALSE | L | Annual | Rate | lb/MMBtu | 0 | 0 | 0 | 0 | 0 | 0 | 0
BART SO2 Annual-Sooner 2 -v5.13 | 196 | 7229 | Rate Constraint in lbs/MMBtu | FALSE | L | Annual | Generation | TWh | 0 | 0 | 0 | 0 | 0 | 0 | 0
BART SO2 Annual-Sooner 2 -v5.13 | 196 | 7229 | Rate Constraint in lbs/MMBtu | FALSE | L | Annual | Qualifying Generation | TWh | 0 | 0 | 0 | 0 | 0 | 0 | 0
BART SO2 Annual-Sooner 2 -v5.13 | 196 | 7229 | Rate Constraint in lbs/MMBtu | FALSE | L | Annual | Rate | lb/MWh | 0 | 0 | 0 | 0 | 0 | 0 | 0
BART SO2 Annual-Sooner 2 -v5.13 | 196 | 7229 | Rate Constraint in lbs/MMBtu | FALSE | L | Annual | Constraint Shadow Price | US2022$/Ton | 0 | 0 | 0 | 0 | 0 | 0 | 0
BART SO2 Cap-Coronado U1B&U2B -v6.20 | 197 | 7668 | Rate Constraint in MTons | FALSE | L | Annual | Seasons Included | Seasons | Winter, Spring, Summer, Fall | Winter, Spring, Summer, Fall | Winter, Spring, Summer, Fall | Winter, Spring, Summer, Fall | Winter, Spring, Summer, Fall | Winter, Spring, Summer, Fall | Winter, Spring, Summer, Fall
BART SO2 Cap-Coronado U1B&U2B -v6.20 | 197 | 7668 | Rate Constraint in MTons | FALSE | L | Annual | Standard SO2 | Thousand Tons | 1.97 | 1.97 | 1.97 | 1.97 | 1.97 | 1.97 | 1.97
BART SO2 Cap-Coronado U1B&U2B -v6.20 | 197 | 7668 | Rate Constraint in MTons | FALSE | L | Annual | Emissions at Affected Plants SO2 | Thousand Tons | 0.19665 | 0.68151 | 0 | 0 | 0 | 0 | 0
BART SO2 Cap-Coronado U1B&U2B -v6.20 | 197 | 7668 | Rate Constraint in MTons | FALSE | L | Annual | Allowances Purchased SO2 | Thousand Tons | 0 | 0 | 0 | 0 | 0 | 0 | 0
BART SO2 Cap-Coronado U1B&U2B -v6.20 | 197 | 7668 | Rate Constraint in MTons | FALSE | L | Annual | Allowances Sold SO2 | Thousand Tons | 0 | 0 | 0 | 0 | 0 | 0 | 0
BART SO2 Cap-Coronado U1B&U2B -v6.20 | 197 | 7668 | Rate Constraint in MTons | FALSE | L | Annual | Allowances Banked | Thousand Tons | 0 | 0 | 0 | 0 | 0 | 0 | 0
BART SO2 Cap-Coronado U1B&U2B -v6.20 | 197 | 7668 | Rate Constraint in MTons | FALSE | L | Annual | Allowances Withdrawn (1:1) | Thousand Tons | 0 | 0 | 0 | 0 | 0 | 0 | 0
BART SO2 Cap-Coronado U1B&U2B -v6.20 | 197 | 7668 | Rate Constraint in MTons | FALSE | L | Annual | Allowances Withdrawn (n:1) | Thousand Tons | 0 | 0 | 0 | 0 | 0 | 0 | 0
BART SO2 Cap-Coronado U1B&U2B -v6.20 | 197 | 7668 | Rate Constraint in MTons | FALSE | L | Annual | Net Emissions Allowance Position | Thousand Tons | 0.19665 | 0.68151 | 0 | 0 | 0 | 0 | 0
BART SO2 Cap-Coronado U1B&U2B -v6.20 | 197 | 7668 | Rate Constraint in MTons | FALSE | L | Annual | Fuel Consumed | TBtu | 6.5551 | 22.7171 | 0 | 0 | 0 | 0 | 0
BART SO2 Cap-Coronado U1B&U2B -v6.20 | 197 | 7668 | Rate Constraint in MTons | FALSE | L | Annual | Rate | lb/MMBtu | 0.06 | 0.06 | 0 | 0 | 0 | 0 | 0
BART SO2 Cap-Coronado U1B&U2B -v6.20 | 197 | 7668 | Rate Constraint in MTons | FALSE | L | Annual | Generation | TWh | 0.61318 | 2.125 | 0 | 0 | 0 | 0 | 0
BART SO2 Cap-Coronado U1B&U2B -v6.20 | 197 | 7668 | Rate Constraint in MTons | FALSE | L | Annual | Qualifying Generation | TWh | 0.61318 | 2.125 | 0 | 0 | 0 | 0 | 0
BART SO2 Cap-Coronado U1B&U2B -v6.20 | 197 | 7668 | Rate Constraint in MTons | FALSE | L | Annual | Rate | lb/MWh | 0.64143 | 0.64142 | 0 | 0 | 0 | 0 | 0
BART SO2 Cap-Coronado U1B&U2B -v6.20 | 197 | 7668 | Rate Constraint in MTons | FALSE | L | Annual | Constraint Shadow Price | US2022$/Ton | 0 | 0 | 0 | 0 | 0 | 0 | 0
CA AB 32- CO2 Constraint- v.5.13 | 198 | 7281 | Rate Constraint in MTons | FALSE | L | Annual | Seasons Included | Seasons | Winter, Spring, Summer, Fall | Winter, Spring, Summer, Fall | Winter, Spring, Summer, Fall | Winter, Spring, Summer, Fall | Winter, Spring, Summer, Fall | Winter, Spring, Summer, Fall | Winter, Spring, Summer, Fall
CA AB 32- CO2 Constraint- v.5.13 | 198 | 7281 | Rate Constraint in MTons | FALSE | L | Annual | Standard CO2 | Thousand Tons | 0 | 0 | 0 | 0 | 0 | 0 | 0
CA AB 32- CO2 Constraint- v.5.13 | 198 | 7281 | Rate Constraint in MTons | FALSE | L | Annual | Emissions at Affected Plants CO2 | Thousand Tons | 59719.5619 | 63095.1422 | 62284.2131 | 42605.4849 | 15137.9388 | 14368.7823 | 16084.3579
CA AB 32- CO2 Constraint- v.5.13 | 198 | 7281 | Rate Constraint in MTons | FALSE | L | Annual | Allowances Purchased CO2 | Thousand Tons | -59719.5619 | -63095.1422 | -62284.2131 | -42605.4849 | -15137.9388 | -14368.7823 | -16084.3579
CA AB 32- CO2 Constraint- v.5.13 | 198 | 7281 | Rate Constraint in MTons | FALSE | L | Annual | Allowances Sold CO2 | Thousand Tons | 0 | 0 | 0 | 0 | 0 | 0 | 0
CA AB 32- CO2 Constraint- v.5.13 | 198 | 7281 | Rate Constraint in MTons | FALSE | L | Annual | Allowances Banked | Thousand Tons | 0 | 0 | 0 | 0 | 0 | 0 | 0
CA AB 32- CO2 Constraint- v.5.13 | 198 | 7281 | Rate Constraint in MTons | FALSE | L | Annual | Allowances Withdrawn (1:1) | Thousand Tons | 0 | 0 | 0 | 0 | 0 | 0 | 0
CA AB 32- CO2 Constraint- v.5.13 | 198 | 7281 | Rate Constraint in MTons | FALSE | L | Annual | Allowances Withdrawn (n:1) | Thousand Tons | 0 | 0 | 0 | 0 | 0 | 0 | 0
CA AB 32- CO2 Constraint- v.5.13 | 198 | 7281 | Rate Constraint in MTons | FALSE | L | Annual | Net Emissions Allowance Position | Thousand Tons | -1.2723e-05 | -2.004e-05 | -7.8688e-06 | 1.7323e-06 | -7.695e-07 | 2.6623e-06 | -6.8427e-06
CA AB 32- CO2 Constraint- v.5.13 | 198 | 7281 | Rate Constraint in MTons | FALSE | L | Annual | Fuel Consumed | TBtu | 1103.7189 | 1160.3062 | 1136.1795 | 825.3609 | 373.7014 | 381.4649 | 428.5508
CA AB 32- CO2 Constraint- v.5.13 | 198 | 7281 | Rate Constraint in MTons | FALSE | L | Annual | Rate | lb/MMBtu | 108.2152 | 108.756 | 109.638 | 103.2409 | 81.0162 | 75.3348 | 75.064
CA AB 32- CO2 Constraint- v.5.13 | 198 | 7281 | Rate Constraint in MTons | FALSE | L | Annual | Generation | TWh | 148.5415 | 155.433 | 146.7947 | 108.3715 | 49.1278 | 62.1477 | 73.3063
CA AB 32- CO2 Constraint- v.5.13 | 198 | 7281 | Rate Constraint in MTons | FALSE | L | Annual | Qualifying Generation | TWh | 148.5306 | 155.433 | 146.7947 | 108.3715 | 49.1278 | 50.2529 | 56.4912
CA AB 32- CO2 Constraint- v.5.13 | 198 | 7281 | Rate Constraint in MTons | FALSE | L | Annual | Rate | lb/MWh | 804.1379 | 811.8629 | 848.5892 | 786.2857 | 616.2682 | 571.8585 | 569.4461
CA AB 32- CO2 Constraint- v.5.13 | 198 | 7281 | Rate Constraint in MTons | FALSE | L | Annual | Constraint Shadow Price | US2022$/Ton | 15.9205 | 15.9204 | 15.9201 | 15.9205 | 18.7303 | 72.9104 | 72.9104
CA NOx Annual v5.14 | 199 | 7279 | Rate Constraint in MTons | FALSE | L | Annual | Seasons Included | Seasons | Winter, Spring, Summer, Fall | Winter, Spring, Summer, Fall | Winter, Spring, Summer, Fall | Winter, Spring, Summer, Fall | Winter, Spring, Summer, Fall | Winter, Spring, Summer, Fall | Winter, Spring, Summer, Fall
CA NOx Annual v5.14 | 199 | 7279 | Rate Constraint in MTons | FALSE | L | Annual | Standard NOX | Thousand Tons | 5.286 | 5.286 | 5.286 | 5.286 | 5.286 | 5.286 | 5.286
CA NOx Annual v5.14 | 199 | 7279 | Rate Constraint in MTons | FALSE | L | Annual | Emissions at Affected Plants NOX | Thousand Tons | 0.69525 | 0.81635 | 0.78308 | 0.51834 | 0.19637 | 0.19197 | 0.19101
CA NOx Annual v5.14 | 199 | 7279 | Rate Constraint in MTons | FALSE | L | Annual | Allowances Purchased NOX | Thousand Tons | 0 | 0 | 0 | 0 | 0 | 0 | 0
CA NOx Annual v5.14 | 199 | 7279 | Rate Constraint in MTons | FALSE | L | Annual | Allowances Sold NOX | Thousand Tons | 0 | 0 | 0 | 0 | 0 | 0 | 0
CA NOx Annual v5.14 | 199 | 7279 | Rate Constraint in MTons | FALSE | L | Annual | Allowances Banked | Thousand Tons | 0 | 0 | 0 | 0 | 0 | 0 | 0
CA NOx Annual v5.14 | 199 | 7279 | Rate Constraint in MTons | FALSE | L | Annual | Allowances Withdrawn (1:1) | Thousand Tons | 0 | 0 | 0 | 0 | 0 | 0 | 0
CA NOx Annual v5.14 | 199 | 7279 | Rate Constraint in MTons | FALSE | L | Annual | Allowances Withdrawn (n:1) | Thousand Tons | 0 | 0 | 0 | 0 | 0 | 0 | 0
CA NOx Annual v5.14 | 199 | 7279 | Rate Constraint in MTons | FALSE | L | Annual | Net Emissions Allowance Position | Thousand Tons | 0.69525 | 0.81635 | 0.78308 | 0.51834 | 0.19637 | 0.19197 | 0.19101
CA NOx Annual v5.14 | 199 | 7279 | Rate Constraint in MTons | FALSE | L | Annual | Fuel Consumed | TBtu | 154.9521 | 183.2581 | 157.1966 | 109.7608 | 46.5232 | 46.768 | 46.5453
CA NOx Annual v5.14 | 199 | 7279 | Rate Constraint in MTons | FALSE | L | Annual | Rate | lb/MMBtu | 0.0089738 | 0.0089093 | 0.009963 | 0.009445 | 0.0084416 | 0.0082095 | 0.0082073
CA NOx Annual v5.14 | 199 | 7279 | Rate Constraint in MTons | FALSE | L | Annual | Generation | TWh | 21.2297 | 25.0387 | 21.2562 | 15.1 | 6.4195 | 6.4443 | 6.4144
CA NOx Annual v5.14 | 199 | 7279 | Rate Constraint in MTons | FALSE | L | Annual | Qualifying Generation | TWh | 21.2297 | 25.0387 | 21.2562 | 15.1 | 6.4195 | 6.4443 | 6.4144
CA NOx Annual v5.14 | 199 | 7279 | Rate Constraint in MTons | FALSE | L | Annual | Rate | lb/MWh | 0.065498 | 0.065207 | 0.07368 | 0.068655 | 0.061178 | 0.059579 | 0.059556
CA NOx Annual v5.14 | 199 | 7279 | Rate Constraint in MTons | FALSE | L | Annual | Constraint Shadow Price | US2022$/Ton | 0 | 0 | 0 | 0 | 0 | 0 | 0
CA SO2 Annual v5.14 | 200 | 7280 | Rate Constraint in MTons | FALSE | L | Annual | Seasons Included | Seasons | Winter, Spring, Summer, Fall | Winter, Spring, Summer, Fall | Winter, Spring, Summer, Fall | Winter, Spring, Summer, Fall | Winter, Spring, Summer, Fall | Winter, Spring, Summer, Fall | Winter, Spring, Summer, Fall
CA SO2 Annual v5.14 | 200 | 7280 | Rate Constraint in MTons | FALSE | L | Annual | Standard SO2 | Thousand Tons | 2.219 | 2.219 | 2.219 | 2.219 | 2.219 | 2.219 | 2.219
CA SO2 Annual v5.14 | 200 | 7280 | Rate Constraint in MTons | FALSE | L | Annual | Emissions at Affected Plants SO2 | Thousand Tons | 0 | 0 | 0 | 0 | 0 | 0 | 0
CA SO2 Annual v5.14 | 200 | 7280 | Rate Constraint in MTons | FALSE | L | Annual | Allowances Purchased SO2 | Thousand Tons | 0 | 0 | 0 | 0 | 0 | 0 | 0
CA SO2 Annual v5.14 | 200 | 7280 | Rate Constraint in MTons | FALSE | L | Annual | Allowances Sold SO2 | Thousand Tons | 0 | 0 | 0 | 0 | 0 | 0 | 0
CA SO2 Annual v5.14 | 200 | 7280 | Rate Constraint in MTons | FALSE | L | Annual | Allowances Banked | Thousand Tons | 0 | 0 | 0 | 0 | 0 | 0 | 0
CA SO2 Annual v5.14 | 200 | 7280 | Rate Constraint in MTons | FALSE | L | Annual | Allowances Withdrawn (1:1) | Thousand Tons | 0 | 0 | 0 | 0 | 0 | 0 | 0
CA SO2 Annual v5.14 | 200 | 7280 | Rate Constraint in MTons | FALSE | L | Annual | Allowances Withdrawn (n:1) | Thousand Tons | 0 | 0 | 0 | 0 | 0 | 0 | 0
CA SO2 Annual v5.14 | 200 | 7280 | Rate Constraint in MTons | FALSE | L | Annual | Net Emissions Allowance Position | Thousand Tons | 0 | 0 | 0 | 0 | 0 | 0 | 0
CA SO2 Annual v5.14 | 200 | 7280 | Rate Constraint in MTons | FALSE | L | Annual | Fuel Consumed | TBtu | 0 | 0 | 3.2292 | 0 | 0.02801 | 0.02801 | 0.02801
CA SO2 Annual v5.14 | 200 | 7280 | Rate Constraint in MTons | FALSE | L | Annual | Rate | lb/MMBtu | 0 | 0 | 0 | 0 | 0 | 0 | 0
CA SO2 Annual v5.14 | 200 | 7280 | Rate Constraint in MTons | FALSE | L | Annual | Generation | TWh | 0 | 0 | 0.30053 | 0 | 0.0026068 | 0.0026068 | 0.0026068
CA SO2 Annual v5.14 | 200 | 7280 | Rate Constraint in MTons | FALSE | L | Annual | Qualifying Generation | TWh | 0 | 0 | 0.30053 | 0 | 0.0026068 | 0.0026068 | 0.0026068
CA SO2 Annual v5.14 | 200 | 7280 | Rate Constraint in MTons | FALSE | L | Annual | Rate | lb/MWh | 0 | 0 | 0 | 0 | 0 | 0 | 0
CA SO2 Annual v5.14 | 200 | 7280 | Rate Constraint in MTons | FALSE | L | Annual | Constraint Shadow Price | US2022$/Ton | 0 | 0 | 0 | 0 | 0 | 0 | 0
CO - CO2 Cap Annual v6.21 | 201 | 7790 | Rate Constraint in MTons | FALSE | L | Annual | Seasons Included | Seasons | Winter, Spring, Summer, Fall | Winter, Spring, Summer, Fall | Winter, Spring, Summer, Fall | Winter, Spring, Summer, Fall | Winter, Spring, Summer, Fall | Winter, Spring, Summer, Fall | Winter, Spring, Summer, Fall
CO - CO2 Cap Annual v6.21 | 201 | 7790 | Rate Constraint in MTons | FALSE | L | Annual | Standard CO2 | Thousand Tons | 19040.0934 | 9066.7111 | 9066.7111 | 9066.7111 | 9066.7111 | 9066.7111 | 9066.7111
CO - CO2 Cap Annual v6.21 | 201 | 7790 | Rate Constraint in MTons | FALSE | L | Annual | Emissions at Affected Plants CO2 | Thousand Tons | 19040.0934 | 9066.7111 | 9066.7111 | 6316.4755 | 2987.8053 | 5171.8624 | 6841.4858
CO - CO2 Cap Annual v6.21 | 201 | 7790 | Rate Constraint in MTons | FALSE | L | Annual | Allowances Purchased CO2 | Thousand Tons | 0 | 0 | 0 | 0 | 0 | 0 | 0
CO - CO2 Cap Annual v6.21 | 201 | 7790 | Rate Constraint in MTons | FALSE | L | Annual | Allowances Sold CO2 | Thousand Tons | 0 | 0 | 0 | 0 | 0 | 0 | 0
CO - CO2 Cap Annual v6.21 | 201 | 7790 | Rate Constraint in MTons | FALSE | L | Annual | Allowances Banked | Thousand Tons | 0 | 0 | 0 | 0 | 0 | 0 | 0
CO - CO2 Cap Annual v6.21 | 201 | 7790 | Rate Constraint in MTons | FALSE | L | Annual | Allowances Withdrawn (1:1) | Thousand Tons | 0 | 0 | 0 | 0 | 0 | 0 | 0
CO - CO2 Cap Annual v6.21 | 201 | 7790 | Rate Constraint in MTons | FALSE | L | Annual | Allowances Withdrawn (n:1) | Thousand Tons | 0 | 0 | 0 | 0 | 0 | 0 | 0
CO - CO2 Cap Annual v6.21 | 201 | 7790 | Rate Constraint in MTons | FALSE | L | Annual | Net Emissions Allowance Position | Thousand Tons | 19040.0934 | 9066.7111 | 9066.7111 | 6316.4755 | 2987.8053 | 5171.8624 | 6841.4858
CO - CO2 Cap Annual v6.21 | 201 | 7790 | Rate Constraint in MTons | FALSE | L | Annual | Fuel Consumed | TBtu | 224.6758 | 147.8417 | 166.5042 | 117.5578 | 56.7217 | 97.1605 | 126.5612
CO - CO2 Cap Annual v6.21 | 201 | 7790 | Rate Constraint in MTons | FALSE | L | Annual | Rate | lb/MMBtu | 169.4895 | 122.6544 | 108.9067 | 107.4616 | 105.3497 | 106.4602 | 108.1135
CO - CO2 Cap Annual v6.21 | 201 | 7790 | Rate Constraint in MTons | FALSE | L | Annual | Generation | TWh | 25.8075 | 20.2578 | 21.8282 | 15.5798 | 7.5946 | 13.1077 | 17.1272
CO - CO2 Cap Annual v6.21 | 201 | 7790 | Rate Constraint in MTons | FALSE | L | Annual | Qualifying Generation | TWh | 25.8075 | 20.2578 | 21.8282 | 15.5798 | 7.5946 | 13.1077 | 17.1272
CO - CO2 Cap Annual v6.21 | 201 | 7790 | Rate Constraint in MTons | FALSE | L | Annual | Rate | lb/MWh | 1475.5446 | 895.1325 | 830.7326 | 810.8532 | 786.8278 | 789.1362 | 798.905
CO - CO2 Cap Annual v6.21 | 201 | 7790 | Rate Constraint in MTons | FALSE | L | Annual | Constraint Shadow Price | US2022$/Ton | 8.4104 | 22.1094 | 14.4221 | 0 | 0 | 0 | 0
CO Hg Rate Annual - Comanche 1,2 & 3 v5.14 | 202 | 7283 | Rate Constraint in lbs/MWh | FALSE | L | Annual | Seasons Included | Seasons | Winter, Spring, Summer, Fall | Winter, Spring, Summer, Fall | Winter, Spring, Summer, Fall | Winter, Spring, Summer, Fall | Winter, Spring, Summer, Fall | Winter, Spring, Summer, Fall | Winter, Spring, Summer, Fall
CO Hg Rate Annual - Comanche 1,2 & 3 v5.14 | 202 | 7283 | Rate Constraint in lbs/MWh | FALSE | L | Annual | Standard MER | lb/MWh | 1.3e-05 | 1.3e-05 | 1.3e-05 | 1.3e-05 | 1.3e-05 | 1.3e-05 | 1.3e-05
CO Hg Rate Annual - Comanche 1,2 & 3 v5.14 | 202 | 7283 | Rate Constraint in lbs/MWh | FALSE | L | Annual | Emissions at Affected Plants MER | lbs | 15.5588 | 3.8558 | 0 | 0 | 0 | 0 | 0
CO Hg Rate Annual - Comanche 1,2 & 3 v5.14 | 202 | 7283 | Rate Constraint in lbs/MWh | FALSE | L | Annual | Allowances Purchased MER | lbs | 0 | 0 | 0 | 0 | 0 | 0 | 0
CO Hg Rate Annual - Comanche 1,2 & 3 v5.14 | 202 | 7283 | Rate Constraint in lbs/MWh | FALSE | L | Annual | Allowances Sold MER | lbs | 0 | 0 | 0 | 0 | 0 | 0 | 0
CO Hg Rate Annual - Comanche 1,2 & 3 v5.14 | 202 | 7283 | Rate Constraint in lbs/MWh | FALSE | L | Annual | Allowances Banked | lbs | 0 | 0 | 0 | 0 | 0 | 0 | 0
CO Hg Rate Annual - Comanche 1,2 & 3 v5.14 | 202 | 7283 | Rate Constraint in lbs/MWh | FALSE | L | Annual | Allowances Withdrawn (1:1) | lbs | 0 | 0 | 0 | 0 | 0 | 0 | 0
CO Hg Rate Annual - Comanche 1,2 & 3 v5.14 | 202 | 7283 | Rate Constraint in lbs/MWh | FALSE | L | Annual | Allowances Withdrawn (n:1) | lbs | 0 | 0 | 0 | 0 | 0 | 0 | 0
CO Hg Rate Annual - Comanche 1,2 & 3 v5.14 | 202 | 7283 | Rate Constraint in lbs/MWh | FALSE | L | Annual | Net Emissions Allowance Position | lbs | 15.5588 | 3.8558 | 0 | 0 | 0 | 0 | 0
CO Hg Rate Annual - Comanche 1,2 & 3 v5.14 | 202 | 7283 | Rate Constraint in lbs/MWh | FALSE | L | Annual | Fuel Consumed | TBtu | 27.7278 | 6.8716 | 0 | 0 | 0 | 0 | 0
CO Hg Rate Annual - Comanche 1,2 & 3 v5.14 | 202 | 7283 | Rate Constraint in lbs/MWh | FALSE | L | Annual | Rate | lb/MMBtu | 5.6112e-07 | 5.6112e-07 | 0 | 0 | 0 | 0 | 0
CO Hg Rate Annual - Comanche 1,2 & 3 v5.14 | 202 | 7283 | Rate Constraint in lbs/MWh | FALSE | L | Annual | Generation | TWh | 2.6511 | 0.657 | 0 | 0 | 0 | 0 | 0
CO Hg Rate Annual - Comanche 1,2 & 3 v5.14 | 202 | 7283 | Rate Constraint in lbs/MWh | FALSE | L | Annual | Qualifying Generation | TWh | 2.6511 | 0.657 | 0 | 0 | 0 | 0 | 0
CO Hg Rate Annual - Comanche 1,2 & 3 v5.14 | 202 | 7283 | Rate Constraint in lbs/MWh | FALSE | L | Annual | Constraint Shadow Price | US2022$/Lb | 0 | 0 | 0 | 0 | 0 | 0 | 0
CO Hg Rule - MER Removal Annual v3.1 | 203 | 7282 | MACT Fuel Choice Floor in lbs/MMBtu | FALSE | L | Annual | Seasons Included | Seasons | Winter, Spring, Summer, Fall | Winter, Spring, Summer, Fall | Winter, Spring, Summer, Fall | Winter, Spring, Summer, Fall | Winter, Spring, Summer, Fall | Winter, Spring, Summer, Fall | Winter, Spring, Summer, Fall
CO Hg Rule - MER Removal Annual v3.1 | 203 | 7282 | MACT Fuel Choice Floor in lbs/MMBtu | FALSE | L | Annual | Emission Floor | lbs/MMBtu | 8.248e-07 | 8.248e-07 | 8.248e-07 | 8.248e-07 | 8.248e-07 | 8.248e-07 | 8.248e-07
CO Hg Rule - MER Removal Annual v3.1 | 203 | 7282 | MACT Fuel Choice Floor in lbs/MMBtu | FALSE | L | Annual | Emissions at Affected Plants MER | lbs | 65.4245 | 4.0671 | 0.76984 | 0.84579 | 0.81704 | 0.90536 | 0.90536
CO Hg Rule - MER Removal Annual v3.1 | 203 | 7282 | MACT Fuel Choice Floor in lbs/MMBtu | FALSE | L | Annual | Allowances Purchased MER | lbs | 0 | 0 | 0 | 0 | 0 | 0 | 0
CO Hg Rule - MER Removal Annual v3.1 | 203 | 7282 | MACT Fuel Choice Floor in lbs/MMBtu | FALSE | L | Annual | Allowances Sold MER | lbs | 0 | 0 | 0 | 0 | 0 | 0 | 0
CO Hg Rule - MER Removal Annual v3.1 | 203 | 7282 | MACT Fuel Choice Floor in lbs/MMBtu | FALSE | L | Annual | Allowances Banked | lbs | 0 | 0 | 0 | 0 | 0 | 0 | 0
CO Hg Rule - MER Removal Annual v3.1 | 203 | 7282 | MACT Fuel Choice Floor in lbs/MMBtu | FALSE | L | Annual | Allowances Withdrawn (1:1) | lbs | 0 | 0 | 0 | 0 | 0 | 0 | 0
CO Hg Rule - MER Removal Annual v3.1 | 203 | 7282 | MACT Fuel Choice Floor in lbs/MMBtu | FALSE | L | Annual | Allowances Withdrawn (n:1) | lbs | 0 | 0 | 0 | 0 | 0 | 0 | 0
CO Hg Rule - MER Removal Annual v3.1 | 203 | 7282 | MACT Fuel Choice Floor in lbs/MMBtu | FALSE | L | Annual | Net Emissions Allowance Position | lbs | 65.4245 | 4.0671 | 0.76984 | 0.84579 | 0.81704 | 0.90536 | 0.90536
CO Hg Rule - MER Removal Annual v3.1 | 203 | 7282 | MACT Fuel Choice Floor in lbs/MMBtu | FALSE | L | Annual | Fuel Consumed | TBtu | 120.4543 | 8.2331 | 2.2914 | 2.4268 | 2.2914 | 2.4327 | 2.4327
CO Hg Rule - MER Removal Annual v3.1 | 203 | 7282 | MACT Fuel Choice Floor in lbs/MMBtu | FALSE | L | Annual | Rate | lb/MMBtu | 5.4315e-07 | 4.94e-07 | 3.3596e-07 | 3.4852e-07 | 3.5656e-07 | 3.7217e-07 | 3.7217e-07
CO Hg Rule - MER Removal Annual v3.1 | 203 | 7282 | MACT Fuel Choice Floor in lbs/MMBtu | FALSE | L | Annual | Generation | TWh | 11.7497 | 0.77986 | 0.19232 | 0.20527 | 0.19232 | 0.20583 | 0.20583
CO Hg Rule - MER Removal Annual v3.1 | 203 | 7282 | MACT Fuel Choice Floor in lbs/MMBtu | FALSE | L | Annual | Qualifying Generation | TWh | 11.7497 | 0.77986 | 0.19232 | 0.20527 | 0.19232 | 0.20583 | 0.20583
CO Hg Rule - MER Removal Annual v3.1 | 203 | 7282 | MACT Fuel Choice Floor in lbs/MMBtu | FALSE | L | Annual | Constraint Shadow Price | US2022$/Lb | 0 | 0 | 0 | 0 | 0 | 0 | 0
CO NOX Rate Annual - Craig 1,3 v5.14 | 204 | 7284 | Rate Constraint in lbs/MMBtu | FALSE | L | Annual | Seasons Included | Seasons | Winter, Spring, Summer, Fall | Winter, Spring, Summer, Fall | Winter, Spring, Summer, Fall | Winter, Spring, Summer, Fall | Winter, Spring, Summer, Fall | Winter, Spring, Summer, Fall | Winter, Spring, Summer, Fall
CO NOX Rate Annual - Craig 1,3 v5.14 | 204 | 7284 | Rate Constraint in lbs/MMBtu | FALSE | L | Annual | Standard NOX | lb/MMBtu | 0.28 | 0.28 | 0.28 | 0.28 | 0.28 | 0.28 | 0.28
CO NOX Rate Annual - Craig 1,3 v5.14 | 204 | 7284 | Rate Constraint in lbs/MMBtu | FALSE | L | Annual | Emissions at Affected Plants NOX | Thousand Tons | 3.4177 | 0 | 0 | 0 | 0 | 0 | 0
CO NOX Rate Annual - Craig 1,3 v5.14 | 204 | 7284 | Rate Constraint in lbs/MMBtu | FALSE | L | Annual | Allowances Purchased NOX | Thousand Tons | 0 | 0 | 0 | 0 | 0 | 0 | 0
CO NOX Rate Annual - Craig 1,3 v5.14 | 204 | 7284 | Rate Constraint in lbs/MMBtu | FALSE | L | Annual | Allowances Sold NOX | Thousand Tons | 0 | 0 | 0 | 0 | 0 | 0 | 0
CO NOX Rate Annual - Craig 1,3 v5.14 | 204 | 7284 | Rate Constraint in lbs/MMBtu | FALSE | L | Annual | Allowances Banked | Thousand Tons | 0 | 0 | 0 | 0 | 0 | 0 | 0
CO NOX Rate Annual - Craig 1,3 v5.14 | 204 | 7284 | Rate Constraint in lbs/MMBtu | FALSE | L | Annual | Allowances Withdrawn (1:1) | Thousand Tons | 0 | 0 | 0 | 0 | 0 | 0 | 0
CO NOX Rate Annual - Craig 1,3 v5.14 | 204 | 7284 | Rate Constraint in lbs/MMBtu | FALSE | L | Annual | Allowances Withdrawn (n:1) | Thousand Tons | 0 | 0 | 0 | 0 | 0 | 0 | 0
CO NOX Rate Annual - Craig 1,3 v5.14 | 204 | 7284 | Rate Constraint in lbs/MMBtu | FALSE | L | Annual | Net Emissions Allowance Position | Thousand Tons | 3.4177 | 0 | 0 | 0 | 0 | 0 | 0
CO NOX Rate Annual - Craig 1,3 v5.14 | 204 | 7284 | Rate Constraint in lbs/MMBtu | FALSE | L | Annual | Fuel Consumed | TBtu | 29.4376 | 0 | 0 | 0 | 0 | 0 | 0
CO NOX Rate Annual - Craig 1,3 v5.14 | 204 | 7284 | Rate Constraint in lbs/MMBtu | FALSE | L | Annual | Rate | lb/MMBtu | 0.2322 | 0 | 0 | 0 | 0 | 0 | 0
CO NOX Rate Annual - Craig 1,3 v5.14 | 204 | 7284 | Rate Constraint in lbs/MMBtu | FALSE | L | Annual | Generation | TWh | 2.9396 | 0 | 0 | 0 | 0 | 0 | 0
CO NOX Rate Annual - Craig 1,3 v5.14 | 204 | 7284 | Rate Constraint in lbs/MMBtu | FALSE | L | Annual | Qualifying Generation | TWh | 2.9396 | 0 | 0 | 0 | 0 | 0 | 0
CO NOX Rate Annual - Craig 1,3 v5.14 | 204 | 7284 | Rate Constraint in lbs/MMBtu | FALSE | L | Annual | Rate | lb/MWh | 2.3253 | 0 | 0 | 0 | 0 | 0 | 0
CO NOX Rate Annual - Craig 1,3 v5.14 | 204 | 7284 | Rate Constraint in lbs/MMBtu | FALSE | L | Annual | Constraint Shadow Price | US2022$/Ton | 0 | 0 | 0 | 0 | 0 | 0 | 0
CO NOX Rate Annual - Craig 2 v5.14 | 205 | 7285 | Rate Constraint in lbs/MMBtu | FALSE | L | Annual | Seasons Included | Seasons | Winter, Spring, Summer, Fall | Winter, Spring, Summer, Fall | Winter, Spring, Summer, Fall | Winter, Spring, Summer, Fall | Winter, Spring, Summer, Fall | Winter, Spring, Summer, Fall | Winter, Spring, Summer, Fall
CO NOX Rate Annual - Craig 2 v5.14 | 205 | 7285 | Rate Constraint in lbs/MMBtu | FALSE | L | Annual | Standard NOX | lb/MMBtu | 0.08 | 0.08 | 0.08 | 0.08 | 0.08 | 0.08 | 0.08
CO NOX Rate Annual - Craig 2 v5.14 | 205 | 7285 | Rate Constraint in lbs/MMBtu | FALSE | L | Annual | Emissions at Affected Plants NOX | Thousand Tons | 0.84488 | 0 | 0 | 0 | 0 | 0 | 0
CO NOX Rate Annual - Craig 2 v5.14 | 205 | 7285 | Rate Constraint in lbs/MMBtu | FALSE | L | Annual | Allowances Purchased NOX | Thousand Tons | 0 | 0 | 0 | 0 | 0 | 0 | 0
CO NOX Rate Annual - Craig 2 v5.14 | 205 | 7285 | Rate Constraint in lbs/MMBtu | FALSE | L | Annual | Allowances Sold NOX | Thousand Tons | 0 | 0 | 0 | 0 | 0 | 0 | 0
CO NOX Rate Annual - Craig 2 v5.14 | 205 | 7285 | Rate Constraint in lbs/MMBtu | FALSE | L | Annual | Allowances Banked | Thousand Tons | 0 | 0 | 0 | 0 | 0 | 0 | 0
CO NOX Rate Annual - Craig 2 v5.14 | 205 | 7285 | Rate Constraint in lbs/MMBtu | FALSE | L | Annual | Allowances Withdrawn (1:1) | Thousand Tons | 0 | 0 | 0 | 0 | 0 | 0 | 0
CO NOX Rate Annual - Craig 2 v5.14 | 205 | 7285 | Rate Constraint in lbs/MMBtu | FALSE | L | Annual | Allowances Withdrawn (n:1) | Thousand Tons | 0 | 0 | 0 | 0 | 0 | 0 | 0
CO NOX Rate Annual - Craig 2 v5.14 | 205 | 7285 | Rate Constraint in lbs/MMBtu | FALSE | L | Annual | Net Emissions Allowance Position | Thousand Tons | 0.84488 | 0 | 0 | 0 | 0 | 0 | 0
CO NOX Rate Annual - Craig 2 v5.14 | 205 | 7285 | Rate Constraint in lbs/MMBtu | FALSE | L | Annual | Fuel Consumed | TBtu | 26.8726 | 0 | 0 | 0 | 0 | 0 | 0
CO NOX Rate Annual - Craig 2 v5.14 | 205 | 7285 | Rate Constraint in lbs/MMBtu | FALSE | L | Annual | Rate | lb/MMBtu | 0.06288 | 0 | 0 | 0 | 0 | 0 | 0
CO NOX Rate Annual - Craig 2 v5.14 | 205 | 7285 | Rate Constraint in lbs/MMBtu | FALSE | L | Annual | Generation | TWh | 2.6243 | 0 | 0 | 0 | 0 | 0 | 0
CO NOX Rate Annual - Craig 2 v5.14 | 205 | 7285 | Rate Constraint in lbs/MMBtu | FALSE | L | Annual | Qualifying Generation | TWh | 2.6243 | 0 | 0 | 0 | 0 | 0 | 0
CO NOX Rate Annual - Craig 2 v5.14 | 205 | 7285 | Rate Constraint in lbs/MMBtu | FALSE | L | Annual | Rate | lb/MWh | 0.64389 | 0 | 0 | 0 | 0 | 0 | 0
CO NOX Rate Annual - Craig 2 v5.14 | 205 | 7285 | Rate Constraint in lbs/MMBtu | FALSE | L | Annual | Constraint Shadow Price | US2022$/Ton | 0 | 0 | 0 | 0 | 0 | 0 | 0
CT - CO2 Cap Annual v6.21 | 206 | 7789 | Rate Constraint in MTons | FALSE | L | Annual | Seasons Included | Seasons | Winter, Spring, Summer, Fall | Winter, Spring, Summer, Fall | Winter, Spring, Summer, Fall | Winter, Spring, Summer, Fall | Winter, Spring, Summer, Fall | Winter, Spring, Summer, Fall | Winter, Spring, Summer, Fall
CT - CO2 Cap Annual v6.21 | 206 | 7789 | Rate Constraint in MTons | FALSE | L | Annual | Standard CO2 | Thousand Tons | NA | NA | NA | 0 | 0 | 0 | 0
CT - CO2 Cap Annual v6.21 | 206 | 7789 | Rate Constraint in MTons | FALSE | L | Annual | Emissions at Affected Plants CO2 | Thousand Tons | 0 | 0 | 0 | 0 | 0 | 0 | 0
CT - CO2 Cap Annual v6.21 | 206 | 7789 | Rate Constraint in MTons | FALSE | L | Annual | Allowances Purchased CO2 | Thousand Tons | 0 | 0 | 0 | 0 | 0 | 0 | 0
CT - CO2 Cap Annual v6.21 | 206 | 7789 | Rate Constraint in MTons | FALSE | L | Annual | Allowances Sold CO2 | Thousand Tons | 0 | 0 | 0 | 0 | 0 | 0 | 0
CT - CO2 Cap Annual v6.21 | 206 | 7789 | Rate Constraint in MTons | FALSE | L | Annual | Allowances Banked | Thousand Tons | 0 | 0 | 0 | 0 | 0 | 0 | 0
CT - CO2 Cap Annual v6.21 | 206 | 7789 | Rate Constraint in MTons | FALSE | L | Annual | Allowances Withdrawn (1:1) | Thousand Tons | 0 | 0 | 0 | 0 | 0 | 0 | 0
CT - CO2 Cap Annual v6.21 | 206 | 7789 | Rate Constraint in MTons | FALSE | L | Annual | Allowances Withdrawn (n:1) | Thousand Tons | 0 | 0 | 0 | 0 | 0 | 0 | 0
CT - CO2 Cap Annual v6.21 | 206 | 7789 | Rate Constraint in MTons | FALSE | L | Annual | Net Emissions Allowance Position | Thousand Tons | 0 | 0 | 0 | 0 | 0 | 0 | 0
CT - CO2 Cap Annual v6.21 | 206 | 7789 | Rate Constraint in MTons | FALSE | L | Annual | Fuel Consumed | TBtu | 0 | 0 | 0 | 0 | 0.062178 | 0.65718 | 0.63622
CT - CO2 Cap Annual v6.21 | 206 | 7789 | Rate Constraint in MTons | FALSE | L | Annual | Rate | lb/MMBtu | 0 | 0 | 0 | 0 | 0 | 0 | 0
CT - CO2 Cap Annual v6.21 | 206 | 7789 | Rate Constraint in MTons | FALSE | L | Annual | Generation | TWh | 0 | 0 | 0 | 0 | 0.0099365 | 0.066349 | 0.064232
CT - CO2 Cap Annual v6.21 | 206 | 7789 | Rate Constraint in MTons | FALSE | L | Annual | Qualifying Generation | TWh | 0 | 0 | 0 | 0 | 0.0099365 | 0.066349 | 0.064232
CT - CO2 Cap Annual v6.21 | 206 | 7789 | Rate Constraint in MTons | FALSE | L | Annual | Rate | lb/MWh | 0 | 0 | 0 | 0 | 0 | 0 | 0
CT - CO2 Cap Annual v6.21 | 206 | 7789 | Rate Constraint in MTons | FALSE | L | Annual | Constraint Shadow Price | US2022$/Ton | 0 | 0 | 0 | 1224.2492 | 1664.9098 | 946.8156 | 1025.7221
CT Fac. Spec. - MER Rate Annual v3.1 | 207 | 7562 | MACT Fuel Choice Floor in lbs/MMBtu | FALSE | L | Annual | Seasons Included | Seasons | Winter, Spring, Summer, Fall | Winter, Spring, Summer, Fall | Winter, Spring, Summer, Fall | Winter, Spring, Summer, Fall | Winter, Spring, Summer, Fall | Winter, Spring, Summer, Fall | Winter, Spring, Summer, Fall
CT Fac. Spec. - MER Rate Annual v3.1 | 207 | 7562 | MACT Fuel Choice Floor in lbs/MMBtu | FALSE | L | Annual | Emission Floor | lbs/MMBtu | 6e-07 | 6e-07 | 6e-07 | 6e-07 | 6e-07 | 6e-07 | 6e-07
CT Fac. Spec. - MER Rate Annual v3.1 | 207 | 7562 | MACT Fuel Choice Floor in lbs/MMBtu | FALSE | L | Annual | Emissions at Affected Plants MER | lbs | 0 | 0 | 0 | 0 | 0 | 0 | 0
CT Fac. Spec. - MER Rate Annual v3.1 | 207 | 7562 | MACT Fuel Choice Floor in lbs/MMBtu | FALSE | L | Annual | Allowances Purchased MER | lbs | 0 | 0 | 0 | 0 | 0 | 0 | 0
CT Fac. Spec. - MER Rate Annual v3.1 | 207 | 7562 | MACT Fuel Choice Floor in lbs/MMBtu | FALSE | L | Annual | Allowances Sold MER | lbs | 0 | 0 | 0 | 0 | 0 | 0 | 0
CT Fac. Spec. - MER Rate Annual v3.1 | 207 | 7562 | MACT Fuel Choice Floor in lbs/MMBtu | FALSE | L | Annual | Allowances Banked | lbs | 0 | 0 | 0 | 0 | 0 | 0 | 0
CT Fac. Spec. - MER Rate Annual v3.1 | 207 | 7562 | MACT Fuel Choice Floor in lbs/MMBtu | FALSE | L | Annual | Allowances Withdrawn (1:1) | lbs | 0 | 0 | 0 | 0 | 0 | 0 | 0
CT Fac. Spec. - MER Rate Annual v3.1 | 207 | 7562 | MACT Fuel Choice Floor in lbs/MMBtu | FALSE | L | Annual | Allowances Withdrawn (n:1) | lbs | 0 | 0 | 0 | 0 | 0 | 0 | 0
CT Fac. Spec. - MER Rate Annual v3.1 | 207 | 7562 | MACT Fuel Choice Floor in lbs/MMBtu | FALSE | L | Annual | Net Emissions Allowance Position | lbs | 0 | 0 | 0 | 0 | 0 | 0 | 0
CT Fac. Spec. - MER Rate Annual v3.1 | 207 | 7562 | MACT Fuel Choice Floor in lbs/MMBtu | FALSE | L | Annual | Fuel Consumed | TBtu | 0 | 0 | 0 | 0 | 0 | 0 | 0
CT Fac. Spec. - MER Rate Annual v3.1 | 207 | 7562 | MACT Fuel Choice Floor in lbs/MMBtu | FALSE | L | Annual | Rate | lb/MMBtu | 0 | 0 | 0 | 0 | 0 | 0 | 0
CT Fac. Spec. - MER Rate Annual v3.1 | 207 | 7562 | MACT Fuel Choice Floor in lbs/MMBtu | FALSE | L | Annual | Generation | TWh | 0 | 0 | 0 | 0 | 0 | 0 | 0
CT Fac. Spec. - MER Rate Annual v3.1 | 207 | 7562 | MACT Fuel Choice Floor in lbs/MMBtu | FALSE | L | Annual | Qualifying Generation | TWh | 0 | 0 | 0 | 0 | 0 | 0 | 0
CT Fac. Spec. - MER Rate Annual v3.1 | 207 | 7562 | MACT Fuel Choice Floor in lbs/MMBtu | FALSE | L | Annual | Constraint Shadow Price | US2022$/Lb | 0 | 0 | 0 | 0 | 0 | 0 | 0
CT Fac. Spec. - NOX Rate Winter v.4.10 Final, Unit 608 and retrofits | 208 | 7286 | Rate Constraint in lbs/MMBtu | FALSE | L | Annual | Seasons Included | Seasons | Winter, Spring, Fall | Winter, Spring, Fall | Winter, Spring, Fall | Winter, Spring, Fall | Winter, Spring, Fall | Winter, Spring, Fall | Winter, Spring, Fall
CT Fac. Spec. - NOX Rate Winter v.4.10 Final, Unit 608 and retrofits | 208 | 7286 | Rate Constraint in lbs/MMBtu | FALSE | L | Annual | Standard NOX | lb/MMBtu | 0.15 | 0.15 | 0.15 | 0.15 | 0.15 | 0.15 | 0.15
CT Fac. Spec. - NOX Rate Winter v.4.10 Final, Unit 608 and retrofits | 208 | 7286 | Rate Constraint in lbs/MMBtu | FALSE | L | Annual | Emissions at Affected Plants NOX | Thousand Tons | 0 | 0 | 0 | 0 | 0 | 0 | 0
CT Fac. Spec. - NOX Rate Winter v.4.10 Final, Unit 608 and retrofits | 208 | 7286 | Rate Constraint in lbs/MMBtu | FALSE | L | Annual | Allowances Purchased NOX | Thousand Tons | 0 | 0 | 0 | 0 | 0 | 0 | 0
CT Fac. Spec. - NOX Rate Winter v.4.10 Final, Unit 608 and retrofits | 208 | 7286 | Rate Constraint in lbs/MMBtu | FALSE | L | Annual | Allowances Sold NOX | Thousand Tons | 0 | 0 | 0 | 0 | 0 | 0 | 0
CT Fac. Spec. - NOX Rate Winter v.4.10 Final, Unit 608 and retrofits | 208 | 7286 | Rate Constraint in lbs/MMBtu | FALSE | L | Annual | Allowances Banked | Thousand Tons | 0 | 0 | 0 | 0 | 0 | 0 | 0
CT Fac. Spec. - NOX Rate Winter v.4.10 Final, Unit 608 and retrofits | 208 | 7286 | Rate Constraint in lbs/MMBtu | FALSE | L | Annual | Allowances Withdrawn (1:1) | Thousand Tons | 0 | 0 | 0 | 0 | 0 | 0 | 0
CT Fac. Spec. - NOX Rate Winter v.4.10 Final, Unit 608 and retrofits | 208 | 7286 | Rate Constraint in lbs/MMBtu | FALSE | L | Annual | Allowances Withdrawn (n:1) | Thousand Tons | 0 | 0 | 0 | 0 | 0 | 0 | 0
CT Fac. Spec. - NOX Rate Winter v.4.10 Final, Unit 608 and retrofits | 208 | 7286 | Rate Constraint in lbs/MMBtu | FALSE | L | Annual | Net Emissions Allowance Position | Thousand Tons | 0 | 0 | 0 | 0 | 0 | 0 | 0
CT Fac. Spec. - NOX Rate Winter v.4.10 Final, Unit 608 and retrofits | 208 | 7286 | Rate Constraint in lbs/MMBtu | FALSE | L | Annual | Fuel Consumed | TBtu | 0 | 0 | 0 | 0 | 0 | 0 | 0
CT Fac. Spec. - NOX Rate Winter v.4.10 Final, Unit 608 and retrofits | 208 | 7286 | Rate Constraint in lbs/MMBtu | FALSE | L | Annual | Rate | lb/MMBtu | 0 | 0 | 0 | 0 | 0 | 0 | 0
CT Fac. Spec. - NOX Rate Winter v.4.10 Final, Unit 608 and retrofits | 208 | 7286 | Rate Constraint in lbs/MMBtu | FALSE | L | Annual | Generation | TWh | 0 | 0 | 0 | 0 | 0 | 0 | 0
CT Fac. Spec. - NOX Rate Winter v.4.10 Final, Unit 608 and retrofits | 208 | 7286 | Rate Constraint in lbs/MMBtu | FALSE | L | Annual | Qualifying Generation | TWh | 0 | 0 | 0 | 0 | 0 | 0 | 0
CT Fac. Spec. - NOX Rate Winter v.4.10 Final, Unit 608 and retrofits | 208 | 7286 | Rate Constraint in lbs/MMBtu | FALSE | L | Annual | Rate | lb/MWh | 0 | 0 | 0 | 0 | 0 | 0 | 0
CT Fac. Spec. - NOX Rate Winter v.4.10 Final, Unit 608 and retrofits | 208 | 7286 | Rate Constraint in lbs/MMBtu | FALSE | L | Annual | Constraint Shadow Price | US2022$/Ton | 0 | 0 | 0 | 0 | 0 | 0 | 0
CT Fac. Spec. - NOX Rate Winter v.4.10 Final, Unit 609 and retrofits | 209 | 7286 | Rate Constraint in lbs/MMBtu | FALSE | L | Annual | Seasons Included | Seasons | Winter, Spring, Fall | Winter, Spring, Fall | Winter, Spring, Fall | Winter, Spring, Fall | Winter, Spring, Fall | Winter, Spring, Fall | Winter, Spring, Fall
CT Fac. Spec. - NOX Rate Winter v.4.10 Final, Unit 609 and retrofits | 209 | 7286 | Rate Constraint in lbs/MMBtu | FALSE | L | Annual | Standard NOX | lb/MMBtu | 0.15 | 0.15 | 0.15 | 0.15 | 0.15 | 0.15 | 0.15
CT Fac. Spec. - NOX Rate Winter v.4.10 Final, Unit 609 and retrofits | 209 | 7286 | Rate Constraint in lbs/MMBtu | FALSE | L | Annual | Emissions at Affected Plants NOX | Thousand Tons | 0 | 0 | 0 | 0 | 0 | 0 | 0
CT Fac. Spec. - NOX Rate Winter v.4.10 Final, Unit 609 and retrofits | 209 | 7286 | Rate Constraint in lbs/MMBtu | FALSE | L | Annual | Allowances Purchased NOX | Thousand Tons | 0 | 0 | 0 | 0 | 0 | 0 | 0
CT Fac. Spec. - NOX Rate Winter v.4.10 Final, Unit 609 and retrofits | 209 | 7286 | Rate Constraint in lbs/MMBtu | FALSE | L | Annual | Allowances Sold NOX | Thousand Tons | 0 | 0 | 0 | 0 | 0 | 0 | 0
CT Fac. Spec. - NOX Rate Winter v.4.10 Final, Unit 609 and retrofits | 209 | 7286 | Rate Constraint in lbs/MMBtu | FALSE | L | Annual | Allowances Banked | Thousand Tons | 0 | 0 | 0 | 0 | 0 | 0 | 0
CT Fac. Spec. - NOX Rate Winter v.4.10 Final, Unit 609 and retrofits | 209 | 7286 | Rate Constraint in lbs/MMBtu | FALSE | L | Annual | Allowances Withdrawn (1:1) | Thousand Tons | 0 | 0 | 0 | 0 | 0 | 0 | 0
CT Fac. Spec. - NOX Rate Winter v.4.10 Final, Unit 609 and retrofits | 209 | 7286 | Rate Constraint in lbs/MMBtu | FALSE | L | Annual | Allowances Withdrawn (n:1) | Thousand Tons | 0 | 0 | 0 | 0 | 0 | 0 | 0
CT Fac. Spec. - NOX Rate Winter v.4.10 Final, Unit 609 and retrofits | 209 | 7286 | Rate Constraint in lbs/MMBtu | FALSE | L | Annual | Net Emissions Allowance Position | Thousand Tons | 0 | 0 | 0 | 0 | 0 | 0 | 0
CT Fac. Spec. - NOX Rate Winter v.4.10 Final, Unit 609 and retrofits | 209 | 7286 | Rate Constraint in lbs/MMBtu | FALSE | L | Annual | Fuel Consumed | TBtu | 0 | 0 | 0 | 0 | 0 | 0 | 0
CT Fac. Spec. - NOX Rate Winter v.4.10 Final, Unit 609 and retrofits | 209 | 7286 | Rate Constraint in lbs/MMBtu | FALSE | L | Annual | Rate | lb/MMBtu | 0 | 0 | 0 | 0 | 0 | 0 | 0
CT Fac. Spec. - NOX Rate Winter v.4.10 Final, Unit 609 and retrofits | 209 | 7286 | Rate Constraint in lbs/MMBtu | FALSE | L | Annual | Generation | TWh | 0 | 0 | 0 | 0 | 0 | 0 | 0
CT Fac. Spec. - NOX Rate Winter v.4.10 Final, Unit 609 and retrofits | 209 | 7286 | Rate Constraint in lbs/MMBtu | FALSE | L | Annual | Qualifying Generation | TWh | 0 | 0 | 0 | 0 | 0 | 0 | 0
CT Fac. Spec. - NOX Rate Winter v.4.10 Final, Unit 609 and retrofits | 209 | 7286 | Rate Constraint in lbs/MMBtu | FALSE | L | Annual | Rate | lb/MWh | 0 | 0 | 0 | 0 | 0 | 0 | 0
CT Fac. Spec. - NOX Rate Winter v.4.10 Final, Unit 609 and retrofits | 209 | 7286 | Rate Constraint in lbs/MMBtu | FALSE | L | Annual | Constraint Shadow Price | US2022$/Ton | 0 | 0 | 0 | 0 | 0 | 0 | 0
CT Fac. Spec. - NOX Rate Winter v.4.10 Final, Unit 610 and retrofits | 210 | 7286 | Rate Constraint in lbs/MMBtu | FALSE | L | Annual | Seasons Included | Seasons | Winter, Spring, Fall | Winter, Spring, Fall | Winter, Spring, Fall | Winter, Spring, Fall | Winter, Spring, Fall | Winter, Spring, Fall | Winter, Spring, Fall
CT Fac. Spec. - NOX Rate Winter v.4.10 Final, Unit 610 and retrofits | 210 | 7286 | Rate Constraint in lbs/MMBtu | FALSE | L | Annual | Standard NOX | lb/MMBtu | 0.15 | 0.15 | 0.15 | 0.15 | 0.15 | 0.15 | 0.15
CT Fac. Spec. - NOX Rate Winter v.4.10 Final, Unit 610 and retrofits | 210 | 7286 | Rate Constraint in lbs/MMBtu | FALSE | L | Annual | Emissions at Affected Plants NOX | Thousand Tons | 0 | 0 | 0 | 0 | 0 | 0 | 0
CT Fac. Spec. - NOX Rate Winter v.4.10 Final, Unit 610 and retrofits | 210 | 7286 | Rate Constraint in lbs/MMBtu | FALSE | L | Annual | Allowances Purchased NOX | Thousand Tons | 0 | 0 | 0 | 0 | 0 | 0 | 0
CT Fac. Spec. - NOX Rate Winter v.4.10 Final, Unit 610 and retrofits | 210 | 7286 | Rate Constraint in lbs/MMBtu | FALSE | L | Annual | Allowances Sold NOX | Thousand Tons | 0 | 0 | 0 | 0 | 0 | 0 | 0
CT Fac. Spec. - NOX Rate Winter v.4.10 Final, Unit 610 and retrofits | 210 | 7286 | Rate Constraint in lbs/MMBtu | FALSE | L | Annual | Allowances Banked | Thousand Tons | 0 | 0 | 0 | 0 | 0 | 0 | 0
CT Fac. Spec. - NOX Rate Winter v.4.10 Final, Unit 610 and retrofits | 210 | 7286 | Rate Constraint in lbs/MMBtu | FALSE | L | Annual | Allowances Withdrawn (1:1) | Thousand Tons | 0 | 0 | 0 | 0 | 0 | 0 | 0
CT Fac. Spec. - NOX Rate Winter v.4.10 Final, Unit 610 and retrofits | 210 | 7286 | Rate Constraint in lbs/MMBtu | FALSE | L | Annual | Allowances Withdrawn (n:1) | Thousand Tons | 0 | 0 | 0 | 0 | 0 | 0 | 0
CT Fac. Spec. - NOX Rate Winter v.4.10 Final, Unit 610 and retrofits | 210 | 7286 | Rate Constraint in lbs/MMBtu | FALSE | L | Annual | Net Emissions Allowance Position | Thousand Tons | 0 | 0 | 0 | 0 | 0 | 0 | 0
CT Fac. Spec. - NOX Rate Winter v.4.10 Final, Unit 610 and retrofits | 210 | 7286 | Rate Constraint in lbs/MMBtu | FALSE | L | Annual | Fuel Consumed | TBtu | 0 | 0 | 0 | 0 | 0 | 0 | 0
CT Fac. Spec. - NOX Rate Winter v.4.10 Final, Unit 610 and retrofits | 210 | 7286 | Rate Constraint in lbs/MMBtu | FALSE | L | Annual | Rate | lb/MMBtu | 0 | 0 | 0 | 0 | 0 | 0 | 0
CT Fac. Spec. - NOX Rate Winter v.4.10 Final, Unit 610 and retrofits | 210 | 7286 | Rate Constraint in lbs/MMBtu | FALSE | L | Annual | Generation | TWh | 0 | 0 | 0 | 0 | 0 | 0 | 0
CT Fac. Spec. - NOX Rate Winter v.4.10 Final, Unit 610 and retrofits | 210 | 7286 | Rate Constraint in lbs/MMBtu | FALSE | L | Annual | Qualifying Generation | TWh | 0 | 0 | 0 | 0 | 0 | 0 | 0
CT Fac. Spec. - NOX Rate Winter v.4.10 Final, Unit 610 and retrofits | 210 | 7286 | Rate Constraint in lbs/MMBtu | FALSE | L | Annual | Rate | lb/MWh | 0 | 0 | 0 | 0 | 0 | 0 | 0
CT Fac. Spec. - NOX Rate Winter v.4.10 Final, Unit 610 and retrofits | 210 | 7286 | Rate Constraint in lbs/MMBtu | FALSE | L | Annual | Constraint Shadow Price | US2022$/Ton | 0 | 0 | 0 | 0 | 0 | 0 | 0
CT Fac. Spec. - NOX Rate Winter v.4.10 Final, Unit 611 and retrofits | 211 | 7286 | Rate Constraint in lbs/MMBtu | FALSE | L | Annual | Seasons Included | Seasons | Winter, Spring, Fall | Winter, Spring, Fall | Winter, Spring, Fall | Winter, Spring, Fall | Winter, Spring, Fall | Winter, Spring, Fall | Winter, Spring, Fall
CT Fac. Spec. - NOX Rate Winter v.4.10 Final, Unit 611 and retrofits | 211 | 7286 | Rate Constraint in lbs/MMBtu | FALSE | L | Annual | Standard NOX | lb/MMBtu | 0.15 | 0.15 | 0.15 | 0.15 | 0.15 | 0.15 | 0.15
CT Fac. Spec. - NOX Rate Winter v.4.10 Final, Unit 611 and retrofits | 211 | 7286 | Rate Constraint in lbs/MMBtu | FALSE | L | Annual | Emissions at Affected Plants NOX | Thousand Tons | 0 | 0 | 0 | 0 | 0 | 0 | 0
CT Fac. Spec. - NOX Rate Winter v.4.10 Final, Unit 611 and retrofits | 211 | 7286 | Rate Constraint in lbs/MMBtu | FALSE | L | Annual | Allowances Purchased NOX | Thousand Tons | 0 | 0 | 0 | 0 | 0 | 0 | 0
CT Fac. Spec. - NOX Rate Winter v.4.10 Final, Unit 611 and retrofits | 211 | 7286 | Rate Constraint in lbs/MMBtu | FALSE | L | Annual | Allowances Sold NOX | Thousand Tons | 0 | 0 | 0 | 0 | 0 | 0 | 0
CT Fac. Spec. - NOX Rate Winter v.4.10 Final, Unit 611 and retrofits | 211 | 7286 | Rate Constraint in lbs/MMBtu | FALSE | L | Annual | Allowances Banked | Thousand Tons | 0 | 0 | 0 | 0 | 0 | 0 | 0
CT Fac. Spec. - NOX Rate Winter v.4.10 Final, Unit 611 and retrofits | 211 | 7286 | Rate Constraint in lbs/MMBtu | FALSE | L | Annual | Allowances Withdrawn (1:1) | Thousand Tons | 0 | 0 | 0 | 0 | 0 | 0 | 0
CT Fac. Spec. - NOX Rate Winter v.4.10 Final, Unit 611 and retrofits | 211 | 7286 | Rate Constraint in lbs/MMBtu | FALSE | L | Annual | Allowances Withdrawn (n:1) | Thousand Tons | 0 | 0 | 0 | 0 | 0 | 0 | 0
CT Fac. Spec. - NOX Rate Winter v.4.10 Final, Unit 611 and retrofits | 211 | 7286 | Rate Constraint in lbs/MMBtu | FALSE | L | Annual | Net Emissions Allowance Position | Thousand Tons | 0 | 0 | 0 | 0 | 0 | 0 | 0
CT Fac. Spec. - NOX Rate Winter v.4.10 Final, Unit 611 and retrofits | 211 | 7286 | Rate Constraint in lbs/MMBtu | FALSE | L | Annual | Fuel Consumed | TBtu | 0 | 0 | 0 | 0 | 0 | 0 | 0
CT Fac. Spec. - NOX Rate Winter v.4.10 Final, Unit 611 and retrofits | 211 | 7286 | Rate Constraint in lbs/MMBtu | FALSE | L | Annual | Rate | lb/MMBtu | 0 | 0 | 0 | 0 | 0 | 0 | 0
CT Fac. Spec. - NOX Rate Winter v.4.10 Final, Unit 611 and retrofits | 211 | 7286 | Rate Constraint in lbs/MMBtu | FALSE | L | Annual | Generation | TWh | 0 | 0 | 0 | 0 | 0 | 0 | 0
CT Fac. Spec. - NOX Rate Winter v.4.10 Final, Unit 611 and retrofits | 211 | 7286 | Rate Constraint in lbs/MMBtu | FALSE | L | Annual | Qualifying Generation | TWh | 0 | 0 | 0 | 0 | 0 | 0 | 0
CT Fac. Spec. - NOX Rate Winter v.4.10 Final, Unit 611 and retrofits | 211 | 7286 | Rate Constraint in lbs/MMBtu | FALSE | L | Annual | Rate | lb/MWh | 0 | 0 | 0 | 0 | 0 | 0 | 0
CT Fac. Spec. - NOX Rate Winter v.4.10 Final, Unit 611 and retrofits | 211 | 7286 | Rate Constraint in lbs/MMBtu | FALSE | L | Annual | Constraint Shadow Price | US2022$/Ton | 0 | 0 | 0 | 0 | 0 | 0 | 0
CT Fac. Spec. - NOX Rate Winter v.4.10 Final, Unit 612 and retrofits | 212 | 7286 | Rate Constraint in lbs/MMBtu | FALSE | L | Annual | Seasons Included | Seasons | Winter, Spring, Fall | Winter, Spring, Fall | Winter, Spring, Fall | Winter, Spring, Fall | Winter, Spring, Fall | Winter, Spring, Fall | Winter, Spring, Fall
CT Fac. Spec. - NOX Rate Winter v.4.10 Final, Unit 612 and retrofits | 212 | 7286 | Rate Constraint in lbs/MMBtu | FALSE | L | Annual | Standard NOX | lb/MMBtu | 0.15 | 0.15 | 0.15 | 0.15 | 0.15 | 0.15 | 0.15
CT Fac. Spec. - NOX Rate Winter v.4.10 Final, Unit 612 and retrofits | 212 | 7286 | Rate Constraint in lbs/MMBtu | FALSE | L | Annual | Emissions at Affected Plants NOX | Thousand Tons | 0 | 0 | 0 | 0 | 0 | 0 | 0
CT Fac. Spec. - NOX Rate Winter v.4.10 Final, Unit 612 and retrofits | 212 | 7286 | Rate Constraint in lbs/MMBtu | FALSE | L | Annual | Allowances Purchased NOX | Thousand Tons | 0 | 0 | 0 | 0 | 0 | 0 | 0
CT Fac. Spec. - NOX Rate Winter v.4.10 Final, Unit 612 and retrofits | 212 | 7286 | Rate Constraint in lbs/MMBtu | FALSE | L | Annual | Allowances Sold NOX | Thousand Tons | 0 | 0 | 0 | 0 | 0 | 0 | 0
CT Fac. Spec. - NOX Rate Winter v.4.10 Final, Unit 612 and retrofits | 212 | 7286 | Rate Constraint in lbs/MMBtu | FALSE | L | Annual | Allowances Banked | Thousand Tons | 0 | 0 | 0 | 0 | 0 | 0 | 0
CT Fac. Spec. - NOX Rate Winter v.4.10 Final, Unit 612 and retrofits | 212 | 7286 | Rate Constraint in lbs/MMBtu | FALSE | L | Annual | Allowances Withdrawn (1:1) | Thousand Tons | 0 | 0 | 0 | 0 | 0 | 0 | 0
CT Fac. Spec. - NOX Rate Winter v.4.10 Final, Unit 612 and retrofits | 212 | 7286 | Rate Constraint in lbs/MMBtu | FALSE | L | Annual | Allowances Withdrawn (n:1) | Thousand Tons | 0 | 0 | 0 | 0 | 0 | 0 | 0
CT Fac. Spec. - NOX Rate Winter v.4.10 Final, Unit 612 and retrofits | 212 | 7286 | Rate Constraint in lbs/MMBtu | FALSE | L | Annual | Net Emissions Allowance Position | Thousand Tons | 0 | 0 | 0 | 0 | 0 | 0 | 0
CT Fac. Spec. - NOX Rate Winter v.4.10 Final, Unit 612 and retrofits | 212 | 7286 | Rate Constraint in lbs/MMBtu | FALSE | L | Annual | Fuel Consumed | TBtu | 0 | 0 | 0 | 0 | 0 | 0 | 0
CT Fac. Spec. - NOX Rate Winter v.4.10 Final, Unit 612 and retrofits | 212 | 7286 | Rate Constraint in lbs/MMBtu | FALSE | L | Annual | Rate | lb/MMBtu | 0 | 0 | 0 | 0 | 0 | 0 | 0
CT Fac. Spec. - NOX Rate Winter v.4.10 Final, Unit 612 and retrofits | 212 | 7286 | Rate Constraint in lbs/MMBtu | FALSE | L | Annual | Generation | TWh | 0 | 0 | 0 | 0 | 0 | 0 | 0
CT Fac. Spec. - NOX Rate Winter v.4.10 Final, Unit 612 and retrofits | 212 | 7286 | Rate Constraint in lbs/MMBtu | FALSE | L | Annual | Qualifying Generation | TWh | 0 | 0 | 0 | 0 | 0 | 0 | 0
CT Fac. Spec. - NOX Rate Winter v.4.10 Final, Unit 612 and retrofits | 212 | 7286 | Rate Constraint in lbs/MMBtu | FALSE | L | Annual | Rate | lb/MWh | 0 | 0 | 0 | 0 | 0 | 0 | 0
CT Fac. Spec. - NOX Rate Winter v.4.10 Final, Unit 612 and retrofits | 212 | 7286 | Rate Constraint in lbs/MMBtu | FALSE | L | Annual | Constraint Shadow Price | US2022$/Ton | 0 | 0 | 0 | 0 | 0 | 0 | 0
CT Fac. Spec. - NOX Rate Winter v.4.10 Final, Unit 613 and retrofits | 213 | 7286 | Rate Constraint in lbs/MMBtu | FALSE | L | Annual | Seasons Included | Seasons | Winter, Spring, Fall | Winter, Spring, Fall | Winter, Spring, Fall | Winter, Spring, Fall | Winter, Spring, Fall | Winter, Spring, Fall | Winter, Spring, Fall
CT Fac. Spec. - NOX Rate Winter v.4.10 Final, Unit 613 and retrofits | 213 | 7286 | Rate Constraint in lbs/MMBtu | FALSE | L | Annual | Standard NOX | lb/MMBtu | 0.15 | 0.15 | 0.15 | 0.15 | 0.15 | 0.15 | 0.15
CT Fac. Spec. - NOX Rate Winter v.4.10 Final, Unit 613 and retrofits | 213 | 7286 | Rate Constraint in lbs/MMBtu | FALSE | L | Annual | Emissions at Affected Plants NOX | Thousand Tons | 0 | 0 | 0 | 0 | 0 | 0 | 0
CT Fac. Spec. - NOX Rate Winter v.4.10 Final, Unit 613 and retrofits | 213 | 7286 | Rate Constraint in lbs/MMBtu | FALSE | L | Annual | Allowances Purchased NOX | Thousand Tons | 0 | 0 | 0 | 0 | 0 | 0 | 0
CT Fac. Spec. - NOX Rate Winter v.4.10 Final, Unit 613 and retrofits | 213 | 7286 | Rate Constraint in lbs/MMBtu | FALSE | L | Annual | Allowances Sold NOX | Thousand Tons | 0 | 0 | 0 | 0 | 0 | 0 | 0
CT Fac. Spec. - NOX Rate Winter v.4.10 Final, Unit 613 and retrofits | 213 | 7286 | Rate Constraint in lbs/MMBtu | FALSE | L | Annual | Allowances Banked | Thousand Tons | 0 | 0 | 0 | 0 | 0 | 0 | 0
CT Fac. Spec. - NOX Rate Winter v.4.10 Final, Unit 613 and retrofits | 213 | 7286 | Rate Constraint in lbs/MMBtu | FALSE | L | Annual | Allowances Withdrawn (1:1) | Thousand Tons | 0 | 0 | 0 | 0 | 0 | 0 | 0
CT Fac. Spec. - NOX Rate Winter v.4.10 Final, Unit 613 and retrofits | 213 | 7286 | Rate Constraint in lbs/MMBtu | FALSE | L | Annual | Allowances Withdrawn (n:1) | Thousand Tons | 0 | 0 | 0 | 0 | 0 | 0 | 0
CT Fac. Spec. - NOX Rate Winter v.4.10 Final, Unit 613 and retrofits | 213 | 7286 | Rate Constraint in lbs/MMBtu | FALSE | L | Annual | Net Emissions Allowance Position | Thousand Tons | 0 | 0 | 0 | 0 | 0 | 0 | 0
CT Fac. Spec. - NOX Rate Winter v.4.10 Final, Unit 613 and retrofits | 213 | 7286 | Rate Constraint in lbs/MMBtu | FALSE | L | Annual | Fuel Consumed | TBtu | 0 | 0 | 0 | 0 | 0 | 0 | 0
CT Fac. Spec. - NOX Rate Winter v.4.10 Final, Unit 613 and retrofits | 213 | 7286 | Rate Constraint in lbs/MMBtu | FALSE | L | Annual | Rate | lb/MMBtu | 0 | 0 | 0 | 0 | 0 | 0 | 0
CT Fac. Spec. - NOX Rate Winter v.4.10 Final, Unit 613 and retrofits | 213 | 7286 | Rate Constraint in lbs/MMBtu | FALSE | L | Annual | Generation | TWh | 0 | 0 | 0 | 0 | 0 | 0 | 0
CT Fac. Spec. - NOX Rate Winter v.4.10 Final, Unit 613 and retrofits | 213 | 7286 | Rate Constraint in lbs/MMBtu | FALSE | L | Annual | Qualifying Generation | TWh | 0 | 0 | 0 | 0 | 0 | 0 | 0
CT Fac. Spec. - NOX Rate Winter v.4.10 Final, Unit 613 and retrofits | 213 | 7286 | Rate Constraint in lbs/MMBtu | FALSE | L | Annual | Rate | lb/MWh | 0 | 0 | 0 | 0 | 0 | 0 | 0
CT Fac. Spec. - NOX Rate Winter v.4.10 Final, Unit 613 and retrofits | 213 | 7286 | Rate Constraint in lbs/MMBtu | FALSE | L | Annual | Constraint Shadow Price | US2022$/Ton | 0 | 0 | 0 | 0 | 0 | 0 | 0
CT Fac. Spec. - NOX Rate Winter v.4.10 Final, Unit 614 and retrofits | 214 | 7286 | Rate Constraint in lbs/MMBtu | FALSE | L | Annual | Seasons Included | Seasons | Winter, Spring, Fall | Winter, Spring, Fall | Winter, Spring, Fall | Winter, Spring, Fall | Winter, Spring, Fall | Winter, Spring, Fall | Winter, Spring, Fall
CT Fac. Spec. - NOX Rate Winter v.4.10 Final, Unit 614 and retrofits | 214 | 7286 | Rate Constraint in lbs/MMBtu | FALSE | L | Annual | Standard NOX | lb/MMBtu | 0.15 | 0.15 | 0.15 | 0.15 | 0.15 | 0.15 | 0.15
CT Fac. Spec. - NOX Rate Winter v.4.10 Final, Unit 614 and retrofits | 214 | 7286 | Rate Constraint in lbs/MMBtu | FALSE | L | Annual | Emissions at Affected Plants NOX | Thousand Tons | 0 | 0 | 0 | 0 | 0 | 0 | 0
CT Fac. Spec. - NOX Rate Winter v.4.10 Final, Unit 614 and retrofits | 214 | 7286 | Rate Constraint in lbs/MMBtu | FALSE | L | Annual | Allowances Purchased NOX | Thousand Tons | 0 | 0 | 0 | 0 | 0 | 0 | 0
CT Fac. Spec. - NOX Rate Winter v.4.10 Final, Unit 614 and retrofits | 214 | 7286 | Rate Constraint in lbs/MMBtu | FALSE | L | Annual | Allowances Sold NOX | Thousand Tons | 0 | 0 | 0 | 0 | 0 | 0 | 0
CT Fac. Spec. - NOX Rate Winter v.4.10 Final, Unit 614 and retrofits | 214 | 7286 | Rate Constraint in lbs/MMBtu | FALSE | L | Annual | Allowances Banked | Thousand Tons | 0 | 0 | 0 | 0 | 0 | 0 | 0
CT Fac. Spec. - NOX Rate Winter v.4.10 Final, Unit 614 and retrofits | 214 | 7286 | Rate Constraint in lbs/MMBtu | FALSE | L | Annual | Allowances Withdrawn (1:1) | Thousand Tons | 0 | 0 | 0 | 0 | 0 | 0 | 0
CT Fac. Spec. - NOX Rate Winter v.4.10 Final, Unit 614 and retrofits | 214 | 7286 | Rate Constraint in lbs/MMBtu | FALSE | L | Annual | Allowances Withdrawn (n:1) | Thousand Tons | 0 | 0 | 0 | 0 | 0 | 0 | 0
CT Fac. Spec. - NOX Rate Winter v.4.10 Final, Unit 614 and retrofits | 214 | 7286 | Rate Constraint in lbs/MMBtu | FALSE | L | Annual | Net Emissions Allowance Position | Thousand Tons | 0 | 0 | 0 | 0 | 0 | 0 | 0
CT Fac. Spec. - NOX Rate Winter v.4.10 Final, Unit 614 and retrofits | 214 | 7286 | Rate Constraint in lbs/MMBtu | FALSE | L | Annual | Fuel Consumed | TBtu | 0 | 0 | 0 | 0 | 0 | 0 | 0
CT Fac. Spec. - NOX Rate Winter v.4.10 Final, Unit 614 and retrofits | 214 | 7286 | Rate Constraint in lbs/MMBtu | FALSE | L | Annual | Rate | lb/MMBtu | 0 | 0 | 0 | 0 | 0 | 0 | 0
CT Fac. Spec. - NOX Rate Winter v.4.10 Final, Unit 614 and retrofits | 214 | 7286 | Rate Constraint in lbs/MMBtu | FALSE | L | Annual | Generation | TWh | 0 | 0 | 0 | 0 | 0 | 0 | 0
CT Fac. Spec. - NOX Rate Winter v.4.10 Final, Unit 614 and retrofits | 214 | 7286 | Rate Constraint in lbs/MMBtu | FALSE | L | Annual | Qualifying Generation | TWh | 0 | 0 | 0 | 0 | 0 | 0 | 0
CT Fac. Spec. - NOX Rate Winter v.4.10 Final, Unit 614 and retrofits | 214 | 7286 | Rate Constraint in lbs/MMBtu | FALSE | L | Annual | Rate | lb/MWh | 0 | 0 | 0 | 0 | 0 | 0 | 0
CT Fac. Spec. - NOX Rate Winter v.4.10 Final, Unit 614 and retrofits | 214 | 7286 | Rate Constraint in lbs/MMBtu | FALSE | L | Annual | Constraint Shadow Price | US2022$/Ton | 0 | 0 | 0 | 0 | 0 | 0 | 0
CT Fac. Spec. - NOX Rate Winter v.4.10 Final, Unit 616 and retrofits | 215 | 7286 | Rate Constraint in lbs/MMBtu | FALSE | L | Annual | Seasons Included | Seasons | Winter, Spring, Fall | Winter, Spring, Fall | Winter, Spring, Fall | Winter, Spring, Fall | Winter, Spring, Fall | Winter, Spring, Fall | Winter, Spring, Fall
CT Fac. Spec. - NOX Rate Winter v.4.10 Final, Unit 616 and retrofits | 215 | 7286 | Rate Constraint in lbs/MMBtu | FALSE | L | Annual | Standard NOX | lb/MMBtu | 0.15 | 0.15 | 0.15 | 0.15 | 0.15 | 0.15 | 0.15
CT Fac. Spec. - NOX Rate Winter v.4.10 Final, Unit 616 and retrofits | 215 | 7286 | Rate Constraint in lbs/MMBtu | FALSE | L | Annual | Emissions at Affected Plants NOX | Thousand Tons | 0 | 0 | 0 | 0 | 0 | 0 | 0
CT Fac. Spec. - NOX Rate Winter v.4.10 Final, Unit 616 and retrofits | 215 | 7286 | Rate Constraint in lbs/MMBtu | FALSE | L | Annual | Allowances Purchased NOX | Thousand Tons | 0 | 0 | 0 | 0 | 0 | 0 | 0
CT Fac. Spec. - NOX Rate Winter v.4.10 Final, Unit 616 and retrofits | 215 | 7286 | Rate Constraint in lbs/MMBtu | FALSE | L | Annual | Allowances Sold NOX | Thousand Tons | 0 | 0 | 0 | 0 | 0 | 0 | 0
CT Fac. Spec. - NOX Rate Winter v.4.10 Final, Unit 616 and retrofits | 215 | 7286 | Rate Constraint in lbs/MMBtu | FALSE | L | Annual | Allowances Banked | Thousand Tons | 0 | 0 | 0 | 0 | 0 | 0 | 0
CT Fac. Spec. - NOX Rate Winter v.4.10 Final, Unit 616 and retrofits | 215 | 7286 | Rate Constraint in lbs/MMBtu | FALSE | L | Annual | Allowances Withdrawn (1:1) | Thousand Tons | 0 | 0 | 0 | 0 | 0 | 0 | 0
CT Fac. Spec. - NOX Rate Winter v.4.10 Final, Unit 616 and retrofits | 215 | 7286 | Rate Constraint in lbs/MMBtu | FALSE | L | Annual | Allowances Withdrawn (n:1) | Thousand Tons | 0 | 0 | 0 | 0 | 0 | 0 | 0
CT Fac. Spec. - NOX Rate Winter v.4.10 Final, Unit 616 and retrofits | 215 | 7286 | Rate Constraint in lbs/MMBtu | FALSE | L | Annual | Net Emissions Allowance Position | Thousand Tons | 0 | 0 | 0 | 0 | 0 | 0 | 0
CT Fac. Spec. - NOX Rate Winter v.4.10 Final, Unit 616 and retrofits | 215 | 7286 | Rate Constraint in lbs/MMBtu | FALSE | L | Annual | Fuel Consumed | TBtu | 0 | 0 | 0 | 0 | 0 | 0 | 0
CT Fac. Spec. - NOX Rate Winter v.4.10 Final, Unit 616 and retrofits | 215 | 7286 | Rate Constraint in lbs/MMBtu | FALSE | L | Annual | Rate | lb/MMBtu | 0 | 0 | 0 | 0 | 0 | 0 | 0
CT Fac. Spec. - NOX Rate Winter v.4.10 Final, Unit 616 and retrofits | 215 | 7286 | Rate Constraint in lbs/MMBtu | FALSE | L | Annual | Generation | TWh | 0 | 0 | 0 | 0 | 0 | 0 | 0
CT Fac. Spec. - NOX Rate Winter v.4.10 Final, Unit 616 and retrofits | 215 | 7286 | Rate Constraint in lbs/MMBtu | FALSE | L | Annual | Qualifying Generation | TWh | 0 | 0 | 0 | 0 | 0 | 0 | 0
CT Fac. Spec. - NOX Rate Winter v.4.10 Final, Unit 616 and retrofits | 215 | 7286 | Rate Constraint in lbs/MMBtu | FALSE | L | Annual | Rate | lb/MWh | 0 | 0 | 0 | 0 | 0 | 0 | 0
CT Fac. Spec. - NOX Rate Winter v.4.10 Final, Unit 616 and retrofits | 215 | 7286 | Rate Constraint in lbs/MMBtu | FALSE | L | Annual | Constraint Shadow Price | US2022$/Ton | 0 | 0 | 0 | 0 | 0 | 0 | 0
CT Fac. Spec. - NOX Rate Winter v.4.10 Final, Unit 617 and retrofits | 216 | 7286 | Rate Constraint in lbs/MMBtu | FALSE | L | Annual | Seasons Included | Seasons | Winter, Spring, Fall | Winter, Spring, Fall | Winter, Spring, Fall | Winter, Spring, Fall | Winter, Spring, Fall | Winter, Spring, Fall | Winter, Spring, Fall
CT Fac. Spec. - NOX Rate Winter v.4.10 Final, Unit 617 and retrofits | 216 | 7286 | Rate Constraint in lbs/MMBtu | FALSE | L | Annual | Standard NOX | lb/MMBtu | 0.15 | 0.15 | 0.15 | 0.15 | 0.15 | 0.15 | 0.15
CT Fac. Spec. - NOX Rate Winter v.4.10 Final, Unit 617 and retrofits | 216 | 7286 | Rate Constraint in lbs/MMBtu | FALSE | L | Annual | Emissions at Affected Plants NOX | Thousand Tons | 0 | 0 | 0 | 0 | 0 | 0 | 0
CT Fac. Spec. - NOX Rate Winter v.4.10 Final, Unit 617 and retrofits | 216 | 7286 | Rate Constraint in lbs/MMBtu | FALSE | L | Annual | Allowances Purchased NOX | Thousand Tons | 0 | 0 | 0 | 0 | 0 | 0 | 0
CT Fac. Spec. - NOX Rate Winter v.4.10 Final, Unit 617 and retrofits | 216 | 7286 | Rate Constraint in lbs/MMBtu | FALSE | L | Annual | Allowances Sold NOX | Thousand Tons | 0 | 0 | 0 | 0 | 0 | 0 | 0
CT Fac. Spec. - NOX Rate Winter v.4.10 Final, Unit 617 and retrofits | 216 | 7286 | Rate Constraint in lbs/MMBtu | FALSE | L | Annual | Allowances Banked | Thousand Tons | 0 | 0 | 0 | 0 | 0 | 0 | 0
CT Fac. Spec. - NOX Rate Winter v.4.10 Final, Unit 617 and retrofits | 216 | 7286 | Rate Constraint in lbs/MMBtu | FALSE | L | Annual | Allowances Withdrawn (1:1) | Thousand Tons | 0 | 0 | 0 | 0 | 0 | 0 | 0
CT Fac. Spec. - NOX Rate Winter v.4.10 Final, Unit 617 and retrofits | 216 | 7286 | Rate Constraint in lbs/MMBtu | FALSE | L | Annual | Allowances Withdrawn (n:1) | Thousand Tons | 0 | 0 | 0 | 0 | 0 | 0 | 0
CT Fac. Spec. - NOX Rate Winter v.4.10 Final, Unit 617 and retrofits | 216 | 7286 | Rate Constraint in lbs/MMBtu | FALSE | L | Annual | Net Emissions Allowance Position | Thousand Tons | 0 | 0 | 0 | 0 | 0 | 0 | 0
CT Fac. Spec. - NOX Rate Winter v.4.10 Final, Unit 617 and retrofits | 216 | 7286 | Rate Constraint in lbs/MMBtu | FALSE | L | Annual | Fuel Consumed | TBtu | 0 | 0 | 0 | 0 | 0 | 0 | 0
CT Fac. Spec. - NOX Rate Winter v.4.10 Final, Unit 617 and retrofits | 216 | 7286 | Rate Constraint in lbs/MMBtu | FALSE | L | Annual | Rate | lb/MMBtu | 0 | 0 | 0 | 0 | 0 | 0 | 0
CT Fac. Spec. - NOX Rate Winter v.4.10 Final, Unit 617 and retrofits | 216 | 7286 | Rate Constraint in lbs/MMBtu | FALSE | L | Annual | Generation | TWh | 0 | 0 | 0 | 0 | 0 | 0 | 0
CT Fac. Spec. - NOX Rate Winter v.4.10 Final, Unit 617 and retrofits | 216 | 7286 | Rate Constraint in lbs/MMBtu | FALSE | L | Annual | Qualifying Generation | TWh | 0 | 0 | 0 | 0 | 0 | 0 | 0
CT Fac. Spec. - NOX Rate Winter v.4.10 Final, Unit 617 and retrofits | 216 | 7286 | Rate Constraint in lbs/MMBtu | FALSE | L | Annual | Rate | lb/MWh | 0 | 0 | 0 | 0 | 0 | 0 | 0
CT Fac. Spec. - NOX Rate Winter v.4.10 Final, Unit 617 and retrofits | 216 | 7286 | Rate Constraint in lbs/MMBtu | FALSE | L | Annual | Constraint Shadow Price | US2022$/Ton | 0 | 0 | 0 | 0 | 0 | 0 | 0
CT Fac. Spec. - NOX Rate Winter v.4.10 Final, Unit 618 and retrofits | 217 | 7286 | Rate Constraint in lbs/MMBtu | FALSE | L | Annual | Seasons Included | Seasons | Winter, Spring, Fall | Winter, Spring, Fall | Winter, Spring, Fall | Winter, Spring, Fall | Winter, Spring, Fall | Winter, Spring, Fall | Winter, Spring, Fall
CT Fac. Spec. - NOX Rate Winter v.4.10 Final, Unit 618 and retrofits | 217 | 7286 | Rate Constraint in lbs/MMBtu | FALSE | L | Annual | Standard NOX | lb/MMBtu | 0.15 | 0.15 | 0.15 | 0.15 | 0.15 | 0.15 | 0.15
CT Fac. Spec. - NOX Rate Winter v.4.10 Final, Unit 618 and retrofits | 217 | 7286 | Rate Constraint in lbs/MMBtu | FALSE | L | Annual | Emissions at Affected Plants NOX | Thousand Tons | 0 | 0 | 0 | 0 | 0 | 0 | 0
CT Fac. Spec. - NOX Rate Winter v.4.10 Final, Unit 618 and retrofits | 217 | 7286 | Rate Constraint in lbs/MMBtu | FALSE | L | Annual | Allowances Purchased NOX | Thousand Tons | 0 | 0 | 0 | 0 | 0 | 0 | 0
CT Fac. Spec. - NOX Rate Winter v.4.10 Final, Unit 618 and retrofits | 217 | 7286 | Rate Constraint in lbs/MMBtu | FALSE | L | Annual | Allowances Sold NOX | Thousand Tons | 0 | 0 | 0 | 0 | 0 | 0 | 0
CT Fac. Spec. - NOX Rate Winter v.4.10 Final, Unit 618 and retrofits | 217 | 7286 | Rate Constraint in lbs/MMBtu | FALSE | L | Annual | Allowances Banked | Thousand Tons | 0 | 0 | 0 | 0 | 0 | 0 | 0
CT Fac. Spec. - NOX Rate Winter v.4.10 Final, Unit 618 and retrofits | 217 | 7286 | Rate Constraint in lbs/MMBtu | FALSE | L | Annual | Allowances Withdrawn (1:1) | Thousand Tons | 0 | 0 | 0 | 0 | 0 | 0 | 0
CT Fac. Spec. - NOX Rate Winter v.4.10 Final, Unit 618 and retrofits | 217 | 7286 | Rate Constraint in lbs/MMBtu | FALSE | L | Annual | Allowances Withdrawn (n:1) | Thousand Tons | 0 | 0 | 0 | 0 | 0 | 0 | 0
CT Fac. Spec. - NOX Rate Winter v.4.10 Final, Unit 618 and retrofits | 217 | 7286 | Rate Constraint in lbs/MMBtu | FALSE | L | Annual | Net Emissions Allowance Position | Thousand Tons | 0 | 0 | 0 | 0 | 0 | 0 | 0
CT Fac. Spec. - NOX Rate Winter v.4.10 Final, Unit 618 and retrofits | 217 | 7286 | Rate Constraint in lbs/MMBtu | FALSE | L | Annual | Fuel Consumed | TBtu | 0 | 0 | 0 | 0 | 0 | 0 | 0
CT Fac. Spec. - NOX Rate Winter v.4.10 Final, Unit 618 and retrofits | 217 | 7286 | Rate Constraint in lbs/MMBtu | FALSE | L | Annual | Rate | lb/MMBtu | 0 | 0 | 0 | 0 | 0 | 0 | 0
CT Fac. Spec. - NOX Rate Winter v.4.10 Final, Unit 618 and retrofits | 217 | 7286 | Rate Constraint in lbs/MMBtu | FALSE | L | Annual | Generation | TWh | 0 | 0 | 0 | 0 | 0 | 0 | 0
CT Fac. Spec. - NOX Rate Winter v.4.10 Final, Unit 618 and retrofits | 217 | 7286 | Rate Constraint in lbs/MMBtu | FALSE | L | Annual | Qualifying Generation | TWh | 0 | 0 | 0 | 0 | 0 | 0 | 0
CT Fac. Spec. - NOX Rate Winter v.4.10 Final, Unit 618 and retrofits | 217 | 7286 | Rate Constraint in lbs/MMBtu | FALSE | L | Annual | Rate | lb/MWh | 0 | 0 | 0 | 0 | 0 | 0 | 0
CT Fac. Spec. - NOX Rate Winter v.4.10 Final, Unit 618 and retrofits | 217 | 7286 | Rate Constraint in lbs/MMBtu | FALSE | L | Annual | Constraint Shadow Price | US2022$/Ton | 0 | 0 | 0 | 0 | 0 | 0 | 0
CT Fac. Spec. - NOX Rate Winter v.4.10 Final, Unit 619 and retrofits | 218 | 7286 | Rate Constraint in lbs/MMBtu | FALSE | L | Annual | Seasons Included | Seasons | Winter, Spring, Fall | Winter, Spring, Fall | Winter, Spring, Fall | Winter, Spring, Fall | Winter, Spring, Fall | Winter, Spring, Fall | Winter, Spring, Fall
CT Fac. Spec. - NOX Rate Winter v.4.10 Final, Unit 619 and retrofits | 218 | 7286 | Rate Constraint in lbs/MMBtu | FALSE | L | Annual | Standard NOX | lb/MMBtu | 0.15 | 0.15 | 0.15 | 0.15 | 0.15 | 0.15 | 0.15
CT Fac. Spec. - NOX Rate Winter v.4.10 Final, Unit 619 and retrofits | 218 | 7286 | Rate Constraint in lbs/MMBtu | FALSE | L | Annual | Emissions at Affected Plants NOX | Thousand Tons | 0 | 0 | 0 | 0 | 0 | 0 | 0
CT Fac. Spec. - NOX Rate Winter v.4.10 Final, Unit 619 and retrofits | 218 | 7286 | Rate Constraint in lbs/MMBtu | FALSE | L | Annual | Allowances Purchased NOX | Thousand Tons | 0 | 0 | 0 | 0 | 0 | 0 | 0
CT Fac. Spec. - NOX Rate Winter v.4.10 Final, Unit 619 and retrofits | 218 | 7286 | Rate Constraint in lbs/MMBtu | FALSE | L | Annual | Allowances Sold NOX | Thousand Tons | 0 | 0 | 0 | 0 | 0 | 0 | 0
CT Fac. Spec. - NOX Rate Winter v.4.10 Final, Unit 619 and retrofits | 218 | 7286 | Rate Constraint in lbs/MMBtu | FALSE | L | Annual | Allowances Banked | Thousand Tons | 0 | 0 | 0 | 0 | 0 | 0 | 0
CT Fac. Spec. - NOX Rate Winter v.4.10 Final, Unit 619 and retrofits | 218 | 7286 | Rate Constraint in lbs/MMBtu | FALSE | L | Annual | Allowances Withdrawn (1:1) | Thousand Tons | 0 | 0 | 0 | 0 | 0 | 0 | 0
CT Fac. Spec. - NOX Rate Winter v.4.10 Final, Unit 619 and retrofits | 218 | 7286 | Rate Constraint in lbs/MMBtu | FALSE | L | Annual | Allowances Withdrawn (n:1) | Thousand Tons | 0 | 0 | 0 | 0 | 0 | 0 | 0
CT Fac. Spec. - NOX Rate Winter v.4.10 Final, Unit 619 and retrofits | 218 | 7286 | Rate Constraint in lbs/MMBtu | FALSE | L | Annual | Net Emissions Allowance Position | Thousand Tons | 0 | 0 | 0 | 0 | 0 | 0 | 0
CT Fac. Spec. - NOX Rate Winter v.4.10 Final, Unit 619 and retrofits | 218 | 7286 | Rate Constraint in lbs/MMBtu | FALSE | L | Annual | Fuel Consumed | TBtu | 0 | 0 | 0 | 0 | 0 | 0 | 0
CT Fac. Spec. - NOX Rate Winter v.4.10 Final, Unit 619 and retrofits | 218 | 7286 | Rate Constraint in lbs/MMBtu | FALSE | L | Annual | Rate | lb/MMBtu | 0 | 0 | 0 | 0 | 0 | 0 | 0
CT Fac. Spec. - NOX Rate Winter v.4.10 Final, Unit 619 and retrofits | 218 | 7286 | Rate Constraint in lbs/MMBtu | FALSE | L | Annual | Generation | TWh | 0 | 0 | 0 | 0 | 0 | 0 | 0
CT Fac. Spec. - NOX Rate Winter v.4.10 Final, Unit 619 and retrofits | 218 | 7286 | Rate Constraint in lbs/MMBtu | FALSE | L | Annual | Qualifying Generation | TWh | 0 | 0 | 0 | 0 | 0 | 0 | 0
CT Fac. Spec. - NOX Rate Winter v.4.10 Final, Unit 619 and retrofits | 218 | 7286 | Rate Constraint in lbs/MMBtu | FALSE | L | Annual | Rate | lb/MWh | 0 | 0 | 0 | 0 | 0 | 0 | 0
CT Fac. Spec. - NOX Rate Winter v.4.10 Final, Unit 619 and retrofits | 218 | 7286 | Rate Constraint in lbs/MMBtu | FALSE | L | Annual | Constraint Shadow Price | US2022$/Ton | 0 | 0 | 0 | 0 | 0 | 0 | 0
CT Fac. Spec. - NOX Rate Winter v.4.10 Final, Unit 620 and retrofits | 219 | 7286 | Rate Constraint in lbs/MMBtu | FALSE | L | Annual | Seasons Included | Seasons | Winter, Spring, Fall | Winter, Spring, Fall | Winter, Spring, Fall | Winter, Spring, Fall | Winter, Spring, Fall | Winter, Spring, Fall | Winter, Spring, Fall
CT Fac. Spec. - NOX Rate Winter v.4.10 Final, Unit 620 and retrofits | 219 | 7286 | Rate Constraint in lbs/MMBtu | FALSE | L | Annual | Standard NOX | lb/MMBtu | 0.15 | 0.15 | 0.15 | 0.15 | 0.15 | 0.15 | 0.15
CT Fac. Spec. - NOX Rate Winter v.4.10 Final, Unit 620 and retrofits | 219 | 7286 | Rate Constraint in lbs/MMBtu | FALSE | L | Annual | Emissions at Affected Plants NOX | Thousand Tons | 0 | 0 | 0 | 0 | 0 | 0 | 0
CT Fac. Spec. - NOX Rate Winter v.4.10 Final, Unit 620 and retrofits | 219 | 7286 | Rate Constraint in lbs/MMBtu | FALSE | L | Annual | Allowances Purchased NOX | Thousand Tons | 0 | 0 | 0 | 0 | 0 | 0 | 0
CT Fac. Spec. - NOX Rate Winter v.4.10 Final, Unit 620 and retrofits | 219 | 7286 | Rate Constraint in lbs/MMBtu | FALSE | L | Annual | Allowances Sold NOX | Thousand Tons | 0 | 0 | 0 | 0 | 0 | 0 | 0
CT Fac. Spec. - NOX Rate Winter v.4.10 Final, Unit 620 and retrofits | 219 | 7286 | Rate Constraint in lbs/MMBtu | FALSE | L | Annual | Allowances Banked | Thousand Tons | 0 | 0 | 0 | 0 | 0 | 0 | 0
CT Fac. Spec. - NOX Rate Winter v.4.10 Final, Unit 620 and retrofits | 219 | 7286 | Rate Constraint in lbs/MMBtu | FALSE | L | Annual | Allowances Withdrawn (1:1) | Thousand Tons | 0 | 0 | 0 | 0 | 0 | 0 | 0
CT Fac. Spec. - NOX Rate Winter v.4.10 Final, Unit 620 and retrofits | 219 | 7286 | Rate Constraint in lbs/MMBtu | FALSE | L | Annual | Allowances Withdrawn (n:1) | Thousand Tons | 0 | 0 | 0 | 0 | 0 | 0 | 0
CT Fac. Spec. - NOX Rate Winter v.4.10 Final, Unit 620 and retrofits | 219 | 7286 | Rate Constraint in lbs/MMBtu | FALSE | L | Annual | Net Emissions Allowance Position | Thousand Tons | 0 | 0 | 0 | 0 | 0 | 0 | 0
CT Fac. Spec. - NOX Rate Winter v.4.10 Final, Unit 620 and retrofits | 219 | 7286 | Rate Constraint in lbs/MMBtu | FALSE | L | Annual | Fuel Consumed | TBtu | 0 | 0 | 0 | 0 | 0 | 0 | 0
CT Fac. Spec. - NOX Rate Winter v.4.10 Final, Unit 620 and retrofits | 219 | 7286 | Rate Constraint in lbs/MMBtu | FALSE | L | Annual | Rate | lb/MMBtu | 0 | 0 | 0 | 0 | 0 | 0 | 0
CT Fac. Spec. - NOX Rate Winter v.4.10 Final, Unit 620 and retrofits | 219 | 7286 | Rate Constraint in lbs/MMBtu | FALSE | L | Annual | Generation | TWh | 0 | 0 | 0 | 0 | 0 | 0 | 0
CT Fac. Spec. - NOX Rate Winter v.4.10 Final, Unit 620 and retrofits | 219 | 7286 | Rate Constraint in lbs/MMBtu | FALSE | L | Annual | Qualifying Generation | TWh | 0 | 0 | 0 | 0 | 0 | 0 | 0
CT Fac. Spec. - NOX Rate Winter v.4.10 Final, Unit 620 and retrofits | 219 | 7286 | Rate Constraint in lbs/MMBtu | FALSE | L | Annual | Rate | lb/MWh | 0 | 0 | 0 | 0 | 0 | 0 | 0
CT Fac. Spec. - NOX Rate Winter v.4.10 Final, Unit 620 and retrofits | 219 | 7286 | Rate Constraint in lbs/MMBtu | FALSE | L | Annual | Constraint Shadow Price | US2022$/Ton | 0 | 0 | 0 | 0 | 0 | 0 | 0
CT Fac. Spec. - NOX Rate Winter v.4.10 Final, Unit 621 and retrofits | 220 | 7286 | Rate Constraint in lbs/MMBtu | FALSE | L | Annual | Seasons Included | Seasons | Winter, Spring, Fall | Winter, Spring, Fall | Winter, Spring, Fall | Winter, Spring, Fall | Winter, Spring, Fall | Winter, Spring, Fall | Winter, Spring, Fall
CT Fac. Spec. - NOX Rate Winter v.4.10 Final, Unit 621 and retrofits | 220 | 7286 | Rate Constraint in lbs/MMBtu | FALSE | L | Annual | Standard NOX | lb/MMBtu | 0.15 | 0.15 | 0.15 | 0.15 | 0.15 | 0.15 | 0.15
CT Fac. Spec. - NOX Rate Winter v.4.10 Final, Unit 621 and retrofits | 220 | 7286 | Rate Constraint in lbs/MMBtu | FALSE | L | Annual | Emissions at Affected Plants NOX | Thousand Tons | 0 | 0 | 0 | 0 | 0 | 0 | 0
CT Fac. Spec. - NOX Rate Winter v.4.10 Final, Unit 621 and retrofits | 220 | 7286 | Rate Constraint in lbs/MMBtu | FALSE | L | Annual | Allowances Purchased NOX | Thousand Tons | 0 | 0 | 0 | 0 | 0 | 0 | 0
CT Fac. Spec. - NOX Rate Winter v.4.10 Final, Unit 621 and retrofits | 220 | 7286 | Rate Constraint in lbs/MMBtu | FALSE | L | Annual | Allowances Sold NOX | Thousand Tons | 0 | 0 | 0 | 0 | 0 | 0 | 0
CT Fac. Spec. - NOX Rate Winter v.4.10 Final, Unit 621 and retrofits | 220 | 7286 | Rate Constraint in lbs/MMBtu | FALSE | L | Annual | Allowances Banked | Thousand Tons | 0 | 0 | 0 | 0 | 0 | 0 | 0
CT Fac. Spec. - NOX Rate Winter v.4.10 Final, Unit 621 and retrofits | 220 | 7286 | Rate Constraint in lbs/MMBtu | FALSE | L | Annual | Allowances Withdrawn (1:1) | Thousand Tons | 0 | 0 | 0 | 0 | 0 | 0 | 0
CT Fac. Spec. - NOX Rate Winter v.4.10 Final, Unit 621 and retrofits | 220 | 7286 | Rate Constraint in lbs/MMBtu | FALSE | L | Annual | Allowances Withdrawn (n:1) | Thousand Tons | 0 | 0 | 0 | 0 | 0 | 0 | 0
CT Fac. Spec. - NOX Rate Winter v.4.10 Final, Unit 621 and retrofits | 220 | 7286 | Rate Constraint in lbs/MMBtu | FALSE | L | Annual | Net Emissions Allowance Position | Thousand Tons | 0 | 0 | 0 | 0 | 0 | 0 | 0
CT Fac. Spec. - NOX Rate Winter v.4.10 Final, Unit 621 and retrofits | 220 | 7286 | Rate Constraint in lbs/MMBtu | FALSE | L | Annual | Fuel Consumed | TBtu | 0 | 0 | 0 | 0 | 0 | 0 | 0
CT Fac. Spec. - NOX Rate Winter v.4.10 Final, Unit 621 and retrofits | 220 | 7286 | Rate Constraint in lbs/MMBtu | FALSE | L | Annual | Rate | lb/MMBtu | 0 | 0 | 0 | 0 | 0 | 0 | 0
CT Fac. Spec. - NOX Rate Winter v.4.10 Final, Unit 621 and retrofits | 220 | 7286 | Rate Constraint in lbs/MMBtu | FALSE | L | Annual | Generation | TWh | 0 | 0 | 0 | 0 | 0 | 0 | 0
CT Fac. Spec. - NOX Rate Winter v.4.10 Final, Unit 621 and retrofits | 220 | 7286 | Rate Constraint in lbs/MMBtu | FALSE | L | Annual | Qualifying Generation | TWh | 0 | 0 | 0 | 0 | 0 | 0 | 0
CT Fac. Spec. - NOX Rate Winter v.4.10 Final, Unit 621 and retrofits | 220 | 7286 | Rate Constraint in lbs/MMBtu | FALSE | L | Annual | Rate | lb/MWh | 0 | 0 | 0 | 0 | 0 | 0 | 0
CT Fac. Spec. - NOX Rate Winter v.4.10 Final, Unit 621 and retrofits | 220 | 7286 | Rate Constraint in lbs/MMBtu | FALSE | L | Annual | Constraint Shadow Price | US2022$/Ton | 0 | 0 | 0 | 0 | 0 | 0 | 0
CT Fac. Spec. - NOX Rate Winter v.4.10 Final, Unit 622 and retrofits | 221 | 7286 | Rate Constraint in lbs/MMBtu | FALSE | L | Annual | Seasons Included | Seasons | Winter, Spring, Fall | Winter, Spring, Fall | Winter, Spring, Fall | Winter, Spring, Fall | Winter, Spring, Fall | Winter, Spring, Fall | Winter, Spring, Fall
CT Fac. Spec. - NOX Rate Winter v.4.10 Final, Unit 622 and retrofits | 221 | 7286 | Rate Constraint in lbs/MMBtu | FALSE | L | Annual | Standard NOX | lb/MMBtu | 0.15 | 0.15 | 0.15 | 0.15 | 0.15 | 0.15 | 0.15
CT Fac. Spec. - NOX Rate Winter v.4.10 Final, Unit 622 and retrofits | 221 | 7286 | Rate Constraint in lbs/MMBtu | FALSE | L | Annual | Emissions at Affected Plants NOX | Thousand Tons | 0 | 0 | 0 | 0 | 0 | 0 | 0
CT Fac. Spec. - NOX Rate Winter v.4.10 Final, Unit 622 and retrofits | 221 | 7286 | Rate Constraint in lbs/MMBtu | FALSE | L | Annual | Allowances Purchased NOX | Thousand Tons | 0 | 0 | 0 | 0 | 0 | 0 | 0
CT Fac. Spec. - NOX Rate Winter v.4.10 Final, Unit 622 and retrofits | 221 | 7286 | Rate Constraint in lbs/MMBtu | FALSE | L | Annual | Allowances Sold NOX | Thousand Tons | 0 | 0 | 0 | 0 | 0 | 0 | 0
CT Fac. Spec. - NOX Rate Winter v.4.10 Final, Unit 622 and retrofits | 221 | 7286 | Rate Constraint in lbs/MMBtu | FALSE | L | Annual | Allowances Banked | Thousand Tons | 0 | 0 | 0 | 0 | 0 | 0 | 0
CT Fac. Spec. - NOX Rate Winter v.4.10 Final, Unit 622 and retrofits | 221 | 7286 | Rate Constraint in lbs/MMBtu | FALSE | L | Annual | Allowances Withdrawn (1:1) | Thousand Tons | 0 | 0 | 0 | 0 | 0 | 0 | 0
CT Fac. Spec. - NOX Rate Winter v.4.10 Final, Unit 622 and retrofits | 221 | 7286 | Rate Constraint in lbs/MMBtu | FALSE | L | Annual | Allowances Withdrawn (n:1) | Thousand Tons | 0 | 0 | 0 | 0 | 0 | 0 | 0
CT Fac. Spec. - NOX Rate Winter v.4.10 Final, Unit 622 and retrofits | 221 | 7286 | Rate Constraint in lbs/MMBtu | FALSE | L | Annual | Net Emissions Allowance Position | Thousand Tons | 0 | 0 | 0 | 0 | 0 | 0 | 0
CT Fac. Spec. - NOX Rate Winter v.4.10 Final, Unit 622 and retrofits | 221 | 7286 | Rate Constraint in lbs/MMBtu | FALSE | L | Annual | Fuel Consumed | TBtu | 0 | 0 | 0 | 0 | 0 | 0 | 0
CT Fac. Spec. - NOX Rate Winter v.4.10 Final, Unit 622 and retrofits | 221 | 7286 | Rate Constraint in lbs/MMBtu | FALSE | L | Annual | Rate | lb/MMBtu | 0 | 0 | 0 | 0 | 0 | 0 | 0
CT Fac. Spec. - NOX Rate Winter v.4.10 Final, Unit 622 and retrofits | 221 | 7286 | Rate Constraint in lbs/MMBtu | FALSE | L | Annual | Generation | TWh | 0 | 0 | 0 | 0 | 0 | 0 | 0
CT Fac. Spec. - NOX Rate Winter v.4.10 Final, Unit 622 and retrofits | 221 | 7286 | Rate Constraint in lbs/MMBtu | FALSE | L | Annual | Qualifying Generation | TWh | 0 | 0 | 0 | 0 | 0 | 0 | 0
CT Fac. Spec. - NOX Rate Winter v.4.10 Final, Unit 622 and retrofits | 221 | 7286 | Rate Constraint in lbs/MMBtu | FALSE | L | Annual | Rate | lb/MWh | 0 | 0 | 0 | 0 | 0 | 0 | 0
CT Fac. Spec. - NOX Rate Winter v.4.10 Final, Unit 622 and retrofits | 221 | 7286 | Rate Constraint in lbs/MMBtu | FALSE | L | Annual | Constraint Shadow Price | US2022$/Ton | 0 | 0 | 0 | 0 | 0 | 0 | 0
CT Fac. Spec. - NOX Rate Winter v.4.10 Final, Unit 623 and retrofits | 222 | 7286 | Rate Constraint in lbs/MMBtu | FALSE | L | Annual | Seasons Included | Seasons | Winter, Spring, Fall | Winter, Spring, Fall | Winter, Spring, Fall | Winter, Spring, Fall | Winter, Spring, Fall | Winter, Spring, Fall | Winter, Spring, Fall
CT Fac. Spec. - NOX Rate Winter v.4.10 Final, Unit 623 and retrofits | 222 | 7286 | Rate Constraint in lbs/MMBtu | FALSE | L | Annual | Standard NOX | lb/MMBtu | 0.15 | 0.15 | 0.15 | 0.15 | 0.15 | 0.15 | 0.15
CT Fac. Spec. - NOX Rate Winter v.4.10 Final, Unit 623 and retrofits | 222 | 7286 | Rate Constraint in lbs/MMBtu | FALSE | L | Annual | Emissions at Affected Plants NOX | Thousand Tons | 0 | 0 | 0 | 0 | 0 | 0 | 0
CT Fac. Spec. - NOX Rate Winter v.4.10 Final, Unit 623 and retrofits | 222 | 7286 | Rate Constraint in lbs/MMBtu | FALSE | L | Annual | Allowances Purchased NOX | Thousand Tons | 0 | 0 | 0 | 0 | 0 | 0 | 0
CT Fac. Spec. - NOX Rate Winter v.4.10 Final, Unit 623 and retrofits | 222 | 7286 | Rate Constraint in lbs/MMBtu | FALSE | L | Annual | Allowances Sold NOX | Thousand Tons | 0 | 0 | 0 | 0 | 0 | 0 | 0
CT Fac. Spec. - NOX Rate Winter v.4.10 Final, Unit 623 and retrofits | 222 | 7286 | Rate Constraint in lbs/MMBtu | FALSE | L | Annual | Allowances Banked | Thousand Tons | 0 | 0 | 0 | 0 | 0 | 0 | 0
CT Fac. Spec. - NOX Rate Winter v.4.10 Final, Unit 623 and retrofits | 222 | 7286 | Rate Constraint in lbs/MMBtu | FALSE | L | Annual | Allowances Withdrawn (1:1) | Thousand Tons | 0 | 0 | 0 | 0 | 0 | 0 | 0
CT Fac. Spec. - NOX Rate Winter v.4.10 Final, Unit 623 and retrofits | 222 | 7286 | Rate Constraint in lbs/MMBtu | FALSE | L | Annual | Allowances Withdrawn (n:1) | Thousand Tons | 0 | 0 | 0 | 0 | 0 | 0 | 0
CT Fac. Spec. - NOX Rate Winter v.4.10 Final, Unit 623 and retrofits | 222 | 7286 | Rate Constraint in lbs/MMBtu | FALSE | L | Annual | Net Emissions Allowance Position | Thousand Tons | 0 | 0 | 0 | 0 | 0 | 0 | 0
CT Fac. Spec. - NOX Rate Winter v.4.10 Final, Unit 623 and retrofits | 222 | 7286 | Rate Constraint in lbs/MMBtu | FALSE | L | Annual | Fuel Consumed | TBtu | 0 | 0 | 0 | 0 | 0 | 0 | 0
CT Fac. Spec. - NOX Rate Winter v.4.10 Final, Unit 623 and retrofits | 222 | 7286 | Rate Constraint in lbs/MMBtu | FALSE | L | Annual | Rate | lb/MMBtu | 0 | 0 | 0 | 0 | 0 | 0 | 0
CT Fac. Spec. - NOX Rate Winter v.4.10 Final, Unit 623 and retrofits | 222 | 7286 | Rate Constraint in lbs/MMBtu | FALSE | L | Annual | Generation | TWh | 0 | 0 | 0 | 0 | 0 | 0 | 0
CT Fac. Spec. - NOX Rate Winter v.4.10 Final, Unit 623 and retrofits | 222 | 7286 | Rate Constraint in lbs/MMBtu | FALSE | L | Annual | Qualifying Generation | TWh | 0 | 0 | 0 | 0 | 0 | 0 | 0
CT Fac. Spec. - NOX Rate Winter v.4.10 Final, Unit 623 and retrofits | 222 | 7286 | Rate Constraint in lbs/MMBtu | FALSE | L | Annual | Rate | lb/MWh | 0 | 0 | 0 | 0 | 0 | 0 | 0
CT Fac. Spec. - NOX Rate Winter v.4.10 Final, Unit 623 and retrofits | 222 | 7286 | Rate Constraint in lbs/MMBtu | FALSE | L | Annual | Constraint Shadow Price | US2022$/Ton | 0 | 0 | 0 | 0 | 0 | 0 | 0
CT Fac. Spec. - NOX Rate Winter v.4.10 Final, Unit 624 and retrofits | 223 | 7286 | Rate Constraint in lbs/MMBtu | FALSE | L | Annual | Seasons Included | Seasons | Winter, Spring, Fall | Winter, Spring, Fall | Winter, Spring, Fall | Winter, Spring, Fall | Winter, Spring, Fall | Winter, Spring, Fall | Winter, Spring, Fall
CT Fac. Spec. - NOX Rate Winter v.4.10 Final, Unit 624 and retrofits | 223 | 7286 | Rate Constraint in lbs/MMBtu | FALSE | L | Annual | Standard NOX | lb/MMBtu | 0.15 | 0.15 | 0.15 | 0.15 | 0.15 | 0.15 | 0.15
CT Fac. Spec. - NOX Rate Winter v.4.10 Final, Unit 624 and retrofits | 223 | 7286 | Rate Constraint in lbs/MMBtu | FALSE | L | Annual | Emissions at Affected Plants NOX | Thousand Tons | 0 | 0 | 0 | 0 | 0 | 0 | 0
CT Fac. Spec. - NOX Rate Winter v.4.10 Final, Unit 624 and retrofits | 223 | 7286 | Rate Constraint in lbs/MMBtu | FALSE | L | Annual | Allowances Purchased NOX | Thousand Tons | 0 | 0 | 0 | 0 | 0 | 0 | 0
CT Fac. Spec. - NOX Rate Winter v.4.10 Final, Unit 624 and retrofits | 223 | 7286 | Rate Constraint in lbs/MMBtu | FALSE | L | Annual | Allowances Sold NOX | Thousand Tons | 0 | 0 | 0 | 0 | 0 | 0 | 0
CT Fac. Spec. - NOX Rate Winter v.4.10 Final, Unit 624 and retrofits | 223 | 7286 | Rate Constraint in lbs/MMBtu | FALSE | L | Annual | Allowances Banked | Thousand Tons | 0 | 0 | 0 | 0 | 0 | 0 | 0
CT Fac. Spec. - NOX Rate Winter v.4.10 Final, Unit 624 and retrofits | 223 | 7286 | Rate Constraint in lbs/MMBtu | FALSE | L | Annual | Allowances Withdrawn (1:1) | Thousand Tons | 0 | 0 | 0 | 0 | 0 | 0 | 0
CT Fac. Spec. - NOX Rate Winter v.4.10 Final, Unit 624 and retrofits | 223 | 7286 | Rate Constraint in lbs/MMBtu | FALSE | L | Annual | Allowances Withdrawn (n:1) | Thousand Tons | 0 | 0 | 0 | 0 | 0 | 0 | 0
CT Fac. Spec. - NOX Rate Winter v.4.10 Final, Unit 624 and retrofits | 223 | 7286 | Rate Constraint in lbs/MMBtu | FALSE | L | Annual | Net Emissions Allowance Position | Thousand Tons | 0 | 0 | 0 | 0 | 0 | 0 | 0
CT Fac. Spec. - NOX Rate Winter v.4.10 Final, Unit 624 and retrofits | 223 | 7286 | Rate Constraint in lbs/MMBtu | FALSE | L | Annual | Fuel Consumed | TBtu | 0 | 0 | 0 | 0 | 0 | 0 | 0
CT Fac. Spec. - NOX Rate Winter v.4.10 Final, Unit 624 and retrofits | 223 | 7286 | Rate Constraint in lbs/MMBtu | FALSE | L | Annual | Rate | lb/MMBtu | 0 | 0 | 0 | 0 | 0 | 0 | 0
CT Fac. Spec. - NOX Rate Winter v.4.10 Final, Unit 624 and retrofits | 223 | 7286 | Rate Constraint in lbs/MMBtu | FALSE | L | Annual | Generation | TWh | 0 | 0 | 0 | 0 | 0 | 0 | 0
CT Fac. Spec. - NOX Rate Winter v.4.10 Final, Unit 624 and retrofits | 223 | 7286 | Rate Constraint in lbs/MMBtu | FALSE | L | Annual | Qualifying Generation | TWh | 0 | 0 | 0 | 0 | 0 | 0 | 0
CT Fac. Spec. - NOX Rate Winter v.4.10 Final, Unit 624 and retrofits | 223 | 7286 | Rate Constraint in lbs/MMBtu | FALSE | L | Annual | Rate | lb/MWh | 0 | 0 | 0 | 0 | 0 | 0 | 0
CT Fac. Spec. - NOX Rate Winter v.4.10 Final, Unit 624 and retrofits | 223 | 7286 | Rate Constraint in lbs/MMBtu | FALSE | L | Annual | Constraint Shadow Price | US2022$/Ton | 0 | 0 | 0 | 0 | 0 | 0 | 0
CT Fac. Spec. - NOX Rate Winter v.4.10 Final, Unit 625 and retrofits | 224 | 7286 | Rate Constraint in lbs/MMBtu | FALSE | L | Annual | Seasons Included | Seasons | Winter, Spring, Fall | Winter, Spring, Fall | Winter, Spring, Fall | Winter, Spring, Fall | Winter, Spring, Fall | Winter, Spring, Fall | Winter, Spring, Fall
CT Fac. Spec. - NOX Rate Winter v.4.10 Final, Unit 625 and retrofits | 224 | 7286 | Rate Constraint in lbs/MMBtu | FALSE | L | Annual | Standard NOX | lb/MMBtu | 0.15 | 0.15 | 0.15 | 0.15 | 0.15 | 0.15 | 0.15
CT Fac. Spec. - NOX Rate Winter v.4.10 Final, Unit 625 and retrofits | 224 | 7286 | Rate Constraint in lbs/MMBtu | FALSE | L | Annual | Emissions at Affected Plants NOX | Thousand Tons | 0 | 0 | 0 | 0 | 0 | 0 | 0
CT Fac. Spec. - NOX Rate Winter v.4.10 Final, Unit 625 and retrofits | 224 | 7286 | Rate Constraint in lbs/MMBtu | FALSE | L | Annual | Allowances Purchased NOX | Thousand Tons | 0 | 0 | 0 | 0 | 0 | 0 | 0
CT Fac. Spec. - NOX Rate Winter v.4.10 Final, Unit 625 and retrofits | 224 | 7286 | Rate Constraint in lbs/MMBtu | FALSE | L | Annual | Allowances Sold NOX | Thousand Tons | 0 | 0 | 0 | 0 | 0 | 0 | 0
CT Fac. Spec. - NOX Rate Winter v.4.10 Final, Unit 625 and retrofits | 224 | 7286 | Rate Constraint in lbs/MMBtu | FALSE | L | Annual | Allowances Banked | Thousand Tons | 0 | 0 | 0 | 0 | 0 | 0 | 0
CT Fac. Spec. - NOX Rate Winter v.4.10 Final, Unit 625 and retrofits | 224 | 7286 | Rate Constraint in lbs/MMBtu | FALSE | L | Annual | Allowances Withdrawn (1:1) | Thousand Tons | 0 | 0 | 0 | 0 | 0 | 0 | 0
CT Fac. Spec. - NOX Rate Winter v.4.10 Final, Unit 625 and retrofits | 224 | 7286 | Rate Constraint in lbs/MMBtu | FALSE | L | Annual | Allowances Withdrawn (n:1) | Thousand Tons | 0 | 0 | 0 | 0 | 0 | 0 | 0
CT Fac. Spec. - NOX Rate Winter v.4.10 Final, Unit 625 and retrofits | 224 | 7286 | Rate Constraint in lbs/MMBtu | FALSE | L | Annual | Net Emissions Allowance Position | Thousand Tons | 0 | 0 | 0 | 0 | 0 | 0 | 0
CT Fac. Spec. - NOX Rate Winter v.4.10 Final, Unit 625 and retrofits | 224 | 7286 | Rate Constraint in lbs/MMBtu | FALSE | L | Annual | Fuel Consumed | TBtu | 0 | 0 | 0 | 0 | 0 | 0 | 0
CT Fac. Spec. - NOX Rate Winter v.4.10 Final, Unit 625 and retrofits | 224 | 7286 | Rate Constraint in lbs/MMBtu | FALSE | L | Annual | Rate | lb/MMBtu | 0 | 0 | 0 | 0 | 0 | 0 | 0
CT Fac. Spec. - NOX Rate Winter v.4.10 Final, Unit 625 and retrofits | 224 | 7286 | Rate Constraint in lbs/MMBtu | FALSE | L | Annual | Generation | TWh | 0 | 0 | 0 | 0 | 0 | 0 | 0
CT Fac. Spec. - NOX Rate Winter v.4.10 Final, Unit 625 and retrofits | 224 | 7286 | Rate Constraint in lbs/MMBtu | FALSE | L | Annual | Qualifying Generation | TWh | 0 | 0 | 0 | 0 | 0 | 0 | 0
CT Fac. Spec. - NOX Rate Winter v.4.10 Final, Unit 625 and retrofits | 224 | 7286 | Rate Constraint in lbs/MMBtu | FALSE | L | Annual | Rate | lb/MWh | 0 | 0 | 0 | 0 | 0 | 0 | 0
CT Fac. Spec. - NOX Rate Winter v.4.10 Final, Unit 625 and retrofits | 224 | 7286 | Rate Constraint in lbs/MMBtu | FALSE | L | Annual | Constraint Shadow Price | US2022$/Ton | 0 | 0 | 0 | 0 | 0 | 0 | 0
CT Fac. Spec. - NOX Rate Winter v.4.10 Final, Unit 626 and retrofits | 225 | 7286 | Rate Constraint in lbs/MMBtu | FALSE | L | Annual | Seasons Included | Seasons | Winter, Spring, Fall | Winter, Spring, Fall | Winter, Spring, Fall | Winter, Spring, Fall | Winter, Spring, Fall | Winter, Spring, Fall | Winter, Spring, Fall
CT Fac. Spec. - NOX Rate Winter v.4.10 Final, Unit 626 and retrofits | 225 | 7286 | Rate Constraint in lbs/MMBtu | FALSE | L | Annual | Standard NOX | lb/MMBtu | 0.15 | 0.15 | 0.15 | 0.15 | 0.15 | 0.15 | 0.15
CT Fac. Spec. - NOX Rate Winter v.4.10 Final, Unit 626 and retrofits | 225 | 7286 | Rate Constraint in lbs/MMBtu | FALSE | L | Annual | Emissions at Affected Plants NOX | Thousand Tons | 0 | 0 | 0 | 0 | 0 | 0 | 0
CT Fac. Spec. - NOX Rate Winter v.4.10 Final, Unit 626 and retrofits | 225 | 7286 | Rate Constraint in lbs/MMBtu | FALSE | L | Annual | Allowances Purchased NOX | Thousand Tons | 0 | 0 | 0 | 0 | 0 | 0 | 0
CT Fac. Spec. - NOX Rate Winter v.4.10 Final, Unit 626 and retrofits | 225 | 7286 | Rate Constraint in lbs/MMBtu | FALSE | L | Annual | Allowances Sold NOX | Thousand Tons | 0 | 0 | 0 | 0 | 0 | 0 | 0
CT Fac. Spec. - NOX Rate Winter v.4.10 Final, Unit 626 and retrofits | 225 | 7286 | Rate Constraint in lbs/MMBtu | FALSE | L | Annual | Allowances Banked | Thousand Tons | 0 | 0 | 0 | 0 | 0 | 0 | 0
CT Fac. Spec. - NOX Rate Winter v.4.10 Final, Unit 626 and retrofits | 225 | 7286 | Rate Constraint in lbs/MMBtu | FALSE | L | Annual | Allowances Withdrawn (1:1) | Thousand Tons | 0 | 0 | 0 | 0 | 0 | 0 | 0
CT Fac. Spec. - NOX Rate Winter v.4.10 Final, Unit 626 and retrofits | 225 | 7286 | Rate Constraint in lbs/MMBtu | FALSE | L | Annual | Allowances Withdrawn (n:1) | Thousand Tons | 0 | 0 | 0 | 0 | 0 | 0 | 0
CT Fac. Spec. - NOX Rate Winter v.4.10 Final, Unit 626 and retrofits | 225 | 7286 | Rate Constraint in lbs/MMBtu | FALSE | L | Annual | Net Emissions Allowance Position | Thousand Tons | 0 | 0 | 0 | 0 | 0 | 0 | 0
CT Fac. Spec. - NOX Rate Winter v.4.10 Final, Unit 626 and retrofits | 225 | 7286 | Rate Constraint in lbs/MMBtu | FALSE | L | Annual | Fuel Consumed | TBtu | 0 | 0 | 0 | 0 | 0 | 0 | 0
CT Fac. Spec. - NOX Rate Winter v.4.10 Final, Unit 626 and retrofits | 225 | 7286 | Rate Constraint in lbs/MMBtu | FALSE | L | Annual | Rate | lb/MMBtu | 0 | 0 | 0 | 0 | 0 | 0 | 0
CT Fac. Spec. - NOX Rate Winter v.4.10 Final, Unit 626 and retrofits | 225 | 7286 | Rate Constraint in lbs/MMBtu | FALSE | L | Annual | Generation | TWh | 0 | 0 | 0 | 0 | 0 | 0 | 0
CT Fac. Spec. - NOX Rate Winter v.4.10 Final, Unit 626 and retrofits | 225 | 7286 | Rate Constraint in lbs/MMBtu | FALSE | L | Annual | Qualifying Generation | TWh | 0 | 0 | 0 | 0 | 0 | 0 | 0
CT Fac. Spec. - NOX Rate Winter v.4.10 Final, Unit 626 and retrofits | 225 | 7286 | Rate Constraint in lbs/MMBtu | FALSE | L | Annual | Rate | lb/MWh | 0 | 0 | 0 | 0 | 0 | 0 | 0
CT Fac. Spec. - NOX Rate Winter v.4.10 Final, Unit 626 and retrofits | 225 | 7286 | Rate Constraint in lbs/MMBtu | FALSE | L | Annual | Constraint Shadow Price | US2022$/Ton | 0 | 0 | 0 | 0 | 0 | 0 | 0
CT Fac. Spec. - NOX Rate Winter v.4.10 Final, Unit 627 and retrofits | 226 | 7286 | Rate Constraint in lbs/MMBtu | FALSE | L | Annual | Seasons Included | Seasons | Winter, Spring, Fall | Winter, Spring, Fall | Winter, Spring, Fall | Winter, Spring, Fall | Winter, Spring, Fall | Winter, Spring, Fall | Winter, Spring, Fall
CT Fac. Spec. - NOX Rate Winter v.4.10 Final, Unit 627 and retrofits | 226 | 7286 | Rate Constraint in lbs/MMBtu | FALSE | L | Annual | Standard NOX | lb/MMBtu | 0.15 | 0.15 | 0.15 | 0.15 | 0.15 | 0.15 | 0.15
CT Fac. Spec. - NOX Rate Winter v.4.10 Final, Unit 627 and retrofits | 226 | 7286 | Rate Constraint in lbs/MMBtu | FALSE | L | Annual | Emissions at Affected Plants NOX | Thousand Tons | 0 | 0 | 0 | 0 | 0 | 0 | 0
CT Fac. Spec. - NOX Rate Winter v.4.10 Final, Unit 627 and retrofits | 226 | 7286 | Rate Constraint in lbs/MMBtu | FALSE | L | Annual | Allowances Purchased NOX | Thousand Tons | 0 | 0 | 0 | 0 | 0 | 0 | 0
CT Fac. Spec. - NOX Rate Winter v.4.10 Final, Unit 627 and retrofits | 226 | 7286 | Rate Constraint in lbs/MMBtu | FALSE | L | Annual | Allowances Sold NOX | Thousand Tons | 0 | 0 | 0 | 0 | 0 | 0 | 0
CT Fac. Spec. - NOX Rate Winter v.4.10 Final, Unit 627 and retrofits | 226 | 7286 | Rate Constraint in lbs/MMBtu | FALSE | L | Annual | Allowances Banked | Thousand Tons | 0 | 0 | 0 | 0 | 0 | 0 | 0
CT Fac. Spec. - NOX Rate Winter v.4.10 Final, Unit 627 and retrofits | 226 | 7286 | Rate Constraint in lbs/MMBtu | FALSE | L | Annual | Allowances Withdrawn (1:1) | Thousand Tons | 0 | 0 | 0 | 0 | 0 | 0 | 0
CT Fac. Spec. - NOX Rate Winter v.4.10 Final, Unit 627 and retrofits | 226 | 7286 | Rate Constraint in lbs/MMBtu | FALSE | L | Annual | Allowances Withdrawn (n:1) | Thousand Tons | 0 | 0 | 0 | 0 | 0 | 0 | 0
CT Fac. Spec. - NOX Rate Winter v.4.10 Final, Unit 627 and retrofits | 226 | 7286 | Rate Constraint in lbs/MMBtu | FALSE | L | Annual | Net Emissions Allowance Position | Thousand Tons | 0 | 0 | 0 | 0 | 0 | 0 | 0
CT Fac. Spec. - NOX Rate Winter v.4.10 Final, Unit 627 and retrofits | 226 | 7286 | Rate Constraint in lbs/MMBtu | FALSE | L | Annual | Fuel Consumed | TBtu | 0 | 0 | 0 | 0 | 0 | 0 | 0
CT Fac. Spec. - NOX Rate Winter v.4.10 Final, Unit 627 and retrofits | 226 | 7286 | Rate Constraint in lbs/MMBtu | FALSE | L | Annual | Rate | lb/MMBtu | 0 | 0 | 0 | 0 | 0 | 0 | 0
CT Fac. Spec. - NOX Rate Winter v.4.10 Final, Unit 627 and retrofits | 226 | 7286 | Rate Constraint in lbs/MMBtu | FALSE | L | Annual | Generation | TWh | 0 | 0 | 0 | 0 | 0 | 0 | 0
CT Fac. Spec. - NOX Rate Winter v.4.10 Final, Unit 627 and retrofits | 226 | 7286 | Rate Constraint in lbs/MMBtu | FALSE | L | Annual | Qualifying Generation | TWh | 0 | 0 | 0 | 0 | 0 | 0 | 0
CT Fac. Spec. - NOX Rate Winter v.4.10 Final, Unit 627 and retrofits | 226 | 7286 | Rate Constraint in lbs/MMBtu | FALSE | L | Annual | Rate | lb/MWh | 0 | 0 | 0 | 0 | 0 | 0 | 0
CT Fac. Spec. - NOX Rate Winter v.4.10 Final, Unit 627 and retrofits | 226 | 7286 | Rate Constraint in lbs/MMBtu | FALSE | L | Annual | Constraint Shadow Price | US2022$/Ton | 0 | 0 | 0 | 0 | 0 | 0 | 0
CT Fac. Spec. - NOX Rate Winter v.4.10 Final, Unit 628 and retrofits | 227 | 7286 | Rate Constraint in lbs/MMBtu | FALSE | L | Annual | Seasons Included | Seasons | Winter, Spring, Fall | Winter, Spring, Fall | Winter, Spring, Fall | Winter, Spring, Fall | Winter, Spring, Fall | Winter, Spring, Fall | Winter, Spring, Fall
CT Fac. Spec. - NOX Rate Winter v.4.10 Final, Unit 628 and retrofits | 227 | 7286 | Rate Constraint in lbs/MMBtu | FALSE | L | Annual | Standard NOX | lb/MMBtu | 0.15 | 0.15 | 0.15 | 0.15 | 0.15 | 0.15 | 0.15
CT Fac. Spec. - NOX Rate Winter v.4.10 Final, Unit 628 and retrofits | 227 | 7286 | Rate Constraint in lbs/MMBtu | FALSE | L | Annual | Emissions at Affected Plants NOX | Thousand Tons | 0 | 0 | 0 | 0 | 0 | 0 | 0
CT Fac. Spec. - NOX Rate Winter v.4.10 Final, Unit 628 and retrofits | 227 | 7286 | Rate Constraint in lbs/MMBtu | FALSE | L | Annual | Allowances Purchased NOX | Thousand Tons | 0 | 0 | 0 | 0 | 0 | 0 | 0
CT Fac. Spec. - NOX Rate Winter v.4.10 Final, Unit 628 and retrofits | 227 | 7286 | Rate Constraint in lbs/MMBtu | FALSE | L | Annual | Allowances Sold NOX | Thousand Tons | 0 | 0 | 0 | 0 | 0 | 0 | 0
CT Fac. Spec. - NOX Rate Winter v.4.10 Final, Unit 628 and retrofits | 227 | 7286 | Rate Constraint in lbs/MMBtu | FALSE | L | Annual | Allowances Banked | Thousand Tons | 0 | 0 | 0 | 0 | 0 | 0 | 0
CT Fac. Spec. - NOX Rate Winter v.4.10 Final, Unit 628 and retrofits | 227 | 7286 | Rate Constraint in lbs/MMBtu | FALSE | L | Annual | Allowances Withdrawn (1:1) | Thousand Tons | 0 | 0 | 0 | 0 | 0 | 0 | 0
CT Fac. Spec. - NOX Rate Winter v.4.10 Final, Unit 628 and retrofits | 227 | 7286 | Rate Constraint in lbs/MMBtu | FALSE | L | Annual | Allowances Withdrawn (n:1) | Thousand Tons | 0 | 0 | 0 | 0 | 0 | 0 | 0
CT Fac. Spec. - NOX Rate Winter v.4.10 Final, Unit 628 and retrofits | 227 | 7286 | Rate Constraint in lbs/MMBtu | FALSE | L | Annual | Net Emissions Allowance Position | Thousand Tons | 0 | 0 | 0 | 0 | 0 | 0 | 0
CT Fac. Spec. - NOX Rate Winter v.4.10 Final, Unit 628 and retrofits | 227 | 7286 | Rate Constraint in lbs/MMBtu | FALSE | L | Annual | Fuel Consumed | TBtu | 0 | 0 | 0 | 0 | 0 | 0 | 0
CT Fac. Spec. - NOX Rate Winter v.4.10 Final, Unit 628 and retrofits | 227 | 7286 | Rate Constraint in lbs/MMBtu | FALSE | L | Annual | Rate | lb/MMBtu | 0 | 0 | 0 | 0 | 0 | 0 | 0
CT Fac. Spec. - NOX Rate Winter v.4.10 Final, Unit 628 and retrofits | 227 | 7286 | Rate Constraint in lbs/MMBtu | FALSE | L | Annual | Generation | TWh | 0 | 0 | 0 | 0 | 0 | 0 | 0
CT Fac. Spec. - NOX Rate Winter v.4.10 Final, Unit 628 and retrofits | 227 | 7286 | Rate Constraint in lbs/MMBtu | FALSE | L | Annual | Qualifying Generation | TWh | 0 | 0 | 0 | 0 | 0 | 0 | 0
CT Fac. Spec. - NOX Rate Winter v.4.10 Final, Unit 628 and retrofits | 227 | 7286 | Rate Constraint in lbs/MMBtu | FALSE | L | Annual | Rate | lb/MWh | 0 | 0 | 0 | 0 | 0 | 0 | 0
CT Fac. Spec. - NOX Rate Winter v.4.10 Final, Unit 628 and retrofits | 227 | 7286 | Rate Constraint in lbs/MMBtu | FALSE | L | Annual | Constraint Shadow Price | US2022$/Ton | 0 | 0 | 0 | 0 | 0 | 0 | 0
CT Fac. Spec. - NOX Rate Winter v.4.10 Final, Unit 629 and retrofits | 228 | 7286 | Rate Constraint in lbs/MMBtu | FALSE | L | Annual | Seasons Included | Seasons | Winter, Spring, Fall | Winter, Spring, Fall | Winter, Spring, Fall | Winter, Spring, Fall | Winter, Spring, Fall | Winter, Spring, Fall | Winter, Spring, Fall
CT Fac. Spec. - NOX Rate Winter v.4.10 Final, Unit 629 and retrofits | 228 | 7286 | Rate Constraint in lbs/MMBtu | FALSE | L | Annual | Standard NOX | lb/MMBtu | 0.15 | 0.15 | 0.15 | 0.15 | 0.15 | 0.15 | 0.15
CT Fac. Spec. - NOX Rate Winter v.4.10 Final, Unit 629 and retrofits | 228 | 7286 | Rate Constraint in lbs/MMBtu | FALSE | L | Annual | Emissions at Affected Plants NOX | Thousand Tons | 0 | 0 | 0 | 0 | 0 | 0 | 0
CT Fac. Spec. - NOX Rate Winter v.4.10 Final, Unit 629 and retrofits | 228 | 7286 | Rate Constraint in lbs/MMBtu | FALSE | L | Annual | Allowances Purchased NOX | Thousand Tons | 0 | 0 | 0 | 0 | 0 | 0 | 0
CT Fac. Spec. - NOX Rate Winter v.4.10 Final, Unit 629 and retrofits | 228 | 7286 | Rate Constraint in lbs/MMBtu | FALSE | L | Annual | Allowances Sold NOX | Thousand Tons | 0 | 0 | 0 | 0 | 0 | 0 | 0
CT Fac. Spec. - NOX Rate Winter v.4.10 Final, Unit 629 and retrofits | 228 | 7286 | Rate Constraint in lbs/MMBtu | FALSE | L | Annual | Allowances Banked | Thousand Tons | 0 | 0 | 0 | 0 | 0 | 0 | 0
CT Fac. Spec. - NOX Rate Winter v.4.10 Final, Unit 629 and retrofits | 228 | 7286 | Rate Constraint in lbs/MMBtu | FALSE | L | Annual | Allowances Withdrawn (1:1) | Thousand Tons | 0 | 0 | 0 | 0 | 0 | 0 | 0
CT Fac. Spec. - NOX Rate Winter v.4.10 Final, Unit 629 and retrofits | 228 | 7286 | Rate Constraint in lbs/MMBtu | FALSE | L | Annual | Allowances Withdrawn (n:1) | Thousand Tons | 0 | 0 | 0 | 0 | 0 | 0 | 0
CT Fac. Spec. - NOX Rate Winter v.4.10 Final, Unit 629 and retrofits | 228 | 7286 | Rate Constraint in lbs/MMBtu | FALSE | L | Annual | Net Emissions Allowance Position | Thousand Tons | 0 | 0 | 0 | 0 | 0 | 0 | 0
CT Fac. Spec. - NOX Rate Winter v.4.10 Final, Unit 629 and retrofits | 228 | 7286 | Rate Constraint in lbs/MMBtu | FALSE | L | Annual | Fuel Consumed | TBtu | 0 | 0 | 0 | 0 | 0 | 0 | 0
CT Fac. Spec. - NOX Rate Winter v.4.10 Final, Unit 629 and retrofits | 228 | 7286 | Rate Constraint in lbs/MMBtu | FALSE | L | Annual | Rate | lb/MMBtu | 0 | 0 | 0 | 0 | 0 | 0 | 0
CT Fac. Spec. - NOX Rate Winter v.4.10 Final, Unit 629 and retrofits | 228 | 7286 | Rate Constraint in lbs/MMBtu | FALSE | L | Annual | Generation | TWh | 0 | 0 | 0 | 0 | 0 | 0 | 0
CT Fac. Spec. - NOX Rate Winter v.4.10 Final, Unit 629 and retrofits | 228 | 7286 | Rate Constraint in lbs/MMBtu | FALSE | L | Annual | Qualifying Generation | TWh | 0 | 0 | 0 | 0 | 0 | 0 | 0
CT Fac. Spec. - NOX Rate Winter v.4.10 Final, Unit 629 and retrofits | 228 | 7286 | Rate Constraint in lbs/MMBtu | FALSE | L | Annual | Rate | lb/MWh | 0 | 0 | 0 | 0 | 0 | 0 | 0
CT Fac. Spec. - NOX Rate Winter v.4.10 Final, Unit 629 and retrofits | 228 | 7286 | Rate Constraint in lbs/MMBtu | FALSE | L | Annual | Constraint Shadow Price | US2022$/Ton | 0 | 0 | 0 | 0 | 0 | 0 | 0
CT Fac. Spec. - NOX Rate Winter v.4.10 Final, Unit 630 and retrofits | 229 | 7286 | Rate Constraint in lbs/MMBtu | FALSE | L | Annual | Seasons Included | Seasons | Winter, Spring, Fall | Winter, Spring, Fall | Winter, Spring, Fall | Winter, Spring, Fall | Winter, Spring, Fall | Winter, Spring, Fall | Winter, Spring, Fall
CT Fac. Spec. - NOX Rate Winter v.4.10 Final, Unit 630 and retrofits | 229 | 7286 | Rate Constraint in lbs/MMBtu | FALSE | L | Annual | Standard NOX | lb/MMBtu | 0.15 | 0.15 | 0.15 | 0.15 | 0.15 | 0.15 | 0.15
CT Fac. Spec. - NOX Rate Winter v.4.10 Final, Unit 630 and retrofits | 229 | 7286 | Rate Constraint in lbs/MMBtu | FALSE | L | Annual | Emissions at Affected Plants NOX | Thousand Tons | 0 | 0 | 0 | 0 | 0 | 0 | 0
CT Fac. Spec. - NOX Rate Winter v.4.10 Final, Unit 630 and retrofits | 229 | 7286 | Rate Constraint in lbs/MMBtu | FALSE | L | Annual | Allowances Purchased NOX | Thousand Tons | 0 | 0 | 0 | 0 | 0 | 0 | 0
CT Fac. Spec. - NOX Rate Winter v.4.10 Final, Unit 630 and retrofits | 229 | 7286 | Rate Constraint in lbs/MMBtu | FALSE | L | Annual | Allowances Sold NOX | Thousand Tons | 0 | 0 | 0 | 0 | 0 | 0 | 0
CT Fac. Spec. - NOX Rate Winter v.4.10 Final, Unit 630 and retrofits | 229 | 7286 | Rate Constraint in lbs/MMBtu | FALSE | L | Annual | Allowances Banked | Thousand Tons | 0 | 0 | 0 | 0 | 0 | 0 | 0
CT Fac. Spec. - NOX Rate Winter v.4.10 Final, Unit 630 and retrofits | 229 | 7286 | Rate Constraint in lbs/MMBtu | FALSE | L | Annual | Allowances Withdrawn (1:1) | Thousand Tons | 0 | 0 | 0 | 0 | 0 | 0 | 0
CT Fac. Spec. - NOX Rate Winter v.4.10 Final, Unit 630 and retrofits | 229 | 7286 | Rate Constraint in lbs/MMBtu | FALSE | L | Annual | Allowances Withdrawn (n:1) | Thousand Tons | 0 | 0 | 0 | 0 | 0 | 0 | 0
CT Fac. Spec. - NOX Rate Winter v.4.10 Final, Unit 630 and retrofits | 229 | 7286 | Rate Constraint in lbs/MMBtu | FALSE | L | Annual | Net Emissions Allowance Position | Thousand Tons | 0 | 0 | 0 | 0 | 0 | 0 | 0
CT Fac. Spec. - NOX Rate Winter v.4.10 Final, Unit 630 and retrofits | 229 | 7286 | Rate Constraint in lbs/MMBtu | FALSE | L | Annual | Fuel Consumed | TBtu | 0 | 0 | 0 | 0 | 0 | 0 | 0
CT Fac. Spec. - NOX Rate Winter v.4.10 Final, Unit 630 and retrofits | 229 | 7286 | Rate Constraint in lbs/MMBtu | FALSE | L | Annual | Rate | lb/MMBtu | 0 | 0 | 0 | 0 | 0 | 0 | 0
CT Fac. Spec. - NOX Rate Winter v.4.10 Final, Unit 630 and retrofits | 229 | 7286 | Rate Constraint in lbs/MMBtu | FALSE | L | Annual | Generation | TWh | 0 | 0 | 0 | 0 | 0 | 0 | 0
CT Fac. Spec. - NOX Rate Winter v.4.10 Final, Unit 630 and retrofits | 229 | 7286 | Rate Constraint in lbs/MMBtu | FALSE | L | Annual | Qualifying Generation | TWh | 0 | 0 | 0 | 0 | 0 | 0 | 0
CT Fac. Spec. - NOX Rate Winter v.4.10 Final, Unit 630 and retrofits | 229 | 7286 | Rate Constraint in lbs/MMBtu | FALSE | L | Annual | Rate | lb/MWh | 0 | 0 | 0 | 0 | 0 | 0 | 0
CT Fac. Spec. - NOX Rate Winter v.4.10 Final, Unit 630 and retrofits | 229 | 7286 | Rate Constraint in lbs/MMBtu | FALSE | L | Annual | Constraint Shadow Price | US2022$/Ton | 0 | 0 | 0 | 0 | 0 | 0 | 0
CT Fac. Spec. - NOX Rate Winter v.4.10 Final, Unit 631 and retrofits | 230 | 7286 | Rate Constraint in lbs/MMBtu | FALSE | L | Annual | Seasons Included | Seasons | Winter, Spring, Fall | Winter, Spring, Fall | Winter, Spring, Fall | Winter, Spring, Fall | Winter, Spring, Fall | Winter, Spring, Fall | Winter, Spring, Fall
CT Fac. Spec. - NOX Rate Winter v.4.10 Final, Unit 631 and retrofits | 230 | 7286 | Rate Constraint in lbs/MMBtu | FALSE | L | Annual | Standard NOX | lb/MMBtu | 0.15 | 0.15 | 0.15 | 0.15 | 0.15 | 0.15 | 0.15
CT Fac. Spec. - NOX Rate Winter v.4.10 Final, Unit 631 and retrofits | 230 | 7286 | Rate Constraint in lbs/MMBtu | FALSE | L | Annual | Emissions at Affected Plants NOX | Thousand Tons | 0 | 0 | 0 | 0 | 0 | 0 | 0
CT Fac. Spec. - NOX Rate Winter v.4.10 Final, Unit 631 and retrofits | 230 | 7286 | Rate Constraint in lbs/MMBtu | FALSE | L | Annual | Allowances Purchased NOX | Thousand Tons | 0 | 0 | 0 | 0 | 0 | 0 | 0
CT Fac. Spec. - NOX Rate Winter v.4.10 Final, Unit 631 and retrofits | 230 | 7286 | Rate Constraint in lbs/MMBtu | FALSE | L | Annual | Allowances Sold NOX | Thousand Tons | 0 | 0 | 0 | 0 | 0 | 0 | 0
CT Fac. Spec. - NOX Rate Winter v.4.10 Final, Unit 631 and retrofits | 230 | 7286 | Rate Constraint in lbs/MMBtu | FALSE | L | Annual | Allowances Banked | Thousand Tons | 0 | 0 | 0 | 0 | 0 | 0 | 0
CT Fac. Spec. - NOX Rate Winter v.4.10 Final, Unit 631 and retrofits | 230 | 7286 | Rate Constraint in lbs/MMBtu | FALSE | L | Annual | Allowances Withdrawn (1:1) | Thousand Tons | 0 | 0 | 0 | 0 | 0 | 0 | 0
CT Fac. Spec. - NOX Rate Winter v.4.10 Final, Unit 631 and retrofits | 230 | 7286 | Rate Constraint in lbs/MMBtu | FALSE | L | Annual | Allowances Withdrawn (n:1) | Thousand Tons | 0 | 0 | 0 | 0 | 0 | 0 | 0
CT Fac. Spec. - NOX Rate Winter v.4.10 Final, Unit 631 and retrofits | 230 | 7286 | Rate Constraint in lbs/MMBtu | FALSE | L | Annual | Net Emissions Allowance Position | Thousand Tons | 0 | 0 | 0 | 0 | 0 | 0 | 0
CT Fac. Spec. - NOX Rate Winter v.4.10 Final, Unit 631 and retrofits | 230 | 7286 | Rate Constraint in lbs/MMBtu | FALSE | L | Annual | Fuel Consumed | TBtu | 0 | 0 | 0 | 0 | 0 | 0 | 0
CT Fac. Spec. - NOX Rate Winter v.4.10 Final, Unit 631 and retrofits | 230 | 7286 | Rate Constraint in lbs/MMBtu | FALSE | L | Annual | Rate | lb/MMBtu | 0 | 0 | 0 | 0 | 0 | 0 | 0
CT Fac. Spec. - NOX Rate Winter v.4.10 Final, Unit 631 and retrofits | 230 | 7286 | Rate Constraint in lbs/MMBtu | FALSE | L | Annual | Generation | TWh | 0 | 0 | 0 | 0 | 0 | 0 | 0
CT Fac. Spec. - NOX Rate Winter v.4.10 Final, Unit 631 and retrofits | 230 | 7286 | Rate Constraint in lbs/MMBtu | FALSE | L | Annual | Qualifying Generation | TWh | 0 | 0 | 0 | 0 | 0 | 0 | 0
CT Fac. Spec. - NOX Rate Winter v.4.10 Final, Unit 631 and retrofits | 230 | 7286 | Rate Constraint in lbs/MMBtu | FALSE | L | Annual | Rate | lb/MWh | 0 | 0 | 0 | 0 | 0 | 0 | 0
CT Fac. Spec. - NOX Rate Winter v.4.10 Final, Unit 631 and retrofits | 230 | 7286 | Rate Constraint in lbs/MMBtu | FALSE | L | Annual | Constraint Shadow Price | US2022$/Ton | 0 | 0 | 0 | 0 | 0 | 0 | 0
CT Fac. Spec. - NOX Rate Winter v.4.10 Final, Unit 632 and retrofits | 231 | 7286 | Rate Constraint in lbs/MMBtu | FALSE | L | Annual | Seasons Included | Seasons | Winter, Spring, Fall | Winter, Spring, Fall | Winter, Spring, Fall | Winter, Spring, Fall | Winter, Spring, Fall | Winter, Spring, Fall | Winter, Spring, Fall
CT Fac. Spec. - NOX Rate Winter v.4.10 Final, Unit 632 and retrofits | 231 | 7286 | Rate Constraint in lbs/MMBtu | FALSE | L | Annual | Standard NOX | lb/MMBtu | 0.15 | 0.15 | 0.15 | 0.15 | 0.15 | 0.15 | 0.15
CT Fac. Spec. - NOX Rate Winter v.4.10 Final, Unit 632 and retrofits | 231 | 7286 | Rate Constraint in lbs/MMBtu | FALSE | L | Annual | Emissions at Affected Plants NOX | Thousand Tons | 0 | 0 | 0 | 0 | 0 | 0 | 0
CT Fac. Spec. - NOX Rate Winter v.4.10 Final, Unit 632 and retrofits | 231 | 7286 | Rate Constraint in lbs/MMBtu | FALSE | L | Annual | Allowances Purchased NOX | Thousand Tons | 0 | 0 | 0 | 0 | 0 | 0 | 0
CT Fac. Spec. - NOX Rate Winter v.4.10 Final, Unit 632 and retrofits | 231 | 7286 | Rate Constraint in lbs/MMBtu | FALSE | L | Annual | Allowances Sold NOX | Thousand Tons | 0 | 0 | 0 | 0 | 0 | 0 | 0
CT Fac. Spec. - NOX Rate Winter v.4.10 Final, Unit 632 and retrofits | 231 | 7286 | Rate Constraint in lbs/MMBtu | FALSE | L | Annual | Allowances Banked | Thousand Tons | 0 | 0 | 0 | 0 | 0 | 0 | 0
CT Fac. Spec. - NOX Rate Winter v.4.10 Final, Unit 632 and retrofits | 231 | 7286 | Rate Constraint in lbs/MMBtu | FALSE | L | Annual | Allowances Withdrawn (1:1) | Thousand Tons | 0 | 0 | 0 | 0 | 0 | 0 | 0
CT Fac. Spec. - NOX Rate Winter v.4.10 Final, Unit 632 and retrofits | 231 | 7286 | Rate Constraint in lbs/MMBtu | FALSE | L | Annual | Allowances Withdrawn (n:1) | Thousand Tons | 0 | 0 | 0 | 0 | 0 | 0 | 0
CT Fac. Spec. - NOX Rate Winter v.4.10 Final, Unit 632 and retrofits | 231 | 7286 | Rate Constraint in lbs/MMBtu | FALSE | L | Annual | Net Emissions Allowance Position | Thousand Tons | 0 | 0 | 0 | 0 | 0 | 0 | 0
CT Fac. Spec. - NOX Rate Winter v.4.10 Final, Unit 632 and retrofits | 231 | 7286 | Rate Constraint in lbs/MMBtu | FALSE | L | Annual | Fuel Consumed | TBtu | 0 | 0 | 0 | 0 | 0 | 0 | 0
CT Fac. Spec. - NOX Rate Winter v.4.10 Final, Unit 632 and retrofits | 231 | 7286 | Rate Constraint in lbs/MMBtu | FALSE | L | Annual | Rate | lb/MMBtu | 0 | 0 | 0 | 0 | 0 | 0 | 0
CT Fac. Spec. - NOX Rate Winter v.4.10 Final, Unit 632 and retrofits | 231 | 7286 | Rate Constraint in lbs/MMBtu | FALSE | L | Annual | Generation | TWh | 0 | 0 | 0 | 0 | 0 | 0 | 0
CT Fac. Spec. - NOX Rate Winter v.4.10 Final, Unit 632 and retrofits | 231 | 7286 | Rate Constraint in lbs/MMBtu | FALSE | L | Annual | Qualifying Generation | TWh | 0 | 0 | 0 | 0 | 0 | 0 | 0
CT Fac. Spec. - NOX Rate Winter v.4.10 Final, Unit 632 and retrofits | 231 | 7286 | Rate Constraint in lbs/MMBtu | FALSE | L | Annual | Rate | lb/MWh | 0 | 0 | 0 | 0 | 0 | 0 | 0
CT Fac. Spec. - NOX Rate Winter v.4.10 Final, Unit 632 and retrofits | 231 | 7286 | Rate Constraint in lbs/MMBtu | FALSE | L | Annual | Constraint Shadow Price | US2022$/Ton | 0 | 0 | 0 | 0 | 0 | 0 | 0
CT Fac. Spec. - NOX Rate Winter v.4.10 Final, Unit 636 and retrofits | 232 | 7286 | Rate Constraint in lbs/MMBtu | FALSE | L | Annual | Seasons Included | Seasons | Winter, Spring, Fall | Winter, Spring, Fall | Winter, Spring, Fall | Winter, Spring, Fall | Winter, Spring, Fall | Winter, Spring, Fall | Winter, Spring, Fall
CT Fac. Spec. - NOX Rate Winter v.4.10 Final, Unit 636 and retrofits | 232 | 7286 | Rate Constraint in lbs/MMBtu | FALSE | L | Annual | Standard NOX | lb/MMBtu | 0.15 | 0.15 | 0.15 | 0.15 | 0.15 | 0.15 | 0.15
CT Fac. Spec. - NOX Rate Winter v.4.10 Final, Unit 636 and retrofits | 232 | 7286 | Rate Constraint in lbs/MMBtu | FALSE | L | Annual | Emissions at Affected Plants NOX | Thousand Tons | 0 | 0 | 0 | 0 | 0 | 0 | 0
CT Fac. Spec. - NOX Rate Winter v.4.10 Final, Unit 636 and retrofits | 232 | 7286 | Rate Constraint in lbs/MMBtu | FALSE | L | Annual | Allowances Purchased NOX | Thousand Tons | 0 | 0 | 0 | 0 | 0 | 0 | 0
CT Fac. Spec. - NOX Rate Winter v.4.10 Final, Unit 636 and retrofits | 232 | 7286 | Rate Constraint in lbs/MMBtu | FALSE | L | Annual | Allowances Sold NOX | Thousand Tons | 0 | 0 | 0 | 0 | 0 | 0 | 0
CT Fac. Spec. - NOX Rate Winter v.4.10 Final, Unit 636 and retrofits | 232 | 7286 | Rate Constraint in lbs/MMBtu | FALSE | L | Annual | Allowances Banked | Thousand Tons | 0 | 0 | 0 | 0 | 0 | 0 | 0
CT Fac. Spec. - NOX Rate Winter v.4.10 Final, Unit 636 and retrofits | 232 | 7286 | Rate Constraint in lbs/MMBtu | FALSE | L | Annual | Allowances Withdrawn (1:1) | Thousand Tons | 0 | 0 | 0 | 0 | 0 | 0 | 0
CT Fac. Spec. - NOX Rate Winter v.4.10 Final, Unit 636 and retrofits | 232 | 7286 | Rate Constraint in lbs/MMBtu | FALSE | L | Annual | Allowances Withdrawn (n:1) | Thousand Tons | 0 | 0 | 0 | 0 | 0 | 0 | 0
CT Fac. Spec. - NOX Rate Winter v.4.10 Final, Unit 636 and retrofits | 232 | 7286 | Rate Constraint in lbs/MMBtu | FALSE | L | Annual | Net Emissions Allowance Position | Thousand Tons | 0 | 0 | 0 | 0 | 0 | 0 | 0
CT Fac. Spec. - NOX Rate Winter v.4.10 Final, Unit 636 and retrofits | 232 | 7286 | Rate Constraint in lbs/MMBtu | FALSE | L | Annual | Fuel Consumed | TBtu | 0 | 0 | 0 | 0 | 0 | 0 | 0
CT Fac. Spec. - NOX Rate Winter v.4.10 Final, Unit 636 and retrofits | 232 | 7286 | Rate Constraint in lbs/MMBtu | FALSE | L | Annual | Rate | lb/MMBtu | 0 | 0 | 0 | 0 | 0 | 0 | 0
CT Fac. Spec. - NOX Rate Winter v.4.10 Final, Unit 636 and retrofits | 232 | 7286 | Rate Constraint in lbs/MMBtu | FALSE | L | Annual | Generation | TWh | 0 | 0 | 0 | 0 | 0 | 0 | 0
CT Fac. Spec. - NOX Rate Winter v.4.10 Final, Unit 636 and retrofits | 232 | 7286 | Rate Constraint in lbs/MMBtu | FALSE | L | Annual | Qualifying Generation | TWh | 0 | 0 | 0 | 0 | 0 | 0 | 0
CT Fac. Spec. - NOX Rate Winter v.4.10 Final, Unit 636 and retrofits | 232 | 7286 | Rate Constraint in lbs/MMBtu | FALSE | L | Annual | Rate | lb/MWh | 0 | 0 | 0 | 0 | 0 | 0 | 0
CT Fac. Spec. - NOX Rate Winter v.4.10 Final, Unit 636 and retrofits | 232 | 7286 | Rate Constraint in lbs/MMBtu | FALSE | L | Annual | Constraint Shadow Price | US2022$/Ton | 0 | 0 | 0 | 0 | 0 | 0 | 0
CT Fac. Spec. - NOX Rate Winter v.4.10 Final, Unit 637 and retrofits | 233 | 7286 | Rate Constraint in lbs/MMBtu | FALSE | L | Annual | Seasons Included | Seasons | Winter, Spring, Fall | Winter, Spring, Fall | Winter, Spring, Fall | Winter, Spring, Fall | Winter, Spring, Fall | Winter, Spring, Fall | Winter, Spring, Fall
CT Fac. Spec. - NOX Rate Winter v.4.10 Final, Unit 637 and retrofits | 233 | 7286 | Rate Constraint in lbs/MMBtu | FALSE | L | Annual | Standard NOX | lb/MMBtu | 0.15 | 0.15 | 0.15 | 0.15 | 0.15 | 0.15 | 0.15
CT Fac. Spec. - NOX Rate Winter v.4.10 Final, Unit 637 and retrofits | 233 | 7286 | Rate Constraint in lbs/MMBtu | FALSE | L | Annual | Emissions at Affected Plants NOX | Thousand Tons | 0 | 0 | 0 | 0 | 0 | 0 | 0
CT Fac. Spec. - NOX Rate Winter v.4.10 Final, Unit 637 and retrofits | 233 | 7286 | Rate Constraint in lbs/MMBtu | FALSE | L | Annual | Allowances Purchased NOX | Thousand Tons | 0 | 0 | 0 | 0 | 0 | 0 | 0
CT Fac. Spec. - NOX Rate Winter v.4.10 Final, Unit 637 and retrofits | 233 | 7286 | Rate Constraint in lbs/MMBtu | FALSE | L | Annual | Allowances Sold NOX | Thousand Tons | 0 | 0 | 0 | 0 | 0 | 0 | 0
CT Fac. Spec. - NOX Rate Winter v.4.10 Final, Unit 637 and retrofits | 233 | 7286 | Rate Constraint in lbs/MMBtu | FALSE | L | Annual | Allowances Banked | Thousand Tons | 0 | 0 | 0 | 0 | 0 | 0 | 0
CT Fac. Spec. - NOX Rate Winter v.4.10 Final, Unit 637 and retrofits | 233 | 7286 | Rate Constraint in lbs/MMBtu | FALSE | L | Annual | Allowances Withdrawn (1:1) | Thousand Tons | 0 | 0 | 0 | 0 | 0 | 0 | 0
CT Fac. Spec. - NOX Rate Winter v.4.10 Final, Unit 637 and retrofits | 233 | 7286 | Rate Constraint in lbs/MMBtu | FALSE | L | Annual | Allowances Withdrawn (n:1) | Thousand Tons | 0 | 0 | 0 | 0 | 0 | 0 | 0
CT Fac. Spec. - NOX Rate Winter v.4.10 Final, Unit 637 and retrofits | 233 | 7286 | Rate Constraint in lbs/MMBtu | FALSE | L | Annual | Net Emissions Allowance Position | Thousand Tons | 0 | 0 | 0 | 0 | 0 | 0 | 0
CT Fac. Spec. - NOX Rate Winter v.4.10 Final, Unit 637 and retrofits | 233 | 7286 | Rate Constraint in lbs/MMBtu | FALSE | L | Annual | Fuel Consumed | TBtu | 0 | 0 | 0 | 0 | 0 | 0 | 0
CT Fac. Spec. - NOX Rate Winter v.4.10 Final, Unit 637 and retrofits | 233 | 7286 | Rate Constraint in lbs/MMBtu | FALSE | L | Annual | Rate | lb/MMBtu | 0 | 0 | 0 | 0 | 0 | 0 | 0
CT Fac. Spec. - NOX Rate Winter v.4.10 Final, Unit 637 and retrofits | 233 | 7286 | Rate Constraint in lbs/MMBtu | FALSE | L | Annual | Generation | TWh | 0 | 0 | 0 | 0 | 0 | 0 | 0
CT Fac. Spec. - NOX Rate Winter v.4.10 Final, Unit 637 and retrofits | 233 | 7286 | Rate Constraint in lbs/MMBtu | FALSE | L | Annual | Qualifying Generation | TWh | 0 | 0 | 0 | 0 | 0 | 0 | 0
CT Fac. Spec. - NOX Rate Winter v.4.10 Final, Unit 637 and retrofits | 233 | 7286 | Rate Constraint in lbs/MMBtu | FALSE | L | Annual | Rate | lb/MWh | 0 | 0 | 0 | 0 | 0 | 0 | 0
CT Fac. Spec. - NOX Rate Winter v.4.10 Final, Unit 637 and retrofits | 233 | 7286 | Rate Constraint in lbs/MMBtu | FALSE | L | Annual | Constraint Shadow Price | US2022$/Ton | 0 | 0 | 0 | 0 | 0 | 0 | 0
CT Fac. Spec. - NOX Rate Winter v.4.10 Final, Unit 638 and retrofits | 234 | 7286 | Rate Constraint in lbs/MMBtu | FALSE | L | Annual | Seasons Included | Seasons | Winter, Spring, Fall | Winter, Spring, Fall | Winter, Spring, Fall | Winter, Spring, Fall | Winter, Spring, Fall | Winter, Spring, Fall | Winter, Spring, Fall
CT Fac. Spec. - NOX Rate Winter v.4.10 Final, Unit 638 and retrofits | 234 | 7286 | Rate Constraint in lbs/MMBtu | FALSE | L | Annual | Standard NOX | lb/MMBtu | 0.15 | 0.15 | 0.15 | 0.15 | 0.15 | 0.15 | 0.15
CT Fac. Spec. - NOX Rate Winter v.4.10 Final, Unit 638 and retrofits | 234 | 7286 | Rate Constraint in lbs/MMBtu | FALSE | L | Annual | Emissions at Affected Plants NOX | Thousand Tons | 0 | 0 | 0 | 0 | 0 | 0 | 0
CT Fac. Spec. - NOX Rate Winter v.4.10 Final, Unit 638 and retrofits | 234 | 7286 | Rate Constraint in lbs/MMBtu | FALSE | L | Annual | Allowances Purchased NOX | Thousand Tons | 0 | 0 | 0 | 0 | 0 | 0 | 0
CT Fac. Spec. - NOX Rate Winter v.4.10 Final, Unit 638 and retrofits | 234 | 7286 | Rate Constraint in lbs/MMBtu | FALSE | L | Annual | Allowances Sold NOX | Thousand Tons | 0 | 0 | 0 | 0 | 0 | 0 | 0
CT Fac. Spec. - NOX Rate Winter v.4.10 Final, Unit 638 and retrofits | 234 | 7286 | Rate Constraint in lbs/MMBtu | FALSE | L | Annual | Allowances Banked | Thousand Tons | 0 | 0 | 0 | 0 | 0 | 0 | 0
CT Fac. Spec. - NOX Rate Winter v.4.10 Final, Unit 638 and retrofits | 234 | 7286 | Rate Constraint in lbs/MMBtu | FALSE | L | Annual | Allowances Withdrawn (1:1) | Thousand Tons | 0 | 0 | 0 | 0 | 0 | 0 | 0
CT Fac. Spec. - NOX Rate Winter v.4.10 Final, Unit 638 and retrofits | 234 | 7286 | Rate Constraint in lbs/MMBtu | FALSE | L | Annual | Allowances Withdrawn (n:1) | Thousand Tons | 0 | 0 | 0 | 0 | 0 | 0 | 0
CT Fac. Spec. - NOX Rate Winter v.4.10 Final, Unit 638 and retrofits | 234 | 7286 | Rate Constraint in lbs/MMBtu | FALSE | L | Annual | Net Emissions Allowance Position | Thousand Tons | 0 | 0 | 0 | 0 | 0 | 0 | 0
CT Fac. Spec. - NOX Rate Winter v.4.10 Final, Unit 638 and retrofits | 234 | 7286 | Rate Constraint in lbs/MMBtu | FALSE | L | Annual | Fuel Consumed | TBtu | 0 | 0 | 0 | 0 | 0 | 0 | 0
CT Fac. Spec. - NOX Rate Winter v.4.10 Final, Unit 638 and retrofits | 234 | 7286 | Rate Constraint in lbs/MMBtu | FALSE | L | Annual | Rate | lb/MMBtu | 0 | 0 | 0 | 0 | 0 | 0 | 0
CT Fac. Spec. - NOX Rate Winter v.4.10 Final, Unit 638 and retrofits | 234 | 7286 | Rate Constraint in lbs/MMBtu | FALSE | L | Annual | Generation | TWh | 0 | 0 | 0 | 0 | 0 | 0 | 0
CT Fac. Spec. - NOX Rate Winter v.4.10 Final, Unit 638 and retrofits | 234 | 7286 | Rate Constraint in lbs/MMBtu | FALSE | L | Annual | Qualifying Generation | TWh | 0 | 0 | 0 | 0 | 0 | 0 | 0
CT Fac. Spec. - NOX Rate Winter v.4.10 Final, Unit 638 and retrofits | 234 | 7286 | Rate Constraint in lbs/MMBtu | FALSE | L | Annual | Rate | lb/MWh | 0 | 0 | 0 | 0 | 0 | 0 | 0
CT Fac. Spec. - NOX Rate Winter v.4.10 Final, Unit 638 and retrofits | 234 | 7286 | Rate Constraint in lbs/MMBtu | FALSE | L | Annual | Constraint Shadow Price | US2022$/Ton | 0 | 0 | 0 | 0 | 0 | 0 | 0
CT Fac. Spec. - NOX Rate Winter v.4.10 Final, Unit 639 and retrofits | 235 | 7286 | Rate Constraint in lbs/MMBtu | FALSE | L | Annual | Seasons Included | Seasons | Winter, Spring, Fall | Winter, Spring, Fall | Winter, Spring, Fall | Winter, Spring, Fall | Winter, Spring, Fall | Winter, Spring, Fall | Winter, Spring, Fall
CT Fac. Spec. - NOX Rate Winter v.4.10 Final, Unit 639 and retrofits | 235 | 7286 | Rate Constraint in lbs/MMBtu | FALSE | L | Annual | Standard NOX | lb/MMBtu | 0.15 | 0.15 | 0.15 | 0.15 | 0.15 | 0.15 | 0.15
CT Fac. Spec. - NOX Rate Winter v.4.10 Final, Unit 639 and retrofits | 235 | 7286 | Rate Constraint in lbs/MMBtu | FALSE | L | Annual | Emissions at Affected Plants NOX | Thousand Tons | 0 | 0 | 0 | 0 | 0 | 0 | 0
CT Fac. Spec. - NOX Rate Winter v.4.10 Final, Unit 639 and retrofits | 235 | 7286 | Rate Constraint in lbs/MMBtu | FALSE | L | Annual | Allowances Purchased NOX | Thousand Tons | 0 | 0 | 0 | 0 | 0 | 0 | 0
CT Fac. Spec. - NOX Rate Winter v.4.10 Final, Unit 639 and retrofits | 235 | 7286 | Rate Constraint in lbs/MMBtu | FALSE | L | Annual | Allowances Sold NOX | Thousand Tons | 0 | 0 | 0 | 0 | 0 | 0 | 0
CT Fac. Spec. - NOX Rate Winter v.4.10 Final, Unit 639 and retrofits | 235 | 7286 | Rate Constraint in lbs/MMBtu | FALSE | L | Annual | Allowances Banked | Thousand Tons | 0 | 0 | 0 | 0 | 0 | 0 | 0
CT Fac. Spec. - NOX Rate Winter v.4.10 Final, Unit 639 and retrofits | 235 | 7286 | Rate Constraint in lbs/MMBtu | FALSE | L | Annual | Allowances Withdrawn (1:1) | Thousand Tons | 0 | 0 | 0 | 0 | 0 | 0 | 0
CT Fac. Spec. - NOX Rate Winter v.4.10 Final, Unit 639 and retrofits | 235 | 7286 | Rate Constraint in lbs/MMBtu | FALSE | L | Annual | Allowances Withdrawn (n:1) | Thousand Tons | 0 | 0 | 0 | 0 | 0 | 0 | 0
CT Fac. Spec. - NOX Rate Winter v.4.10 Final, Unit 639 and retrofits | 235 | 7286 | Rate Constraint in lbs/MMBtu | FALSE | L | Annual | Net Emissions Allowance Position | Thousand Tons | 0 | 0 | 0 | 0 | 0 | 0 | 0
CT Fac. Spec. - NOX Rate Winter v.4.10 Final, Unit 639 and retrofits | 235 | 7286 | Rate Constraint in lbs/MMBtu | FALSE | L | Annual | Fuel Consumed | TBtu | 0 | 0 | 0 | 0 | 0 | 0 | 0
CT Fac. Spec. - NOX Rate Winter v.4.10 Final, Unit 639 and retrofits | 235 | 7286 | Rate Constraint in lbs/MMBtu | FALSE | L | Annual | Rate | lb/MMBtu | 0 | 0 | 0 | 0 | 0 | 0 | 0
CT Fac. Spec. - NOX Rate Winter v.4.10 Final, Unit 639 and retrofits | 235 | 7286 | Rate Constraint in lbs/MMBtu | FALSE | L | Annual | Generation | TWh | 0 | 0 | 0 | 0 | 0 | 0 | 0
CT Fac. Spec. - NOX Rate Winter v.4.10 Final, Unit 639 and retrofits | 235 | 7286 | Rate Constraint in lbs/MMBtu | FALSE | L | Annual | Qualifying Generation | TWh | 0 | 0 | 0 | 0 | 0 | 0 | 0
CT Fac. Spec. - NOX Rate Winter v.4.10 Final, Unit 639 and retrofits | 235 | 7286 | Rate Constraint in lbs/MMBtu | FALSE | L | Annual | Rate | lb/MWh | 0 | 0 | 0 | 0 | 0 | 0 | 0
CT Fac. Spec. - NOX Rate Winter v.4.10 Final, Unit 639 and retrofits | 235 | 7286 | Rate Constraint in lbs/MMBtu | FALSE | L | Annual | Constraint Shadow Price | US2022$/Ton | 0 | 0 | 0 | 0 | 0 | 0 | 0
CT Fac. Spec. - NOX Rate Winter v.4.10 Final, Unit 640 and retrofits | 236 | 7286 | Rate Constraint in lbs/MMBtu | FALSE | L | Annual | Seasons Included | Seasons | Winter, Spring, Fall | Winter, Spring, Fall | Winter, Spring, Fall | Winter, Spring, Fall | Winter, Spring, Fall | Winter, Spring, Fall | Winter, Spring, Fall
CT Fac. Spec. - NOX Rate Winter v.4.10 Final, Unit 640 and retrofits | 236 | 7286 | Rate Constraint in lbs/MMBtu | FALSE | L | Annual | Standard NOX | lb/MMBtu | 0.15 | 0.15 | 0.15 | 0.15 | 0.15 | 0.15 | 0.15
CT Fac. Spec. - NOX Rate Winter v.4.10 Final, Unit 640 and retrofits | 236 | 7286 | Rate Constraint in lbs/MMBtu | FALSE | L | Annual | Emissions at Affected Plants NOX | Thousand Tons | 0 | 0 | 0 | 0 | 0 | 0 | 0
CT Fac. Spec. - NOX Rate Winter v.4.10 Final, Unit 640 and retrofits | 236 | 7286 | Rate Constraint in lbs/MMBtu | FALSE | L | Annual | Allowances Purchased NOX | Thousand Tons | 0 | 0 | 0 | 0 | 0 | 0 | 0
CT Fac. Spec. - NOX Rate Winter v.4.10 Final, Unit 640 and retrofits | 236 | 7286 | Rate Constraint in lbs/MMBtu | FALSE | L | Annual | Allowances Sold NOX | Thousand Tons | 0 | 0 | 0 | 0 | 0 | 0 | 0
CT Fac. Spec. - NOX Rate Winter v.4.10 Final, Unit 640 and retrofits | 236 | 7286 | Rate Constraint in lbs/MMBtu | FALSE | L | Annual | Allowances Banked | Thousand Tons | 0 | 0 | 0 | 0 | 0 | 0 | 0
CT Fac. Spec. - NOX Rate Winter v.4.10 Final, Unit 640 and retrofits | 236 | 7286 | Rate Constraint in lbs/MMBtu | FALSE | L | Annual | Allowances Withdrawn (1:1) | Thousand Tons | 0 | 0 | 0 | 0 | 0 | 0 | 0
CT Fac. Spec. - NOX Rate Winter v.4.10 Final, Unit 640 and retrofits | 236 | 7286 | Rate Constraint in lbs/MMBtu | FALSE | L | Annual | Allowances Withdrawn (n:1) | Thousand Tons | 0 | 0 | 0 | 0 | 0 | 0 | 0
CT Fac. Spec. - NOX Rate Winter v.4.10 Final, Unit 640 and retrofits | 236 | 7286 | Rate Constraint in lbs/MMBtu | FALSE | L | Annual | Net Emissions Allowance Position | Thousand Tons | 0 | 0 | 0 | 0 | 0 | 0 | 0
CT Fac. Spec. - NOX Rate Winter v.4.10 Final, Unit 640 and retrofits | 236 | 7286 | Rate Constraint in lbs/MMBtu | FALSE | L | Annual | Fuel Consumed | TBtu | 0 | 0 | 0 | 0 | 0 | 0 | 0
CT Fac. Spec. - NOX Rate Winter v.4.10 Final, Unit 640 and retrofits | 236 | 7286 | Rate Constraint in lbs/MMBtu | FALSE | L | Annual | Rate | lb/MMBtu | 0 | 0 | 0 | 0 | 0 | 0 | 0
CT Fac. Spec. - NOX Rate Winter v.4.10 Final, Unit 640 and retrofits | 236 | 7286 | Rate Constraint in lbs/MMBtu | FALSE | L | Annual | Generation | TWh | 0 | 0 | 0 | 0 | 0 | 0 | 0
CT Fac. Spec. - NOX Rate Winter v.4.10 Final, Unit 640 and retrofits | 236 | 7286 | Rate Constraint in lbs/MMBtu | FALSE | L | Annual | Qualifying Generation | TWh | 0 | 0 | 0 | 0 | 0 | 0 | 0
CT Fac. Spec. - NOX Rate Winter v.4.10 Final, Unit 640 and retrofits | 236 | 7286 | Rate Constraint in lbs/MMBtu | FALSE | L | Annual | Rate | lb/MWh | 0 | 0 | 0 | 0 | 0 | 0 | 0
CT Fac. Spec. - NOX Rate Winter v.4.10 Final, Unit 640 and retrofits | 236 | 7286 | Rate Constraint in lbs/MMBtu | FALSE | L | Annual | Constraint Shadow Price | US2022$/Ton | 0 | 0 | 0 | 0 | 0 | 0 | 0
CT Fac. Spec. - NOX Rate Winter v.4.10 Final, Unit 641 and retrofits | 237 | 7286 | Rate Constraint in lbs/MMBtu | FALSE | L | Annual | Seasons Included | Seasons | Winter, Spring, Fall | Winter, Spring, Fall | Winter, Spring, Fall | Winter, Spring, Fall | Winter, Spring, Fall | Winter, Spring, Fall | Winter, Spring, Fall
CT Fac. Spec. - NOX Rate Winter v.4.10 Final, Unit 641 and retrofits | 237 | 7286 | Rate Constraint in lbs/MMBtu | FALSE | L | Annual | Standard NOX | lb/MMBtu | 0.15 | 0.15 | 0.15 | 0.15 | 0.15 | 0.15 | 0.15
CT Fac. Spec. - NOX Rate Winter v.4.10 Final, Unit 641 and retrofits | 237 | 7286 | Rate Constraint in lbs/MMBtu | FALSE | L | Annual | Emissions at Affected Plants NOX | Thousand Tons | 0 | 0 | 0 | 0 | 0 | 0 | 0
CT Fac. Spec. - NOX Rate Winter v.4.10 Final, Unit 641 and retrofits | 237 | 7286 | Rate Constraint in lbs/MMBtu | FALSE | L | Annual | Allowances Purchased NOX | Thousand Tons | 0 | 0 | 0 | 0 | 0 | 0 | 0
CT Fac. Spec. - NOX Rate Winter v.4.10 Final, Unit 641 and retrofits | 237 | 7286 | Rate Constraint in lbs/MMBtu | FALSE | L | Annual | Allowances Sold NOX | Thousand Tons | 0 | 0 | 0 | 0 | 0 | 0 | 0
CT Fac. Spec. - NOX Rate Winter v.4.10 Final, Unit 641 and retrofits | 237 | 7286 | Rate Constraint in lbs/MMBtu | FALSE | L | Annual | Allowances Banked | Thousand Tons | 0 | 0 | 0 | 0 | 0 | 0 | 0
CT Fac. Spec. - NOX Rate Winter v.4.10 Final, Unit 641 and retrofits | 237 | 7286 | Rate Constraint in lbs/MMBtu | FALSE | L | Annual | Allowances Withdrawn (1:1) | Thousand Tons | 0 | 0 | 0 | 0 | 0 | 0 | 0
CT Fac. Spec. - NOX Rate Winter v.4.10 Final, Unit 641 and retrofits | 237 | 7286 | Rate Constraint in lbs/MMBtu | FALSE | L | Annual | Allowances Withdrawn (n:1) | Thousand Tons | 0 | 0 | 0 | 0 | 0 | 0 | 0
CT Fac. Spec. - NOX Rate Winter v.4.10 Final, Unit 641 and retrofits | 237 | 7286 | Rate Constraint in lbs/MMBtu | FALSE | L | Annual | Net Emissions Allowance Position | Thousand Tons | 0 | 0 | 0 | 0 | 0 | 0 | 0
CT Fac. Spec. - NOX Rate Winter v.4.10 Final, Unit 641 and retrofits | 237 | 7286 | Rate Constraint in lbs/MMBtu | FALSE | L | Annual | Fuel Consumed | TBtu | 0 | 0 | 0 | 0 | 0 | 0 | 0
CT Fac. Spec. - NOX Rate Winter v.4.10 Final, Unit 641 and retrofits | 237 | 7286 | Rate Constraint in lbs/MMBtu | FALSE | L | Annual | Rate | lb/MMBtu | 0 | 0 | 0 | 0 | 0 | 0 | 0
CT Fac. Spec. - NOX Rate Winter v.4.10 Final, Unit 641 and retrofits | 237 | 7286 | Rate Constraint in lbs/MMBtu | FALSE | L | Annual | Generation | TWh | 0 | 0 | 0 | 0 | 0 | 0 | 0
CT Fac. Spec. - NOX Rate Winter v.4.10 Final, Unit 641 and retrofits | 237 | 7286 | Rate Constraint in lbs/MMBtu | FALSE | L | Annual | Qualifying Generation | TWh | 0 | 0 | 0 | 0 | 0 | 0 | 0
CT Fac. Spec. - NOX Rate Winter v.4.10 Final, Unit 641 and retrofits | 237 | 7286 | Rate Constraint in lbs/MMBtu | FALSE | L | Annual | Rate | lb/MWh | 0 | 0 | 0 | 0 | 0 | 0 | 0
CT Fac. Spec. - NOX Rate Winter v.4.10 Final, Unit 641 and retrofits | 237 | 7286 | Rate Constraint in lbs/MMBtu | FALSE | L | Annual | Constraint Shadow Price | US2022$/Ton | 0 | 0 | 0 | 0 | 0 | 0 | 0
CT Fac. Spec. - NOX Rate Winter v.4.10 Final, Unit 642 and retrofits | 238 | 7286 | Rate Constraint in lbs/MMBtu | FALSE | L | Annual | Seasons Included | Seasons | Winter, Spring, Fall | Winter, Spring, Fall | Winter, Spring, Fall | Winter, Spring, Fall | Winter, Spring, Fall | Winter, Spring, Fall | Winter, Spring, Fall
CT Fac. Spec. - NOX Rate Winter v.4.10 Final, Unit 642 and retrofits | 238 | 7286 | Rate Constraint in lbs/MMBtu | FALSE | L | Annual | Standard NOX | lb/MMBtu | 0.15 | 0.15 | 0.15 | 0.15 | 0.15 | 0.15 | 0.15
CT Fac. Spec. - NOX Rate Winter v.4.10 Final, Unit 642 and retrofits | 238 | 7286 | Rate Constraint in lbs/MMBtu | FALSE | L | Annual | Emissions at Affected Plants NOX | Thousand Tons | 0 | 0 | 0 | 0 | 0 | 0 | 0
CT Fac. Spec. - NOX Rate Winter v.4.10 Final, Unit 642 and retrofits | 238 | 7286 | Rate Constraint in lbs/MMBtu | FALSE | L | Annual | Allowances Purchased NOX | Thousand Tons | 0 | 0 | 0 | 0 | 0 | 0 | 0
CT Fac. Spec. - NOX Rate Winter v.4.10 Final, Unit 642 and retrofits | 238 | 7286 | Rate Constraint in lbs/MMBtu | FALSE | L | Annual | Allowances Sold NOX | Thousand Tons | 0 | 0 | 0 | 0 | 0 | 0 | 0
CT Fac. Spec. - NOX Rate Winter v.4.10 Final, Unit 642 and retrofits | 238 | 7286 | Rate Constraint in lbs/MMBtu | FALSE | L | Annual | Allowances Banked | Thousand Tons | 0 | 0 | 0 | 0 | 0 | 0 | 0
CT Fac. Spec. - NOX Rate Winter v.4.10 Final, Unit 642 and retrofits | 238 | 7286 | Rate Constraint in lbs/MMBtu | FALSE | L | Annual | Allowances Withdrawn (1:1) | Thousand Tons | 0 | 0 | 0 | 0 | 0 | 0 | 0
CT Fac. Spec. - NOX Rate Winter v.4.10 Final, Unit 642 and retrofits | 238 | 7286 | Rate Constraint in lbs/MMBtu | FALSE | L | Annual | Allowances Withdrawn (n:1) | Thousand Tons | 0 | 0 | 0 | 0 | 0 | 0 | 0
CT Fac. Spec. - NOX Rate Winter v.4.10 Final, Unit 642 and retrofits | 238 | 7286 | Rate Constraint in lbs/MMBtu | FALSE | L | Annual | Net Emissions Allowance Position | Thousand Tons | 0 | 0 | 0 | 0 | 0 | 0 | 0
CT Fac. Spec. - NOX Rate Winter v.4.10 Final, Unit 642 and retrofits | 238 | 7286 | Rate Constraint in lbs/MMBtu | FALSE | L | Annual | Fuel Consumed | TBtu | 0 | 0 | 0 | 0 | 0 | 0 | 0
CT Fac. Spec. - NOX Rate Winter v.4.10 Final, Unit 642 and retrofits | 238 | 7286 | Rate Constraint in lbs/MMBtu | FALSE | L | Annual | Rate | lb/MMBtu | 0 | 0 | 0 | 0 | 0 | 0 | 0
CT Fac. Spec. - NOX Rate Winter v.4.10 Final, Unit 642 and retrofits | 238 | 7286 | Rate Constraint in lbs/MMBtu | FALSE | L | Annual | Generation | TWh | 0 | 0 | 0 | 0 | 0 | 0 | 0
CT Fac. Spec. - NOX Rate Winter v.4.10 Final, Unit 642 and retrofits | 238 | 7286 | Rate Constraint in lbs/MMBtu | FALSE | L | Annual | Qualifying Generation | TWh | 0 | 0 | 0 | 0 | 0 | 0 | 0
CT Fac. Spec. - NOX Rate Winter v.4.10 Final, Unit 642 and retrofits | 238 | 7286 | Rate Constraint in lbs/MMBtu | FALSE | L | Annual | Rate | lb/MWh | 0 | 0 | 0 | 0 | 0 | 0 | 0
CT Fac. Spec. - NOX Rate Winter v.4.10 Final, Unit 642 and retrofits | 238 | 7286 | Rate Constraint in lbs/MMBtu | FALSE | L | Annual | Constraint Shadow Price | US2022$/Ton | 0 | 0 | 0 | 0 | 0 | 0 | 0
CT Fac. Spec. - NOX Rate Winter v.4.10 Final, Unit 643 and retrofits | 239 | 7286 | Rate Constraint in lbs/MMBtu | FALSE | L | Annual | Seasons Included | Seasons | Winter, Spring, Fall | Winter, Spring, Fall | Winter, Spring, Fall | Winter, Spring, Fall | Winter, Spring, Fall | Winter, Spring, Fall | Winter, Spring, Fall
CT Fac. Spec. - NOX Rate Winter v.4.10 Final, Unit 643 and retrofits | 239 | 7286 | Rate Constraint in lbs/MMBtu | FALSE | L | Annual | Standard NOX | lb/MMBtu | 0.15 | 0.15 | 0.15 | 0.15 | 0.15 | 0.15 | 0.15
CT Fac. Spec. - NOX Rate Winter v.4.10 Final, Unit 643 and retrofits | 239 | 7286 | Rate Constraint in lbs/MMBtu | FALSE | L | Annual | Emissions at Affected Plants NOX | Thousand Tons | 0 | 0 | 0 | 0 | 0 | 0 | 0
CT Fac. Spec. - NOX Rate Winter v.4.10 Final, Unit 643 and retrofits | 239 | 7286 | Rate Constraint in lbs/MMBtu | FALSE | L | Annual | Allowances Purchased NOX | Thousand Tons | 0 | 0 | 0 | 0 | 0 | 0 | 0
CT Fac. Spec. - NOX Rate Winter v.4.10 Final, Unit 643 and retrofits | 239 | 7286 | Rate Constraint in lbs/MMBtu | FALSE | L | Annual | Allowances Sold NOX | Thousand Tons | 0 | 0 | 0 | 0 | 0 | 0 | 0
CT Fac. Spec. - NOX Rate Winter v.4.10 Final, Unit 643 and retrofits | 239 | 7286 | Rate Constraint in lbs/MMBtu | FALSE | L | Annual | Allowances Banked | Thousand Tons | 0 | 0 | 0 | 0 | 0 | 0 | 0
CT Fac. Spec. - NOX Rate Winter v.4.10 Final, Unit 643 and retrofits | 239 | 7286 | Rate Constraint in lbs/MMBtu | FALSE | L | Annual | Allowances Withdrawn (1:1) | Thousand Tons | 0 | 0 | 0 | 0 | 0 | 0 | 0
CT Fac. Spec. - NOX Rate Winter v.4.10 Final, Unit 643 and retrofits | 239 | 7286 | Rate Constraint in lbs/MMBtu | FALSE | L | Annual | Allowances Withdrawn (n:1) | Thousand Tons | 0 | 0 | 0 | 0 | 0 | 0 | 0
CT Fac. Spec. - NOX Rate Winter v.4.10 Final, Unit 643 and retrofits | 239 | 7286 | Rate Constraint in lbs/MMBtu | FALSE | L | Annual | Net Emissions Allowance Position | Thousand Tons | 0 | 0 | 0 | 0 | 0 | 0 | 0
CT Fac. Spec. - NOX Rate Winter v.4.10 Final, Unit 643 and retrofits | 239 | 7286 | Rate Constraint in lbs/MMBtu | FALSE | L | Annual | Fuel Consumed | TBtu | 0 | 0 | 0 | 0 | 0 | 0 | 0
CT Fac. Spec. - NOX Rate Winter v.4.10 Final, Unit 643 and retrofits | 239 | 7286 | Rate Constraint in lbs/MMBtu | FALSE | L | Annual | Rate | lb/MMBtu | 0 | 0 | 0 | 0 | 0 | 0 | 0
CT Fac. Spec. - NOX Rate Winter v.4.10 Final, Unit 643 and retrofits | 239 | 7286 | Rate Constraint in lbs/MMBtu | FALSE | L | Annual | Generation | TWh | 0 | 0 | 0 | 0 | 0 | 0 | 0
CT Fac. Spec. - NOX Rate Winter v.4.10 Final, Unit 643 and retrofits | 239 | 7286 | Rate Constraint in lbs/MMBtu | FALSE | L | Annual | Qualifying Generation | TWh | 0 | 0 | 0 | 0 | 0 | 0 | 0
CT Fac. Spec. - NOX Rate Winter v.4.10 Final, Unit 643 and retrofits | 239 | 7286 | Rate Constraint in lbs/MMBtu | FALSE | L | Annual | Rate | lb/MWh | 0 | 0 | 0 | 0 | 0 | 0 | 0
CT Fac. Spec. - NOX Rate Winter v.4.10 Final, Unit 643 and retrofits | 239 | 7286 | Rate Constraint in lbs/MMBtu | FALSE | L | Annual | Constraint Shadow Price | US2022$/Ton | 0 | 0 | 0 | 0 | 0 | 0 | 0
CT Fac. Spec. - NOX Rate Winter v.4.10 Final, Unit 644 and retrofits | 240 | 7286 | Rate Constraint in lbs/MMBtu | FALSE | L | Annual | Seasons Included | Seasons | Winter, Spring, Fall | Winter, Spring, Fall | Winter, Spring, Fall | Winter, Spring, Fall | Winter, Spring, Fall | Winter, Spring, Fall | Winter, Spring, Fall
CT Fac. Spec. - NOX Rate Winter v.4.10 Final, Unit 644 and retrofits | 240 | 7286 | Rate Constraint in lbs/MMBtu | FALSE | L | Annual | Standard NOX | lb/MMBtu | 0.15 | 0.15 | 0.15 | 0.15 | 0.15 | 0.15 | 0.15
CT Fac. Spec. - NOX Rate Winter v.4.10 Final, Unit 644 and retrofits | 240 | 7286 | Rate Constraint in lbs/MMBtu | FALSE | L | Annual | Emissions at Affected Plants NOX | Thousand Tons | 0 | 0 | 0 | 0 | 0 | 0 | 0
CT Fac. Spec. - NOX Rate Winter v.4.10 Final, Unit 644 and retrofits | 240 | 7286 | Rate Constraint in lbs/MMBtu | FALSE | L | Annual | Allowances Purchased NOX | Thousand Tons | 0 | 0 | 0 | 0 | 0 | 0 | 0
CT Fac. Spec. - NOX Rate Winter v.4.10 Final, Unit 644 and retrofits | 240 | 7286 | Rate Constraint in lbs/MMBtu | FALSE | L | Annual | Allowances Sold NOX | Thousand Tons | 0 | 0 | 0 | 0 | 0 | 0 | 0
CT Fac. Spec. - NOX Rate Winter v.4.10 Final, Unit 644 and retrofits | 240 | 7286 | Rate Constraint in lbs/MMBtu | FALSE | L | Annual | Allowances Banked | Thousand Tons | 0 | 0 | 0 | 0 | 0 | 0 | 0
CT Fac. Spec. - NOX Rate Winter v.4.10 Final, Unit 644 and retrofits | 240 | 7286 | Rate Constraint in lbs/MMBtu | FALSE | L | Annual | Allowances Withdrawn (1:1) | Thousand Tons | 0 | 0 | 0 | 0 | 0 | 0 | 0
CT Fac. Spec. - NOX Rate Winter v.4.10 Final, Unit 644 and retrofits | 240 | 7286 | Rate Constraint in lbs/MMBtu | FALSE | L | Annual | Allowances Withdrawn (n:1) | Thousand Tons | 0 | 0 | 0 | 0 | 0 | 0 | 0
CT Fac. Spec. - NOX Rate Winter v.4.10 Final, Unit 644 and retrofits | 240 | 7286 | Rate Constraint in lbs/MMBtu | FALSE | L | Annual | Net Emissions Allowance Position | Thousand Tons | 0 | 0 | 0 | 0 | 0 | 0 | 0
CT Fac. Spec. - NOX Rate Winter v.4.10 Final, Unit 644 and retrofits | 240 | 7286 | Rate Constraint in lbs/MMBtu | FALSE | L | Annual | Fuel Consumed | TBtu | 0 | 0 | 0 | 0 | 0 | 0 | 0
CT Fac. Spec. - NOX Rate Winter v.4.10 Final, Unit 644 and retrofits | 240 | 7286 | Rate Constraint in lbs/MMBtu | FALSE | L | Annual | Rate | lb/MMBtu | 0 | 0 | 0 | 0 | 0 | 0 | 0
CT Fac. Spec. - NOX Rate Winter v.4.10 Final, Unit 644 and retrofits | 240 | 7286 | Rate Constraint in lbs/MMBtu | FALSE | L | Annual | Generation | TWh | 0 | 0 | 0 | 0 | 0 | 0 | 0
CT Fac. Spec. - NOX Rate Winter v.4.10 Final, Unit 644 and retrofits | 240 | 7286 | Rate Constraint in lbs/MMBtu | FALSE | L | Annual | Qualifying Generation | TWh | 0 | 0 | 0 | 0 | 0 | 0 | 0
CT Fac. Spec. - NOX Rate Winter v.4.10 Final, Unit 644 and retrofits | 240 | 7286 | Rate Constraint in lbs/MMBtu | FALSE | L | Annual | Rate | lb/MWh | 0 | 0 | 0 | 0 | 0 | 0 | 0
CT Fac. Spec. - NOX Rate Winter v.4.10 Final, Unit 644 and retrofits | 240 | 7286 | Rate Constraint in lbs/MMBtu | FALSE | L | Annual | Constraint Shadow Price | US2022$/Ton | 0 | 0 | 0 | 0 | 0 | 0 | 0
CT Fac. Spec. - NOX Rate Winter v.4.10 Final, Unit 645 and retrofits | 241 | 7286 | Rate Constraint in lbs/MMBtu | FALSE | L | Annual | Seasons Included | Seasons | Winter, Spring, Fall | Winter, Spring, Fall | Winter, Spring, Fall | Winter, Spring, Fall | Winter, Spring, Fall | Winter, Spring, Fall | Winter, Spring, Fall
CT Fac. Spec. - NOX Rate Winter v.4.10 Final, Unit 645 and retrofits | 241 | 7286 | Rate Constraint in lbs/MMBtu | FALSE | L | Annual | Standard NOX | lb/MMBtu | 0.15 | 0.15 | 0.15 | 0.15 | 0.15 | 0.15 | 0.15
CT Fac. Spec. - NOX Rate Winter v.4.10 Final, Unit 645 and retrofits | 241 | 7286 | Rate Constraint in lbs/MMBtu | FALSE | L | Annual | Emissions at Affected Plants NOX | Thousand Tons | 0 | 0 | 0 | 0 | 0 | 0 | 0
CT Fac. Spec. - NOX Rate Winter v.4.10 Final, Unit 645 and retrofits | 241 | 7286 | Rate Constraint in lbs/MMBtu | FALSE | L | Annual | Allowances Purchased NOX | Thousand Tons | 0 | 0 | 0 | 0 | 0 | 0 | 0
CT Fac. Spec. - NOX Rate Winter v.4.10 Final, Unit 645 and retrofits | 241 | 7286 | Rate Constraint in lbs/MMBtu | FALSE | L | Annual | Allowances Sold NOX | Thousand Tons | 0 | 0 | 0 | 0 | 0 | 0 | 0
CT Fac. Spec. - NOX Rate Winter v.4.10 Final, Unit 645 and retrofits | 241 | 7286 | Rate Constraint in lbs/MMBtu | FALSE | L | Annual | Allowances Banked | Thousand Tons | 0 | 0 | 0 | 0 | 0 | 0 | 0
CT Fac. Spec. - NOX Rate Winter v.4.10 Final, Unit 645 and retrofits | 241 | 7286 | Rate Constraint in lbs/MMBtu | FALSE | L | Annual | Allowances Withdrawn (1:1) | Thousand Tons | 0 | 0 | 0 | 0 | 0 | 0 | 0
CT Fac. Spec. - NOX Rate Winter v.4.10 Final, Unit 645 and retrofits | 241 | 7286 | Rate Constraint in lbs/MMBtu | FALSE | L | Annual | Allowances Withdrawn (n:1) | Thousand Tons | 0 | 0 | 0 | 0 | 0 | 0 | 0
CT Fac. Spec. - NOX Rate Winter v.4.10 Final, Unit 645 and retrofits | 241 | 7286 | Rate Constraint in lbs/MMBtu | FALSE | L | Annual | Net Emissions Allowance Position | Thousand Tons | 0 | 0 | 0 | 0 | 0 | 0 | 0
CT Fac. Spec. - NOX Rate Winter v.4.10 Final, Unit 645 and retrofits | 241 | 7286 | Rate Constraint in lbs/MMBtu | FALSE | L | Annual | Fuel Consumed | TBtu | 0 | 0 | 0 | 0 | 0 | 0 | 0
CT Fac. Spec. - NOX Rate Winter v.4.10 Final, Unit 645 and retrofits | 241 | 7286 | Rate Constraint in lbs/MMBtu | FALSE | L | Annual | Rate | lb/MMBtu | 0 | 0 | 0 | 0 | 0 | 0 | 0
CT Fac. Spec. - NOX Rate Winter v.4.10 Final, Unit 645 and retrofits | 241 | 7286 | Rate Constraint in lbs/MMBtu | FALSE | L | Annual | Generation | TWh | 0 | 0 | 0 | 0 | 0 | 0 | 0
CT Fac. Spec. - NOX Rate Winter v.4.10 Final, Unit 645 and retrofits | 241 | 7286 | Rate Constraint in lbs/MMBtu | FALSE | L | Annual | Qualifying Generation | TWh | 0 | 0 | 0 | 0 | 0 | 0 | 0
CT Fac. Spec. - NOX Rate Winter v.4.10 Final, Unit 645 and retrofits | 241 | 7286 | Rate Constraint in lbs/MMBtu | FALSE | L | Annual | Rate | lb/MWh | 0 | 0 | 0 | 0 | 0 | 0 | 0
CT Fac. Spec. - NOX Rate Winter v.4.10 Final, Unit 645 and retrofits | 241 | 7286 | Rate Constraint in lbs/MMBtu | FALSE | L | Annual | Constraint Shadow Price | US2022$/Ton | 0 | 0 | 0 | 0 | 0 | 0 | 0
CT Fac. Spec. - NOX Rate Winter v.4.10 Final, Unit 646 and retrofits | 242 | 7286 | Rate Constraint in lbs/MMBtu | FALSE | L | Annual | Seasons Included | Seasons | Winter, Spring, Fall | Winter, Spring, Fall | Winter, Spring, Fall | Winter, Spring, Fall | Winter, Spring, Fall | Winter, Spring, Fall | Winter, Spring, Fall
CT Fac. Spec. - NOX Rate Winter v.4.10 Final, Unit 646 and retrofits | 242 | 7286 | Rate Constraint in lbs/MMBtu | FALSE | L | Annual | Standard NOX | lb/MMBtu | 0.15 | 0.15 | 0.15 | 0.15 | 0.15 | 0.15 | 0.15
CT Fac. Spec. - NOX Rate Winter v.4.10 Final, Unit 646 and retrofits | 242 | 7286 | Rate Constraint in lbs/MMBtu | FALSE | L | Annual | Emissions at Affected Plants NOX | Thousand Tons | 0 | 0 | 0 | 0 | 0 | 0 | 0
CT Fac. Spec. - NOX Rate Winter v.4.10 Final, Unit 646 and retrofits | 242 | 7286 | Rate Constraint in lbs/MMBtu | FALSE | L | Annual | Allowances Purchased NOX | Thousand Tons | 0 | 0 | 0 | 0 | 0 | 0 | 0
CT Fac. Spec. - NOX Rate Winter v.4.10 Final, Unit 646 and retrofits | 242 | 7286 | Rate Constraint in lbs/MMBtu | FALSE | L | Annual | Allowances Sold NOX | Thousand Tons | 0 | 0 | 0 | 0 | 0 | 0 | 0
CT Fac. Spec. - NOX Rate Winter v.4.10 Final, Unit 646 and retrofits | 242 | 7286 | Rate Constraint in lbs/MMBtu | FALSE | L | Annual | Allowances Banked | Thousand Tons | 0 | 0 | 0 | 0 | 0 | 0 | 0
CT Fac. Spec. - NOX Rate Winter v.4.10 Final, Unit 646 and retrofits | 242 | 7286 | Rate Constraint in lbs/MMBtu | FALSE | L | Annual | Allowances Withdrawn (1:1) | Thousand Tons | 0 | 0 | 0 | 0 | 0 | 0 | 0
CT Fac. Spec. - NOX Rate Winter v.4.10 Final, Unit 646 and retrofits | 242 | 7286 | Rate Constraint in lbs/MMBtu | FALSE | L | Annual | Allowances Withdrawn (n:1) | Thousand Tons | 0 | 0 | 0 | 0 | 0 | 0 | 0
CT Fac. Spec. - NOX Rate Winter v.4.10 Final, Unit 646 and retrofits | 242 | 7286 | Rate Constraint in lbs/MMBtu | FALSE | L | Annual | Net Emissions Allowance Position | Thousand Tons | 0 | 0 | 0 | 0 | 0 | 0 | 0
CT Fac. Spec. - NOX Rate Winter v.4.10 Final, Unit 646 and retrofits | 242 | 7286 | Rate Constraint in lbs/MMBtu | FALSE | L | Annual | Fuel Consumed | TBtu | 0 | 0 | 0 | 0 | 0 | 0 | 0
CT Fac. Spec. - NOX Rate Winter v.4.10 Final, Unit 646 and retrofits | 242 | 7286 | Rate Constraint in lbs/MMBtu | FALSE | L | Annual | Rate | lb/MMBtu | 0 | 0 | 0 | 0 | 0 | 0 | 0
CT Fac. Spec. - NOX Rate Winter v.4.10 Final, Unit 646 and retrofits | 242 | 7286 | Rate Constraint in lbs/MMBtu | FALSE | L | Annual | Generation | TWh | 0 | 0 | 0 | 0 | 0 | 0 | 0
CT Fac. Spec. - NOX Rate Winter v.4.10 Final, Unit 646 and retrofits | 242 | 7286 | Rate Constraint in lbs/MMBtu | FALSE | L | Annual | Qualifying Generation | TWh | 0 | 0 | 0 | 0 | 0 | 0 | 0
CT Fac. Spec. - NOX Rate Winter v.4.10 Final, Unit 646 and retrofits | 242 | 7286 | Rate Constraint in lbs/MMBtu | FALSE | L | Annual | Rate | lb/MWh | 0 | 0 | 0 | 0 | 0 | 0 | 0
CT Fac. Spec. - NOX Rate Winter v.4.10 Final, Unit 646 and retrofits | 242 | 7286 | Rate Constraint in lbs/MMBtu | FALSE | L | Annual | Constraint Shadow Price | US2022$/Ton | 0 | 0 | 0 | 0 | 0 | 0 | 0
CT Fac. Spec. - NOX Rate Winter v.4.10 Final, Unit 647 and retrofits | 243 | 7286 | Rate Constraint in lbs/MMBtu | FALSE | L | Annual | Seasons Included | Seasons | Winter, Spring, Fall | Winter, Spring, Fall | Winter, Spring, Fall | Winter, Spring, Fall | Winter, Spring, Fall | Winter, Spring, Fall | Winter, Spring, Fall
CT Fac. Spec. - NOX Rate Winter v.4.10 Final, Unit 647 and retrofits | 243 | 7286 | Rate Constraint in lbs/MMBtu | FALSE | L | Annual | Standard NOX | lb/MMBtu | 0.15 | 0.15 | 0.15 | 0.15 | 0.15 | 0.15 | 0.15
CT Fac. Spec. - NOX Rate Winter v.4.10 Final, Unit 647 and retrofits | 243 | 7286 | Rate Constraint in lbs/MMBtu | FALSE | L | Annual | Emissions at Affected Plants NOX | Thousand Tons | 0 | 0 | 0 | 0 | 0 | 0 | 0
CT Fac. Spec. - NOX Rate Winter v.4.10 Final, Unit 647 and retrofits | 243 | 7286 | Rate Constraint in lbs/MMBtu | FALSE | L | Annual | Allowances Purchased NOX | Thousand Tons | 0 | 0 | 0 | 0 | 0 | 0 | 0
CT Fac. Spec. - NOX Rate Winter v.4.10 Final, Unit 647 and retrofits | 243 | 7286 | Rate Constraint in lbs/MMBtu | FALSE | L | Annual | Allowances Sold NOX | Thousand Tons | 0 | 0 | 0 | 0 | 0 | 0 | 0
CT Fac. Spec. - NOX Rate Winter v.4.10 Final, Unit 647 and retrofits | 243 | 7286 | Rate Constraint in lbs/MMBtu | FALSE | L | Annual | Allowances Banked | Thousand Tons | 0 | 0 | 0 | 0 | 0 | 0 | 0
CT Fac. Spec. - NOX Rate Winter v.4.10 Final, Unit 647 and retrofits | 243 | 7286 | Rate Constraint in lbs/MMBtu | FALSE | L | Annual | Allowances Withdrawn (1:1) | Thousand Tons | 0 | 0 | 0 | 0 | 0 | 0 | 0
CT Fac. Spec. - NOX Rate Winter v.4.10 Final, Unit 647 and retrofits | 243 | 7286 | Rate Constraint in lbs/MMBtu | FALSE | L | Annual | Allowances Withdrawn (n:1) | Thousand Tons | 0 | 0 | 0 | 0 | 0 | 0 | 0
CT Fac. Spec. - NOX Rate Winter v.4.10 Final, Unit 647 and retrofits | 243 | 7286 | Rate Constraint in lbs/MMBtu | FALSE | L | Annual | Net Emissions Allowance Position | Thousand Tons | 0 | 0 | 0 | 0 | 0 | 0 | 0
CT Fac. Spec. - NOX Rate Winter v.4.10 Final, Unit 647 and retrofits | 243 | 7286 | Rate Constraint in lbs/MMBtu | FALSE | L | Annual | Fuel Consumed | TBtu | 0 | 0 | 0 | 0 | 0 | 0 | 0
CT Fac. Spec. - NOX Rate Winter v.4.10 Final, Unit 647 and retrofits | 243 | 7286 | Rate Constraint in lbs/MMBtu | FALSE | L | Annual | Rate | lb/MMBtu | 0 | 0 | 0 | 0 | 0 | 0 | 0
CT Fac. Spec. - NOX Rate Winter v.4.10 Final, Unit 647 and retrofits | 243 | 7286 | Rate Constraint in lbs/MMBtu | FALSE | L | Annual | Generation | TWh | 0 | 0 | 0 | 0 | 0 | 0 | 0
CT Fac. Spec. - NOX Rate Winter v.4.10 Final, Unit 647 and retrofits | 243 | 7286 | Rate Constraint in lbs/MMBtu | FALSE | L | Annual | Qualifying Generation | TWh | 0 | 0 | 0 | 0 | 0 | 0 | 0
CT Fac. Spec. - NOX Rate Winter v.4.10 Final, Unit 647 and retrofits | 243 | 7286 | Rate Constraint in lbs/MMBtu | FALSE | L | Annual | Rate | lb/MWh | 0 | 0 | 0 | 0 | 0 | 0 | 0
CT Fac. Spec. - NOX Rate Winter v.4.10 Final, Unit 647 and retrofits | 243 | 7286 | Rate Constraint in lbs/MMBtu | FALSE | L | Annual | Constraint Shadow Price | US2022$/Ton | 0 | 0 | 0 | 0 | 0 | 0 | 0
CT Fac. Spec. - NOX Rate Winter v.4.10 Final, Unit 648 and retrofits | 244 | 7286 | Rate Constraint in lbs/MMBtu | FALSE | L | Annual | Seasons Included | Seasons | Winter, Spring, Fall | Winter, Spring, Fall | Winter, Spring, Fall | Winter, Spring, Fall | Winter, Spring, Fall | Winter, Spring, Fall | Winter, Spring, Fall
CT Fac. Spec. - NOX Rate Winter v.4.10 Final, Unit 648 and retrofits | 244 | 7286 | Rate Constraint in lbs/MMBtu | FALSE | L | Annual | Standard NOX | lb/MMBtu | 0.15 | 0.15 | 0.15 | 0.15 | 0.15 | 0.15 | 0.15
CT Fac. Spec. - NOX Rate Winter v.4.10 Final, Unit 648 and retrofits | 244 | 7286 | Rate Constraint in lbs/MMBtu | FALSE | L | Annual | Emissions at Affected Plants NOX | Thousand Tons | 0 | 0 | 0 | 0 | 0 | 0 | 0
CT Fac. Spec. - NOX Rate Winter v.4.10 Final, Unit 648 and retrofits | 244 | 7286 | Rate Constraint in lbs/MMBtu | FALSE | L | Annual | Allowances Purchased NOX | Thousand Tons | 0 | 0 | 0 | 0 | 0 | 0 | 0
CT Fac. Spec. - NOX Rate Winter v.4.10 Final, Unit 648 and retrofits | 244 | 7286 | Rate Constraint in lbs/MMBtu | FALSE | L | Annual | Allowances Sold NOX | Thousand Tons | 0 | 0 | 0 | 0 | 0 | 0 | 0
CT Fac. Spec. - NOX Rate Winter v.4.10 Final, Unit 648 and retrofits | 244 | 7286 | Rate Constraint in lbs/MMBtu | FALSE | L | Annual | Allowances Banked | Thousand Tons | 0 | 0 | 0 | 0 | 0 | 0 | 0
CT Fac. Spec. - NOX Rate Winter v.4.10 Final, Unit 648 and retrofits | 244 | 7286 | Rate Constraint in lbs/MMBtu | FALSE | L | Annual | Allowances Withdrawn (1:1) | Thousand Tons | 0 | 0 | 0 | 0 | 0 | 0 | 0
CT Fac. Spec. - NOX Rate Winter v.4.10 Final, Unit 648 and retrofits | 244 | 7286 | Rate Constraint in lbs/MMBtu | FALSE | L | Annual | Allowances Withdrawn (n:1) | Thousand Tons | 0 | 0 | 0 | 0 | 0 | 0 | 0
CT Fac. Spec. - NOX Rate Winter v.4.10 Final, Unit 648 and retrofits | 244 | 7286 | Rate Constraint in lbs/MMBtu | FALSE | L | Annual | Net Emissions Allowance Position | Thousand Tons | 0 | 0 | 0 | 0 | 0 | 0 | 0
CT Fac. Spec. - NOX Rate Winter v.4.10 Final, Unit 648 and retrofits | 244 | 7286 | Rate Constraint in lbs/MMBtu | FALSE | L | Annual | Fuel Consumed | TBtu | 0 | 0 | 0 | 0 | 0 | 0 | 0
CT Fac. Spec. - NOX Rate Winter v.4.10 Final, Unit 648 and retrofits | 244 | 7286 | Rate Constraint in lbs/MMBtu | FALSE | L | Annual | Rate | lb/MMBtu | 0 | 0 | 0 | 0 | 0 | 0 | 0
CT Fac. Spec. - NOX Rate Winter v.4.10 Final, Unit 648 and retrofits | 244 | 7286 | Rate Constraint in lbs/MMBtu | FALSE | L | Annual | Generation | TWh | 0 | 0 | 0 | 0 | 0 | 0 | 0
CT Fac. Spec. - NOX Rate Winter v.4.10 Final, Unit 648 and retrofits | 244 | 7286 | Rate Constraint in lbs/MMBtu | FALSE | L | Annual | Qualifying Generation | TWh | 0 | 0 | 0 | 0 | 0 | 0 | 0
CT Fac. Spec. - NOX Rate Winter v.4.10 Final, Unit 648 and retrofits | 244 | 7286 | Rate Constraint in lbs/MMBtu | FALSE | L | Annual | Rate | lb/MWh | 0 | 0 | 0 | 0 | 0 | 0 | 0
CT Fac. Spec. - NOX Rate Winter v.4.10 Final, Unit 648 and retrofits | 244 | 7286 | Rate Constraint in lbs/MMBtu | FALSE | L | Annual | Constraint Shadow Price | US2022$/Ton | 0 | 0 | 0 | 0 | 0 | 0 | 0
CT Fac. Spec. - NOX Rate Winter v.4.10 Final, Unit 649 and retrofits | 245 | 7286 | Rate Constraint in lbs/MMBtu | FALSE | L | Annual | Seasons Included | Seasons | Winter, Spring, Fall | Winter, Spring, Fall | Winter, Spring, Fall | Winter, Spring, Fall | Winter, Spring, Fall | Winter, Spring, Fall | Winter, Spring, Fall
CT Fac. Spec. - NOX Rate Winter v.4.10 Final, Unit 649 and retrofits | 245 | 7286 | Rate Constraint in lbs/MMBtu | FALSE | L | Annual | Standard NOX | lb/MMBtu | 0.15 | 0.15 | 0.15 | 0.15 | 0.15 | 0.15 | 0.15
CT Fac. Spec. - NOX Rate Winter v.4.10 Final, Unit 649 and retrofits | 245 | 7286 | Rate Constraint in lbs/MMBtu | FALSE | L | Annual | Emissions at Affected Plants NOX | Thousand Tons | 0 | 0 | 0 | 0 | 0 | 0 | 0
CT Fac. Spec. - NOX Rate Winter v.4.10 Final, Unit 649 and retrofits | 245 | 7286 | Rate Constraint in lbs/MMBtu | FALSE | L | Annual | Allowances Purchased NOX | Thousand Tons | 0 | 0 | 0 | 0 | 0 | 0 | 0
CT Fac. Spec. - NOX Rate Winter v.4.10 Final, Unit 649 and retrofits | 245 | 7286 | Rate Constraint in lbs/MMBtu | FALSE | L | Annual | Allowances Sold NOX | Thousand Tons | 0 | 0 | 0 | 0 | 0 | 0 | 0
CT Fac. Spec. - NOX Rate Winter v.4.10 Final, Unit 649 and retrofits | 245 | 7286 | Rate Constraint in lbs/MMBtu | FALSE | L | Annual | Allowances Banked | Thousand Tons | 0 | 0 | 0 | 0 | 0 | 0 | 0
CT Fac. Spec. - NOX Rate Winter v.4.10 Final, Unit 649 and retrofits | 245 | 7286 | Rate Constraint in lbs/MMBtu | FALSE | L | Annual | Allowances Withdrawn (1:1) | Thousand Tons | 0 | 0 | 0 | 0 | 0 | 0 | 0
CT Fac. Spec. - NOX Rate Winter v.4.10 Final, Unit 649 and retrofits | 245 | 7286 | Rate Constraint in lbs/MMBtu | FALSE | L | Annual | Allowances Withdrawn (n:1) | Thousand Tons | 0 | 0 | 0 | 0 | 0 | 0 | 0
CT Fac. Spec. - NOX Rate Winter v.4.10 Final, Unit 649 and retrofits | 245 | 7286 | Rate Constraint in lbs/MMBtu | FALSE | L | Annual | Net Emissions Allowance Position | Thousand Tons | 0 | 0 | 0 | 0 | 0 | 0 | 0
CT Fac. Spec. - NOX Rate Winter v.4.10 Final, Unit 649 and retrofits | 245 | 7286 | Rate Constraint in lbs/MMBtu | FALSE | L | Annual | Fuel Consumed | TBtu | 0 | 0 | 0 | 0 | 0 | 0 | 0
CT Fac. Spec. - NOX Rate Winter v.4.10 Final, Unit 649 and retrofits | 245 | 7286 | Rate Constraint in lbs/MMBtu | FALSE | L | Annual | Rate | lb/MMBtu | 0 | 0 | 0 | 0 | 0 | 0 | 0
CT Fac. Spec. - NOX Rate Winter v.4.10 Final, Unit 649 and retrofits | 245 | 7286 | Rate Constraint in lbs/MMBtu | FALSE | L | Annual | Generation | TWh | 0 | 0 | 0 | 0 | 0 | 0 | 0
CT Fac. Spec. - NOX Rate Winter v.4.10 Final, Unit 649 and retrofits | 245 | 7286 | Rate Constraint in lbs/MMBtu | FALSE | L | Annual | Qualifying Generation | TWh | 0 | 0 | 0 | 0 | 0 | 0 | 0
CT Fac. Spec. - NOX Rate Winter v.4.10 Final, Unit 649 and retrofits | 245 | 7286 | Rate Constraint in lbs/MMBtu | FALSE | L | Annual | Rate | lb/MWh | 0 | 0 | 0 | 0 | 0 | 0 | 0
CT Fac. Spec. - NOX Rate Winter v.4.10 Final, Unit 649 and retrofits | 245 | 7286 | Rate Constraint in lbs/MMBtu | FALSE | L | Annual | Constraint Shadow Price | US2022$/Ton | 0 | 0 | 0 | 0 | 0 | 0 | 0
CT Fac. Spec. - NOX Rate Winter v.4.10 Final, Unit 1717 and retrofits | 246 | 7286 | Rate Constraint in lbs/MMBtu | FALSE | L | Annual | Seasons Included | Seasons | Winter, Spring, Fall | Winter, Spring, Fall | Winter, Spring, Fall | Winter, Spring, Fall | Winter, Spring, Fall | Winter, Spring, Fall | Winter, Spring, Fall
CT Fac. Spec. - NOX Rate Winter v.4.10 Final, Unit 1717 and retrofits | 246 | 7286 | Rate Constraint in lbs/MMBtu | FALSE | L | Annual | Standard NOX | lb/MMBtu | 0.15 | 0.15 | 0.15 | 0.15 | 0.15 | 0.15 | 0.15
CT Fac. Spec. - NOX Rate Winter v.4.10 Final, Unit 1717 and retrofits | 246 | 7286 | Rate Constraint in lbs/MMBtu | FALSE | L | Annual | Emissions at Affected Plants NOX | Thousand Tons | 0.023264 | 0.022787 | 0.014914 | 0 | 0 | 0 | 0
CT Fac. Spec. - NOX Rate Winter v.4.10 Final, Unit 1717 and retrofits | 246 | 7286 | Rate Constraint in lbs/MMBtu | FALSE | L | Annual | Allowances Purchased NOX | Thousand Tons | 0 | 0 | 0 | 0 | 0 | 0 | 0
CT Fac. Spec. - NOX Rate Winter v.4.10 Final, Unit 1717 and retrofits | 246 | 7286 | Rate Constraint in lbs/MMBtu | FALSE | L | Annual | Allowances Sold NOX | Thousand Tons | 0 | 0 | 0 | 0 | 0 | 0 | 0
CT Fac. Spec. - NOX Rate Winter v.4.10 Final, Unit 1717 and retrofits | 246 | 7286 | Rate Constraint in lbs/MMBtu | FALSE | L | Annual | Allowances Banked | Thousand Tons | 0 | 0 | 0 | 0 | 0 | 0 | 0
CT Fac. Spec. - NOX Rate Winter v.4.10 Final, Unit 1717 and retrofits | 246 | 7286 | Rate Constraint in lbs/MMBtu | FALSE | L | Annual | Allowances Withdrawn (1:1) | Thousand Tons | 0 | 0 | 0 | 0 | 0 | 0 | 0
CT Fac. Spec. - NOX Rate Winter v.4.10 Final, Unit 1717 and retrofits | 246 | 7286 | Rate Constraint in lbs/MMBtu | FALSE | L | Annual | Allowances Withdrawn (n:1) | Thousand Tons | 0 | 0 | 0 | 0 | 0 | 0 | 0
CT Fac. Spec. - NOX Rate Winter v.4.10 Final, Unit 1717 and retrofits | 246 | 7286 | Rate Constraint in lbs/MMBtu | FALSE | L | Annual | Net Emissions Allowance Position | Thousand Tons | 0.023264 | 0.022787 | 0.014914 | 0 | 0 | 0 | 0
CT Fac. Spec. - NOX Rate Winter v.4.10 Final, Unit 1717 and retrofits | 246 | 7286 | Rate Constraint in lbs/MMBtu | FALSE | L | Annual | Fuel Consumed | TBtu | 2.3535 | 2.3052 | 1.5088 | 0 | 0 | 0 | 0
CT Fac. Spec. - NOX Rate Winter v.4.10 Final, Unit 1717 and retrofits | 246 | 7286 | Rate Constraint in lbs/MMBtu | FALSE | L | Annual | Rate | lb/MMBtu | 0.01977 | 0.01977 | 0.01977 | 0 | 0 | 0 | 0
CT Fac. Spec. - NOX Rate Winter v.4.10 Final, Unit 1717 and retrofits | 246 | 7286 | Rate Constraint in lbs/MMBtu | FALSE | L | Annual | Generation | TWh | 0.33162 | 0.32481 | 0.21259 | 0 | 0 | 0 | 0
CT Fac. Spec. - NOX Rate Winter v.4.10 Final, Unit 1717 and retrofits | 246 | 7286 | Rate Constraint in lbs/MMBtu | FALSE | L | Annual | Qualifying Generation | TWh | 0.33162 | 0.32481 | 0.21259 | 0 | 0 | 0 | 0
CT Fac. Spec. - NOX Rate Winter v.4.10 Final, Unit 1717 and retrofits | 246 | 7286 | Rate Constraint in lbs/MMBtu | FALSE | L | Annual | Rate | lb/MWh | 0.14031 | 0.14031 | 0.14031 | 0 | 0 | 0 | 0
CT Fac. Spec. - NOX Rate Winter v.4.10 Final, Unit 1717 and retrofits | 246 | 7286 | Rate Constraint in lbs/MMBtu | FALSE | L | Annual | Constraint Shadow Price | US2022$/Ton | 0 | 0 | 0 | 0 | 0 | 0 | 0
CT Fac. Spec. - NOX Rate Winter v.4.10 Final, Unit 1718 and retrofits | 247 | 7286 | Rate Constraint in lbs/MMBtu | FALSE | L | Annual | Seasons Included | Seasons | Winter, Spring, Fall | Winter, Spring, Fall | Winter, Spring, Fall | Winter, Spring, Fall | Winter, Spring, Fall | Winter, Spring, Fall | Winter, Spring, Fall
CT Fac. Spec. - NOX Rate Winter v.4.10 Final, Unit 1718 and retrofits | 247 | 7286 | Rate Constraint in lbs/MMBtu | FALSE | L | Annual | Standard NOX | lb/MMBtu | 0.15 | 0.15 | 0.15 | 0.15 | 0.15 | 0.15 | 0.15
CT Fac. Spec. - NOX Rate Winter v.4.10 Final, Unit 1718 and retrofits | 247 | 7286 | Rate Constraint in lbs/MMBtu | FALSE | L | Annual | Emissions at Affected Plants NOX | Thousand Tons | 0.022178 | 0.021713 | 0.011092 | 0 | 0 | 0 | 0
CT Fac. Spec. - NOX Rate Winter v.4.10 Final, Unit 1718 and retrofits | 247 | 7286 | Rate Constraint in lbs/MMBtu | FALSE | L | Annual | Allowances Purchased NOX | Thousand Tons | 0 | 0 | 0 | 0 | 0 | 0 | 0
CT Fac. Spec. - NOX Rate Winter v.4.10 Final, Unit 1718 and retrofits | 247 | 7286 | Rate Constraint in lbs/MMBtu | FALSE | L | Annual | Allowances Sold NOX | Thousand Tons | 0 | 0 | 0 | 0 | 0 | 0 | 0
CT Fac. Spec. - NOX Rate Winter v.4.10 Final, Unit 1718 and retrofits | 247 | 7286 | Rate Constraint in lbs/MMBtu | FALSE | L | Annual | Allowances Banked | Thousand Tons | 0 | 0 | 0 | 0 | 0 | 0 | 0
CT Fac. Spec. - NOX Rate Winter v.4.10 Final, Unit 1718 and retrofits | 247 | 7286 | Rate Constraint in lbs/MMBtu | FALSE | L | Annual | Allowances Withdrawn (1:1) | Thousand Tons | 0 | 0 | 0 | 0 | 0 | 0 | 0
CT Fac. Spec. - NOX Rate Winter v.4.10 Final, Unit 1718 and retrofits | 247 | 7286 | Rate Constraint in lbs/MMBtu | FALSE | L | Annual | Allowances Withdrawn (n:1) | Thousand Tons | 0 | 0 | 0 | 0 | 0 | 0 | 0
CT Fac. Spec. - NOX Rate Winter v.4.10 Final, Unit 1718 and retrofits | 247 | 7286 | Rate Constraint in lbs/MMBtu | FALSE | L | Annual | Net Emissions Allowance Position | Thousand Tons | 0.022178 | 0.021713 | 0.011092 | 0 | 0 | 0 | 0
CT Fac. Spec. - NOX Rate Winter v.4.10 Final, Unit 1718 and retrofits | 247 | 7286 | Rate Constraint in lbs/MMBtu | FALSE | L | Annual | Fuel Consumed | TBtu | 2.2436 | 2.1966 | 1.1221 | 0 | 0 | 0 | 0
CT Fac. Spec. - NOX Rate Winter v.4.10 Final, Unit 1718 and retrofits | 247 | 7286 | Rate Constraint in lbs/MMBtu | FALSE | L | Annual | Rate | lb/MMBtu | 0.01977 | 0.01977 | 0.01977 | 0 | 0 | 0 | 0
CT Fac. Spec. - NOX Rate Winter v.4.10 Final, Unit 1718 and retrofits | 247 | 7286 | Rate Constraint in lbs/MMBtu | FALSE | L | Annual | Generation | TWh | 0.31613 | 0.30951 | 0.15811 | 0 | 0 | 0 | 0
CT Fac. Spec. - NOX Rate Winter v.4.10 Final, Unit 1718 and retrofits | 247 | 7286 | Rate Constraint in lbs/MMBtu | FALSE | L | Annual | Qualifying Generation | TWh | 0.31613 | 0.30951 | 0.15811 | 0 | 0 | 0 | 0
CT Fac. Spec. - NOX Rate Winter v.4.10 Final, Unit 1718 and retrofits | 247 | 7286 | Rate Constraint in lbs/MMBtu | FALSE | L | Annual | Rate | lb/MWh | 0.14031 | 0.14031 | 0.14031 | 0 | 0 | 0 | 0
CT Fac. Spec. - NOX Rate Winter v.4.10 Final, Unit 1718 and retrofits | 247 | 7286 | Rate Constraint in lbs/MMBtu | FALSE | L | Annual | Constraint Shadow Price | US2022$/Ton | 0 | 0 | 0 | 0 | 0 | 0 | 0
CT Fac. Spec. - NOX Rate Winter v.4.10 Final, Unit 1719 and retrofits | 248 | 7286 | Rate Constraint in lbs/MMBtu | FALSE | L | Annual | Seasons Included | Seasons | Winter, Spring, Fall | Winter, Spring, Fall | Winter, Spring, Fall | Winter, Spring, Fall | Winter, Spring, Fall | Winter, Spring, Fall | Winter, Spring, Fall
CT Fac. Spec. - NOX Rate Winter v.4.10 Final, Unit 1719 and retrofits | 248 | 7286 | Rate Constraint in lbs/MMBtu | FALSE | L | Annual | Standard NOX | lb/MMBtu | 0.15 | 0.15 | 0.15 | 0.15 | 0.15 | 0.15 | 0.15
CT Fac. Spec. - NOX Rate Winter v.4.10 Final, Unit 1719 and retrofits | 248 | 7286 | Rate Constraint in lbs/MMBtu | FALSE | L | Annual | Emissions at Affected Plants NOX | Thousand Tons | 0.022083 | 0.021405 | 0.0046263 | 0 | 0 | 0 | 0
CT Fac. Spec. - NOX Rate Winter v.4.10 Final, Unit 1719 and retrofits | 248 | 7286 | Rate Constraint in lbs/MMBtu | FALSE | L | Annual | Allowances Purchased NOX | Thousand Tons | 0 | 0 | 0 | 0 | 0 | 0 | 0
CT Fac. Spec. - NOX Rate Winter v.4.10 Final, Unit 1719 and retrofits | 248 | 7286 | Rate Constraint in lbs/MMBtu | FALSE | L | Annual | Allowances Sold NOX | Thousand Tons | 0 | 0 | 0 | 0 | 0 | 0 | 0
CT Fac. Spec. - NOX Rate Winter v.4.10 Final, Unit 1719 and retrofits | 248 | 7286 | Rate Constraint in lbs/MMBtu | FALSE | L | Annual | Allowances Banked | Thousand Tons | 0 | 0 | 0 | 0 | 0 | 0 | 0
CT Fac. Spec. - NOX Rate Winter v.4.10 Final, Unit 1719 and retrofits | 248 | 7286 | Rate Constraint in lbs/MMBtu | FALSE | L | Annual | Allowances Withdrawn (1:1) | Thousand Tons | 0 | 0 | 0 | 0 | 0 | 0 | 0
CT Fac. Spec. - NOX Rate Winter v.4.10 Final, Unit 1719 and retrofits | 248 | 7286 | Rate Constraint in lbs/MMBtu | FALSE | L | Annual | Allowances Withdrawn (n:1) | Thousand Tons | 0 | 0 | 0 | 0 | 0 | 0 | 0
CT Fac. Spec. - NOX Rate Winter v.4.10 Final, Unit 1719 and retrofits | 248 | 7286 | Rate Constraint in lbs/MMBtu | FALSE | L | Annual | Net Emissions Allowance Position | Thousand Tons | 0.022083 | 0.021405 | 0.0046263 | 0 | 0 | 0 | 0
CT Fac. Spec. - NOX Rate Winter v.4.10 Final, Unit 1719 and retrofits | 248 | 7286 | Rate Constraint in lbs/MMBtu | FALSE | L | Annual | Fuel Consumed | TBtu | 2.234 | 2.1654 | 0.46801 | 0 | 0 | 0 | 0
CT Fac. Spec. - NOX Rate Winter v.4.10 Final, Unit 1719 and retrofits | 248 | 7286 | Rate Constraint in lbs/MMBtu | FALSE | L | Annual | Rate | lb/MMBtu | 0.01977 | 0.01977 | 0.01977 | 0 | 0 | 0 | 0
CT Fac. Spec. - NOX Rate Winter v.4.10 Final, Unit 1719 and retrofits | 248 | 7286 | Rate Constraint in lbs/MMBtu | FALSE | L | Annual | Generation | TWh | 0.31478 | 0.30512 | 0.065945 | 0 | 0 | 0 | 0
CT Fac. Spec. - NOX Rate Winter v.4.10 Final, Unit 1719 and retrofits | 248 | 7286 | Rate Constraint in lbs/MMBtu | FALSE | L | Annual | Qualifying Generation | TWh | 0.31478 | 0.30512 | 0.065945 | 0 | 0 | 0 | 0
CT Fac. Spec. - NOX Rate Winter v.4.10 Final, Unit 1719 and retrofits | 248 | 7286 | Rate Constraint in lbs/MMBtu | FALSE | L | Annual | Rate | lb/MWh | 0.14031 | 0.14031 | 0.14031 | 0 | 0 | 0 | 0
CT Fac. Spec. - NOX Rate Winter v.4.10 Final, Unit 1719 and retrofits | 248 | 7286 | Rate Constraint in lbs/MMBtu | FALSE | L | Annual | Constraint Shadow Price | US2022$/Ton | 0 | 0 | 0 | 0 | 0 | 0 | 0
CT Fac. Spec. - NOX Rate Winter v.4.10 Final, Unit 1720 and retrofits | 249 | 7286 | Rate Constraint in lbs/MMBtu | FALSE | L | Annual | Seasons Included | Seasons | Winter, Spring, Fall | Winter, Spring, Fall | Winter, Spring, Fall | Winter, Spring, Fall | Winter, Spring, Fall | Winter, Spring, Fall | Winter, Spring, Fall
CT Fac. Spec. - NOX Rate Winter v.4.10 Final, Unit 1720 and retrofits | 249 | 7286 | Rate Constraint in lbs/MMBtu | FALSE | L | Annual | Standard NOX | lb/MMBtu | 0.15 | 0.15 | 0.15 | 0.15 | 0.15 | 0.15 | 0.15
CT Fac. Spec. - NOX Rate Winter v.4.10 Final, Unit 1720 and retrofits | 249 | 7286 | Rate Constraint in lbs/MMBtu | FALSE | L | Annual | Emissions at Affected Plants NOX | Thousand Tons | 0.0016659 | 0.00037358 | 0.00037358 | 0 | 0 | 0 | 0
CT Fac. Spec. - NOX Rate Winter v.4.10 Final, Unit 1720 and retrofits | 249 | 7286 | Rate Constraint in lbs/MMBtu | FALSE | L | Annual | Allowances Purchased NOX | Thousand Tons | 0 | 0 | 0 | 0 | 0 | 0 | 0
CT Fac. Spec. - NOX Rate Winter v.4.10 Final, Unit 1720 and retrofits | 249 | 7286 | Rate Constraint in lbs/MMBtu | FALSE | L | Annual | Allowances Sold NOX | Thousand Tons | 0 | 0 | 0 | 0 | 0 | 0 | 0
CT Fac. Spec. - NOX Rate Winter v.4.10 Final, Unit 1720 and retrofits | 249 | 7286 | Rate Constraint in lbs/MMBtu | FALSE | L | Annual | Allowances Banked | Thousand Tons | 0 | 0 | 0 | 0 | 0 | 0 | 0
CT Fac. Spec. - NOX Rate Winter v.4.10 Final, Unit 1720 and retrofits | 249 | 7286 | Rate Constraint in lbs/MMBtu | FALSE | L | Annual | Allowances Withdrawn (1:1) | Thousand Tons | 0 | 0 | 0 | 0 | 0 | 0 | 0
CT Fac. Spec. - NOX Rate Winter v.4.10 Final, Unit 1720 and retrofits | 249 | 7286 | Rate Constraint in lbs/MMBtu | FALSE | L | Annual | Allowances Withdrawn (n:1) | Thousand Tons | 0 | 0 | 0 | 0 | 0 | 0 | 0
CT Fac. Spec. - NOX Rate Winter v.4.10 Final, Unit 1720 and retrofits | 249 | 7286 | Rate Constraint in lbs/MMBtu | FALSE | L | Annual | Net Emissions Allowance Position | Thousand Tons | 0.0016659 | 0.00037358 | 0.00037358 | 0 | 0 | 0 | 0
CT Fac. Spec. - NOX Rate Winter v.4.10 Final, Unit 1720 and retrofits | 249 | 7286 | Rate Constraint in lbs/MMBtu | FALSE | L | Annual | Fuel Consumed | TBtu | 0.54265 | 0.12169 | 0.12169 | 0 | 0 | 0 | 0
CT Fac. Spec. - NOX Rate Winter v.4.10 Final, Unit 1720 and retrofits | 249 | 7286 | Rate Constraint in lbs/MMBtu | FALSE | L | Annual | Rate | lb/MMBtu | 0.00614 | 0.00614 | 0.00614 | 0 | 0 | 0 | 0
CT Fac. Spec. - NOX Rate Winter v.4.10 Final, Unit 1720 and retrofits | 249 | 7286 | Rate Constraint in lbs/MMBtu | FALSE | L | Annual | Generation | TWh | 0.073213 | 0.016418 | 0.016418 | 0 | 0 | 0 | 0
CT Fac. Spec. - NOX Rate Winter v.4.10 Final, Unit 1720 and retrofits | 249 | 7286 | Rate Constraint in lbs/MMBtu | FALSE | L | Annual | Qualifying Generation | TWh | 0.073213 | 0.016418 | 0.016418 | 0 | 0 | 0 | 0
CT Fac. Spec. - NOX Rate Winter v.4.10 Final, Unit 1720 and retrofits | 249 | 7286 | Rate Constraint in lbs/MMBtu | FALSE | L | Annual | Rate | lb/MWh | 0.04551 | 0.04551 | 0.04551 | 0 | 0 | 0 | 0
CT Fac. Spec. - NOX Rate Winter v.4.10 Final, Unit 1720 and retrofits | 249 | 7286 | Rate Constraint in lbs/MMBtu | FALSE | L | Annual | Constraint Shadow Price | US2022$/Ton | 0 | 0 | 0 | 0 | 0 | 0 | 0
CT Fac. Spec. - NOX Rate Winter v.4.10 Final, Unit 1721 and retrofits | 250 | 7286 | Rate Constraint in lbs/MMBtu | FALSE | L | Annual | Seasons Included | Seasons | Winter, Spring, Fall | Winter, Spring, Fall | Winter, Spring, Fall | Winter, Spring, Fall | Winter, Spring, Fall | Winter, Spring, Fall | Winter, Spring, Fall
CT Fac. Spec. - NOX Rate Winter v.4.10 Final, Unit 1721 and retrofits | 250 | 7286 | Rate Constraint in lbs/MMBtu | FALSE | L | Annual | Standard NOX | lb/MMBtu | 0.15 | 0.15 | 0.15 | 0.15 | 0.15 | 0.15 | 0.15
CT Fac. Spec. - NOX Rate Winter v.4.10 Final, Unit 1721 and retrofits | 250 | 7286 | Rate Constraint in lbs/MMBtu | FALSE | L | Annual | Emissions at Affected Plants NOX | Thousand Tons | 0.00031505 | 0.00025445 | 7.1247e-05 | 0 | 0 | 0 | 0
CT Fac. Spec. - NOX Rate Winter v.4.10 Final, Unit 1721 and retrofits | 250 | 7286 | Rate Constraint in lbs/MMBtu | FALSE | L | Annual | Allowances Purchased NOX | Thousand Tons | 0 | 0 | 0 | 0 | 0 | 0 | 0
CT Fac. Spec. - NOX Rate Winter v.4.10 Final, Unit 1721 and retrofits | 250 | 7286 | Rate Constraint in lbs/MMBtu | FALSE | L | Annual | Allowances Sold NOX | Thousand Tons | 0 | 0 | 0 | 0 | 0 | 0 | 0
CT Fac. Spec. - NOX Rate Winter v.4.10 Final, Unit 1721 and retrofits | 250 | 7286 | Rate Constraint in lbs/MMBtu | FALSE | L | Annual | Allowances Banked | Thousand Tons | 0 | 0 | 0 | 0 | 0 | 0 | 0
CT Fac. Spec. - NOX Rate Winter v.4.10 Final, Unit 1721 and retrofits | 250 | 7286 | Rate Constraint in lbs/MMBtu | FALSE | L | Annual | Allowances Withdrawn (1:1) | Thousand Tons | 0 | 0 | 0 | 0 | 0 | 0 | 0
CT Fac. Spec. - NOX Rate Winter v.4.10 Final, Unit 1721 and retrofits | 250 | 7286 | Rate Constraint in lbs/MMBtu | FALSE | L | Annual | Allowances Withdrawn (n:1) | Thousand Tons | 0 | 0 | 0 | 0 | 0 | 0 | 0
CT Fac. Spec. - NOX Rate Winter v.4.10 Final, Unit 1721 and retrofits | 250 | 7286 | Rate Constraint in lbs/MMBtu | FALSE | L | Annual | Net Emissions Allowance Position | Thousand Tons | 0.00031505 | 0.00025445 | 7.1247e-05 | 0 | 0 | 0 | 0
CT Fac. Spec. - NOX Rate Winter v.4.10 Final, Unit 1721 and retrofits | 250 | 7286 | Rate Constraint in lbs/MMBtu | FALSE | L | Annual | Fuel Consumed | TBtu | 0.10347 | 0.083564 | 0.023398 | 0 | 0 | 0 | 0
CT Fac. Spec. - NOX Rate Winter v.4.10 Final, Unit 1721 and retrofits | 250 | 7286 | Rate Constraint in lbs/MMBtu | FALSE | L | Annual | Rate | lb/MMBtu | 0.00609 | 0.00609 | 0.00609 | 0 | 0 | 0 | 0
CT Fac. Spec. - NOX Rate Winter v.4.10 Final, Unit 1721 and retrofits | 250 | 7286 | Rate Constraint in lbs/MMBtu | FALSE | L | Annual | Generation | TWh | 0.013918 | 0.011241 | 0.0031474 | 0 | 0 | 0 | 0
CT Fac. Spec. - NOX Rate Winter v.4.10 Final, Unit 1721 and retrofits | 250 | 7286 | Rate Constraint in lbs/MMBtu | FALSE | L | Annual | Qualifying Generation | TWh | 0.013918 | 0.011241 | 0.0031474 | 0 | 0 | 0 | 0
CT Fac. Spec. - NOX Rate Winter v.4.10 Final, Unit 1721 and retrofits | 250 | 7286 | Rate Constraint in lbs/MMBtu | FALSE | L | Annual | Rate | lb/MWh | 0.045273 | 0.045273 | 0.045273 | 0 | 0 | 0 | 0
CT Fac. Spec. - NOX Rate Winter v.4.10 Final, Unit 1721 and retrofits | 250 | 7286 | Rate Constraint in lbs/MMBtu | FALSE | L | Annual | Constraint Shadow Price | US2022$/Ton | 0 | 0 | 0 | 0 | 0 | 0 | 0
CT Fac. Spec. - NOX Rate Winter v.4.10 Final, Unit 1722 and retrofits | 251 | 7286 | Rate Constraint in lbs/MMBtu | FALSE | L | Annual | Seasons Included | Seasons | Winter, Spring, Fall | Winter, Spring, Fall | Winter, Spring, Fall | Winter, Spring, Fall | Winter, Spring, Fall | Winter, Spring, Fall | Winter, Spring, Fall
CT Fac. Spec. - NOX Rate Winter v.4.10 Final, Unit 1722 and retrofits | 251 | 7286 | Rate Constraint in lbs/MMBtu | FALSE | L | Annual | Standard NOX | lb/MMBtu | 0.15 | 0.15 | 0.15 | 0.15 | 0.15 | 0.15 | 0.15
CT Fac. Spec. - NOX Rate Winter v.4.10 Final, Unit 1722 and retrofits | 251 | 7286 | Rate Constraint in lbs/MMBtu | FALSE | L | Annual | Emissions at Affected Plants NOX | Thousand Tons | 0.0021186 | 0.00059594 | 0.00030504 | 0 | 0 | 0 | 0
CT Fac. Spec. - NOX Rate Winter v.4.10 Final, Unit 1722 and retrofits | 251 | 7286 | Rate Constraint in lbs/MMBtu | FALSE | L | Annual | Allowances Purchased NOX | Thousand Tons | 0 | 0 | 0 | 0 | 0 | 0 | 0
CT Fac. Spec. - NOX Rate Winter v.4.10 Final, Unit 1722 and retrofits | 251 | 7286 | Rate Constraint in lbs/MMBtu | FALSE | L | Annual | Allowances Sold NOX | Thousand Tons | 0 | 0 | 0 | 0 | 0 | 0 | 0
CT Fac. Spec. - NOX Rate Winter v.4.10 Final, Unit 1722 and retrofits | 251 | 7286 | Rate Constraint in lbs/MMBtu | FALSE | L | Annual | Allowances Banked | Thousand Tons | 0 | 0 | 0 | 0 | 0 | 0 | 0
CT Fac. Spec. - NOX Rate Winter v.4.10 Final, Unit 1722 and retrofits | 251 | 7286 | Rate Constraint in lbs/MMBtu | FALSE | L | Annual | Allowances Withdrawn (1:1) | Thousand Tons | 0 | 0 | 0 | 0 | 0 | 0 | 0
CT Fac. Spec. - NOX Rate Winter v.4.10 Final, Unit 1722 and retrofits | 251 | 7286 | Rate Constraint in lbs/MMBtu | FALSE | L | Annual | Allowances Withdrawn (n:1) | Thousand Tons | 0 | 0 | 0 | 0 | 0 | 0 | 0
CT Fac. Spec. - NOX Rate Winter v.4.10 Final, Unit 1722 and retrofits | 251 | 7286 | Rate Constraint in lbs/MMBtu | FALSE | L | Annual | Net Emissions Allowance Position | Thousand Tons | 0.0021186 | 0.00059594 | 0.00030504 | 0 | 0 | 0 | 0
CT Fac. Spec. - NOX Rate Winter v.4.10 Final, Unit 1722 and retrofits | 251 | 7286 | Rate Constraint in lbs/MMBtu | FALSE | L | Annual | Fuel Consumed | TBtu | 0.82919 | 0.23324 | 0.11939 | 0 | 0 | 0 | 0
CT Fac. Spec. - NOX Rate Winter v.4.10 Final, Unit 1722 and retrofits | 251 | 7286 | Rate Constraint in lbs/MMBtu | FALSE | L | Annual | Rate | lb/MMBtu | 0.00511 | 0.00511 | 0.00511 | 0 | 0 | 0 | 0
CT Fac. Spec. - NOX Rate Winter v.4.10 Final, Unit 1722 and retrofits | 251 | 7286 | Rate Constraint in lbs/MMBtu | FALSE | L | Annual | Generation | TWh | 0.11193 | 0.031485 | 0.016116 | 0 | 0 | 0 | 0
CT Fac. Spec. - NOX Rate Winter v.4.10 Final, Unit 1722 and retrofits | 251 | 7286 | Rate Constraint in lbs/MMBtu | FALSE | L | Annual | Qualifying Generation | TWh | 0.11193 | 0.031485 | 0.016116 | 0 | 0 | 0 | 0
CT Fac. Spec. - NOX Rate Winter v.4.10 Final, Unit 1722 and retrofits | 251 | 7286 | Rate Constraint in lbs/MMBtu | FALSE | L | Annual | Rate | lb/MWh | 0.037855 | 0.037855 | 0.037855 | 0 | 0 | 0 | 0
CT Fac. Spec. - NOX Rate Winter v.4.10 Final, Unit 1722 and retrofits | 251 | 7286 | Rate Constraint in lbs/MMBtu | FALSE | L | Annual | Constraint Shadow Price | US2022$/Ton | 0 | 0 | 0 | 0 | 0 | 0 | 0
CT Fac. Spec. - NOX Rate Winter v.4.10 Final, Unit 1723 and retrofits | 252 | 7286 | Rate Constraint in lbs/MMBtu | FALSE | L | Annual | Seasons Included | Seasons | Winter, Spring, Fall | Winter, Spring, Fall | Winter, Spring, Fall | Winter, Spring, Fall | Winter, Spring, Fall | Winter, Spring, Fall | Winter, Spring, Fall
CT Fac. Spec. - NOX Rate Winter v.4.10 Final, Unit 1723 and retrofits | 252 | 7286 | Rate Constraint in lbs/MMBtu | FALSE | L | Annual | Standard NOX | lb/MMBtu | 0.15 | 0.15 | 0.15 | 0.15 | 0.15 | 0.15 | 0.15
CT Fac. Spec. - NOX Rate Winter v.4.10 Final, Unit 1723 and retrofits | 252 | 7286 | Rate Constraint in lbs/MMBtu | FALSE | L | Annual | Emissions at Affected Plants NOX | Thousand Tons | 0.0072912 | 0.002385 | 0.00035807 | 0 | 0 | 0 | 0
CT Fac. Spec. - NOX Rate Winter v.4.10 Final, Unit 1723 and retrofits | 252 | 7286 | Rate Constraint in lbs/MMBtu | FALSE | L | Annual | Allowances Purchased NOX | Thousand Tons | 0 | 0 | 0 | 0 | 0 | 0 | 0
CT Fac. Spec. - NOX Rate Winter v.4.10 Final, Unit 1723 and retrofits | 252 | 7286 | Rate Constraint in lbs/MMBtu | FALSE | L | Annual | Allowances Sold NOX | Thousand Tons | 0 | 0 | 0 | 0 | 0 | 0 | 0
CT Fac. Spec. - NOX Rate Winter v.4.10 Final, Unit 1723 and retrofits | 252 | 7286 | Rate Constraint in lbs/MMBtu | FALSE | L | Annual | Allowances Banked | Thousand Tons | 0 | 0 | 0 | 0 | 0 | 0 | 0
CT Fac. Spec. - NOX Rate Winter v.4.10 Final, Unit 1723 and retrofits | 252 | 7286 | Rate Constraint in lbs/MMBtu | FALSE | L | Annual | Allowances Withdrawn (1:1) | Thousand Tons | 0 | 0 | 0 | 0 | 0 | 0 | 0
CT Fac. Spec. - NOX Rate Winter v.4.10 Final, Unit 1723 and retrofits | 252 | 7286 | Rate Constraint in lbs/MMBtu | FALSE | L | Annual | Allowances Withdrawn (n:1) | Thousand Tons | 0 | 0 | 0 | 0 | 0 | 0 | 0
CT Fac. Spec. - NOX Rate Winter v.4.10 Final, Unit 1723 and retrofits | 252 | 7286 | Rate Constraint in lbs/MMBtu | FALSE | L | Annual | Net Emissions Allowance Position | Thousand Tons | 0.0072912 | 0.002385 | 0.00035807 | 0 | 0 | 0 | 0
CT Fac. Spec. - NOX Rate Winter v.4.10 Final, Unit 1723 and retrofits | 252 | 7286 | Rate Constraint in lbs/MMBtu | FALSE | L | Annual | Fuel Consumed | TBtu | 2.3257 | 0.76075 | 0.11422 | 0 | 0 | 0 | 0
CT Fac. Spec. - NOX Rate Winter v.4.10 Final, Unit 1723 and retrofits | 252 | 7286 | Rate Constraint in lbs/MMBtu | FALSE | L | Annual | Rate | lb/MMBtu | 0.00627 | 0.00627 | 0.00627 | 0 | 0 | 0 | 0
CT Fac. Spec. - NOX Rate Winter v.4.10 Final, Unit 1723 and retrofits | 252 | 7286 | Rate Constraint in lbs/MMBtu | FALSE | L | Annual | Generation | TWh | 0.31699 | 0.10369 | 0.015567 | 0 | 0 | 0 | 0
CT Fac. Spec. - NOX Rate Winter v.4.10 Final, Unit 1723 and retrofits | 252 | 7286 | Rate Constraint in lbs/MMBtu | FALSE | L | Annual | Qualifying Generation | TWh | 0.31699 | 0.10369 | 0.015567 | 0 | 0 | 0 | 0
CT Fac. Spec. - NOX Rate Winter v.4.10 Final, Unit 1723 and retrofits | 252 | 7286 | Rate Constraint in lbs/MMBtu | FALSE | L | Annual | Rate | lb/MWh | 0.046003 | 0.046003 | 0.046003 | 0 | 0 | 0 | 0
CT Fac. Spec. - NOX Rate Winter v.4.10 Final, Unit 1723 and retrofits | 252 | 7286 | Rate Constraint in lbs/MMBtu | FALSE | L | Annual | Constraint Shadow Price | US2022$/Ton | 0 | 0 | 0 | 0 | 0 | 0 | 0
CT Fac. Spec. - NOX Rate Winter v.4.10 Final, Unit 1724 and retrofits | 253 | 7286 | Rate Constraint in lbs/MMBtu | FALSE | L | Annual | Seasons Included | Seasons | Winter, Spring, Fall | Winter, Spring, Fall | Winter, Spring, Fall | Winter, Spring, Fall | Winter, Spring, Fall | Winter, Spring, Fall | Winter, Spring, Fall
CT Fac. Spec. - NOX Rate Winter v.4.10 Final, Unit 1724 and retrofits | 253 | 7286 | Rate Constraint in lbs/MMBtu | FALSE | L | Annual | Standard NOX | lb/MMBtu | 0.15 | 0.15 | 0.15 | 0.15 | 0.15 | 0.15 | 0.15
CT Fac. Spec. - NOX Rate Winter v.4.10 Final, Unit 1724 and retrofits | 253 | 7286 | Rate Constraint in lbs/MMBtu | FALSE | L | Annual | Emissions at Affected Plants NOX | Thousand Tons | 0.0086304 | 0.0036357 | 0.0003901 | 0 | 0 | 0 | 0
CT Fac. Spec. - NOX Rate Winter v.4.10 Final, Unit 1724 and retrofits | 253 | 7286 | Rate Constraint in lbs/MMBtu | FALSE | L | Annual | Allowances Purchased NOX | Thousand Tons | 0 | 0 | 0 | 0 | 0 | 0 | 0
CT Fac. Spec. - NOX Rate Winter v.4.10 Final, Unit 1724 and retrofits | 253 | 7286 | Rate Constraint in lbs/MMBtu | FALSE | L | Annual | Allowances Sold NOX | Thousand Tons | 0 | 0 | 0 | 0 | 0 | 0 | 0
CT Fac. Spec. - NOX Rate Winter v.4.10 Final, Unit 1724 and retrofits | 253 | 7286 | Rate Constraint in lbs/MMBtu | FALSE | L | Annual | Allowances Banked | Thousand Tons | 0 | 0 | 0 | 0 | 0 | 0 | 0
CT Fac. Spec. - NOX Rate Winter v.4.10 Final, Unit 1724 and retrofits | 253 | 7286 | Rate Constraint in lbs/MMBtu | FALSE | L | Annual | Allowances Withdrawn (1:1) | Thousand Tons | 0 | 0 | 0 | 0 | 0 | 0 | 0
CT Fac. Spec. - NOX Rate Winter v.4.10 Final, Unit 1724 and retrofits | 253 | 7286 | Rate Constraint in lbs/MMBtu | FALSE | L | Annual | Allowances Withdrawn (n:1) | Thousand Tons | 0 | 0 | 0 | 0 | 0 | 0 | 0
CT Fac. Spec. - NOX Rate Winter v.4.10 Final, Unit 1724 and retrofits | 253 | 7286 | Rate Constraint in lbs/MMBtu | FALSE | L | Annual | Net Emissions Allowance Position | Thousand Tons | 0.0086304 | 0.0036357 | 0.0003901 | 0 | 0 | 0 | 0
CT Fac. Spec. - NOX Rate Winter v.4.10 Final, Unit 1724 and retrofits | 253 | 7286 | Rate Constraint in lbs/MMBtu | FALSE | L | Annual | Fuel Consumed | TBtu | 2.5917 | 1.0918 | 0.11715 | 0 | 0 | 0 | 0
CT Fac. Spec. - NOX Rate Winter v.4.10 Final, Unit 1724 and retrofits | 253 | 7286 | Rate Constraint in lbs/MMBtu | FALSE | L | Annual | Rate | lb/MMBtu | 0.00666 | 0.00666 | 0.00666 | 0 | 0 | 0 | 0
CT Fac. Spec. - NOX Rate Winter v.4.10 Final, Unit 1724 and retrofits | 253 | 7286 | Rate Constraint in lbs/MMBtu | FALSE | L | Annual | Generation | TWh | 0.35367 | 0.14899 | 0.015986 | 0 | 0 | 0 | 0
CT Fac. Spec. - NOX Rate Winter v.4.10 Final, Unit 1724 and retrofits | 253 | 7286 | Rate Constraint in lbs/MMBtu | FALSE | L | Annual | Qualifying Generation | TWh | 0.35367 | 0.14899 | 0.015986 | 0 | 0 | 0 | 0
CT Fac. Spec. - NOX Rate Winter v.4.10 Final, Unit 1724 and retrofits | 253 | 7286 | Rate Constraint in lbs/MMBtu | FALSE | L | Annual | Rate | lb/MWh | 0.048804 | 0.048804 | 0.048804 | 0 | 0 | 0 | 0
CT Fac. Spec. - NOX Rate Winter v.4.10 Final, Unit 1724 and retrofits | 253 | 7286 | Rate Constraint in lbs/MMBtu | FALSE | L | Annual | Constraint Shadow Price | US2022$/Ton | 0 | 0 | 0 | 0 | 0 | 0 | 0
CT Fac. Spec. - NOX Rate Winter v.4.10 Final, Unit 1725 and retrofits | 254 | 7286 | Rate Constraint in lbs/MMBtu | FALSE | L | Annual | Seasons Included | Seasons | Winter, Spring, Fall | Winter, Spring, Fall | Winter, Spring, Fall | Winter, Spring, Fall | Winter, Spring, Fall | Winter, Spring, Fall | Winter, Spring, Fall
CT Fac. Spec. - NOX Rate Winter v.4.10 Final, Unit 1725 and retrofits | 254 | 7286 | Rate Constraint in lbs/MMBtu | FALSE | L | Annual | Standard NOX | lb/MMBtu | 0.15 | 0.15 | 0.15 | 0.15 | 0.15 | 0.15 | 0.15
CT Fac. Spec. - NOX Rate Winter v.4.10 Final, Unit 1725 and retrofits | 254 | 7286 | Rate Constraint in lbs/MMBtu | FALSE | L | Annual | Emissions at Affected Plants NOX | Thousand Tons | 0.015996 | 0.013329 | 0.008727 | 0 | 0 | 0 | 0
CT Fac. Spec. - NOX Rate Winter v.4.10 Final, Unit 1725 and retrofits | 254 | 7286 | Rate Constraint in lbs/MMBtu | FALSE | L | Annual | Allowances Purchased NOX | Thousand Tons | 0 | 0 | 0 | 0 | 0 | 0 | 0
CT Fac. Spec. - NOX Rate Winter v.4.10 Final, Unit 1725 and retrofits | 254 | 7286 | Rate Constraint in lbs/MMBtu | FALSE | L | Annual | Allowances Sold NOX | Thousand Tons | 0 | 0 | 0 | 0 | 0 | 0 | 0
CT Fac. Spec. - NOX Rate Winter v.4.10 Final, Unit 1725 and retrofits | 254 | 7286 | Rate Constraint in lbs/MMBtu | FALSE | L | Annual | Allowances Banked | Thousand Tons | 0 | 0 | 0 | 0 | 0 | 0 | 0
CT Fac. Spec. - NOX Rate Winter v.4.10 Final, Unit 1725 and retrofits | 254 | 7286 | Rate Constraint in lbs/MMBtu | FALSE | L | Annual | Allowances Withdrawn (1:1) | Thousand Tons | 0 | 0 | 0 | 0 | 0 | 0 | 0
CT Fac. Spec. - NOX Rate Winter v.4.10 Final, Unit 1725 and retrofits | 254 | 7286 | Rate Constraint in lbs/MMBtu | FALSE | L | Annual | Allowances Withdrawn (n:1) | Thousand Tons | 0 | 0 | 0 | 0 | 0 | 0 | 0
CT Fac. Spec. - NOX Rate Winter v.4.10 Final, Unit 1725 and retrofits | 254 | 7286 | Rate Constraint in lbs/MMBtu | FALSE | L | Annual | Net Emissions Allowance Position | Thousand Tons | 0.015996 | 0.013329 | 0.008727 | 0 | 0 | 0 | 0
CT Fac. Spec. - NOX Rate Winter v.4.10 Final, Unit 1725 and retrofits | 254 | 7286 | Rate Constraint in lbs/MMBtu | FALSE | L | Annual | Fuel Consumed | TBtu | 5.2021 | 4.3345 | 2.838 | 0 | 0 | 0 | 0
CT Fac. Spec. - NOX Rate Winter v.4.10 Final, Unit 1725 and retrofits | 254 | 7286 | Rate Constraint in lbs/MMBtu | FALSE | L | Annual | Rate | lb/MMBtu | 0.00615 | 0.00615 | 0.00615 | 0 | 0 | 0 | 0
CT Fac. Spec. - NOX Rate Winter v.4.10 Final, Unit 1725 and retrofits | 254 | 7286 | Rate Constraint in lbs/MMBtu | FALSE | L | Annual | Generation | TWh | 0.73789 | 0.61483 | 0.40256 | 0 | 0 | 0 | 0
CT Fac. Spec. - NOX Rate Winter v.4.10 Final, Unit 1725 and retrofits | 254 | 7286 | Rate Constraint in lbs/MMBtu | FALSE | L | Annual | Qualifying Generation | TWh | 0.73789 | 0.61483 | 0.40256 | 0 | 0 | 0 | 0
CT Fac. Spec. - NOX Rate Winter v.4.10 Final, Unit 1725 and retrofits | 254 | 7286 | Rate Constraint in lbs/MMBtu | FALSE | L | Annual | Rate | lb/MWh | 0.043357 | 0.043357 | 0.043357 | 0 | 0 | 0 | 0
CT Fac. Spec. - NOX Rate Winter v.4.10 Final, Unit 1725 and retrofits | 254 | 7286 | Rate Constraint in lbs/MMBtu | FALSE | L | Annual | Constraint Shadow Price | US2022$/Ton | 0 | 0 | 0 | 0 | 0 | 0 | 0
CT Fac. Spec. - NOX Rate Winter v.4.10 Final, Unit 1726 and retrofits | 255 | 7286 | Rate Constraint in lbs/MMBtu | FALSE | L | Annual | Seasons Included | Seasons | Winter, Spring, Fall | Winter, Spring, Fall | Winter, Spring, Fall | Winter, Spring, Fall | Winter, Spring, Fall | Winter, Spring, Fall | Winter, Spring, Fall
CT Fac. Spec. - NOX Rate Winter v.4.10 Final, Unit 1726 and retrofits | 255 | 7286 | Rate Constraint in lbs/MMBtu | FALSE | L | Annual | Standard NOX | lb/MMBtu | 0.15 | 0.15 | 0.15 | 0.15 | 0.15 | 0.15 | 0.15
CT Fac. Spec. - NOX Rate Winter v.4.10 Final, Unit 1726 and retrofits | 255 | 7286 | Rate Constraint in lbs/MMBtu | FALSE | L | Annual | Emissions at Affected Plants NOX | Thousand Tons | 0.0065612 | 0.0060192 | 0.0038935 | 0 | 0 | 0 | 0
CT Fac. Spec. - NOX Rate Winter v.4.10 Final, Unit 1726 and retrofits | 255 | 7286 | Rate Constraint in lbs/MMBtu | FALSE | L | Annual | Allowances Purchased NOX | Thousand Tons | 0 | 0 | 0 | 0 | 0 | 0 | 0
CT Fac. Spec. - NOX Rate Winter v.4.10 Final, Unit 1726 and retrofits | 255 | 7286 | Rate Constraint in lbs/MMBtu | FALSE | L | Annual | Allowances Sold NOX | Thousand Tons | 0 | 0 | 0 | 0 | 0 | 0 | 0
CT Fac. Spec. - NOX Rate Winter v.4.10 Final, Unit 1726 and retrofits | 255 | 7286 | Rate Constraint in lbs/MMBtu | FALSE | L | Annual | Allowances Banked | Thousand Tons | 0 | 0 | 0 | 0 | 0 | 0 | 0
CT Fac. Spec. - NOX Rate Winter v.4.10 Final, Unit 1726 and retrofits | 255 | 7286 | Rate Constraint in lbs/MMBtu | FALSE | L | Annual | Allowances Withdrawn (1:1) | Thousand Tons | 0 | 0 | 0 | 0 | 0 | 0 | 0
CT Fac. Spec. - NOX Rate Winter v.4.10 Final, Unit 1726 and retrofits | 255 | 7286 | Rate Constraint in lbs/MMBtu | FALSE | L | Annual | Allowances Withdrawn (n:1) | Thousand Tons | 0 | 0 | 0 | 0 | 0 | 0 | 0
CT Fac. Spec. - NOX Rate Winter v.4.10 Final, Unit 1726 and retrofits | 255 | 7286 | Rate Constraint in lbs/MMBtu | FALSE | L | Annual | Net Emissions Allowance Position | Thousand Tons | 0.0065612 | 0.0060192 | 0.0038935 | 0 | 0 | 0 | 0
CT Fac. Spec. - NOX Rate Winter v.4.10 Final, Unit 1726 and retrofits | 255 | 7286 | Rate Constraint in lbs/MMBtu | FALSE | L | Annual | Fuel Consumed | TBtu | 2.1337 | 1.9575 | 1.2662 | 0 | 0 | 0 | 0
CT Fac. Spec. - NOX Rate Winter v.4.10 Final, Unit 1726 and retrofits | 255 | 7286 | Rate Constraint in lbs/MMBtu | FALSE | L | Annual | Rate | lb/MMBtu | 0.00615 | 0.00615 | 0.00615 | 0 | 0 | 0 | 0
CT Fac. Spec. - NOX Rate Winter v.4.10 Final, Unit 1726 and retrofits | 255 | 7286 | Rate Constraint in lbs/MMBtu | FALSE | L | Annual | Generation | TWh | 0.30265 | 0.27765 | 0.1796 | 0 | 0 | 0 | 0
CT Fac. Spec. - NOX Rate Winter v.4.10 Final, Unit 1726 and retrofits | 255 | 7286 | Rate Constraint in lbs/MMBtu | FALSE | L | Annual | Qualifying Generation | TWh | 0.30265 | 0.27765 | 0.1796 | 0 | 0 | 0 | 0
CT Fac. Spec. - NOX Rate Winter v.4.10 Final, Unit 1726 and retrofits | 255 | 7286 | Rate Constraint in lbs/MMBtu | FALSE | L | Annual | Rate | lb/MWh | 0.043357 | 0.043357 | 0.043357 | 0 | 0 | 0 | 0
CT Fac. Spec. - NOX Rate Winter v.4.10 Final, Unit 1726 and retrofits | 255 | 7286 | Rate Constraint in lbs/MMBtu | FALSE | L | Annual | Constraint Shadow Price | US2022$/Ton | 0 | 0 | 0 | 0 | 0 | 0 | 0
CT Fac. Spec. - NOX Rate Winter v.4.10 Final, Unit 1730 and retrofits | 256 | 7286 | Rate Constraint in lbs/MMBtu | FALSE | L | Annual | Seasons Included | Seasons | Winter, Spring, Fall | Winter, Spring, Fall | Winter, Spring, Fall | Winter, Spring, Fall | Winter, Spring, Fall | Winter, Spring, Fall | Winter, Spring, Fall
CT Fac. Spec. - NOX Rate Winter v.4.10 Final, Unit 1730 and retrofits | 256 | 7286 | Rate Constraint in lbs/MMBtu | FALSE | L | Annual | Standard NOX | lb/MMBtu | 0.15 | 0.15 | 0.15 | 0.15 | 0.15 | 0.15 | 0.15
CT Fac. Spec. - NOX Rate Winter v.4.10 Final, Unit 1730 and retrofits | 256 | 7286 | Rate Constraint in lbs/MMBtu | FALSE | L | Annual | Emissions at Affected Plants NOX | Thousand Tons | 0.009411 | 0.0063091 | 0.0019597 | 0 | 0 | 0 | 0
CT Fac. Spec. - NOX Rate Winter v.4.10 Final, Unit 1730 and retrofits | 256 | 7286 | Rate Constraint in lbs/MMBtu | FALSE | L | Annual | Allowances Purchased NOX | Thousand Tons | 0 | 0 | 0 | 0 | 0 | 0 | 0
CT Fac. Spec. - NOX Rate Winter v.4.10 Final, Unit 1730 and retrofits | 256 | 7286 | Rate Constraint in lbs/MMBtu | FALSE | L | Annual | Allowances Sold NOX | Thousand Tons | 0 | 0 | 0 | 0 | 0 | 0 | 0
CT Fac. Spec. - NOX Rate Winter v.4.10 Final, Unit 1730 and retrofits | 256 | 7286 | Rate Constraint in lbs/MMBtu | FALSE | L | Annual | Allowances Banked | Thousand Tons | 0 | 0 | 0 | 0 | 0 | 0 | 0
CT Fac. Spec. - NOX Rate Winter v.4.10 Final, Unit 1730 and retrofits | 256 | 7286 | Rate Constraint in lbs/MMBtu | FALSE | L | Annual | Allowances Withdrawn (1:1) | Thousand Tons | 0 | 0 | 0 | 0 | 0 | 0 | 0
CT Fac. Spec. - NOX Rate Winter v.4.10 Final, Unit 1730 and retrofits | 256 | 7286 | Rate Constraint in lbs/MMBtu | FALSE | L | Annual | Allowances Withdrawn (n:1) | Thousand Tons | 0 | 0 | 0 | 0 | 0 | 0 | 0
CT Fac. Spec. - NOX Rate Winter v.4.10 Final, Unit 1730 and retrofits | 256 | 7286 | Rate Constraint in lbs/MMBtu | FALSE | L | Annual | Net Emissions Allowance Position | Thousand Tons | 0.009411 | 0.0063091 | 0.0019597 | 0 | 0 | 0 | 0
CT Fac. Spec. - NOX Rate Winter v.4.10 Final, Unit 1730 and retrofits | 256 | 7286 | Rate Constraint in lbs/MMBtu | FALSE | L | Annual | Fuel Consumed | TBtu | 2.2759 | 1.5258 | 0.47394 | 0 | 0 | 0 | 0
CT Fac. Spec. - NOX Rate Winter v.4.10 Final, Unit 1730 and retrofits | 256 | 7286 | Rate Constraint in lbs/MMBtu | FALSE | L | Annual | Rate | lb/MMBtu | 0.00827 | 0.00827 | 0.00827 | 0 | 0 | 0 | 0
CT Fac. Spec. - NOX Rate Winter v.4.10 Final, Unit 1730 and retrofits | 256 | 7286 | Rate Constraint in lbs/MMBtu | FALSE | L | Annual | Generation | TWh | 0.31974 | 0.21436 | 0.066584 | 0 | 0 | 0 | 0
CT Fac. Spec. - NOX Rate Winter v.4.10 Final, Unit 1730 and retrofits | 256 | 7286 | Rate Constraint in lbs/MMBtu | FALSE | L | Annual | Qualifying Generation | TWh | 0.31974 | 0.21436 | 0.066584 | 0 | 0 | 0 | 0
CT Fac. Spec. - NOX Rate Winter v.4.10 Final, Unit 1730 and retrofits | 256 | 7286 | Rate Constraint in lbs/MMBtu | FALSE | L | Annual | Rate | lb/MWh | 0.058866 | 0.058866 | 0.058866 | 0 | 0 | 0 | 0
CT Fac. Spec. - NOX Rate Winter v.4.10 Final, Unit 1730 and retrofits | 256 | 7286 | Rate Constraint in lbs/MMBtu | FALSE | L | Annual | Constraint Shadow Price | US2022$/Ton | 0 | 0 | 0 | 0 | 0 | 0 | 0
CT Fac. Spec. - NOX Rate Winter v.4.10 Final, Unit 1731 and retrofits | 257 | 7286 | Rate Constraint in lbs/MMBtu | FALSE | L | Annual | Seasons Included | Seasons | Winter, Spring, Fall | Winter, Spring, Fall | Winter, Spring, Fall | Winter, Spring, Fall | Winter, Spring, Fall | Winter, Spring, Fall | Winter, Spring, Fall
CT Fac. Spec. - NOX Rate Winter v.4.10 Final, Unit 1731 and retrofits | 257 | 7286 | Rate Constraint in lbs/MMBtu | FALSE | L | Annual | Standard NOX | lb/MMBtu | 0.15 | 0.15 | 0.15 | 0.15 | 0.15 | 0.15 | 0.15
CT Fac. Spec. - NOX Rate Winter v.4.10 Final, Unit 1731 and retrofits | 257 | 7286 | Rate Constraint in lbs/MMBtu | FALSE | L | Annual | Emissions at Affected Plants NOX | Thousand Tons | 0.0093952 | 0.0063091 | 0.0019597 | 0 | 0 | 0 | 0
CT Fac. Spec. - NOX Rate Winter v.4.10 Final, Unit 1731 and retrofits | 257 | 7286 | Rate Constraint in lbs/MMBtu | FALSE | L | Annual | Allowances Purchased NOX | Thousand Tons | 0 | 0 | 0 | 0 | 0 | 0 | 0
CT Fac. Spec. - NOX Rate Winter v.4.10 Final, Unit 1731 and retrofits | 257 | 7286 | Rate Constraint in lbs/MMBtu | FALSE | L | Annual | Allowances Sold NOX | Thousand Tons | 0 | 0 | 0 | 0 | 0 | 0 | 0
CT Fac. Spec. - NOX Rate Winter v.4.10 Final, Unit 1731 and retrofits | 257 | 7286 | Rate Constraint in lbs/MMBtu | FALSE | L | Annual | Allowances Banked | Thousand Tons | 0 | 0 | 0 | 0 | 0 | 0 | 0
CT Fac. Spec. - NOX Rate Winter v.4.10 Final, Unit 1731 and retrofits | 257 | 7286 | Rate Constraint in lbs/MMBtu | FALSE | L | Annual | Allowances Withdrawn (1:1) | Thousand Tons | 0 | 0 | 0 | 0 | 0 | 0 | 0
CT Fac. Spec. - NOX Rate Winter v.4.10 Final, Unit 1731 and retrofits | 257 | 7286 | Rate Constraint in lbs/MMBtu | FALSE | L | Annual | Allowances Withdrawn (n:1) | Thousand Tons | 0 | 0 | 0 | 0 | 0 | 0 | 0
CT Fac. Spec. - NOX Rate Winter v.4.10 Final, Unit 1731 and retrofits | 257 | 7286 | Rate Constraint in lbs/MMBtu | FALSE | L | Annual | Net Emissions Allowance Position | Thousand Tons | 0.0093952 | 0.0063091 | 0.0019597 | 0 | 0 | 0 | 0
CT Fac. Spec. - NOX Rate Winter v.4.10 Final, Unit 1731 and retrofits | 257 | 7286 | Rate Constraint in lbs/MMBtu | FALSE | L | Annual | Fuel Consumed | TBtu | 2.2721 | 1.5258 | 0.47394 | 0 | 0 | 0 | 0
CT Fac. Spec. - NOX Rate Winter v.4.10 Final, Unit 1731 and retrofits | 257 | 7286 | Rate Constraint in lbs/MMBtu | FALSE | L | Annual | Rate | lb/MMBtu | 0.00827 | 0.00827 | 0.00827 | 0 | 0 | 0 | 0
CT Fac. Spec. - NOX Rate Winter v.4.10 Final, Unit 1731 and retrofits | 257 | 7286 | Rate Constraint in lbs/MMBtu | FALSE | L | Annual | Generation | TWh | 0.31921 | 0.21436 | 0.066584 | 0 | 0 | 0 | 0
CT Fac. Spec. - NOX Rate Winter v.4.10 Final, Unit 1731 and retrofits | 257 | 7286 | Rate Constraint in lbs/MMBtu | FALSE | L | Annual | Qualifying Generation | TWh | 0.31921 | 0.21436 | 0.066584 | 0 | 0 | 0 | 0
CT Fac. Spec. - NOX Rate Winter v.4.10 Final, Unit 1731 and retrofits | 257 | 7286 | Rate Constraint in lbs/MMBtu | FALSE | L | Annual | Rate | lb/MWh | 0.058866 | 0.058866 | 0.058866 | 0 | 0 | 0 | 0
CT Fac. Spec. - NOX Rate Winter v.4.10 Final, Unit 1731 and retrofits | 257 | 7286 | Rate Constraint in lbs/MMBtu | FALSE | L | Annual | Constraint Shadow Price | US2022$/Ton | 0 | 0 | 0 | 0 | 0 | 0 | 0
CT Fac. Spec. - NOX Rate Winter v.4.10 Final, Unit 1732 and retrofits | 258 | 7286 | Rate Constraint in lbs/MMBtu | FALSE | L | Annual | Seasons Included | Seasons | Winter, Spring, Fall | Winter, Spring, Fall | Winter, Spring, Fall | Winter, Spring, Fall | Winter, Spring, Fall | Winter, Spring, Fall | Winter, Spring, Fall
CT Fac. Spec. - NOX Rate Winter v.4.10 Final, Unit 1732 and retrofits | 258 | 7286 | Rate Constraint in lbs/MMBtu | FALSE | L | Annual | Standard NOX | lb/MMBtu | 0.15 | 0.15 | 0.15 | 0.15 | 0.15 | 0.15 | 0.15
CT Fac. Spec. - NOX Rate Winter v.4.10 Final, Unit 1732 and retrofits | 258 | 7286 | Rate Constraint in lbs/MMBtu | FALSE | L | Annual | Emissions at Affected Plants NOX | Thousand Tons | 0.013604 | 0.0095528 | 0.0029673 | 0 | 0 | 0 | 0
CT Fac. Spec. - NOX Rate Winter v.4.10 Final, Unit 1732 and retrofits | 258 | 7286 | Rate Constraint in lbs/MMBtu | FALSE | L | Annual | Allowances Purchased NOX | Thousand Tons | 0 | 0 | 0 | 0 | 0 | 0 | 0
CT Fac. Spec. - NOX Rate Winter v.4.10 Final, Unit 1732 and retrofits | 258 | 7286 | Rate Constraint in lbs/MMBtu | FALSE | L | Annual | Allowances Sold NOX | Thousand Tons | 0 | 0 | 0 | 0 | 0 | 0 | 0
CT Fac. Spec. - NOX Rate Winter v.4.10 Final, Unit 1732 and retrofits | 258 | 7286 | Rate Constraint in lbs/MMBtu | FALSE | L | Annual | Allowances Banked | Thousand Tons | 0 | 0 | 0 | 0 | 0 | 0 | 0
CT Fac. Spec. - NOX Rate Winter v.4.10 Final, Unit 1732 and retrofits | 258 | 7286 | Rate Constraint in lbs/MMBtu | FALSE | L | Annual | Allowances Withdrawn (1:1) | Thousand Tons | 0 | 0 | 0 | 0 | 0 | 0 | 0
CT Fac. Spec. - NOX Rate Winter v.4.10 Final, Unit 1732 and retrofits | 258 | 7286 | Rate Constraint in lbs/MMBtu | FALSE | L | Annual | Allowances Withdrawn (n:1) | Thousand Tons | 0 | 0 | 0 | 0 | 0 | 0 | 0
CT Fac. Spec. - NOX Rate Winter v.4.10 Final, Unit 1732 and retrofits | 258 | 7286 | Rate Constraint in lbs/MMBtu | FALSE | L | Annual | Net Emissions Allowance Position | Thousand Tons | 0.013604 | 0.0095528 | 0.0029673 | 0 | 0 | 0 | 0
CT Fac. Spec. - NOX Rate Winter v.4.10 Final, Unit 1732 and retrofits | 258 | 7286 | Rate Constraint in lbs/MMBtu | FALSE | L | Annual | Fuel Consumed | TBtu | 3.2899 | 2.3102 | 0.71761 | 0 | 0 | 0 | 0
CT Fac. Spec. - NOX Rate Winter v.4.10 Final, Unit 1732 and retrofits | 258 | 7286 | Rate Constraint in lbs/MMBtu | FALSE | L | Annual | Rate | lb/MMBtu | 0.00827 | 0.00827 | 0.00827 | 0 | 0 | 0 | 0
CT Fac. Spec. - NOX Rate Winter v.4.10 Final, Unit 1732 and retrofits | 258 | 7286 | Rate Constraint in lbs/MMBtu | FALSE | L | Annual | Generation | TWh | 0.46219 | 0.32456 | 0.10082 | 0 | 0 | 0 | 0
CT Fac. Spec. - NOX Rate Winter v.4.10 Final, Unit 1732 and retrofits | 258 | 7286 | Rate Constraint in lbs/MMBtu | FALSE | L | Annual | Qualifying Generation | TWh | 0.46219 | 0.32456 | 0.10082 | 0 | 0 | 0 | 0
CT Fac. Spec. - NOX Rate Winter v.4.10 Final, Unit 1732 and retrofits | 258 | 7286 | Rate Constraint in lbs/MMBtu | FALSE | L | Annual | Rate | lb/MWh | 0.058866 | 0.058866 | 0.058866 | 0 | 0 | 0 | 0
CT Fac. Spec. - NOX Rate Winter v.4.10 Final, Unit 1732 and retrofits | 258 | 7286 | Rate Constraint in lbs/MMBtu | FALSE | L | Annual | Constraint Shadow Price | US2022$/Ton | 0 | 0 | 0 | 0 | 0 | 0 | 0
CT Fac. Spec. - NOX Rate Winter v.4.10 Final, Unit 1733 and retrofits | 259 | 7286 | Rate Constraint in lbs/MMBtu | FALSE | L | Annual | Seasons Included | Seasons | Winter, Spring, Fall | Winter, Spring, Fall | Winter, Spring, Fall | Winter, Spring, Fall | Winter, Spring, Fall | Winter, Spring, Fall | Winter, Spring, Fall
CT Fac. Spec. - NOX Rate Winter v.4.10 Final, Unit 1733 and retrofits | 259 | 7286 | Rate Constraint in lbs/MMBtu | FALSE | L | Annual | Standard NOX | lb/MMBtu | 0.15 | 0.15 | 0.15 | 0.15 | 0.15 | 0.15 | 0.15
CT Fac. Spec. - NOX Rate Winter v.4.10 Final, Unit 1733 and retrofits | 259 | 7286 | Rate Constraint in lbs/MMBtu | FALSE | L | Annual | Emissions at Affected Plants NOX | Thousand Tons | 0.018802 | 0.011306 | 0.0062932 | 0 | 0 | 0 | 0
CT Fac. Spec. - NOX Rate Winter v.4.10 Final, Unit 1733 and retrofits | 259 | 7286 | Rate Constraint in lbs/MMBtu | FALSE | L | Annual | Allowances Purchased NOX | Thousand Tons | 0 | 0 | 0 | 0 | 0 | 0 | 0
CT Fac. Spec. - NOX Rate Winter v.4.10 Final, Unit 1733 and retrofits | 259 | 7286 | Rate Constraint in lbs/MMBtu | FALSE | L | Annual | Allowances Sold NOX | Thousand Tons | 0 | 0 | 0 | 0 | 0 | 0 | 0
CT Fac. Spec. - NOX Rate Winter v.4.10 Final, Unit 1733 and retrofits | 259 | 7286 | Rate Constraint in lbs/MMBtu | FALSE | L | Annual | Allowances Banked | Thousand Tons | 0 | 0 | 0 | 0 | 0 | 0 | 0
CT Fac. Spec. - NOX Rate Winter v.4.10 Final, Unit 1733 and retrofits | 259 | 7286 | Rate Constraint in lbs/MMBtu | FALSE | L | Annual | Allowances Withdrawn (1:1) | Thousand Tons | 0 | 0 | 0 | 0 | 0 | 0 | 0
CT Fac. Spec. - NOX Rate Winter v.4.10 Final, Unit 1733 and retrofits | 259 | 7286 | Rate Constraint in lbs/MMBtu | FALSE | L | Annual | Allowances Withdrawn (n:1) | Thousand Tons | 0 | 0 | 0 | 0 | 0 | 0 | 0
CT Fac. Spec. - NOX Rate Winter v.4.10 Final, Unit 1733 and retrofits | 259 | 7286 | Rate Constraint in lbs/MMBtu | FALSE | L | Annual | Net Emissions Allowance Position | Thousand Tons | 0.018802 | 0.011306 | 0.0062932 | 0 | 0 | 0 | 0
CT Fac. Spec. - NOX Rate Winter v.4.10 Final, Unit 1733 and retrofits | 259 | 7286 | Rate Constraint in lbs/MMBtu | FALSE | L | Annual | Fuel Consumed | TBtu | 6.517 | 3.919 | 2.1813 | 0 | 0 | 0 | 0
CT Fac. Spec. - NOX Rate Winter v.4.10 Final, Unit 1733 and retrofits | 259 | 7286 | Rate Constraint in lbs/MMBtu | FALSE | L | Annual | Rate | lb/MMBtu | 0.00577 | 0.00577 | 0.00577 | 0 | 0 | 0 | 0
CT Fac. Spec. - NOX Rate Winter v.4.10 Final, Unit 1733 and retrofits | 259 | 7286 | Rate Constraint in lbs/MMBtu | FALSE | L | Annual | Generation | TWh | 0.9244 | 0.55589 | 0.30941 | 0 | 0 | 0 | 0
CT Fac. Spec. - NOX Rate Winter v.4.10 Final, Unit 1733 and retrofits | 259 | 7286 | Rate Constraint in lbs/MMBtu | FALSE | L | Annual | Qualifying Generation | TWh | 0.9244 | 0.55589 | 0.30941 | 0 | 0 | 0 | 0
CT Fac. Spec. - NOX Rate Winter v.4.10 Final, Unit 1733 and retrofits | 259 | 7286 | Rate Constraint in lbs/MMBtu | FALSE | L | Annual | Rate | lb/MWh | 0.040679 | 0.040679 | 0.040679 | 0 | 0 | 0 | 0
CT Fac. Spec. - NOX Rate Winter v.4.10 Final, Unit 1733 and retrofits | 259 | 7286 | Rate Constraint in lbs/MMBtu | FALSE | L | Annual | Constraint Shadow Price | US2022$/Ton | 0 | 0 | 0 | 0 | 0 | 0 | 0
CT Fac. Spec. - NOX Rate Winter v.4.10 Final, Unit 1734 and retrofits | 260 | 7286 | Rate Constraint in lbs/MMBtu | FALSE | L | Annual | Seasons Included | Seasons | Winter, Spring, Fall | Winter, Spring, Fall | Winter, Spring, Fall | Winter, Spring, Fall | Winter, Spring, Fall | Winter, Spring, Fall | Winter, Spring, Fall
CT Fac. Spec. - NOX Rate Winter v.4.10 Final, Unit 1734 and retrofits | 260 | 7286 | Rate Constraint in lbs/MMBtu | FALSE | L | Annual | Standard NOX | lb/MMBtu | 0.15 | 0.15 | 0.15 | 0.15 | 0.15 | 0.15 | 0.15
CT Fac. Spec. - NOX Rate Winter v.4.10 Final, Unit 1734 and retrofits | 260 | 7286 | Rate Constraint in lbs/MMBtu | FALSE | L | Annual | Emissions at Affected Plants NOX | Thousand Tons | 0.014836 | 0.0091978 | 0.0061412 | 0 | 0 | 0 | 0
CT Fac. Spec. - NOX Rate Winter v.4.10 Final, Unit 1734 and retrofits | 260 | 7286 | Rate Constraint in lbs/MMBtu | FALSE | L | Annual | Allowances Purchased NOX | Thousand Tons | 0 | 0 | 0 | 0 | 0 | 0 | 0
CT Fac. Spec. - NOX Rate Winter v.4.10 Final, Unit 1734 and retrofits | 260 | 7286 | Rate Constraint in lbs/MMBtu | FALSE | L | Annual | Allowances Sold NOX | Thousand Tons | 0 | 0 | 0 | 0 | 0 | 0 | 0
CT Fac. Spec. - NOX Rate Winter v.4.10 Final, Unit 1734 and retrofits | 260 | 7286 | Rate Constraint in lbs/MMBtu | FALSE | L | Annual | Allowances Banked | Thousand Tons | 0 | 0 | 0 | 0 | 0 | 0 | 0
CT Fac. Spec. - NOX Rate Winter v.4.10 Final, Unit 1734 and retrofits | 260 | 7286 | Rate Constraint in lbs/MMBtu | FALSE | L | Annual | Allowances Withdrawn (1:1) | Thousand Tons | 0 | 0 | 0 | 0 | 0 | 0 | 0
CT Fac. Spec. - NOX Rate Winter v.4.10 Final, Unit 1734 and retrofits | 260 | 7286 | Rate Constraint in lbs/MMBtu | FALSE | L | Annual | Allowances Withdrawn (n:1) | Thousand Tons | 0 | 0 | 0 | 0 | 0 | 0 | 0
CT Fac. Spec. - NOX Rate Winter v.4.10 Final, Unit 1734 and retrofits | 260 | 7286 | Rate Constraint in lbs/MMBtu | FALSE | L | Annual | Net Emissions Allowance Position | Thousand Tons | 0.014836 | 0.0091978 | 0.0061412 | 0 | 0 | 0 | 0
CT Fac. Spec. - NOX Rate Winter v.4.10 Final, Unit 1734 and retrofits | 260 | 7286 | Rate Constraint in lbs/MMBtu | FALSE | L | Annual | Fuel Consumed | TBtu | 5.1424 | 3.1881 | 2.1287 | 0 | 0 | 0 | 0
CT Fac. Spec. - NOX Rate Winter v.4.10 Final, Unit 1734 and retrofits | 260 | 7286 | Rate Constraint in lbs/MMBtu | FALSE | L | Annual | Rate | lb/MMBtu | 0.00577 | 0.00577 | 0.00577 | 0 | 0 | 0 | 0
CT Fac. Spec. - NOX Rate Winter v.4.10 Final, Unit 1734 and retrofits | 260 | 7286 | Rate Constraint in lbs/MMBtu | FALSE | L | Annual | Generation | TWh | 0.72942 | 0.45222 | 0.30194 | 0 | 0 | 0 | 0
CT Fac. Spec. - NOX Rate Winter v.4.10 Final, Unit 1734 and retrofits | 260 | 7286 | Rate Constraint in lbs/MMBtu | FALSE | L | Annual | Qualifying Generation | TWh | 0.72942 | 0.45222 | 0.30194 | 0 | 0 | 0 | 0
CT Fac. Spec. - NOX Rate Winter v.4.10 Final, Unit 1734 and retrofits | 260 | 7286 | Rate Constraint in lbs/MMBtu | FALSE | L | Annual | Rate | lb/MWh | 0.040679 | 0.040679 | 0.040679 | 0 | 0 | 0 | 0
CT Fac. Spec. - NOX Rate Winter v.4.10 Final, Unit 1734 and retrofits | 260 | 7286 | Rate Constraint in lbs/MMBtu | FALSE | L | Annual | Constraint Shadow Price | US2022$/Ton | 0 | 0 | 0 | 0 | 0 | 0 | 0
CT Fac. Spec. - NOX Rate Winter v.4.10 Final, Unit 1735 and retrofits | 261 | 7286 | Rate Constraint in lbs/MMBtu | FALSE | L | Annual | Seasons Included | Seasons | Winter, Spring, Fall | Winter, Spring, Fall | Winter, Spring, Fall | Winter, Spring, Fall | Winter, Spring, Fall | Winter, Spring, Fall | Winter, Spring, Fall
CT Fac. Spec. - NOX Rate Winter v.4.10 Final, Unit 1735 and retrofits | 261 | 7286 | Rate Constraint in lbs/MMBtu | FALSE | L | Annual | Standard NOX | lb/MMBtu | 0.15 | 0.15 | 0.15 | 0.15 | 0.15 | 0.15 | 0.15
CT Fac. Spec. - NOX Rate Winter v.4.10 Final, Unit 1735 and retrofits | 261 | 7286 | Rate Constraint in lbs/MMBtu | FALSE | L | Annual | Emissions at Affected Plants NOX | Thousand Tons | 0.013263 | 0.010808 | 0.0065686 | 0 | 0 | 0 | 0
CT Fac. Spec. - NOX Rate Winter v.4.10 Final, Unit 1735 and retrofits | 261 | 7286 | Rate Constraint in lbs/MMBtu | FALSE | L | Annual | Allowances Purchased NOX | Thousand Tons | 0 | 0 | 0 | 0 | 0 | 0 | 0
CT Fac. Spec. - NOX Rate Winter v.4.10 Final, Unit 1735 and retrofits | 261 | 7286 | Rate Constraint in lbs/MMBtu | FALSE | L | Annual | Allowances Sold NOX | Thousand Tons | 0 | 0 | 0 | 0 | 0 | 0 | 0
CT Fac. Spec. - NOX Rate Winter v.4.10 Final, Unit 1735 and retrofits | 261 | 7286 | Rate Constraint in lbs/MMBtu | FALSE | L | Annual | Allowances Banked | Thousand Tons | 0 | 0 | 0 | 0 | 0 | 0 | 0
CT Fac. Spec. - NOX Rate Winter v.4.10 Final, Unit 1735 and retrofits | 261 | 7286 | Rate Constraint in lbs/MMBtu | FALSE | L | Annual | Allowances Withdrawn (1:1) | Thousand Tons | 0 | 0 | 0 | 0 | 0 | 0 | 0
CT Fac. Spec. - NOX Rate Winter v.4.10 Final, Unit 1735 and retrofits | 261 | 7286 | Rate Constraint in lbs/MMBtu | FALSE | L | Annual | Allowances Withdrawn (n:1) | Thousand Tons | 0 | 0 | 0 | 0 | 0 | 0 | 0
CT Fac. Spec. - NOX Rate Winter v.4.10 Final, Unit 1735 and retrofits | 261 | 7286 | Rate Constraint in lbs/MMBtu | FALSE | L | Annual | Net Emissions Allowance Position | Thousand Tons | 0.013263 | 0.010808 | 0.0065686 | 0 | 0 | 0 | 0
CT Fac. Spec. - NOX Rate Winter v.4.10 Final, Unit 1735 and retrofits | 261 | 7286 | Rate Constraint in lbs/MMBtu | FALSE | L | Annual | Fuel Consumed | TBtu | 4.5974 | 3.7462 | 2.2768 | 0 | 0 | 0 | 0
CT Fac. Spec. - NOX Rate Winter v.4.10 Final, Unit 1735 and retrofits | 261 | 7286 | Rate Constraint in lbs/MMBtu | FALSE | L | Annual | Rate | lb/MMBtu | 0.00577 | 0.00577 | 0.00577 | 0 | 0 | 0 | 0
CT Fac. Spec. - NOX Rate Winter v.4.10 Final, Unit 1735 and retrofits | 261 | 7286 | Rate Constraint in lbs/MMBtu | FALSE | L | Annual | Generation | TWh | 0.65211 | 0.53137 | 0.32295 | 0 | 0 | 0 | 0
CT Fac. Spec. - NOX Rate Winter v.4.10 Final, Unit 1735 and retrofits | 261 | 7286 | Rate Constraint in lbs/MMBtu | FALSE | L | Annual | Qualifying Generation | TWh | 0.65211 | 0.53137 | 0.32295 | 0 | 0 | 0 | 0
CT Fac. Spec. - NOX Rate Winter v.4.10 Final, Unit 1735 and retrofits | 261 | 7286 | Rate Constraint in lbs/MMBtu | FALSE | L | Annual | Rate | lb/MWh | 0.040679 | 0.040679 | 0.040679 | 0 | 0 | 0 | 0
CT Fac. Spec. - NOX Rate Winter v.4.10 Final, Unit 1735 and retrofits | 261 | 7286 | Rate Constraint in lbs/MMBtu | FALSE | L | Annual | Constraint Shadow Price | US2022$/Ton | 0 | 0 | 0 | 0 | 0 | 0 | 0
CT Fac. Spec. - NOX Rate Winter v.4.10 Final, Unit 1736 and retrofits | 262 | 7286 | Rate Constraint in lbs/MMBtu | FALSE | L | Annual | Seasons Included | Seasons | Winter, Spring, Fall | Winter, Spring, Fall | Winter, Spring, Fall | Winter, Spring, Fall | Winter, Spring, Fall | Winter, Spring, Fall | Winter, Spring, Fall
CT Fac. Spec. - NOX Rate Winter v.4.10 Final, Unit 1736 and retrofits | 262 | 7286 | Rate Constraint in lbs/MMBtu | FALSE | L | Annual | Standard NOX | lb/MMBtu | 0.15 | 0.15 | 0.15 | 0.15 | 0.15 | 0.15 | 0.15
CT Fac. Spec. - NOX Rate Winter v.4.10 Final, Unit 1736 and retrofits | 262 | 7286 | Rate Constraint in lbs/MMBtu | FALSE | L | Annual | Emissions at Affected Plants NOX | Thousand Tons | 0 | 0 | 0 | 0 | 0 | 0 | 0
CT Fac. Spec. - NOX Rate Winter v.4.10 Final, Unit 1736 and retrofits | 262 | 7286 | Rate Constraint in lbs/MMBtu | FALSE | L | Annual | Allowances Purchased NOX | Thousand Tons | 0 | 0 | 0 | 0 | 0 | 0 | 0
CT Fac. Spec. - NOX Rate Winter v.4.10 Final, Unit 1736 and retrofits | 262 | 7286 | Rate Constraint in lbs/MMBtu | FALSE | L | Annual | Allowances Sold NOX | Thousand Tons | 0 | 0 | 0 | 0 | 0 | 0 | 0
CT Fac. Spec. - NOX Rate Winter v.4.10 Final, Unit 1736 and retrofits | 262 | 7286 | Rate Constraint in lbs/MMBtu | FALSE | L | Annual | Allowances Banked | Thousand Tons | 0 | 0 | 0 | 0 | 0 | 0 | 0
CT Fac. Spec. - NOX Rate Winter v.4.10 Final, Unit 1736 and retrofits | 262 | 7286 | Rate Constraint in lbs/MMBtu | FALSE | L | Annual | Allowances Withdrawn (1:1) | Thousand Tons | 0 | 0 | 0 | 0 | 0 | 0 | 0
CT Fac. Spec. - NOX Rate Winter v.4.10 Final, Unit 1736 and retrofits | 262 | 7286 | Rate Constraint in lbs/MMBtu | FALSE | L | Annual | Allowances Withdrawn (n:1) | Thousand Tons | 0 | 0 | 0 | 0 | 0 | 0 | 0
CT Fac. Spec. - NOX Rate Winter v.4.10 Final, Unit 1736 and retrofits | 262 | 7286 | Rate Constraint in lbs/MMBtu | FALSE | L | Annual | Net Emissions Allowance Position | Thousand Tons | 0 | 0 | 0 | 0 | 0 | 0 | 0
CT Fac. Spec. - NOX Rate Winter v.4.10 Final, Unit 1736 and retrofits | 262 | 7286 | Rate Constraint in lbs/MMBtu | FALSE | L | Annual | Fuel Consumed | TBtu | 0 | 0 | 0 | 0 | 0 | 0 | 0
CT Fac. Spec. - NOX Rate Winter v.4.10 Final, Unit 1736 and retrofits | 262 | 7286 | Rate Constraint in lbs/MMBtu | FALSE | L | Annual | Rate | lb/MMBtu | 0 | 0 | 0 | 0 | 0 | 0 | 0
CT Fac. Spec. - NOX Rate Winter v.4.10 Final, Unit 1736 and retrofits | 262 | 7286 | Rate Constraint in lbs/MMBtu | FALSE | L | Annual | Generation | TWh | 0 | 0 | 0 | 0 | 0 | 0 | 0
CT Fac. Spec. - NOX Rate Winter v.4.10 Final, Unit 1736 and retrofits | 262 | 7286 | Rate Constraint in lbs/MMBtu | FALSE | L | Annual | Qualifying Generation | TWh | 0 | 0 | 0 | 0 | 0 | 0 | 0
CT Fac. Spec. - NOX Rate Winter v.4.10 Final, Unit 1736 and retrofits | 262 | 7286 | Rate Constraint in lbs/MMBtu | FALSE | L | Annual | Rate | lb/MWh | 0 | 0 | 0 | 0 | 0 | 0 | 0
CT Fac. Spec. - NOX Rate Winter v.4.10 Final, Unit 1736 and retrofits | 262 | 7286 | Rate Constraint in lbs/MMBtu | FALSE | L | Annual | Constraint Shadow Price | US2022$/Ton | 33478.548 | 32213.7404 | 30782.9506 | 0 | 0 | 0 | 0
CT Fac. Spec. - NOX Rate Winter v.4.10 Final, Unit 1737 and retrofits | 263 | 7286 | Rate Constraint in lbs/MMBtu | FALSE | L | Annual | Seasons Included | Seasons | Winter, Spring, Fall | Winter, Spring, Fall | Winter, Spring, Fall | Winter, Spring, Fall | Winter, Spring, Fall | Winter, Spring, Fall | Winter, Spring, Fall
CT Fac. Spec. - NOX Rate Winter v.4.10 Final, Unit 1737 and retrofits | 263 | 7286 | Rate Constraint in lbs/MMBtu | FALSE | L | Annual | Standard NOX | lb/MMBtu | 0.15 | 0.15 | 0.15 | 0.15 | 0.15 | 0.15 | 0.15
CT Fac. Spec. - NOX Rate Winter v.4.10 Final, Unit 1737 and retrofits | 263 | 7286 | Rate Constraint in lbs/MMBtu | FALSE | L | Annual | Emissions at Affected Plants NOX | Thousand Tons | 0 | 0 | 0 | 0 | 0 | 0 | 0
CT Fac. Spec. - NOX Rate Winter v.4.10 Final, Unit 1737 and retrofits | 263 | 7286 | Rate Constraint in lbs/MMBtu | FALSE | L | Annual | Allowances Purchased NOX | Thousand Tons | 0 | 0 | 0 | 0 | 0 | 0 | 0
CT Fac. Spec. - NOX Rate Winter v.4.10 Final, Unit 1737 and retrofits | 263 | 7286 | Rate Constraint in lbs/MMBtu | FALSE | L | Annual | Allowances Sold NOX | Thousand Tons | 0 | 0 | 0 | 0 | 0 | 0 | 0
CT Fac. Spec. - NOX Rate Winter v.4.10 Final, Unit 1737 and retrofits | 263 | 7286 | Rate Constraint in lbs/MMBtu | FALSE | L | Annual | Allowances Banked | Thousand Tons | 0 | 0 | 0 | 0 | 0 | 0 | 0
CT Fac. Spec. - NOX Rate Winter v.4.10 Final, Unit 1737 and retrofits | 263 | 7286 | Rate Constraint in lbs/MMBtu | FALSE | L | Annual | Allowances Withdrawn (1:1) | Thousand Tons | 0 | 0 | 0 | 0 | 0 | 0 | 0
CT Fac. Spec. - NOX Rate Winter v.4.10 Final, Unit 1737 and retrofits | 263 | 7286 | Rate Constraint in lbs/MMBtu | FALSE | L | Annual | Allowances Withdrawn (n:1) | Thousand Tons | 0 | 0 | 0 | 0 | 0 | 0 | 0
CT Fac. Spec. - NOX Rate Winter v.4.10 Final, Unit 1737 and retrofits | 263 | 7286 | Rate Constraint in lbs/MMBtu | FALSE | L | Annual | Net Emissions Allowance Position | Thousand Tons | 0 | 0 | 0 | 0 | 0 | 0 | 0
CT Fac. Spec. - NOX Rate Winter v.4.10 Final, Unit 1737 and retrofits | 263 | 7286 | Rate Constraint in lbs/MMBtu | FALSE | L | Annual | Fuel Consumed | TBtu | 0 | 0 | 0 | 0 | 0 | 0 | 0
CT Fac. Spec. - NOX Rate Winter v.4.10 Final, Unit 1737 and retrofits | 263 | 7286 | Rate Constraint in lbs/MMBtu | FALSE | L | Annual | Rate | lb/MMBtu | 0 | 0 | 0 | 0 | 0 | 0 | 0
CT Fac. Spec. - NOX Rate Winter v.4.10 Final, Unit 1737 and retrofits | 263 | 7286 | Rate Constraint in lbs/MMBtu | FALSE | L | Annual | Generation | TWh | 0 | 0 | 0 | 0 | 0 | 0 | 0
CT Fac. Spec. - NOX Rate Winter v.4.10 Final, Unit 1737 and retrofits | 263 | 7286 | Rate Constraint in lbs/MMBtu | FALSE | L | Annual | Qualifying Generation | TWh | 0 | 0 | 0 | 0 | 0 | 0 | 0
CT Fac. Spec. - NOX Rate Winter v.4.10 Final, Unit 1737 and retrofits | 263 | 7286 | Rate Constraint in lbs/MMBtu | FALSE | L | Annual | Rate | lb/MWh | 0 | 0 | 0 | 0 | 0 | 0 | 0
CT Fac. Spec. - NOX Rate Winter v.4.10 Final, Unit 1737 and retrofits | 263 | 7286 | Rate Constraint in lbs/MMBtu | FALSE | L | Annual | Constraint Shadow Price | US2022$/Ton | 31562.4263 | 30150.8175 | 28396.1597 | 0 | 0 | 0 | 0
CT Fac. Spec. - NOX Rate Winter v.4.10 Final, Unit 2198 and retrofits | 264 | 7286 | Rate Constraint in lbs/MMBtu | FALSE | L | Annual | Seasons Included | Seasons | Winter, Spring, Fall | Winter, Spring, Fall | Winter, Spring, Fall | Winter, Spring, Fall | Winter, Spring, Fall | Winter, Spring, Fall | Winter, Spring, Fall
CT Fac. Spec. - NOX Rate Winter v.4.10 Final, Unit 2198 and retrofits | 264 | 7286 | Rate Constraint in lbs/MMBtu | FALSE | L | Annual | Standard NOX | lb/MMBtu | 0.15 | 0.15 | 0.15 | 0.15 | 0.15 | 0.15 | 0.15
CT Fac. Spec. - NOX Rate Winter v.4.10 Final, Unit 2198 and retrofits | 264 | 7286 | Rate Constraint in lbs/MMBtu | FALSE | L | Annual | Emissions at Affected Plants NOX | Thousand Tons | 0 | 0 | 0 | 0 | 0 | 0 | 0
CT Fac. Spec. - NOX Rate Winter v.4.10 Final, Unit 2198 and retrofits | 264 | 7286 | Rate Constraint in lbs/MMBtu | FALSE | L | Annual | Allowances Purchased NOX | Thousand Tons | 0 | 0 | 0 | 0 | 0 | 0 | 0
CT Fac. Spec. - NOX Rate Winter v.4.10 Final, Unit 2198 and retrofits | 264 | 7286 | Rate Constraint in lbs/MMBtu | FALSE | L | Annual | Allowances Sold NOX | Thousand Tons | 0 | 0 | 0 | 0 | 0 | 0 | 0
CT Fac. Spec. - NOX Rate Winter v.4.10 Final, Unit 2198 and retrofits | 264 | 7286 | Rate Constraint in lbs/MMBtu | FALSE | L | Annual | Allowances Banked | Thousand Tons | 0 | 0 | 0 | 0 | 0 | 0 | 0
CT Fac. Spec. - NOX Rate Winter v.4.10 Final, Unit 2198 and retrofits | 264 | 7286 | Rate Constraint in lbs/MMBtu | FALSE | L | Annual | Allowances Withdrawn (1:1) | Thousand Tons | 0 | 0 | 0 | 0 | 0 | 0 | 0
CT Fac. Spec. - NOX Rate Winter v.4.10 Final, Unit 2198 and retrofits | 264 | 7286 | Rate Constraint in lbs/MMBtu | FALSE | L | Annual | Allowances Withdrawn (n:1) | Thousand Tons | 0 | 0 | 0 | 0 | 0 | 0 | 0
CT Fac. Spec. - NOX Rate Winter v.4.10 Final, Unit 2198 and retrofits | 264 | 7286 | Rate Constraint in lbs/MMBtu | FALSE | L | Annual | Net Emissions Allowance Position | Thousand Tons | 0 | 0 | 0 | 0 | 0 | 0 | 0
CT Fac. Spec. - NOX Rate Winter v.4.10 Final, Unit 2198 and retrofits | 264 | 7286 | Rate Constraint in lbs/MMBtu | FALSE | L | Annual | Fuel Consumed | TBtu | 0 | 0 | 0 | 0 | 0 | 0 | 0
CT Fac. Spec. - NOX Rate Winter v.4.10 Final, Unit 2198 and retrofits | 264 | 7286 | Rate Constraint in lbs/MMBtu | FALSE | L | Annual | Rate | lb/MMBtu | 0 | 0 | 0 | 0 | 0 | 0 | 0
CT Fac. Spec. - NOX Rate Winter v.4.10 Final, Unit 2198 and retrofits | 264 | 7286 | Rate Constraint in lbs/MMBtu | FALSE | L | Annual | Generation | TWh | 0 | 0 | 0 | 0 | 0 | 0 | 0
CT Fac. Spec. - NOX Rate Winter v.4.10 Final, Unit 2198 and retrofits | 264 | 7286 | Rate Constraint in lbs/MMBtu | FALSE | L | Annual | Qualifying Generation | TWh | 0 | 0 | 0 | 0 | 0 | 0 | 0
CT Fac. Spec. - NOX Rate Winter v.4.10 Final, Unit 2198 and retrofits | 264 | 7286 | Rate Constraint in lbs/MMBtu | FALSE | L | Annual | Rate | lb/MWh | 0 | 0 | 0 | 0 | 0 | 0 | 0
CT Fac. Spec. - NOX Rate Winter v.4.10 Final, Unit 2198 and retrofits | 264 | 7286 | Rate Constraint in lbs/MMBtu | FALSE | L | Annual | Constraint Shadow Price | US2022$/Ton | 0 | 0 | 0 | 0 | 0 | 0 | 0
CT Fac. Spec. - NOX Rate Winter v.4.10 Final, Unit 2199 and retrofits | 265 | 7286 | Rate Constraint in lbs/MMBtu | FALSE | L | Annual | Seasons Included | Seasons | Winter, Spring, Fall | Winter, Spring, Fall | Winter, Spring, Fall | Winter, Spring, Fall | Winter, Spring, Fall | Winter, Spring, Fall | Winter, Spring, Fall
CT Fac. Spec. - NOX Rate Winter v.4.10 Final, Unit 2199 and retrofits | 265 | 7286 | Rate Constraint in lbs/MMBtu | FALSE | L | Annual | Standard NOX | lb/MMBtu | 0.15 | 0.15 | 0.15 | 0.15 | 0.15 | 0.15 | 0.15
CT Fac. Spec. - NOX Rate Winter v.4.10 Final, Unit 2199 and retrofits | 265 | 7286 | Rate Constraint in lbs/MMBtu | FALSE | L | Annual | Emissions at Affected Plants NOX | Thousand Tons | 0 | 0 | 0 | 0 | 0 | 0 | 0
CT Fac. Spec. - NOX Rate Winter v.4.10 Final, Unit 2199 and retrofits | 265 | 7286 | Rate Constraint in lbs/MMBtu | FALSE | L | Annual | Allowances Purchased NOX | Thousand Tons | 0 | 0 | 0 | 0 | 0 | 0 | 0
CT Fac. Spec. - NOX Rate Winter v.4.10 Final, Unit 2199 and retrofits | 265 | 7286 | Rate Constraint in lbs/MMBtu | FALSE | L | Annual | Allowances Sold NOX | Thousand Tons | 0 | 0 | 0 | 0 | 0 | 0 | 0
CT Fac. Spec. - NOX Rate Winter v.4.10 Final, Unit 2199 and retrofits | 265 | 7286 | Rate Constraint in lbs/MMBtu | FALSE | L | Annual | Allowances Banked | Thousand Tons | 0 | 0 | 0 | 0 | 0 | 0 | 0
CT Fac. Spec. - NOX Rate Winter v.4.10 Final, Unit 2199 and retrofits | 265 | 7286 | Rate Constraint in lbs/MMBtu | FALSE | L | Annual | Allowances Withdrawn (1:1) | Thousand Tons | 0 | 0 | 0 | 0 | 0 | 0 | 0
CT Fac. Spec. - NOX Rate Winter v.4.10 Final, Unit 2199 and retrofits | 265 | 7286 | Rate Constraint in lbs/MMBtu | FALSE | L | Annual | Allowances Withdrawn (n:1) | Thousand Tons | 0 | 0 | 0 | 0 | 0 | 0 | 0
CT Fac. Spec. - NOX Rate Winter v.4.10 Final, Unit 2199 and retrofits | 265 | 7286 | Rate Constraint in lbs/MMBtu | FALSE | L | Annual | Net Emissions Allowance Position | Thousand Tons | 0 | 0 | 0 | 0 | 0 | 0 | 0
CT Fac. Spec. - NOX Rate Winter v.4.10 Final, Unit 2199 and retrofits | 265 | 7286 | Rate Constraint in lbs/MMBtu | FALSE | L | Annual | Fuel Consumed | TBtu | 0 | 0 | 0 | 0 | 0 | 0 | 0
CT Fac. Spec. - NOX Rate Winter v.4.10 Final, Unit 2199 and retrofits | 265 | 7286 | Rate Constraint in lbs/MMBtu | FALSE | L | Annual | Rate | lb/MMBtu | 0 | 0 | 0 | 0 | 0 | 0 | 0
CT Fac. Spec. - NOX Rate Winter v.4.10 Final, Unit 2199 and retrofits | 265 | 7286 | Rate Constraint in lbs/MMBtu | FALSE | L | Annual | Generation | TWh | 0 | 0 | 0 | 0 | 0 | 0 | 0
CT Fac. Spec. - NOX Rate Winter v.4.10 Final, Unit 2199 and retrofits | 265 | 7286 | Rate Constraint in lbs/MMBtu | FALSE | L | Annual | Qualifying Generation | TWh | 0 | 0 | 0 | 0 | 0 | 0 | 0
CT Fac. Spec. - NOX Rate Winter v.4.10 Final, Unit 2199 and retrofits | 265 | 7286 | Rate Constraint in lbs/MMBtu | FALSE | L | Annual | Rate | lb/MWh | 0 | 0 | 0 | 0 | 0 | 0 | 0
CT Fac. Spec. - NOX Rate Winter v.4.10 Final, Unit 2199 and retrofits | 265 | 7286 | Rate Constraint in lbs/MMBtu | FALSE | L | Annual | Constraint Shadow Price | US2022$/Ton | 0 | 0 | 0 | 0 | 0 | 0 | 0
CT Fac. Spec. - NOX Rate Winter v.4.10 Final, Unit 2299 and retrofits | 266 | 7286 | Rate Constraint in lbs/MMBtu | FALSE | L | Annual | Seasons Included | Seasons | Winter, Spring, Fall | Winter, Spring, Fall | Winter, Spring, Fall | Winter, Spring, Fall | Winter, Spring, Fall | Winter, Spring, Fall | Winter, Spring, Fall
CT Fac. Spec. - NOX Rate Winter v.4.10 Final, Unit 2299 and retrofits | 266 | 7286 | Rate Constraint in lbs/MMBtu | FALSE | L | Annual | Standard NOX | lb/MMBtu | 0.15 | 0.15 | 0.15 | 0.15 | 0.15 | 0.15 | 0.15
CT Fac. Spec. - NOX Rate Winter v.4.10 Final, Unit 2299 and retrofits | 266 | 7286 | Rate Constraint in lbs/MMBtu | FALSE | L | Annual | Emissions at Affected Plants NOX | Thousand Tons | 0 | 0 | 0 | 0 | 0 | 0 | 0
CT Fac. Spec. - NOX Rate Winter v.4.10 Final, Unit 2299 and retrofits | 266 | 7286 | Rate Constraint in lbs/MMBtu | FALSE | L | Annual | Allowances Purchased NOX | Thousand Tons | 0 | 0 | 0 | 0 | 0 | 0 | 0
CT Fac. Spec. - NOX Rate Winter v.4.10 Final, Unit 2299 and retrofits | 266 | 7286 | Rate Constraint in lbs/MMBtu | FALSE | L | Annual | Allowances Sold NOX | Thousand Tons | 0 | 0 | 0 | 0 | 0 | 0 | 0
CT Fac. Spec. - NOX Rate Winter v.4.10 Final, Unit 2299 and retrofits | 266 | 7286 | Rate Constraint in lbs/MMBtu | FALSE | L | Annual | Allowances Banked | Thousand Tons | 0 | 0 | 0 | 0 | 0 | 0 | 0
CT Fac. Spec. - NOX Rate Winter v.4.10 Final, Unit 2299 and retrofits | 266 | 7286 | Rate Constraint in lbs/MMBtu | FALSE | L | Annual | Allowances Withdrawn (1:1) | Thousand Tons | 0 | 0 | 0 | 0 | 0 | 0 | 0
CT Fac. Spec. - NOX Rate Winter v.4.10 Final, Unit 2299 and retrofits | 266 | 7286 | Rate Constraint in lbs/MMBtu | FALSE | L | Annual | Allowances Withdrawn (n:1) | Thousand Tons | 0 | 0 | 0 | 0 | 0 | 0 | 0
CT Fac. Spec. - NOX Rate Winter v.4.10 Final, Unit 2299 and retrofits | 266 | 7286 | Rate Constraint in lbs/MMBtu | FALSE | L | Annual | Net Emissions Allowance Position | Thousand Tons | 0 | 0 | 0 | 0 | 0 | 0 | 0
CT Fac. Spec. - NOX Rate Winter v.4.10 Final, Unit 2299 and retrofits | 266 | 7286 | Rate Constraint in lbs/MMBtu | FALSE | L | Annual | Fuel Consumed | TBtu | 0 | 0 | 0 | 0 | 0 | 0 | 0
CT Fac. Spec. - NOX Rate Winter v.4.10 Final, Unit 2299 and retrofits | 266 | 7286 | Rate Constraint in lbs/MMBtu | FALSE | L | Annual | Rate | lb/MMBtu | 0 | 0 | 0 | 0 | 0 | 0 | 0
CT Fac. Spec. - NOX Rate Winter v.4.10 Final, Unit 2299 and retrofits | 266 | 7286 | Rate Constraint in lbs/MMBtu | FALSE | L | Annual | Generation | TWh | 0 | 0 | 0 | 0 | 0 | 0 | 0
CT Fac. Spec. - NOX Rate Winter v.4.10 Final, Unit 2299 and retrofits | 266 | 7286 | Rate Constraint in lbs/MMBtu | FALSE | L | Annual | Qualifying Generation | TWh | 0 | 0 | 0 | 0 | 0 | 0 | 0
CT Fac. Spec. - NOX Rate Winter v.4.10 Final, Unit 2299 and retrofits | 266 | 7286 | Rate Constraint in lbs/MMBtu | FALSE | L | Annual | Rate | lb/MWh | 0 | 0 | 0 | 0 | 0 | 0 | 0
CT Fac. Spec. - NOX Rate Winter v.4.10 Final, Unit 2299 and retrofits | 266 | 7286 | Rate Constraint in lbs/MMBtu | FALSE | L | Annual | Constraint Shadow Price | US2022$/Ton | 0 | 0 | 0 | 0 | 0 | 0 | 0
CT Fac. Spec. - NOX Rate Winter v.4.10 Final, Unit 2300 and retrofits | 267 | 7286 | Rate Constraint in lbs/MMBtu | FALSE | L | Annual | Seasons Included | Seasons | Winter, Spring, Fall | Winter, Spring, Fall | Winter, Spring, Fall | Winter, Spring, Fall | Winter, Spring, Fall | Winter, Spring, Fall | Winter, Spring, Fall
CT Fac. Spec. - NOX Rate Winter v.4.10 Final, Unit 2300 and retrofits | 267 | 7286 | Rate Constraint in lbs/MMBtu | FALSE | L | Annual | Standard NOX | lb/MMBtu | 0.15 | 0.15 | 0.15 | 0.15 | 0.15 | 0.15 | 0.15
CT Fac. Spec. - NOX Rate Winter v.4.10 Final, Unit 2300 and retrofits | 267 | 7286 | Rate Constraint in lbs/MMBtu | FALSE | L | Annual | Emissions at Affected Plants NOX | Thousand Tons | 0 | 0 | 0 | 0 | 0 | 0 | 0
CT Fac. Spec. - NOX Rate Winter v.4.10 Final, Unit 2300 and retrofits | 267 | 7286 | Rate Constraint in lbs/MMBtu | FALSE | L | Annual | Allowances Purchased NOX | Thousand Tons | 0 | 0 | 0 | 0 | 0 | 0 | 0
CT Fac. Spec. - NOX Rate Winter v.4.10 Final, Unit 2300 and retrofits | 267 | 7286 | Rate Constraint in lbs/MMBtu | FALSE | L | Annual | Allowances Sold NOX | Thousand Tons | 0 | 0 | 0 | 0 | 0 | 0 | 0
CT Fac. Spec. - NOX Rate Winter v.4.10 Final, Unit 2300 and retrofits | 267 | 7286 | Rate Constraint in lbs/MMBtu | FALSE | L | Annual | Allowances Banked | Thousand Tons | 0 | 0 | 0 | 0 | 0 | 0 | 0
CT Fac. Spec. - NOX Rate Winter v.4.10 Final, Unit 2300 and retrofits | 267 | 7286 | Rate Constraint in lbs/MMBtu | FALSE | L | Annual | Allowances Withdrawn (1:1) | Thousand Tons | 0 | 0 | 0 | 0 | 0 | 0 | 0
CT Fac. Spec. - NOX Rate Winter v.4.10 Final, Unit 2300 and retrofits | 267 | 7286 | Rate Constraint in lbs/MMBtu | FALSE | L | Annual | Allowances Withdrawn (n:1) | Thousand Tons | 0 | 0 | 0 | 0 | 0 | 0 | 0
CT Fac. Spec. - NOX Rate Winter v.4.10 Final, Unit 2300 and retrofits | 267 | 7286 | Rate Constraint in lbs/MMBtu | FALSE | L | Annual | Net Emissions Allowance Position | Thousand Tons | 0 | 0 | 0 | 0 | 0 | 0 | 0
CT Fac. Spec. - NOX Rate Winter v.4.10 Final, Unit 2300 and retrofits | 267 | 7286 | Rate Constraint in lbs/MMBtu | FALSE | L | Annual | Fuel Consumed | TBtu | 0 | 0 | 0 | 0 | 0 | 0 | 0
CT Fac. Spec. - NOX Rate Winter v.4.10 Final, Unit 2300 and retrofits | 267 | 7286 | Rate Constraint in lbs/MMBtu | FALSE | L | Annual | Rate | lb/MMBtu | 0 | 0 | 0 | 0 | 0 | 0 | 0
CT Fac. Spec. - NOX Rate Winter v.4.10 Final, Unit 2300 and retrofits | 267 | 7286 | Rate Constraint in lbs/MMBtu | FALSE | L | Annual | Generation | TWh | 0 | 0 | 0 | 0 | 0 | 0 | 0
CT Fac. Spec. - NOX Rate Winter v.4.10 Final, Unit 2300 and retrofits | 267 | 7286 | Rate Constraint in lbs/MMBtu | FALSE | L | Annual | Qualifying Generation | TWh | 0 | 0 | 0 | 0 | 0 | 0 | 0
CT Fac. Spec. - NOX Rate Winter v.4.10 Final, Unit 2300 and retrofits | 267 | 7286 | Rate Constraint in lbs/MMBtu | FALSE | L | Annual | Rate | lb/MWh | 0 | 0 | 0 | 0 | 0 | 0 | 0
CT Fac. Spec. - NOX Rate Winter v.4.10 Final, Unit 2300 and retrofits | 267 | 7286 | Rate Constraint in lbs/MMBtu | FALSE | L | Annual | Constraint Shadow Price | US2022$/Ton | 0 | 0 | 0 | 0 | 0 | 0 | 0
CT Fac. Spec. - NOX Rate Winter v.4.10 Final, Unit 2301 and retrofits | 268 | 7286 | Rate Constraint in lbs/MMBtu | FALSE | L | Annual | Seasons Included | Seasons | Winter, Spring, Fall | Winter, Spring, Fall | Winter, Spring, Fall | Winter, Spring, Fall | Winter, Spring, Fall | Winter, Spring, Fall | Winter, Spring, Fall
CT Fac. Spec. - NOX Rate Winter v.4.10 Final, Unit 2301 and retrofits | 268 | 7286 | Rate Constraint in lbs/MMBtu | FALSE | L | Annual | Standard NOX | lb/MMBtu | 0.15 | 0.15 | 0.15 | 0.15 | 0.15 | 0.15 | 0.15
CT Fac. Spec. - NOX Rate Winter v.4.10 Final, Unit 2301 and retrofits | 268 | 7286 | Rate Constraint in lbs/MMBtu | FALSE | L | Annual | Emissions at Affected Plants NOX | Thousand Tons | 0 | 0 | 0 | 0 | 0 | 0 | 0
CT Fac. Spec. - NOX Rate Winter v.4.10 Final, Unit 2301 and retrofits | 268 | 7286 | Rate Constraint in lbs/MMBtu | FALSE | L | Annual | Allowances Purchased NOX | Thousand Tons | 0 | 0 | 0 | 0 | 0 | 0 | 0
CT Fac. Spec. - NOX Rate Winter v.4.10 Final, Unit 2301 and retrofits | 268 | 7286 | Rate Constraint in lbs/MMBtu | FALSE | L | Annual | Allowances Sold NOX | Thousand Tons | 0 | 0 | 0 | 0 | 0 | 0 | 0
CT Fac. Spec. - NOX Rate Winter v.4.10 Final, Unit 2301 and retrofits | 268 | 7286 | Rate Constraint in lbs/MMBtu | FALSE | L | Annual | Allowances Banked | Thousand Tons | 0 | 0 | 0 | 0 | 0 | 0 | 0
CT Fac. Spec. - NOX Rate Winter v.4.10 Final, Unit 2301 and retrofits | 268 | 7286 | Rate Constraint in lbs/MMBtu | FALSE | L | Annual | Allowances Withdrawn (1:1) | Thousand Tons | 0 | 0 | 0 | 0 | 0 | 0 | 0
CT Fac. Spec. - NOX Rate Winter v.4.10 Final, Unit 2301 and retrofits | 268 | 7286 | Rate Constraint in lbs/MMBtu | FALSE | L | Annual | Allowances Withdrawn (n:1) | Thousand Tons | 0 | 0 | 0 | 0 | 0 | 0 | 0
CT Fac. Spec. - NOX Rate Winter v.4.10 Final, Unit 2301 and retrofits | 268 | 7286 | Rate Constraint in lbs/MMBtu | FALSE | L | Annual | Net Emissions Allowance Position | Thousand Tons | 0 | 0 | 0 | 0 | 0 | 0 | 0
CT Fac. Spec. - NOX Rate Winter v.4.10 Final, Unit 2301 and retrofits | 268 | 7286 | Rate Constraint in lbs/MMBtu | FALSE | L | Annual | Fuel Consumed | TBtu | 0 | 0 | 0 | 0 | 0 | 0 | 0
CT Fac. Spec. - NOX Rate Winter v.4.10 Final, Unit 2301 and retrofits | 268 | 7286 | Rate Constraint in lbs/MMBtu | FALSE | L | Annual | Rate | lb/MMBtu | 0 | 0 | 0 | 0 | 0 | 0 | 0
CT Fac. Spec. - NOX Rate Winter v.4.10 Final, Unit 2301 and retrofits | 268 | 7286 | Rate Constraint in lbs/MMBtu | FALSE | L | Annual | Generation | TWh | 0 | 0 | 0 | 0 | 0 | 0 | 0
CT Fac. Spec. - NOX Rate Winter v.4.10 Final, Unit 2301 and retrofits | 268 | 7286 | Rate Constraint in lbs/MMBtu | FALSE | L | Annual | Qualifying Generation | TWh | 0 | 0 | 0 | 0 | 0 | 0 | 0
CT Fac. Spec. - NOX Rate Winter v.4.10 Final, Unit 2301 and retrofits | 268 | 7286 | Rate Constraint in lbs/MMBtu | FALSE | L | Annual | Rate | lb/MWh | 0 | 0 | 0 | 0 | 0 | 0 | 0
CT Fac. Spec. - NOX Rate Winter v.4.10 Final, Unit 2301 and retrofits | 268 | 7286 | Rate Constraint in lbs/MMBtu | FALSE | L | Annual | Constraint Shadow Price | US2022$/Ton | 0 | 0 | 0 | 0 | 0 | 0 | 0
CT Fac. Spec. - NOX Rate Winter v.4.10 Final, Unit 2302 and retrofits | 269 | 7286 | Rate Constraint in lbs/MMBtu | FALSE | L | Annual | Seasons Included | Seasons | Winter, Spring, Fall | Winter, Spring, Fall | Winter, Spring, Fall | Winter, Spring, Fall | Winter, Spring, Fall | Winter, Spring, Fall | Winter, Spring, Fall
CT Fac. Spec. - NOX Rate Winter v.4.10 Final, Unit 2302 and retrofits | 269 | 7286 | Rate Constraint in lbs/MMBtu | FALSE | L | Annual | Standard NOX | lb/MMBtu | 0.15 | 0.15 | 0.15 | 0.15 | 0.15 | 0.15 | 0.15
CT Fac. Spec. - NOX Rate Winter v.4.10 Final, Unit 2302 and retrofits | 269 | 7286 | Rate Constraint in lbs/MMBtu | FALSE | L | Annual | Emissions at Affected Plants NOX | Thousand Tons | 0 | 0 | 0 | 0 | 0 | 0 | 0
CT Fac. Spec. - NOX Rate Winter v.4.10 Final, Unit 2302 and retrofits | 269 | 7286 | Rate Constraint in lbs/MMBtu | FALSE | L | Annual | Allowances Purchased NOX | Thousand Tons | 0 | 0 | 0 | 0 | 0 | 0 | 0
CT Fac. Spec. - NOX Rate Winter v.4.10 Final, Unit 2302 and retrofits | 269 | 7286 | Rate Constraint in lbs/MMBtu | FALSE | L | Annual | Allowances Sold NOX | Thousand Tons | 0 | 0 | 0 | 0 | 0 | 0 | 0
CT Fac. Spec. - NOX Rate Winter v.4.10 Final, Unit 2302 and retrofits | 269 | 7286 | Rate Constraint in lbs/MMBtu | FALSE | L | Annual | Allowances Banked | Thousand Tons | 0 | 0 | 0 | 0 | 0 | 0 | 0
CT Fac. Spec. - NOX Rate Winter v.4.10 Final, Unit 2302 and retrofits | 269 | 7286 | Rate Constraint in lbs/MMBtu | FALSE | L | Annual | Allowances Withdrawn (1:1) | Thousand Tons | 0 | 0 | 0 | 0 | 0 | 0 | 0
CT Fac. Spec. - NOX Rate Winter v.4.10 Final, Unit 2302 and retrofits | 269 | 7286 | Rate Constraint in lbs/MMBtu | FALSE | L | Annual | Allowances Withdrawn (n:1) | Thousand Tons | 0 | 0 | 0 | 0 | 0 | 0 | 0
CT Fac. Spec. - NOX Rate Winter v.4.10 Final, Unit 2302 and retrofits | 269 | 7286 | Rate Constraint in lbs/MMBtu | FALSE | L | Annual | Net Emissions Allowance Position | Thousand Tons | 0 | 0 | 0 | 0 | 0 | 0 | 0
CT Fac. Spec. - NOX Rate Winter v.4.10 Final, Unit 2302 and retrofits | 269 | 7286 | Rate Constraint in lbs/MMBtu | FALSE | L | Annual | Fuel Consumed | TBtu | 0 | 0 | 0 | 0 | 0 | 0 | 0
CT Fac. Spec. - NOX Rate Winter v.4.10 Final, Unit 2302 and retrofits | 269 | 7286 | Rate Constraint in lbs/MMBtu | FALSE | L | Annual | Rate | lb/MMBtu | 0 | 0 | 0 | 0 | 0 | 0 | 0
CT Fac. Spec. - NOX Rate Winter v.4.10 Final, Unit 2302 and retrofits | 269 | 7286 | Rate Constraint in lbs/MMBtu | FALSE | L | Annual | Generation | TWh | 0 | 0 | 0 | 0 | 0 | 0 | 0
CT Fac. Spec. - NOX Rate Winter v.4.10 Final, Unit 2302 and retrofits | 269 | 7286 | Rate Constraint in lbs/MMBtu | FALSE | L | Annual | Qualifying Generation | TWh | 0 | 0 | 0 | 0 | 0 | 0 | 0
CT Fac. Spec. - NOX Rate Winter v.4.10 Final, Unit 2302 and retrofits | 269 | 7286 | Rate Constraint in lbs/MMBtu | FALSE | L | Annual | Rate | lb/MWh | 0 | 0 | 0 | 0 | 0 | 0 | 0
CT Fac. Spec. - NOX Rate Winter v.4.10 Final, Unit 2302 and retrofits | 269 | 7286 | Rate Constraint in lbs/MMBtu | FALSE | L | Annual | Constraint Shadow Price | US2022$/Ton | 0 | 0 | 0 | 0 | 0 | 0 | 0
CT Fac. Spec. - SO2 Rate Annual Non-Title IV v3.1, Unit 636 and retrofits | 270 | 7288 | Rate Constraint in lbs/MMBtu | FALSE | L | Annual | Seasons Included | Seasons | Winter, Spring, Summer, Fall | Winter, Spring, Summer, Fall | Winter, Spring, Summer, Fall | Winter, Spring, Summer, Fall | Winter, Spring, Summer, Fall | Winter, Spring, Summer, Fall | Winter, Spring, Summer, Fall
CT Fac. Spec. - SO2 Rate Annual Non-Title IV v3.1, Unit 636 and retrofits | 270 | 7288 | Rate Constraint in lbs/MMBtu | FALSE | L | Annual | Standard SO2 | lb/MMBtu | 0.55 | 0.55 | 0.55 | 0.55 | 0.55 | 0.55 | 0.55
CT Fac. Spec. - SO2 Rate Annual Non-Title IV v3.1, Unit 636 and retrofits | 270 | 7288 | Rate Constraint in lbs/MMBtu | FALSE | L | Annual | Emissions at Affected Plants SO2 | Thousand Tons | 0 | 0 | 0 | 0 | 0 | 0 | 0
CT Fac. Spec. - SO2 Rate Annual Non-Title IV v3.1, Unit 636 and retrofits | 270 | 7288 | Rate Constraint in lbs/MMBtu | FALSE | L | Annual | Allowances Purchased SO2 | Thousand Tons | 0 | 0 | 0 | 0 | 0 | 0 | 0
CT Fac. Spec. - SO2 Rate Annual Non-Title IV v3.1, Unit 636 and retrofits | 270 | 7288 | Rate Constraint in lbs/MMBtu | FALSE | L | Annual | Allowances Sold SO2 | Thousand Tons | 0 | 0 | 0 | 0 | 0 | 0 | 0
CT Fac. Spec. - SO2 Rate Annual Non-Title IV v3.1, Unit 636 and retrofits | 270 | 7288 | Rate Constraint in lbs/MMBtu | FALSE | L | Annual | Allowances Banked | Thousand Tons | 0 | 0 | 0 | 0 | 0 | 0 | 0
CT Fac. Spec. - SO2 Rate Annual Non-Title IV v3.1, Unit 636 and retrofits | 270 | 7288 | Rate Constraint in lbs/MMBtu | FALSE | L | Annual | Allowances Withdrawn (1:1) | Thousand Tons | 0 | 0 | 0 | 0 | 0 | 0 | 0
CT Fac. Spec. - SO2 Rate Annual Non-Title IV v3.1, Unit 636 and retrofits | 270 | 7288 | Rate Constraint in lbs/MMBtu | FALSE | L | Annual | Allowances Withdrawn (n:1) | Thousand Tons | 0 | 0 | 0 | 0 | 0 | 0 | 0
CT Fac. Spec. - SO2 Rate Annual Non-Title IV v3.1, Unit 636 and retrofits | 270 | 7288 | Rate Constraint in lbs/MMBtu | FALSE | L | Annual | Net Emissions Allowance Position | Thousand Tons | 0 | 0 | 0 | 0 | 0 | 0 | 0
CT Fac. Spec. - SO2 Rate Annual Non-Title IV v3.1, Unit 636 and retrofits | 270 | 7288 | Rate Constraint in lbs/MMBtu | FALSE | L | Annual | Fuel Consumed | TBtu | 0 | 0 | 0 | 0 | 0 | 0 | 0
CT Fac. Spec. - SO2 Rate Annual Non-Title IV v3.1, Unit 636 and retrofits | 270 | 7288 | Rate Constraint in lbs/MMBtu | FALSE | L | Annual | Rate | lb/MMBtu | 0 | 0 | 0 | 0 | 0 | 0 | 0
CT Fac. Spec. - SO2 Rate Annual Non-Title IV v3.1, Unit 636 and retrofits | 270 | 7288 | Rate Constraint in lbs/MMBtu | FALSE | L | Annual | Generation | TWh | 0 | 0 | 0 | 0 | 0 | 0 | 0
CT Fac. Spec. - SO2 Rate Annual Non-Title IV v3.1, Unit 636 and retrofits | 270 | 7288 | Rate Constraint in lbs/MMBtu | FALSE | L | Annual | Qualifying Generation | TWh | 0 | 0 | 0 | 0 | 0 | 0 | 0
CT Fac. Spec. - SO2 Rate Annual Non-Title IV v3.1, Unit 636 and retrofits | 270 | 7288 | Rate Constraint in lbs/MMBtu | FALSE | L | Annual | Rate | lb/MWh | 0 | 0 | 0 | 0 | 0 | 0 | 0
CT Fac. Spec. - SO2 Rate Annual Non-Title IV v3.1, Unit 636 and retrofits | 270 | 7288 | Rate Constraint in lbs/MMBtu | FALSE | L | Annual | Constraint Shadow Price | US2022$/Ton | 0 | 0 | 0 | 0 | 0 | 0 | 0
CT Fac. Spec. - SO2 Rate Annual Non-Title IV v3.1, Unit 637 and retrofits | 271 | 7288 | Rate Constraint in lbs/MMBtu | FALSE | L | Annual | Seasons Included | Seasons | Winter, Spring, Summer, Fall | Winter, Spring, Summer, Fall | Winter, Spring, Summer, Fall | Winter, Spring, Summer, Fall | Winter, Spring, Summer, Fall | Winter, Spring, Summer, Fall | Winter, Spring, Summer, Fall
CT Fac. Spec. - SO2 Rate Annual Non-Title IV v3.1, Unit 637 and retrofits | 271 | 7288 | Rate Constraint in lbs/MMBtu | FALSE | L | Annual | Standard SO2 | lb/MMBtu | 0.55 | 0.55 | 0.55 | 0.55 | 0.55 | 0.55 | 0.55
CT Fac. Spec. - SO2 Rate Annual Non-Title IV v3.1, Unit 637 and retrofits | 271 | 7288 | Rate Constraint in lbs/MMBtu | FALSE | L | Annual | Emissions at Affected Plants SO2 | Thousand Tons | 0 | 0 | 0 | 0 | 0 | 0 | 0
CT Fac. Spec. - SO2 Rate Annual Non-Title IV v3.1, Unit 637 and retrofits | 271 | 7288 | Rate Constraint in lbs/MMBtu | FALSE | L | Annual | Allowances Purchased SO2 | Thousand Tons | 0 | 0 | 0 | 0 | 0 | 0 | 0
CT Fac. Spec. - SO2 Rate Annual Non-Title IV v3.1, Unit 637 and retrofits | 271 | 7288 | Rate Constraint in lbs/MMBtu | FALSE | L | Annual | Allowances Sold SO2 | Thousand Tons | 0 | 0 | 0 | 0 | 0 | 0 | 0
CT Fac. Spec. - SO2 Rate Annual Non-Title IV v3.1, Unit 637 and retrofits | 271 | 7288 | Rate Constraint in lbs/MMBtu | FALSE | L | Annual | Allowances Banked | Thousand Tons | 0 | 0 | 0 | 0 | 0 | 0 | 0
CT Fac. Spec. - SO2 Rate Annual Non-Title IV v3.1, Unit 637 and retrofits | 271 | 7288 | Rate Constraint in lbs/MMBtu | FALSE | L | Annual | Allowances Withdrawn (1:1) | Thousand Tons | 0 | 0 | 0 | 0 | 0 | 0 | 0
CT Fac. Spec. - SO2 Rate Annual Non-Title IV v3.1, Unit 637 and retrofits | 271 | 7288 | Rate Constraint in lbs/MMBtu | FALSE | L | Annual | Allowances Withdrawn (n:1) | Thousand Tons | 0 | 0 | 0 | 0 | 0 | 0 | 0
CT Fac. Spec. - SO2 Rate Annual Non-Title IV v3.1, Unit 637 and retrofits | 271 | 7288 | Rate Constraint in lbs/MMBtu | FALSE | L | Annual | Net Emissions Allowance Position | Thousand Tons | 0 | 0 | 0 | 0 | 0 | 0 | 0
CT Fac. Spec. - SO2 Rate Annual Non-Title IV v3.1, Unit 637 and retrofits | 271 | 7288 | Rate Constraint in lbs/MMBtu | FALSE | L | Annual | Fuel Consumed | TBtu | 0 | 0 | 0 | 0 | 0 | 0 | 0
CT Fac. Spec. - SO2 Rate Annual Non-Title IV v3.1, Unit 637 and retrofits | 271 | 7288 | Rate Constraint in lbs/MMBtu | FALSE | L | Annual | Rate | lb/MMBtu | 0 | 0 | 0 | 0 | 0 | 0 | 0
CT Fac. Spec. - SO2 Rate Annual Non-Title IV v3.1, Unit 637 and retrofits | 271 | 7288 | Rate Constraint in lbs/MMBtu | FALSE | L | Annual | Generation | TWh | 0 | 0 | 0 | 0 | 0 | 0 | 0
CT Fac. Spec. - SO2 Rate Annual Non-Title IV v3.1, Unit 637 and retrofits | 271 | 7288 | Rate Constraint in lbs/MMBtu | FALSE | L | Annual | Qualifying Generation | TWh | 0 | 0 | 0 | 0 | 0 | 0 | 0
CT Fac. Spec. - SO2 Rate Annual Non-Title IV v3.1, Unit 637 and retrofits | 271 | 7288 | Rate Constraint in lbs/MMBtu | FALSE | L | Annual | Rate | lb/MWh | 0 | 0 | 0 | 0 | 0 | 0 | 0
CT Fac. Spec. - SO2 Rate Annual Non-Title IV v3.1, Unit 637 and retrofits | 271 | 7288 | Rate Constraint in lbs/MMBtu | FALSE | L | Annual | Constraint Shadow Price | US2022$/Ton | 0 | 0 | 0 | 0 | 0 | 0 | 0
CT Fac. Spec. - SO2 Rate Annual Non-Title IV v3.1, Unit 638 and retrofits | 272 | 7288 | Rate Constraint in lbs/MMBtu | FALSE | L | Annual | Seasons Included | Seasons | Winter, Spring, Summer, Fall | Winter, Spring, Summer, Fall | Winter, Spring, Summer, Fall | Winter, Spring, Summer, Fall | Winter, Spring, Summer, Fall | Winter, Spring, Summer, Fall | Winter, Spring, Summer, Fall
CT Fac. Spec. - SO2 Rate Annual Non-Title IV v3.1, Unit 638 and retrofits | 272 | 7288 | Rate Constraint in lbs/MMBtu | FALSE | L | Annual | Standard SO2 | lb/MMBtu | 0.55 | 0.55 | 0.55 | 0.55 | 0.55 | 0.55 | 0.55
CT Fac. Spec. - SO2 Rate Annual Non-Title IV v3.1, Unit 638 and retrofits | 272 | 7288 | Rate Constraint in lbs/MMBtu | FALSE | L | Annual | Emissions at Affected Plants SO2 | Thousand Tons | 0 | 0 | 0 | 0 | 0 | 0 | 0
CT Fac. Spec. - SO2 Rate Annual Non-Title IV v3.1, Unit 638 and retrofits | 272 | 7288 | Rate Constraint in lbs/MMBtu | FALSE | L | Annual | Allowances Purchased SO2 | Thousand Tons | 0 | 0 | 0 | 0 | 0 | 0 | 0
CT Fac. Spec. - SO2 Rate Annual Non-Title IV v3.1, Unit 638 and retrofits | 272 | 7288 | Rate Constraint in lbs/MMBtu | FALSE | L | Annual | Allowances Sold SO2 | Thousand Tons | 0 | 0 | 0 | 0 | 0 | 0 | 0
CT Fac. Spec. - SO2 Rate Annual Non-Title IV v3.1, Unit 638 and retrofits | 272 | 7288 | Rate Constraint in lbs/MMBtu | FALSE | L | Annual | Allowances Banked | Thousand Tons | 0 | 0 | 0 | 0 | 0 | 0 | 0
CT Fac. Spec. - SO2 Rate Annual Non-Title IV v3.1, Unit 638 and retrofits | 272 | 7288 | Rate Constraint in lbs/MMBtu | FALSE | L | Annual | Allowances Withdrawn (1:1) | Thousand Tons | 0 | 0 | 0 | 0 | 0 | 0 | 0
CT Fac. Spec. - SO2 Rate Annual Non-Title IV v3.1, Unit 638 and retrofits | 272 | 7288 | Rate Constraint in lbs/MMBtu | FALSE | L | Annual | Allowances Withdrawn (n:1) | Thousand Tons | 0 | 0 | 0 | 0 | 0 | 0 | 0
CT Fac. Spec. - SO2 Rate Annual Non-Title IV v3.1, Unit 638 and retrofits | 272 | 7288 | Rate Constraint in lbs/MMBtu | FALSE | L | Annual | Net Emissions Allowance Position | Thousand Tons | 0 | 0 | 0 | 0 | 0 | 0 | 0
CT Fac. Spec. - SO2 Rate Annual Non-Title IV v3.1, Unit 638 and retrofits | 272 | 7288 | Rate Constraint in lbs/MMBtu | FALSE | L | Annual | Fuel Consumed | TBtu | 0 | 0 | 0 | 0 | 0 | 0 | 0
CT Fac. Spec. - SO2 Rate Annual Non-Title IV v3.1, Unit 638 and retrofits | 272 | 7288 | Rate Constraint in lbs/MMBtu | FALSE | L | Annual | Rate | lb/MMBtu | 0 | 0 | 0 | 0 | 0 | 0 | 0
CT Fac. Spec. - SO2 Rate Annual Non-Title IV v3.1, Unit 638 and retrofits | 272 | 7288 | Rate Constraint in lbs/MMBtu | FALSE | L | Annual | Generation | TWh | 0 | 0 | 0 | 0 | 0 | 0 | 0
CT Fac. Spec. - SO2 Rate Annual Non-Title IV v3.1, Unit 638 and retrofits | 272 | 7288 | Rate Constraint in lbs/MMBtu | FALSE | L | Annual | Qualifying Generation | TWh | 0 | 0 | 0 | 0 | 0 | 0 | 0
CT Fac. Spec. - SO2 Rate Annual Non-Title IV v3.1, Unit 638 and retrofits | 272 | 7288 | Rate Constraint in lbs/MMBtu | FALSE | L | Annual | Rate | lb/MWh | 0 | 0 | 0 | 0 | 0 | 0 | 0
CT Fac. Spec. - SO2 Rate Annual Non-Title IV v3.1, Unit 638 and retrofits | 272 | 7288 | Rate Constraint in lbs/MMBtu | FALSE | L | Annual | Constraint Shadow Price | US2022$/Ton | 0 | 0 | 0 | 0 | 0 | 0 | 0
CT Fac. Spec. - SO2 Rate Annual Non-Title IV v3.1, Unit 639 and retrofits | 273 | 7288 | Rate Constraint in lbs/MMBtu | FALSE | L | Annual | Seasons Included | Seasons | Winter, Spring, Summer, Fall | Winter, Spring, Summer, Fall | Winter, Spring, Summer, Fall | Winter, Spring, Summer, Fall | Winter, Spring, Summer, Fall | Winter, Spring, Summer, Fall | Winter, Spring, Summer, Fall
CT Fac. Spec. - SO2 Rate Annual Non-Title IV v3.1, Unit 639 and retrofits | 273 | 7288 | Rate Constraint in lbs/MMBtu | FALSE | L | Annual | Standard SO2 | lb/MMBtu | 0.55 | 0.55 | 0.55 | 0.55 | 0.55 | 0.55 | 0.55
CT Fac. Spec. - SO2 Rate Annual Non-Title IV v3.1, Unit 639 and retrofits | 273 | 7288 | Rate Constraint in lbs/MMBtu | FALSE | L | Annual | Emissions at Affected Plants SO2 | Thousand Tons | 0 | 0 | 0 | 0 | 0 | 0 | 0
CT Fac. Spec. - SO2 Rate Annual Non-Title IV v3.1, Unit 639 and retrofits | 273 | 7288 | Rate Constraint in lbs/MMBtu | FALSE | L | Annual | Allowances Purchased SO2 | Thousand Tons | 0 | 0 | 0 | 0 | 0 | 0 | 0
CT Fac. Spec. - SO2 Rate Annual Non-Title IV v3.1, Unit 639 and retrofits | 273 | 7288 | Rate Constraint in lbs/MMBtu | FALSE | L | Annual | Allowances Sold SO2 | Thousand Tons | 0 | 0 | 0 | 0 | 0 | 0 | 0
CT Fac. Spec. - SO2 Rate Annual Non-Title IV v3.1, Unit 639 and retrofits | 273 | 7288 | Rate Constraint in lbs/MMBtu | FALSE | L | Annual | Allowances Banked | Thousand Tons | 0 | 0 | 0 | 0 | 0 | 0 | 0
CT Fac. Spec. - SO2 Rate Annual Non-Title IV v3.1, Unit 639 and retrofits | 273 | 7288 | Rate Constraint in lbs/MMBtu | FALSE | L | Annual | Allowances Withdrawn (1:1) | Thousand Tons | 0 | 0 | 0 | 0 | 0 | 0 | 0
CT Fac. Spec. - SO2 Rate Annual Non-Title IV v3.1, Unit 639 and retrofits | 273 | 7288 | Rate Constraint in lbs/MMBtu | FALSE | L | Annual | Allowances Withdrawn (n:1) | Thousand Tons | 0 | 0 | 0 | 0 | 0 | 0 | 0
CT Fac. Spec. - SO2 Rate Annual Non-Title IV v3.1, Unit 639 and retrofits | 273 | 7288 | Rate Constraint in lbs/MMBtu | FALSE | L | Annual | Net Emissions Allowance Position | Thousand Tons | 0 | 0 | 0 | 0 | 0 | 0 | 0
CT Fac. Spec. - SO2 Rate Annual Non-Title IV v3.1, Unit 639 and retrofits | 273 | 7288 | Rate Constraint in lbs/MMBtu | FALSE | L | Annual | Fuel Consumed | TBtu | 0 | 0 | 0 | 0 | 0 | 0 | 0
CT Fac. Spec. - SO2 Rate Annual Non-Title IV v3.1, Unit 639 and retrofits | 273 | 7288 | Rate Constraint in lbs/MMBtu | FALSE | L | Annual | Rate | lb/MMBtu | 0 | 0 | 0 | 0 | 0 | 0 | 0
CT Fac. Spec. - SO2 Rate Annual Non-Title IV v3.1, Unit 639 and retrofits | 273 | 7288 | Rate Constraint in lbs/MMBtu | FALSE | L | Annual | Generation | TWh | 0 | 0 | 0 | 0 | 0 | 0 | 0
CT Fac. Spec. - SO2 Rate Annual Non-Title IV v3.1, Unit 639 and retrofits | 273 | 7288 | Rate Constraint in lbs/MMBtu | FALSE | L | Annual | Qualifying Generation | TWh | 0 | 0 | 0 | 0 | 0 | 0 | 0
CT Fac. Spec. - SO2 Rate Annual Non-Title IV v3.1, Unit 639 and retrofits | 273 | 7288 | Rate Constraint in lbs/MMBtu | FALSE | L | Annual | Rate | lb/MWh | 0 | 0 | 0 | 0 | 0 | 0 | 0
CT Fac. Spec. - SO2 Rate Annual Non-Title IV v3.1, Unit 639 and retrofits | 273 | 7288 | Rate Constraint in lbs/MMBtu | FALSE | L | Annual | Constraint Shadow Price | US2022$/Ton | 0 | 0 | 0 | 0 | 0 | 0 | 0
CT Fac. Spec. - SO2 Rate Annual Non-Title IV v3.1, Unit 640 and retrofits | 274 | 7288 | Rate Constraint in lbs/MMBtu | FALSE | L | Annual | Seasons Included | Seasons | Winter, Spring, Summer, Fall | Winter, Spring, Summer, Fall | Winter, Spring, Summer, Fall | Winter, Spring, Summer, Fall | Winter, Spring, Summer, Fall | Winter, Spring, Summer, Fall | Winter, Spring, Summer, Fall
CT Fac. Spec. - SO2 Rate Annual Non-Title IV v3.1, Unit 640 and retrofits | 274 | 7288 | Rate Constraint in lbs/MMBtu | FALSE | L | Annual | Standard SO2 | lb/MMBtu | 0.55 | 0.55 | 0.55 | 0.55 | 0.55 | 0.55 | 0.55
CT Fac. Spec. - SO2 Rate Annual Non-Title IV v3.1, Unit 640 and retrofits | 274 | 7288 | Rate Constraint in lbs/MMBtu | FALSE | L | Annual | Emissions at Affected Plants SO2 | Thousand Tons | 0 | 0 | 0 | 0 | 0 | 0 | 0
CT Fac. Spec. - SO2 Rate Annual Non-Title IV v3.1, Unit 640 and retrofits | 274 | 7288 | Rate Constraint in lbs/MMBtu | FALSE | L | Annual | Allowances Purchased SO2 | Thousand Tons | 0 | 0 | 0 | 0 | 0 | 0 | 0
CT Fac. Spec. - SO2 Rate Annual Non-Title IV v3.1, Unit 640 and retrofits | 274 | 7288 | Rate Constraint in lbs/MMBtu | FALSE | L | Annual | Allowances Sold SO2 | Thousand Tons | 0 | 0 | 0 | 0 | 0 | 0 | 0
CT Fac. Spec. - SO2 Rate Annual Non-Title IV v3.1, Unit 640 and retrofits | 274 | 7288 | Rate Constraint in lbs/MMBtu | FALSE | L | Annual | Allowances Banked | Thousand Tons | 0 | 0 | 0 | 0 | 0 | 0 | 0
CT Fac. Spec. - SO2 Rate Annual Non-Title IV v3.1, Unit 640 and retrofits | 274 | 7288 | Rate Constraint in lbs/MMBtu | FALSE | L | Annual | Allowances Withdrawn (1:1) | Thousand Tons | 0 | 0 | 0 | 0 | 0 | 0 | 0
CT Fac. Spec. - SO2 Rate Annual Non-Title IV v3.1, Unit 640 and retrofits | 274 | 7288 | Rate Constraint in lbs/MMBtu | FALSE | L | Annual | Allowances Withdrawn (n:1) | Thousand Tons | 0 | 0 | 0 | 0 | 0 | 0 | 0
CT Fac. Spec. - SO2 Rate Annual Non-Title IV v3.1, Unit 640 and retrofits | 274 | 7288 | Rate Constraint in lbs/MMBtu | FALSE | L | Annual | Net Emissions Allowance Position | Thousand Tons | 0 | 0 | 0 | 0 | 0 | 0 | 0
CT Fac. Spec. - SO2 Rate Annual Non-Title IV v3.1, Unit 640 and retrofits | 274 | 7288 | Rate Constraint in lbs/MMBtu | FALSE | L | Annual | Fuel Consumed | TBtu | 0 | 0 | 0 | 0 | 0 | 0 | 0
CT Fac. Spec. - SO2 Rate Annual Non-Title IV v3.1, Unit 640 and retrofits | 274 | 7288 | Rate Constraint in lbs/MMBtu | FALSE | L | Annual | Rate | lb/MMBtu | 0 | 0 | 0 | 0 | 0 | 0 | 0
CT Fac. Spec. - SO2 Rate Annual Non-Title IV v3.1, Unit 640 and retrofits | 274 | 7288 | Rate Constraint in lbs/MMBtu | FALSE | L | Annual | Generation | TWh | 0 | 0 | 0 | 0 | 0 | 0 | 0
CT Fac. Spec. - SO2 Rate Annual Non-Title IV v3.1, Unit 640 and retrofits | 274 | 7288 | Rate Constraint in lbs/MMBtu | FALSE | L | Annual | Qualifying Generation | TWh | 0 | 0 | 0 | 0 | 0 | 0 | 0
CT Fac. Spec. - SO2 Rate Annual Non-Title IV v3.1, Unit 640 and retrofits | 274 | 7288 | Rate Constraint in lbs/MMBtu | FALSE | L | Annual | Rate | lb/MWh | 0 | 0 | 0 | 0 | 0 | 0 | 0
CT Fac. Spec. - SO2 Rate Annual Non-Title IV v3.1, Unit 640 and retrofits | 274 | 7288 | Rate Constraint in lbs/MMBtu | FALSE | L | Annual | Constraint Shadow Price | US2022$/Ton | 0 | 0 | 0 | 0 | 0 | 0 | 0
CT Fac. Spec. - SO2 Rate Annual Non-Title IV v3.1, Unit 641 and retrofits | 275 | 7288 | Rate Constraint in lbs/MMBtu | FALSE | L | Annual | Seasons Included | Seasons | Winter, Spring, Summer, Fall | Winter, Spring, Summer, Fall | Winter, Spring, Summer, Fall | Winter, Spring, Summer, Fall | Winter, Spring, Summer, Fall | Winter, Spring, Summer, Fall | Winter, Spring, Summer, Fall
CT Fac. Spec. - SO2 Rate Annual Non-Title IV v3.1, Unit 641 and retrofits | 275 | 7288 | Rate Constraint in lbs/MMBtu | FALSE | L | Annual | Standard SO2 | lb/MMBtu | 0.55 | 0.55 | 0.55 | 0.55 | 0.55 | 0.55 | 0.55
CT Fac. Spec. - SO2 Rate Annual Non-Title IV v3.1, Unit 641 and retrofits | 275 | 7288 | Rate Constraint in lbs/MMBtu | FALSE | L | Annual | Emissions at Affected Plants SO2 | Thousand Tons | 0 | 0 | 0 | 0 | 0 | 0 | 0
CT Fac. Spec. - SO2 Rate Annual Non-Title IV v3.1, Unit 641 and retrofits | 275 | 7288 | Rate Constraint in lbs/MMBtu | FALSE | L | Annual | Allowances Purchased SO2 | Thousand Tons | 0 | 0 | 0 | 0 | 0 | 0 | 0
CT Fac. Spec. - SO2 Rate Annual Non-Title IV v3.1, Unit 641 and retrofits | 275 | 7288 | Rate Constraint in lbs/MMBtu | FALSE | L | Annual | Allowances Sold SO2 | Thousand Tons | 0 | 0 | 0 | 0 | 0 | 0 | 0
CT Fac. Spec. - SO2 Rate Annual Non-Title IV v3.1, Unit 641 and retrofits | 275 | 7288 | Rate Constraint in lbs/MMBtu | FALSE | L | Annual | Allowances Banked | Thousand Tons | 0 | 0 | 0 | 0 | 0 | 0 | 0
CT Fac. Spec. - SO2 Rate Annual Non-Title IV v3.1, Unit 641 and retrofits | 275 | 7288 | Rate Constraint in lbs/MMBtu | FALSE | L | Annual | Allowances Withdrawn (1:1) | Thousand Tons | 0 | 0 | 0 | 0 | 0 | 0 | 0
CT Fac. Spec. - SO2 Rate Annual Non-Title IV v3.1, Unit 641 and retrofits | 275 | 7288 | Rate Constraint in lbs/MMBtu | FALSE | L | Annual | Allowances Withdrawn (n:1) | Thousand Tons | 0 | 0 | 0 | 0 | 0 | 0 | 0
CT Fac. Spec. - SO2 Rate Annual Non-Title IV v3.1, Unit 641 and retrofits | 275 | 7288 | Rate Constraint in lbs/MMBtu | FALSE | L | Annual | Net Emissions Allowance Position | Thousand Tons | 0 | 0 | 0 | 0 | 0 | 0 | 0
CT Fac. Spec. - SO2 Rate Annual Non-Title IV v3.1, Unit 641 and retrofits | 275 | 7288 | Rate Constraint in lbs/MMBtu | FALSE | L | Annual | Fuel Consumed | TBtu | 0 | 0 | 0 | 0 | 0 | 0 | 0
CT Fac. Spec. - SO2 Rate Annual Non-Title IV v3.1, Unit 641 and retrofits | 275 | 7288 | Rate Constraint in lbs/MMBtu | FALSE | L | Annual | Rate | lb/MMBtu | 0 | 0 | 0 | 0 | 0 | 0 | 0
CT Fac. Spec. - SO2 Rate Annual Non-Title IV v3.1, Unit 641 and retrofits | 275 | 7288 | Rate Constraint in lbs/MMBtu | FALSE | L | Annual | Generation | TWh | 0 | 0 | 0 | 0 | 0 | 0 | 0
CT Fac. Spec. - SO2 Rate Annual Non-Title IV v3.1, Unit 641 and retrofits | 275 | 7288 | Rate Constraint in lbs/MMBtu | FALSE | L | Annual | Qualifying Generation | TWh | 0 | 0 | 0 | 0 | 0 | 0 | 0
CT Fac. Spec. - SO2 Rate Annual Non-Title IV v3.1, Unit 641 and retrofits | 275 | 7288 | Rate Constraint in lbs/MMBtu | FALSE | L | Annual | Rate | lb/MWh | 0 | 0 | 0 | 0 | 0 | 0 | 0
CT Fac. Spec. - SO2 Rate Annual Non-Title IV v3.1, Unit 641 and retrofits | 275 | 7288 | Rate Constraint in lbs/MMBtu | FALSE | L | Annual | Constraint Shadow Price | US2022$/Ton | 0 | 0 | 0 | 0 | 0 | 0 | 0
CT Fac. Spec. - SO2 Rate Annual Non-Title IV v3.1, Unit 642 and retrofits | 276 | 7288 | Rate Constraint in lbs/MMBtu | FALSE | L | Annual | Seasons Included | Seasons | Winter, Spring, Summer, Fall | Winter, Spring, Summer, Fall | Winter, Spring, Summer, Fall | Winter, Spring, Summer, Fall | Winter, Spring, Summer, Fall | Winter, Spring, Summer, Fall | Winter, Spring, Summer, Fall
CT Fac. Spec. - SO2 Rate Annual Non-Title IV v3.1, Unit 642 and retrofits | 276 | 7288 | Rate Constraint in lbs/MMBtu | FALSE | L | Annual | Standard SO2 | lb/MMBtu | 0.55 | 0.55 | 0.55 | 0.55 | 0.55 | 0.55 | 0.55
CT Fac. Spec. - SO2 Rate Annual Non-Title IV v3.1, Unit 642 and retrofits | 276 | 7288 | Rate Constraint in lbs/MMBtu | FALSE | L | Annual | Emissions at Affected Plants SO2 | Thousand Tons | 0 | 0 | 0 | 0 | 0 | 0 | 0
CT Fac. Spec. - SO2 Rate Annual Non-Title IV v3.1, Unit 642 and retrofits | 276 | 7288 | Rate Constraint in lbs/MMBtu | FALSE | L | Annual | Allowances Purchased SO2 | Thousand Tons | 0 | 0 | 0 | 0 | 0 | 0 | 0
CT Fac. Spec. - SO2 Rate Annual Non-Title IV v3.1, Unit 642 and retrofits | 276 | 7288 | Rate Constraint in lbs/MMBtu | FALSE | L | Annual | Allowances Sold SO2 | Thousand Tons | 0 | 0 | 0 | 0 | 0 | 0 | 0
CT Fac. Spec. - SO2 Rate Annual Non-Title IV v3.1, Unit 642 and retrofits | 276 | 7288 | Rate Constraint in lbs/MMBtu | FALSE | L | Annual | Allowances Banked | Thousand Tons | 0 | 0 | 0 | 0 | 0 | 0 | 0
CT Fac. Spec. - SO2 Rate Annual Non-Title IV v3.1, Unit 642 and retrofits | 276 | 7288 | Rate Constraint in lbs/MMBtu | FALSE | L | Annual | Allowances Withdrawn (1:1) | Thousand Tons | 0 | 0 | 0 | 0 | 0 | 0 | 0
CT Fac. Spec. - SO2 Rate Annual Non-Title IV v3.1, Unit 642 and retrofits | 276 | 7288 | Rate Constraint in lbs/MMBtu | FALSE | L | Annual | Allowances Withdrawn (n:1) | Thousand Tons | 0 | 0 | 0 | 0 | 0 | 0 | 0
CT Fac. Spec. - SO2 Rate Annual Non-Title IV v3.1, Unit 642 and retrofits | 276 | 7288 | Rate Constraint in lbs/MMBtu | FALSE | L | Annual | Net Emissions Allowance Position | Thousand Tons | 0 | 0 | 0 | 0 | 0 | 0 | 0
CT Fac. Spec. - SO2 Rate Annual Non-Title IV v3.1, Unit 642 and retrofits | 276 | 7288 | Rate Constraint in lbs/MMBtu | FALSE | L | Annual | Fuel Consumed | TBtu | 0 | 0 | 0 | 0 | 0 | 0 | 0
CT Fac. Spec. - SO2 Rate Annual Non-Title IV v3.1, Unit 642 and retrofits | 276 | 7288 | Rate Constraint in lbs/MMBtu | FALSE | L | Annual | Rate | lb/MMBtu | 0 | 0 | 0 | 0 | 0 | 0 | 0
CT Fac. Spec. - SO2 Rate Annual Non-Title IV v3.1, Unit 642 and retrofits | 276 | 7288 | Rate Constraint in lbs/MMBtu | FALSE | L | Annual | Generation | TWh | 0 | 0 | 0 | 0 | 0 | 0 | 0
CT Fac. Spec. - SO2 Rate Annual Non-Title IV v3.1, Unit 642 and retrofits | 276 | 7288 | Rate Constraint in lbs/MMBtu | FALSE | L | Annual | Qualifying Generation | TWh | 0 | 0 | 0 | 0 | 0 | 0 | 0
CT Fac. Spec. - SO2 Rate Annual Non-Title IV v3.1, Unit 642 and retrofits | 276 | 7288 | Rate Constraint in lbs/MMBtu | FALSE | L | Annual | Rate | lb/MWh | 0 | 0 | 0 | 0 | 0 | 0 | 0
CT Fac. Spec. - SO2 Rate Annual Non-Title IV v3.1, Unit 642 and retrofits | 276 | 7288 | Rate Constraint in lbs/MMBtu | FALSE | L | Annual | Constraint Shadow Price | US2022$/Ton | 0 | 0 | 0 | 0 | 0 | 0 | 0
CT Fac. Spec. - SO2 Rate Annual Non-Title IV v3.1, Unit 643 and retrofits | 277 | 7288 | Rate Constraint in lbs/MMBtu | FALSE | L | Annual | Seasons Included | Seasons | Winter, Spring, Summer, Fall | Winter, Spring, Summer, Fall | Winter, Spring, Summer, Fall | Winter, Spring, Summer, Fall | Winter, Spring, Summer, Fall | Winter, Spring, Summer, Fall | Winter, Spring, Summer, Fall
CT Fac. Spec. - SO2 Rate Annual Non-Title IV v3.1, Unit 643 and retrofits | 277 | 7288 | Rate Constraint in lbs/MMBtu | FALSE | L | Annual | Standard SO2 | lb/MMBtu | 0.55 | 0.55 | 0.55 | 0.55 | 0.55 | 0.55 | 0.55
CT Fac. Spec. - SO2 Rate Annual Non-Title IV v3.1, Unit 643 and retrofits | 277 | 7288 | Rate Constraint in lbs/MMBtu | FALSE | L | Annual | Emissions at Affected Plants SO2 | Thousand Tons | 0 | 0 | 0 | 0 | 0 | 0 | 0
CT Fac. Spec. - SO2 Rate Annual Non-Title IV v3.1, Unit 643 and retrofits | 277 | 7288 | Rate Constraint in lbs/MMBtu | FALSE | L | Annual | Allowances Purchased SO2 | Thousand Tons | 0 | 0 | 0 | 0 | 0 | 0 | 0
CT Fac. Spec. - SO2 Rate Annual Non-Title IV v3.1, Unit 643 and retrofits | 277 | 7288 | Rate Constraint in lbs/MMBtu | FALSE | L | Annual | Allowances Sold SO2 | Thousand Tons | 0 | 0 | 0 | 0 | 0 | 0 | 0
CT Fac. Spec. - SO2 Rate Annual Non-Title IV v3.1, Unit 643 and retrofits | 277 | 7288 | Rate Constraint in lbs/MMBtu | FALSE | L | Annual | Allowances Banked | Thousand Tons | 0 | 0 | 0 | 0 | 0 | 0 | 0
CT Fac. Spec. - SO2 Rate Annual Non-Title IV v3.1, Unit 643 and retrofits | 277 | 7288 | Rate Constraint in lbs/MMBtu | FALSE | L | Annual | Allowances Withdrawn (1:1) | Thousand Tons | 0 | 0 | 0 | 0 | 0 | 0 | 0
CT Fac. Spec. - SO2 Rate Annual Non-Title IV v3.1, Unit 643 and retrofits | 277 | 7288 | Rate Constraint in lbs/MMBtu | FALSE | L | Annual | Allowances Withdrawn (n:1) | Thousand Tons | 0 | 0 | 0 | 0 | 0 | 0 | 0
CT Fac. Spec. - SO2 Rate Annual Non-Title IV v3.1, Unit 643 and retrofits | 277 | 7288 | Rate Constraint in lbs/MMBtu | FALSE | L | Annual | Net Emissions Allowance Position | Thousand Tons | 0 | 0 | 0 | 0 | 0 | 0 | 0
CT Fac. Spec. - SO2 Rate Annual Non-Title IV v3.1, Unit 643 and retrofits | 277 | 7288 | Rate Constraint in lbs/MMBtu | FALSE | L | Annual | Fuel Consumed | TBtu | 0 | 0 | 0 | 0 | 0 | 0 | 0
CT Fac. Spec. - SO2 Rate Annual Non-Title IV v3.1, Unit 643 and retrofits | 277 | 7288 | Rate Constraint in lbs/MMBtu | FALSE | L | Annual | Rate | lb/MMBtu | 0 | 0 | 0 | 0 | 0 | 0 | 0
CT Fac. Spec. - SO2 Rate Annual Non-Title IV v3.1, Unit 643 and retrofits | 277 | 7288 | Rate Constraint in lbs/MMBtu | FALSE | L | Annual | Generation | TWh | 0 | 0 | 0 | 0 | 0 | 0 | 0
CT Fac. Spec. - SO2 Rate Annual Non-Title IV v3.1, Unit 643 and retrofits | 277 | 7288 | Rate Constraint in lbs/MMBtu | FALSE | L | Annual | Qualifying Generation | TWh | 0 | 0 | 0 | 0 | 0 | 0 | 0
CT Fac. Spec. - SO2 Rate Annual Non-Title IV v3.1, Unit 643 and retrofits | 277 | 7288 | Rate Constraint in lbs/MMBtu | FALSE | L | Annual | Rate | lb/MWh | 0 | 0 | 0 | 0 | 0 | 0 | 0
CT Fac. Spec. - SO2 Rate Annual Non-Title IV v3.1, Unit 643 and retrofits | 277 | 7288 | Rate Constraint in lbs/MMBtu | FALSE | L | Annual | Constraint Shadow Price | US2022$/Ton | 0 | 0 | 0 | 0 | 0 | 0 | 0
CT Fac. Spec. - SO2 Rate Annual Non-Title IV v3.1, Unit 644 and retrofits | 278 | 7288 | Rate Constraint in lbs/MMBtu | FALSE | L | Annual | Seasons Included | Seasons | Winter, Spring, Summer, Fall | Winter, Spring, Summer, Fall | Winter, Spring, Summer, Fall | Winter, Spring, Summer, Fall | Winter, Spring, Summer, Fall | Winter, Spring, Summer, Fall | Winter, Spring, Summer, Fall
CT Fac. Spec. - SO2 Rate Annual Non-Title IV v3.1, Unit 644 and retrofits | 278 | 7288 | Rate Constraint in lbs/MMBtu | FALSE | L | Annual | Standard SO2 | lb/MMBtu | 0.55 | 0.55 | 0.55 | 0.55 | 0.55 | 0.55 | 0.55
CT Fac. Spec. - SO2 Rate Annual Non-Title IV v3.1, Unit 644 and retrofits | 278 | 7288 | Rate Constraint in lbs/MMBtu | FALSE | L | Annual | Emissions at Affected Plants SO2 | Thousand Tons | 0 | 0 | 0 | 0 | 0 | 0 | 0
CT Fac. Spec. - SO2 Rate Annual Non-Title IV v3.1, Unit 644 and retrofits | 278 | 7288 | Rate Constraint in lbs/MMBtu | FALSE | L | Annual | Allowances Purchased SO2 | Thousand Tons | 0 | 0 | 0 | 0 | 0 | 0 | 0
CT Fac. Spec. - SO2 Rate Annual Non-Title IV v3.1, Unit 644 and retrofits | 278 | 7288 | Rate Constraint in lbs/MMBtu | FALSE | L | Annual | Allowances Sold SO2 | Thousand Tons | 0 | 0 | 0 | 0 | 0 | 0 | 0
CT Fac. Spec. - SO2 Rate Annual Non-Title IV v3.1, Unit 644 and retrofits | 278 | 7288 | Rate Constraint in lbs/MMBtu | FALSE | L | Annual | Allowances Banked | Thousand Tons | 0 | 0 | 0 | 0 | 0 | 0 | 0
CT Fac. Spec. - SO2 Rate Annual Non-Title IV v3.1, Unit 644 and retrofits | 278 | 7288 | Rate Constraint in lbs/MMBtu | FALSE | L | Annual | Allowances Withdrawn (1:1) | Thousand Tons | 0 | 0 | 0 | 0 | 0 | 0 | 0
CT Fac. Spec. - SO2 Rate Annual Non-Title IV v3.1, Unit 644 and retrofits | 278 | 7288 | Rate Constraint in lbs/MMBtu | FALSE | L | Annual | Allowances Withdrawn (n:1) | Thousand Tons | 0 | 0 | 0 | 0 | 0 | 0 | 0
CT Fac. Spec. - SO2 Rate Annual Non-Title IV v3.1, Unit 644 and retrofits | 278 | 7288 | Rate Constraint in lbs/MMBtu | FALSE | L | Annual | Net Emissions Allowance Position | Thousand Tons | 0 | 0 | 0 | 0 | 0 | 0 | 0
CT Fac. Spec. - SO2 Rate Annual Non-Title IV v3.1, Unit 644 and retrofits | 278 | 7288 | Rate Constraint in lbs/MMBtu | FALSE | L | Annual | Fuel Consumed | TBtu | 0 | 0 | 0 | 0 | 0 | 0 | 0
CT Fac. Spec. - SO2 Rate Annual Non-Title IV v3.1, Unit 644 and retrofits | 278 | 7288 | Rate Constraint in lbs/MMBtu | FALSE | L | Annual | Rate | lb/MMBtu | 0 | 0 | 0 | 0 | 0 | 0 | 0
CT Fac. Spec. - SO2 Rate Annual Non-Title IV v3.1, Unit 644 and retrofits | 278 | 7288 | Rate Constraint in lbs/MMBtu | FALSE | L | Annual | Generation | TWh | 0 | 0 | 0 | 0 | 0 | 0 | 0
CT Fac. Spec. - SO2 Rate Annual Non-Title IV v3.1, Unit 644 and retrofits | 278 | 7288 | Rate Constraint in lbs/MMBtu | FALSE | L | Annual | Qualifying Generation | TWh | 0 | 0 | 0 | 0 | 0 | 0 | 0
CT Fac. Spec. - SO2 Rate Annual Non-Title IV v3.1, Unit 644 and retrofits | 278 | 7288 | Rate Constraint in lbs/MMBtu | FALSE | L | Annual | Rate | lb/MWh | 0 | 0 | 0 | 0 | 0 | 0 | 0
CT Fac. Spec. - SO2 Rate Annual Non-Title IV v3.1, Unit 644 and retrofits | 278 | 7288 | Rate Constraint in lbs/MMBtu | FALSE | L | Annual | Constraint Shadow Price | US2022$/Ton | 0 | 0 | 0 | 0 | 0 | 0 | 0
CT Fac. Spec. - SO2 Rate Annual Non-Title IV v3.1, Unit 645 and retrofits | 279 | 7288 | Rate Constraint in lbs/MMBtu | FALSE | L | Annual | Seasons Included | Seasons | Winter, Spring, Summer, Fall | Winter, Spring, Summer, Fall | Winter, Spring, Summer, Fall | Winter, Spring, Summer, Fall | Winter, Spring, Summer, Fall | Winter, Spring, Summer, Fall | Winter, Spring, Summer, Fall
CT Fac. Spec. - SO2 Rate Annual Non-Title IV v3.1, Unit 645 and retrofits | 279 | 7288 | Rate Constraint in lbs/MMBtu | FALSE | L | Annual | Standard SO2 | lb/MMBtu | 0.55 | 0.55 | 0.55 | 0.55 | 0.55 | 0.55 | 0.55
CT Fac. Spec. - SO2 Rate Annual Non-Title IV v3.1, Unit 645 and retrofits | 279 | 7288 | Rate Constraint in lbs/MMBtu | FALSE | L | Annual | Emissions at Affected Plants SO2 | Thousand Tons | 0 | 0 | 0 | 0 | 0 | 0 | 0
CT Fac. Spec. - SO2 Rate Annual Non-Title IV v3.1, Unit 645 and retrofits | 279 | 7288 | Rate Constraint in lbs/MMBtu | FALSE | L | Annual | Allowances Purchased SO2 | Thousand Tons | 0 | 0 | 0 | 0 | 0 | 0 | 0
CT Fac. Spec. - SO2 Rate Annual Non-Title IV v3.1, Unit 645 and retrofits | 279 | 7288 | Rate Constraint in lbs/MMBtu | FALSE | L | Annual | Allowances Sold SO2 | Thousand Tons | 0 | 0 | 0 | 0 | 0 | 0 | 0
CT Fac. Spec. - SO2 Rate Annual Non-Title IV v3.1, Unit 645 and retrofits | 279 | 7288 | Rate Constraint in lbs/MMBtu | FALSE | L | Annual | Allowances Banked | Thousand Tons | 0 | 0 | 0 | 0 | 0 | 0 | 0
CT Fac. Spec. - SO2 Rate Annual Non-Title IV v3.1, Unit 645 and retrofits | 279 | 7288 | Rate Constraint in lbs/MMBtu | FALSE | L | Annual | Allowances Withdrawn (1:1) | Thousand Tons | 0 | 0 | 0 | 0 | 0 | 0 | 0
CT Fac. Spec. - SO2 Rate Annual Non-Title IV v3.1, Unit 645 and retrofits | 279 | 7288 | Rate Constraint in lbs/MMBtu | FALSE | L | Annual | Allowances Withdrawn (n:1) | Thousand Tons | 0 | 0 | 0 | 0 | 0 | 0 | 0
CT Fac. Spec. - SO2 Rate Annual Non-Title IV v3.1, Unit 645 and retrofits | 279 | 7288 | Rate Constraint in lbs/MMBtu | FALSE | L | Annual | Net Emissions Allowance Position | Thousand Tons | 0 | 0 | 0 | 0 | 0 | 0 | 0
CT Fac. Spec. - SO2 Rate Annual Non-Title IV v3.1, Unit 645 and retrofits | 279 | 7288 | Rate Constraint in lbs/MMBtu | FALSE | L | Annual | Fuel Consumed | TBtu | 0 | 0 | 0 | 0 | 0 | 0 | 0
CT Fac. Spec. - SO2 Rate Annual Non-Title IV v3.1, Unit 645 and retrofits | 279 | 7288 | Rate Constraint in lbs/MMBtu | FALSE | L | Annual | Rate | lb/MMBtu | 0 | 0 | 0 | 0 | 0 | 0 | 0
CT Fac. Spec. - SO2 Rate Annual Non-Title IV v3.1, Unit 645 and retrofits | 279 | 7288 | Rate Constraint in lbs/MMBtu | FALSE | L | Annual | Generation | TWh | 0 | 0 | 0 | 0 | 0 | 0 | 0
CT Fac. Spec. - SO2 Rate Annual Non-Title IV v3.1, Unit 645 and retrofits | 279 | 7288 | Rate Constraint in lbs/MMBtu | FALSE | L | Annual | Qualifying Generation | TWh | 0 | 0 | 0 | 0 | 0 | 0 | 0
CT Fac. Spec. - SO2 Rate Annual Non-Title IV v3.1, Unit 645 and retrofits | 279 | 7288 | Rate Constraint in lbs/MMBtu | FALSE | L | Annual | Rate | lb/MWh | 0 | 0 | 0 | 0 | 0 | 0 | 0
CT Fac. Spec. - SO2 Rate Annual Non-Title IV v3.1, Unit 645 and retrofits | 279 | 7288 | Rate Constraint in lbs/MMBtu | FALSE | L | Annual | Constraint Shadow Price | US2022$/Ton | 0 | 0 | 0 | 0 | 0 | 0 | 0
CT Fac. Spec. - SO2 Rate Annual Non-Title IV v3.1, Unit 646 and retrofits | 280 | 7288 | Rate Constraint in lbs/MMBtu | FALSE | L | Annual | Seasons Included | Seasons | Winter, Spring, Summer, Fall | Winter, Spring, Summer, Fall | Winter, Spring, Summer, Fall | Winter, Spring, Summer, Fall | Winter, Spring, Summer, Fall | Winter, Spring, Summer, Fall | Winter, Spring, Summer, Fall
CT Fac. Spec. - SO2 Rate Annual Non-Title IV v3.1, Unit 646 and retrofits | 280 | 7288 | Rate Constraint in lbs/MMBtu | FALSE | L | Annual | Standard SO2 | lb/MMBtu | 0.55 | 0.55 | 0.55 | 0.55 | 0.55 | 0.55 | 0.55
CT Fac. Spec. - SO2 Rate Annual Non-Title IV v3.1, Unit 646 and retrofits | 280 | 7288 | Rate Constraint in lbs/MMBtu | FALSE | L | Annual | Emissions at Affected Plants SO2 | Thousand Tons | 0 | 0 | 0 | 0 | 0 | 0 | 0
CT Fac. Spec. - SO2 Rate Annual Non-Title IV v3.1, Unit 646 and retrofits | 280 | 7288 | Rate Constraint in lbs/MMBtu | FALSE | L | Annual | Allowances Purchased SO2 | Thousand Tons | 0 | 0 | 0 | 0 | 0 | 0 | 0
CT Fac. Spec. - SO2 Rate Annual Non-Title IV v3.1, Unit 646 and retrofits | 280 | 7288 | Rate Constraint in lbs/MMBtu | FALSE | L | Annual | Allowances Sold SO2 | Thousand Tons | 0 | 0 | 0 | 0 | 0 | 0 | 0
CT Fac. Spec. - SO2 Rate Annual Non-Title IV v3.1, Unit 646 and retrofits | 280 | 7288 | Rate Constraint in lbs/MMBtu | FALSE | L | Annual | Allowances Banked | Thousand Tons | 0 | 0 | 0 | 0 | 0 | 0 | 0
CT Fac. Spec. - SO2 Rate Annual Non-Title IV v3.1, Unit 646 and retrofits | 280 | 7288 | Rate Constraint in lbs/MMBtu | FALSE | L | Annual | Allowances Withdrawn (1:1) | Thousand Tons | 0 | 0 | 0 | 0 | 0 | 0 | 0
CT Fac. Spec. - SO2 Rate Annual Non-Title IV v3.1, Unit 646 and retrofits | 280 | 7288 | Rate Constraint in lbs/MMBtu | FALSE | L | Annual | Allowances Withdrawn (n:1) | Thousand Tons | 0 | 0 | 0 | 0 | 0 | 0 | 0
CT Fac. Spec. - SO2 Rate Annual Non-Title IV v3.1, Unit 646 and retrofits | 280 | 7288 | Rate Constraint in lbs/MMBtu | FALSE | L | Annual | Net Emissions Allowance Position | Thousand Tons | 0 | 0 | 0 | 0 | 0 | 0 | 0
CT Fac. Spec. - SO2 Rate Annual Non-Title IV v3.1, Unit 646 and retrofits | 280 | 7288 | Rate Constraint in lbs/MMBtu | FALSE | L | Annual | Fuel Consumed | TBtu | 0 | 0 | 0 | 0 | 0 | 0 | 0
CT Fac. Spec. - SO2 Rate Annual Non-Title IV v3.1, Unit 646 and retrofits | 280 | 7288 | Rate Constraint in lbs/MMBtu | FALSE | L | Annual | Rate | lb/MMBtu | 0 | 0 | 0 | 0 | 0 | 0 | 0
CT Fac. Spec. - SO2 Rate Annual Non-Title IV v3.1, Unit 646 and retrofits | 280 | 7288 | Rate Constraint in lbs/MMBtu | FALSE | L | Annual | Generation | TWh | 0 | 0 | 0 | 0 | 0 | 0 | 0
CT Fac. Spec. - SO2 Rate Annual Non-Title IV v3.1, Unit 646 and retrofits | 280 | 7288 | Rate Constraint in lbs/MMBtu | FALSE | L | Annual | Qualifying Generation | TWh | 0 | 0 | 0 | 0 | 0 | 0 | 0
CT Fac. Spec. - SO2 Rate Annual Non-Title IV v3.1, Unit 646 and retrofits | 280 | 7288 | Rate Constraint in lbs/MMBtu | FALSE | L | Annual | Rate | lb/MWh | 0 | 0 | 0 | 0 | 0 | 0 | 0
CT Fac. Spec. - SO2 Rate Annual Non-Title IV v3.1, Unit 646 and retrofits | 280 | 7288 | Rate Constraint in lbs/MMBtu | FALSE | L | Annual | Constraint Shadow Price | US2022$/Ton | 0 | 0 | 0 | 0 | 0 | 0 | 0
CT Fac. Spec. - SO2 Rate Annual Non-Title IV v3.1, Unit 647 and retrofits | 281 | 7288 | Rate Constraint in lbs/MMBtu | FALSE | L | Annual | Seasons Included | Seasons | Winter, Spring, Summer, Fall | Winter, Spring, Summer, Fall | Winter, Spring, Summer, Fall | Winter, Spring, Summer, Fall | Winter, Spring, Summer, Fall | Winter, Spring, Summer, Fall | Winter, Spring, Summer, Fall
CT Fac. Spec. - SO2 Rate Annual Non-Title IV v3.1, Unit 647 and retrofits | 281 | 7288 | Rate Constraint in lbs/MMBtu | FALSE | L | Annual | Standard SO2 | lb/MMBtu | 0.55 | 0.55 | 0.55 | 0.55 | 0.55 | 0.55 | 0.55
CT Fac. Spec. - SO2 Rate Annual Non-Title IV v3.1, Unit 647 and retrofits | 281 | 7288 | Rate Constraint in lbs/MMBtu | FALSE | L | Annual | Emissions at Affected Plants SO2 | Thousand Tons | 0 | 0 | 0 | 0 | 0 | 0 | 0
CT Fac. Spec. - SO2 Rate Annual Non-Title IV v3.1, Unit 647 and retrofits | 281 | 7288 | Rate Constraint in lbs/MMBtu | FALSE | L | Annual | Allowances Purchased SO2 | Thousand Tons | 0 | 0 | 0 | 0 | 0 | 0 | 0
CT Fac. Spec. - SO2 Rate Annual Non-Title IV v3.1, Unit 647 and retrofits | 281 | 7288 | Rate Constraint in lbs/MMBtu | FALSE | L | Annual | Allowances Sold SO2 | Thousand Tons | 0 | 0 | 0 | 0 | 0 | 0 | 0
CT Fac. Spec. - SO2 Rate Annual Non-Title IV v3.1, Unit 647 and retrofits | 281 | 7288 | Rate Constraint in lbs/MMBtu | FALSE | L | Annual | Allowances Banked | Thousand Tons | 0 | 0 | 0 | 0 | 0 | 0 | 0
CT Fac. Spec. - SO2 Rate Annual Non-Title IV v3.1, Unit 647 and retrofits | 281 | 7288 | Rate Constraint in lbs/MMBtu | FALSE | L | Annual | Allowances Withdrawn (1:1) | Thousand Tons | 0 | 0 | 0 | 0 | 0 | 0 | 0
CT Fac. Spec. - SO2 Rate Annual Non-Title IV v3.1, Unit 647 and retrofits | 281 | 7288 | Rate Constraint in lbs/MMBtu | FALSE | L | Annual | Allowances Withdrawn (n:1) | Thousand Tons | 0 | 0 | 0 | 0 | 0 | 0 | 0
CT Fac. Spec. - SO2 Rate Annual Non-Title IV v3.1, Unit 647 and retrofits | 281 | 7288 | Rate Constraint in lbs/MMBtu | FALSE | L | Annual | Net Emissions Allowance Position | Thousand Tons | 0 | 0 | 0 | 0 | 0 | 0 | 0
CT Fac. Spec. - SO2 Rate Annual Non-Title IV v3.1, Unit 647 and retrofits | 281 | 7288 | Rate Constraint in lbs/MMBtu | FALSE | L | Annual | Fuel Consumed | TBtu | 0 | 0 | 0 | 0 | 0 | 0 | 0
CT Fac. Spec. - SO2 Rate Annual Non-Title IV v3.1, Unit 647 and retrofits | 281 | 7288 | Rate Constraint in lbs/MMBtu | FALSE | L | Annual | Rate | lb/MMBtu | 0 | 0 | 0 | 0 | 0 | 0 | 0
CT Fac. Spec. - SO2 Rate Annual Non-Title IV v3.1, Unit 647 and retrofits | 281 | 7288 | Rate Constraint in lbs/MMBtu | FALSE | L | Annual | Generation | TWh | 0 | 0 | 0 | 0 | 0 | 0 | 0
CT Fac. Spec. - SO2 Rate Annual Non-Title IV v3.1, Unit 647 and retrofits | 281 | 7288 | Rate Constraint in lbs/MMBtu | FALSE | L | Annual | Qualifying Generation | TWh | 0 | 0 | 0 | 0 | 0 | 0 | 0
CT Fac. Spec. - SO2 Rate Annual Non-Title IV v3.1, Unit 647 and retrofits | 281 | 7288 | Rate Constraint in lbs/MMBtu | FALSE | L | Annual | Rate | lb/MWh | 0 | 0 | 0 | 0 | 0 | 0 | 0
CT Fac. Spec. - SO2 Rate Annual Non-Title IV v3.1, Unit 647 and retrofits | 281 | 7288 | Rate Constraint in lbs/MMBtu | FALSE | L | Annual | Constraint Shadow Price | US2022$/Ton | 0 | 0 | 0 | 0 | 0 | 0 | 0
CT Fac. Spec. - SO2 Rate Annual Non-Title IV v3.1, Unit 648 and retrofits | 282 | 7288 | Rate Constraint in lbs/MMBtu | FALSE | L | Annual | Seasons Included | Seasons | Winter, Spring, Summer, Fall | Winter, Spring, Summer, Fall | Winter, Spring, Summer, Fall | Winter, Spring, Summer, Fall | Winter, Spring, Summer, Fall | Winter, Spring, Summer, Fall | Winter, Spring, Summer, Fall
CT Fac. Spec. - SO2 Rate Annual Non-Title IV v3.1, Unit 648 and retrofits | 282 | 7288 | Rate Constraint in lbs/MMBtu | FALSE | L | Annual | Standard SO2 | lb/MMBtu | 0.55 | 0.55 | 0.55 | 0.55 | 0.55 | 0.55 | 0.55
CT Fac. Spec. - SO2 Rate Annual Non-Title IV v3.1, Unit 648 and retrofits | 282 | 7288 | Rate Constraint in lbs/MMBtu | FALSE | L | Annual | Emissions at Affected Plants SO2 | Thousand Tons | 0 | 0 | 0 | 0 | 0 | 0 | 0
CT Fac. Spec. - SO2 Rate Annual Non-Title IV v3.1, Unit 648 and retrofits | 282 | 7288 | Rate Constraint in lbs/MMBtu | FALSE | L | Annual | Allowances Purchased SO2 | Thousand Tons | 0 | 0 | 0 | 0 | 0 | 0 | 0
CT Fac. Spec. - SO2 Rate Annual Non-Title IV v3.1, Unit 648 and retrofits | 282 | 7288 | Rate Constraint in lbs/MMBtu | FALSE | L | Annual | Allowances Sold SO2 | Thousand Tons | 0 | 0 | 0 | 0 | 0 | 0 | 0
CT Fac. Spec. - SO2 Rate Annual Non-Title IV v3.1, Unit 648 and retrofits | 282 | 7288 | Rate Constraint in lbs/MMBtu | FALSE | L | Annual | Allowances Banked | Thousand Tons | 0 | 0 | 0 | 0 | 0 | 0 | 0
CT Fac. Spec. - SO2 Rate Annual Non-Title IV v3.1, Unit 648 and retrofits | 282 | 7288 | Rate Constraint in lbs/MMBtu | FALSE | L | Annual | Allowances Withdrawn (1:1) | Thousand Tons | 0 | 0 | 0 | 0 | 0 | 0 | 0
CT Fac. Spec. - SO2 Rate Annual Non-Title IV v3.1, Unit 648 and retrofits | 282 | 7288 | Rate Constraint in lbs/MMBtu | FALSE | L | Annual | Allowances Withdrawn (n:1) | Thousand Tons | 0 | 0 | 0 | 0 | 0 | 0 | 0
CT Fac. Spec. - SO2 Rate Annual Non-Title IV v3.1, Unit 648 and retrofits | 282 | 7288 | Rate Constraint in lbs/MMBtu | FALSE | L | Annual | Net Emissions Allowance Position | Thousand Tons | 0 | 0 | 0 | 0 | 0 | 0 | 0
CT Fac. Spec. - SO2 Rate Annual Non-Title IV v3.1, Unit 648 and retrofits | 282 | 7288 | Rate Constraint in lbs/MMBtu | FALSE | L | Annual | Fuel Consumed | TBtu | 0 | 0 | 0 | 0 | 0 | 0 | 0
CT Fac. Spec. - SO2 Rate Annual Non-Title IV v3.1, Unit 648 and retrofits | 282 | 7288 | Rate Constraint in lbs/MMBtu | FALSE | L | Annual | Rate | lb/MMBtu | 0 | 0 | 0 | 0 | 0 | 0 | 0
CT Fac. Spec. - SO2 Rate Annual Non-Title IV v3.1, Unit 648 and retrofits | 282 | 7288 | Rate Constraint in lbs/MMBtu | FALSE | L | Annual | Generation | TWh | 0 | 0 | 0 | 0 | 0 | 0 | 0
CT Fac. Spec. - SO2 Rate Annual Non-Title IV v3.1, Unit 648 and retrofits | 282 | 7288 | Rate Constraint in lbs/MMBtu | FALSE | L | Annual | Qualifying Generation | TWh | 0 | 0 | 0 | 0 | 0 | 0 | 0
CT Fac. Spec. - SO2 Rate Annual Non-Title IV v3.1, Unit 648 and retrofits | 282 | 7288 | Rate Constraint in lbs/MMBtu | FALSE | L | Annual | Rate | lb/MWh | 0 | 0 | 0 | 0 | 0 | 0 | 0
CT Fac. Spec. - SO2 Rate Annual Non-Title IV v3.1, Unit 648 and retrofits | 282 | 7288 | Rate Constraint in lbs/MMBtu | FALSE | L | Annual | Constraint Shadow Price | US2022$/Ton | 0 | 0 | 0 | 0 | 0 | 0 | 0
CT Fac. Spec. - SO2 Rate Annual Non-Title IV v3.1, Unit 649 and retrofits | 283 | 7288 | Rate Constraint in lbs/MMBtu | FALSE | L | Annual | Seasons Included | Seasons | Winter, Spring, Summer, Fall | Winter, Spring, Summer, Fall | Winter, Spring, Summer, Fall | Winter, Spring, Summer, Fall | Winter, Spring, Summer, Fall | Winter, Spring, Summer, Fall | Winter, Spring, Summer, Fall
CT Fac. Spec. - SO2 Rate Annual Non-Title IV v3.1, Unit 649 and retrofits | 283 | 7288 | Rate Constraint in lbs/MMBtu | FALSE | L | Annual | Standard SO2 | lb/MMBtu | 0.55 | 0.55 | 0.55 | 0.55 | 0.55 | 0.55 | 0.55
CT Fac. Spec. - SO2 Rate Annual Non-Title IV v3.1, Unit 649 and retrofits | 283 | 7288 | Rate Constraint in lbs/MMBtu | FALSE | L | Annual | Emissions at Affected Plants SO2 | Thousand Tons | 0 | 0 | 0 | 0 | 0 | 0 | 0
CT Fac. Spec. - SO2 Rate Annual Non-Title IV v3.1, Unit 649 and retrofits | 283 | 7288 | Rate Constraint in lbs/MMBtu | FALSE | L | Annual | Allowances Purchased SO2 | Thousand Tons | 0 | 0 | 0 | 0 | 0 | 0 | 0
CT Fac. Spec. - SO2 Rate Annual Non-Title IV v3.1, Unit 649 and retrofits | 283 | 7288 | Rate Constraint in lbs/MMBtu | FALSE | L | Annual | Allowances Sold SO2 | Thousand Tons | 0 | 0 | 0 | 0 | 0 | 0 | 0
CT Fac. Spec. - SO2 Rate Annual Non-Title IV v3.1, Unit 649 and retrofits | 283 | 7288 | Rate Constraint in lbs/MMBtu | FALSE | L | Annual | Allowances Banked | Thousand Tons | 0 | 0 | 0 | 0 | 0 | 0 | 0
CT Fac. Spec. - SO2 Rate Annual Non-Title IV v3.1, Unit 649 and retrofits | 283 | 7288 | Rate Constraint in lbs/MMBtu | FALSE | L | Annual | Allowances Withdrawn (1:1) | Thousand Tons | 0 | 0 | 0 | 0 | 0 | 0 | 0
CT Fac. Spec. - SO2 Rate Annual Non-Title IV v3.1, Unit 649 and retrofits | 283 | 7288 | Rate Constraint in lbs/MMBtu | FALSE | L | Annual | Allowances Withdrawn (n:1) | Thousand Tons | 0 | 0 | 0 | 0 | 0 | 0 | 0
CT Fac. Spec. - SO2 Rate Annual Non-Title IV v3.1, Unit 649 and retrofits | 283 | 7288 | Rate Constraint in lbs/MMBtu | FALSE | L | Annual | Net Emissions Allowance Position | Thousand Tons | 0 | 0 | 0 | 0 | 0 | 0 | 0
CT Fac. Spec. - SO2 Rate Annual Non-Title IV v3.1, Unit 649 and retrofits | 283 | 7288 | Rate Constraint in lbs/MMBtu | FALSE | L | Annual | Fuel Consumed | TBtu | 0 | 0 | 0 | 0 | 0 | 0 | 0
CT Fac. Spec. - SO2 Rate Annual Non-Title IV v3.1, Unit 649 and retrofits | 283 | 7288 | Rate Constraint in lbs/MMBtu | FALSE | L | Annual | Rate | lb/MMBtu | 0 | 0 | 0 | 0 | 0 | 0 | 0
CT Fac. Spec. - SO2 Rate Annual Non-Title IV v3.1, Unit 649 and retrofits | 283 | 7288 | Rate Constraint in lbs/MMBtu | FALSE | L | Annual | Generation | TWh | 0 | 0 | 0 | 0 | 0 | 0 | 0
CT Fac. Spec. - SO2 Rate Annual Non-Title IV v3.1, Unit 649 and retrofits | 283 | 7288 | Rate Constraint in lbs/MMBtu | FALSE | L | Annual | Qualifying Generation | TWh | 0 | 0 | 0 | 0 | 0 | 0 | 0
CT Fac. Spec. - SO2 Rate Annual Non-Title IV v3.1, Unit 649 and retrofits | 283 | 7288 | Rate Constraint in lbs/MMBtu | FALSE | L | Annual | Rate | lb/MWh | 0 | 0 | 0 | 0 | 0 | 0 | 0
CT Fac. Spec. - SO2 Rate Annual Non-Title IV v3.1, Unit 649 and retrofits | 283 | 7288 | Rate Constraint in lbs/MMBtu | FALSE | L | Annual | Constraint Shadow Price | US2022$/Ton | 0 | 0 | 0 | 0 | 0 | 0 | 0
CT Fac. Spec. - SO2 Rate Annual Non-Title IV v3.1, Unit 1736 and retrofits | 284 | 7288 | Rate Constraint in lbs/MMBtu | FALSE | L | Annual | Seasons Included | Seasons | Winter, Spring, Summer, Fall | Winter, Spring, Summer, Fall | Winter, Spring, Summer, Fall | Winter, Spring, Summer, Fall | Winter, Spring, Summer, Fall | Winter, Spring, Summer, Fall | Winter, Spring, Summer, Fall
CT Fac. Spec. - SO2 Rate Annual Non-Title IV v3.1, Unit 1736 and retrofits | 284 | 7288 | Rate Constraint in lbs/MMBtu | FALSE | L | Annual | Standard SO2 | lb/MMBtu | 0.55 | 0.55 | 0.55 | 0.55 | 0.55 | 0.55 | 0.55
CT Fac. Spec. - SO2 Rate Annual Non-Title IV v3.1, Unit 1736 and retrofits | 284 | 7288 | Rate Constraint in lbs/MMBtu | FALSE | L | Annual | Emissions at Affected Plants SO2 | Thousand Tons | 0 | 0 | 0 | 0 | 0 | 0 | 0
CT Fac. Spec. - SO2 Rate Annual Non-Title IV v3.1, Unit 1736 and retrofits | 284 | 7288 | Rate Constraint in lbs/MMBtu | FALSE | L | Annual | Allowances Purchased SO2 | Thousand Tons | 0 | 0 | 0 | 0 | 0 | 0 | 0
CT Fac. Spec. - SO2 Rate Annual Non-Title IV v3.1, Unit 1736 and retrofits | 284 | 7288 | Rate Constraint in lbs/MMBtu | FALSE | L | Annual | Allowances Sold SO2 | Thousand Tons | 0 | 0 | 0 | 0 | 0 | 0 | 0
CT Fac. Spec. - SO2 Rate Annual Non-Title IV v3.1, Unit 1736 and retrofits | 284 | 7288 | Rate Constraint in lbs/MMBtu | FALSE | L | Annual | Allowances Banked | Thousand Tons | 0 | 0 | 0 | 0 | 0 | 0 | 0
CT Fac. Spec. - SO2 Rate Annual Non-Title IV v3.1, Unit 1736 and retrofits | 284 | 7288 | Rate Constraint in lbs/MMBtu | FALSE | L | Annual | Allowances Withdrawn (1:1) | Thousand Tons | 0 | 0 | 0 | 0 | 0 | 0 | 0
CT Fac. Spec. - SO2 Rate Annual Non-Title IV v3.1, Unit 1736 and retrofits | 284 | 7288 | Rate Constraint in lbs/MMBtu | FALSE | L | Annual | Allowances Withdrawn (n:1) | Thousand Tons | 0 | 0 | 0 | 0 | 0 | 0 | 0
CT Fac. Spec. - SO2 Rate Annual Non-Title IV v3.1, Unit 1736 and retrofits | 284 | 7288 | Rate Constraint in lbs/MMBtu | FALSE | L | Annual | Net Emissions Allowance Position | Thousand Tons | 0 | 0 | 0 | 0 | 0 | 0 | 0
CT Fac. Spec. - SO2 Rate Annual Non-Title IV v3.1, Unit 1736 and retrofits | 284 | 7288 | Rate Constraint in lbs/MMBtu | FALSE | L | Annual | Fuel Consumed | TBtu | 0.29756 | 0.29756 | 0.29756 | 0 | 0 | 0 | 0
CT Fac. Spec. - SO2 Rate Annual Non-Title IV v3.1, Unit 1736 and retrofits | 284 | 7288 | Rate Constraint in lbs/MMBtu | FALSE | L | Annual | Rate | lb/MMBtu | 0 | 0 | 0 | 0 | 0 | 0 | 0
CT Fac. Spec. - SO2 Rate Annual Non-Title IV v3.1, Unit 1736 and retrofits | 284 | 7288 | Rate Constraint in lbs/MMBtu | FALSE | L | Annual | Generation | TWh | 0.052451 | 0.052451 | 0.052451 | 0 | 0 | 0 | 0
CT Fac. Spec. - SO2 Rate Annual Non-Title IV v3.1, Unit 1736 and retrofits | 284 | 7288 | Rate Constraint in lbs/MMBtu | FALSE | L | Annual | Qualifying Generation | TWh | 0.052451 | 0.052451 | 0.052451 | 0 | 0 | 0 | 0
CT Fac. Spec. - SO2 Rate Annual Non-Title IV v3.1, Unit 1736 and retrofits | 284 | 7288 | Rate Constraint in lbs/MMBtu | FALSE | L | Annual | Rate | lb/MWh | 0 | 0 | 0 | 0 | 0 | 0 | 0
CT Fac. Spec. - SO2 Rate Annual Non-Title IV v3.1, Unit 1736 and retrofits | 284 | 7288 | Rate Constraint in lbs/MMBtu | FALSE | L | Annual | Constraint Shadow Price | US2022$/Ton | 0 | 0 | 0 | 0 | 0 | 0 | 0
CT Fac. Spec. - SO2 Rate Annual v3.1, Unit 608 and retrofits | 285 | 7287 | Rate Constraint in lbs/MMBtu | FALSE | L | Annual | Seasons Included | Seasons | Winter, Spring, Summer, Fall | Winter, Spring, Summer, Fall | Winter, Spring, Summer, Fall | Winter, Spring, Summer, Fall | Winter, Spring, Summer, Fall | Winter, Spring, Summer, Fall | Winter, Spring, Summer, Fall
CT Fac. Spec. - SO2 Rate Annual v3.1, Unit 608 and retrofits | 285 | 7287 | Rate Constraint in lbs/MMBtu | FALSE | L | Annual | Standard SO2 | lb/MMBtu | 0.33 | 0.33 | 0.33 | 0.33 | 0.33 | 0.33 | 0.33
CT Fac. Spec. - SO2 Rate Annual v3.1, Unit 608 and retrofits | 285 | 7287 | Rate Constraint in lbs/MMBtu | FALSE | L | Annual | Emissions at Affected Plants SO2 | Thousand Tons | 0 | 0 | 0 | 0 | 0 | 0 | 0
CT Fac. Spec. - SO2 Rate Annual v3.1, Unit 608 and retrofits | 285 | 7287 | Rate Constraint in lbs/MMBtu | FALSE | L | Annual | Allowances Purchased SO2 | Thousand Tons | 0 | 0 | 0 | 0 | 0 | 0 | 0
CT Fac. Spec. - SO2 Rate Annual v3.1, Unit 608 and retrofits | 285 | 7287 | Rate Constraint in lbs/MMBtu | FALSE | L | Annual | Allowances Sold SO2 | Thousand Tons | 0 | 0 | 0 | 0 | 0 | 0 | 0
CT Fac. Spec. - SO2 Rate Annual v3.1, Unit 608 and retrofits | 285 | 7287 | Rate Constraint in lbs/MMBtu | FALSE | L | Annual | Allowances Banked | Thousand Tons | 0 | 0 | 0 | 0 | 0 | 0 | 0
CT Fac. Spec. - SO2 Rate Annual v3.1, Unit 608 and retrofits | 285 | 7287 | Rate Constraint in lbs/MMBtu | FALSE | L | Annual | Allowances Withdrawn (1:1) | Thousand Tons | 0 | 0 | 0 | 0 | 0 | 0 | 0
CT Fac. Spec. - SO2 Rate Annual v3.1, Unit 608 and retrofits | 285 | 7287 | Rate Constraint in lbs/MMBtu | FALSE | L | Annual | Allowances Withdrawn (n:1) | Thousand Tons | 0 | 0 | 0 | 0 | 0 | 0 | 0
CT Fac. Spec. - SO2 Rate Annual v3.1, Unit 608 and retrofits | 285 | 7287 | Rate Constraint in lbs/MMBtu | FALSE | L | Annual | Net Emissions Allowance Position | Thousand Tons | 0 | 0 | 0 | 0 | 0 | 0 | 0
CT Fac. Spec. - SO2 Rate Annual v3.1, Unit 608 and retrofits | 285 | 7287 | Rate Constraint in lbs/MMBtu | FALSE | L | Annual | Fuel Consumed | TBtu | 0 | 0.0047911 | 0.014261 | 0 | 0 | 0 | 0
CT Fac. Spec. - SO2 Rate Annual v3.1, Unit 608 and retrofits | 285 | 7287 | Rate Constraint in lbs/MMBtu | FALSE | L | Annual | Rate | lb/MMBtu | 0 | 0 | 0 | 0 | 0 | 0 | 0
CT Fac. Spec. - SO2 Rate Annual v3.1, Unit 608 and retrofits | 285 | 7287 | Rate Constraint in lbs/MMBtu | FALSE | L | Annual | Generation | TWh | 0 | 0.00044264 | 0.0013176 | 0 | 0 | 0 | 0
CT Fac. Spec. - SO2 Rate Annual v3.1, Unit 608 and retrofits | 285 | 7287 | Rate Constraint in lbs/MMBtu | FALSE | L | Annual | Qualifying Generation | TWh | 0 | 0.00044264 | 0.0013176 | 0 | 0 | 0 | 0
CT Fac. Spec. - SO2 Rate Annual v3.1, Unit 608 and retrofits | 285 | 7287 | Rate Constraint in lbs/MMBtu | FALSE | L | Annual | Rate | lb/MWh | 0 | 0 | 0 | 0 | 0 | 0 | 0
CT Fac. Spec. - SO2 Rate Annual v3.1, Unit 608 and retrofits | 285 | 7287 | Rate Constraint in lbs/MMBtu | FALSE | L | Annual | Constraint Shadow Price | US2022$/Ton | 0 | 0 | 0 | 0 | 0 | 0 | 0
CT Fac. Spec. - SO2 Rate Annual v3.1, Unit 609 and retrofits | 286 | 7287 | Rate Constraint in lbs/MMBtu | FALSE | L | Annual | Seasons Included | Seasons | Winter, Spring, Summer, Fall | Winter, Spring, Summer, Fall | Winter, Spring, Summer, Fall | Winter, Spring, Summer, Fall | Winter, Spring, Summer, Fall | Winter, Spring, Summer, Fall | Winter, Spring, Summer, Fall
CT Fac. Spec. - SO2 Rate Annual v3.1, Unit 609 and retrofits | 286 | 7287 | Rate Constraint in lbs/MMBtu | FALSE | L | Annual | Standard SO2 | lb/MMBtu | 0.33 | 0.33 | 0.33 | 0.33 | 0.33 | 0.33 | 0.33
CT Fac. Spec. - SO2 Rate Annual v3.1, Unit 609 and retrofits | 286 | 7287 | Rate Constraint in lbs/MMBtu | FALSE | L | Annual | Emissions at Affected Plants SO2 | Thousand Tons | 0 | 0 | 0 | 0 | 0 | 0 | 0
CT Fac. Spec. - SO2 Rate Annual v3.1, Unit 609 and retrofits | 286 | 7287 | Rate Constraint in lbs/MMBtu | FALSE | L | Annual | Allowances Purchased SO2 | Thousand Tons | 0 | 0 | 0 | 0 | 0 | 0 | 0
CT Fac. Spec. - SO2 Rate Annual v3.1, Unit 609 and retrofits | 286 | 7287 | Rate Constraint in lbs/MMBtu | FALSE | L | Annual | Allowances Sold SO2 | Thousand Tons | 0 | 0 | 0 | 0 | 0 | 0 | 0
CT Fac. Spec. - SO2 Rate Annual v3.1, Unit 609 and retrofits | 286 | 7287 | Rate Constraint in lbs/MMBtu | FALSE | L | Annual | Allowances Banked | Thousand Tons | 0 | 0 | 0 | 0 | 0 | 0 | 0
CT Fac. Spec. - SO2 Rate Annual v3.1, Unit 609 and retrofits | 286 | 7287 | Rate Constraint in lbs/MMBtu | FALSE | L | Annual | Allowances Withdrawn (1:1) | Thousand Tons | 0 | 0 | 0 | 0 | 0 | 0 | 0
CT Fac. Spec. - SO2 Rate Annual v3.1, Unit 609 and retrofits | 286 | 7287 | Rate Constraint in lbs/MMBtu | FALSE | L | Annual | Allowances Withdrawn (n:1) | Thousand Tons | 0 | 0 | 0 | 0 | 0 | 0 | 0
CT Fac. Spec. - SO2 Rate Annual v3.1, Unit 609 and retrofits | 286 | 7287 | Rate Constraint in lbs/MMBtu | FALSE | L | Annual | Net Emissions Allowance Position | Thousand Tons | 0 | 0 | 0 | 0 | 0 | 0 | 0
CT Fac. Spec. - SO2 Rate Annual v3.1, Unit 609 and retrofits | 286 | 7287 | Rate Constraint in lbs/MMBtu | FALSE | L | Annual | Fuel Consumed | TBtu | 0 | 0.0056441 | 0.013893 | 0 | 0 | 0 | 0
CT Fac. Spec. - SO2 Rate Annual v3.1, Unit 609 and retrofits | 286 | 7287 | Rate Constraint in lbs/MMBtu | FALSE | L | Annual | Rate | lb/MMBtu | 0 | 0 | 0 | 0 | 0 | 0 | 0
CT Fac. Spec. - SO2 Rate Annual v3.1, Unit 609 and retrofits | 286 | 7287 | Rate Constraint in lbs/MMBtu | FALSE | L | Annual | Generation | TWh | 0 | 0.00052144 | 0.0012835 | 0 | 0 | 0 | 0
CT Fac. Spec. - SO2 Rate Annual v3.1, Unit 609 and retrofits | 286 | 7287 | Rate Constraint in lbs/MMBtu | FALSE | L | Annual | Qualifying Generation | TWh | 0 | 0.00052144 | 0.0012835 | 0 | 0 | 0 | 0
CT Fac. Spec. - SO2 Rate Annual v3.1, Unit 609 and retrofits | 286 | 7287 | Rate Constraint in lbs/MMBtu | FALSE | L | Annual | Rate | lb/MWh | 0 | 0 | 0 | 0 | 0 | 0 | 0
CT Fac. Spec. - SO2 Rate Annual v3.1, Unit 609 and retrofits | 286 | 7287 | Rate Constraint in lbs/MMBtu | FALSE | L | Annual | Constraint Shadow Price | US2022$/Ton | 0 | 0 | 0 | 0 | 0 | 0 | 0
CT Fac. Spec. - SO2 Rate Annual v3.1, Unit 610 and retrofits | 287 | 7287 | Rate Constraint in lbs/MMBtu | FALSE | L | Annual | Seasons Included | Seasons | Winter, Spring, Summer, Fall | Winter, Spring, Summer, Fall | Winter, Spring, Summer, Fall | Winter, Spring, Summer, Fall | Winter, Spring, Summer, Fall | Winter, Spring, Summer, Fall | Winter, Spring, Summer, Fall
CT Fac. Spec. - SO2 Rate Annual v3.1, Unit 610 and retrofits | 287 | 7287 | Rate Constraint in lbs/MMBtu | FALSE | L | Annual | Standard SO2 | lb/MMBtu | 0.33 | 0.33 | 0.33 | 0.33 | 0.33 | 0.33 | 0.33
CT Fac. Spec. - SO2 Rate Annual v3.1, Unit 610 and retrofits | 287 | 7287 | Rate Constraint in lbs/MMBtu | FALSE | L | Annual | Emissions at Affected Plants SO2 | Thousand Tons | 0 | 0 | 0 | 0 | 0 | 0 | 0
CT Fac. Spec. - SO2 Rate Annual v3.1, Unit 610 and retrofits | 287 | 7287 | Rate Constraint in lbs/MMBtu | FALSE | L | Annual | Allowances Purchased SO2 | Thousand Tons | 0 | 0 | 0 | 0 | 0 | 0 | 0
CT Fac. Spec. - SO2 Rate Annual v3.1, Unit 610 and retrofits | 287 | 7287 | Rate Constraint in lbs/MMBtu | FALSE | L | Annual | Allowances Sold SO2 | Thousand Tons | 0 | 0 | 0 | 0 | 0 | 0 | 0
CT Fac. Spec. - SO2 Rate Annual v3.1, Unit 610 and retrofits | 287 | 7287 | Rate Constraint in lbs/MMBtu | FALSE | L | Annual | Allowances Banked | Thousand Tons | 0 | 0 | 0 | 0 | 0 | 0 | 0
CT Fac. Spec. - SO2 Rate Annual v3.1, Unit 610 and retrofits | 287 | 7287 | Rate Constraint in lbs/MMBtu | FALSE | L | Annual | Allowances Withdrawn (1:1) | Thousand Tons | 0 | 0 | 0 | 0 | 0 | 0 | 0
CT Fac. Spec. - SO2 Rate Annual v3.1, Unit 610 and retrofits | 287 | 7287 | Rate Constraint in lbs/MMBtu | FALSE | L | Annual | Allowances Withdrawn (n:1) | Thousand Tons | 0 | 0 | 0 | 0 | 0 | 0 | 0
CT Fac. Spec. - SO2 Rate Annual v3.1, Unit 610 and retrofits | 287 | 7287 | Rate Constraint in lbs/MMBtu | FALSE | L | Annual | Net Emissions Allowance Position | Thousand Tons | 0 | 0 | 0 | 0 | 0 | 0 | 0
CT Fac. Spec. - SO2 Rate Annual v3.1, Unit 610 and retrofits | 287 | 7287 | Rate Constraint in lbs/MMBtu | FALSE | L | Annual | Fuel Consumed | TBtu | 0 | 0.0057438 | 0.014138 | 0 | 0 | 0 | 0
CT Fac. Spec. - SO2 Rate Annual v3.1, Unit 610 and retrofits | 287 | 7287 | Rate Constraint in lbs/MMBtu | FALSE | L | Annual | Rate | lb/MMBtu | 0 | 0 | 0 | 0 | 0 | 0 | 0
CT Fac. Spec. - SO2 Rate Annual v3.1, Unit 610 and retrofits | 287 | 7287 | Rate Constraint in lbs/MMBtu | FALSE | L | Annual | Generation | TWh | 0 | 0.00053065 | 0.0013062 | 0 | 0 | 0 | 0
CT Fac. Spec. - SO2 Rate Annual v3.1, Unit 610 and retrofits | 287 | 7287 | Rate Constraint in lbs/MMBtu | FALSE | L | Annual | Qualifying Generation | TWh | 0 | 0.00053065 | 0.0013062 | 0 | 0 | 0 | 0
CT Fac. Spec. - SO2 Rate Annual v3.1, Unit 610 and retrofits | 287 | 7287 | Rate Constraint in lbs/MMBtu | FALSE | L | Annual | Rate | lb/MWh | 0 | 0 | 0 | 0 | 0 | 0 | 0
CT Fac. Spec. - SO2 Rate Annual v3.1, Unit 610 and retrofits | 287 | 7287 | Rate Constraint in lbs/MMBtu | FALSE | L | Annual | Constraint Shadow Price | US2022$/Ton | 0 | 0 | 0 | 0 | 0 | 0 | 0
CT Fac. Spec. - SO2 Rate Annual v3.1, Unit 611 and retrofits | 288 | 7287 | Rate Constraint in lbs/MMBtu | FALSE | L | Annual | Seasons Included | Seasons | Winter, Spring, Summer, Fall | Winter, Spring, Summer, Fall | Winter, Spring, Summer, Fall | Winter, Spring, Summer, Fall | Winter, Spring, Summer, Fall | Winter, Spring, Summer, Fall | Winter, Spring, Summer, Fall
CT Fac. Spec. - SO2 Rate Annual v3.1, Unit 611 and retrofits | 288 | 7287 | Rate Constraint in lbs/MMBtu | FALSE | L | Annual | Standard SO2 | lb/MMBtu | 0.33 | 0.33 | 0.33 | 0.33 | 0.33 | 0.33 | 0.33
CT Fac. Spec. - SO2 Rate Annual v3.1, Unit 611 and retrofits | 288 | 7287 | Rate Constraint in lbs/MMBtu | FALSE | L | Annual | Emissions at Affected Plants SO2 | Thousand Tons | 0 | 0 | 0 | 0 | 0 | 0 | 0
CT Fac. Spec. - SO2 Rate Annual v3.1, Unit 611 and retrofits | 288 | 7287 | Rate Constraint in lbs/MMBtu | FALSE | L | Annual | Allowances Purchased SO2 | Thousand Tons | 0 | 0 | 0 | 0 | 0 | 0 | 0
CT Fac. Spec. - SO2 Rate Annual v3.1, Unit 611 and retrofits | 288 | 7287 | Rate Constraint in lbs/MMBtu | FALSE | L | Annual | Allowances Sold SO2 | Thousand Tons | 0 | 0 | 0 | 0 | 0 | 0 | 0
CT Fac. Spec. - SO2 Rate Annual v3.1, Unit 611 and retrofits | 288 | 7287 | Rate Constraint in lbs/MMBtu | FALSE | L | Annual | Allowances Banked | Thousand Tons | 0 | 0 | 0 | 0 | 0 | 0 | 0
CT Fac. Spec. - SO2 Rate Annual v3.1, Unit 611 and retrofits | 288 | 7287 | Rate Constraint in lbs/MMBtu | FALSE | L | Annual | Allowances Withdrawn (1:1) | Thousand Tons | 0 | 0 | 0 | 0 | 0 | 0 | 0
CT Fac. Spec. - SO2 Rate Annual v3.1, Unit 611 and retrofits | 288 | 7287 | Rate Constraint in lbs/MMBtu | FALSE | L | Annual | Allowances Withdrawn (n:1) | Thousand Tons | 0 | 0 | 0 | 0 | 0 | 0 | 0
CT Fac. Spec. - SO2 Rate Annual v3.1, Unit 611 and retrofits | 288 | 7287 | Rate Constraint in lbs/MMBtu | FALSE | L | Annual | Net Emissions Allowance Position | Thousand Tons | 0 | 0 | 0 | 0 | 0 | 0 | 0
CT Fac. Spec. - SO2 Rate Annual v3.1, Unit 611 and retrofits | 288 | 7287 | Rate Constraint in lbs/MMBtu | FALSE | L | Annual | Fuel Consumed | TBtu | 0 | 0.0056939 | 0.014016 | 0 | 0 | 0 | 0
CT Fac. Spec. - SO2 Rate Annual v3.1, Unit 611 and retrofits | 288 | 7287 | Rate Constraint in lbs/MMBtu | FALSE | L | Annual | Rate | lb/MMBtu | 0 | 0 | 0 | 0 | 0 | 0 | 0
CT Fac. Spec. - SO2 Rate Annual v3.1, Unit 611 and retrofits | 288 | 7287 | Rate Constraint in lbs/MMBtu | FALSE | L | Annual | Generation | TWh | 0 | 0.00052605 | 0.0012949 | 0 | 0 | 0 | 0
CT Fac. Spec. - SO2 Rate Annual v3.1, Unit 611 and retrofits | 288 | 7287 | Rate Constraint in lbs/MMBtu | FALSE | L | Annual | Qualifying Generation | TWh | 0 | 0.00052605 | 0.0012949 | 0 | 0 | 0 | 0
CT Fac. Spec. - SO2 Rate Annual v3.1, Unit 611 and retrofits | 288 | 7287 | Rate Constraint in lbs/MMBtu | FALSE | L | Annual | Rate | lb/MWh | 0 | 0 | 0 | 0 | 0 | 0 | 0
CT Fac. Spec. - SO2 Rate Annual v3.1, Unit 611 and retrofits | 288 | 7287 | Rate Constraint in lbs/MMBtu | FALSE | L | Annual | Constraint Shadow Price | US2022$/Ton | 0 | 0 | 0 | 0 | 0 | 0 | 0
CT Fac. Spec. - SO2 Rate Annual v3.1, Unit 612 and retrofits | 289 | 7287 | Rate Constraint in lbs/MMBtu | FALSE | L | Annual | Seasons Included | Seasons | Winter, Spring, Summer, Fall | Winter, Spring, Summer, Fall | Winter, Spring, Summer, Fall | Winter, Spring, Summer, Fall | Winter, Spring, Summer, Fall | Winter, Spring, Summer, Fall | Winter, Spring, Summer, Fall
CT Fac. Spec. - SO2 Rate Annual v3.1, Unit 612 and retrofits | 289 | 7287 | Rate Constraint in lbs/MMBtu | FALSE | L | Annual | Standard SO2 | lb/MMBtu | 0.33 | 0.33 | 0.33 | 0.33 | 0.33 | 0.33 | 0.33
CT Fac. Spec. - SO2 Rate Annual v3.1, Unit 612 and retrofits | 289 | 7287 | Rate Constraint in lbs/MMBtu | FALSE | L | Annual | Emissions at Affected Plants SO2 | Thousand Tons | 0 | 0 | 0 | 0 | 0 | 0 | 0
CT Fac. Spec. - SO2 Rate Annual v3.1, Unit 612 and retrofits | 289 | 7287 | Rate Constraint in lbs/MMBtu | FALSE | L | Annual | Allowances Purchased SO2 | Thousand Tons | 0 | 0 | 0 | 0 | 0 | 0 | 0
CT Fac. Spec. - SO2 Rate Annual v3.1, Unit 612 and retrofits | 289 | 7287 | Rate Constraint in lbs/MMBtu | FALSE | L | Annual | Allowances Sold SO2 | Thousand Tons | 0 | 0 | 0 | 0 | 0 | 0 | 0
CT Fac. Spec. - SO2 Rate Annual v3.1, Unit 612 and retrofits | 289 | 7287 | Rate Constraint in lbs/MMBtu | FALSE | L | Annual | Allowances Banked | Thousand Tons | 0 | 0 | 0 | 0 | 0 | 0 | 0
CT Fac. Spec. - SO2 Rate Annual v3.1, Unit 612 and retrofits | 289 | 7287 | Rate Constraint in lbs/MMBtu | FALSE | L | Annual | Allowances Withdrawn (1:1) | Thousand Tons | 0 | 0 | 0 | 0 | 0 | 0 | 0
CT Fac. Spec. - SO2 Rate Annual v3.1, Unit 612 and retrofits | 289 | 7287 | Rate Constraint in lbs/MMBtu | FALSE | L | Annual | Allowances Withdrawn (n:1) | Thousand Tons | 0 | 0 | 0 | 0 | 0 | 0 | 0
CT Fac. Spec. - SO2 Rate Annual v3.1, Unit 612 and retrofits | 289 | 7287 | Rate Constraint in lbs/MMBtu | FALSE | L | Annual | Net Emissions Allowance Position | Thousand Tons | 0 | 0 | 0 | 0 | 0 | 0 | 0
CT Fac. Spec. - SO2 Rate Annual v3.1, Unit 612 and retrofits | 289 | 7287 | Rate Constraint in lbs/MMBtu | FALSE | L | Annual | Fuel Consumed | TBtu | 0 | 0.0057438 | 0.014138 | 0 | 0 | 0 | 0
CT Fac. Spec. - SO2 Rate Annual v3.1, Unit 612 and retrofits | 289 | 7287 | Rate Constraint in lbs/MMBtu | FALSE | L | Annual | Rate | lb/MMBtu | 0 | 0 | 0 | 0 | 0 | 0 | 0
CT Fac. Spec. - SO2 Rate Annual v3.1, Unit 612 and retrofits | 289 | 7287 | Rate Constraint in lbs/MMBtu | FALSE | L | Annual | Generation | TWh | 0 | 0.00053065 | 0.0013062 | 0 | 0 | 0 | 0
CT Fac. Spec. - SO2 Rate Annual v3.1, Unit 612 and retrofits | 289 | 7287 | Rate Constraint in lbs/MMBtu | FALSE | L | Annual | Qualifying Generation | TWh | 0 | 0.00053065 | 0.0013062 | 0 | 0 | 0 | 0
CT Fac. Spec. - SO2 Rate Annual v3.1, Unit 612 and retrofits | 289 | 7287 | Rate Constraint in lbs/MMBtu | FALSE | L | Annual | Rate | lb/MWh | 0 | 0 | 0 | 0 | 0 | 0 | 0
CT Fac. Spec. - SO2 Rate Annual v3.1, Unit 612 and retrofits | 289 | 7287 | Rate Constraint in lbs/MMBtu | FALSE | L | Annual | Constraint Shadow Price | US2022$/Ton | 0 | 0 | 0 | 0 | 0 | 0 | 0
CT Fac. Spec. - SO2 Rate Annual v3.1, Unit 613 and retrofits | 290 | 7287 | Rate Constraint in lbs/MMBtu | FALSE | L | Annual | Seasons Included | Seasons | Winter, Spring, Summer, Fall | Winter, Spring, Summer, Fall | Winter, Spring, Summer, Fall | Winter, Spring, Summer, Fall | Winter, Spring, Summer, Fall | Winter, Spring, Summer, Fall | Winter, Spring, Summer, Fall
CT Fac. Spec. - SO2 Rate Annual v3.1, Unit 613 and retrofits | 290 | 7287 | Rate Constraint in lbs/MMBtu | FALSE | L | Annual | Standard SO2 | lb/MMBtu | 0.33 | 0.33 | 0.33 | 0.33 | 0.33 | 0.33 | 0.33
CT Fac. Spec. - SO2 Rate Annual v3.1, Unit 613 and retrofits | 290 | 7287 | Rate Constraint in lbs/MMBtu | FALSE | L | Annual | Emissions at Affected Plants SO2 | Thousand Tons | 0 | 0 | 0 | 0 | 0 | 0 | 0
CT Fac. Spec. - SO2 Rate Annual v3.1, Unit 613 and retrofits | 290 | 7287 | Rate Constraint in lbs/MMBtu | FALSE | L | Annual | Allowances Purchased SO2 | Thousand Tons | 0 | 0 | 0 | 0 | 0 | 0 | 0
CT Fac. Spec. - SO2 Rate Annual v3.1, Unit 613 and retrofits | 290 | 7287 | Rate Constraint in lbs/MMBtu | FALSE | L | Annual | Allowances Sold SO2 | Thousand Tons | 0 | 0 | 0 | 0 | 0 | 0 | 0
CT Fac. Spec. - SO2 Rate Annual v3.1, Unit 613 and retrofits | 290 | 7287 | Rate Constraint in lbs/MMBtu | FALSE | L | Annual | Allowances Banked | Thousand Tons | 0 | 0 | 0 | 0 | 0 | 0 | 0
CT Fac. Spec. - SO2 Rate Annual v3.1, Unit 613 and retrofits | 290 | 7287 | Rate Constraint in lbs/MMBtu | FALSE | L | Annual | Allowances Withdrawn (1:1) | Thousand Tons | 0 | 0 | 0 | 0 | 0 | 0 | 0
CT Fac. Spec. - SO2 Rate Annual v3.1, Unit 613 and retrofits | 290 | 7287 | Rate Constraint in lbs/MMBtu | FALSE | L | Annual | Allowances Withdrawn (n:1) | Thousand Tons | 0 | 0 | 0 | 0 | 0 | 0 | 0
CT Fac. Spec. - SO2 Rate Annual v3.1, Unit 613 and retrofits | 290 | 7287 | Rate Constraint in lbs/MMBtu | FALSE | L | Annual | Net Emissions Allowance Position | Thousand Tons | 0 | 0 | 0 | 0 | 0 | 0 | 0
CT Fac. Spec. - SO2 Rate Annual v3.1, Unit 613 and retrofits | 290 | 7287 | Rate Constraint in lbs/MMBtu | FALSE | L | Annual | Fuel Consumed | TBtu | 0.0058626 | 0.0058626 | 0.014431 | 0 | 0 | 0 | 0
CT Fac. Spec. - SO2 Rate Annual v3.1, Unit 613 and retrofits | 290 | 7287 | Rate Constraint in lbs/MMBtu | FALSE | L | Annual | Rate | lb/MMBtu | 0 | 0 | 0 | 0 | 0 | 0 | 0
CT Fac. Spec. - SO2 Rate Annual v3.1, Unit 613 and retrofits | 290 | 7287 | Rate Constraint in lbs/MMBtu | FALSE | L | Annual | Generation | TWh | 0.00054561 | 0.00054561 | 0.0013431 | 0 | 0 | 0 | 0
CT Fac. Spec. - SO2 Rate Annual v3.1, Unit 613 and retrofits | 290 | 7287 | Rate Constraint in lbs/MMBtu | FALSE | L | Annual | Qualifying Generation | TWh | 0.00054561 | 0.00054561 | 0.0013431 | 0 | 0 | 0 | 0
CT Fac. Spec. - SO2 Rate Annual v3.1, Unit 613 and retrofits | 290 | 7287 | Rate Constraint in lbs/MMBtu | FALSE | L | Annual | Rate | lb/MWh | 0 | 0 | 0 | 0 | 0 | 0 | 0
CT Fac. Spec. - SO2 Rate Annual v3.1, Unit 613 and retrofits | 290 | 7287 | Rate Constraint in lbs/MMBtu | FALSE | L | Annual | Constraint Shadow Price | US2022$/Ton | 0 | 0 | 0 | 0 | 0 | 0 | 0
CT Fac. Spec. - SO2 Rate Annual v3.1, Unit 614 and retrofits | 291 | 7287 | Rate Constraint in lbs/MMBtu | FALSE | L | Annual | Seasons Included | Seasons | Winter, Spring, Summer, Fall | Winter, Spring, Summer, Fall | Winter, Spring, Summer, Fall | Winter, Spring, Summer, Fall | Winter, Spring, Summer, Fall | Winter, Spring, Summer, Fall | Winter, Spring, Summer, Fall
CT Fac. Spec. - SO2 Rate Annual v3.1, Unit 614 and retrofits | 291 | 7287 | Rate Constraint in lbs/MMBtu | FALSE | L | Annual | Standard SO2 | lb/MMBtu | 0.33 | 0.33 | 0.33 | 0.33 | 0.33 | 0.33 | 0.33
CT Fac. Spec. - SO2 Rate Annual v3.1, Unit 614 and retrofits | 291 | 7287 | Rate Constraint in lbs/MMBtu | FALSE | L | Annual | Emissions at Affected Plants SO2 | Thousand Tons | 0 | 0 | 0 | 0 | 0 | 0 | 0
CT Fac. Spec. - SO2 Rate Annual v3.1, Unit 614 and retrofits | 291 | 7287 | Rate Constraint in lbs/MMBtu | FALSE | L | Annual | Allowances Purchased SO2 | Thousand Tons | 0 | 0 | 0 | 0 | 0 | 0 | 0
CT Fac. Spec. - SO2 Rate Annual v3.1, Unit 614 and retrofits | 291 | 7287 | Rate Constraint in lbs/MMBtu | FALSE | L | Annual | Allowances Sold SO2 | Thousand Tons | 0 | 0 | 0 | 0 | 0 | 0 | 0
CT Fac. Spec. - SO2 Rate Annual v3.1, Unit 614 and retrofits | 291 | 7287 | Rate Constraint in lbs/MMBtu | FALSE | L | Annual | Allowances Banked | Thousand Tons | 0 | 0 | 0 | 0 | 0 | 0 | 0
CT Fac. Spec. - SO2 Rate Annual v3.1, Unit 614 and retrofits | 291 | 7287 | Rate Constraint in lbs/MMBtu | FALSE | L | Annual | Allowances Withdrawn (1:1) | Thousand Tons | 0 | 0 | 0 | 0 | 0 | 0 | 0
CT Fac. Spec. - SO2 Rate Annual v3.1, Unit 614 and retrofits | 291 | 7287 | Rate Constraint in lbs/MMBtu | FALSE | L | Annual | Allowances Withdrawn (n:1) | Thousand Tons | 0 | 0 | 0 | 0 | 0 | 0 | 0
CT Fac. Spec. - SO2 Rate Annual v3.1, Unit 614 and retrofits | 291 | 7287 | Rate Constraint in lbs/MMBtu | FALSE | L | Annual | Net Emissions Allowance Position | Thousand Tons | 0 | 0 | 0 | 0 | 0 | 0 | 0
CT Fac. Spec. - SO2 Rate Annual v3.1, Unit 614 and retrofits | 291 | 7287 | Rate Constraint in lbs/MMBtu | FALSE | L | Annual | Fuel Consumed | TBtu | 0.0057142 | 0.0057142 | 0.014066 | 0 | 0 | 0 | 0
CT Fac. Spec. - SO2 Rate Annual v3.1, Unit 614 and retrofits | 291 | 7287 | Rate Constraint in lbs/MMBtu | FALSE | L | Annual | Rate | lb/MMBtu | 0 | 0 | 0 | 0 | 0 | 0 | 0
CT Fac. Spec. - SO2 Rate Annual v3.1, Unit 614 and retrofits | 291 | 7287 | Rate Constraint in lbs/MMBtu | FALSE | L | Annual | Generation | TWh | 0.0005318 | 0.0005318 | 0.001309 | 0 | 0 | 0 | 0
CT Fac. Spec. - SO2 Rate Annual v3.1, Unit 614 and retrofits | 291 | 7287 | Rate Constraint in lbs/MMBtu | FALSE | L | Annual | Qualifying Generation | TWh | 0.0005318 | 0.0005318 | 0.001309 | 0 | 0 | 0 | 0
CT Fac. Spec. - SO2 Rate Annual v3.1, Unit 614 and retrofits | 291 | 7287 | Rate Constraint in lbs/MMBtu | FALSE | L | Annual | Rate | lb/MWh | 0 | 0 | 0 | 0 | 0 | 0 | 0
CT Fac. Spec. - SO2 Rate Annual v3.1, Unit 614 and retrofits | 291 | 7287 | Rate Constraint in lbs/MMBtu | FALSE | L | Annual | Constraint Shadow Price | US2022$/Ton | 0 | 0 | 0 | 0 | 0 | 0 | 0
CT Fac. Spec. - SO2 Rate Annual v3.1, Unit 616 and retrofits | 292 | 7287 | Rate Constraint in lbs/MMBtu | FALSE | L | Annual | Seasons Included | Seasons | Winter, Spring, Summer, Fall | Winter, Spring, Summer, Fall | Winter, Spring, Summer, Fall | Winter, Spring, Summer, Fall | Winter, Spring, Summer, Fall | Winter, Spring, Summer, Fall | Winter, Spring, Summer, Fall
CT Fac. Spec. - SO2 Rate Annual v3.1, Unit 616 and retrofits | 292 | 7287 | Rate Constraint in lbs/MMBtu | FALSE | L | Annual | Standard SO2 | lb/MMBtu | 0.33 | 0.33 | 0.33 | 0.33 | 0.33 | 0.33 | 0.33
CT Fac. Spec. - SO2 Rate Annual v3.1, Unit 616 and retrofits | 292 | 7287 | Rate Constraint in lbs/MMBtu | FALSE | L | Annual | Emissions at Affected Plants SO2 | Thousand Tons | 0 | 0 | 0 | 0 | 0 | 0 | 0
CT Fac. Spec. - SO2 Rate Annual v3.1, Unit 616 and retrofits | 292 | 7287 | Rate Constraint in lbs/MMBtu | FALSE | L | Annual | Allowances Purchased SO2 | Thousand Tons | 0 | 0 | 0 | 0 | 0 | 0 | 0
CT Fac. Spec. - SO2 Rate Annual v3.1, Unit 616 and retrofits | 292 | 7287 | Rate Constraint in lbs/MMBtu | FALSE | L | Annual | Allowances Sold SO2 | Thousand Tons | 0 | 0 | 0 | 0 | 0 | 0 | 0
CT Fac. Spec. - SO2 Rate Annual v3.1, Unit 616 and retrofits | 292 | 7287 | Rate Constraint in lbs/MMBtu | FALSE | L | Annual | Allowances Banked | Thousand Tons | 0 | 0 | 0 | 0 | 0 | 0 | 0
CT Fac. Spec. - SO2 Rate Annual v3.1, Unit 616 and retrofits | 292 | 7287 | Rate Constraint in lbs/MMBtu | FALSE | L | Annual | Allowances Withdrawn (1:1) | Thousand Tons | 0 | 0 | 0 | 0 | 0 | 0 | 0
CT Fac. Spec. - SO2 Rate Annual v3.1, Unit 616 and retrofits | 292 | 7287 | Rate Constraint in lbs/MMBtu | FALSE | L | Annual | Allowances Withdrawn (n:1) | Thousand Tons | 0 | 0 | 0 | 0 | 0 | 0 | 0
CT Fac. Spec. - SO2 Rate Annual v3.1, Unit 616 and retrofits | 292 | 7287 | Rate Constraint in lbs/MMBtu | FALSE | L | Annual | Net Emissions Allowance Position | Thousand Tons | 0 | 0 | 0 | 0 | 0 | 0 | 0
CT Fac. Spec. - SO2 Rate Annual v3.1, Unit 616 and retrofits | 292 | 7287 | Rate Constraint in lbs/MMBtu | FALSE | L | Annual | Fuel Consumed | TBtu | 0.0096902 | 0.012013 | 0.029569 | 0 | 0 | 0 | 0
CT Fac. Spec. - SO2 Rate Annual v3.1, Unit 616 and retrofits | 292 | 7287 | Rate Constraint in lbs/MMBtu | FALSE | L | Annual | Rate | lb/MMBtu | 0 | 0 | 0 | 0 | 0 | 0 | 0
CT Fac. Spec. - SO2 Rate Annual v3.1, Unit 616 and retrofits | 292 | 7287 | Rate Constraint in lbs/MMBtu | FALSE | L | Annual | Generation | TWh | 0.00090184 | 0.001118 | 0.0027519 | 0 | 0 | 0 | 0
CT Fac. Spec. - SO2 Rate Annual v3.1, Unit 616 and retrofits | 292 | 7287 | Rate Constraint in lbs/MMBtu | FALSE | L | Annual | Qualifying Generation | TWh | 0.00090184 | 0.001118 | 0.0027519 | 0 | 0 | 0 | 0
CT Fac. Spec. - SO2 Rate Annual v3.1, Unit 616 and retrofits | 292 | 7287 | Rate Constraint in lbs/MMBtu | FALSE | L | Annual | Rate | lb/MWh | 0 | 0 | 0 | 0 | 0 | 0 | 0
CT Fac. Spec. - SO2 Rate Annual v3.1, Unit 616 and retrofits | 292 | 7287 | Rate Constraint in lbs/MMBtu | FALSE | L | Annual | Constraint Shadow Price | US2022$/Ton | 0 | 0 | 0 | 0 | 0 | 0 | 0
CT Fac. Spec. - SO2 Rate Annual v3.1, Unit 617 and retrofits | 293 | 7287 | Rate Constraint in lbs/MMBtu | FALSE | L | Annual | Seasons Included | Seasons | Winter, Spring, Summer, Fall | Winter, Spring, Summer, Fall | Winter, Spring, Summer, Fall | Winter, Spring, Summer, Fall | Winter, Spring, Summer, Fall | Winter, Spring, Summer, Fall | Winter, Spring, Summer, Fall
CT Fac. Spec. - SO2 Rate Annual v3.1, Unit 617 and retrofits | 293 | 7287 | Rate Constraint in lbs/MMBtu | FALSE | L | Annual | Standard SO2 | lb/MMBtu | 0.33 | 0.33 | 0.33 | 0.33 | 0.33 | 0.33 | 0.33
CT Fac. Spec. - SO2 Rate Annual v3.1, Unit 617 and retrofits | 293 | 7287 | Rate Constraint in lbs/MMBtu | FALSE | L | Annual | Emissions at Affected Plants SO2 | Thousand Tons | 0 | 0 | 0 | 0 | 0 | 0 | 0
CT Fac. Spec. - SO2 Rate Annual v3.1, Unit 617 and retrofits | 293 | 7287 | Rate Constraint in lbs/MMBtu | FALSE | L | Annual | Allowances Purchased SO2 | Thousand Tons | 0 | 0 | 0 | 0 | 0 | 0 | 0
CT Fac. Spec. - SO2 Rate Annual v3.1, Unit 617 and retrofits | 293 | 7287 | Rate Constraint in lbs/MMBtu | FALSE | L | Annual | Allowances Sold SO2 | Thousand Tons | 0 | 0 | 0 | 0 | 0 | 0 | 0
CT Fac. Spec. - SO2 Rate Annual v3.1, Unit 617 and retrofits | 293 | 7287 | Rate Constraint in lbs/MMBtu | FALSE | L | Annual | Allowances Banked | Thousand Tons | 0 | 0 | 0 | 0 | 0 | 0 | 0
CT Fac. Spec. - SO2 Rate Annual v3.1, Unit 617 and retrofits | 293 | 7287 | Rate Constraint in lbs/MMBtu | FALSE | L | Annual | Allowances Withdrawn (1:1) | Thousand Tons | 0 | 0 | 0 | 0 | 0 | 0 | 0
CT Fac. Spec. - SO2 Rate Annual v3.1, Unit 617 and retrofits | 293 | 7287 | Rate Constraint in lbs/MMBtu | FALSE | L | Annual | Allowances Withdrawn (n:1) | Thousand Tons | 0 | 0 | 0 | 0 | 0 | 0 | 0
CT Fac. Spec. - SO2 Rate Annual v3.1, Unit 617 and retrofits | 293 | 7287 | Rate Constraint in lbs/MMBtu | FALSE | L | Annual | Net Emissions Allowance Position | Thousand Tons | 0 | 0 | 0 | 0 | 0 | 0 | 0
CT Fac. Spec. - SO2 Rate Annual v3.1, Unit 617 and retrofits | 293 | 7287 | Rate Constraint in lbs/MMBtu | FALSE | L | Annual | Fuel Consumed | TBtu | 0 | 0 | 0 | 0 | 0 | 0 | 0
CT Fac. Spec. - SO2 Rate Annual v3.1, Unit 617 and retrofits | 293 | 7287 | Rate Constraint in lbs/MMBtu | FALSE | L | Annual | Rate | lb/MMBtu | 0 | 0 | 0 | 0 | 0 | 0 | 0
CT Fac. Spec. - SO2 Rate Annual v3.1, Unit 617 and retrofits | 293 | 7287 | Rate Constraint in lbs/MMBtu | FALSE | L | Annual | Generation | TWh | 0 | 0 | 0 | 0 | 0 | 0 | 0
CT Fac. Spec. - SO2 Rate Annual v3.1, Unit 617 and retrofits | 293 | 7287 | Rate Constraint in lbs/MMBtu | FALSE | L | Annual | Qualifying Generation | TWh | 0 | 0 | 0 | 0 | 0 | 0 | 0
CT Fac. Spec. - SO2 Rate Annual v3.1, Unit 617 and retrofits | 293 | 7287 | Rate Constraint in lbs/MMBtu | FALSE | L | Annual | Rate | lb/MWh | 0 | 0 | 0 | 0 | 0 | 0 | 0
CT Fac. Spec. - SO2 Rate Annual v3.1, Unit 617 and retrofits | 293 | 7287 | Rate Constraint in lbs/MMBtu | FALSE | L | Annual | Constraint Shadow Price | US2022$/Ton | 0 | 0 | 0 | 0 | 0 | 0 | 0
CT Fac. Spec. - SO2 Rate Annual v3.1, Unit 618 and retrofits | 294 | 7287 | Rate Constraint in lbs/MMBtu | FALSE | L | Annual | Seasons Included | Seasons | Winter, Spring, Summer, Fall | Winter, Spring, Summer, Fall | Winter, Spring, Summer, Fall | Winter, Spring, Summer, Fall | Winter, Spring, Summer, Fall | Winter, Spring, Summer, Fall | Winter, Spring, Summer, Fall
CT Fac. Spec. - SO2 Rate Annual v3.1, Unit 618 and retrofits | 294 | 7287 | Rate Constraint in lbs/MMBtu | FALSE | L | Annual | Standard SO2 | lb/MMBtu | 0.33 | 0.33 | 0.33 | 0.33 | 0.33 | 0.33 | 0.33
CT Fac. Spec. - SO2 Rate Annual v3.1, Unit 618 and retrofits | 294 | 7287 | Rate Constraint in lbs/MMBtu | FALSE | L | Annual | Emissions at Affected Plants SO2 | Thousand Tons | 0 | 0 | 0 | 0 | 0 | 0 | 0
CT Fac. Spec. - SO2 Rate Annual v3.1, Unit 618 and retrofits | 294 | 7287 | Rate Constraint in lbs/MMBtu | FALSE | L | Annual | Allowances Purchased SO2 | Thousand Tons | 0 | 0 | 0 | 0 | 0 | 0 | 0
CT Fac. Spec. - SO2 Rate Annual v3.1, Unit 618 and retrofits | 294 | 7287 | Rate Constraint in lbs/MMBtu | FALSE | L | Annual | Allowances Sold SO2 | Thousand Tons | 0 | 0 | 0 | 0 | 0 | 0 | 0
CT Fac. Spec. - SO2 Rate Annual v3.1, Unit 618 and retrofits | 294 | 7287 | Rate Constraint in lbs/MMBtu | FALSE | L | Annual | Allowances Banked | Thousand Tons | 0 | 0 | 0 | 0 | 0 | 0 | 0
CT Fac. Spec. - SO2 Rate Annual v3.1, Unit 618 and retrofits | 294 | 7287 | Rate Constraint in lbs/MMBtu | FALSE | L | Annual | Allowances Withdrawn (1:1) | Thousand Tons | 0 | 0 | 0 | 0 | 0 | 0 | 0
CT Fac. Spec. - SO2 Rate Annual v3.1, Unit 618 and retrofits | 294 | 7287 | Rate Constraint in lbs/MMBtu | FALSE | L | Annual | Allowances Withdrawn (n:1) | Thousand Tons | 0 | 0 | 0 | 0 | 0 | 0 | 0
CT Fac. Spec. - SO2 Rate Annual v3.1, Unit 618 and retrofits | 294 | 7287 | Rate Constraint in lbs/MMBtu | FALSE | L | Annual | Net Emissions Allowance Position | Thousand Tons | 0 | 0 | 0 | 0 | 0 | 0 | 0
CT Fac. Spec. - SO2 Rate Annual v3.1, Unit 618 and retrofits | 294 | 7287 | Rate Constraint in lbs/MMBtu | FALSE | L | Annual | Fuel Consumed | TBtu | 0 | 0 | 0 | 0 | 0 | 0 | 0
CT Fac. Spec. - SO2 Rate Annual v3.1, Unit 618 and retrofits | 294 | 7287 | Rate Constraint in lbs/MMBtu | FALSE | L | Annual | Rate | lb/MMBtu | 0 | 0 | 0 | 0 | 0 | 0 | 0
CT Fac. Spec. - SO2 Rate Annual v3.1, Unit 618 and retrofits | 294 | 7287 | Rate Constraint in lbs/MMBtu | FALSE | L | Annual | Generation | TWh | 0 | 0 | 0 | 0 | 0 | 0 | 0
CT Fac. Spec. - SO2 Rate Annual v3.1, Unit 618 and retrofits | 294 | 7287 | Rate Constraint in lbs/MMBtu | FALSE | L | Annual | Qualifying Generation | TWh | 0 | 0 | 0 | 0 | 0 | 0 | 0
CT Fac. Spec. - SO2 Rate Annual v3.1, Unit 618 and retrofits | 294 | 7287 | Rate Constraint in lbs/MMBtu | FALSE | L | Annual | Rate | lb/MWh | 0 | 0 | 0 | 0 | 0 | 0 | 0
CT Fac. Spec. - SO2 Rate Annual v3.1, Unit 618 and retrofits | 294 | 7287 | Rate Constraint in lbs/MMBtu | FALSE | L | Annual | Constraint Shadow Price | US2022$/Ton | 0 | 0 | 0 | 0 | 0 | 0 | 0
CT Fac. Spec. - SO2 Rate Annual v3.1, Unit 619 and retrofits | 295 | 7287 | Rate Constraint in lbs/MMBtu | FALSE | L | Annual | Seasons Included | Seasons | Winter, Spring, Summer, Fall | Winter, Spring, Summer, Fall | Winter, Spring, Summer, Fall | Winter, Spring, Summer, Fall | Winter, Spring, Summer, Fall | Winter, Spring, Summer, Fall | Winter, Spring, Summer, Fall
CT Fac. Spec. - SO2 Rate Annual v3.1, Unit 619 and retrofits | 295 | 7287 | Rate Constraint in lbs/MMBtu | FALSE | L | Annual | Standard SO2 | lb/MMBtu | 0.33 | 0.33 | 0.33 | 0.33 | 0.33 | 0.33 | 0.33
CT Fac. Spec. - SO2 Rate Annual v3.1, Unit 619 and retrofits | 295 | 7287 | Rate Constraint in lbs/MMBtu | FALSE | L | Annual | Emissions at Affected Plants SO2 | Thousand Tons | 0 | 0 | 0 | 0 | 0 | 0 | 0
CT Fac. Spec. - SO2 Rate Annual v3.1, Unit 619 and retrofits | 295 | 7287 | Rate Constraint in lbs/MMBtu | FALSE | L | Annual | Allowances Purchased SO2 | Thousand Tons | 0 | 0 | 0 | 0 | 0 | 0 | 0
CT Fac. Spec. - SO2 Rate Annual v3.1, Unit 619 and retrofits | 295 | 7287 | Rate Constraint in lbs/MMBtu | FALSE | L | Annual | Allowances Sold SO2 | Thousand Tons | 0 | 0 | 0 | 0 | 0 | 0 | 0
CT Fac. Spec. - SO2 Rate Annual v3.1, Unit 619 and retrofits | 295 | 7287 | Rate Constraint in lbs/MMBtu | FALSE | L | Annual | Allowances Banked | Thousand Tons | 0 | 0 | 0 | 0 | 0 | 0 | 0
CT Fac. Spec. - SO2 Rate Annual v3.1, Unit 619 and retrofits | 295 | 7287 | Rate Constraint in lbs/MMBtu | FALSE | L | Annual | Allowances Withdrawn (1:1) | Thousand Tons | 0 | 0 | 0 | 0 | 0 | 0 | 0
CT Fac. Spec. - SO2 Rate Annual v3.1, Unit 619 and retrofits | 295 | 7287 | Rate Constraint in lbs/MMBtu | FALSE | L | Annual | Allowances Withdrawn (n:1) | Thousand Tons | 0 | 0 | 0 | 0 | 0 | 0 | 0
CT Fac. Spec. - SO2 Rate Annual v3.1, Unit 619 and retrofits | 295 | 7287 | Rate Constraint in lbs/MMBtu | FALSE | L | Annual | Net Emissions Allowance Position | Thousand Tons | 0 | 0 | 0 | 0 | 0 | 0 | 0
CT Fac. Spec. - SO2 Rate Annual v3.1, Unit 619 and retrofits | 295 | 7287 | Rate Constraint in lbs/MMBtu | FALSE | L | Annual | Fuel Consumed | TBtu | 0 | 0 | 0 | 0 | 0 | 0 | 0
CT Fac. Spec. - SO2 Rate Annual v3.1, Unit 619 and retrofits | 295 | 7287 | Rate Constraint in lbs/MMBtu | FALSE | L | Annual | Rate | lb/MMBtu | 0 | 0 | 0 | 0 | 0 | 0 | 0
CT Fac. Spec. - SO2 Rate Annual v3.1, Unit 619 and retrofits | 295 | 7287 | Rate Constraint in lbs/MMBtu | FALSE | L | Annual | Generation | TWh | 0 | 0 | 0 | 0 | 0 | 0 | 0
CT Fac. Spec. - SO2 Rate Annual v3.1, Unit 619 and retrofits | 295 | 7287 | Rate Constraint in lbs/MMBtu | FALSE | L | Annual | Qualifying Generation | TWh | 0 | 0 | 0 | 0 | 0 | 0 | 0
CT Fac. Spec. - SO2 Rate Annual v3.1, Unit 619 and retrofits | 295 | 7287 | Rate Constraint in lbs/MMBtu | FALSE | L | Annual | Rate | lb/MWh | 0 | 0 | 0 | 0 | 0 | 0 | 0
CT Fac. Spec. - SO2 Rate Annual v3.1, Unit 619 and retrofits | 295 | 7287 | Rate Constraint in lbs/MMBtu | FALSE | L | Annual | Constraint Shadow Price | US2022$/Ton | 0 | 0 | 0 | 0 | 0 | 0 | 0
CT Fac. Spec. - SO2 Rate Annual v3.1, Unit 620 and retrofits | 296 | 7287 | Rate Constraint in lbs/MMBtu | FALSE | L | Annual | Seasons Included | Seasons | Winter, Spring, Summer, Fall | Winter, Spring, Summer, Fall | Winter, Spring, Summer, Fall | Winter, Spring, Summer, Fall | Winter, Spring, Summer, Fall | Winter, Spring, Summer, Fall | Winter, Spring, Summer, Fall
CT Fac. Spec. - SO2 Rate Annual v3.1, Unit 620 and retrofits | 296 | 7287 | Rate Constraint in lbs/MMBtu | FALSE | L | Annual | Standard SO2 | lb/MMBtu | 0.33 | 0.33 | 0.33 | 0.33 | 0.33 | 0.33 | 0.33
CT Fac. Spec. - SO2 Rate Annual v3.1, Unit 620 and retrofits | 296 | 7287 | Rate Constraint in lbs/MMBtu | FALSE | L | Annual | Emissions at Affected Plants SO2 | Thousand Tons | 0 | 0 | 0 | 0 | 0 | 0 | 0
CT Fac. Spec. - SO2 Rate Annual v3.1, Unit 620 and retrofits | 296 | 7287 | Rate Constraint in lbs/MMBtu | FALSE | L | Annual | Allowances Purchased SO2 | Thousand Tons | 0 | 0 | 0 | 0 | 0 | 0 | 0
CT Fac. Spec. - SO2 Rate Annual v3.1, Unit 620 and retrofits | 296 | 7287 | Rate Constraint in lbs/MMBtu | FALSE | L | Annual | Allowances Sold SO2 | Thousand Tons | 0 | 0 | 0 | 0 | 0 | 0 | 0
CT Fac. Spec. - SO2 Rate Annual v3.1, Unit 620 and retrofits | 296 | 7287 | Rate Constraint in lbs/MMBtu | FALSE | L | Annual | Allowances Banked | Thousand Tons | 0 | 0 | 0 | 0 | 0 | 0 | 0
CT Fac. Spec. - SO2 Rate Annual v3.1, Unit 620 and retrofits | 296 | 7287 | Rate Constraint in lbs/MMBtu | FALSE | L | Annual | Allowances Withdrawn (1:1) | Thousand Tons | 0 | 0 | 0 | 0 | 0 | 0 | 0
CT Fac. Spec. - SO2 Rate Annual v3.1, Unit 620 and retrofits | 296 | 7287 | Rate Constraint in lbs/MMBtu | FALSE | L | Annual | Allowances Withdrawn (n:1) | Thousand Tons | 0 | 0 | 0 | 0 | 0 | 0 | 0
CT Fac. Spec. - SO2 Rate Annual v3.1, Unit 620 and retrofits | 296 | 7287 | Rate Constraint in lbs/MMBtu | FALSE | L | Annual | Net Emissions Allowance Position | Thousand Tons | 0 | 0 | 0 | 0 | 0 | 0 | 0
CT Fac. Spec. - SO2 Rate Annual v3.1, Unit 620 and retrofits | 296 | 7287 | Rate Constraint in lbs/MMBtu | FALSE | L | Annual | Fuel Consumed | TBtu | 0 | 0 | 0.014995 | 0 | 0 | 0 | 0
CT Fac. Spec. - SO2 Rate Annual v3.1, Unit 620 and retrofits | 296 | 7287 | Rate Constraint in lbs/MMBtu | FALSE | L | Annual | Rate | lb/MMBtu | 0 | 0 | 0 | 0 | 0 | 0 | 0
CT Fac. Spec. - SO2 Rate Annual v3.1, Unit 620 and retrofits | 296 | 7287 | Rate Constraint in lbs/MMBtu | FALSE | L | Annual | Generation | TWh | 0 | 0 | 0.0013289 | 0 | 0 | 0 | 0
CT Fac. Spec. - SO2 Rate Annual v3.1, Unit 620 and retrofits | 296 | 7287 | Rate Constraint in lbs/MMBtu | FALSE | L | Annual | Qualifying Generation | TWh | 0 | 0 | 0.0013289 | 0 | 0 | 0 | 0
CT Fac. Spec. - SO2 Rate Annual v3.1, Unit 620 and retrofits | 296 | 7287 | Rate Constraint in lbs/MMBtu | FALSE | L | Annual | Rate | lb/MWh | 0 | 0 | 0 | 0 | 0 | 0 | 0
CT Fac. Spec. - SO2 Rate Annual v3.1, Unit 620 and retrofits | 296 | 7287 | Rate Constraint in lbs/MMBtu | FALSE | L | Annual | Constraint Shadow Price | US2022$/Ton | 0 | 0 | 0 | 0 | 0 | 0 | 0
CT Fac. Spec. - SO2 Rate Annual v3.1, Unit 621 and retrofits | 297 | 7287 | Rate Constraint in lbs/MMBtu | FALSE | L | Annual | Seasons Included | Seasons | Winter, Spring, Summer, Fall | Winter, Spring, Summer, Fall | Winter, Spring, Summer, Fall | Winter, Spring, Summer, Fall | Winter, Spring, Summer, Fall | Winter, Spring, Summer, Fall | Winter, Spring, Summer, Fall
CT Fac. Spec. - SO2 Rate Annual v3.1, Unit 621 and retrofits | 297 | 7287 | Rate Constraint in lbs/MMBtu | FALSE | L | Annual | Standard SO2 | lb/MMBtu | 0.33 | 0.33 | 0.33 | 0.33 | 0.33 | 0.33 | 0.33
CT Fac. Spec. - SO2 Rate Annual v3.1, Unit 621 and retrofits | 297 | 7287 | Rate Constraint in lbs/MMBtu | FALSE | L | Annual | Emissions at Affected Plants SO2 | Thousand Tons | 0 | 0 | 0 | 0 | 0 | 0 | 0
CT Fac. Spec. - SO2 Rate Annual v3.1, Unit 621 and retrofits | 297 | 7287 | Rate Constraint in lbs/MMBtu | FALSE | L | Annual | Allowances Purchased SO2 | Thousand Tons | 0 | 0 | 0 | 0 | 0 | 0 | 0
CT Fac. Spec. - SO2 Rate Annual v3.1, Unit 621 and retrofits | 297 | 7287 | Rate Constraint in lbs/MMBtu | FALSE | L | Annual | Allowances Sold SO2 | Thousand Tons | 0 | 0 | 0 | 0 | 0 | 0 | 0
CT Fac. Spec. - SO2 Rate Annual v3.1, Unit 621 and retrofits | 297 | 7287 | Rate Constraint in lbs/MMBtu | FALSE | L | Annual | Allowances Banked | Thousand Tons | 0 | 0 | 0 | 0 | 0 | 0 | 0
CT Fac. Spec. - SO2 Rate Annual v3.1, Unit 621 and retrofits | 297 | 7287 | Rate Constraint in lbs/MMBtu | FALSE | L | Annual | Allowances Withdrawn (1:1) | Thousand Tons | 0 | 0 | 0 | 0 | 0 | 0 | 0
CT Fac. Spec. - SO2 Rate Annual v3.1, Unit 621 and retrofits | 297 | 7287 | Rate Constraint in lbs/MMBtu | FALSE | L | Annual | Allowances Withdrawn (n:1) | Thousand Tons | 0 | 0 | 0 | 0 | 0 | 0 | 0
CT Fac. Spec. - SO2 Rate Annual v3.1, Unit 621 and retrofits | 297 | 7287 | Rate Constraint in lbs/MMBtu | FALSE | L | Annual | Net Emissions Allowance Position | Thousand Tons | 0 | 0 | 0 | 0 | 0 | 0 | 0
CT Fac. Spec. - SO2 Rate Annual v3.1, Unit 621 and retrofits | 297 | 7287 | Rate Constraint in lbs/MMBtu | FALSE | L | Annual | Fuel Consumed | TBtu | 0 | 0 | 0.014998 | 0 | 0 | 0 | 0
CT Fac. Spec. - SO2 Rate Annual v3.1, Unit 621 and retrofits | 297 | 7287 | Rate Constraint in lbs/MMBtu | FALSE | L | Annual | Rate | lb/MMBtu | 0 | 0 | 0 | 0 | 0 | 0 | 0
CT Fac. Spec. - SO2 Rate Annual v3.1, Unit 621 and retrofits | 297 | 7287 | Rate Constraint in lbs/MMBtu | FALSE | L | Annual | Generation | TWh | 0 | 0 | 0.0013289 | 0 | 0 | 0 | 0
CT Fac. Spec. - SO2 Rate Annual v3.1, Unit 621 and retrofits | 297 | 7287 | Rate Constraint in lbs/MMBtu | FALSE | L | Annual | Qualifying Generation | TWh | 0 | 0 | 0.0013289 | 0 | 0 | 0 | 0
CT Fac. Spec. - SO2 Rate Annual v3.1, Unit 621 and retrofits | 297 | 7287 | Rate Constraint in lbs/MMBtu | FALSE | L | Annual | Rate | lb/MWh | 0 | 0 | 0 | 0 | 0 | 0 | 0
CT Fac. Spec. - SO2 Rate Annual v3.1, Unit 621 and retrofits | 297 | 7287 | Rate Constraint in lbs/MMBtu | FALSE | L | Annual | Constraint Shadow Price | US2022$/Ton | 0 | 0 | 0 | 0 | 0 | 0 | 0
CT Fac. Spec. - SO2 Rate Annual v3.1, Unit 622 and retrofits | 298 | 7287 | Rate Constraint in lbs/MMBtu | FALSE | L | Annual | Seasons Included | Seasons | Winter, Spring, Summer, Fall | Winter, Spring, Summer, Fall | Winter, Spring, Summer, Fall | Winter, Spring, Summer, Fall | Winter, Spring, Summer, Fall | Winter, Spring, Summer, Fall | Winter, Spring, Summer, Fall
CT Fac. Spec. - SO2 Rate Annual v3.1, Unit 622 and retrofits | 298 | 7287 | Rate Constraint in lbs/MMBtu | FALSE | L | Annual | Standard SO2 | lb/MMBtu | 0.33 | 0.33 | 0.33 | 0.33 | 0.33 | 0.33 | 0.33
CT Fac. Spec. - SO2 Rate Annual v3.1, Unit 622 and retrofits | 298 | 7287 | Rate Constraint in lbs/MMBtu | FALSE | L | Annual | Emissions at Affected Plants SO2 | Thousand Tons | 0 | 0 | 0 | 0 | 0 | 0 | 0
CT Fac. Spec. - SO2 Rate Annual v3.1, Unit 622 and retrofits | 298 | 7287 | Rate Constraint in lbs/MMBtu | FALSE | L | Annual | Allowances Purchased SO2 | Thousand Tons | 0 | 0 | 0 | 0 | 0 | 0 | 0
CT Fac. Spec. - SO2 Rate Annual v3.1, Unit 622 and retrofits | 298 | 7287 | Rate Constraint in lbs/MMBtu | FALSE | L | Annual | Allowances Sold SO2 | Thousand Tons | 0 | 0 | 0 | 0 | 0 | 0 | 0
CT Fac. Spec. - SO2 Rate Annual v3.1, Unit 622 and retrofits | 298 | 7287 | Rate Constraint in lbs/MMBtu | FALSE | L | Annual | Allowances Banked | Thousand Tons | 0 | 0 | 0 | 0 | 0 | 0 | 0
CT Fac. Spec. - SO2 Rate Annual v3.1, Unit 622 and retrofits | 298 | 7287 | Rate Constraint in lbs/MMBtu | FALSE | L | Annual | Allowances Withdrawn (1:1) | Thousand Tons | 0 | 0 | 0 | 0 | 0 | 0 | 0
CT Fac. Spec. - SO2 Rate Annual v3.1, Unit 622 and retrofits | 298 | 7287 | Rate Constraint in lbs/MMBtu | FALSE | L | Annual | Allowances Withdrawn (n:1) | Thousand Tons | 0 | 0 | 0 | 0 | 0 | 0 | 0
CT Fac. Spec. - SO2 Rate Annual v3.1, Unit 622 and retrofits | 298 | 7287 | Rate Constraint in lbs/MMBtu | FALSE | L | Annual | Net Emissions Allowance Position | Thousand Tons | 0 | 0 | 0 | 0 | 0 | 0 | 0
CT Fac. Spec. - SO2 Rate Annual v3.1, Unit 622 and retrofits | 298 | 7287 | Rate Constraint in lbs/MMBtu | FALSE | L | Annual | Fuel Consumed | TBtu | 0 | 0 | 0.014998 | 0 | 0 | 0 | 0
CT Fac. Spec. - SO2 Rate Annual v3.1, Unit 622 and retrofits | 298 | 7287 | Rate Constraint in lbs/MMBtu | FALSE | L | Annual | Rate | lb/MMBtu | 0 | 0 | 0 | 0 | 0 | 0 | 0
CT Fac. Spec. - SO2 Rate Annual v3.1, Unit 622 and retrofits | 298 | 7287 | Rate Constraint in lbs/MMBtu | FALSE | L | Annual | Generation | TWh | 0 | 0 | 0.0013289 | 0 | 0 | 0 | 0
CT Fac. Spec. - SO2 Rate Annual v3.1, Unit 622 and retrofits | 298 | 7287 | Rate Constraint in lbs/MMBtu | FALSE | L | Annual | Qualifying Generation | TWh | 0 | 0 | 0.0013289 | 0 | 0 | 0 | 0
CT Fac. Spec. - SO2 Rate Annual v3.1, Unit 622 and retrofits | 298 | 7287 | Rate Constraint in lbs/MMBtu | FALSE | L | Annual | Rate | lb/MWh | 0 | 0 | 0 | 0 | 0 | 0 | 0
CT Fac. Spec. - SO2 Rate Annual v3.1, Unit 622 and retrofits | 298 | 7287 | Rate Constraint in lbs/MMBtu | FALSE | L | Annual | Constraint Shadow Price | US2022$/Ton | 0 | 0 | 0 | 0 | 0 | 0 | 0
CT Fac. Spec. - SO2 Rate Annual v3.1, Unit 623 and retrofits | 299 | 7287 | Rate Constraint in lbs/MMBtu | FALSE | L | Annual | Seasons Included | Seasons | Winter, Spring, Summer, Fall | Winter, Spring, Summer, Fall | Winter, Spring, Summer, Fall | Winter, Spring, Summer, Fall | Winter, Spring, Summer, Fall | Winter, Spring, Summer, Fall | Winter, Spring, Summer, Fall
CT Fac. Spec. - SO2 Rate Annual v3.1, Unit 623 and retrofits | 299 | 7287 | Rate Constraint in lbs/MMBtu | FALSE | L | Annual | Standard SO2 | lb/MMBtu | 0.33 | 0.33 | 0.33 | 0.33 | 0.33 | 0.33 | 0.33
CT Fac. Spec. - SO2 Rate Annual v3.1, Unit 623 and retrofits | 299 | 7287 | Rate Constraint in lbs/MMBtu | FALSE | L | Annual | Emissions at Affected Plants SO2 | Thousand Tons | 0 | 0 | 0 | 0 | 0 | 0 | 0
CT Fac. Spec. - SO2 Rate Annual v3.1, Unit 623 and retrofits | 299 | 7287 | Rate Constraint in lbs/MMBtu | FALSE | L | Annual | Allowances Purchased SO2 | Thousand Tons | 0 | 0 | 0 | 0 | 0 | 0 | 0
CT Fac. Spec. - SO2 Rate Annual v3.1, Unit 623 and retrofits | 299 | 7287 | Rate Constraint in lbs/MMBtu | FALSE | L | Annual | Allowances Sold SO2 | Thousand Tons | 0 | 0 | 0 | 0 | 0 | 0 | 0
CT Fac. Spec. - SO2 Rate Annual v3.1, Unit 623 and retrofits | 299 | 7287 | Rate Constraint in lbs/MMBtu | FALSE | L | Annual | Allowances Banked | Thousand Tons | 0 | 0 | 0 | 0 | 0 | 0 | 0
CT Fac. Spec. - SO2 Rate Annual v3.1, Unit 623 and retrofits | 299 | 7287 | Rate Constraint in lbs/MMBtu | FALSE | L | Annual | Allowances Withdrawn (1:1) | Thousand Tons | 0 | 0 | 0 | 0 | 0 | 0 | 0
CT Fac. Spec. - SO2 Rate Annual v3.1, Unit 623 and retrofits | 299 | 7287 | Rate Constraint in lbs/MMBtu | FALSE | L | Annual | Allowances Withdrawn (n:1) | Thousand Tons | 0 | 0 | 0 | 0 | 0 | 0 | 0
CT Fac. Spec. - SO2 Rate Annual v3.1, Unit 623 and retrofits | 299 | 7287 | Rate Constraint in lbs/MMBtu | FALSE | L | Annual | Net Emissions Allowance Position | Thousand Tons | 0 | 0 | 0 | 0 | 0 | 0 | 0
CT Fac. Spec. - SO2 Rate Annual v3.1, Unit 623 and retrofits | 299 | 7287 | Rate Constraint in lbs/MMBtu | FALSE | L | Annual | Fuel Consumed | TBtu | 0 | 0 | 0.014998 | 0 | 0 | 0 | 0
CT Fac. Spec. - SO2 Rate Annual v3.1, Unit 623 and retrofits | 299 | 7287 | Rate Constraint in lbs/MMBtu | FALSE | L | Annual | Rate | lb/MMBtu | 0 | 0 | 0 | 0 | 0 | 0 | 0
CT Fac. Spec. - SO2 Rate Annual v3.1, Unit 623 and retrofits | 299 | 7287 | Rate Constraint in lbs/MMBtu | FALSE | L | Annual | Generation | TWh | 0 | 0 | 0.0013289 | 0 | 0 | 0 | 0
CT Fac. Spec. - SO2 Rate Annual v3.1, Unit 623 and retrofits | 299 | 7287 | Rate Constraint in lbs/MMBtu | FALSE | L | Annual | Qualifying Generation | TWh | 0 | 0 | 0.0013289 | 0 | 0 | 0 | 0
CT Fac. Spec. - SO2 Rate Annual v3.1, Unit 623 and retrofits | 299 | 7287 | Rate Constraint in lbs/MMBtu | FALSE | L | Annual | Rate | lb/MWh | 0 | 0 | 0 | 0 | 0 | 0 | 0
CT Fac. Spec. - SO2 Rate Annual v3.1, Unit 623 and retrofits | 299 | 7287 | Rate Constraint in lbs/MMBtu | FALSE | L | Annual | Constraint Shadow Price | US2022$/Ton | 0 | 0 | 0 | 0 | 0 | 0 | 0
CT Fac. Spec. - SO2 Rate Annual v3.1, Unit 624 and retrofits | 300 | 7287 | Rate Constraint in lbs/MMBtu | FALSE | L | Annual | Seasons Included | Seasons | Winter, Spring, Summer, Fall | Winter, Spring, Summer, Fall | Winter, Spring, Summer, Fall | Winter, Spring, Summer, Fall | Winter, Spring, Summer, Fall | Winter, Spring, Summer, Fall | Winter, Spring, Summer, Fall
CT Fac. Spec. - SO2 Rate Annual v3.1, Unit 624 and retrofits | 300 | 7287 | Rate Constraint in lbs/MMBtu | FALSE | L | Annual | Standard SO2 | lb/MMBtu | 0.33 | 0.33 | 0.33 | 0.33 | 0.33 | 0.33 | 0.33
CT Fac. Spec. - SO2 Rate Annual v3.1, Unit 624 and retrofits | 300 | 7287 | Rate Constraint in lbs/MMBtu | FALSE | L | Annual | Emissions at Affected Plants SO2 | Thousand Tons | 0 | 0 | 0 | 0 | 0 | 0 | 0
CT Fac. Spec. - SO2 Rate Annual v3.1, Unit 624 and retrofits | 300 | 7287 | Rate Constraint in lbs/MMBtu | FALSE | L | Annual | Allowances Purchased SO2 | Thousand Tons | 0 | 0 | 0 | 0 | 0 | 0 | 0
CT Fac. Spec. - SO2 Rate Annual v3.1, Unit 624 and retrofits | 300 | 7287 | Rate Constraint in lbs/MMBtu | FALSE | L | Annual | Allowances Sold SO2 | Thousand Tons | 0 | 0 | 0 | 0 | 0 | 0 | 0
CT Fac. Spec. - SO2 Rate Annual v3.1, Unit 624 and retrofits | 300 | 7287 | Rate Constraint in lbs/MMBtu | FALSE | L | Annual | Allowances Banked | Thousand Tons | 0 | 0 | 0 | 0 | 0 | 0 | 0
CT Fac. Spec. - SO2 Rate Annual v3.1, Unit 624 and retrofits | 300 | 7287 | Rate Constraint in lbs/MMBtu | FALSE | L | Annual | Allowances Withdrawn (1:1) | Thousand Tons | 0 | 0 | 0 | 0 | 0 | 0 | 0
CT Fac. Spec. - SO2 Rate Annual v3.1, Unit 624 and retrofits | 300 | 7287 | Rate Constraint in lbs/MMBtu | FALSE | L | Annual | Allowances Withdrawn (n:1) | Thousand Tons | 0 | 0 | 0 | 0 | 0 | 0 | 0
CT Fac. Spec. - SO2 Rate Annual v3.1, Unit 624 and retrofits | 300 | 7287 | Rate Constraint in lbs/MMBtu | FALSE | L | Annual | Net Emissions Allowance Position | Thousand Tons | 0 | 0 | 0 | 0 | 0 | 0 | 0
CT Fac. Spec. - SO2 Rate Annual v3.1, Unit 624 and retrofits | 300 | 7287 | Rate Constraint in lbs/MMBtu | FALSE | L | Annual | Fuel Consumed | TBtu | 0 | 0.0060605 | 0.014918 | 0 | 0 | 0 | 0
CT Fac. Spec. - SO2 Rate Annual v3.1, Unit 624 and retrofits | 300 | 7287 | Rate Constraint in lbs/MMBtu | FALSE | L | Annual | Rate | lb/MMBtu | 0 | 0 | 0 | 0 | 0 | 0 | 0
CT Fac. Spec. - SO2 Rate Annual v3.1, Unit 624 and retrofits | 300 | 7287 | Rate Constraint in lbs/MMBtu | FALSE | L | Annual | Generation | TWh | 0 | 0.00056403 | 0.0013884 | 0 | 0 | 0 | 0
CT Fac. Spec. - SO2 Rate Annual v3.1, Unit 624 and retrofits | 300 | 7287 | Rate Constraint in lbs/MMBtu | FALSE | L | Annual | Qualifying Generation | TWh | 0 | 0.00056403 | 0.0013884 | 0 | 0 | 0 | 0
CT Fac. Spec. - SO2 Rate Annual v3.1, Unit 624 and retrofits | 300 | 7287 | Rate Constraint in lbs/MMBtu | FALSE | L | Annual | Rate | lb/MWh | 0 | 0 | 0 | 0 | 0 | 0 | 0
CT Fac. Spec. - SO2 Rate Annual v3.1, Unit 624 and retrofits | 300 | 7287 | Rate Constraint in lbs/MMBtu | FALSE | L | Annual | Constraint Shadow Price | US2022$/Ton | 0 | 0 | 0 | 0 | 0 | 0 | 0
CT Fac. Spec. - SO2 Rate Annual v3.1, Unit 625 and retrofits | 301 | 7287 | Rate Constraint in lbs/MMBtu | FALSE | L | Annual | Seasons Included | Seasons | Winter, Spring, Summer, Fall | Winter, Spring, Summer, Fall | Winter, Spring, Summer, Fall | Winter, Spring, Summer, Fall | Winter, Spring, Summer, Fall | Winter, Spring, Summer, Fall | Winter, Spring, Summer, Fall
CT Fac. Spec. - SO2 Rate Annual v3.1, Unit 625 and retrofits | 301 | 7287 | Rate Constraint in lbs/MMBtu | FALSE | L | Annual | Standard SO2 | lb/MMBtu | 0.33 | 0.33 | 0.33 | 0.33 | 0.33 | 0.33 | 0.33
CT Fac. Spec. - SO2 Rate Annual v3.1, Unit 625 and retrofits | 301 | 7287 | Rate Constraint in lbs/MMBtu | FALSE | L | Annual | Emissions at Affected Plants SO2 | Thousand Tons | 0 | 0 | 0 | 0 | 0 | 0 | 0
CT Fac. Spec. - SO2 Rate Annual v3.1, Unit 625 and retrofits | 301 | 7287 | Rate Constraint in lbs/MMBtu | FALSE | L | Annual | Allowances Purchased SO2 | Thousand Tons | 0 | 0 | 0 | 0 | 0 | 0 | 0
CT Fac. Spec. - SO2 Rate Annual v3.1, Unit 625 and retrofits | 301 | 7287 | Rate Constraint in lbs/MMBtu | FALSE | L | Annual | Allowances Sold SO2 | Thousand Tons | 0 | 0 | 0 | 0 | 0 | 0 | 0
CT Fac. Spec. - SO2 Rate Annual v3.1, Unit 625 and retrofits | 301 | 7287 | Rate Constraint in lbs/MMBtu | FALSE | L | Annual | Allowances Banked | Thousand Tons | 0 | 0 | 0 | 0 | 0 | 0 | 0
CT Fac. Spec. - SO2 Rate Annual v3.1, Unit 625 and retrofits | 301 | 7287 | Rate Constraint in lbs/MMBtu | FALSE | L | Annual | Allowances Withdrawn (1:1) | Thousand Tons | 0 | 0 | 0 | 0 | 0 | 0 | 0
CT Fac. Spec. - SO2 Rate Annual v3.1, Unit 625 and retrofits | 301 | 7287 | Rate Constraint in lbs/MMBtu | FALSE | L | Annual | Allowances Withdrawn (n:1) | Thousand Tons | 0 | 0 | 0 | 0 | 0 | 0 | 0
CT Fac. Spec. - SO2 Rate Annual v3.1, Unit 625 and retrofits | 301 | 7287 | Rate Constraint in lbs/MMBtu | FALSE | L | Annual | Net Emissions Allowance Position | Thousand Tons | 0 | 0 | 0 | 0 | 0 | 0 | 0
CT Fac. Spec. - SO2 Rate Annual v3.1, Unit 625 and retrofits | 301 | 7287 | Rate Constraint in lbs/MMBtu | FALSE | L | Annual | Fuel Consumed | TBtu | 0.0060605 | 0.0060605 | 0.014918 | 0 | 0 | 0 | 0
CT Fac. Spec. - SO2 Rate Annual v3.1, Unit 625 and retrofits | 301 | 7287 | Rate Constraint in lbs/MMBtu | FALSE | L | Annual | Rate | lb/MMBtu | 0 | 0 | 0 | 0 | 0 | 0 | 0
CT Fac. Spec. - SO2 Rate Annual v3.1, Unit 625 and retrofits | 301 | 7287 | Rate Constraint in lbs/MMBtu | FALSE | L | Annual | Generation | TWh | 0.00056403 | 0.00056403 | 0.0013884 | 0 | 0 | 0 | 0
CT Fac. Spec. - SO2 Rate Annual v3.1, Unit 625 and retrofits | 301 | 7287 | Rate Constraint in lbs/MMBtu | FALSE | L | Annual | Qualifying Generation | TWh | 0.00056403 | 0.00056403 | 0.0013884 | 0 | 0 | 0 | 0
CT Fac. Spec. - SO2 Rate Annual v3.1, Unit 625 and retrofits | 301 | 7287 | Rate Constraint in lbs/MMBtu | FALSE | L | Annual | Rate | lb/MWh | 0 | 0 | 0 | 0 | 0 | 0 | 0
CT Fac. Spec. - SO2 Rate Annual v3.1, Unit 625 and retrofits | 301 | 7287 | Rate Constraint in lbs/MMBtu | FALSE | L | Annual | Constraint Shadow Price | US2022$/Ton | 0 | 0 | 0 | 0 | 0 | 0 | 0
CT Fac. Spec. - SO2 Rate Annual v3.1, Unit 626 and retrofits | 302 | 7287 | Rate Constraint in lbs/MMBtu | FALSE | L | Annual | Seasons Included | Seasons | Winter, Spring, Summer, Fall | Winter, Spring, Summer, Fall | Winter, Spring, Summer, Fall | Winter, Spring, Summer, Fall | Winter, Spring, Summer, Fall | Winter, Spring, Summer, Fall | Winter, Spring, Summer, Fall
CT Fac. Spec. - SO2 Rate Annual v3.1, Unit 626 and retrofits | 302 | 7287 | Rate Constraint in lbs/MMBtu | FALSE | L | Annual | Standard SO2 | lb/MMBtu | 0.33 | 0.33 | 0.33 | 0.33 | 0.33 | 0.33 | 0.33
CT Fac. Spec. - SO2 Rate Annual v3.1, Unit 626 and retrofits | 302 | 7287 | Rate Constraint in lbs/MMBtu | FALSE | L | Annual | Emissions at Affected Plants SO2 | Thousand Tons | 0 | 0 | 0 | 0 | 0 | 0 | 0
CT Fac. Spec. - SO2 Rate Annual v3.1, Unit 626 and retrofits | 302 | 7287 | Rate Constraint in lbs/MMBtu | FALSE | L | Annual | Allowances Purchased SO2 | Thousand Tons | 0 | 0 | 0 | 0 | 0 | 0 | 0
CT Fac. Spec. - SO2 Rate Annual v3.1, Unit 626 and retrofits | 302 | 7287 | Rate Constraint in lbs/MMBtu | FALSE | L | Annual | Allowances Sold SO2 | Thousand Tons | 0 | 0 | 0 | 0 | 0 | 0 | 0
CT Fac. Spec. - SO2 Rate Annual v3.1, Unit 626 and retrofits | 302 | 7287 | Rate Constraint in lbs/MMBtu | FALSE | L | Annual | Allowances Banked | Thousand Tons | 0 | 0 | 0 | 0 | 0 | 0 | 0
CT Fac. Spec. - SO2 Rate Annual v3.1, Unit 626 and retrofits | 302 | 7287 | Rate Constraint in lbs/MMBtu | FALSE | L | Annual | Allowances Withdrawn (1:1) | Thousand Tons | 0 | 0 | 0 | 0 | 0 | 0 | 0
CT Fac. Spec. - SO2 Rate Annual v3.1, Unit 626 and retrofits | 302 | 7287 | Rate Constraint in lbs/MMBtu | FALSE | L | Annual | Allowances Withdrawn (n:1) | Thousand Tons | 0 | 0 | 0 | 0 | 0 | 0 | 0
CT Fac. Spec. - SO2 Rate Annual v3.1, Unit 626 and retrofits | 302 | 7287 | Rate Constraint in lbs/MMBtu | FALSE | L | Annual | Net Emissions Allowance Position | Thousand Tons | 0 | 0 | 0 | 0 | 0 | 0 | 0
CT Fac. Spec. - SO2 Rate Annual v3.1, Unit 626 and retrofits | 302 | 7287 | Rate Constraint in lbs/MMBtu | FALSE | L | Annual | Fuel Consumed | TBtu | 0.0060605 | 0.0060605 | 0.014918 | 0 | 0 | 0 | 0
CT Fac. Spec. - SO2 Rate Annual v3.1, Unit 626 and retrofits | 302 | 7287 | Rate Constraint in lbs/MMBtu | FALSE | L | Annual | Rate | lb/MMBtu | 0 | 0 | 0 | 0 | 0 | 0 | 0
CT Fac. Spec. - SO2 Rate Annual v3.1, Unit 626 and retrofits | 302 | 7287 | Rate Constraint in lbs/MMBtu | FALSE | L | Annual | Generation | TWh | 0.00056403 | 0.00056403 | 0.0013884 | 0 | 0 | 0 | 0
CT Fac. Spec. - SO2 Rate Annual v3.1, Unit 626 and retrofits | 302 | 7287 | Rate Constraint in lbs/MMBtu | FALSE | L | Annual | Qualifying Generation | TWh | 0.00056403 | 0.00056403 | 0.0013884 | 0 | 0 | 0 | 0
CT Fac. Spec. - SO2 Rate Annual v3.1, Unit 626 and retrofits | 302 | 7287 | Rate Constraint in lbs/MMBtu | FALSE | L | Annual | Rate | lb/MWh | 0 | 0 | 0 | 0 | 0 | 0 | 0
CT Fac. Spec. - SO2 Rate Annual v3.1, Unit 626 and retrofits | 302 | 7287 | Rate Constraint in lbs/MMBtu | FALSE | L | Annual | Constraint Shadow Price | US2022$/Ton | 0 | 0 | 0 | 0 | 0 | 0 | 0
CT Fac. Spec. - SO2 Rate Annual v3.1, Unit 627 and retrofits | 303 | 7287 | Rate Constraint in lbs/MMBtu | FALSE | L | Annual | Seasons Included | Seasons | Winter, Spring, Summer, Fall | Winter, Spring, Summer, Fall | Winter, Spring, Summer, Fall | Winter, Spring, Summer, Fall | Winter, Spring, Summer, Fall | Winter, Spring, Summer, Fall | Winter, Spring, Summer, Fall
CT Fac. Spec. - SO2 Rate Annual v3.1, Unit 627 and retrofits | 303 | 7287 | Rate Constraint in lbs/MMBtu | FALSE | L | Annual | Standard SO2 | lb/MMBtu | 0.33 | 0.33 | 0.33 | 0.33 | 0.33 | 0.33 | 0.33
CT Fac. Spec. - SO2 Rate Annual v3.1, Unit 627 and retrofits | 303 | 7287 | Rate Constraint in lbs/MMBtu | FALSE | L | Annual | Emissions at Affected Plants SO2 | Thousand Tons | 0 | 0 | 0 | 0 | 0 | 0 | 0
CT Fac. Spec. - SO2 Rate Annual v3.1, Unit 627 and retrofits | 303 | 7287 | Rate Constraint in lbs/MMBtu | FALSE | L | Annual | Allowances Purchased SO2 | Thousand Tons | 0 | 0 | 0 | 0 | 0 | 0 | 0
CT Fac. Spec. - SO2 Rate Annual v3.1, Unit 627 and retrofits | 303 | 7287 | Rate Constraint in lbs/MMBtu | FALSE | L | Annual | Allowances Sold SO2 | Thousand Tons | 0 | 0 | 0 | 0 | 0 | 0 | 0
CT Fac. Spec. - SO2 Rate Annual v3.1, Unit 627 and retrofits | 303 | 7287 | Rate Constraint in lbs/MMBtu | FALSE | L | Annual | Allowances Banked | Thousand Tons | 0 | 0 | 0 | 0 | 0 | 0 | 0
CT Fac. Spec. - SO2 Rate Annual v3.1, Unit 627 and retrofits | 303 | 7287 | Rate Constraint in lbs/MMBtu | FALSE | L | Annual | Allowances Withdrawn (1:1) | Thousand Tons | 0 | 0 | 0 | 0 | 0 | 0 | 0
CT Fac. Spec. - SO2 Rate Annual v3.1, Unit 627 and retrofits | 303 | 7287 | Rate Constraint in lbs/MMBtu | FALSE | L | Annual | Allowances Withdrawn (n:1) | Thousand Tons | 0 | 0 | 0 | 0 | 0 | 0 | 0
CT Fac. Spec. - SO2 Rate Annual v3.1, Unit 627 and retrofits | 303 | 7287 | Rate Constraint in lbs/MMBtu | FALSE | L | Annual | Net Emissions Allowance Position | Thousand Tons | 0 | 0 | 0 | 0 | 0 | 0 | 0
CT Fac. Spec. - SO2 Rate Annual v3.1, Unit 627 and retrofits | 303 | 7287 | Rate Constraint in lbs/MMBtu | FALSE | L | Annual | Fuel Consumed | TBtu | 0.0060605 | 0.0060605 | 0.014918 | 0 | 0 | 0 | 0
CT Fac. Spec. - SO2 Rate Annual v3.1, Unit 627 and retrofits | 303 | 7287 | Rate Constraint in lbs/MMBtu | FALSE | L | Annual | Rate | lb/MMBtu | 0 | 0 | 0 | 0 | 0 | 0 | 0
CT Fac. Spec. - SO2 Rate Annual v3.1, Unit 627 and retrofits | 303 | 7287 | Rate Constraint in lbs/MMBtu | FALSE | L | Annual | Generation | TWh | 0.00056403 | 0.00056403 | 0.0013884 | 0 | 0 | 0 | 0
CT Fac. Spec. - SO2 Rate Annual v3.1, Unit 627 and retrofits | 303 | 7287 | Rate Constraint in lbs/MMBtu | FALSE | L | Annual | Qualifying Generation | TWh | 0.00056403 | 0.00056403 | 0.0013884 | 0 | 0 | 0 | 0
CT Fac. Spec. - SO2 Rate Annual v3.1, Unit 627 and retrofits | 303 | 7287 | Rate Constraint in lbs/MMBtu | FALSE | L | Annual | Rate | lb/MWh | 0 | 0 | 0 | 0 | 0 | 0 | 0
CT Fac. Spec. - SO2 Rate Annual v3.1, Unit 627 and retrofits | 303 | 7287 | Rate Constraint in lbs/MMBtu | FALSE | L | Annual | Constraint Shadow Price | US2022$/Ton | 0 | 0 | 0 | 0 | 0 | 0 | 0
CT Fac. Spec. - SO2 Rate Annual v3.1, Unit 628 and retrofits | 304 | 7287 | Rate Constraint in lbs/MMBtu | FALSE | L | Annual | Seasons Included | Seasons | Winter, Spring, Summer, Fall | Winter, Spring, Summer, Fall | Winter, Spring, Summer, Fall | Winter, Spring, Summer, Fall | Winter, Spring, Summer, Fall | Winter, Spring, Summer, Fall | Winter, Spring, Summer, Fall
CT Fac. Spec. - SO2 Rate Annual v3.1, Unit 628 and retrofits | 304 | 7287 | Rate Constraint in lbs/MMBtu | FALSE | L | Annual | Standard SO2 | lb/MMBtu | 0.33 | 0.33 | 0.33 | 0.33 | 0.33 | 0.33 | 0.33
CT Fac. Spec. - SO2 Rate Annual v3.1, Unit 628 and retrofits | 304 | 7287 | Rate Constraint in lbs/MMBtu | FALSE | L | Annual | Emissions at Affected Plants SO2 | Thousand Tons | 0 | 0 | 0 | 0 | 0 | 0 | 0
CT Fac. Spec. - SO2 Rate Annual v3.1, Unit 628 and retrofits | 304 | 7287 | Rate Constraint in lbs/MMBtu | FALSE | L | Annual | Allowances Purchased SO2 | Thousand Tons | 0 | 0 | 0 | 0 | 0 | 0 | 0
CT Fac. Spec. - SO2 Rate Annual v3.1, Unit 628 and retrofits | 304 | 7287 | Rate Constraint in lbs/MMBtu | FALSE | L | Annual | Allowances Sold SO2 | Thousand Tons | 0 | 0 | 0 | 0 | 0 | 0 | 0
CT Fac. Spec. - SO2 Rate Annual v3.1, Unit 628 and retrofits | 304 | 7287 | Rate Constraint in lbs/MMBtu | FALSE | L | Annual | Allowances Banked | Thousand Tons | 0 | 0 | 0 | 0 | 0 | 0 | 0
CT Fac. Spec. - SO2 Rate Annual v3.1, Unit 628 and retrofits | 304 | 7287 | Rate Constraint in lbs/MMBtu | FALSE | L | Annual | Allowances Withdrawn (1:1) | Thousand Tons | 0 | 0 | 0 | 0 | 0 | 0 | 0
CT Fac. Spec. - SO2 Rate Annual v3.1, Unit 628 and retrofits | 304 | 7287 | Rate Constraint in lbs/MMBtu | FALSE | L | Annual | Allowances Withdrawn (n:1) | Thousand Tons | 0 | 0 | 0 | 0 | 0 | 0 | 0
CT Fac. Spec. - SO2 Rate Annual v3.1, Unit 628 and retrofits | 304 | 7287 | Rate Constraint in lbs/MMBtu | FALSE | L | Annual | Net Emissions Allowance Position | Thousand Tons | 0 | 0 | 0 | 0 | 0 | 0 | 0
CT Fac. Spec. - SO2 Rate Annual v3.1, Unit 628 and retrofits | 304 | 7287 | Rate Constraint in lbs/MMBtu | FALSE | L | Annual | Fuel Consumed | TBtu | 0 | 0 | 0.0091345 | 0 | 0 | 0 | 0
CT Fac. Spec. - SO2 Rate Annual v3.1, Unit 628 and retrofits | 304 | 7287 | Rate Constraint in lbs/MMBtu | FALSE | L | Annual | Rate | lb/MMBtu | 0 | 0 | 0 | 0 | 0 | 0 | 0
CT Fac. Spec. - SO2 Rate Annual v3.1, Unit 628 and retrofits | 304 | 7287 | Rate Constraint in lbs/MMBtu | FALSE | L | Annual | Generation | TWh | 0 | 0 | 0.0008472 | 0 | 0 | 0 | 0
CT Fac. Spec. - SO2 Rate Annual v3.1, Unit 628 and retrofits | 304 | 7287 | Rate Constraint in lbs/MMBtu | FALSE | L | Annual | Qualifying Generation | TWh | 0 | 0 | 0.0008472 | 0 | 0 | 0 | 0
CT Fac. Spec. - SO2 Rate Annual v3.1, Unit 628 and retrofits | 304 | 7287 | Rate Constraint in lbs/MMBtu | FALSE | L | Annual | Rate | lb/MWh | 0 | 0 | 0 | 0 | 0 | 0 | 0
CT Fac. Spec. - SO2 Rate Annual v3.1, Unit 628 and retrofits | 304 | 7287 | Rate Constraint in lbs/MMBtu | FALSE | L | Annual | Constraint Shadow Price | US2022$/Ton | 0 | 0 | 0 | 0 | 0 | 0 | 0
CT Fac. Spec. - SO2 Rate Annual v3.1, Unit 629 and retrofits | 305 | 7287 | Rate Constraint in lbs/MMBtu | FALSE | L | Annual | Seasons Included | Seasons | Winter, Spring, Summer, Fall | Winter, Spring, Summer, Fall | Winter, Spring, Summer, Fall | Winter, Spring, Summer, Fall | Winter, Spring, Summer, Fall | Winter, Spring, Summer, Fall | Winter, Spring, Summer, Fall
CT Fac. Spec. - SO2 Rate Annual v3.1, Unit 629 and retrofits | 305 | 7287 | Rate Constraint in lbs/MMBtu | FALSE | L | Annual | Standard SO2 | lb/MMBtu | 0.33 | 0.33 | 0.33 | 0.33 | 0.33 | 0.33 | 0.33
CT Fac. Spec. - SO2 Rate Annual v3.1, Unit 629 and retrofits | 305 | 7287 | Rate Constraint in lbs/MMBtu | FALSE | L | Annual | Emissions at Affected Plants SO2 | Thousand Tons | 0 | 0 | 0 | 0 | 0 | 0 | 0
CT Fac. Spec. - SO2 Rate Annual v3.1, Unit 629 and retrofits | 305 | 7287 | Rate Constraint in lbs/MMBtu | FALSE | L | Annual | Allowances Purchased SO2 | Thousand Tons | 0 | 0 | 0 | 0 | 0 | 0 | 0
CT Fac. Spec. - SO2 Rate Annual v3.1, Unit 629 and retrofits | 305 | 7287 | Rate Constraint in lbs/MMBtu | FALSE | L | Annual | Allowances Sold SO2 | Thousand Tons | 0 | 0 | 0 | 0 | 0 | 0 | 0
CT Fac. Spec. - SO2 Rate Annual v3.1, Unit 629 and retrofits | 305 | 7287 | Rate Constraint in lbs/MMBtu | FALSE | L | Annual | Allowances Banked | Thousand Tons | 0 | 0 | 0 | 0 | 0 | 0 | 0
CT Fac. Spec. - SO2 Rate Annual v3.1, Unit 629 and retrofits | 305 | 7287 | Rate Constraint in lbs/MMBtu | FALSE | L | Annual | Allowances Withdrawn (1:1) | Thousand Tons | 0 | 0 | 0 | 0 | 0 | 0 | 0
CT Fac. Spec. - SO2 Rate Annual v3.1, Unit 629 and retrofits | 305 | 7287 | Rate Constraint in lbs/MMBtu | FALSE | L | Annual | Allowances Withdrawn (n:1) | Thousand Tons | 0 | 0 | 0 | 0 | 0 | 0 | 0
CT Fac. Spec. - SO2 Rate Annual v3.1, Unit 629 and retrofits | 305 | 7287 | Rate Constraint in lbs/MMBtu | FALSE | L | Annual | Net Emissions Allowance Position | Thousand Tons | 0 | 0 | 0 | 0 | 0 | 0 | 0
CT Fac. Spec. - SO2 Rate Annual v3.1, Unit 629 and retrofits | 305 | 7287 | Rate Constraint in lbs/MMBtu | FALSE | L | Annual | Fuel Consumed | TBtu | 0 | 0 | 0.0089215 | 0 | 0 | 0 | 0
CT Fac. Spec. - SO2 Rate Annual v3.1, Unit 629 and retrofits | 305 | 7287 | Rate Constraint in lbs/MMBtu | FALSE | L | Annual | Rate | lb/MMBtu | 0 | 0 | 0 | 0 | 0 | 0 | 0
CT Fac. Spec. - SO2 Rate Annual v3.1, Unit 629 and retrofits | 305 | 7287 | Rate Constraint in lbs/MMBtu | FALSE | L | Annual | Generation | TWh | 0 | 0 | 0.00082736 | 0 | 0 | 0 | 0
CT Fac. Spec. - SO2 Rate Annual v3.1, Unit 629 and retrofits | 305 | 7287 | Rate Constraint in lbs/MMBtu | FALSE | L | Annual | Qualifying Generation | TWh | 0 | 0 | 0.00082736 | 0 | 0 | 0 | 0
CT Fac. Spec. - SO2 Rate Annual v3.1, Unit 629 and retrofits | 305 | 7287 | Rate Constraint in lbs/MMBtu | FALSE | L | Annual | Rate | lb/MWh | 0 | 0 | 0 | 0 | 0 | 0 | 0
CT Fac. Spec. - SO2 Rate Annual v3.1, Unit 629 and retrofits | 305 | 7287 | Rate Constraint in lbs/MMBtu | FALSE | L | Annual | Constraint Shadow Price | US2022$/Ton | 0 | 0 | 0 | 0 | 0 | 0 | 0
CT Fac. Spec. - SO2 Rate Annual v3.1, Unit 630 and retrofits | 306 | 7287 | Rate Constraint in lbs/MMBtu | FALSE | L | Annual | Seasons Included | Seasons | Winter, Spring, Summer, Fall | Winter, Spring, Summer, Fall | Winter, Spring, Summer, Fall | Winter, Spring, Summer, Fall | Winter, Spring, Summer, Fall | Winter, Spring, Summer, Fall | Winter, Spring, Summer, Fall
CT Fac. Spec. - SO2 Rate Annual v3.1, Unit 630 and retrofits | 306 | 7287 | Rate Constraint in lbs/MMBtu | FALSE | L | Annual | Standard SO2 | lb/MMBtu | 0.33 | 0.33 | 0.33 | 0.33 | 0.33 | 0.33 | 0.33
CT Fac. Spec. - SO2 Rate Annual v3.1, Unit 630 and retrofits | 306 | 7287 | Rate Constraint in lbs/MMBtu | FALSE | L | Annual | Emissions at Affected Plants SO2 | Thousand Tons | 0 | 0 | 0 | 0 | 0 | 0 | 0
CT Fac. Spec. - SO2 Rate Annual v3.1, Unit 630 and retrofits | 306 | 7287 | Rate Constraint in lbs/MMBtu | FALSE | L | Annual | Allowances Purchased SO2 | Thousand Tons | 0 | 0 | 0 | 0 | 0 | 0 | 0
CT Fac. Spec. - SO2 Rate Annual v3.1, Unit 630 and retrofits | 306 | 7287 | Rate Constraint in lbs/MMBtu | FALSE | L | Annual | Allowances Sold SO2 | Thousand Tons | 0 | 0 | 0 | 0 | 0 | 0 | 0
CT Fac. Spec. - SO2 Rate Annual v3.1, Unit 630 and retrofits | 306 | 7287 | Rate Constraint in lbs/MMBtu | FALSE | L | Annual | Allowances Banked | Thousand Tons | 0 | 0 | 0 | 0 | 0 | 0 | 0
CT Fac. Spec. - SO2 Rate Annual v3.1, Unit 630 and retrofits | 306 | 7287 | Rate Constraint in lbs/MMBtu | FALSE | L | Annual | Allowances Withdrawn (1:1) | Thousand Tons | 0 | 0 | 0 | 0 | 0 | 0 | 0
CT Fac. Spec. - SO2 Rate Annual v3.1, Unit 630 and retrofits | 306 | 7287 | Rate Constraint in lbs/MMBtu | FALSE | L | Annual | Allowances Withdrawn (n:1) | Thousand Tons | 0 | 0 | 0 | 0 | 0 | 0 | 0
CT Fac. Spec. - SO2 Rate Annual v3.1, Unit 630 and retrofits | 306 | 7287 | Rate Constraint in lbs/MMBtu | FALSE | L | Annual | Net Emissions Allowance Position | Thousand Tons | 0 | 0 | 0 | 0 | 0 | 0 | 0
CT Fac. Spec. - SO2 Rate Annual v3.1, Unit 630 and retrofits | 306 | 7287 | Rate Constraint in lbs/MMBtu | FALSE | L | Annual | Fuel Consumed | TBtu | 0 | 0 | 0.0089206 | 0 | 0 | 0 | 0
CT Fac. Spec. - SO2 Rate Annual v3.1, Unit 630 and retrofits | 306 | 7287 | Rate Constraint in lbs/MMBtu | FALSE | L | Annual | Rate | lb/MMBtu | 0 | 0 | 0 | 0 | 0 | 0 | 0
CT Fac. Spec. - SO2 Rate Annual v3.1, Unit 630 and retrofits | 306 | 7287 | Rate Constraint in lbs/MMBtu | FALSE | L | Annual | Generation | TWh | 0 | 0 | 0.00082736 | 0 | 0 | 0 | 0
CT Fac. Spec. - SO2 Rate Annual v3.1, Unit 630 and retrofits | 306 | 7287 | Rate Constraint in lbs/MMBtu | FALSE | L | Annual | Qualifying Generation | TWh | 0 | 0 | 0.00082736 | 0 | 0 | 0 | 0
CT Fac. Spec. - SO2 Rate Annual v3.1, Unit 630 and retrofits | 306 | 7287 | Rate Constraint in lbs/MMBtu | FALSE | L | Annual | Rate | lb/MWh | 0 | 0 | 0 | 0 | 0 | 0 | 0
CT Fac. Spec. - SO2 Rate Annual v3.1, Unit 630 and retrofits | 306 | 7287 | Rate Constraint in lbs/MMBtu | FALSE | L | Annual | Constraint Shadow Price | US2022$/Ton | 0 | 0 | 0 | 0 | 0 | 0 | 0
CT Fac. Spec. - SO2 Rate Annual v3.1, Unit 631 and retrofits | 307 | 7287 | Rate Constraint in lbs/MMBtu | FALSE | L | Annual | Seasons Included | Seasons | Winter, Spring, Summer, Fall | Winter, Spring, Summer, Fall | Winter, Spring, Summer, Fall | Winter, Spring, Summer, Fall | Winter, Spring, Summer, Fall | Winter, Spring, Summer, Fall | Winter, Spring, Summer, Fall
CT Fac. Spec. - SO2 Rate Annual v3.1, Unit 631 and retrofits | 307 | 7287 | Rate Constraint in lbs/MMBtu | FALSE | L | Annual | Standard SO2 | lb/MMBtu | 0.33 | 0.33 | 0.33 | 0.33 | 0.33 | 0.33 | 0.33
CT Fac. Spec. - SO2 Rate Annual v3.1, Unit 631 and retrofits | 307 | 7287 | Rate Constraint in lbs/MMBtu | FALSE | L | Annual | Emissions at Affected Plants SO2 | Thousand Tons | 0 | 0 | 0 | 0 | 0 | 0 | 0
CT Fac. Spec. - SO2 Rate Annual v3.1, Unit 631 and retrofits | 307 | 7287 | Rate Constraint in lbs/MMBtu | FALSE | L | Annual | Allowances Purchased SO2 | Thousand Tons | 0 | 0 | 0 | 0 | 0 | 0 | 0
CT Fac. Spec. - SO2 Rate Annual v3.1, Unit 631 and retrofits | 307 | 7287 | Rate Constraint in lbs/MMBtu | FALSE | L | Annual | Allowances Sold SO2 | Thousand Tons | 0 | 0 | 0 | 0 | 0 | 0 | 0
CT Fac. Spec. - SO2 Rate Annual v3.1, Unit 631 and retrofits | 307 | 7287 | Rate Constraint in lbs/MMBtu | FALSE | L | Annual | Allowances Banked | Thousand Tons | 0 | 0 | 0 | 0 | 0 | 0 | 0
CT Fac. Spec. - SO2 Rate Annual v3.1, Unit 631 and retrofits | 307 | 7287 | Rate Constraint in lbs/MMBtu | FALSE | L | Annual | Allowances Withdrawn (1:1) | Thousand Tons | 0 | 0 | 0 | 0 | 0 | 0 | 0
CT Fac. Spec. - SO2 Rate Annual v3.1, Unit 631 and retrofits | 307 | 7287 | Rate Constraint in lbs/MMBtu | FALSE | L | Annual | Allowances Withdrawn (n:1) | Thousand Tons | 0 | 0 | 0 | 0 | 0 | 0 | 0
CT Fac. Spec. - SO2 Rate Annual v3.1, Unit 631 and retrofits | 307 | 7287 | Rate Constraint in lbs/MMBtu | FALSE | L | Annual | Net Emissions Allowance Position | Thousand Tons | 0 | 0 | 0 | 0 | 0 | 0 | 0
CT Fac. Spec. - SO2 Rate Annual v3.1, Unit 631 and retrofits | 307 | 7287 | Rate Constraint in lbs/MMBtu | FALSE | L | Annual | Fuel Consumed | TBtu | 0 | 0 | 0.0090734 | 0 | 0 | 0 | 0
CT Fac. Spec. - SO2 Rate Annual v3.1, Unit 631 and retrofits | 307 | 7287 | Rate Constraint in lbs/MMBtu | FALSE | L | Annual | Rate | lb/MMBtu | 0 | 0 | 0 | 0 | 0 | 0 | 0
CT Fac. Spec. - SO2 Rate Annual v3.1, Unit 631 and retrofits | 307 | 7287 | Rate Constraint in lbs/MMBtu | FALSE | L | Annual | Generation | TWh | 0 | 0 | 0.00084153 | 0 | 0 | 0 | 0
CT Fac. Spec. - SO2 Rate Annual v3.1, Unit 631 and retrofits | 307 | 7287 | Rate Constraint in lbs/MMBtu | FALSE | L | Annual | Qualifying Generation | TWh | 0 | 0 | 0.00084153 | 0 | 0 | 0 | 0
CT Fac. Spec. - SO2 Rate Annual v3.1, Unit 631 and retrofits | 307 | 7287 | Rate Constraint in lbs/MMBtu | FALSE | L | Annual | Rate | lb/MWh | 0 | 0 | 0 | 0 | 0 | 0 | 0
CT Fac. Spec. - SO2 Rate Annual v3.1, Unit 631 and retrofits | 307 | 7287 | Rate Constraint in lbs/MMBtu | FALSE | L | Annual | Constraint Shadow Price | US2022$/Ton | 0 | 0 | 0 | 0 | 0 | 0 | 0
CT Fac. Spec. - SO2 Rate Annual v3.1, Unit 632 and retrofits | 308 | 7287 | Rate Constraint in lbs/MMBtu | FALSE | L | Annual | Seasons Included | Seasons | Winter, Spring, Summer, Fall | Winter, Spring, Summer, Fall | Winter, Spring, Summer, Fall | Winter, Spring, Summer, Fall | Winter, Spring, Summer, Fall | Winter, Spring, Summer, Fall | Winter, Spring, Summer, Fall
CT Fac. Spec. - SO2 Rate Annual v3.1, Unit 632 and retrofits | 308 | 7287 | Rate Constraint in lbs/MMBtu | FALSE | L | Annual | Standard SO2 | lb/MMBtu | 0.33 | 0.33 | 0.33 | 0.33 | 0.33 | 0.33 | 0.33
CT Fac. Spec. - SO2 Rate Annual v3.1, Unit 632 and retrofits | 308 | 7287 | Rate Constraint in lbs/MMBtu | FALSE | L | Annual | Emissions at Affected Plants SO2 | Thousand Tons | 0 | 0 | 0 | 0 | 0 | 0 | 0
CT Fac. Spec. - SO2 Rate Annual v3.1, Unit 632 and retrofits | 308 | 7287 | Rate Constraint in lbs/MMBtu | FALSE | L | Annual | Allowances Purchased SO2 | Thousand Tons | 0 | 0 | 0 | 0 | 0 | 0 | 0
CT Fac. Spec. - SO2 Rate Annual v3.1, Unit 632 and retrofits | 308 | 7287 | Rate Constraint in lbs/MMBtu | FALSE | L | Annual | Allowances Sold SO2 | Thousand Tons | 0 | 0 | 0 | 0 | 0 | 0 | 0
CT Fac. Spec. - SO2 Rate Annual v3.1, Unit 632 and retrofits | 308 | 7287 | Rate Constraint in lbs/MMBtu | FALSE | L | Annual | Allowances Banked | Thousand Tons | 0 | 0 | 0 | 0 | 0 | 0 | 0
CT Fac. Spec. - SO2 Rate Annual v3.1, Unit 632 and retrofits | 308 | 7287 | Rate Constraint in lbs/MMBtu | FALSE | L | Annual | Allowances Withdrawn (1:1) | Thousand Tons | 0 | 0 | 0 | 0 | 0 | 0 | 0
CT Fac. Spec. - SO2 Rate Annual v3.1, Unit 632 and retrofits | 308 | 7287 | Rate Constraint in lbs/MMBtu | FALSE | L | Annual | Allowances Withdrawn (n:1) | Thousand Tons | 0 | 0 | 0 | 0 | 0 | 0 | 0
CT Fac. Spec. - SO2 Rate Annual v3.1, Unit 632 and retrofits | 308 | 7287 | Rate Constraint in lbs/MMBtu | FALSE | L | Annual | Net Emissions Allowance Position | Thousand Tons | 0 | 0 | 0 | 0 | 0 | 0 | 0
CT Fac. Spec. - SO2 Rate Annual v3.1, Unit 632 and retrofits | 308 | 7287 | Rate Constraint in lbs/MMBtu | FALSE | L | Annual | Fuel Consumed | TBtu | 0 | 0 | 0.0047309 | 0 | 0 | 0 | 0
CT Fac. Spec. - SO2 Rate Annual v3.1, Unit 632 and retrofits | 308 | 7287 | Rate Constraint in lbs/MMBtu | FALSE | L | Annual | Rate | lb/MMBtu | 0 | 0 | 0 | 0 | 0 | 0 | 0
CT Fac. Spec. - SO2 Rate Annual v3.1, Unit 632 and retrofits | 308 | 7287 | Rate Constraint in lbs/MMBtu | FALSE | L | Annual | Generation | TWh | 0 | 0 | 0.00039947 | 0 | 0 | 0 | 0
CT Fac. Spec. - SO2 Rate Annual v3.1, Unit 632 and retrofits | 308 | 7287 | Rate Constraint in lbs/MMBtu | FALSE | L | Annual | Qualifying Generation | TWh | 0 | 0 | 0.00039947 | 0 | 0 | 0 | 0
CT Fac. Spec. - SO2 Rate Annual v3.1, Unit 632 and retrofits | 308 | 7287 | Rate Constraint in lbs/MMBtu | FALSE | L | Annual | Rate | lb/MWh | 0 | 0 | 0 | 0 | 0 | 0 | 0
CT Fac. Spec. - SO2 Rate Annual v3.1, Unit 632 and retrofits | 308 | 7287 | Rate Constraint in lbs/MMBtu | FALSE | L | Annual | Constraint Shadow Price | US2022$/Ton | 0 | 0 | 0 | 0 | 0 | 0 | 0
CT Fac. Spec. - SO2 Rate Annual v3.1, Unit 1717 and retrofits | 309 | 7287 | Rate Constraint in lbs/MMBtu | FALSE | L | Annual | Seasons Included | Seasons | Winter, Spring, Summer, Fall | Winter, Spring, Summer, Fall | Winter, Spring, Summer, Fall | Winter, Spring, Summer, Fall | Winter, Spring, Summer, Fall | Winter, Spring, Summer, Fall | Winter, Spring, Summer, Fall
CT Fac. Spec. - SO2 Rate Annual v3.1, Unit 1717 and retrofits | 309 | 7287 | Rate Constraint in lbs/MMBtu | FALSE | L | Annual | Standard SO2 | lb/MMBtu | 0.33 | 0.33 | 0.33 | 0.33 | 0.33 | 0.33 | 0.33
CT Fac. Spec. - SO2 Rate Annual v3.1, Unit 1717 and retrofits | 309 | 7287 | Rate Constraint in lbs/MMBtu | FALSE | L | Annual | Emissions at Affected Plants SO2 | Thousand Tons | 0 | 0 | 0 | 0 | 0 | 0 | 0
CT Fac. Spec. - SO2 Rate Annual v3.1, Unit 1717 and retrofits | 309 | 7287 | Rate Constraint in lbs/MMBtu | FALSE | L | Annual | Allowances Purchased SO2 | Thousand Tons | 0 | 0 | 0 | 0 | 0 | 0 | 0
CT Fac. Spec. - SO2 Rate Annual v3.1, Unit 1717 and retrofits | 309 | 7287 | Rate Constraint in lbs/MMBtu | FALSE | L | Annual | Allowances Sold SO2 | Thousand Tons | 0 | 0 | 0 | 0 | 0 | 0 | 0
CT Fac. Spec. - SO2 Rate Annual v3.1, Unit 1717 and retrofits | 309 | 7287 | Rate Constraint in lbs/MMBtu | FALSE | L | Annual | Allowances Banked | Thousand Tons | 0 | 0 | 0 | 0 | 0 | 0 | 0
CT Fac. Spec. - SO2 Rate Annual v3.1, Unit 1717 and retrofits | 309 | 7287 | Rate Constraint in lbs/MMBtu | FALSE | L | Annual | Allowances Withdrawn (1:1) | Thousand Tons | 0 | 0 | 0 | 0 | 0 | 0 | 0
CT Fac. Spec. - SO2 Rate Annual v3.1, Unit 1717 and retrofits | 309 | 7287 | Rate Constraint in lbs/MMBtu | FALSE | L | Annual | Allowances Withdrawn (n:1) | Thousand Tons | 0 | 0 | 0 | 0 | 0 | 0 | 0
CT Fac. Spec. - SO2 Rate Annual v3.1, Unit 1717 and retrofits | 309 | 7287 | Rate Constraint in lbs/MMBtu | FALSE | L | Annual | Net Emissions Allowance Position | Thousand Tons | 0 | 0 | 0 | 0 | 0 | 0 | 0
CT Fac. Spec. - SO2 Rate Annual v3.1, Unit 1717 and retrofits | 309 | 7287 | Rate Constraint in lbs/MMBtu | FALSE | L | Annual | Fuel Consumed | TBtu | 6.6111 | 6.5627 | 5.7663 | 0 | 0 | 0 | 0
CT Fac. Spec. - SO2 Rate Annual v3.1, Unit 1717 and retrofits | 309 | 7287 | Rate Constraint in lbs/MMBtu | FALSE | L | Annual | Rate | lb/MMBtu | 0 | 0 | 0 | 0 | 0 | 0 | 0
CT Fac. Spec. - SO2 Rate Annual v3.1, Unit 1717 and retrofits | 309 | 7287 | Rate Constraint in lbs/MMBtu | FALSE | L | Annual | Generation | TWh | 0.93153 | 0.92472 | 0.8125 | 0 | 0 | 0 | 0
CT Fac. Spec. - SO2 Rate Annual v3.1, Unit 1717 and retrofits | 309 | 7287 | Rate Constraint in lbs/MMBtu | FALSE | L | Annual | Qualifying Generation | TWh | 0.93153 | 0.92472 | 0.8125 | 0 | 0 | 0 | 0
CT Fac. Spec. - SO2 Rate Annual v3.1, Unit 1717 and retrofits | 309 | 7287 | Rate Constraint in lbs/MMBtu | FALSE | L | Annual | Rate | lb/MWh | 0 | 0 | 0 | 0 | 0 | 0 | 0
CT Fac. Spec. - SO2 Rate Annual v3.1, Unit 1717 and retrofits | 309 | 7287 | Rate Constraint in lbs/MMBtu | FALSE | L | Annual | Constraint Shadow Price | US2022$/Ton | 0 | 0 | 0 | 0 | 0 | 0 | 0
CT Fac. Spec. - SO2 Rate Annual v3.1, Unit 1718 and retrofits | 310 | 7287 | Rate Constraint in lbs/MMBtu | FALSE | L | Annual | Seasons Included | Seasons | Winter, Spring, Summer, Fall | Winter, Spring, Summer, Fall | Winter, Spring, Summer, Fall | Winter, Spring, Summer, Fall | Winter, Spring, Summer, Fall | Winter, Spring, Summer, Fall | Winter, Spring, Summer, Fall
CT Fac. Spec. - SO2 Rate Annual v3.1, Unit 1718 and retrofits | 310 | 7287 | Rate Constraint in lbs/MMBtu | FALSE | L | Annual | Standard SO2 | lb/MMBtu | 0.33 | 0.33 | 0.33 | 0.33 | 0.33 | 0.33 | 0.33
CT Fac. Spec. - SO2 Rate Annual v3.1, Unit 1718 and retrofits | 310 | 7287 | Rate Constraint in lbs/MMBtu | FALSE | L | Annual | Emissions at Affected Plants SO2 | Thousand Tons | 0 | 0 | 0 | 0 | 0 | 0 | 0
CT Fac. Spec. - SO2 Rate Annual v3.1, Unit 1718 and retrofits | 310 | 7287 | Rate Constraint in lbs/MMBtu | FALSE | L | Annual | Allowances Purchased SO2 | Thousand Tons | 0 | 0 | 0 | 0 | 0 | 0 | 0
CT Fac. Spec. - SO2 Rate Annual v3.1, Unit 1718 and retrofits | 310 | 7287 | Rate Constraint in lbs/MMBtu | FALSE | L | Annual | Allowances Sold SO2 | Thousand Tons | 0 | 0 | 0 | 0 | 0 | 0 | 0
CT Fac. Spec. - SO2 Rate Annual v3.1, Unit 1718 and retrofits | 310 | 7287 | Rate Constraint in lbs/MMBtu | FALSE | L | Annual | Allowances Banked | Thousand Tons | 0 | 0 | 0 | 0 | 0 | 0 | 0
CT Fac. Spec. - SO2 Rate Annual v3.1, Unit 1718 and retrofits | 310 | 7287 | Rate Constraint in lbs/MMBtu | FALSE | L | Annual | Allowances Withdrawn (1:1) | Thousand Tons | 0 | 0 | 0 | 0 | 0 | 0 | 0
CT Fac. Spec. - SO2 Rate Annual v3.1, Unit 1718 and retrofits | 310 | 7287 | Rate Constraint in lbs/MMBtu | FALSE | L | Annual | Allowances Withdrawn (n:1) | Thousand Tons | 0 | 0 | 0 | 0 | 0 | 0 | 0
CT Fac. Spec. - SO2 Rate Annual v3.1, Unit 1718 and retrofits | 310 | 7287 | Rate Constraint in lbs/MMBtu | FALSE | L | Annual | Net Emissions Allowance Position | Thousand Tons | 0 | 0 | 0 | 0 | 0 | 0 | 0
CT Fac. Spec. - SO2 Rate Annual v3.1, Unit 1718 and retrofits | 310 | 7287 | Rate Constraint in lbs/MMBtu | FALSE | L | Annual | Fuel Consumed | TBtu | 6.315 | 6.268 | 4.5365 | 0 | 0 | 0 | 0
CT Fac. Spec. - SO2 Rate Annual v3.1, Unit 1718 and retrofits | 310 | 7287 | Rate Constraint in lbs/MMBtu | FALSE | L | Annual | Rate | lb/MMBtu | 0 | 0 | 0 | 0 | 0 | 0 | 0
CT Fac. Spec. - SO2 Rate Annual v3.1, Unit 1718 and retrofits | 310 | 7287 | Rate Constraint in lbs/MMBtu | FALSE | L | Annual | Generation | TWh | 0.88982 | 0.88319 | 0.63921 | 0 | 0 | 0 | 0
CT Fac. Spec. - SO2 Rate Annual v3.1, Unit 1718 and retrofits | 310 | 7287 | Rate Constraint in lbs/MMBtu | FALSE | L | Annual | Qualifying Generation | TWh | 0.88982 | 0.88319 | 0.63921 | 0 | 0 | 0 | 0
CT Fac. Spec. - SO2 Rate Annual v3.1, Unit 1718 and retrofits | 310 | 7287 | Rate Constraint in lbs/MMBtu | FALSE | L | Annual | Rate | lb/MWh | 0 | 0 | 0 | 0 | 0 | 0 | 0
CT Fac. Spec. - SO2 Rate Annual v3.1, Unit 1718 and retrofits | 310 | 7287 | Rate Constraint in lbs/MMBtu | FALSE | L | Annual | Constraint Shadow Price | US2022$/Ton | 0 | 0 | 0 | 0 | 0 | 0 | 0
CT Fac. Spec. - SO2 Rate Annual v3.1, Unit 1719 and retrofits | 311 | 7287 | Rate Constraint in lbs/MMBtu | FALSE | L | Annual | Seasons Included | Seasons | Winter, Spring, Summer, Fall | Winter, Spring, Summer, Fall | Winter, Spring, Summer, Fall | Winter, Spring, Summer, Fall | Winter, Spring, Summer, Fall | Winter, Spring, Summer, Fall | Winter, Spring, Summer, Fall
CT Fac. Spec. - SO2 Rate Annual v3.1, Unit 1719 and retrofits | 311 | 7287 | Rate Constraint in lbs/MMBtu | FALSE | L | Annual | Standard SO2 | lb/MMBtu | 0.33 | 0.33 | 0.33 | 0.33 | 0.33 | 0.33 | 0.33
CT Fac. Spec. - SO2 Rate Annual v3.1, Unit 1719 and retrofits | 311 | 7287 | Rate Constraint in lbs/MMBtu | FALSE | L | Annual | Emissions at Affected Plants SO2 | Thousand Tons | 0 | 0 | 0 | 0 | 0 | 0 | 0
CT Fac. Spec. - SO2 Rate Annual v3.1, Unit 1719 and retrofits | 311 | 7287 | Rate Constraint in lbs/MMBtu | FALSE | L | Annual | Allowances Purchased SO2 | Thousand Tons | 0 | 0 | 0 | 0 | 0 | 0 | 0
CT Fac. Spec. - SO2 Rate Annual v3.1, Unit 1719 and retrofits | 311 | 7287 | Rate Constraint in lbs/MMBtu | FALSE | L | Annual | Allowances Sold SO2 | Thousand Tons | 0 | 0 | 0 | 0 | 0 | 0 | 0
CT Fac. Spec. - SO2 Rate Annual v3.1, Unit 1719 and retrofits | 311 | 7287 | Rate Constraint in lbs/MMBtu | FALSE | L | Annual | Allowances Banked | Thousand Tons | 0 | 0 | 0 | 0 | 0 | 0 | 0
CT Fac. Spec. - SO2 Rate Annual v3.1, Unit 1719 and retrofits | 311 | 7287 | Rate Constraint in lbs/MMBtu | FALSE | L | Annual | Allowances Withdrawn (1:1) | Thousand Tons | 0 | 0 | 0 | 0 | 0 | 0 | 0
CT Fac. Spec. - SO2 Rate Annual v3.1, Unit 1719 and retrofits | 311 | 7287 | Rate Constraint in lbs/MMBtu | FALSE | L | Annual | Allowances Withdrawn (n:1) | Thousand Tons | 0 | 0 | 0 | 0 | 0 | 0 | 0
CT Fac. Spec. - SO2 Rate Annual v3.1, Unit 1719 and retrofits | 311 | 7287 | Rate Constraint in lbs/MMBtu | FALSE | L | Annual | Net Emissions Allowance Position | Thousand Tons | 0 | 0 | 0 | 0 | 0 | 0 | 0
CT Fac. Spec. - SO2 Rate Annual v3.1, Unit 1719 and retrofits | 311 | 7287 | Rate Constraint in lbs/MMBtu | FALSE | L | Annual | Fuel Consumed | TBtu | 6.2822 | 6.2136 | 2.868 | 0 | 0 | 0 | 0
CT Fac. Spec. - SO2 Rate Annual v3.1, Unit 1719 and retrofits | 311 | 7287 | Rate Constraint in lbs/MMBtu | FALSE | L | Annual | Rate | lb/MMBtu | 0 | 0 | 0 | 0 | 0 | 0 | 0
CT Fac. Spec. - SO2 Rate Annual v3.1, Unit 1719 and retrofits | 311 | 7287 | Rate Constraint in lbs/MMBtu | FALSE | L | Annual | Generation | TWh | 0.88519 | 0.87552 | 0.40412 | 0 | 0 | 0 | 0
CT Fac. Spec. - SO2 Rate Annual v3.1, Unit 1719 and retrofits | 311 | 7287 | Rate Constraint in lbs/MMBtu | FALSE | L | Annual | Qualifying Generation | TWh | 0.88519 | 0.87552 | 0.40412 | 0 | 0 | 0 | 0
CT Fac. Spec. - SO2 Rate Annual v3.1, Unit 1719 and retrofits | 311 | 7287 | Rate Constraint in lbs/MMBtu | FALSE | L | Annual | Rate | lb/MWh | 0 | 0 | 0 | 0 | 0 | 0 | 0
CT Fac. Spec. - SO2 Rate Annual v3.1, Unit 1719 and retrofits | 311 | 7287 | Rate Constraint in lbs/MMBtu | FALSE | L | Annual | Constraint Shadow Price | US2022$/Ton | 0 | 0 | 0 | 0 | 0 | 0 | 0
CT Fac. Spec. - SO2 Rate Annual v3.1, Unit 1720 and retrofits | 312 | 7287 | Rate Constraint in lbs/MMBtu | FALSE | L | Annual | Seasons Included | Seasons | Winter, Spring, Summer, Fall | Winter, Spring, Summer, Fall | Winter, Spring, Summer, Fall | Winter, Spring, Summer, Fall | Winter, Spring, Summer, Fall | Winter, Spring, Summer, Fall | Winter, Spring, Summer, Fall
CT Fac. Spec. - SO2 Rate Annual v3.1, Unit 1720 and retrofits | 312 | 7287 | Rate Constraint in lbs/MMBtu | FALSE | L | Annual | Standard SO2 | lb/MMBtu | 0.33 | 0.33 | 0.33 | 0.33 | 0.33 | 0.33 | 0.33
CT Fac. Spec. - SO2 Rate Annual v3.1, Unit 1720 and retrofits | 312 | 7287 | Rate Constraint in lbs/MMBtu | FALSE | L | Annual | Emissions at Affected Plants SO2 | Thousand Tons | 0 | 0 | 0 | 0 | 0 | 0 | 0
CT Fac. Spec. - SO2 Rate Annual v3.1, Unit 1720 and retrofits | 312 | 7287 | Rate Constraint in lbs/MMBtu | FALSE | L | Annual | Allowances Purchased SO2 | Thousand Tons | 0 | 0 | 0 | 0 | 0 | 0 | 0
CT Fac. Spec. - SO2 Rate Annual v3.1, Unit 1720 and retrofits | 312 | 7287 | Rate Constraint in lbs/MMBtu | FALSE | L | Annual | Allowances Sold SO2 | Thousand Tons | 0 | 0 | 0 | 0 | 0 | 0 | 0
CT Fac. Spec. - SO2 Rate Annual v3.1, Unit 1720 and retrofits | 312 | 7287 | Rate Constraint in lbs/MMBtu | FALSE | L | Annual | Allowances Banked | Thousand Tons | 0 | 0 | 0 | 0 | 0 | 0 | 0
CT Fac. Spec. - SO2 Rate Annual v3.1, Unit 1720 and retrofits | 312 | 7287 | Rate Constraint in lbs/MMBtu | FALSE | L | Annual | Allowances Withdrawn (1:1) | Thousand Tons | 0 | 0 | 0 | 0 | 0 | 0 | 0
CT Fac. Spec. - SO2 Rate Annual v3.1, Unit 1720 and retrofits | 312 | 7287 | Rate Constraint in lbs/MMBtu | FALSE | L | Annual | Allowances Withdrawn (n:1) | Thousand Tons | 0 | 0 | 0 | 0 | 0 | 0 | 0
CT Fac. Spec. - SO2 Rate Annual v3.1, Unit 1720 and retrofits | 312 | 7287 | Rate Constraint in lbs/MMBtu | FALSE | L | Annual | Net Emissions Allowance Position | Thousand Tons | 0 | 0 | 0 | 0 | 0 | 0 | 0
CT Fac. Spec. - SO2 Rate Annual v3.1, Unit 1720 and retrofits | 312 | 7287 | Rate Constraint in lbs/MMBtu | FALSE | L | Annual | Fuel Consumed | TBtu | 1.9076 | 2.8473 | 4.1264 | 0 | 0 | 0 | 0
CT Fac. Spec. - SO2 Rate Annual v3.1, Unit 1720 and retrofits | 312 | 7287 | Rate Constraint in lbs/MMBtu | FALSE | L | Annual | Rate | lb/MMBtu | 0 | 0 | 0 | 0 | 0 | 0 | 0
CT Fac. Spec. - SO2 Rate Annual v3.1, Unit 1720 and retrofits | 312 | 7287 | Rate Constraint in lbs/MMBtu | FALSE | L | Annual | Generation | TWh | 0.25737 | 0.38415 | 0.55672 | 0 | 0 | 0 | 0
CT Fac. Spec. - SO2 Rate Annual v3.1, Unit 1720 and retrofits | 312 | 7287 | Rate Constraint in lbs/MMBtu | FALSE | L | Annual | Qualifying Generation | TWh | 0.25737 | 0.38415 | 0.55672 | 0 | 0 | 0 | 0
CT Fac. Spec. - SO2 Rate Annual v3.1, Unit 1720 and retrofits | 312 | 7287 | Rate Constraint in lbs/MMBtu | FALSE | L | Annual | Rate | lb/MWh | 0 | 0 | 0 | 0 | 0 | 0 | 0
CT Fac. Spec. - SO2 Rate Annual v3.1, Unit 1720 and retrofits | 312 | 7287 | Rate Constraint in lbs/MMBtu | FALSE | L | Annual | Constraint Shadow Price | US2022$/Ton | 0 | 0 | 0 | 0 | 0 | 0 | 0
CT Fac. Spec. - SO2 Rate Annual v3.1, Unit 1721 and retrofits | 313 | 7287 | Rate Constraint in lbs/MMBtu | FALSE | L | Annual | Seasons Included | Seasons | Winter, Spring, Summer, Fall | Winter, Spring, Summer, Fall | Winter, Spring, Summer, Fall | Winter, Spring, Summer, Fall | Winter, Spring, Summer, Fall | Winter, Spring, Summer, Fall | Winter, Spring, Summer, Fall
CT Fac. Spec. - SO2 Rate Annual v3.1, Unit 1721 and retrofits | 313 | 7287 | Rate Constraint in lbs/MMBtu | FALSE | L | Annual | Standard SO2 | lb/MMBtu | 0.33 | 0.33 | 0.33 | 0.33 | 0.33 | 0.33 | 0.33
CT Fac. Spec. - SO2 Rate Annual v3.1, Unit 1721 and retrofits | 313 | 7287 | Rate Constraint in lbs/MMBtu | FALSE | L | Annual | Emissions at Affected Plants SO2 | Thousand Tons | 0 | 0 | 0 | 0 | 0 | 0 | 0
CT Fac. Spec. - SO2 Rate Annual v3.1, Unit 1721 and retrofits | 313 | 7287 | Rate Constraint in lbs/MMBtu | FALSE | L | Annual | Allowances Purchased SO2 | Thousand Tons | 0 | 0 | 0 | 0 | 0 | 0 | 0
CT Fac. Spec. - SO2 Rate Annual v3.1, Unit 1721 and retrofits | 313 | 7287 | Rate Constraint in lbs/MMBtu | FALSE | L | Annual | Allowances Sold SO2 | Thousand Tons | 0 | 0 | 0 | 0 | 0 | 0 | 0
CT Fac. Spec. - SO2 Rate Annual v3.1, Unit 1721 and retrofits | 313 | 7287 | Rate Constraint in lbs/MMBtu | FALSE | L | Annual | Allowances Banked | Thousand Tons | 0 | 0 | 0 | 0 | 0 | 0 | 0
CT Fac. Spec. - SO2 Rate Annual v3.1, Unit 1721 and retrofits | 313 | 7287 | Rate Constraint in lbs/MMBtu | FALSE | L | Annual | Allowances Withdrawn (1:1) | Thousand Tons | 0 | 0 | 0 | 0 | 0 | 0 | 0
CT Fac. Spec. - SO2 Rate Annual v3.1, Unit 1721 and retrofits | 313 | 7287 | Rate Constraint in lbs/MMBtu | FALSE | L | Annual | Allowances Withdrawn (n:1) | Thousand Tons | 0 | 0 | 0 | 0 | 0 | 0 | 0
CT Fac. Spec. - SO2 Rate Annual v3.1, Unit 1721 and retrofits | 313 | 7287 | Rate Constraint in lbs/MMBtu | FALSE | L | Annual | Net Emissions Allowance Position | Thousand Tons | 0 | 0 | 0 | 0 | 0 | 0 | 0
CT Fac. Spec. - SO2 Rate Annual v3.1, Unit 1721 and retrofits | 313 | 7287 | Rate Constraint in lbs/MMBtu | FALSE | L | Annual | Fuel Consumed | TBtu | 0.65117 | 1.4595 | 4.0386 | 0 | 0 | 0 | 0
CT Fac. Spec. - SO2 Rate Annual v3.1, Unit 1721 and retrofits | 313 | 7287 | Rate Constraint in lbs/MMBtu | FALSE | L | Annual | Rate | lb/MMBtu | 0 | 0 | 0 | 0 | 0 | 0 | 0
CT Fac. Spec. - SO2 Rate Annual v3.1, Unit 1721 and retrofits | 313 | 7287 | Rate Constraint in lbs/MMBtu | FALSE | L | Annual | Generation | TWh | 0.087594 | 0.19632 | 0.54325 | 0 | 0 | 0 | 0
CT Fac. Spec. - SO2 Rate Annual v3.1, Unit 1721 and retrofits | 313 | 7287 | Rate Constraint in lbs/MMBtu | FALSE | L | Annual | Qualifying Generation | TWh | 0.087594 | 0.19632 | 0.54325 | 0 | 0 | 0 | 0
CT Fac. Spec. - SO2 Rate Annual v3.1, Unit 1721 and retrofits | 313 | 7287 | Rate Constraint in lbs/MMBtu | FALSE | L | Annual | Rate | lb/MWh | 0 | 0 | 0 | 0 | 0 | 0 | 0
CT Fac. Spec. - SO2 Rate Annual v3.1, Unit 1721 and retrofits | 313 | 7287 | Rate Constraint in lbs/MMBtu | FALSE | L | Annual | Constraint Shadow Price | US2022$/Ton | 0 | 0 | 0 | 0 | 0 | 0 | 0
CT Fac. Spec. - SO2 Rate Annual v3.1, Unit 1722 and retrofits | 314 | 7287 | Rate Constraint in lbs/MMBtu | FALSE | L | Annual | Seasons Included | Seasons | Winter, Spring, Summer, Fall | Winter, Spring, Summer, Fall | Winter, Spring, Summer, Fall | Winter, Spring, Summer, Fall | Winter, Spring, Summer, Fall | Winter, Spring, Summer, Fall | Winter, Spring, Summer, Fall
CT Fac. Spec. - SO2 Rate Annual v3.1, Unit 1722 and retrofits | 314 | 7287 | Rate Constraint in lbs/MMBtu | FALSE | L | Annual | Standard SO2 | lb/MMBtu | 0.33 | 0.33 | 0.33 | 0.33 | 0.33 | 0.33 | 0.33
CT Fac. Spec. - SO2 Rate Annual v3.1, Unit 1722 and retrofits | 314 | 7287 | Rate Constraint in lbs/MMBtu | FALSE | L | Annual | Emissions at Affected Plants SO2 | Thousand Tons | 0 | 0 | 0 | 0 | 0 | 0 | 0
CT Fac. Spec. - SO2 Rate Annual v3.1, Unit 1722 and retrofits | 314 | 7287 | Rate Constraint in lbs/MMBtu | FALSE | L | Annual | Allowances Purchased SO2 | Thousand Tons | 0 | 0 | 0 | 0 | 0 | 0 | 0
CT Fac. Spec. - SO2 Rate Annual v3.1, Unit 1722 and retrofits | 314 | 7287 | Rate Constraint in lbs/MMBtu | FALSE | L | Annual | Allowances Sold SO2 | Thousand Tons | 0 | 0 | 0 | 0 | 0 | 0 | 0
CT Fac. Spec. - SO2 Rate Annual v3.1, Unit 1722 and retrofits | 314 | 7287 | Rate Constraint in lbs/MMBtu | FALSE | L | Annual | Allowances Banked | Thousand Tons | 0 | 0 | 0 | 0 | 0 | 0 | 0
CT Fac. Spec. - SO2 Rate Annual v3.1, Unit 1722 and retrofits | 314 | 7287 | Rate Constraint in lbs/MMBtu | FALSE | L | Annual | Allowances Withdrawn (1:1) | Thousand Tons | 0 | 0 | 0 | 0 | 0 | 0 | 0
CT Fac. Spec. - SO2 Rate Annual v3.1, Unit 1722 and retrofits | 314 | 7287 | Rate Constraint in lbs/MMBtu | FALSE | L | Annual | Allowances Withdrawn (n:1) | Thousand Tons | 0 | 0 | 0 | 0 | 0 | 0 | 0
CT Fac. Spec. - SO2 Rate Annual v3.1, Unit 1722 and retrofits | 314 | 7287 | Rate Constraint in lbs/MMBtu | FALSE | L | Annual | Net Emissions Allowance Position | Thousand Tons | 0 | 0 | 0 | 0 | 0 | 0 | 0
CT Fac. Spec. - SO2 Rate Annual v3.1, Unit 1722 and retrofits | 314 | 7287 | Rate Constraint in lbs/MMBtu | FALSE | L | Annual | Fuel Consumed | TBtu | 4.5215 | 3.9765 | 4.0485 | 0 | 0 | 0 | 0
CT Fac. Spec. - SO2 Rate Annual v3.1, Unit 1722 and retrofits | 314 | 7287 | Rate Constraint in lbs/MMBtu | FALSE | L | Annual | Rate | lb/MMBtu | 0 | 0 | 0 | 0 | 0 | 0 | 0
CT Fac. Spec. - SO2 Rate Annual v3.1, Unit 1722 and retrofits | 314 | 7287 | Rate Constraint in lbs/MMBtu | FALSE | L | Annual | Generation | TWh | 0.61036 | 0.53678 | 0.54651 | 0 | 0 | 0 | 0
CT Fac. Spec. - SO2 Rate Annual v3.1, Unit 1722 and retrofits | 314 | 7287 | Rate Constraint in lbs/MMBtu | FALSE | L | Annual | Qualifying Generation | TWh | 0.61036 | 0.53678 | 0.54651 | 0 | 0 | 0 | 0
CT Fac. Spec. - SO2 Rate Annual v3.1, Unit 1722 and retrofits | 314 | 7287 | Rate Constraint in lbs/MMBtu | FALSE | L | Annual | Rate | lb/MWh | 0 | 0 | 0 | 0 | 0 | 0 | 0
CT Fac. Spec. - SO2 Rate Annual v3.1, Unit 1722 and retrofits | 314 | 7287 | Rate Constraint in lbs/MMBtu | FALSE | L | Annual | Constraint Shadow Price | US2022$/Ton | 0 | 0 | 0 | 0 | 0 | 0 | 0
CT Fac. Spec. - SO2 Rate Annual v3.1, Unit 1723 and retrofits | 315 | 7287 | Rate Constraint in lbs/MMBtu | FALSE | L | Annual | Seasons Included | Seasons | Winter, Spring, Summer, Fall | Winter, Spring, Summer, Fall | Winter, Spring, Summer, Fall | Winter, Spring, Summer, Fall | Winter, Spring, Summer, Fall | Winter, Spring, Summer, Fall | Winter, Spring, Summer, Fall
CT Fac. Spec. - SO2 Rate Annual v3.1, Unit 1723 and retrofits | 315 | 7287 | Rate Constraint in lbs/MMBtu | FALSE | L | Annual | Standard SO2 | lb/MMBtu | 0.33 | 0.33 | 0.33 | 0.33 | 0.33 | 0.33 | 0.33
CT Fac. Spec. - SO2 Rate Annual v3.1, Unit 1723 and retrofits | 315 | 7287 | Rate Constraint in lbs/MMBtu | FALSE | L | Annual | Emissions at Affected Plants SO2 | Thousand Tons | 0 | 0 | 0 | 0 | 0 | 0 | 0
CT Fac. Spec. - SO2 Rate Annual v3.1, Unit 1723 and retrofits | 315 | 7287 | Rate Constraint in lbs/MMBtu | FALSE | L | Annual | Allowances Purchased SO2 | Thousand Tons | 0 | 0 | 0 | 0 | 0 | 0 | 0
CT Fac. Spec. - SO2 Rate Annual v3.1, Unit 1723 and retrofits | 315 | 7287 | Rate Constraint in lbs/MMBtu | FALSE | L | Annual | Allowances Sold SO2 | Thousand Tons | 0 | 0 | 0 | 0 | 0 | 0 | 0
CT Fac. Spec. - SO2 Rate Annual v3.1, Unit 1723 and retrofits | 315 | 7287 | Rate Constraint in lbs/MMBtu | FALSE | L | Annual | Allowances Banked | Thousand Tons | 0 | 0 | 0 | 0 | 0 | 0 | 0
CT Fac. Spec. - SO2 Rate Annual v3.1, Unit 1723 and retrofits | 315 | 7287 | Rate Constraint in lbs/MMBtu | FALSE | L | Annual | Allowances Withdrawn (1:1) | Thousand Tons | 0 | 0 | 0 | 0 | 0 | 0 | 0
CT Fac. Spec. - SO2 Rate Annual v3.1, Unit 1723 and retrofits | 315 | 7287 | Rate Constraint in lbs/MMBtu | FALSE | L | Annual | Allowances Withdrawn (n:1) | Thousand Tons | 0 | 0 | 0 | 0 | 0 | 0 | 0
CT Fac. Spec. - SO2 Rate Annual v3.1, Unit 1723 and retrofits | 315 | 7287 | Rate Constraint in lbs/MMBtu | FALSE | L | Annual | Net Emissions Allowance Position | Thousand Tons | 0 | 0 | 0 | 0 | 0 | 0 | 0
CT Fac. Spec. - SO2 Rate Annual v3.1, Unit 1723 and retrofits | 315 | 7287 | Rate Constraint in lbs/MMBtu | FALSE | L | Annual | Fuel Consumed | TBtu | 6.0811 | 4.3418 | 3.8731 | 0 | 0 | 0 | 0
CT Fac. Spec. - SO2 Rate Annual v3.1, Unit 1723 and retrofits | 315 | 7287 | Rate Constraint in lbs/MMBtu | FALSE | L | Annual | Rate | lb/MMBtu | 0 | 0 | 0 | 0 | 0 | 0 | 0
CT Fac. Spec. - SO2 Rate Annual v3.1, Unit 1723 and retrofits | 315 | 7287 | Rate Constraint in lbs/MMBtu | FALSE | L | Annual | Generation | TWh | 0.82883 | 0.59176 | 0.52788 | 0 | 0 | 0 | 0
CT Fac. Spec. - SO2 Rate Annual v3.1, Unit 1723 and retrofits | 315 | 7287 | Rate Constraint in lbs/MMBtu | FALSE | L | Annual | Qualifying Generation | TWh | 0.82883 | 0.59176 | 0.52788 | 0 | 0 | 0 | 0
CT Fac. Spec. - SO2 Rate Annual v3.1, Unit 1723 and retrofits | 315 | 7287 | Rate Constraint in lbs/MMBtu | FALSE | L | Annual | Rate | lb/MWh | 0 | 0 | 0 | 0 | 0 | 0 | 0
CT Fac. Spec. - SO2 Rate Annual v3.1, Unit 1723 and retrofits | 315 | 7287 | Rate Constraint in lbs/MMBtu | FALSE | L | Annual | Constraint Shadow Price | US2022$/Ton | 0 | 0 | 0 | 0 | 0 | 0 | 0
CT Fac. Spec. - SO2 Rate Annual v3.1, Unit 1724 and retrofits | 316 | 7287 | Rate Constraint in lbs/MMBtu | FALSE | L | Annual | Seasons Included | Seasons | Winter, Spring, Summer, Fall | Winter, Spring, Summer, Fall | Winter, Spring, Summer, Fall | Winter, Spring, Summer, Fall | Winter, Spring, Summer, Fall | Winter, Spring, Summer, Fall | Winter, Spring, Summer, Fall
CT Fac. Spec. - SO2 Rate Annual v3.1, Unit 1724 and retrofits | 316 | 7287 | Rate Constraint in lbs/MMBtu | FALSE | L | Annual | Standard SO2 | lb/MMBtu | 0.33 | 0.33 | 0.33 | 0.33 | 0.33 | 0.33 | 0.33
CT Fac. Spec. - SO2 Rate Annual v3.1, Unit 1724 and retrofits | 316 | 7287 | Rate Constraint in lbs/MMBtu | FALSE | L | Annual | Emissions at Affected Plants SO2 | Thousand Tons | 0 | 0 | 0 | 0 | 0 | 0 | 0
CT Fac. Spec. - SO2 Rate Annual v3.1, Unit 1724 and retrofits | 316 | 7287 | Rate Constraint in lbs/MMBtu | FALSE | L | Annual | Allowances Purchased SO2 | Thousand Tons | 0 | 0 | 0 | 0 | 0 | 0 | 0
CT Fac. Spec. - SO2 Rate Annual v3.1, Unit 1724 and retrofits | 316 | 7287 | Rate Constraint in lbs/MMBtu | FALSE | L | Annual | Allowances Sold SO2 | Thousand Tons | 0 | 0 | 0 | 0 | 0 | 0 | 0
CT Fac. Spec. - SO2 Rate Annual v3.1, Unit 1724 and retrofits | 316 | 7287 | Rate Constraint in lbs/MMBtu | FALSE | L | Annual | Allowances Banked | Thousand Tons | 0 | 0 | 0 | 0 | 0 | 0 | 0
CT Fac. Spec. - SO2 Rate Annual v3.1, Unit 1724 and retrofits | 316 | 7287 | Rate Constraint in lbs/MMBtu | FALSE | L | Annual | Allowances Withdrawn (1:1) | Thousand Tons | 0 | 0 | 0 | 0 | 0 | 0 | 0
CT Fac. Spec. - SO2 Rate Annual v3.1, Unit 1724 and retrofits | 316 | 7287 | Rate Constraint in lbs/MMBtu | FALSE | L | Annual | Allowances Withdrawn (n:1) | Thousand Tons | 0 | 0 | 0 | 0 | 0 | 0 | 0
CT Fac. Spec. - SO2 Rate Annual v3.1, Unit 1724 and retrofits | 316 | 7287 | Rate Constraint in lbs/MMBtu | FALSE | L | Annual | Net Emissions Allowance Position | Thousand Tons | 0 | 0 | 0 | 0 | 0 | 0 | 0
CT Fac. Spec. - SO2 Rate Annual v3.1, Unit 1724 and retrofits | 316 | 7287 | Rate Constraint in lbs/MMBtu | FALSE | L | Annual | Fuel Consumed | TBtu | 6.4435 | 4.7648 | 3.9725 | 0 | 0 | 0 | 0
CT Fac. Spec. - SO2 Rate Annual v3.1, Unit 1724 and retrofits | 316 | 7287 | Rate Constraint in lbs/MMBtu | FALSE | L | Annual | Rate | lb/MMBtu | 0 | 0 | 0 | 0 | 0 | 0 | 0
CT Fac. Spec. - SO2 Rate Annual v3.1, Unit 1724 and retrofits | 316 | 7287 | Rate Constraint in lbs/MMBtu | FALSE | L | Annual | Generation | TWh | 0.8793 | 0.65021 | 0.5421 | 0 | 0 | 0 | 0
CT Fac. Spec. - SO2 Rate Annual v3.1, Unit 1724 and retrofits | 316 | 7287 | Rate Constraint in lbs/MMBtu | FALSE | L | Annual | Qualifying Generation | TWh | 0.8793 | 0.65021 | 0.5421 | 0 | 0 | 0 | 0
CT Fac. Spec. - SO2 Rate Annual v3.1, Unit 1724 and retrofits | 316 | 7287 | Rate Constraint in lbs/MMBtu | FALSE | L | Annual | Rate | lb/MWh | 0 | 0 | 0 | 0 | 0 | 0 | 0
CT Fac. Spec. - SO2 Rate Annual v3.1, Unit 1724 and retrofits | 316 | 7287 | Rate Constraint in lbs/MMBtu | FALSE | L | Annual | Constraint Shadow Price | US2022$/Ton | 0 | 0 | 0 | 0 | 0 | 0 | 0
CT Fac. Spec. - SO2 Rate Annual v3.1, Unit 1725 and retrofits | 317 | 7287 | Rate Constraint in lbs/MMBtu | FALSE | L | Annual | Seasons Included | Seasons | Winter, Spring, Summer, Fall | Winter, Spring, Summer, Fall | Winter, Spring, Summer, Fall | Winter, Spring, Summer, Fall | Winter, Spring, Summer, Fall | Winter, Spring, Summer, Fall | Winter, Spring, Summer, Fall
CT Fac. Spec. - SO2 Rate Annual v3.1, Unit 1725 and retrofits | 317 | 7287 | Rate Constraint in lbs/MMBtu | FALSE | L | Annual | Standard SO2 | lb/MMBtu | 0.33 | 0.33 | 0.33 | 0.33 | 0.33 | 0.33 | 0.33
CT Fac. Spec. - SO2 Rate Annual v3.1, Unit 1725 and retrofits | 317 | 7287 | Rate Constraint in lbs/MMBtu | FALSE | L | Annual | Emissions at Affected Plants SO2 | Thousand Tons | 0 | 0 | 0 | 0 | 0 | 0 | 0
CT Fac. Spec. - SO2 Rate Annual v3.1, Unit 1725 and retrofits | 317 | 7287 | Rate Constraint in lbs/MMBtu | FALSE | L | Annual | Allowances Purchased SO2 | Thousand Tons | 0 | 0 | 0 | 0 | 0 | 0 | 0
CT Fac. Spec. - SO2 Rate Annual v3.1, Unit 1725 and retrofits | 317 | 7287 | Rate Constraint in lbs/MMBtu | FALSE | L | Annual | Allowances Sold SO2 | Thousand Tons | 0 | 0 | 0 | 0 | 0 | 0 | 0
CT Fac. Spec. - SO2 Rate Annual v3.1, Unit 1725 and retrofits | 317 | 7287 | Rate Constraint in lbs/MMBtu | FALSE | L | Annual | Allowances Banked | Thousand Tons | 0 | 0 | 0 | 0 | 0 | 0 | 0
CT Fac. Spec. - SO2 Rate Annual v3.1, Unit 1725 and retrofits | 317 | 7287 | Rate Constraint in lbs/MMBtu | FALSE | L | Annual | Allowances Withdrawn (1:1) | Thousand Tons | 0 | 0 | 0 | 0 | 0 | 0 | 0
CT Fac. Spec. - SO2 Rate Annual v3.1, Unit 1725 and retrofits | 317 | 7287 | Rate Constraint in lbs/MMBtu | FALSE | L | Annual | Allowances Withdrawn (n:1) | Thousand Tons | 0 | 0 | 0 | 0 | 0 | 0 | 0
CT Fac. Spec. - SO2 Rate Annual v3.1, Unit 1725 and retrofits | 317 | 7287 | Rate Constraint in lbs/MMBtu | FALSE | L | Annual | Net Emissions Allowance Position | Thousand Tons | 0 | 0 | 0 | 0 | 0 | 0 | 0
CT Fac. Spec. - SO2 Rate Annual v3.1, Unit 1725 and retrofits | 317 | 7287 | Rate Constraint in lbs/MMBtu | FALSE | L | Annual | Fuel Consumed | TBtu | 13.1062 | 12.2386 | 10.7421 | 0 | 0 | 0 | 0
CT Fac. Spec. - SO2 Rate Annual v3.1, Unit 1725 and retrofits | 317 | 7287 | Rate Constraint in lbs/MMBtu | FALSE | L | Annual | Rate | lb/MMBtu | 0 | 0 | 0 | 0 | 0 | 0 | 0
CT Fac. Spec. - SO2 Rate Annual v3.1, Unit 1725 and retrofits | 317 | 7287 | Rate Constraint in lbs/MMBtu | FALSE | L | Annual | Generation | TWh | 1.859 | 1.736 | 1.5237 | 0 | 0 | 0 | 0
CT Fac. Spec. - SO2 Rate Annual v3.1, Unit 1725 and retrofits | 317 | 7287 | Rate Constraint in lbs/MMBtu | FALSE | L | Annual | Qualifying Generation | TWh | 1.859 | 1.736 | 1.5237 | 0 | 0 | 0 | 0
CT Fac. Spec. - SO2 Rate Annual v3.1, Unit 1725 and retrofits | 317 | 7287 | Rate Constraint in lbs/MMBtu | FALSE | L | Annual | Rate | lb/MWh | 0 | 0 | 0 | 0 | 0 | 0 | 0
CT Fac. Spec. - SO2 Rate Annual v3.1, Unit 1725 and retrofits | 317 | 7287 | Rate Constraint in lbs/MMBtu | FALSE | L | Annual | Constraint Shadow Price | US2022$/Ton | 0 | 0 | 0 | 0 | 0 | 0 | 0
CT Fac. Spec. - SO2 Rate Annual v3.1, Unit 1726 and retrofits | 318 | 7287 | Rate Constraint in lbs/MMBtu | FALSE | L | Annual | Seasons Included | Seasons | Winter, Spring, Summer, Fall | Winter, Spring, Summer, Fall | Winter, Spring, Summer, Fall | Winter, Spring, Summer, Fall | Winter, Spring, Summer, Fall | Winter, Spring, Summer, Fall | Winter, Spring, Summer, Fall
CT Fac. Spec. - SO2 Rate Annual v3.1, Unit 1726 and retrofits | 318 | 7287 | Rate Constraint in lbs/MMBtu | FALSE | L | Annual | Standard SO2 | lb/MMBtu | 0.33 | 0.33 | 0.33 | 0.33 | 0.33 | 0.33 | 0.33
CT Fac. Spec. - SO2 Rate Annual v3.1, Unit 1726 and retrofits | 318 | 7287 | Rate Constraint in lbs/MMBtu | FALSE | L | Annual | Emissions at Affected Plants SO2 | Thousand Tons | 0 | 0 | 0 | 0 | 0 | 0 | 0
CT Fac. Spec. - SO2 Rate Annual v3.1, Unit 1726 and retrofits | 318 | 7287 | Rate Constraint in lbs/MMBtu | FALSE | L | Annual | Allowances Purchased SO2 | Thousand Tons | 0 | 0 | 0 | 0 | 0 | 0 | 0
CT Fac. Spec. - SO2 Rate Annual v3.1, Unit 1726 and retrofits | 318 | 7287 | Rate Constraint in lbs/MMBtu | FALSE | L | Annual | Allowances Sold SO2 | Thousand Tons | 0 | 0 | 0 | 0 | 0 | 0 | 0
CT Fac. Spec. - SO2 Rate Annual v3.1, Unit 1726 and retrofits | 318 | 7287 | Rate Constraint in lbs/MMBtu | FALSE | L | Annual | Allowances Banked | Thousand Tons | 0 | 0 | 0 | 0 | 0 | 0 | 0
CT Fac. Spec. - SO2 Rate Annual v3.1, Unit 1726 and retrofits | 318 | 7287 | Rate Constraint in lbs/MMBtu | FALSE | L | Annual | Allowances Withdrawn (1:1) | Thousand Tons | 0 | 0 | 0 | 0 | 0 | 0 | 0
CT Fac. Spec. - SO2 Rate Annual v3.1, Unit 1726 and retrofits | 318 | 7287 | Rate Constraint in lbs/MMBtu | FALSE | L | Annual | Allowances Withdrawn (n:1) | Thousand Tons | 0 | 0 | 0 | 0 | 0 | 0 | 0
CT Fac. Spec. - SO2 Rate Annual v3.1, Unit 1726 and retrofits | 318 | 7287 | Rate Constraint in lbs/MMBtu | FALSE | L | Annual | Net Emissions Allowance Position | Thousand Tons | 0 | 0 | 0 | 0 | 0 | 0 | 0
CT Fac. Spec. - SO2 Rate Annual v3.1, Unit 1726 and retrofits | 318 | 7287 | Rate Constraint in lbs/MMBtu | FALSE | L | Annual | Fuel Consumed | TBtu | 5.7067 | 5.5305 | 4.8392 | 0 | 0 | 0 | 0
CT Fac. Spec. - SO2 Rate Annual v3.1, Unit 1726 and retrofits | 318 | 7287 | Rate Constraint in lbs/MMBtu | FALSE | L | Annual | Rate | lb/MMBtu | 0 | 0 | 0 | 0 | 0 | 0 | 0
CT Fac. Spec. - SO2 Rate Annual v3.1, Unit 1726 and retrofits | 318 | 7287 | Rate Constraint in lbs/MMBtu | FALSE | L | Annual | Generation | TWh | 0.80946 | 0.78446 | 0.68641 | 0 | 0 | 0 | 0
CT Fac. Spec. - SO2 Rate Annual v3.1, Unit 1726 and retrofits | 318 | 7287 | Rate Constraint in lbs/MMBtu | FALSE | L | Annual | Qualifying Generation | TWh | 0.80946 | 0.78446 | 0.68641 | 0 | 0 | 0 | 0
CT Fac. Spec. - SO2 Rate Annual v3.1, Unit 1726 and retrofits | 318 | 7287 | Rate Constraint in lbs/MMBtu | FALSE | L | Annual | Rate | lb/MWh | 0 | 0 | 0 | 0 | 0 | 0 | 0
CT Fac. Spec. - SO2 Rate Annual v3.1, Unit 1726 and retrofits | 318 | 7287 | Rate Constraint in lbs/MMBtu | FALSE | L | Annual | Constraint Shadow Price | US2022$/Ton | 0 | 0 | 0 | 0 | 0 | 0 | 0
CT Fac. Spec. - SO2 Rate Annual v3.1, Unit 1730 and retrofits | 319 | 7287 | Rate Constraint in lbs/MMBtu | FALSE | L | Annual | Seasons Included | Seasons | Winter, Spring, Summer, Fall | Winter, Spring, Summer, Fall | Winter, Spring, Summer, Fall | Winter, Spring, Summer, Fall | Winter, Spring, Summer, Fall | Winter, Spring, Summer, Fall | Winter, Spring, Summer, Fall
CT Fac. Spec. - SO2 Rate Annual v3.1, Unit 1730 and retrofits | 319 | 7287 | Rate Constraint in lbs/MMBtu | FALSE | L | Annual | Standard SO2 | lb/MMBtu | 0.33 | 0.33 | 0.33 | 0.33 | 0.33 | 0.33 | 0.33
CT Fac. Spec. - SO2 Rate Annual v3.1, Unit 1730 and retrofits | 319 | 7287 | Rate Constraint in lbs/MMBtu | FALSE | L | Annual | Emissions at Affected Plants SO2 | Thousand Tons | 0 | 0 | 0 | 0 | 0 | 0 | 0
CT Fac. Spec. - SO2 Rate Annual v3.1, Unit 1730 and retrofits | 319 | 7287 | Rate Constraint in lbs/MMBtu | FALSE | L | Annual | Allowances Purchased SO2 | Thousand Tons | 0 | 0 | 0 | 0 | 0 | 0 | 0
CT Fac. Spec. - SO2 Rate Annual v3.1, Unit 1730 and retrofits | 319 | 7287 | Rate Constraint in lbs/MMBtu | FALSE | L | Annual | Allowances Sold SO2 | Thousand Tons | 0 | 0 | 0 | 0 | 0 | 0 | 0
CT Fac. Spec. - SO2 Rate Annual v3.1, Unit 1730 and retrofits | 319 | 7287 | Rate Constraint in lbs/MMBtu | FALSE | L | Annual | Allowances Banked | Thousand Tons | 0 | 0 | 0 | 0 | 0 | 0 | 0
CT Fac. Spec. - SO2 Rate Annual v3.1, Unit 1730 and retrofits | 319 | 7287 | Rate Constraint in lbs/MMBtu | FALSE | L | Annual | Allowances Withdrawn (1:1) | Thousand Tons | 0 | 0 | 0 | 0 | 0 | 0 | 0
CT Fac. Spec. - SO2 Rate Annual v3.1, Unit 1730 and retrofits | 319 | 7287 | Rate Constraint in lbs/MMBtu | FALSE | L | Annual | Allowances Withdrawn (n:1) | Thousand Tons | 0 | 0 | 0 | 0 | 0 | 0 | 0
CT Fac. Spec. - SO2 Rate Annual v3.1, Unit 1730 and retrofits | 319 | 7287 | Rate Constraint in lbs/MMBtu | FALSE | L | Annual | Net Emissions Allowance Position | Thousand Tons | 0 | 0 | 0 | 0 | 0 | 0 | 0
CT Fac. Spec. - SO2 Rate Annual v3.1, Unit 1730 and retrofits | 319 | 7287 | Rate Constraint in lbs/MMBtu | FALSE | L | Annual | Fuel Consumed | TBtu | 6.4061 | 5.6559 | 2.9226 | 0 | 0 | 0 | 0
CT Fac. Spec. - SO2 Rate Annual v3.1, Unit 1730 and retrofits | 319 | 7287 | Rate Constraint in lbs/MMBtu | FALSE | L | Annual | Rate | lb/MMBtu | 0 | 0 | 0 | 0 | 0 | 0 | 0
CT Fac. Spec. - SO2 Rate Annual v3.1, Unit 1730 and retrofits | 319 | 7287 | Rate Constraint in lbs/MMBtu | FALSE | L | Annual | Generation | TWh | 0.89999 | 0.7946 | 0.41059 | 0 | 0 | 0 | 0
CT Fac. Spec. - SO2 Rate Annual v3.1, Unit 1730 and retrofits | 319 | 7287 | Rate Constraint in lbs/MMBtu | FALSE | L | Annual | Qualifying Generation | TWh | 0.89999 | 0.7946 | 0.41059 | 0 | 0 | 0 | 0
CT Fac. Spec. - SO2 Rate Annual v3.1, Unit 1730 and retrofits | 319 | 7287 | Rate Constraint in lbs/MMBtu | FALSE | L | Annual | Rate | lb/MWh | 0 | 0 | 0 | 0 | 0 | 0 | 0
CT Fac. Spec. - SO2 Rate Annual v3.1, Unit 1730 and retrofits | 319 | 7287 | Rate Constraint in lbs/MMBtu | FALSE | L | Annual | Constraint Shadow Price | US2022$/Ton | 0 | 0 | 0 | 0 | 0 | 0 | 0
CT Fac. Spec. - SO2 Rate Annual v3.1, Unit 1731 and retrofits | 320 | 7287 | Rate Constraint in lbs/MMBtu | FALSE | L | Annual | Seasons Included | Seasons | Winter, Spring, Summer, Fall | Winter, Spring, Summer, Fall | Winter, Spring, Summer, Fall | Winter, Spring, Summer, Fall | Winter, Spring, Summer, Fall | Winter, Spring, Summer, Fall | Winter, Spring, Summer, Fall
CT Fac. Spec. - SO2 Rate Annual v3.1, Unit 1731 and retrofits | 320 | 7287 | Rate Constraint in lbs/MMBtu | FALSE | L | Annual | Standard SO2 | lb/MMBtu | 0.33 | 0.33 | 0.33 | 0.33 | 0.33 | 0.33 | 0.33
CT Fac. Spec. - SO2 Rate Annual v3.1, Unit 1731 and retrofits | 320 | 7287 | Rate Constraint in lbs/MMBtu | FALSE | L | Annual | Emissions at Affected Plants SO2 | Thousand Tons | 0 | 0 | 0 | 0 | 0 | 0 | 0
CT Fac. Spec. - SO2 Rate Annual v3.1, Unit 1731 and retrofits | 320 | 7287 | Rate Constraint in lbs/MMBtu | FALSE | L | Annual | Allowances Purchased SO2 | Thousand Tons | 0 | 0 | 0 | 0 | 0 | 0 | 0
CT Fac. Spec. - SO2 Rate Annual v3.1, Unit 1731 and retrofits | 320 | 7287 | Rate Constraint in lbs/MMBtu | FALSE | L | Annual | Allowances Sold SO2 | Thousand Tons | 0 | 0 | 0 | 0 | 0 | 0 | 0
CT Fac. Spec. - SO2 Rate Annual v3.1, Unit 1731 and retrofits | 320 | 7287 | Rate Constraint in lbs/MMBtu | FALSE | L | Annual | Allowances Banked | Thousand Tons | 0 | 0 | 0 | 0 | 0 | 0 | 0
CT Fac. Spec. - SO2 Rate Annual v3.1, Unit 1731 and retrofits | 320 | 7287 | Rate Constraint in lbs/MMBtu | FALSE | L | Annual | Allowances Withdrawn (1:1) | Thousand Tons | 0 | 0 | 0 | 0 | 0 | 0 | 0
CT Fac. Spec. - SO2 Rate Annual v3.1, Unit 1731 and retrofits | 320 | 7287 | Rate Constraint in lbs/MMBtu | FALSE | L | Annual | Allowances Withdrawn (n:1) | Thousand Tons | 0 | 0 | 0 | 0 | 0 | 0 | 0
CT Fac. Spec. - SO2 Rate Annual v3.1, Unit 1731 and retrofits | 320 | 7287 | Rate Constraint in lbs/MMBtu | FALSE | L | Annual | Net Emissions Allowance Position | Thousand Tons | 0 | 0 | 0 | 0 | 0 | 0 | 0
CT Fac. Spec. - SO2 Rate Annual v3.1, Unit 1731 and retrofits | 320 | 7287 | Rate Constraint in lbs/MMBtu | FALSE | L | Annual | Fuel Consumed | TBtu | 6.4023 | 5.6559 | 2.9226 | 0 | 0 | 0 | 0
CT Fac. Spec. - SO2 Rate Annual v3.1, Unit 1731 and retrofits | 320 | 7287 | Rate Constraint in lbs/MMBtu | FALSE | L | Annual | Rate | lb/MMBtu | 0 | 0 | 0 | 0 | 0 | 0 | 0
CT Fac. Spec. - SO2 Rate Annual v3.1, Unit 1731 and retrofits | 320 | 7287 | Rate Constraint in lbs/MMBtu | FALSE | L | Annual | Generation | TWh | 0.89945 | 0.7946 | 0.41059 | 0 | 0 | 0 | 0
CT Fac. Spec. - SO2 Rate Annual v3.1, Unit 1731 and retrofits | 320 | 7287 | Rate Constraint in lbs/MMBtu | FALSE | L | Annual | Qualifying Generation | TWh | 0.89945 | 0.7946 | 0.41059 | 0 | 0 | 0 | 0
CT Fac. Spec. - SO2 Rate Annual v3.1, Unit 1731 and retrofits | 320 | 7287 | Rate Constraint in lbs/MMBtu | FALSE | L | Annual | Rate | lb/MWh | 0 | 0 | 0 | 0 | 0 | 0 | 0
CT Fac. Spec. - SO2 Rate Annual v3.1, Unit 1731 and retrofits | 320 | 7287 | Rate Constraint in lbs/MMBtu | FALSE | L | Annual | Constraint Shadow Price | US2022$/Ton | 0 | 0 | 0 | 0 | 0 | 0 | 0
CT Fac. Spec. - SO2 Rate Annual v3.1, Unit 1732 and retrofits | 321 | 7287 | Rate Constraint in lbs/MMBtu | FALSE | L | Annual | Seasons Included | Seasons | Winter, Spring, Summer, Fall | Winter, Spring, Summer, Fall | Winter, Spring, Summer, Fall | Winter, Spring, Summer, Fall | Winter, Spring, Summer, Fall | Winter, Spring, Summer, Fall | Winter, Spring, Summer, Fall
CT Fac. Spec. - SO2 Rate Annual v3.1, Unit 1732 and retrofits | 321 | 7287 | Rate Constraint in lbs/MMBtu | FALSE | L | Annual | Standard SO2 | lb/MMBtu | 0.33 | 0.33 | 0.33 | 0.33 | 0.33 | 0.33 | 0.33
CT Fac. Spec. - SO2 Rate Annual v3.1, Unit 1732 and retrofits | 321 | 7287 | Rate Constraint in lbs/MMBtu | FALSE | L | Annual | Emissions at Affected Plants SO2 | Thousand Tons | 0 | 0 | 0 | 0 | 0 | 0 | 0
CT Fac. Spec. - SO2 Rate Annual v3.1, Unit 1732 and retrofits | 321 | 7287 | Rate Constraint in lbs/MMBtu | FALSE | L | Annual | Allowances Purchased SO2 | Thousand Tons | 0 | 0 | 0 | 0 | 0 | 0 | 0
CT Fac. Spec. - SO2 Rate Annual v3.1, Unit 1732 and retrofits | 321 | 7287 | Rate Constraint in lbs/MMBtu | FALSE | L | Annual | Allowances Sold SO2 | Thousand Tons | 0 | 0 | 0 | 0 | 0 | 0 | 0
CT Fac. Spec. - SO2 Rate Annual v3.1, Unit 1732 and retrofits | 321 | 7287 | Rate Constraint in lbs/MMBtu | FALSE | L | Annual | Allowances Banked | Thousand Tons | 0 | 0 | 0 | 0 | 0 | 0 | 0
CT Fac. Spec. - SO2 Rate Annual v3.1, Unit 1732 and retrofits | 321 | 7287 | Rate Constraint in lbs/MMBtu | FALSE | L | Annual | Allowances Withdrawn (1:1) | Thousand Tons | 0 | 0 | 0 | 0 | 0 | 0 | 0
CT Fac. Spec. - SO2 Rate Annual v3.1, Unit 1732 and retrofits | 321 | 7287 | Rate Constraint in lbs/MMBtu | FALSE | L | Annual | Allowances Withdrawn (n:1) | Thousand Tons | 0 | 0 | 0 | 0 | 0 | 0 | 0
CT Fac. Spec. - SO2 Rate Annual v3.1, Unit 1732 and retrofits | 321 | 7287 | Rate Constraint in lbs/MMBtu | FALSE | L | Annual | Net Emissions Allowance Position | Thousand Tons | 0 | 0 | 0 | 0 | 0 | 0 | 0
CT Fac. Spec. - SO2 Rate Annual v3.1, Unit 1732 and retrofits | 321 | 7287 | Rate Constraint in lbs/MMBtu | FALSE | L | Annual | Fuel Consumed | TBtu | 9.5435 | 8.5638 | 4.4251 | 0 | 0 | 0 | 0
CT Fac. Spec. - SO2 Rate Annual v3.1, Unit 1732 and retrofits | 321 | 7287 | Rate Constraint in lbs/MMBtu | FALSE | L | Annual | Rate | lb/MMBtu | 0 | 0 | 0 | 0 | 0 | 0 | 0
CT Fac. Spec. - SO2 Rate Annual v3.1, Unit 1732 and retrofits | 321 | 7287 | Rate Constraint in lbs/MMBtu | FALSE | L | Annual | Generation | TWh | 1.3408 | 1.2031 | 0.62168 | 0 | 0 | 0 | 0
CT Fac. Spec. - SO2 Rate Annual v3.1, Unit 1732 and retrofits | 321 | 7287 | Rate Constraint in lbs/MMBtu | FALSE | L | Annual | Qualifying Generation | TWh | 1.3408 | 1.2031 | 0.62168 | 0 | 0 | 0 | 0
CT Fac. Spec. - SO2 Rate Annual v3.1, Unit 1732 and retrofits | 321 | 7287 | Rate Constraint in lbs/MMBtu | FALSE | L | Annual | Rate | lb/MWh | 0 | 0 | 0 | 0 | 0 | 0 | 0
CT Fac. Spec. - SO2 Rate Annual v3.1, Unit 1732 and retrofits | 321 | 7287 | Rate Constraint in lbs/MMBtu | FALSE | L | Annual | Constraint Shadow Price | US2022$/Ton | 0 | 0 | 0 | 0 | 0 | 0 | 0
CT Fac. Spec. - SO2 Rate Annual v3.1, Unit 1733 and retrofits | 322 | 7287 | Rate Constraint in lbs/MMBtu | FALSE | L | Annual | Seasons Included | Seasons | Winter, Spring, Summer, Fall | Winter, Spring, Summer, Fall | Winter, Spring, Summer, Fall | Winter, Spring, Summer, Fall | Winter, Spring, Summer, Fall | Winter, Spring, Summer, Fall | Winter, Spring, Summer, Fall
CT Fac. Spec. - SO2 Rate Annual v3.1, Unit 1733 and retrofits | 322 | 7287 | Rate Constraint in lbs/MMBtu | FALSE | L | Annual | Standard SO2 | lb/MMBtu | 0.33 | 0.33 | 0.33 | 0.33 | 0.33 | 0.33 | 0.33
CT Fac. Spec. - SO2 Rate Annual v3.1, Unit 1733 and retrofits | 322 | 7287 | Rate Constraint in lbs/MMBtu | FALSE | L | Annual | Emissions at Affected Plants SO2 | Thousand Tons | 0 | 0 | 0 | 0 | 0 | 0 | 0
CT Fac. Spec. - SO2 Rate Annual v3.1, Unit 1733 and retrofits | 322 | 7287 | Rate Constraint in lbs/MMBtu | FALSE | L | Annual | Allowances Purchased SO2 | Thousand Tons | 0 | 0 | 0 | 0 | 0 | 0 | 0
CT Fac. Spec. - SO2 Rate Annual v3.1, Unit 1733 and retrofits | 322 | 7287 | Rate Constraint in lbs/MMBtu | FALSE | L | Annual | Allowances Sold SO2 | Thousand Tons | 0 | 0 | 0 | 0 | 0 | 0 | 0
CT Fac. Spec. - SO2 Rate Annual v3.1, Unit 1733 and retrofits | 322 | 7287 | Rate Constraint in lbs/MMBtu | FALSE | L | Annual | Allowances Banked | Thousand Tons | 0 | 0 | 0 | 0 | 0 | 0 | 0
CT Fac. Spec. - SO2 Rate Annual v3.1, Unit 1733 and retrofits | 322 | 7287 | Rate Constraint in lbs/MMBtu | FALSE | L | Annual | Allowances Withdrawn (1:1) | Thousand Tons | 0 | 0 | 0 | 0 | 0 | 0 | 0
CT Fac. Spec. - SO2 Rate Annual v3.1, Unit 1733 and retrofits | 322 | 7287 | Rate Constraint in lbs/MMBtu | FALSE | L | Annual | Allowances Withdrawn (n:1) | Thousand Tons | 0 | 0 | 0 | 0 | 0 | 0 | 0
CT Fac. Spec. - SO2 Rate Annual v3.1, Unit 1733 and retrofits | 322 | 7287 | Rate Constraint in lbs/MMBtu | FALSE | L | Annual | Net Emissions Allowance Position | Thousand Tons | 0 | 0 | 0 | 0 | 0 | 0 | 0
CT Fac. Spec. - SO2 Rate Annual v3.1, Unit 1733 and retrofits | 322 | 7287 | Rate Constraint in lbs/MMBtu | FALSE | L | Annual | Fuel Consumed | TBtu | 12.5098 | 9.9118 | 8.1741 | 0 | 0 | 0 | 0
CT Fac. Spec. - SO2 Rate Annual v3.1, Unit 1733 and retrofits | 322 | 7287 | Rate Constraint in lbs/MMBtu | FALSE | L | Annual | Rate | lb/MMBtu | 0 | 0 | 0 | 0 | 0 | 0 | 0
CT Fac. Spec. - SO2 Rate Annual v3.1, Unit 1733 and retrofits | 322 | 7287 | Rate Constraint in lbs/MMBtu | FALSE | L | Annual | Generation | TWh | 1.7744 | 1.4059 | 1.1594 | 0 | 0 | 0 | 0
CT Fac. Spec. - SO2 Rate Annual v3.1, Unit 1733 and retrofits | 322 | 7287 | Rate Constraint in lbs/MMBtu | FALSE | L | Annual | Qualifying Generation | TWh | 1.7744 | 1.4059 | 1.1594 | 0 | 0 | 0 | 0
CT Fac. Spec. - SO2 Rate Annual v3.1, Unit 1733 and retrofits | 322 | 7287 | Rate Constraint in lbs/MMBtu | FALSE | L | Annual | Rate | lb/MWh | 0 | 0 | 0 | 0 | 0 | 0 | 0
CT Fac. Spec. - SO2 Rate Annual v3.1, Unit 1733 and retrofits | 322 | 7287 | Rate Constraint in lbs/MMBtu | FALSE | L | Annual | Constraint Shadow Price | US2022$/Ton | 0 | 0 | 0 | 0 | 0 | 0 | 0
CT Fac. Spec. - SO2 Rate Annual v3.1, Unit 1734 and retrofits | 323 | 7287 | Rate Constraint in lbs/MMBtu | FALSE | L | Annual | Seasons Included | Seasons | Winter, Spring, Summer, Fall | Winter, Spring, Summer, Fall | Winter, Spring, Summer, Fall | Winter, Spring, Summer, Fall | Winter, Spring, Summer, Fall | Winter, Spring, Summer, Fall | Winter, Spring, Summer, Fall
CT Fac. Spec. - SO2 Rate Annual v3.1, Unit 1734 and retrofits | 323 | 7287 | Rate Constraint in lbs/MMBtu | FALSE | L | Annual | Standard SO2 | lb/MMBtu | 0.33 | 0.33 | 0.33 | 0.33 | 0.33 | 0.33 | 0.33
CT Fac. Spec. - SO2 Rate Annual v3.1, Unit 1734 and retrofits | 323 | 7287 | Rate Constraint in lbs/MMBtu | FALSE | L | Annual | Emissions at Affected Plants SO2 | Thousand Tons | 0 | 0 | 0 | 0 | 0 | 0 | 0
CT Fac. Spec. - SO2 Rate Annual v3.1, Unit 1734 and retrofits | 323 | 7287 | Rate Constraint in lbs/MMBtu | FALSE | L | Annual | Allowances Purchased SO2 | Thousand Tons | 0 | 0 | 0 | 0 | 0 | 0 | 0
CT Fac. Spec. - SO2 Rate Annual v3.1, Unit 1734 and retrofits | 323 | 7287 | Rate Constraint in lbs/MMBtu | FALSE | L | Annual | Allowances Sold SO2 | Thousand Tons | 0 | 0 | 0 | 0 | 0 | 0 | 0
CT Fac. Spec. - SO2 Rate Annual v3.1, Unit 1734 and retrofits | 323 | 7287 | Rate Constraint in lbs/MMBtu | FALSE | L | Annual | Allowances Banked | Thousand Tons | 0 | 0 | 0 | 0 | 0 | 0 | 0
CT Fac. Spec. - SO2 Rate Annual v3.1, Unit 1734 and retrofits | 323 | 7287 | Rate Constraint in lbs/MMBtu | FALSE | L | Annual | Allowances Withdrawn (1:1) | Thousand Tons | 0 | 0 | 0 | 0 | 0 | 0 | 0
CT Fac. Spec. - SO2 Rate Annual v3.1, Unit 1734 and retrofits | 323 | 7287 | Rate Constraint in lbs/MMBtu | FALSE | L | Annual | Allowances Withdrawn (n:1) | Thousand Tons | 0 | 0 | 0 | 0 | 0 | 0 | 0
CT Fac. Spec. - SO2 Rate Annual v3.1, Unit 1734 and retrofits | 323 | 7287 | Rate Constraint in lbs/MMBtu | FALSE | L | Annual | Net Emissions Allowance Position | Thousand Tons | 0 | 0 | 0 | 0 | 0 | 0 | 0
CT Fac. Spec. - SO2 Rate Annual v3.1, Unit 1734 and retrofits | 323 | 7287 | Rate Constraint in lbs/MMBtu | FALSE | L | Annual | Fuel Consumed | TBtu | 10.9618 | 9.0076 | 7.9481 | 0 | 0 | 0 | 0
CT Fac. Spec. - SO2 Rate Annual v3.1, Unit 1734 and retrofits | 323 | 7287 | Rate Constraint in lbs/MMBtu | FALSE | L | Annual | Rate | lb/MMBtu | 0 | 0 | 0 | 0 | 0 | 0 | 0
CT Fac. Spec. - SO2 Rate Annual v3.1, Unit 1734 and retrofits | 323 | 7287 | Rate Constraint in lbs/MMBtu | FALSE | L | Annual | Generation | TWh | 1.5549 | 1.2777 | 1.1274 | 0 | 0 | 0 | 0
CT Fac. Spec. - SO2 Rate Annual v3.1, Unit 1734 and retrofits | 323 | 7287 | Rate Constraint in lbs/MMBtu | FALSE | L | Annual | Qualifying Generation | TWh | 1.5549 | 1.2777 | 1.1274 | 0 | 0 | 0 | 0
CT Fac. Spec. - SO2 Rate Annual v3.1, Unit 1734 and retrofits | 323 | 7287 | Rate Constraint in lbs/MMBtu | FALSE | L | Annual | Rate | lb/MWh | 0 | 0 | 0 | 0 | 0 | 0 | 0
CT Fac. Spec. - SO2 Rate Annual v3.1, Unit 1734 and retrofits | 323 | 7287 | Rate Constraint in lbs/MMBtu | FALSE | L | Annual | Constraint Shadow Price | US2022$/Ton | 0 | 0 | 0 | 0 | 0 | 0 | 0
CT Fac. Spec. - SO2 Rate Annual v3.1, Unit 1735 and retrofits | 324 | 7287 | Rate Constraint in lbs/MMBtu | FALSE | L | Annual | Seasons Included | Seasons | Winter, Spring, Summer, Fall | Winter, Spring, Summer, Fall | Winter, Spring, Summer, Fall | Winter, Spring, Summer, Fall | Winter, Spring, Summer, Fall | Winter, Spring, Summer, Fall | Winter, Spring, Summer, Fall
CT Fac. Spec. - SO2 Rate Annual v3.1, Unit 1735 and retrofits | 324 | 7287 | Rate Constraint in lbs/MMBtu | FALSE | L | Annual | Standard SO2 | lb/MMBtu | 0.33 | 0.33 | 0.33 | 0.33 | 0.33 | 0.33 | 0.33
CT Fac. Spec. - SO2 Rate Annual v3.1, Unit 1735 and retrofits | 324 | 7287 | Rate Constraint in lbs/MMBtu | FALSE | L | Annual | Emissions at Affected Plants SO2 | Thousand Tons | 0 | 0 | 0 | 0 | 0 | 0 | 0
CT Fac. Spec. - SO2 Rate Annual v3.1, Unit 1735 and retrofits | 324 | 7287 | Rate Constraint in lbs/MMBtu | FALSE | L | Annual | Allowances Purchased SO2 | Thousand Tons | 0 | 0 | 0 | 0 | 0 | 0 | 0
CT Fac. Spec. - SO2 Rate Annual v3.1, Unit 1735 and retrofits | 324 | 7287 | Rate Constraint in lbs/MMBtu | FALSE | L | Annual | Allowances Sold SO2 | Thousand Tons | 0 | 0 | 0 | 0 | 0 | 0 | 0
CT Fac. Spec. - SO2 Rate Annual v3.1, Unit 1735 and retrofits | 324 | 7287 | Rate Constraint in lbs/MMBtu | FALSE | L | Annual | Allowances Banked | Thousand Tons | 0 | 0 | 0 | 0 | 0 | 0 | 0
CT Fac. Spec. - SO2 Rate Annual v3.1, Unit 1735 and retrofits | 324 | 7287 | Rate Constraint in lbs/MMBtu | FALSE | L | Annual | Allowances Withdrawn (1:1) | Thousand Tons | 0 | 0 | 0 | 0 | 0 | 0 | 0
CT Fac. Spec. - SO2 Rate Annual v3.1, Unit 1735 and retrofits | 324 | 7287 | Rate Constraint in lbs/MMBtu | FALSE | L | Annual | Allowances Withdrawn (n:1) | Thousand Tons | 0 | 0 | 0 | 0 | 0 | 0 | 0
CT Fac. Spec. - SO2 Rate Annual v3.1, Unit 1735 and retrofits | 324 | 7287 | Rate Constraint in lbs/MMBtu | FALSE | L | Annual | Net Emissions Allowance Position | Thousand Tons | 0 | 0 | 0 | 0 | 0 | 0 | 0
CT Fac. Spec. - SO2 Rate Annual v3.1, Unit 1735 and retrofits | 324 | 7287 | Rate Constraint in lbs/MMBtu | FALSE | L | Annual | Fuel Consumed | TBtu | 11.0223 | 10.1711 | 8.7018 | 0 | 0.02974 | 0 | 0
CT Fac. Spec. - SO2 Rate Annual v3.1, Unit 1735 and retrofits | 324 | 7287 | Rate Constraint in lbs/MMBtu | FALSE | L | Annual | Rate | lb/MMBtu | 0 | 0 | 0 | 0 | 0 | 0 | 0
CT Fac. Spec. - SO2 Rate Annual v3.1, Unit 1735 and retrofits | 324 | 7287 | Rate Constraint in lbs/MMBtu | FALSE | L | Annual | Generation | TWh | 1.5634 | 1.4427 | 1.2343 | 0 | 0.0042184 | 0 | 0
CT Fac. Spec. - SO2 Rate Annual v3.1, Unit 1735 and retrofits | 324 | 7287 | Rate Constraint in lbs/MMBtu | FALSE | L | Annual | Qualifying Generation | TWh | 1.5634 | 1.4427 | 1.2343 | 0 | 0.0042184 | 0 | 0
CT Fac. Spec. - SO2 Rate Annual v3.1, Unit 1735 and retrofits | 324 | 7287 | Rate Constraint in lbs/MMBtu | FALSE | L | Annual | Rate | lb/MWh | 0 | 0 | 0 | 0 | 0 | 0 | 0
CT Fac. Spec. - SO2 Rate Annual v3.1, Unit 1735 and retrofits | 324 | 7287 | Rate Constraint in lbs/MMBtu | FALSE | L | Annual | Constraint Shadow Price | US2022$/Ton | 0 | 0 | 0 | 0 | 0 | 0 | 0
CT Fac. Spec. - SO2 Rate Annual v3.1, Unit 1737 and retrofits | 325 | 7287 | Rate Constraint in lbs/MMBtu | FALSE | L | Annual | Seasons Included | Seasons | Winter, Spring, Summer, Fall | Winter, Spring, Summer, Fall | Winter, Spring, Summer, Fall | Winter, Spring, Summer, Fall | Winter, Spring, Summer, Fall | Winter, Spring, Summer, Fall | Winter, Spring, Summer, Fall
CT Fac. Spec. - SO2 Rate Annual v3.1, Unit 1737 and retrofits | 325 | 7287 | Rate Constraint in lbs/MMBtu | FALSE | L | Annual | Standard SO2 | lb/MMBtu | 0.33 | 0.33 | 0.33 | 0.33 | 0.33 | 0.33 | 0.33
CT Fac. Spec. - SO2 Rate Annual v3.1, Unit 1737 and retrofits | 325 | 7287 | Rate Constraint in lbs/MMBtu | FALSE | L | Annual | Emissions at Affected Plants SO2 | Thousand Tons | 0 | 0 | 0 | 0 | 0 | 0 | 0
CT Fac. Spec. - SO2 Rate Annual v3.1, Unit 1737 and retrofits | 325 | 7287 | Rate Constraint in lbs/MMBtu | FALSE | L | Annual | Allowances Purchased SO2 | Thousand Tons | 0 | 0 | 0 | 0 | 0 | 0 | 0
CT Fac. Spec. - SO2 Rate Annual v3.1, Unit 1737 and retrofits | 325 | 7287 | Rate Constraint in lbs/MMBtu | FALSE | L | Annual | Allowances Sold SO2 | Thousand Tons | 0 | 0 | 0 | 0 | 0 | 0 | 0
CT Fac. Spec. - SO2 Rate Annual v3.1, Unit 1737 and retrofits | 325 | 7287 | Rate Constraint in lbs/MMBtu | FALSE | L | Annual | Allowances Banked | Thousand Tons | 0 | 0 | 0 | 0 | 0 | 0 | 0
CT Fac. Spec. - SO2 Rate Annual v3.1, Unit 1737 and retrofits | 325 | 7287 | Rate Constraint in lbs/MMBtu | FALSE | L | Annual | Allowances Withdrawn (1:1) | Thousand Tons | 0 | 0 | 0 | 0 | 0 | 0 | 0
CT Fac. Spec. - SO2 Rate Annual v3.1, Unit 1737 and retrofits | 325 | 7287 | Rate Constraint in lbs/MMBtu | FALSE | L | Annual | Allowances Withdrawn (n:1) | Thousand Tons | 0 | 0 | 0 | 0 | 0 | 0 | 0
CT Fac. Spec. - SO2 Rate Annual v3.1, Unit 1737 and retrofits | 325 | 7287 | Rate Constraint in lbs/MMBtu | FALSE | L | Annual | Net Emissions Allowance Position | Thousand Tons | 0 | 0 | 0 | 0 | 0 | 0 | 0
CT Fac. Spec. - SO2 Rate Annual v3.1, Unit 1737 and retrofits | 325 | 7287 | Rate Constraint in lbs/MMBtu | FALSE | L | Annual | Fuel Consumed | TBtu | 0.6509 | 0.6509 | 0.6509 | 0 | 0.032439 | 0 | 0
CT Fac. Spec. - SO2 Rate Annual v3.1, Unit 1737 and retrofits | 325 | 7287 | Rate Constraint in lbs/MMBtu | FALSE | L | Annual | Rate | lb/MMBtu | 0 | 0 | 0 | 0 | 0 | 0 | 0
CT Fac. Spec. - SO2 Rate Annual v3.1, Unit 1737 and retrofits | 325 | 7287 | Rate Constraint in lbs/MMBtu | FALSE | L | Annual | Generation | TWh | 0.11474 | 0.11474 | 0.11474 | 0 | 0.0057181 | 0 | 0
CT Fac. Spec. - SO2 Rate Annual v3.1, Unit 1737 and retrofits | 325 | 7287 | Rate Constraint in lbs/MMBtu | FALSE | L | Annual | Qualifying Generation | TWh | 0.11474 | 0.11474 | 0.11474 | 0 | 0.0057181 | 0 | 0
CT Fac. Spec. - SO2 Rate Annual v3.1, Unit 1737 and retrofits | 325 | 7287 | Rate Constraint in lbs/MMBtu | FALSE | L | Annual | Rate | lb/MWh | 0 | 0 | 0 | 0 | 0 | 0 | 0
CT Fac. Spec. - SO2 Rate Annual v3.1, Unit 1737 and retrofits | 325 | 7287 | Rate Constraint in lbs/MMBtu | FALSE | L | Annual | Constraint Shadow Price | US2022$/Ton | 0 | 0 | 0 | 0 | 0 | 0 | 0
CT Fac. Spec. - SO2 Rate Annual v3.1, Unit 2198 and retrofits | 326 | 7287 | Rate Constraint in lbs/MMBtu | FALSE | L | Annual | Seasons Included | Seasons | Winter, Spring, Summer, Fall | Winter, Spring, Summer, Fall | Winter, Spring, Summer, Fall | Winter, Spring, Summer, Fall | Winter, Spring, Summer, Fall | Winter, Spring, Summer, Fall | Winter, Spring, Summer, Fall
CT Fac. Spec. - SO2 Rate Annual v3.1, Unit 2198 and retrofits | 326 | 7287 | Rate Constraint in lbs/MMBtu | FALSE | L | Annual | Standard SO2 | lb/MMBtu | 0.33 | 0.33 | 0.33 | 0.33 | 0.33 | 0.33 | 0.33
CT Fac. Spec. - SO2 Rate Annual v3.1, Unit 2198 and retrofits | 326 | 7287 | Rate Constraint in lbs/MMBtu | FALSE | L | Annual | Emissions at Affected Plants SO2 | Thousand Tons | 0 | 0 | 0 | 0 | 0 | 0 | 0
CT Fac. Spec. - SO2 Rate Annual v3.1, Unit 2198 and retrofits | 326 | 7287 | Rate Constraint in lbs/MMBtu | FALSE | L | Annual | Allowances Purchased SO2 | Thousand Tons | 0 | 0 | 0 | 0 | 0 | 0 | 0
CT Fac. Spec. - SO2 Rate Annual v3.1, Unit 2198 and retrofits | 326 | 7287 | Rate Constraint in lbs/MMBtu | FALSE | L | Annual | Allowances Sold SO2 | Thousand Tons | 0 | 0 | 0 | 0 | 0 | 0 | 0
CT Fac. Spec. - SO2 Rate Annual v3.1, Unit 2198 and retrofits | 326 | 7287 | Rate Constraint in lbs/MMBtu | FALSE | L | Annual | Allowances Banked | Thousand Tons | 0 | 0 | 0 | 0 | 0 | 0 | 0
CT Fac. Spec. - SO2 Rate Annual v3.1, Unit 2198 and retrofits | 326 | 7287 | Rate Constraint in lbs/MMBtu | FALSE | L | Annual | Allowances Withdrawn (1:1) | Thousand Tons | 0 | 0 | 0 | 0 | 0 | 0 | 0
CT Fac. Spec. - SO2 Rate Annual v3.1, Unit 2198 and retrofits | 326 | 7287 | Rate Constraint in lbs/MMBtu | FALSE | L | Annual | Allowances Withdrawn (n:1) | Thousand Tons | 0 | 0 | 0 | 0 | 0 | 0 | 0
CT Fac. Spec. - SO2 Rate Annual v3.1, Unit 2198 and retrofits | 326 | 7287 | Rate Constraint in lbs/MMBtu | FALSE | L | Annual | Net Emissions Allowance Position | Thousand Tons | 0 | 0 | 0 | 0 | 0 | 0 | 0
CT Fac. Spec. - SO2 Rate Annual v3.1, Unit 2198 and retrofits | 326 | 7287 | Rate Constraint in lbs/MMBtu | FALSE | L | Annual | Fuel Consumed | TBtu | 0 | 0 | 0 | 0 | 0 | 0 | 0
CT Fac. Spec. - SO2 Rate Annual v3.1, Unit 2198 and retrofits | 326 | 7287 | Rate Constraint in lbs/MMBtu | FALSE | L | Annual | Rate | lb/MMBtu | 0 | 0 | 0 | 0 | 0 | 0 | 0
CT Fac. Spec. - SO2 Rate Annual v3.1, Unit 2198 and retrofits | 326 | 7287 | Rate Constraint in lbs/MMBtu | FALSE | L | Annual | Generation | TWh | 0 | 0 | 0 | 0 | 0 | 0 | 0
CT Fac. Spec. - SO2 Rate Annual v3.1, Unit 2198 and retrofits | 326 | 7287 | Rate Constraint in lbs/MMBtu | FALSE | L | Annual | Qualifying Generation | TWh | 0 | 0 | 0 | 0 | 0 | 0 | 0
CT Fac. Spec. - SO2 Rate Annual v3.1, Unit 2198 and retrofits | 326 | 7287 | Rate Constraint in lbs/MMBtu | FALSE | L | Annual | Rate | lb/MWh | 0 | 0 | 0 | 0 | 0 | 0 | 0
CT Fac. Spec. - SO2 Rate Annual v3.1, Unit 2198 and retrofits | 326 | 7287 | Rate Constraint in lbs/MMBtu | FALSE | L | Annual | Constraint Shadow Price | US2022$/Ton | 0 | 0 | 0 | 0 | 0 | 0 | 0
CT Fac. Spec. - SO2 Rate Annual v3.1, Unit 2199 and retrofits | 327 | 7287 | Rate Constraint in lbs/MMBtu | FALSE | L | Annual | Seasons Included | Seasons | Winter, Spring, Summer, Fall | Winter, Spring, Summer, Fall | Winter, Spring, Summer, Fall | Winter, Spring, Summer, Fall | Winter, Spring, Summer, Fall | Winter, Spring, Summer, Fall | Winter, Spring, Summer, Fall
CT Fac. Spec. - SO2 Rate Annual v3.1, Unit 2199 and retrofits | 327 | 7287 | Rate Constraint in lbs/MMBtu | FALSE | L | Annual | Standard SO2 | lb/MMBtu | 0.33 | 0.33 | 0.33 | 0.33 | 0.33 | 0.33 | 0.33
CT Fac. Spec. - SO2 Rate Annual v3.1, Unit 2199 and retrofits | 327 | 7287 | Rate Constraint in lbs/MMBtu | FALSE | L | Annual | Emissions at Affected Plants SO2 | Thousand Tons | 0 | 0 | 0 | 0 | 0 | 0 | 0
CT Fac. Spec. - SO2 Rate Annual v3.1, Unit 2199 and retrofits | 327 | 7287 | Rate Constraint in lbs/MMBtu | FALSE | L | Annual | Allowances Purchased SO2 | Thousand Tons | 0 | 0 | 0 | 0 | 0 | 0 | 0
CT Fac. Spec. - SO2 Rate Annual v3.1, Unit 2199 and retrofits | 327 | 7287 | Rate Constraint in lbs/MMBtu | FALSE | L | Annual | Allowances Sold SO2 | Thousand Tons | 0 | 0 | 0 | 0 | 0 | 0 | 0
CT Fac. Spec. - SO2 Rate Annual v3.1, Unit 2199 and retrofits | 327 | 7287 | Rate Constraint in lbs/MMBtu | FALSE | L | Annual | Allowances Banked | Thousand Tons | 0 | 0 | 0 | 0 | 0 | 0 | 0
CT Fac. Spec. - SO2 Rate Annual v3.1, Unit 2199 and retrofits | 327 | 7287 | Rate Constraint in lbs/MMBtu | FALSE | L | Annual | Allowances Withdrawn (1:1) | Thousand Tons | 0 | 0 | 0 | 0 | 0 | 0 | 0
CT Fac. Spec. - SO2 Rate Annual v3.1, Unit 2199 and retrofits | 327 | 7287 | Rate Constraint in lbs/MMBtu | FALSE | L | Annual | Allowances Withdrawn (n:1) | Thousand Tons | 0 | 0 | 0 | 0 | 0 | 0 | 0
CT Fac. Spec. - SO2 Rate Annual v3.1, Unit 2199 and retrofits | 327 | 7287 | Rate Constraint in lbs/MMBtu | FALSE | L | Annual | Net Emissions Allowance Position | Thousand Tons | 0 | 0 | 0 | 0 | 0 | 0 | 0
CT Fac. Spec. - SO2 Rate Annual v3.1, Unit 2199 and retrofits | 327 | 7287 | Rate Constraint in lbs/MMBtu | FALSE | L | Annual | Fuel Consumed | TBtu | 0 | 0 | 0 | 0 | 0 | 0 | 0
CT Fac. Spec. - SO2 Rate Annual v3.1, Unit 2199 and retrofits | 327 | 7287 | Rate Constraint in lbs/MMBtu | FALSE | L | Annual | Rate | lb/MMBtu | 0 | 0 | 0 | 0 | 0 | 0 | 0
CT Fac. Spec. - SO2 Rate Annual v3.1, Unit 2199 and retrofits | 327 | 7287 | Rate Constraint in lbs/MMBtu | FALSE | L | Annual | Generation | TWh | 0 | 0 | 0 | 0 | 0 | 0 | 0
CT Fac. Spec. - SO2 Rate Annual v3.1, Unit 2199 and retrofits | 327 | 7287 | Rate Constraint in lbs/MMBtu | FALSE | L | Annual | Qualifying Generation | TWh | 0 | 0 | 0 | 0 | 0 | 0 | 0
CT Fac. Spec. - SO2 Rate Annual v3.1, Unit 2199 and retrofits | 327 | 7287 | Rate Constraint in lbs/MMBtu | FALSE | L | Annual | Rate | lb/MWh | 0 | 0 | 0 | 0 | 0 | 0 | 0
CT Fac. Spec. - SO2 Rate Annual v3.1, Unit 2199 and retrofits | 327 | 7287 | Rate Constraint in lbs/MMBtu | FALSE | L | Annual | Constraint Shadow Price | US2022$/Ton | 0 | 0 | 0 | 0 | 0 | 0 | 0
CT Fac. Spec. - SO2 Rate Annual v3.1, Unit 2299 and retrofits | 328 | 7287 | Rate Constraint in lbs/MMBtu | FALSE | L | Annual | Seasons Included | Seasons | Winter, Spring, Summer, Fall | Winter, Spring, Summer, Fall | Winter, Spring, Summer, Fall | Winter, Spring, Summer, Fall | Winter, Spring, Summer, Fall | Winter, Spring, Summer, Fall | Winter, Spring, Summer, Fall
CT Fac. Spec. - SO2 Rate Annual v3.1, Unit 2299 and retrofits | 328 | 7287 | Rate Constraint in lbs/MMBtu | FALSE | L | Annual | Standard SO2 | lb/MMBtu | 0.33 | 0.33 | 0.33 | 0.33 | 0.33 | 0.33 | 0.33
CT Fac. Spec. - SO2 Rate Annual v3.1, Unit 2299 and retrofits | 328 | 7287 | Rate Constraint in lbs/MMBtu | FALSE | L | Annual | Emissions at Affected Plants SO2 | Thousand Tons | 0 | 0 | 0 | 0 | 0 | 0 | 0
CT Fac. Spec. - SO2 Rate Annual v3.1, Unit 2299 and retrofits | 328 | 7287 | Rate Constraint in lbs/MMBtu | FALSE | L | Annual | Allowances Purchased SO2 | Thousand Tons | 0 | 0 | 0 | 0 | 0 | 0 | 0
CT Fac. Spec. - SO2 Rate Annual v3.1, Unit 2299 and retrofits | 328 | 7287 | Rate Constraint in lbs/MMBtu | FALSE | L | Annual | Allowances Sold SO2 | Thousand Tons | 0 | 0 | 0 | 0 | 0 | 0 | 0
CT Fac. Spec. - SO2 Rate Annual v3.1, Unit 2299 and retrofits | 328 | 7287 | Rate Constraint in lbs/MMBtu | FALSE | L | Annual | Allowances Banked | Thousand Tons | 0 | 0 | 0 | 0 | 0 | 0 | 0
CT Fac. Spec. - SO2 Rate Annual v3.1, Unit 2299 and retrofits | 328 | 7287 | Rate Constraint in lbs/MMBtu | FALSE | L | Annual | Allowances Withdrawn (1:1) | Thousand Tons | 0 | 0 | 0 | 0 | 0 | 0 | 0
CT Fac. Spec. - SO2 Rate Annual v3.1, Unit 2299 and retrofits | 328 | 7287 | Rate Constraint in lbs/MMBtu | FALSE | L | Annual | Allowances Withdrawn (n:1) | Thousand Tons | 0 | 0 | 0 | 0 | 0 | 0 | 0
CT Fac. Spec. - SO2 Rate Annual v3.1, Unit 2299 and retrofits | 328 | 7287 | Rate Constraint in lbs/MMBtu | FALSE | L | Annual | Net Emissions Allowance Position | Thousand Tons | 0 | 0 | 0 | 0 | 0 | 0 | 0
CT Fac. Spec. - SO2 Rate Annual v3.1, Unit 2299 and retrofits | 328 | 7287 | Rate Constraint in lbs/MMBtu | FALSE | L | Annual | Fuel Consumed | TBtu | 0 | 0 | 0 | 0 | 0 | 0 | 0
CT Fac. Spec. - SO2 Rate Annual v3.1, Unit 2299 and retrofits | 328 | 7287 | Rate Constraint in lbs/MMBtu | FALSE | L | Annual | Rate | lb/MMBtu | 0 | 0 | 0 | 0 | 0 | 0 | 0
CT Fac. Spec. - SO2 Rate Annual v3.1, Unit 2299 and retrofits | 328 | 7287 | Rate Constraint in lbs/MMBtu | FALSE | L | Annual | Generation | TWh | 0 | 0 | 0 | 0 | 0 | 0 | 0
CT Fac. Spec. - SO2 Rate Annual v3.1, Unit 2299 and retrofits | 328 | 7287 | Rate Constraint in lbs/MMBtu | FALSE | L | Annual | Qualifying Generation | TWh | 0 | 0 | 0 | 0 | 0 | 0 | 0
CT Fac. Spec. - SO2 Rate Annual v3.1, Unit 2299 and retrofits | 328 | 7287 | Rate Constraint in lbs/MMBtu | FALSE | L | Annual | Rate | lb/MWh | 0 | 0 | 0 | 0 | 0 | 0 | 0
CT Fac. Spec. - SO2 Rate Annual v3.1, Unit 2299 and retrofits | 328 | 7287 | Rate Constraint in lbs/MMBtu | FALSE | L | Annual | Constraint Shadow Price | US2022$/Ton | 0 | 0 | 0 | 0 | 0 | 0 | 0
CT Fac. Spec. - SO2 Rate Annual v3.1, Unit 2300 and retrofits | 329 | 7287 | Rate Constraint in lbs/MMBtu | FALSE | L | Annual | Seasons Included | Seasons | Winter, Spring, Summer, Fall | Winter, Spring, Summer, Fall | Winter, Spring, Summer, Fall | Winter, Spring, Summer, Fall | Winter, Spring, Summer, Fall | Winter, Spring, Summer, Fall | Winter, Spring, Summer, Fall
CT Fac. Spec. - SO2 Rate Annual v3.1, Unit 2300 and retrofits | 329 | 7287 | Rate Constraint in lbs/MMBtu | FALSE | L | Annual | Standard SO2 | lb/MMBtu | 0.33 | 0.33 | 0.33 | 0.33 | 0.33 | 0.33 | 0.33
CT Fac. Spec. - SO2 Rate Annual v3.1, Unit 2300 and retrofits | 329 | 7287 | Rate Constraint in lbs/MMBtu | FALSE | L | Annual | Emissions at Affected Plants SO2 | Thousand Tons | 0 | 0 | 0 | 0 | 0 | 0 | 0
CT Fac. Spec. - SO2 Rate Annual v3.1, Unit 2300 and retrofits | 329 | 7287 | Rate Constraint in lbs/MMBtu | FALSE | L | Annual | Allowances Purchased SO2 | Thousand Tons | 0 | 0 | 0 | 0 | 0 | 0 | 0
CT Fac. Spec. - SO2 Rate Annual v3.1, Unit 2300 and retrofits | 329 | 7287 | Rate Constraint in lbs/MMBtu | FALSE | L | Annual | Allowances Sold SO2 | Thousand Tons | 0 | 0 | 0 | 0 | 0 | 0 | 0
CT Fac. Spec. - SO2 Rate Annual v3.1, Unit 2300 and retrofits | 329 | 7287 | Rate Constraint in lbs/MMBtu | FALSE | L | Annual | Allowances Banked | Thousand Tons | 0 | 0 | 0 | 0 | 0 | 0 | 0
CT Fac. Spec. - SO2 Rate Annual v3.1, Unit 2300 and retrofits | 329 | 7287 | Rate Constraint in lbs/MMBtu | FALSE | L | Annual | Allowances Withdrawn (1:1) | Thousand Tons | 0 | 0 | 0 | 0 | 0 | 0 | 0
CT Fac. Spec. - SO2 Rate Annual v3.1, Unit 2300 and retrofits | 329 | 7287 | Rate Constraint in lbs/MMBtu | FALSE | L | Annual | Allowances Withdrawn (n:1) | Thousand Tons | 0 | 0 | 0 | 0 | 0 | 0 | 0
CT Fac. Spec. - SO2 Rate Annual v3.1, Unit 2300 and retrofits | 329 | 7287 | Rate Constraint in lbs/MMBtu | FALSE | L | Annual | Net Emissions Allowance Position | Thousand Tons | 0 | 0 | 0 | 0 | 0 | 0 | 0
CT Fac. Spec. - SO2 Rate Annual v3.1, Unit 2300 and retrofits | 329 | 7287 | Rate Constraint in lbs/MMBtu | FALSE | L | Annual | Fuel Consumed | TBtu | 0 | 0 | 0 | 0 | 0 | 0 | 0
CT Fac. Spec. - SO2 Rate Annual v3.1, Unit 2300 and retrofits | 329 | 7287 | Rate Constraint in lbs/MMBtu | FALSE | L | Annual | Rate | lb/MMBtu | 0 | 0 | 0 | 0 | 0 | 0 | 0
CT Fac. Spec. - SO2 Rate Annual v3.1, Unit 2300 and retrofits | 329 | 7287 | Rate Constraint in lbs/MMBtu | FALSE | L | Annual | Generation | TWh | 0 | 0 | 0 | 0 | 0 | 0 | 0
CT Fac. Spec. - SO2 Rate Annual v3.1, Unit 2300 and retrofits | 329 | 7287 | Rate Constraint in lbs/MMBtu | FALSE | L | Annual | Qualifying Generation | TWh | 0 | 0 | 0 | 0 | 0 | 0 | 0
CT Fac. Spec. - SO2 Rate Annual v3.1, Unit 2300 and retrofits | 329 | 7287 | Rate Constraint in lbs/MMBtu | FALSE | L | Annual | Rate | lb/MWh | 0 | 0 | 0 | 0 | 0 | 0 | 0
CT Fac. Spec. - SO2 Rate Annual v3.1, Unit 2300 and retrofits | 329 | 7287 | Rate Constraint in lbs/MMBtu | FALSE | L | Annual | Constraint Shadow Price | US2022$/Ton | 0 | 0 | 0 | 0 | 0 | 0 | 0
CT Fac. Spec. - SO2 Rate Annual v3.1, Unit 2301 and retrofits | 330 | 7287 | Rate Constraint in lbs/MMBtu | FALSE | L | Annual | Seasons Included | Seasons | Winter, Spring, Summer, Fall | Winter, Spring, Summer, Fall | Winter, Spring, Summer, Fall | Winter, Spring, Summer, Fall | Winter, Spring, Summer, Fall | Winter, Spring, Summer, Fall | Winter, Spring, Summer, Fall
CT Fac. Spec. - SO2 Rate Annual v3.1, Unit 2301 and retrofits | 330 | 7287 | Rate Constraint in lbs/MMBtu | FALSE | L | Annual | Standard SO2 | lb/MMBtu | 0.33 | 0.33 | 0.33 | 0.33 | 0.33 | 0.33 | 0.33
CT Fac. Spec. - SO2 Rate Annual v3.1, Unit 2301 and retrofits | 330 | 7287 | Rate Constraint in lbs/MMBtu | FALSE | L | Annual | Emissions at Affected Plants SO2 | Thousand Tons | 0 | 0 | 0 | 0 | 0 | 0 | 0
CT Fac. Spec. - SO2 Rate Annual v3.1, Unit 2301 and retrofits | 330 | 7287 | Rate Constraint in lbs/MMBtu | FALSE | L | Annual | Allowances Purchased SO2 | Thousand Tons | 0 | 0 | 0 | 0 | 0 | 0 | 0
CT Fac. Spec. - SO2 Rate Annual v3.1, Unit 2301 and retrofits | 330 | 7287 | Rate Constraint in lbs/MMBtu | FALSE | L | Annual | Allowances Sold SO2 | Thousand Tons | 0 | 0 | 0 | 0 | 0 | 0 | 0
CT Fac. Spec. - SO2 Rate Annual v3.1, Unit 2301 and retrofits | 330 | 7287 | Rate Constraint in lbs/MMBtu | FALSE | L | Annual | Allowances Banked | Thousand Tons | 0 | 0 | 0 | 0 | 0 | 0 | 0
CT Fac. Spec. - SO2 Rate Annual v3.1, Unit 2301 and retrofits | 330 | 7287 | Rate Constraint in lbs/MMBtu | FALSE | L | Annual | Allowances Withdrawn (1:1) | Thousand Tons | 0 | 0 | 0 | 0 | 0 | 0 | 0
CT Fac. Spec. - SO2 Rate Annual v3.1, Unit 2301 and retrofits | 330 | 7287 | Rate Constraint in lbs/MMBtu | FALSE | L | Annual | Allowances Withdrawn (n:1) | Thousand Tons | 0 | 0 | 0 | 0 | 0 | 0 | 0
CT Fac. Spec. - SO2 Rate Annual v3.1, Unit 2301 and retrofits | 330 | 7287 | Rate Constraint in lbs/MMBtu | FALSE | L | Annual | Net Emissions Allowance Position | Thousand Tons | 0 | 0 | 0 | 0 | 0 | 0 | 0
CT Fac. Spec. - SO2 Rate Annual v3.1, Unit 2301 and retrofits | 330 | 7287 | Rate Constraint in lbs/MMBtu | FALSE | L | Annual | Fuel Consumed | TBtu | 0 | 0 | 0 | 0 | 0 | 0 | 0
CT Fac. Spec. - SO2 Rate Annual v3.1, Unit 2301 and retrofits | 330 | 7287 | Rate Constraint in lbs/MMBtu | FALSE | L | Annual | Rate | lb/MMBtu | 0 | 0 | 0 | 0 | 0 | 0 | 0
CT Fac. Spec. - SO2 Rate Annual v3.1, Unit 2301 and retrofits | 330 | 7287 | Rate Constraint in lbs/MMBtu | FALSE | L | Annual | Generation | TWh | 0 | 0 | 0 | 0 | 0 | 0 | 0
CT Fac. Spec. - SO2 Rate Annual v3.1, Unit 2301 and retrofits | 330 | 7287 | Rate Constraint in lbs/MMBtu | FALSE | L | Annual | Qualifying Generation | TWh | 0 | 0 | 0 | 0 | 0 | 0 | 0
CT Fac. Spec. - SO2 Rate Annual v3.1, Unit 2301 and retrofits | 330 | 7287 | Rate Constraint in lbs/MMBtu | FALSE | L | Annual | Rate | lb/MWh | 0 | 0 | 0 | 0 | 0 | 0 | 0
CT Fac. Spec. - SO2 Rate Annual v3.1, Unit 2301 and retrofits | 330 | 7287 | Rate Constraint in lbs/MMBtu | FALSE | L | Annual | Constraint Shadow Price | US2022$/Ton | 448.844 | 1047.6187 | 1207.7714 | 0 | 0 | 0 | 0
CT Fac. Spec. - SO2 Rate Annual v3.1, Unit 2302 and retrofits | 331 | 7287 | Rate Constraint in lbs/MMBtu | FALSE | L | Annual | Seasons Included | Seasons | Winter, Spring, Summer, Fall | Winter, Spring, Summer, Fall | Winter, Spring, Summer, Fall | Winter, Spring, Summer, Fall | Winter, Spring, Summer, Fall | Winter, Spring, Summer, Fall | Winter, Spring, Summer, Fall
CT Fac. Spec. - SO2 Rate Annual v3.1, Unit 2302 and retrofits | 331 | 7287 | Rate Constraint in lbs/MMBtu | FALSE | L | Annual | Standard SO2 | lb/MMBtu | 0.33 | 0.33 | 0.33 | 0.33 | 0.33 | 0.33 | 0.33
CT Fac. Spec. - SO2 Rate Annual v3.1, Unit 2302 and retrofits | 331 | 7287 | Rate Constraint in lbs/MMBtu | FALSE | L | Annual | Emissions at Affected Plants SO2 | Thousand Tons | 0 | 0 | 0 | 0 | 0 | 0 | 0
CT Fac. Spec. - SO2 Rate Annual v3.1, Unit 2302 and retrofits | 331 | 7287 | Rate Constraint in lbs/MMBtu | FALSE | L | Annual | Allowances Purchased SO2 | Thousand Tons | 0 | 0 | 0 | 0 | 0 | 0 | 0
CT Fac. Spec. - SO2 Rate Annual v3.1, Unit 2302 and retrofits | 331 | 7287 | Rate Constraint in lbs/MMBtu | FALSE | L | Annual | Allowances Sold SO2 | Thousand Tons | 0 | 0 | 0 | 0 | 0 | 0 | 0
CT Fac. Spec. - SO2 Rate Annual v3.1, Unit 2302 and retrofits | 331 | 7287 | Rate Constraint in lbs/MMBtu | FALSE | L | Annual | Allowances Banked | Thousand Tons | 0 | 0 | 0 | 0 | 0 | 0 | 0
CT Fac. Spec. - SO2 Rate Annual v3.1, Unit 2302 and retrofits | 331 | 7287 | Rate Constraint in lbs/MMBtu | FALSE | L | Annual | Allowances Withdrawn (1:1) | Thousand Tons | 0 | 0 | 0 | 0 | 0 | 0 | 0
CT Fac. Spec. - SO2 Rate Annual v3.1, Unit 2302 and retrofits | 331 | 7287 | Rate Constraint in lbs/MMBtu | FALSE | L | Annual | Allowances Withdrawn (n:1) | Thousand Tons | 0 | 0 | 0 | 0 | 0 | 0 | 0
CT Fac. Spec. - SO2 Rate Annual v3.1, Unit 2302 and retrofits | 331 | 7287 | Rate Constraint in lbs/MMBtu | FALSE | L | Annual | Net Emissions Allowance Position | Thousand Tons | 0 | 0 | 0 | 0 | 0 | 0 | 0
CT Fac. Spec. - SO2 Rate Annual v3.1, Unit 2302 and retrofits | 331 | 7287 | Rate Constraint in lbs/MMBtu | FALSE | L | Annual | Fuel Consumed | TBtu | 0 | 0 | 0 | 0 | 0 | 0 | 0
CT Fac. Spec. - SO2 Rate Annual v3.1, Unit 2302 and retrofits | 331 | 7287 | Rate Constraint in lbs/MMBtu | FALSE | L | Annual | Rate | lb/MMBtu | 0 | 0 | 0 | 0 | 0 | 0 | 0
CT Fac. Spec. - SO2 Rate Annual v3.1, Unit 2302 and retrofits | 331 | 7287 | Rate Constraint in lbs/MMBtu | FALSE | L | Annual | Generation | TWh | 0 | 0 | 0 | 0 | 0 | 0 | 0
CT Fac. Spec. - SO2 Rate Annual v3.1, Unit 2302 and retrofits | 331 | 7287 | Rate Constraint in lbs/MMBtu | FALSE | L | Annual | Qualifying Generation | TWh | 0 | 0 | 0 | 0 | 0 | 0 | 0
CT Fac. Spec. - SO2 Rate Annual v3.1, Unit 2302 and retrofits | 331 | 7287 | Rate Constraint in lbs/MMBtu | FALSE | L | Annual | Rate | lb/MWh | 0 | 0 | 0 | 0 | 0 | 0 | 0
CT Fac. Spec. - SO2 Rate Annual v3.1, Unit 2302 and retrofits | 331 | 7287 | Rate Constraint in lbs/MMBtu | FALSE | L | Annual | Constraint Shadow Price | US2022$/Ton | 0 | 0 | 0 | 0 | 0 | 0 | 0
DE Facility Specific - NOx Annual Rate v3.1, Unit 2192 and retrofits | 332 | 7289 | Rate Constraint in lbs/MMBtu | FALSE | L | Annual | Seasons Included | Seasons | Winter, Spring, Summer, Fall | Winter, Spring, Summer, Fall | Winter, Spring, Summer, Fall | Winter, Spring, Summer, Fall | Winter, Spring, Summer, Fall | Winter, Spring, Summer, Fall | Winter, Spring, Summer, Fall
DE Facility Specific - NOx Annual Rate v3.1, Unit 2192 and retrofits | 332 | 7289 | Rate Constraint in lbs/MMBtu | FALSE | L | Annual | Standard NOX | lb/MMBtu | 0.125 | 0.125 | 0.125 | 0.125 | 0.125 | 0.125 | 0.125
DE Facility Specific - NOx Annual Rate v3.1, Unit 2192 and retrofits | 332 | 7289 | Rate Constraint in lbs/MMBtu | FALSE | L | Annual | Emissions at Affected Plants NOX | Thousand Tons | 0 | 0 | 0 | 0 | 0 | 0 | 0
DE Facility Specific - NOx Annual Rate v3.1, Unit 2192 and retrofits | 332 | 7289 | Rate Constraint in lbs/MMBtu | FALSE | L | Annual | Allowances Purchased NOX | Thousand Tons | 0 | 0 | 0 | 0 | 0 | 0 | 0
DE Facility Specific - NOx Annual Rate v3.1, Unit 2192 and retrofits | 332 | 7289 | Rate Constraint in lbs/MMBtu | FALSE | L | Annual | Allowances Sold NOX | Thousand Tons | 0 | 0 | 0 | 0 | 0 | 0 | 0
DE Facility Specific - NOx Annual Rate v3.1, Unit 2192 and retrofits | 332 | 7289 | Rate Constraint in lbs/MMBtu | FALSE | L | Annual | Allowances Banked | Thousand Tons | 0 | 0 | 0 | 0 | 0 | 0 | 0
DE Facility Specific - NOx Annual Rate v3.1, Unit 2192 and retrofits | 332 | 7289 | Rate Constraint in lbs/MMBtu | FALSE | L | Annual | Allowances Withdrawn (1:1) | Thousand Tons | 0 | 0 | 0 | 0 | 0 | 0 | 0
DE Facility Specific - NOx Annual Rate v3.1, Unit 2192 and retrofits | 332 | 7289 | Rate Constraint in lbs/MMBtu | FALSE | L | Annual | Allowances Withdrawn (n:1) | Thousand Tons | 0 | 0 | 0 | 0 | 0 | 0 | 0
DE Facility Specific - NOx Annual Rate v3.1, Unit 2192 and retrofits | 332 | 7289 | Rate Constraint in lbs/MMBtu | FALSE | L | Annual | Net Emissions Allowance Position | Thousand Tons | 0 | 0 | 0 | 0 | 0 | 0 | 0
DE Facility Specific - NOx Annual Rate v3.1, Unit 2192 and retrofits | 332 | 7289 | Rate Constraint in lbs/MMBtu | FALSE | L | Annual | Fuel Consumed | TBtu | 0 | 0 | 0 | 0 | 0 | 0 | 0
DE Facility Specific - NOx Annual Rate v3.1, Unit 2192 and retrofits | 332 | 7289 | Rate Constraint in lbs/MMBtu | FALSE | L | Annual | Rate | lb/MMBtu | 0 | 0 | 0 | 0 | 0 | 0 | 0
DE Facility Specific - NOx Annual Rate v3.1, Unit 2192 and retrofits | 332 | 7289 | Rate Constraint in lbs/MMBtu | FALSE | L | Annual | Generation | TWh | 0 | 0 | 0 | 0 | 0 | 0 | 0
DE Facility Specific - NOx Annual Rate v3.1, Unit 2192 and retrofits | 332 | 7289 | Rate Constraint in lbs/MMBtu | FALSE | L | Annual | Qualifying Generation | TWh | 0 | 0 | 0 | 0 | 0 | 0 | 0
DE Facility Specific - NOx Annual Rate v3.1, Unit 2192 and retrofits | 332 | 7289 | Rate Constraint in lbs/MMBtu | FALSE | L | Annual | Rate | lb/MWh | 0 | 0 | 0 | 0 | 0 | 0 | 0
DE Facility Specific - NOx Annual Rate v3.1, Unit 2192 and retrofits | 332 | 7289 | Rate Constraint in lbs/MMBtu | FALSE | L | Annual | Constraint Shadow Price | US2022$/Ton | 0 | 0 | 0 | 0 | 0 | 0 | 0
DE Facility Specific - NOx Annual Rate v3.1, Unit 2193 and retrofits | 333 | 7289 | Rate Constraint in lbs/MMBtu | FALSE | L | Annual | Seasons Included | Seasons | Winter, Spring, Summer, Fall | Winter, Spring, Summer, Fall | Winter, Spring, Summer, Fall | Winter, Spring, Summer, Fall | Winter, Spring, Summer, Fall | Winter, Spring, Summer, Fall | Winter, Spring, Summer, Fall
DE Facility Specific - NOx Annual Rate v3.1, Unit 2193 and retrofits | 333 | 7289 | Rate Constraint in lbs/MMBtu | FALSE | L | Annual | Standard NOX | lb/MMBtu | 0.125 | 0.125 | 0.125 | 0.125 | 0.125 | 0.125 | 0.125
DE Facility Specific - NOx Annual Rate v3.1, Unit 2193 and retrofits | 333 | 7289 | Rate Constraint in lbs/MMBtu | FALSE | L | Annual | Emissions at Affected Plants NOX | Thousand Tons | 0 | 0 | 0 | 0 | 0 | 0 | 0
DE Facility Specific - NOx Annual Rate v3.1, Unit 2193 and retrofits | 333 | 7289 | Rate Constraint in lbs/MMBtu | FALSE | L | Annual | Allowances Purchased NOX | Thousand Tons | 0 | 0 | 0 | 0 | 0 | 0 | 0
DE Facility Specific - NOx Annual Rate v3.1, Unit 2193 and retrofits | 333 | 7289 | Rate Constraint in lbs/MMBtu | FALSE | L | Annual | Allowances Sold NOX | Thousand Tons | 0 | 0 | 0 | 0 | 0 | 0 | 0
DE Facility Specific - NOx Annual Rate v3.1, Unit 2193 and retrofits | 333 | 7289 | Rate Constraint in lbs/MMBtu | FALSE | L | Annual | Allowances Banked | Thousand Tons | 0 | 0 | 0 | 0 | 0 | 0 | 0
DE Facility Specific - NOx Annual Rate v3.1, Unit 2193 and retrofits | 333 | 7289 | Rate Constraint in lbs/MMBtu | FALSE | L | Annual | Allowances Withdrawn (1:1) | Thousand Tons | 0 | 0 | 0 | 0 | 0 | 0 | 0
DE Facility Specific - NOx Annual Rate v3.1, Unit 2193 and retrofits | 333 | 7289 | Rate Constraint in lbs/MMBtu | FALSE | L | Annual | Allowances Withdrawn (n:1) | Thousand Tons | 0 | 0 | 0 | 0 | 0 | 0 | 0
DE Facility Specific - NOx Annual Rate v3.1, Unit 2193 and retrofits | 333 | 7289 | Rate Constraint in lbs/MMBtu | FALSE | L | Annual | Net Emissions Allowance Position | Thousand Tons | 0 | 0 | 0 | 0 | 0 | 0 | 0
DE Facility Specific - NOx Annual Rate v3.1, Unit 2193 and retrofits | 333 | 7289 | Rate Constraint in lbs/MMBtu | FALSE | L | Annual | Fuel Consumed | TBtu | 0 | 0 | 0 | 0 | 0 | 0 | 0
DE Facility Specific - NOx Annual Rate v3.1, Unit 2193 and retrofits | 333 | 7289 | Rate Constraint in lbs/MMBtu | FALSE | L | Annual | Rate | lb/MMBtu | 0 | 0 | 0 | 0 | 0 | 0 | 0
DE Facility Specific - NOx Annual Rate v3.1, Unit 2193 and retrofits | 333 | 7289 | Rate Constraint in lbs/MMBtu | FALSE | L | Annual | Generation | TWh | 0 | 0 | 0 | 0 | 0 | 0 | 0
DE Facility Specific - NOx Annual Rate v3.1, Unit 2193 and retrofits | 333 | 7289 | Rate Constraint in lbs/MMBtu | FALSE | L | Annual | Qualifying Generation | TWh | 0 | 0 | 0 | 0 | 0 | 0 | 0
DE Facility Specific - NOx Annual Rate v3.1, Unit 2193 and retrofits | 333 | 7289 | Rate Constraint in lbs/MMBtu | FALSE | L | Annual | Rate | lb/MWh | 0 | 0 | 0 | 0 | 0 | 0 | 0
DE Facility Specific - NOx Annual Rate v3.1, Unit 2193 and retrofits | 333 | 7289 | Rate Constraint in lbs/MMBtu | FALSE | L | Annual | Constraint Shadow Price | US2022$/Ton | 0 | 0 | 0 | 0 | 0 | 0 | 0
DE Facility Specific - NOx Annual Rate v3.1, Unit 2194 and retrofits | 334 | 7289 | Rate Constraint in lbs/MMBtu | FALSE | L | Annual | Seasons Included | Seasons | Winter, Spring, Summer, Fall | Winter, Spring, Summer, Fall | Winter, Spring, Summer, Fall | Winter, Spring, Summer, Fall | Winter, Spring, Summer, Fall | Winter, Spring, Summer, Fall | Winter, Spring, Summer, Fall
DE Facility Specific - NOx Annual Rate v3.1, Unit 2194 and retrofits | 334 | 7289 | Rate Constraint in lbs/MMBtu | FALSE | L | Annual | Standard NOX | lb/MMBtu | 0.125 | 0.125 | 0.125 | 0.125 | 0.125 | 0.125 | 0.125
DE Facility Specific - NOx Annual Rate v3.1, Unit 2194 and retrofits | 334 | 7289 | Rate Constraint in lbs/MMBtu | FALSE | L | Annual | Emissions at Affected Plants NOX | Thousand Tons | 0 | 0 | 0 | 0 | 0 | 0 | 0
DE Facility Specific - NOx Annual Rate v3.1, Unit 2194 and retrofits | 334 | 7289 | Rate Constraint in lbs/MMBtu | FALSE | L | Annual | Allowances Purchased NOX | Thousand Tons | 0 | 0 | 0 | 0 | 0 | 0 | 0
DE Facility Specific - NOx Annual Rate v3.1, Unit 2194 and retrofits | 334 | 7289 | Rate Constraint in lbs/MMBtu | FALSE | L | Annual | Allowances Sold NOX | Thousand Tons | 0 | 0 | 0 | 0 | 0 | 0 | 0
DE Facility Specific - NOx Annual Rate v3.1, Unit 2194 and retrofits | 334 | 7289 | Rate Constraint in lbs/MMBtu | FALSE | L | Annual | Allowances Banked | Thousand Tons | 0 | 0 | 0 | 0 | 0 | 0 | 0
DE Facility Specific - NOx Annual Rate v3.1, Unit 2194 and retrofits | 334 | 7289 | Rate Constraint in lbs/MMBtu | FALSE | L | Annual | Allowances Withdrawn (1:1) | Thousand Tons | 0 | 0 | 0 | 0 | 0 | 0 | 0
DE Facility Specific - NOx Annual Rate v3.1, Unit 2194 and retrofits | 334 | 7289 | Rate Constraint in lbs/MMBtu | FALSE | L | Annual | Allowances Withdrawn (n:1) | Thousand Tons | 0 | 0 | 0 | 0 | 0 | 0 | 0
DE Facility Specific - NOx Annual Rate v3.1, Unit 2194 and retrofits | 334 | 7289 | Rate Constraint in lbs/MMBtu | FALSE | L | Annual | Net Emissions Allowance Position | Thousand Tons | 0 | 0 | 0 | 0 | 0 | 0 | 0
DE Facility Specific - NOx Annual Rate v3.1, Unit 2194 and retrofits | 334 | 7289 | Rate Constraint in lbs/MMBtu | FALSE | L | Annual | Fuel Consumed | TBtu | 0 | 0 | 0 | 0 | 0 | 0 | 0
DE Facility Specific - NOx Annual Rate v3.1, Unit 2194 and retrofits | 334 | 7289 | Rate Constraint in lbs/MMBtu | FALSE | L | Annual | Rate | lb/MMBtu | 0 | 0 | 0 | 0 | 0 | 0 | 0
DE Facility Specific - NOx Annual Rate v3.1, Unit 2194 and retrofits | 334 | 7289 | Rate Constraint in lbs/MMBtu | FALSE | L | Annual | Generation | TWh | 0 | 0 | 0 | 0 | 0 | 0 | 0
DE Facility Specific - NOx Annual Rate v3.1, Unit 2194 and retrofits | 334 | 7289 | Rate Constraint in lbs/MMBtu | FALSE | L | Annual | Qualifying Generation | TWh | 0 | 0 | 0 | 0 | 0 | 0 | 0
DE Facility Specific - NOx Annual Rate v3.1, Unit 2194 and retrofits | 334 | 7289 | Rate Constraint in lbs/MMBtu | FALSE | L | Annual | Rate | lb/MWh | 0 | 0 | 0 | 0 | 0 | 0 | 0
DE Facility Specific - NOx Annual Rate v3.1, Unit 2194 and retrofits | 334 | 7289 | Rate Constraint in lbs/MMBtu | FALSE | L | Annual | Constraint Shadow Price | US2022$/Ton | 0 | 0 | 0 | 0 | 0 | 0 | 0
DE Facility Specific - SO2 Annual Rate v3.1, Unit 2192 and retrofits | 335 | 7295 | Rate Constraint in lbs/MMBtu | FALSE | L | Annual | Seasons Included | Seasons | Winter, Spring, Summer, Fall | Winter, Spring, Summer, Fall | Winter, Spring, Summer, Fall | Winter, Spring, Summer, Fall | Winter, Spring, Summer, Fall | Winter, Spring, Summer, Fall | Winter, Spring, Summer, Fall
DE Facility Specific - SO2 Annual Rate v3.1, Unit 2192 and retrofits | 335 | 7295 | Rate Constraint in lbs/MMBtu | FALSE | L | Annual | Standard SO2 | lb/MMBtu | 0.26 | 0.26 | 0.26 | 0.26 | 0.26 | 0.26 | 0.26
DE Facility Specific - SO2 Annual Rate v3.1, Unit 2192 and retrofits | 335 | 7295 | Rate Constraint in lbs/MMBtu | FALSE | L | Annual | Emissions at Affected Plants SO2 | Thousand Tons | 0 | 0 | 0 | 0 | 0 | 0 | 0
DE Facility Specific - SO2 Annual Rate v3.1, Unit 2192 and retrofits | 335 | 7295 | Rate Constraint in lbs/MMBtu | FALSE | L | Annual | Allowances Purchased SO2 | Thousand Tons | 0 | 0 | 0 | 0 | 0 | 0 | 0
DE Facility Specific - SO2 Annual Rate v3.1, Unit 2192 and retrofits | 335 | 7295 | Rate Constraint in lbs/MMBtu | FALSE | L | Annual | Allowances Sold SO2 | Thousand Tons | 0 | 0 | 0 | 0 | 0 | 0 | 0
DE Facility Specific - SO2 Annual Rate v3.1, Unit 2192 and retrofits | 335 | 7295 | Rate Constraint in lbs/MMBtu | FALSE | L | Annual | Allowances Banked | Thousand Tons | 0 | 0 | 0 | 0 | 0 | 0 | 0
DE Facility Specific - SO2 Annual Rate v3.1, Unit 2192 and retrofits | 335 | 7295 | Rate Constraint in lbs/MMBtu | FALSE | L | Annual | Allowances Withdrawn (1:1) | Thousand Tons | 0 | 0 | 0 | 0 | 0 | 0 | 0
DE Facility Specific - SO2 Annual Rate v3.1, Unit 2192 and retrofits | 335 | 7295 | Rate Constraint in lbs/MMBtu | FALSE | L | Annual | Allowances Withdrawn (n:1) | Thousand Tons | 0 | 0 | 0 | 0 | 0 | 0 | 0
DE Facility Specific - SO2 Annual Rate v3.1, Unit 2192 and retrofits | 335 | 7295 | Rate Constraint in lbs/MMBtu | FALSE | L | Annual | Net Emissions Allowance Position | Thousand Tons | 0 | 0 | 0 | 0 | 0 | 0 | 0
DE Facility Specific - SO2 Annual Rate v3.1, Unit 2192 and retrofits | 335 | 7295 | Rate Constraint in lbs/MMBtu | FALSE | L | Annual | Fuel Consumed | TBtu | 0 | 0 | 0 | 0 | 0 | 0 | 0
DE Facility Specific - SO2 Annual Rate v3.1, Unit 2192 and retrofits | 335 | 7295 | Rate Constraint in lbs/MMBtu | FALSE | L | Annual | Rate | lb/MMBtu | 0 | 0 | 0 | 0 | 0 | 0 | 0
DE Facility Specific - SO2 Annual Rate v3.1, Unit 2192 and retrofits | 335 | 7295 | Rate Constraint in lbs/MMBtu | FALSE | L | Annual | Generation | TWh | 0 | 0 | 0 | 0 | 0 | 0 | 0
DE Facility Specific - SO2 Annual Rate v3.1, Unit 2192 and retrofits | 335 | 7295 | Rate Constraint in lbs/MMBtu | FALSE | L | Annual | Qualifying Generation | TWh | 0 | 0 | 0 | 0 | 0 | 0 | 0
DE Facility Specific - SO2 Annual Rate v3.1, Unit 2192 and retrofits | 335 | 7295 | Rate Constraint in lbs/MMBtu | FALSE | L | Annual | Rate | lb/MWh | 0 | 0 | 0 | 0 | 0 | 0 | 0
DE Facility Specific - SO2 Annual Rate v3.1, Unit 2192 and retrofits | 335 | 7295 | Rate Constraint in lbs/MMBtu | FALSE | L | Annual | Constraint Shadow Price | US2022$/Ton | 0 | 0 | 0 | 0 | 0 | 0 | 0
DE Facility Specific - SO2 Annual Rate v3.1, Unit 2193 and retrofits | 336 | 7295 | Rate Constraint in lbs/MMBtu | FALSE | L | Annual | Seasons Included | Seasons | Winter, Spring, Summer, Fall | Winter, Spring, Summer, Fall | Winter, Spring, Summer, Fall | Winter, Spring, Summer, Fall | Winter, Spring, Summer, Fall | Winter, Spring, Summer, Fall | Winter, Spring, Summer, Fall
DE Facility Specific - SO2 Annual Rate v3.1, Unit 2193 and retrofits | 336 | 7295 | Rate Constraint in lbs/MMBtu | FALSE | L | Annual | Standard SO2 | lb/MMBtu | 0.26 | 0.26 | 0.26 | 0.26 | 0.26 | 0.26 | 0.26
DE Facility Specific - SO2 Annual Rate v3.1, Unit 2193 and retrofits | 336 | 7295 | Rate Constraint in lbs/MMBtu | FALSE | L | Annual | Emissions at Affected Plants SO2 | Thousand Tons | 0 | 0 | 0 | 0 | 0 | 0 | 0
DE Facility Specific - SO2 Annual Rate v3.1, Unit 2193 and retrofits | 336 | 7295 | Rate Constraint in lbs/MMBtu | FALSE | L | Annual | Allowances Purchased SO2 | Thousand Tons | 0 | 0 | 0 | 0 | 0 | 0 | 0
DE Facility Specific - SO2 Annual Rate v3.1, Unit 2193 and retrofits | 336 | 7295 | Rate Constraint in lbs/MMBtu | FALSE | L | Annual | Allowances Sold SO2 | Thousand Tons | 0 | 0 | 0 | 0 | 0 | 0 | 0
DE Facility Specific - SO2 Annual Rate v3.1, Unit 2193 and retrofits | 336 | 7295 | Rate Constraint in lbs/MMBtu | FALSE | L | Annual | Allowances Banked | Thousand Tons | 0 | 0 | 0 | 0 | 0 | 0 | 0
DE Facility Specific - SO2 Annual Rate v3.1, Unit 2193 and retrofits | 336 | 7295 | Rate Constraint in lbs/MMBtu | FALSE | L | Annual | Allowances Withdrawn (1:1) | Thousand Tons | 0 | 0 | 0 | 0 | 0 | 0 | 0
DE Facility Specific - SO2 Annual Rate v3.1, Unit 2193 and retrofits | 336 | 7295 | Rate Constraint in lbs/MMBtu | FALSE | L | Annual | Allowances Withdrawn (n:1) | Thousand Tons | 0 | 0 | 0 | 0 | 0 | 0 | 0
DE Facility Specific - SO2 Annual Rate v3.1, Unit 2193 and retrofits | 336 | 7295 | Rate Constraint in lbs/MMBtu | FALSE | L | Annual | Net Emissions Allowance Position | Thousand Tons | 0 | 0 | 0 | 0 | 0 | 0 | 0
DE Facility Specific - SO2 Annual Rate v3.1, Unit 2193 and retrofits | 336 | 7295 | Rate Constraint in lbs/MMBtu | FALSE | L | Annual | Fuel Consumed | TBtu | 0 | 0 | 0 | 0 | 0 | 0 | 0
DE Facility Specific - SO2 Annual Rate v3.1, Unit 2193 and retrofits | 336 | 7295 | Rate Constraint in lbs/MMBtu | FALSE | L | Annual | Rate | lb/MMBtu | 0 | 0 | 0 | 0 | 0 | 0 | 0
DE Facility Specific - SO2 Annual Rate v3.1, Unit 2193 and retrofits | 336 | 7295 | Rate Constraint in lbs/MMBtu | FALSE | L | Annual | Generation | TWh | 0 | 0 | 0 | 0 | 0 | 0 | 0
DE Facility Specific - SO2 Annual Rate v3.1, Unit 2193 and retrofits | 336 | 7295 | Rate Constraint in lbs/MMBtu | FALSE | L | Annual | Qualifying Generation | TWh | 0 | 0 | 0 | 0 | 0 | 0 | 0
DE Facility Specific - SO2 Annual Rate v3.1, Unit 2193 and retrofits | 336 | 7295 | Rate Constraint in lbs/MMBtu | FALSE | L | Annual | Rate | lb/MWh | 0 | 0 | 0 | 0 | 0 | 0 | 0
DE Facility Specific - SO2 Annual Rate v3.1, Unit 2193 and retrofits | 336 | 7295 | Rate Constraint in lbs/MMBtu | FALSE | L | Annual | Constraint Shadow Price | US2022$/Ton | 0 | 0 | 0 | 0 | 0 | 0 | 0
DE Facility Specific - SO2 Annual Rate v3.1, Unit 2194 and retrofits | 337 | 7295 | Rate Constraint in lbs/MMBtu | FALSE | L | Annual | Seasons Included | Seasons | Winter, Spring, Summer, Fall | Winter, Spring, Summer, Fall | Winter, Spring, Summer, Fall | Winter, Spring, Summer, Fall | Winter, Spring, Summer, Fall | Winter, Spring, Summer, Fall | Winter, Spring, Summer, Fall
DE Facility Specific - SO2 Annual Rate v3.1, Unit 2194 and retrofits | 337 | 7295 | Rate Constraint in lbs/MMBtu | FALSE | L | Annual | Standard SO2 | lb/MMBtu | 0.26 | 0.26 | 0.26 | 0.26 | 0.26 | 0.26 | 0.26
DE Facility Specific - SO2 Annual Rate v3.1, Unit 2194 and retrofits | 337 | 7295 | Rate Constraint in lbs/MMBtu | FALSE | L | Annual | Emissions at Affected Plants SO2 | Thousand Tons | 0 | 0 | 0 | 0 | 0 | 0 | 0
DE Facility Specific - SO2 Annual Rate v3.1, Unit 2194 and retrofits | 337 | 7295 | Rate Constraint in lbs/MMBtu | FALSE | L | Annual | Allowances Purchased SO2 | Thousand Tons | 0 | 0 | 0 | 0 | 0 | 0 | 0
DE Facility Specific - SO2 Annual Rate v3.1, Unit 2194 and retrofits | 337 | 7295 | Rate Constraint in lbs/MMBtu | FALSE | L | Annual | Allowances Sold SO2 | Thousand Tons | 0 | 0 | 0 | 0 | 0 | 0 | 0
DE Facility Specific - SO2 Annual Rate v3.1, Unit 2194 and retrofits | 337 | 7295 | Rate Constraint in lbs/MMBtu | FALSE | L | Annual | Allowances Banked | Thousand Tons | 0 | 0 | 0 | 0 | 0 | 0 | 0
DE Facility Specific - SO2 Annual Rate v3.1, Unit 2194 and retrofits | 337 | 7295 | Rate Constraint in lbs/MMBtu | FALSE | L | Annual | Allowances Withdrawn (1:1) | Thousand Tons | 0 | 0 | 0 | 0 | 0 | 0 | 0
DE Facility Specific - SO2 Annual Rate v3.1, Unit 2194 and retrofits | 337 | 7295 | Rate Constraint in lbs/MMBtu | FALSE | L | Annual | Allowances Withdrawn (n:1) | Thousand Tons | 0 | 0 | 0 | 0 | 0 | 0 | 0
DE Facility Specific - SO2 Annual Rate v3.1, Unit 2194 and retrofits | 337 | 7295 | Rate Constraint in lbs/MMBtu | FALSE | L | Annual | Net Emissions Allowance Position | Thousand Tons | 0 | 0 | 0 | 0 | 0 | 0 | 0
DE Facility Specific - SO2 Annual Rate v3.1, Unit 2194 and retrofits | 337 | 7295 | Rate Constraint in lbs/MMBtu | FALSE | L | Annual | Fuel Consumed | TBtu | 0 | 0 | 0 | 0 | 0 | 0 | 0
DE Facility Specific - SO2 Annual Rate v3.1, Unit 2194 and retrofits | 337 | 7295 | Rate Constraint in lbs/MMBtu | FALSE | L | Annual | Rate | lb/MMBtu | 0 | 0 | 0 | 0 | 0 | 0 | 0
DE Facility Specific - SO2 Annual Rate v3.1, Unit 2194 and retrofits | 337 | 7295 | Rate Constraint in lbs/MMBtu | FALSE | L | Annual | Generation | TWh | 0 | 0 | 0 | 0 | 0 | 0 | 0
DE Facility Specific - SO2 Annual Rate v3.1, Unit 2194 and retrofits | 337 | 7295 | Rate Constraint in lbs/MMBtu | FALSE | L | Annual | Qualifying Generation | TWh | 0 | 0 | 0 | 0 | 0 | 0 | 0
DE Facility Specific - SO2 Annual Rate v3.1, Unit 2194 and retrofits | 337 | 7295 | Rate Constraint in lbs/MMBtu | FALSE | L | Annual | Rate | lb/MWh | 0 | 0 | 0 | 0 | 0 | 0 | 0
DE Facility Specific - SO2 Annual Rate v3.1, Unit 2194 and retrofits | 337 | 7295 | Rate Constraint in lbs/MMBtu | FALSE | L | Annual | Constraint Shadow Price | US2022$/Ton | 0 | 0 | 0 | 0 | 0 | 0 | 0
DE Unit Level EdMoore3 - MER Cap Annual v3.1 | 338 | 7302 | Rate Constraint in MTons | FALSE | L | Annual | Seasons Included | Seasons | Winter, Spring, Summer, Fall | Winter, Spring, Summer, Fall | Winter, Spring, Summer, Fall | Winter, Spring, Summer, Fall | Winter, Spring, Summer, Fall | Winter, Spring, Summer, Fall | Winter, Spring, Summer, Fall
DE Unit Level EdMoore3 - MER Cap Annual v3.1 | 338 | 7302 | Rate Constraint in MTons | FALSE | L | Annual | Standard MER | lbs | 6.6 | 6.6 | 6.6 | 6.6 | 6.6 | 6.6 | 6.6
DE Unit Level EdMoore3 - MER Cap Annual v3.1 | 338 | 7302 | Rate Constraint in MTons | FALSE | L | Annual | Emissions at Affected Plants MER | lbs | 0 | 0 | 0 | 0 | 0 | 0 | 0
DE Unit Level EdMoore3 - MER Cap Annual v3.1 | 338 | 7302 | Rate Constraint in MTons | FALSE | L | Annual | Allowances Purchased MER | lbs | 0 | 0 | 0 | 0 | 0 | 0 | 0
DE Unit Level EdMoore3 - MER Cap Annual v3.1 | 338 | 7302 | Rate Constraint in MTons | FALSE | L | Annual | Allowances Sold MER | lbs | 0 | 0 | 0 | 0 | 0 | 0 | 0
DE Unit Level EdMoore3 - MER Cap Annual v3.1 | 338 | 7302 | Rate Constraint in MTons | FALSE | L | Annual | Allowances Banked | lbs | 0 | 0 | 0 | 0 | 0 | 0 | 0
DE Unit Level EdMoore3 - MER Cap Annual v3.1 | 338 | 7302 | Rate Constraint in MTons | FALSE | L | Annual | Allowances Withdrawn (1:1) | lbs | 0 | 0 | 0 | 0 | 0 | 0 | 0
DE Unit Level EdMoore3 - MER Cap Annual v3.1 | 338 | 7302 | Rate Constraint in MTons | FALSE | L | Annual | Allowances Withdrawn (n:1) | lbs | 0 | 0 | 0 | 0 | 0 | 0 | 0
DE Unit Level EdMoore3 - MER Cap Annual v3.1 | 338 | 7302 | Rate Constraint in MTons | FALSE | L | Annual | Net Emissions Allowance Position | lbs | 0 | 0 | 0 | 0 | 0 | 0 | 0
DE Unit Level EdMoore3 - MER Cap Annual v3.1 | 338 | 7302 | Rate Constraint in MTons | FALSE | L | Annual | Fuel Consumed | TBtu | 0 | 0 | 0 | 0 | 0 | 0 | 0
DE Unit Level EdMoore3 - MER Cap Annual v3.1 | 338 | 7302 | Rate Constraint in MTons | FALSE | L | Annual | Rate | lb/MMBtu | 0 | 0 | 0 | 0 | 0 | 0 | 0
DE Unit Level EdMoore3 - MER Cap Annual v3.1 | 338 | 7302 | Rate Constraint in MTons | FALSE | L | Annual | Generation | TWh | 0 | 0 | 0 | 0 | 0 | 0 | 0
DE Unit Level EdMoore3 - MER Cap Annual v3.1 | 338 | 7302 | Rate Constraint in MTons | FALSE | L | Annual | Qualifying Generation | TWh | 0 | 0 | 0 | 0 | 0 | 0 | 0
DE Unit Level EdMoore3 - MER Cap Annual v3.1 | 338 | 7302 | Rate Constraint in MTons | FALSE | L | Annual | Rate | lb/MWh | 0 | 0 | 0 | 0 | 0 | 0 | 0
DE Unit Level EdMoore3 - MER Cap Annual v3.1 | 338 | 7302 | Rate Constraint in MTons | FALSE | L | Annual | Constraint Shadow Price | US2022$/Lb | 0 | 0 | 0 | 0 | 0 | 0 | 0
DE Unit Level EdMoore3 - NOX Cap Annual v3.1 | 339 | 7290 | Rate Constraint in MTons | FALSE | L | Annual | Seasons Included | Seasons | Winter, Spring, Summer, Fall | Winter, Spring, Summer, Fall | Winter, Spring, Summer, Fall | Winter, Spring, Summer, Fall | Winter, Spring, Summer, Fall | Winter, Spring, Summer, Fall | Winter, Spring, Summer, Fall
DE Unit Level EdMoore3 - NOX Cap Annual v3.1 | 339 | 7290 | Rate Constraint in MTons | FALSE | L | Annual | Standard NOX | Thousand Tons | 0.773 | 0.773 | 0.773 | 0.773 | 0.773 | 0.773 | 0.773
DE Unit Level EdMoore3 - NOX Cap Annual v3.1 | 339 | 7290 | Rate Constraint in MTons | FALSE | L | Annual | Emissions at Affected Plants NOX | Thousand Tons | 0 | 0 | 0 | 0 | 0 | 0 | 0
DE Unit Level EdMoore3 - NOX Cap Annual v3.1 | 339 | 7290 | Rate Constraint in MTons | FALSE | L | Annual | Allowances Purchased NOX | Thousand Tons | 0 | 0 | 0 | 0 | 0 | 0 | 0
DE Unit Level EdMoore3 - NOX Cap Annual v3.1 | 339 | 7290 | Rate Constraint in MTons | FALSE | L | Annual | Allowances Sold NOX | Thousand Tons | 0 | 0 | 0 | 0 | 0 | 0 | 0
DE Unit Level EdMoore3 - NOX Cap Annual v3.1 | 339 | 7290 | Rate Constraint in MTons | FALSE | L | Annual | Allowances Banked | Thousand Tons | 0 | 0 | 0 | 0 | 0 | 0 | 0
DE Unit Level EdMoore3 - NOX Cap Annual v3.1 | 339 | 7290 | Rate Constraint in MTons | FALSE | L | Annual | Allowances Withdrawn (1:1) | Thousand Tons | 0 | 0 | 0 | 0 | 0 | 0 | 0
DE Unit Level EdMoore3 - NOX Cap Annual v3.1 | 339 | 7290 | Rate Constraint in MTons | FALSE | L | Annual | Allowances Withdrawn (n:1) | Thousand Tons | 0 | 0 | 0 | 0 | 0 | 0 | 0
DE Unit Level EdMoore3 - NOX Cap Annual v3.1 | 339 | 7290 | Rate Constraint in MTons | FALSE | L | Annual | Net Emissions Allowance Position | Thousand Tons | 0 | 0 | 0 | 0 | 0 | 0 | 0
DE Unit Level EdMoore3 - NOX Cap Annual v3.1 | 339 | 7290 | Rate Constraint in MTons | FALSE | L | Annual | Fuel Consumed | TBtu | 0 | 0 | 0 | 0 | 0 | 0 | 0
DE Unit Level EdMoore3 - NOX Cap Annual v3.1 | 339 | 7290 | Rate Constraint in MTons | FALSE | L | Annual | Rate | lb/MMBtu | 0 | 0 | 0 | 0 | 0 | 0 | 0
DE Unit Level EdMoore3 - NOX Cap Annual v3.1 | 339 | 7290 | Rate Constraint in MTons | FALSE | L | Annual | Generation | TWh | 0 | 0 | 0 | 0 | 0 | 0 | 0
DE Unit Level EdMoore3 - NOX Cap Annual v3.1 | 339 | 7290 | Rate Constraint in MTons | FALSE | L | Annual | Qualifying Generation | TWh | 0 | 0 | 0 | 0 | 0 | 0 | 0
DE Unit Level EdMoore3 - NOX Cap Annual v3.1 | 339 | 7290 | Rate Constraint in MTons | FALSE | L | Annual | Rate | lb/MWh | 0 | 0 | 0 | 0 | 0 | 0 | 0
DE Unit Level EdMoore3 - NOX Cap Annual v3.1 | 339 | 7290 | Rate Constraint in MTons | FALSE | L | Annual | Constraint Shadow Price | US2022$/Ton | 0 | 0 | 0 | 0 | 0 | 0 | 0
DE Unit Level EdMoore3 - SO2 Cap Annual v3.1 | 340 | 7296 | Rate Constraint in MTons | FALSE | L | Annual | Seasons Included | Seasons | Winter, Spring, Summer, Fall | Winter, Spring, Summer, Fall | Winter, Spring, Summer, Fall | Winter, Spring, Summer, Fall | Winter, Spring, Summer, Fall | Winter, Spring, Summer, Fall | Winter, Spring, Summer, Fall
DE Unit Level EdMoore3 - SO2 Cap Annual v3.1 | 340 | 7296 | Rate Constraint in MTons | FALSE | L | Annual | Standard SO2 | Thousand Tons | 1.391 | 1.391 | 1.391 | 1.391 | 1.391 | 1.391 | 1.391
DE Unit Level EdMoore3 - SO2 Cap Annual v3.1 | 340 | 7296 | Rate Constraint in MTons | FALSE | L | Annual | Emissions at Affected Plants SO2 | Thousand Tons | 0 | 0 | 0 | 0 | 0 | 0 | 0
DE Unit Level EdMoore3 - SO2 Cap Annual v3.1 | 340 | 7296 | Rate Constraint in MTons | FALSE | L | Annual | Allowances Purchased SO2 | Thousand Tons | 0 | 0 | 0 | 0 | 0 | 0 | 0
DE Unit Level EdMoore3 - SO2 Cap Annual v3.1 | 340 | 7296 | Rate Constraint in MTons | FALSE | L | Annual | Allowances Sold SO2 | Thousand Tons | 0 | 0 | 0 | 0 | 0 | 0 | 0
DE Unit Level EdMoore3 - SO2 Cap Annual v3.1 | 340 | 7296 | Rate Constraint in MTons | FALSE | L | Annual | Allowances Banked | Thousand Tons | 0 | 0 | 0 | 0 | 0 | 0 | 0
DE Unit Level EdMoore3 - SO2 Cap Annual v3.1 | 340 | 7296 | Rate Constraint in MTons | FALSE | L | Annual | Allowances Withdrawn (1:1) | Thousand Tons | 0 | 0 | 0 | 0 | 0 | 0 | 0
DE Unit Level EdMoore3 - SO2 Cap Annual v3.1 | 340 | 7296 | Rate Constraint in MTons | FALSE | L | Annual | Allowances Withdrawn (n:1) | Thousand Tons | 0 | 0 | 0 | 0 | 0 | 0 | 0
DE Unit Level EdMoore3 - SO2 Cap Annual v3.1 | 340 | 7296 | Rate Constraint in MTons | FALSE | L | Annual | Net Emissions Allowance Position | Thousand Tons | 0 | 0 | 0 | 0 | 0 | 0 | 0
DE Unit Level EdMoore3 - SO2 Cap Annual v3.1 | 340 | 7296 | Rate Constraint in MTons | FALSE | L | Annual | Fuel Consumed | TBtu | 0 | 0 | 0 | 0 | 0 | 0 | 0
DE Unit Level EdMoore3 - SO2 Cap Annual v3.1 | 340 | 7296 | Rate Constraint in MTons | FALSE | L | Annual | Rate | lb/MMBtu | 0 | 0 | 0 | 0 | 0 | 0 | 0
DE Unit Level EdMoore3 - SO2 Cap Annual v3.1 | 340 | 7296 | Rate Constraint in MTons | FALSE | L | Annual | Generation | TWh | 0 | 0 | 0 | 0 | 0 | 0 | 0
DE Unit Level EdMoore3 - SO2 Cap Annual v3.1 | 340 | 7296 | Rate Constraint in MTons | FALSE | L | Annual | Qualifying Generation | TWh | 0 | 0 | 0 | 0 | 0 | 0 | 0
DE Unit Level EdMoore3 - SO2 Cap Annual v3.1 | 340 | 7296 | Rate Constraint in MTons | FALSE | L | Annual | Rate | lb/MWh | 0 | 0 | 0 | 0 | 0 | 0 | 0
DE Unit Level EdMoore3 - SO2 Cap Annual v3.1 | 340 | 7296 | Rate Constraint in MTons | FALSE | L | Annual | Constraint Shadow Price | US2022$/Ton | 0 | 0 | 0 | 0 | 0 | 0 | 0
DE Unit Level EdMoore4 - MER Cap Annual v3.1 | 341 | 7303 | Rate Constraint in MTons | FALSE | L | Annual | Seasons Included | Seasons | Winter, Spring, Summer, Fall | Winter, Spring, Summer, Fall | Winter, Spring, Summer, Fall | Winter, Spring, Summer, Fall | Winter, Spring, Summer, Fall | Winter, Spring, Summer, Fall | Winter, Spring, Summer, Fall
DE Unit Level EdMoore4 - MER Cap Annual v3.1 | 341 | 7303 | Rate Constraint in MTons | FALSE | L | Annual | Standard MER | lbs | 11.4 | 11.4 | 11.4 | 11.4 | 11.4 | 11.4 | 11.4
DE Unit Level EdMoore4 - MER Cap Annual v3.1 | 341 | 7303 | Rate Constraint in MTons | FALSE | L | Annual | Emissions at Affected Plants MER | lbs | 0 | 0 | 0 | 0 | 0 | 0 | 0
DE Unit Level EdMoore4 - MER Cap Annual v3.1 | 341 | 7303 | Rate Constraint in MTons | FALSE | L | Annual | Allowances Purchased MER | lbs | 0 | 0 | 0 | 0 | 0 | 0 | 0
DE Unit Level EdMoore4 - MER Cap Annual v3.1 | 341 | 7303 | Rate Constraint in MTons | FALSE | L | Annual | Allowances Sold MER | lbs | 0 | 0 | 0 | 0 | 0 | 0 | 0
DE Unit Level EdMoore4 - MER Cap Annual v3.1 | 341 | 7303 | Rate Constraint in MTons | FALSE | L | Annual | Allowances Banked | lbs | 0 | 0 | 0 | 0 | 0 | 0 | 0
DE Unit Level EdMoore4 - MER Cap Annual v3.1 | 341 | 7303 | Rate Constraint in MTons | FALSE | L | Annual | Allowances Withdrawn (1:1) | lbs | 0 | 0 | 0 | 0 | 0 | 0 | 0
DE Unit Level EdMoore4 - MER Cap Annual v3.1 | 341 | 7303 | Rate Constraint in MTons | FALSE | L | Annual | Allowances Withdrawn (n:1) | lbs | 0 | 0 | 0 | 0 | 0 | 0 | 0
DE Unit Level EdMoore4 - MER Cap Annual v3.1 | 341 | 7303 | Rate Constraint in MTons | FALSE | L | Annual | Net Emissions Allowance Position | lbs | 0 | 0 | 0 | 0 | 0 | 0 | 0
DE Unit Level EdMoore4 - MER Cap Annual v3.1 | 341 | 7303 | Rate Constraint in MTons | FALSE | L | Annual | Fuel Consumed | TBtu | 0 | 0 | 0 | 0 | 0 | 0 | 0
DE Unit Level EdMoore4 - MER Cap Annual v3.1 | 341 | 7303 | Rate Constraint in MTons | FALSE | L | Annual | Rate | lb/MMBtu | 0 | 0 | 0 | 0 | 0 | 0 | 0
DE Unit Level EdMoore4 - MER Cap Annual v3.1 | 341 | 7303 | Rate Constraint in MTons | FALSE | L | Annual | Generation | TWh | 0 | 0 | 0 | 0 | 0 | 0 | 0
DE Unit Level EdMoore4 - MER Cap Annual v3.1 | 341 | 7303 | Rate Constraint in MTons | FALSE | L | Annual | Qualifying Generation | TWh | 0 | 0 | 0 | 0 | 0 | 0 | 0
DE Unit Level EdMoore4 - MER Cap Annual v3.1 | 341 | 7303 | Rate Constraint in MTons | FALSE | L | Annual | Rate | lb/MWh | 0 | 0 | 0 | 0 | 0 | 0 | 0
DE Unit Level EdMoore4 - MER Cap Annual v3.1 | 341 | 7303 | Rate Constraint in MTons | FALSE | L | Annual | Constraint Shadow Price | US2022$/Lb | 0 | 0 | 0 | 0 | 0 | 0 | 0
DE Unit Level EdMoore4 - NOX Cap Annual v3.1 | 342 | 7291 | Rate Constraint in MTons | FALSE | L | Annual | Seasons Included | Seasons | Winter, Spring, Summer, Fall | Winter, Spring, Summer, Fall | Winter, Spring, Summer, Fall | Winter, Spring, Summer, Fall | Winter, Spring, Summer, Fall | Winter, Spring, Summer, Fall | Winter, Spring, Summer, Fall
DE Unit Level EdMoore4 - NOX Cap Annual v3.1 | 342 | 7291 | Rate Constraint in MTons | FALSE | L | Annual | Standard NOX | Thousand Tons | 1.339 | 1.339 | 1.339 | 1.339 | 1.339 | 1.339 | 1.339
DE Unit Level EdMoore4 - NOX Cap Annual v3.1 | 342 | 7291 | Rate Constraint in MTons | FALSE | L | Annual | Emissions at Affected Plants NOX | Thousand Tons | 0 | 0 | 0 | 0 | 0 | 0 | 0
DE Unit Level EdMoore4 - NOX Cap Annual v3.1 | 342 | 7291 | Rate Constraint in MTons | FALSE | L | Annual | Allowances Purchased NOX | Thousand Tons | 0 | 0 | 0 | 0 | 0 | 0 | 0
DE Unit Level EdMoore4 - NOX Cap Annual v3.1 | 342 | 7291 | Rate Constraint in MTons | FALSE | L | Annual | Allowances Sold NOX | Thousand Tons | 0 | 0 | 0 | 0 | 0 | 0 | 0
DE Unit Level EdMoore4 - NOX Cap Annual v3.1 | 342 | 7291 | Rate Constraint in MTons | FALSE | L | Annual | Allowances Banked | Thousand Tons | 0 | 0 | 0 | 0 | 0 | 0 | 0
DE Unit Level EdMoore4 - NOX Cap Annual v3.1 | 342 | 7291 | Rate Constraint in MTons | FALSE | L | Annual | Allowances Withdrawn (1:1) | Thousand Tons | 0 | 0 | 0 | 0 | 0 | 0 | 0
DE Unit Level EdMoore4 - NOX Cap Annual v3.1 | 342 | 7291 | Rate Constraint in MTons | FALSE | L | Annual | Allowances Withdrawn (n:1) | Thousand Tons | 0 | 0 | 0 | 0 | 0 | 0 | 0
DE Unit Level EdMoore4 - NOX Cap Annual v3.1 | 342 | 7291 | Rate Constraint in MTons | FALSE | L | Annual | Net Emissions Allowance Position | Thousand Tons | 0 | 0 | 0 | 0 | 0 | 0 | 0
DE Unit Level EdMoore4 - NOX Cap Annual v3.1 | 342 | 7291 | Rate Constraint in MTons | FALSE | L | Annual | Fuel Consumed | TBtu | 0 | 0 | 0 | 0 | 0 | 0 | 0
DE Unit Level EdMoore4 - NOX Cap Annual v3.1 | 342 | 7291 | Rate Constraint in MTons | FALSE | L | Annual | Rate | lb/MMBtu | 0 | 0 | 0 | 0 | 0 | 0 | 0
DE Unit Level EdMoore4 - NOX Cap Annual v3.1 | 342 | 7291 | Rate Constraint in MTons | FALSE | L | Annual | Generation | TWh | 0 | 0 | 0 | 0 | 0 | 0 | 0
DE Unit Level EdMoore4 - NOX Cap Annual v3.1 | 342 | 7291 | Rate Constraint in MTons | FALSE | L | Annual | Qualifying Generation | TWh | 0 | 0 | 0 | 0 | 0 | 0 | 0
DE Unit Level EdMoore4 - NOX Cap Annual v3.1 | 342 | 7291 | Rate Constraint in MTons | FALSE | L | Annual | Rate | lb/MWh | 0 | 0 | 0 | 0 | 0 | 0 | 0
DE Unit Level EdMoore4 - NOX Cap Annual v3.1 | 342 | 7291 | Rate Constraint in MTons | FALSE | L | Annual | Constraint Shadow Price | US2022$/Ton | 0 | 0 | 0 | 0 | 0 | 0 | 0
DE Unit Level EdMoore4 - SO2 Cap Annual v3.1 | 343 | 7297 | Rate Constraint in MTons | FALSE | L | Annual | Seasons Included | Seasons | Winter, Spring, Summer, Fall | Winter, Spring, Summer, Fall | Winter, Spring, Summer, Fall | Winter, Spring, Summer, Fall | Winter, Spring, Summer, Fall | Winter, Spring, Summer, Fall | Winter, Spring, Summer, Fall
DE Unit Level EdMoore4 - SO2 Cap Annual v3.1 | 343 | 7297 | Rate Constraint in MTons | FALSE | L | Annual | Standard SO2 | Thousand Tons | 2.41 | 2.41 | 2.41 | 2.41 | 2.41 | 2.41 | 2.41
DE Unit Level EdMoore4 - SO2 Cap Annual v3.1 | 343 | 7297 | Rate Constraint in MTons | FALSE | L | Annual | Emissions at Affected Plants SO2 | Thousand Tons | 0 | 0 | 0 | 0 | 0 | 0 | 0
DE Unit Level EdMoore4 - SO2 Cap Annual v3.1 | 343 | 7297 | Rate Constraint in MTons | FALSE | L | Annual | Allowances Purchased SO2 | Thousand Tons | 0 | 0 | 0 | 0 | 0 | 0 | 0
DE Unit Level EdMoore4 - SO2 Cap Annual v3.1 | 343 | 7297 | Rate Constraint in MTons | FALSE | L | Annual | Allowances Sold SO2 | Thousand Tons | 0 | 0 | 0 | 0 | 0 | 0 | 0
DE Unit Level EdMoore4 - SO2 Cap Annual v3.1 | 343 | 7297 | Rate Constraint in MTons | FALSE | L | Annual | Allowances Banked | Thousand Tons | 0 | 0 | 0 | 0 | 0 | 0 | 0
DE Unit Level EdMoore4 - SO2 Cap Annual v3.1 | 343 | 7297 | Rate Constraint in MTons | FALSE | L | Annual | Allowances Withdrawn (1:1) | Thousand Tons | 0 | 0 | 0 | 0 | 0 | 0 | 0
DE Unit Level EdMoore4 - SO2 Cap Annual v3.1 | 343 | 7297 | Rate Constraint in MTons | FALSE | L | Annual | Allowances Withdrawn (n:1) | Thousand Tons | 0 | 0 | 0 | 0 | 0 | 0 | 0
DE Unit Level EdMoore4 - SO2 Cap Annual v3.1 | 343 | 7297 | Rate Constraint in MTons | FALSE | L | Annual | Net Emissions Allowance Position | Thousand Tons | 0 | 0 | 0 | 0 | 0 | 0 | 0
DE Unit Level EdMoore4 - SO2 Cap Annual v3.1 | 343 | 7297 | Rate Constraint in MTons | FALSE | L | Annual | Fuel Consumed | TBtu | 0 | 0 | 0 | 0 | 0 | 0 | 0
DE Unit Level EdMoore4 - SO2 Cap Annual v3.1 | 343 | 7297 | Rate Constraint in MTons | FALSE | L | Annual | Rate | lb/MMBtu | 0 | 0 | 0 | 0 | 0 | 0 | 0
DE Unit Level EdMoore4 - SO2 Cap Annual v3.1 | 343 | 7297 | Rate Constraint in MTons | FALSE | L | Annual | Generation | TWh | 0 | 0 | 0 | 0 | 0 | 0 | 0
DE Unit Level EdMoore4 - SO2 Cap Annual v3.1 | 343 | 7297 | Rate Constraint in MTons | FALSE | L | Annual | Qualifying Generation | TWh | 0 | 0 | 0 | 0 | 0 | 0 | 0
DE Unit Level EdMoore4 - SO2 Cap Annual v3.1 | 343 | 7297 | Rate Constraint in MTons | FALSE | L | Annual | Rate | lb/MWh | 0 | 0 | 0 | 0 | 0 | 0 | 0
DE Unit Level EdMoore4 - SO2 Cap Annual v3.1 | 343 | 7297 | Rate Constraint in MTons | FALSE | L | Annual | Constraint Shadow Price | US2022$/Ton | 0 | 0 | 0 | 0 | 0 | 0 | 0
DE Unit Level EdMoore5 - NOX Cap Annual v3.1 | 344 | 7292 | Rate Constraint in MTons | FALSE | L | Annual | Seasons Included | Seasons | Winter, Spring, Summer, Fall | Winter, Spring, Summer, Fall | Winter, Spring, Summer, Fall | Winter, Spring, Summer, Fall | Winter, Spring, Summer, Fall | Winter, Spring, Summer, Fall | Winter, Spring, Summer, Fall
DE Unit Level EdMoore5 - NOX Cap Annual v3.1 | 344 | 7292 | Rate Constraint in MTons | FALSE | L | Annual | Standard NOX | Thousand Tons | 1.348 | 1.348 | 1.348 | 1.348 | 1.348 | 1.348 | 1.348
DE Unit Level EdMoore5 - NOX Cap Annual v3.1 | 344 | 7292 | Rate Constraint in MTons | FALSE | L | Annual | Emissions at Affected Plants NOX | Thousand Tons | 0 | 0 | 0 | 0 | 0 | 0 | 0
DE Unit Level EdMoore5 - NOX Cap Annual v3.1 | 344 | 7292 | Rate Constraint in MTons | FALSE | L | Annual | Allowances Purchased NOX | Thousand Tons | 0 | 0 | 0 | 0 | 0 | 0 | 0
DE Unit Level EdMoore5 - NOX Cap Annual v3.1 | 344 | 7292 | Rate Constraint in MTons | FALSE | L | Annual | Allowances Sold NOX | Thousand Tons | 0 | 0 | 0 | 0 | 0 | 0 | 0
DE Unit Level EdMoore5 - NOX Cap Annual v3.1 | 344 | 7292 | Rate Constraint in MTons | FALSE | L | Annual | Allowances Banked | Thousand Tons | 0 | 0 | 0 | 0 | 0 | 0 | 0
DE Unit Level EdMoore5 - NOX Cap Annual v3.1 | 344 | 7292 | Rate Constraint in MTons | FALSE | L | Annual | Allowances Withdrawn (1:1) | Thousand Tons | 0 | 0 | 0 | 0 | 0 | 0 | 0
DE Unit Level EdMoore5 - NOX Cap Annual v3.1 | 344 | 7292 | Rate Constraint in MTons | FALSE | L | Annual | Allowances Withdrawn (n:1) | Thousand Tons | 0 | 0 | 0 | 0 | 0 | 0 | 0
DE Unit Level EdMoore5 - NOX Cap Annual v3.1 | 344 | 7292 | Rate Constraint in MTons | FALSE | L | Annual | Net Emissions Allowance Position | Thousand Tons | 0 | 0 | 0 | 0 | 0 | 0 | 0
DE Unit Level EdMoore5 - NOX Cap Annual v3.1 | 344 | 7292 | Rate Constraint in MTons | FALSE | L | Annual | Fuel Consumed | TBtu | 0 | 0 | 0 | 0 | 0 | 0 | 0
DE Unit Level EdMoore5 - NOX Cap Annual v3.1 | 344 | 7292 | Rate Constraint in MTons | FALSE | L | Annual | Rate | lb/MMBtu | 0 | 0 | 0 | 0 | 0 | 0 | 0
DE Unit Level EdMoore5 - NOX Cap Annual v3.1 | 344 | 7292 | Rate Constraint in MTons | FALSE | L | Annual | Generation | TWh | 0 | 0 | 0 | 0 | 0 | 0 | 0
DE Unit Level EdMoore5 - NOX Cap Annual v3.1 | 344 | 7292 | Rate Constraint in MTons | FALSE | L | Annual | Qualifying Generation | TWh | 0 | 0 | 0 | 0 | 0 | 0 | 0
DE Unit Level EdMoore5 - NOX Cap Annual v3.1 | 344 | 7292 | Rate Constraint in MTons | FALSE | L | Annual | Rate | lb/MWh | 0 | 0 | 0 | 0 | 0 | 0 | 0
DE Unit Level EdMoore5 - NOX Cap Annual v3.1 | 344 | 7292 | Rate Constraint in MTons | FALSE | L | Annual | Constraint Shadow Price | US2022$/Ton | 0 | 0 | 0 | 0 | 0 | 0 | 0
DE Unit Level EdMoore5 - SO2 Cap Annual v3.1 | 345 | 7298 | Rate Constraint in MTons | FALSE | L | Annual | Seasons Included | Seasons | Winter, Spring, Summer, Fall | Winter, Spring, Summer, Fall | Winter, Spring, Summer, Fall | Winter, Spring, Summer, Fall | Winter, Spring, Summer, Fall | Winter, Spring, Summer, Fall | Winter, Spring, Summer, Fall
DE Unit Level EdMoore5 - SO2 Cap Annual v3.1 | 345 | 7298 | Rate Constraint in MTons | FALSE | L | Annual | Standard SO2 | Thousand Tons | 2.427 | 2.427 | 2.427 | 2.427 | 2.427 | 2.427 | 2.427
DE Unit Level EdMoore5 - SO2 Cap Annual v3.1 | 345 | 7298 | Rate Constraint in MTons | FALSE | L | Annual | Emissions at Affected Plants SO2 | Thousand Tons | 0 | 0 | 0 | 0 | 0 | 0 | 0
DE Unit Level EdMoore5 - SO2 Cap Annual v3.1 | 345 | 7298 | Rate Constraint in MTons | FALSE | L | Annual | Allowances Purchased SO2 | Thousand Tons | 0 | 0 | 0 | 0 | 0 | 0 | 0
DE Unit Level EdMoore5 - SO2 Cap Annual v3.1 | 345 | 7298 | Rate Constraint in MTons | FALSE | L | Annual | Allowances Sold SO2 | Thousand Tons | 0 | 0 | 0 | 0 | 0 | 0 | 0
DE Unit Level EdMoore5 - SO2 Cap Annual v3.1 | 345 | 7298 | Rate Constraint in MTons | FALSE | L | Annual | Allowances Banked | Thousand Tons | 0 | 0 | 0 | 0 | 0 | 0 | 0
DE Unit Level EdMoore5 - SO2 Cap Annual v3.1 | 345 | 7298 | Rate Constraint in MTons | FALSE | L | Annual | Allowances Withdrawn (1:1) | Thousand Tons | 0 | 0 | 0 | 0 | 0 | 0 | 0
DE Unit Level EdMoore5 - SO2 Cap Annual v3.1 | 345 | 7298 | Rate Constraint in MTons | FALSE | L | Annual | Allowances Withdrawn (n:1) | Thousand Tons | 0 | 0 | 0 | 0 | 0 | 0 | 0
DE Unit Level EdMoore5 - SO2 Cap Annual v3.1 | 345 | 7298 | Rate Constraint in MTons | FALSE | L | Annual | Net Emissions Allowance Position | Thousand Tons | 0 | 0 | 0 | 0 | 0 | 0 | 0
DE Unit Level EdMoore5 - SO2 Cap Annual v3.1 | 345 | 7298 | Rate Constraint in MTons | FALSE | L | Annual | Fuel Consumed | TBtu | 0 | 0 | 0 | 0 | 0 | 0 | 0
DE Unit Level EdMoore5 - SO2 Cap Annual v3.1 | 345 | 7298 | Rate Constraint in MTons | FALSE | L | Annual | Rate | lb/MMBtu | 0 | 0 | 0 | 0 | 0 | 0 | 0
DE Unit Level EdMoore5 - SO2 Cap Annual v3.1 | 345 | 7298 | Rate Constraint in MTons | FALSE | L | Annual | Generation | TWh | 0 | 0 | 0 | 0 | 0 | 0 | 0
DE Unit Level EdMoore5 - SO2 Cap Annual v3.1 | 345 | 7298 | Rate Constraint in MTons | FALSE | L | Annual | Qualifying Generation | TWh | 0 | 0 | 0 | 0 | 0 | 0 | 0
DE Unit Level EdMoore5 - SO2 Cap Annual v3.1 | 345 | 7298 | Rate Constraint in MTons | FALSE | L | Annual | Rate | lb/MWh | 0 | 0 | 0 | 0 | 0 | 0 | 0
DE Unit Level EdMoore5 - SO2 Cap Annual v3.1 | 345 | 7298 | Rate Constraint in MTons | FALSE | L | Annual | Constraint Shadow Price | US2022$/Ton | 0 | 0 | 0 | 0 | 0 | 0 | 0
Env-A 1300, NOx RACT - Merrimack 1 Rate | 348 | 7975 | Rate Constraint in lbs/MMBtu | FALSE | L | Annual | Seasons Included | Seasons | Winter, Spring, Summer, Fall | Winter, Spring, Summer, Fall | Winter, Spring, Summer, Fall | Winter, Spring, Summer, Fall | Winter, Spring, Summer, Fall | Winter, Spring, Summer, Fall | Winter, Spring, Summer, Fall
Env-A 1300, NOx RACT - Merrimack 1 Rate | 348 | 7975 | Rate Constraint in lbs/MMBtu | FALSE | L | Annual | Standard NOX | lb/MMBtu | 0.22 | 0.22 | 0.22 | 0.22 | 0.22 | 0.22 | 0.22
Env-A 1300, NOx RACT - Merrimack 1 Rate | 348 | 7975 | Rate Constraint in lbs/MMBtu | FALSE | L | Annual | Emissions at Affected Plants NOX | Thousand Tons | 0 | 0 | 0 | 0 | 0 | 0 | 0
Env-A 1300, NOx RACT - Merrimack 1 Rate | 348 | 7975 | Rate Constraint in lbs/MMBtu | FALSE | L | Annual | Allowances Purchased NOX | Thousand Tons | 0 | 0 | 0 | 0 | 0 | 0 | 0
Env-A 1300, NOx RACT - Merrimack 1 Rate | 348 | 7975 | Rate Constraint in lbs/MMBtu | FALSE | L | Annual | Allowances Sold NOX | Thousand Tons | 0 | 0 | 0 | 0 | 0 | 0 | 0
Env-A 1300, NOx RACT - Merrimack 1 Rate | 348 | 7975 | Rate Constraint in lbs/MMBtu | FALSE | L | Annual | Allowances Banked | Thousand Tons | 0 | 0 | 0 | 0 | 0 | 0 | 0
Env-A 1300, NOx RACT - Merrimack 1 Rate | 348 | 7975 | Rate Constraint in lbs/MMBtu | FALSE | L | Annual | Allowances Withdrawn (1:1) | Thousand Tons | 0 | 0 | 0 | 0 | 0 | 0 | 0
Env-A 1300, NOx RACT - Merrimack 1 Rate | 348 | 7975 | Rate Constraint in lbs/MMBtu | FALSE | L | Annual | Allowances Withdrawn (n:1) | Thousand Tons | 0 | 0 | 0 | 0 | 0 | 0 | 0
Env-A 1300, NOx RACT - Merrimack 1 Rate | 348 | 7975 | Rate Constraint in lbs/MMBtu | FALSE | L | Annual | Net Emissions Allowance Position | Thousand Tons | 0 | 0 | 0 | 0 | 0 | 0 | 0
Env-A 1300, NOx RACT - Merrimack 1 Rate | 348 | 7975 | Rate Constraint in lbs/MMBtu | FALSE | L | Annual | Fuel Consumed | TBtu | 0 | 0 | 0 | 0 | 0 | 0 | 0
Env-A 1300, NOx RACT - Merrimack 1 Rate | 348 | 7975 | Rate Constraint in lbs/MMBtu | FALSE | L | Annual | Rate | lb/MMBtu | 0 | 0 | 0 | 0 | 0 | 0 | 0
Env-A 1300, NOx RACT - Merrimack 1 Rate | 348 | 7975 | Rate Constraint in lbs/MMBtu | FALSE | L | Annual | Generation | TWh | 0 | 0 | 0 | 0 | 0 | 0 | 0
Env-A 1300, NOx RACT - Merrimack 1 Rate | 348 | 7975 | Rate Constraint in lbs/MMBtu | FALSE | L | Annual | Qualifying Generation | TWh | 0 | 0 | 0 | 0 | 0 | 0 | 0
Env-A 1300, NOx RACT - Merrimack 1 Rate | 348 | 7975 | Rate Constraint in lbs/MMBtu | FALSE | L | Annual | Rate | lb/MWh | 0 | 0 | 0 | 0 | 0 | 0 | 0
Env-A 1300, NOx RACT - Merrimack 1 Rate | 348 | 7975 | Rate Constraint in lbs/MMBtu | FALSE | L | Annual | Constraint Shadow Price | US2022$/Ton | 0 | 0 | 0 | 0 | 0 | 0 | 0
EPA723 CO2 Rate Limit for NG Cofire - ORIS:10113 | 349 | 8125 | Rate Constraint in lbs/MMBtu | FALSE | L | Annual | Seasons Included | Seasons |  | Winter, Spring, Summer, Fall | Winter, Spring, Summer, Fall | Winter, Spring, Summer, Fall | Winter, Spring, Summer, Fall | Winter, Spring, Summer, Fall | Winter, Spring, Summer, Fall
EPA723 CO2 Rate Limit for NG Cofire - ORIS:10113 | 349 | 8125 | Rate Constraint in lbs/MMBtu | FALSE | L | Annual | Standard CO2 | lb/MMBtu | 169.652 | 169.652 | 169.652 | 169.652 | 169.652 | 169.652 | 169.652
EPA723 CO2 Rate Limit for NG Cofire - ORIS:10113 | 349 | 8125 | Rate Constraint in lbs/MMBtu | FALSE | L | Annual | Emissions at Affected Plants CO2 | Thousand Tons | 0 | 0 | 0 | 0 | 0 | 0 | 0
EPA723 CO2 Rate Limit for NG Cofire - ORIS:10113 | 349 | 8125 | Rate Constraint in lbs/MMBtu | FALSE | L | Annual | Allowances Purchased CO2 | Thousand Tons | 0 | 0 | 0 | 0 | 0 | 0 | 0
EPA723 CO2 Rate Limit for NG Cofire - ORIS:10113 | 349 | 8125 | Rate Constraint in lbs/MMBtu | FALSE | L | Annual | Allowances Sold CO2 | Thousand Tons | 0 | 0 | 0 | 0 | 0 | 0 | 0
EPA723 CO2 Rate Limit for NG Cofire - ORIS:10113 | 349 | 8125 | Rate Constraint in lbs/MMBtu | FALSE | L | Annual | Allowances Banked | Thousand Tons | 0 | 0 | 0 | 0 | 0 | 0 | 0
EPA723 CO2 Rate Limit for NG Cofire - ORIS:10113 | 349 | 8125 | Rate Constraint in lbs/MMBtu | FALSE | L | Annual | Allowances Withdrawn (1:1) | Thousand Tons | 0 | 0 | 0 | 0 | 0 | 0 | 0
EPA723 CO2 Rate Limit for NG Cofire - ORIS:10113 | 349 | 8125 | Rate Constraint in lbs/MMBtu | FALSE | L | Annual | Allowances Withdrawn (n:1) | Thousand Tons | 0 | 0 | 0 | 0 | 0 | 0 | 0
EPA723 CO2 Rate Limit for NG Cofire - ORIS:10113 | 349 | 8125 | Rate Constraint in lbs/MMBtu | FALSE | L | Annual | Net Emissions Allowance Position | Thousand Tons | 0 | 0 | 0 | 0 | 0 | 0 | 0
EPA723 CO2 Rate Limit for NG Cofire - ORIS:10113 | 349 | 8125 | Rate Constraint in lbs/MMBtu | FALSE | L | Annual | Fuel Consumed | TBtu | 0 | 0 | 0 | 0 | 0 | 0 | 0
EPA723 CO2 Rate Limit for NG Cofire - ORIS:10113 | 349 | 8125 | Rate Constraint in lbs/MMBtu | FALSE | L | Annual | Rate | lb/MMBtu | 0 | 0 | 0 | 0 | 0 | 0 | 0
EPA723 CO2 Rate Limit for NG Cofire - ORIS:10113 | 349 | 8125 | Rate Constraint in lbs/MMBtu | FALSE | L | Annual | Generation | TWh | 0 | 0 | 0 | 0 | 0 | 0 | 0
EPA723 CO2 Rate Limit for NG Cofire - ORIS:10113 | 349 | 8125 | Rate Constraint in lbs/MMBtu | FALSE | L | Annual | Qualifying Generation | TWh | 0 | 0 | 0 | 0 | 0 | 0 | 0
EPA723 CO2 Rate Limit for NG Cofire - ORIS:10113 | 349 | 8125 | Rate Constraint in lbs/MMBtu | FALSE | L | Annual | Rate | lb/MWh | 0 | 0 | 0 | 0 | 0 | 0 | 0
EPA723 CO2 Rate Limit for NG Cofire - ORIS:10113 | 349 | 8125 | Rate Constraint in lbs/MMBtu | FALSE | L | Annual | Constraint Shadow Price | US2022$/Ton | 0 | 48.812 | 61.5466 | 123.028 | 129.1666 | 174.3226 | 193.3593
EPA723 CO2 Rate Limit for NG Cofire - ORIS:10143 | 350 | 8126 | Rate Constraint in lbs/MMBtu | FALSE | L | Annual | Seasons Included | Seasons |  | Winter, Spring, Summer, Fall | Winter, Spring, Summer, Fall | Winter, Spring, Summer, Fall | Winter, Spring, Summer, Fall | Winter, Spring, Summer, Fall | Winter, Spring, Summer, Fall
EPA723 CO2 Rate Limit for NG Cofire - ORIS:10143 | 350 | 8126 | Rate Constraint in lbs/MMBtu | FALSE | L | Annual | Standard CO2 | lb/MMBtu | 169.652 | 169.652 | 169.652 | 169.652 | 169.652 | 169.652 | 169.652
EPA723 CO2 Rate Limit for NG Cofire - ORIS:10143 | 350 | 8126 | Rate Constraint in lbs/MMBtu | FALSE | L | Annual | Emissions at Affected Plants CO2 | Thousand Tons | 0 | 0 | 0 | 0 | 0 | 0 | 0
EPA723 CO2 Rate Limit for NG Cofire - ORIS:10143 | 350 | 8126 | Rate Constraint in lbs/MMBtu | FALSE | L | Annual | Allowances Purchased CO2 | Thousand Tons | 0 | 0 | 0 | 0 | 0 | 0 | 0
EPA723 CO2 Rate Limit for NG Cofire - ORIS:10143 | 350 | 8126 | Rate Constraint in lbs/MMBtu | FALSE | L | Annual | Allowances Sold CO2 | Thousand Tons | 0 | 0 | 0 | 0 | 0 | 0 | 0
EPA723 CO2 Rate Limit for NG Cofire - ORIS:10143 | 350 | 8126 | Rate Constraint in lbs/MMBtu | FALSE | L | Annual | Allowances Banked | Thousand Tons | 0 | 0 | 0 | 0 | 0 | 0 | 0
EPA723 CO2 Rate Limit for NG Cofire - ORIS:10143 | 350 | 8126 | Rate Constraint in lbs/MMBtu | FALSE | L | Annual | Allowances Withdrawn (1:1) | Thousand Tons | 0 | 0 | 0 | 0 | 0 | 0 | 0
EPA723 CO2 Rate Limit for NG Cofire - ORIS:10143 | 350 | 8126 | Rate Constraint in lbs/MMBtu | FALSE | L | Annual | Allowances Withdrawn (n:1) | Thousand Tons | 0 | 0 | 0 | 0 | 0 | 0 | 0
EPA723 CO2 Rate Limit for NG Cofire - ORIS:10143 | 350 | 8126 | Rate Constraint in lbs/MMBtu | FALSE | L | Annual | Net Emissions Allowance Position | Thousand Tons | 0 | 0 | 0 | 0 | 0 | 0 | 0
EPA723 CO2 Rate Limit for NG Cofire - ORIS:10143 | 350 | 8126 | Rate Constraint in lbs/MMBtu | FALSE | L | Annual | Fuel Consumed | TBtu | 0 | 0 | 0 | 0 | 0 | 0 | 0
EPA723 CO2 Rate Limit for NG Cofire - ORIS:10143 | 350 | 8126 | Rate Constraint in lbs/MMBtu | FALSE | L | Annual | Rate | lb/MMBtu | 0 | 0 | 0 | 0 | 0 | 0 | 0
EPA723 CO2 Rate Limit for NG Cofire - ORIS:10143 | 350 | 8126 | Rate Constraint in lbs/MMBtu | FALSE | L | Annual | Generation | TWh | 0 | 0 | 0 | 0 | 0 | 0 | 0
EPA723 CO2 Rate Limit for NG Cofire - ORIS:10143 | 350 | 8126 | Rate Constraint in lbs/MMBtu | FALSE | L | Annual | Qualifying Generation | TWh | 0 | 0 | 0 | 0 | 0 | 0 | 0
EPA723 CO2 Rate Limit for NG Cofire - ORIS:10143 | 350 | 8126 | Rate Constraint in lbs/MMBtu | FALSE | L | Annual | Rate | lb/MWh | 0 | 0 | 0 | 0 | 0 | 0 | 0
EPA723 CO2 Rate Limit for NG Cofire - ORIS:10143 | 350 | 8126 | Rate Constraint in lbs/MMBtu | FALSE | L | Annual | Constraint Shadow Price | US2022$/Ton | 0 | 165.63 | 152.2702 | 0 | 114.2784 | 158.0315 | 147.0722
EPA723 CO2 Rate Limit for NG Cofire - ORIS:10151 | 351 | 8127 | Rate Constraint in lbs/MMBtu | FALSE | L | Annual | Seasons Included | Seasons |  | Winter, Spring, Summer, Fall | Winter, Spring, Summer, Fall | Winter, Spring, Summer, Fall | Winter, Spring, Summer, Fall | Winter, Spring, Summer, Fall | Winter, Spring, Summer, Fall
EPA723 CO2 Rate Limit for NG Cofire - ORIS:10151 | 351 | 8127 | Rate Constraint in lbs/MMBtu | FALSE | L | Annual | Standard CO2 | lb/MMBtu | 169.652 | 169.652 | 169.652 | 169.652 | 169.652 | 169.652 | 169.652
EPA723 CO2 Rate Limit for NG Cofire - ORIS:10151 | 351 | 8127 | Rate Constraint in lbs/MMBtu | FALSE | L | Annual | Emissions at Affected Plants CO2 | Thousand Tons | 0 | 0 | 0 | 0 | 0 | 0 | 0
EPA723 CO2 Rate Limit for NG Cofire - ORIS:10151 | 351 | 8127 | Rate Constraint in lbs/MMBtu | FALSE | L | Annual | Allowances Purchased CO2 | Thousand Tons | 0 | 0 | 0 | 0 | 0 | 0 | 0
EPA723 CO2 Rate Limit for NG Cofire - ORIS:10151 | 351 | 8127 | Rate Constraint in lbs/MMBtu | FALSE | L | Annual | Allowances Sold CO2 | Thousand Tons | 0 | 0 | 0 | 0 | 0 | 0 | 0
EPA723 CO2 Rate Limit for NG Cofire - ORIS:10151 | 351 | 8127 | Rate Constraint in lbs/MMBtu | FALSE | L | Annual | Allowances Banked | Thousand Tons | 0 | 0 | 0 | 0 | 0 | 0 | 0
EPA723 CO2 Rate Limit for NG Cofire - ORIS:10151 | 351 | 8127 | Rate Constraint in lbs/MMBtu | FALSE | L | Annual | Allowances Withdrawn (1:1) | Thousand Tons | 0 | 0 | 0 | 0 | 0 | 0 | 0
EPA723 CO2 Rate Limit for NG Cofire - ORIS:10151 | 351 | 8127 | Rate Constraint in lbs/MMBtu | FALSE | L | Annual | Allowances Withdrawn (n:1) | Thousand Tons | 0 | 0 | 0 | 0 | 0 | 0 | 0
EPA723 CO2 Rate Limit for NG Cofire - ORIS:10151 | 351 | 8127 | Rate Constraint in lbs/MMBtu | FALSE | L | Annual | Net Emissions Allowance Position | Thousand Tons | 0 | 0 | 0 | 0 | 0 | 0 | 0
EPA723 CO2 Rate Limit for NG Cofire - ORIS:10151 | 351 | 8127 | Rate Constraint in lbs/MMBtu | FALSE | L | Annual | Fuel Consumed | TBtu | 0 | 0 | 0 | 0 | 0 | 0 | 0
EPA723 CO2 Rate Limit for NG Cofire - ORIS:10151 | 351 | 8127 | Rate Constraint in lbs/MMBtu | FALSE | L | Annual | Rate | lb/MMBtu | 0 | 0 | 0 | 0 | 0 | 0 | 0
EPA723 CO2 Rate Limit for NG Cofire - ORIS:10151 | 351 | 8127 | Rate Constraint in lbs/MMBtu | FALSE | L | Annual | Generation | TWh | 0 | 0 | 0 | 0 | 0 | 0 | 0
EPA723 CO2 Rate Limit for NG Cofire - ORIS:10151 | 351 | 8127 | Rate Constraint in lbs/MMBtu | FALSE | L | Annual | Qualifying Generation | TWh | 0 | 0 | 0 | 0 | 0 | 0 | 0
EPA723 CO2 Rate Limit for NG Cofire - ORIS:10151 | 351 | 8127 | Rate Constraint in lbs/MMBtu | FALSE | L | Annual | Rate | lb/MWh | 0 | 0 | 0 | 0 | 0 | 0 | 0
EPA723 CO2 Rate Limit for NG Cofire - ORIS:10151 | 351 | 8127 | Rate Constraint in lbs/MMBtu | FALSE | L | Annual | Constraint Shadow Price | US2022$/Ton | 0 | 34.4152 | 62.9697 | 121.0495 | 140.6551 | 175.3654 | 198.311
EPA723 CO2 Rate Limit for NG Cofire - ORIS:10343 | 352 | 8128 | Rate Constraint in lbs/MMBtu | FALSE | L | Annual | Seasons Included | Seasons |  | Winter, Spring, Summer, Fall | Winter, Spring, Summer, Fall | Winter, Spring, Summer, Fall | Winter, Spring, Summer, Fall | Winter, Spring, Summer, Fall | Winter, Spring, Summer, Fall
EPA723 CO2 Rate Limit for NG Cofire - ORIS:10343 | 352 | 8128 | Rate Constraint in lbs/MMBtu | FALSE | L | Annual | Standard CO2 | lb/MMBtu | 181.6095 | 181.6095 | 181.6095 | 181.6095 | 181.6095 | 181.6095 | 181.6095
EPA723 CO2 Rate Limit for NG Cofire - ORIS:10343 | 352 | 8128 | Rate Constraint in lbs/MMBtu | FALSE | L | Annual | Emissions at Affected Plants CO2 | Thousand Tons | 0 | 0 | 0 | 0 | 0 | 0 | 0
EPA723 CO2 Rate Limit for NG Cofire - ORIS:10343 | 352 | 8128 | Rate Constraint in lbs/MMBtu | FALSE | L | Annual | Allowances Purchased CO2 | Thousand Tons | 0 | 0 | 0 | 0 | 0 | 0 | 0
EPA723 CO2 Rate Limit for NG Cofire - ORIS:10343 | 352 | 8128 | Rate Constraint in lbs/MMBtu | FALSE | L | Annual | Allowances Sold CO2 | Thousand Tons | 0 | 0 | 0 | 0 | 0 | 0 | 0
EPA723 CO2 Rate Limit for NG Cofire - ORIS:10343 | 352 | 8128 | Rate Constraint in lbs/MMBtu | FALSE | L | Annual | Allowances Banked | Thousand Tons | 0 | 0 | 0 | 0 | 0 | 0 | 0
EPA723 CO2 Rate Limit for NG Cofire - ORIS:10343 | 352 | 8128 | Rate Constraint in lbs/MMBtu | FALSE | L | Annual | Allowances Withdrawn (1:1) | Thousand Tons | 0 | 0 | 0 | 0 | 0 | 0 | 0
EPA723 CO2 Rate Limit for NG Cofire - ORIS:10343 | 352 | 8128 | Rate Constraint in lbs/MMBtu | FALSE | L | Annual | Allowances Withdrawn (n:1) | Thousand Tons | 0 | 0 | 0 | 0 | 0 | 0 | 0
EPA723 CO2 Rate Limit for NG Cofire - ORIS:10343 | 352 | 8128 | Rate Constraint in lbs/MMBtu | FALSE | L | Annual | Net Emissions Allowance Position | Thousand Tons | 0 | 0 | 0 | 0 | 0 | 0 | 0
EPA723 CO2 Rate Limit for NG Cofire - ORIS:10343 | 352 | 8128 | Rate Constraint in lbs/MMBtu | FALSE | L | Annual | Fuel Consumed | TBtu | 0 | 0 | 0 | 0 | 0 | 0 | 0
EPA723 CO2 Rate Limit for NG Cofire - ORIS:10343 | 352 | 8128 | Rate Constraint in lbs/MMBtu | FALSE | L | Annual | Rate | lb/MMBtu | 0 | 0 | 0 | 0 | 0 | 0 | 0
EPA723 CO2 Rate Limit for NG Cofire - ORIS:10343 | 352 | 8128 | Rate Constraint in lbs/MMBtu | FALSE | L | Annual | Generation | TWh | 0 | 0 | 0 | 0 | 0 | 0 | 0
EPA723 CO2 Rate Limit for NG Cofire - ORIS:10343 | 352 | 8128 | Rate Constraint in lbs/MMBtu | FALSE | L | Annual | Qualifying Generation | TWh | 0 | 0 | 0 | 0 | 0 | 0 | 0
EPA723 CO2 Rate Limit for NG Cofire - ORIS:10343 | 352 | 8128 | Rate Constraint in lbs/MMBtu | FALSE | L | Annual | Rate | lb/MWh | 0 | 0 | 0 | 0 | 0 | 0 | 0
EPA723 CO2 Rate Limit for NG Cofire - ORIS:10343 | 352 | 8128 | Rate Constraint in lbs/MMBtu | FALSE | L | Annual | Constraint Shadow Price | US2022$/Ton | 0 | 34.7913 | 49.9325 | 83.959 | 89.3324 | 128.8594 | 145.5229
EPA723 CO2 Rate Limit for NG Cofire - ORIS:1040 | 353 | 8036 | Rate Constraint in lbs/MMBtu | FALSE | L | Annual | Seasons Included | Seasons |  | Winter, Spring, Summer, Fall | Winter, Spring, Summer, Fall | Winter, Spring, Summer, Fall | Winter, Spring, Summer, Fall | Winter, Spring, Summer, Fall | Winter, Spring, Summer, Fall
EPA723 CO2 Rate Limit for NG Cofire - ORIS:1040 | 353 | 8036 | Rate Constraint in lbs/MMBtu | FALSE | L | Annual | Standard CO2 | lb/MMBtu | 174.542 | 174.542 | 174.542 | 174.542 | 174.542 | 174.542 | 174.542
EPA723 CO2 Rate Limit for NG Cofire - ORIS:1040 | 353 | 8036 | Rate Constraint in lbs/MMBtu | FALSE | L | Annual | Emissions at Affected Plants CO2 | Thousand Tons | 0 | 0 | 0 | 0 | 0 | 0 | 0
EPA723 CO2 Rate Limit for NG Cofire - ORIS:1040 | 353 | 8036 | Rate Constraint in lbs/MMBtu | FALSE | L | Annual | Allowances Purchased CO2 | Thousand Tons | 0 | 0 | 0 | 0 | 0 | 0 | 0
EPA723 CO2 Rate Limit for NG Cofire - ORIS:1040 | 353 | 8036 | Rate Constraint in lbs/MMBtu | FALSE | L | Annual | Allowances Sold CO2 | Thousand Tons | 0 | 0 | 0 | 0 | 0 | 0 | 0
EPA723 CO2 Rate Limit for NG Cofire - ORIS:1040 | 353 | 8036 | Rate Constraint in lbs/MMBtu | FALSE | L | Annual | Allowances Banked | Thousand Tons | 0 | 0 | 0 | 0 | 0 | 0 | 0
EPA723 CO2 Rate Limit for NG Cofire - ORIS:1040 | 353 | 8036 | Rate Constraint in lbs/MMBtu | FALSE | L | Annual | Allowances Withdrawn (1:1) | Thousand Tons | 0 | 0 | 0 | 0 | 0 | 0 | 0
EPA723 CO2 Rate Limit for NG Cofire - ORIS:1040 | 353 | 8036 | Rate Constraint in lbs/MMBtu | FALSE | L | Annual | Allowances Withdrawn (n:1) | Thousand Tons | 0 | 0 | 0 | 0 | 0 | 0 | 0
EPA723 CO2 Rate Limit for NG Cofire - ORIS:1040 | 353 | 8036 | Rate Constraint in lbs/MMBtu | FALSE | L | Annual | Net Emissions Allowance Position | Thousand Tons | 0 | 0 | 0 | 0 | 0 | 0 | 0
EPA723 CO2 Rate Limit for NG Cofire - ORIS:1040 | 353 | 8036 | Rate Constraint in lbs/MMBtu | FALSE | L | Annual | Fuel Consumed | TBtu | 0 | 0 | 0 | 0 | 0 | 0 | 0
EPA723 CO2 Rate Limit for NG Cofire - ORIS:1040 | 353 | 8036 | Rate Constraint in lbs/MMBtu | FALSE | L | Annual | Rate | lb/MMBtu | 0 | 0 | 0 | 0 | 0 | 0 | 0
EPA723 CO2 Rate Limit for NG Cofire - ORIS:1040 | 353 | 8036 | Rate Constraint in lbs/MMBtu | FALSE | L | Annual | Generation | TWh | 0 | 0 | 0 | 0 | 0 | 0 | 0
EPA723 CO2 Rate Limit for NG Cofire - ORIS:1040 | 353 | 8036 | Rate Constraint in lbs/MMBtu | FALSE | L | Annual | Qualifying Generation | TWh | 0 | 0 | 0 | 0 | 0 | 0 | 0
EPA723 CO2 Rate Limit for NG Cofire - ORIS:1040 | 353 | 8036 | Rate Constraint in lbs/MMBtu | FALSE | L | Annual | Rate | lb/MWh | 0 | 0 | 0 | 0 | 0 | 0 | 0
EPA723 CO2 Rate Limit for NG Cofire - ORIS:1040 | 353 | 8036 | Rate Constraint in lbs/MMBtu | FALSE | L | Annual | Constraint Shadow Price | US2022$/Ton | 0 | 11.0849 | 0 | 105.0866 | 105.1946 | 159.7316 | 182.981
EPA723 CO2 Rate Limit for NG Cofire - ORIS:10603 | 354 | 8129 | Rate Constraint in lbs/MMBtu | FALSE | L | Annual | Seasons Included | Seasons |  | Winter, Spring, Summer, Fall | Winter, Spring, Summer, Fall | Winter, Spring, Summer, Fall | Winter, Spring, Summer, Fall | Winter, Spring, Summer, Fall | Winter, Spring, Summer, Fall
EPA723 CO2 Rate Limit for NG Cofire - ORIS:10603 | 354 | 8129 | Rate Constraint in lbs/MMBtu | FALSE | L | Annual | Standard CO2 | lb/MMBtu | 169.652 | 169.652 | 169.652 | 169.652 | 169.652 | 169.652 | 169.652
EPA723 CO2 Rate Limit for NG Cofire - ORIS:10603 | 354 | 8129 | Rate Constraint in lbs/MMBtu | FALSE | L | Annual | Emissions at Affected Plants CO2 | Thousand Tons | 0 | 0 | 0 | 0 | 0 | 0 | 0
EPA723 CO2 Rate Limit for NG Cofire - ORIS:10603 | 354 | 8129 | Rate Constraint in lbs/MMBtu | FALSE | L | Annual | Allowances Purchased CO2 | Thousand Tons | 0 | 0 | 0 | 0 | 0 | 0 | 0
EPA723 CO2 Rate Limit for NG Cofire - ORIS:10603 | 354 | 8129 | Rate Constraint in lbs/MMBtu | FALSE | L | Annual | Allowances Sold CO2 | Thousand Tons | 0 | 0 | 0 | 0 | 0 | 0 | 0
EPA723 CO2 Rate Limit for NG Cofire - ORIS:10603 | 354 | 8129 | Rate Constraint in lbs/MMBtu | FALSE | L | Annual | Allowances Banked | Thousand Tons | 0 | 0 | 0 | 0 | 0 | 0 | 0
EPA723 CO2 Rate Limit for NG Cofire - ORIS:10603 | 354 | 8129 | Rate Constraint in lbs/MMBtu | FALSE | L | Annual | Allowances Withdrawn (1:1) | Thousand Tons | 0 | 0 | 0 | 0 | 0 | 0 | 0
EPA723 CO2 Rate Limit for NG Cofire - ORIS:10603 | 354 | 8129 | Rate Constraint in lbs/MMBtu | FALSE | L | Annual | Allowances Withdrawn (n:1) | Thousand Tons | 0 | 0 | 0 | 0 | 0 | 0 | 0
EPA723 CO2 Rate Limit for NG Cofire - ORIS:10603 | 354 | 8129 | Rate Constraint in lbs/MMBtu | FALSE | L | Annual | Net Emissions Allowance Position | Thousand Tons | 0 | 0 | 0 | 0 | 0 | 0 | 0
EPA723 CO2 Rate Limit for NG Cofire - ORIS:10603 | 354 | 8129 | Rate Constraint in lbs/MMBtu | FALSE | L | Annual | Fuel Consumed | TBtu | 0 | 0 | 0 | 0 | 0 | 0 | 0
EPA723 CO2 Rate Limit for NG Cofire - ORIS:10603 | 354 | 8129 | Rate Constraint in lbs/MMBtu | FALSE | L | Annual | Rate | lb/MMBtu | 0 | 0 | 0 | 0 | 0 | 0 | 0
EPA723 CO2 Rate Limit for NG Cofire - ORIS:10603 | 354 | 8129 | Rate Constraint in lbs/MMBtu | FALSE | L | Annual | Generation | TWh | 0 | 0 | 0 | 0 | 0 | 0 | 0
EPA723 CO2 Rate Limit for NG Cofire - ORIS:10603 | 354 | 8129 | Rate Constraint in lbs/MMBtu | FALSE | L | Annual | Qualifying Generation | TWh | 0 | 0 | 0 | 0 | 0 | 0 | 0
EPA723 CO2 Rate Limit for NG Cofire - ORIS:10603 | 354 | 8129 | Rate Constraint in lbs/MMBtu | FALSE | L | Annual | Rate | lb/MWh | 0 | 0 | 0 | 0 | 0 | 0 | 0
EPA723 CO2 Rate Limit for NG Cofire - ORIS:10603 | 354 | 8129 | Rate Constraint in lbs/MMBtu | FALSE | L | Annual | Constraint Shadow Price | US2022$/Ton | 0 | 29.338 | 49.4579 | 111.5509 | 131.853 | 165.1972 | 156.8591
EPA723 CO2 Rate Limit for NG Cofire - ORIS:10671 | 355 | 8130 | Rate Constraint in lbs/MMBtu | FALSE | L | Annual | Seasons Included | Seasons |  | Winter, Spring, Summer, Fall | Winter, Spring, Summer, Fall | Winter, Spring, Summer, Fall | Winter, Spring, Summer, Fall | Winter, Spring, Summer, Fall | Winter, Spring, Summer, Fall
EPA723 CO2 Rate Limit for NG Cofire - ORIS:10671 | 355 | 8130 | Rate Constraint in lbs/MMBtu | FALSE | L | Annual | Standard CO2 | lb/MMBtu | 184.5606 | 184.5606 | 184.5606 | 184.5606 | 184.5606 | 184.5606 | 184.5606
EPA723 CO2 Rate Limit for NG Cofire - ORIS:10671 | 355 | 8130 | Rate Constraint in lbs/MMBtu | FALSE | L | Annual | Emissions at Affected Plants CO2 | Thousand Tons | 0 | 0 | 0 | 0 | 0 | 0 | 0
EPA723 CO2 Rate Limit for NG Cofire - ORIS:10671 | 355 | 8130 | Rate Constraint in lbs/MMBtu | FALSE | L | Annual | Allowances Purchased CO2 | Thousand Tons | 0 | 0 | 0 | 0 | 0 | 0 | 0
EPA723 CO2 Rate Limit for NG Cofire - ORIS:10671 | 355 | 8130 | Rate Constraint in lbs/MMBtu | FALSE | L | Annual | Allowances Sold CO2 | Thousand Tons | 0 | 0 | 0 | 0 | 0 | 0 | 0
EPA723 CO2 Rate Limit for NG Cofire - ORIS:10671 | 355 | 8130 | Rate Constraint in lbs/MMBtu | FALSE | L | Annual | Allowances Banked | Thousand Tons | 0 | 0 | 0 | 0 | 0 | 0 | 0
EPA723 CO2 Rate Limit for NG Cofire - ORIS:10671 | 355 | 8130 | Rate Constraint in lbs/MMBtu | FALSE | L | Annual | Allowances Withdrawn (1:1) | Thousand Tons | 0 | 0 | 0 | 0 | 0 | 0 | 0
EPA723 CO2 Rate Limit for NG Cofire - ORIS:10671 | 355 | 8130 | Rate Constraint in lbs/MMBtu | FALSE | L | Annual | Allowances Withdrawn (n:1) | Thousand Tons | 0 | 0 | 0 | 0 | 0 | 0 | 0
EPA723 CO2 Rate Limit for NG Cofire - ORIS:10671 | 355 | 8130 | Rate Constraint in lbs/MMBtu | FALSE | L | Annual | Net Emissions Allowance Position | Thousand Tons | 0 | 0 | 0 | 0 | 0 | 0 | 0
EPA723 CO2 Rate Limit for NG Cofire - ORIS:10671 | 355 | 8130 | Rate Constraint in lbs/MMBtu | FALSE | L | Annual | Fuel Consumed | TBtu | 0 | 0 | 0 | 0 | 0 | 0 | 0
EPA723 CO2 Rate Limit for NG Cofire - ORIS:10671 | 355 | 8130 | Rate Constraint in lbs/MMBtu | FALSE | L | Annual | Rate | lb/MMBtu | 0 | 0 | 0 | 0 | 0 | 0 | 0
EPA723 CO2 Rate Limit for NG Cofire - ORIS:10671 | 355 | 8130 | Rate Constraint in lbs/MMBtu | FALSE | L | Annual | Generation | TWh | 0 | 0 | 0 | 0 | 0 | 0 | 0
EPA723 CO2 Rate Limit for NG Cofire - ORIS:10671 | 355 | 8130 | Rate Constraint in lbs/MMBtu | FALSE | L | Annual | Qualifying Generation | TWh | 0 | 0 | 0 | 0 | 0 | 0 | 0
EPA723 CO2 Rate Limit for NG Cofire - ORIS:10671 | 355 | 8130 | Rate Constraint in lbs/MMBtu | FALSE | L | Annual | Rate | lb/MWh | 0 | 0 | 0 | 0 | 0 | 0 | 0
EPA723 CO2 Rate Limit for NG Cofire - ORIS:10671 | 355 | 8130 | Rate Constraint in lbs/MMBtu | FALSE | L | Annual | Constraint Shadow Price | US2022$/Ton | 0 | 18.78 | 17.7368 | 234.619 | 266.3162 | 411.9934 | 344.6204
EPA723 CO2 Rate Limit for NG Cofire - ORIS:10678 | 356 | 8131 | Rate Constraint in lbs/MMBtu | FALSE | L | Annual | Seasons Included | Seasons |  | Winter, Spring, Summer, Fall | Winter, Spring, Summer, Fall | Winter, Spring, Summer, Fall | Winter, Spring, Summer, Fall | Winter, Spring, Summer, Fall | Winter, Spring, Summer, Fall
EPA723 CO2 Rate Limit for NG Cofire - ORIS:10678 | 356 | 8131 | Rate Constraint in lbs/MMBtu | FALSE | L | Annual | Standard CO2 | lb/MMBtu | 216.6861 | 216.6861 | 216.6861 | 216.6861 | 216.6861 | 216.6861 | 216.6861
EPA723 CO2 Rate Limit for NG Cofire - ORIS:10678 | 356 | 8131 | Rate Constraint in lbs/MMBtu | FALSE | L | Annual | Emissions at Affected Plants CO2 | Thousand Tons | 0 | 0 | 0 | 0 | 0 | 0 | 0
EPA723 CO2 Rate Limit for NG Cofire - ORIS:10678 | 356 | 8131 | Rate Constraint in lbs/MMBtu | FALSE | L | Annual | Allowances Purchased CO2 | Thousand Tons | 0 | 0 | 0 | 0 | 0 | 0 | 0
EPA723 CO2 Rate Limit for NG Cofire - ORIS:10678 | 356 | 8131 | Rate Constraint in lbs/MMBtu | FALSE | L | Annual | Allowances Sold CO2 | Thousand Tons | 0 | 0 | 0 | 0 | 0 | 0 | 0
EPA723 CO2 Rate Limit for NG Cofire - ORIS:10678 | 356 | 8131 | Rate Constraint in lbs/MMBtu | FALSE | L | Annual | Allowances Banked | Thousand Tons | 0 | 0 | 0 | 0 | 0 | 0 | 0
EPA723 CO2 Rate Limit for NG Cofire - ORIS:10678 | 356 | 8131 | Rate Constraint in lbs/MMBtu | FALSE | L | Annual | Allowances Withdrawn (1:1) | Thousand Tons | 0 | 0 | 0 | 0 | 0 | 0 | 0
EPA723 CO2 Rate Limit for NG Cofire - ORIS:10678 | 356 | 8131 | Rate Constraint in lbs/MMBtu | FALSE | L | Annual | Allowances Withdrawn (n:1) | Thousand Tons | 0 | 0 | 0 | 0 | 0 | 0 | 0
EPA723 CO2 Rate Limit for NG Cofire - ORIS:10678 | 356 | 8131 | Rate Constraint in lbs/MMBtu | FALSE | L | Annual | Net Emissions Allowance Position | Thousand Tons | 0 | 0 | 0 | 0 | 0 | 0 | 0
EPA723 CO2 Rate Limit for NG Cofire - ORIS:10678 | 356 | 8131 | Rate Constraint in lbs/MMBtu | FALSE | L | Annual | Fuel Consumed | TBtu | 0 | 0 | 0 | 0 | 0 | 0 | 0
EPA723 CO2 Rate Limit for NG Cofire - ORIS:10678 | 356 | 8131 | Rate Constraint in lbs/MMBtu | FALSE | L | Annual | Rate | lb/MMBtu | 0 | 0 | 0 | 0 | 0 | 0 | 0
EPA723 CO2 Rate Limit for NG Cofire - ORIS:10678 | 356 | 8131 | Rate Constraint in lbs/MMBtu | FALSE | L | Annual | Generation | TWh | 0 | 0 | 0 | 0 | 0 | 0 | 0
EPA723 CO2 Rate Limit for NG Cofire - ORIS:10678 | 356 | 8131 | Rate Constraint in lbs/MMBtu | FALSE | L | Annual | Qualifying Generation | TWh | 0 | 0 | 0 | 0 | 0 | 0 | 0
EPA723 CO2 Rate Limit for NG Cofire - ORIS:10678 | 356 | 8131 | Rate Constraint in lbs/MMBtu | FALSE | L | Annual | Rate | lb/MWh | 0 | 0 | 0 | 0 | 0 | 0 | 0
EPA723 CO2 Rate Limit for NG Cofire - ORIS:10678 | 356 | 8131 | Rate Constraint in lbs/MMBtu | FALSE | L | Annual | Constraint Shadow Price | US2022$/Ton | 0 | 47.482 | 34.6294 | 79.8161 | 101.6314 | 153.983 | 177.9064
EPA723 CO2 Rate Limit for NG Cofire - ORIS:10684 | 357 | 8132 | Rate Constraint in lbs/MMBtu | FALSE | L | Annual | Seasons Included | Seasons |  | Winter, Spring, Summer, Fall | Winter, Spring, Summer, Fall | Winter, Spring, Summer, Fall | Winter, Spring, Summer, Fall | Winter, Spring, Summer, Fall | Winter, Spring, Summer, Fall
EPA723 CO2 Rate Limit for NG Cofire - ORIS:10684 | 357 | 8132 | Rate Constraint in lbs/MMBtu | FALSE | L | Annual | Standard CO2 | lb/MMBtu | 233.0771 | 233.0771 | 233.0771 | 233.0771 | 233.0771 | 233.0771 | 233.0771
EPA723 CO2 Rate Limit for NG Cofire - ORIS:10684 | 357 | 8132 | Rate Constraint in lbs/MMBtu | FALSE | L | Annual | Emissions at Affected Plants CO2 | Thousand Tons | 0 | 0 | 0 | 0 | 0 | 0 | 0
EPA723 CO2 Rate Limit for NG Cofire - ORIS:10684 | 357 | 8132 | Rate Constraint in lbs/MMBtu | FALSE | L | Annual | Allowances Purchased CO2 | Thousand Tons | 0 | 0 | 0 | 0 | 0 | 0 | 0
EPA723 CO2 Rate Limit for NG Cofire - ORIS:10684 | 357 | 8132 | Rate Constraint in lbs/MMBtu | FALSE | L | Annual | Allowances Sold CO2 | Thousand Tons | 0 | 0 | 0 | 0 | 0 | 0 | 0
EPA723 CO2 Rate Limit for NG Cofire - ORIS:10684 | 357 | 8132 | Rate Constraint in lbs/MMBtu | FALSE | L | Annual | Allowances Banked | Thousand Tons | 0 | 0 | 0 | 0 | 0 | 0 | 0
EPA723 CO2 Rate Limit for NG Cofire - ORIS:10684 | 357 | 8132 | Rate Constraint in lbs/MMBtu | FALSE | L | Annual | Allowances Withdrawn (1:1) | Thousand Tons | 0 | 0 | 0 | 0 | 0 | 0 | 0
EPA723 CO2 Rate Limit for NG Cofire - ORIS:10684 | 357 | 8132 | Rate Constraint in lbs/MMBtu | FALSE | L | Annual | Allowances Withdrawn (n:1) | Thousand Tons | 0 | 0 | 0 | 0 | 0 | 0 | 0
EPA723 CO2 Rate Limit for NG Cofire - ORIS:10684 | 357 | 8132 | Rate Constraint in lbs/MMBtu | FALSE | L | Annual | Net Emissions Allowance Position | Thousand Tons | 0 | 0 | 0 | 0 | 0 | 0 | 0
EPA723 CO2 Rate Limit for NG Cofire - ORIS:10684 | 357 | 8132 | Rate Constraint in lbs/MMBtu | FALSE | L | Annual | Fuel Consumed | TBtu | 0 | 0 | 0 | 0 | 0 | 0 | 0
EPA723 CO2 Rate Limit for NG Cofire - ORIS:10684 | 357 | 8132 | Rate Constraint in lbs/MMBtu | FALSE | L | Annual | Rate | lb/MMBtu | 0 | 0 | 0 | 0 | 0 | 0 | 0
EPA723 CO2 Rate Limit for NG Cofire - ORIS:10684 | 357 | 8132 | Rate Constraint in lbs/MMBtu | FALSE | L | Annual | Generation | TWh | 0 | 0 | 0 | 0 | 0 | 0 | 0
EPA723 CO2 Rate Limit for NG Cofire - ORIS:10684 | 357 | 8132 | Rate Constraint in lbs/MMBtu | FALSE | L | Annual | Qualifying Generation | TWh | 0 | 0 | 0 | 0 | 0 | 0 | 0
EPA723 CO2 Rate Limit for NG Cofire - ORIS:10684 | 357 | 8132 | Rate Constraint in lbs/MMBtu | FALSE | L | Annual | Rate | lb/MWh | 0 | 0 | 0 | 0 | 0 | 0 | 0
EPA723 CO2 Rate Limit for NG Cofire - ORIS:10684 | 357 | 8132 | Rate Constraint in lbs/MMBtu | FALSE | L | Annual | Constraint Shadow Price | US2022$/Ton | 0 | 0.9512 | 8.267 | 150.1316 | 134.5966 | 500.9781 | 20.8411
EPA723 CO2 Rate Limit for NG Cofire - ORIS:10784 | 358 | 8133 | Rate Constraint in lbs/MMBtu | FALSE | L | Annual | Seasons Included | Seasons |  | Winter, Spring, Summer, Fall | Winter, Spring, Summer, Fall | Winter, Spring, Summer, Fall | Winter, Spring, Summer, Fall | Winter, Spring, Summer, Fall | Winter, Spring, Summer, Fall
EPA723 CO2 Rate Limit for NG Cofire - ORIS:10784 | 358 | 8133 | Rate Constraint in lbs/MMBtu | FALSE | L | Annual | Standard CO2 | lb/MMBtu | 169.652 | 169.652 | 169.652 | 169.652 | 169.652 | 169.652 | 169.652
EPA723 CO2 Rate Limit for NG Cofire - ORIS:10784 | 358 | 8133 | Rate Constraint in lbs/MMBtu | FALSE | L | Annual | Emissions at Affected Plants CO2 | Thousand Tons | 0 | 0 | 0 | 0 | 0 | 0 | 0
EPA723 CO2 Rate Limit for NG Cofire - ORIS:10784 | 358 | 8133 | Rate Constraint in lbs/MMBtu | FALSE | L | Annual | Allowances Purchased CO2 | Thousand Tons | 0 | 0 | 0 | 0 | 0 | 0 | 0
EPA723 CO2 Rate Limit for NG Cofire - ORIS:10784 | 358 | 8133 | Rate Constraint in lbs/MMBtu | FALSE | L | Annual | Allowances Sold CO2 | Thousand Tons | 0 | 0 | 0 | 0 | 0 | 0 | 0
EPA723 CO2 Rate Limit for NG Cofire - ORIS:10784 | 358 | 8133 | Rate Constraint in lbs/MMBtu | FALSE | L | Annual | Allowances Banked | Thousand Tons | 0 | 0 | 0 | 0 | 0 | 0 | 0
EPA723 CO2 Rate Limit for NG Cofire - ORIS:10784 | 358 | 8133 | Rate Constraint in lbs/MMBtu | FALSE | L | Annual | Allowances Withdrawn (1:1) | Thousand Tons | 0 | 0 | 0 | 0 | 0 | 0 | 0
EPA723 CO2 Rate Limit for NG Cofire - ORIS:10784 | 358 | 8133 | Rate Constraint in lbs/MMBtu | FALSE | L | Annual | Allowances Withdrawn (n:1) | Thousand Tons | 0 | 0 | 0 | 0 | 0 | 0 | 0
EPA723 CO2 Rate Limit for NG Cofire - ORIS:10784 | 358 | 8133 | Rate Constraint in lbs/MMBtu | FALSE | L | Annual | Net Emissions Allowance Position | Thousand Tons | 0 | 0 | 0 | 0 | 0 | 0 | 0
EPA723 CO2 Rate Limit for NG Cofire - ORIS:10784 | 358 | 8133 | Rate Constraint in lbs/MMBtu | FALSE | L | Annual | Fuel Consumed | TBtu | 0 | 0 | 0 | 0 | 0 | 0 | 0
EPA723 CO2 Rate Limit for NG Cofire - ORIS:10784 | 358 | 8133 | Rate Constraint in lbs/MMBtu | FALSE | L | Annual | Rate | lb/MMBtu | 0 | 0 | 0 | 0 | 0 | 0 | 0
EPA723 CO2 Rate Limit for NG Cofire - ORIS:10784 | 358 | 8133 | Rate Constraint in lbs/MMBtu | FALSE | L | Annual | Generation | TWh | 0 | 0 | 0 | 0 | 0 | 0 | 0
EPA723 CO2 Rate Limit for NG Cofire - ORIS:10784 | 358 | 8133 | Rate Constraint in lbs/MMBtu | FALSE | L | Annual | Qualifying Generation | TWh | 0 | 0 | 0 | 0 | 0 | 0 | 0
EPA723 CO2 Rate Limit for NG Cofire - ORIS:10784 | 358 | 8133 | Rate Constraint in lbs/MMBtu | FALSE | L | Annual | Rate | lb/MWh | 0 | 0 | 0 | 0 | 0 | 0 | 0
EPA723 CO2 Rate Limit for NG Cofire - ORIS:10784 | 358 | 8133 | Rate Constraint in lbs/MMBtu | FALSE | L | Annual | Constraint Shadow Price | US2022$/Ton | 0 | 50.6618 | 65.6281 | 1238.1932 | 104.1102 | 500.2083 | 190.1136
EPA723 CO2 Rate Limit for NG Cofire - ORIS:108 | 359 | 8024 | Rate Constraint in lbs/MMBtu | FALSE | L | Annual | Seasons Included | Seasons |  | Winter, Spring, Summer, Fall | Winter, Spring, Summer, Fall | Winter, Spring, Summer, Fall | Winter, Spring, Summer, Fall | Winter, Spring, Summer, Fall | Winter, Spring, Summer, Fall
EPA723 CO2 Rate Limit for NG Cofire - ORIS:108 | 359 | 8024 | Rate Constraint in lbs/MMBtu | FALSE | L | Annual | Standard CO2 | lb/MMBtu | 175.772 | 175.772 | 175.772 | 175.772 | 175.772 | 175.772 | 175.772
EPA723 CO2 Rate Limit for NG Cofire - ORIS:108 | 359 | 8024 | Rate Constraint in lbs/MMBtu | FALSE | L | Annual | Emissions at Affected Plants CO2 | Thousand Tons | 0 | 0 | 0 | 0 | 0 | 0 | 0
EPA723 CO2 Rate Limit for NG Cofire - ORIS:108 | 359 | 8024 | Rate Constraint in lbs/MMBtu | FALSE | L | Annual | Allowances Purchased CO2 | Thousand Tons | 0 | 0 | 0 | 0 | 0 | 0 | 0
EPA723 CO2 Rate Limit for NG Cofire - ORIS:108 | 359 | 8024 | Rate Constraint in lbs/MMBtu | FALSE | L | Annual | Allowances Sold CO2 | Thousand Tons | 0 | 0 | 0 | 0 | 0 | 0 | 0
EPA723 CO2 Rate Limit for NG Cofire - ORIS:108 | 359 | 8024 | Rate Constraint in lbs/MMBtu | FALSE | L | Annual | Allowances Banked | Thousand Tons | 0 | 0 | 0 | 0 | 0 | 0 | 0
EPA723 CO2 Rate Limit for NG Cofire - ORIS:108 | 359 | 8024 | Rate Constraint in lbs/MMBtu | FALSE | L | Annual | Allowances Withdrawn (1:1) | Thousand Tons | 0 | 0 | 0 | 0 | 0 | 0 | 0
EPA723 CO2 Rate Limit for NG Cofire - ORIS:108 | 359 | 8024 | Rate Constraint in lbs/MMBtu | FALSE | L | Annual | Allowances Withdrawn (n:1) | Thousand Tons | 0 | 0 | 0 | 0 | 0 | 0 | 0
EPA723 CO2 Rate Limit for NG Cofire - ORIS:108 | 359 | 8024 | Rate Constraint in lbs/MMBtu | FALSE | L | Annual | Net Emissions Allowance Position | Thousand Tons | 0 | 0 | 0 | 0 | 0 | 0 | 0
EPA723 CO2 Rate Limit for NG Cofire - ORIS:108 | 359 | 8024 | Rate Constraint in lbs/MMBtu | FALSE | L | Annual | Fuel Consumed | TBtu | 0 | 0 | 0 | 0 | 0 | 0 | 0
EPA723 CO2 Rate Limit for NG Cofire - ORIS:108 | 359 | 8024 | Rate Constraint in lbs/MMBtu | FALSE | L | Annual | Rate | lb/MMBtu | 0 | 0 | 0 | 0 | 0 | 0 | 0
EPA723 CO2 Rate Limit for NG Cofire - ORIS:108 | 359 | 8024 | Rate Constraint in lbs/MMBtu | FALSE | L | Annual | Generation | TWh | 0 | 0 | 0 | 0 | 0 | 0 | 0
EPA723 CO2 Rate Limit for NG Cofire - ORIS:108 | 359 | 8024 | Rate Constraint in lbs/MMBtu | FALSE | L | Annual | Qualifying Generation | TWh | 0 | 0 | 0 | 0 | 0 | 0 | 0
EPA723 CO2 Rate Limit for NG Cofire - ORIS:108 | 359 | 8024 | Rate Constraint in lbs/MMBtu | FALSE | L | Annual | Rate | lb/MWh | 0 | 0 | 0 | 0 | 0 | 0 | 0
EPA723 CO2 Rate Limit for NG Cofire - ORIS:108 | 359 | 8024 | Rate Constraint in lbs/MMBtu | FALSE | L | Annual | Constraint Shadow Price | US2022$/Ton | 0 | 109.2676 | 44.7667 | 57.3266 | 27.0333 | 90.9713 | 105.7821
EPA723 CO2 Rate Limit for NG Cofire - ORIS:1082 | 360 | 8037 | Rate Constraint in lbs/MMBtu | FALSE | L | Annual | Seasons Included | Seasons |  | Winter, Spring, Summer, Fall | Winter, Spring, Summer, Fall | Winter, Spring, Summer, Fall | Winter, Spring, Summer, Fall | Winter, Spring, Summer, Fall | Winter, Spring, Summer, Fall
EPA723 CO2 Rate Limit for NG Cofire - ORIS:1082 | 360 | 8037 | Rate Constraint in lbs/MMBtu | FALSE | L | Annual | Standard CO2 | lb/MMBtu | 176.7282 | 176.7282 | 176.7282 | 176.7282 | 176.7282 | 176.7282 | 176.7282
EPA723 CO2 Rate Limit for NG Cofire - ORIS:1082 | 360 | 8037 | Rate Constraint in lbs/MMBtu | FALSE | L | Annual | Emissions at Affected Plants CO2 | Thousand Tons | 0 | 0 | 0 | 0 | 0 | 0 | 0
EPA723 CO2 Rate Limit for NG Cofire - ORIS:1082 | 360 | 8037 | Rate Constraint in lbs/MMBtu | FALSE | L | Annual | Allowances Purchased CO2 | Thousand Tons | 0 | 0 | 0 | 0 | 0 | 0 | 0
EPA723 CO2 Rate Limit for NG Cofire - ORIS:1082 | 360 | 8037 | Rate Constraint in lbs/MMBtu | FALSE | L | Annual | Allowances Sold CO2 | Thousand Tons | 0 | 0 | 0 | 0 | 0 | 0 | 0
EPA723 CO2 Rate Limit for NG Cofire - ORIS:1082 | 360 | 8037 | Rate Constraint in lbs/MMBtu | FALSE | L | Annual | Allowances Banked | Thousand Tons | 0 | 0 | 0 | 0 | 0 | 0 | 0
EPA723 CO2 Rate Limit for NG Cofire - ORIS:1082 | 360 | 8037 | Rate Constraint in lbs/MMBtu | FALSE | L | Annual | Allowances Withdrawn (1:1) | Thousand Tons | 0 | 0 | 0 | 0 | 0 | 0 | 0
EPA723 CO2 Rate Limit for NG Cofire - ORIS:1082 | 360 | 8037 | Rate Constraint in lbs/MMBtu | FALSE | L | Annual | Allowances Withdrawn (n:1) | Thousand Tons | 0 | 0 | 0 | 0 | 0 | 0 | 0
EPA723 CO2 Rate Limit for NG Cofire - ORIS:1082 | 360 | 8037 | Rate Constraint in lbs/MMBtu | FALSE | L | Annual | Net Emissions Allowance Position | Thousand Tons | 0 | 0 | 0 | 0 | 0 | 0 | 0
EPA723 CO2 Rate Limit for NG Cofire - ORIS:1082 | 360 | 8037 | Rate Constraint in lbs/MMBtu | FALSE | L | Annual | Fuel Consumed | TBtu | 0 | 0 | 0 | 0 | 0 | 0 | 0
EPA723 CO2 Rate Limit for NG Cofire - ORIS:1082 | 360 | 8037 | Rate Constraint in lbs/MMBtu | FALSE | L | Annual | Rate | lb/MMBtu | 0 | 0 | 0 | 0 | 0 | 0 | 0
EPA723 CO2 Rate Limit for NG Cofire - ORIS:1082 | 360 | 8037 | Rate Constraint in lbs/MMBtu | FALSE | L | Annual | Generation | TWh | 0 | 0 | 0 | 0 | 0 | 0 | 0
EPA723 CO2 Rate Limit for NG Cofire - ORIS:1082 | 360 | 8037 | Rate Constraint in lbs/MMBtu | FALSE | L | Annual | Qualifying Generation | TWh | 0 | 0 | 0 | 0 | 0 | 0 | 0
EPA723 CO2 Rate Limit for NG Cofire - ORIS:1082 | 360 | 8037 | Rate Constraint in lbs/MMBtu | FALSE | L | Annual | Rate | lb/MWh | 0 | 0 | 0 | 0 | 0 | 0 | 0
EPA723 CO2 Rate Limit for NG Cofire - ORIS:1082 | 360 | 8037 | Rate Constraint in lbs/MMBtu | FALSE | L | Annual | Constraint Shadow Price | US2022$/Ton | 0 | 43.8987 | 42.8612 | 79.2704 | 55.6357 | 131.9901 | 141.5455
EPA723 CO2 Rate Limit for NG Cofire - ORIS:10864 | 361 | 8134 | Rate Constraint in lbs/MMBtu | FALSE | L | Annual | Seasons Included | Seasons |  | Winter, Spring, Summer, Fall | Winter, Spring, Summer, Fall | Winter, Spring, Summer, Fall | Winter, Spring, Summer, Fall | Winter, Spring, Summer, Fall | Winter, Spring, Summer, Fall
EPA723 CO2 Rate Limit for NG Cofire - ORIS:10864 | 361 | 8134 | Rate Constraint in lbs/MMBtu | FALSE | L | Annual | Standard CO2 | lb/MMBtu | 237.3074 | 237.3074 | 237.3074 | 237.3074 | 237.3074 | 237.3074 | 237.3074
EPA723 CO2 Rate Limit for NG Cofire - ORIS:10864 | 361 | 8134 | Rate Constraint in lbs/MMBtu | FALSE | L | Annual | Emissions at Affected Plants CO2 | Thousand Tons | 0 | 1847.6387 | 1549.5974 | 0 | 0 | 0 | 0
EPA723 CO2 Rate Limit for NG Cofire - ORIS:10864 | 361 | 8134 | Rate Constraint in lbs/MMBtu | FALSE | L | Annual | Allowances Purchased CO2 | Thousand Tons | 0 | 0 | 0 | 0 | 0 | 0 | 0
EPA723 CO2 Rate Limit for NG Cofire - ORIS:10864 | 361 | 8134 | Rate Constraint in lbs/MMBtu | FALSE | L | Annual | Allowances Sold CO2 | Thousand Tons | 0 | 0 | 0 | 0 | 0 | 0 | 0
EPA723 CO2 Rate Limit for NG Cofire - ORIS:10864 | 361 | 8134 | Rate Constraint in lbs/MMBtu | FALSE | L | Annual | Allowances Banked | Thousand Tons | 0 | 0 | 0 | 0 | 0 | 0 | 0
EPA723 CO2 Rate Limit for NG Cofire - ORIS:10864 | 361 | 8134 | Rate Constraint in lbs/MMBtu | FALSE | L | Annual | Allowances Withdrawn (1:1) | Thousand Tons | 0 | 0 | 0 | 0 | 0 | 0 | 0
EPA723 CO2 Rate Limit for NG Cofire - ORIS:10864 | 361 | 8134 | Rate Constraint in lbs/MMBtu | FALSE | L | Annual | Allowances Withdrawn (n:1) | Thousand Tons | 0 | 0 | 0 | 0 | 0 | 0 | 0
EPA723 CO2 Rate Limit for NG Cofire - ORIS:10864 | 361 | 8134 | Rate Constraint in lbs/MMBtu | FALSE | L | Annual | Net Emissions Allowance Position | Thousand Tons | 0 | 1847.6387 | 1549.5974 | 0 | 0 | 0 | 0
EPA723 CO2 Rate Limit for NG Cofire - ORIS:10864 | 361 | 8134 | Rate Constraint in lbs/MMBtu | FALSE | L | Annual | Fuel Consumed | TBtu | 0 | 15.5717 | 13.0598 | 0 | 0 | 0 | 0
EPA723 CO2 Rate Limit for NG Cofire - ORIS:10864 | 361 | 8134 | Rate Constraint in lbs/MMBtu | FALSE | L | Annual | Rate | lb/MMBtu | 0 | 237.3074 | 237.3074 | 0 | 0 | 0 | 0
EPA723 CO2 Rate Limit for NG Cofire - ORIS:10864 | 361 | 8134 | Rate Constraint in lbs/MMBtu | FALSE | L | Annual | Generation | TWh | 0 | 1.8592 | 1.5593 | 0 | 0 | 0 | 0
EPA723 CO2 Rate Limit for NG Cofire - ORIS:10864 | 361 | 8134 | Rate Constraint in lbs/MMBtu | FALSE | L | Annual | Qualifying Generation | TWh | 0 | 1.8592 | 1.5593 | 0 | 0 | 0 | 0
EPA723 CO2 Rate Limit for NG Cofire - ORIS:10864 | 361 | 8134 | Rate Constraint in lbs/MMBtu | FALSE | L | Annual | Rate | lb/MWh | 0 | 1987.5204 | 1987.5204 | 0 | 0 | 0 | 0
EPA723 CO2 Rate Limit for NG Cofire - ORIS:10864 | 361 | 8134 | Rate Constraint in lbs/MMBtu | FALSE | L | Annual | Constraint Shadow Price | US2022$/Ton | 0 | 23.6725 | 21.2057 | 111.5322 | 175.1396 | 266.5302 | 292.2099
EPA723 CO2 Rate Limit for NG Cofire - ORIS:1091 | 362 | 8038 | Rate Constraint in lbs/MMBtu | FALSE | L | Annual | Seasons Included | Seasons |  | Winter, Spring, Summer, Fall | Winter, Spring, Summer, Fall | Winter, Spring, Summer, Fall | Winter, Spring, Summer, Fall | Winter, Spring, Summer, Fall | Winter, Spring, Summer, Fall
EPA723 CO2 Rate Limit for NG Cofire - ORIS:1091 | 362 | 8038 | Rate Constraint in lbs/MMBtu | FALSE | L | Annual | Standard CO2 | lb/MMBtu | 175.772 | 175.772 | 175.772 | 175.772 | 175.772 | 175.772 | 175.772
EPA723 CO2 Rate Limit for NG Cofire - ORIS:1091 | 362 | 8038 | Rate Constraint in lbs/MMBtu | FALSE | L | Annual | Emissions at Affected Plants CO2 | Thousand Tons | 0 | 0 | 0 | 0 | 0 | 0 | 0
EPA723 CO2 Rate Limit for NG Cofire - ORIS:1091 | 362 | 8038 | Rate Constraint in lbs/MMBtu | FALSE | L | Annual | Allowances Purchased CO2 | Thousand Tons | 0 | 0 | 0 | 0 | 0 | 0 | 0
EPA723 CO2 Rate Limit for NG Cofire - ORIS:1091 | 362 | 8038 | Rate Constraint in lbs/MMBtu | FALSE | L | Annual | Allowances Sold CO2 | Thousand Tons | 0 | 0 | 0 | 0 | 0 | 0 | 0
EPA723 CO2 Rate Limit for NG Cofire - ORIS:1091 | 362 | 8038 | Rate Constraint in lbs/MMBtu | FALSE | L | Annual | Allowances Banked | Thousand Tons | 0 | 0 | 0 | 0 | 0 | 0 | 0
EPA723 CO2 Rate Limit for NG Cofire - ORIS:1091 | 362 | 8038 | Rate Constraint in lbs/MMBtu | FALSE | L | Annual | Allowances Withdrawn (1:1) | Thousand Tons | 0 | 0 | 0 | 0 | 0 | 0 | 0
EPA723 CO2 Rate Limit for NG Cofire - ORIS:1091 | 362 | 8038 | Rate Constraint in lbs/MMBtu | FALSE | L | Annual | Allowances Withdrawn (n:1) | Thousand Tons | 0 | 0 | 0 | 0 | 0 | 0 | 0
EPA723 CO2 Rate Limit for NG Cofire - ORIS:1091 | 362 | 8038 | Rate Constraint in lbs/MMBtu | FALSE | L | Annual | Net Emissions Allowance Position | Thousand Tons | 0 | 0 | 0 | 0 | 0 | 0 | 0
EPA723 CO2 Rate Limit for NG Cofire - ORIS:1091 | 362 | 8038 | Rate Constraint in lbs/MMBtu | FALSE | L | Annual | Fuel Consumed | TBtu | 0 | 0 | 0 | 0 | 0 | 0 | 0
EPA723 CO2 Rate Limit for NG Cofire - ORIS:1091 | 362 | 8038 | Rate Constraint in lbs/MMBtu | FALSE | L | Annual | Rate | lb/MMBtu | 0 | 0 | 0 | 0 | 0 | 0 | 0
EPA723 CO2 Rate Limit for NG Cofire - ORIS:1091 | 362 | 8038 | Rate Constraint in lbs/MMBtu | FALSE | L | Annual | Generation | TWh | 0 | 0 | 0 | 0 | 0 | 0 | 0
EPA723 CO2 Rate Limit for NG Cofire - ORIS:1091 | 362 | 8038 | Rate Constraint in lbs/MMBtu | FALSE | L | Annual | Qualifying Generation | TWh | 0 | 0 | 0 | 0 | 0 | 0 | 0
EPA723 CO2 Rate Limit for NG Cofire - ORIS:1091 | 362 | 8038 | Rate Constraint in lbs/MMBtu | FALSE | L | Annual | Rate | lb/MWh | 0 | 0 | 0 | 0 | 0 | 0 | 0
EPA723 CO2 Rate Limit for NG Cofire - ORIS:1091 | 362 | 8038 | Rate Constraint in lbs/MMBtu | FALSE | L | Annual | Constraint Shadow Price | US2022$/Ton | 0 | 198.4443 | 61.7265 | 57.9911 | 30.5295 | 101.2682 | 84.7348
EPA723 CO2 Rate Limit for NG Cofire - ORIS:1167 | 363 | 8039 | Rate Constraint in lbs/MMBtu | FALSE | L | Annual | Seasons Included | Seasons |  | Winter, Spring, Summer, Fall | Winter, Spring, Summer, Fall | Winter, Spring, Summer, Fall | Winter, Spring, Summer, Fall | Winter, Spring, Summer, Fall | Winter, Spring, Summer, Fall
EPA723 CO2 Rate Limit for NG Cofire - ORIS:1167 | 363 | 8039 | Rate Constraint in lbs/MMBtu | FALSE | L | Annual | Standard CO2 | lb/MMBtu | 176.5228 | 176.5228 | 176.5228 | 176.5228 | 176.5228 | 176.5228 | 176.5228
EPA723 CO2 Rate Limit for NG Cofire - ORIS:1167 | 363 | 8039 | Rate Constraint in lbs/MMBtu | FALSE | L | Annual | Emissions at Affected Plants CO2 | Thousand Tons | 0 | 0 | 0 | 0 | 0 | 0 | 0
EPA723 CO2 Rate Limit for NG Cofire - ORIS:1167 | 363 | 8039 | Rate Constraint in lbs/MMBtu | FALSE | L | Annual | Allowances Purchased CO2 | Thousand Tons | 0 | 0 | 0 | 0 | 0 | 0 | 0
EPA723 CO2 Rate Limit for NG Cofire - ORIS:1167 | 363 | 8039 | Rate Constraint in lbs/MMBtu | FALSE | L | Annual | Allowances Sold CO2 | Thousand Tons | 0 | 0 | 0 | 0 | 0 | 0 | 0
EPA723 CO2 Rate Limit for NG Cofire - ORIS:1167 | 363 | 8039 | Rate Constraint in lbs/MMBtu | FALSE | L | Annual | Allowances Banked | Thousand Tons | 0 | 0 | 0 | 0 | 0 | 0 | 0
EPA723 CO2 Rate Limit for NG Cofire - ORIS:1167 | 363 | 8039 | Rate Constraint in lbs/MMBtu | FALSE | L | Annual | Allowances Withdrawn (1:1) | Thousand Tons | 0 | 0 | 0 | 0 | 0 | 0 | 0
EPA723 CO2 Rate Limit for NG Cofire - ORIS:1167 | 363 | 8039 | Rate Constraint in lbs/MMBtu | FALSE | L | Annual | Allowances Withdrawn (n:1) | Thousand Tons | 0 | 0 | 0 | 0 | 0 | 0 | 0
EPA723 CO2 Rate Limit for NG Cofire - ORIS:1167 | 363 | 8039 | Rate Constraint in lbs/MMBtu | FALSE | L | Annual | Net Emissions Allowance Position | Thousand Tons | 0 | 0 | 0 | 0 | 0 | 0 | 0
EPA723 CO2 Rate Limit for NG Cofire - ORIS:1167 | 363 | 8039 | Rate Constraint in lbs/MMBtu | FALSE | L | Annual | Fuel Consumed | TBtu | 0 | 0 | 0 | 0 | 0 | 0 | 0
EPA723 CO2 Rate Limit for NG Cofire - ORIS:1167 | 363 | 8039 | Rate Constraint in lbs/MMBtu | FALSE | L | Annual | Rate | lb/MMBtu | 0 | 0 | 0 | 0 | 0 | 0 | 0
EPA723 CO2 Rate Limit for NG Cofire - ORIS:1167 | 363 | 8039 | Rate Constraint in lbs/MMBtu | FALSE | L | Annual | Generation | TWh | 0 | 0 | 0 | 0 | 0 | 0 | 0
EPA723 CO2 Rate Limit for NG Cofire - ORIS:1167 | 363 | 8039 | Rate Constraint in lbs/MMBtu | FALSE | L | Annual | Qualifying Generation | TWh | 0 | 0 | 0 | 0 | 0 | 0 | 0
EPA723 CO2 Rate Limit for NG Cofire - ORIS:1167 | 363 | 8039 | Rate Constraint in lbs/MMBtu | FALSE | L | Annual | Rate | lb/MWh | 0 | 0 | 0 | 0 | 0 | 0 | 0
EPA723 CO2 Rate Limit for NG Cofire - ORIS:1167 | 363 | 8039 | Rate Constraint in lbs/MMBtu | FALSE | L | Annual | Constraint Shadow Price | US2022$/Ton | 0 | 37.7831 | 38.0147 | 71.6696 | 47.0199 | 124.6665 | 140.8171
EPA723 CO2 Rate Limit for NG Cofire - ORIS:1241 | 364 | 8040 | Rate Constraint in lbs/MMBtu | FALSE | L | Annual | Seasons Included | Seasons |  | Winter, Spring, Summer, Fall | Winter, Spring, Summer, Fall | Winter, Spring, Summer, Fall | Winter, Spring, Summer, Fall | Winter, Spring, Summer, Fall | Winter, Spring, Summer, Fall
EPA723 CO2 Rate Limit for NG Cofire - ORIS:1241 | 364 | 8040 | Rate Constraint in lbs/MMBtu | FALSE | L | Annual | Standard CO2 | lb/MMBtu | 180.6719 | 180.6719 | 180.6719 | 180.6719 | 180.6719 | 180.6719 | 180.6719
EPA723 CO2 Rate Limit for NG Cofire - ORIS:1241 | 364 | 8040 | Rate Constraint in lbs/MMBtu | FALSE | L | Annual | Emissions at Affected Plants CO2 | Thousand Tons | 0 | 0 | 0 | 0 | 0 | 0 | 0
EPA723 CO2 Rate Limit for NG Cofire - ORIS:1241 | 364 | 8040 | Rate Constraint in lbs/MMBtu | FALSE | L | Annual | Allowances Purchased CO2 | Thousand Tons | 0 | 0 | 0 | 0 | 0 | 0 | 0
EPA723 CO2 Rate Limit for NG Cofire - ORIS:1241 | 364 | 8040 | Rate Constraint in lbs/MMBtu | FALSE | L | Annual | Allowances Sold CO2 | Thousand Tons | 0 | 0 | 0 | 0 | 0 | 0 | 0
EPA723 CO2 Rate Limit for NG Cofire - ORIS:1241 | 364 | 8040 | Rate Constraint in lbs/MMBtu | FALSE | L | Annual | Allowances Banked | Thousand Tons | 0 | 0 | 0 | 0 | 0 | 0 | 0
EPA723 CO2 Rate Limit for NG Cofire - ORIS:1241 | 364 | 8040 | Rate Constraint in lbs/MMBtu | FALSE | L | Annual | Allowances Withdrawn (1:1) | Thousand Tons | 0 | 0 | 0 | 0 | 0 | 0 | 0
EPA723 CO2 Rate Limit for NG Cofire - ORIS:1241 | 364 | 8040 | Rate Constraint in lbs/MMBtu | FALSE | L | Annual | Allowances Withdrawn (n:1) | Thousand Tons | 0 | 0 | 0 | 0 | 0 | 0 | 0
EPA723 CO2 Rate Limit for NG Cofire - ORIS:1241 | 364 | 8040 | Rate Constraint in lbs/MMBtu | FALSE | L | Annual | Net Emissions Allowance Position | Thousand Tons | 0 | 0 | 0 | 0 | 0 | 0 | 0
EPA723 CO2 Rate Limit for NG Cofire - ORIS:1241 | 364 | 8040 | Rate Constraint in lbs/MMBtu | FALSE | L | Annual | Fuel Consumed | TBtu | 0 | 0 | 0 | 0 | 0 | 0 | 0
EPA723 CO2 Rate Limit for NG Cofire - ORIS:1241 | 364 | 8040 | Rate Constraint in lbs/MMBtu | FALSE | L | Annual | Rate | lb/MMBtu | 0 | 0 | 0 | 0 | 0 | 0 | 0
EPA723 CO2 Rate Limit for NG Cofire - ORIS:1241 | 364 | 8040 | Rate Constraint in lbs/MMBtu | FALSE | L | Annual | Generation | TWh | 0 | 0 | 0 | 0 | 0 | 0 | 0
EPA723 CO2 Rate Limit for NG Cofire - ORIS:1241 | 364 | 8040 | Rate Constraint in lbs/MMBtu | FALSE | L | Annual | Qualifying Generation | TWh | 0 | 0 | 0 | 0 | 0 | 0 | 0
EPA723 CO2 Rate Limit for NG Cofire - ORIS:1241 | 364 | 8040 | Rate Constraint in lbs/MMBtu | FALSE | L | Annual | Rate | lb/MWh | 0 | 0 | 0 | 0 | 0 | 0 | 0
EPA723 CO2 Rate Limit for NG Cofire - ORIS:1241 | 364 | 8040 | Rate Constraint in lbs/MMBtu | FALSE | L | Annual | Constraint Shadow Price | US2022$/Ton | 0 | 33.5797 | 38.3526 | 117.5688 | 598.8749 | 752.5488 | 170.2076
EPA723 CO2 Rate Limit for NG Cofire - ORIS:130 | 365 | 8025 | Rate Constraint in lbs/MMBtu | FALSE | L | Annual | Seasons Included | Seasons |  | Winter, Spring, Summer, Fall | Winter, Spring, Summer, Fall | Winter, Spring, Summer, Fall | Winter, Spring, Summer, Fall | Winter, Spring, Summer, Fall | Winter, Spring, Summer, Fall
EPA723 CO2 Rate Limit for NG Cofire - ORIS:130 | 365 | 8025 | Rate Constraint in lbs/MMBtu | FALSE | L | Annual | Standard CO2 | lb/MMBtu | 174.4837 | 174.4837 | 174.4837 | 174.4837 | 174.4837 | 174.4837 | 174.4837
EPA723 CO2 Rate Limit for NG Cofire - ORIS:130 | 365 | 8025 | Rate Constraint in lbs/MMBtu | FALSE | L | Annual | Emissions at Affected Plants CO2 | Thousand Tons | 0 | 0 | 0 | 0 | 0 | 0 | 0
EPA723 CO2 Rate Limit for NG Cofire - ORIS:130 | 365 | 8025 | Rate Constraint in lbs/MMBtu | FALSE | L | Annual | Allowances Purchased CO2 | Thousand Tons | 0 | 0 | 0 | 0 | 0 | 0 | 0
EPA723 CO2 Rate Limit for NG Cofire - ORIS:130 | 365 | 8025 | Rate Constraint in lbs/MMBtu | FALSE | L | Annual | Allowances Sold CO2 | Thousand Tons | 0 | 0 | 0 | 0 | 0 | 0 | 0
EPA723 CO2 Rate Limit for NG Cofire - ORIS:130 | 365 | 8025 | Rate Constraint in lbs/MMBtu | FALSE | L | Annual | Allowances Banked | Thousand Tons | 0 | 0 | 0 | 0 | 0 | 0 | 0
EPA723 CO2 Rate Limit for NG Cofire - ORIS:130 | 365 | 8025 | Rate Constraint in lbs/MMBtu | FALSE | L | Annual | Allowances Withdrawn (1:1) | Thousand Tons | 0 | 0 | 0 | 0 | 0 | 0 | 0
EPA723 CO2 Rate Limit for NG Cofire - ORIS:130 | 365 | 8025 | Rate Constraint in lbs/MMBtu | FALSE | L | Annual | Allowances Withdrawn (n:1) | Thousand Tons | 0 | 0 | 0 | 0 | 0 | 0 | 0
EPA723 CO2 Rate Limit for NG Cofire - ORIS:130 | 365 | 8025 | Rate Constraint in lbs/MMBtu | FALSE | L | Annual | Net Emissions Allowance Position | Thousand Tons | 0 | 0 | 0 | 0 | 0 | 0 | 0
EPA723 CO2 Rate Limit for NG Cofire - ORIS:130 | 365 | 8025 | Rate Constraint in lbs/MMBtu | FALSE | L | Annual | Fuel Consumed | TBtu | 0 | 0 | 0 | 0 | 0 | 0 | 0
EPA723 CO2 Rate Limit for NG Cofire - ORIS:130 | 365 | 8025 | Rate Constraint in lbs/MMBtu | FALSE | L | Annual | Rate | lb/MMBtu | 0 | 0 | 0 | 0 | 0 | 0 | 0
EPA723 CO2 Rate Limit for NG Cofire - ORIS:130 | 365 | 8025 | Rate Constraint in lbs/MMBtu | FALSE | L | Annual | Generation | TWh | 0 | 0 | 0 | 0 | 0 | 0 | 0
EPA723 CO2 Rate Limit for NG Cofire - ORIS:130 | 365 | 8025 | Rate Constraint in lbs/MMBtu | FALSE | L | Annual | Qualifying Generation | TWh | 0 | 0 | 0 | 0 | 0 | 0 | 0
EPA723 CO2 Rate Limit for NG Cofire - ORIS:130 | 365 | 8025 | Rate Constraint in lbs/MMBtu | FALSE | L | Annual | Rate | lb/MWh | 0 | 0 | 0 | 0 | 0 | 0 | 0
EPA723 CO2 Rate Limit for NG Cofire - ORIS:130 | 365 | 8025 | Rate Constraint in lbs/MMBtu | FALSE | L | Annual | Constraint Shadow Price | US2022$/Ton | 0 | 75.9022 | 60.0375 | 92.1558 | 101.2834 | 203.5739 | 217.8706
EPA723 CO2 Rate Limit for NG Cofire - ORIS:1356 | 366 | 8041 | Rate Constraint in lbs/MMBtu | FALSE | L | Annual | Seasons Included | Seasons |  | Winter, Spring, Summer, Fall | Winter, Spring, Summer, Fall | Winter, Spring, Summer, Fall | Winter, Spring, Summer, Fall | Winter, Spring, Summer, Fall | Winter, Spring, Summer, Fall
EPA723 CO2 Rate Limit for NG Cofire - ORIS:1356 | 366 | 8041 | Rate Constraint in lbs/MMBtu | FALSE | L | Annual | Standard CO2 | lb/MMBtu | 174.8101 | 174.8101 | 174.8101 | 174.8101 | 174.8101 | 174.8101 | 174.8101
EPA723 CO2 Rate Limit for NG Cofire - ORIS:1356 | 366 | 8041 | Rate Constraint in lbs/MMBtu | FALSE | L | Annual | Emissions at Affected Plants CO2 | Thousand Tons | 0 | 0 | 0 | 0 | 0 | 0 | 0
EPA723 CO2 Rate Limit for NG Cofire - ORIS:1356 | 366 | 8041 | Rate Constraint in lbs/MMBtu | FALSE | L | Annual | Allowances Purchased CO2 | Thousand Tons | 0 | 0 | 0 | 0 | 0 | 0 | 0
EPA723 CO2 Rate Limit for NG Cofire - ORIS:1356 | 366 | 8041 | Rate Constraint in lbs/MMBtu | FALSE | L | Annual | Allowances Sold CO2 | Thousand Tons | 0 | 0 | 0 | 0 | 0 | 0 | 0
EPA723 CO2 Rate Limit for NG Cofire - ORIS:1356 | 366 | 8041 | Rate Constraint in lbs/MMBtu | FALSE | L | Annual | Allowances Banked | Thousand Tons | 0 | 0 | 0 | 0 | 0 | 0 | 0
EPA723 CO2 Rate Limit for NG Cofire - ORIS:1356 | 366 | 8041 | Rate Constraint in lbs/MMBtu | FALSE | L | Annual | Allowances Withdrawn (1:1) | Thousand Tons | 0 | 0 | 0 | 0 | 0 | 0 | 0
EPA723 CO2 Rate Limit for NG Cofire - ORIS:1356 | 366 | 8041 | Rate Constraint in lbs/MMBtu | FALSE | L | Annual | Allowances Withdrawn (n:1) | Thousand Tons | 0 | 0 | 0 | 0 | 0 | 0 | 0
EPA723 CO2 Rate Limit for NG Cofire - ORIS:1356 | 366 | 8041 | Rate Constraint in lbs/MMBtu | FALSE | L | Annual | Net Emissions Allowance Position | Thousand Tons | 0 | 0 | 0 | 0 | 0 | 0 | 0
EPA723 CO2 Rate Limit for NG Cofire - ORIS:1356 | 366 | 8041 | Rate Constraint in lbs/MMBtu | FALSE | L | Annual | Fuel Consumed | TBtu | 0 | 0 | 0 | 0 | 0 | 0 | 0
EPA723 CO2 Rate Limit for NG Cofire - ORIS:1356 | 366 | 8041 | Rate Constraint in lbs/MMBtu | FALSE | L | Annual | Rate | lb/MMBtu | 0 | 0 | 0 | 0 | 0 | 0 | 0
EPA723 CO2 Rate Limit for NG Cofire - ORIS:1356 | 366 | 8041 | Rate Constraint in lbs/MMBtu | FALSE | L | Annual | Generation | TWh | 0 | 0 | 0 | 0 | 0 | 0 | 0
EPA723 CO2 Rate Limit for NG Cofire - ORIS:1356 | 366 | 8041 | Rate Constraint in lbs/MMBtu | FALSE | L | Annual | Qualifying Generation | TWh | 0 | 0 | 0 | 0 | 0 | 0 | 0
EPA723 CO2 Rate Limit for NG Cofire - ORIS:1356 | 366 | 8041 | Rate Constraint in lbs/MMBtu | FALSE | L | Annual | Rate | lb/MWh | 0 | 0 | 0 | 0 | 0 | 0 | 0
EPA723 CO2 Rate Limit for NG Cofire - ORIS:1356 | 366 | 8041 | Rate Constraint in lbs/MMBtu | FALSE | L | Annual | Constraint Shadow Price | US2022$/Ton | 0 | 35.5841 | 46.033 | 71.9893 | 563.0799 | 554.603 | 115.2101
EPA723 CO2 Rate Limit for NG Cofire - ORIS:136 | 367 | 8026 | Rate Constraint in lbs/MMBtu | FALSE | L | Annual | Seasons Included | Seasons |  | Winter, Spring, Summer, Fall | Winter, Spring, Summer, Fall | Winter, Spring, Summer, Fall | Winter, Spring, Summer, Fall | Winter, Spring, Summer, Fall | Winter, Spring, Summer, Fall
EPA723 CO2 Rate Limit for NG Cofire - ORIS:136 | 367 | 8026 | Rate Constraint in lbs/MMBtu | FALSE | L | Annual | Standard CO2 | lb/MMBtu | 173.8356 | 173.8356 | 173.8356 | 173.8356 | 173.8356 | 173.8356 | 173.8356
EPA723 CO2 Rate Limit for NG Cofire - ORIS:136 | 367 | 8026 | Rate Constraint in lbs/MMBtu | FALSE | L | Annual | Emissions at Affected Plants CO2 | Thousand Tons | 0 | 0 | 0 | 0 | 0 | 0 | 0
EPA723 CO2 Rate Limit for NG Cofire - ORIS:136 | 367 | 8026 | Rate Constraint in lbs/MMBtu | FALSE | L | Annual | Allowances Purchased CO2 | Thousand Tons | 0 | 0 | 0 | 0 | 0 | 0 | 0
EPA723 CO2 Rate Limit for NG Cofire - ORIS:136 | 367 | 8026 | Rate Constraint in lbs/MMBtu | FALSE | L | Annual | Allowances Sold CO2 | Thousand Tons | 0 | 0 | 0 | 0 | 0 | 0 | 0
EPA723 CO2 Rate Limit for NG Cofire - ORIS:136 | 367 | 8026 | Rate Constraint in lbs/MMBtu | FALSE | L | Annual | Allowances Banked | Thousand Tons | 0 | 0 | 0 | 0 | 0 | 0 | 0
EPA723 CO2 Rate Limit for NG Cofire - ORIS:136 | 367 | 8026 | Rate Constraint in lbs/MMBtu | FALSE | L | Annual | Allowances Withdrawn (1:1) | Thousand Tons | 0 | 0 | 0 | 0 | 0 | 0 | 0
EPA723 CO2 Rate Limit for NG Cofire - ORIS:136 | 367 | 8026 | Rate Constraint in lbs/MMBtu | FALSE | L | Annual | Allowances Withdrawn (n:1) | Thousand Tons | 0 | 0 | 0 | 0 | 0 | 0 | 0
EPA723 CO2 Rate Limit for NG Cofire - ORIS:136 | 367 | 8026 | Rate Constraint in lbs/MMBtu | FALSE | L | Annual | Net Emissions Allowance Position | Thousand Tons | 0 | 0 | 0 | 0 | 0 | 0 | 0
EPA723 CO2 Rate Limit for NG Cofire - ORIS:136 | 367 | 8026 | Rate Constraint in lbs/MMBtu | FALSE | L | Annual | Fuel Consumed | TBtu | 0 | 0 | 0 | 0 | 0 | 0 | 0
EPA723 CO2 Rate Limit for NG Cofire - ORIS:136 | 367 | 8026 | Rate Constraint in lbs/MMBtu | FALSE | L | Annual | Rate | lb/MMBtu | 0 | 0 | 0 | 0 | 0 | 0 | 0
EPA723 CO2 Rate Limit for NG Cofire - ORIS:136 | 367 | 8026 | Rate Constraint in lbs/MMBtu | FALSE | L | Annual | Generation | TWh | 0 | 0 | 0 | 0 | 0 | 0 | 0
EPA723 CO2 Rate Limit for NG Cofire - ORIS:136 | 367 | 8026 | Rate Constraint in lbs/MMBtu | FALSE | L | Annual | Qualifying Generation | TWh | 0 | 0 | 0 | 0 | 0 | 0 | 0
EPA723 CO2 Rate Limit for NG Cofire - ORIS:136 | 367 | 8026 | Rate Constraint in lbs/MMBtu | FALSE | L | Annual | Rate | lb/MWh | 0 | 0 | 0 | 0 | 0 | 0 | 0
EPA723 CO2 Rate Limit for NG Cofire - ORIS:136 | 367 | 8026 | Rate Constraint in lbs/MMBtu | FALSE | L | Annual | Constraint Shadow Price | US2022$/Ton | 0 | 15.3244 | 26.906 | 32.8484 | 38.6643 | 80.7401 | 108.0727
EPA723 CO2 Rate Limit for NG Cofire - ORIS:1364 | 368 | 8042 | Rate Constraint in lbs/MMBtu | FALSE | L | Annual | Seasons Included | Seasons |  | Winter, Spring, Summer, Fall | Winter, Spring, Summer, Fall | Winter, Spring, Summer, Fall | Winter, Spring, Summer, Fall | Winter, Spring, Summer, Fall | Winter, Spring, Summer, Fall
EPA723 CO2 Rate Limit for NG Cofire - ORIS:1364 | 368 | 8042 | Rate Constraint in lbs/MMBtu | FALSE | L | Annual | Standard CO2 | lb/MMBtu | 174.8101 | 174.8101 | 174.8101 | 174.8101 | 174.8101 | 174.8101 | 174.8101
EPA723 CO2 Rate Limit for NG Cofire - ORIS:1364 | 368 | 8042 | Rate Constraint in lbs/MMBtu | FALSE | L | Annual | Emissions at Affected Plants CO2 | Thousand Tons | 0 | 0 | 0 | 0 | 0 | 0 | 0
EPA723 CO2 Rate Limit for NG Cofire - ORIS:1364 | 368 | 8042 | Rate Constraint in lbs/MMBtu | FALSE | L | Annual | Allowances Purchased CO2 | Thousand Tons | 0 | 0 | 0 | 0 | 0 | 0 | 0
EPA723 CO2 Rate Limit for NG Cofire - ORIS:1364 | 368 | 8042 | Rate Constraint in lbs/MMBtu | FALSE | L | Annual | Allowances Sold CO2 | Thousand Tons | 0 | 0 | 0 | 0 | 0 | 0 | 0
EPA723 CO2 Rate Limit for NG Cofire - ORIS:1364 | 368 | 8042 | Rate Constraint in lbs/MMBtu | FALSE | L | Annual | Allowances Banked | Thousand Tons | 0 | 0 | 0 | 0 | 0 | 0 | 0
EPA723 CO2 Rate Limit for NG Cofire - ORIS:1364 | 368 | 8042 | Rate Constraint in lbs/MMBtu | FALSE | L | Annual | Allowances Withdrawn (1:1) | Thousand Tons | 0 | 0 | 0 | 0 | 0 | 0 | 0
EPA723 CO2 Rate Limit for NG Cofire - ORIS:1364 | 368 | 8042 | Rate Constraint in lbs/MMBtu | FALSE | L | Annual | Allowances Withdrawn (n:1) | Thousand Tons | 0 | 0 | 0 | 0 | 0 | 0 | 0
EPA723 CO2 Rate Limit for NG Cofire - ORIS:1364 | 368 | 8042 | Rate Constraint in lbs/MMBtu | FALSE | L | Annual | Net Emissions Allowance Position | Thousand Tons | 0 | 0 | 0 | 0 | 0 | 0 | 0
EPA723 CO2 Rate Limit for NG Cofire - ORIS:1364 | 368 | 8042 | Rate Constraint in lbs/MMBtu | FALSE | L | Annual | Fuel Consumed | TBtu | 0 | 0 | 0 | 0 | 0 | 0 | 0
EPA723 CO2 Rate Limit for NG Cofire - ORIS:1364 | 368 | 8042 | Rate Constraint in lbs/MMBtu | FALSE | L | Annual | Rate | lb/MMBtu | 0 | 0 | 0 | 0 | 0 | 0 | 0
EPA723 CO2 Rate Limit for NG Cofire - ORIS:1364 | 368 | 8042 | Rate Constraint in lbs/MMBtu | FALSE | L | Annual | Generation | TWh | 0 | 0 | 0 | 0 | 0 | 0 | 0
EPA723 CO2 Rate Limit for NG Cofire - ORIS:1364 | 368 | 8042 | Rate Constraint in lbs/MMBtu | FALSE | L | Annual | Qualifying Generation | TWh | 0 | 0 | 0 | 0 | 0 | 0 | 0
EPA723 CO2 Rate Limit for NG Cofire - ORIS:1364 | 368 | 8042 | Rate Constraint in lbs/MMBtu | FALSE | L | Annual | Rate | lb/MWh | 0 | 0 | 0 | 0 | 0 | 0 | 0
EPA723 CO2 Rate Limit for NG Cofire - ORIS:1364 | 368 | 8042 | Rate Constraint in lbs/MMBtu | FALSE | L | Annual | Constraint Shadow Price | US2022$/Ton | 0 | 31.6335 | 32.6748 | 66.9902 | 589.5077 | 573.5956 | 117.7867
EPA723 CO2 Rate Limit for NG Cofire - ORIS:1379 | 369 | 8043 | Rate Constraint in lbs/MMBtu | FALSE | L | Annual | Seasons Included | Seasons |  | Winter, Spring, Summer, Fall | Winter, Spring, Summer, Fall | Winter, Spring, Summer, Fall | Winter, Spring, Summer, Fall | Winter, Spring, Summer, Fall | Winter, Spring, Summer, Fall
EPA723 CO2 Rate Limit for NG Cofire - ORIS:1379 | 369 | 8043 | Rate Constraint in lbs/MMBtu | FALSE | L | Annual | Standard CO2 | lb/MMBtu | 184.5606 | 184.5606 | 184.5606 | 184.5606 | 184.5606 | 184.5606 | 184.5606
EPA723 CO2 Rate Limit for NG Cofire - ORIS:1379 | 369 | 8043 | Rate Constraint in lbs/MMBtu | FALSE | L | Annual | Emissions at Affected Plants CO2 | Thousand Tons | 0 | 0 | 0 | 0 | 0 | 0 | 0
EPA723 CO2 Rate Limit for NG Cofire - ORIS:1379 | 369 | 8043 | Rate Constraint in lbs/MMBtu | FALSE | L | Annual | Allowances Purchased CO2 | Thousand Tons | 0 | 0 | 0 | 0 | 0 | 0 | 0
EPA723 CO2 Rate Limit for NG Cofire - ORIS:1379 | 369 | 8043 | Rate Constraint in lbs/MMBtu | FALSE | L | Annual | Allowances Sold CO2 | Thousand Tons | 0 | 0 | 0 | 0 | 0 | 0 | 0
EPA723 CO2 Rate Limit for NG Cofire - ORIS:1379 | 369 | 8043 | Rate Constraint in lbs/MMBtu | FALSE | L | Annual | Allowances Banked | Thousand Tons | 0 | 0 | 0 | 0 | 0 | 0 | 0
EPA723 CO2 Rate Limit for NG Cofire - ORIS:1379 | 369 | 8043 | Rate Constraint in lbs/MMBtu | FALSE | L | Annual | Allowances Withdrawn (1:1) | Thousand Tons | 0 | 0 | 0 | 0 | 0 | 0 | 0
EPA723 CO2 Rate Limit for NG Cofire - ORIS:1379 | 369 | 8043 | Rate Constraint in lbs/MMBtu | FALSE | L | Annual | Allowances Withdrawn (n:1) | Thousand Tons | 0 | 0 | 0 | 0 | 0 | 0 | 0
EPA723 CO2 Rate Limit for NG Cofire - ORIS:1379 | 369 | 8043 | Rate Constraint in lbs/MMBtu | FALSE | L | Annual | Net Emissions Allowance Position | Thousand Tons | 0 | 0 | 0 | 0 | 0 | 0 | 0
EPA723 CO2 Rate Limit for NG Cofire - ORIS:1379 | 369 | 8043 | Rate Constraint in lbs/MMBtu | FALSE | L | Annual | Fuel Consumed | TBtu | 0 | 0 | 0 | 0 | 0 | 0 | 0
EPA723 CO2 Rate Limit for NG Cofire - ORIS:1379 | 369 | 8043 | Rate Constraint in lbs/MMBtu | FALSE | L | Annual | Rate | lb/MMBtu | 0 | 0 | 0 | 0 | 0 | 0 | 0
EPA723 CO2 Rate Limit for NG Cofire - ORIS:1379 | 369 | 8043 | Rate Constraint in lbs/MMBtu | FALSE | L | Annual | Generation | TWh | 0 | 0 | 0 | 0 | 0 | 0 | 0
EPA723 CO2 Rate Limit for NG Cofire - ORIS:1379 | 369 | 8043 | Rate Constraint in lbs/MMBtu | FALSE | L | Annual | Qualifying Generation | TWh | 0 | 0 | 0 | 0 | 0 | 0 | 0
EPA723 CO2 Rate Limit for NG Cofire - ORIS:1379 | 369 | 8043 | Rate Constraint in lbs/MMBtu | FALSE | L | Annual | Rate | lb/MWh | 0 | 0 | 0 | 0 | 0 | 0 | 0
EPA723 CO2 Rate Limit for NG Cofire - ORIS:1379 | 369 | 8043 | Rate Constraint in lbs/MMBtu | FALSE | L | Annual | Constraint Shadow Price | US2022$/Ton | 0 | 29.196 | 56.3139 | 2270.5852 | 1662.2332 | 1120.7202 | 430.8116
EPA723 CO2 Rate Limit for NG Cofire - ORIS:1384 | 370 | 8044 | Rate Constraint in lbs/MMBtu | FALSE | L | Annual | Seasons Included | Seasons |  | Winter, Spring, Summer, Fall | Winter, Spring, Summer, Fall | Winter, Spring, Summer, Fall | Winter, Spring, Summer, Fall | Winter, Spring, Summer, Fall | Winter, Spring, Summer, Fall
EPA723 CO2 Rate Limit for NG Cofire - ORIS:1384 | 370 | 8044 | Rate Constraint in lbs/MMBtu | FALSE | L | Annual | Standard CO2 | lb/MMBtu | 174.542 | 174.542 | 174.542 | 174.542 | 174.542 | 174.542 | 174.542
EPA723 CO2 Rate Limit for NG Cofire - ORIS:1384 | 370 | 8044 | Rate Constraint in lbs/MMBtu | FALSE | L | Annual | Emissions at Affected Plants CO2 | Thousand Tons | 0 | 0 | 0 | 0 | 0 | 0 | 0
EPA723 CO2 Rate Limit for NG Cofire - ORIS:1384 | 370 | 8044 | Rate Constraint in lbs/MMBtu | FALSE | L | Annual | Allowances Purchased CO2 | Thousand Tons | 0 | 0 | 0 | 0 | 0 | 0 | 0
EPA723 CO2 Rate Limit for NG Cofire - ORIS:1384 | 370 | 8044 | Rate Constraint in lbs/MMBtu | FALSE | L | Annual | Allowances Sold CO2 | Thousand Tons | 0 | 0 | 0 | 0 | 0 | 0 | 0
EPA723 CO2 Rate Limit for NG Cofire - ORIS:1384 | 370 | 8044 | Rate Constraint in lbs/MMBtu | FALSE | L | Annual | Allowances Banked | Thousand Tons | 0 | 0 | 0 | 0 | 0 | 0 | 0
EPA723 CO2 Rate Limit for NG Cofire - ORIS:1384 | 370 | 8044 | Rate Constraint in lbs/MMBtu | FALSE | L | Annual | Allowances Withdrawn (1:1) | Thousand Tons | 0 | 0 | 0 | 0 | 0 | 0 | 0
EPA723 CO2 Rate Limit for NG Cofire - ORIS:1384 | 370 | 8044 | Rate Constraint in lbs/MMBtu | FALSE | L | Annual | Allowances Withdrawn (n:1) | Thousand Tons | 0 | 0 | 0 | 0 | 0 | 0 | 0
EPA723 CO2 Rate Limit for NG Cofire - ORIS:1384 | 370 | 8044 | Rate Constraint in lbs/MMBtu | FALSE | L | Annual | Net Emissions Allowance Position | Thousand Tons | 0 | 0 | 0 | 0 | 0 | 0 | 0
EPA723 CO2 Rate Limit for NG Cofire - ORIS:1384 | 370 | 8044 | Rate Constraint in lbs/MMBtu | FALSE | L | Annual | Fuel Consumed | TBtu | 0 | 0 | 0 | 0 | 0 | 0 | 0
EPA723 CO2 Rate Limit for NG Cofire - ORIS:1384 | 370 | 8044 | Rate Constraint in lbs/MMBtu | FALSE | L | Annual | Rate | lb/MMBtu | 0 | 0 | 0 | 0 | 0 | 0 | 0
EPA723 CO2 Rate Limit for NG Cofire - ORIS:1384 | 370 | 8044 | Rate Constraint in lbs/MMBtu | FALSE | L | Annual | Generation | TWh | 0 | 0 | 0 | 0 | 0 | 0 | 0
EPA723 CO2 Rate Limit for NG Cofire - ORIS:1384 | 370 | 8044 | Rate Constraint in lbs/MMBtu | FALSE | L | Annual | Qualifying Generation | TWh | 0 | 0 | 0 | 0 | 0 | 0 | 0
EPA723 CO2 Rate Limit for NG Cofire - ORIS:1384 | 370 | 8044 | Rate Constraint in lbs/MMBtu | FALSE | L | Annual | Rate | lb/MWh | 0 | 0 | 0 | 0 | 0 | 0 | 0
EPA723 CO2 Rate Limit for NG Cofire - ORIS:1384 | 370 | 8044 | Rate Constraint in lbs/MMBtu | FALSE | L | Annual | Constraint Shadow Price | US2022$/Ton | 0 | 116.6606 | 30.3112 | 0 | 6.7377 | 57.6208 | 89.2067
EPA723 CO2 Rate Limit for NG Cofire - ORIS:1393 | 371 | 8045 | Rate Constraint in lbs/MMBtu | FALSE | L | Annual | Seasons Included | Seasons |  | Winter, Spring, Summer, Fall | Winter, Spring, Summer, Fall | Winter, Spring, Summer, Fall | Winter, Spring, Summer, Fall | Winter, Spring, Summer, Fall | Winter, Spring, Summer, Fall
EPA723 CO2 Rate Limit for NG Cofire - ORIS:1393 | 371 | 8045 | Rate Constraint in lbs/MMBtu | FALSE | L | Annual | Standard CO2 | lb/MMBtu | 183.1953 | 183.1953 | 183.1953 | 183.1953 | 183.1953 | 183.1953 | 183.1953
EPA723 CO2 Rate Limit for NG Cofire - ORIS:1393 | 371 | 8045 | Rate Constraint in lbs/MMBtu | FALSE | L | Annual | Emissions at Affected Plants CO2 | Thousand Tons | 0 | 0 | 0 | 0 | 0 | 0 | 0
EPA723 CO2 Rate Limit for NG Cofire - ORIS:1393 | 371 | 8045 | Rate Constraint in lbs/MMBtu | FALSE | L | Annual | Allowances Purchased CO2 | Thousand Tons | 0 | 0 | 0 | 0 | 0 | 0 | 0
EPA723 CO2 Rate Limit for NG Cofire - ORIS:1393 | 371 | 8045 | Rate Constraint in lbs/MMBtu | FALSE | L | Annual | Allowances Sold CO2 | Thousand Tons | 0 | 0 | 0 | 0 | 0 | 0 | 0
EPA723 CO2 Rate Limit for NG Cofire - ORIS:1393 | 371 | 8045 | Rate Constraint in lbs/MMBtu | FALSE | L | Annual | Allowances Banked | Thousand Tons | 0 | 0 | 0 | 0 | 0 | 0 | 0
EPA723 CO2 Rate Limit for NG Cofire - ORIS:1393 | 371 | 8045 | Rate Constraint in lbs/MMBtu | FALSE | L | Annual | Allowances Withdrawn (1:1) | Thousand Tons | 0 | 0 | 0 | 0 | 0 | 0 | 0
EPA723 CO2 Rate Limit for NG Cofire - ORIS:1393 | 371 | 8045 | Rate Constraint in lbs/MMBtu | FALSE | L | Annual | Allowances Withdrawn (n:1) | Thousand Tons | 0 | 0 | 0 | 0 | 0 | 0 | 0
EPA723 CO2 Rate Limit for NG Cofire - ORIS:1393 | 371 | 8045 | Rate Constraint in lbs/MMBtu | FALSE | L | Annual | Net Emissions Allowance Position | Thousand Tons | 0 | 0 | 0 | 0 | 0 | 0 | 0
EPA723 CO2 Rate Limit for NG Cofire - ORIS:1393 | 371 | 8045 | Rate Constraint in lbs/MMBtu | FALSE | L | Annual | Fuel Consumed | TBtu | 0 | 0 | 0 | 0 | 0 | 0 | 0
EPA723 CO2 Rate Limit for NG Cofire - ORIS:1393 | 371 | 8045 | Rate Constraint in lbs/MMBtu | FALSE | L | Annual | Rate | lb/MMBtu | 0 | 0 | 0 | 0 | 0 | 0 | 0
EPA723 CO2 Rate Limit for NG Cofire - ORIS:1393 | 371 | 8045 | Rate Constraint in lbs/MMBtu | FALSE | L | Annual | Generation | TWh | 0 | 0 | 0 | 0 | 0 | 0 | 0
EPA723 CO2 Rate Limit for NG Cofire - ORIS:1393 | 371 | 8045 | Rate Constraint in lbs/MMBtu | FALSE | L | Annual | Qualifying Generation | TWh | 0 | 0 | 0 | 0 | 0 | 0 | 0
EPA723 CO2 Rate Limit for NG Cofire - ORIS:1393 | 371 | 8045 | Rate Constraint in lbs/MMBtu | FALSE | L | Annual | Rate | lb/MWh | 0 | 0 | 0 | 0 | 0 | 0 | 0
EPA723 CO2 Rate Limit for NG Cofire - ORIS:1393 | 371 | 8045 | Rate Constraint in lbs/MMBtu | FALSE | L | Annual | Constraint Shadow Price | US2022$/Ton | 0 | 33.6269 | 32.423 | 121.688 | 115.2815 | 155.5437 | 164.3797
EPA723 CO2 Rate Limit for NG Cofire - ORIS:160 | 372 | 8027 | Rate Constraint in lbs/MMBtu | FALSE | L | Annual | Seasons Included | Seasons |  | Winter, Spring, Summer, Fall | Winter, Spring, Summer, Fall | Winter, Spring, Summer, Fall | Winter, Spring, Summer, Fall | Winter, Spring, Summer, Fall | Winter, Spring, Summer, Fall
EPA723 CO2 Rate Limit for NG Cofire - ORIS:160 | 372 | 8027 | Rate Constraint in lbs/MMBtu | FALSE | L | Annual | Standard CO2 | lb/MMBtu | 182.0636 | 182.0636 | 182.0636 | 182.0636 | 182.0636 | 182.0636 | 182.0636
EPA723 CO2 Rate Limit for NG Cofire - ORIS:160 | 372 | 8027 | Rate Constraint in lbs/MMBtu | FALSE | L | Annual | Emissions at Affected Plants CO2 | Thousand Tons | 0 | 0 | 0 | 0 | 0 | 0 | 0
EPA723 CO2 Rate Limit for NG Cofire - ORIS:160 | 372 | 8027 | Rate Constraint in lbs/MMBtu | FALSE | L | Annual | Allowances Purchased CO2 | Thousand Tons | 0 | 0 | 0 | 0 | 0 | 0 | 0
EPA723 CO2 Rate Limit for NG Cofire - ORIS:160 | 372 | 8027 | Rate Constraint in lbs/MMBtu | FALSE | L | Annual | Allowances Sold CO2 | Thousand Tons | 0 | 0 | 0 | 0 | 0 | 0 | 0
EPA723 CO2 Rate Limit for NG Cofire - ORIS:160 | 372 | 8027 | Rate Constraint in lbs/MMBtu | FALSE | L | Annual | Allowances Banked | Thousand Tons | 0 | 0 | 0 | 0 | 0 | 0 | 0
EPA723 CO2 Rate Limit for NG Cofire - ORIS:160 | 372 | 8027 | Rate Constraint in lbs/MMBtu | FALSE | L | Annual | Allowances Withdrawn (1:1) | Thousand Tons | 0 | 0 | 0 | 0 | 0 | 0 | 0
EPA723 CO2 Rate Limit for NG Cofire - ORIS:160 | 372 | 8027 | Rate Constraint in lbs/MMBtu | FALSE | L | Annual | Allowances Withdrawn (n:1) | Thousand Tons | 0 | 0 | 0 | 0 | 0 | 0 | 0
EPA723 CO2 Rate Limit for NG Cofire - ORIS:160 | 372 | 8027 | Rate Constraint in lbs/MMBtu | FALSE | L | Annual | Net Emissions Allowance Position | Thousand Tons | 0 | 0 | 0 | 0 | 0 | 0 | 0
EPA723 CO2 Rate Limit for NG Cofire - ORIS:160 | 372 | 8027 | Rate Constraint in lbs/MMBtu | FALSE | L | Annual | Fuel Consumed | TBtu | 0 | 0 | 0 | 0 | 0 | 0 | 0
EPA723 CO2 Rate Limit for NG Cofire - ORIS:160 | 372 | 8027 | Rate Constraint in lbs/MMBtu | FALSE | L | Annual | Rate | lb/MMBtu | 0 | 0 | 0 | 0 | 0 | 0 | 0
EPA723 CO2 Rate Limit for NG Cofire - ORIS:160 | 372 | 8027 | Rate Constraint in lbs/MMBtu | FALSE | L | Annual | Generation | TWh | 0 | 0 | 0 | 0 | 0 | 0 | 0
EPA723 CO2 Rate Limit for NG Cofire - ORIS:160 | 372 | 8027 | Rate Constraint in lbs/MMBtu | FALSE | L | Annual | Qualifying Generation | TWh | 0 | 0 | 0 | 0 | 0 | 0 | 0
EPA723 CO2 Rate Limit for NG Cofire - ORIS:160 | 372 | 8027 | Rate Constraint in lbs/MMBtu | FALSE | L | Annual | Rate | lb/MWh | 0 | 0 | 0 | 0 | 0 | 0 | 0
EPA723 CO2 Rate Limit for NG Cofire - ORIS:160 | 372 | 8027 | Rate Constraint in lbs/MMBtu | FALSE | L | Annual | Constraint Shadow Price | US2022$/Ton | 0 | 20.9998 | 29.3515 | 8.2522 | 51.7532 | 567.4673 | 79.9252
EPA723 CO2 Rate Limit for NG Cofire - ORIS:165 | 373 | 8028 | Rate Constraint in lbs/MMBtu | FALSE | L | Annual | Seasons Included | Seasons |  | Winter, Spring, Summer, Fall | Winter, Spring, Summer, Fall | Winter, Spring, Summer, Fall | Winter, Spring, Summer, Fall | Winter, Spring, Summer, Fall | Winter, Spring, Summer, Fall
EPA723 CO2 Rate Limit for NG Cofire - ORIS:165 | 373 | 8028 | Rate Constraint in lbs/MMBtu | FALSE | L | Annual | Standard CO2 | lb/MMBtu | 176.252 | 176.252 | 176.252 | 176.252 | 176.252 | 176.252 | 176.252
EPA723 CO2 Rate Limit for NG Cofire - ORIS:165 | 373 | 8028 | Rate Constraint in lbs/MMBtu | FALSE | L | Annual | Emissions at Affected Plants CO2 | Thousand Tons | 0 | 0 | 0 | 0 | 0 | 0 | 0
EPA723 CO2 Rate Limit for NG Cofire - ORIS:165 | 373 | 8028 | Rate Constraint in lbs/MMBtu | FALSE | L | Annual | Allowances Purchased CO2 | Thousand Tons | 0 | 0 | 0 | 0 | 0 | 0 | 0
EPA723 CO2 Rate Limit for NG Cofire - ORIS:165 | 373 | 8028 | Rate Constraint in lbs/MMBtu | FALSE | L | Annual | Allowances Sold CO2 | Thousand Tons | 0 | 0 | 0 | 0 | 0 | 0 | 0
EPA723 CO2 Rate Limit for NG Cofire - ORIS:165 | 373 | 8028 | Rate Constraint in lbs/MMBtu | FALSE | L | Annual | Allowances Banked | Thousand Tons | 0 | 0 | 0 | 0 | 0 | 0 | 0
EPA723 CO2 Rate Limit for NG Cofire - ORIS:165 | 373 | 8028 | Rate Constraint in lbs/MMBtu | FALSE | L | Annual | Allowances Withdrawn (1:1) | Thousand Tons | 0 | 0 | 0 | 0 | 0 | 0 | 0
EPA723 CO2 Rate Limit for NG Cofire - ORIS:165 | 373 | 8028 | Rate Constraint in lbs/MMBtu | FALSE | L | Annual | Allowances Withdrawn (n:1) | Thousand Tons | 0 | 0 | 0 | 0 | 0 | 0 | 0
EPA723 CO2 Rate Limit for NG Cofire - ORIS:165 | 373 | 8028 | Rate Constraint in lbs/MMBtu | FALSE | L | Annual | Net Emissions Allowance Position | Thousand Tons | 0 | 0 | 0 | 0 | 0 | 0 | 0
EPA723 CO2 Rate Limit for NG Cofire - ORIS:165 | 373 | 8028 | Rate Constraint in lbs/MMBtu | FALSE | L | Annual | Fuel Consumed | TBtu | 0 | 0 | 0 | 0 | 0 | 0 | 0
EPA723 CO2 Rate Limit for NG Cofire - ORIS:165 | 373 | 8028 | Rate Constraint in lbs/MMBtu | FALSE | L | Annual | Rate | lb/MMBtu | 0 | 0 | 0 | 0 | 0 | 0 | 0
EPA723 CO2 Rate Limit for NG Cofire - ORIS:165 | 373 | 8028 | Rate Constraint in lbs/MMBtu | FALSE | L | Annual | Generation | TWh | 0 | 0 | 0 | 0 | 0 | 0 | 0
EPA723 CO2 Rate Limit for NG Cofire - ORIS:165 | 373 | 8028 | Rate Constraint in lbs/MMBtu | FALSE | L | Annual | Qualifying Generation | TWh | 0 | 0 | 0 | 0 | 0 | 0 | 0
EPA723 CO2 Rate Limit for NG Cofire - ORIS:165 | 373 | 8028 | Rate Constraint in lbs/MMBtu | FALSE | L | Annual | Rate | lb/MWh | 0 | 0 | 0 | 0 | 0 | 0 | 0
EPA723 CO2 Rate Limit for NG Cofire - ORIS:165 | 373 | 8028 | Rate Constraint in lbs/MMBtu | FALSE | L | Annual | Constraint Shadow Price | US2022$/Ton | 0 | 609.3033 | 36.2333 | 124.4142 | 18.9728 | 378.3733 | 64.379
EPA723 CO2 Rate Limit for NG Cofire - ORIS:1893 | 374 | 8046 | Rate Constraint in lbs/MMBtu | FALSE | L | Annual | Seasons Included | Seasons |  | Winter, Spring, Summer, Fall | Winter, Spring, Summer, Fall | Winter, Spring, Summer, Fall | Winter, Spring, Summer, Fall | Winter, Spring, Summer, Fall | Winter, Spring, Summer, Fall
EPA723 CO2 Rate Limit for NG Cofire - ORIS:1893 | 374 | 8046 | Rate Constraint in lbs/MMBtu | FALSE | L | Annual | Standard CO2 | lb/MMBtu | 176.8254 | 176.8254 | 176.8254 | 176.8254 | 176.8254 | 176.8254 | 176.8254
EPA723 CO2 Rate Limit for NG Cofire - ORIS:1893 | 374 | 8046 | Rate Constraint in lbs/MMBtu | FALSE | L | Annual | Emissions at Affected Plants CO2 | Thousand Tons | 0 | 0 | 0 | 0 | 0 | 0 | 0
EPA723 CO2 Rate Limit for NG Cofire - ORIS:1893 | 374 | 8046 | Rate Constraint in lbs/MMBtu | FALSE | L | Annual | Allowances Purchased CO2 | Thousand Tons | 0 | 0 | 0 | 0 | 0 | 0 | 0
EPA723 CO2 Rate Limit for NG Cofire - ORIS:1893 | 374 | 8046 | Rate Constraint in lbs/MMBtu | FALSE | L | Annual | Allowances Sold CO2 | Thousand Tons | 0 | 0 | 0 | 0 | 0 | 0 | 0
EPA723 CO2 Rate Limit for NG Cofire - ORIS:1893 | 374 | 8046 | Rate Constraint in lbs/MMBtu | FALSE | L | Annual | Allowances Banked | Thousand Tons | 0 | 0 | 0 | 0 | 0 | 0 | 0
EPA723 CO2 Rate Limit for NG Cofire - ORIS:1893 | 374 | 8046 | Rate Constraint in lbs/MMBtu | FALSE | L | Annual | Allowances Withdrawn (1:1) | Thousand Tons | 0 | 0 | 0 | 0 | 0 | 0 | 0
EPA723 CO2 Rate Limit for NG Cofire - ORIS:1893 | 374 | 8046 | Rate Constraint in lbs/MMBtu | FALSE | L | Annual | Allowances Withdrawn (n:1) | Thousand Tons | 0 | 0 | 0 | 0 | 0 | 0 | 0
EPA723 CO2 Rate Limit for NG Cofire - ORIS:1893 | 374 | 8046 | Rate Constraint in lbs/MMBtu | FALSE | L | Annual | Net Emissions Allowance Position | Thousand Tons | 0 | 0 | 0 | 0 | 0 | 0 | 0
EPA723 CO2 Rate Limit for NG Cofire - ORIS:1893 | 374 | 8046 | Rate Constraint in lbs/MMBtu | FALSE | L | Annual | Fuel Consumed | TBtu | 0 | 0 | 0 | 0 | 0 | 0 | 0
EPA723 CO2 Rate Limit for NG Cofire - ORIS:1893 | 374 | 8046 | Rate Constraint in lbs/MMBtu | FALSE | L | Annual | Rate | lb/MMBtu | 0 | 0 | 0 | 0 | 0 | 0 | 0
EPA723 CO2 Rate Limit for NG Cofire - ORIS:1893 | 374 | 8046 | Rate Constraint in lbs/MMBtu | FALSE | L | Annual | Generation | TWh | 0 | 0 | 0 | 0 | 0 | 0 | 0
EPA723 CO2 Rate Limit for NG Cofire - ORIS:1893 | 374 | 8046 | Rate Constraint in lbs/MMBtu | FALSE | L | Annual | Qualifying Generation | TWh | 0 | 0 | 0 | 0 | 0 | 0 | 0
EPA723 CO2 Rate Limit for NG Cofire - ORIS:1893 | 374 | 8046 | Rate Constraint in lbs/MMBtu | FALSE | L | Annual | Rate | lb/MWh | 0 | 0 | 0 | 0 | 0 | 0 | 0
EPA723 CO2 Rate Limit for NG Cofire - ORIS:1893 | 374 | 8046 | Rate Constraint in lbs/MMBtu | FALSE | L | Annual | Constraint Shadow Price | US2022$/Ton | 0 | 0 | 38.5596 | 128.7751 | 129.8752 | 187.7237 | 178.264
EPA723 CO2 Rate Limit for NG Cofire - ORIS:2079 | 375 | 8047 | Rate Constraint in lbs/MMBtu | FALSE | L | Annual | Seasons Included | Seasons |  | Winter, Spring, Summer, Fall | Winter, Spring, Summer, Fall | Winter, Spring, Summer, Fall | Winter, Spring, Summer, Fall | Winter, Spring, Summer, Fall | Winter, Spring, Summer, Fall
EPA723 CO2 Rate Limit for NG Cofire - ORIS:2079 | 375 | 8047 | Rate Constraint in lbs/MMBtu | FALSE | L | Annual | Standard CO2 | lb/MMBtu | 175.772 | 175.772 | 175.772 | 175.772 | 175.772 | 175.772 | 175.772
EPA723 CO2 Rate Limit for NG Cofire - ORIS:2079 | 375 | 8047 | Rate Constraint in lbs/MMBtu | FALSE | L | Annual | Emissions at Affected Plants CO2 | Thousand Tons | 0 | 0 | 0 | 0 | 0 | 0 | 0
EPA723 CO2 Rate Limit for NG Cofire - ORIS:2079 | 375 | 8047 | Rate Constraint in lbs/MMBtu | FALSE | L | Annual | Allowances Purchased CO2 | Thousand Tons | 0 | 0 | 0 | 0 | 0 | 0 | 0
EPA723 CO2 Rate Limit for NG Cofire - ORIS:2079 | 375 | 8047 | Rate Constraint in lbs/MMBtu | FALSE | L | Annual | Allowances Sold CO2 | Thousand Tons | 0 | 0 | 0 | 0 | 0 | 0 | 0
EPA723 CO2 Rate Limit for NG Cofire - ORIS:2079 | 375 | 8047 | Rate Constraint in lbs/MMBtu | FALSE | L | Annual | Allowances Banked | Thousand Tons | 0 | 0 | 0 | 0 | 0 | 0 | 0
EPA723 CO2 Rate Limit for NG Cofire - ORIS:2079 | 375 | 8047 | Rate Constraint in lbs/MMBtu | FALSE | L | Annual | Allowances Withdrawn (1:1) | Thousand Tons | 0 | 0 | 0 | 0 | 0 | 0 | 0
EPA723 CO2 Rate Limit for NG Cofire - ORIS:2079 | 375 | 8047 | Rate Constraint in lbs/MMBtu | FALSE | L | Annual | Allowances Withdrawn (n:1) | Thousand Tons | 0 | 0 | 0 | 0 | 0 | 0 | 0
EPA723 CO2 Rate Limit for NG Cofire - ORIS:2079 | 375 | 8047 | Rate Constraint in lbs/MMBtu | FALSE | L | Annual | Net Emissions Allowance Position | Thousand Tons | 0 | 0 | 0 | 0 | 0 | 0 | 0
EPA723 CO2 Rate Limit for NG Cofire - ORIS:2079 | 375 | 8047 | Rate Constraint in lbs/MMBtu | FALSE | L | Annual | Fuel Consumed | TBtu | 0 | 0 | 0 | 0 | 0 | 0 | 0
EPA723 CO2 Rate Limit for NG Cofire - ORIS:2079 | 375 | 8047 | Rate Constraint in lbs/MMBtu | FALSE | L | Annual | Rate | lb/MMBtu | 0 | 0 | 0 | 0 | 0 | 0 | 0
EPA723 CO2 Rate Limit for NG Cofire - ORIS:2079 | 375 | 8047 | Rate Constraint in lbs/MMBtu | FALSE | L | Annual | Generation | TWh | 0 | 0 | 0 | 0 | 0 | 0 | 0
EPA723 CO2 Rate Limit for NG Cofire - ORIS:2079 | 375 | 8047 | Rate Constraint in lbs/MMBtu | FALSE | L | Annual | Qualifying Generation | TWh | 0 | 0 | 0 | 0 | 0 | 0 | 0
EPA723 CO2 Rate Limit for NG Cofire - ORIS:2079 | 375 | 8047 | Rate Constraint in lbs/MMBtu | FALSE | L | Annual | Rate | lb/MWh | 0 | 0 | 0 | 0 | 0 | 0 | 0
EPA723 CO2 Rate Limit for NG Cofire - ORIS:2079 | 375 | 8047 | Rate Constraint in lbs/MMBtu | FALSE | L | Annual | Constraint Shadow Price | US2022$/Ton | 0 | 39.5906 | 45.9256 | 66.792 | 0 | 107.751 | 121.6711
EPA723 CO2 Rate Limit for NG Cofire - ORIS:2103 | 376 | 8048 | Rate Constraint in lbs/MMBtu | FALSE | L | Annual | Seasons Included | Seasons |  | Winter, Spring, Summer, Fall | Winter, Spring, Summer, Fall | Winter, Spring, Summer, Fall | Winter, Spring, Summer, Fall | Winter, Spring, Summer, Fall | Winter, Spring, Summer, Fall
EPA723 CO2 Rate Limit for NG Cofire - ORIS:2103 | 376 | 8048 | Rate Constraint in lbs/MMBtu | FALSE | L | Annual | Standard CO2 | lb/MMBtu | 175.772 | 175.772 | 175.772 | 175.772 | 175.772 | 175.772 | 175.772
EPA723 CO2 Rate Limit for NG Cofire - ORIS:2103 | 376 | 8048 | Rate Constraint in lbs/MMBtu | FALSE | L | Annual | Emissions at Affected Plants CO2 | Thousand Tons | 0 | 0 | 0 | 0 | 0 | 0 | 0
EPA723 CO2 Rate Limit for NG Cofire - ORIS:2103 | 376 | 8048 | Rate Constraint in lbs/MMBtu | FALSE | L | Annual | Allowances Purchased CO2 | Thousand Tons | 0 | 0 | 0 | 0 | 0 | 0 | 0
EPA723 CO2 Rate Limit for NG Cofire - ORIS:2103 | 376 | 8048 | Rate Constraint in lbs/MMBtu | FALSE | L | Annual | Allowances Sold CO2 | Thousand Tons | 0 | 0 | 0 | 0 | 0 | 0 | 0
EPA723 CO2 Rate Limit for NG Cofire - ORIS:2103 | 376 | 8048 | Rate Constraint in lbs/MMBtu | FALSE | L | Annual | Allowances Banked | Thousand Tons | 0 | 0 | 0 | 0 | 0 | 0 | 0
EPA723 CO2 Rate Limit for NG Cofire - ORIS:2103 | 376 | 8048 | Rate Constraint in lbs/MMBtu | FALSE | L | Annual | Allowances Withdrawn (1:1) | Thousand Tons | 0 | 0 | 0 | 0 | 0 | 0 | 0
EPA723 CO2 Rate Limit for NG Cofire - ORIS:2103 | 376 | 8048 | Rate Constraint in lbs/MMBtu | FALSE | L | Annual | Allowances Withdrawn (n:1) | Thousand Tons | 0 | 0 | 0 | 0 | 0 | 0 | 0
EPA723 CO2 Rate Limit for NG Cofire - ORIS:2103 | 376 | 8048 | Rate Constraint in lbs/MMBtu | FALSE | L | Annual | Net Emissions Allowance Position | Thousand Tons | 0 | 0 | 0 | 0 | 0 | 0 | 0
EPA723 CO2 Rate Limit for NG Cofire - ORIS:2103 | 376 | 8048 | Rate Constraint in lbs/MMBtu | FALSE | L | Annual | Fuel Consumed | TBtu | 0 | 0 | 0 | 0 | 0 | 0 | 0
EPA723 CO2 Rate Limit for NG Cofire - ORIS:2103 | 376 | 8048 | Rate Constraint in lbs/MMBtu | FALSE | L | Annual | Rate | lb/MMBtu | 0 | 0 | 0 | 0 | 0 | 0 | 0
EPA723 CO2 Rate Limit for NG Cofire - ORIS:2103 | 376 | 8048 | Rate Constraint in lbs/MMBtu | FALSE | L | Annual | Generation | TWh | 0 | 0 | 0 | 0 | 0 | 0 | 0
EPA723 CO2 Rate Limit for NG Cofire - ORIS:2103 | 376 | 8048 | Rate Constraint in lbs/MMBtu | FALSE | L | Annual | Qualifying Generation | TWh | 0 | 0 | 0 | 0 | 0 | 0 | 0
EPA723 CO2 Rate Limit for NG Cofire - ORIS:2103 | 376 | 8048 | Rate Constraint in lbs/MMBtu | FALSE | L | Annual | Rate | lb/MWh | 0 | 0 | 0 | 0 | 0 | 0 | 0
EPA723 CO2 Rate Limit for NG Cofire - ORIS:2103 | 376 | 8048 | Rate Constraint in lbs/MMBtu | FALSE | L | Annual | Constraint Shadow Price | US2022$/Ton | 0 | 85.8056 | 39.3882 | 59.2012 | 50.4531 | 118.9162 | 131.7278
EPA723 CO2 Rate Limit for NG Cofire - ORIS:2167 | 377 | 8049 | Rate Constraint in lbs/MMBtu | FALSE | L | Annual | Seasons Included | Seasons |  | Winter, Spring, Summer, Fall | Winter, Spring, Summer, Fall | Winter, Spring, Summer, Fall | Winter, Spring, Summer, Fall | Winter, Spring, Summer, Fall | Winter, Spring, Summer, Fall
EPA723 CO2 Rate Limit for NG Cofire - ORIS:2167 | 377 | 8049 | Rate Constraint in lbs/MMBtu | FALSE | L | Annual | Standard CO2 | lb/MMBtu | 175.772 | 175.772 | 175.772 | 175.772 | 175.772 | 175.772 | 175.772
EPA723 CO2 Rate Limit for NG Cofire - ORIS:2167 | 377 | 8049 | Rate Constraint in lbs/MMBtu | FALSE | L | Annual | Emissions at Affected Plants CO2 | Thousand Tons | 0 | 0 | 0 | 0 | 0 | 0 | 0
EPA723 CO2 Rate Limit for NG Cofire - ORIS:2167 | 377 | 8049 | Rate Constraint in lbs/MMBtu | FALSE | L | Annual | Allowances Purchased CO2 | Thousand Tons | 0 | 0 | 0 | 0 | 0 | 0 | 0
EPA723 CO2 Rate Limit for NG Cofire - ORIS:2167 | 377 | 8049 | Rate Constraint in lbs/MMBtu | FALSE | L | Annual | Allowances Sold CO2 | Thousand Tons | 0 | 0 | 0 | 0 | 0 | 0 | 0
EPA723 CO2 Rate Limit for NG Cofire - ORIS:2167 | 377 | 8049 | Rate Constraint in lbs/MMBtu | FALSE | L | Annual | Allowances Banked | Thousand Tons | 0 | 0 | 0 | 0 | 0 | 0 | 0
EPA723 CO2 Rate Limit for NG Cofire - ORIS:2167 | 377 | 8049 | Rate Constraint in lbs/MMBtu | FALSE | L | Annual | Allowances Withdrawn (1:1) | Thousand Tons | 0 | 0 | 0 | 0 | 0 | 0 | 0
EPA723 CO2 Rate Limit for NG Cofire - ORIS:2167 | 377 | 8049 | Rate Constraint in lbs/MMBtu | FALSE | L | Annual | Allowances Withdrawn (n:1) | Thousand Tons | 0 | 0 | 0 | 0 | 0 | 0 | 0
EPA723 CO2 Rate Limit for NG Cofire - ORIS:2167 | 377 | 8049 | Rate Constraint in lbs/MMBtu | FALSE | L | Annual | Net Emissions Allowance Position | Thousand Tons | 0 | 0 | 0 | 0 | 0 | 0 | 0
EPA723 CO2 Rate Limit for NG Cofire - ORIS:2167 | 377 | 8049 | Rate Constraint in lbs/MMBtu | FALSE | L | Annual | Fuel Consumed | TBtu | 0 | 0 | 0 | 0 | 0 | 0 | 0
EPA723 CO2 Rate Limit for NG Cofire - ORIS:2167 | 377 | 8049 | Rate Constraint in lbs/MMBtu | FALSE | L | Annual | Rate | lb/MMBtu | 0 | 0 | 0 | 0 | 0 | 0 | 0
EPA723 CO2 Rate Limit for NG Cofire - ORIS:2167 | 377 | 8049 | Rate Constraint in lbs/MMBtu | FALSE | L | Annual | Generation | TWh | 0 | 0 | 0 | 0 | 0 | 0 | 0
EPA723 CO2 Rate Limit for NG Cofire - ORIS:2167 | 377 | 8049 | Rate Constraint in lbs/MMBtu | FALSE | L | Annual | Qualifying Generation | TWh | 0 | 0 | 0 | 0 | 0 | 0 | 0
EPA723 CO2 Rate Limit for NG Cofire - ORIS:2167 | 377 | 8049 | Rate Constraint in lbs/MMBtu | FALSE | L | Annual | Rate | lb/MWh | 0 | 0 | 0 | 0 | 0 | 0 | 0
EPA723 CO2 Rate Limit for NG Cofire - ORIS:2167 | 377 | 8049 | Rate Constraint in lbs/MMBtu | FALSE | L | Annual | Constraint Shadow Price | US2022$/Ton | 0 | 35.1822 | 43.6448 | 58.4302 | 69.5645 | 93.0219 | 116.1756
EPA723 CO2 Rate Limit for NG Cofire - ORIS:2168 | 378 | 8050 | Rate Constraint in lbs/MMBtu | FALSE | L | Annual | Seasons Included | Seasons |  | Winter, Spring, Summer, Fall | Winter, Spring, Summer, Fall | Winter, Spring, Summer, Fall | Winter, Spring, Summer, Fall | Winter, Spring, Summer, Fall | Winter, Spring, Summer, Fall
EPA723 CO2 Rate Limit for NG Cofire - ORIS:2168 | 378 | 8050 | Rate Constraint in lbs/MMBtu | FALSE | L | Annual | Standard CO2 | lb/MMBtu | 175.772 | 175.772 | 175.772 | 175.772 | 175.772 | 175.772 | 175.772
EPA723 CO2 Rate Limit for NG Cofire - ORIS:2168 | 378 | 8050 | Rate Constraint in lbs/MMBtu | FALSE | L | Annual | Emissions at Affected Plants CO2 | Thousand Tons | 0 | 0 | 0 | 0 | 0 | 0 | 0
EPA723 CO2 Rate Limit for NG Cofire - ORIS:2168 | 378 | 8050 | Rate Constraint in lbs/MMBtu | FALSE | L | Annual | Allowances Purchased CO2 | Thousand Tons | 0 | 0 | 0 | 0 | 0 | 0 | 0
EPA723 CO2 Rate Limit for NG Cofire - ORIS:2168 | 378 | 8050 | Rate Constraint in lbs/MMBtu | FALSE | L | Annual | Allowances Sold CO2 | Thousand Tons | 0 | 0 | 0 | 0 | 0 | 0 | 0
EPA723 CO2 Rate Limit for NG Cofire - ORIS:2168 | 378 | 8050 | Rate Constraint in lbs/MMBtu | FALSE | L | Annual | Allowances Banked | Thousand Tons | 0 | 0 | 0 | 0 | 0 | 0 | 0
EPA723 CO2 Rate Limit for NG Cofire - ORIS:2168 | 378 | 8050 | Rate Constraint in lbs/MMBtu | FALSE | L | Annual | Allowances Withdrawn (1:1) | Thousand Tons | 0 | 0 | 0 | 0 | 0 | 0 | 0
EPA723 CO2 Rate Limit for NG Cofire - ORIS:2168 | 378 | 8050 | Rate Constraint in lbs/MMBtu | FALSE | L | Annual | Allowances Withdrawn (n:1) | Thousand Tons | 0 | 0 | 0 | 0 | 0 | 0 | 0
EPA723 CO2 Rate Limit for NG Cofire - ORIS:2168 | 378 | 8050 | Rate Constraint in lbs/MMBtu | FALSE | L | Annual | Net Emissions Allowance Position | Thousand Tons | 0 | 0 | 0 | 0 | 0 | 0 | 0
EPA723 CO2 Rate Limit for NG Cofire - ORIS:2168 | 378 | 8050 | Rate Constraint in lbs/MMBtu | FALSE | L | Annual | Fuel Consumed | TBtu | 0 | 0 | 0 | 0 | 0 | 0 | 0
EPA723 CO2 Rate Limit for NG Cofire - ORIS:2168 | 378 | 8050 | Rate Constraint in lbs/MMBtu | FALSE | L | Annual | Rate | lb/MMBtu | 0 | 0 | 0 | 0 | 0 | 0 | 0
EPA723 CO2 Rate Limit for NG Cofire - ORIS:2168 | 378 | 8050 | Rate Constraint in lbs/MMBtu | FALSE | L | Annual | Generation | TWh | 0 | 0 | 0 | 0 | 0 | 0 | 0
EPA723 CO2 Rate Limit for NG Cofire - ORIS:2168 | 378 | 8050 | Rate Constraint in lbs/MMBtu | FALSE | L | Annual | Qualifying Generation | TWh | 0 | 0 | 0 | 0 | 0 | 0 | 0
EPA723 CO2 Rate Limit for NG Cofire - ORIS:2168 | 378 | 8050 | Rate Constraint in lbs/MMBtu | FALSE | L | Annual | Rate | lb/MWh | 0 | 0 | 0 | 0 | 0 | 0 | 0
EPA723 CO2 Rate Limit for NG Cofire - ORIS:2168 | 378 | 8050 | Rate Constraint in lbs/MMBtu | FALSE | L | Annual | Constraint Shadow Price | US2022$/Ton | 0 | 31.2892 | 39.0072 | 56.9115 | 72.6057 | 96.1526 | 114.3207
EPA723 CO2 Rate Limit for NG Cofire - ORIS:2240 | 379 | 8051 | Rate Constraint in lbs/MMBtu | FALSE | L | Annual | Seasons Included | Seasons |  | Winter, Spring, Summer, Fall | Winter, Spring, Summer, Fall | Winter, Spring, Summer, Fall | Winter, Spring, Summer, Fall | Winter, Spring, Summer, Fall | Winter, Spring, Summer, Fall
EPA723 CO2 Rate Limit for NG Cofire - ORIS:2240 | 379 | 8051 | Rate Constraint in lbs/MMBtu | FALSE | L | Annual | Standard CO2 | lb/MMBtu | 177.0048 | 177.0048 | 177.0048 | 177.0048 | 177.0048 | 177.0048 | 177.0048
EPA723 CO2 Rate Limit for NG Cofire - ORIS:2240 | 379 | 8051 | Rate Constraint in lbs/MMBtu | FALSE | L | Annual | Emissions at Affected Plants CO2 | Thousand Tons | 0 | 0 | 0 | 0 | 0 | 0 | 0
EPA723 CO2 Rate Limit for NG Cofire - ORIS:2240 | 379 | 8051 | Rate Constraint in lbs/MMBtu | FALSE | L | Annual | Allowances Purchased CO2 | Thousand Tons | 0 | 0 | 0 | 0 | 0 | 0 | 0
EPA723 CO2 Rate Limit for NG Cofire - ORIS:2240 | 379 | 8051 | Rate Constraint in lbs/MMBtu | FALSE | L | Annual | Allowances Sold CO2 | Thousand Tons | 0 | 0 | 0 | 0 | 0 | 0 | 0
EPA723 CO2 Rate Limit for NG Cofire - ORIS:2240 | 379 | 8051 | Rate Constraint in lbs/MMBtu | FALSE | L | Annual | Allowances Banked | Thousand Tons | 0 | 0 | 0 | 0 | 0 | 0 | 0
EPA723 CO2 Rate Limit for NG Cofire - ORIS:2240 | 379 | 8051 | Rate Constraint in lbs/MMBtu | FALSE | L | Annual | Allowances Withdrawn (1:1) | Thousand Tons | 0 | 0 | 0 | 0 | 0 | 0 | 0
EPA723 CO2 Rate Limit for NG Cofire - ORIS:2240 | 379 | 8051 | Rate Constraint in lbs/MMBtu | FALSE | L | Annual | Allowances Withdrawn (n:1) | Thousand Tons | 0 | 0 | 0 | 0 | 0 | 0 | 0
EPA723 CO2 Rate Limit for NG Cofire - ORIS:2240 | 379 | 8051 | Rate Constraint in lbs/MMBtu | FALSE | L | Annual | Net Emissions Allowance Position | Thousand Tons | 0 | 0 | 0 | 0 | 0 | 0 | 0
EPA723 CO2 Rate Limit for NG Cofire - ORIS:2240 | 379 | 8051 | Rate Constraint in lbs/MMBtu | FALSE | L | Annual | Fuel Consumed | TBtu | 0 | 0 | 0 | 0 | 0 | 0 | 0
EPA723 CO2 Rate Limit for NG Cofire - ORIS:2240 | 379 | 8051 | Rate Constraint in lbs/MMBtu | FALSE | L | Annual | Rate | lb/MMBtu | 0 | 0 | 0 | 0 | 0 | 0 | 0
EPA723 CO2 Rate Limit for NG Cofire - ORIS:2240 | 379 | 8051 | Rate Constraint in lbs/MMBtu | FALSE | L | Annual | Generation | TWh | 0 | 0 | 0 | 0 | 0 | 0 | 0
EPA723 CO2 Rate Limit for NG Cofire - ORIS:2240 | 379 | 8051 | Rate Constraint in lbs/MMBtu | FALSE | L | Annual | Qualifying Generation | TWh | 0 | 0 | 0 | 0 | 0 | 0 | 0
EPA723 CO2 Rate Limit for NG Cofire - ORIS:2240 | 379 | 8051 | Rate Constraint in lbs/MMBtu | FALSE | L | Annual | Rate | lb/MWh | 0 | 0 | 0 | 0 | 0 | 0 | 0
EPA723 CO2 Rate Limit for NG Cofire - ORIS:2240 | 379 | 8051 | Rate Constraint in lbs/MMBtu | FALSE | L | Annual | Constraint Shadow Price | US2022$/Ton | 0 | 40.8017 | 40.2999 | 78.4975 | 17.2127 | 469.7932 | 112.0969
EPA723 CO2 Rate Limit for NG Cofire - ORIS:2277 | 380 | 8052 | Rate Constraint in lbs/MMBtu | FALSE | L | Annual | Seasons Included | Seasons |  | Winter, Spring, Summer, Fall | Winter, Spring, Summer, Fall | Winter, Spring, Summer, Fall | Winter, Spring, Summer, Fall | Winter, Spring, Summer, Fall | Winter, Spring, Summer, Fall
EPA723 CO2 Rate Limit for NG Cofire - ORIS:2277 | 380 | 8052 | Rate Constraint in lbs/MMBtu | FALSE | L | Annual | Standard CO2 | lb/MMBtu | 176.252 | 176.252 | 176.252 | 176.252 | 176.252 | 176.252 | 176.252
EPA723 CO2 Rate Limit for NG Cofire - ORIS:2277 | 380 | 8052 | Rate Constraint in lbs/MMBtu | FALSE | L | Annual | Emissions at Affected Plants CO2 | Thousand Tons | 0 | 0 | 0 | 0 | 0 | 0 | 0
EPA723 CO2 Rate Limit for NG Cofire - ORIS:2277 | 380 | 8052 | Rate Constraint in lbs/MMBtu | FALSE | L | Annual | Allowances Purchased CO2 | Thousand Tons | 0 | 0 | 0 | 0 | 0 | 0 | 0
EPA723 CO2 Rate Limit for NG Cofire - ORIS:2277 | 380 | 8052 | Rate Constraint in lbs/MMBtu | FALSE | L | Annual | Allowances Sold CO2 | Thousand Tons | 0 | 0 | 0 | 0 | 0 | 0 | 0
EPA723 CO2 Rate Limit for NG Cofire - ORIS:2277 | 380 | 8052 | Rate Constraint in lbs/MMBtu | FALSE | L | Annual | Allowances Banked | Thousand Tons | 0 | 0 | 0 | 0 | 0 | 0 | 0
EPA723 CO2 Rate Limit for NG Cofire - ORIS:2277 | 380 | 8052 | Rate Constraint in lbs/MMBtu | FALSE | L | Annual | Allowances Withdrawn (1:1) | Thousand Tons | 0 | 0 | 0 | 0 | 0 | 0 | 0
EPA723 CO2 Rate Limit for NG Cofire - ORIS:2277 | 380 | 8052 | Rate Constraint in lbs/MMBtu | FALSE | L | Annual | Allowances Withdrawn (n:1) | Thousand Tons | 0 | 0 | 0 | 0 | 0 | 0 | 0
EPA723 CO2 Rate Limit for NG Cofire - ORIS:2277 | 380 | 8052 | Rate Constraint in lbs/MMBtu | FALSE | L | Annual | Net Emissions Allowance Position | Thousand Tons | 0 | 0 | 0 | 0 | 0 | 0 | 0
EPA723 CO2 Rate Limit for NG Cofire - ORIS:2277 | 380 | 8052 | Rate Constraint in lbs/MMBtu | FALSE | L | Annual | Fuel Consumed | TBtu | 0 | 0 | 0 | 0 | 0 | 0 | 0
EPA723 CO2 Rate Limit for NG Cofire - ORIS:2277 | 380 | 8052 | Rate Constraint in lbs/MMBtu | FALSE | L | Annual | Rate | lb/MMBtu | 0 | 0 | 0 | 0 | 0 | 0 | 0
EPA723 CO2 Rate Limit for NG Cofire - ORIS:2277 | 380 | 8052 | Rate Constraint in lbs/MMBtu | FALSE | L | Annual | Generation | TWh | 0 | 0 | 0 | 0 | 0 | 0 | 0
EPA723 CO2 Rate Limit for NG Cofire - ORIS:2277 | 380 | 8052 | Rate Constraint in lbs/MMBtu | FALSE | L | Annual | Qualifying Generation | TWh | 0 | 0 | 0 | 0 | 0 | 0 | 0
EPA723 CO2 Rate Limit for NG Cofire - ORIS:2277 | 380 | 8052 | Rate Constraint in lbs/MMBtu | FALSE | L | Annual | Rate | lb/MWh | 0 | 0 | 0 | 0 | 0 | 0 | 0
EPA723 CO2 Rate Limit for NG Cofire - ORIS:2277 | 380 | 8052 | Rate Constraint in lbs/MMBtu | FALSE | L | Annual | Constraint Shadow Price | US2022$/Ton | 0 | 50.9228 | 56.6641 | 121.2917 | 80.8319 | 503.8312 | 136.9466
EPA723 CO2 Rate Limit for NG Cofire - ORIS:2364 | 381 | 8053 | Rate Constraint in lbs/MMBtu | FALSE | L | Annual | Seasons Included | Seasons |  | Winter, Spring, Summer, Fall | Winter, Spring, Summer, Fall | Winter, Spring, Summer, Fall | Winter, Spring, Summer, Fall | Winter, Spring, Summer, Fall | Winter, Spring, Summer, Fall
EPA723 CO2 Rate Limit for NG Cofire - ORIS:2364 | 381 | 8053 | Rate Constraint in lbs/MMBtu | FALSE | L | Annual | Standard CO2 | lb/MMBtu | 176.0914 | 176.0914 | 176.0914 | 176.0914 | 176.0914 | 176.0914 | 176.0914
EPA723 CO2 Rate Limit for NG Cofire - ORIS:2364 | 381 | 8053 | Rate Constraint in lbs/MMBtu | FALSE | L | Annual | Emissions at Affected Plants CO2 | Thousand Tons | 0 | 0 | 0 | 0 | 0 | 0 | 0
EPA723 CO2 Rate Limit for NG Cofire - ORIS:2364 | 381 | 8053 | Rate Constraint in lbs/MMBtu | FALSE | L | Annual | Allowances Purchased CO2 | Thousand Tons | 0 | 0 | 0 | 0 | 0 | 0 | 0
EPA723 CO2 Rate Limit for NG Cofire - ORIS:2364 | 381 | 8053 | Rate Constraint in lbs/MMBtu | FALSE | L | Annual | Allowances Sold CO2 | Thousand Tons | 0 | 0 | 0 | 0 | 0 | 0 | 0
EPA723 CO2 Rate Limit for NG Cofire - ORIS:2364 | 381 | 8053 | Rate Constraint in lbs/MMBtu | FALSE | L | Annual | Allowances Banked | Thousand Tons | 0 | 0 | 0 | 0 | 0 | 0 | 0
EPA723 CO2 Rate Limit for NG Cofire - ORIS:2364 | 381 | 8053 | Rate Constraint in lbs/MMBtu | FALSE | L | Annual | Allowances Withdrawn (1:1) | Thousand Tons | 0 | 0 | 0 | 0 | 0 | 0 | 0
EPA723 CO2 Rate Limit for NG Cofire - ORIS:2364 | 381 | 8053 | Rate Constraint in lbs/MMBtu | FALSE | L | Annual | Allowances Withdrawn (n:1) | Thousand Tons | 0 | 0 | 0 | 0 | 0 | 0 | 0
EPA723 CO2 Rate Limit for NG Cofire - ORIS:2364 | 381 | 8053 | Rate Constraint in lbs/MMBtu | FALSE | L | Annual | Net Emissions Allowance Position | Thousand Tons | 0 | 0 | 0 | 0 | 0 | 0 | 0
EPA723 CO2 Rate Limit for NG Cofire - ORIS:2364 | 381 | 8053 | Rate Constraint in lbs/MMBtu | FALSE | L | Annual | Fuel Consumed | TBtu | 0 | 0 | 0 | 0 | 0 | 0 | 0
EPA723 CO2 Rate Limit for NG Cofire - ORIS:2364 | 381 | 8053 | Rate Constraint in lbs/MMBtu | FALSE | L | Annual | Rate | lb/MMBtu | 0 | 0 | 0 | 0 | 0 | 0 | 0
EPA723 CO2 Rate Limit for NG Cofire - ORIS:2364 | 381 | 8053 | Rate Constraint in lbs/MMBtu | FALSE | L | Annual | Generation | TWh | 0 | 0 | 0 | 0 | 0 | 0 | 0
EPA723 CO2 Rate Limit for NG Cofire - ORIS:2364 | 381 | 8053 | Rate Constraint in lbs/MMBtu | FALSE | L | Annual | Qualifying Generation | TWh | 0 | 0 | 0 | 0 | 0 | 0 | 0
EPA723 CO2 Rate Limit for NG Cofire - ORIS:2364 | 381 | 8053 | Rate Constraint in lbs/MMBtu | FALSE | L | Annual | Rate | lb/MWh | 0 | 0 | 0 | 0 | 0 | 0 | 0
EPA723 CO2 Rate Limit for NG Cofire - ORIS:2364 | 381 | 8053 | Rate Constraint in lbs/MMBtu | FALSE | L | Annual | Constraint Shadow Price | US2022$/Ton | 0 | 145.787 | 118.3777 | 57.9368 | 63.8293 | 117.4181 | 102.4451
EPA723 CO2 Rate Limit for NG Cofire - ORIS:2367 | 382 | 8054 | Rate Constraint in lbs/MMBtu | FALSE | L | Annual | Seasons Included | Seasons |  | Winter, Spring, Summer, Fall | Winter, Spring, Summer, Fall | Winter, Spring, Summer, Fall | Winter, Spring, Summer, Fall | Winter, Spring, Summer, Fall | Winter, Spring, Summer, Fall
EPA723 CO2 Rate Limit for NG Cofire - ORIS:2367 | 382 | 8054 | Rate Constraint in lbs/MMBtu | FALSE | L | Annual | Standard CO2 | lb/MMBtu | 185.0145 | 185.0145 | 185.0145 | 185.0145 | 185.0145 | 185.0145 | 185.0145
EPA723 CO2 Rate Limit for NG Cofire - ORIS:2367 | 382 | 8054 | Rate Constraint in lbs/MMBtu | FALSE | L | Annual | Emissions at Affected Plants CO2 | Thousand Tons | 0 | 0 | 0 | 0 | 0 | 0 | 0
EPA723 CO2 Rate Limit for NG Cofire - ORIS:2367 | 382 | 8054 | Rate Constraint in lbs/MMBtu | FALSE | L | Annual | Allowances Purchased CO2 | Thousand Tons | 0 | 0 | 0 | 0 | 0 | 0 | 0
EPA723 CO2 Rate Limit for NG Cofire - ORIS:2367 | 382 | 8054 | Rate Constraint in lbs/MMBtu | FALSE | L | Annual | Allowances Sold CO2 | Thousand Tons | 0 | 0 | 0 | 0 | 0 | 0 | 0
EPA723 CO2 Rate Limit for NG Cofire - ORIS:2367 | 382 | 8054 | Rate Constraint in lbs/MMBtu | FALSE | L | Annual | Allowances Banked | Thousand Tons | 0 | 0 | 0 | 0 | 0 | 0 | 0
EPA723 CO2 Rate Limit for NG Cofire - ORIS:2367 | 382 | 8054 | Rate Constraint in lbs/MMBtu | FALSE | L | Annual | Allowances Withdrawn (1:1) | Thousand Tons | 0 | 0 | 0 | 0 | 0 | 0 | 0
EPA723 CO2 Rate Limit for NG Cofire - ORIS:2367 | 382 | 8054 | Rate Constraint in lbs/MMBtu | FALSE | L | Annual | Allowances Withdrawn (n:1) | Thousand Tons | 0 | 0 | 0 | 0 | 0 | 0 | 0
EPA723 CO2 Rate Limit for NG Cofire - ORIS:2367 | 382 | 8054 | Rate Constraint in lbs/MMBtu | FALSE | L | Annual | Net Emissions Allowance Position | Thousand Tons | 0 | 0 | 0 | 0 | 0 | 0 | 0
EPA723 CO2 Rate Limit for NG Cofire - ORIS:2367 | 382 | 8054 | Rate Constraint in lbs/MMBtu | FALSE | L | Annual | Fuel Consumed | TBtu | 0 | 0 | 0 | 0 | 0 | 0 | 0
EPA723 CO2 Rate Limit for NG Cofire - ORIS:2367 | 382 | 8054 | Rate Constraint in lbs/MMBtu | FALSE | L | Annual | Rate | lb/MMBtu | 0 | 0 | 0 | 0 | 0 | 0 | 0
EPA723 CO2 Rate Limit for NG Cofire - ORIS:2367 | 382 | 8054 | Rate Constraint in lbs/MMBtu | FALSE | L | Annual | Generation | TWh | 0 | 0 | 0 | 0 | 0 | 0 | 0
EPA723 CO2 Rate Limit for NG Cofire - ORIS:2367 | 382 | 8054 | Rate Constraint in lbs/MMBtu | FALSE | L | Annual | Qualifying Generation | TWh | 0 | 0 | 0 | 0 | 0 | 0 | 0
EPA723 CO2 Rate Limit for NG Cofire - ORIS:2367 | 382 | 8054 | Rate Constraint in lbs/MMBtu | FALSE | L | Annual | Rate | lb/MWh | 0 | 0 | 0 | 0 | 0 | 0 | 0
EPA723 CO2 Rate Limit for NG Cofire - ORIS:2367 | 382 | 8054 | Rate Constraint in lbs/MMBtu | FALSE | L | Annual | Constraint Shadow Price | US2022$/Ton | 0 | 140.8851 | 52.4618 | 197.3108 | 196.8071 | 260.5657 | 186.109
EPA723 CO2 Rate Limit for NG Cofire - ORIS:2442 | 383 | 8055 | Rate Constraint in lbs/MMBtu | FALSE | L | Annual | Seasons Included | Seasons |  | Winter, Spring, Summer, Fall | Winter, Spring, Summer, Fall | Winter, Spring, Summer, Fall | Winter, Spring, Summer, Fall | Winter, Spring, Summer, Fall | Winter, Spring, Summer, Fall
EPA723 CO2 Rate Limit for NG Cofire - ORIS:2442 | 383 | 8055 | Rate Constraint in lbs/MMBtu | FALSE | L | Annual | Standard CO2 | lb/MMBtu | 173.0882 | 173.0882 | 173.0882 | 173.0882 | 173.0882 | 173.0882 | 173.0882
EPA723 CO2 Rate Limit for NG Cofire - ORIS:2442 | 383 | 8055 | Rate Constraint in lbs/MMBtu | FALSE | L | Annual | Emissions at Affected Plants CO2 | Thousand Tons | 0 | 0 | 0 | 0 | 0 | 0 | 0
EPA723 CO2 Rate Limit for NG Cofire - ORIS:2442 | 383 | 8055 | Rate Constraint in lbs/MMBtu | FALSE | L | Annual | Allowances Purchased CO2 | Thousand Tons | 0 | 0 | 0 | 0 | 0 | 0 | 0
EPA723 CO2 Rate Limit for NG Cofire - ORIS:2442 | 383 | 8055 | Rate Constraint in lbs/MMBtu | FALSE | L | Annual | Allowances Sold CO2 | Thousand Tons | 0 | 0 | 0 | 0 | 0 | 0 | 0
EPA723 CO2 Rate Limit for NG Cofire - ORIS:2442 | 383 | 8055 | Rate Constraint in lbs/MMBtu | FALSE | L | Annual | Allowances Banked | Thousand Tons | 0 | 0 | 0 | 0 | 0 | 0 | 0
EPA723 CO2 Rate Limit for NG Cofire - ORIS:2442 | 383 | 8055 | Rate Constraint in lbs/MMBtu | FALSE | L | Annual | Allowances Withdrawn (1:1) | Thousand Tons | 0 | 0 | 0 | 0 | 0 | 0 | 0
EPA723 CO2 Rate Limit for NG Cofire - ORIS:2442 | 383 | 8055 | Rate Constraint in lbs/MMBtu | FALSE | L | Annual | Allowances Withdrawn (n:1) | Thousand Tons | 0 | 0 | 0 | 0 | 0 | 0 | 0
EPA723 CO2 Rate Limit for NG Cofire - ORIS:2442 | 383 | 8055 | Rate Constraint in lbs/MMBtu | FALSE | L | Annual | Net Emissions Allowance Position | Thousand Tons | 0 | 0 | 0 | 0 | 0 | 0 | 0
EPA723 CO2 Rate Limit for NG Cofire - ORIS:2442 | 383 | 8055 | Rate Constraint in lbs/MMBtu | FALSE | L | Annual | Fuel Consumed | TBtu | 0 | 0 | 0 | 0 | 0 | 0 | 0
EPA723 CO2 Rate Limit for NG Cofire - ORIS:2442 | 383 | 8055 | Rate Constraint in lbs/MMBtu | FALSE | L | Annual | Rate | lb/MMBtu | 0 | 0 | 0 | 0 | 0 | 0 | 0
EPA723 CO2 Rate Limit for NG Cofire - ORIS:2442 | 383 | 8055 | Rate Constraint in lbs/MMBtu | FALSE | L | Annual | Generation | TWh | 0 | 0 | 0 | 0 | 0 | 0 | 0
EPA723 CO2 Rate Limit for NG Cofire - ORIS:2442 | 383 | 8055 | Rate Constraint in lbs/MMBtu | FALSE | L | Annual | Qualifying Generation | TWh | 0 | 0 | 0 | 0 | 0 | 0 | 0
EPA723 CO2 Rate Limit for NG Cofire - ORIS:2442 | 383 | 8055 | Rate Constraint in lbs/MMBtu | FALSE | L | Annual | Rate | lb/MWh | 0 | 0 | 0 | 0 | 0 | 0 | 0
EPA723 CO2 Rate Limit for NG Cofire - ORIS:2442 | 383 | 8055 | Rate Constraint in lbs/MMBtu | FALSE | L | Annual | Constraint Shadow Price | US2022$/Ton | 0 | 25.5908 | 186.4403 | 74.8464 | 69.3278 | 610.5718 | 141.3329
EPA723 CO2 Rate Limit for NG Cofire - ORIS:2712 | 384 | 8056 | Rate Constraint in lbs/MMBtu | FALSE | L | Annual | Seasons Included | Seasons |  | Winter, Spring, Summer, Fall | Winter, Spring, Summer, Fall | Winter, Spring, Summer, Fall | Winter, Spring, Summer, Fall | Winter, Spring, Summer, Fall | Winter, Spring, Summer, Fall
EPA723 CO2 Rate Limit for NG Cofire - ORIS:2712 | 384 | 8056 | Rate Constraint in lbs/MMBtu | FALSE | L | Annual | Standard CO2 | lb/MMBtu | 174.3522 | 174.3522 | 174.3522 | 174.3522 | 174.3522 | 174.3522 | 174.3522
EPA723 CO2 Rate Limit for NG Cofire - ORIS:2712 | 384 | 8056 | Rate Constraint in lbs/MMBtu | FALSE | L | Annual | Emissions at Affected Plants CO2 | Thousand Tons | 0 | 0 | 0 | 0 | 0 | 0 | 0
EPA723 CO2 Rate Limit for NG Cofire - ORIS:2712 | 384 | 8056 | Rate Constraint in lbs/MMBtu | FALSE | L | Annual | Allowances Purchased CO2 | Thousand Tons | 0 | 0 | 0 | 0 | 0 | 0 | 0
EPA723 CO2 Rate Limit for NG Cofire - ORIS:2712 | 384 | 8056 | Rate Constraint in lbs/MMBtu | FALSE | L | Annual | Allowances Sold CO2 | Thousand Tons | 0 | 0 | 0 | 0 | 0 | 0 | 0
EPA723 CO2 Rate Limit for NG Cofire - ORIS:2712 | 384 | 8056 | Rate Constraint in lbs/MMBtu | FALSE | L | Annual | Allowances Banked | Thousand Tons | 0 | 0 | 0 | 0 | 0 | 0 | 0
EPA723 CO2 Rate Limit for NG Cofire - ORIS:2712 | 384 | 8056 | Rate Constraint in lbs/MMBtu | FALSE | L | Annual | Allowances Withdrawn (1:1) | Thousand Tons | 0 | 0 | 0 | 0 | 0 | 0 | 0
EPA723 CO2 Rate Limit for NG Cofire - ORIS:2712 | 384 | 8056 | Rate Constraint in lbs/MMBtu | FALSE | L | Annual | Allowances Withdrawn (n:1) | Thousand Tons | 0 | 0 | 0 | 0 | 0 | 0 | 0
EPA723 CO2 Rate Limit for NG Cofire - ORIS:2712 | 384 | 8056 | Rate Constraint in lbs/MMBtu | FALSE | L | Annual | Net Emissions Allowance Position | Thousand Tons | 0 | 0 | 0 | 0 | 0 | 0 | 0
EPA723 CO2 Rate Limit for NG Cofire - ORIS:2712 | 384 | 8056 | Rate Constraint in lbs/MMBtu | FALSE | L | Annual | Fuel Consumed | TBtu | 0 | 0 | 0 | 0 | 0 | 0 | 0
EPA723 CO2 Rate Limit for NG Cofire - ORIS:2712 | 384 | 8056 | Rate Constraint in lbs/MMBtu | FALSE | L | Annual | Rate | lb/MMBtu | 0 | 0 | 0 | 0 | 0 | 0 | 0
EPA723 CO2 Rate Limit for NG Cofire - ORIS:2712 | 384 | 8056 | Rate Constraint in lbs/MMBtu | FALSE | L | Annual | Generation | TWh | 0 | 0 | 0 | 0 | 0 | 0 | 0
EPA723 CO2 Rate Limit for NG Cofire - ORIS:2712 | 384 | 8056 | Rate Constraint in lbs/MMBtu | FALSE | L | Annual | Qualifying Generation | TWh | 0 | 0 | 0 | 0 | 0 | 0 | 0
EPA723 CO2 Rate Limit for NG Cofire - ORIS:2712 | 384 | 8056 | Rate Constraint in lbs/MMBtu | FALSE | L | Annual | Rate | lb/MWh | 0 | 0 | 0 | 0 | 0 | 0 | 0
EPA723 CO2 Rate Limit for NG Cofire - ORIS:2712 | 384 | 8056 | Rate Constraint in lbs/MMBtu | FALSE | L | Annual | Constraint Shadow Price | US2022$/Ton | 0 | 31.9652 | 127.9446 | 247.4972 | 264.9904 | 825.5092 | 288.7659
EPA723 CO2 Rate Limit for NG Cofire - ORIS:2721 | 385 | 8057 | Rate Constraint in lbs/MMBtu | FALSE | L | Annual | Seasons Included | Seasons |  | Winter, Spring, Summer, Fall | Winter, Spring, Summer, Fall | Winter, Spring, Summer, Fall | Winter, Spring, Summer, Fall | Winter, Spring, Summer, Fall | Winter, Spring, Summer, Fall
EPA723 CO2 Rate Limit for NG Cofire - ORIS:2721 | 385 | 8057 | Rate Constraint in lbs/MMBtu | FALSE | L | Annual | Standard CO2 | lb/MMBtu | 174.578 | 174.578 | 174.578 | 174.578 | 174.578 | 174.578 | 174.578
EPA723 CO2 Rate Limit for NG Cofire - ORIS:2721 | 385 | 8057 | Rate Constraint in lbs/MMBtu | FALSE | L | Annual | Emissions at Affected Plants CO2 | Thousand Tons | 0 | 0 | 0 | 0 | 0 | 0 | 0
EPA723 CO2 Rate Limit for NG Cofire - ORIS:2721 | 385 | 8057 | Rate Constraint in lbs/MMBtu | FALSE | L | Annual | Allowances Purchased CO2 | Thousand Tons | 0 | 0 | 0 | 0 | 0 | 0 | 0
EPA723 CO2 Rate Limit for NG Cofire - ORIS:2721 | 385 | 8057 | Rate Constraint in lbs/MMBtu | FALSE | L | Annual | Allowances Sold CO2 | Thousand Tons | 0 | 0 | 0 | 0 | 0 | 0 | 0
EPA723 CO2 Rate Limit for NG Cofire - ORIS:2721 | 385 | 8057 | Rate Constraint in lbs/MMBtu | FALSE | L | Annual | Allowances Banked | Thousand Tons | 0 | 0 | 0 | 0 | 0 | 0 | 0
EPA723 CO2 Rate Limit for NG Cofire - ORIS:2721 | 385 | 8057 | Rate Constraint in lbs/MMBtu | FALSE | L | Annual | Allowances Withdrawn (1:1) | Thousand Tons | 0 | 0 | 0 | 0 | 0 | 0 | 0
EPA723 CO2 Rate Limit for NG Cofire - ORIS:2721 | 385 | 8057 | Rate Constraint in lbs/MMBtu | FALSE | L | Annual | Allowances Withdrawn (n:1) | Thousand Tons | 0 | 0 | 0 | 0 | 0 | 0 | 0
EPA723 CO2 Rate Limit for NG Cofire - ORIS:2721 | 385 | 8057 | Rate Constraint in lbs/MMBtu | FALSE | L | Annual | Net Emissions Allowance Position | Thousand Tons | 0 | 0 | 0 | 0 | 0 | 0 | 0
EPA723 CO2 Rate Limit for NG Cofire - ORIS:2721 | 385 | 8057 | Rate Constraint in lbs/MMBtu | FALSE | L | Annual | Fuel Consumed | TBtu | 0 | 0 | 0 | 0 | 0 | 0 | 0
EPA723 CO2 Rate Limit for NG Cofire - ORIS:2721 | 385 | 8057 | Rate Constraint in lbs/MMBtu | FALSE | L | Annual | Rate | lb/MMBtu | 0 | 0 | 0 | 0 | 0 | 0 | 0
EPA723 CO2 Rate Limit for NG Cofire - ORIS:2721 | 385 | 8057 | Rate Constraint in lbs/MMBtu | FALSE | L | Annual | Generation | TWh | 0 | 0 | 0 | 0 | 0 | 0 | 0
EPA723 CO2 Rate Limit for NG Cofire - ORIS:2721 | 385 | 8057 | Rate Constraint in lbs/MMBtu | FALSE | L | Annual | Qualifying Generation | TWh | 0 | 0 | 0 | 0 | 0 | 0 | 0
EPA723 CO2 Rate Limit for NG Cofire - ORIS:2721 | 385 | 8057 | Rate Constraint in lbs/MMBtu | FALSE | L | Annual | Rate | lb/MWh | 0 | 0 | 0 | 0 | 0 | 0 | 0
EPA723 CO2 Rate Limit for NG Cofire - ORIS:2721 | 385 | 8057 | Rate Constraint in lbs/MMBtu | FALSE | L | Annual | Constraint Shadow Price | US2022$/Ton | 0 | 25.1407 | 28.5406 | 0 | 0 | 0 | 46.2691
EPA723 CO2 Rate Limit for NG Cofire - ORIS:2727 | 386 | 8058 | Rate Constraint in lbs/MMBtu | FALSE | L | Annual | Seasons Included | Seasons |  | Winter, Spring, Summer, Fall | Winter, Spring, Summer, Fall | Winter, Spring, Summer, Fall | Winter, Spring, Summer, Fall | Winter, Spring, Summer, Fall | Winter, Spring, Summer, Fall
EPA723 CO2 Rate Limit for NG Cofire - ORIS:2727 | 386 | 8058 | Rate Constraint in lbs/MMBtu | FALSE | L | Annual | Standard CO2 | lb/MMBtu | 173.6393 | 173.6393 | 173.6393 | 173.6393 | 173.6393 | 173.6393 | 173.6393
EPA723 CO2 Rate Limit for NG Cofire - ORIS:2727 | 386 | 8058 | Rate Constraint in lbs/MMBtu | FALSE | L | Annual | Emissions at Affected Plants CO2 | Thousand Tons | 0 | 0 | 0 | 0 | 0 | 0 | 0
EPA723 CO2 Rate Limit for NG Cofire - ORIS:2727 | 386 | 8058 | Rate Constraint in lbs/MMBtu | FALSE | L | Annual | Allowances Purchased CO2 | Thousand Tons | 0 | 0 | 0 | 0 | 0 | 0 | 0
EPA723 CO2 Rate Limit for NG Cofire - ORIS:2727 | 386 | 8058 | Rate Constraint in lbs/MMBtu | FALSE | L | Annual | Allowances Sold CO2 | Thousand Tons | 0 | 0 | 0 | 0 | 0 | 0 | 0
EPA723 CO2 Rate Limit for NG Cofire - ORIS:2727 | 386 | 8058 | Rate Constraint in lbs/MMBtu | FALSE | L | Annual | Allowances Banked | Thousand Tons | 0 | 0 | 0 | 0 | 0 | 0 | 0
EPA723 CO2 Rate Limit for NG Cofire - ORIS:2727 | 386 | 8058 | Rate Constraint in lbs/MMBtu | FALSE | L | Annual | Allowances Withdrawn (1:1) | Thousand Tons | 0 | 0 | 0 | 0 | 0 | 0 | 0
EPA723 CO2 Rate Limit for NG Cofire - ORIS:2727 | 386 | 8058 | Rate Constraint in lbs/MMBtu | FALSE | L | Annual | Allowances Withdrawn (n:1) | Thousand Tons | 0 | 0 | 0 | 0 | 0 | 0 | 0
EPA723 CO2 Rate Limit for NG Cofire - ORIS:2727 | 386 | 8058 | Rate Constraint in lbs/MMBtu | FALSE | L | Annual | Net Emissions Allowance Position | Thousand Tons | 0 | 0 | 0 | 0 | 0 | 0 | 0
EPA723 CO2 Rate Limit for NG Cofire - ORIS:2727 | 386 | 8058 | Rate Constraint in lbs/MMBtu | FALSE | L | Annual | Fuel Consumed | TBtu | 0 | 0 | 0 | 0 | 0 | 0 | 0
EPA723 CO2 Rate Limit for NG Cofire - ORIS:2727 | 386 | 8058 | Rate Constraint in lbs/MMBtu | FALSE | L | Annual | Rate | lb/MMBtu | 0 | 0 | 0 | 0 | 0 | 0 | 0
EPA723 CO2 Rate Limit for NG Cofire - ORIS:2727 | 386 | 8058 | Rate Constraint in lbs/MMBtu | FALSE | L | Annual | Generation | TWh | 0 | 0 | 0 | 0 | 0 | 0 | 0
EPA723 CO2 Rate Limit for NG Cofire - ORIS:2727 | 386 | 8058 | Rate Constraint in lbs/MMBtu | FALSE | L | Annual | Qualifying Generation | TWh | 0 | 0 | 0 | 0 | 0 | 0 | 0
EPA723 CO2 Rate Limit for NG Cofire - ORIS:2727 | 386 | 8058 | Rate Constraint in lbs/MMBtu | FALSE | L | Annual | Rate | lb/MWh | 0 | 0 | 0 | 0 | 0 | 0 | 0
EPA723 CO2 Rate Limit for NG Cofire - ORIS:2727 | 386 | 8058 | Rate Constraint in lbs/MMBtu | FALSE | L | Annual | Constraint Shadow Price | US2022$/Ton | 0 | 20.6506 | 89.1987 | 252.6177 | 841.2752 | 822.2687 | 294.0267
EPA723 CO2 Rate Limit for NG Cofire - ORIS:2817 | 387 | 8059 | Rate Constraint in lbs/MMBtu | FALSE | L | Annual | Seasons Included | Seasons |  | Winter, Spring, Summer, Fall | Winter, Spring, Summer, Fall | Winter, Spring, Summer, Fall | Winter, Spring, Summer, Fall | Winter, Spring, Summer, Fall | Winter, Spring, Summer, Fall
EPA723 CO2 Rate Limit for NG Cofire - ORIS:2817 | 387 | 8059 | Rate Constraint in lbs/MMBtu | FALSE | L | Annual | Standard CO2 | lb/MMBtu | 179.4644 | 179.4644 | 179.4644 | 179.4644 | 179.4644 | 179.4644 | 179.4644
EPA723 CO2 Rate Limit for NG Cofire - ORIS:2817 | 387 | 8059 | Rate Constraint in lbs/MMBtu | FALSE | L | Annual | Emissions at Affected Plants CO2 | Thousand Tons | 0 | 0 | 0 | 0 | 0 | 0 | 0
EPA723 CO2 Rate Limit for NG Cofire - ORIS:2817 | 387 | 8059 | Rate Constraint in lbs/MMBtu | FALSE | L | Annual | Allowances Purchased CO2 | Thousand Tons | 0 | 0 | 0 | 0 | 0 | 0 | 0
EPA723 CO2 Rate Limit for NG Cofire - ORIS:2817 | 387 | 8059 | Rate Constraint in lbs/MMBtu | FALSE | L | Annual | Allowances Sold CO2 | Thousand Tons | 0 | 0 | 0 | 0 | 0 | 0 | 0
EPA723 CO2 Rate Limit for NG Cofire - ORIS:2817 | 387 | 8059 | Rate Constraint in lbs/MMBtu | FALSE | L | Annual | Allowances Banked | Thousand Tons | 0 | 0 | 0 | 0 | 0 | 0 | 0
EPA723 CO2 Rate Limit for NG Cofire - ORIS:2817 | 387 | 8059 | Rate Constraint in lbs/MMBtu | FALSE | L | Annual | Allowances Withdrawn (1:1) | Thousand Tons | 0 | 0 | 0 | 0 | 0 | 0 | 0
EPA723 CO2 Rate Limit for NG Cofire - ORIS:2817 | 387 | 8059 | Rate Constraint in lbs/MMBtu | FALSE | L | Annual | Allowances Withdrawn (n:1) | Thousand Tons | 0 | 0 | 0 | 0 | 0 | 0 | 0
EPA723 CO2 Rate Limit for NG Cofire - ORIS:2817 | 387 | 8059 | Rate Constraint in lbs/MMBtu | FALSE | L | Annual | Net Emissions Allowance Position | Thousand Tons | 0 | 0 | 0 | 0 | 0 | 0 | 0
EPA723 CO2 Rate Limit for NG Cofire - ORIS:2817 | 387 | 8059 | Rate Constraint in lbs/MMBtu | FALSE | L | Annual | Fuel Consumed | TBtu | 0 | 0 | 0 | 0 | 0 | 0 | 0
EPA723 CO2 Rate Limit for NG Cofire - ORIS:2817 | 387 | 8059 | Rate Constraint in lbs/MMBtu | FALSE | L | Annual | Rate | lb/MMBtu | 0 | 0 | 0 | 0 | 0 | 0 | 0
EPA723 CO2 Rate Limit for NG Cofire - ORIS:2817 | 387 | 8059 | Rate Constraint in lbs/MMBtu | FALSE | L | Annual | Generation | TWh | 0 | 0 | 0 | 0 | 0 | 0 | 0
EPA723 CO2 Rate Limit for NG Cofire - ORIS:2817 | 387 | 8059 | Rate Constraint in lbs/MMBtu | FALSE | L | Annual | Qualifying Generation | TWh | 0 | 0 | 0 | 0 | 0 | 0 | 0
EPA723 CO2 Rate Limit for NG Cofire - ORIS:2817 | 387 | 8059 | Rate Constraint in lbs/MMBtu | FALSE | L | Annual | Rate | lb/MWh | 0 | 0 | 0 | 0 | 0 | 0 | 0
EPA723 CO2 Rate Limit for NG Cofire - ORIS:2817 | 387 | 8059 | Rate Constraint in lbs/MMBtu | FALSE | L | Annual | Constraint Shadow Price | US2022$/Ton | 0 | 62.603 | 49.6285 | 51.8437 | 67.0711 | 476.0146 | 128.8033
EPA723 CO2 Rate Limit for NG Cofire - ORIS:2823 | 388 | 8060 | Rate Constraint in lbs/MMBtu | FALSE | L | Annual | Seasons Included | Seasons |  | Winter, Spring, Summer, Fall | Winter, Spring, Summer, Fall | Winter, Spring, Summer, Fall | Winter, Spring, Summer, Fall | Winter, Spring, Summer, Fall | Winter, Spring, Summer, Fall
EPA723 CO2 Rate Limit for NG Cofire - ORIS:2823 | 388 | 8060 | Rate Constraint in lbs/MMBtu | FALSE | L | Annual | Standard CO2 | lb/MMBtu | 177.7296 | 177.7296 | 177.7296 | 177.7296 | 177.7296 | 177.7296 | 177.7296
EPA723 CO2 Rate Limit for NG Cofire - ORIS:2823 | 388 | 8060 | Rate Constraint in lbs/MMBtu | FALSE | L | Annual | Emissions at Affected Plants CO2 | Thousand Tons | 0 | 0 | 0 | 0 | 0 | 0 | 0
EPA723 CO2 Rate Limit for NG Cofire - ORIS:2823 | 388 | 8060 | Rate Constraint in lbs/MMBtu | FALSE | L | Annual | Allowances Purchased CO2 | Thousand Tons | 0 | 0 | 0 | 0 | 0 | 0 | 0
EPA723 CO2 Rate Limit for NG Cofire - ORIS:2823 | 388 | 8060 | Rate Constraint in lbs/MMBtu | FALSE | L | Annual | Allowances Sold CO2 | Thousand Tons | 0 | 0 | 0 | 0 | 0 | 0 | 0
EPA723 CO2 Rate Limit for NG Cofire - ORIS:2823 | 388 | 8060 | Rate Constraint in lbs/MMBtu | FALSE | L | Annual | Allowances Banked | Thousand Tons | 0 | 0 | 0 | 0 | 0 | 0 | 0
EPA723 CO2 Rate Limit for NG Cofire - ORIS:2823 | 388 | 8060 | Rate Constraint in lbs/MMBtu | FALSE | L | Annual | Allowances Withdrawn (1:1) | Thousand Tons | 0 | 0 | 0 | 0 | 0 | 0 | 0
EPA723 CO2 Rate Limit for NG Cofire - ORIS:2823 | 388 | 8060 | Rate Constraint in lbs/MMBtu | FALSE | L | Annual | Allowances Withdrawn (n:1) | Thousand Tons | 0 | 0 | 0 | 0 | 0 | 0 | 0
EPA723 CO2 Rate Limit for NG Cofire - ORIS:2823 | 388 | 8060 | Rate Constraint in lbs/MMBtu | FALSE | L | Annual | Net Emissions Allowance Position | Thousand Tons | 0 | 0 | 0 | 0 | 0 | 0 | 0
EPA723 CO2 Rate Limit for NG Cofire - ORIS:2823 | 388 | 8060 | Rate Constraint in lbs/MMBtu | FALSE | L | Annual | Fuel Consumed | TBtu | 0 | 0 | 0 | 0 | 0 | 0 | 0
EPA723 CO2 Rate Limit for NG Cofire - ORIS:2823 | 388 | 8060 | Rate Constraint in lbs/MMBtu | FALSE | L | Annual | Rate | lb/MMBtu | 0 | 0 | 0 | 0 | 0 | 0 | 0
EPA723 CO2 Rate Limit for NG Cofire - ORIS:2823 | 388 | 8060 | Rate Constraint in lbs/MMBtu | FALSE | L | Annual | Generation | TWh | 0 | 0 | 0 | 0 | 0 | 0 | 0
EPA723 CO2 Rate Limit for NG Cofire - ORIS:2823 | 388 | 8060 | Rate Constraint in lbs/MMBtu | FALSE | L | Annual | Qualifying Generation | TWh | 0 | 0 | 0 | 0 | 0 | 0 | 0
EPA723 CO2 Rate Limit for NG Cofire - ORIS:2823 | 388 | 8060 | Rate Constraint in lbs/MMBtu | FALSE | L | Annual | Rate | lb/MWh | 0 | 0 | 0 | 0 | 0 | 0 | 0
EPA723 CO2 Rate Limit for NG Cofire - ORIS:2823 | 388 | 8060 | Rate Constraint in lbs/MMBtu | FALSE | L | Annual | Constraint Shadow Price | US2022$/Ton | 0 | 52.977 | 42.1876 | 11.2113 | 10.0322 | 51.2293 | 71.6253
EPA723 CO2 Rate Limit for NG Cofire - ORIS:2828 | 389 | 8061 | Rate Constraint in lbs/MMBtu | FALSE | L | Annual | Seasons Included | Seasons |  | Winter, Spring, Summer, Fall | Winter, Spring, Summer, Fall | Winter, Spring, Summer, Fall | Winter, Spring, Summer, Fall | Winter, Spring, Summer, Fall | Winter, Spring, Summer, Fall
EPA723 CO2 Rate Limit for NG Cofire - ORIS:2828 | 389 | 8061 | Rate Constraint in lbs/MMBtu | FALSE | L | Annual | Standard CO2 | lb/MMBtu | 174.8101 | 174.8101 | 174.8101 | 174.8101 | 174.8101 | 174.8101 | 174.8101
EPA723 CO2 Rate Limit for NG Cofire - ORIS:2828 | 389 | 8061 | Rate Constraint in lbs/MMBtu | FALSE | L | Annual | Emissions at Affected Plants CO2 | Thousand Tons | 0 | 0 | 0 | 0 | 0 | 0 | 0
EPA723 CO2 Rate Limit for NG Cofire - ORIS:2828 | 389 | 8061 | Rate Constraint in lbs/MMBtu | FALSE | L | Annual | Allowances Purchased CO2 | Thousand Tons | 0 | 0 | 0 | 0 | 0 | 0 | 0
EPA723 CO2 Rate Limit for NG Cofire - ORIS:2828 | 389 | 8061 | Rate Constraint in lbs/MMBtu | FALSE | L | Annual | Allowances Sold CO2 | Thousand Tons | 0 | 0 | 0 | 0 | 0 | 0 | 0
EPA723 CO2 Rate Limit for NG Cofire - ORIS:2828 | 389 | 8061 | Rate Constraint in lbs/MMBtu | FALSE | L | Annual | Allowances Banked | Thousand Tons | 0 | 0 | 0 | 0 | 0 | 0 | 0
EPA723 CO2 Rate Limit for NG Cofire - ORIS:2828 | 389 | 8061 | Rate Constraint in lbs/MMBtu | FALSE | L | Annual | Allowances Withdrawn (1:1) | Thousand Tons | 0 | 0 | 0 | 0 | 0 | 0 | 0
EPA723 CO2 Rate Limit for NG Cofire - ORIS:2828 | 389 | 8061 | Rate Constraint in lbs/MMBtu | FALSE | L | Annual | Allowances Withdrawn (n:1) | Thousand Tons | 0 | 0 | 0 | 0 | 0 | 0 | 0
EPA723 CO2 Rate Limit for NG Cofire - ORIS:2828 | 389 | 8061 | Rate Constraint in lbs/MMBtu | FALSE | L | Annual | Net Emissions Allowance Position | Thousand Tons | 0 | 0 | 0 | 0 | 0 | 0 | 0
EPA723 CO2 Rate Limit for NG Cofire - ORIS:2828 | 389 | 8061 | Rate Constraint in lbs/MMBtu | FALSE | L | Annual | Fuel Consumed | TBtu | 0 | 0 | 0 | 0 | 0 | 0 | 0
EPA723 CO2 Rate Limit for NG Cofire - ORIS:2828 | 389 | 8061 | Rate Constraint in lbs/MMBtu | FALSE | L | Annual | Rate | lb/MMBtu | 0 | 0 | 0 | 0 | 0 | 0 | 0
EPA723 CO2 Rate Limit for NG Cofire - ORIS:2828 | 389 | 8061 | Rate Constraint in lbs/MMBtu | FALSE | L | Annual | Generation | TWh | 0 | 0 | 0 | 0 | 0 | 0 | 0
EPA723 CO2 Rate Limit for NG Cofire - ORIS:2828 | 389 | 8061 | Rate Constraint in lbs/MMBtu | FALSE | L | Annual | Qualifying Generation | TWh | 0 | 0 | 0 | 0 | 0 | 0 | 0
EPA723 CO2 Rate Limit for NG Cofire - ORIS:2828 | 389 | 8061 | Rate Constraint in lbs/MMBtu | FALSE | L | Annual | Rate | lb/MWh | 0 | 0 | 0 | 0 | 0 | 0 | 0
EPA723 CO2 Rate Limit for NG Cofire - ORIS:2828 | 389 | 8061 | Rate Constraint in lbs/MMBtu | FALSE | L | Annual | Constraint Shadow Price | US2022$/Ton | 0 | 36.3028 | 45.512 | 35.3458 | 90.0878 | 95.1435 | 127.6047
EPA723 CO2 Rate Limit for NG Cofire - ORIS:2876 | 390 | 8062 | Rate Constraint in lbs/MMBtu | FALSE | L | Annual | Seasons Included | Seasons |  | Winter, Spring, Summer, Fall | Winter, Spring, Summer, Fall | Winter, Spring, Summer, Fall | Winter, Spring, Summer, Fall | Winter, Spring, Summer, Fall | Winter, Spring, Summer, Fall
EPA723 CO2 Rate Limit for NG Cofire - ORIS:2876 | 390 | 8062 | Rate Constraint in lbs/MMBtu | FALSE | L | Annual | Standard CO2 | lb/MMBtu | 180.5389 | 180.5389 | 180.5389 | 180.5389 | 180.5389 | 180.5389 | 180.5389
EPA723 CO2 Rate Limit for NG Cofire - ORIS:2876 | 390 | 8062 | Rate Constraint in lbs/MMBtu | FALSE | L | Annual | Emissions at Affected Plants CO2 | Thousand Tons | 0 | 0 | 0 | 0 | 0 | 0 | 0
EPA723 CO2 Rate Limit for NG Cofire - ORIS:2876 | 390 | 8062 | Rate Constraint in lbs/MMBtu | FALSE | L | Annual | Allowances Purchased CO2 | Thousand Tons | 0 | 0 | 0 | 0 | 0 | 0 | 0
EPA723 CO2 Rate Limit for NG Cofire - ORIS:2876 | 390 | 8062 | Rate Constraint in lbs/MMBtu | FALSE | L | Annual | Allowances Sold CO2 | Thousand Tons | 0 | 0 | 0 | 0 | 0 | 0 | 0
EPA723 CO2 Rate Limit for NG Cofire - ORIS:2876 | 390 | 8062 | Rate Constraint in lbs/MMBtu | FALSE | L | Annual | Allowances Banked | Thousand Tons | 0 | 0 | 0 | 0 | 0 | 0 | 0
EPA723 CO2 Rate Limit for NG Cofire - ORIS:2876 | 390 | 8062 | Rate Constraint in lbs/MMBtu | FALSE | L | Annual | Allowances Withdrawn (1:1) | Thousand Tons | 0 | 0 | 0 | 0 | 0 | 0 | 0
EPA723 CO2 Rate Limit for NG Cofire - ORIS:2876 | 390 | 8062 | Rate Constraint in lbs/MMBtu | FALSE | L | Annual | Allowances Withdrawn (n:1) | Thousand Tons | 0 | 0 | 0 | 0 | 0 | 0 | 0
EPA723 CO2 Rate Limit for NG Cofire - ORIS:2876 | 390 | 8062 | Rate Constraint in lbs/MMBtu | FALSE | L | Annual | Net Emissions Allowance Position | Thousand Tons | 0 | 0 | 0 | 0 | 0 | 0 | 0
EPA723 CO2 Rate Limit for NG Cofire - ORIS:2876 | 390 | 8062 | Rate Constraint in lbs/MMBtu | FALSE | L | Annual | Fuel Consumed | TBtu | 0 | 0 | 0 | 0 | 0 | 0 | 0
EPA723 CO2 Rate Limit for NG Cofire - ORIS:2876 | 390 | 8062 | Rate Constraint in lbs/MMBtu | FALSE | L | Annual | Rate | lb/MMBtu | 0 | 0 | 0 | 0 | 0 | 0 | 0
EPA723 CO2 Rate Limit for NG Cofire - ORIS:2876 | 390 | 8062 | Rate Constraint in lbs/MMBtu | FALSE | L | Annual | Generation | TWh | 0 | 0 | 0 | 0 | 0 | 0 | 0
EPA723 CO2 Rate Limit for NG Cofire - ORIS:2876 | 390 | 8062 | Rate Constraint in lbs/MMBtu | FALSE | L | Annual | Qualifying Generation | TWh | 0 | 0 | 0 | 0 | 0 | 0 | 0
EPA723 CO2 Rate Limit for NG Cofire - ORIS:2876 | 390 | 8062 | Rate Constraint in lbs/MMBtu | FALSE | L | Annual | Rate | lb/MWh | 0 | 0 | 0 | 0 | 0 | 0 | 0
EPA723 CO2 Rate Limit for NG Cofire - ORIS:2876 | 390 | 8062 | Rate Constraint in lbs/MMBtu | FALSE | L | Annual | Constraint Shadow Price | US2022$/Ton | 0 | 32.537 | 34.8539 | 26.9313 | 108.7053 | 96.9561 | 135.2391
EPA723 CO2 Rate Limit for NG Cofire - ORIS:2878 | 391 | 8063 | Rate Constraint in lbs/MMBtu | FALSE | L | Annual | Seasons Included | Seasons |  | Winter, Spring, Summer, Fall | Winter, Spring, Summer, Fall | Winter, Spring, Summer, Fall | Winter, Spring, Summer, Fall | Winter, Spring, Summer, Fall | Winter, Spring, Summer, Fall
EPA723 CO2 Rate Limit for NG Cofire - ORIS:2878 | 391 | 8063 | Rate Constraint in lbs/MMBtu | FALSE | L | Annual | Standard CO2 | lb/MMBtu | 181.91 | 181.91 | 181.91 | 181.91 | 181.91 | 181.91 | 181.91
EPA723 CO2 Rate Limit for NG Cofire - ORIS:2878 | 391 | 8063 | Rate Constraint in lbs/MMBtu | FALSE | L | Annual | Emissions at Affected Plants CO2 | Thousand Tons | 0 | 0 | 0 | 0 | 0 | 0 | 0
EPA723 CO2 Rate Limit for NG Cofire - ORIS:2878 | 391 | 8063 | Rate Constraint in lbs/MMBtu | FALSE | L | Annual | Allowances Purchased CO2 | Thousand Tons | 0 | 0 | 0 | 0 | 0 | 0 | 0
EPA723 CO2 Rate Limit for NG Cofire - ORIS:2878 | 391 | 8063 | Rate Constraint in lbs/MMBtu | FALSE | L | Annual | Allowances Sold CO2 | Thousand Tons | 0 | 0 | 0 | 0 | 0 | 0 | 0
EPA723 CO2 Rate Limit for NG Cofire - ORIS:2878 | 391 | 8063 | Rate Constraint in lbs/MMBtu | FALSE | L | Annual | Allowances Banked | Thousand Tons | 0 | 0 | 0 | 0 | 0 | 0 | 0
EPA723 CO2 Rate Limit for NG Cofire - ORIS:2878 | 391 | 8063 | Rate Constraint in lbs/MMBtu | FALSE | L | Annual | Allowances Withdrawn (1:1) | Thousand Tons | 0 | 0 | 0 | 0 | 0 | 0 | 0
EPA723 CO2 Rate Limit for NG Cofire - ORIS:2878 | 391 | 8063 | Rate Constraint in lbs/MMBtu | FALSE | L | Annual | Allowances Withdrawn (n:1) | Thousand Tons | 0 | 0 | 0 | 0 | 0 | 0 | 0
EPA723 CO2 Rate Limit for NG Cofire - ORIS:2878 | 391 | 8063 | Rate Constraint in lbs/MMBtu | FALSE | L | Annual | Net Emissions Allowance Position | Thousand Tons | 0 | 0 | 0 | 0 | 0 | 0 | 0
EPA723 CO2 Rate Limit for NG Cofire - ORIS:2878 | 391 | 8063 | Rate Constraint in lbs/MMBtu | FALSE | L | Annual | Fuel Consumed | TBtu | 0 | 0 | 0 | 0 | 0 | 0 | 0
EPA723 CO2 Rate Limit for NG Cofire - ORIS:2878 | 391 | 8063 | Rate Constraint in lbs/MMBtu | FALSE | L | Annual | Rate | lb/MMBtu | 0 | 0 | 0 | 0 | 0 | 0 | 0
EPA723 CO2 Rate Limit for NG Cofire - ORIS:2878 | 391 | 8063 | Rate Constraint in lbs/MMBtu | FALSE | L | Annual | Generation | TWh | 0 | 0 | 0 | 0 | 0 | 0 | 0
EPA723 CO2 Rate Limit for NG Cofire - ORIS:2878 | 391 | 8063 | Rate Constraint in lbs/MMBtu | FALSE | L | Annual | Qualifying Generation | TWh | 0 | 0 | 0 | 0 | 0 | 0 | 0
EPA723 CO2 Rate Limit for NG Cofire - ORIS:2878 | 391 | 8063 | Rate Constraint in lbs/MMBtu | FALSE | L | Annual | Rate | lb/MWh | 0 | 0 | 0 | 0 | 0 | 0 | 0
EPA723 CO2 Rate Limit for NG Cofire - ORIS:2878 | 391 | 8063 | Rate Constraint in lbs/MMBtu | FALSE | L | Annual | Constraint Shadow Price | US2022$/Ton | 0 | 19.7218 | 27.9217 | 22.8396 | 30.0169 | 48.0356 | 46.8261
EPA723 CO2 Rate Limit for NG Cofire - ORIS:2952 | 392 | 8064 | Rate Constraint in lbs/MMBtu | FALSE | L | Annual | Seasons Included | Seasons |  | Winter, Spring, Summer, Fall | Winter, Spring, Summer, Fall | Winter, Spring, Summer, Fall | Winter, Spring, Summer, Fall | Winter, Spring, Summer, Fall | Winter, Spring, Summer, Fall
EPA723 CO2 Rate Limit for NG Cofire - ORIS:2952 | 392 | 8064 | Rate Constraint in lbs/MMBtu | FALSE | L | Annual | Standard CO2 | lb/MMBtu | 175.772 | 175.772 | 175.772 | 175.772 | 175.772 | 175.772 | 175.772
EPA723 CO2 Rate Limit for NG Cofire - ORIS:2952 | 392 | 8064 | Rate Constraint in lbs/MMBtu | FALSE | L | Annual | Emissions at Affected Plants CO2 | Thousand Tons | 0 | 0 | 0 | 0 | 0 | 0 | 0
EPA723 CO2 Rate Limit for NG Cofire - ORIS:2952 | 392 | 8064 | Rate Constraint in lbs/MMBtu | FALSE | L | Annual | Allowances Purchased CO2 | Thousand Tons | 0 | 0 | 0 | 0 | 0 | 0 | 0
EPA723 CO2 Rate Limit for NG Cofire - ORIS:2952 | 392 | 8064 | Rate Constraint in lbs/MMBtu | FALSE | L | Annual | Allowances Sold CO2 | Thousand Tons | 0 | 0 | 0 | 0 | 0 | 0 | 0
EPA723 CO2 Rate Limit for NG Cofire - ORIS:2952 | 392 | 8064 | Rate Constraint in lbs/MMBtu | FALSE | L | Annual | Allowances Banked | Thousand Tons | 0 | 0 | 0 | 0 | 0 | 0 | 0
EPA723 CO2 Rate Limit for NG Cofire - ORIS:2952 | 392 | 8064 | Rate Constraint in lbs/MMBtu | FALSE | L | Annual | Allowances Withdrawn (1:1) | Thousand Tons | 0 | 0 | 0 | 0 | 0 | 0 | 0
EPA723 CO2 Rate Limit for NG Cofire - ORIS:2952 | 392 | 8064 | Rate Constraint in lbs/MMBtu | FALSE | L | Annual | Allowances Withdrawn (n:1) | Thousand Tons | 0 | 0 | 0 | 0 | 0 | 0 | 0
EPA723 CO2 Rate Limit for NG Cofire - ORIS:2952 | 392 | 8064 | Rate Constraint in lbs/MMBtu | FALSE | L | Annual | Net Emissions Allowance Position | Thousand Tons | 0 | 0 | 0 | 0 | 0 | 0 | 0
EPA723 CO2 Rate Limit for NG Cofire - ORIS:2952 | 392 | 8064 | Rate Constraint in lbs/MMBtu | FALSE | L | Annual | Fuel Consumed | TBtu | 0 | 0 | 0 | 0 | 0 | 0 | 0
EPA723 CO2 Rate Limit for NG Cofire - ORIS:2952 | 392 | 8064 | Rate Constraint in lbs/MMBtu | FALSE | L | Annual | Rate | lb/MMBtu | 0 | 0 | 0 | 0 | 0 | 0 | 0
EPA723 CO2 Rate Limit for NG Cofire - ORIS:2952 | 392 | 8064 | Rate Constraint in lbs/MMBtu | FALSE | L | Annual | Generation | TWh | 0 | 0 | 0 | 0 | 0 | 0 | 0
EPA723 CO2 Rate Limit for NG Cofire - ORIS:2952 | 392 | 8064 | Rate Constraint in lbs/MMBtu | FALSE | L | Annual | Qualifying Generation | TWh | 0 | 0 | 0 | 0 | 0 | 0 | 0
EPA723 CO2 Rate Limit for NG Cofire - ORIS:2952 | 392 | 8064 | Rate Constraint in lbs/MMBtu | FALSE | L | Annual | Rate | lb/MWh | 0 | 0 | 0 | 0 | 0 | 0 | 0
EPA723 CO2 Rate Limit for NG Cofire - ORIS:2952 | 392 | 8064 | Rate Constraint in lbs/MMBtu | FALSE | L | Annual | Constraint Shadow Price | US2022$/Ton | 0 | 174.0482 | 35.233 | 14.086 | 30.1096 | 66.9387 | 130.4576
EPA723 CO2 Rate Limit for NG Cofire - ORIS:3 | 393 | 8021 | Rate Constraint in lbs/MMBtu | FALSE | L | Annual | Seasons Included | Seasons |  | Winter, Spring, Summer, Fall | Winter, Spring, Summer, Fall | Winter, Spring, Summer, Fall | Winter, Spring, Summer, Fall | Winter, Spring, Summer, Fall | Winter, Spring, Summer, Fall
EPA723 CO2 Rate Limit for NG Cofire - ORIS:3 | 393 | 8021 | Rate Constraint in lbs/MMBtu | FALSE | L | Annual | Standard CO2 | lb/MMBtu | 174.8101 | 174.8101 | 174.8101 | 174.8101 | 174.8101 | 174.8101 | 174.8101
EPA723 CO2 Rate Limit for NG Cofire - ORIS:3 | 393 | 8021 | Rate Constraint in lbs/MMBtu | FALSE | L | Annual | Emissions at Affected Plants CO2 | Thousand Tons | 0 | 0 | 0 | 0 | 0 | 0 | 0
EPA723 CO2 Rate Limit for NG Cofire - ORIS:3 | 393 | 8021 | Rate Constraint in lbs/MMBtu | FALSE | L | Annual | Allowances Purchased CO2 | Thousand Tons | 0 | 0 | 0 | 0 | 0 | 0 | 0
EPA723 CO2 Rate Limit for NG Cofire - ORIS:3 | 393 | 8021 | Rate Constraint in lbs/MMBtu | FALSE | L | Annual | Allowances Sold CO2 | Thousand Tons | 0 | 0 | 0 | 0 | 0 | 0 | 0
EPA723 CO2 Rate Limit for NG Cofire - ORIS:3 | 393 | 8021 | Rate Constraint in lbs/MMBtu | FALSE | L | Annual | Allowances Banked | Thousand Tons | 0 | 0 | 0 | 0 | 0 | 0 | 0
EPA723 CO2 Rate Limit for NG Cofire - ORIS:3 | 393 | 8021 | Rate Constraint in lbs/MMBtu | FALSE | L | Annual | Allowances Withdrawn (1:1) | Thousand Tons | 0 | 0 | 0 | 0 | 0 | 0 | 0
EPA723 CO2 Rate Limit for NG Cofire - ORIS:3 | 393 | 8021 | Rate Constraint in lbs/MMBtu | FALSE | L | Annual | Allowances Withdrawn (n:1) | Thousand Tons | 0 | 0 | 0 | 0 | 0 | 0 | 0
EPA723 CO2 Rate Limit for NG Cofire - ORIS:3 | 393 | 8021 | Rate Constraint in lbs/MMBtu | FALSE | L | Annual | Net Emissions Allowance Position | Thousand Tons | 0 | 0 | 0 | 0 | 0 | 0 | 0
EPA723 CO2 Rate Limit for NG Cofire - ORIS:3 | 393 | 8021 | Rate Constraint in lbs/MMBtu | FALSE | L | Annual | Fuel Consumed | TBtu | 0 | 0 | 0 | 0 | 0 | 0 | 0
EPA723 CO2 Rate Limit for NG Cofire - ORIS:3 | 393 | 8021 | Rate Constraint in lbs/MMBtu | FALSE | L | Annual | Rate | lb/MMBtu | 0 | 0 | 0 | 0 | 0 | 0 | 0
EPA723 CO2 Rate Limit for NG Cofire - ORIS:3 | 393 | 8021 | Rate Constraint in lbs/MMBtu | FALSE | L | Annual | Generation | TWh | 0 | 0 | 0 | 0 | 0 | 0 | 0
EPA723 CO2 Rate Limit for NG Cofire - ORIS:3 | 393 | 8021 | Rate Constraint in lbs/MMBtu | FALSE | L | Annual | Qualifying Generation | TWh | 0 | 0 | 0 | 0 | 0 | 0 | 0
EPA723 CO2 Rate Limit for NG Cofire - ORIS:3 | 393 | 8021 | Rate Constraint in lbs/MMBtu | FALSE | L | Annual | Rate | lb/MWh | 0 | 0 | 0 | 0 | 0 | 0 | 0
EPA723 CO2 Rate Limit for NG Cofire - ORIS:3 | 393 | 8021 | Rate Constraint in lbs/MMBtu | FALSE | L | Annual | Constraint Shadow Price | US2022$/Ton | 0 | 41.8055 | 29.3608 | 16.9668 | 0.1378 | 41.5398 | 109.4499
EPA723 CO2 Rate Limit for NG Cofire - ORIS:3130 | 394 | 8065 | Rate Constraint in lbs/MMBtu | FALSE | L | Annual | Seasons Included | Seasons |  | Winter, Spring, Summer, Fall | Winter, Spring, Summer, Fall | Winter, Spring, Summer, Fall | Winter, Spring, Summer, Fall | Winter, Spring, Summer, Fall | Winter, Spring, Summer, Fall
EPA723 CO2 Rate Limit for NG Cofire - ORIS:3130 | 394 | 8065 | Rate Constraint in lbs/MMBtu | FALSE | L | Annual | Standard CO2 | lb/MMBtu | 169.652 | 169.652 | 169.652 | 169.652 | 169.652 | 169.652 | 169.652
EPA723 CO2 Rate Limit for NG Cofire - ORIS:3130 | 394 | 8065 | Rate Constraint in lbs/MMBtu | FALSE | L | Annual | Emissions at Affected Plants CO2 | Thousand Tons | 0 | 0 | 0 | 0 | 0 | 0 | 0
EPA723 CO2 Rate Limit for NG Cofire - ORIS:3130 | 394 | 8065 | Rate Constraint in lbs/MMBtu | FALSE | L | Annual | Allowances Purchased CO2 | Thousand Tons | 0 | 0 | 0 | 0 | 0 | 0 | 0
EPA723 CO2 Rate Limit for NG Cofire - ORIS:3130 | 394 | 8065 | Rate Constraint in lbs/MMBtu | FALSE | L | Annual | Allowances Sold CO2 | Thousand Tons | 0 | 0 | 0 | 0 | 0 | 0 | 0
EPA723 CO2 Rate Limit for NG Cofire - ORIS:3130 | 394 | 8065 | Rate Constraint in lbs/MMBtu | FALSE | L | Annual | Allowances Banked | Thousand Tons | 0 | 0 | 0 | 0 | 0 | 0 | 0
EPA723 CO2 Rate Limit for NG Cofire - ORIS:3130 | 394 | 8065 | Rate Constraint in lbs/MMBtu | FALSE | L | Annual | Allowances Withdrawn (1:1) | Thousand Tons | 0 | 0 | 0 | 0 | 0 | 0 | 0
EPA723 CO2 Rate Limit for NG Cofire - ORIS:3130 | 394 | 8065 | Rate Constraint in lbs/MMBtu | FALSE | L | Annual | Allowances Withdrawn (n:1) | Thousand Tons | 0 | 0 | 0 | 0 | 0 | 0 | 0
EPA723 CO2 Rate Limit for NG Cofire - ORIS:3130 | 394 | 8065 | Rate Constraint in lbs/MMBtu | FALSE | L | Annual | Net Emissions Allowance Position | Thousand Tons | 0 | 0 | 0 | 0 | 0 | 0 | 0
EPA723 CO2 Rate Limit for NG Cofire - ORIS:3130 | 394 | 8065 | Rate Constraint in lbs/MMBtu | FALSE | L | Annual | Fuel Consumed | TBtu | 0 | 0 | 0 | 0 | 0 | 0 | 0
EPA723 CO2 Rate Limit for NG Cofire - ORIS:3130 | 394 | 8065 | Rate Constraint in lbs/MMBtu | FALSE | L | Annual | Rate | lb/MMBtu | 0 | 0 | 0 | 0 | 0 | 0 | 0
EPA723 CO2 Rate Limit for NG Cofire - ORIS:3130 | 394 | 8065 | Rate Constraint in lbs/MMBtu | FALSE | L | Annual | Generation | TWh | 0 | 0 | 0 | 0 | 0 | 0 | 0
EPA723 CO2 Rate Limit for NG Cofire - ORIS:3130 | 394 | 8065 | Rate Constraint in lbs/MMBtu | FALSE | L | Annual | Qualifying Generation | TWh | 0 | 0 | 0 | 0 | 0 | 0 | 0
EPA723 CO2 Rate Limit for NG Cofire - ORIS:3130 | 394 | 8065 | Rate Constraint in lbs/MMBtu | FALSE | L | Annual | Rate | lb/MWh | 0 | 0 | 0 | 0 | 0 | 0 | 0
EPA723 CO2 Rate Limit for NG Cofire - ORIS:3130 | 394 | 8065 | Rate Constraint in lbs/MMBtu | FALSE | L | Annual | Constraint Shadow Price | US2022$/Ton | 0 | 67.0712 | 60.4452 | 0 | 84.901 | 128.9062 | 155.3838
EPA723 CO2 Rate Limit for NG Cofire - ORIS:3403 | 395 | 8066 | Rate Constraint in lbs/MMBtu | FALSE | L | Annual | Seasons Included | Seasons |  | Winter, Spring, Summer, Fall | Winter, Spring, Summer, Fall | Winter, Spring, Summer, Fall | Winter, Spring, Summer, Fall | Winter, Spring, Summer, Fall | Winter, Spring, Summer, Fall
EPA723 CO2 Rate Limit for NG Cofire - ORIS:3403 | 395 | 8066 | Rate Constraint in lbs/MMBtu | FALSE | L | Annual | Standard CO2 | lb/MMBtu | 184.5606 | 184.5606 | 184.5606 | 184.5606 | 184.5606 | 184.5606 | 184.5606
EPA723 CO2 Rate Limit for NG Cofire - ORIS:3403 | 395 | 8066 | Rate Constraint in lbs/MMBtu | FALSE | L | Annual | Emissions at Affected Plants CO2 | Thousand Tons | 0 | 0 | 0 | 0 | 0 | 0 | 0
EPA723 CO2 Rate Limit for NG Cofire - ORIS:3403 | 395 | 8066 | Rate Constraint in lbs/MMBtu | FALSE | L | Annual | Allowances Purchased CO2 | Thousand Tons | 0 | 0 | 0 | 0 | 0 | 0 | 0
EPA723 CO2 Rate Limit for NG Cofire - ORIS:3403 | 395 | 8066 | Rate Constraint in lbs/MMBtu | FALSE | L | Annual | Allowances Sold CO2 | Thousand Tons | 0 | 0 | 0 | 0 | 0 | 0 | 0
EPA723 CO2 Rate Limit for NG Cofire - ORIS:3403 | 395 | 8066 | Rate Constraint in lbs/MMBtu | FALSE | L | Annual | Allowances Banked | Thousand Tons | 0 | 0 | 0 | 0 | 0 | 0 | 0
EPA723 CO2 Rate Limit for NG Cofire - ORIS:3403 | 395 | 8066 | Rate Constraint in lbs/MMBtu | FALSE | L | Annual | Allowances Withdrawn (1:1) | Thousand Tons | 0 | 0 | 0 | 0 | 0 | 0 | 0
EPA723 CO2 Rate Limit for NG Cofire - ORIS:3403 | 395 | 8066 | Rate Constraint in lbs/MMBtu | FALSE | L | Annual | Allowances Withdrawn (n:1) | Thousand Tons | 0 | 0 | 0 | 0 | 0 | 0 | 0
EPA723 CO2 Rate Limit for NG Cofire - ORIS:3403 | 395 | 8066 | Rate Constraint in lbs/MMBtu | FALSE | L | Annual | Net Emissions Allowance Position | Thousand Tons | 0 | 0 | 0 | 0 | 0 | 0 | 0
EPA723 CO2 Rate Limit for NG Cofire - ORIS:3403 | 395 | 8066 | Rate Constraint in lbs/MMBtu | FALSE | L | Annual | Fuel Consumed | TBtu | 0 | 0 | 0 | 0 | 0 | 0 | 0
EPA723 CO2 Rate Limit for NG Cofire - ORIS:3403 | 395 | 8066 | Rate Constraint in lbs/MMBtu | FALSE | L | Annual | Rate | lb/MMBtu | 0 | 0 | 0 | 0 | 0 | 0 | 0
EPA723 CO2 Rate Limit for NG Cofire - ORIS:3403 | 395 | 8066 | Rate Constraint in lbs/MMBtu | FALSE | L | Annual | Generation | TWh | 0 | 0 | 0 | 0 | 0 | 0 | 0
EPA723 CO2 Rate Limit for NG Cofire - ORIS:3403 | 395 | 8066 | Rate Constraint in lbs/MMBtu | FALSE | L | Annual | Qualifying Generation | TWh | 0 | 0 | 0 | 0 | 0 | 0 | 0
EPA723 CO2 Rate Limit for NG Cofire - ORIS:3403 | 395 | 8066 | Rate Constraint in lbs/MMBtu | FALSE | L | Annual | Rate | lb/MWh | 0 | 0 | 0 | 0 | 0 | 0 | 0
EPA723 CO2 Rate Limit for NG Cofire - ORIS:3403 | 395 | 8066 | Rate Constraint in lbs/MMBtu | FALSE | L | Annual | Constraint Shadow Price | US2022$/Ton | 0 | 0 | 46.3815 | 313.0497 | 277.1417 | 1166.8506 | 382.5567
EPA723 CO2 Rate Limit for NG Cofire - ORIS:3470 | 396 | 8067 | Rate Constraint in lbs/MMBtu | FALSE | L | Annual | Seasons Included | Seasons |  | Winter, Spring, Summer, Fall | Winter, Spring, Summer, Fall | Winter, Spring, Summer, Fall | Winter, Spring, Summer, Fall | Winter, Spring, Summer, Fall | Winter, Spring, Summer, Fall
EPA723 CO2 Rate Limit for NG Cofire - ORIS:3470 | 396 | 8067 | Rate Constraint in lbs/MMBtu | FALSE | L | Annual | Standard CO2 | lb/MMBtu | 176.5228 | 176.5228 | 176.5228 | 176.5228 | 176.5228 | 176.5228 | 176.5228
EPA723 CO2 Rate Limit for NG Cofire - ORIS:3470 | 396 | 8067 | Rate Constraint in lbs/MMBtu | FALSE | L | Annual | Emissions at Affected Plants CO2 | Thousand Tons | 0 | 0 | 0 | 0 | 0 | 0 | 0
EPA723 CO2 Rate Limit for NG Cofire - ORIS:3470 | 396 | 8067 | Rate Constraint in lbs/MMBtu | FALSE | L | Annual | Allowances Purchased CO2 | Thousand Tons | 0 | 0 | 0 | 0 | 0 | 0 | 0
EPA723 CO2 Rate Limit for NG Cofire - ORIS:3470 | 396 | 8067 | Rate Constraint in lbs/MMBtu | FALSE | L | Annual | Allowances Sold CO2 | Thousand Tons | 0 | 0 | 0 | 0 | 0 | 0 | 0
EPA723 CO2 Rate Limit for NG Cofire - ORIS:3470 | 396 | 8067 | Rate Constraint in lbs/MMBtu | FALSE | L | Annual | Allowances Banked | Thousand Tons | 0 | 0 | 0 | 0 | 0 | 0 | 0
EPA723 CO2 Rate Limit for NG Cofire - ORIS:3470 | 396 | 8067 | Rate Constraint in lbs/MMBtu | FALSE | L | Annual | Allowances Withdrawn (1:1) | Thousand Tons | 0 | 0 | 0 | 0 | 0 | 0 | 0
EPA723 CO2 Rate Limit for NG Cofire - ORIS:3470 | 396 | 8067 | Rate Constraint in lbs/MMBtu | FALSE | L | Annual | Allowances Withdrawn (n:1) | Thousand Tons | 0 | 0 | 0 | 0 | 0 | 0 | 0
EPA723 CO2 Rate Limit for NG Cofire - ORIS:3470 | 396 | 8067 | Rate Constraint in lbs/MMBtu | FALSE | L | Annual | Net Emissions Allowance Position | Thousand Tons | 0 | 0 | 0 | 0 | 0 | 0 | 0
EPA723 CO2 Rate Limit for NG Cofire - ORIS:3470 | 396 | 8067 | Rate Constraint in lbs/MMBtu | FALSE | L | Annual | Fuel Consumed | TBtu | 0 | 0 | 0 | 0 | 0 | 0 | 0
EPA723 CO2 Rate Limit for NG Cofire - ORIS:3470 | 396 | 8067 | Rate Constraint in lbs/MMBtu | FALSE | L | Annual | Rate | lb/MMBtu | 0 | 0 | 0 | 0 | 0 | 0 | 0
EPA723 CO2 Rate Limit for NG Cofire - ORIS:3470 | 396 | 8067 | Rate Constraint in lbs/MMBtu | FALSE | L | Annual | Generation | TWh | 0 | 0 | 0 | 0 | 0 | 0 | 0
EPA723 CO2 Rate Limit for NG Cofire - ORIS:3470 | 396 | 8067 | Rate Constraint in lbs/MMBtu | FALSE | L | Annual | Qualifying Generation | TWh | 0 | 0 | 0 | 0 | 0 | 0 | 0
EPA723 CO2 Rate Limit for NG Cofire - ORIS:3470 | 396 | 8067 | Rate Constraint in lbs/MMBtu | FALSE | L | Annual | Rate | lb/MWh | 0 | 0 | 0 | 0 | 0 | 0 | 0
EPA723 CO2 Rate Limit for NG Cofire - ORIS:3470 | 396 | 8067 | Rate Constraint in lbs/MMBtu | FALSE | L | Annual | Constraint Shadow Price | US2022$/Ton | 0 | 20.3836 | 17.3298 | 0 | 0 | 0 | 0
EPA723 CO2 Rate Limit for NG Cofire - ORIS:3935 | 397 | 8068 | Rate Constraint in lbs/MMBtu | FALSE | L | Annual | Seasons Included | Seasons |  | Winter, Spring, Summer, Fall | Winter, Spring, Summer, Fall | Winter, Spring, Summer, Fall | Winter, Spring, Summer, Fall | Winter, Spring, Summer, Fall | Winter, Spring, Summer, Fall
EPA723 CO2 Rate Limit for NG Cofire - ORIS:3935 | 397 | 8068 | Rate Constraint in lbs/MMBtu | FALSE | L | Annual | Standard CO2 | lb/MMBtu | 174.8101 | 174.8101 | 174.8101 | 174.8101 | 174.8101 | 174.8101 | 174.8101
EPA723 CO2 Rate Limit for NG Cofire - ORIS:3935 | 397 | 8068 | Rate Constraint in lbs/MMBtu | FALSE | L | Annual | Emissions at Affected Plants CO2 | Thousand Tons | 0 | 0 | 0 | 0 | 0 | 0 | 0
EPA723 CO2 Rate Limit for NG Cofire - ORIS:3935 | 397 | 8068 | Rate Constraint in lbs/MMBtu | FALSE | L | Annual | Allowances Purchased CO2 | Thousand Tons | 0 | 0 | 0 | 0 | 0 | 0 | 0
EPA723 CO2 Rate Limit for NG Cofire - ORIS:3935 | 397 | 8068 | Rate Constraint in lbs/MMBtu | FALSE | L | Annual | Allowances Sold CO2 | Thousand Tons | 0 | 0 | 0 | 0 | 0 | 0 | 0
EPA723 CO2 Rate Limit for NG Cofire - ORIS:3935 | 397 | 8068 | Rate Constraint in lbs/MMBtu | FALSE | L | Annual | Allowances Banked | Thousand Tons | 0 | 0 | 0 | 0 | 0 | 0 | 0
EPA723 CO2 Rate Limit for NG Cofire - ORIS:3935 | 397 | 8068 | Rate Constraint in lbs/MMBtu | FALSE | L | Annual | Allowances Withdrawn (1:1) | Thousand Tons | 0 | 0 | 0 | 0 | 0 | 0 | 0
EPA723 CO2 Rate Limit for NG Cofire - ORIS:3935 | 397 | 8068 | Rate Constraint in lbs/MMBtu | FALSE | L | Annual | Allowances Withdrawn (n:1) | Thousand Tons | 0 | 0 | 0 | 0 | 0 | 0 | 0
EPA723 CO2 Rate Limit for NG Cofire - ORIS:3935 | 397 | 8068 | Rate Constraint in lbs/MMBtu | FALSE | L | Annual | Net Emissions Allowance Position | Thousand Tons | 0 | 0 | 0 | 0 | 0 | 0 | 0
EPA723 CO2 Rate Limit for NG Cofire - ORIS:3935 | 397 | 8068 | Rate Constraint in lbs/MMBtu | FALSE | L | Annual | Fuel Consumed | TBtu | 0 | 0 | 0 | 0 | 0 | 0 | 0
EPA723 CO2 Rate Limit for NG Cofire - ORIS:3935 | 397 | 8068 | Rate Constraint in lbs/MMBtu | FALSE | L | Annual | Rate | lb/MMBtu | 0 | 0 | 0 | 0 | 0 | 0 | 0
EPA723 CO2 Rate Limit for NG Cofire - ORIS:3935 | 397 | 8068 | Rate Constraint in lbs/MMBtu | FALSE | L | Annual | Generation | TWh | 0 | 0 | 0 | 0 | 0 | 0 | 0
EPA723 CO2 Rate Limit for NG Cofire - ORIS:3935 | 397 | 8068 | Rate Constraint in lbs/MMBtu | FALSE | L | Annual | Qualifying Generation | TWh | 0 | 0 | 0 | 0 | 0 | 0 | 0
EPA723 CO2 Rate Limit for NG Cofire - ORIS:3935 | 397 | 8068 | Rate Constraint in lbs/MMBtu | FALSE | L | Annual | Rate | lb/MWh | 0 | 0 | 0 | 0 | 0 | 0 | 0
EPA723 CO2 Rate Limit for NG Cofire - ORIS:3935 | 397 | 8068 | Rate Constraint in lbs/MMBtu | FALSE | L | Annual | Constraint Shadow Price | US2022$/Ton | 0 | 31.3818 | 34.3902 | 36.5877 | 32.251 | 98.1366 | 131.1552
EPA723 CO2 Rate Limit for NG Cofire - ORIS:3943 | 398 | 8069 | Rate Constraint in lbs/MMBtu | FALSE | L | Annual | Seasons Included | Seasons |  | Winter, Spring, Summer, Fall | Winter, Spring, Summer, Fall | Winter, Spring, Summer, Fall | Winter, Spring, Summer, Fall | Winter, Spring, Summer, Fall | Winter, Spring, Summer, Fall
EPA723 CO2 Rate Limit for NG Cofire - ORIS:3943 | 398 | 8069 | Rate Constraint in lbs/MMBtu | FALSE | L | Annual | Standard CO2 | lb/MMBtu | 176.0914 | 176.0914 | 176.0914 | 176.0914 | 176.0914 | 176.0914 | 176.0914
EPA723 CO2 Rate Limit for NG Cofire - ORIS:3943 | 398 | 8069 | Rate Constraint in lbs/MMBtu | FALSE | L | Annual | Emissions at Affected Plants CO2 | Thousand Tons | 0 | 0 | 0 | 0 | 0 | 0 | 0
EPA723 CO2 Rate Limit for NG Cofire - ORIS:3943 | 398 | 8069 | Rate Constraint in lbs/MMBtu | FALSE | L | Annual | Allowances Purchased CO2 | Thousand Tons | 0 | 0 | 0 | 0 | 0 | 0 | 0
EPA723 CO2 Rate Limit for NG Cofire - ORIS:3943 | 398 | 8069 | Rate Constraint in lbs/MMBtu | FALSE | L | Annual | Allowances Sold CO2 | Thousand Tons | 0 | 0 | 0 | 0 | 0 | 0 | 0
EPA723 CO2 Rate Limit for NG Cofire - ORIS:3943 | 398 | 8069 | Rate Constraint in lbs/MMBtu | FALSE | L | Annual | Allowances Banked | Thousand Tons | 0 | 0 | 0 | 0 | 0 | 0 | 0
EPA723 CO2 Rate Limit for NG Cofire - ORIS:3943 | 398 | 8069 | Rate Constraint in lbs/MMBtu | FALSE | L | Annual | Allowances Withdrawn (1:1) | Thousand Tons | 0 | 0 | 0 | 0 | 0 | 0 | 0
EPA723 CO2 Rate Limit for NG Cofire - ORIS:3943 | 398 | 8069 | Rate Constraint in lbs/MMBtu | FALSE | L | Annual | Allowances Withdrawn (n:1) | Thousand Tons | 0 | 0 | 0 | 0 | 0 | 0 | 0
EPA723 CO2 Rate Limit for NG Cofire - ORIS:3943 | 398 | 8069 | Rate Constraint in lbs/MMBtu | FALSE | L | Annual | Net Emissions Allowance Position | Thousand Tons | 0 | 0 | 0 | 0 | 0 | 0 | 0
EPA723 CO2 Rate Limit for NG Cofire - ORIS:3943 | 398 | 8069 | Rate Constraint in lbs/MMBtu | FALSE | L | Annual | Fuel Consumed | TBtu | 0 | 0 | 0 | 0 | 0 | 0 | 0
EPA723 CO2 Rate Limit for NG Cofire - ORIS:3943 | 398 | 8069 | Rate Constraint in lbs/MMBtu | FALSE | L | Annual | Rate | lb/MMBtu | 0 | 0 | 0 | 0 | 0 | 0 | 0
EPA723 CO2 Rate Limit for NG Cofire - ORIS:3943 | 398 | 8069 | Rate Constraint in lbs/MMBtu | FALSE | L | Annual | Generation | TWh | 0 | 0 | 0 | 0 | 0 | 0 | 0
EPA723 CO2 Rate Limit for NG Cofire - ORIS:3943 | 398 | 8069 | Rate Constraint in lbs/MMBtu | FALSE | L | Annual | Qualifying Generation | TWh | 0 | 0 | 0 | 0 | 0 | 0 | 0
EPA723 CO2 Rate Limit for NG Cofire - ORIS:3943 | 398 | 8069 | Rate Constraint in lbs/MMBtu | FALSE | L | Annual | Rate | lb/MWh | 0 | 0 | 0 | 0 | 0 | 0 | 0
EPA723 CO2 Rate Limit for NG Cofire - ORIS:3943 | 398 | 8069 | Rate Constraint in lbs/MMBtu | FALSE | L | Annual | Constraint Shadow Price | US2022$/Ton | 0 | 277.8789 | 36.7949 | 46.4403 | 72.4035 | 121.8395 | 154.8552
EPA723 CO2 Rate Limit for NG Cofire - ORIS:3944 | 399 | 8070 | Rate Constraint in lbs/MMBtu | FALSE | L | Annual | Seasons Included | Seasons |  | Winter, Spring, Summer, Fall | Winter, Spring, Summer, Fall | Winter, Spring, Summer, Fall | Winter, Spring, Summer, Fall | Winter, Spring, Summer, Fall | Winter, Spring, Summer, Fall
EPA723 CO2 Rate Limit for NG Cofire - ORIS:3944 | 399 | 8070 | Rate Constraint in lbs/MMBtu | FALSE | L | Annual | Standard CO2 | lb/MMBtu | 174.578 | 174.578 | 174.578 | 174.578 | 174.578 | 174.578 | 174.578
EPA723 CO2 Rate Limit for NG Cofire - ORIS:3944 | 399 | 8070 | Rate Constraint in lbs/MMBtu | FALSE | L | Annual | Emissions at Affected Plants CO2 | Thousand Tons | 0 | 0 | 0 | 0 | 0 | 0 | 0
EPA723 CO2 Rate Limit for NG Cofire - ORIS:3944 | 399 | 8070 | Rate Constraint in lbs/MMBtu | FALSE | L | Annual | Allowances Purchased CO2 | Thousand Tons | 0 | 0 | 0 | 0 | 0 | 0 | 0
EPA723 CO2 Rate Limit for NG Cofire - ORIS:3944 | 399 | 8070 | Rate Constraint in lbs/MMBtu | FALSE | L | Annual | Allowances Sold CO2 | Thousand Tons | 0 | 0 | 0 | 0 | 0 | 0 | 0
EPA723 CO2 Rate Limit for NG Cofire - ORIS:3944 | 399 | 8070 | Rate Constraint in lbs/MMBtu | FALSE | L | Annual | Allowances Banked | Thousand Tons | 0 | 0 | 0 | 0 | 0 | 0 | 0
EPA723 CO2 Rate Limit for NG Cofire - ORIS:3944 | 399 | 8070 | Rate Constraint in lbs/MMBtu | FALSE | L | Annual | Allowances Withdrawn (1:1) | Thousand Tons | 0 | 0 | 0 | 0 | 0 | 0 | 0
EPA723 CO2 Rate Limit for NG Cofire - ORIS:3944 | 399 | 8070 | Rate Constraint in lbs/MMBtu | FALSE | L | Annual | Allowances Withdrawn (n:1) | Thousand Tons | 0 | 0 | 0 | 0 | 0 | 0 | 0
EPA723 CO2 Rate Limit for NG Cofire - ORIS:3944 | 399 | 8070 | Rate Constraint in lbs/MMBtu | FALSE | L | Annual | Net Emissions Allowance Position | Thousand Tons | 0 | 0 | 0 | 0 | 0 | 0 | 0
EPA723 CO2 Rate Limit for NG Cofire - ORIS:3944 | 399 | 8070 | Rate Constraint in lbs/MMBtu | FALSE | L | Annual | Fuel Consumed | TBtu | 0 | 0 | 0 | 0 | 0 | 0 | 0
EPA723 CO2 Rate Limit for NG Cofire - ORIS:3944 | 399 | 8070 | Rate Constraint in lbs/MMBtu | FALSE | L | Annual | Rate | lb/MMBtu | 0 | 0 | 0 | 0 | 0 | 0 | 0
EPA723 CO2 Rate Limit for NG Cofire - ORIS:3944 | 399 | 8070 | Rate Constraint in lbs/MMBtu | FALSE | L | Annual | Generation | TWh | 0 | 0 | 0 | 0 | 0 | 0 | 0
EPA723 CO2 Rate Limit for NG Cofire - ORIS:3944 | 399 | 8070 | Rate Constraint in lbs/MMBtu | FALSE | L | Annual | Qualifying Generation | TWh | 0 | 0 | 0 | 0 | 0 | 0 | 0
EPA723 CO2 Rate Limit for NG Cofire - ORIS:3944 | 399 | 8070 | Rate Constraint in lbs/MMBtu | FALSE | L | Annual | Rate | lb/MWh | 0 | 0 | 0 | 0 | 0 | 0 | 0
EPA723 CO2 Rate Limit for NG Cofire - ORIS:3944 | 399 | 8070 | Rate Constraint in lbs/MMBtu | FALSE | L | Annual | Constraint Shadow Price | US2022$/Ton | 0 | 26.8939 | 32.911 | 39.1714 | 64.7993 | 112.5004 | 145.3659
EPA723 CO2 Rate Limit for NG Cofire - ORIS:3948 | 400 | 8071 | Rate Constraint in lbs/MMBtu | FALSE | L | Annual | Seasons Included | Seasons |  | Winter, Spring, Summer, Fall | Winter, Spring, Summer, Fall | Winter, Spring, Summer, Fall | Winter, Spring, Summer, Fall | Winter, Spring, Summer, Fall | Winter, Spring, Summer, Fall
EPA723 CO2 Rate Limit for NG Cofire - ORIS:3948 | 400 | 8071 | Rate Constraint in lbs/MMBtu | FALSE | L | Annual | Standard CO2 | lb/MMBtu | 174.8101 | 174.8101 | 174.8101 | 174.8101 | 174.8101 | 174.8101 | 174.8101
EPA723 CO2 Rate Limit for NG Cofire - ORIS:3948 | 400 | 8071 | Rate Constraint in lbs/MMBtu | FALSE | L | Annual | Emissions at Affected Plants CO2 | Thousand Tons | 0 | 0 | 0 | 0 | 0 | 0 | 0
EPA723 CO2 Rate Limit for NG Cofire - ORIS:3948 | 400 | 8071 | Rate Constraint in lbs/MMBtu | FALSE | L | Annual | Allowances Purchased CO2 | Thousand Tons | 0 | 0 | 0 | 0 | 0 | 0 | 0
EPA723 CO2 Rate Limit for NG Cofire - ORIS:3948 | 400 | 8071 | Rate Constraint in lbs/MMBtu | FALSE | L | Annual | Allowances Sold CO2 | Thousand Tons | 0 | 0 | 0 | 0 | 0 | 0 | 0
EPA723 CO2 Rate Limit for NG Cofire - ORIS:3948 | 400 | 8071 | Rate Constraint in lbs/MMBtu | FALSE | L | Annual | Allowances Banked | Thousand Tons | 0 | 0 | 0 | 0 | 0 | 0 | 0
EPA723 CO2 Rate Limit for NG Cofire - ORIS:3948 | 400 | 8071 | Rate Constraint in lbs/MMBtu | FALSE | L | Annual | Allowances Withdrawn (1:1) | Thousand Tons | 0 | 0 | 0 | 0 | 0 | 0 | 0
EPA723 CO2 Rate Limit for NG Cofire - ORIS:3948 | 400 | 8071 | Rate Constraint in lbs/MMBtu | FALSE | L | Annual | Allowances Withdrawn (n:1) | Thousand Tons | 0 | 0 | 0 | 0 | 0 | 0 | 0
EPA723 CO2 Rate Limit for NG Cofire - ORIS:3948 | 400 | 8071 | Rate Constraint in lbs/MMBtu | FALSE | L | Annual | Net Emissions Allowance Position | Thousand Tons | 0 | 0 | 0 | 0 | 0 | 0 | 0
EPA723 CO2 Rate Limit for NG Cofire - ORIS:3948 | 400 | 8071 | Rate Constraint in lbs/MMBtu | FALSE | L | Annual | Fuel Consumed | TBtu | 0 | 0 | 0 | 0 | 0 | 0 | 0
EPA723 CO2 Rate Limit for NG Cofire - ORIS:3948 | 400 | 8071 | Rate Constraint in lbs/MMBtu | FALSE | L | Annual | Rate | lb/MMBtu | 0 | 0 | 0 | 0 | 0 | 0 | 0
EPA723 CO2 Rate Limit for NG Cofire - ORIS:3948 | 400 | 8071 | Rate Constraint in lbs/MMBtu | FALSE | L | Annual | Generation | TWh | 0 | 0 | 0 | 0 | 0 | 0 | 0
EPA723 CO2 Rate Limit for NG Cofire - ORIS:3948 | 400 | 8071 | Rate Constraint in lbs/MMBtu | FALSE | L | Annual | Qualifying Generation | TWh | 0 | 0 | 0 | 0 | 0 | 0 | 0
EPA723 CO2 Rate Limit for NG Cofire - ORIS:3948 | 400 | 8071 | Rate Constraint in lbs/MMBtu | FALSE | L | Annual | Rate | lb/MWh | 0 | 0 | 0 | 0 | 0 | 0 | 0
EPA723 CO2 Rate Limit for NG Cofire - ORIS:3948 | 400 | 8071 | Rate Constraint in lbs/MMBtu | FALSE | L | Annual | Constraint Shadow Price | US2022$/Ton | 0 | 35.6614 | 35.983 | 37.2059 | 36.5605 | 96.8805 | 128.2174
EPA723 CO2 Rate Limit for NG Cofire - ORIS:3954 | 401 | 8072 | Rate Constraint in lbs/MMBtu | FALSE | L | Annual | Seasons Included | Seasons |  | Winter, Spring, Summer, Fall | Winter, Spring, Summer, Fall | Winter, Spring, Summer, Fall | Winter, Spring, Summer, Fall | Winter, Spring, Summer, Fall | Winter, Spring, Summer, Fall
EPA723 CO2 Rate Limit for NG Cofire - ORIS:3954 | 401 | 8072 | Rate Constraint in lbs/MMBtu | FALSE | L | Annual | Standard CO2 | lb/MMBtu | 173.7729 | 173.7729 | 173.7729 | 173.7729 | 173.7729 | 173.7729 | 173.7729
EPA723 CO2 Rate Limit for NG Cofire - ORIS:3954 | 401 | 8072 | Rate Constraint in lbs/MMBtu | FALSE | L | Annual | Emissions at Affected Plants CO2 | Thousand Tons | 0 | 0 | 0 | 0 | 0 | 0 | 0
EPA723 CO2 Rate Limit for NG Cofire - ORIS:3954 | 401 | 8072 | Rate Constraint in lbs/MMBtu | FALSE | L | Annual | Allowances Purchased CO2 | Thousand Tons | 0 | 0 | 0 | 0 | 0 | 0 | 0
EPA723 CO2 Rate Limit for NG Cofire - ORIS:3954 | 401 | 8072 | Rate Constraint in lbs/MMBtu | FALSE | L | Annual | Allowances Sold CO2 | Thousand Tons | 0 | 0 | 0 | 0 | 0 | 0 | 0
EPA723 CO2 Rate Limit for NG Cofire - ORIS:3954 | 401 | 8072 | Rate Constraint in lbs/MMBtu | FALSE | L | Annual | Allowances Banked | Thousand Tons | 0 | 0 | 0 | 0 | 0 | 0 | 0
EPA723 CO2 Rate Limit for NG Cofire - ORIS:3954 | 401 | 8072 | Rate Constraint in lbs/MMBtu | FALSE | L | Annual | Allowances Withdrawn (1:1) | Thousand Tons | 0 | 0 | 0 | 0 | 0 | 0 | 0
EPA723 CO2 Rate Limit for NG Cofire - ORIS:3954 | 401 | 8072 | Rate Constraint in lbs/MMBtu | FALSE | L | Annual | Allowances Withdrawn (n:1) | Thousand Tons | 0 | 0 | 0 | 0 | 0 | 0 | 0
EPA723 CO2 Rate Limit for NG Cofire - ORIS:3954 | 401 | 8072 | Rate Constraint in lbs/MMBtu | FALSE | L | Annual | Net Emissions Allowance Position | Thousand Tons | 0 | 0 | 0 | 0 | 0 | 0 | 0
EPA723 CO2 Rate Limit for NG Cofire - ORIS:3954 | 401 | 8072 | Rate Constraint in lbs/MMBtu | FALSE | L | Annual | Fuel Consumed | TBtu | 0 | 0 | 0 | 0 | 0 | 0 | 0
EPA723 CO2 Rate Limit for NG Cofire - ORIS:3954 | 401 | 8072 | Rate Constraint in lbs/MMBtu | FALSE | L | Annual | Rate | lb/MMBtu | 0 | 0 | 0 | 0 | 0 | 0 | 0
EPA723 CO2 Rate Limit for NG Cofire - ORIS:3954 | 401 | 8072 | Rate Constraint in lbs/MMBtu | FALSE | L | Annual | Generation | TWh | 0 | 0 | 0 | 0 | 0 | 0 | 0
EPA723 CO2 Rate Limit for NG Cofire - ORIS:3954 | 401 | 8072 | Rate Constraint in lbs/MMBtu | FALSE | L | Annual | Qualifying Generation | TWh | 0 | 0 | 0 | 0 | 0 | 0 | 0
EPA723 CO2 Rate Limit for NG Cofire - ORIS:3954 | 401 | 8072 | Rate Constraint in lbs/MMBtu | FALSE | L | Annual | Rate | lb/MWh | 0 | 0 | 0 | 0 | 0 | 0 | 0
EPA723 CO2 Rate Limit for NG Cofire - ORIS:3954 | 401 | 8072 | Rate Constraint in lbs/MMBtu | FALSE | L | Annual | Constraint Shadow Price | US2022$/Ton | 0 | 30.3248 | 36.0513 | 34.6653 | 63.698 | 110.5263 | 142.8146
EPA723 CO2 Rate Limit for NG Cofire - ORIS:4078 | 402 | 8073 | Rate Constraint in lbs/MMBtu | FALSE | L | Annual | Seasons Included | Seasons |  | Winter, Spring, Summer, Fall | Winter, Spring, Summer, Fall | Winter, Spring, Summer, Fall | Winter, Spring, Summer, Fall | Winter, Spring, Summer, Fall | Winter, Spring, Summer, Fall
EPA723 CO2 Rate Limit for NG Cofire - ORIS:4078 | 402 | 8073 | Rate Constraint in lbs/MMBtu | FALSE | L | Annual | Standard CO2 | lb/MMBtu | 175.412 | 175.412 | 175.412 | 175.412 | 175.412 | 175.412 | 175.412
EPA723 CO2 Rate Limit for NG Cofire - ORIS:4078 | 402 | 8073 | Rate Constraint in lbs/MMBtu | FALSE | L | Annual | Emissions at Affected Plants CO2 | Thousand Tons | 0 | 0 | 0 | 0 | 0 | 0 | 0
EPA723 CO2 Rate Limit for NG Cofire - ORIS:4078 | 402 | 8073 | Rate Constraint in lbs/MMBtu | FALSE | L | Annual | Allowances Purchased CO2 | Thousand Tons | 0 | 0 | 0 | 0 | 0 | 0 | 0
EPA723 CO2 Rate Limit for NG Cofire - ORIS:4078 | 402 | 8073 | Rate Constraint in lbs/MMBtu | FALSE | L | Annual | Allowances Sold CO2 | Thousand Tons | 0 | 0 | 0 | 0 | 0 | 0 | 0
EPA723 CO2 Rate Limit for NG Cofire - ORIS:4078 | 402 | 8073 | Rate Constraint in lbs/MMBtu | FALSE | L | Annual | Allowances Banked | Thousand Tons | 0 | 0 | 0 | 0 | 0 | 0 | 0
EPA723 CO2 Rate Limit for NG Cofire - ORIS:4078 | 402 | 8073 | Rate Constraint in lbs/MMBtu | FALSE | L | Annual | Allowances Withdrawn (1:1) | Thousand Tons | 0 | 0 | 0 | 0 | 0 | 0 | 0
EPA723 CO2 Rate Limit for NG Cofire - ORIS:4078 | 402 | 8073 | Rate Constraint in lbs/MMBtu | FALSE | L | Annual | Allowances Withdrawn (n:1) | Thousand Tons | 0 | 0 | 0 | 0 | 0 | 0 | 0
EPA723 CO2 Rate Limit for NG Cofire - ORIS:4078 | 402 | 8073 | Rate Constraint in lbs/MMBtu | FALSE | L | Annual | Net Emissions Allowance Position | Thousand Tons | 0 | 0 | 0 | 0 | 0 | 0 | 0
EPA723 CO2 Rate Limit for NG Cofire - ORIS:4078 | 402 | 8073 | Rate Constraint in lbs/MMBtu | FALSE | L | Annual | Fuel Consumed | TBtu | 0 | 0 | 0 | 0 | 0 | 0 | 0
EPA723 CO2 Rate Limit for NG Cofire - ORIS:4078 | 402 | 8073 | Rate Constraint in lbs/MMBtu | FALSE | L | Annual | Rate | lb/MMBtu | 0 | 0 | 0 | 0 | 0 | 0 | 0
EPA723 CO2 Rate Limit for NG Cofire - ORIS:4078 | 402 | 8073 | Rate Constraint in lbs/MMBtu | FALSE | L | Annual | Generation | TWh | 0 | 0 | 0 | 0 | 0 | 0 | 0
EPA723 CO2 Rate Limit for NG Cofire - ORIS:4078 | 402 | 8073 | Rate Constraint in lbs/MMBtu | FALSE | L | Annual | Qualifying Generation | TWh | 0 | 0 | 0 | 0 | 0 | 0 | 0
EPA723 CO2 Rate Limit for NG Cofire - ORIS:4078 | 402 | 8073 | Rate Constraint in lbs/MMBtu | FALSE | L | Annual | Rate | lb/MWh | 0 | 0 | 0 | 0 | 0 | 0 | 0
EPA723 CO2 Rate Limit for NG Cofire - ORIS:4078 | 402 | 8073 | Rate Constraint in lbs/MMBtu | FALSE | L | Annual | Constraint Shadow Price | US2022$/Ton | 0 | 30.3994 | 33.7314 | 35.3019 | 76.2041 | 151.883 | 119.2696
EPA723 CO2 Rate Limit for NG Cofire - ORIS:4125 | 403 | 8074 | Rate Constraint in lbs/MMBtu | FALSE | L | Annual | Seasons Included | Seasons |  | Winter, Spring, Summer, Fall | Winter, Spring, Summer, Fall | Winter, Spring, Summer, Fall | Winter, Spring, Summer, Fall | Winter, Spring, Summer, Fall | Winter, Spring, Summer, Fall
EPA723 CO2 Rate Limit for NG Cofire - ORIS:4125 | 403 | 8074 | Rate Constraint in lbs/MMBtu | FALSE | L | Annual | Standard CO2 | lb/MMBtu | 181.8087 | 181.8087 | 181.8087 | 181.8087 | 181.8087 | 181.8087 | 181.8087
EPA723 CO2 Rate Limit for NG Cofire - ORIS:4125 | 403 | 8074 | Rate Constraint in lbs/MMBtu | FALSE | L | Annual | Emissions at Affected Plants CO2 | Thousand Tons | 0 | 0 | 0 | 0 | 0 | 0 | 0
EPA723 CO2 Rate Limit for NG Cofire - ORIS:4125 | 403 | 8074 | Rate Constraint in lbs/MMBtu | FALSE | L | Annual | Allowances Purchased CO2 | Thousand Tons | 0 | 0 | 0 | 0 | 0 | 0 | 0
EPA723 CO2 Rate Limit for NG Cofire - ORIS:4125 | 403 | 8074 | Rate Constraint in lbs/MMBtu | FALSE | L | Annual | Allowances Sold CO2 | Thousand Tons | 0 | 0 | 0 | 0 | 0 | 0 | 0
EPA723 CO2 Rate Limit for NG Cofire - ORIS:4125 | 403 | 8074 | Rate Constraint in lbs/MMBtu | FALSE | L | Annual | Allowances Banked | Thousand Tons | 0 | 0 | 0 | 0 | 0 | 0 | 0
EPA723 CO2 Rate Limit for NG Cofire - ORIS:4125 | 403 | 8074 | Rate Constraint in lbs/MMBtu | FALSE | L | Annual | Allowances Withdrawn (1:1) | Thousand Tons | 0 | 0 | 0 | 0 | 0 | 0 | 0
EPA723 CO2 Rate Limit for NG Cofire - ORIS:4125 | 403 | 8074 | Rate Constraint in lbs/MMBtu | FALSE | L | Annual | Allowances Withdrawn (n:1) | Thousand Tons | 0 | 0 | 0 | 0 | 0 | 0 | 0
EPA723 CO2 Rate Limit for NG Cofire - ORIS:4125 | 403 | 8074 | Rate Constraint in lbs/MMBtu | FALSE | L | Annual | Net Emissions Allowance Position | Thousand Tons | 0 | 0 | 0 | 0 | 0 | 0 | 0
EPA723 CO2 Rate Limit for NG Cofire - ORIS:4125 | 403 | 8074 | Rate Constraint in lbs/MMBtu | FALSE | L | Annual | Fuel Consumed | TBtu | 0 | 0 | 0 | 0 | 0 | 0 | 0
EPA723 CO2 Rate Limit for NG Cofire - ORIS:4125 | 403 | 8074 | Rate Constraint in lbs/MMBtu | FALSE | L | Annual | Rate | lb/MMBtu | 0 | 0 | 0 | 0 | 0 | 0 | 0
EPA723 CO2 Rate Limit for NG Cofire - ORIS:4125 | 403 | 8074 | Rate Constraint in lbs/MMBtu | FALSE | L | Annual | Generation | TWh | 0 | 0 | 0 | 0 | 0 | 0 | 0
EPA723 CO2 Rate Limit for NG Cofire - ORIS:4125 | 403 | 8074 | Rate Constraint in lbs/MMBtu | FALSE | L | Annual | Qualifying Generation | TWh | 0 | 0 | 0 | 0 | 0 | 0 | 0
EPA723 CO2 Rate Limit for NG Cofire - ORIS:4125 | 403 | 8074 | Rate Constraint in lbs/MMBtu | FALSE | L | Annual | Rate | lb/MWh | 0 | 0 | 0 | 0 | 0 | 0 | 0
EPA723 CO2 Rate Limit for NG Cofire - ORIS:4125 | 403 | 8074 | Rate Constraint in lbs/MMBtu | FALSE | L | Annual | Constraint Shadow Price | US2022$/Ton | 0 | 41.9327 | 0 | 223.9656 | 215.148 | 320.9168 | 340.5865
EPA723 CO2 Rate Limit for NG Cofire - ORIS:4158 | 404 | 8075 | Rate Constraint in lbs/MMBtu | FALSE | L | Annual | Seasons Included | Seasons |  | Winter, Spring, Summer, Fall | Winter, Spring, Summer, Fall | Winter, Spring, Summer, Fall | Winter, Spring, Summer, Fall | Winter, Spring, Summer, Fall | Winter, Spring, Summer, Fall
EPA723 CO2 Rate Limit for NG Cofire - ORIS:4158 | 404 | 8075 | Rate Constraint in lbs/MMBtu | FALSE | L | Annual | Standard CO2 | lb/MMBtu | 176.252 | 176.252 | 176.252 | 176.252 | 176.252 | 176.252 | 176.252
EPA723 CO2 Rate Limit for NG Cofire - ORIS:4158 | 404 | 8075 | Rate Constraint in lbs/MMBtu | FALSE | L | Annual | Emissions at Affected Plants CO2 | Thousand Tons | 0 | 300.1338 | 2080.5614 | 0 | 0 | 0 | 0
EPA723 CO2 Rate Limit for NG Cofire - ORIS:4158 | 404 | 8075 | Rate Constraint in lbs/MMBtu | FALSE | L | Annual | Allowances Purchased CO2 | Thousand Tons | 0 | 0 | 0 | 0 | 0 | 0 | 0
EPA723 CO2 Rate Limit for NG Cofire - ORIS:4158 | 404 | 8075 | Rate Constraint in lbs/MMBtu | FALSE | L | Annual | Allowances Sold CO2 | Thousand Tons | 0 | 0 | 0 | 0 | 0 | 0 | 0
EPA723 CO2 Rate Limit for NG Cofire - ORIS:4158 | 404 | 8075 | Rate Constraint in lbs/MMBtu | FALSE | L | Annual | Allowances Banked | Thousand Tons | 0 | 0 | 0 | 0 | 0 | 0 | 0
EPA723 CO2 Rate Limit for NG Cofire - ORIS:4158 | 404 | 8075 | Rate Constraint in lbs/MMBtu | FALSE | L | Annual | Allowances Withdrawn (1:1) | Thousand Tons | 0 | 0 | 0 | 0 | 0 | 0 | 0
EPA723 CO2 Rate Limit for NG Cofire - ORIS:4158 | 404 | 8075 | Rate Constraint in lbs/MMBtu | FALSE | L | Annual | Allowances Withdrawn (n:1) | Thousand Tons | 0 | 0 | 0 | 0 | 0 | 0 | 0
EPA723 CO2 Rate Limit for NG Cofire - ORIS:4158 | 404 | 8075 | Rate Constraint in lbs/MMBtu | FALSE | L | Annual | Net Emissions Allowance Position | Thousand Tons | 0 | 300.1338 | 2080.5614 | 0 | 0 | 0 | 0
EPA723 CO2 Rate Limit for NG Cofire - ORIS:4158 | 404 | 8075 | Rate Constraint in lbs/MMBtu | FALSE | L | Annual | Fuel Consumed | TBtu | 0 | 3.4057 | 23.6089 | 0 | 0 | 0 | 0
EPA723 CO2 Rate Limit for NG Cofire - ORIS:4158 | 404 | 8075 | Rate Constraint in lbs/MMBtu | FALSE | L | Annual | Rate | lb/MMBtu | 0 | 176.252 | 176.252 | 0 | 0 | 0 | 0
EPA723 CO2 Rate Limit for NG Cofire - ORIS:4158 | 404 | 8075 | Rate Constraint in lbs/MMBtu | FALSE | L | Annual | Generation | TWh | 0 | 0.29733 | 2.0611 | 0 | 0 | 0 | 0
EPA723 CO2 Rate Limit for NG Cofire - ORIS:4158 | 404 | 8075 | Rate Constraint in lbs/MMBtu | FALSE | L | Annual | Qualifying Generation | TWh | 0 | 0.29733 | 2.0611 | 0 | 0 | 0 | 0
EPA723 CO2 Rate Limit for NG Cofire - ORIS:4158 | 404 | 8075 | Rate Constraint in lbs/MMBtu | FALSE | L | Annual | Rate | lb/MWh | 0 | 2018.8627 | 2018.8627 | 0 | 0 | 0 | 0
EPA723 CO2 Rate Limit for NG Cofire - ORIS:4158 | 404 | 8075 | Rate Constraint in lbs/MMBtu | FALSE | L | Annual | Constraint Shadow Price | US2022$/Ton | 0 | 47.653 | 42.3515 | 975.7867 | 215.2226 | 551.2127 | 167.9846
EPA723 CO2 Rate Limit for NG Cofire - ORIS:4271 | 405 | 8076 | Rate Constraint in lbs/MMBtu | FALSE | L | Annual | Seasons Included | Seasons |  | Winter, Spring, Summer, Fall | Winter, Spring, Summer, Fall | Winter, Spring, Summer, Fall | Winter, Spring, Summer, Fall | Winter, Spring, Summer, Fall | Winter, Spring, Summer, Fall
EPA723 CO2 Rate Limit for NG Cofire - ORIS:4271 | 405 | 8076 | Rate Constraint in lbs/MMBtu | FALSE | L | Annual | Standard CO2 | lb/MMBtu | 175.412 | 175.412 | 175.412 | 175.412 | 175.412 | 175.412 | 175.412
EPA723 CO2 Rate Limit for NG Cofire - ORIS:4271 | 405 | 8076 | Rate Constraint in lbs/MMBtu | FALSE | L | Annual | Emissions at Affected Plants CO2 | Thousand Tons | 0 | 0 | 0 | 0 | 0 | 0 | 0
EPA723 CO2 Rate Limit for NG Cofire - ORIS:4271 | 405 | 8076 | Rate Constraint in lbs/MMBtu | FALSE | L | Annual | Allowances Purchased CO2 | Thousand Tons | 0 | 0 | 0 | 0 | 0 | 0 | 0
EPA723 CO2 Rate Limit for NG Cofire - ORIS:4271 | 405 | 8076 | Rate Constraint in lbs/MMBtu | FALSE | L | Annual | Allowances Sold CO2 | Thousand Tons | 0 | 0 | 0 | 0 | 0 | 0 | 0
EPA723 CO2 Rate Limit for NG Cofire - ORIS:4271 | 405 | 8076 | Rate Constraint in lbs/MMBtu | FALSE | L | Annual | Allowances Banked | Thousand Tons | 0 | 0 | 0 | 0 | 0 | 0 | 0
EPA723 CO2 Rate Limit for NG Cofire - ORIS:4271 | 405 | 8076 | Rate Constraint in lbs/MMBtu | FALSE | L | Annual | Allowances Withdrawn (1:1) | Thousand Tons | 0 | 0 | 0 | 0 | 0 | 0 | 0
EPA723 CO2 Rate Limit for NG Cofire - ORIS:4271 | 405 | 8076 | Rate Constraint in lbs/MMBtu | FALSE | L | Annual | Allowances Withdrawn (n:1) | Thousand Tons | 0 | 0 | 0 | 0 | 0 | 0 | 0
EPA723 CO2 Rate Limit for NG Cofire - ORIS:4271 | 405 | 8076 | Rate Constraint in lbs/MMBtu | FALSE | L | Annual | Net Emissions Allowance Position | Thousand Tons | 0 | 0 | 0 | 0 | 0 | 0 | 0
EPA723 CO2 Rate Limit for NG Cofire - ORIS:4271 | 405 | 8076 | Rate Constraint in lbs/MMBtu | FALSE | L | Annual | Fuel Consumed | TBtu | 0 | 0 | 0 | 0 | 0 | 0 | 0
EPA723 CO2 Rate Limit for NG Cofire - ORIS:4271 | 405 | 8076 | Rate Constraint in lbs/MMBtu | FALSE | L | Annual | Rate | lb/MMBtu | 0 | 0 | 0 | 0 | 0 | 0 | 0
EPA723 CO2 Rate Limit for NG Cofire - ORIS:4271 | 405 | 8076 | Rate Constraint in lbs/MMBtu | FALSE | L | Annual | Generation | TWh | 0 | 0 | 0 | 0 | 0 | 0 | 0
EPA723 CO2 Rate Limit for NG Cofire - ORIS:4271 | 405 | 8076 | Rate Constraint in lbs/MMBtu | FALSE | L | Annual | Qualifying Generation | TWh | 0 | 0 | 0 | 0 | 0 | 0 | 0
EPA723 CO2 Rate Limit for NG Cofire - ORIS:4271 | 405 | 8076 | Rate Constraint in lbs/MMBtu | FALSE | L | Annual | Rate | lb/MWh | 0 | 0 | 0 | 0 | 0 | 0 | 0
EPA723 CO2 Rate Limit for NG Cofire - ORIS:4271 | 405 | 8076 | Rate Constraint in lbs/MMBtu | FALSE | L | Annual | Constraint Shadow Price | US2022$/Ton | 0 | 104.6876 | 58.2369 | 67.6512 | 68.1424 | 56.4133 | 42.6661
EPA723 CO2 Rate Limit for NG Cofire - ORIS:470 | 406 | 8029 | Rate Constraint in lbs/MMBtu | FALSE | L | Annual | Seasons Included | Seasons |  | Winter, Spring, Summer, Fall | Winter, Spring, Summer, Fall | Winter, Spring, Summer, Fall | Winter, Spring, Summer, Fall | Winter, Spring, Summer, Fall | Winter, Spring, Summer, Fall
EPA723 CO2 Rate Limit for NG Cofire - ORIS:470 | 406 | 8029 | Rate Constraint in lbs/MMBtu | FALSE | L | Annual | Standard CO2 | lb/MMBtu | 175.772 | 175.772 | 175.772 | 175.772 | 175.772 | 175.772 | 175.772
EPA723 CO2 Rate Limit for NG Cofire - ORIS:470 | 406 | 8029 | Rate Constraint in lbs/MMBtu | FALSE | L | Annual | Emissions at Affected Plants CO2 | Thousand Tons | 0 | 0 | 0 | 0 | 0 | 0 | 0
EPA723 CO2 Rate Limit for NG Cofire - ORIS:470 | 406 | 8029 | Rate Constraint in lbs/MMBtu | FALSE | L | Annual | Allowances Purchased CO2 | Thousand Tons | 0 | 0 | 0 | 0 | 0 | 0 | 0
EPA723 CO2 Rate Limit for NG Cofire - ORIS:470 | 406 | 8029 | Rate Constraint in lbs/MMBtu | FALSE | L | Annual | Allowances Sold CO2 | Thousand Tons | 0 | 0 | 0 | 0 | 0 | 0 | 0
EPA723 CO2 Rate Limit for NG Cofire - ORIS:470 | 406 | 8029 | Rate Constraint in lbs/MMBtu | FALSE | L | Annual | Allowances Banked | Thousand Tons | 0 | 0 | 0 | 0 | 0 | 0 | 0
EPA723 CO2 Rate Limit for NG Cofire - ORIS:470 | 406 | 8029 | Rate Constraint in lbs/MMBtu | FALSE | L | Annual | Allowances Withdrawn (1:1) | Thousand Tons | 0 | 0 | 0 | 0 | 0 | 0 | 0
EPA723 CO2 Rate Limit for NG Cofire - ORIS:470 | 406 | 8029 | Rate Constraint in lbs/MMBtu | FALSE | L | Annual | Allowances Withdrawn (n:1) | Thousand Tons | 0 | 0 | 0 | 0 | 0 | 0 | 0
EPA723 CO2 Rate Limit for NG Cofire - ORIS:470 | 406 | 8029 | Rate Constraint in lbs/MMBtu | FALSE | L | Annual | Net Emissions Allowance Position | Thousand Tons | 0 | 0 | 0 | 0 | 0 | 0 | 0
EPA723 CO2 Rate Limit for NG Cofire - ORIS:470 | 406 | 8029 | Rate Constraint in lbs/MMBtu | FALSE | L | Annual | Fuel Consumed | TBtu | 0 | 0 | 0 | 0 | 0 | 0 | 0
EPA723 CO2 Rate Limit for NG Cofire - ORIS:470 | 406 | 8029 | Rate Constraint in lbs/MMBtu | FALSE | L | Annual | Rate | lb/MMBtu | 0 | 0 | 0 | 0 | 0 | 0 | 0
EPA723 CO2 Rate Limit for NG Cofire - ORIS:470 | 406 | 8029 | Rate Constraint in lbs/MMBtu | FALSE | L | Annual | Generation | TWh | 0 | 0 | 0 | 0 | 0 | 0 | 0
EPA723 CO2 Rate Limit for NG Cofire - ORIS:470 | 406 | 8029 | Rate Constraint in lbs/MMBtu | FALSE | L | Annual | Qualifying Generation | TWh | 0 | 0 | 0 | 0 | 0 | 0 | 0
EPA723 CO2 Rate Limit for NG Cofire - ORIS:470 | 406 | 8029 | Rate Constraint in lbs/MMBtu | FALSE | L | Annual | Rate | lb/MWh | 0 | 0 | 0 | 0 | 0 | 0 | 0
EPA723 CO2 Rate Limit for NG Cofire - ORIS:470 | 406 | 8029 | Rate Constraint in lbs/MMBtu | FALSE | L | Annual | Constraint Shadow Price | US2022$/Ton | 0 | 0 | 75.2841 | 195.4725 | 175.521 | 674.194 | 235.6742
EPA723 CO2 Rate Limit for NG Cofire - ORIS:50397 | 407 | 8135 | Rate Constraint in lbs/MMBtu | FALSE | L | Annual | Seasons Included | Seasons |  | Winter, Spring, Summer, Fall | Winter, Spring, Summer, Fall | Winter, Spring, Summer, Fall | Winter, Spring, Summer, Fall | Winter, Spring, Summer, Fall | Winter, Spring, Summer, Fall
EPA723 CO2 Rate Limit for NG Cofire - ORIS:50397 | 407 | 8135 | Rate Constraint in lbs/MMBtu | FALSE | L | Annual | Standard CO2 | lb/MMBtu | 233.0065 | 233.0065 | 233.0065 | 233.0065 | 233.0065 | 233.0065 | 233.0065
EPA723 CO2 Rate Limit for NG Cofire - ORIS:50397 | 407 | 8135 | Rate Constraint in lbs/MMBtu | FALSE | L | Annual | Emissions at Affected Plants CO2 | Thousand Tons | 0 | 0 | 0 | 0 | 0 | 0 | 0
EPA723 CO2 Rate Limit for NG Cofire - ORIS:50397 | 407 | 8135 | Rate Constraint in lbs/MMBtu | FALSE | L | Annual | Allowances Purchased CO2 | Thousand Tons | 0 | 0 | 0 | 0 | 0 | 0 | 0
EPA723 CO2 Rate Limit for NG Cofire - ORIS:50397 | 407 | 8135 | Rate Constraint in lbs/MMBtu | FALSE | L | Annual | Allowances Sold CO2 | Thousand Tons | 0 | 0 | 0 | 0 | 0 | 0 | 0
EPA723 CO2 Rate Limit for NG Cofire - ORIS:50397 | 407 | 8135 | Rate Constraint in lbs/MMBtu | FALSE | L | Annual | Allowances Banked | Thousand Tons | 0 | 0 | 0 | 0 | 0 | 0 | 0
EPA723 CO2 Rate Limit for NG Cofire - ORIS:50397 | 407 | 8135 | Rate Constraint in lbs/MMBtu | FALSE | L | Annual | Allowances Withdrawn (1:1) | Thousand Tons | 0 | 0 | 0 | 0 | 0 | 0 | 0
EPA723 CO2 Rate Limit for NG Cofire - ORIS:50397 | 407 | 8135 | Rate Constraint in lbs/MMBtu | FALSE | L | Annual | Allowances Withdrawn (n:1) | Thousand Tons | 0 | 0 | 0 | 0 | 0 | 0 | 0
EPA723 CO2 Rate Limit for NG Cofire - ORIS:50397 | 407 | 8135 | Rate Constraint in lbs/MMBtu | FALSE | L | Annual | Net Emissions Allowance Position | Thousand Tons | 0 | 0 | 0 | 0 | 0 | 0 | 0
EPA723 CO2 Rate Limit for NG Cofire - ORIS:50397 | 407 | 8135 | Rate Constraint in lbs/MMBtu | FALSE | L | Annual | Fuel Consumed | TBtu | 0 | 0 | 0 | 0 | 0 | 0 | 0
EPA723 CO2 Rate Limit for NG Cofire - ORIS:50397 | 407 | 8135 | Rate Constraint in lbs/MMBtu | FALSE | L | Annual | Rate | lb/MMBtu | 0 | 0 | 0 | 0 | 0 | 0 | 0
EPA723 CO2 Rate Limit for NG Cofire - ORIS:50397 | 407 | 8135 | Rate Constraint in lbs/MMBtu | FALSE | L | Annual | Generation | TWh | 0 | 0 | 0 | 0 | 0 | 0 | 0
EPA723 CO2 Rate Limit for NG Cofire - ORIS:50397 | 407 | 8135 | Rate Constraint in lbs/MMBtu | FALSE | L | Annual | Qualifying Generation | TWh | 0 | 0 | 0 | 0 | 0 | 0 | 0
EPA723 CO2 Rate Limit for NG Cofire - ORIS:50397 | 407 | 8135 | Rate Constraint in lbs/MMBtu | FALSE | L | Annual | Rate | lb/MWh | 0 | 0 | 0 | 0 | 0 | 0 | 0
EPA723 CO2 Rate Limit for NG Cofire - ORIS:50397 | 407 | 8135 | Rate Constraint in lbs/MMBtu | FALSE | L | Annual | Constraint Shadow Price | US2022$/Ton | 0 | 0 | 0 | 62.7098 | 115.4476 | 152.1817 | 163.6637
EPA723 CO2 Rate Limit for NG Cofire - ORIS:50611 | 408 | 8136 | Rate Constraint in lbs/MMBtu | FALSE | L | Annual | Seasons Included | Seasons |  | Winter, Spring, Summer, Fall | Winter, Spring, Summer, Fall | Winter, Spring, Summer, Fall | Winter, Spring, Summer, Fall | Winter, Spring, Summer, Fall | Winter, Spring, Summer, Fall
EPA723 CO2 Rate Limit for NG Cofire - ORIS:50611 | 408 | 8136 | Rate Constraint in lbs/MMBtu | FALSE | L | Annual | Standard CO2 | lb/MMBtu | 169.652 | 169.652 | 169.652 | 169.652 | 169.652 | 169.652 | 169.652
EPA723 CO2 Rate Limit for NG Cofire - ORIS:50611 | 408 | 8136 | Rate Constraint in lbs/MMBtu | FALSE | L | Annual | Emissions at Affected Plants CO2 | Thousand Tons | 0 | 0 | 0 | 0 | 0 | 0 | 0
EPA723 CO2 Rate Limit for NG Cofire - ORIS:50611 | 408 | 8136 | Rate Constraint in lbs/MMBtu | FALSE | L | Annual | Allowances Purchased CO2 | Thousand Tons | 0 | 0 | 0 | 0 | 0 | 0 | 0
EPA723 CO2 Rate Limit for NG Cofire - ORIS:50611 | 408 | 8136 | Rate Constraint in lbs/MMBtu | FALSE | L | Annual | Allowances Sold CO2 | Thousand Tons | 0 | 0 | 0 | 0 | 0 | 0 | 0
EPA723 CO2 Rate Limit for NG Cofire - ORIS:50611 | 408 | 8136 | Rate Constraint in lbs/MMBtu | FALSE | L | Annual | Allowances Banked | Thousand Tons | 0 | 0 | 0 | 0 | 0 | 0 | 0
EPA723 CO2 Rate Limit for NG Cofire - ORIS:50611 | 408 | 8136 | Rate Constraint in lbs/MMBtu | FALSE | L | Annual | Allowances Withdrawn (1:1) | Thousand Tons | 0 | 0 | 0 | 0 | 0 | 0 | 0
EPA723 CO2 Rate Limit for NG Cofire - ORIS:50611 | 408 | 8136 | Rate Constraint in lbs/MMBtu | FALSE | L | Annual | Allowances Withdrawn (n:1) | Thousand Tons | 0 | 0 | 0 | 0 | 0 | 0 | 0
EPA723 CO2 Rate Limit for NG Cofire - ORIS:50611 | 408 | 8136 | Rate Constraint in lbs/MMBtu | FALSE | L | Annual | Net Emissions Allowance Position | Thousand Tons | 0 | 0 | 0 | 0 | 0 | 0 | 0
EPA723 CO2 Rate Limit for NG Cofire - ORIS:50611 | 408 | 8136 | Rate Constraint in lbs/MMBtu | FALSE | L | Annual | Fuel Consumed | TBtu | 0 | 0 | 0 | 0 | 0 | 0 | 0
EPA723 CO2 Rate Limit for NG Cofire - ORIS:50611 | 408 | 8136 | Rate Constraint in lbs/MMBtu | FALSE | L | Annual | Rate | lb/MMBtu | 0 | 0 | 0 | 0 | 0 | 0 | 0
EPA723 CO2 Rate Limit for NG Cofire - ORIS:50611 | 408 | 8136 | Rate Constraint in lbs/MMBtu | FALSE | L | Annual | Generation | TWh | 0 | 0 | 0 | 0 | 0 | 0 | 0
EPA723 CO2 Rate Limit for NG Cofire - ORIS:50611 | 408 | 8136 | Rate Constraint in lbs/MMBtu | FALSE | L | Annual | Qualifying Generation | TWh | 0 | 0 | 0 | 0 | 0 | 0 | 0
EPA723 CO2 Rate Limit for NG Cofire - ORIS:50611 | 408 | 8136 | Rate Constraint in lbs/MMBtu | FALSE | L | Annual | Rate | lb/MWh | 0 | 0 | 0 | 0 | 0 | 0 | 0
EPA723 CO2 Rate Limit for NG Cofire - ORIS:50611 | 408 | 8136 | Rate Constraint in lbs/MMBtu | FALSE | L | Annual | Constraint Shadow Price | US2022$/Ton | 0 | 36.2376 | 57.7654 | 115.2814 | 121.0336 | 163.3464 | 181.1846
EPA723 CO2 Rate Limit for NG Cofire - ORIS:50776 | 409 | 8137 | Rate Constraint in lbs/MMBtu | FALSE | L | Annual | Seasons Included | Seasons |  | Winter, Spring, Summer, Fall | Winter, Spring, Summer, Fall | Winter, Spring, Summer, Fall | Winter, Spring, Summer, Fall | Winter, Spring, Summer, Fall | Winter, Spring, Summer, Fall
EPA723 CO2 Rate Limit for NG Cofire - ORIS:50776 | 409 | 8137 | Rate Constraint in lbs/MMBtu | FALSE | L | Annual | Standard CO2 | lb/MMBtu | 169.652 | 169.652 | 169.652 | 169.652 | 169.652 | 169.652 | 169.652
EPA723 CO2 Rate Limit for NG Cofire - ORIS:50776 | 409 | 8137 | Rate Constraint in lbs/MMBtu | FALSE | L | Annual | Emissions at Affected Plants CO2 | Thousand Tons | 0 | 0 | 0 | 0 | 0 | 0 | 0
EPA723 CO2 Rate Limit for NG Cofire - ORIS:50776 | 409 | 8137 | Rate Constraint in lbs/MMBtu | FALSE | L | Annual | Allowances Purchased CO2 | Thousand Tons | 0 | 0 | 0 | 0 | 0 | 0 | 0
EPA723 CO2 Rate Limit for NG Cofire - ORIS:50776 | 409 | 8137 | Rate Constraint in lbs/MMBtu | FALSE | L | Annual | Allowances Sold CO2 | Thousand Tons | 0 | 0 | 0 | 0 | 0 | 0 | 0
EPA723 CO2 Rate Limit for NG Cofire - ORIS:50776 | 409 | 8137 | Rate Constraint in lbs/MMBtu | FALSE | L | Annual | Allowances Banked | Thousand Tons | 0 | 0 | 0 | 0 | 0 | 0 | 0
EPA723 CO2 Rate Limit for NG Cofire - ORIS:50776 | 409 | 8137 | Rate Constraint in lbs/MMBtu | FALSE | L | Annual | Allowances Withdrawn (1:1) | Thousand Tons | 0 | 0 | 0 | 0 | 0 | 0 | 0
EPA723 CO2 Rate Limit for NG Cofire - ORIS:50776 | 409 | 8137 | Rate Constraint in lbs/MMBtu | FALSE | L | Annual | Allowances Withdrawn (n:1) | Thousand Tons | 0 | 0 | 0 | 0 | 0 | 0 | 0
EPA723 CO2 Rate Limit for NG Cofire - ORIS:50776 | 409 | 8137 | Rate Constraint in lbs/MMBtu | FALSE | L | Annual | Net Emissions Allowance Position | Thousand Tons | 0 | 0 | 0 | 0 | 0 | 0 | 0
EPA723 CO2 Rate Limit for NG Cofire - ORIS:50776 | 409 | 8137 | Rate Constraint in lbs/MMBtu | FALSE | L | Annual | Fuel Consumed | TBtu | 0 | 0 | 0 | 0 | 0 | 0 | 0
EPA723 CO2 Rate Limit for NG Cofire - ORIS:50776 | 409 | 8137 | Rate Constraint in lbs/MMBtu | FALSE | L | Annual | Rate | lb/MMBtu | 0 | 0 | 0 | 0 | 0 | 0 | 0
EPA723 CO2 Rate Limit for NG Cofire - ORIS:50776 | 409 | 8137 | Rate Constraint in lbs/MMBtu | FALSE | L | Annual | Generation | TWh | 0 | 0 | 0 | 0 | 0 | 0 | 0
EPA723 CO2 Rate Limit for NG Cofire - ORIS:50776 | 409 | 8137 | Rate Constraint in lbs/MMBtu | FALSE | L | Annual | Qualifying Generation | TWh | 0 | 0 | 0 | 0 | 0 | 0 | 0
EPA723 CO2 Rate Limit for NG Cofire - ORIS:50776 | 409 | 8137 | Rate Constraint in lbs/MMBtu | FALSE | L | Annual | Rate | lb/MWh | 0 | 0 | 0 | 0 | 0 | 0 | 0
EPA723 CO2 Rate Limit for NG Cofire - ORIS:50776 | 409 | 8137 | Rate Constraint in lbs/MMBtu | FALSE | L | Annual | Constraint Shadow Price | US2022$/Ton | 0 | 117.517 | 168.0501 | 116.1253 | 122.0236 | 165.4105 | 183.7014
EPA723 CO2 Rate Limit for NG Cofire - ORIS:50888 | 410 | 8138 | Rate Constraint in lbs/MMBtu | FALSE | L | Annual | Seasons Included | Seasons |  | Winter, Spring, Summer, Fall | Winter, Spring, Summer, Fall | Winter, Spring, Summer, Fall | Winter, Spring, Summer, Fall | Winter, Spring, Summer, Fall | Winter, Spring, Summer, Fall
EPA723 CO2 Rate Limit for NG Cofire - ORIS:50888 | 410 | 8138 | Rate Constraint in lbs/MMBtu | FALSE | L | Annual | Standard CO2 | lb/MMBtu | 179.8311 | 179.8311 | 179.8311 | 179.8311 | 179.8311 | 179.8311 | 179.8311
EPA723 CO2 Rate Limit for NG Cofire - ORIS:50888 | 410 | 8138 | Rate Constraint in lbs/MMBtu | FALSE | L | Annual | Emissions at Affected Plants CO2 | Thousand Tons | 0 | 0 | 0 | 0 | 0 | 0 | 0
EPA723 CO2 Rate Limit for NG Cofire - ORIS:50888 | 410 | 8138 | Rate Constraint in lbs/MMBtu | FALSE | L | Annual | Allowances Purchased CO2 | Thousand Tons | 0 | 0 | 0 | 0 | 0 | 0 | 0
EPA723 CO2 Rate Limit for NG Cofire - ORIS:50888 | 410 | 8138 | Rate Constraint in lbs/MMBtu | FALSE | L | Annual | Allowances Sold CO2 | Thousand Tons | 0 | 0 | 0 | 0 | 0 | 0 | 0
EPA723 CO2 Rate Limit for NG Cofire - ORIS:50888 | 410 | 8138 | Rate Constraint in lbs/MMBtu | FALSE | L | Annual | Allowances Banked | Thousand Tons | 0 | 0 | 0 | 0 | 0 | 0 | 0
EPA723 CO2 Rate Limit for NG Cofire - ORIS:50888 | 410 | 8138 | Rate Constraint in lbs/MMBtu | FALSE | L | Annual | Allowances Withdrawn (1:1) | Thousand Tons | 0 | 0 | 0 | 0 | 0 | 0 | 0
EPA723 CO2 Rate Limit for NG Cofire - ORIS:50888 | 410 | 8138 | Rate Constraint in lbs/MMBtu | FALSE | L | Annual | Allowances Withdrawn (n:1) | Thousand Tons | 0 | 0 | 0 | 0 | 0 | 0 | 0
EPA723 CO2 Rate Limit for NG Cofire - ORIS:50888 | 410 | 8138 | Rate Constraint in lbs/MMBtu | FALSE | L | Annual | Net Emissions Allowance Position | Thousand Tons | 0 | 0 | 0 | 0 | 0 | 0 | 0
EPA723 CO2 Rate Limit for NG Cofire - ORIS:50888 | 410 | 8138 | Rate Constraint in lbs/MMBtu | FALSE | L | Annual | Fuel Consumed | TBtu | 0 | 0 | 0 | 0 | 0 | 0 | 0
EPA723 CO2 Rate Limit for NG Cofire - ORIS:50888 | 410 | 8138 | Rate Constraint in lbs/MMBtu | FALSE | L | Annual | Rate | lb/MMBtu | 0 | 0 | 0 | 0 | 0 | 0 | 0
EPA723 CO2 Rate Limit for NG Cofire - ORIS:50888 | 410 | 8138 | Rate Constraint in lbs/MMBtu | FALSE | L | Annual | Generation | TWh | 0 | 0 | 0 | 0 | 0 | 0 | 0
EPA723 CO2 Rate Limit for NG Cofire - ORIS:50888 | 410 | 8138 | Rate Constraint in lbs/MMBtu | FALSE | L | Annual | Qualifying Generation | TWh | 0 | 0 | 0 | 0 | 0 | 0 | 0
EPA723 CO2 Rate Limit for NG Cofire - ORIS:50888 | 410 | 8138 | Rate Constraint in lbs/MMBtu | FALSE | L | Annual | Rate | lb/MWh | 0 | 0 | 0 | 0 | 0 | 0 | 0
EPA723 CO2 Rate Limit for NG Cofire - ORIS:50888 | 410 | 8138 | Rate Constraint in lbs/MMBtu | FALSE | L | Annual | Constraint Shadow Price | US2022$/Ton | 0 | 144.8917 | 170.925 | 20.8619 | 158.2201 | 241.9348 | 277.2703
EPA723 CO2 Rate Limit for NG Cofire - ORIS:50931 | 411 | 8139 | Rate Constraint in lbs/MMBtu | FALSE | L | Annual | Seasons Included | Seasons |  | Winter, Spring, Summer, Fall | Winter, Spring, Summer, Fall | Winter, Spring, Summer, Fall | Winter, Spring, Summer, Fall | Winter, Spring, Summer, Fall | Winter, Spring, Summer, Fall
EPA723 CO2 Rate Limit for NG Cofire - ORIS:50931 | 411 | 8139 | Rate Constraint in lbs/MMBtu | FALSE | L | Annual | Standard CO2 | lb/MMBtu | 303.8275 | 303.8275 | 303.8275 | 303.8275 | 303.8275 | 303.8275 | 303.8275
EPA723 CO2 Rate Limit for NG Cofire - ORIS:50931 | 411 | 8139 | Rate Constraint in lbs/MMBtu | FALSE | L | Annual | Emissions at Affected Plants CO2 | Thousand Tons | 0 | 243.7862 | 510.367 | 0 | 0 | 0 | 0
EPA723 CO2 Rate Limit for NG Cofire - ORIS:50931 | 411 | 8139 | Rate Constraint in lbs/MMBtu | FALSE | L | Annual | Allowances Purchased CO2 | Thousand Tons | 0 | 0 | 0 | 0 | 0 | 0 | 0
EPA723 CO2 Rate Limit for NG Cofire - ORIS:50931 | 411 | 8139 | Rate Constraint in lbs/MMBtu | FALSE | L | Annual | Allowances Sold CO2 | Thousand Tons | 0 | 0 | 0 | 0 | 0 | 0 | 0
EPA723 CO2 Rate Limit for NG Cofire - ORIS:50931 | 411 | 8139 | Rate Constraint in lbs/MMBtu | FALSE | L | Annual | Allowances Banked | Thousand Tons | 0 | 0 | 0 | 0 | 0 | 0 | 0
EPA723 CO2 Rate Limit for NG Cofire - ORIS:50931 | 411 | 8139 | Rate Constraint in lbs/MMBtu | FALSE | L | Annual | Allowances Withdrawn (1:1) | Thousand Tons | 0 | 0 | 0 | 0 | 0 | 0 | 0
EPA723 CO2 Rate Limit for NG Cofire - ORIS:50931 | 411 | 8139 | Rate Constraint in lbs/MMBtu | FALSE | L | Annual | Allowances Withdrawn (n:1) | Thousand Tons | 0 | 0 | 0 | 0 | 0 | 0 | 0
EPA723 CO2 Rate Limit for NG Cofire - ORIS:50931 | 411 | 8139 | Rate Constraint in lbs/MMBtu | FALSE | L | Annual | Net Emissions Allowance Position | Thousand Tons | 0 | 243.7862 | 510.367 | 0 | 0 | 0 | 0
EPA723 CO2 Rate Limit for NG Cofire - ORIS:50931 | 411 | 8139 | Rate Constraint in lbs/MMBtu | FALSE | L | Annual | Fuel Consumed | TBtu | 0 | 1.6048 | 3.3596 | 0 | 0 | 0 | 0
EPA723 CO2 Rate Limit for NG Cofire - ORIS:50931 | 411 | 8139 | Rate Constraint in lbs/MMBtu | FALSE | L | Annual | Rate | lb/MMBtu | 0 | 303.8275 | 303.8275 | 0 | 0 | 0 | 0
EPA723 CO2 Rate Limit for NG Cofire - ORIS:50931 | 411 | 8139 | Rate Constraint in lbs/MMBtu | FALSE | L | Annual | Generation | TWh | 0 | 0.15206 | 0.31834 | 0 | 0 | 0 | 0
EPA723 CO2 Rate Limit for NG Cofire - ORIS:50931 | 411 | 8139 | Rate Constraint in lbs/MMBtu | FALSE | L | Annual | Qualifying Generation | TWh | 0 | 0.15206 | 0.31834 | 0 | 0 | 0 | 0
EPA723 CO2 Rate Limit for NG Cofire - ORIS:50931 | 411 | 8139 | Rate Constraint in lbs/MMBtu | FALSE | L | Annual | Rate | lb/MWh | 0 | 3206.4403 | 3206.4402 | 0 | 0 | 0 | 0
EPA723 CO2 Rate Limit for NG Cofire - ORIS:50931 | 411 | 8139 | Rate Constraint in lbs/MMBtu | FALSE | L | Annual | Constraint Shadow Price | US2022$/Ton | 0 | 17.3162 | 14.627 | 84.0983 | 68.2898 | 173.2636 | 124.2937
EPA723 CO2 Rate Limit for NG Cofire - ORIS:50951 | 412 | 8140 | Rate Constraint in lbs/MMBtu | FALSE | L | Annual | Seasons Included | Seasons |  | Winter, Spring, Summer, Fall | Winter, Spring, Summer, Fall | Winter, Spring, Summer, Fall | Winter, Spring, Summer, Fall | Winter, Spring, Summer, Fall | Winter, Spring, Summer, Fall
EPA723 CO2 Rate Limit for NG Cofire - ORIS:50951 | 412 | 8140 | Rate Constraint in lbs/MMBtu | FALSE | L | Annual | Standard CO2 | lb/MMBtu | 172.8007 | 172.8007 | 172.8007 | 172.8007 | 172.8007 | 172.8007 | 172.8007
EPA723 CO2 Rate Limit for NG Cofire - ORIS:50951 | 412 | 8140 | Rate Constraint in lbs/MMBtu | FALSE | L | Annual | Emissions at Affected Plants CO2 | Thousand Tons | 0 | 0 | 0 | 0 | 0 | 0 | 0
EPA723 CO2 Rate Limit for NG Cofire - ORIS:50951 | 412 | 8140 | Rate Constraint in lbs/MMBtu | FALSE | L | Annual | Allowances Purchased CO2 | Thousand Tons | 0 | 0 | 0 | 0 | 0 | 0 | 0
EPA723 CO2 Rate Limit for NG Cofire - ORIS:50951 | 412 | 8140 | Rate Constraint in lbs/MMBtu | FALSE | L | Annual | Allowances Sold CO2 | Thousand Tons | 0 | 0 | 0 | 0 | 0 | 0 | 0
EPA723 CO2 Rate Limit for NG Cofire - ORIS:50951 | 412 | 8140 | Rate Constraint in lbs/MMBtu | FALSE | L | Annual | Allowances Banked | Thousand Tons | 0 | 0 | 0 | 0 | 0 | 0 | 0
EPA723 CO2 Rate Limit for NG Cofire - ORIS:50951 | 412 | 8140 | Rate Constraint in lbs/MMBtu | FALSE | L | Annual | Allowances Withdrawn (1:1) | Thousand Tons | 0 | 0 | 0 | 0 | 0 | 0 | 0
EPA723 CO2 Rate Limit for NG Cofire - ORIS:50951 | 412 | 8140 | Rate Constraint in lbs/MMBtu | FALSE | L | Annual | Allowances Withdrawn (n:1) | Thousand Tons | 0 | 0 | 0 | 0 | 0 | 0 | 0
EPA723 CO2 Rate Limit for NG Cofire - ORIS:50951 | 412 | 8140 | Rate Constraint in lbs/MMBtu | FALSE | L | Annual | Net Emissions Allowance Position | Thousand Tons | 0 | 0 | 0 | 0 | 0 | 0 | 0
EPA723 CO2 Rate Limit for NG Cofire - ORIS:50951 | 412 | 8140 | Rate Constraint in lbs/MMBtu | FALSE | L | Annual | Fuel Consumed | TBtu | 0 | 0 | 0 | 0 | 0 | 0 | 0
EPA723 CO2 Rate Limit for NG Cofire - ORIS:50951 | 412 | 8140 | Rate Constraint in lbs/MMBtu | FALSE | L | Annual | Rate | lb/MMBtu | 0 | 0 | 0 | 0 | 0 | 0 | 0
EPA723 CO2 Rate Limit for NG Cofire - ORIS:50951 | 412 | 8140 | Rate Constraint in lbs/MMBtu | FALSE | L | Annual | Generation | TWh | 0 | 0 | 0 | 0 | 0 | 0 | 0
EPA723 CO2 Rate Limit for NG Cofire - ORIS:50951 | 412 | 8140 | Rate Constraint in lbs/MMBtu | FALSE | L | Annual | Qualifying Generation | TWh | 0 | 0 | 0 | 0 | 0 | 0 | 0
EPA723 CO2 Rate Limit for NG Cofire - ORIS:50951 | 412 | 8140 | Rate Constraint in lbs/MMBtu | FALSE | L | Annual | Rate | lb/MWh | 0 | 0 | 0 | 0 | 0 | 0 | 0
EPA723 CO2 Rate Limit for NG Cofire - ORIS:50951 | 412 | 8140 | Rate Constraint in lbs/MMBtu | FALSE | L | Annual | Constraint Shadow Price | US2022$/Ton | 0 | 48.5461 | 69.5034 | 133.159 | 147.7084 | 536.0872 | 217.5294
EPA723 CO2 Rate Limit for NG Cofire - ORIS:50974 | 413 | 8141 | Rate Constraint in lbs/MMBtu | FALSE | L | Annual | Seasons Included | Seasons |  | Winter, Spring, Summer, Fall | Winter, Spring, Summer, Fall | Winter, Spring, Summer, Fall | Winter, Spring, Summer, Fall | Winter, Spring, Summer, Fall | Winter, Spring, Summer, Fall
EPA723 CO2 Rate Limit for NG Cofire - ORIS:50974 | 413 | 8141 | Rate Constraint in lbs/MMBtu | FALSE | L | Annual | Standard CO2 | lb/MMBtu | 174.542 | 174.542 | 174.542 | 174.542 | 174.542 | 174.542 | 174.542
EPA723 CO2 Rate Limit for NG Cofire - ORIS:50974 | 413 | 8141 | Rate Constraint in lbs/MMBtu | FALSE | L | Annual | Emissions at Affected Plants CO2 | Thousand Tons | 0 | 0 | 0 | 0 | 0 | 0 | 0
EPA723 CO2 Rate Limit for NG Cofire - ORIS:50974 | 413 | 8141 | Rate Constraint in lbs/MMBtu | FALSE | L | Annual | Allowances Purchased CO2 | Thousand Tons | 0 | 0 | 0 | 0 | 0 | 0 | 0
EPA723 CO2 Rate Limit for NG Cofire - ORIS:50974 | 413 | 8141 | Rate Constraint in lbs/MMBtu | FALSE | L | Annual | Allowances Sold CO2 | Thousand Tons | 0 | 0 | 0 | 0 | 0 | 0 | 0
EPA723 CO2 Rate Limit for NG Cofire - ORIS:50974 | 413 | 8141 | Rate Constraint in lbs/MMBtu | FALSE | L | Annual | Allowances Banked | Thousand Tons | 0 | 0 | 0 | 0 | 0 | 0 | 0
EPA723 CO2 Rate Limit for NG Cofire - ORIS:50974 | 413 | 8141 | Rate Constraint in lbs/MMBtu | FALSE | L | Annual | Allowances Withdrawn (1:1) | Thousand Tons | 0 | 0 | 0 | 0 | 0 | 0 | 0
EPA723 CO2 Rate Limit for NG Cofire - ORIS:50974 | 413 | 8141 | Rate Constraint in lbs/MMBtu | FALSE | L | Annual | Allowances Withdrawn (n:1) | Thousand Tons | 0 | 0 | 0 | 0 | 0 | 0 | 0
EPA723 CO2 Rate Limit for NG Cofire - ORIS:50974 | 413 | 8141 | Rate Constraint in lbs/MMBtu | FALSE | L | Annual | Net Emissions Allowance Position | Thousand Tons | 0 | 0 | 0 | 0 | 0 | 0 | 0
EPA723 CO2 Rate Limit for NG Cofire - ORIS:50974 | 413 | 8141 | Rate Constraint in lbs/MMBtu | FALSE | L | Annual | Fuel Consumed | TBtu | 0 | 0 | 0 | 0 | 0 | 0 | 0
EPA723 CO2 Rate Limit for NG Cofire - ORIS:50974 | 413 | 8141 | Rate Constraint in lbs/MMBtu | FALSE | L | Annual | Rate | lb/MMBtu | 0 | 0 | 0 | 0 | 0 | 0 | 0
EPA723 CO2 Rate Limit for NG Cofire - ORIS:50974 | 413 | 8141 | Rate Constraint in lbs/MMBtu | FALSE | L | Annual | Generation | TWh | 0 | 0 | 0 | 0 | 0 | 0 | 0
EPA723 CO2 Rate Limit for NG Cofire - ORIS:50974 | 413 | 8141 | Rate Constraint in lbs/MMBtu | FALSE | L | Annual | Qualifying Generation | TWh | 0 | 0 | 0 | 0 | 0 | 0 | 0
EPA723 CO2 Rate Limit for NG Cofire - ORIS:50974 | 413 | 8141 | Rate Constraint in lbs/MMBtu | FALSE | L | Annual | Rate | lb/MWh | 0 | 0 | 0 | 0 | 0 | 0 | 0
EPA723 CO2 Rate Limit for NG Cofire - ORIS:50974 | 413 | 8141 | Rate Constraint in lbs/MMBtu | FALSE | L | Annual | Constraint Shadow Price | US2022$/Ton | 0 | 103.6267 | 163.1662 | 103.2334 | 127.8389 | 168.251 | 192.5264
EPA723 CO2 Rate Limit for NG Cofire - ORIS:54634 | 414 | 8142 | Rate Constraint in lbs/MMBtu | FALSE | L | Annual | Seasons Included | Seasons |  | Winter, Spring, Summer, Fall | Winter, Spring, Summer, Fall | Winter, Spring, Summer, Fall | Winter, Spring, Summer, Fall | Winter, Spring, Summer, Fall | Winter, Spring, Summer, Fall
EPA723 CO2 Rate Limit for NG Cofire - ORIS:54634 | 414 | 8142 | Rate Constraint in lbs/MMBtu | FALSE | L | Annual | Standard CO2 | lb/MMBtu | 183.973 | 183.973 | 183.973 | 183.973 | 183.973 | 183.973 | 183.973
EPA723 CO2 Rate Limit for NG Cofire - ORIS:54634 | 414 | 8142 | Rate Constraint in lbs/MMBtu | FALSE | L | Annual | Emissions at Affected Plants CO2 | Thousand Tons | 0 | 0 | 0 | 0 | 0 | 0 | 0
EPA723 CO2 Rate Limit for NG Cofire - ORIS:54634 | 414 | 8142 | Rate Constraint in lbs/MMBtu | FALSE | L | Annual | Allowances Purchased CO2 | Thousand Tons | 0 | 0 | 0 | 0 | 0 | 0 | 0
EPA723 CO2 Rate Limit for NG Cofire - ORIS:54634 | 414 | 8142 | Rate Constraint in lbs/MMBtu | FALSE | L | Annual | Allowances Sold CO2 | Thousand Tons | 0 | 0 | 0 | 0 | 0 | 0 | 0
EPA723 CO2 Rate Limit for NG Cofire - ORIS:54634 | 414 | 8142 | Rate Constraint in lbs/MMBtu | FALSE | L | Annual | Allowances Banked | Thousand Tons | 0 | 0 | 0 | 0 | 0 | 0 | 0
EPA723 CO2 Rate Limit for NG Cofire - ORIS:54634 | 414 | 8142 | Rate Constraint in lbs/MMBtu | FALSE | L | Annual | Allowances Withdrawn (1:1) | Thousand Tons | 0 | 0 | 0 | 0 | 0 | 0 | 0
EPA723 CO2 Rate Limit for NG Cofire - ORIS:54634 | 414 | 8142 | Rate Constraint in lbs/MMBtu | FALSE | L | Annual | Allowances Withdrawn (n:1) | Thousand Tons | 0 | 0 | 0 | 0 | 0 | 0 | 0
EPA723 CO2 Rate Limit for NG Cofire - ORIS:54634 | 414 | 8142 | Rate Constraint in lbs/MMBtu | FALSE | L | Annual | Net Emissions Allowance Position | Thousand Tons | 0 | 0 | 0 | 0 | 0 | 0 | 0
EPA723 CO2 Rate Limit for NG Cofire - ORIS:54634 | 414 | 8142 | Rate Constraint in lbs/MMBtu | FALSE | L | Annual | Fuel Consumed | TBtu | 0 | 0 | 0 | 0 | 0 | 0 | 0
EPA723 CO2 Rate Limit for NG Cofire - ORIS:54634 | 414 | 8142 | Rate Constraint in lbs/MMBtu | FALSE | L | Annual | Rate | lb/MMBtu | 0 | 0 | 0 | 0 | 0 | 0 | 0
EPA723 CO2 Rate Limit for NG Cofire - ORIS:54634 | 414 | 8142 | Rate Constraint in lbs/MMBtu | FALSE | L | Annual | Generation | TWh | 0 | 0 | 0 | 0 | 0 | 0 | 0
EPA723 CO2 Rate Limit for NG Cofire - ORIS:54634 | 414 | 8142 | Rate Constraint in lbs/MMBtu | FALSE | L | Annual | Qualifying Generation | TWh | 0 | 0 | 0 | 0 | 0 | 0 | 0
EPA723 CO2 Rate Limit for NG Cofire - ORIS:54634 | 414 | 8142 | Rate Constraint in lbs/MMBtu | FALSE | L | Annual | Rate | lb/MWh | 0 | 0 | 0 | 0 | 0 | 0 | 0
EPA723 CO2 Rate Limit for NG Cofire - ORIS:54634 | 414 | 8142 | Rate Constraint in lbs/MMBtu | FALSE | L | Annual | Constraint Shadow Price | US2022$/Ton | 0 | 41.6844 | 55.3054 | 106.3079 | 111.6119 | 150.631 | 167.0804
EPA723 CO2 Rate Limit for NG Cofire - ORIS:55076 | 415 | 8143 | Rate Constraint in lbs/MMBtu | FALSE | L | Annual | Seasons Included | Seasons |  | Winter, Spring, Summer, Fall | Winter, Spring, Summer, Fall | Winter, Spring, Summer, Fall | Winter, Spring, Summer, Fall | Winter, Spring, Summer, Fall | Winter, Spring, Summer, Fall
EPA723 CO2 Rate Limit for NG Cofire - ORIS:55076 | 415 | 8143 | Rate Constraint in lbs/MMBtu | FALSE | L | Annual | Standard CO2 | lb/MMBtu | 177.572 | 177.572 | 177.572 | 177.572 | 177.572 | 177.572 | 177.572
EPA723 CO2 Rate Limit for NG Cofire - ORIS:55076 | 415 | 8143 | Rate Constraint in lbs/MMBtu | FALSE | L | Annual | Emissions at Affected Plants CO2 | Thousand Tons | 0 | 15.7212 | 15.7212 | 0 | 0 | 0 | 0
EPA723 CO2 Rate Limit for NG Cofire - ORIS:55076 | 415 | 8143 | Rate Constraint in lbs/MMBtu | FALSE | L | Annual | Allowances Purchased CO2 | Thousand Tons | 0 | 0 | 0 | 0 | 0 | 0 | 0
EPA723 CO2 Rate Limit for NG Cofire - ORIS:55076 | 415 | 8143 | Rate Constraint in lbs/MMBtu | FALSE | L | Annual | Allowances Sold CO2 | Thousand Tons | 0 | 0 | 0 | 0 | 0 | 0 | 0
EPA723 CO2 Rate Limit for NG Cofire - ORIS:55076 | 415 | 8143 | Rate Constraint in lbs/MMBtu | FALSE | L | Annual | Allowances Banked | Thousand Tons | 0 | 0 | 0 | 0 | 0 | 0 | 0
EPA723 CO2 Rate Limit for NG Cofire - ORIS:55076 | 415 | 8143 | Rate Constraint in lbs/MMBtu | FALSE | L | Annual | Allowances Withdrawn (1:1) | Thousand Tons | 0 | 0 | 0 | 0 | 0 | 0 | 0
EPA723 CO2 Rate Limit for NG Cofire - ORIS:55076 | 415 | 8143 | Rate Constraint in lbs/MMBtu | FALSE | L | Annual | Allowances Withdrawn (n:1) | Thousand Tons | 0 | 0 | 0 | 0 | 0 | 0 | 0
EPA723 CO2 Rate Limit for NG Cofire - ORIS:55076 | 415 | 8143 | Rate Constraint in lbs/MMBtu | FALSE | L | Annual | Net Emissions Allowance Position | Thousand Tons | 0 | 15.7212 | 15.7212 | 0 | 0 | 0 | 0
EPA723 CO2 Rate Limit for NG Cofire - ORIS:55076 | 415 | 8143 | Rate Constraint in lbs/MMBtu | FALSE | L | Annual | Fuel Consumed | TBtu | 0 | 0.17707 | 0.17707 | 0 | 0 | 0 | 0
EPA723 CO2 Rate Limit for NG Cofire - ORIS:55076 | 415 | 8143 | Rate Constraint in lbs/MMBtu | FALSE | L | Annual | Rate | lb/MMBtu | 0 | 177.572 | 177.572 | 0 | 0 | 0 | 0
EPA723 CO2 Rate Limit for NG Cofire - ORIS:55076 | 415 | 8143 | Rate Constraint in lbs/MMBtu | FALSE | L | Annual | Generation | TWh | 0 | 0.015049 | 0.015049 | 0 | 0 | 0 | 0
EPA723 CO2 Rate Limit for NG Cofire - ORIS:55076 | 415 | 8143 | Rate Constraint in lbs/MMBtu | FALSE | L | Annual | Qualifying Generation | TWh | 0 | 0.015049 | 0.015049 | 0 | 0 | 0 | 0
EPA723 CO2 Rate Limit for NG Cofire - ORIS:55076 | 415 | 8143 | Rate Constraint in lbs/MMBtu | FALSE | L | Annual | Rate | lb/MWh | 0 | 2089.3654 | 2089.3654 | 0 | 0 | 0 | 0
EPA723 CO2 Rate Limit for NG Cofire - ORIS:55076 | 415 | 8143 | Rate Constraint in lbs/MMBtu | FALSE | L | Annual | Constraint Shadow Price | US2022$/Ton | 0 | 19.5903 | 29.5877 | 19.6781 | 14.2798 | 51.8722 | 66.9131
EPA723 CO2 Rate Limit for NG Cofire - ORIS:55479 | 416 | 8144 | Rate Constraint in lbs/MMBtu | FALSE | L | Annual | Seasons Included | Seasons |  | Winter, Spring, Summer, Fall | Winter, Spring, Summer, Fall | Winter, Spring, Summer, Fall | Winter, Spring, Summer, Fall | Winter, Spring, Summer, Fall | Winter, Spring, Summer, Fall
EPA723 CO2 Rate Limit for NG Cofire - ORIS:55479 | 416 | 8144 | Rate Constraint in lbs/MMBtu | FALSE | L | Annual | Standard CO2 | lb/MMBtu | 175.772 | 175.772 | 175.772 | 175.772 | 175.772 | 175.772 | 175.772
EPA723 CO2 Rate Limit for NG Cofire - ORIS:55479 | 416 | 8144 | Rate Constraint in lbs/MMBtu | FALSE | L | Annual | Emissions at Affected Plants CO2 | Thousand Tons | 0 | 0 | 0 | 0 | 0 | 0 | 0
EPA723 CO2 Rate Limit for NG Cofire - ORIS:55479 | 416 | 8144 | Rate Constraint in lbs/MMBtu | FALSE | L | Annual | Allowances Purchased CO2 | Thousand Tons | 0 | 0 | 0 | 0 | 0 | 0 | 0
EPA723 CO2 Rate Limit for NG Cofire - ORIS:55479 | 416 | 8144 | Rate Constraint in lbs/MMBtu | FALSE | L | Annual | Allowances Sold CO2 | Thousand Tons | 0 | 0 | 0 | 0 | 0 | 0 | 0
EPA723 CO2 Rate Limit for NG Cofire - ORIS:55479 | 416 | 8144 | Rate Constraint in lbs/MMBtu | FALSE | L | Annual | Allowances Banked | Thousand Tons | 0 | 0 | 0 | 0 | 0 | 0 | 0
EPA723 CO2 Rate Limit for NG Cofire - ORIS:55479 | 416 | 8144 | Rate Constraint in lbs/MMBtu | FALSE | L | Annual | Allowances Withdrawn (1:1) | Thousand Tons | 0 | 0 | 0 | 0 | 0 | 0 | 0
EPA723 CO2 Rate Limit for NG Cofire - ORIS:55479 | 416 | 8144 | Rate Constraint in lbs/MMBtu | FALSE | L | Annual | Allowances Withdrawn (n:1) | Thousand Tons | 0 | 0 | 0 | 0 | 0 | 0 | 0
EPA723 CO2 Rate Limit for NG Cofire - ORIS:55479 | 416 | 8144 | Rate Constraint in lbs/MMBtu | FALSE | L | Annual | Net Emissions Allowance Position | Thousand Tons | 0 | 0 | 0 | 0 | 0 | 0 | 0
EPA723 CO2 Rate Limit for NG Cofire - ORIS:55479 | 416 | 8144 | Rate Constraint in lbs/MMBtu | FALSE | L | Annual | Fuel Consumed | TBtu | 0 | 0 | 0 | 0 | 0 | 0 | 0
EPA723 CO2 Rate Limit for NG Cofire - ORIS:55479 | 416 | 8144 | Rate Constraint in lbs/MMBtu | FALSE | L | Annual | Rate | lb/MMBtu | 0 | 0 | 0 | 0 | 0 | 0 | 0
EPA723 CO2 Rate Limit for NG Cofire - ORIS:55479 | 416 | 8144 | Rate Constraint in lbs/MMBtu | FALSE | L | Annual | Generation | TWh | 0 | 0 | 0 | 0 | 0 | 0 | 0
EPA723 CO2 Rate Limit for NG Cofire - ORIS:55479 | 416 | 8144 | Rate Constraint in lbs/MMBtu | FALSE | L | Annual | Qualifying Generation | TWh | 0 | 0 | 0 | 0 | 0 | 0 | 0
EPA723 CO2 Rate Limit for NG Cofire - ORIS:55479 | 416 | 8144 | Rate Constraint in lbs/MMBtu | FALSE | L | Annual | Rate | lb/MWh | 0 | 0 | 0 | 0 | 0 | 0 | 0
EPA723 CO2 Rate Limit for NG Cofire - ORIS:55479 | 416 | 8144 | Rate Constraint in lbs/MMBtu | FALSE | L | Annual | Constraint Shadow Price | US2022$/Ton | 0 | 44.3663 | 57.6485 | 103.4981 | 117.9114 | 177.6004 | 197.408
EPA723 CO2 Rate Limit for NG Cofire - ORIS:55749 | 417 | 8145 | Rate Constraint in lbs/MMBtu | FALSE | L | Annual | Seasons Included | Seasons |  | Winter, Spring, Summer, Fall | Winter, Spring, Summer, Fall | Winter, Spring, Summer, Fall | Winter, Spring, Summer, Fall | Winter, Spring, Summer, Fall | Winter, Spring, Summer, Fall
EPA723 CO2 Rate Limit for NG Cofire - ORIS:55749 | 417 | 8145 | Rate Constraint in lbs/MMBtu | FALSE | L | Annual | Standard CO2 | lb/MMBtu | 176.252 | 176.252 | 176.252 | 176.252 | 176.252 | 176.252 | 176.252
EPA723 CO2 Rate Limit for NG Cofire - ORIS:55749 | 417 | 8145 | Rate Constraint in lbs/MMBtu | FALSE | L | Annual | Emissions at Affected Plants CO2 | Thousand Tons | 0 | 0 | 0 | 0 | 0 | 0 | 0
EPA723 CO2 Rate Limit for NG Cofire - ORIS:55749 | 417 | 8145 | Rate Constraint in lbs/MMBtu | FALSE | L | Annual | Allowances Purchased CO2 | Thousand Tons | 0 | 0 | 0 | 0 | 0 | 0 | 0
EPA723 CO2 Rate Limit for NG Cofire - ORIS:55749 | 417 | 8145 | Rate Constraint in lbs/MMBtu | FALSE | L | Annual | Allowances Sold CO2 | Thousand Tons | 0 | 0 | 0 | 0 | 0 | 0 | 0
EPA723 CO2 Rate Limit for NG Cofire - ORIS:55749 | 417 | 8145 | Rate Constraint in lbs/MMBtu | FALSE | L | Annual | Allowances Banked | Thousand Tons | 0 | 0 | 0 | 0 | 0 | 0 | 0
EPA723 CO2 Rate Limit for NG Cofire - ORIS:55749 | 417 | 8145 | Rate Constraint in lbs/MMBtu | FALSE | L | Annual | Allowances Withdrawn (1:1) | Thousand Tons | 0 | 0 | 0 | 0 | 0 | 0 | 0
EPA723 CO2 Rate Limit for NG Cofire - ORIS:55749 | 417 | 8145 | Rate Constraint in lbs/MMBtu | FALSE | L | Annual | Allowances Withdrawn (n:1) | Thousand Tons | 0 | 0 | 0 | 0 | 0 | 0 | 0
EPA723 CO2 Rate Limit for NG Cofire - ORIS:55749 | 417 | 8145 | Rate Constraint in lbs/MMBtu | FALSE | L | Annual | Net Emissions Allowance Position | Thousand Tons | 0 | 0 | 0 | 0 | 0 | 0 | 0
EPA723 CO2 Rate Limit for NG Cofire - ORIS:55749 | 417 | 8145 | Rate Constraint in lbs/MMBtu | FALSE | L | Annual | Fuel Consumed | TBtu | 0 | 0 | 0 | 0 | 0 | 0 | 0
EPA723 CO2 Rate Limit for NG Cofire - ORIS:55749 | 417 | 8145 | Rate Constraint in lbs/MMBtu | FALSE | L | Annual | Rate | lb/MMBtu | 0 | 0 | 0 | 0 | 0 | 0 | 0
EPA723 CO2 Rate Limit for NG Cofire - ORIS:55749 | 417 | 8145 | Rate Constraint in lbs/MMBtu | FALSE | L | Annual | Generation | TWh | 0 | 0 | 0 | 0 | 0 | 0 | 0
EPA723 CO2 Rate Limit for NG Cofire - ORIS:55749 | 417 | 8145 | Rate Constraint in lbs/MMBtu | FALSE | L | Annual | Qualifying Generation | TWh | 0 | 0 | 0 | 0 | 0 | 0 | 0
EPA723 CO2 Rate Limit for NG Cofire - ORIS:55749 | 417 | 8145 | Rate Constraint in lbs/MMBtu | FALSE | L | Annual | Rate | lb/MWh | 0 | 0 | 0 | 0 | 0 | 0 | 0
EPA723 CO2 Rate Limit for NG Cofire - ORIS:55749 | 417 | 8145 | Rate Constraint in lbs/MMBtu | FALSE | L | Annual | Constraint Shadow Price | US2022$/Ton | 0 | 31.1784 | 54.7074 | 18.5168 | 9.9028 | 49.2836 | 95.5391
EPA723 CO2 Rate Limit for NG Cofire - ORIS:55856 | 418 | 8146 | Rate Constraint in lbs/MMBtu | FALSE | L | Annual | Seasons Included | Seasons |  | Winter, Spring, Summer, Fall | Winter, Spring, Summer, Fall | Winter, Spring, Summer, Fall | Winter, Spring, Summer, Fall | Winter, Spring, Summer, Fall | Winter, Spring, Summer, Fall
EPA723 CO2 Rate Limit for NG Cofire - ORIS:55856 | 418 | 8146 | Rate Constraint in lbs/MMBtu | FALSE | L | Annual | Standard CO2 | lb/MMBtu | 170.1894 | 170.1894 | 170.1894 | 170.1894 | 170.1894 | 170.1894 | 170.1894
EPA723 CO2 Rate Limit for NG Cofire - ORIS:55856 | 418 | 8146 | Rate Constraint in lbs/MMBtu | FALSE | L | Annual | Emissions at Affected Plants CO2 | Thousand Tons | 0 | 0 | 0 | 0 | 0 | 0 | 0
EPA723 CO2 Rate Limit for NG Cofire - ORIS:55856 | 418 | 8146 | Rate Constraint in lbs/MMBtu | FALSE | L | Annual | Allowances Purchased CO2 | Thousand Tons | 0 | 0 | 0 | 0 | 0 | 0 | 0
EPA723 CO2 Rate Limit for NG Cofire - ORIS:55856 | 418 | 8146 | Rate Constraint in lbs/MMBtu | FALSE | L | Annual | Allowances Sold CO2 | Thousand Tons | 0 | 0 | 0 | 0 | 0 | 0 | 0
EPA723 CO2 Rate Limit for NG Cofire - ORIS:55856 | 418 | 8146 | Rate Constraint in lbs/MMBtu | FALSE | L | Annual | Allowances Banked | Thousand Tons | 0 | 0 | 0 | 0 | 0 | 0 | 0
EPA723 CO2 Rate Limit for NG Cofire - ORIS:55856 | 418 | 8146 | Rate Constraint in lbs/MMBtu | FALSE | L | Annual | Allowances Withdrawn (1:1) | Thousand Tons | 0 | 0 | 0 | 0 | 0 | 0 | 0
EPA723 CO2 Rate Limit for NG Cofire - ORIS:55856 | 418 | 8146 | Rate Constraint in lbs/MMBtu | FALSE | L | Annual | Allowances Withdrawn (n:1) | Thousand Tons | 0 | 0 | 0 | 0 | 0 | 0 | 0
EPA723 CO2 Rate Limit for NG Cofire - ORIS:55856 | 418 | 8146 | Rate Constraint in lbs/MMBtu | FALSE | L | Annual | Net Emissions Allowance Position | Thousand Tons | 0 | 0 | 0 | 0 | 0 | 0 | 0
EPA723 CO2 Rate Limit for NG Cofire - ORIS:55856 | 418 | 8146 | Rate Constraint in lbs/MMBtu | FALSE | L | Annual | Fuel Consumed | TBtu | 0 | 0 | 0 | 0 | 0 | 0 | 0
EPA723 CO2 Rate Limit for NG Cofire - ORIS:55856 | 418 | 8146 | Rate Constraint in lbs/MMBtu | FALSE | L | Annual | Rate | lb/MMBtu | 0 | 0 | 0 | 0 | 0 | 0 | 0
EPA723 CO2 Rate Limit for NG Cofire - ORIS:55856 | 418 | 8146 | Rate Constraint in lbs/MMBtu | FALSE | L | Annual | Generation | TWh | 0 | 0 | 0 | 0 | 0 | 0 | 0
EPA723 CO2 Rate Limit for NG Cofire - ORIS:55856 | 418 | 8146 | Rate Constraint in lbs/MMBtu | FALSE | L | Annual | Qualifying Generation | TWh | 0 | 0 | 0 | 0 | 0 | 0 | 0
EPA723 CO2 Rate Limit for NG Cofire - ORIS:55856 | 418 | 8146 | Rate Constraint in lbs/MMBtu | FALSE | L | Annual | Rate | lb/MWh | 0 | 0 | 0 | 0 | 0 | 0 | 0
EPA723 CO2 Rate Limit for NG Cofire - ORIS:55856 | 418 | 8146 | Rate Constraint in lbs/MMBtu | FALSE | L | Annual | Constraint Shadow Price | US2022$/Ton | 0 | 47.7819 | 50.7453 | 28.3412 | 90.8803 | 101.041 | 52.4646
EPA723 CO2 Rate Limit for NG Cofire - ORIS:56068 | 419 | 8147 | Rate Constraint in lbs/MMBtu | FALSE | L | Annual | Seasons Included | Seasons |  | Winter, Spring, Summer, Fall | Winter, Spring, Summer, Fall | Winter, Spring, Summer, Fall | Winter, Spring, Summer, Fall | Winter, Spring, Summer, Fall | Winter, Spring, Summer, Fall
EPA723 CO2 Rate Limit for NG Cofire - ORIS:56068 | 419 | 8147 | Rate Constraint in lbs/MMBtu | FALSE | L | Annual | Standard CO2 | lb/MMBtu | 182.0636 | 182.0636 | 182.0636 | 182.0636 | 182.0636 | 182.0636 | 182.0636
EPA723 CO2 Rate Limit for NG Cofire - ORIS:56068 | 419 | 8147 | Rate Constraint in lbs/MMBtu | FALSE | L | Annual | Emissions at Affected Plants CO2 | Thousand Tons | 0 | 0 | 0 | 0 | 0 | 0 | 0
EPA723 CO2 Rate Limit for NG Cofire - ORIS:56068 | 419 | 8147 | Rate Constraint in lbs/MMBtu | FALSE | L | Annual | Allowances Purchased CO2 | Thousand Tons | 0 | 0 | 0 | 0 | 0 | 0 | 0
EPA723 CO2 Rate Limit for NG Cofire - ORIS:56068 | 419 | 8147 | Rate Constraint in lbs/MMBtu | FALSE | L | Annual | Allowances Sold CO2 | Thousand Tons | 0 | 0 | 0 | 0 | 0 | 0 | 0
EPA723 CO2 Rate Limit for NG Cofire - ORIS:56068 | 419 | 8147 | Rate Constraint in lbs/MMBtu | FALSE | L | Annual | Allowances Banked | Thousand Tons | 0 | 0 | 0 | 0 | 0 | 0 | 0
EPA723 CO2 Rate Limit for NG Cofire - ORIS:56068 | 419 | 8147 | Rate Constraint in lbs/MMBtu | FALSE | L | Annual | Allowances Withdrawn (1:1) | Thousand Tons | 0 | 0 | 0 | 0 | 0 | 0 | 0
EPA723 CO2 Rate Limit for NG Cofire - ORIS:56068 | 419 | 8147 | Rate Constraint in lbs/MMBtu | FALSE | L | Annual | Allowances Withdrawn (n:1) | Thousand Tons | 0 | 0 | 0 | 0 | 0 | 0 | 0
EPA723 CO2 Rate Limit for NG Cofire - ORIS:56068 | 419 | 8147 | Rate Constraint in lbs/MMBtu | FALSE | L | Annual | Net Emissions Allowance Position | Thousand Tons | 0 | 0 | 0 | 0 | 0 | 0 | 0
EPA723 CO2 Rate Limit for NG Cofire - ORIS:56068 | 419 | 8147 | Rate Constraint in lbs/MMBtu | FALSE | L | Annual | Fuel Consumed | TBtu | 0 | 0 | 0 | 0 | 0 | 0 | 0
EPA723 CO2 Rate Limit for NG Cofire - ORIS:56068 | 419 | 8147 | Rate Constraint in lbs/MMBtu | FALSE | L | Annual | Rate | lb/MMBtu | 0 | 0 | 0 | 0 | 0 | 0 | 0
EPA723 CO2 Rate Limit for NG Cofire - ORIS:56068 | 419 | 8147 | Rate Constraint in lbs/MMBtu | FALSE | L | Annual | Generation | TWh | 0 | 0 | 0 | 0 | 0 | 0 | 0
EPA723 CO2 Rate Limit for NG Cofire - ORIS:56068 | 419 | 8147 | Rate Constraint in lbs/MMBtu | FALSE | L | Annual | Qualifying Generation | TWh | 0 | 0 | 0 | 0 | 0 | 0 | 0
EPA723 CO2 Rate Limit for NG Cofire - ORIS:56068 | 419 | 8147 | Rate Constraint in lbs/MMBtu | FALSE | L | Annual | Rate | lb/MWh | 0 | 0 | 0 | 0 | 0 | 0 | 0
EPA723 CO2 Rate Limit for NG Cofire - ORIS:56068 | 419 | 8147 | Rate Constraint in lbs/MMBtu | FALSE | L | Annual | Constraint Shadow Price | US2022$/Ton | 0 | 25.3517 | 32.6011 | 36.341 | 86.5109 | 117.1733 | 133.5359
EPA723 CO2 Rate Limit for NG Cofire - ORIS:56319 | 420 | 8148 | Rate Constraint in lbs/MMBtu | FALSE | L | Annual | Seasons Included | Seasons |  | Winter, Spring, Summer, Fall | Winter, Spring, Summer, Fall | Winter, Spring, Summer, Fall | Winter, Spring, Summer, Fall | Winter, Spring, Summer, Fall | Winter, Spring, Summer, Fall
EPA723 CO2 Rate Limit for NG Cofire - ORIS:56319 | 420 | 8148 | Rate Constraint in lbs/MMBtu | FALSE | L | Annual | Standard CO2 | lb/MMBtu | 175.772 | 175.772 | 175.772 | 175.772 | 175.772 | 175.772 | 175.772
EPA723 CO2 Rate Limit for NG Cofire - ORIS:56319 | 420 | 8148 | Rate Constraint in lbs/MMBtu | FALSE | L | Annual | Emissions at Affected Plants CO2 | Thousand Tons | 0 | 0 | 0 | 0 | 0 | 0 | 0
EPA723 CO2 Rate Limit for NG Cofire - ORIS:56319 | 420 | 8148 | Rate Constraint in lbs/MMBtu | FALSE | L | Annual | Allowances Purchased CO2 | Thousand Tons | 0 | 0 | 0 | 0 | 0 | 0 | 0
EPA723 CO2 Rate Limit for NG Cofire - ORIS:56319 | 420 | 8148 | Rate Constraint in lbs/MMBtu | FALSE | L | Annual | Allowances Sold CO2 | Thousand Tons | 0 | 0 | 0 | 0 | 0 | 0 | 0
EPA723 CO2 Rate Limit for NG Cofire - ORIS:56319 | 420 | 8148 | Rate Constraint in lbs/MMBtu | FALSE | L | Annual | Allowances Banked | Thousand Tons | 0 | 0 | 0 | 0 | 0 | 0 | 0
EPA723 CO2 Rate Limit for NG Cofire - ORIS:56319 | 420 | 8148 | Rate Constraint in lbs/MMBtu | FALSE | L | Annual | Allowances Withdrawn (1:1) | Thousand Tons | 0 | 0 | 0 | 0 | 0 | 0 | 0
EPA723 CO2 Rate Limit for NG Cofire - ORIS:56319 | 420 | 8148 | Rate Constraint in lbs/MMBtu | FALSE | L | Annual | Allowances Withdrawn (n:1) | Thousand Tons | 0 | 0 | 0 | 0 | 0 | 0 | 0
EPA723 CO2 Rate Limit for NG Cofire - ORIS:56319 | 420 | 8148 | Rate Constraint in lbs/MMBtu | FALSE | L | Annual | Net Emissions Allowance Position | Thousand Tons | 0 | 0 | 0 | 0 | 0 | 0 | 0
EPA723 CO2 Rate Limit for NG Cofire - ORIS:56319 | 420 | 8148 | Rate Constraint in lbs/MMBtu | FALSE | L | Annual | Fuel Consumed | TBtu | 0 | 0 | 0 | 0 | 0 | 0 | 0
EPA723 CO2 Rate Limit for NG Cofire - ORIS:56319 | 420 | 8148 | Rate Constraint in lbs/MMBtu | FALSE | L | Annual | Rate | lb/MMBtu | 0 | 0 | 0 | 0 | 0 | 0 | 0
EPA723 CO2 Rate Limit for NG Cofire - ORIS:56319 | 420 | 8148 | Rate Constraint in lbs/MMBtu | FALSE | L | Annual | Generation | TWh | 0 | 0 | 0 | 0 | 0 | 0 | 0
EPA723 CO2 Rate Limit for NG Cofire - ORIS:56319 | 420 | 8148 | Rate Constraint in lbs/MMBtu | FALSE | L | Annual | Qualifying Generation | TWh | 0 | 0 | 0 | 0 | 0 | 0 | 0
EPA723 CO2 Rate Limit for NG Cofire - ORIS:56319 | 420 | 8148 | Rate Constraint in lbs/MMBtu | FALSE | L | Annual | Rate | lb/MWh | 0 | 0 | 0 | 0 | 0 | 0 | 0
EPA723 CO2 Rate Limit for NG Cofire - ORIS:56319 | 420 | 8148 | Rate Constraint in lbs/MMBtu | FALSE | L | Annual | Constraint Shadow Price | US2022$/Ton | 0 | 52.2106 | 48.5261 | 103.3404 | 527.925 | 543.0028 | 195.2619
EPA723 CO2 Rate Limit for NG Cofire - ORIS:56456 | 421 | 8149 | Rate Constraint in lbs/MMBtu | FALSE | L | Annual | Seasons Included | Seasons |  | Winter, Spring, Summer, Fall | Winter, Spring, Summer, Fall | Winter, Spring, Summer, Fall | Winter, Spring, Summer, Fall | Winter, Spring, Summer, Fall | Winter, Spring, Summer, Fall
EPA723 CO2 Rate Limit for NG Cofire - ORIS:56456 | 421 | 8149 | Rate Constraint in lbs/MMBtu | FALSE | L | Annual | Standard CO2 | lb/MMBtu | 175.772 | 175.772 | 175.772 | 175.772 | 175.772 | 175.772 | 175.772
EPA723 CO2 Rate Limit for NG Cofire - ORIS:56456 | 421 | 8149 | Rate Constraint in lbs/MMBtu | FALSE | L | Annual | Emissions at Affected Plants CO2 | Thousand Tons | 0 | 0 | 0 | 0 | 0 | 0 | 0
EPA723 CO2 Rate Limit for NG Cofire - ORIS:56456 | 421 | 8149 | Rate Constraint in lbs/MMBtu | FALSE | L | Annual | Allowances Purchased CO2 | Thousand Tons | 0 | 0 | 0 | 0 | 0 | 0 | 0
EPA723 CO2 Rate Limit for NG Cofire - ORIS:56456 | 421 | 8149 | Rate Constraint in lbs/MMBtu | FALSE | L | Annual | Allowances Sold CO2 | Thousand Tons | 0 | 0 | 0 | 0 | 0 | 0 | 0
EPA723 CO2 Rate Limit for NG Cofire - ORIS:56456 | 421 | 8149 | Rate Constraint in lbs/MMBtu | FALSE | L | Annual | Allowances Banked | Thousand Tons | 0 | 0 | 0 | 0 | 0 | 0 | 0
EPA723 CO2 Rate Limit for NG Cofire - ORIS:56456 | 421 | 8149 | Rate Constraint in lbs/MMBtu | FALSE | L | Annual | Allowances Withdrawn (1:1) | Thousand Tons | 0 | 0 | 0 | 0 | 0 | 0 | 0
EPA723 CO2 Rate Limit for NG Cofire - ORIS:56456 | 421 | 8149 | Rate Constraint in lbs/MMBtu | FALSE | L | Annual | Allowances Withdrawn (n:1) | Thousand Tons | 0 | 0 | 0 | 0 | 0 | 0 | 0
EPA723 CO2 Rate Limit for NG Cofire - ORIS:56456 | 421 | 8149 | Rate Constraint in lbs/MMBtu | FALSE | L | Annual | Net Emissions Allowance Position | Thousand Tons | 0 | 0 | 0 | 0 | 0 | 0 | 0
EPA723 CO2 Rate Limit for NG Cofire - ORIS:56456 | 421 | 8149 | Rate Constraint in lbs/MMBtu | FALSE | L | Annual | Fuel Consumed | TBtu | 0 | 0 | 0 | 0 | 0 | 0 | 0
EPA723 CO2 Rate Limit for NG Cofire - ORIS:56456 | 421 | 8149 | Rate Constraint in lbs/MMBtu | FALSE | L | Annual | Rate | lb/MMBtu | 0 | 0 | 0 | 0 | 0 | 0 | 0
EPA723 CO2 Rate Limit for NG Cofire - ORIS:56456 | 421 | 8149 | Rate Constraint in lbs/MMBtu | FALSE | L | Annual | Generation | TWh | 0 | 0 | 0 | 0 | 0 | 0 | 0
EPA723 CO2 Rate Limit for NG Cofire - ORIS:56456 | 421 | 8149 | Rate Constraint in lbs/MMBtu | FALSE | L | Annual | Qualifying Generation | TWh | 0 | 0 | 0 | 0 | 0 | 0 | 0
EPA723 CO2 Rate Limit for NG Cofire - ORIS:56456 | 421 | 8149 | Rate Constraint in lbs/MMBtu | FALSE | L | Annual | Rate | lb/MWh | 0 | 0 | 0 | 0 | 0 | 0 | 0
EPA723 CO2 Rate Limit for NG Cofire - ORIS:56456 | 421 | 8149 | Rate Constraint in lbs/MMBtu | FALSE | L | Annual | Constraint Shadow Price | US2022$/Ton | 0 | 23.5974 | 26.4482 | 39.4593 | 65.3581 | 96.1432 | 143.9507
EPA723 CO2 Rate Limit for NG Cofire - ORIS:56564 | 422 | 8150 | Rate Constraint in lbs/MMBtu | FALSE | L | Annual | Seasons Included | Seasons |  | Winter, Spring, Summer, Fall | Winter, Spring, Summer, Fall | Winter, Spring, Summer, Fall | Winter, Spring, Summer, Fall | Winter, Spring, Summer, Fall | Winter, Spring, Summer, Fall
EPA723 CO2 Rate Limit for NG Cofire - ORIS:56564 | 422 | 8150 | Rate Constraint in lbs/MMBtu | FALSE | L | Annual | Standard CO2 | lb/MMBtu | 175.772 | 175.772 | 175.772 | 175.772 | 175.772 | 175.772 | 175.772
EPA723 CO2 Rate Limit for NG Cofire - ORIS:56564 | 422 | 8150 | Rate Constraint in lbs/MMBtu | FALSE | L | Annual | Emissions at Affected Plants CO2 | Thousand Tons | 0 | 0 | 0 | 0 | 0 | 0 | 0
EPA723 CO2 Rate Limit for NG Cofire - ORIS:56564 | 422 | 8150 | Rate Constraint in lbs/MMBtu | FALSE | L | Annual | Allowances Purchased CO2 | Thousand Tons | 0 | 0 | 0 | 0 | 0 | 0 | 0
EPA723 CO2 Rate Limit for NG Cofire - ORIS:56564 | 422 | 8150 | Rate Constraint in lbs/MMBtu | FALSE | L | Annual | Allowances Sold CO2 | Thousand Tons | 0 | 0 | 0 | 0 | 0 | 0 | 0
EPA723 CO2 Rate Limit for NG Cofire - ORIS:56564 | 422 | 8150 | Rate Constraint in lbs/MMBtu | FALSE | L | Annual | Allowances Banked | Thousand Tons | 0 | 0 | 0 | 0 | 0 | 0 | 0
EPA723 CO2 Rate Limit for NG Cofire - ORIS:56564 | 422 | 8150 | Rate Constraint in lbs/MMBtu | FALSE | L | Annual | Allowances Withdrawn (1:1) | Thousand Tons | 0 | 0 | 0 | 0 | 0 | 0 | 0
EPA723 CO2 Rate Limit for NG Cofire - ORIS:56564 | 422 | 8150 | Rate Constraint in lbs/MMBtu | FALSE | L | Annual | Allowances Withdrawn (n:1) | Thousand Tons | 0 | 0 | 0 | 0 | 0 | 0 | 0
EPA723 CO2 Rate Limit for NG Cofire - ORIS:56564 | 422 | 8150 | Rate Constraint in lbs/MMBtu | FALSE | L | Annual | Net Emissions Allowance Position | Thousand Tons | 0 | 0 | 0 | 0 | 0 | 0 | 0
EPA723 CO2 Rate Limit for NG Cofire - ORIS:56564 | 422 | 8150 | Rate Constraint in lbs/MMBtu | FALSE | L | Annual | Fuel Consumed | TBtu | 0 | 0 | 0 | 0 | 0 | 0 | 0
EPA723 CO2 Rate Limit for NG Cofire - ORIS:56564 | 422 | 8150 | Rate Constraint in lbs/MMBtu | FALSE | L | Annual | Rate | lb/MMBtu | 0 | 0 | 0 | 0 | 0 | 0 | 0
EPA723 CO2 Rate Limit for NG Cofire - ORIS:56564 | 422 | 8150 | Rate Constraint in lbs/MMBtu | FALSE | L | Annual | Generation | TWh | 0 | 0 | 0 | 0 | 0 | 0 | 0
EPA723 CO2 Rate Limit for NG Cofire - ORIS:56564 | 422 | 8150 | Rate Constraint in lbs/MMBtu | FALSE | L | Annual | Qualifying Generation | TWh | 0 | 0 | 0 | 0 | 0 | 0 | 0
EPA723 CO2 Rate Limit for NG Cofire - ORIS:56564 | 422 | 8150 | Rate Constraint in lbs/MMBtu | FALSE | L | Annual | Rate | lb/MWh | 0 | 0 | 0 | 0 | 0 | 0 | 0
EPA723 CO2 Rate Limit for NG Cofire - ORIS:56564 | 422 | 8150 | Rate Constraint in lbs/MMBtu | FALSE | L | Annual | Constraint Shadow Price | US2022$/Ton | 0 | 21.2087 | 21.9615 | 10.6461 | 0 | 46.1924 | 86.5749
EPA723 CO2 Rate Limit for NG Cofire - ORIS:56596 | 423 | 8151 | Rate Constraint in lbs/MMBtu | FALSE | L | Annual | Seasons Included | Seasons |  | Winter, Spring, Summer, Fall | Winter, Spring, Summer, Fall | Winter, Spring, Summer, Fall | Winter, Spring, Summer, Fall | Winter, Spring, Summer, Fall | Winter, Spring, Summer, Fall
EPA723 CO2 Rate Limit for NG Cofire - ORIS:56596 | 423 | 8151 | Rate Constraint in lbs/MMBtu | FALSE | L | Annual | Standard CO2 | lb/MMBtu | 175.772 | 175.772 | 175.772 | 175.772 | 175.772 | 175.772 | 175.772
EPA723 CO2 Rate Limit for NG Cofire - ORIS:56596 | 423 | 8151 | Rate Constraint in lbs/MMBtu | FALSE | L | Annual | Emissions at Affected Plants CO2 | Thousand Tons | 0 | 26.5817 | 14.8758 | 0 | 0 | 0 | 0
EPA723 CO2 Rate Limit for NG Cofire - ORIS:56596 | 423 | 8151 | Rate Constraint in lbs/MMBtu | FALSE | L | Annual | Allowances Purchased CO2 | Thousand Tons | 0 | 0 | 0 | 0 | 0 | 0 | 0
EPA723 CO2 Rate Limit for NG Cofire - ORIS:56596 | 423 | 8151 | Rate Constraint in lbs/MMBtu | FALSE | L | Annual | Allowances Sold CO2 | Thousand Tons | 0 | 0 | 0 | 0 | 0 | 0 | 0
EPA723 CO2 Rate Limit for NG Cofire - ORIS:56596 | 423 | 8151 | Rate Constraint in lbs/MMBtu | FALSE | L | Annual | Allowances Banked | Thousand Tons | 0 | 0 | 0 | 0 | 0 | 0 | 0
EPA723 CO2 Rate Limit for NG Cofire - ORIS:56596 | 423 | 8151 | Rate Constraint in lbs/MMBtu | FALSE | L | Annual | Allowances Withdrawn (1:1) | Thousand Tons | 0 | 0 | 0 | 0 | 0 | 0 | 0
EPA723 CO2 Rate Limit for NG Cofire - ORIS:56596 | 423 | 8151 | Rate Constraint in lbs/MMBtu | FALSE | L | Annual | Allowances Withdrawn (n:1) | Thousand Tons | 0 | 0 | 0 | 0 | 0 | 0 | 0
EPA723 CO2 Rate Limit for NG Cofire - ORIS:56596 | 423 | 8151 | Rate Constraint in lbs/MMBtu | FALSE | L | Annual | Net Emissions Allowance Position | Thousand Tons | 0 | 26.5817 | 14.8758 | 0 | 0 | 0 | 0
EPA723 CO2 Rate Limit for NG Cofire - ORIS:56596 | 423 | 8151 | Rate Constraint in lbs/MMBtu | FALSE | L | Annual | Fuel Consumed | TBtu | 0 | 0.30246 | 0.16926 | 0 | 0 | 0 | 0
EPA723 CO2 Rate Limit for NG Cofire - ORIS:56596 | 423 | 8151 | Rate Constraint in lbs/MMBtu | FALSE | L | Annual | Rate | lb/MMBtu | 0 | 175.772 | 175.772 | 0 | 0 | 0 | 0
EPA723 CO2 Rate Limit for NG Cofire - ORIS:56596 | 423 | 8151 | Rate Constraint in lbs/MMBtu | FALSE | L | Annual | Generation | TWh | 0 | 0.026107 | 0.014561 | 0 | 0 | 0 | 0
EPA723 CO2 Rate Limit for NG Cofire - ORIS:56596 | 423 | 8151 | Rate Constraint in lbs/MMBtu | FALSE | L | Annual | Qualifying Generation | TWh | 0 | 0.026107 | 0.014561 | 0 | 0 | 0 | 0
EPA723 CO2 Rate Limit for NG Cofire - ORIS:56596 | 423 | 8151 | Rate Constraint in lbs/MMBtu | FALSE | L | Annual | Rate | lb/MWh | 0 | 2036.4016 | 2043.1896 | 0 | 0 | 0 | 0
EPA723 CO2 Rate Limit for NG Cofire - ORIS:56596 | 423 | 8151 | Rate Constraint in lbs/MMBtu | FALSE | L | Annual | Constraint Shadow Price | US2022$/Ton | 0 | 268.3614 | 46.9405 | 65.9916 | 546.6247 | 135.7336 | 156.119
EPA723 CO2 Rate Limit for NG Cofire - ORIS:56609 | 424 | 8152 | Rate Constraint in lbs/MMBtu | FALSE | L | Annual | Seasons Included | Seasons |  | Winter, Spring, Summer, Fall | Winter, Spring, Summer, Fall | Winter, Spring, Summer, Fall | Winter, Spring, Summer, Fall | Winter, Spring, Summer, Fall | Winter, Spring, Summer, Fall
EPA723 CO2 Rate Limit for NG Cofire - ORIS:56609 | 424 | 8152 | Rate Constraint in lbs/MMBtu | FALSE | L | Annual | Standard CO2 | lb/MMBtu | 175.772 | 175.772 | 175.772 | 175.772 | 175.772 | 175.772 | 175.772
EPA723 CO2 Rate Limit for NG Cofire - ORIS:56609 | 424 | 8152 | Rate Constraint in lbs/MMBtu | FALSE | L | Annual | Emissions at Affected Plants CO2 | Thousand Tons | 0 | 0 | 0 | 0 | 0 | 0 | 0
EPA723 CO2 Rate Limit for NG Cofire - ORIS:56609 | 424 | 8152 | Rate Constraint in lbs/MMBtu | FALSE | L | Annual | Allowances Purchased CO2 | Thousand Tons | 0 | 0 | 0 | 0 | 0 | 0 | 0
EPA723 CO2 Rate Limit for NG Cofire - ORIS:56609 | 424 | 8152 | Rate Constraint in lbs/MMBtu | FALSE | L | Annual | Allowances Sold CO2 | Thousand Tons | 0 | 0 | 0 | 0 | 0 | 0 | 0
EPA723 CO2 Rate Limit for NG Cofire - ORIS:56609 | 424 | 8152 | Rate Constraint in lbs/MMBtu | FALSE | L | Annual | Allowances Banked | Thousand Tons | 0 | 0 | 0 | 0 | 0 | 0 | 0
EPA723 CO2 Rate Limit for NG Cofire - ORIS:56609 | 424 | 8152 | Rate Constraint in lbs/MMBtu | FALSE | L | Annual | Allowances Withdrawn (1:1) | Thousand Tons | 0 | 0 | 0 | 0 | 0 | 0 | 0
EPA723 CO2 Rate Limit for NG Cofire - ORIS:56609 | 424 | 8152 | Rate Constraint in lbs/MMBtu | FALSE | L | Annual | Allowances Withdrawn (n:1) | Thousand Tons | 0 | 0 | 0 | 0 | 0 | 0 | 0
EPA723 CO2 Rate Limit for NG Cofire - ORIS:56609 | 424 | 8152 | Rate Constraint in lbs/MMBtu | FALSE | L | Annual | Net Emissions Allowance Position | Thousand Tons | 0 | 0 | 0 | 0 | 0 | 0 | 0
EPA723 CO2 Rate Limit for NG Cofire - ORIS:56609 | 424 | 8152 | Rate Constraint in lbs/MMBtu | FALSE | L | Annual | Fuel Consumed | TBtu | 0 | 0 | 0 | 0 | 0 | 0 | 0
EPA723 CO2 Rate Limit for NG Cofire - ORIS:56609 | 424 | 8152 | Rate Constraint in lbs/MMBtu | FALSE | L | Annual | Rate | lb/MMBtu | 0 | 0 | 0 | 0 | 0 | 0 | 0
EPA723 CO2 Rate Limit for NG Cofire - ORIS:56609 | 424 | 8152 | Rate Constraint in lbs/MMBtu | FALSE | L | Annual | Generation | TWh | 0 | 0 | 0 | 0 | 0 | 0 | 0
EPA723 CO2 Rate Limit for NG Cofire - ORIS:56609 | 424 | 8152 | Rate Constraint in lbs/MMBtu | FALSE | L | Annual | Qualifying Generation | TWh | 0 | 0 | 0 | 0 | 0 | 0 | 0
EPA723 CO2 Rate Limit for NG Cofire - ORIS:56609 | 424 | 8152 | Rate Constraint in lbs/MMBtu | FALSE | L | Annual | Rate | lb/MWh | 0 | 0 | 0 | 0 | 0 | 0 | 0
EPA723 CO2 Rate Limit for NG Cofire - ORIS:56609 | 424 | 8152 | Rate Constraint in lbs/MMBtu | FALSE | L | Annual | Constraint Shadow Price | US2022$/Ton | 0 | 54.6667 | 90.1969 | 78.6124 | 91.5118 | 155.7736 | 177.4082
EPA723 CO2 Rate Limit for NG Cofire - ORIS:56611 | 425 | 8153 | Rate Constraint in lbs/MMBtu | FALSE | L | Annual | Seasons Included | Seasons |  | Winter, Spring, Summer, Fall | Winter, Spring, Summer, Fall | Winter, Spring, Summer, Fall | Winter, Spring, Summer, Fall | Winter, Spring, Summer, Fall | Winter, Spring, Summer, Fall
EPA723 CO2 Rate Limit for NG Cofire - ORIS:56611 | 425 | 8153 | Rate Constraint in lbs/MMBtu | FALSE | L | Annual | Standard CO2 | lb/MMBtu | 175.772 | 175.772 | 175.772 | 175.772 | 175.772 | 175.772 | 175.772
EPA723 CO2 Rate Limit for NG Cofire - ORIS:56611 | 425 | 8153 | Rate Constraint in lbs/MMBtu | FALSE | L | Annual | Emissions at Affected Plants CO2 | Thousand Tons | 0 | 0 | 0 | 0 | 0 | 0 | 0
EPA723 CO2 Rate Limit for NG Cofire - ORIS:56611 | 425 | 8153 | Rate Constraint in lbs/MMBtu | FALSE | L | Annual | Allowances Purchased CO2 | Thousand Tons | 0 | 0 | 0 | 0 | 0 | 0 | 0
EPA723 CO2 Rate Limit for NG Cofire - ORIS:56611 | 425 | 8153 | Rate Constraint in lbs/MMBtu | FALSE | L | Annual | Allowances Sold CO2 | Thousand Tons | 0 | 0 | 0 | 0 | 0 | 0 | 0
EPA723 CO2 Rate Limit for NG Cofire - ORIS:56611 | 425 | 8153 | Rate Constraint in lbs/MMBtu | FALSE | L | Annual | Allowances Banked | Thousand Tons | 0 | 0 | 0 | 0 | 0 | 0 | 0
EPA723 CO2 Rate Limit for NG Cofire - ORIS:56611 | 425 | 8153 | Rate Constraint in lbs/MMBtu | FALSE | L | Annual | Allowances Withdrawn (1:1) | Thousand Tons | 0 | 0 | 0 | 0 | 0 | 0 | 0
EPA723 CO2 Rate Limit for NG Cofire - ORIS:56611 | 425 | 8153 | Rate Constraint in lbs/MMBtu | FALSE | L | Annual | Allowances Withdrawn (n:1) | Thousand Tons | 0 | 0 | 0 | 0 | 0 | 0 | 0
EPA723 CO2 Rate Limit for NG Cofire - ORIS:56611 | 425 | 8153 | Rate Constraint in lbs/MMBtu | FALSE | L | Annual | Net Emissions Allowance Position | Thousand Tons | 0 | 0 | 0 | 0 | 0 | 0 | 0
EPA723 CO2 Rate Limit for NG Cofire - ORIS:56611 | 425 | 8153 | Rate Constraint in lbs/MMBtu | FALSE | L | Annual | Fuel Consumed | TBtu | 0 | 0 | 0 | 0 | 0 | 0 | 0
EPA723 CO2 Rate Limit for NG Cofire - ORIS:56611 | 425 | 8153 | Rate Constraint in lbs/MMBtu | FALSE | L | Annual | Rate | lb/MMBtu | 0 | 0 | 0 | 0 | 0 | 0 | 0
EPA723 CO2 Rate Limit for NG Cofire - ORIS:56611 | 425 | 8153 | Rate Constraint in lbs/MMBtu | FALSE | L | Annual | Generation | TWh | 0 | 0 | 0 | 0 | 0 | 0 | 0
EPA723 CO2 Rate Limit for NG Cofire - ORIS:56611 | 425 | 8153 | Rate Constraint in lbs/MMBtu | FALSE | L | Annual | Qualifying Generation | TWh | 0 | 0 | 0 | 0 | 0 | 0 | 0
EPA723 CO2 Rate Limit for NG Cofire - ORIS:56611 | 425 | 8153 | Rate Constraint in lbs/MMBtu | FALSE | L | Annual | Rate | lb/MWh | 0 | 0 | 0 | 0 | 0 | 0 | 0
EPA723 CO2 Rate Limit for NG Cofire - ORIS:56611 | 425 | 8153 | Rate Constraint in lbs/MMBtu | FALSE | L | Annual | Constraint Shadow Price | US2022$/Ton | 0 | 41.8697 | 28.5666 | 0 | 0 | 52.5695 | 64.4423
EPA723 CO2 Rate Limit for NG Cofire - ORIS:56671 | 426 | 8154 | Rate Constraint in lbs/MMBtu | FALSE | L | Annual | Seasons Included | Seasons |  | Winter, Spring, Summer, Fall | Winter, Spring, Summer, Fall | Winter, Spring, Summer, Fall | Winter, Spring, Summer, Fall | Winter, Spring, Summer, Fall | Winter, Spring, Summer, Fall
EPA723 CO2 Rate Limit for NG Cofire - ORIS:56671 | 426 | 8154 | Rate Constraint in lbs/MMBtu | FALSE | L | Annual | Standard CO2 | lb/MMBtu | 171.9477 | 171.9477 | 171.9477 | 171.9477 | 171.9477 | 171.9477 | 171.9477
EPA723 CO2 Rate Limit for NG Cofire - ORIS:56671 | 426 | 8154 | Rate Constraint in lbs/MMBtu | FALSE | L | Annual | Emissions at Affected Plants CO2 | Thousand Tons | 0 | 0 | 0 | 0 | 0 | 0 | 0
EPA723 CO2 Rate Limit for NG Cofire - ORIS:56671 | 426 | 8154 | Rate Constraint in lbs/MMBtu | FALSE | L | Annual | Allowances Purchased CO2 | Thousand Tons | 0 | 0 | 0 | 0 | 0 | 0 | 0
EPA723 CO2 Rate Limit for NG Cofire - ORIS:56671 | 426 | 8154 | Rate Constraint in lbs/MMBtu | FALSE | L | Annual | Allowances Sold CO2 | Thousand Tons | 0 | 0 | 0 | 0 | 0 | 0 | 0
EPA723 CO2 Rate Limit for NG Cofire - ORIS:56671 | 426 | 8154 | Rate Constraint in lbs/MMBtu | FALSE | L | Annual | Allowances Banked | Thousand Tons | 0 | 0 | 0 | 0 | 0 | 0 | 0
EPA723 CO2 Rate Limit for NG Cofire - ORIS:56671 | 426 | 8154 | Rate Constraint in lbs/MMBtu | FALSE | L | Annual | Allowances Withdrawn (1:1) | Thousand Tons | 0 | 0 | 0 | 0 | 0 | 0 | 0
EPA723 CO2 Rate Limit for NG Cofire - ORIS:56671 | 426 | 8154 | Rate Constraint in lbs/MMBtu | FALSE | L | Annual | Allowances Withdrawn (n:1) | Thousand Tons | 0 | 0 | 0 | 0 | 0 | 0 | 0
EPA723 CO2 Rate Limit for NG Cofire - ORIS:56671 | 426 | 8154 | Rate Constraint in lbs/MMBtu | FALSE | L | Annual | Net Emissions Allowance Position | Thousand Tons | 0 | 0 | 0 | 0 | 0 | 0 | 0
EPA723 CO2 Rate Limit for NG Cofire - ORIS:56671 | 426 | 8154 | Rate Constraint in lbs/MMBtu | FALSE | L | Annual | Fuel Consumed | TBtu | 0 | 0 | 0 | 0 | 0 | 0 | 0
EPA723 CO2 Rate Limit for NG Cofire - ORIS:56671 | 426 | 8154 | Rate Constraint in lbs/MMBtu | FALSE | L | Annual | Rate | lb/MMBtu | 0 | 0 | 0 | 0 | 0 | 0 | 0
EPA723 CO2 Rate Limit for NG Cofire - ORIS:56671 | 426 | 8154 | Rate Constraint in lbs/MMBtu | FALSE | L | Annual | Generation | TWh | 0 | 0 | 0 | 0 | 0 | 0 | 0
EPA723 CO2 Rate Limit for NG Cofire - ORIS:56671 | 426 | 8154 | Rate Constraint in lbs/MMBtu | FALSE | L | Annual | Qualifying Generation | TWh | 0 | 0 | 0 | 0 | 0 | 0 | 0
EPA723 CO2 Rate Limit for NG Cofire - ORIS:56671 | 426 | 8154 | Rate Constraint in lbs/MMBtu | FALSE | L | Annual | Rate | lb/MWh | 0 | 0 | 0 | 0 | 0 | 0 | 0
EPA723 CO2 Rate Limit for NG Cofire - ORIS:56671 | 426 | 8154 | Rate Constraint in lbs/MMBtu | FALSE | L | Annual | Constraint Shadow Price | US2022$/Ton | 0 | 32.8615 | 57.3288 | 70.4053 | 96.2705 | 199.9622 | 209.5499
EPA723 CO2 Rate Limit for NG Cofire - ORIS:56786 | 427 | 8155 | Rate Constraint in lbs/MMBtu | FALSE | L | Annual | Seasons Included | Seasons |  | Winter, Spring, Summer, Fall | Winter, Spring, Summer, Fall | Winter, Spring, Summer, Fall | Winter, Spring, Summer, Fall | Winter, Spring, Summer, Fall | Winter, Spring, Summer, Fall
EPA723 CO2 Rate Limit for NG Cofire - ORIS:56786 | 427 | 8155 | Rate Constraint in lbs/MMBtu | FALSE | L | Annual | Standard CO2 | lb/MMBtu | 207.3467 | 207.3467 | 207.3467 | 207.3467 | 207.3467 | 207.3467 | 207.3467
EPA723 CO2 Rate Limit for NG Cofire - ORIS:56786 | 427 | 8155 | Rate Constraint in lbs/MMBtu | FALSE | L | Annual | Emissions at Affected Plants CO2 | Thousand Tons | 0 | 0 | 0 | 0 | 0 | 0 | 0
EPA723 CO2 Rate Limit for NG Cofire - ORIS:56786 | 427 | 8155 | Rate Constraint in lbs/MMBtu | FALSE | L | Annual | Allowances Purchased CO2 | Thousand Tons | 0 | 0 | 0 | 0 | 0 | 0 | 0
EPA723 CO2 Rate Limit for NG Cofire - ORIS:56786 | 427 | 8155 | Rate Constraint in lbs/MMBtu | FALSE | L | Annual | Allowances Sold CO2 | Thousand Tons | 0 | 0 | 0 | 0 | 0 | 0 | 0
EPA723 CO2 Rate Limit for NG Cofire - ORIS:56786 | 427 | 8155 | Rate Constraint in lbs/MMBtu | FALSE | L | Annual | Allowances Banked | Thousand Tons | 0 | 0 | 0 | 0 | 0 | 0 | 0
EPA723 CO2 Rate Limit for NG Cofire - ORIS:56786 | 427 | 8155 | Rate Constraint in lbs/MMBtu | FALSE | L | Annual | Allowances Withdrawn (1:1) | Thousand Tons | 0 | 0 | 0 | 0 | 0 | 0 | 0
EPA723 CO2 Rate Limit for NG Cofire - ORIS:56786 | 427 | 8155 | Rate Constraint in lbs/MMBtu | FALSE | L | Annual | Allowances Withdrawn (n:1) | Thousand Tons | 0 | 0 | 0 | 0 | 0 | 0 | 0
EPA723 CO2 Rate Limit for NG Cofire - ORIS:56786 | 427 | 8155 | Rate Constraint in lbs/MMBtu | FALSE | L | Annual | Net Emissions Allowance Position | Thousand Tons | 0 | 0 | 0 | 0 | 0 | 0 | 0
EPA723 CO2 Rate Limit for NG Cofire - ORIS:56786 | 427 | 8155 | Rate Constraint in lbs/MMBtu | FALSE | L | Annual | Fuel Consumed | TBtu | 0 | 0 | 0 | 0 | 0 | 0 | 0
EPA723 CO2 Rate Limit for NG Cofire - ORIS:56786 | 427 | 8155 | Rate Constraint in lbs/MMBtu | FALSE | L | Annual | Rate | lb/MMBtu | 0 | 0 | 0 | 0 | 0 | 0 | 0
EPA723 CO2 Rate Limit for NG Cofire - ORIS:56786 | 427 | 8155 | Rate Constraint in lbs/MMBtu | FALSE | L | Annual | Generation | TWh | 0 | 0 | 0 | 0 | 0 | 0 | 0
EPA723 CO2 Rate Limit for NG Cofire - ORIS:56786 | 427 | 8155 | Rate Constraint in lbs/MMBtu | FALSE | L | Annual | Qualifying Generation | TWh | 0 | 0 | 0 | 0 | 0 | 0 | 0
EPA723 CO2 Rate Limit for NG Cofire - ORIS:56786 | 427 | 8155 | Rate Constraint in lbs/MMBtu | FALSE | L | Annual | Rate | lb/MWh | 0 | 0 | 0 | 0 | 0 | 0 | 0
EPA723 CO2 Rate Limit for NG Cofire - ORIS:56786 | 427 | 8155 | Rate Constraint in lbs/MMBtu | FALSE | L | Annual | Constraint Shadow Price | US2022$/Ton | 0 | 34.6718 | 33.384 | 107.9747 | 109.4081 | 162.3045 | 186.5495
EPA723 CO2 Rate Limit for NG Cofire - ORIS:56808 | 428 | 8156 | Rate Constraint in lbs/MMBtu | FALSE | L | Annual | Seasons Included | Seasons |  | Winter, Spring, Summer, Fall | Winter, Spring, Summer, Fall | Winter, Spring, Summer, Fall | Winter, Spring, Summer, Fall | Winter, Spring, Summer, Fall | Winter, Spring, Summer, Fall
EPA723 CO2 Rate Limit for NG Cofire - ORIS:56808 | 428 | 8156 | Rate Constraint in lbs/MMBtu | FALSE | L | Annual | Standard CO2 | lb/MMBtu | 183.4245 | 183.4245 | 183.4245 | 183.4245 | 183.4245 | 183.4245 | 183.4245
EPA723 CO2 Rate Limit for NG Cofire - ORIS:56808 | 428 | 8156 | Rate Constraint in lbs/MMBtu | FALSE | L | Annual | Emissions at Affected Plants CO2 | Thousand Tons | 0 | 0 | 0 | 0 | 0 | 0 | 0
EPA723 CO2 Rate Limit for NG Cofire - ORIS:56808 | 428 | 8156 | Rate Constraint in lbs/MMBtu | FALSE | L | Annual | Allowances Purchased CO2 | Thousand Tons | 0 | 0 | 0 | 0 | 0 | 0 | 0
EPA723 CO2 Rate Limit for NG Cofire - ORIS:56808 | 428 | 8156 | Rate Constraint in lbs/MMBtu | FALSE | L | Annual | Allowances Sold CO2 | Thousand Tons | 0 | 0 | 0 | 0 | 0 | 0 | 0
EPA723 CO2 Rate Limit for NG Cofire - ORIS:56808 | 428 | 8156 | Rate Constraint in lbs/MMBtu | FALSE | L | Annual | Allowances Banked | Thousand Tons | 0 | 0 | 0 | 0 | 0 | 0 | 0
EPA723 CO2 Rate Limit for NG Cofire - ORIS:56808 | 428 | 8156 | Rate Constraint in lbs/MMBtu | FALSE | L | Annual | Allowances Withdrawn (1:1) | Thousand Tons | 0 | 0 | 0 | 0 | 0 | 0 | 0
EPA723 CO2 Rate Limit for NG Cofire - ORIS:56808 | 428 | 8156 | Rate Constraint in lbs/MMBtu | FALSE | L | Annual | Allowances Withdrawn (n:1) | Thousand Tons | 0 | 0 | 0 | 0 | 0 | 0 | 0
EPA723 CO2 Rate Limit for NG Cofire - ORIS:56808 | 428 | 8156 | Rate Constraint in lbs/MMBtu | FALSE | L | Annual | Net Emissions Allowance Position | Thousand Tons | 0 | 0 | 0 | 0 | 0 | 0 | 0
EPA723 CO2 Rate Limit for NG Cofire - ORIS:56808 | 428 | 8156 | Rate Constraint in lbs/MMBtu | FALSE | L | Annual | Fuel Consumed | TBtu | 0 | 0 | 0 | 0 | 0 | 0 | 0
EPA723 CO2 Rate Limit for NG Cofire - ORIS:56808 | 428 | 8156 | Rate Constraint in lbs/MMBtu | FALSE | L | Annual | Rate | lb/MMBtu | 0 | 0 | 0 | 0 | 0 | 0 | 0
EPA723 CO2 Rate Limit for NG Cofire - ORIS:56808 | 428 | 8156 | Rate Constraint in lbs/MMBtu | FALSE | L | Annual | Generation | TWh | 0 | 0 | 0 | 0 | 0 | 0 | 0
EPA723 CO2 Rate Limit for NG Cofire - ORIS:56808 | 428 | 8156 | Rate Constraint in lbs/MMBtu | FALSE | L | Annual | Qualifying Generation | TWh | 0 | 0 | 0 | 0 | 0 | 0 | 0
EPA723 CO2 Rate Limit for NG Cofire - ORIS:56808 | 428 | 8156 | Rate Constraint in lbs/MMBtu | FALSE | L | Annual | Rate | lb/MWh | 0 | 0 | 0 | 0 | 0 | 0 | 0
EPA723 CO2 Rate Limit for NG Cofire - ORIS:56808 | 428 | 8156 | Rate Constraint in lbs/MMBtu | FALSE | L | Annual | Constraint Shadow Price | US2022$/Ton | 0 | 49.3992 | 26.1715 | 0 | 178.33 | 135.1519 | 219.5113
EPA723 CO2 Rate Limit for NG Cofire - ORIS:57046 | 429 | 8157 | Rate Constraint in lbs/MMBtu | FALSE | L | Annual | Seasons Included | Seasons |  | Winter, Spring, Summer, Fall | Winter, Spring, Summer, Fall | Winter, Spring, Summer, Fall | Winter, Spring, Summer, Fall | Winter, Spring, Summer, Fall | Winter, Spring, Summer, Fall
EPA723 CO2 Rate Limit for NG Cofire - ORIS:57046 | 429 | 8157 | Rate Constraint in lbs/MMBtu | FALSE | L | Annual | Standard CO2 | lb/MMBtu | 175.772 | 175.772 | 175.772 | 175.772 | 175.772 | 175.772 | 175.772
EPA723 CO2 Rate Limit for NG Cofire - ORIS:57046 | 429 | 8157 | Rate Constraint in lbs/MMBtu | FALSE | L | Annual | Emissions at Affected Plants CO2 | Thousand Tons | 0 | 0 | 0 | 0 | 0 | 0 | 0
EPA723 CO2 Rate Limit for NG Cofire - ORIS:57046 | 429 | 8157 | Rate Constraint in lbs/MMBtu | FALSE | L | Annual | Allowances Purchased CO2 | Thousand Tons | 0 | 0 | 0 | 0 | 0 | 0 | 0
EPA723 CO2 Rate Limit for NG Cofire - ORIS:57046 | 429 | 8157 | Rate Constraint in lbs/MMBtu | FALSE | L | Annual | Allowances Sold CO2 | Thousand Tons | 0 | 0 | 0 | 0 | 0 | 0 | 0
EPA723 CO2 Rate Limit for NG Cofire - ORIS:57046 | 429 | 8157 | Rate Constraint in lbs/MMBtu | FALSE | L | Annual | Allowances Banked | Thousand Tons | 0 | 0 | 0 | 0 | 0 | 0 | 0
EPA723 CO2 Rate Limit for NG Cofire - ORIS:57046 | 429 | 8157 | Rate Constraint in lbs/MMBtu | FALSE | L | Annual | Allowances Withdrawn (1:1) | Thousand Tons | 0 | 0 | 0 | 0 | 0 | 0 | 0
EPA723 CO2 Rate Limit for NG Cofire - ORIS:57046 | 429 | 8157 | Rate Constraint in lbs/MMBtu | FALSE | L | Annual | Allowances Withdrawn (n:1) | Thousand Tons | 0 | 0 | 0 | 0 | 0 | 0 | 0
EPA723 CO2 Rate Limit for NG Cofire - ORIS:57046 | 429 | 8157 | Rate Constraint in lbs/MMBtu | FALSE | L | Annual | Net Emissions Allowance Position | Thousand Tons | 0 | 0 | 0 | 0 | 0 | 0 | 0
EPA723 CO2 Rate Limit for NG Cofire - ORIS:57046 | 429 | 8157 | Rate Constraint in lbs/MMBtu | FALSE | L | Annual | Fuel Consumed | TBtu | 0 | 0 | 0 | 0 | 0 | 0 | 0
EPA723 CO2 Rate Limit for NG Cofire - ORIS:57046 | 429 | 8157 | Rate Constraint in lbs/MMBtu | FALSE | L | Annual | Rate | lb/MMBtu | 0 | 0 | 0 | 0 | 0 | 0 | 0
EPA723 CO2 Rate Limit for NG Cofire - ORIS:57046 | 429 | 8157 | Rate Constraint in lbs/MMBtu | FALSE | L | Annual | Generation | TWh | 0 | 0 | 0 | 0 | 0 | 0 | 0
EPA723 CO2 Rate Limit for NG Cofire - ORIS:57046 | 429 | 8157 | Rate Constraint in lbs/MMBtu | FALSE | L | Annual | Qualifying Generation | TWh | 0 | 0 | 0 | 0 | 0 | 0 | 0
EPA723 CO2 Rate Limit for NG Cofire - ORIS:57046 | 429 | 8157 | Rate Constraint in lbs/MMBtu | FALSE | L | Annual | Rate | lb/MWh | 0 | 0 | 0 | 0 | 0 | 0 | 0
EPA723 CO2 Rate Limit for NG Cofire - ORIS:57046 | 429 | 8157 | Rate Constraint in lbs/MMBtu | FALSE | L | Annual | Constraint Shadow Price | US2022$/Ton | 0 | 51.1771 | 54.3987 | 198.9162 | 130.6933 | 243.1949 | 239.6508
EPA723 CO2 Rate Limit for NG Cofire - ORIS:57953 | 430 | 8158 | Rate Constraint in lbs/MMBtu | FALSE | L | Annual | Seasons Included | Seasons |  | Winter, Spring, Summer, Fall | Winter, Spring, Summer, Fall | Winter, Spring, Summer, Fall | Winter, Spring, Summer, Fall | Winter, Spring, Summer, Fall | Winter, Spring, Summer, Fall
EPA723 CO2 Rate Limit for NG Cofire - ORIS:57953 | 430 | 8158 | Rate Constraint in lbs/MMBtu | FALSE | L | Annual | Standard CO2 | lb/MMBtu | 229.3453 | 229.3453 | 229.3453 | 229.3453 | 229.3453 | 229.3453 | 229.3453
EPA723 CO2 Rate Limit for NG Cofire - ORIS:57953 | 430 | 8158 | Rate Constraint in lbs/MMBtu | FALSE | L | Annual | Emissions at Affected Plants CO2 | Thousand Tons | 0 | 0 | 0 | 0 | 0 | 0 | 0
EPA723 CO2 Rate Limit for NG Cofire - ORIS:57953 | 430 | 8158 | Rate Constraint in lbs/MMBtu | FALSE | L | Annual | Allowances Purchased CO2 | Thousand Tons | 0 | 0 | 0 | 0 | 0 | 0 | 0
EPA723 CO2 Rate Limit for NG Cofire - ORIS:57953 | 430 | 8158 | Rate Constraint in lbs/MMBtu | FALSE | L | Annual | Allowances Sold CO2 | Thousand Tons | 0 | 0 | 0 | 0 | 0 | 0 | 0
EPA723 CO2 Rate Limit for NG Cofire - ORIS:57953 | 430 | 8158 | Rate Constraint in lbs/MMBtu | FALSE | L | Annual | Allowances Banked | Thousand Tons | 0 | 0 | 0 | 0 | 0 | 0 | 0
EPA723 CO2 Rate Limit for NG Cofire - ORIS:57953 | 430 | 8158 | Rate Constraint in lbs/MMBtu | FALSE | L | Annual | Allowances Withdrawn (1:1) | Thousand Tons | 0 | 0 | 0 | 0 | 0 | 0 | 0
EPA723 CO2 Rate Limit for NG Cofire - ORIS:57953 | 430 | 8158 | Rate Constraint in lbs/MMBtu | FALSE | L | Annual | Allowances Withdrawn (n:1) | Thousand Tons | 0 | 0 | 0 | 0 | 0 | 0 | 0
EPA723 CO2 Rate Limit for NG Cofire - ORIS:57953 | 430 | 8158 | Rate Constraint in lbs/MMBtu | FALSE | L | Annual | Net Emissions Allowance Position | Thousand Tons | 0 | 0 | 0 | 0 | 0 | 0 | 0
EPA723 CO2 Rate Limit for NG Cofire - ORIS:57953 | 430 | 8158 | Rate Constraint in lbs/MMBtu | FALSE | L | Annual | Fuel Consumed | TBtu | 0 | 0 | 0 | 0 | 0 | 0 | 0
EPA723 CO2 Rate Limit for NG Cofire - ORIS:57953 | 430 | 8158 | Rate Constraint in lbs/MMBtu | FALSE | L | Annual | Rate | lb/MMBtu | 0 | 0 | 0 | 0 | 0 | 0 | 0
EPA723 CO2 Rate Limit for NG Cofire - ORIS:57953 | 430 | 8158 | Rate Constraint in lbs/MMBtu | FALSE | L | Annual | Generation | TWh | 0 | 0 | 0 | 0 | 0 | 0 | 0
EPA723 CO2 Rate Limit for NG Cofire - ORIS:57953 | 430 | 8158 | Rate Constraint in lbs/MMBtu | FALSE | L | Annual | Qualifying Generation | TWh | 0 | 0 | 0 | 0 | 0 | 0 | 0
EPA723 CO2 Rate Limit for NG Cofire - ORIS:57953 | 430 | 8158 | Rate Constraint in lbs/MMBtu | FALSE | L | Annual | Rate | lb/MWh | 0 | 0 | 0 | 0 | 0 | 0 | 0
EPA723 CO2 Rate Limit for NG Cofire - ORIS:57953 | 430 | 8158 | Rate Constraint in lbs/MMBtu | FALSE | L | Annual | Constraint Shadow Price | US2022$/Ton | 0 | 17.4565 | 19.9592 | 159.6741 | 149.4761 | 234.1154 | 250.4127
EPA723 CO2 Rate Limit for NG Cofire - ORIS:59 | 431 | 8022 | Rate Constraint in lbs/MMBtu | FALSE | L | Annual | Seasons Included | Seasons |  | Winter, Spring, Summer, Fall | Winter, Spring, Summer, Fall | Winter, Spring, Summer, Fall | Winter, Spring, Summer, Fall | Winter, Spring, Summer, Fall | Winter, Spring, Summer, Fall
EPA723 CO2 Rate Limit for NG Cofire - ORIS:59 | 431 | 8022 | Rate Constraint in lbs/MMBtu | FALSE | L | Annual | Standard CO2 | lb/MMBtu | 176.252 | 176.252 | 176.252 | 176.252 | 176.252 | 176.252 | 176.252
EPA723 CO2 Rate Limit for NG Cofire - ORIS:59 | 431 | 8022 | Rate Constraint in lbs/MMBtu | FALSE | L | Annual | Emissions at Affected Plants CO2 | Thousand Tons | 0 | 0 | 0 | 0 | 0 | 0 | 0
EPA723 CO2 Rate Limit for NG Cofire - ORIS:59 | 431 | 8022 | Rate Constraint in lbs/MMBtu | FALSE | L | Annual | Allowances Purchased CO2 | Thousand Tons | 0 | 0 | 0 | 0 | 0 | 0 | 0
EPA723 CO2 Rate Limit for NG Cofire - ORIS:59 | 431 | 8022 | Rate Constraint in lbs/MMBtu | FALSE | L | Annual | Allowances Sold CO2 | Thousand Tons | 0 | 0 | 0 | 0 | 0 | 0 | 0
EPA723 CO2 Rate Limit for NG Cofire - ORIS:59 | 431 | 8022 | Rate Constraint in lbs/MMBtu | FALSE | L | Annual | Allowances Banked | Thousand Tons | 0 | 0 | 0 | 0 | 0 | 0 | 0
EPA723 CO2 Rate Limit for NG Cofire - ORIS:59 | 431 | 8022 | Rate Constraint in lbs/MMBtu | FALSE | L | Annual | Allowances Withdrawn (1:1) | Thousand Tons | 0 | 0 | 0 | 0 | 0 | 0 | 0
EPA723 CO2 Rate Limit for NG Cofire - ORIS:59 | 431 | 8022 | Rate Constraint in lbs/MMBtu | FALSE | L | Annual | Allowances Withdrawn (n:1) | Thousand Tons | 0 | 0 | 0 | 0 | 0 | 0 | 0
EPA723 CO2 Rate Limit for NG Cofire - ORIS:59 | 431 | 8022 | Rate Constraint in lbs/MMBtu | FALSE | L | Annual | Net Emissions Allowance Position | Thousand Tons | 0 | 0 | 0 | 0 | 0 | 0 | 0
EPA723 CO2 Rate Limit for NG Cofire - ORIS:59 | 431 | 8022 | Rate Constraint in lbs/MMBtu | FALSE | L | Annual | Fuel Consumed | TBtu | 0 | 0 | 0 | 0 | 0 | 0 | 0
EPA723 CO2 Rate Limit for NG Cofire - ORIS:59 | 431 | 8022 | Rate Constraint in lbs/MMBtu | FALSE | L | Annual | Rate | lb/MMBtu | 0 | 0 | 0 | 0 | 0 | 0 | 0
EPA723 CO2 Rate Limit for NG Cofire - ORIS:59 | 431 | 8022 | Rate Constraint in lbs/MMBtu | FALSE | L | Annual | Generation | TWh | 0 | 0 | 0 | 0 | 0 | 0 | 0
EPA723 CO2 Rate Limit for NG Cofire - ORIS:59 | 431 | 8022 | Rate Constraint in lbs/MMBtu | FALSE | L | Annual | Qualifying Generation | TWh | 0 | 0 | 0 | 0 | 0 | 0 | 0
EPA723 CO2 Rate Limit for NG Cofire - ORIS:59 | 431 | 8022 | Rate Constraint in lbs/MMBtu | FALSE | L | Annual | Rate | lb/MWh | 0 | 0 | 0 | 0 | 0 | 0 | 0
EPA723 CO2 Rate Limit for NG Cofire - ORIS:59 | 431 | 8022 | Rate Constraint in lbs/MMBtu | FALSE | L | Annual | Constraint Shadow Price | US2022$/Ton | 0 | 53.1124 | 52.8051 | 173.7685 | 108.1838 | 519.0026 | 212.9282
EPA723 CO2 Rate Limit for NG Cofire - ORIS:60 | 432 | 8023 | Rate Constraint in lbs/MMBtu | FALSE | L | Annual | Seasons Included | Seasons |  | Winter, Spring, Summer, Fall | Winter, Spring, Summer, Fall | Winter, Spring, Summer, Fall | Winter, Spring, Summer, Fall | Winter, Spring, Summer, Fall | Winter, Spring, Summer, Fall
EPA723 CO2 Rate Limit for NG Cofire - ORIS:60 | 432 | 8023 | Rate Constraint in lbs/MMBtu | FALSE | L | Annual | Standard CO2 | lb/MMBtu | 175.772 | 175.772 | 175.772 | 175.772 | 175.772 | 175.772 | 175.772
EPA723 CO2 Rate Limit for NG Cofire - ORIS:60 | 432 | 8023 | Rate Constraint in lbs/MMBtu | FALSE | L | Annual | Emissions at Affected Plants CO2 | Thousand Tons | 0 | 0 | 0 | 0 | 0 | 0 | 0
EPA723 CO2 Rate Limit for NG Cofire - ORIS:60 | 432 | 8023 | Rate Constraint in lbs/MMBtu | FALSE | L | Annual | Allowances Purchased CO2 | Thousand Tons | 0 | 0 | 0 | 0 | 0 | 0 | 0
EPA723 CO2 Rate Limit for NG Cofire - ORIS:60 | 432 | 8023 | Rate Constraint in lbs/MMBtu | FALSE | L | Annual | Allowances Sold CO2 | Thousand Tons | 0 | 0 | 0 | 0 | 0 | 0 | 0
EPA723 CO2 Rate Limit for NG Cofire - ORIS:60 | 432 | 8023 | Rate Constraint in lbs/MMBtu | FALSE | L | Annual | Allowances Banked | Thousand Tons | 0 | 0 | 0 | 0 | 0 | 0 | 0
EPA723 CO2 Rate Limit for NG Cofire - ORIS:60 | 432 | 8023 | Rate Constraint in lbs/MMBtu | FALSE | L | Annual | Allowances Withdrawn (1:1) | Thousand Tons | 0 | 0 | 0 | 0 | 0 | 0 | 0
EPA723 CO2 Rate Limit for NG Cofire - ORIS:60 | 432 | 8023 | Rate Constraint in lbs/MMBtu | FALSE | L | Annual | Allowances Withdrawn (n:1) | Thousand Tons | 0 | 0 | 0 | 0 | 0 | 0 | 0
EPA723 CO2 Rate Limit for NG Cofire - ORIS:60 | 432 | 8023 | Rate Constraint in lbs/MMBtu | FALSE | L | Annual | Net Emissions Allowance Position | Thousand Tons | 0 | 0 | 0 | 0 | 0 | 0 | 0
EPA723 CO2 Rate Limit for NG Cofire - ORIS:60 | 432 | 8023 | Rate Constraint in lbs/MMBtu | FALSE | L | Annual | Fuel Consumed | TBtu | 0 | 0 | 0 | 0 | 0 | 0 | 0
EPA723 CO2 Rate Limit for NG Cofire - ORIS:60 | 432 | 8023 | Rate Constraint in lbs/MMBtu | FALSE | L | Annual | Rate | lb/MMBtu | 0 | 0 | 0 | 0 | 0 | 0 | 0
EPA723 CO2 Rate Limit for NG Cofire - ORIS:60 | 432 | 8023 | Rate Constraint in lbs/MMBtu | FALSE | L | Annual | Generation | TWh | 0 | 0 | 0 | 0 | 0 | 0 | 0
EPA723 CO2 Rate Limit for NG Cofire - ORIS:60 | 432 | 8023 | Rate Constraint in lbs/MMBtu | FALSE | L | Annual | Qualifying Generation | TWh | 0 | 0 | 0 | 0 | 0 | 0 | 0
EPA723 CO2 Rate Limit for NG Cofire - ORIS:60 | 432 | 8023 | Rate Constraint in lbs/MMBtu | FALSE | L | Annual | Rate | lb/MWh | 0 | 0 | 0 | 0 | 0 | 0 | 0
EPA723 CO2 Rate Limit for NG Cofire - ORIS:60 | 432 | 8023 | Rate Constraint in lbs/MMBtu | FALSE | L | Annual | Constraint Shadow Price | US2022$/Ton | 0 | 55.9479 | 62.4528 | 99.4823 | 72.6785 | 183.2028 | 143.2687
EPA723 CO2 Rate Limit for NG Cofire - ORIS:6002 | 433 | 8077 | Rate Constraint in lbs/MMBtu | FALSE | L | Annual | Seasons Included | Seasons |  | Winter, Spring, Summer, Fall | Winter, Spring, Summer, Fall | Winter, Spring, Summer, Fall | Winter, Spring, Summer, Fall | Winter, Spring, Summer, Fall | Winter, Spring, Summer, Fall
EPA723 CO2 Rate Limit for NG Cofire - ORIS:6002 | 433 | 8077 | Rate Constraint in lbs/MMBtu | FALSE | L | Annual | Standard CO2 | lb/MMBtu | 176.5228 | 176.5228 | 176.5228 | 176.5228 | 176.5228 | 176.5228 | 176.5228
EPA723 CO2 Rate Limit for NG Cofire - ORIS:6002 | 433 | 8077 | Rate Constraint in lbs/MMBtu | FALSE | L | Annual | Emissions at Affected Plants CO2 | Thousand Tons | 0 | 0 | 0 | 0 | 0 | 0 | 0
EPA723 CO2 Rate Limit for NG Cofire - ORIS:6002 | 433 | 8077 | Rate Constraint in lbs/MMBtu | FALSE | L | Annual | Allowances Purchased CO2 | Thousand Tons | 0 | 0 | 0 | 0 | 0 | 0 | 0
EPA723 CO2 Rate Limit for NG Cofire - ORIS:6002 | 433 | 8077 | Rate Constraint in lbs/MMBtu | FALSE | L | Annual | Allowances Sold CO2 | Thousand Tons | 0 | 0 | 0 | 0 | 0 | 0 | 0
EPA723 CO2 Rate Limit for NG Cofire - ORIS:6002 | 433 | 8077 | Rate Constraint in lbs/MMBtu | FALSE | L | Annual | Allowances Banked | Thousand Tons | 0 | 0 | 0 | 0 | 0 | 0 | 0
EPA723 CO2 Rate Limit for NG Cofire - ORIS:6002 | 433 | 8077 | Rate Constraint in lbs/MMBtu | FALSE | L | Annual | Allowances Withdrawn (1:1) | Thousand Tons | 0 | 0 | 0 | 0 | 0 | 0 | 0
EPA723 CO2 Rate Limit for NG Cofire - ORIS:6002 | 433 | 8077 | Rate Constraint in lbs/MMBtu | FALSE | L | Annual | Allowances Withdrawn (n:1) | Thousand Tons | 0 | 0 | 0 | 0 | 0 | 0 | 0
EPA723 CO2 Rate Limit for NG Cofire - ORIS:6002 | 433 | 8077 | Rate Constraint in lbs/MMBtu | FALSE | L | Annual | Net Emissions Allowance Position | Thousand Tons | 0 | 0 | 0 | 0 | 0 | 0 | 0
EPA723 CO2 Rate Limit for NG Cofire - ORIS:6002 | 433 | 8077 | Rate Constraint in lbs/MMBtu | FALSE | L | Annual | Fuel Consumed | TBtu | 0 | 0 | 0 | 0 | 0 | 0 | 0
EPA723 CO2 Rate Limit for NG Cofire - ORIS:6002 | 433 | 8077 | Rate Constraint in lbs/MMBtu | FALSE | L | Annual | Rate | lb/MMBtu | 0 | 0 | 0 | 0 | 0 | 0 | 0
EPA723 CO2 Rate Limit for NG Cofire - ORIS:6002 | 433 | 8077 | Rate Constraint in lbs/MMBtu | FALSE | L | Annual | Generation | TWh | 0 | 0 | 0 | 0 | 0 | 0 | 0
EPA723 CO2 Rate Limit for NG Cofire - ORIS:6002 | 433 | 8077 | Rate Constraint in lbs/MMBtu | FALSE | L | Annual | Qualifying Generation | TWh | 0 | 0 | 0 | 0 | 0 | 0 | 0
EPA723 CO2 Rate Limit for NG Cofire - ORIS:6002 | 433 | 8077 | Rate Constraint in lbs/MMBtu | FALSE | L | Annual | Rate | lb/MWh | 0 | 0 | 0 | 0 | 0 | 0 | 0
EPA723 CO2 Rate Limit for NG Cofire - ORIS:6002 | 433 | 8077 | Rate Constraint in lbs/MMBtu | FALSE | L | Annual | Constraint Shadow Price | US2022$/Ton | 0 | 29.4613 | 36.468 | 42.014 | 38.9044 | 84.3154 | 133.4418
EPA723 CO2 Rate Limit for NG Cofire - ORIS:6018 | 434 | 8078 | Rate Constraint in lbs/MMBtu | FALSE | L | Annual | Seasons Included | Seasons |  | Winter, Spring, Summer, Fall | Winter, Spring, Summer, Fall | Winter, Spring, Summer, Fall | Winter, Spring, Summer, Fall | Winter, Spring, Summer, Fall | Winter, Spring, Summer, Fall
EPA723 CO2 Rate Limit for NG Cofire - ORIS:6018 | 434 | 8078 | Rate Constraint in lbs/MMBtu | FALSE | L | Annual | Standard CO2 | lb/MMBtu | 174.8101 | 174.8101 | 174.8101 | 174.8101 | 174.8101 | 174.8101 | 174.8101
EPA723 CO2 Rate Limit for NG Cofire - ORIS:6018 | 434 | 8078 | Rate Constraint in lbs/MMBtu | FALSE | L | Annual | Emissions at Affected Plants CO2 | Thousand Tons | 0 | 0 | 0 | 0 | 0 | 0 | 0
EPA723 CO2 Rate Limit for NG Cofire - ORIS:6018 | 434 | 8078 | Rate Constraint in lbs/MMBtu | FALSE | L | Annual | Allowances Purchased CO2 | Thousand Tons | 0 | 0 | 0 | 0 | 0 | 0 | 0
EPA723 CO2 Rate Limit for NG Cofire - ORIS:6018 | 434 | 8078 | Rate Constraint in lbs/MMBtu | FALSE | L | Annual | Allowances Sold CO2 | Thousand Tons | 0 | 0 | 0 | 0 | 0 | 0 | 0
EPA723 CO2 Rate Limit for NG Cofire - ORIS:6018 | 434 | 8078 | Rate Constraint in lbs/MMBtu | FALSE | L | Annual | Allowances Banked | Thousand Tons | 0 | 0 | 0 | 0 | 0 | 0 | 0
EPA723 CO2 Rate Limit for NG Cofire - ORIS:6018 | 434 | 8078 | Rate Constraint in lbs/MMBtu | FALSE | L | Annual | Allowances Withdrawn (1:1) | Thousand Tons | 0 | 0 | 0 | 0 | 0 | 0 | 0
EPA723 CO2 Rate Limit for NG Cofire - ORIS:6018 | 434 | 8078 | Rate Constraint in lbs/MMBtu | FALSE | L | Annual | Allowances Withdrawn (n:1) | Thousand Tons | 0 | 0 | 0 | 0 | 0 | 0 | 0
EPA723 CO2 Rate Limit for NG Cofire - ORIS:6018 | 434 | 8078 | Rate Constraint in lbs/MMBtu | FALSE | L | Annual | Net Emissions Allowance Position | Thousand Tons | 0 | 0 | 0 | 0 | 0 | 0 | 0
EPA723 CO2 Rate Limit for NG Cofire - ORIS:6018 | 434 | 8078 | Rate Constraint in lbs/MMBtu | FALSE | L | Annual | Fuel Consumed | TBtu | 0 | 0 | 0 | 0 | 0 | 0 | 0
EPA723 CO2 Rate Limit for NG Cofire - ORIS:6018 | 434 | 8078 | Rate Constraint in lbs/MMBtu | FALSE | L | Annual | Rate | lb/MMBtu | 0 | 0 | 0 | 0 | 0 | 0 | 0
EPA723 CO2 Rate Limit for NG Cofire - ORIS:6018 | 434 | 8078 | Rate Constraint in lbs/MMBtu | FALSE | L | Annual | Generation | TWh | 0 | 0 | 0 | 0 | 0 | 0 | 0
EPA723 CO2 Rate Limit for NG Cofire - ORIS:6018 | 434 | 8078 | Rate Constraint in lbs/MMBtu | FALSE | L | Annual | Qualifying Generation | TWh | 0 | 0 | 0 | 0 | 0 | 0 | 0
EPA723 CO2 Rate Limit for NG Cofire - ORIS:6018 | 434 | 8078 | Rate Constraint in lbs/MMBtu | FALSE | L | Annual | Rate | lb/MWh | 0 | 0 | 0 | 0 | 0 | 0 | 0
EPA723 CO2 Rate Limit for NG Cofire - ORIS:6018 | 434 | 8078 | Rate Constraint in lbs/MMBtu | FALSE | L | Annual | Constraint Shadow Price | US2022$/Ton | 0 | 35.106 | 39.244 | 9.1332 | 86.6717 | 64.2453 | 94.4006
EPA723 CO2 Rate Limit for NG Cofire - ORIS:6030 | 435 | 8079 | Rate Constraint in lbs/MMBtu | FALSE | L | Annual | Seasons Included | Seasons |  | Winter, Spring, Summer, Fall | Winter, Spring, Summer, Fall | Winter, Spring, Summer, Fall | Winter, Spring, Summer, Fall | Winter, Spring, Summer, Fall | Winter, Spring, Summer, Fall
EPA723 CO2 Rate Limit for NG Cofire - ORIS:6030 | 435 | 8079 | Rate Constraint in lbs/MMBtu | FALSE | L | Annual | Standard CO2 | lb/MMBtu | 182.2817 | 182.2817 | 182.2817 | 182.2817 | 182.2817 | 182.2817 | 182.2817
EPA723 CO2 Rate Limit for NG Cofire - ORIS:6030 | 435 | 8079 | Rate Constraint in lbs/MMBtu | FALSE | L | Annual | Emissions at Affected Plants CO2 | Thousand Tons | 0 | 0 | 0 | 0 | 0 | 0 | 0
EPA723 CO2 Rate Limit for NG Cofire - ORIS:6030 | 435 | 8079 | Rate Constraint in lbs/MMBtu | FALSE | L | Annual | Allowances Purchased CO2 | Thousand Tons | 0 | 0 | 0 | 0 | 0 | 0 | 0
EPA723 CO2 Rate Limit for NG Cofire - ORIS:6030 | 435 | 8079 | Rate Constraint in lbs/MMBtu | FALSE | L | Annual | Allowances Sold CO2 | Thousand Tons | 0 | 0 | 0 | 0 | 0 | 0 | 0
EPA723 CO2 Rate Limit for NG Cofire - ORIS:6030 | 435 | 8079 | Rate Constraint in lbs/MMBtu | FALSE | L | Annual | Allowances Banked | Thousand Tons | 0 | 0 | 0 | 0 | 0 | 0 | 0
EPA723 CO2 Rate Limit for NG Cofire - ORIS:6030 | 435 | 8079 | Rate Constraint in lbs/MMBtu | FALSE | L | Annual | Allowances Withdrawn (1:1) | Thousand Tons | 0 | 0 | 0 | 0 | 0 | 0 | 0
EPA723 CO2 Rate Limit for NG Cofire - ORIS:6030 | 435 | 8079 | Rate Constraint in lbs/MMBtu | FALSE | L | Annual | Allowances Withdrawn (n:1) | Thousand Tons | 0 | 0 | 0 | 0 | 0 | 0 | 0
EPA723 CO2 Rate Limit for NG Cofire - ORIS:6030 | 435 | 8079 | Rate Constraint in lbs/MMBtu | FALSE | L | Annual | Net Emissions Allowance Position | Thousand Tons | 0 | 0 | 0 | 0 | 0 | 0 | 0
EPA723 CO2 Rate Limit for NG Cofire - ORIS:6030 | 435 | 8079 | Rate Constraint in lbs/MMBtu | FALSE | L | Annual | Fuel Consumed | TBtu | 0 | 0 | 0 | 0 | 0 | 0 | 0
EPA723 CO2 Rate Limit for NG Cofire - ORIS:6030 | 435 | 8079 | Rate Constraint in lbs/MMBtu | FALSE | L | Annual | Rate | lb/MMBtu | 0 | 0 | 0 | 0 | 0 | 0 | 0
EPA723 CO2 Rate Limit for NG Cofire - ORIS:6030 | 435 | 8079 | Rate Constraint in lbs/MMBtu | FALSE | L | Annual | Generation | TWh | 0 | 0 | 0 | 0 | 0 | 0 | 0
EPA723 CO2 Rate Limit for NG Cofire - ORIS:6030 | 435 | 8079 | Rate Constraint in lbs/MMBtu | FALSE | L | Annual | Qualifying Generation | TWh | 0 | 0 | 0 | 0 | 0 | 0 | 0
EPA723 CO2 Rate Limit for NG Cofire - ORIS:6030 | 435 | 8079 | Rate Constraint in lbs/MMBtu | FALSE | L | Annual | Rate | lb/MWh | 0 | 0 | 0 | 0 | 0 | 0 | 0
EPA723 CO2 Rate Limit for NG Cofire - ORIS:6030 | 435 | 8079 | Rate Constraint in lbs/MMBtu | FALSE | L | Annual | Constraint Shadow Price | US2022$/Ton | 0 | 63.2883 | 47.6484 | 38.6162 | 37.2532 | 89.9479 | 109.325
EPA723 CO2 Rate Limit for NG Cofire - ORIS:6041 | 436 | 8080 | Rate Constraint in lbs/MMBtu | FALSE | L | Annual | Seasons Included | Seasons |  | Winter, Spring, Summer, Fall | Winter, Spring, Summer, Fall | Winter, Spring, Summer, Fall | Winter, Spring, Summer, Fall | Winter, Spring, Summer, Fall | Winter, Spring, Summer, Fall
EPA723 CO2 Rate Limit for NG Cofire - ORIS:6041 | 436 | 8080 | Rate Constraint in lbs/MMBtu | FALSE | L | Annual | Standard CO2 | lb/MMBtu | 176.3808 | 176.3808 | 176.3808 | 176.3808 | 176.3808 | 176.3808 | 176.3808
EPA723 CO2 Rate Limit for NG Cofire - ORIS:6041 | 436 | 8080 | Rate Constraint in lbs/MMBtu | FALSE | L | Annual | Emissions at Affected Plants CO2 | Thousand Tons | 0 | 0 | 0 | 0 | 0 | 0 | 0
EPA723 CO2 Rate Limit for NG Cofire - ORIS:6041 | 436 | 8080 | Rate Constraint in lbs/MMBtu | FALSE | L | Annual | Allowances Purchased CO2 | Thousand Tons | 0 | 0 | 0 | 0 | 0 | 0 | 0
EPA723 CO2 Rate Limit for NG Cofire - ORIS:6041 | 436 | 8080 | Rate Constraint in lbs/MMBtu | FALSE | L | Annual | Allowances Sold CO2 | Thousand Tons | 0 | 0 | 0 | 0 | 0 | 0 | 0
EPA723 CO2 Rate Limit for NG Cofire - ORIS:6041 | 436 | 8080 | Rate Constraint in lbs/MMBtu | FALSE | L | Annual | Allowances Banked | Thousand Tons | 0 | 0 | 0 | 0 | 0 | 0 | 0
EPA723 CO2 Rate Limit for NG Cofire - ORIS:6041 | 436 | 8080 | Rate Constraint in lbs/MMBtu | FALSE | L | Annual | Allowances Withdrawn (1:1) | Thousand Tons | 0 | 0 | 0 | 0 | 0 | 0 | 0
EPA723 CO2 Rate Limit for NG Cofire - ORIS:6041 | 436 | 8080 | Rate Constraint in lbs/MMBtu | FALSE | L | Annual | Allowances Withdrawn (n:1) | Thousand Tons | 0 | 0 | 0 | 0 | 0 | 0 | 0
EPA723 CO2 Rate Limit for NG Cofire - ORIS:6041 | 436 | 8080 | Rate Constraint in lbs/MMBtu | FALSE | L | Annual | Net Emissions Allowance Position | Thousand Tons | 0 | 0 | 0 | 0 | 0 | 0 | 0
EPA723 CO2 Rate Limit for NG Cofire - ORIS:6041 | 436 | 8080 | Rate Constraint in lbs/MMBtu | FALSE | L | Annual | Fuel Consumed | TBtu | 0 | 0 | 0 | 0 | 0 | 0 | 0
EPA723 CO2 Rate Limit for NG Cofire - ORIS:6041 | 436 | 8080 | Rate Constraint in lbs/MMBtu | FALSE | L | Annual | Rate | lb/MMBtu | 0 | 0 | 0 | 0 | 0 | 0 | 0
EPA723 CO2 Rate Limit for NG Cofire - ORIS:6041 | 436 | 8080 | Rate Constraint in lbs/MMBtu | FALSE | L | Annual | Generation | TWh | 0 | 0 | 0 | 0 | 0 | 0 | 0
EPA723 CO2 Rate Limit for NG Cofire - ORIS:6041 | 436 | 8080 | Rate Constraint in lbs/MMBtu | FALSE | L | Annual | Qualifying Generation | TWh | 0 | 0 | 0 | 0 | 0 | 0 | 0
EPA723 CO2 Rate Limit for NG Cofire - ORIS:6041 | 436 | 8080 | Rate Constraint in lbs/MMBtu | FALSE | L | Annual | Rate | lb/MWh | 0 | 0 | 0 | 0 | 0 | 0 | 0
EPA723 CO2 Rate Limit for NG Cofire - ORIS:6041 | 436 | 8080 | Rate Constraint in lbs/MMBtu | FALSE | L | Annual | Constraint Shadow Price | US2022$/Ton | 0 | 29.8446 | 30.4429 | 48.4081 | 50.0626 | 116.175 | 160.2369
EPA723 CO2 Rate Limit for NG Cofire - ORIS:6055 | 437 | 8081 | Rate Constraint in lbs/MMBtu | FALSE | L | Annual | Seasons Included | Seasons |  | Winter, Spring, Summer, Fall | Winter, Spring, Summer, Fall | Winter, Spring, Summer, Fall | Winter, Spring, Summer, Fall | Winter, Spring, Summer, Fall | Winter, Spring, Summer, Fall
EPA723 CO2 Rate Limit for NG Cofire - ORIS:6055 | 437 | 8081 | Rate Constraint in lbs/MMBtu | FALSE | L | Annual | Standard CO2 | lb/MMBtu | 175.412 | 175.412 | 175.412 | 175.412 | 175.412 | 175.412 | 175.412
EPA723 CO2 Rate Limit for NG Cofire - ORIS:6055 | 437 | 8081 | Rate Constraint in lbs/MMBtu | FALSE | L | Annual | Emissions at Affected Plants CO2 | Thousand Tons | 0 | 0 | 0 | 0 | 0 | 0 | 0
EPA723 CO2 Rate Limit for NG Cofire - ORIS:6055 | 437 | 8081 | Rate Constraint in lbs/MMBtu | FALSE | L | Annual | Allowances Purchased CO2 | Thousand Tons | 0 | 0 | 0 | 0 | 0 | 0 | 0
EPA723 CO2 Rate Limit for NG Cofire - ORIS:6055 | 437 | 8081 | Rate Constraint in lbs/MMBtu | FALSE | L | Annual | Allowances Sold CO2 | Thousand Tons | 0 | 0 | 0 | 0 | 0 | 0 | 0
EPA723 CO2 Rate Limit for NG Cofire - ORIS:6055 | 437 | 8081 | Rate Constraint in lbs/MMBtu | FALSE | L | Annual | Allowances Banked | Thousand Tons | 0 | 0 | 0 | 0 | 0 | 0 | 0
EPA723 CO2 Rate Limit for NG Cofire - ORIS:6055 | 437 | 8081 | Rate Constraint in lbs/MMBtu | FALSE | L | Annual | Allowances Withdrawn (1:1) | Thousand Tons | 0 | 0 | 0 | 0 | 0 | 0 | 0
EPA723 CO2 Rate Limit for NG Cofire - ORIS:6055 | 437 | 8081 | Rate Constraint in lbs/MMBtu | FALSE | L | Annual | Allowances Withdrawn (n:1) | Thousand Tons | 0 | 0 | 0 | 0 | 0 | 0 | 0
EPA723 CO2 Rate Limit for NG Cofire - ORIS:6055 | 437 | 8081 | Rate Constraint in lbs/MMBtu | FALSE | L | Annual | Net Emissions Allowance Position | Thousand Tons | 0 | 0 | 0 | 0 | 0 | 0 | 0
EPA723 CO2 Rate Limit for NG Cofire - ORIS:6055 | 437 | 8081 | Rate Constraint in lbs/MMBtu | FALSE | L | Annual | Fuel Consumed | TBtu | 0 | 0 | 0 | 0 | 0 | 0 | 0
EPA723 CO2 Rate Limit for NG Cofire - ORIS:6055 | 437 | 8081 | Rate Constraint in lbs/MMBtu | FALSE | L | Annual | Rate | lb/MMBtu | 0 | 0 | 0 | 0 | 0 | 0 | 0
EPA723 CO2 Rate Limit for NG Cofire - ORIS:6055 | 437 | 8081 | Rate Constraint in lbs/MMBtu | FALSE | L | Annual | Generation | TWh | 0 | 0 | 0 | 0 | 0 | 0 | 0
EPA723 CO2 Rate Limit for NG Cofire - ORIS:6055 | 437 | 8081 | Rate Constraint in lbs/MMBtu | FALSE | L | Annual | Qualifying Generation | TWh | 0 | 0 | 0 | 0 | 0 | 0 | 0
EPA723 CO2 Rate Limit for NG Cofire - ORIS:6055 | 437 | 8081 | Rate Constraint in lbs/MMBtu | FALSE | L | Annual | Rate | lb/MWh | 0 | 0 | 0 | 0 | 0 | 0 | 0
EPA723 CO2 Rate Limit for NG Cofire - ORIS:6055 | 437 | 8081 | Rate Constraint in lbs/MMBtu | FALSE | L | Annual | Constraint Shadow Price | US2022$/Ton | 0 | 115.7116 | 101.7124 | 35.4562 | 56.9875 | 115.2082 | 131.6057
EPA723 CO2 Rate Limit for NG Cofire - ORIS:6064 | 438 | 8082 | Rate Constraint in lbs/MMBtu | FALSE | L | Annual | Seasons Included | Seasons |  | Winter, Spring, Summer, Fall | Winter, Spring, Summer, Fall | Winter, Spring, Summer, Fall | Winter, Spring, Summer, Fall | Winter, Spring, Summer, Fall | Winter, Spring, Summer, Fall
EPA723 CO2 Rate Limit for NG Cofire - ORIS:6064 | 438 | 8082 | Rate Constraint in lbs/MMBtu | FALSE | L | Annual | Standard CO2 | lb/MMBtu | 175.772 | 175.772 | 175.772 | 175.772 | 175.772 | 175.772 | 175.772
EPA723 CO2 Rate Limit for NG Cofire - ORIS:6064 | 438 | 8082 | Rate Constraint in lbs/MMBtu | FALSE | L | Annual | Emissions at Affected Plants CO2 | Thousand Tons | 0 | 0 | 0 | 0 | 0 | 0 | 0
EPA723 CO2 Rate Limit for NG Cofire - ORIS:6064 | 438 | 8082 | Rate Constraint in lbs/MMBtu | FALSE | L | Annual | Allowances Purchased CO2 | Thousand Tons | 0 | 0 | 0 | 0 | 0 | 0 | 0
EPA723 CO2 Rate Limit for NG Cofire - ORIS:6064 | 438 | 8082 | Rate Constraint in lbs/MMBtu | FALSE | L | Annual | Allowances Sold CO2 | Thousand Tons | 0 | 0 | 0 | 0 | 0 | 0 | 0
EPA723 CO2 Rate Limit for NG Cofire - ORIS:6064 | 438 | 8082 | Rate Constraint in lbs/MMBtu | FALSE | L | Annual | Allowances Banked | Thousand Tons | 0 | 0 | 0 | 0 | 0 | 0 | 0
EPA723 CO2 Rate Limit for NG Cofire - ORIS:6064 | 438 | 8082 | Rate Constraint in lbs/MMBtu | FALSE | L | Annual | Allowances Withdrawn (1:1) | Thousand Tons | 0 | 0 | 0 | 0 | 0 | 0 | 0
EPA723 CO2 Rate Limit for NG Cofire - ORIS:6064 | 438 | 8082 | Rate Constraint in lbs/MMBtu | FALSE | L | Annual | Allowances Withdrawn (n:1) | Thousand Tons | 0 | 0 | 0 | 0 | 0 | 0 | 0
EPA723 CO2 Rate Limit for NG Cofire - ORIS:6064 | 438 | 8082 | Rate Constraint in lbs/MMBtu | FALSE | L | Annual | Net Emissions Allowance Position | Thousand Tons | 0 | 0 | 0 | 0 | 0 | 0 | 0
EPA723 CO2 Rate Limit for NG Cofire - ORIS:6064 | 438 | 8082 | Rate Constraint in lbs/MMBtu | FALSE | L | Annual | Fuel Consumed | TBtu | 0 | 0 | 0 | 0 | 0 | 0 | 0
EPA723 CO2 Rate Limit for NG Cofire - ORIS:6064 | 438 | 8082 | Rate Constraint in lbs/MMBtu | FALSE | L | Annual | Rate | lb/MMBtu | 0 | 0 | 0 | 0 | 0 | 0 | 0
EPA723 CO2 Rate Limit for NG Cofire - ORIS:6064 | 438 | 8082 | Rate Constraint in lbs/MMBtu | FALSE | L | Annual | Generation | TWh | 0 | 0 | 0 | 0 | 0 | 0 | 0
EPA723 CO2 Rate Limit for NG Cofire - ORIS:6064 | 438 | 8082 | Rate Constraint in lbs/MMBtu | FALSE | L | Annual | Qualifying Generation | TWh | 0 | 0 | 0 | 0 | 0 | 0 | 0
EPA723 CO2 Rate Limit for NG Cofire - ORIS:6064 | 438 | 8082 | Rate Constraint in lbs/MMBtu | FALSE | L | Annual | Rate | lb/MWh | 0 | 0 | 0 | 0 | 0 | 0 | 0
EPA723 CO2 Rate Limit for NG Cofire - ORIS:6064 | 438 | 8082 | Rate Constraint in lbs/MMBtu | FALSE | L | Annual | Constraint Shadow Price | US2022$/Ton | 0 | 44.2622 | 0 | 43.5434 | 0 | 81.6336 | 92.6518
EPA723 CO2 Rate Limit for NG Cofire - ORIS:6065 | 439 | 8083 | Rate Constraint in lbs/MMBtu | FALSE | L | Annual | Seasons Included | Seasons |  | Winter, Spring, Summer, Fall | Winter, Spring, Summer, Fall | Winter, Spring, Summer, Fall | Winter, Spring, Summer, Fall | Winter, Spring, Summer, Fall | Winter, Spring, Summer, Fall
EPA723 CO2 Rate Limit for NG Cofire - ORIS:6065 | 439 | 8083 | Rate Constraint in lbs/MMBtu | FALSE | L | Annual | Standard CO2 | lb/MMBtu | 176.5228 | 176.5228 | 176.5228 | 176.5228 | 176.5228 | 176.5228 | 176.5228
EPA723 CO2 Rate Limit for NG Cofire - ORIS:6065 | 439 | 8083 | Rate Constraint in lbs/MMBtu | FALSE | L | Annual | Emissions at Affected Plants CO2 | Thousand Tons | 0 | 0 | 0 | 0 | 0 | 0 | 0
EPA723 CO2 Rate Limit for NG Cofire - ORIS:6065 | 439 | 8083 | Rate Constraint in lbs/MMBtu | FALSE | L | Annual | Allowances Purchased CO2 | Thousand Tons | 0 | 0 | 0 | 0 | 0 | 0 | 0
EPA723 CO2 Rate Limit for NG Cofire - ORIS:6065 | 439 | 8083 | Rate Constraint in lbs/MMBtu | FALSE | L | Annual | Allowances Sold CO2 | Thousand Tons | 0 | 0 | 0 | 0 | 0 | 0 | 0
EPA723 CO2 Rate Limit for NG Cofire - ORIS:6065 | 439 | 8083 | Rate Constraint in lbs/MMBtu | FALSE | L | Annual | Allowances Banked | Thousand Tons | 0 | 0 | 0 | 0 | 0 | 0 | 0
EPA723 CO2 Rate Limit for NG Cofire - ORIS:6065 | 439 | 8083 | Rate Constraint in lbs/MMBtu | FALSE | L | Annual | Allowances Withdrawn (1:1) | Thousand Tons | 0 | 0 | 0 | 0 | 0 | 0 | 0
EPA723 CO2 Rate Limit for NG Cofire - ORIS:6065 | 439 | 8083 | Rate Constraint in lbs/MMBtu | FALSE | L | Annual | Allowances Withdrawn (n:1) | Thousand Tons | 0 | 0 | 0 | 0 | 0 | 0 | 0
EPA723 CO2 Rate Limit for NG Cofire - ORIS:6065 | 439 | 8083 | Rate Constraint in lbs/MMBtu | FALSE | L | Annual | Net Emissions Allowance Position | Thousand Tons | 0 | 0 | 0 | 0 | 0 | 0 | 0
EPA723 CO2 Rate Limit for NG Cofire - ORIS:6065 | 439 | 8083 | Rate Constraint in lbs/MMBtu | FALSE | L | Annual | Fuel Consumed | TBtu | 0 | 0 | 0 | 0 | 0 | 0 | 0
EPA723 CO2 Rate Limit for NG Cofire - ORIS:6065 | 439 | 8083 | Rate Constraint in lbs/MMBtu | FALSE | L | Annual | Rate | lb/MMBtu | 0 | 0 | 0 | 0 | 0 | 0 | 0
EPA723 CO2 Rate Limit for NG Cofire - ORIS:6065 | 439 | 8083 | Rate Constraint in lbs/MMBtu | FALSE | L | Annual | Generation | TWh | 0 | 0 | 0 | 0 | 0 | 0 | 0
EPA723 CO2 Rate Limit for NG Cofire - ORIS:6065 | 439 | 8083 | Rate Constraint in lbs/MMBtu | FALSE | L | Annual | Qualifying Generation | TWh | 0 | 0 | 0 | 0 | 0 | 0 | 0
EPA723 CO2 Rate Limit for NG Cofire - ORIS:6065 | 439 | 8083 | Rate Constraint in lbs/MMBtu | FALSE | L | Annual | Rate | lb/MWh | 0 | 0 | 0 | 0 | 0 | 0 | 0
EPA723 CO2 Rate Limit for NG Cofire - ORIS:6065 | 439 | 8083 | Rate Constraint in lbs/MMBtu | FALSE | L | Annual | Constraint Shadow Price | US2022$/Ton | 0 | 35.5188 | 39.6123 | 75.4891 | 459.434 | 541.6815 | 131.689
EPA723 CO2 Rate Limit for NG Cofire - ORIS:6068 | 440 | 8084 | Rate Constraint in lbs/MMBtu | FALSE | L | Annual | Seasons Included | Seasons |  | Winter, Spring, Summer, Fall | Winter, Spring, Summer, Fall | Winter, Spring, Summer, Fall | Winter, Spring, Summer, Fall | Winter, Spring, Summer, Fall | Winter, Spring, Summer, Fall
EPA723 CO2 Rate Limit for NG Cofire - ORIS:6068 | 440 | 8084 | Rate Constraint in lbs/MMBtu | FALSE | L | Annual | Standard CO2 | lb/MMBtu | 176.5228 | 176.5228 | 176.5228 | 176.5228 | 176.5228 | 176.5228 | 176.5228
EPA723 CO2 Rate Limit for NG Cofire - ORIS:6068 | 440 | 8084 | Rate Constraint in lbs/MMBtu | FALSE | L | Annual | Emissions at Affected Plants CO2 | Thousand Tons | 0 | 0 | 0 | 0 | 0 | 0 | 0
EPA723 CO2 Rate Limit for NG Cofire - ORIS:6068 | 440 | 8084 | Rate Constraint in lbs/MMBtu | FALSE | L | Annual | Allowances Purchased CO2 | Thousand Tons | 0 | 0 | 0 | 0 | 0 | 0 | 0
EPA723 CO2 Rate Limit for NG Cofire - ORIS:6068 | 440 | 8084 | Rate Constraint in lbs/MMBtu | FALSE | L | Annual | Allowances Sold CO2 | Thousand Tons | 0 | 0 | 0 | 0 | 0 | 0 | 0
EPA723 CO2 Rate Limit for NG Cofire - ORIS:6068 | 440 | 8084 | Rate Constraint in lbs/MMBtu | FALSE | L | Annual | Allowances Banked | Thousand Tons | 0 | 0 | 0 | 0 | 0 | 0 | 0
EPA723 CO2 Rate Limit for NG Cofire - ORIS:6068 | 440 | 8084 | Rate Constraint in lbs/MMBtu | FALSE | L | Annual | Allowances Withdrawn (1:1) | Thousand Tons | 0 | 0 | 0 | 0 | 0 | 0 | 0
EPA723 CO2 Rate Limit for NG Cofire - ORIS:6068 | 440 | 8084 | Rate Constraint in lbs/MMBtu | FALSE | L | Annual | Allowances Withdrawn (n:1) | Thousand Tons | 0 | 0 | 0 | 0 | 0 | 0 | 0
EPA723 CO2 Rate Limit for NG Cofire - ORIS:6068 | 440 | 8084 | Rate Constraint in lbs/MMBtu | FALSE | L | Annual | Net Emissions Allowance Position | Thousand Tons | 0 | 0 | 0 | 0 | 0 | 0 | 0
EPA723 CO2 Rate Limit for NG Cofire - ORIS:6068 | 440 | 8084 | Rate Constraint in lbs/MMBtu | FALSE | L | Annual | Fuel Consumed | TBtu | 0 | 0 | 0 | 0 | 0 | 0 | 0
EPA723 CO2 Rate Limit for NG Cofire - ORIS:6068 | 440 | 8084 | Rate Constraint in lbs/MMBtu | FALSE | L | Annual | Rate | lb/MMBtu | 0 | 0 | 0 | 0 | 0 | 0 | 0
EPA723 CO2 Rate Limit for NG Cofire - ORIS:6068 | 440 | 8084 | Rate Constraint in lbs/MMBtu | FALSE | L | Annual | Generation | TWh | 0 | 0 | 0 | 0 | 0 | 0 | 0
EPA723 CO2 Rate Limit for NG Cofire - ORIS:6068 | 440 | 8084 | Rate Constraint in lbs/MMBtu | FALSE | L | Annual | Qualifying Generation | TWh | 0 | 0 | 0 | 0 | 0 | 0 | 0
EPA723 CO2 Rate Limit for NG Cofire - ORIS:6068 | 440 | 8084 | Rate Constraint in lbs/MMBtu | FALSE | L | Annual | Rate | lb/MWh | 0 | 0 | 0 | 0 | 0 | 0 | 0
EPA723 CO2 Rate Limit for NG Cofire - ORIS:6068 | 440 | 8084 | Rate Constraint in lbs/MMBtu | FALSE | L | Annual | Constraint Shadow Price | US2022$/Ton | 0 | 46.2298 | 45.9142 | 59.517 | 358.7929 | 474.2938 | 106.5029
EPA723 CO2 Rate Limit for NG Cofire - ORIS:6071 | 441 | 8085 | Rate Constraint in lbs/MMBtu | FALSE | L | Annual | Seasons Included | Seasons |  | Winter, Spring, Summer, Fall | Winter, Spring, Summer, Fall | Winter, Spring, Summer, Fall | Winter, Spring, Summer, Fall | Winter, Spring, Summer, Fall | Winter, Spring, Summer, Fall
EPA723 CO2 Rate Limit for NG Cofire - ORIS:6071 | 441 | 8085 | Rate Constraint in lbs/MMBtu | FALSE | L | Annual | Standard CO2 | lb/MMBtu | 179.2207 | 179.2207 | 179.2207 | 179.2207 | 179.2207 | 179.2207 | 179.2207
EPA723 CO2 Rate Limit for NG Cofire - ORIS:6071 | 441 | 8085 | Rate Constraint in lbs/MMBtu | FALSE | L | Annual | Emissions at Affected Plants CO2 | Thousand Tons | 0 | 0 | 0 | 0 | 0 | 0 | 0
EPA723 CO2 Rate Limit for NG Cofire - ORIS:6071 | 441 | 8085 | Rate Constraint in lbs/MMBtu | FALSE | L | Annual | Allowances Purchased CO2 | Thousand Tons | 0 | 0 | 0 | 0 | 0 | 0 | 0
EPA723 CO2 Rate Limit for NG Cofire - ORIS:6071 | 441 | 8085 | Rate Constraint in lbs/MMBtu | FALSE | L | Annual | Allowances Sold CO2 | Thousand Tons | 0 | 0 | 0 | 0 | 0 | 0 | 0
EPA723 CO2 Rate Limit for NG Cofire - ORIS:6071 | 441 | 8085 | Rate Constraint in lbs/MMBtu | FALSE | L | Annual | Allowances Banked | Thousand Tons | 0 | 0 | 0 | 0 | 0 | 0 | 0
EPA723 CO2 Rate Limit for NG Cofire - ORIS:6071 | 441 | 8085 | Rate Constraint in lbs/MMBtu | FALSE | L | Annual | Allowances Withdrawn (1:1) | Thousand Tons | 0 | 0 | 0 | 0 | 0 | 0 | 0
EPA723 CO2 Rate Limit for NG Cofire - ORIS:6071 | 441 | 8085 | Rate Constraint in lbs/MMBtu | FALSE | L | Annual | Allowances Withdrawn (n:1) | Thousand Tons | 0 | 0 | 0 | 0 | 0 | 0 | 0
EPA723 CO2 Rate Limit for NG Cofire - ORIS:6071 | 441 | 8085 | Rate Constraint in lbs/MMBtu | FALSE | L | Annual | Net Emissions Allowance Position | Thousand Tons | 0 | 0 | 0 | 0 | 0 | 0 | 0
EPA723 CO2 Rate Limit for NG Cofire - ORIS:6071 | 441 | 8085 | Rate Constraint in lbs/MMBtu | FALSE | L | Annual | Fuel Consumed | TBtu | 0 | 0 | 0 | 0 | 0 | 0 | 0
EPA723 CO2 Rate Limit for NG Cofire - ORIS:6071 | 441 | 8085 | Rate Constraint in lbs/MMBtu | FALSE | L | Annual | Rate | lb/MMBtu | 0 | 0 | 0 | 0 | 0 | 0 | 0
EPA723 CO2 Rate Limit for NG Cofire - ORIS:6071 | 441 | 8085 | Rate Constraint in lbs/MMBtu | FALSE | L | Annual | Generation | TWh | 0 | 0 | 0 | 0 | 0 | 0 | 0
EPA723 CO2 Rate Limit for NG Cofire - ORIS:6071 | 441 | 8085 | Rate Constraint in lbs/MMBtu | FALSE | L | Annual | Qualifying Generation | TWh | 0 | 0 | 0 | 0 | 0 | 0 | 0
EPA723 CO2 Rate Limit for NG Cofire - ORIS:6071 | 441 | 8085 | Rate Constraint in lbs/MMBtu | FALSE | L | Annual | Rate | lb/MWh | 0 | 0 | 0 | 0 | 0 | 0 | 0
EPA723 CO2 Rate Limit for NG Cofire - ORIS:6071 | 441 | 8085 | Rate Constraint in lbs/MMBtu | FALSE | L | Annual | Constraint Shadow Price | US2022$/Ton | 0 | 31.2749 | 36.0995 | 104.4867 | 88.3449 | 750.0129 | 175.2994
EPA723 CO2 Rate Limit for NG Cofire - ORIS:6076 | 442 | 8086 | Rate Constraint in lbs/MMBtu | FALSE | L | Annual | Seasons Included | Seasons |  | Winter, Spring, Summer, Fall | Winter, Spring, Summer, Fall | Winter, Spring, Summer, Fall | Winter, Spring, Summer, Fall | Winter, Spring, Summer, Fall | Winter, Spring, Summer, Fall
EPA723 CO2 Rate Limit for NG Cofire - ORIS:6076 | 442 | 8086 | Rate Constraint in lbs/MMBtu | FALSE | L | Annual | Standard CO2 | lb/MMBtu | 176.8254 | 176.8254 | 176.8254 | 176.8254 | 176.8254 | 176.8254 | 176.8254
EPA723 CO2 Rate Limit for NG Cofire - ORIS:6076 | 442 | 8086 | Rate Constraint in lbs/MMBtu | FALSE | L | Annual | Emissions at Affected Plants CO2 | Thousand Tons | 0 | 0 | 0 | 0 | 0 | 0 | 0
EPA723 CO2 Rate Limit for NG Cofire - ORIS:6076 | 442 | 8086 | Rate Constraint in lbs/MMBtu | FALSE | L | Annual | Allowances Purchased CO2 | Thousand Tons | 0 | 0 | 0 | 0 | 0 | 0 | 0
EPA723 CO2 Rate Limit for NG Cofire - ORIS:6076 | 442 | 8086 | Rate Constraint in lbs/MMBtu | FALSE | L | Annual | Allowances Sold CO2 | Thousand Tons | 0 | 0 | 0 | 0 | 0 | 0 | 0
EPA723 CO2 Rate Limit for NG Cofire - ORIS:6076 | 442 | 8086 | Rate Constraint in lbs/MMBtu | FALSE | L | Annual | Allowances Banked | Thousand Tons | 0 | 0 | 0 | 0 | 0 | 0 | 0
EPA723 CO2 Rate Limit for NG Cofire - ORIS:6076 | 442 | 8086 | Rate Constraint in lbs/MMBtu | FALSE | L | Annual | Allowances Withdrawn (1:1) | Thousand Tons | 0 | 0 | 0 | 0 | 0 | 0 | 0
EPA723 CO2 Rate Limit for NG Cofire - ORIS:6076 | 442 | 8086 | Rate Constraint in lbs/MMBtu | FALSE | L | Annual | Allowances Withdrawn (n:1) | Thousand Tons | 0 | 0 | 0 | 0 | 0 | 0 | 0
EPA723 CO2 Rate Limit for NG Cofire - ORIS:6076 | 442 | 8086 | Rate Constraint in lbs/MMBtu | FALSE | L | Annual | Net Emissions Allowance Position | Thousand Tons | 0 | 0 | 0 | 0 | 0 | 0 | 0
EPA723 CO2 Rate Limit for NG Cofire - ORIS:6076 | 442 | 8086 | Rate Constraint in lbs/MMBtu | FALSE | L | Annual | Fuel Consumed | TBtu | 0 | 0 | 0 | 0 | 0 | 0 | 0
EPA723 CO2 Rate Limit for NG Cofire - ORIS:6076 | 442 | 8086 | Rate Constraint in lbs/MMBtu | FALSE | L | Annual | Rate | lb/MMBtu | 0 | 0 | 0 | 0 | 0 | 0 | 0
EPA723 CO2 Rate Limit for NG Cofire - ORIS:6076 | 442 | 8086 | Rate Constraint in lbs/MMBtu | FALSE | L | Annual | Generation | TWh | 0 | 0 | 0 | 0 | 0 | 0 | 0
EPA723 CO2 Rate Limit for NG Cofire - ORIS:6076 | 442 | 8086 | Rate Constraint in lbs/MMBtu | FALSE | L | Annual | Qualifying Generation | TWh | 0 | 0 | 0 | 0 | 0 | 0 | 0
EPA723 CO2 Rate Limit for NG Cofire - ORIS:6076 | 442 | 8086 | Rate Constraint in lbs/MMBtu | FALSE | L | Annual | Rate | lb/MWh | 0 | 0 | 0 | 0 | 0 | 0 | 0
EPA723 CO2 Rate Limit for NG Cofire - ORIS:6076 | 442 | 8086 | Rate Constraint in lbs/MMBtu | FALSE | L | Annual | Constraint Shadow Price | US2022$/Ton | 0 | 83.7969 | 104.4063 | 101.4157 | 90.486 | 535.4052 | 169.2705
EPA723 CO2 Rate Limit for NG Cofire - ORIS:6077 | 443 | 8087 | Rate Constraint in lbs/MMBtu | FALSE | L | Annual | Seasons Included | Seasons |  | Winter, Spring, Summer, Fall | Winter, Spring, Summer, Fall | Winter, Spring, Summer, Fall | Winter, Spring, Summer, Fall | Winter, Spring, Summer, Fall | Winter, Spring, Summer, Fall
EPA723 CO2 Rate Limit for NG Cofire - ORIS:6077 | 443 | 8087 | Rate Constraint in lbs/MMBtu | FALSE | L | Annual | Standard CO2 | lb/MMBtu | 175.412 | 175.412 | 175.412 | 175.412 | 175.412 | 175.412 | 175.412
EPA723 CO2 Rate Limit for NG Cofire - ORIS:6077 | 443 | 8087 | Rate Constraint in lbs/MMBtu | FALSE | L | Annual | Emissions at Affected Plants CO2 | Thousand Tons | 0 | 0 | 0 | 0 | 0 | 0 | 0
EPA723 CO2 Rate Limit for NG Cofire - ORIS:6077 | 443 | 8087 | Rate Constraint in lbs/MMBtu | FALSE | L | Annual | Allowances Purchased CO2 | Thousand Tons | 0 | 0 | 0 | 0 | 0 | 0 | 0
EPA723 CO2 Rate Limit for NG Cofire - ORIS:6077 | 443 | 8087 | Rate Constraint in lbs/MMBtu | FALSE | L | Annual | Allowances Sold CO2 | Thousand Tons | 0 | 0 | 0 | 0 | 0 | 0 | 0
EPA723 CO2 Rate Limit for NG Cofire - ORIS:6077 | 443 | 8087 | Rate Constraint in lbs/MMBtu | FALSE | L | Annual | Allowances Banked | Thousand Tons | 0 | 0 | 0 | 0 | 0 | 0 | 0
EPA723 CO2 Rate Limit for NG Cofire - ORIS:6077 | 443 | 8087 | Rate Constraint in lbs/MMBtu | FALSE | L | Annual | Allowances Withdrawn (1:1) | Thousand Tons | 0 | 0 | 0 | 0 | 0 | 0 | 0
EPA723 CO2 Rate Limit for NG Cofire - ORIS:6077 | 443 | 8087 | Rate Constraint in lbs/MMBtu | FALSE | L | Annual | Allowances Withdrawn (n:1) | Thousand Tons | 0 | 0 | 0 | 0 | 0 | 0 | 0
EPA723 CO2 Rate Limit for NG Cofire - ORIS:6077 | 443 | 8087 | Rate Constraint in lbs/MMBtu | FALSE | L | Annual | Net Emissions Allowance Position | Thousand Tons | 0 | 0 | 0 | 0 | 0 | 0 | 0
EPA723 CO2 Rate Limit for NG Cofire - ORIS:6077 | 443 | 8087 | Rate Constraint in lbs/MMBtu | FALSE | L | Annual | Fuel Consumed | TBtu | 0 | 0 | 0 | 0 | 0 | 0 | 0
EPA723 CO2 Rate Limit for NG Cofire - ORIS:6077 | 443 | 8087 | Rate Constraint in lbs/MMBtu | FALSE | L | Annual | Rate | lb/MMBtu | 0 | 0 | 0 | 0 | 0 | 0 | 0
EPA723 CO2 Rate Limit for NG Cofire - ORIS:6077 | 443 | 8087 | Rate Constraint in lbs/MMBtu | FALSE | L | Annual | Generation | TWh | 0 | 0 | 0 | 0 | 0 | 0 | 0
EPA723 CO2 Rate Limit for NG Cofire - ORIS:6077 | 443 | 8087 | Rate Constraint in lbs/MMBtu | FALSE | L | Annual | Qualifying Generation | TWh | 0 | 0 | 0 | 0 | 0 | 0 | 0
EPA723 CO2 Rate Limit for NG Cofire - ORIS:6077 | 443 | 8087 | Rate Constraint in lbs/MMBtu | FALSE | L | Annual | Rate | lb/MWh | 0 | 0 | 0 | 0 | 0 | 0 | 0
EPA723 CO2 Rate Limit for NG Cofire - ORIS:6077 | 443 | 8087 | Rate Constraint in lbs/MMBtu | FALSE | L | Annual | Constraint Shadow Price | US2022$/Ton | 0 | 60.6688 | 63.426 | 149.9483 | 79.7817 | 602.9711 | 189.0075
EPA723 CO2 Rate Limit for NG Cofire - ORIS:6090 | 444 | 8088 | Rate Constraint in lbs/MMBtu | FALSE | L | Annual | Seasons Included | Seasons |  | Winter, Spring, Summer, Fall | Winter, Spring, Summer, Fall | Winter, Spring, Summer, Fall | Winter, Spring, Summer, Fall | Winter, Spring, Summer, Fall | Winter, Spring, Summer, Fall
EPA723 CO2 Rate Limit for NG Cofire - ORIS:6090 | 444 | 8088 | Rate Constraint in lbs/MMBtu | FALSE | L | Annual | Standard CO2 | lb/MMBtu | 176.252 | 176.252 | 176.252 | 176.252 | 176.252 | 176.252 | 176.252
EPA723 CO2 Rate Limit for NG Cofire - ORIS:6090 | 444 | 8088 | Rate Constraint in lbs/MMBtu | FALSE | L | Annual | Emissions at Affected Plants CO2 | Thousand Tons | 0 | 0 | 0 | 0 | 0 | 0 | 0
EPA723 CO2 Rate Limit for NG Cofire - ORIS:6090 | 444 | 8088 | Rate Constraint in lbs/MMBtu | FALSE | L | Annual | Allowances Purchased CO2 | Thousand Tons | 0 | 0 | 0 | 0 | 0 | 0 | 0
EPA723 CO2 Rate Limit for NG Cofire - ORIS:6090 | 444 | 8088 | Rate Constraint in lbs/MMBtu | FALSE | L | Annual | Allowances Sold CO2 | Thousand Tons | 0 | 0 | 0 | 0 | 0 | 0 | 0
EPA723 CO2 Rate Limit for NG Cofire - ORIS:6090 | 444 | 8088 | Rate Constraint in lbs/MMBtu | FALSE | L | Annual | Allowances Banked | Thousand Tons | 0 | 0 | 0 | 0 | 0 | 0 | 0
EPA723 CO2 Rate Limit for NG Cofire - ORIS:6090 | 444 | 8088 | Rate Constraint in lbs/MMBtu | FALSE | L | Annual | Allowances Withdrawn (1:1) | Thousand Tons | 0 | 0 | 0 | 0 | 0 | 0 | 0
EPA723 CO2 Rate Limit for NG Cofire - ORIS:6090 | 444 | 8088 | Rate Constraint in lbs/MMBtu | FALSE | L | Annual | Allowances Withdrawn (n:1) | Thousand Tons | 0 | 0 | 0 | 0 | 0 | 0 | 0
EPA723 CO2 Rate Limit for NG Cofire - ORIS:6090 | 444 | 8088 | Rate Constraint in lbs/MMBtu | FALSE | L | Annual | Net Emissions Allowance Position | Thousand Tons | 0 | 0 | 0 | 0 | 0 | 0 | 0
EPA723 CO2 Rate Limit for NG Cofire - ORIS:6090 | 444 | 8088 | Rate Constraint in lbs/MMBtu | FALSE | L | Annual | Fuel Consumed | TBtu | 0 | 0 | 0 | 0 | 0 | 0 | 0
EPA723 CO2 Rate Limit for NG Cofire - ORIS:6090 | 444 | 8088 | Rate Constraint in lbs/MMBtu | FALSE | L | Annual | Rate | lb/MMBtu | 0 | 0 | 0 | 0 | 0 | 0 | 0
EPA723 CO2 Rate Limit for NG Cofire - ORIS:6090 | 444 | 8088 | Rate Constraint in lbs/MMBtu | FALSE | L | Annual | Generation | TWh | 0 | 0 | 0 | 0 | 0 | 0 | 0
EPA723 CO2 Rate Limit for NG Cofire - ORIS:6090 | 444 | 8088 | Rate Constraint in lbs/MMBtu | FALSE | L | Annual | Qualifying Generation | TWh | 0 | 0 | 0 | 0 | 0 | 0 | 0
EPA723 CO2 Rate Limit for NG Cofire - ORIS:6090 | 444 | 8088 | Rate Constraint in lbs/MMBtu | FALSE | L | Annual | Rate | lb/MWh | 0 | 0 | 0 | 0 | 0 | 0 | 0
EPA723 CO2 Rate Limit for NG Cofire - ORIS:6090 | 444 | 8088 | Rate Constraint in lbs/MMBtu | FALSE | L | Annual | Constraint Shadow Price | US2022$/Ton | 0 | 36.5002 | 203.8619 | 135.6381 | 136.742 | 197.5419 | 187.5955
EPA723 CO2 Rate Limit for NG Cofire - ORIS:6095 | 445 | 8089 | Rate Constraint in lbs/MMBtu | FALSE | L | Annual | Seasons Included | Seasons |  | Winter, Spring, Summer, Fall | Winter, Spring, Summer, Fall | Winter, Spring, Summer, Fall | Winter, Spring, Summer, Fall | Winter, Spring, Summer, Fall | Winter, Spring, Summer, Fall
EPA723 CO2 Rate Limit for NG Cofire - ORIS:6095 | 445 | 8089 | Rate Constraint in lbs/MMBtu | FALSE | L | Annual | Standard CO2 | lb/MMBtu | 175.772 | 175.772 | 175.772 | 175.772 | 175.772 | 175.772 | 175.772
EPA723 CO2 Rate Limit for NG Cofire - ORIS:6095 | 445 | 8089 | Rate Constraint in lbs/MMBtu | FALSE | L | Annual | Emissions at Affected Plants CO2 | Thousand Tons | 0 | 40.8538 | 0 | 0 | 0 | 0 | 0
EPA723 CO2 Rate Limit for NG Cofire - ORIS:6095 | 445 | 8089 | Rate Constraint in lbs/MMBtu | FALSE | L | Annual | Allowances Purchased CO2 | Thousand Tons | 0 | 0 | 0 | 0 | 0 | 0 | 0
EPA723 CO2 Rate Limit for NG Cofire - ORIS:6095 | 445 | 8089 | Rate Constraint in lbs/MMBtu | FALSE | L | Annual | Allowances Sold CO2 | Thousand Tons | 0 | 0 | 0 | 0 | 0 | 0 | 0
EPA723 CO2 Rate Limit for NG Cofire - ORIS:6095 | 445 | 8089 | Rate Constraint in lbs/MMBtu | FALSE | L | Annual | Allowances Banked | Thousand Tons | 0 | 0 | 0 | 0 | 0 | 0 | 0
EPA723 CO2 Rate Limit for NG Cofire - ORIS:6095 | 445 | 8089 | Rate Constraint in lbs/MMBtu | FALSE | L | Annual | Allowances Withdrawn (1:1) | Thousand Tons | 0 | 0 | 0 | 0 | 0 | 0 | 0
EPA723 CO2 Rate Limit for NG Cofire - ORIS:6095 | 445 | 8089 | Rate Constraint in lbs/MMBtu | FALSE | L | Annual | Allowances Withdrawn (n:1) | Thousand Tons | 0 | 0 | 0 | 0 | 0 | 0 | 0
EPA723 CO2 Rate Limit for NG Cofire - ORIS:6095 | 445 | 8089 | Rate Constraint in lbs/MMBtu | FALSE | L | Annual | Net Emissions Allowance Position | Thousand Tons | 0 | 40.8538 | 0 | 0 | 0 | 0 | 0
EPA723 CO2 Rate Limit for NG Cofire - ORIS:6095 | 445 | 8089 | Rate Constraint in lbs/MMBtu | FALSE | L | Annual | Fuel Consumed | TBtu | 0 | 0.46485 | 0 | 0 | 0 | 0 | 0
EPA723 CO2 Rate Limit for NG Cofire - ORIS:6095 | 445 | 8089 | Rate Constraint in lbs/MMBtu | FALSE | L | Annual | Rate | lb/MMBtu | 0 | 175.772 | 0 | 0 | 0 | 0 | 0
EPA723 CO2 Rate Limit for NG Cofire - ORIS:6095 | 445 | 8089 | Rate Constraint in lbs/MMBtu | FALSE | L | Annual | Generation | TWh | 0 | 0.043394 | 0 | 0 | 0 | 0 | 0
EPA723 CO2 Rate Limit for NG Cofire - ORIS:6095 | 445 | 8089 | Rate Constraint in lbs/MMBtu | FALSE | L | Annual | Qualifying Generation | TWh | 0 | 0.043394 | 0 | 0 | 0 | 0 | 0
EPA723 CO2 Rate Limit for NG Cofire - ORIS:6095 | 445 | 8089 | Rate Constraint in lbs/MMBtu | FALSE | L | Annual | Rate | lb/MWh | 0 | 1882.9398 | 0 | 0 | 0 | 0 | 0
EPA723 CO2 Rate Limit for NG Cofire - ORIS:6095 | 445 | 8089 | Rate Constraint in lbs/MMBtu | FALSE | L | Annual | Constraint Shadow Price | US2022$/Ton | 0 | 924.4329 | 34.6012 | 162.7947 | 383.6823 | 457.7148 | 96.7445
EPA723 CO2 Rate Limit for NG Cofire - ORIS:6096 | 446 | 8090 | Rate Constraint in lbs/MMBtu | FALSE | L | Annual | Seasons Included | Seasons |  | Winter, Spring, Summer, Fall | Winter, Spring, Summer, Fall | Winter, Spring, Summer, Fall | Winter, Spring, Summer, Fall | Winter, Spring, Summer, Fall | Winter, Spring, Summer, Fall
EPA723 CO2 Rate Limit for NG Cofire - ORIS:6096 | 446 | 8090 | Rate Constraint in lbs/MMBtu | FALSE | L | Annual | Standard CO2 | lb/MMBtu | 175.772 | 175.772 | 175.772 | 175.772 | 175.772 | 175.772 | 175.772
EPA723 CO2 Rate Limit for NG Cofire - ORIS:6096 | 446 | 8090 | Rate Constraint in lbs/MMBtu | FALSE | L | Annual | Emissions at Affected Plants CO2 | Thousand Tons | 0 | 0 | 0 | 0 | 0 | 0 | 0
EPA723 CO2 Rate Limit for NG Cofire - ORIS:6096 | 446 | 8090 | Rate Constraint in lbs/MMBtu | FALSE | L | Annual | Allowances Purchased CO2 | Thousand Tons | 0 | 0 | 0 | 0 | 0 | 0 | 0
EPA723 CO2 Rate Limit for NG Cofire - ORIS:6096 | 446 | 8090 | Rate Constraint in lbs/MMBtu | FALSE | L | Annual | Allowances Sold CO2 | Thousand Tons | 0 | 0 | 0 | 0 | 0 | 0 | 0
EPA723 CO2 Rate Limit for NG Cofire - ORIS:6096 | 446 | 8090 | Rate Constraint in lbs/MMBtu | FALSE | L | Annual | Allowances Banked | Thousand Tons | 0 | 0 | 0 | 0 | 0 | 0 | 0
EPA723 CO2 Rate Limit for NG Cofire - ORIS:6096 | 446 | 8090 | Rate Constraint in lbs/MMBtu | FALSE | L | Annual | Allowances Withdrawn (1:1) | Thousand Tons | 0 | 0 | 0 | 0 | 0 | 0 | 0
EPA723 CO2 Rate Limit for NG Cofire - ORIS:6096 | 446 | 8090 | Rate Constraint in lbs/MMBtu | FALSE | L | Annual | Allowances Withdrawn (n:1) | Thousand Tons | 0 | 0 | 0 | 0 | 0 | 0 | 0
EPA723 CO2 Rate Limit for NG Cofire - ORIS:6096 | 446 | 8090 | Rate Constraint in lbs/MMBtu | FALSE | L | Annual | Net Emissions Allowance Position | Thousand Tons | 0 | 0 | 0 | 0 | 0 | 0 | 0
EPA723 CO2 Rate Limit for NG Cofire - ORIS:6096 | 446 | 8090 | Rate Constraint in lbs/MMBtu | FALSE | L | Annual | Fuel Consumed | TBtu | 0 | 0 | 0 | 0 | 0 | 0 | 0
EPA723 CO2 Rate Limit for NG Cofire - ORIS:6096 | 446 | 8090 | Rate Constraint in lbs/MMBtu | FALSE | L | Annual | Rate | lb/MMBtu | 0 | 0 | 0 | 0 | 0 | 0 | 0
EPA723 CO2 Rate Limit for NG Cofire - ORIS:6096 | 446 | 8090 | Rate Constraint in lbs/MMBtu | FALSE | L | Annual | Generation | TWh | 0 | 0 | 0 | 0 | 0 | 0 | 0
EPA723 CO2 Rate Limit for NG Cofire - ORIS:6096 | 446 | 8090 | Rate Constraint in lbs/MMBtu | FALSE | L | Annual | Qualifying Generation | TWh | 0 | 0 | 0 | 0 | 0 | 0 | 0
EPA723 CO2 Rate Limit for NG Cofire - ORIS:6096 | 446 | 8090 | Rate Constraint in lbs/MMBtu | FALSE | L | Annual | Rate | lb/MWh | 0 | 0 | 0 | 0 | 0 | 0 | 0
EPA723 CO2 Rate Limit for NG Cofire - ORIS:6096 | 446 | 8090 | Rate Constraint in lbs/MMBtu | FALSE | L | Annual | Constraint Shadow Price | US2022$/Ton | 0 | 56.841 | 54.4704 | 124.4386 | 81.691 | 588.8727 | 165.3756
EPA723 CO2 Rate Limit for NG Cofire - ORIS:6098 | 447 | 8091 | Rate Constraint in lbs/MMBtu | FALSE | L | Annual | Seasons Included | Seasons |  | Winter, Spring, Summer, Fall | Winter, Spring, Summer, Fall | Winter, Spring, Summer, Fall | Winter, Spring, Summer, Fall | Winter, Spring, Summer, Fall | Winter, Spring, Summer, Fall
EPA723 CO2 Rate Limit for NG Cofire - ORIS:6098 | 447 | 8091 | Rate Constraint in lbs/MMBtu | FALSE | L | Annual | Standard CO2 | lb/MMBtu | 181.6274 | 181.6274 | 181.6274 | 181.6274 | 181.6274 | 181.6274 | 181.6274
EPA723 CO2 Rate Limit for NG Cofire - ORIS:6098 | 447 | 8091 | Rate Constraint in lbs/MMBtu | FALSE | L | Annual | Emissions at Affected Plants CO2 | Thousand Tons | 0 | 0 | 0 | 0 | 0 | 0 | 0
EPA723 CO2 Rate Limit for NG Cofire - ORIS:6098 | 447 | 8091 | Rate Constraint in lbs/MMBtu | FALSE | L | Annual | Allowances Purchased CO2 | Thousand Tons | 0 | 0 | 0 | 0 | 0 | 0 | 0
EPA723 CO2 Rate Limit for NG Cofire - ORIS:6098 | 447 | 8091 | Rate Constraint in lbs/MMBtu | FALSE | L | Annual | Allowances Sold CO2 | Thousand Tons | 0 | 0 | 0 | 0 | 0 | 0 | 0
EPA723 CO2 Rate Limit for NG Cofire - ORIS:6098 | 447 | 8091 | Rate Constraint in lbs/MMBtu | FALSE | L | Annual | Allowances Banked | Thousand Tons | 0 | 0 | 0 | 0 | 0 | 0 | 0
EPA723 CO2 Rate Limit for NG Cofire - ORIS:6098 | 447 | 8091 | Rate Constraint in lbs/MMBtu | FALSE | L | Annual | Allowances Withdrawn (1:1) | Thousand Tons | 0 | 0 | 0 | 0 | 0 | 0 | 0
EPA723 CO2 Rate Limit for NG Cofire - ORIS:6098 | 447 | 8091 | Rate Constraint in lbs/MMBtu | FALSE | L | Annual | Allowances Withdrawn (n:1) | Thousand Tons | 0 | 0 | 0 | 0 | 0 | 0 | 0
EPA723 CO2 Rate Limit for NG Cofire - ORIS:6098 | 447 | 8091 | Rate Constraint in lbs/MMBtu | FALSE | L | Annual | Net Emissions Allowance Position | Thousand Tons | 0 | 0 | 0 | 0 | 0 | 0 | 0
EPA723 CO2 Rate Limit for NG Cofire - ORIS:6098 | 447 | 8091 | Rate Constraint in lbs/MMBtu | FALSE | L | Annual | Fuel Consumed | TBtu | 0 | 0 | 0 | 0 | 0 | 0 | 0
EPA723 CO2 Rate Limit for NG Cofire - ORIS:6098 | 447 | 8091 | Rate Constraint in lbs/MMBtu | FALSE | L | Annual | Rate | lb/MMBtu | 0 | 0 | 0 | 0 | 0 | 0 | 0
EPA723 CO2 Rate Limit for NG Cofire - ORIS:6098 | 447 | 8091 | Rate Constraint in lbs/MMBtu | FALSE | L | Annual | Generation | TWh | 0 | 0 | 0 | 0 | 0 | 0 | 0
EPA723 CO2 Rate Limit for NG Cofire - ORIS:6098 | 447 | 8091 | Rate Constraint in lbs/MMBtu | FALSE | L | Annual | Qualifying Generation | TWh | 0 | 0 | 0 | 0 | 0 | 0 | 0
EPA723 CO2 Rate Limit for NG Cofire - ORIS:6098 | 447 | 8091 | Rate Constraint in lbs/MMBtu | FALSE | L | Annual | Rate | lb/MWh | 0 | 0 | 0 | 0 | 0 | 0 | 0
EPA723 CO2 Rate Limit for NG Cofire - ORIS:6098 | 447 | 8091 | Rate Constraint in lbs/MMBtu | FALSE | L | Annual | Constraint Shadow Price | US2022$/Ton | 0 | 38.0638 | 42.5568 | 28.0235 | 65.7774 | 78.053 | 101.3202
EPA723 CO2 Rate Limit for NG Cofire - ORIS:6101 | 448 | 8092 | Rate Constraint in lbs/MMBtu | FALSE | L | Annual | Seasons Included | Seasons |  | Winter, Spring, Summer, Fall | Winter, Spring, Summer, Fall | Winter, Spring, Summer, Fall | Winter, Spring, Summer, Fall | Winter, Spring, Summer, Fall | Winter, Spring, Summer, Fall
EPA723 CO2 Rate Limit for NG Cofire - ORIS:6101 | 448 | 8092 | Rate Constraint in lbs/MMBtu | FALSE | L | Annual | Standard CO2 | lb/MMBtu | 175.772 | 175.772 | 175.772 | 175.772 | 175.772 | 175.772 | 175.772
EPA723 CO2 Rate Limit for NG Cofire - ORIS:6101 | 448 | 8092 | Rate Constraint in lbs/MMBtu | FALSE | L | Annual | Emissions at Affected Plants CO2 | Thousand Tons | 0 | 0 | 0 | 0 | 0 | 0 | 0
EPA723 CO2 Rate Limit for NG Cofire - ORIS:6101 | 448 | 8092 | Rate Constraint in lbs/MMBtu | FALSE | L | Annual | Allowances Purchased CO2 | Thousand Tons | 0 | 0 | 0 | 0 | 0 | 0 | 0
EPA723 CO2 Rate Limit for NG Cofire - ORIS:6101 | 448 | 8092 | Rate Constraint in lbs/MMBtu | FALSE | L | Annual | Allowances Sold CO2 | Thousand Tons | 0 | 0 | 0 | 0 | 0 | 0 | 0
EPA723 CO2 Rate Limit for NG Cofire - ORIS:6101 | 448 | 8092 | Rate Constraint in lbs/MMBtu | FALSE | L | Annual | Allowances Banked | Thousand Tons | 0 | 0 | 0 | 0 | 0 | 0 | 0
EPA723 CO2 Rate Limit for NG Cofire - ORIS:6101 | 448 | 8092 | Rate Constraint in lbs/MMBtu | FALSE | L | Annual | Allowances Withdrawn (1:1) | Thousand Tons | 0 | 0 | 0 | 0 | 0 | 0 | 0
EPA723 CO2 Rate Limit for NG Cofire - ORIS:6101 | 448 | 8092 | Rate Constraint in lbs/MMBtu | FALSE | L | Annual | Allowances Withdrawn (n:1) | Thousand Tons | 0 | 0 | 0 | 0 | 0 | 0 | 0
EPA723 CO2 Rate Limit for NG Cofire - ORIS:6101 | 448 | 8092 | Rate Constraint in lbs/MMBtu | FALSE | L | Annual | Net Emissions Allowance Position | Thousand Tons | 0 | 0 | 0 | 0 | 0 | 0 | 0
EPA723 CO2 Rate Limit for NG Cofire - ORIS:6101 | 448 | 8092 | Rate Constraint in lbs/MMBtu | FALSE | L | Annual | Fuel Consumed | TBtu | 0 | 0 | 0 | 0 | 0 | 0 | 0
EPA723 CO2 Rate Limit for NG Cofire - ORIS:6101 | 448 | 8092 | Rate Constraint in lbs/MMBtu | FALSE | L | Annual | Rate | lb/MMBtu | 0 | 0 | 0 | 0 | 0 | 0 | 0
EPA723 CO2 Rate Limit for NG Cofire - ORIS:6101 | 448 | 8092 | Rate Constraint in lbs/MMBtu | FALSE | L | Annual | Generation | TWh | 0 | 0 | 0 | 0 | 0 | 0 | 0
EPA723 CO2 Rate Limit for NG Cofire - ORIS:6101 | 448 | 8092 | Rate Constraint in lbs/MMBtu | FALSE | L | Annual | Qualifying Generation | TWh | 0 | 0 | 0 | 0 | 0 | 0 | 0
EPA723 CO2 Rate Limit for NG Cofire - ORIS:6101 | 448 | 8092 | Rate Constraint in lbs/MMBtu | FALSE | L | Annual | Rate | lb/MWh | 0 | 0 | 0 | 0 | 0 | 0 | 0
EPA723 CO2 Rate Limit for NG Cofire - ORIS:6101 | 448 | 8092 | Rate Constraint in lbs/MMBtu | FALSE | L | Annual | Constraint Shadow Price | US2022$/Ton | 0 | 53.4035 | 48.5261 | 59.9382 | 70.7658 | 125.8934 | 144.4969
EPA723 CO2 Rate Limit for NG Cofire - ORIS:6113 | 449 | 8093 | Rate Constraint in lbs/MMBtu | FALSE | L | Annual | Seasons Included | Seasons |  | Winter, Spring, Summer, Fall | Winter, Spring, Summer, Fall | Winter, Spring, Summer, Fall | Winter, Spring, Summer, Fall | Winter, Spring, Summer, Fall | Winter, Spring, Summer, Fall
EPA723 CO2 Rate Limit for NG Cofire - ORIS:6113 | 449 | 8093 | Rate Constraint in lbs/MMBtu | FALSE | L | Annual | Standard CO2 | lb/MMBtu | 174.8101 | 174.8101 | 174.8101 | 174.8101 | 174.8101 | 174.8101 | 174.8101
EPA723 CO2 Rate Limit for NG Cofire - ORIS:6113 | 449 | 8093 | Rate Constraint in lbs/MMBtu | FALSE | L | Annual | Emissions at Affected Plants CO2 | Thousand Tons | 0 | 0 | 0 | 0 | 0 | 0 | 0
EPA723 CO2 Rate Limit for NG Cofire - ORIS:6113 | 449 | 8093 | Rate Constraint in lbs/MMBtu | FALSE | L | Annual | Allowances Purchased CO2 | Thousand Tons | 0 | 0 | 0 | 0 | 0 | 0 | 0
EPA723 CO2 Rate Limit for NG Cofire - ORIS:6113 | 449 | 8093 | Rate Constraint in lbs/MMBtu | FALSE | L | Annual | Allowances Sold CO2 | Thousand Tons | 0 | 0 | 0 | 0 | 0 | 0 | 0
EPA723 CO2 Rate Limit for NG Cofire - ORIS:6113 | 449 | 8093 | Rate Constraint in lbs/MMBtu | FALSE | L | Annual | Allowances Banked | Thousand Tons | 0 | 0 | 0 | 0 | 0 | 0 | 0
EPA723 CO2 Rate Limit for NG Cofire - ORIS:6113 | 449 | 8093 | Rate Constraint in lbs/MMBtu | FALSE | L | Annual | Allowances Withdrawn (1:1) | Thousand Tons | 0 | 0 | 0 | 0 | 0 | 0 | 0
EPA723 CO2 Rate Limit for NG Cofire - ORIS:6113 | 449 | 8093 | Rate Constraint in lbs/MMBtu | FALSE | L | Annual | Allowances Withdrawn (n:1) | Thousand Tons | 0 | 0 | 0 | 0 | 0 | 0 | 0
EPA723 CO2 Rate Limit for NG Cofire - ORIS:6113 | 449 | 8093 | Rate Constraint in lbs/MMBtu | FALSE | L | Annual | Net Emissions Allowance Position | Thousand Tons | 0 | 0 | 0 | 0 | 0 | 0 | 0
EPA723 CO2 Rate Limit for NG Cofire - ORIS:6113 | 449 | 8093 | Rate Constraint in lbs/MMBtu | FALSE | L | Annual | Fuel Consumed | TBtu | 0 | 0 | 0 | 0 | 0 | 0 | 0
EPA723 CO2 Rate Limit for NG Cofire - ORIS:6113 | 449 | 8093 | Rate Constraint in lbs/MMBtu | FALSE | L | Annual | Rate | lb/MMBtu | 0 | 0 | 0 | 0 | 0 | 0 | 0
EPA723 CO2 Rate Limit for NG Cofire - ORIS:6113 | 449 | 8093 | Rate Constraint in lbs/MMBtu | FALSE | L | Annual | Generation | TWh | 0 | 0 | 0 | 0 | 0 | 0 | 0
EPA723 CO2 Rate Limit for NG Cofire - ORIS:6113 | 449 | 8093 | Rate Constraint in lbs/MMBtu | FALSE | L | Annual | Qualifying Generation | TWh | 0 | 0 | 0 | 0 | 0 | 0 | 0
EPA723 CO2 Rate Limit for NG Cofire - ORIS:6113 | 449 | 8093 | Rate Constraint in lbs/MMBtu | FALSE | L | Annual | Rate | lb/MWh | 0 | 0 | 0 | 0 | 0 | 0 | 0
EPA723 CO2 Rate Limit for NG Cofire - ORIS:6113 | 449 | 8093 | Rate Constraint in lbs/MMBtu | FALSE | L | Annual | Constraint Shadow Price | US2022$/Ton | 0 | 40.2359 | 79.8841 | 162.3082 | 165.1637 | 239.7654 | 266.3558
EPA723 CO2 Rate Limit for NG Cofire - ORIS:6138 | 450 | 8094 | Rate Constraint in lbs/MMBtu | FALSE | L | Annual | Seasons Included | Seasons |  | Winter, Spring, Summer, Fall | Winter, Spring, Summer, Fall | Winter, Spring, Summer, Fall | Winter, Spring, Summer, Fall | Winter, Spring, Summer, Fall | Winter, Spring, Summer, Fall
EPA723 CO2 Rate Limit for NG Cofire - ORIS:6138 | 450 | 8094 | Rate Constraint in lbs/MMBtu | FALSE | L | Annual | Standard CO2 | lb/MMBtu | 176.252 | 176.252 | 176.252 | 176.252 | 176.252 | 176.252 | 176.252
EPA723 CO2 Rate Limit for NG Cofire - ORIS:6138 | 450 | 8094 | Rate Constraint in lbs/MMBtu | FALSE | L | Annual | Emissions at Affected Plants CO2 | Thousand Tons | 0 | 0 | 0 | 0 | 0 | 0 | 0
EPA723 CO2 Rate Limit for NG Cofire - ORIS:6138 | 450 | 8094 | Rate Constraint in lbs/MMBtu | FALSE | L | Annual | Allowances Purchased CO2 | Thousand Tons | 0 | 0 | 0 | 0 | 0 | 0 | 0
EPA723 CO2 Rate Limit for NG Cofire - ORIS:6138 | 450 | 8094 | Rate Constraint in lbs/MMBtu | FALSE | L | Annual | Allowances Sold CO2 | Thousand Tons | 0 | 0 | 0 | 0 | 0 | 0 | 0
EPA723 CO2 Rate Limit for NG Cofire - ORIS:6138 | 450 | 8094 | Rate Constraint in lbs/MMBtu | FALSE | L | Annual | Allowances Banked | Thousand Tons | 0 | 0 | 0 | 0 | 0 | 0 | 0
EPA723 CO2 Rate Limit for NG Cofire - ORIS:6138 | 450 | 8094 | Rate Constraint in lbs/MMBtu | FALSE | L | Annual | Allowances Withdrawn (1:1) | Thousand Tons | 0 | 0 | 0 | 0 | 0 | 0 | 0
EPA723 CO2 Rate Limit for NG Cofire - ORIS:6138 | 450 | 8094 | Rate Constraint in lbs/MMBtu | FALSE | L | Annual | Allowances Withdrawn (n:1) | Thousand Tons | 0 | 0 | 0 | 0 | 0 | 0 | 0
EPA723 CO2 Rate Limit for NG Cofire - ORIS:6138 | 450 | 8094 | Rate Constraint in lbs/MMBtu | FALSE | L | Annual | Net Emissions Allowance Position | Thousand Tons | 0 | 0 | 0 | 0 | 0 | 0 | 0
EPA723 CO2 Rate Limit for NG Cofire - ORIS:6138 | 450 | 8094 | Rate Constraint in lbs/MMBtu | FALSE | L | Annual | Fuel Consumed | TBtu | 0 | 0 | 0 | 0 | 0 | 0 | 0
EPA723 CO2 Rate Limit for NG Cofire - ORIS:6138 | 450 | 8094 | Rate Constraint in lbs/MMBtu | FALSE | L | Annual | Rate | lb/MMBtu | 0 | 0 | 0 | 0 | 0 | 0 | 0
EPA723 CO2 Rate Limit for NG Cofire - ORIS:6138 | 450 | 8094 | Rate Constraint in lbs/MMBtu | FALSE | L | Annual | Generation | TWh | 0 | 0 | 0 | 0 | 0 | 0 | 0
EPA723 CO2 Rate Limit for NG Cofire - ORIS:6138 | 450 | 8094 | Rate Constraint in lbs/MMBtu | FALSE | L | Annual | Qualifying Generation | TWh | 0 | 0 | 0 | 0 | 0 | 0 | 0
EPA723 CO2 Rate Limit for NG Cofire - ORIS:6138 | 450 | 8094 | Rate Constraint in lbs/MMBtu | FALSE | L | Annual | Rate | lb/MWh | 0 | 0 | 0 | 0 | 0 | 0 | 0
EPA723 CO2 Rate Limit for NG Cofire - ORIS:6138 | 450 | 8094 | Rate Constraint in lbs/MMBtu | FALSE | L | Annual | Constraint Shadow Price | US2022$/Ton | 0 | 184.808 | 10.7228 | 104.4665 | 436.0432 | 417.9764 | 52.7281
EPA723 CO2 Rate Limit for NG Cofire - ORIS:6146 | 451 | 8095 | Rate Constraint in lbs/MMBtu | FALSE | L | Annual | Seasons Included | Seasons |  | Winter, Spring, Summer, Fall | Winter, Spring, Summer, Fall | Winter, Spring, Summer, Fall | Winter, Spring, Summer, Fall | Winter, Spring, Summer, Fall | Winter, Spring, Summer, Fall
EPA723 CO2 Rate Limit for NG Cofire - ORIS:6146 | 451 | 8095 | Rate Constraint in lbs/MMBtu | FALSE | L | Annual | Standard CO2 | lb/MMBtu | 179.7369 | 179.7369 | 179.7369 | 179.7369 | 179.7369 | 179.7369 | 179.7369
EPA723 CO2 Rate Limit for NG Cofire - ORIS:6146 | 451 | 8095 | Rate Constraint in lbs/MMBtu | FALSE | L | Annual | Emissions at Affected Plants CO2 | Thousand Tons | 0 | 0 | 0 | 0 | 0 | 0 | 0
EPA723 CO2 Rate Limit for NG Cofire - ORIS:6146 | 451 | 8095 | Rate Constraint in lbs/MMBtu | FALSE | L | Annual | Allowances Purchased CO2 | Thousand Tons | 0 | 0 | 0 | 0 | 0 | 0 | 0
EPA723 CO2 Rate Limit for NG Cofire - ORIS:6146 | 451 | 8095 | Rate Constraint in lbs/MMBtu | FALSE | L | Annual | Allowances Sold CO2 | Thousand Tons | 0 | 0 | 0 | 0 | 0 | 0 | 0
EPA723 CO2 Rate Limit for NG Cofire - ORIS:6146 | 451 | 8095 | Rate Constraint in lbs/MMBtu | FALSE | L | Annual | Allowances Banked | Thousand Tons | 0 | 0 | 0 | 0 | 0 | 0 | 0
EPA723 CO2 Rate Limit for NG Cofire - ORIS:6146 | 451 | 8095 | Rate Constraint in lbs/MMBtu | FALSE | L | Annual | Allowances Withdrawn (1:1) | Thousand Tons | 0 | 0 | 0 | 0 | 0 | 0 | 0
EPA723 CO2 Rate Limit for NG Cofire - ORIS:6146 | 451 | 8095 | Rate Constraint in lbs/MMBtu | FALSE | L | Annual | Allowances Withdrawn (n:1) | Thousand Tons | 0 | 0 | 0 | 0 | 0 | 0 | 0
EPA723 CO2 Rate Limit for NG Cofire - ORIS:6146 | 451 | 8095 | Rate Constraint in lbs/MMBtu | FALSE | L | Annual | Net Emissions Allowance Position | Thousand Tons | 0 | 0 | 0 | 0 | 0 | 0 | 0
EPA723 CO2 Rate Limit for NG Cofire - ORIS:6146 | 451 | 8095 | Rate Constraint in lbs/MMBtu | FALSE | L | Annual | Fuel Consumed | TBtu | 0 | 0 | 0 | 0 | 0 | 0 | 0
EPA723 CO2 Rate Limit for NG Cofire - ORIS:6146 | 451 | 8095 | Rate Constraint in lbs/MMBtu | FALSE | L | Annual | Rate | lb/MMBtu | 0 | 0 | 0 | 0 | 0 | 0 | 0
EPA723 CO2 Rate Limit for NG Cofire - ORIS:6146 | 451 | 8095 | Rate Constraint in lbs/MMBtu | FALSE | L | Annual | Generation | TWh | 0 | 0 | 0 | 0 | 0 | 0 | 0
EPA723 CO2 Rate Limit for NG Cofire - ORIS:6146 | 451 | 8095 | Rate Constraint in lbs/MMBtu | FALSE | L | Annual | Qualifying Generation | TWh | 0 | 0 | 0 | 0 | 0 | 0 | 0
EPA723 CO2 Rate Limit for NG Cofire - ORIS:6146 | 451 | 8095 | Rate Constraint in lbs/MMBtu | FALSE | L | Annual | Rate | lb/MWh | 0 | 0 | 0 | 0 | 0 | 0 | 0
EPA723 CO2 Rate Limit for NG Cofire - ORIS:6146 | 451 | 8095 | Rate Constraint in lbs/MMBtu | FALSE | L | Annual | Constraint Shadow Price | US2022$/Ton | 0 | 89.9799 | 44.0326 | 12.5773 | 440.1236 | 388.4885 | 87.025
EPA723 CO2 Rate Limit for NG Cofire - ORIS:6165 | 452 | 8096 | Rate Constraint in lbs/MMBtu | FALSE | L | Annual | Seasons Included | Seasons |  | Winter, Spring, Summer, Fall | Winter, Spring, Summer, Fall | Winter, Spring, Summer, Fall | Winter, Spring, Summer, Fall | Winter, Spring, Summer, Fall | Winter, Spring, Summer, Fall
EPA723 CO2 Rate Limit for NG Cofire - ORIS:6165 | 452 | 8096 | Rate Constraint in lbs/MMBtu | FALSE | L | Annual | Standard CO2 | lb/MMBtu | 173.0069 | 173.0069 | 173.0069 | 173.0069 | 173.0069 | 173.0069 | 173.0069
EPA723 CO2 Rate Limit for NG Cofire - ORIS:6165 | 452 | 8096 | Rate Constraint in lbs/MMBtu | FALSE | L | Annual | Emissions at Affected Plants CO2 | Thousand Tons | 0 | 0 | 0 | 0 | 0 | 0 | 0
EPA723 CO2 Rate Limit for NG Cofire - ORIS:6165 | 452 | 8096 | Rate Constraint in lbs/MMBtu | FALSE | L | Annual | Allowances Purchased CO2 | Thousand Tons | 0 | 0 | 0 | 0 | 0 | 0 | 0
EPA723 CO2 Rate Limit for NG Cofire - ORIS:6165 | 452 | 8096 | Rate Constraint in lbs/MMBtu | FALSE | L | Annual | Allowances Sold CO2 | Thousand Tons | 0 | 0 | 0 | 0 | 0 | 0 | 0
EPA723 CO2 Rate Limit for NG Cofire - ORIS:6165 | 452 | 8096 | Rate Constraint in lbs/MMBtu | FALSE | L | Annual | Allowances Banked | Thousand Tons | 0 | 0 | 0 | 0 | 0 | 0 | 0
EPA723 CO2 Rate Limit for NG Cofire - ORIS:6165 | 452 | 8096 | Rate Constraint in lbs/MMBtu | FALSE | L | Annual | Allowances Withdrawn (1:1) | Thousand Tons | 0 | 0 | 0 | 0 | 0 | 0 | 0
EPA723 CO2 Rate Limit for NG Cofire - ORIS:6165 | 452 | 8096 | Rate Constraint in lbs/MMBtu | FALSE | L | Annual | Allowances Withdrawn (n:1) | Thousand Tons | 0 | 0 | 0 | 0 | 0 | 0 | 0
EPA723 CO2 Rate Limit for NG Cofire - ORIS:6165 | 452 | 8096 | Rate Constraint in lbs/MMBtu | FALSE | L | Annual | Net Emissions Allowance Position | Thousand Tons | 0 | 0 | 0 | 0 | 0 | 0 | 0
EPA723 CO2 Rate Limit for NG Cofire - ORIS:6165 | 452 | 8096 | Rate Constraint in lbs/MMBtu | FALSE | L | Annual | Fuel Consumed | TBtu | 0 | 0 | 0 | 0 | 0 | 0 | 0
EPA723 CO2 Rate Limit for NG Cofire - ORIS:6165 | 452 | 8096 | Rate Constraint in lbs/MMBtu | FALSE | L | Annual | Rate | lb/MMBtu | 0 | 0 | 0 | 0 | 0 | 0 | 0
EPA723 CO2 Rate Limit for NG Cofire - ORIS:6165 | 452 | 8096 | Rate Constraint in lbs/MMBtu | FALSE | L | Annual | Generation | TWh | 0 | 0 | 0 | 0 | 0 | 0 | 0
EPA723 CO2 Rate Limit for NG Cofire - ORIS:6165 | 452 | 8096 | Rate Constraint in lbs/MMBtu | FALSE | L | Annual | Qualifying Generation | TWh | 0 | 0 | 0 | 0 | 0 | 0 | 0
EPA723 CO2 Rate Limit for NG Cofire - ORIS:6165 | 452 | 8096 | Rate Constraint in lbs/MMBtu | FALSE | L | Annual | Rate | lb/MWh | 0 | 0 | 0 | 0 | 0 | 0 | 0
EPA723 CO2 Rate Limit for NG Cofire - ORIS:6165 | 452 | 8096 | Rate Constraint in lbs/MMBtu | FALSE | L | Annual | Constraint Shadow Price | US2022$/Ton | 0 | 48.6602 | 119.0183 | 179.3889 | 715.5526 | 244.1878 | 278.7548
EPA723 CO2 Rate Limit for NG Cofire - ORIS:6177 | 453 | 8097 | Rate Constraint in lbs/MMBtu | FALSE | L | Annual | Seasons Included | Seasons |  | Winter, Spring, Summer, Fall | Winter, Spring, Summer, Fall | Winter, Spring, Summer, Fall | Winter, Spring, Summer, Fall | Winter, Spring, Summer, Fall | Winter, Spring, Summer, Fall
EPA723 CO2 Rate Limit for NG Cofire - ORIS:6177 | 453 | 8097 | Rate Constraint in lbs/MMBtu | FALSE | L | Annual | Standard CO2 | lb/MMBtu | 177.0048 | 177.0048 | 177.0048 | 177.0048 | 177.0048 | 177.0048 | 177.0048
EPA723 CO2 Rate Limit for NG Cofire - ORIS:6177 | 453 | 8097 | Rate Constraint in lbs/MMBtu | FALSE | L | Annual | Emissions at Affected Plants CO2 | Thousand Tons | 0 | 0 | 0 | 0 | 0 | 0 | 0
EPA723 CO2 Rate Limit for NG Cofire - ORIS:6177 | 453 | 8097 | Rate Constraint in lbs/MMBtu | FALSE | L | Annual | Allowances Purchased CO2 | Thousand Tons | 0 | 0 | 0 | 0 | 0 | 0 | 0
EPA723 CO2 Rate Limit for NG Cofire - ORIS:6177 | 453 | 8097 | Rate Constraint in lbs/MMBtu | FALSE | L | Annual | Allowances Sold CO2 | Thousand Tons | 0 | 0 | 0 | 0 | 0 | 0 | 0
EPA723 CO2 Rate Limit for NG Cofire - ORIS:6177 | 453 | 8097 | Rate Constraint in lbs/MMBtu | FALSE | L | Annual | Allowances Banked | Thousand Tons | 0 | 0 | 0 | 0 | 0 | 0 | 0
EPA723 CO2 Rate Limit for NG Cofire - ORIS:6177 | 453 | 8097 | Rate Constraint in lbs/MMBtu | FALSE | L | Annual | Allowances Withdrawn (1:1) | Thousand Tons | 0 | 0 | 0 | 0 | 0 | 0 | 0
EPA723 CO2 Rate Limit for NG Cofire - ORIS:6177 | 453 | 8097 | Rate Constraint in lbs/MMBtu | FALSE | L | Annual | Allowances Withdrawn (n:1) | Thousand Tons | 0 | 0 | 0 | 0 | 0 | 0 | 0
EPA723 CO2 Rate Limit for NG Cofire - ORIS:6177 | 453 | 8097 | Rate Constraint in lbs/MMBtu | FALSE | L | Annual | Net Emissions Allowance Position | Thousand Tons | 0 | 0 | 0 | 0 | 0 | 0 | 0
EPA723 CO2 Rate Limit for NG Cofire - ORIS:6177 | 453 | 8097 | Rate Constraint in lbs/MMBtu | FALSE | L | Annual | Fuel Consumed | TBtu | 0 | 0 | 0 | 0 | 0 | 0 | 0
EPA723 CO2 Rate Limit for NG Cofire - ORIS:6177 | 453 | 8097 | Rate Constraint in lbs/MMBtu | FALSE | L | Annual | Rate | lb/MMBtu | 0 | 0 | 0 | 0 | 0 | 0 | 0
EPA723 CO2 Rate Limit for NG Cofire - ORIS:6177 | 453 | 8097 | Rate Constraint in lbs/MMBtu | FALSE | L | Annual | Generation | TWh | 0 | 0 | 0 | 0 | 0 | 0 | 0
EPA723 CO2 Rate Limit for NG Cofire - ORIS:6177 | 453 | 8097 | Rate Constraint in lbs/MMBtu | FALSE | L | Annual | Qualifying Generation | TWh | 0 | 0 | 0 | 0 | 0 | 0 | 0
EPA723 CO2 Rate Limit for NG Cofire - ORIS:6177 | 453 | 8097 | Rate Constraint in lbs/MMBtu | FALSE | L | Annual | Rate | lb/MWh | 0 | 0 | 0 | 0 | 0 | 0 | 0
EPA723 CO2 Rate Limit for NG Cofire - ORIS:6177 | 453 | 8097 | Rate Constraint in lbs/MMBtu | FALSE | L | Annual | Constraint Shadow Price | US2022$/Ton | 0 | 30.5649 | 82.6152 | 1501.4696 | 315.7414 | 717.7033 | 259.1379
EPA723 CO2 Rate Limit for NG Cofire - ORIS:6179 | 454 | 8098 | Rate Constraint in lbs/MMBtu | FALSE | L | Annual | Seasons Included | Seasons |  | Winter, Spring, Summer, Fall | Winter, Spring, Summer, Fall | Winter, Spring, Summer, Fall | Winter, Spring, Summer, Fall | Winter, Spring, Summer, Fall | Winter, Spring, Summer, Fall
EPA723 CO2 Rate Limit for NG Cofire - ORIS:6179 | 454 | 8098 | Rate Constraint in lbs/MMBtu | FALSE | L | Annual | Standard CO2 | lb/MMBtu | 176.5228 | 176.5228 | 176.5228 | 176.5228 | 176.5228 | 176.5228 | 176.5228
EPA723 CO2 Rate Limit for NG Cofire - ORIS:6179 | 454 | 8098 | Rate Constraint in lbs/MMBtu | FALSE | L | Annual | Emissions at Affected Plants CO2 | Thousand Tons | 0 | 17.7328 | 1.4874 | 0 | 0 | 0 | 0
EPA723 CO2 Rate Limit for NG Cofire - ORIS:6179 | 454 | 8098 | Rate Constraint in lbs/MMBtu | FALSE | L | Annual | Allowances Purchased CO2 | Thousand Tons | 0 | 0 | 0 | 0 | 0 | 0 | 0
EPA723 CO2 Rate Limit for NG Cofire - ORIS:6179 | 454 | 8098 | Rate Constraint in lbs/MMBtu | FALSE | L | Annual | Allowances Sold CO2 | Thousand Tons | 0 | 0 | 0 | 0 | 0 | 0 | 0
EPA723 CO2 Rate Limit for NG Cofire - ORIS:6179 | 454 | 8098 | Rate Constraint in lbs/MMBtu | FALSE | L | Annual | Allowances Banked | Thousand Tons | 0 | 0 | 0 | 0 | 0 | 0 | 0
EPA723 CO2 Rate Limit for NG Cofire - ORIS:6179 | 454 | 8098 | Rate Constraint in lbs/MMBtu | FALSE | L | Annual | Allowances Withdrawn (1:1) | Thousand Tons | 0 | 0 | 0 | 0 | 0 | 0 | 0
EPA723 CO2 Rate Limit for NG Cofire - ORIS:6179 | 454 | 8098 | Rate Constraint in lbs/MMBtu | FALSE | L | Annual | Allowances Withdrawn (n:1) | Thousand Tons | 0 | 0 | 0 | 0 | 0 | 0 | 0
EPA723 CO2 Rate Limit for NG Cofire - ORIS:6179 | 454 | 8098 | Rate Constraint in lbs/MMBtu | FALSE | L | Annual | Net Emissions Allowance Position | Thousand Tons | 0 | 17.7328 | 1.4874 | 0 | 0 | 0 | 0
EPA723 CO2 Rate Limit for NG Cofire - ORIS:6179 | 454 | 8098 | Rate Constraint in lbs/MMBtu | FALSE | L | Annual | Fuel Consumed | TBtu | 0 | 0.20091 | 0.016852 | 0 | 0 | 0 | 0
EPA723 CO2 Rate Limit for NG Cofire - ORIS:6179 | 454 | 8098 | Rate Constraint in lbs/MMBtu | FALSE | L | Annual | Rate | lb/MMBtu | 0 | 176.5228 | 176.5228 | 0 | 0 | 0 | 0
EPA723 CO2 Rate Limit for NG Cofire - ORIS:6179 | 454 | 8098 | Rate Constraint in lbs/MMBtu | FALSE | L | Annual | Generation | TWh | 0 | 0.018779 | 0.0015729 | 0 | 0 | 0 | 0
EPA723 CO2 Rate Limit for NG Cofire - ORIS:6179 | 454 | 8098 | Rate Constraint in lbs/MMBtu | FALSE | L | Annual | Qualifying Generation | TWh | 0 | 0.018779 | 0.0015729 | 0 | 0 | 0 | 0
EPA723 CO2 Rate Limit for NG Cofire - ORIS:6179 | 454 | 8098 | Rate Constraint in lbs/MMBtu | FALSE | L | Annual | Rate | lb/MWh | 0 | 1888.5989 | 1891.2792 | 0 | 0 | 0 | 0
EPA723 CO2 Rate Limit for NG Cofire - ORIS:6179 | 454 | 8098 | Rate Constraint in lbs/MMBtu | FALSE | L | Annual | Constraint Shadow Price | US2022$/Ton | 0 | 939.6362 | 35.7682 | 0 | 417.9925 | 440.1281 | 89.9291
EPA723 CO2 Rate Limit for NG Cofire - ORIS:6180 | 455 | 8099 | Rate Constraint in lbs/MMBtu | FALSE | L | Annual | Seasons Included | Seasons |  | Winter, Spring, Summer, Fall | Winter, Spring, Summer, Fall | Winter, Spring, Summer, Fall | Winter, Spring, Summer, Fall | Winter, Spring, Summer, Fall | Winter, Spring, Summer, Fall
EPA723 CO2 Rate Limit for NG Cofire - ORIS:6180 | 455 | 8099 | Rate Constraint in lbs/MMBtu | FALSE | L | Annual | Standard CO2 | lb/MMBtu | 176.1272 | 176.1272 | 176.1272 | 176.1272 | 176.1272 | 176.1272 | 176.1272
EPA723 CO2 Rate Limit for NG Cofire - ORIS:6180 | 455 | 8099 | Rate Constraint in lbs/MMBtu | FALSE | L | Annual | Emissions at Affected Plants CO2 | Thousand Tons | 0 | 0 | 0 | 0 | 0 | 0 | 0
EPA723 CO2 Rate Limit for NG Cofire - ORIS:6180 | 455 | 8099 | Rate Constraint in lbs/MMBtu | FALSE | L | Annual | Allowances Purchased CO2 | Thousand Tons | 0 | 0 | 0 | 0 | 0 | 0 | 0
EPA723 CO2 Rate Limit for NG Cofire - ORIS:6180 | 455 | 8099 | Rate Constraint in lbs/MMBtu | FALSE | L | Annual | Allowances Sold CO2 | Thousand Tons | 0 | 0 | 0 | 0 | 0 | 0 | 0
EPA723 CO2 Rate Limit for NG Cofire - ORIS:6180 | 455 | 8099 | Rate Constraint in lbs/MMBtu | FALSE | L | Annual | Allowances Banked | Thousand Tons | 0 | 0 | 0 | 0 | 0 | 0 | 0
EPA723 CO2 Rate Limit for NG Cofire - ORIS:6180 | 455 | 8099 | Rate Constraint in lbs/MMBtu | FALSE | L | Annual | Allowances Withdrawn (1:1) | Thousand Tons | 0 | 0 | 0 | 0 | 0 | 0 | 0
EPA723 CO2 Rate Limit for NG Cofire - ORIS:6180 | 455 | 8099 | Rate Constraint in lbs/MMBtu | FALSE | L | Annual | Allowances Withdrawn (n:1) | Thousand Tons | 0 | 0 | 0 | 0 | 0 | 0 | 0
EPA723 CO2 Rate Limit for NG Cofire - ORIS:6180 | 455 | 8099 | Rate Constraint in lbs/MMBtu | FALSE | L | Annual | Net Emissions Allowance Position | Thousand Tons | 0 | 0 | 0 | 0 | 0 | 0 | 0
EPA723 CO2 Rate Limit for NG Cofire - ORIS:6180 | 455 | 8099 | Rate Constraint in lbs/MMBtu | FALSE | L | Annual | Fuel Consumed | TBtu | 0 | 0 | 0 | 0 | 0 | 0 | 0
EPA723 CO2 Rate Limit for NG Cofire - ORIS:6180 | 455 | 8099 | Rate Constraint in lbs/MMBtu | FALSE | L | Annual | Rate | lb/MMBtu | 0 | 0 | 0 | 0 | 0 | 0 | 0
EPA723 CO2 Rate Limit for NG Cofire - ORIS:6180 | 455 | 8099 | Rate Constraint in lbs/MMBtu | FALSE | L | Annual | Generation | TWh | 0 | 0 | 0 | 0 | 0 | 0 | 0
EPA723 CO2 Rate Limit for NG Cofire - ORIS:6180 | 455 | 8099 | Rate Constraint in lbs/MMBtu | FALSE | L | Annual | Qualifying Generation | TWh | 0 | 0 | 0 | 0 | 0 | 0 | 0
EPA723 CO2 Rate Limit for NG Cofire - ORIS:6180 | 455 | 8099 | Rate Constraint in lbs/MMBtu | FALSE | L | Annual | Rate | lb/MWh | 0 | 0 | 0 | 0 | 0 | 0 | 0
EPA723 CO2 Rate Limit for NG Cofire - ORIS:6180 | 455 | 8099 | Rate Constraint in lbs/MMBtu | FALSE | L | Annual | Constraint Shadow Price | US2022$/Ton | 0 | 71.4977 | 49.963 | 14.1616 | 0.90281 | 68.9951 | 87.9364
EPA723 CO2 Rate Limit for NG Cofire - ORIS:6183 | 456 | 8100 | Rate Constraint in lbs/MMBtu | FALSE | L | Annual | Seasons Included | Seasons |  | Winter, Spring, Summer, Fall | Winter, Spring, Summer, Fall | Winter, Spring, Summer, Fall | Winter, Spring, Summer, Fall | Winter, Spring, Summer, Fall | Winter, Spring, Summer, Fall
EPA723 CO2 Rate Limit for NG Cofire - ORIS:6183 | 456 | 8100 | Rate Constraint in lbs/MMBtu | FALSE | L | Annual | Standard CO2 | lb/MMBtu | 180.1872 | 180.1872 | 180.1872 | 180.1872 | 180.1872 | 180.1872 | 180.1872
EPA723 CO2 Rate Limit for NG Cofire - ORIS:6183 | 456 | 8100 | Rate Constraint in lbs/MMBtu | FALSE | L | Annual | Emissions at Affected Plants CO2 | Thousand Tons | 0 | 0 | 0 | 0 | 0 | 0 | 0
EPA723 CO2 Rate Limit for NG Cofire - ORIS:6183 | 456 | 8100 | Rate Constraint in lbs/MMBtu | FALSE | L | Annual | Allowances Purchased CO2 | Thousand Tons | 0 | 0 | 0 | 0 | 0 | 0 | 0
EPA723 CO2 Rate Limit for NG Cofire - ORIS:6183 | 456 | 8100 | Rate Constraint in lbs/MMBtu | FALSE | L | Annual | Allowances Sold CO2 | Thousand Tons | 0 | 0 | 0 | 0 | 0 | 0 | 0
EPA723 CO2 Rate Limit for NG Cofire - ORIS:6183 | 456 | 8100 | Rate Constraint in lbs/MMBtu | FALSE | L | Annual | Allowances Banked | Thousand Tons | 0 | 0 | 0 | 0 | 0 | 0 | 0
EPA723 CO2 Rate Limit for NG Cofire - ORIS:6183 | 456 | 8100 | Rate Constraint in lbs/MMBtu | FALSE | L | Annual | Allowances Withdrawn (1:1) | Thousand Tons | 0 | 0 | 0 | 0 | 0 | 0 | 0
EPA723 CO2 Rate Limit for NG Cofire - ORIS:6183 | 456 | 8100 | Rate Constraint in lbs/MMBtu | FALSE | L | Annual | Allowances Withdrawn (n:1) | Thousand Tons | 0 | 0 | 0 | 0 | 0 | 0 | 0
EPA723 CO2 Rate Limit for NG Cofire - ORIS:6183 | 456 | 8100 | Rate Constraint in lbs/MMBtu | FALSE | L | Annual | Net Emissions Allowance Position | Thousand Tons | 0 | 0 | 0 | 0 | 0 | 0 | 0
EPA723 CO2 Rate Limit for NG Cofire - ORIS:6183 | 456 | 8100 | Rate Constraint in lbs/MMBtu | FALSE | L | Annual | Fuel Consumed | TBtu | 0 | 0 | 0 | 0 | 0 | 0 | 0
EPA723 CO2 Rate Limit for NG Cofire - ORIS:6183 | 456 | 8100 | Rate Constraint in lbs/MMBtu | FALSE | L | Annual | Rate | lb/MMBtu | 0 | 0 | 0 | 0 | 0 | 0 | 0
EPA723 CO2 Rate Limit for NG Cofire - ORIS:6183 | 456 | 8100 | Rate Constraint in lbs/MMBtu | FALSE | L | Annual | Generation | TWh | 0 | 0 | 0 | 0 | 0 | 0 | 0
EPA723 CO2 Rate Limit for NG Cofire - ORIS:6183 | 456 | 8100 | Rate Constraint in lbs/MMBtu | FALSE | L | Annual | Qualifying Generation | TWh | 0 | 0 | 0 | 0 | 0 | 0 | 0
EPA723 CO2 Rate Limit for NG Cofire - ORIS:6183 | 456 | 8100 | Rate Constraint in lbs/MMBtu | FALSE | L | Annual | Rate | lb/MWh | 0 | 0 | 0 | 0 | 0 | 0 | 0
EPA723 CO2 Rate Limit for NG Cofire - ORIS:6183 | 456 | 8100 | Rate Constraint in lbs/MMBtu | FALSE | L | Annual | Constraint Shadow Price | US2022$/Ton | 0 | 226.5707 | 46.115 | 0 | 0 | 2408.5348 | 16.7048
EPA723 CO2 Rate Limit for NG Cofire - ORIS:6190 | 457 | 8101 | Rate Constraint in lbs/MMBtu | FALSE | L | Annual | Seasons Included | Seasons |  | Winter, Spring, Summer, Fall | Winter, Spring, Summer, Fall | Winter, Spring, Summer, Fall | Winter, Spring, Summer, Fall | Winter, Spring, Summer, Fall | Winter, Spring, Summer, Fall
EPA723 CO2 Rate Limit for NG Cofire - ORIS:6190 | 457 | 8101 | Rate Constraint in lbs/MMBtu | FALSE | L | Annual | Standard CO2 | lb/MMBtu | 181.91 | 181.91 | 181.91 | 181.91 | 181.91 | 181.91 | 181.91
EPA723 CO2 Rate Limit for NG Cofire - ORIS:6190 | 457 | 8101 | Rate Constraint in lbs/MMBtu | FALSE | L | Annual | Emissions at Affected Plants CO2 | Thousand Tons | 0 | 0 | 0 | 0 | 0 | 0 | 0
EPA723 CO2 Rate Limit for NG Cofire - ORIS:6190 | 457 | 8101 | Rate Constraint in lbs/MMBtu | FALSE | L | Annual | Allowances Purchased CO2 | Thousand Tons | 0 | 0 | 0 | 0 | 0 | 0 | 0
EPA723 CO2 Rate Limit for NG Cofire - ORIS:6190 | 457 | 8101 | Rate Constraint in lbs/MMBtu | FALSE | L | Annual | Allowances Sold CO2 | Thousand Tons | 0 | 0 | 0 | 0 | 0 | 0 | 0
EPA723 CO2 Rate Limit for NG Cofire - ORIS:6190 | 457 | 8101 | Rate Constraint in lbs/MMBtu | FALSE | L | Annual | Allowances Banked | Thousand Tons | 0 | 0 | 0 | 0 | 0 | 0 | 0
EPA723 CO2 Rate Limit for NG Cofire - ORIS:6190 | 457 | 8101 | Rate Constraint in lbs/MMBtu | FALSE | L | Annual | Allowances Withdrawn (1:1) | Thousand Tons | 0 | 0 | 0 | 0 | 0 | 0 | 0
EPA723 CO2 Rate Limit for NG Cofire - ORIS:6190 | 457 | 8101 | Rate Constraint in lbs/MMBtu | FALSE | L | Annual | Allowances Withdrawn (n:1) | Thousand Tons | 0 | 0 | 0 | 0 | 0 | 0 | 0
EPA723 CO2 Rate Limit for NG Cofire - ORIS:6190 | 457 | 8101 | Rate Constraint in lbs/MMBtu | FALSE | L | Annual | Net Emissions Allowance Position | Thousand Tons | 0 | 0 | 0 | 0 | 0 | 0 | 0
EPA723 CO2 Rate Limit for NG Cofire - ORIS:6190 | 457 | 8101 | Rate Constraint in lbs/MMBtu | FALSE | L | Annual | Fuel Consumed | TBtu | 0 | 0 | 0 | 0 | 0 | 0 | 0
EPA723 CO2 Rate Limit for NG Cofire - ORIS:6190 | 457 | 8101 | Rate Constraint in lbs/MMBtu | FALSE | L | Annual | Rate | lb/MMBtu | 0 | 0 | 0 | 0 | 0 | 0 | 0
EPA723 CO2 Rate Limit for NG Cofire - ORIS:6190 | 457 | 8101 | Rate Constraint in lbs/MMBtu | FALSE | L | Annual | Generation | TWh | 0 | 0 | 0 | 0 | 0 | 0 | 0
EPA723 CO2 Rate Limit for NG Cofire - ORIS:6190 | 457 | 8101 | Rate Constraint in lbs/MMBtu | FALSE | L | Annual | Qualifying Generation | TWh | 0 | 0 | 0 | 0 | 0 | 0 | 0
EPA723 CO2 Rate Limit for NG Cofire - ORIS:6190 | 457 | 8101 | Rate Constraint in lbs/MMBtu | FALSE | L | Annual | Rate | lb/MWh | 0 | 0 | 0 | 0 | 0 | 0 | 0
EPA723 CO2 Rate Limit for NG Cofire - ORIS:6190 | 457 | 8101 | Rate Constraint in lbs/MMBtu | FALSE | L | Annual | Constraint Shadow Price | US2022$/Ton | 0 | 182.7559 | 54.1078 | 53.3823 | 93.5235 | 167.4831 | 204.5185
EPA723 CO2 Rate Limit for NG Cofire - ORIS:6195 | 458 | 8102 | Rate Constraint in lbs/MMBtu | FALSE | L | Annual | Seasons Included | Seasons |  | Winter, Spring, Summer, Fall | Winter, Spring, Summer, Fall | Winter, Spring, Summer, Fall | Winter, Spring, Summer, Fall | Winter, Spring, Summer, Fall | Winter, Spring, Summer, Fall
EPA723 CO2 Rate Limit for NG Cofire - ORIS:6195 | 458 | 8102 | Rate Constraint in lbs/MMBtu | FALSE | L | Annual | Standard CO2 | lb/MMBtu | 175.772 | 175.772 | 175.772 | 175.772 | 175.772 | 175.772 | 175.772
EPA723 CO2 Rate Limit for NG Cofire - ORIS:6195 | 458 | 8102 | Rate Constraint in lbs/MMBtu | FALSE | L | Annual | Emissions at Affected Plants CO2 | Thousand Tons | 0 | 0 | 0 | 0 | 0 | 0 | 0
EPA723 CO2 Rate Limit for NG Cofire - ORIS:6195 | 458 | 8102 | Rate Constraint in lbs/MMBtu | FALSE | L | Annual | Allowances Purchased CO2 | Thousand Tons | 0 | 0 | 0 | 0 | 0 | 0 | 0
EPA723 CO2 Rate Limit for NG Cofire - ORIS:6195 | 458 | 8102 | Rate Constraint in lbs/MMBtu | FALSE | L | Annual | Allowances Sold CO2 | Thousand Tons | 0 | 0 | 0 | 0 | 0 | 0 | 0
EPA723 CO2 Rate Limit for NG Cofire - ORIS:6195 | 458 | 8102 | Rate Constraint in lbs/MMBtu | FALSE | L | Annual | Allowances Banked | Thousand Tons | 0 | 0 | 0 | 0 | 0 | 0 | 0
EPA723 CO2 Rate Limit for NG Cofire - ORIS:6195 | 458 | 8102 | Rate Constraint in lbs/MMBtu | FALSE | L | Annual | Allowances Withdrawn (1:1) | Thousand Tons | 0 | 0 | 0 | 0 | 0 | 0 | 0
EPA723 CO2 Rate Limit for NG Cofire - ORIS:6195 | 458 | 8102 | Rate Constraint in lbs/MMBtu | FALSE | L | Annual | Allowances Withdrawn (n:1) | Thousand Tons | 0 | 0 | 0 | 0 | 0 | 0 | 0
EPA723 CO2 Rate Limit for NG Cofire - ORIS:6195 | 458 | 8102 | Rate Constraint in lbs/MMBtu | FALSE | L | Annual | Net Emissions Allowance Position | Thousand Tons | 0 | 0 | 0 | 0 | 0 | 0 | 0
EPA723 CO2 Rate Limit for NG Cofire - ORIS:6195 | 458 | 8102 | Rate Constraint in lbs/MMBtu | FALSE | L | Annual | Fuel Consumed | TBtu | 0 | 0 | 0 | 0 | 0 | 0 | 0
EPA723 CO2 Rate Limit for NG Cofire - ORIS:6195 | 458 | 8102 | Rate Constraint in lbs/MMBtu | FALSE | L | Annual | Rate | lb/MMBtu | 0 | 0 | 0 | 0 | 0 | 0 | 0
EPA723 CO2 Rate Limit for NG Cofire - ORIS:6195 | 458 | 8102 | Rate Constraint in lbs/MMBtu | FALSE | L | Annual | Generation | TWh | 0 | 0 | 0 | 0 | 0 | 0 | 0
EPA723 CO2 Rate Limit for NG Cofire - ORIS:6195 | 458 | 8102 | Rate Constraint in lbs/MMBtu | FALSE | L | Annual | Qualifying Generation | TWh | 0 | 0 | 0 | 0 | 0 | 0 | 0
EPA723 CO2 Rate Limit for NG Cofire - ORIS:6195 | 458 | 8102 | Rate Constraint in lbs/MMBtu | FALSE | L | Annual | Rate | lb/MWh | 0 | 0 | 0 | 0 | 0 | 0 | 0
EPA723 CO2 Rate Limit for NG Cofire - ORIS:6195 | 458 | 8102 | Rate Constraint in lbs/MMBtu | FALSE | L | Annual | Constraint Shadow Price | US2022$/Ton | 0 | 61.3788 | 45.3854 | 48.7731 | 100.9155 | 89.7274 | 111.7033
EPA723 CO2 Rate Limit for NG Cofire - ORIS:6204 | 459 | 8103 | Rate Constraint in lbs/MMBtu | FALSE | L | Annual | Seasons Included | Seasons |  | Winter, Spring, Summer, Fall | Winter, Spring, Summer, Fall | Winter, Spring, Summer, Fall | Winter, Spring, Summer, Fall | Winter, Spring, Summer, Fall | Winter, Spring, Summer, Fall
EPA723 CO2 Rate Limit for NG Cofire - ORIS:6204 | 459 | 8103 | Rate Constraint in lbs/MMBtu | FALSE | L | Annual | Standard CO2 | lb/MMBtu | 176.6887 | 176.6887 | 176.6887 | 176.6887 | 176.6887 | 176.6887 | 176.6887
EPA723 CO2 Rate Limit for NG Cofire - ORIS:6204 | 459 | 8103 | Rate Constraint in lbs/MMBtu | FALSE | L | Annual | Emissions at Affected Plants CO2 | Thousand Tons | 0 | 0 | 0 | 0 | 0 | 0 | 0
EPA723 CO2 Rate Limit for NG Cofire - ORIS:6204 | 459 | 8103 | Rate Constraint in lbs/MMBtu | FALSE | L | Annual | Allowances Purchased CO2 | Thousand Tons | 0 | 0 | 0 | 0 | 0 | 0 | 0
EPA723 CO2 Rate Limit for NG Cofire - ORIS:6204 | 459 | 8103 | Rate Constraint in lbs/MMBtu | FALSE | L | Annual | Allowances Sold CO2 | Thousand Tons | 0 | 0 | 0 | 0 | 0 | 0 | 0
EPA723 CO2 Rate Limit for NG Cofire - ORIS:6204 | 459 | 8103 | Rate Constraint in lbs/MMBtu | FALSE | L | Annual | Allowances Banked | Thousand Tons | 0 | 0 | 0 | 0 | 0 | 0 | 0
EPA723 CO2 Rate Limit for NG Cofire - ORIS:6204 | 459 | 8103 | Rate Constraint in lbs/MMBtu | FALSE | L | Annual | Allowances Withdrawn (1:1) | Thousand Tons | 0 | 0 | 0 | 0 | 0 | 0 | 0
EPA723 CO2 Rate Limit for NG Cofire - ORIS:6204 | 459 | 8103 | Rate Constraint in lbs/MMBtu | FALSE | L | Annual | Allowances Withdrawn (n:1) | Thousand Tons | 0 | 0 | 0 | 0 | 0 | 0 | 0
EPA723 CO2 Rate Limit for NG Cofire - ORIS:6204 | 459 | 8103 | Rate Constraint in lbs/MMBtu | FALSE | L | Annual | Net Emissions Allowance Position | Thousand Tons | 0 | 0 | 0 | 0 | 0 | 0 | 0
EPA723 CO2 Rate Limit for NG Cofire - ORIS:6204 | 459 | 8103 | Rate Constraint in lbs/MMBtu | FALSE | L | Annual | Fuel Consumed | TBtu | 0 | 0 | 0 | 0 | 0 | 0 | 0
EPA723 CO2 Rate Limit for NG Cofire - ORIS:6204 | 459 | 8103 | Rate Constraint in lbs/MMBtu | FALSE | L | Annual | Rate | lb/MMBtu | 0 | 0 | 0 | 0 | 0 | 0 | 0
EPA723 CO2 Rate Limit for NG Cofire - ORIS:6204 | 459 | 8103 | Rate Constraint in lbs/MMBtu | FALSE | L | Annual | Generation | TWh | 0 | 0 | 0 | 0 | 0 | 0 | 0
EPA723 CO2 Rate Limit for NG Cofire - ORIS:6204 | 459 | 8103 | Rate Constraint in lbs/MMBtu | FALSE | L | Annual | Qualifying Generation | TWh | 0 | 0 | 0 | 0 | 0 | 0 | 0
EPA723 CO2 Rate Limit for NG Cofire - ORIS:6204 | 459 | 8103 | Rate Constraint in lbs/MMBtu | FALSE | L | Annual | Rate | lb/MWh | 0 | 0 | 0 | 0 | 0 | 0 | 0
EPA723 CO2 Rate Limit for NG Cofire - ORIS:6204 | 459 | 8103 | Rate Constraint in lbs/MMBtu | FALSE | L | Annual | Constraint Shadow Price | US2022$/Ton | 0 | 94.4634 | 53.1345 | 75.945 | 88.4076 | 598.2779 | 180.0893
EPA723 CO2 Rate Limit for NG Cofire - ORIS:6213 | 460 | 8104 | Rate Constraint in lbs/MMBtu | FALSE | L | Annual | Seasons Included | Seasons |  | Winter, Spring, Summer, Fall | Winter, Spring, Summer, Fall | Winter, Spring, Summer, Fall | Winter, Spring, Summer, Fall | Winter, Spring, Summer, Fall | Winter, Spring, Summer, Fall
EPA723 CO2 Rate Limit for NG Cofire - ORIS:6213 | 460 | 8104 | Rate Constraint in lbs/MMBtu | FALSE | L | Annual | Standard CO2 | lb/MMBtu | 174.8101 | 174.8101 | 174.8101 | 174.8101 | 174.8101 | 174.8101 | 174.8101
EPA723 CO2 Rate Limit for NG Cofire - ORIS:6213 | 460 | 8104 | Rate Constraint in lbs/MMBtu | FALSE | L | Annual | Emissions at Affected Plants CO2 | Thousand Tons | 0 | 0 | 0 | 0 | 0 | 0 | 0
EPA723 CO2 Rate Limit for NG Cofire - ORIS:6213 | 460 | 8104 | Rate Constraint in lbs/MMBtu | FALSE | L | Annual | Allowances Purchased CO2 | Thousand Tons | 0 | 0 | 0 | 0 | 0 | 0 | 0
EPA723 CO2 Rate Limit for NG Cofire - ORIS:6213 | 460 | 8104 | Rate Constraint in lbs/MMBtu | FALSE | L | Annual | Allowances Sold CO2 | Thousand Tons | 0 | 0 | 0 | 0 | 0 | 0 | 0
EPA723 CO2 Rate Limit for NG Cofire - ORIS:6213 | 460 | 8104 | Rate Constraint in lbs/MMBtu | FALSE | L | Annual | Allowances Banked | Thousand Tons | 0 | 0 | 0 | 0 | 0 | 0 | 0
EPA723 CO2 Rate Limit for NG Cofire - ORIS:6213 | 460 | 8104 | Rate Constraint in lbs/MMBtu | FALSE | L | Annual | Allowances Withdrawn (1:1) | Thousand Tons | 0 | 0 | 0 | 0 | 0 | 0 | 0
EPA723 CO2 Rate Limit for NG Cofire - ORIS:6213 | 460 | 8104 | Rate Constraint in lbs/MMBtu | FALSE | L | Annual | Allowances Withdrawn (n:1) | Thousand Tons | 0 | 0 | 0 | 0 | 0 | 0 | 0
EPA723 CO2 Rate Limit for NG Cofire - ORIS:6213 | 460 | 8104 | Rate Constraint in lbs/MMBtu | FALSE | L | Annual | Net Emissions Allowance Position | Thousand Tons | 0 | 0 | 0 | 0 | 0 | 0 | 0
EPA723 CO2 Rate Limit for NG Cofire - ORIS:6213 | 460 | 8104 | Rate Constraint in lbs/MMBtu | FALSE | L | Annual | Fuel Consumed | TBtu | 0 | 0 | 0 | 0 | 0 | 0 | 0
EPA723 CO2 Rate Limit for NG Cofire - ORIS:6213 | 460 | 8104 | Rate Constraint in lbs/MMBtu | FALSE | L | Annual | Rate | lb/MMBtu | 0 | 0 | 0 | 0 | 0 | 0 | 0
EPA723 CO2 Rate Limit for NG Cofire - ORIS:6213 | 460 | 8104 | Rate Constraint in lbs/MMBtu | FALSE | L | Annual | Generation | TWh | 0 | 0 | 0 | 0 | 0 | 0 | 0
EPA723 CO2 Rate Limit for NG Cofire - ORIS:6213 | 460 | 8104 | Rate Constraint in lbs/MMBtu | FALSE | L | Annual | Qualifying Generation | TWh | 0 | 0 | 0 | 0 | 0 | 0 | 0
EPA723 CO2 Rate Limit for NG Cofire - ORIS:6213 | 460 | 8104 | Rate Constraint in lbs/MMBtu | FALSE | L | Annual | Rate | lb/MWh | 0 | 0 | 0 | 0 | 0 | 0 | 0
EPA723 CO2 Rate Limit for NG Cofire - ORIS:6213 | 460 | 8104 | Rate Constraint in lbs/MMBtu | FALSE | L | Annual | Constraint Shadow Price | US2022$/Ton | 0 | 0 | 5.9583 | 4.3552 | 108.9811 | 86.7812 | 46.768
EPA723 CO2 Rate Limit for NG Cofire - ORIS:6249 | 461 | 8105 | Rate Constraint in lbs/MMBtu | FALSE | L | Annual | Seasons Included | Seasons |  | Winter, Spring, Summer, Fall | Winter, Spring, Summer, Fall | Winter, Spring, Summer, Fall | Winter, Spring, Summer, Fall | Winter, Spring, Summer, Fall | Winter, Spring, Summer, Fall
EPA723 CO2 Rate Limit for NG Cofire - ORIS:6249 | 461 | 8105 | Rate Constraint in lbs/MMBtu | FALSE | L | Annual | Standard CO2 | lb/MMBtu | 174.578 | 174.578 | 174.578 | 174.578 | 174.578 | 174.578 | 174.578
EPA723 CO2 Rate Limit for NG Cofire - ORIS:6249 | 461 | 8105 | Rate Constraint in lbs/MMBtu | FALSE | L | Annual | Emissions at Affected Plants CO2 | Thousand Tons | 0 | 0 | 0 | 0 | 0 | 0 | 0
EPA723 CO2 Rate Limit for NG Cofire - ORIS:6249 | 461 | 8105 | Rate Constraint in lbs/MMBtu | FALSE | L | Annual | Allowances Purchased CO2 | Thousand Tons | 0 | 0 | 0 | 0 | 0 | 0 | 0
EPA723 CO2 Rate Limit for NG Cofire - ORIS:6249 | 461 | 8105 | Rate Constraint in lbs/MMBtu | FALSE | L | Annual | Allowances Sold CO2 | Thousand Tons | 0 | 0 | 0 | 0 | 0 | 0 | 0
EPA723 CO2 Rate Limit for NG Cofire - ORIS:6249 | 461 | 8105 | Rate Constraint in lbs/MMBtu | FALSE | L | Annual | Allowances Banked | Thousand Tons | 0 | 0 | 0 | 0 | 0 | 0 | 0
EPA723 CO2 Rate Limit for NG Cofire - ORIS:6249 | 461 | 8105 | Rate Constraint in lbs/MMBtu | FALSE | L | Annual | Allowances Withdrawn (1:1) | Thousand Tons | 0 | 0 | 0 | 0 | 0 | 0 | 0
EPA723 CO2 Rate Limit for NG Cofire - ORIS:6249 | 461 | 8105 | Rate Constraint in lbs/MMBtu | FALSE | L | Annual | Allowances Withdrawn (n:1) | Thousand Tons | 0 | 0 | 0 | 0 | 0 | 0 | 0
EPA723 CO2 Rate Limit for NG Cofire - ORIS:6249 | 461 | 8105 | Rate Constraint in lbs/MMBtu | FALSE | L | Annual | Net Emissions Allowance Position | Thousand Tons | 0 | 0 | 0 | 0 | 0 | 0 | 0
EPA723 CO2 Rate Limit for NG Cofire - ORIS:6249 | 461 | 8105 | Rate Constraint in lbs/MMBtu | FALSE | L | Annual | Fuel Consumed | TBtu | 0 | 0 | 0 | 0 | 0 | 0 | 0
EPA723 CO2 Rate Limit for NG Cofire - ORIS:6249 | 461 | 8105 | Rate Constraint in lbs/MMBtu | FALSE | L | Annual | Rate | lb/MMBtu | 0 | 0 | 0 | 0 | 0 | 0 | 0
EPA723 CO2 Rate Limit for NG Cofire - ORIS:6249 | 461 | 8105 | Rate Constraint in lbs/MMBtu | FALSE | L | Annual | Generation | TWh | 0 | 0 | 0 | 0 | 0 | 0 | 0
EPA723 CO2 Rate Limit for NG Cofire - ORIS:6249 | 461 | 8105 | Rate Constraint in lbs/MMBtu | FALSE | L | Annual | Qualifying Generation | TWh | 0 | 0 | 0 | 0 | 0 | 0 | 0
EPA723 CO2 Rate Limit for NG Cofire - ORIS:6249 | 461 | 8105 | Rate Constraint in lbs/MMBtu | FALSE | L | Annual | Rate | lb/MWh | 0 | 0 | 0 | 0 | 0 | 0 | 0
EPA723 CO2 Rate Limit for NG Cofire - ORIS:6249 | 461 | 8105 | Rate Constraint in lbs/MMBtu | FALSE | L | Annual | Constraint Shadow Price | US2022$/Ton | 0 | 26.2783 | 47.6061 | 1541.1905 | 245.9555 | 798.0161 | 343.5463
EPA723 CO2 Rate Limit for NG Cofire - ORIS:6254 | 462 | 8106 | Rate Constraint in lbs/MMBtu | FALSE | L | Annual | Seasons Included | Seasons |  | Winter, Spring, Summer, Fall | Winter, Spring, Summer, Fall | Winter, Spring, Summer, Fall | Winter, Spring, Summer, Fall | Winter, Spring, Summer, Fall | Winter, Spring, Summer, Fall
EPA723 CO2 Rate Limit for NG Cofire - ORIS:6254 | 462 | 8106 | Rate Constraint in lbs/MMBtu | FALSE | L | Annual | Standard CO2 | lb/MMBtu | 175.412 | 175.412 | 175.412 | 175.412 | 175.412 | 175.412 | 175.412
EPA723 CO2 Rate Limit for NG Cofire - ORIS:6254 | 462 | 8106 | Rate Constraint in lbs/MMBtu | FALSE | L | Annual | Emissions at Affected Plants CO2 | Thousand Tons | 0 | 0 | 0 | 0 | 0 | 0 | 0
EPA723 CO2 Rate Limit for NG Cofire - ORIS:6254 | 462 | 8106 | Rate Constraint in lbs/MMBtu | FALSE | L | Annual | Allowances Purchased CO2 | Thousand Tons | 0 | 0 | 0 | 0 | 0 | 0 | 0
EPA723 CO2 Rate Limit for NG Cofire - ORIS:6254 | 462 | 8106 | Rate Constraint in lbs/MMBtu | FALSE | L | Annual | Allowances Sold CO2 | Thousand Tons | 0 | 0 | 0 | 0 | 0 | 0 | 0
EPA723 CO2 Rate Limit for NG Cofire - ORIS:6254 | 462 | 8106 | Rate Constraint in lbs/MMBtu | FALSE | L | Annual | Allowances Banked | Thousand Tons | 0 | 0 | 0 | 0 | 0 | 0 | 0
EPA723 CO2 Rate Limit for NG Cofire - ORIS:6254 | 462 | 8106 | Rate Constraint in lbs/MMBtu | FALSE | L | Annual | Allowances Withdrawn (1:1) | Thousand Tons | 0 | 0 | 0 | 0 | 0 | 0 | 0
EPA723 CO2 Rate Limit for NG Cofire - ORIS:6254 | 462 | 8106 | Rate Constraint in lbs/MMBtu | FALSE | L | Annual | Allowances Withdrawn (n:1) | Thousand Tons | 0 | 0 | 0 | 0 | 0 | 0 | 0
EPA723 CO2 Rate Limit for NG Cofire - ORIS:6254 | 462 | 8106 | Rate Constraint in lbs/MMBtu | FALSE | L | Annual | Net Emissions Allowance Position | Thousand Tons | 0 | 0 | 0 | 0 | 0 | 0 | 0
EPA723 CO2 Rate Limit for NG Cofire - ORIS:6254 | 462 | 8106 | Rate Constraint in lbs/MMBtu | FALSE | L | Annual | Fuel Consumed | TBtu | 0 | 0 | 0 | 0 | 0 | 0 | 0
EPA723 CO2 Rate Limit for NG Cofire - ORIS:6254 | 462 | 8106 | Rate Constraint in lbs/MMBtu | FALSE | L | Annual | Rate | lb/MMBtu | 0 | 0 | 0 | 0 | 0 | 0 | 0
EPA723 CO2 Rate Limit for NG Cofire - ORIS:6254 | 462 | 8106 | Rate Constraint in lbs/MMBtu | FALSE | L | Annual | Generation | TWh | 0 | 0 | 0 | 0 | 0 | 0 | 0
EPA723 CO2 Rate Limit for NG Cofire - ORIS:6254 | 462 | 8106 | Rate Constraint in lbs/MMBtu | FALSE | L | Annual | Qualifying Generation | TWh | 0 | 0 | 0 | 0 | 0 | 0 | 0
EPA723 CO2 Rate Limit for NG Cofire - ORIS:6254 | 462 | 8106 | Rate Constraint in lbs/MMBtu | FALSE | L | Annual | Rate | lb/MWh | 0 | 0 | 0 | 0 | 0 | 0 | 0
EPA723 CO2 Rate Limit for NG Cofire - ORIS:6254 | 462 | 8106 | Rate Constraint in lbs/MMBtu | FALSE | L | Annual | Constraint Shadow Price | US2022$/Ton | 0 | 32.6269 | 39.4368 | 37.7627 | 65.3397 | 79.4971 | 70.824
EPA723 CO2 Rate Limit for NG Cofire - ORIS:6257 | 463 | 8107 | Rate Constraint in lbs/MMBtu | FALSE | L | Annual | Seasons Included | Seasons |  | Winter, Spring, Summer, Fall | Winter, Spring, Summer, Fall | Winter, Spring, Summer, Fall | Winter, Spring, Summer, Fall | Winter, Spring, Summer, Fall | Winter, Spring, Summer, Fall
EPA723 CO2 Rate Limit for NG Cofire - ORIS:6257 | 463 | 8107 | Rate Constraint in lbs/MMBtu | FALSE | L | Annual | Standard CO2 | lb/MMBtu | 176.5228 | 176.5228 | 176.5228 | 176.5228 | 176.5228 | 176.5228 | 176.5228
EPA723 CO2 Rate Limit for NG Cofire - ORIS:6257 | 463 | 8107 | Rate Constraint in lbs/MMBtu | FALSE | L | Annual | Emissions at Affected Plants CO2 | Thousand Tons | 0 | 0 | 0 | 0 | 0 | 0 | 0
EPA723 CO2 Rate Limit for NG Cofire - ORIS:6257 | 463 | 8107 | Rate Constraint in lbs/MMBtu | FALSE | L | Annual | Allowances Purchased CO2 | Thousand Tons | 0 | 0 | 0 | 0 | 0 | 0 | 0
EPA723 CO2 Rate Limit for NG Cofire - ORIS:6257 | 463 | 8107 | Rate Constraint in lbs/MMBtu | FALSE | L | Annual | Allowances Sold CO2 | Thousand Tons | 0 | 0 | 0 | 0 | 0 | 0 | 0
EPA723 CO2 Rate Limit for NG Cofire - ORIS:6257 | 463 | 8107 | Rate Constraint in lbs/MMBtu | FALSE | L | Annual | Allowances Banked | Thousand Tons | 0 | 0 | 0 | 0 | 0 | 0 | 0
EPA723 CO2 Rate Limit for NG Cofire - ORIS:6257 | 463 | 8107 | Rate Constraint in lbs/MMBtu | FALSE | L | Annual | Allowances Withdrawn (1:1) | Thousand Tons | 0 | 0 | 0 | 0 | 0 | 0 | 0
EPA723 CO2 Rate Limit for NG Cofire - ORIS:6257 | 463 | 8107 | Rate Constraint in lbs/MMBtu | FALSE | L | Annual | Allowances Withdrawn (n:1) | Thousand Tons | 0 | 0 | 0 | 0 | 0 | 0 | 0
EPA723 CO2 Rate Limit for NG Cofire - ORIS:6257 | 463 | 8107 | Rate Constraint in lbs/MMBtu | FALSE | L | Annual | Net Emissions Allowance Position | Thousand Tons | 0 | 0 | 0 | 0 | 0 | 0 | 0
EPA723 CO2 Rate Limit for NG Cofire - ORIS:6257 | 463 | 8107 | Rate Constraint in lbs/MMBtu | FALSE | L | Annual | Fuel Consumed | TBtu | 0 | 0 | 0 | 0 | 0 | 0 | 0
EPA723 CO2 Rate Limit for NG Cofire - ORIS:6257 | 463 | 8107 | Rate Constraint in lbs/MMBtu | FALSE | L | Annual | Rate | lb/MMBtu | 0 | 0 | 0 | 0 | 0 | 0 | 0
EPA723 CO2 Rate Limit for NG Cofire - ORIS:6257 | 463 | 8107 | Rate Constraint in lbs/MMBtu | FALSE | L | Annual | Generation | TWh | 0 | 0 | 0 | 0 | 0 | 0 | 0
EPA723 CO2 Rate Limit for NG Cofire - ORIS:6257 | 463 | 8107 | Rate Constraint in lbs/MMBtu | FALSE | L | Annual | Qualifying Generation | TWh | 0 | 0 | 0 | 0 | 0 | 0 | 0
EPA723 CO2 Rate Limit for NG Cofire - ORIS:6257 | 463 | 8107 | Rate Constraint in lbs/MMBtu | FALSE | L | Annual | Rate | lb/MWh | 0 | 0 | 0 | 0 | 0 | 0 | 0
EPA723 CO2 Rate Limit for NG Cofire - ORIS:6257 | 463 | 8107 | Rate Constraint in lbs/MMBtu | FALSE | L | Annual | Constraint Shadow Price | US2022$/Ton | 0 | 14.5931 | 24.935 | 0 | 47.9187 | 21.5273 | 78.9509
EPA723 CO2 Rate Limit for NG Cofire - ORIS:6264 | 464 | 8108 | Rate Constraint in lbs/MMBtu | FALSE | L | Annual | Seasons Included | Seasons |  | Winter, Spring, Summer, Fall | Winter, Spring, Summer, Fall | Winter, Spring, Summer, Fall | Winter, Spring, Summer, Fall | Winter, Spring, Summer, Fall | Winter, Spring, Summer, Fall
EPA723 CO2 Rate Limit for NG Cofire - ORIS:6264 | 464 | 8108 | Rate Constraint in lbs/MMBtu | FALSE | L | Annual | Standard CO2 | lb/MMBtu | 174.8101 | 174.8101 | 174.8101 | 174.8101 | 174.8101 | 174.8101 | 174.8101
EPA723 CO2 Rate Limit for NG Cofire - ORIS:6264 | 464 | 8108 | Rate Constraint in lbs/MMBtu | FALSE | L | Annual | Emissions at Affected Plants CO2 | Thousand Tons | 0 | 0 | 0 | 0 | 0 | 0 | 0
EPA723 CO2 Rate Limit for NG Cofire - ORIS:6264 | 464 | 8108 | Rate Constraint in lbs/MMBtu | FALSE | L | Annual | Allowances Purchased CO2 | Thousand Tons | 0 | 0 | 0 | 0 | 0 | 0 | 0
EPA723 CO2 Rate Limit for NG Cofire - ORIS:6264 | 464 | 8108 | Rate Constraint in lbs/MMBtu | FALSE | L | Annual | Allowances Sold CO2 | Thousand Tons | 0 | 0 | 0 | 0 | 0 | 0 | 0
EPA723 CO2 Rate Limit for NG Cofire - ORIS:6264 | 464 | 8108 | Rate Constraint in lbs/MMBtu | FALSE | L | Annual | Allowances Banked | Thousand Tons | 0 | 0 | 0 | 0 | 0 | 0 | 0
EPA723 CO2 Rate Limit for NG Cofire - ORIS:6264 | 464 | 8108 | Rate Constraint in lbs/MMBtu | FALSE | L | Annual | Allowances Withdrawn (1:1) | Thousand Tons | 0 | 0 | 0 | 0 | 0 | 0 | 0
EPA723 CO2 Rate Limit for NG Cofire - ORIS:6264 | 464 | 8108 | Rate Constraint in lbs/MMBtu | FALSE | L | Annual | Allowances Withdrawn (n:1) | Thousand Tons | 0 | 0 | 0 | 0 | 0 | 0 | 0
EPA723 CO2 Rate Limit for NG Cofire - ORIS:6264 | 464 | 8108 | Rate Constraint in lbs/MMBtu | FALSE | L | Annual | Net Emissions Allowance Position | Thousand Tons | 0 | 0 | 0 | 0 | 0 | 0 | 0
EPA723 CO2 Rate Limit for NG Cofire - ORIS:6264 | 464 | 8108 | Rate Constraint in lbs/MMBtu | FALSE | L | Annual | Fuel Consumed | TBtu | 0 | 0 | 0 | 0 | 0 | 0 | 0
EPA723 CO2 Rate Limit for NG Cofire - ORIS:6264 | 464 | 8108 | Rate Constraint in lbs/MMBtu | FALSE | L | Annual | Rate | lb/MMBtu | 0 | 0 | 0 | 0 | 0 | 0 | 0
EPA723 CO2 Rate Limit for NG Cofire - ORIS:6264 | 464 | 8108 | Rate Constraint in lbs/MMBtu | FALSE | L | Annual | Generation | TWh | 0 | 0 | 0 | 0 | 0 | 0 | 0
EPA723 CO2 Rate Limit for NG Cofire - ORIS:6264 | 464 | 8108 | Rate Constraint in lbs/MMBtu | FALSE | L | Annual | Qualifying Generation | TWh | 0 | 0 | 0 | 0 | 0 | 0 | 0
EPA723 CO2 Rate Limit for NG Cofire - ORIS:6264 | 464 | 8108 | Rate Constraint in lbs/MMBtu | FALSE | L | Annual | Rate | lb/MWh | 0 | 0 | 0 | 0 | 0 | 0 | 0
EPA723 CO2 Rate Limit for NG Cofire - ORIS:6264 | 464 | 8108 | Rate Constraint in lbs/MMBtu | FALSE | L | Annual | Constraint Shadow Price | US2022$/Ton | 0 | 33.4723 | 34.5021 | 36.1951 | 144.6003 | 91.1643 | 121.9278
EPA723 CO2 Rate Limit for NG Cofire - ORIS:628 | 465 | 8030 | Rate Constraint in lbs/MMBtu | FALSE | L | Annual | Seasons Included | Seasons |  | Winter, Spring, Summer, Fall | Winter, Spring, Summer, Fall | Winter, Spring, Summer, Fall | Winter, Spring, Summer, Fall | Winter, Spring, Summer, Fall | Winter, Spring, Summer, Fall
EPA723 CO2 Rate Limit for NG Cofire - ORIS:628 | 465 | 8030 | Rate Constraint in lbs/MMBtu | FALSE | L | Annual | Standard CO2 | lb/MMBtu | 174.8101 | 174.8101 | 174.8101 | 174.8101 | 174.8101 | 174.8101 | 174.8101
EPA723 CO2 Rate Limit for NG Cofire - ORIS:628 | 465 | 8030 | Rate Constraint in lbs/MMBtu | FALSE | L | Annual | Emissions at Affected Plants CO2 | Thousand Tons | 0 | 0 | 0 | 0 | 0 | 0 | 0
EPA723 CO2 Rate Limit for NG Cofire - ORIS:628 | 465 | 8030 | Rate Constraint in lbs/MMBtu | FALSE | L | Annual | Allowances Purchased CO2 | Thousand Tons | 0 | 0 | 0 | 0 | 0 | 0 | 0
EPA723 CO2 Rate Limit for NG Cofire - ORIS:628 | 465 | 8030 | Rate Constraint in lbs/MMBtu | FALSE | L | Annual | Allowances Sold CO2 | Thousand Tons | 0 | 0 | 0 | 0 | 0 | 0 | 0
EPA723 CO2 Rate Limit for NG Cofire - ORIS:628 | 465 | 8030 | Rate Constraint in lbs/MMBtu | FALSE | L | Annual | Allowances Banked | Thousand Tons | 0 | 0 | 0 | 0 | 0 | 0 | 0
EPA723 CO2 Rate Limit for NG Cofire - ORIS:628 | 465 | 8030 | Rate Constraint in lbs/MMBtu | FALSE | L | Annual | Allowances Withdrawn (1:1) | Thousand Tons | 0 | 0 | 0 | 0 | 0 | 0 | 0
EPA723 CO2 Rate Limit for NG Cofire - ORIS:628 | 465 | 8030 | Rate Constraint in lbs/MMBtu | FALSE | L | Annual | Allowances Withdrawn (n:1) | Thousand Tons | 0 | 0 | 0 | 0 | 0 | 0 | 0
EPA723 CO2 Rate Limit for NG Cofire - ORIS:628 | 465 | 8030 | Rate Constraint in lbs/MMBtu | FALSE | L | Annual | Net Emissions Allowance Position | Thousand Tons | 0 | 0 | 0 | 0 | 0 | 0 | 0
EPA723 CO2 Rate Limit for NG Cofire - ORIS:628 | 465 | 8030 | Rate Constraint in lbs/MMBtu | FALSE | L | Annual | Fuel Consumed | TBtu | 0 | 0 | 0 | 0 | 0 | 0 | 0
EPA723 CO2 Rate Limit for NG Cofire - ORIS:628 | 465 | 8030 | Rate Constraint in lbs/MMBtu | FALSE | L | Annual | Rate | lb/MMBtu | 0 | 0 | 0 | 0 | 0 | 0 | 0
EPA723 CO2 Rate Limit for NG Cofire - ORIS:628 | 465 | 8030 | Rate Constraint in lbs/MMBtu | FALSE | L | Annual | Generation | TWh | 0 | 0 | 0 | 0 | 0 | 0 | 0
EPA723 CO2 Rate Limit for NG Cofire - ORIS:628 | 465 | 8030 | Rate Constraint in lbs/MMBtu | FALSE | L | Annual | Qualifying Generation | TWh | 0 | 0 | 0 | 0 | 0 | 0 | 0
EPA723 CO2 Rate Limit for NG Cofire - ORIS:628 | 465 | 8030 | Rate Constraint in lbs/MMBtu | FALSE | L | Annual | Rate | lb/MWh | 0 | 0 | 0 | 0 | 0 | 0 | 0
EPA723 CO2 Rate Limit for NG Cofire - ORIS:628 | 465 | 8030 | Rate Constraint in lbs/MMBtu | FALSE | L | Annual | Constraint Shadow Price | US2022$/Ton | 0 | 22.8929 | 58.796 | 1419.8531 | 200.663 | 774.4027 | 298.0638
EPA723 CO2 Rate Limit for NG Cofire - ORIS:645 | 466 | 8031 | Rate Constraint in lbs/MMBtu | FALSE | L | Annual | Seasons Included | Seasons |  | Winter, Spring, Summer, Fall | Winter, Spring, Summer, Fall | Winter, Spring, Summer, Fall | Winter, Spring, Summer, Fall | Winter, Spring, Summer, Fall | Winter, Spring, Summer, Fall
EPA723 CO2 Rate Limit for NG Cofire - ORIS:645 | 466 | 8031 | Rate Constraint in lbs/MMBtu | FALSE | L | Annual | Standard CO2 | lb/MMBtu | 174.8101 | 174.8101 | 174.8101 | 174.8101 | 174.8101 | 174.8101 | 174.8101
EPA723 CO2 Rate Limit for NG Cofire - ORIS:645 | 466 | 8031 | Rate Constraint in lbs/MMBtu | FALSE | L | Annual | Emissions at Affected Plants CO2 | Thousand Tons | 0 | 0 | 0 | 0 | 0 | 0 | 0
EPA723 CO2 Rate Limit for NG Cofire - ORIS:645 | 466 | 8031 | Rate Constraint in lbs/MMBtu | FALSE | L | Annual | Allowances Purchased CO2 | Thousand Tons | 0 | 0 | 0 | 0 | 0 | 0 | 0
EPA723 CO2 Rate Limit for NG Cofire - ORIS:645 | 466 | 8031 | Rate Constraint in lbs/MMBtu | FALSE | L | Annual | Allowances Sold CO2 | Thousand Tons | 0 | 0 | 0 | 0 | 0 | 0 | 0
EPA723 CO2 Rate Limit for NG Cofire - ORIS:645 | 466 | 8031 | Rate Constraint in lbs/MMBtu | FALSE | L | Annual | Allowances Banked | Thousand Tons | 0 | 0 | 0 | 0 | 0 | 0 | 0
EPA723 CO2 Rate Limit for NG Cofire - ORIS:645 | 466 | 8031 | Rate Constraint in lbs/MMBtu | FALSE | L | Annual | Allowances Withdrawn (1:1) | Thousand Tons | 0 | 0 | 0 | 0 | 0 | 0 | 0
EPA723 CO2 Rate Limit for NG Cofire - ORIS:645 | 466 | 8031 | Rate Constraint in lbs/MMBtu | FALSE | L | Annual | Allowances Withdrawn (n:1) | Thousand Tons | 0 | 0 | 0 | 0 | 0 | 0 | 0
EPA723 CO2 Rate Limit for NG Cofire - ORIS:645 | 466 | 8031 | Rate Constraint in lbs/MMBtu | FALSE | L | Annual | Net Emissions Allowance Position | Thousand Tons | 0 | 0 | 0 | 0 | 0 | 0 | 0
EPA723 CO2 Rate Limit for NG Cofire - ORIS:645 | 466 | 8031 | Rate Constraint in lbs/MMBtu | FALSE | L | Annual | Fuel Consumed | TBtu | 0 | 0 | 0 | 0 | 0 | 0 | 0
EPA723 CO2 Rate Limit for NG Cofire - ORIS:645 | 466 | 8031 | Rate Constraint in lbs/MMBtu | FALSE | L | Annual | Rate | lb/MMBtu | 0 | 0 | 0 | 0 | 0 | 0 | 0
EPA723 CO2 Rate Limit for NG Cofire - ORIS:645 | 466 | 8031 | Rate Constraint in lbs/MMBtu | FALSE | L | Annual | Generation | TWh | 0 | 0 | 0 | 0 | 0 | 0 | 0
EPA723 CO2 Rate Limit for NG Cofire - ORIS:645 | 466 | 8031 | Rate Constraint in lbs/MMBtu | FALSE | L | Annual | Qualifying Generation | TWh | 0 | 0 | 0 | 0 | 0 | 0 | 0
EPA723 CO2 Rate Limit for NG Cofire - ORIS:645 | 466 | 8031 | Rate Constraint in lbs/MMBtu | FALSE | L | Annual | Rate | lb/MWh | 0 | 0 | 0 | 0 | 0 | 0 | 0
EPA723 CO2 Rate Limit for NG Cofire - ORIS:645 | 466 | 8031 | Rate Constraint in lbs/MMBtu | FALSE | L | Annual | Constraint Shadow Price | US2022$/Ton | 0 | 27.5524 | 23.1166 | 0 | 0 | 0 | 0
EPA723 CO2 Rate Limit for NG Cofire - ORIS:6469 | 467 | 8109 | Rate Constraint in lbs/MMBtu | FALSE | L | Annual | Seasons Included | Seasons |  | Winter, Spring, Summer, Fall | Winter, Spring, Summer, Fall | Winter, Spring, Summer, Fall | Winter, Spring, Summer, Fall | Winter, Spring, Summer, Fall | Winter, Spring, Summer, Fall
EPA723 CO2 Rate Limit for NG Cofire - ORIS:6469 | 467 | 8109 | Rate Constraint in lbs/MMBtu | FALSE | L | Annual | Standard CO2 | lb/MMBtu | 176.402 | 176.402 | 176.402 | 176.402 | 176.402 | 176.402 | 176.402
EPA723 CO2 Rate Limit for NG Cofire - ORIS:6469 | 467 | 8109 | Rate Constraint in lbs/MMBtu | FALSE | L | Annual | Emissions at Affected Plants CO2 | Thousand Tons | 0 | 0 | 0 | 0 | 0 | 0 | 0
EPA723 CO2 Rate Limit for NG Cofire - ORIS:6469 | 467 | 8109 | Rate Constraint in lbs/MMBtu | FALSE | L | Annual | Allowances Purchased CO2 | Thousand Tons | 0 | 0 | 0 | 0 | 0 | 0 | 0
EPA723 CO2 Rate Limit for NG Cofire - ORIS:6469 | 467 | 8109 | Rate Constraint in lbs/MMBtu | FALSE | L | Annual | Allowances Sold CO2 | Thousand Tons | 0 | 0 | 0 | 0 | 0 | 0 | 0
EPA723 CO2 Rate Limit for NG Cofire - ORIS:6469 | 467 | 8109 | Rate Constraint in lbs/MMBtu | FALSE | L | Annual | Allowances Banked | Thousand Tons | 0 | 0 | 0 | 0 | 0 | 0 | 0
EPA723 CO2 Rate Limit for NG Cofire - ORIS:6469 | 467 | 8109 | Rate Constraint in lbs/MMBtu | FALSE | L | Annual | Allowances Withdrawn (1:1) | Thousand Tons | 0 | 0 | 0 | 0 | 0 | 0 | 0
EPA723 CO2 Rate Limit for NG Cofire - ORIS:6469 | 467 | 8109 | Rate Constraint in lbs/MMBtu | FALSE | L | Annual | Allowances Withdrawn (n:1) | Thousand Tons | 0 | 0 | 0 | 0 | 0 | 0 | 0
EPA723 CO2 Rate Limit for NG Cofire - ORIS:6469 | 467 | 8109 | Rate Constraint in lbs/MMBtu | FALSE | L | Annual | Net Emissions Allowance Position | Thousand Tons | 0 | 0 | 0 | 0 | 0 | 0 | 0
EPA723 CO2 Rate Limit for NG Cofire - ORIS:6469 | 467 | 8109 | Rate Constraint in lbs/MMBtu | FALSE | L | Annual | Fuel Consumed | TBtu | 0 | 0 | 0 | 0 | 0 | 0 | 0
EPA723 CO2 Rate Limit for NG Cofire - ORIS:6469 | 467 | 8109 | Rate Constraint in lbs/MMBtu | FALSE | L | Annual | Rate | lb/MMBtu | 0 | 0 | 0 | 0 | 0 | 0 | 0
EPA723 CO2 Rate Limit for NG Cofire - ORIS:6469 | 467 | 8109 | Rate Constraint in lbs/MMBtu | FALSE | L | Annual | Generation | TWh | 0 | 0 | 0 | 0 | 0 | 0 | 0
EPA723 CO2 Rate Limit for NG Cofire - ORIS:6469 | 467 | 8109 | Rate Constraint in lbs/MMBtu | FALSE | L | Annual | Qualifying Generation | TWh | 0 | 0 | 0 | 0 | 0 | 0 | 0
EPA723 CO2 Rate Limit for NG Cofire - ORIS:6469 | 467 | 8109 | Rate Constraint in lbs/MMBtu | FALSE | L | Annual | Rate | lb/MWh | 0 | 0 | 0 | 0 | 0 | 0 | 0
EPA723 CO2 Rate Limit for NG Cofire - ORIS:6469 | 467 | 8109 | Rate Constraint in lbs/MMBtu | FALSE | L | Annual | Constraint Shadow Price | US2022$/Ton | 0 | 48.5851 | 39.7413 | 35.284 | 49.7118 | 425.3288 | 105.5686
EPA723 CO2 Rate Limit for NG Cofire - ORIS:6641 | 468 | 8110 | Rate Constraint in lbs/MMBtu | FALSE | L | Annual | Seasons Included | Seasons |  | Winter, Spring, Summer, Fall | Winter, Spring, Summer, Fall | Winter, Spring, Summer, Fall | Winter, Spring, Summer, Fall | Winter, Spring, Summer, Fall | Winter, Spring, Summer, Fall
EPA723 CO2 Rate Limit for NG Cofire - ORIS:6641 | 468 | 8110 | Rate Constraint in lbs/MMBtu | FALSE | L | Annual | Standard CO2 | lb/MMBtu | 175.412 | 175.412 | 175.412 | 175.412 | 175.412 | 175.412 | 175.412
EPA723 CO2 Rate Limit for NG Cofire - ORIS:6641 | 468 | 8110 | Rate Constraint in lbs/MMBtu | FALSE | L | Annual | Emissions at Affected Plants CO2 | Thousand Tons | 0 | 0 | 0 | 0 | 0 | 0 | 0
EPA723 CO2 Rate Limit for NG Cofire - ORIS:6641 | 468 | 8110 | Rate Constraint in lbs/MMBtu | FALSE | L | Annual | Allowances Purchased CO2 | Thousand Tons | 0 | 0 | 0 | 0 | 0 | 0 | 0
EPA723 CO2 Rate Limit for NG Cofire - ORIS:6641 | 468 | 8110 | Rate Constraint in lbs/MMBtu | FALSE | L | Annual | Allowances Sold CO2 | Thousand Tons | 0 | 0 | 0 | 0 | 0 | 0 | 0
EPA723 CO2 Rate Limit for NG Cofire - ORIS:6641 | 468 | 8110 | Rate Constraint in lbs/MMBtu | FALSE | L | Annual | Allowances Banked | Thousand Tons | 0 | 0 | 0 | 0 | 0 | 0 | 0
EPA723 CO2 Rate Limit for NG Cofire - ORIS:6641 | 468 | 8110 | Rate Constraint in lbs/MMBtu | FALSE | L | Annual | Allowances Withdrawn (1:1) | Thousand Tons | 0 | 0 | 0 | 0 | 0 | 0 | 0
EPA723 CO2 Rate Limit for NG Cofire - ORIS:6641 | 468 | 8110 | Rate Constraint in lbs/MMBtu | FALSE | L | Annual | Allowances Withdrawn (n:1) | Thousand Tons | 0 | 0 | 0 | 0 | 0 | 0 | 0
EPA723 CO2 Rate Limit for NG Cofire - ORIS:6641 | 468 | 8110 | Rate Constraint in lbs/MMBtu | FALSE | L | Annual | Net Emissions Allowance Position | Thousand Tons | 0 | 0 | 0 | 0 | 0 | 0 | 0
EPA723 CO2 Rate Limit for NG Cofire - ORIS:6641 | 468 | 8110 | Rate Constraint in lbs/MMBtu | FALSE | L | Annual | Fuel Consumed | TBtu | 0 | 0 | 0 | 0 | 0 | 0 | 0
EPA723 CO2 Rate Limit for NG Cofire - ORIS:6641 | 468 | 8110 | Rate Constraint in lbs/MMBtu | FALSE | L | Annual | Rate | lb/MMBtu | 0 | 0 | 0 | 0 | 0 | 0 | 0
EPA723 CO2 Rate Limit for NG Cofire - ORIS:6641 | 468 | 8110 | Rate Constraint in lbs/MMBtu | FALSE | L | Annual | Generation | TWh | 0 | 0 | 0 | 0 | 0 | 0 | 0
EPA723 CO2 Rate Limit for NG Cofire - ORIS:6641 | 468 | 8110 | Rate Constraint in lbs/MMBtu | FALSE | L | Annual | Qualifying Generation | TWh | 0 | 0 | 0 | 0 | 0 | 0 | 0
EPA723 CO2 Rate Limit for NG Cofire - ORIS:6641 | 468 | 8110 | Rate Constraint in lbs/MMBtu | FALSE | L | Annual | Rate | lb/MWh | 0 | 0 | 0 | 0 | 0 | 0 | 0
EPA723 CO2 Rate Limit for NG Cofire - ORIS:6641 | 468 | 8110 | Rate Constraint in lbs/MMBtu | FALSE | L | Annual | Constraint Shadow Price | US2022$/Ton | 0 | 22.4236 | 63.895 | 157.609 | 144.4082 | 209.0336 | 240.7104
EPA723 CO2 Rate Limit for NG Cofire - ORIS:6664 | 469 | 8111 | Rate Constraint in lbs/MMBtu | FALSE | L | Annual | Seasons Included | Seasons |  | Winter, Spring, Summer, Fall | Winter, Spring, Summer, Fall | Winter, Spring, Summer, Fall | Winter, Spring, Summer, Fall | Winter, Spring, Summer, Fall | Winter, Spring, Summer, Fall
EPA723 CO2 Rate Limit for NG Cofire - ORIS:6664 | 469 | 8111 | Rate Constraint in lbs/MMBtu | FALSE | L | Annual | Standard CO2 | lb/MMBtu | 175.772 | 175.772 | 175.772 | 175.772 | 175.772 | 175.772 | 175.772
EPA723 CO2 Rate Limit for NG Cofire - ORIS:6664 | 469 | 8111 | Rate Constraint in lbs/MMBtu | FALSE | L | Annual | Emissions at Affected Plants CO2 | Thousand Tons | 0 | 0 | 0 | 0 | 0 | 0 | 0
EPA723 CO2 Rate Limit for NG Cofire - ORIS:6664 | 469 | 8111 | Rate Constraint in lbs/MMBtu | FALSE | L | Annual | Allowances Purchased CO2 | Thousand Tons | 0 | 0 | 0 | 0 | 0 | 0 | 0
EPA723 CO2 Rate Limit for NG Cofire - ORIS:6664 | 469 | 8111 | Rate Constraint in lbs/MMBtu | FALSE | L | Annual | Allowances Sold CO2 | Thousand Tons | 0 | 0 | 0 | 0 | 0 | 0 | 0
EPA723 CO2 Rate Limit for NG Cofire - ORIS:6664 | 469 | 8111 | Rate Constraint in lbs/MMBtu | FALSE | L | Annual | Allowances Banked | Thousand Tons | 0 | 0 | 0 | 0 | 0 | 0 | 0
EPA723 CO2 Rate Limit for NG Cofire - ORIS:6664 | 469 | 8111 | Rate Constraint in lbs/MMBtu | FALSE | L | Annual | Allowances Withdrawn (1:1) | Thousand Tons | 0 | 0 | 0 | 0 | 0 | 0 | 0
EPA723 CO2 Rate Limit for NG Cofire - ORIS:6664 | 469 | 8111 | Rate Constraint in lbs/MMBtu | FALSE | L | Annual | Allowances Withdrawn (n:1) | Thousand Tons | 0 | 0 | 0 | 0 | 0 | 0 | 0
EPA723 CO2 Rate Limit for NG Cofire - ORIS:6664 | 469 | 8111 | Rate Constraint in lbs/MMBtu | FALSE | L | Annual | Net Emissions Allowance Position | Thousand Tons | 0 | 0 | 0 | 0 | 0 | 0 | 0
EPA723 CO2 Rate Limit for NG Cofire - ORIS:6664 | 469 | 8111 | Rate Constraint in lbs/MMBtu | FALSE | L | Annual | Fuel Consumed | TBtu | 0 | 0 | 0 | 0 | 0 | 0 | 0
EPA723 CO2 Rate Limit for NG Cofire - ORIS:6664 | 469 | 8111 | Rate Constraint in lbs/MMBtu | FALSE | L | Annual | Rate | lb/MMBtu | 0 | 0 | 0 | 0 | 0 | 0 | 0
EPA723 CO2 Rate Limit for NG Cofire - ORIS:6664 | 469 | 8111 | Rate Constraint in lbs/MMBtu | FALSE | L | Annual | Generation | TWh | 0 | 0 | 0 | 0 | 0 | 0 | 0
EPA723 CO2 Rate Limit for NG Cofire - ORIS:6664 | 469 | 8111 | Rate Constraint in lbs/MMBtu | FALSE | L | Annual | Qualifying Generation | TWh | 0 | 0 | 0 | 0 | 0 | 0 | 0
EPA723 CO2 Rate Limit for NG Cofire - ORIS:6664 | 469 | 8111 | Rate Constraint in lbs/MMBtu | FALSE | L | Annual | Rate | lb/MWh | 0 | 0 | 0 | 0 | 0 | 0 | 0
EPA723 CO2 Rate Limit for NG Cofire - ORIS:6664 | 469 | 8111 | Rate Constraint in lbs/MMBtu | FALSE | L | Annual | Constraint Shadow Price | US2022$/Ton | 0 | 30.7135 | 32.6383 | 32.6258 | 55.5581 | 75.2804 | 97.4297
EPA723 CO2 Rate Limit for NG Cofire - ORIS:667 | 470 | 8032 | Rate Constraint in lbs/MMBtu | FALSE | L | Annual | Seasons Included | Seasons |  | Winter, Spring, Summer, Fall | Winter, Spring, Summer, Fall | Winter, Spring, Summer, Fall | Winter, Spring, Summer, Fall | Winter, Spring, Summer, Fall | Winter, Spring, Summer, Fall
EPA723 CO2 Rate Limit for NG Cofire - ORIS:667 | 470 | 8032 | Rate Constraint in lbs/MMBtu | FALSE | L | Annual | Standard CO2 | lb/MMBtu | 181.91 | 181.91 | 181.91 | 181.91 | 181.91 | 181.91 | 181.91
EPA723 CO2 Rate Limit for NG Cofire - ORIS:667 | 470 | 8032 | Rate Constraint in lbs/MMBtu | FALSE | L | Annual | Emissions at Affected Plants CO2 | Thousand Tons | 0 | 0 | 0 | 0 | 0 | 0 | 0
EPA723 CO2 Rate Limit for NG Cofire - ORIS:667 | 470 | 8032 | Rate Constraint in lbs/MMBtu | FALSE | L | Annual | Allowances Purchased CO2 | Thousand Tons | 0 | 0 | 0 | 0 | 0 | 0 | 0
EPA723 CO2 Rate Limit for NG Cofire - ORIS:667 | 470 | 8032 | Rate Constraint in lbs/MMBtu | FALSE | L | Annual | Allowances Sold CO2 | Thousand Tons | 0 | 0 | 0 | 0 | 0 | 0 | 0
EPA723 CO2 Rate Limit for NG Cofire - ORIS:667 | 470 | 8032 | Rate Constraint in lbs/MMBtu | FALSE | L | Annual | Allowances Banked | Thousand Tons | 0 | 0 | 0 | 0 | 0 | 0 | 0
EPA723 CO2 Rate Limit for NG Cofire - ORIS:667 | 470 | 8032 | Rate Constraint in lbs/MMBtu | FALSE | L | Annual | Allowances Withdrawn (1:1) | Thousand Tons | 0 | 0 | 0 | 0 | 0 | 0 | 0
EPA723 CO2 Rate Limit for NG Cofire - ORIS:667 | 470 | 8032 | Rate Constraint in lbs/MMBtu | FALSE | L | Annual | Allowances Withdrawn (n:1) | Thousand Tons | 0 | 0 | 0 | 0 | 0 | 0 | 0
EPA723 CO2 Rate Limit for NG Cofire - ORIS:667 | 470 | 8032 | Rate Constraint in lbs/MMBtu | FALSE | L | Annual | Net Emissions Allowance Position | Thousand Tons | 0 | 0 | 0 | 0 | 0 | 0 | 0
EPA723 CO2 Rate Limit for NG Cofire - ORIS:667 | 470 | 8032 | Rate Constraint in lbs/MMBtu | FALSE | L | Annual | Fuel Consumed | TBtu | 0 | 0 | 0 | 0 | 0 | 0 | 0
EPA723 CO2 Rate Limit for NG Cofire - ORIS:667 | 470 | 8032 | Rate Constraint in lbs/MMBtu | FALSE | L | Annual | Rate | lb/MMBtu | 0 | 0 | 0 | 0 | 0 | 0 | 0
EPA723 CO2 Rate Limit for NG Cofire - ORIS:667 | 470 | 8032 | Rate Constraint in lbs/MMBtu | FALSE | L | Annual | Generation | TWh | 0 | 0 | 0 | 0 | 0 | 0 | 0
EPA723 CO2 Rate Limit for NG Cofire - ORIS:667 | 470 | 8032 | Rate Constraint in lbs/MMBtu | FALSE | L | Annual | Qualifying Generation | TWh | 0 | 0 | 0 | 0 | 0 | 0 | 0
EPA723 CO2 Rate Limit for NG Cofire - ORIS:667 | 470 | 8032 | Rate Constraint in lbs/MMBtu | FALSE | L | Annual | Rate | lb/MWh | 0 | 0 | 0 | 0 | 0 | 0 | 0
EPA723 CO2 Rate Limit for NG Cofire - ORIS:667 | 470 | 8032 | Rate Constraint in lbs/MMBtu | FALSE | L | Annual | Constraint Shadow Price | US2022$/Ton | 0 | 46.8614 | 34.8681 | 0 | 100.0038 | 144.9854 | 178.1467
EPA723 CO2 Rate Limit for NG Cofire - ORIS:6705 | 471 | 8112 | Rate Constraint in lbs/MMBtu | FALSE | L | Annual | Seasons Included | Seasons |  | Winter, Spring, Summer, Fall | Winter, Spring, Summer, Fall | Winter, Spring, Summer, Fall | Winter, Spring, Summer, Fall | Winter, Spring, Summer, Fall | Winter, Spring, Summer, Fall
EPA723 CO2 Rate Limit for NG Cofire - ORIS:6705 | 471 | 8112 | Rate Constraint in lbs/MMBtu | FALSE | L | Annual | Standard CO2 | lb/MMBtu | 180.3206 | 180.3206 | 180.3206 | 180.3206 | 180.3206 | 180.3206 | 180.3206
EPA723 CO2 Rate Limit for NG Cofire - ORIS:6705 | 471 | 8112 | Rate Constraint in lbs/MMBtu | FALSE | L | Annual | Emissions at Affected Plants CO2 | Thousand Tons | 0 | 0 | 0 | 0 | 0 | 0 | 0
EPA723 CO2 Rate Limit for NG Cofire - ORIS:6705 | 471 | 8112 | Rate Constraint in lbs/MMBtu | FALSE | L | Annual | Allowances Purchased CO2 | Thousand Tons | 0 | 0 | 0 | 0 | 0 | 0 | 0
EPA723 CO2 Rate Limit for NG Cofire - ORIS:6705 | 471 | 8112 | Rate Constraint in lbs/MMBtu | FALSE | L | Annual | Allowances Sold CO2 | Thousand Tons | 0 | 0 | 0 | 0 | 0 | 0 | 0
EPA723 CO2 Rate Limit for NG Cofire - ORIS:6705 | 471 | 8112 | Rate Constraint in lbs/MMBtu | FALSE | L | Annual | Allowances Banked | Thousand Tons | 0 | 0 | 0 | 0 | 0 | 0 | 0
EPA723 CO2 Rate Limit for NG Cofire - ORIS:6705 | 471 | 8112 | Rate Constraint in lbs/MMBtu | FALSE | L | Annual | Allowances Withdrawn (1:1) | Thousand Tons | 0 | 0 | 0 | 0 | 0 | 0 | 0
EPA723 CO2 Rate Limit for NG Cofire - ORIS:6705 | 471 | 8112 | Rate Constraint in lbs/MMBtu | FALSE | L | Annual | Allowances Withdrawn (n:1) | Thousand Tons | 0 | 0 | 0 | 0 | 0 | 0 | 0
EPA723 CO2 Rate Limit for NG Cofire - ORIS:6705 | 471 | 8112 | Rate Constraint in lbs/MMBtu | FALSE | L | Annual | Net Emissions Allowance Position | Thousand Tons | 0 | 0 | 0 | 0 | 0 | 0 | 0
EPA723 CO2 Rate Limit for NG Cofire - ORIS:6705 | 471 | 8112 | Rate Constraint in lbs/MMBtu | FALSE | L | Annual | Fuel Consumed | TBtu | 0 | 0 | 0 | 0 | 0 | 0 | 0
EPA723 CO2 Rate Limit for NG Cofire - ORIS:6705 | 471 | 8112 | Rate Constraint in lbs/MMBtu | FALSE | L | Annual | Rate | lb/MMBtu | 0 | 0 | 0 | 0 | 0 | 0 | 0
EPA723 CO2 Rate Limit for NG Cofire - ORIS:6705 | 471 | 8112 | Rate Constraint in lbs/MMBtu | FALSE | L | Annual | Generation | TWh | 0 | 0 | 0 | 0 | 0 | 0 | 0
EPA723 CO2 Rate Limit for NG Cofire - ORIS:6705 | 471 | 8112 | Rate Constraint in lbs/MMBtu | FALSE | L | Annual | Qualifying Generation | TWh | 0 | 0 | 0 | 0 | 0 | 0 | 0
EPA723 CO2 Rate Limit for NG Cofire - ORIS:6705 | 471 | 8112 | Rate Constraint in lbs/MMBtu | FALSE | L | Annual | Rate | lb/MWh | 0 | 0 | 0 | 0 | 0 | 0 | 0
EPA723 CO2 Rate Limit for NG Cofire - ORIS:6705 | 471 | 8112 | Rate Constraint in lbs/MMBtu | FALSE | L | Annual | Constraint Shadow Price | US2022$/Ton | 0 | 45.6262 | 38.6441 | 15.342 | 21.4647 | 90.8737 | 115.5024
EPA723 CO2 Rate Limit for NG Cofire - ORIS:6768 | 472 | 8113 | Rate Constraint in lbs/MMBtu | FALSE | L | Annual | Seasons Included | Seasons |  | Winter, Spring, Summer, Fall | Winter, Spring, Summer, Fall | Winter, Spring, Summer, Fall | Winter, Spring, Summer, Fall | Winter, Spring, Summer, Fall | Winter, Spring, Summer, Fall
EPA723 CO2 Rate Limit for NG Cofire - ORIS:6768 | 472 | 8113 | Rate Constraint in lbs/MMBtu | FALSE | L | Annual | Standard CO2 | lb/MMBtu | 176.252 | 176.252 | 176.252 | 176.252 | 176.252 | 176.252 | 176.252
EPA723 CO2 Rate Limit for NG Cofire - ORIS:6768 | 472 | 8113 | Rate Constraint in lbs/MMBtu | FALSE | L | Annual | Emissions at Affected Plants CO2 | Thousand Tons | 0 | 0 | 0 | 0 | 0 | 0 | 0
EPA723 CO2 Rate Limit for NG Cofire - ORIS:6768 | 472 | 8113 | Rate Constraint in lbs/MMBtu | FALSE | L | Annual | Allowances Purchased CO2 | Thousand Tons | 0 | 0 | 0 | 0 | 0 | 0 | 0
EPA723 CO2 Rate Limit for NG Cofire - ORIS:6768 | 472 | 8113 | Rate Constraint in lbs/MMBtu | FALSE | L | Annual | Allowances Sold CO2 | Thousand Tons | 0 | 0 | 0 | 0 | 0 | 0 | 0
EPA723 CO2 Rate Limit for NG Cofire - ORIS:6768 | 472 | 8113 | Rate Constraint in lbs/MMBtu | FALSE | L | Annual | Allowances Banked | Thousand Tons | 0 | 0 | 0 | 0 | 0 | 0 | 0
EPA723 CO2 Rate Limit for NG Cofire - ORIS:6768 | 472 | 8113 | Rate Constraint in lbs/MMBtu | FALSE | L | Annual | Allowances Withdrawn (1:1) | Thousand Tons | 0 | 0 | 0 | 0 | 0 | 0 | 0
EPA723 CO2 Rate Limit for NG Cofire - ORIS:6768 | 472 | 8113 | Rate Constraint in lbs/MMBtu | FALSE | L | Annual | Allowances Withdrawn (n:1) | Thousand Tons | 0 | 0 | 0 | 0 | 0 | 0 | 0
EPA723 CO2 Rate Limit for NG Cofire - ORIS:6768 | 472 | 8113 | Rate Constraint in lbs/MMBtu | FALSE | L | Annual | Net Emissions Allowance Position | Thousand Tons | 0 | 0 | 0 | 0 | 0 | 0 | 0
EPA723 CO2 Rate Limit for NG Cofire - ORIS:6768 | 472 | 8113 | Rate Constraint in lbs/MMBtu | FALSE | L | Annual | Fuel Consumed | TBtu | 0 | 0 | 0 | 0 | 0 | 0 | 0
EPA723 CO2 Rate Limit for NG Cofire - ORIS:6768 | 472 | 8113 | Rate Constraint in lbs/MMBtu | FALSE | L | Annual | Rate | lb/MMBtu | 0 | 0 | 0 | 0 | 0 | 0 | 0
EPA723 CO2 Rate Limit for NG Cofire - ORIS:6768 | 472 | 8113 | Rate Constraint in lbs/MMBtu | FALSE | L | Annual | Generation | TWh | 0 | 0 | 0 | 0 | 0 | 0 | 0
EPA723 CO2 Rate Limit for NG Cofire - ORIS:6768 | 472 | 8113 | Rate Constraint in lbs/MMBtu | FALSE | L | Annual | Qualifying Generation | TWh | 0 | 0 | 0 | 0 | 0 | 0 | 0
EPA723 CO2 Rate Limit for NG Cofire - ORIS:6768 | 472 | 8113 | Rate Constraint in lbs/MMBtu | FALSE | L | Annual | Rate | lb/MWh | 0 | 0 | 0 | 0 | 0 | 0 | 0
EPA723 CO2 Rate Limit for NG Cofire - ORIS:6768 | 472 | 8113 | Rate Constraint in lbs/MMBtu | FALSE | L | Annual | Constraint Shadow Price | US2022$/Ton | 0 | 114.472 | 33.7506 | 161.1386 | 81.302 | 347.2681 | 92.2229
EPA723 CO2 Rate Limit for NG Cofire - ORIS:6772 | 473 | 8114 | Rate Constraint in lbs/MMBtu | FALSE | L | Annual | Seasons Included | Seasons |  | Winter, Spring, Summer, Fall | Winter, Spring, Summer, Fall | Winter, Spring, Summer, Fall | Winter, Spring, Summer, Fall | Winter, Spring, Summer, Fall | Winter, Spring, Summer, Fall
EPA723 CO2 Rate Limit for NG Cofire - ORIS:6772 | 473 | 8114 | Rate Constraint in lbs/MMBtu | FALSE | L | Annual | Standard CO2 | lb/MMBtu | 176.252 | 176.252 | 176.252 | 176.252 | 176.252 | 176.252 | 176.252
EPA723 CO2 Rate Limit for NG Cofire - ORIS:6772 | 473 | 8114 | Rate Constraint in lbs/MMBtu | FALSE | L | Annual | Emissions at Affected Plants CO2 | Thousand Tons | 0 | 0 | 0 | 0 | 0 | 0 | 0
EPA723 CO2 Rate Limit for NG Cofire - ORIS:6772 | 473 | 8114 | Rate Constraint in lbs/MMBtu | FALSE | L | Annual | Allowances Purchased CO2 | Thousand Tons | 0 | 0 | 0 | 0 | 0 | 0 | 0
EPA723 CO2 Rate Limit for NG Cofire - ORIS:6772 | 473 | 8114 | Rate Constraint in lbs/MMBtu | FALSE | L | Annual | Allowances Sold CO2 | Thousand Tons | 0 | 0 | 0 | 0 | 0 | 0 | 0
EPA723 CO2 Rate Limit for NG Cofire - ORIS:6772 | 473 | 8114 | Rate Constraint in lbs/MMBtu | FALSE | L | Annual | Allowances Banked | Thousand Tons | 0 | 0 | 0 | 0 | 0 | 0 | 0
EPA723 CO2 Rate Limit for NG Cofire - ORIS:6772 | 473 | 8114 | Rate Constraint in lbs/MMBtu | FALSE | L | Annual | Allowances Withdrawn (1:1) | Thousand Tons | 0 | 0 | 0 | 0 | 0 | 0 | 0
EPA723 CO2 Rate Limit for NG Cofire - ORIS:6772 | 473 | 8114 | Rate Constraint in lbs/MMBtu | FALSE | L | Annual | Allowances Withdrawn (n:1) | Thousand Tons | 0 | 0 | 0 | 0 | 0 | 0 | 0
EPA723 CO2 Rate Limit for NG Cofire - ORIS:6772 | 473 | 8114 | Rate Constraint in lbs/MMBtu | FALSE | L | Annual | Net Emissions Allowance Position | Thousand Tons | 0 | 0 | 0 | 0 | 0 | 0 | 0
EPA723 CO2 Rate Limit for NG Cofire - ORIS:6772 | 473 | 8114 | Rate Constraint in lbs/MMBtu | FALSE | L | Annual | Fuel Consumed | TBtu | 0 | 0 | 0 | 0 | 0 | 0 | 0
EPA723 CO2 Rate Limit for NG Cofire - ORIS:6772 | 473 | 8114 | Rate Constraint in lbs/MMBtu | FALSE | L | Annual | Rate | lb/MMBtu | 0 | 0 | 0 | 0 | 0 | 0 | 0
EPA723 CO2 Rate Limit for NG Cofire - ORIS:6772 | 473 | 8114 | Rate Constraint in lbs/MMBtu | FALSE | L | Annual | Generation | TWh | 0 | 0 | 0 | 0 | 0 | 0 | 0
EPA723 CO2 Rate Limit for NG Cofire - ORIS:6772 | 473 | 8114 | Rate Constraint in lbs/MMBtu | FALSE | L | Annual | Qualifying Generation | TWh | 0 | 0 | 0 | 0 | 0 | 0 | 0
EPA723 CO2 Rate Limit for NG Cofire - ORIS:6772 | 473 | 8114 | Rate Constraint in lbs/MMBtu | FALSE | L | Annual | Rate | lb/MWh | 0 | 0 | 0 | 0 | 0 | 0 | 0
EPA723 CO2 Rate Limit for NG Cofire - ORIS:6772 | 473 | 8114 | Rate Constraint in lbs/MMBtu | FALSE | L | Annual | Constraint Shadow Price | US2022$/Ton | 0 | 157.4278 | 40.5568 | 133.5382 | 35.9537 | 417.1117 | 94.399
EPA723 CO2 Rate Limit for NG Cofire - ORIS:6823 | 474 | 8115 | Rate Constraint in lbs/MMBtu | FALSE | L | Annual | Seasons Included | Seasons |  | Winter, Spring, Summer, Fall | Winter, Spring, Summer, Fall | Winter, Spring, Summer, Fall | Winter, Spring, Summer, Fall | Winter, Spring, Summer, Fall | Winter, Spring, Summer, Fall
EPA723 CO2 Rate Limit for NG Cofire - ORIS:6823 | 474 | 8115 | Rate Constraint in lbs/MMBtu | FALSE | L | Annual | Standard CO2 | lb/MMBtu | 174.8101 | 174.8101 | 174.8101 | 174.8101 | 174.8101 | 174.8101 | 174.8101
EPA723 CO2 Rate Limit for NG Cofire - ORIS:6823 | 474 | 8115 | Rate Constraint in lbs/MMBtu | FALSE | L | Annual | Emissions at Affected Plants CO2 | Thousand Tons | 0 | 0 | 0 | 0 | 0 | 0 | 0
EPA723 CO2 Rate Limit for NG Cofire - ORIS:6823 | 474 | 8115 | Rate Constraint in lbs/MMBtu | FALSE | L | Annual | Allowances Purchased CO2 | Thousand Tons | 0 | 0 | 0 | 0 | 0 | 0 | 0
EPA723 CO2 Rate Limit for NG Cofire - ORIS:6823 | 474 | 8115 | Rate Constraint in lbs/MMBtu | FALSE | L | Annual | Allowances Sold CO2 | Thousand Tons | 0 | 0 | 0 | 0 | 0 | 0 | 0
EPA723 CO2 Rate Limit for NG Cofire - ORIS:6823 | 474 | 8115 | Rate Constraint in lbs/MMBtu | FALSE | L | Annual | Allowances Banked | Thousand Tons | 0 | 0 | 0 | 0 | 0 | 0 | 0
EPA723 CO2 Rate Limit for NG Cofire - ORIS:6823 | 474 | 8115 | Rate Constraint in lbs/MMBtu | FALSE | L | Annual | Allowances Withdrawn (1:1) | Thousand Tons | 0 | 0 | 0 | 0 | 0 | 0 | 0
EPA723 CO2 Rate Limit for NG Cofire - ORIS:6823 | 474 | 8115 | Rate Constraint in lbs/MMBtu | FALSE | L | Annual | Allowances Withdrawn (n:1) | Thousand Tons | 0 | 0 | 0 | 0 | 0 | 0 | 0
EPA723 CO2 Rate Limit for NG Cofire - ORIS:6823 | 474 | 8115 | Rate Constraint in lbs/MMBtu | FALSE | L | Annual | Net Emissions Allowance Position | Thousand Tons | 0 | 0 | 0 | 0 | 0 | 0 | 0
EPA723 CO2 Rate Limit for NG Cofire - ORIS:6823 | 474 | 8115 | Rate Constraint in lbs/MMBtu | FALSE | L | Annual | Fuel Consumed | TBtu | 0 | 0 | 0 | 0 | 0 | 0 | 0
EPA723 CO2 Rate Limit for NG Cofire - ORIS:6823 | 474 | 8115 | Rate Constraint in lbs/MMBtu | FALSE | L | Annual | Rate | lb/MMBtu | 0 | 0 | 0 | 0 | 0 | 0 | 0
EPA723 CO2 Rate Limit for NG Cofire - ORIS:6823 | 474 | 8115 | Rate Constraint in lbs/MMBtu | FALSE | L | Annual | Generation | TWh | 0 | 0 | 0 | 0 | 0 | 0 | 0
EPA723 CO2 Rate Limit for NG Cofire - ORIS:6823 | 474 | 8115 | Rate Constraint in lbs/MMBtu | FALSE | L | Annual | Qualifying Generation | TWh | 0 | 0 | 0 | 0 | 0 | 0 | 0
EPA723 CO2 Rate Limit for NG Cofire - ORIS:6823 | 474 | 8115 | Rate Constraint in lbs/MMBtu | FALSE | L | Annual | Rate | lb/MWh | 0 | 0 | 0 | 0 | 0 | 0 | 0
EPA723 CO2 Rate Limit for NG Cofire - ORIS:6823 | 474 | 8115 | Rate Constraint in lbs/MMBtu | FALSE | L | Annual | Constraint Shadow Price | US2022$/Ton | 0 | 68.8738 | 48.9549 | 34.4603 | 118.372 | 208.7736 | 92.3491
EPA723 CO2 Rate Limit for NG Cofire - ORIS:703 | 475 | 8033 | Rate Constraint in lbs/MMBtu | FALSE | L | Annual | Seasons Included | Seasons |  | Winter, Spring, Summer, Fall | Winter, Spring, Summer, Fall | Winter, Spring, Summer, Fall | Winter, Spring, Summer, Fall | Winter, Spring, Summer, Fall | Winter, Spring, Summer, Fall
EPA723 CO2 Rate Limit for NG Cofire - ORIS:703 | 475 | 8033 | Rate Constraint in lbs/MMBtu | FALSE | L | Annual | Standard CO2 | lb/MMBtu | 174.578 | 174.578 | 174.578 | 174.578 | 174.578 | 174.578 | 174.578
EPA723 CO2 Rate Limit for NG Cofire - ORIS:703 | 475 | 8033 | Rate Constraint in lbs/MMBtu | FALSE | L | Annual | Emissions at Affected Plants CO2 | Thousand Tons | 0 | 0 | 0 | 0 | 0 | 0 | 0
EPA723 CO2 Rate Limit for NG Cofire - ORIS:703 | 475 | 8033 | Rate Constraint in lbs/MMBtu | FALSE | L | Annual | Allowances Purchased CO2 | Thousand Tons | 0 | 0 | 0 | 0 | 0 | 0 | 0
EPA723 CO2 Rate Limit for NG Cofire - ORIS:703 | 475 | 8033 | Rate Constraint in lbs/MMBtu | FALSE | L | Annual | Allowances Sold CO2 | Thousand Tons | 0 | 0 | 0 | 0 | 0 | 0 | 0
EPA723 CO2 Rate Limit for NG Cofire - ORIS:703 | 475 | 8033 | Rate Constraint in lbs/MMBtu | FALSE | L | Annual | Allowances Banked | Thousand Tons | 0 | 0 | 0 | 0 | 0 | 0 | 0
EPA723 CO2 Rate Limit for NG Cofire - ORIS:703 | 475 | 8033 | Rate Constraint in lbs/MMBtu | FALSE | L | Annual | Allowances Withdrawn (1:1) | Thousand Tons | 0 | 0 | 0 | 0 | 0 | 0 | 0
EPA723 CO2 Rate Limit for NG Cofire - ORIS:703 | 475 | 8033 | Rate Constraint in lbs/MMBtu | FALSE | L | Annual | Allowances Withdrawn (n:1) | Thousand Tons | 0 | 0 | 0 | 0 | 0 | 0 | 0
EPA723 CO2 Rate Limit for NG Cofire - ORIS:703 | 475 | 8033 | Rate Constraint in lbs/MMBtu | FALSE | L | Annual | Net Emissions Allowance Position | Thousand Tons | 0 | 0 | 0 | 0 | 0 | 0 | 0
EPA723 CO2 Rate Limit for NG Cofire - ORIS:703 | 475 | 8033 | Rate Constraint in lbs/MMBtu | FALSE | L | Annual | Fuel Consumed | TBtu | 0 | 0 | 0 | 0 | 0 | 0 | 0
EPA723 CO2 Rate Limit for NG Cofire - ORIS:703 | 475 | 8033 | Rate Constraint in lbs/MMBtu | FALSE | L | Annual | Rate | lb/MMBtu | 0 | 0 | 0 | 0 | 0 | 0 | 0
EPA723 CO2 Rate Limit for NG Cofire - ORIS:703 | 475 | 8033 | Rate Constraint in lbs/MMBtu | FALSE | L | Annual | Generation | TWh | 0 | 0 | 0 | 0 | 0 | 0 | 0
EPA723 CO2 Rate Limit for NG Cofire - ORIS:703 | 475 | 8033 | Rate Constraint in lbs/MMBtu | FALSE | L | Annual | Qualifying Generation | TWh | 0 | 0 | 0 | 0 | 0 | 0 | 0
EPA723 CO2 Rate Limit for NG Cofire - ORIS:703 | 475 | 8033 | Rate Constraint in lbs/MMBtu | FALSE | L | Annual | Rate | lb/MWh | 0 | 0 | 0 | 0 | 0 | 0 | 0
EPA723 CO2 Rate Limit for NG Cofire - ORIS:703 | 475 | 8033 | Rate Constraint in lbs/MMBtu | FALSE | L | Annual | Constraint Shadow Price | US2022$/Ton | 0 | 19.4757 | 35.3683 | 0 | 13.3581 | 551.2545 | 58.4222
EPA723 CO2 Rate Limit for NG Cofire - ORIS:7030 | 476 | 8116 | Rate Constraint in lbs/MMBtu | FALSE | L | Annual | Seasons Included | Seasons |  | Winter, Spring, Summer, Fall | Winter, Spring, Summer, Fall | Winter, Spring, Summer, Fall | Winter, Spring, Summer, Fall | Winter, Spring, Summer, Fall | Winter, Spring, Summer, Fall
EPA723 CO2 Rate Limit for NG Cofire - ORIS:7030 | 476 | 8116 | Rate Constraint in lbs/MMBtu | FALSE | L | Annual | Standard CO2 | lb/MMBtu | 178.412 | 178.412 | 178.412 | 178.412 | 178.412 | 178.412 | 178.412
EPA723 CO2 Rate Limit for NG Cofire - ORIS:7030 | 476 | 8116 | Rate Constraint in lbs/MMBtu | FALSE | L | Annual | Emissions at Affected Plants CO2 | Thousand Tons | 0 | 0 | 0 | 0 | 0 | 0 | 0
EPA723 CO2 Rate Limit for NG Cofire - ORIS:7030 | 476 | 8116 | Rate Constraint in lbs/MMBtu | FALSE | L | Annual | Allowances Purchased CO2 | Thousand Tons | 0 | 0 | 0 | 0 | 0 | 0 | 0
EPA723 CO2 Rate Limit for NG Cofire - ORIS:7030 | 476 | 8116 | Rate Constraint in lbs/MMBtu | FALSE | L | Annual | Allowances Sold CO2 | Thousand Tons | 0 | 0 | 0 | 0 | 0 | 0 | 0
EPA723 CO2 Rate Limit for NG Cofire - ORIS:7030 | 476 | 8116 | Rate Constraint in lbs/MMBtu | FALSE | L | Annual | Allowances Banked | Thousand Tons | 0 | 0 | 0 | 0 | 0 | 0 | 0
EPA723 CO2 Rate Limit for NG Cofire - ORIS:7030 | 476 | 8116 | Rate Constraint in lbs/MMBtu | FALSE | L | Annual | Allowances Withdrawn (1:1) | Thousand Tons | 0 | 0 | 0 | 0 | 0 | 0 | 0
EPA723 CO2 Rate Limit for NG Cofire - ORIS:7030 | 476 | 8116 | Rate Constraint in lbs/MMBtu | FALSE | L | Annual | Allowances Withdrawn (n:1) | Thousand Tons | 0 | 0 | 0 | 0 | 0 | 0 | 0
EPA723 CO2 Rate Limit for NG Cofire - ORIS:7030 | 476 | 8116 | Rate Constraint in lbs/MMBtu | FALSE | L | Annual | Net Emissions Allowance Position | Thousand Tons | 0 | 0 | 0 | 0 | 0 | 0 | 0
EPA723 CO2 Rate Limit for NG Cofire - ORIS:7030 | 476 | 8116 | Rate Constraint in lbs/MMBtu | FALSE | L | Annual | Fuel Consumed | TBtu | 0 | 0 | 0 | 0 | 0 | 0 | 0
EPA723 CO2 Rate Limit for NG Cofire - ORIS:7030 | 476 | 8116 | Rate Constraint in lbs/MMBtu | FALSE | L | Annual | Rate | lb/MMBtu | 0 | 0 | 0 | 0 | 0 | 0 | 0
EPA723 CO2 Rate Limit for NG Cofire - ORIS:7030 | 476 | 8116 | Rate Constraint in lbs/MMBtu | FALSE | L | Annual | Generation | TWh | 0 | 0 | 0 | 0 | 0 | 0 | 0
EPA723 CO2 Rate Limit for NG Cofire - ORIS:7030 | 476 | 8116 | Rate Constraint in lbs/MMBtu | FALSE | L | Annual | Qualifying Generation | TWh | 0 | 0 | 0 | 0 | 0 | 0 | 0
EPA723 CO2 Rate Limit for NG Cofire - ORIS:7030 | 476 | 8116 | Rate Constraint in lbs/MMBtu | FALSE | L | Annual | Rate | lb/MWh | 0 | 0 | 0 | 0 | 0 | 0 | 0
EPA723 CO2 Rate Limit for NG Cofire - ORIS:7030 | 476 | 8116 | Rate Constraint in lbs/MMBtu | FALSE | L | Annual | Constraint Shadow Price | US2022$/Ton | 0 | 0 | 0 | 0 | 0 | 0 | 0
EPA723 CO2 Rate Limit for NG Cofire - ORIS:7213 | 477 | 8117 | Rate Constraint in lbs/MMBtu | FALSE | L | Annual | Seasons Included | Seasons |  | Winter, Spring, Summer, Fall | Winter, Spring, Summer, Fall | Winter, Spring, Summer, Fall | Winter, Spring, Summer, Fall | Winter, Spring, Summer, Fall | Winter, Spring, Summer, Fall
EPA723 CO2 Rate Limit for NG Cofire - ORIS:7213 | 477 | 8117 | Rate Constraint in lbs/MMBtu | FALSE | L | Annual | Standard CO2 | lb/MMBtu | 175.1445 | 175.1445 | 175.1445 | 175.1445 | 175.1445 | 175.1445 | 175.1445
EPA723 CO2 Rate Limit for NG Cofire - ORIS:7213 | 477 | 8117 | Rate Constraint in lbs/MMBtu | FALSE | L | Annual | Emissions at Affected Plants CO2 | Thousand Tons | 0 | 0 | 0 | 0 | 0 | 0 | 0
EPA723 CO2 Rate Limit for NG Cofire - ORIS:7213 | 477 | 8117 | Rate Constraint in lbs/MMBtu | FALSE | L | Annual | Allowances Purchased CO2 | Thousand Tons | 0 | 0 | 0 | 0 | 0 | 0 | 0
EPA723 CO2 Rate Limit for NG Cofire - ORIS:7213 | 477 | 8117 | Rate Constraint in lbs/MMBtu | FALSE | L | Annual | Allowances Sold CO2 | Thousand Tons | 0 | 0 | 0 | 0 | 0 | 0 | 0
EPA723 CO2 Rate Limit for NG Cofire - ORIS:7213 | 477 | 8117 | Rate Constraint in lbs/MMBtu | FALSE | L | Annual | Allowances Banked | Thousand Tons | 0 | 0 | 0 | 0 | 0 | 0 | 0
EPA723 CO2 Rate Limit for NG Cofire - ORIS:7213 | 477 | 8117 | Rate Constraint in lbs/MMBtu | FALSE | L | Annual | Allowances Withdrawn (1:1) | Thousand Tons | 0 | 0 | 0 | 0 | 0 | 0 | 0
EPA723 CO2 Rate Limit for NG Cofire - ORIS:7213 | 477 | 8117 | Rate Constraint in lbs/MMBtu | FALSE | L | Annual | Allowances Withdrawn (n:1) | Thousand Tons | 0 | 0 | 0 | 0 | 0 | 0 | 0
EPA723 CO2 Rate Limit for NG Cofire - ORIS:7213 | 477 | 8117 | Rate Constraint in lbs/MMBtu | FALSE | L | Annual | Net Emissions Allowance Position | Thousand Tons | 0 | 0 | 0 | 0 | 0 | 0 | 0
EPA723 CO2 Rate Limit for NG Cofire - ORIS:7213 | 477 | 8117 | Rate Constraint in lbs/MMBtu | FALSE | L | Annual | Fuel Consumed | TBtu | 0 | 0 | 0 | 0 | 0 | 0 | 0
EPA723 CO2 Rate Limit for NG Cofire - ORIS:7213 | 477 | 8117 | Rate Constraint in lbs/MMBtu | FALSE | L | Annual | Rate | lb/MMBtu | 0 | 0 | 0 | 0 | 0 | 0 | 0
EPA723 CO2 Rate Limit for NG Cofire - ORIS:7213 | 477 | 8117 | Rate Constraint in lbs/MMBtu | FALSE | L | Annual | Generation | TWh | 0 | 0 | 0 | 0 | 0 | 0 | 0
EPA723 CO2 Rate Limit for NG Cofire - ORIS:7213 | 477 | 8117 | Rate Constraint in lbs/MMBtu | FALSE | L | Annual | Qualifying Generation | TWh | 0 | 0 | 0 | 0 | 0 | 0 | 0
EPA723 CO2 Rate Limit for NG Cofire - ORIS:7213 | 477 | 8117 | Rate Constraint in lbs/MMBtu | FALSE | L | Annual | Rate | lb/MWh | 0 | 0 | 0 | 0 | 0 | 0 | 0
EPA723 CO2 Rate Limit for NG Cofire - ORIS:7213 | 477 | 8117 | Rate Constraint in lbs/MMBtu | FALSE | L | Annual | Constraint Shadow Price | US2022$/Ton | 0 | 128.1561 | 16.7841 | 9.3421 | 3.462 | 67.4912 | 101.7827
EPA723 CO2 Rate Limit for NG Cofire - ORIS:7343 | 478 | 8118 | Rate Constraint in lbs/MMBtu | FALSE | L | Annual | Seasons Included | Seasons |  | Winter, Spring, Summer, Fall | Winter, Spring, Summer, Fall | Winter, Spring, Summer, Fall | Winter, Spring, Summer, Fall | Winter, Spring, Summer, Fall | Winter, Spring, Summer, Fall
EPA723 CO2 Rate Limit for NG Cofire - ORIS:7343 | 478 | 8118 | Rate Constraint in lbs/MMBtu | FALSE | L | Annual | Standard CO2 | lb/MMBtu | 178.3123 | 178.3123 | 178.3123 | 178.3123 | 178.3123 | 178.3123 | 178.3123
EPA723 CO2 Rate Limit for NG Cofire - ORIS:7343 | 478 | 8118 | Rate Constraint in lbs/MMBtu | FALSE | L | Annual | Emissions at Affected Plants CO2 | Thousand Tons | 0 | 0 | 0 | 0 | 0 | 0 | 0
EPA723 CO2 Rate Limit for NG Cofire - ORIS:7343 | 478 | 8118 | Rate Constraint in lbs/MMBtu | FALSE | L | Annual | Allowances Purchased CO2 | Thousand Tons | 0 | 0 | 0 | 0 | 0 | 0 | 0
EPA723 CO2 Rate Limit for NG Cofire - ORIS:7343 | 478 | 8118 | Rate Constraint in lbs/MMBtu | FALSE | L | Annual | Allowances Sold CO2 | Thousand Tons | 0 | 0 | 0 | 0 | 0 | 0 | 0
EPA723 CO2 Rate Limit for NG Cofire - ORIS:7343 | 478 | 8118 | Rate Constraint in lbs/MMBtu | FALSE | L | Annual | Allowances Banked | Thousand Tons | 0 | 0 | 0 | 0 | 0 | 0 | 0
EPA723 CO2 Rate Limit for NG Cofire - ORIS:7343 | 478 | 8118 | Rate Constraint in lbs/MMBtu | FALSE | L | Annual | Allowances Withdrawn (1:1) | Thousand Tons | 0 | 0 | 0 | 0 | 0 | 0 | 0
EPA723 CO2 Rate Limit for NG Cofire - ORIS:7343 | 478 | 8118 | Rate Constraint in lbs/MMBtu | FALSE | L | Annual | Allowances Withdrawn (n:1) | Thousand Tons | 0 | 0 | 0 | 0 | 0 | 0 | 0
EPA723 CO2 Rate Limit for NG Cofire - ORIS:7343 | 478 | 8118 | Rate Constraint in lbs/MMBtu | FALSE | L | Annual | Net Emissions Allowance Position | Thousand Tons | 0 | 0 | 0 | 0 | 0 | 0 | 0
EPA723 CO2 Rate Limit for NG Cofire - ORIS:7343 | 478 | 8118 | Rate Constraint in lbs/MMBtu | FALSE | L | Annual | Fuel Consumed | TBtu | 0 | 0 | 0 | 0 | 0 | 0 | 0
EPA723 CO2 Rate Limit for NG Cofire - ORIS:7343 | 478 | 8118 | Rate Constraint in lbs/MMBtu | FALSE | L | Annual | Rate | lb/MMBtu | 0 | 0 | 0 | 0 | 0 | 0 | 0
EPA723 CO2 Rate Limit for NG Cofire - ORIS:7343 | 478 | 8118 | Rate Constraint in lbs/MMBtu | FALSE | L | Annual | Generation | TWh | 0 | 0 | 0 | 0 | 0 | 0 | 0
EPA723 CO2 Rate Limit for NG Cofire - ORIS:7343 | 478 | 8118 | Rate Constraint in lbs/MMBtu | FALSE | L | Annual | Qualifying Generation | TWh | 0 | 0 | 0 | 0 | 0 | 0 | 0
EPA723 CO2 Rate Limit for NG Cofire - ORIS:7343 | 478 | 8118 | Rate Constraint in lbs/MMBtu | FALSE | L | Annual | Rate | lb/MWh | 0 | 0 | 0 | 0 | 0 | 0 | 0
EPA723 CO2 Rate Limit for NG Cofire - ORIS:7343 | 478 | 8118 | Rate Constraint in lbs/MMBtu | FALSE | L | Annual | Constraint Shadow Price | US2022$/Ton | 0 | 104.5472 | 50.94 | 59.412 | 36.4911 | 102.0956 | 119.4414
EPA723 CO2 Rate Limit for NG Cofire - ORIS:8042 | 479 | 8119 | Rate Constraint in lbs/MMBtu | FALSE | L | Annual | Seasons Included | Seasons |  | Winter, Spring, Summer, Fall | Winter, Spring, Summer, Fall | Winter, Spring, Summer, Fall | Winter, Spring, Summer, Fall | Winter, Spring, Summer, Fall | Winter, Spring, Summer, Fall
EPA723 CO2 Rate Limit for NG Cofire - ORIS:8042 | 479 | 8119 | Rate Constraint in lbs/MMBtu | FALSE | L | Annual | Standard CO2 | lb/MMBtu | 173.5313 | 173.5313 | 173.5313 | 173.5313 | 173.5313 | 173.5313 | 173.5313
EPA723 CO2 Rate Limit for NG Cofire - ORIS:8042 | 479 | 8119 | Rate Constraint in lbs/MMBtu | FALSE | L | Annual | Emissions at Affected Plants CO2 | Thousand Tons | 0 | 0 | 0 | 0 | 0 | 0 | 0
EPA723 CO2 Rate Limit for NG Cofire - ORIS:8042 | 479 | 8119 | Rate Constraint in lbs/MMBtu | FALSE | L | Annual | Allowances Purchased CO2 | Thousand Tons | 0 | 0 | 0 | 0 | 0 | 0 | 0
EPA723 CO2 Rate Limit for NG Cofire - ORIS:8042 | 479 | 8119 | Rate Constraint in lbs/MMBtu | FALSE | L | Annual | Allowances Sold CO2 | Thousand Tons | 0 | 0 | 0 | 0 | 0 | 0 | 0
EPA723 CO2 Rate Limit for NG Cofire - ORIS:8042 | 479 | 8119 | Rate Constraint in lbs/MMBtu | FALSE | L | Annual | Allowances Banked | Thousand Tons | 0 | 0 | 0 | 0 | 0 | 0 | 0
EPA723 CO2 Rate Limit for NG Cofire - ORIS:8042 | 479 | 8119 | Rate Constraint in lbs/MMBtu | FALSE | L | Annual | Allowances Withdrawn (1:1) | Thousand Tons | 0 | 0 | 0 | 0 | 0 | 0 | 0
EPA723 CO2 Rate Limit for NG Cofire - ORIS:8042 | 479 | 8119 | Rate Constraint in lbs/MMBtu | FALSE | L | Annual | Allowances Withdrawn (n:1) | Thousand Tons | 0 | 0 | 0 | 0 | 0 | 0 | 0
EPA723 CO2 Rate Limit for NG Cofire - ORIS:8042 | 479 | 8119 | Rate Constraint in lbs/MMBtu | FALSE | L | Annual | Net Emissions Allowance Position | Thousand Tons | 0 | 0 | 0 | 0 | 0 | 0 | 0
EPA723 CO2 Rate Limit for NG Cofire - ORIS:8042 | 479 | 8119 | Rate Constraint in lbs/MMBtu | FALSE | L | Annual | Fuel Consumed | TBtu | 0 | 0 | 0 | 0 | 0 | 0 | 0
EPA723 CO2 Rate Limit for NG Cofire - ORIS:8042 | 479 | 8119 | Rate Constraint in lbs/MMBtu | FALSE | L | Annual | Rate | lb/MMBtu | 0 | 0 | 0 | 0 | 0 | 0 | 0
EPA723 CO2 Rate Limit for NG Cofire - ORIS:8042 | 479 | 8119 | Rate Constraint in lbs/MMBtu | FALSE | L | Annual | Generation | TWh | 0 | 0 | 0 | 0 | 0 | 0 | 0
EPA723 CO2 Rate Limit for NG Cofire - ORIS:8042 | 479 | 8119 | Rate Constraint in lbs/MMBtu | FALSE | L | Annual | Qualifying Generation | TWh | 0 | 0 | 0 | 0 | 0 | 0 | 0
EPA723 CO2 Rate Limit for NG Cofire - ORIS:8042 | 479 | 8119 | Rate Constraint in lbs/MMBtu | FALSE | L | Annual | Rate | lb/MWh | 0 | 0 | 0 | 0 | 0 | 0 | 0
EPA723 CO2 Rate Limit for NG Cofire - ORIS:8042 | 479 | 8119 | Rate Constraint in lbs/MMBtu | FALSE | L | Annual | Constraint Shadow Price | US2022$/Ton | 0 | 14.098 | 15.6846 | 21.6214 | 673.5811 | 646.2487 | 62.3443
EPA723 CO2 Rate Limit for NG Cofire - ORIS:8066 | 480 | 8120 | Rate Constraint in lbs/MMBtu | FALSE | L | Annual | Seasons Included | Seasons |  | Winter, Spring, Summer, Fall | Winter, Spring, Summer, Fall | Winter, Spring, Summer, Fall | Winter, Spring, Summer, Fall | Winter, Spring, Summer, Fall | Winter, Spring, Summer, Fall
EPA723 CO2 Rate Limit for NG Cofire - ORIS:8066 | 480 | 8120 | Rate Constraint in lbs/MMBtu | FALSE | L | Annual | Standard CO2 | lb/MMBtu | 176.3616 | 176.3616 | 176.3616 | 176.3616 | 176.3616 | 176.3616 | 176.3616
EPA723 CO2 Rate Limit for NG Cofire - ORIS:8066 | 480 | 8120 | Rate Constraint in lbs/MMBtu | FALSE | L | Annual | Emissions at Affected Plants CO2 | Thousand Tons | 0 | 0 | 0 | 0 | 0 | 0 | 0
EPA723 CO2 Rate Limit for NG Cofire - ORIS:8066 | 480 | 8120 | Rate Constraint in lbs/MMBtu | FALSE | L | Annual | Allowances Purchased CO2 | Thousand Tons | 0 | 0 | 0 | 0 | 0 | 0 | 0
EPA723 CO2 Rate Limit for NG Cofire - ORIS:8066 | 480 | 8120 | Rate Constraint in lbs/MMBtu | FALSE | L | Annual | Allowances Sold CO2 | Thousand Tons | 0 | 0 | 0 | 0 | 0 | 0 | 0
EPA723 CO2 Rate Limit for NG Cofire - ORIS:8066 | 480 | 8120 | Rate Constraint in lbs/MMBtu | FALSE | L | Annual | Allowances Banked | Thousand Tons | 0 | 0 | 0 | 0 | 0 | 0 | 0
EPA723 CO2 Rate Limit for NG Cofire - ORIS:8066 | 480 | 8120 | Rate Constraint in lbs/MMBtu | FALSE | L | Annual | Allowances Withdrawn (1:1) | Thousand Tons | 0 | 0 | 0 | 0 | 0 | 0 | 0
EPA723 CO2 Rate Limit for NG Cofire - ORIS:8066 | 480 | 8120 | Rate Constraint in lbs/MMBtu | FALSE | L | Annual | Allowances Withdrawn (n:1) | Thousand Tons | 0 | 0 | 0 | 0 | 0 | 0 | 0
EPA723 CO2 Rate Limit for NG Cofire - ORIS:8066 | 480 | 8120 | Rate Constraint in lbs/MMBtu | FALSE | L | Annual | Net Emissions Allowance Position | Thousand Tons | 0 | 0 | 0 | 0 | 0 | 0 | 0
EPA723 CO2 Rate Limit for NG Cofire - ORIS:8066 | 480 | 8120 | Rate Constraint in lbs/MMBtu | FALSE | L | Annual | Fuel Consumed | TBtu | 0 | 0 | 0 | 0 | 0 | 0 | 0
EPA723 CO2 Rate Limit for NG Cofire - ORIS:8066 | 480 | 8120 | Rate Constraint in lbs/MMBtu | FALSE | L | Annual | Rate | lb/MMBtu | 0 | 0 | 0 | 0 | 0 | 0 | 0
EPA723 CO2 Rate Limit for NG Cofire - ORIS:8066 | 480 | 8120 | Rate Constraint in lbs/MMBtu | FALSE | L | Annual | Generation | TWh | 0 | 0 | 0 | 0 | 0 | 0 | 0
EPA723 CO2 Rate Limit for NG Cofire - ORIS:8066 | 480 | 8120 | Rate Constraint in lbs/MMBtu | FALSE | L | Annual | Qualifying Generation | TWh | 0 | 0 | 0 | 0 | 0 | 0 | 0
EPA723 CO2 Rate Limit for NG Cofire - ORIS:8066 | 480 | 8120 | Rate Constraint in lbs/MMBtu | FALSE | L | Annual | Rate | lb/MWh | 0 | 0 | 0 | 0 | 0 | 0 | 0
EPA723 CO2 Rate Limit for NG Cofire - ORIS:8066 | 480 | 8120 | Rate Constraint in lbs/MMBtu | FALSE | L | Annual | Constraint Shadow Price | US2022$/Ton | 0 | 49.9008 | 42.1783 | 844.0162 | 552.4499 | 568.2119 | 164.5291
EPA723 CO2 Rate Limit for NG Cofire - ORIS:8069 | 481 | 8121 | Rate Constraint in lbs/MMBtu | FALSE | L | Annual | Seasons Included | Seasons |  | Winter, Spring, Summer, Fall | Winter, Spring, Summer, Fall | Winter, Spring, Summer, Fall | Winter, Spring, Summer, Fall | Winter, Spring, Summer, Fall | Winter, Spring, Summer, Fall
EPA723 CO2 Rate Limit for NG Cofire - ORIS:8069 | 481 | 8121 | Rate Constraint in lbs/MMBtu | FALSE | L | Annual | Standard CO2 | lb/MMBtu | 173.5519 | 173.5519 | 173.5519 | 173.5519 | 173.5519 | 173.5519 | 173.5519
EPA723 CO2 Rate Limit for NG Cofire - ORIS:8069 | 481 | 8121 | Rate Constraint in lbs/MMBtu | FALSE | L | Annual | Emissions at Affected Plants CO2 | Thousand Tons | 0 | 0 | 0 | 0 | 0 | 0 | 0
EPA723 CO2 Rate Limit for NG Cofire - ORIS:8069 | 481 | 8121 | Rate Constraint in lbs/MMBtu | FALSE | L | Annual | Allowances Purchased CO2 | Thousand Tons | 0 | 0 | 0 | 0 | 0 | 0 | 0
EPA723 CO2 Rate Limit for NG Cofire - ORIS:8069 | 481 | 8121 | Rate Constraint in lbs/MMBtu | FALSE | L | Annual | Allowances Sold CO2 | Thousand Tons | 0 | 0 | 0 | 0 | 0 | 0 | 0
EPA723 CO2 Rate Limit for NG Cofire - ORIS:8069 | 481 | 8121 | Rate Constraint in lbs/MMBtu | FALSE | L | Annual | Allowances Banked | Thousand Tons | 0 | 0 | 0 | 0 | 0 | 0 | 0
EPA723 CO2 Rate Limit for NG Cofire - ORIS:8069 | 481 | 8121 | Rate Constraint in lbs/MMBtu | FALSE | L | Annual | Allowances Withdrawn (1:1) | Thousand Tons | 0 | 0 | 0 | 0 | 0 | 0 | 0
EPA723 CO2 Rate Limit for NG Cofire - ORIS:8069 | 481 | 8121 | Rate Constraint in lbs/MMBtu | FALSE | L | Annual | Allowances Withdrawn (n:1) | Thousand Tons | 0 | 0 | 0 | 0 | 0 | 0 | 0
EPA723 CO2 Rate Limit for NG Cofire - ORIS:8069 | 481 | 8121 | Rate Constraint in lbs/MMBtu | FALSE | L | Annual | Net Emissions Allowance Position | Thousand Tons | 0 | 0 | 0 | 0 | 0 | 0 | 0
EPA723 CO2 Rate Limit for NG Cofire - ORIS:8069 | 481 | 8121 | Rate Constraint in lbs/MMBtu | FALSE | L | Annual | Fuel Consumed | TBtu | 0 | 0 | 0 | 0 | 0 | 0 | 0
EPA723 CO2 Rate Limit for NG Cofire - ORIS:8069 | 481 | 8121 | Rate Constraint in lbs/MMBtu | FALSE | L | Annual | Rate | lb/MMBtu | 0 | 0 | 0 | 0 | 0 | 0 | 0
EPA723 CO2 Rate Limit for NG Cofire - ORIS:8069 | 481 | 8121 | Rate Constraint in lbs/MMBtu | FALSE | L | Annual | Generation | TWh | 0 | 0 | 0 | 0 | 0 | 0 | 0
EPA723 CO2 Rate Limit for NG Cofire - ORIS:8069 | 481 | 8121 | Rate Constraint in lbs/MMBtu | FALSE | L | Annual | Qualifying Generation | TWh | 0 | 0 | 0 | 0 | 0 | 0 | 0
EPA723 CO2 Rate Limit for NG Cofire - ORIS:8069 | 481 | 8121 | Rate Constraint in lbs/MMBtu | FALSE | L | Annual | Rate | lb/MWh | 0 | 0 | 0 | 0 | 0 | 0 | 0
EPA723 CO2 Rate Limit for NG Cofire - ORIS:8069 | 481 | 8121 | Rate Constraint in lbs/MMBtu | FALSE | L | Annual | Constraint Shadow Price | US2022$/Ton | 0 | 42.9069 | 107.6335 | 174.7473 | 698.3001 | 645.3516 | 273.2125
EPA723 CO2 Rate Limit for NG Cofire - ORIS:8102 | 482 | 8122 | Rate Constraint in lbs/MMBtu | FALSE | L | Annual | Seasons Included | Seasons |  | Winter, Spring, Summer, Fall | Winter, Spring, Summer, Fall | Winter, Spring, Summer, Fall | Winter, Spring, Summer, Fall | Winter, Spring, Summer, Fall | Winter, Spring, Summer, Fall
EPA723 CO2 Rate Limit for NG Cofire - ORIS:8102 | 482 | 8122 | Rate Constraint in lbs/MMBtu | FALSE | L | Annual | Standard CO2 | lb/MMBtu | 174.8101 | 174.8101 | 174.8101 | 174.8101 | 174.8101 | 174.8101 | 174.8101
EPA723 CO2 Rate Limit for NG Cofire - ORIS:8102 | 482 | 8122 | Rate Constraint in lbs/MMBtu | FALSE | L | Annual | Emissions at Affected Plants CO2 | Thousand Tons | 0 | 0 | 0 | 0 | 0 | 0 | 0
EPA723 CO2 Rate Limit for NG Cofire - ORIS:8102 | 482 | 8122 | Rate Constraint in lbs/MMBtu | FALSE | L | Annual | Allowances Purchased CO2 | Thousand Tons | 0 | 0 | 0 | 0 | 0 | 0 | 0
EPA723 CO2 Rate Limit for NG Cofire - ORIS:8102 | 482 | 8122 | Rate Constraint in lbs/MMBtu | FALSE | L | Annual | Allowances Sold CO2 | Thousand Tons | 0 | 0 | 0 | 0 | 0 | 0 | 0
EPA723 CO2 Rate Limit for NG Cofire - ORIS:8102 | 482 | 8122 | Rate Constraint in lbs/MMBtu | FALSE | L | Annual | Allowances Banked | Thousand Tons | 0 | 0 | 0 | 0 | 0 | 0 | 0
EPA723 CO2 Rate Limit for NG Cofire - ORIS:8102 | 482 | 8122 | Rate Constraint in lbs/MMBtu | FALSE | L | Annual | Allowances Withdrawn (1:1) | Thousand Tons | 0 | 0 | 0 | 0 | 0 | 0 | 0
EPA723 CO2 Rate Limit for NG Cofire - ORIS:8102 | 482 | 8122 | Rate Constraint in lbs/MMBtu | FALSE | L | Annual | Allowances Withdrawn (n:1) | Thousand Tons | 0 | 0 | 0 | 0 | 0 | 0 | 0
EPA723 CO2 Rate Limit for NG Cofire - ORIS:8102 | 482 | 8122 | Rate Constraint in lbs/MMBtu | FALSE | L | Annual | Net Emissions Allowance Position | Thousand Tons | 0 | 0 | 0 | 0 | 0 | 0 | 0
EPA723 CO2 Rate Limit for NG Cofire - ORIS:8102 | 482 | 8122 | Rate Constraint in lbs/MMBtu | FALSE | L | Annual | Fuel Consumed | TBtu | 0 | 0 | 0 | 0 | 0 | 0 | 0
EPA723 CO2 Rate Limit for NG Cofire - ORIS:8102 | 482 | 8122 | Rate Constraint in lbs/MMBtu | FALSE | L | Annual | Rate | lb/MMBtu | 0 | 0 | 0 | 0 | 0 | 0 | 0
EPA723 CO2 Rate Limit for NG Cofire - ORIS:8102 | 482 | 8122 | Rate Constraint in lbs/MMBtu | FALSE | L | Annual | Generation | TWh | 0 | 0 | 0 | 0 | 0 | 0 | 0
EPA723 CO2 Rate Limit for NG Cofire - ORIS:8102 | 482 | 8122 | Rate Constraint in lbs/MMBtu | FALSE | L | Annual | Qualifying Generation | TWh | 0 | 0 | 0 | 0 | 0 | 0 | 0
EPA723 CO2 Rate Limit for NG Cofire - ORIS:8102 | 482 | 8122 | Rate Constraint in lbs/MMBtu | FALSE | L | Annual | Rate | lb/MWh | 0 | 0 | 0 | 0 | 0 | 0 | 0
EPA723 CO2 Rate Limit for NG Cofire - ORIS:8102 | 482 | 8122 | Rate Constraint in lbs/MMBtu | FALSE | L | Annual | Constraint Shadow Price | US2022$/Ton | 0 | 31.4997 | 45.4097 | 25.6066 | 88.9872 | 150.8964 | 116.0943
EPA723 CO2 Rate Limit for NG Cofire - ORIS:8222 | 483 | 8123 | Rate Constraint in lbs/MMBtu | FALSE | L | Annual | Seasons Included | Seasons |  | Winter, Spring, Summer, Fall | Winter, Spring, Summer, Fall | Winter, Spring, Summer, Fall | Winter, Spring, Summer, Fall | Winter, Spring, Summer, Fall | Winter, Spring, Summer, Fall
EPA723 CO2 Rate Limit for NG Cofire - ORIS:8222 | 483 | 8123 | Rate Constraint in lbs/MMBtu | FALSE | L | Annual | Standard CO2 | lb/MMBtu | 176.402 | 176.402 | 176.402 | 176.402 | 176.402 | 176.402 | 176.402
EPA723 CO2 Rate Limit for NG Cofire - ORIS:8222 | 483 | 8123 | Rate Constraint in lbs/MMBtu | FALSE | L | Annual | Emissions at Affected Plants CO2 | Thousand Tons | 0 | 0 | 0 | 0 | 0 | 0 | 0
EPA723 CO2 Rate Limit for NG Cofire - ORIS:8222 | 483 | 8123 | Rate Constraint in lbs/MMBtu | FALSE | L | Annual | Allowances Purchased CO2 | Thousand Tons | 0 | 0 | 0 | 0 | 0 | 0 | 0
EPA723 CO2 Rate Limit for NG Cofire - ORIS:8222 | 483 | 8123 | Rate Constraint in lbs/MMBtu | FALSE | L | Annual | Allowances Sold CO2 | Thousand Tons | 0 | 0 | 0 | 0 | 0 | 0 | 0
EPA723 CO2 Rate Limit for NG Cofire - ORIS:8222 | 483 | 8123 | Rate Constraint in lbs/MMBtu | FALSE | L | Annual | Allowances Banked | Thousand Tons | 0 | 0 | 0 | 0 | 0 | 0 | 0
EPA723 CO2 Rate Limit for NG Cofire - ORIS:8222 | 483 | 8123 | Rate Constraint in lbs/MMBtu | FALSE | L | Annual | Allowances Withdrawn (1:1) | Thousand Tons | 0 | 0 | 0 | 0 | 0 | 0 | 0
EPA723 CO2 Rate Limit for NG Cofire - ORIS:8222 | 483 | 8123 | Rate Constraint in lbs/MMBtu | FALSE | L | Annual | Allowances Withdrawn (n:1) | Thousand Tons | 0 | 0 | 0 | 0 | 0 | 0 | 0
EPA723 CO2 Rate Limit for NG Cofire - ORIS:8222 | 483 | 8123 | Rate Constraint in lbs/MMBtu | FALSE | L | Annual | Net Emissions Allowance Position | Thousand Tons | 0 | 0 | 0 | 0 | 0 | 0 | 0
EPA723 CO2 Rate Limit for NG Cofire - ORIS:8222 | 483 | 8123 | Rate Constraint in lbs/MMBtu | FALSE | L | Annual | Fuel Consumed | TBtu | 0 | 0 | 0 | 0 | 0 | 0 | 0
EPA723 CO2 Rate Limit for NG Cofire - ORIS:8222 | 483 | 8123 | Rate Constraint in lbs/MMBtu | FALSE | L | Annual | Rate | lb/MMBtu | 0 | 0 | 0 | 0 | 0 | 0 | 0
EPA723 CO2 Rate Limit for NG Cofire - ORIS:8222 | 483 | 8123 | Rate Constraint in lbs/MMBtu | FALSE | L | Annual | Generation | TWh | 0 | 0 | 0 | 0 | 0 | 0 | 0
EPA723 CO2 Rate Limit for NG Cofire - ORIS:8222 | 483 | 8123 | Rate Constraint in lbs/MMBtu | FALSE | L | Annual | Qualifying Generation | TWh | 0 | 0 | 0 | 0 | 0 | 0 | 0
EPA723 CO2 Rate Limit for NG Cofire - ORIS:8222 | 483 | 8123 | Rate Constraint in lbs/MMBtu | FALSE | L | Annual | Rate | lb/MWh | 0 | 0 | 0 | 0 | 0 | 0 | 0
EPA723 CO2 Rate Limit for NG Cofire - ORIS:8222 | 483 | 8123 | Rate Constraint in lbs/MMBtu | FALSE | L | Annual | Constraint Shadow Price | US2022$/Ton | 0 | 36.992 | 34.6465 | 0 | 0 | 34.0843 | 54.6907
EPA723 CO2 Rate Limit for NG Cofire - ORIS:8223 | 484 | 8124 | Rate Constraint in lbs/MMBtu | FALSE | L | Annual | Seasons Included | Seasons |  | Winter, Spring, Summer, Fall | Winter, Spring, Summer, Fall | Winter, Spring, Summer, Fall | Winter, Spring, Summer, Fall | Winter, Spring, Summer, Fall | Winter, Spring, Summer, Fall
EPA723 CO2 Rate Limit for NG Cofire - ORIS:8223 | 484 | 8124 | Rate Constraint in lbs/MMBtu | FALSE | L | Annual | Standard CO2 | lb/MMBtu | 176.252 | 176.252 | 176.252 | 176.252 | 176.252 | 176.252 | 176.252
EPA723 CO2 Rate Limit for NG Cofire - ORIS:8223 | 484 | 8124 | Rate Constraint in lbs/MMBtu | FALSE | L | Annual | Emissions at Affected Plants CO2 | Thousand Tons | 0 | 0 | 0 | 0 | 0 | 0 | 0
EPA723 CO2 Rate Limit for NG Cofire - ORIS:8223 | 484 | 8124 | Rate Constraint in lbs/MMBtu | FALSE | L | Annual | Allowances Purchased CO2 | Thousand Tons | 0 | 0 | 0 | 0 | 0 | 0 | 0
EPA723 CO2 Rate Limit for NG Cofire - ORIS:8223 | 484 | 8124 | Rate Constraint in lbs/MMBtu | FALSE | L | Annual | Allowances Sold CO2 | Thousand Tons | 0 | 0 | 0 | 0 | 0 | 0 | 0
EPA723 CO2 Rate Limit for NG Cofire - ORIS:8223 | 484 | 8124 | Rate Constraint in lbs/MMBtu | FALSE | L | Annual | Allowances Banked | Thousand Tons | 0 | 0 | 0 | 0 | 0 | 0 | 0
EPA723 CO2 Rate Limit for NG Cofire - ORIS:8223 | 484 | 8124 | Rate Constraint in lbs/MMBtu | FALSE | L | Annual | Allowances Withdrawn (1:1) | Thousand Tons | 0 | 0 | 0 | 0 | 0 | 0 | 0
EPA723 CO2 Rate Limit for NG Cofire - ORIS:8223 | 484 | 8124 | Rate Constraint in lbs/MMBtu | FALSE | L | Annual | Allowances Withdrawn (n:1) | Thousand Tons | 0 | 0 | 0 | 0 | 0 | 0 | 0
EPA723 CO2 Rate Limit for NG Cofire - ORIS:8223 | 484 | 8124 | Rate Constraint in lbs/MMBtu | FALSE | L | Annual | Net Emissions Allowance Position | Thousand Tons | 0 | 0 | 0 | 0 | 0 | 0 | 0
EPA723 CO2 Rate Limit for NG Cofire - ORIS:8223 | 484 | 8124 | Rate Constraint in lbs/MMBtu | FALSE | L | Annual | Fuel Consumed | TBtu | 0 | 0 | 0 | 0 | 0 | 0 | 0
EPA723 CO2 Rate Limit for NG Cofire - ORIS:8223 | 484 | 8124 | Rate Constraint in lbs/MMBtu | FALSE | L | Annual | Rate | lb/MMBtu | 0 | 0 | 0 | 0 | 0 | 0 | 0
EPA723 CO2 Rate Limit for NG Cofire - ORIS:8223 | 484 | 8124 | Rate Constraint in lbs/MMBtu | FALSE | L | Annual | Generation | TWh | 0 | 0 | 0 | 0 | 0 | 0 | 0
EPA723 CO2 Rate Limit for NG Cofire - ORIS:8223 | 484 | 8124 | Rate Constraint in lbs/MMBtu | FALSE | L | Annual | Qualifying Generation | TWh | 0 | 0 | 0 | 0 | 0 | 0 | 0
EPA723 CO2 Rate Limit for NG Cofire - ORIS:8223 | 484 | 8124 | Rate Constraint in lbs/MMBtu | FALSE | L | Annual | Rate | lb/MWh | 0 | 0 | 0 | 0 | 0 | 0 | 0
EPA723 CO2 Rate Limit for NG Cofire - ORIS:8223 | 484 | 8124 | Rate Constraint in lbs/MMBtu | FALSE | L | Annual | Constraint Shadow Price | US2022$/Ton | 0 | 73.9138 | 68.4876 | 1398.9068 | 25.4521 | 216.925 | 120.1329
EPA723 CO2 Rate Limit for NG Cofire - ORIS:963 | 485 | 8034 | Rate Constraint in lbs/MMBtu | FALSE | L | Annual | Seasons Included | Seasons |  | Winter, Spring, Summer, Fall | Winter, Spring, Summer, Fall | Winter, Spring, Summer, Fall | Winter, Spring, Summer, Fall | Winter, Spring, Summer, Fall | Winter, Spring, Summer, Fall
EPA723 CO2 Rate Limit for NG Cofire - ORIS:963 | 485 | 8034 | Rate Constraint in lbs/MMBtu | FALSE | L | Annual | Standard CO2 | lb/MMBtu | 170.1894 | 170.1894 | 170.1894 | 170.1894 | 170.1894 | 170.1894 | 170.1894
EPA723 CO2 Rate Limit for NG Cofire - ORIS:963 | 485 | 8034 | Rate Constraint in lbs/MMBtu | FALSE | L | Annual | Emissions at Affected Plants CO2 | Thousand Tons | 0 | 0 | 0 | 0 | 0 | 0 | 0
EPA723 CO2 Rate Limit for NG Cofire - ORIS:963 | 485 | 8034 | Rate Constraint in lbs/MMBtu | FALSE | L | Annual | Allowances Purchased CO2 | Thousand Tons | 0 | 0 | 0 | 0 | 0 | 0 | 0
EPA723 CO2 Rate Limit for NG Cofire - ORIS:963 | 485 | 8034 | Rate Constraint in lbs/MMBtu | FALSE | L | Annual | Allowances Sold CO2 | Thousand Tons | 0 | 0 | 0 | 0 | 0 | 0 | 0
EPA723 CO2 Rate Limit for NG Cofire - ORIS:963 | 485 | 8034 | Rate Constraint in lbs/MMBtu | FALSE | L | Annual | Allowances Banked | Thousand Tons | 0 | 0 | 0 | 0 | 0 | 0 | 0
EPA723 CO2 Rate Limit for NG Cofire - ORIS:963 | 485 | 8034 | Rate Constraint in lbs/MMBtu | FALSE | L | Annual | Allowances Withdrawn (1:1) | Thousand Tons | 0 | 0 | 0 | 0 | 0 | 0 | 0
EPA723 CO2 Rate Limit for NG Cofire - ORIS:963 | 485 | 8034 | Rate Constraint in lbs/MMBtu | FALSE | L | Annual | Allowances Withdrawn (n:1) | Thousand Tons | 0 | 0 | 0 | 0 | 0 | 0 | 0
EPA723 CO2 Rate Limit for NG Cofire - ORIS:963 | 485 | 8034 | Rate Constraint in lbs/MMBtu | FALSE | L | Annual | Net Emissions Allowance Position | Thousand Tons | 0 | 0 | 0 | 0 | 0 | 0 | 0
EPA723 CO2 Rate Limit for NG Cofire - ORIS:963 | 485 | 8034 | Rate Constraint in lbs/MMBtu | FALSE | L | Annual | Fuel Consumed | TBtu | 0 | 0 | 0 | 0 | 0 | 0 | 0
EPA723 CO2 Rate Limit for NG Cofire - ORIS:963 | 485 | 8034 | Rate Constraint in lbs/MMBtu | FALSE | L | Annual | Rate | lb/MMBtu | 0 | 0 | 0 | 0 | 0 | 0 | 0
EPA723 CO2 Rate Limit for NG Cofire - ORIS:963 | 485 | 8034 | Rate Constraint in lbs/MMBtu | FALSE | L | Annual | Generation | TWh | 0 | 0 | 0 | 0 | 0 | 0 | 0
EPA723 CO2 Rate Limit for NG Cofire - ORIS:963 | 485 | 8034 | Rate Constraint in lbs/MMBtu | FALSE | L | Annual | Qualifying Generation | TWh | 0 | 0 | 0 | 0 | 0 | 0 | 0
EPA723 CO2 Rate Limit for NG Cofire - ORIS:963 | 485 | 8034 | Rate Constraint in lbs/MMBtu | FALSE | L | Annual | Rate | lb/MWh | 0 | 0 | 0 | 0 | 0 | 0 | 0
EPA723 CO2 Rate Limit for NG Cofire - ORIS:963 | 485 | 8034 | Rate Constraint in lbs/MMBtu | FALSE | L | Annual | Constraint Shadow Price | US2022$/Ton | 0 | 38.9985 | 5.9583 | 2.2064 | 80.883 | 76.5504 | 75.895
EPA723 CO2 Rate Limit for NG Cofire - ORIS:983 | 486 | 8035 | Rate Constraint in lbs/MMBtu | FALSE | L | Annual | Seasons Included | Seasons |  | Winter, Spring, Summer, Fall | Winter, Spring, Summer, Fall | Winter, Spring, Summer, Fall | Winter, Spring, Summer, Fall | Winter, Spring, Summer, Fall | Winter, Spring, Summer, Fall
EPA723 CO2 Rate Limit for NG Cofire - ORIS:983 | 486 | 8035 | Rate Constraint in lbs/MMBtu | FALSE | L | Annual | Standard CO2 | lb/MMBtu | 180.5389 | 180.5389 | 180.5389 | 180.5389 | 180.5389 | 180.5389 | 180.5389
EPA723 CO2 Rate Limit for NG Cofire - ORIS:983 | 486 | 8035 | Rate Constraint in lbs/MMBtu | FALSE | L | Annual | Emissions at Affected Plants CO2 | Thousand Tons | 0 | 0 | 0 | 0 | 0 | 0 | 0
EPA723 CO2 Rate Limit for NG Cofire - ORIS:983 | 486 | 8035 | Rate Constraint in lbs/MMBtu | FALSE | L | Annual | Allowances Purchased CO2 | Thousand Tons | 0 | 0 | 0 | 0 | 0 | 0 | 0
EPA723 CO2 Rate Limit for NG Cofire - ORIS:983 | 486 | 8035 | Rate Constraint in lbs/MMBtu | FALSE | L | Annual | Allowances Sold CO2 | Thousand Tons | 0 | 0 | 0 | 0 | 0 | 0 | 0
EPA723 CO2 Rate Limit for NG Cofire - ORIS:983 | 486 | 8035 | Rate Constraint in lbs/MMBtu | FALSE | L | Annual | Allowances Banked | Thousand Tons | 0 | 0 | 0 | 0 | 0 | 0 | 0
EPA723 CO2 Rate Limit for NG Cofire - ORIS:983 | 486 | 8035 | Rate Constraint in lbs/MMBtu | FALSE | L | Annual | Allowances Withdrawn (1:1) | Thousand Tons | 0 | 0 | 0 | 0 | 0 | 0 | 0
EPA723 CO2 Rate Limit for NG Cofire - ORIS:983 | 486 | 8035 | Rate Constraint in lbs/MMBtu | FALSE | L | Annual | Allowances Withdrawn (n:1) | Thousand Tons | 0 | 0 | 0 | 0 | 0 | 0 | 0
EPA723 CO2 Rate Limit for NG Cofire - ORIS:983 | 486 | 8035 | Rate Constraint in lbs/MMBtu | FALSE | L | Annual | Net Emissions Allowance Position | Thousand Tons | 0 | 0 | 0 | 0 | 0 | 0 | 0
EPA723 CO2 Rate Limit for NG Cofire - ORIS:983 | 486 | 8035 | Rate Constraint in lbs/MMBtu | FALSE | L | Annual | Fuel Consumed | TBtu | 0 | 0 | 0 | 0 | 0 | 0 | 0
EPA723 CO2 Rate Limit for NG Cofire - ORIS:983 | 486 | 8035 | Rate Constraint in lbs/MMBtu | FALSE | L | Annual | Rate | lb/MMBtu | 0 | 0 | 0 | 0 | 0 | 0 | 0
EPA723 CO2 Rate Limit for NG Cofire - ORIS:983 | 486 | 8035 | Rate Constraint in lbs/MMBtu | FALSE | L | Annual | Generation | TWh | 0 | 0 | 0 | 0 | 0 | 0 | 0
EPA723 CO2 Rate Limit for NG Cofire - ORIS:983 | 486 | 8035 | Rate Constraint in lbs/MMBtu | FALSE | L | Annual | Qualifying Generation | TWh | 0 | 0 | 0 | 0 | 0 | 0 | 0
EPA723 CO2 Rate Limit for NG Cofire - ORIS:983 | 486 | 8035 | Rate Constraint in lbs/MMBtu | FALSE | L | Annual | Rate | lb/MWh | 0 | 0 | 0 | 0 | 0 | 0 | 0
EPA723 CO2 Rate Limit for NG Cofire - ORIS:983 | 486 | 8035 | Rate Constraint in lbs/MMBtu | FALSE | L | Annual | Constraint Shadow Price | US2022$/Ton | 0 | 47.3702 | 38.2403 | 37.7738 | 35.7929 | 115.4282 | 145.6626
IL Climate ParentID 1082- CO2 Cap Annual v6.20 | 487 | 7769 | Rate Constraint in MTons | FALSE | L | Annual | Seasons Included | Seasons | Winter, Spring, Summer, Fall | Winter, Spring, Summer, Fall | Winter, Spring, Summer, Fall | Winter, Spring, Summer, Fall | Winter, Spring, Summer, Fall | Winter, Spring, Summer, Fall | Winter, Spring, Summer, Fall
IL Climate ParentID 1082- CO2 Cap Annual v6.20 | 487 | 7769 | Rate Constraint in MTons | FALSE | L | Annual | Standard CO2 | Thousand Tons | NA | NA | 16.0643 | 16.0643 | 16.0643 | 16.0643 | 16.0643
IL Climate ParentID 1082- CO2 Cap Annual v6.20 | 487 | 7769 | Rate Constraint in MTons | FALSE | L | Annual | Emissions at Affected Plants CO2 | Thousand Tons | 0 | 0 | 0.98496 | 0 | 0 | 0 | 0
IL Climate ParentID 1082- CO2 Cap Annual v6.20 | 487 | 7769 | Rate Constraint in MTons | FALSE | L | Annual | Allowances Purchased CO2 | Thousand Tons | 0 | 0 | 0 | 0 | 0 | 0 | 0
IL Climate ParentID 1082- CO2 Cap Annual v6.20 | 487 | 7769 | Rate Constraint in MTons | FALSE | L | Annual | Allowances Sold CO2 | Thousand Tons | 0 | 0 | 0 | 0 | 0 | 0 | 0
IL Climate ParentID 1082- CO2 Cap Annual v6.20 | 487 | 7769 | Rate Constraint in MTons | FALSE | L | Annual | Allowances Banked | Thousand Tons | 0 | 0 | 0 | 0 | 0 | 0 | 0
IL Climate ParentID 1082- CO2 Cap Annual v6.20 | 487 | 7769 | Rate Constraint in MTons | FALSE | L | Annual | Allowances Withdrawn (1:1) | Thousand Tons | 0 | 0 | 0 | 0 | 0 | 0 | 0
IL Climate ParentID 1082- CO2 Cap Annual v6.20 | 487 | 7769 | Rate Constraint in MTons | FALSE | L | Annual | Allowances Withdrawn (n:1) | Thousand Tons | 0 | 0 | 0 | 0 | 0 | 0 | 0
IL Climate ParentID 1082- CO2 Cap Annual v6.20 | 487 | 7769 | Rate Constraint in MTons | FALSE | L | Annual | Net Emissions Allowance Position | Thousand Tons | 0 | 0 | 0.98496 | 0 | 0 | 0 | 0
IL Climate ParentID 1082- CO2 Cap Annual v6.20 | 487 | 7769 | Rate Constraint in MTons | FALSE | L | Annual | Fuel Consumed | TBtu | 0 | 0 | 0.016825 | 0 | 0 | 0 | 0
IL Climate ParentID 1082- CO2 Cap Annual v6.20 | 487 | 7769 | Rate Constraint in MTons | FALSE | L | Annual | Rate | lb/MMBtu | 0 | 0 | 117.08 | 0 | 0 | 0 | 0
IL Climate ParentID 1082- CO2 Cap Annual v6.20 | 487 | 7769 | Rate Constraint in MTons | FALSE | L | Annual | Generation | TWh | 0 | 0 | 0.0014745 | 0 | 0 | 0 | 0
IL Climate ParentID 1082- CO2 Cap Annual v6.20 | 487 | 7769 | Rate Constraint in MTons | FALSE | L | Annual | Qualifying Generation | TWh | 0 | 0 | 0.0014745 | 0 | 0 | 0 | 0
IL Climate ParentID 1082- CO2 Cap Annual v6.20 | 487 | 7769 | Rate Constraint in MTons | FALSE | L | Annual | Rate | lb/MWh | 0 | 0 | 1335.9999 | 0 | 0 | 0 | 0
IL Climate ParentID 1082- CO2 Cap Annual v6.20 | 487 | 7769 | Rate Constraint in MTons | FALSE | L | Annual | Constraint Shadow Price | US2022$/Ton | 0 | 0 | 0 | 0 | 0 | 0 | 0
IL Climate ParentID 1087- CO2 Cap Annual v6.20 | 488 | 7770 | Rate Constraint in MTons | FALSE | L | Annual | Seasons Included | Seasons | Winter, Spring, Summer, Fall | Winter, Spring, Summer, Fall | Winter, Spring, Summer, Fall | Winter, Spring, Summer, Fall | Winter, Spring, Summer, Fall | Winter, Spring, Summer, Fall | Winter, Spring, Summer, Fall
IL Climate ParentID 1087- CO2 Cap Annual v6.20 | 488 | 7770 | Rate Constraint in MTons | FALSE | L | Annual | Standard CO2 | Thousand Tons | NA | NA | 0.84671 | 0.84671 | 0.84671 | 0.84671 | 0.84671
IL Climate ParentID 1087- CO2 Cap Annual v6.20 | 488 | 7770 | Rate Constraint in MTons | FALSE | L | Annual | Emissions at Affected Plants CO2 | Thousand Tons | 0 | 0 | 0.10956 | 0 | 0 | 0 | 0
IL Climate ParentID 1087- CO2 Cap Annual v6.20 | 488 | 7770 | Rate Constraint in MTons | FALSE | L | Annual | Allowances Purchased CO2 | Thousand Tons | 0 | 0 | 0 | 0 | 0 | 0 | 0
IL Climate ParentID 1087- CO2 Cap Annual v6.20 | 488 | 7770 | Rate Constraint in MTons | FALSE | L | Annual | Allowances Sold CO2 | Thousand Tons | 0 | 0 | 0 | 0 | 0 | 0 | 0
IL Climate ParentID 1087- CO2 Cap Annual v6.20 | 488 | 7770 | Rate Constraint in MTons | FALSE | L | Annual | Allowances Banked | Thousand Tons | 0 | 0 | 0 | 0 | 0 | 0 | 0
IL Climate ParentID 1087- CO2 Cap Annual v6.20 | 488 | 7770 | Rate Constraint in MTons | FALSE | L | Annual | Allowances Withdrawn (1:1) | Thousand Tons | 0 | 0 | 0 | 0 | 0 | 0 | 0
IL Climate ParentID 1087- CO2 Cap Annual v6.20 | 488 | 7770 | Rate Constraint in MTons | FALSE | L | Annual | Allowances Withdrawn (n:1) | Thousand Tons | 0 | 0 | 0 | 0 | 0 | 0 | 0
IL Climate ParentID 1087- CO2 Cap Annual v6.20 | 488 | 7770 | Rate Constraint in MTons | FALSE | L | Annual | Net Emissions Allowance Position | Thousand Tons | 0 | 0 | 0.10956 | 0 | 0 | 0 | 0
IL Climate ParentID 1087- CO2 Cap Annual v6.20 | 488 | 7770 | Rate Constraint in MTons | FALSE | L | Annual | Fuel Consumed | TBtu | 0 | 0 | 0.0018716 | 0 | 0 | 0 | 0
IL Climate ParentID 1087- CO2 Cap Annual v6.20 | 488 | 7770 | Rate Constraint in MTons | FALSE | L | Annual | Rate | lb/MMBtu | 0 | 0 | 117.08 | 0 | 0 | 0 | 0
IL Climate ParentID 1087- CO2 Cap Annual v6.20 | 488 | 7770 | Rate Constraint in MTons | FALSE | L | Annual | Generation | TWh | 0 | 0 | 0.00016402 | 0 | 0 | 0 | 0
IL Climate ParentID 1087- CO2 Cap Annual v6.20 | 488 | 7770 | Rate Constraint in MTons | FALSE | L | Annual | Qualifying Generation | TWh | 0 | 0 | 0.00016402 | 0 | 0 | 0 | 0
IL Climate ParentID 1087- CO2 Cap Annual v6.20 | 488 | 7770 | Rate Constraint in MTons | FALSE | L | Annual | Rate | lb/MWh | 0 | 0 | 1335.9999 | 0 | 0 | 0 | 0
IL Climate ParentID 1087- CO2 Cap Annual v6.20 | 488 | 7770 | Rate Constraint in MTons | FALSE | L | Annual | Constraint Shadow Price | US2022$/Ton | 0 | 0 | 0 | 0 | 0 | 0 | 0
IL Climate ParentID 1583- CO2 Cap Annual v6.20 | 489 | 7771 | Rate Constraint in MTons | FALSE | L | Annual | Seasons Included | Seasons | Winter, Spring, Summer, Fall | Winter, Spring, Summer, Fall | Winter, Spring, Summer, Fall | Winter, Spring, Summer, Fall | Winter, Spring, Summer, Fall | Winter, Spring, Summer, Fall | Winter, Spring, Summer, Fall
IL Climate ParentID 1583- CO2 Cap Annual v6.20 | 489 | 7771 | Rate Constraint in MTons | FALSE | L | Annual | Standard CO2 | Thousand Tons | NA | NA | 129.2208 | 129.2208 | 129.2208 | 129.2208 | 129.2208
IL Climate ParentID 1583- CO2 Cap Annual v6.20 | 489 | 7771 | Rate Constraint in MTons | FALSE | L | Annual | Emissions at Affected Plants CO2 | Thousand Tons | 0 | 0 | 129.2208 | 110.6898 | 0 | 0 | 0
IL Climate ParentID 1583- CO2 Cap Annual v6.20 | 489 | 7771 | Rate Constraint in MTons | FALSE | L | Annual | Allowances Purchased CO2 | Thousand Tons | 0 | 0 | 0 | 0 | 0 | 0 | 0
IL Climate ParentID 1583- CO2 Cap Annual v6.20 | 489 | 7771 | Rate Constraint in MTons | FALSE | L | Annual | Allowances Sold CO2 | Thousand Tons | 0 | 0 | 0 | 0 | 0 | 0 | 0
IL Climate ParentID 1583- CO2 Cap Annual v6.20 | 489 | 7771 | Rate Constraint in MTons | FALSE | L | Annual | Allowances Banked | Thousand Tons | 0 | 0 | 0 | 0 | 0 | 0 | 0
IL Climate ParentID 1583- CO2 Cap Annual v6.20 | 489 | 7771 | Rate Constraint in MTons | FALSE | L | Annual | Allowances Withdrawn (1:1) | Thousand Tons | 0 | 0 | 0 | 0 | 0 | 0 | 0
IL Climate ParentID 1583- CO2 Cap Annual v6.20 | 489 | 7771 | Rate Constraint in MTons | FALSE | L | Annual | Allowances Withdrawn (n:1) | Thousand Tons | 0 | 0 | 0 | 0 | 0 | 0 | 0
IL Climate ParentID 1583- CO2 Cap Annual v6.20 | 489 | 7771 | Rate Constraint in MTons | FALSE | L | Annual | Net Emissions Allowance Position | Thousand Tons | 0 | 0 | 129.2208 | 110.6898 | 0 | 0 | 0
IL Climate ParentID 1583- CO2 Cap Annual v6.20 | 489 | 7771 | Rate Constraint in MTons | FALSE | L | Annual | Fuel Consumed | TBtu | 0 | 0 | 2.2074 | 1.8908 | 0 | 0 | 0
IL Climate ParentID 1583- CO2 Cap Annual v6.20 | 489 | 7771 | Rate Constraint in MTons | FALSE | L | Annual | Rate | lb/MMBtu | 0 | 0 | 117.08 | 117.08 | 0 | 0 | 0
IL Climate ParentID 1583- CO2 Cap Annual v6.20 | 489 | 7771 | Rate Constraint in MTons | FALSE | L | Annual | Generation | TWh | 0 | 0 | 0.30094 | 0.25778 | 0 | 0 | 0
IL Climate ParentID 1583- CO2 Cap Annual v6.20 | 489 | 7771 | Rate Constraint in MTons | FALSE | L | Annual | Qualifying Generation | TWh | 0 | 0 | 0.30094 | 0.25778 | 0 | 0 | 0
IL Climate ParentID 1583- CO2 Cap Annual v6.20 | 489 | 7771 | Rate Constraint in MTons | FALSE | L | Annual | Rate | lb/MWh | 0 | 0 | 858.7818 | 858.7818 | 0 | 0 | 0
IL Climate ParentID 1583- CO2 Cap Annual v6.20 | 489 | 7771 | Rate Constraint in MTons | FALSE | L | Annual | Constraint Shadow Price | US2022$/Ton | 0 | 0 | 5.5236 | 0 | 0 | 0 | 0
IL Climate ParentID 1584- CO2 Cap Annual v6.20 | 490 | 7772 | Rate Constraint in MTons | FALSE | L | Annual | Seasons Included | Seasons | Winter, Spring, Summer, Fall | Winter, Spring, Summer, Fall | Winter, Spring, Summer, Fall | Winter, Spring, Summer, Fall | Winter, Spring, Summer, Fall | Winter, Spring, Summer, Fall | Winter, Spring, Summer, Fall
IL Climate ParentID 1584- CO2 Cap Annual v6.20 | 490 | 7772 | Rate Constraint in MTons | FALSE | L | Annual | Standard CO2 | Thousand Tons | NA | NA | 789.6032 | 789.6032 | 789.6032 | 789.6032 | 789.6032
IL Climate ParentID 1584- CO2 Cap Annual v6.20 | 490 | 7772 | Rate Constraint in MTons | FALSE | L | Annual | Emissions at Affected Plants CO2 | Thousand Tons | 0 | 0 | 663.2317 | 392.9558 | 0 | 0 | 0
IL Climate ParentID 1584- CO2 Cap Annual v6.20 | 490 | 7772 | Rate Constraint in MTons | FALSE | L | Annual | Allowances Purchased CO2 | Thousand Tons | 0 | 0 | 0 | 0 | 0 | 0 | 0
IL Climate ParentID 1584- CO2 Cap Annual v6.20 | 490 | 7772 | Rate Constraint in MTons | FALSE | L | Annual | Allowances Sold CO2 | Thousand Tons | 0 | 0 | 0 | 0 | 0 | 0 | 0
IL Climate ParentID 1584- CO2 Cap Annual v6.20 | 490 | 7772 | Rate Constraint in MTons | FALSE | L | Annual | Allowances Banked | Thousand Tons | 0 | 0 | 0 | 0 | 0 | 0 | 0
IL Climate ParentID 1584- CO2 Cap Annual v6.20 | 490 | 7772 | Rate Constraint in MTons | FALSE | L | Annual | Allowances Withdrawn (1:1) | Thousand Tons | 0 | 0 | 0 | 0 | 0 | 0 | 0
IL Climate ParentID 1584- CO2 Cap Annual v6.20 | 490 | 7772 | Rate Constraint in MTons | FALSE | L | Annual | Allowances Withdrawn (n:1) | Thousand Tons | 0 | 0 | 0 | 0 | 0 | 0 | 0
IL Climate ParentID 1584- CO2 Cap Annual v6.20 | 490 | 7772 | Rate Constraint in MTons | FALSE | L | Annual | Net Emissions Allowance Position | Thousand Tons | 0 | 0 | 663.2317 | 392.9558 | 0 | 0 | 0
IL Climate ParentID 1584- CO2 Cap Annual v6.20 | 490 | 7772 | Rate Constraint in MTons | FALSE | L | Annual | Fuel Consumed | TBtu | 0 | 0 | 11.3295 | 6.7126 | 0 | 0 | 0
IL Climate ParentID 1584- CO2 Cap Annual v6.20 | 490 | 7772 | Rate Constraint in MTons | FALSE | L | Annual | Rate | lb/MMBtu | 0 | 0 | 117.08 | 117.08 | 0 | 0 | 0
IL Climate ParentID 1584- CO2 Cap Annual v6.20 | 490 | 7772 | Rate Constraint in MTons | FALSE | L | Annual | Generation | TWh | 0 | 0 | 1.5452 | 0.91552 | 0 | 0 | 0
IL Climate ParentID 1584- CO2 Cap Annual v6.20 | 490 | 7772 | Rate Constraint in MTons | FALSE | L | Annual | Qualifying Generation | TWh | 0 | 0 | 1.5452 | 0.91552 | 0 | 0 | 0
IL Climate ParentID 1584- CO2 Cap Annual v6.20 | 490 | 7772 | Rate Constraint in MTons | FALSE | L | Annual | Rate | lb/MWh | 0 | 0 | 858.4306 | 858.4306 | 0 | 0 | 0
IL Climate ParentID 1584- CO2 Cap Annual v6.20 | 490 | 7772 | Rate Constraint in MTons | FALSE | L | Annual | Constraint Shadow Price | US2022$/Ton | 0 | 0 | 0 | 0 | 0 | 0 | 0
IL Climate ParentID 1585- CO2 Cap Annual v6.20 | 491 | 7773 | Rate Constraint in MTons | FALSE | L | Annual | Seasons Included | Seasons | Winter, Spring, Summer, Fall | Winter, Spring, Summer, Fall | Winter, Spring, Summer, Fall | Winter, Spring, Summer, Fall | Winter, Spring, Summer, Fall | Winter, Spring, Summer, Fall | Winter, Spring, Summer, Fall
IL Climate ParentID 1585- CO2 Cap Annual v6.20 | 491 | 7773 | Rate Constraint in MTons | FALSE | L | Annual | Standard CO2 | Thousand Tons | NA | NA | 122.4545 | 122.4545 | 122.4545 | 122.4545 | 122.4545
IL Climate ParentID 1585- CO2 Cap Annual v6.20 | 491 | 7773 | Rate Constraint in MTons | FALSE | L | Annual | Emissions at Affected Plants CO2 | Thousand Tons | 0 | 0 | 122.4545 | 122.4545 | 0 | 0 | 0
IL Climate ParentID 1585- CO2 Cap Annual v6.20 | 491 | 7773 | Rate Constraint in MTons | FALSE | L | Annual | Allowances Purchased CO2 | Thousand Tons | 0 | 0 | 0 | 0 | 0 | 0 | 0
IL Climate ParentID 1585- CO2 Cap Annual v6.20 | 491 | 7773 | Rate Constraint in MTons | FALSE | L | Annual | Allowances Sold CO2 | Thousand Tons | 0 | 0 | 0 | 0 | 0 | 0 | 0
IL Climate ParentID 1585- CO2 Cap Annual v6.20 | 491 | 7773 | Rate Constraint in MTons | FALSE | L | Annual | Allowances Banked | Thousand Tons | 0 | 0 | 0 | 0 | 0 | 0 | 0
IL Climate ParentID 1585- CO2 Cap Annual v6.20 | 491 | 7773 | Rate Constraint in MTons | FALSE | L | Annual | Allowances Withdrawn (1:1) | Thousand Tons | 0 | 0 | 0 | 0 | 0 | 0 | 0
IL Climate ParentID 1585- CO2 Cap Annual v6.20 | 491 | 7773 | Rate Constraint in MTons | FALSE | L | Annual | Allowances Withdrawn (n:1) | Thousand Tons | 0 | 0 | 0 | 0 | 0 | 0 | 0
IL Climate ParentID 1585- CO2 Cap Annual v6.20 | 491 | 7773 | Rate Constraint in MTons | FALSE | L | Annual | Net Emissions Allowance Position | Thousand Tons | 0 | 0 | 122.4545 | 122.4545 | 0 | 0 | 0
IL Climate ParentID 1585- CO2 Cap Annual v6.20 | 491 | 7773 | Rate Constraint in MTons | FALSE | L | Annual | Fuel Consumed | TBtu | 0 | 0 | 2.0918 | 2.0918 | 0 | 0 | 0
IL Climate ParentID 1585- CO2 Cap Annual v6.20 | 491 | 7773 | Rate Constraint in MTons | FALSE | L | Annual | Rate | lb/MMBtu | 0 | 0 | 117.08 | 117.08 | 0 | 0 | 0
IL Climate ParentID 1585- CO2 Cap Annual v6.20 | 491 | 7773 | Rate Constraint in MTons | FALSE | L | Annual | Generation | TWh | 0 | 0 | 0.28518 | 0.28518 | 0 | 0 | 0
IL Climate ParentID 1585- CO2 Cap Annual v6.20 | 491 | 7773 | Rate Constraint in MTons | FALSE | L | Annual | Qualifying Generation | TWh | 0 | 0 | 0.28518 | 0.28518 | 0 | 0 | 0
IL Climate ParentID 1585- CO2 Cap Annual v6.20 | 491 | 7773 | Rate Constraint in MTons | FALSE | L | Annual | Rate | lb/MWh | 0 | 0 | 858.7818 | 858.7818 | 0 | 0 | 0
IL Climate ParentID 1585- CO2 Cap Annual v6.20 | 491 | 7773 | Rate Constraint in MTons | FALSE | L | Annual | Constraint Shadow Price | US2022$/Ton | 0 | 0 | 13.277 | 1.4026 | 0 | 0 | 0
IL Climate ParentID 1586- CO2 Cap Annual v6.20 | 492 | 7774 | Rate Constraint in MTons | FALSE | L | Annual | Seasons Included | Seasons | Winter, Spring, Summer, Fall | Winter, Spring, Summer, Fall | Winter, Spring, Summer, Fall | Winter, Spring, Summer, Fall | Winter, Spring, Summer, Fall | Winter, Spring, Summer, Fall | Winter, Spring, Summer, Fall
IL Climate ParentID 1586- CO2 Cap Annual v6.20 | 492 | 7774 | Rate Constraint in MTons | FALSE | L | Annual | Standard CO2 | Thousand Tons | NA | NA | 1517.1052 | 1517.1052 | 1517.1052 | 1517.1052 | 1517.1052
IL Climate ParentID 1586- CO2 Cap Annual v6.20 | 492 | 7774 | Rate Constraint in MTons | FALSE | L | Annual | Emissions at Affected Plants CO2 | Thousand Tons | 0 | 0 | 1272.348 | 768.1528 | 0 | 0 | 0
IL Climate ParentID 1586- CO2 Cap Annual v6.20 | 492 | 7774 | Rate Constraint in MTons | FALSE | L | Annual | Allowances Purchased CO2 | Thousand Tons | 0 | 0 | 0 | 0 | 0 | 0 | 0
IL Climate ParentID 1586- CO2 Cap Annual v6.20 | 492 | 7774 | Rate Constraint in MTons | FALSE | L | Annual | Allowances Sold CO2 | Thousand Tons | 0 | 0 | 0 | 0 | 0 | 0 | 0
IL Climate ParentID 1586- CO2 Cap Annual v6.20 | 492 | 7774 | Rate Constraint in MTons | FALSE | L | Annual | Allowances Banked | Thousand Tons | 0 | 0 | 0 | 0 | 0 | 0 | 0
IL Climate ParentID 1586- CO2 Cap Annual v6.20 | 492 | 7774 | Rate Constraint in MTons | FALSE | L | Annual | Allowances Withdrawn (1:1) | Thousand Tons | 0 | 0 | 0 | 0 | 0 | 0 | 0
IL Climate ParentID 1586- CO2 Cap Annual v6.20 | 492 | 7774 | Rate Constraint in MTons | FALSE | L | Annual | Allowances Withdrawn (n:1) | Thousand Tons | 0 | 0 | 0 | 0 | 0 | 0 | 0
IL Climate ParentID 1586- CO2 Cap Annual v6.20 | 492 | 7774 | Rate Constraint in MTons | FALSE | L | Annual | Net Emissions Allowance Position | Thousand Tons | 0 | 0 | 1272.348 | 768.1528 | 0 | 0 | 0
IL Climate ParentID 1586- CO2 Cap Annual v6.20 | 492 | 7774 | Rate Constraint in MTons | FALSE | L | Annual | Fuel Consumed | TBtu | 0 | 0 | 21.7347 | 13.1218 | 0 | 0 | 0
IL Climate ParentID 1586- CO2 Cap Annual v6.20 | 492 | 7774 | Rate Constraint in MTons | FALSE | L | Annual | Rate | lb/MMBtu | 0 | 0 | 117.08 | 117.08 | 0 | 0 | 0
IL Climate ParentID 1586- CO2 Cap Annual v6.20 | 492 | 7774 | Rate Constraint in MTons | FALSE | L | Annual | Generation | TWh | 0 | 0 | 2.8856 | 1.7421 | 0 | 0 | 0
IL Climate ParentID 1586- CO2 Cap Annual v6.20 | 492 | 7774 | Rate Constraint in MTons | FALSE | L | Annual | Qualifying Generation | TWh | 0 | 0 | 2.8856 | 1.7421 | 0 | 0 | 0
IL Climate ParentID 1586- CO2 Cap Annual v6.20 | 492 | 7774 | Rate Constraint in MTons | FALSE | L | Annual | Rate | lb/MWh | 0 | 0 | 881.8466 | 881.8466 | 0 | 0 | 0
IL Climate ParentID 1586- CO2 Cap Annual v6.20 | 492 | 7774 | Rate Constraint in MTons | FALSE | L | Annual | Constraint Shadow Price | US2022$/Ton | 0 | 0 | 0 | 0 | 0 | 0 | 0
IL Climate ParentID 1706- CO2 Cap Annual v6.20 | 493 | 7775 | Rate Constraint in MTons | FALSE | L | Annual | Seasons Included | Seasons | Winter, Spring, Summer, Fall | Winter, Spring, Summer, Fall | Winter, Spring, Summer, Fall | Winter, Spring, Summer, Fall | Winter, Spring, Summer, Fall | Winter, Spring, Summer, Fall | Winter, Spring, Summer, Fall
IL Climate ParentID 1706- CO2 Cap Annual v6.20 | 493 | 7775 | Rate Constraint in MTons | FALSE | L | Annual | Standard CO2 | Thousand Tons | NA | NA | 336.292 | 336.292 | 336.292 | 336.292 | 336.292
IL Climate ParentID 1706- CO2 Cap Annual v6.20 | 493 | 7775 | Rate Constraint in MTons | FALSE | L | Annual | Emissions at Affected Plants CO2 | Thousand Tons | 0 | 0 | 336.292 | 186.4236 | 0 | 0 | 0
IL Climate ParentID 1706- CO2 Cap Annual v6.20 | 493 | 7775 | Rate Constraint in MTons | FALSE | L | Annual | Allowances Purchased CO2 | Thousand Tons | 0 | 0 | 0 | 0 | 0 | 0 | 0
IL Climate ParentID 1706- CO2 Cap Annual v6.20 | 493 | 7775 | Rate Constraint in MTons | FALSE | L | Annual | Allowances Sold CO2 | Thousand Tons | 0 | 0 | 0 | 0 | 0 | 0 | 0
IL Climate ParentID 1706- CO2 Cap Annual v6.20 | 493 | 7775 | Rate Constraint in MTons | FALSE | L | Annual | Allowances Banked | Thousand Tons | 0 | 0 | 0 | 0 | 0 | 0 | 0
IL Climate ParentID 1706- CO2 Cap Annual v6.20 | 493 | 7775 | Rate Constraint in MTons | FALSE | L | Annual | Allowances Withdrawn (1:1) | Thousand Tons | 0 | 0 | 0 | 0 | 0 | 0 | 0
IL Climate ParentID 1706- CO2 Cap Annual v6.20 | 493 | 7775 | Rate Constraint in MTons | FALSE | L | Annual | Allowances Withdrawn (n:1) | Thousand Tons | 0 | 0 | 0 | 0 | 0 | 0 | 0
IL Climate ParentID 1706- CO2 Cap Annual v6.20 | 493 | 7775 | Rate Constraint in MTons | FALSE | L | Annual | Net Emissions Allowance Position | Thousand Tons | 0 | 0 | 336.292 | 186.4236 | 0 | 0 | 0
IL Climate ParentID 1706- CO2 Cap Annual v6.20 | 493 | 7775 | Rate Constraint in MTons | FALSE | L | Annual | Fuel Consumed | TBtu | 0 | 0 | 5.7447 | 3.1846 | 0 | 0 | 0
IL Climate ParentID 1706- CO2 Cap Annual v6.20 | 493 | 7775 | Rate Constraint in MTons | FALSE | L | Annual | Rate | lb/MMBtu | 0 | 0 | 117.08 | 117.08 | 0 | 0 | 0
IL Climate ParentID 1706- CO2 Cap Annual v6.20 | 493 | 7775 | Rate Constraint in MTons | FALSE | L | Annual | Generation | TWh | 0 | 0 | 0.74761 | 0.41444 | 0 | 0 | 0
IL Climate ParentID 1706- CO2 Cap Annual v6.20 | 493 | 7775 | Rate Constraint in MTons | FALSE | L | Annual | Qualifying Generation | TWh | 0 | 0 | 0.74761 | 0.41444 | 0 | 0 | 0
IL Climate ParentID 1706- CO2 Cap Annual v6.20 | 493 | 7775 | Rate Constraint in MTons | FALSE | L | Annual | Rate | lb/MWh | 0 | 0 | 899.6427 | 899.6427 | 0 | 0 | 0
IL Climate ParentID 1706- CO2 Cap Annual v6.20 | 493 | 7775 | Rate Constraint in MTons | FALSE | L | Annual | Constraint Shadow Price | US2022$/Ton | 0 | 0 | 8.1302 | 0 | 0 | 0 | 0
IL Climate ParentID 1707- CO2 Cap Annual v6.20 | 494 | 7776 | Rate Constraint in MTons | FALSE | L | Annual | Seasons Included | Seasons | Winter, Spring, Summer, Fall | Winter, Spring, Summer, Fall | Winter, Spring, Summer, Fall | Winter, Spring, Summer, Fall | Winter, Spring, Summer, Fall | Winter, Spring, Summer, Fall | Winter, Spring, Summer, Fall
IL Climate ParentID 1707- CO2 Cap Annual v6.20 | 494 | 7776 | Rate Constraint in MTons | FALSE | L | Annual | Standard CO2 | Thousand Tons | NA | NA | 246.9432 | 246.9432 | 246.9432 | 246.9432 | 246.9432
IL Climate ParentID 1707- CO2 Cap Annual v6.20 | 494 | 7776 | Rate Constraint in MTons | FALSE | L | Annual | Emissions at Affected Plants CO2 | Thousand Tons | 0 | 0 | 0 | 0 | 0 | 0 | 0
IL Climate ParentID 1707- CO2 Cap Annual v6.20 | 494 | 7776 | Rate Constraint in MTons | FALSE | L | Annual | Allowances Purchased CO2 | Thousand Tons | 0 | 0 | 0 | 0 | 0 | 0 | 0
IL Climate ParentID 1707- CO2 Cap Annual v6.20 | 494 | 7776 | Rate Constraint in MTons | FALSE | L | Annual | Allowances Sold CO2 | Thousand Tons | 0 | 0 | 0 | 0 | 0 | 0 | 0
IL Climate ParentID 1707- CO2 Cap Annual v6.20 | 494 | 7776 | Rate Constraint in MTons | FALSE | L | Annual | Allowances Banked | Thousand Tons | 0 | 0 | 0 | 0 | 0 | 0 | 0
IL Climate ParentID 1707- CO2 Cap Annual v6.20 | 494 | 7776 | Rate Constraint in MTons | FALSE | L | Annual | Allowances Withdrawn (1:1) | Thousand Tons | 0 | 0 | 0 | 0 | 0 | 0 | 0
IL Climate ParentID 1707- CO2 Cap Annual v6.20 | 494 | 7776 | Rate Constraint in MTons | FALSE | L | Annual | Allowances Withdrawn (n:1) | Thousand Tons | 0 | 0 | 0 | 0 | 0 | 0 | 0
IL Climate ParentID 1707- CO2 Cap Annual v6.20 | 494 | 7776 | Rate Constraint in MTons | FALSE | L | Annual | Net Emissions Allowance Position | Thousand Tons | 0 | 0 | 0 | 0 | 0 | 0 | 0
IL Climate ParentID 1707- CO2 Cap Annual v6.20 | 494 | 7776 | Rate Constraint in MTons | FALSE | L | Annual | Fuel Consumed | TBtu | 0 | 0 | 0 | 0 | 0 | 0 | 0
IL Climate ParentID 1707- CO2 Cap Annual v6.20 | 494 | 7776 | Rate Constraint in MTons | FALSE | L | Annual | Rate | lb/MMBtu | 0 | 0 | 0 | 0 | 0 | 0 | 0
IL Climate ParentID 1707- CO2 Cap Annual v6.20 | 494 | 7776 | Rate Constraint in MTons | FALSE | L | Annual | Generation | TWh | 0 | 0 | 0 | 0 | 0 | 0 | 0
IL Climate ParentID 1707- CO2 Cap Annual v6.20 | 494 | 7776 | Rate Constraint in MTons | FALSE | L | Annual | Qualifying Generation | TWh | 0 | 0 | 0 | 0 | 0 | 0 | 0
IL Climate ParentID 1707- CO2 Cap Annual v6.20 | 494 | 7776 | Rate Constraint in MTons | FALSE | L | Annual | Rate | lb/MWh | 0 | 0 | 0 | 0 | 0 | 0 | 0
IL Climate ParentID 1707- CO2 Cap Annual v6.20 | 494 | 7776 | Rate Constraint in MTons | FALSE | L | Annual | Constraint Shadow Price | US2022$/Ton | 0 | 0 | 0 | 0 | 0 | 0 | 0
IL Climate ParentID 2571- CO2 Cap Annual v6.20 | 495 | 7782 | Rate Constraint in MTons | FALSE | L | Annual | Seasons Included | Seasons | Winter, Spring, Summer, Fall | Winter, Spring, Summer, Fall | Winter, Spring, Summer, Fall | Winter, Spring, Summer, Fall | Winter, Spring, Summer, Fall | Winter, Spring, Summer, Fall | Winter, Spring, Summer, Fall
IL Climate ParentID 2571- CO2 Cap Annual v6.20 | 495 | 7782 | Rate Constraint in MTons | FALSE | L | Annual | Standard CO2 | Thousand Tons | NA | NA | 555.3467 | 555.3467 | 555.3467 | 555.3467 | 555.3467
IL Climate ParentID 2571- CO2 Cap Annual v6.20 | 495 | 7782 | Rate Constraint in MTons | FALSE | L | Annual | Emissions at Affected Plants CO2 | Thousand Tons | 0 | 0 | 159.7145 | 159.7145 | 0 | 0 | 0
IL Climate ParentID 2571- CO2 Cap Annual v6.20 | 495 | 7782 | Rate Constraint in MTons | FALSE | L | Annual | Allowances Purchased CO2 | Thousand Tons | 0 | 0 | 0 | 0 | 0 | 0 | 0
IL Climate ParentID 2571- CO2 Cap Annual v6.20 | 495 | 7782 | Rate Constraint in MTons | FALSE | L | Annual | Allowances Sold CO2 | Thousand Tons | 0 | 0 | 0 | 0 | 0 | 0 | 0
IL Climate ParentID 2571- CO2 Cap Annual v6.20 | 495 | 7782 | Rate Constraint in MTons | FALSE | L | Annual | Allowances Banked | Thousand Tons | 0 | 0 | 0 | 0 | 0 | 0 | 0
IL Climate ParentID 2571- CO2 Cap Annual v6.20 | 495 | 7782 | Rate Constraint in MTons | FALSE | L | Annual | Allowances Withdrawn (1:1) | Thousand Tons | 0 | 0 | 0 | 0 | 0 | 0 | 0
IL Climate ParentID 2571- CO2 Cap Annual v6.20 | 495 | 7782 | Rate Constraint in MTons | FALSE | L | Annual | Allowances Withdrawn (n:1) | Thousand Tons | 0 | 0 | 0 | 0 | 0 | 0 | 0
IL Climate ParentID 2571- CO2 Cap Annual v6.20 | 495 | 7782 | Rate Constraint in MTons | FALSE | L | Annual | Net Emissions Allowance Position | Thousand Tons | 0 | 0 | 159.7145 | 159.7145 | 0 | 0 | 0
IL Climate ParentID 2571- CO2 Cap Annual v6.20 | 495 | 7782 | Rate Constraint in MTons | FALSE | L | Annual | Fuel Consumed | TBtu | 0 | 0 | 15.5013 | 15.5013 | 0 | 0 | 0
IL Climate ParentID 2571- CO2 Cap Annual v6.20 | 495 | 7782 | Rate Constraint in MTons | FALSE | L | Annual | Rate | lb/MMBtu | 0 | 0 | 20.6066 | 20.6066 | 0 | 0 | 0
IL Climate ParentID 2571- CO2 Cap Annual v6.20 | 495 | 7782 | Rate Constraint in MTons | FALSE | L | Annual | Generation | TWh | 0 | 0 | 0.87551 | 0.87551 | 0 | 0 | 0
IL Climate ParentID 2571- CO2 Cap Annual v6.20 | 495 | 7782 | Rate Constraint in MTons | FALSE | L | Annual | Qualifying Generation | TWh | 0 | 0 | 0.87551 | 0.87551 | 0 | 0 | 0
IL Climate ParentID 2571- CO2 Cap Annual v6.20 | 495 | 7782 | Rate Constraint in MTons | FALSE | L | Annual | Rate | lb/MWh | 0 | 0 | 364.8506 | 364.8506 | 0 | 0 | 0
IL Climate ParentID 2571- CO2 Cap Annual v6.20 | 495 | 7782 | Rate Constraint in MTons | FALSE | L | Annual | Constraint Shadow Price | US2022$/Ton | 0 | 0 | 0 | 0 | 0 | 0 | 0
IL Climate ParentID 311- CO2 Cap Annual v6.20 | 496 | 7744 | Rate Constraint in MTons | FALSE | L | Annual | Seasons Included | Seasons | Winter, Spring, Summer, Fall | Winter, Spring, Summer, Fall | Winter, Spring, Summer, Fall | Winter, Spring, Summer, Fall | Winter, Spring, Summer, Fall | Winter, Spring, Summer, Fall | Winter, Spring, Summer, Fall
IL Climate ParentID 311- CO2 Cap Annual v6.20 | 496 | 7744 | Rate Constraint in MTons | FALSE | L | Annual | Standard CO2 | Thousand Tons | NA | NA | 194.7601 | 194.7601 | 194.7601 | 194.7601 | 194.7601
IL Climate ParentID 311- CO2 Cap Annual v6.20 | 496 | 7744 | Rate Constraint in MTons | FALSE | L | Annual | Emissions at Affected Plants CO2 | Thousand Tons | 0 | 0 | 5.6153 | 0 | 0 | 0 | 0
IL Climate ParentID 311- CO2 Cap Annual v6.20 | 496 | 7744 | Rate Constraint in MTons | FALSE | L | Annual | Allowances Purchased CO2 | Thousand Tons | 0 | 0 | 0 | 0 | 0 | 0 | 0
IL Climate ParentID 311- CO2 Cap Annual v6.20 | 496 | 7744 | Rate Constraint in MTons | FALSE | L | Annual | Allowances Sold CO2 | Thousand Tons | 0 | 0 | 0 | 0 | 0 | 0 | 0
IL Climate ParentID 311- CO2 Cap Annual v6.20 | 496 | 7744 | Rate Constraint in MTons | FALSE | L | Annual | Allowances Banked | Thousand Tons | 0 | 0 | 0 | 0 | 0 | 0 | 0
IL Climate ParentID 311- CO2 Cap Annual v6.20 | 496 | 7744 | Rate Constraint in MTons | FALSE | L | Annual | Allowances Withdrawn (1:1) | Thousand Tons | 0 | 0 | 0 | 0 | 0 | 0 | 0
IL Climate ParentID 311- CO2 Cap Annual v6.20 | 496 | 7744 | Rate Constraint in MTons | FALSE | L | Annual | Allowances Withdrawn (n:1) | Thousand Tons | 0 | 0 | 0 | 0 | 0 | 0 | 0
IL Climate ParentID 311- CO2 Cap Annual v6.20 | 496 | 7744 | Rate Constraint in MTons | FALSE | L | Annual | Net Emissions Allowance Position | Thousand Tons | 0 | 0 | 5.6153 | 0 | 0 | 0 | 0
IL Climate ParentID 311- CO2 Cap Annual v6.20 | 496 | 7744 | Rate Constraint in MTons | FALSE | L | Annual | Fuel Consumed | TBtu | 0 | 0 | 0.095922 | 0 | 0 | 0 | 0
IL Climate ParentID 311- CO2 Cap Annual v6.20 | 496 | 7744 | Rate Constraint in MTons | FALSE | L | Annual | Rate | lb/MMBtu | 0 | 0 | 117.08 | 0 | 0 | 0 | 0
IL Climate ParentID 311- CO2 Cap Annual v6.20 | 496 | 7744 | Rate Constraint in MTons | FALSE | L | Annual | Generation | TWh | 0 | 0 | 0.0089271 | 0 | 0 | 0 | 0
IL Climate ParentID 311- CO2 Cap Annual v6.20 | 496 | 7744 | Rate Constraint in MTons | FALSE | L | Annual | Qualifying Generation | TWh | 0 | 0 | 0.0089271 | 0 | 0 | 0 | 0
IL Climate ParentID 311- CO2 Cap Annual v6.20 | 496 | 7744 | Rate Constraint in MTons | FALSE | L | Annual | Rate | lb/MWh | 0 | 0 | 1258.0246 | 0 | 0 | 0 | 0
IL Climate ParentID 311- CO2 Cap Annual v6.20 | 496 | 7744 | Rate Constraint in MTons | FALSE | L | Annual | Constraint Shadow Price | US2022$/Ton | 0 | 0 | 0 | 0 | 0 | 0 | 0
IL Climate ParentID 320- CO2 Cap Annual v6.20 | 497 | 7745 | Rate Constraint in MTons | FALSE | L | Annual | Seasons Included | Seasons | Winter, Spring, Summer, Fall | Winter, Spring, Summer, Fall | Winter, Spring, Summer, Fall | Winter, Spring, Summer, Fall | Winter, Spring, Summer, Fall | Winter, Spring, Summer, Fall | Winter, Spring, Summer, Fall
IL Climate ParentID 320- CO2 Cap Annual v6.20 | 497 | 7745 | Rate Constraint in MTons | FALSE | L | Annual | Standard CO2 | Thousand Tons | NA | NA | 112.2207 | 112.2207 | 112.2207 | 112.2207 | 112.2207
IL Climate ParentID 320- CO2 Cap Annual v6.20 | 497 | 7745 | Rate Constraint in MTons | FALSE | L | Annual | Emissions at Affected Plants CO2 | Thousand Tons | 0 | 0 | 12.5722 | 0 | 0 | 0 | 0
IL Climate ParentID 320- CO2 Cap Annual v6.20 | 497 | 7745 | Rate Constraint in MTons | FALSE | L | Annual | Allowances Purchased CO2 | Thousand Tons | 0 | 0 | 0 | 0 | 0 | 0 | 0
IL Climate ParentID 320- CO2 Cap Annual v6.20 | 497 | 7745 | Rate Constraint in MTons | FALSE | L | Annual | Allowances Sold CO2 | Thousand Tons | 0 | 0 | 0 | 0 | 0 | 0 | 0
IL Climate ParentID 320- CO2 Cap Annual v6.20 | 497 | 7745 | Rate Constraint in MTons | FALSE | L | Annual | Allowances Banked | Thousand Tons | 0 | 0 | 0 | 0 | 0 | 0 | 0
IL Climate ParentID 320- CO2 Cap Annual v6.20 | 497 | 7745 | Rate Constraint in MTons | FALSE | L | Annual | Allowances Withdrawn (1:1) | Thousand Tons | 0 | 0 | 0 | 0 | 0 | 0 | 0
IL Climate ParentID 320- CO2 Cap Annual v6.20 | 497 | 7745 | Rate Constraint in MTons | FALSE | L | Annual | Allowances Withdrawn (n:1) | Thousand Tons | 0 | 0 | 0 | 0 | 0 | 0 | 0
IL Climate ParentID 320- CO2 Cap Annual v6.20 | 497 | 7745 | Rate Constraint in MTons | FALSE | L | Annual | Net Emissions Allowance Position | Thousand Tons | 0 | 0 | 12.5722 | 0 | 0 | 0 | 0
IL Climate ParentID 320- CO2 Cap Annual v6.20 | 497 | 7745 | Rate Constraint in MTons | FALSE | L | Annual | Fuel Consumed | TBtu | 0 | 0 | 0.21476 | 0 | 0 | 0 | 0
IL Climate ParentID 320- CO2 Cap Annual v6.20 | 497 | 7745 | Rate Constraint in MTons | FALSE | L | Annual | Rate | lb/MMBtu | 0 | 0 | 117.08 | 0 | 0 | 0 | 0
IL Climate ParentID 320- CO2 Cap Annual v6.20 | 497 | 7745 | Rate Constraint in MTons | FALSE | L | Annual | Generation | TWh | 0 | 0 | 0.018903 | 0 | 0 | 0 | 0
IL Climate ParentID 320- CO2 Cap Annual v6.20 | 497 | 7745 | Rate Constraint in MTons | FALSE | L | Annual | Qualifying Generation | TWh | 0 | 0 | 0.018903 | 0 | 0 | 0 | 0
IL Climate ParentID 320- CO2 Cap Annual v6.20 | 497 | 7745 | Rate Constraint in MTons | FALSE | L | Annual | Rate | lb/MWh | 0 | 0 | 1330.1459 | 0 | 0 | 0 | 0
IL Climate ParentID 320- CO2 Cap Annual v6.20 | 497 | 7745 | Rate Constraint in MTons | FALSE | L | Annual | Constraint Shadow Price | US2022$/Ton | 0 | 0 | 0 | 0 | 0 | 0 | 0
IL Climate ParentID 321- CO2 Cap Annual v6.20 | 498 | 7746 | Rate Constraint in MTons | FALSE | L | Annual | Seasons Included | Seasons | Winter, Spring, Summer, Fall | Winter, Spring, Summer, Fall | Winter, Spring, Summer, Fall | Winter, Spring, Summer, Fall | Winter, Spring, Summer, Fall | Winter, Spring, Summer, Fall | Winter, Spring, Summer, Fall
IL Climate ParentID 321- CO2 Cap Annual v6.20 | 498 | 7746 | Rate Constraint in MTons | FALSE | L | Annual | Standard CO2 | Thousand Tons | NA | NA | 212.9442 | 212.9442 | 212.9442 | 212.9442 | 212.9442
IL Climate ParentID 321- CO2 Cap Annual v6.20 | 498 | 7746 | Rate Constraint in MTons | FALSE | L | Annual | Emissions at Affected Plants CO2 | Thousand Tons | 0 | 0 | 21.5943 | 0 | 0 | 0 | 0
IL Climate ParentID 321- CO2 Cap Annual v6.20 | 498 | 7746 | Rate Constraint in MTons | FALSE | L | Annual | Allowances Purchased CO2 | Thousand Tons | 0 | 0 | 0 | 0 | 0 | 0 | 0
IL Climate ParentID 321- CO2 Cap Annual v6.20 | 498 | 7746 | Rate Constraint in MTons | FALSE | L | Annual | Allowances Sold CO2 | Thousand Tons | 0 | 0 | 0 | 0 | 0 | 0 | 0
IL Climate ParentID 321- CO2 Cap Annual v6.20 | 498 | 7746 | Rate Constraint in MTons | FALSE | L | Annual | Allowances Banked | Thousand Tons | 0 | 0 | 0 | 0 | 0 | 0 | 0
IL Climate ParentID 321- CO2 Cap Annual v6.20 | 498 | 7746 | Rate Constraint in MTons | FALSE | L | Annual | Allowances Withdrawn (1:1) | Thousand Tons | 0 | 0 | 0 | 0 | 0 | 0 | 0
IL Climate ParentID 321- CO2 Cap Annual v6.20 | 498 | 7746 | Rate Constraint in MTons | FALSE | L | Annual | Allowances Withdrawn (n:1) | Thousand Tons | 0 | 0 | 0 | 0 | 0 | 0 | 0
IL Climate ParentID 321- CO2 Cap Annual v6.20 | 498 | 7746 | Rate Constraint in MTons | FALSE | L | Annual | Net Emissions Allowance Position | Thousand Tons | 0 | 0 | 21.5943 | 0 | 0 | 0 | 0
IL Climate ParentID 321- CO2 Cap Annual v6.20 | 498 | 7746 | Rate Constraint in MTons | FALSE | L | Annual | Fuel Consumed | TBtu | 0 | 0 | 0.36888 | 0 | 0 | 0 | 0
IL Climate ParentID 321- CO2 Cap Annual v6.20 | 498 | 7746 | Rate Constraint in MTons | FALSE | L | Annual | Rate | lb/MMBtu | 0 | 0 | 117.08 | 0 | 0 | 0 | 0
IL Climate ParentID 321- CO2 Cap Annual v6.20 | 498 | 7746 | Rate Constraint in MTons | FALSE | L | Annual | Generation | TWh | 0 | 0 | 0.034175 | 0 | 0 | 0 | 0
IL Climate ParentID 321- CO2 Cap Annual v6.20 | 498 | 7746 | Rate Constraint in MTons | FALSE | L | Annual | Qualifying Generation | TWh | 0 | 0 | 0.034175 | 0 | 0 | 0 | 0
IL Climate ParentID 321- CO2 Cap Annual v6.20 | 498 | 7746 | Rate Constraint in MTons | FALSE | L | Annual | Rate | lb/MWh | 0 | 0 | 1263.7413 | 0 | 0 | 0 | 0
IL Climate ParentID 321- CO2 Cap Annual v6.20 | 498 | 7746 | Rate Constraint in MTons | FALSE | L | Annual | Constraint Shadow Price | US2022$/Ton | 0 | 0 | 0 | 0 | 0 | 0 | 0
IL Climate ParentID 322- CO2 Cap Annual v6.20 | 499 | 7747 | Rate Constraint in MTons | FALSE | L | Annual | Seasons Included | Seasons | Winter, Spring, Summer, Fall | Winter, Spring, Summer, Fall | Winter, Spring, Summer, Fall | Winter, Spring, Summer, Fall | Winter, Spring, Summer, Fall | Winter, Spring, Summer, Fall | Winter, Spring, Summer, Fall
IL Climate ParentID 322- CO2 Cap Annual v6.20 | 499 | 7747 | Rate Constraint in MTons | FALSE | L | Annual | Standard CO2 | Thousand Tons | NA | NA | 4.4657 | 4.4657 | 4.4657 | 4.4657 | 4.4657
IL Climate ParentID 322- CO2 Cap Annual v6.20 | 499 | 7747 | Rate Constraint in MTons | FALSE | L | Annual | Emissions at Affected Plants CO2 | Thousand Tons | 0 | 0 | 4.4657 | 0 | 0 | 0 | 0
IL Climate ParentID 322- CO2 Cap Annual v6.20 | 499 | 7747 | Rate Constraint in MTons | FALSE | L | Annual | Allowances Purchased CO2 | Thousand Tons | 0 | 0 | 0 | 0 | 0 | 0 | 0
IL Climate ParentID 322- CO2 Cap Annual v6.20 | 499 | 7747 | Rate Constraint in MTons | FALSE | L | Annual | Allowances Sold CO2 | Thousand Tons | 0 | 0 | 0 | 0 | 0 | 0 | 0
IL Climate ParentID 322- CO2 Cap Annual v6.20 | 499 | 7747 | Rate Constraint in MTons | FALSE | L | Annual | Allowances Banked | Thousand Tons | 0 | 0 | 0 | 0 | 0 | 0 | 0
IL Climate ParentID 322- CO2 Cap Annual v6.20 | 499 | 7747 | Rate Constraint in MTons | FALSE | L | Annual | Allowances Withdrawn (1:1) | Thousand Tons | 0 | 0 | 0 | 0 | 0 | 0 | 0
IL Climate ParentID 322- CO2 Cap Annual v6.20 | 499 | 7747 | Rate Constraint in MTons | FALSE | L | Annual | Allowances Withdrawn (n:1) | Thousand Tons | 0 | 0 | 0 | 0 | 0 | 0 | 0
IL Climate ParentID 322- CO2 Cap Annual v6.20 | 499 | 7747 | Rate Constraint in MTons | FALSE | L | Annual | Net Emissions Allowance Position | Thousand Tons | 0 | 0 | 4.4657 | 0 | 0 | 0 | 0
IL Climate ParentID 322- CO2 Cap Annual v6.20 | 499 | 7747 | Rate Constraint in MTons | FALSE | L | Annual | Fuel Consumed | TBtu | 0 | 0 | 0.076284 | 0 | 0 | 0 | 0
IL Climate ParentID 322- CO2 Cap Annual v6.20 | 499 | 7747 | Rate Constraint in MTons | FALSE | L | Annual | Rate | lb/MMBtu | 0 | 0 | 117.08 | 0 | 0 | 0 | 0
IL Climate ParentID 322- CO2 Cap Annual v6.20 | 499 | 7747 | Rate Constraint in MTons | FALSE | L | Annual | Generation | TWh | 0 | 0 | 0.0070995 | 0 | 0 | 0 | 0
IL Climate ParentID 322- CO2 Cap Annual v6.20 | 499 | 7747 | Rate Constraint in MTons | FALSE | L | Annual | Qualifying Generation | TWh | 0 | 0 | 0.0070995 | 0 | 0 | 0 | 0
IL Climate ParentID 322- CO2 Cap Annual v6.20 | 499 | 7747 | Rate Constraint in MTons | FALSE | L | Annual | Rate | lb/MWh | 0 | 0 | 1258.0246 | 0 | 0 | 0 | 0
IL Climate ParentID 322- CO2 Cap Annual v6.20 | 499 | 7747 | Rate Constraint in MTons | FALSE | L | Annual | Constraint Shadow Price | US2022$/Ton | 0 | 0 | 0.94914 | 0 | 0 | 0 | 0
IL Climate ParentID 323- CO2 Cap Annual v6.20 | 500 | 7748 | Rate Constraint in MTons | FALSE | L | Annual | Seasons Included | Seasons | Winter, Spring, Summer, Fall | Winter, Spring, Summer, Fall | Winter, Spring, Summer, Fall | Winter, Spring, Summer, Fall | Winter, Spring, Summer, Fall | Winter, Spring, Summer, Fall | Winter, Spring, Summer, Fall
IL Climate ParentID 323- CO2 Cap Annual v6.20 | 500 | 7748 | Rate Constraint in MTons | FALSE | L | Annual | Standard CO2 | Thousand Tons | NA | NA | 48.0539 | 48.0539 | 48.0539 | 48.0539 | 48.0539
IL Climate ParentID 323- CO2 Cap Annual v6.20 | 500 | 7748 | Rate Constraint in MTons | FALSE | L | Annual | Emissions at Affected Plants CO2 | Thousand Tons | 0 | 0 | 3.9174 | 0 | 0 | 0 | 0
IL Climate ParentID 323- CO2 Cap Annual v6.20 | 500 | 7748 | Rate Constraint in MTons | FALSE | L | Annual | Allowances Purchased CO2 | Thousand Tons | 0 | 0 | 0 | 0 | 0 | 0 | 0
IL Climate ParentID 323- CO2 Cap Annual v6.20 | 500 | 7748 | Rate Constraint in MTons | FALSE | L | Annual | Allowances Sold CO2 | Thousand Tons | 0 | 0 | 0 | 0 | 0 | 0 | 0
IL Climate ParentID 323- CO2 Cap Annual v6.20 | 500 | 7748 | Rate Constraint in MTons | FALSE | L | Annual | Allowances Banked | Thousand Tons | 0 | 0 | 0 | 0 | 0 | 0 | 0
IL Climate ParentID 323- CO2 Cap Annual v6.20 | 500 | 7748 | Rate Constraint in MTons | FALSE | L | Annual | Allowances Withdrawn (1:1) | Thousand Tons | 0 | 0 | 0 | 0 | 0 | 0 | 0
IL Climate ParentID 323- CO2 Cap Annual v6.20 | 500 | 7748 | Rate Constraint in MTons | FALSE | L | Annual | Allowances Withdrawn (n:1) | Thousand Tons | 0 | 0 | 0 | 0 | 0 | 0 | 0
IL Climate ParentID 323- CO2 Cap Annual v6.20 | 500 | 7748 | Rate Constraint in MTons | FALSE | L | Annual | Net Emissions Allowance Position | Thousand Tons | 0 | 0 | 3.9174 | 0 | 0 | 0 | 0
IL Climate ParentID 323- CO2 Cap Annual v6.20 | 500 | 7748 | Rate Constraint in MTons | FALSE | L | Annual | Fuel Consumed | TBtu | 0 | 0 | 0.066918 | 0 | 0 | 0 | 0
IL Climate ParentID 323- CO2 Cap Annual v6.20 | 500 | 7748 | Rate Constraint in MTons | FALSE | L | Annual | Rate | lb/MMBtu | 0 | 0 | 117.08 | 0 | 0 | 0 | 0
IL Climate ParentID 323- CO2 Cap Annual v6.20 | 500 | 7748 | Rate Constraint in MTons | FALSE | L | Annual | Generation | TWh | 0 | 0 | 0.006092 | 0 | 0 | 0 | 0
IL Climate ParentID 323- CO2 Cap Annual v6.20 | 500 | 7748 | Rate Constraint in MTons | FALSE | L | Annual | Qualifying Generation | TWh | 0 | 0 | 0.006092 | 0 | 0 | 0 | 0
IL Climate ParentID 323- CO2 Cap Annual v6.20 | 500 | 7748 | Rate Constraint in MTons | FALSE | L | Annual | Rate | lb/MWh | 0 | 0 | 1286.0648 | 0 | 0 | 0 | 0
IL Climate ParentID 323- CO2 Cap Annual v6.20 | 500 | 7748 | Rate Constraint in MTons | FALSE | L | Annual | Constraint Shadow Price | US2022$/Ton | 0 | 0 | 0 | 0 | 0 | 0 | 0
IL Climate ParentID 324- CO2 Cap Annual v6.20 | 501 | 7749 | Rate Constraint in MTons | FALSE | L | Annual | Seasons Included | Seasons | Winter, Spring, Summer, Fall | Winter, Spring, Summer, Fall | Winter, Spring, Summer, Fall | Winter, Spring, Summer, Fall | Winter, Spring, Summer, Fall | Winter, Spring, Summer, Fall | Winter, Spring, Summer, Fall
IL Climate ParentID 324- CO2 Cap Annual v6.20 | 501 | 7749 | Rate Constraint in MTons | FALSE | L | Annual | Standard CO2 | Thousand Tons | NA | NA | 28.5974 | 28.5974 | 28.5974 | 28.5974 | 28.5974
IL Climate ParentID 324- CO2 Cap Annual v6.20 | 501 | 7749 | Rate Constraint in MTons | FALSE | L | Annual | Emissions at Affected Plants CO2 | Thousand Tons | 0 | 0 | 4.2977 | 0 | 0 | 0 | 0
IL Climate ParentID 324- CO2 Cap Annual v6.20 | 501 | 7749 | Rate Constraint in MTons | FALSE | L | Annual | Allowances Purchased CO2 | Thousand Tons | 0 | 0 | 0 | 0 | 0 | 0 | 0
IL Climate ParentID 324- CO2 Cap Annual v6.20 | 501 | 7749 | Rate Constraint in MTons | FALSE | L | Annual | Allowances Sold CO2 | Thousand Tons | 0 | 0 | 0 | 0 | 0 | 0 | 0
IL Climate ParentID 324- CO2 Cap Annual v6.20 | 501 | 7749 | Rate Constraint in MTons | FALSE | L | Annual | Allowances Banked | Thousand Tons | 0 | 0 | 0 | 0 | 0 | 0 | 0
IL Climate ParentID 324- CO2 Cap Annual v6.20 | 501 | 7749 | Rate Constraint in MTons | FALSE | L | Annual | Allowances Withdrawn (1:1) | Thousand Tons | 0 | 0 | 0 | 0 | 0 | 0 | 0
IL Climate ParentID 324- CO2 Cap Annual v6.20 | 501 | 7749 | Rate Constraint in MTons | FALSE | L | Annual | Allowances Withdrawn (n:1) | Thousand Tons | 0 | 0 | 0 | 0 | 0 | 0 | 0
IL Climate ParentID 324- CO2 Cap Annual v6.20 | 501 | 7749 | Rate Constraint in MTons | FALSE | L | Annual | Net Emissions Allowance Position | Thousand Tons | 0 | 0 | 4.2977 | 0 | 0 | 0 | 0
IL Climate ParentID 324- CO2 Cap Annual v6.20 | 501 | 7749 | Rate Constraint in MTons | FALSE | L | Annual | Fuel Consumed | TBtu | 0 | 0 | 0.073415 | 0 | 0 | 0 | 0
IL Climate ParentID 324- CO2 Cap Annual v6.20 | 501 | 7749 | Rate Constraint in MTons | FALSE | L | Annual | Rate | lb/MMBtu | 0 | 0 | 117.08 | 0 | 0 | 0 | 0
IL Climate ParentID 324- CO2 Cap Annual v6.20 | 501 | 7749 | Rate Constraint in MTons | FALSE | L | Annual | Generation | TWh | 0 | 0 | 0.0068325 | 0 | 0 | 0 | 0
IL Climate ParentID 324- CO2 Cap Annual v6.20 | 501 | 7749 | Rate Constraint in MTons | FALSE | L | Annual | Qualifying Generation | TWh | 0 | 0 | 0.0068325 | 0 | 0 | 0 | 0
IL Climate ParentID 324- CO2 Cap Annual v6.20 | 501 | 7749 | Rate Constraint in MTons | FALSE | L | Annual | Rate | lb/MWh | 0 | 0 | 1258.0246 | 0 | 0 | 0 | 0
IL Climate ParentID 324- CO2 Cap Annual v6.20 | 501 | 7749 | Rate Constraint in MTons | FALSE | L | Annual | Constraint Shadow Price | US2022$/Ton | 0 | 0 | 0 | 0 | 0 | 0 | 0
IL Climate ParentID 325- CO2 Cap Annual v6.20 | 502 | 7750 | Rate Constraint in MTons | FALSE | L | Annual | Seasons Included | Seasons | Winter, Spring, Summer, Fall | Winter, Spring, Summer, Fall | Winter, Spring, Summer, Fall | Winter, Spring, Summer, Fall | Winter, Spring, Summer, Fall | Winter, Spring, Summer, Fall | Winter, Spring, Summer, Fall
IL Climate ParentID 325- CO2 Cap Annual v6.20 | 502 | 7750 | Rate Constraint in MTons | FALSE | L | Annual | Standard CO2 | Thousand Tons | NA | NA | 19.5472 | 19.5472 | 19.5472 | 19.5472 | 19.5472
IL Climate ParentID 325- CO2 Cap Annual v6.20 | 502 | 7750 | Rate Constraint in MTons | FALSE | L | Annual | Emissions at Affected Plants CO2 | Thousand Tons | 0 | 0 | 0 | 0 | 0 | 0 | 0
IL Climate ParentID 325- CO2 Cap Annual v6.20 | 502 | 7750 | Rate Constraint in MTons | FALSE | L | Annual | Allowances Purchased CO2 | Thousand Tons | 0 | 0 | 0 | 0 | 0 | 0 | 0
IL Climate ParentID 325- CO2 Cap Annual v6.20 | 502 | 7750 | Rate Constraint in MTons | FALSE | L | Annual | Allowances Sold CO2 | Thousand Tons | 0 | 0 | 0 | 0 | 0 | 0 | 0
IL Climate ParentID 325- CO2 Cap Annual v6.20 | 502 | 7750 | Rate Constraint in MTons | FALSE | L | Annual | Allowances Banked | Thousand Tons | 0 | 0 | 0 | 0 | 0 | 0 | 0
IL Climate ParentID 325- CO2 Cap Annual v6.20 | 502 | 7750 | Rate Constraint in MTons | FALSE | L | Annual | Allowances Withdrawn (1:1) | Thousand Tons | 0 | 0 | 0 | 0 | 0 | 0 | 0
IL Climate ParentID 325- CO2 Cap Annual v6.20 | 502 | 7750 | Rate Constraint in MTons | FALSE | L | Annual | Allowances Withdrawn (n:1) | Thousand Tons | 0 | 0 | 0 | 0 | 0 | 0 | 0
IL Climate ParentID 325- CO2 Cap Annual v6.20 | 502 | 7750 | Rate Constraint in MTons | FALSE | L | Annual | Net Emissions Allowance Position | Thousand Tons | 0 | 0 | 0 | 0 | 0 | 0 | 0
IL Climate ParentID 325- CO2 Cap Annual v6.20 | 502 | 7750 | Rate Constraint in MTons | FALSE | L | Annual | Fuel Consumed | TBtu | 0 | 0 | 0 | 0 | 0 | 0 | 0
IL Climate ParentID 325- CO2 Cap Annual v6.20 | 502 | 7750 | Rate Constraint in MTons | FALSE | L | Annual | Rate | lb/MMBtu | 0 | 0 | 0 | 0 | 0 | 0 | 0
IL Climate ParentID 325- CO2 Cap Annual v6.20 | 502 | 7750 | Rate Constraint in MTons | FALSE | L | Annual | Generation | TWh | 0 | 0 | 0 | 0 | 0 | 0 | 0
IL Climate ParentID 325- CO2 Cap Annual v6.20 | 502 | 7750 | Rate Constraint in MTons | FALSE | L | Annual | Qualifying Generation | TWh | 0 | 0 | 0 | 0 | 0 | 0 | 0
IL Climate ParentID 325- CO2 Cap Annual v6.20 | 502 | 7750 | Rate Constraint in MTons | FALSE | L | Annual | Rate | lb/MWh | 0 | 0 | 0 | 0 | 0 | 0 | 0
IL Climate ParentID 325- CO2 Cap Annual v6.20 | 502 | 7750 | Rate Constraint in MTons | FALSE | L | Annual | Constraint Shadow Price | US2022$/Ton | 0 | 0 | 0 | 0 | 0 | 0 | 0
IL Climate ParentID 326- CO2 Cap Annual v6.20 | 503 | 7751 | Rate Constraint in MTons | FALSE | L | Annual | Seasons Included | Seasons | Winter, Spring, Summer, Fall | Winter, Spring, Summer, Fall | Winter, Spring, Summer, Fall | Winter, Spring, Summer, Fall | Winter, Spring, Summer, Fall | Winter, Spring, Summer, Fall | Winter, Spring, Summer, Fall
IL Climate ParentID 326- CO2 Cap Annual v6.20 | 503 | 7751 | Rate Constraint in MTons | FALSE | L | Annual | Standard CO2 | Thousand Tons | NA | NA | 63.1947 | 63.1947 | 63.1947 | 63.1947 | 63.1947
IL Climate ParentID 326- CO2 Cap Annual v6.20 | 503 | 7751 | Rate Constraint in MTons | FALSE | L | Annual | Emissions at Affected Plants CO2 | Thousand Tons | 0 | 0 | 0 | 0 | 0 | 0 | 0
IL Climate ParentID 326- CO2 Cap Annual v6.20 | 503 | 7751 | Rate Constraint in MTons | FALSE | L | Annual | Allowances Purchased CO2 | Thousand Tons | 0 | 0 | 0 | 0 | 0 | 0 | 0
IL Climate ParentID 326- CO2 Cap Annual v6.20 | 503 | 7751 | Rate Constraint in MTons | FALSE | L | Annual | Allowances Sold CO2 | Thousand Tons | 0 | 0 | 0 | 0 | 0 | 0 | 0
IL Climate ParentID 326- CO2 Cap Annual v6.20 | 503 | 7751 | Rate Constraint in MTons | FALSE | L | Annual | Allowances Banked | Thousand Tons | 0 | 0 | 0 | 0 | 0 | 0 | 0
IL Climate ParentID 326- CO2 Cap Annual v6.20 | 503 | 7751 | Rate Constraint in MTons | FALSE | L | Annual | Allowances Withdrawn (1:1) | Thousand Tons | 0 | 0 | 0 | 0 | 0 | 0 | 0
IL Climate ParentID 326- CO2 Cap Annual v6.20 | 503 | 7751 | Rate Constraint in MTons | FALSE | L | Annual | Allowances Withdrawn (n:1) | Thousand Tons | 0 | 0 | 0 | 0 | 0 | 0 | 0
IL Climate ParentID 326- CO2 Cap Annual v6.20 | 503 | 7751 | Rate Constraint in MTons | FALSE | L | Annual | Net Emissions Allowance Position | Thousand Tons | 0 | 0 | 0 | 0 | 0 | 0 | 0
IL Climate ParentID 326- CO2 Cap Annual v6.20 | 503 | 7751 | Rate Constraint in MTons | FALSE | L | Annual | Fuel Consumed | TBtu | 0 | 0 | 0 | 0 | 0 | 0 | 0
IL Climate ParentID 326- CO2 Cap Annual v6.20 | 503 | 7751 | Rate Constraint in MTons | FALSE | L | Annual | Rate | lb/MMBtu | 0 | 0 | 0 | 0 | 0 | 0 | 0
IL Climate ParentID 326- CO2 Cap Annual v6.20 | 503 | 7751 | Rate Constraint in MTons | FALSE | L | Annual | Generation | TWh | 0 | 0 | 0 | 0 | 0 | 0 | 0
IL Climate ParentID 326- CO2 Cap Annual v6.20 | 503 | 7751 | Rate Constraint in MTons | FALSE | L | Annual | Qualifying Generation | TWh | 0 | 0 | 0 | 0 | 0 | 0 | 0
IL Climate ParentID 326- CO2 Cap Annual v6.20 | 503 | 7751 | Rate Constraint in MTons | FALSE | L | Annual | Rate | lb/MWh | 0 | 0 | 0 | 0 | 0 | 0 | 0
IL Climate ParentID 326- CO2 Cap Annual v6.20 | 503 | 7751 | Rate Constraint in MTons | FALSE | L | Annual | Constraint Shadow Price | US2022$/Ton | 0 | 0 | 0 | 0 | 0 | 0 | 0
IL Climate ParentID 327- CO2 Cap Annual v6.20 | 504 | 7752 | Rate Constraint in MTons | FALSE | L | Annual | Seasons Included | Seasons | Winter, Spring, Summer, Fall | Winter, Spring, Summer, Fall | Winter, Spring, Summer, Fall | Winter, Spring, Summer, Fall | Winter, Spring, Summer, Fall | Winter, Spring, Summer, Fall | Winter, Spring, Summer, Fall
IL Climate ParentID 327- CO2 Cap Annual v6.20 | 504 | 7752 | Rate Constraint in MTons | FALSE | L | Annual | Standard CO2 | Thousand Tons | NA | NA | 21.1592 | 21.1592 | 21.1592 | 21.1592 | 21.1592
IL Climate ParentID 327- CO2 Cap Annual v6.20 | 504 | 7752 | Rate Constraint in MTons | FALSE | L | Annual | Emissions at Affected Plants CO2 | Thousand Tons | 0 | 0 | 0 | 0 | 0 | 0 | 0
IL Climate ParentID 327- CO2 Cap Annual v6.20 | 504 | 7752 | Rate Constraint in MTons | FALSE | L | Annual | Allowances Purchased CO2 | Thousand Tons | 0 | 0 | 0 | 0 | 0 | 0 | 0
IL Climate ParentID 327- CO2 Cap Annual v6.20 | 504 | 7752 | Rate Constraint in MTons | FALSE | L | Annual | Allowances Sold CO2 | Thousand Tons | 0 | 0 | 0 | 0 | 0 | 0 | 0
IL Climate ParentID 327- CO2 Cap Annual v6.20 | 504 | 7752 | Rate Constraint in MTons | FALSE | L | Annual | Allowances Banked | Thousand Tons | 0 | 0 | 0 | 0 | 0 | 0 | 0
IL Climate ParentID 327- CO2 Cap Annual v6.20 | 504 | 7752 | Rate Constraint in MTons | FALSE | L | Annual | Allowances Withdrawn (1:1) | Thousand Tons | 0 | 0 | 0 | 0 | 0 | 0 | 0
IL Climate ParentID 327- CO2 Cap Annual v6.20 | 504 | 7752 | Rate Constraint in MTons | FALSE | L | Annual | Allowances Withdrawn (n:1) | Thousand Tons | 0 | 0 | 0 | 0 | 0 | 0 | 0
IL Climate ParentID 327- CO2 Cap Annual v6.20 | 504 | 7752 | Rate Constraint in MTons | FALSE | L | Annual | Net Emissions Allowance Position | Thousand Tons | 0 | 0 | 0 | 0 | 0 | 0 | 0
IL Climate ParentID 327- CO2 Cap Annual v6.20 | 504 | 7752 | Rate Constraint in MTons | FALSE | L | Annual | Fuel Consumed | TBtu | 0 | 0 | 0 | 0 | 0 | 0 | 0
IL Climate ParentID 327- CO2 Cap Annual v6.20 | 504 | 7752 | Rate Constraint in MTons | FALSE | L | Annual | Rate | lb/MMBtu | 0 | 0 | 0 | 0 | 0 | 0 | 0
IL Climate ParentID 327- CO2 Cap Annual v6.20 | 504 | 7752 | Rate Constraint in MTons | FALSE | L | Annual | Generation | TWh | 0 | 0 | 0 | 0 | 0 | 0 | 0
IL Climate ParentID 327- CO2 Cap Annual v6.20 | 504 | 7752 | Rate Constraint in MTons | FALSE | L | Annual | Qualifying Generation | TWh | 0 | 0 | 0 | 0 | 0 | 0 | 0
IL Climate ParentID 327- CO2 Cap Annual v6.20 | 504 | 7752 | Rate Constraint in MTons | FALSE | L | Annual | Rate | lb/MWh | 0 | 0 | 0 | 0 | 0 | 0 | 0
IL Climate ParentID 327- CO2 Cap Annual v6.20 | 504 | 7752 | Rate Constraint in MTons | FALSE | L | Annual | Constraint Shadow Price | US2022$/Ton | 0 | 0 | 0 | 0 | 0 | 0 | 0
IL Climate ParentID 328- CO2 Cap Annual v6.20 | 505 | 7753 | Rate Constraint in MTons | FALSE | L | Annual | Seasons Included | Seasons | Winter, Spring, Summer, Fall | Winter, Spring, Summer, Fall | Winter, Spring, Summer, Fall | Winter, Spring, Summer, Fall | Winter, Spring, Summer, Fall | Winter, Spring, Summer, Fall | Winter, Spring, Summer, Fall
IL Climate ParentID 328- CO2 Cap Annual v6.20 | 505 | 7753 | Rate Constraint in MTons | FALSE | L | Annual | Standard CO2 | Thousand Tons | NA | NA | 4.9553 | 4.9553 | 4.9553 | 4.9553 | 4.9553
IL Climate ParentID 328- CO2 Cap Annual v6.20 | 505 | 7753 | Rate Constraint in MTons | FALSE | L | Annual | Emissions at Affected Plants CO2 | Thousand Tons | 0 | 0 | 0 | 0 | 0 | 0 | 0
IL Climate ParentID 328- CO2 Cap Annual v6.20 | 505 | 7753 | Rate Constraint in MTons | FALSE | L | Annual | Allowances Purchased CO2 | Thousand Tons | 0 | 0 | 0 | 0 | 0 | 0 | 0
IL Climate ParentID 328- CO2 Cap Annual v6.20 | 505 | 7753 | Rate Constraint in MTons | FALSE | L | Annual | Allowances Sold CO2 | Thousand Tons | 0 | 0 | 0 | 0 | 0 | 0 | 0
IL Climate ParentID 328- CO2 Cap Annual v6.20 | 505 | 7753 | Rate Constraint in MTons | FALSE | L | Annual | Allowances Banked | Thousand Tons | 0 | 0 | 0 | 0 | 0 | 0 | 0
IL Climate ParentID 328- CO2 Cap Annual v6.20 | 505 | 7753 | Rate Constraint in MTons | FALSE | L | Annual | Allowances Withdrawn (1:1) | Thousand Tons | 0 | 0 | 0 | 0 | 0 | 0 | 0
IL Climate ParentID 328- CO2 Cap Annual v6.20 | 505 | 7753 | Rate Constraint in MTons | FALSE | L | Annual | Allowances Withdrawn (n:1) | Thousand Tons | 0 | 0 | 0 | 0 | 0 | 0 | 0
IL Climate ParentID 328- CO2 Cap Annual v6.20 | 505 | 7753 | Rate Constraint in MTons | FALSE | L | Annual | Net Emissions Allowance Position | Thousand Tons | 0 | 0 | 0 | 0 | 0 | 0 | 0
IL Climate ParentID 328- CO2 Cap Annual v6.20 | 505 | 7753 | Rate Constraint in MTons | FALSE | L | Annual | Fuel Consumed | TBtu | 0 | 0 | 0 | 0 | 0 | 0 | 0
IL Climate ParentID 328- CO2 Cap Annual v6.20 | 505 | 7753 | Rate Constraint in MTons | FALSE | L | Annual | Rate | lb/MMBtu | 0 | 0 | 0 | 0 | 0 | 0 | 0
IL Climate ParentID 328- CO2 Cap Annual v6.20 | 505 | 7753 | Rate Constraint in MTons | FALSE | L | Annual | Generation | TWh | 0 | 0 | 0 | 0 | 0 | 0 | 0
IL Climate ParentID 328- CO2 Cap Annual v6.20 | 505 | 7753 | Rate Constraint in MTons | FALSE | L | Annual | Qualifying Generation | TWh | 0 | 0 | 0 | 0 | 0 | 0 | 0
IL Climate ParentID 328- CO2 Cap Annual v6.20 | 505 | 7753 | Rate Constraint in MTons | FALSE | L | Annual | Rate | lb/MWh | 0 | 0 | 0 | 0 | 0 | 0 | 0
IL Climate ParentID 328- CO2 Cap Annual v6.20 | 505 | 7753 | Rate Constraint in MTons | FALSE | L | Annual | Constraint Shadow Price | US2022$/Ton | 0 | 0 | 0 | 0 | 0 | 0 | 0
IL Climate ParentID 329- CO2 Cap Annual v6.20 | 506 | 7754 | Rate Constraint in MTons | FALSE | L | Annual | Seasons Included | Seasons | Winter, Spring, Summer, Fall | Winter, Spring, Summer, Fall | Winter, Spring, Summer, Fall | Winter, Spring, Summer, Fall | Winter, Spring, Summer, Fall | Winter, Spring, Summer, Fall | Winter, Spring, Summer, Fall
IL Climate ParentID 329- CO2 Cap Annual v6.20 | 506 | 7754 | Rate Constraint in MTons | FALSE | L | Annual | Standard CO2 | Thousand Tons | NA | NA | 24.3959 | 24.3959 | 24.3959 | 24.3959 | 24.3959
IL Climate ParentID 329- CO2 Cap Annual v6.20 | 506 | 7754 | Rate Constraint in MTons | FALSE | L | Annual | Emissions at Affected Plants CO2 | Thousand Tons | 0 | 0 | 0 | 0 | 0 | 0 | 0
IL Climate ParentID 329- CO2 Cap Annual v6.20 | 506 | 7754 | Rate Constraint in MTons | FALSE | L | Annual | Allowances Purchased CO2 | Thousand Tons | 0 | 0 | 0 | 0 | 0 | 0 | 0
IL Climate ParentID 329- CO2 Cap Annual v6.20 | 506 | 7754 | Rate Constraint in MTons | FALSE | L | Annual | Allowances Sold CO2 | Thousand Tons | 0 | 0 | 0 | 0 | 0 | 0 | 0
IL Climate ParentID 329- CO2 Cap Annual v6.20 | 506 | 7754 | Rate Constraint in MTons | FALSE | L | Annual | Allowances Banked | Thousand Tons | 0 | 0 | 0 | 0 | 0 | 0 | 0
IL Climate ParentID 329- CO2 Cap Annual v6.20 | 506 | 7754 | Rate Constraint in MTons | FALSE | L | Annual | Allowances Withdrawn (1:1) | Thousand Tons | 0 | 0 | 0 | 0 | 0 | 0 | 0
IL Climate ParentID 329- CO2 Cap Annual v6.20 | 506 | 7754 | Rate Constraint in MTons | FALSE | L | Annual | Allowances Withdrawn (n:1) | Thousand Tons | 0 | 0 | 0 | 0 | 0 | 0 | 0
IL Climate ParentID 329- CO2 Cap Annual v6.20 | 506 | 7754 | Rate Constraint in MTons | FALSE | L | Annual | Net Emissions Allowance Position | Thousand Tons | 0 | 0 | 0 | 0 | 0 | 0 | 0
IL Climate ParentID 329- CO2 Cap Annual v6.20 | 506 | 7754 | Rate Constraint in MTons | FALSE | L | Annual | Fuel Consumed | TBtu | 0 | 0 | 0 | 0 | 0 | 0 | 0
IL Climate ParentID 329- CO2 Cap Annual v6.20 | 506 | 7754 | Rate Constraint in MTons | FALSE | L | Annual | Rate | lb/MMBtu | 0 | 0 | 0 | 0 | 0 | 0 | 0
IL Climate ParentID 329- CO2 Cap Annual v6.20 | 506 | 7754 | Rate Constraint in MTons | FALSE | L | Annual | Generation | TWh | 0 | 0 | 0 | 0 | 0 | 0 | 0
IL Climate ParentID 329- CO2 Cap Annual v6.20 | 506 | 7754 | Rate Constraint in MTons | FALSE | L | Annual | Qualifying Generation | TWh | 0 | 0 | 0 | 0 | 0 | 0 | 0
IL Climate ParentID 329- CO2 Cap Annual v6.20 | 506 | 7754 | Rate Constraint in MTons | FALSE | L | Annual | Rate | lb/MWh | 0 | 0 | 0 | 0 | 0 | 0 | 0
IL Climate ParentID 329- CO2 Cap Annual v6.20 | 506 | 7754 | Rate Constraint in MTons | FALSE | L | Annual | Constraint Shadow Price | US2022$/Ton | 0 | 0 | 0 | 0 | 0 | 0 | 0
IL Climate ParentID 330- CO2 Cap Annual v6.20 | 507 | 7755 | Rate Constraint in MTons | FALSE | L | Annual | Seasons Included | Seasons | Winter, Spring, Summer, Fall | Winter, Spring, Summer, Fall | Winter, Spring, Summer, Fall | Winter, Spring, Summer, Fall | Winter, Spring, Summer, Fall | Winter, Spring, Summer, Fall | Winter, Spring, Summer, Fall
IL Climate ParentID 330- CO2 Cap Annual v6.20 | 507 | 7755 | Rate Constraint in MTons | FALSE | L | Annual | Standard CO2 | Thousand Tons | NA | NA | 99.3289 | 99.3289 | 99.3289 | 99.3289 | 99.3289
IL Climate ParentID 330- CO2 Cap Annual v6.20 | 507 | 7755 | Rate Constraint in MTons | FALSE | L | Annual | Emissions at Affected Plants CO2 | Thousand Tons | 0 | 0 | 0 | 0 | 0 | 0 | 0
IL Climate ParentID 330- CO2 Cap Annual v6.20 | 507 | 7755 | Rate Constraint in MTons | FALSE | L | Annual | Allowances Purchased CO2 | Thousand Tons | 0 | 0 | 0 | 0 | 0 | 0 | 0
IL Climate ParentID 330- CO2 Cap Annual v6.20 | 507 | 7755 | Rate Constraint in MTons | FALSE | L | Annual | Allowances Sold CO2 | Thousand Tons | 0 | 0 | 0 | 0 | 0 | 0 | 0
IL Climate ParentID 330- CO2 Cap Annual v6.20 | 507 | 7755 | Rate Constraint in MTons | FALSE | L | Annual | Allowances Banked | Thousand Tons | 0 | 0 | 0 | 0 | 0 | 0 | 0
IL Climate ParentID 330- CO2 Cap Annual v6.20 | 507 | 7755 | Rate Constraint in MTons | FALSE | L | Annual | Allowances Withdrawn (1:1) | Thousand Tons | 0 | 0 | 0 | 0 | 0 | 0 | 0
IL Climate ParentID 330- CO2 Cap Annual v6.20 | 507 | 7755 | Rate Constraint in MTons | FALSE | L | Annual | Allowances Withdrawn (n:1) | Thousand Tons | 0 | 0 | 0 | 0 | 0 | 0 | 0
IL Climate ParentID 330- CO2 Cap Annual v6.20 | 507 | 7755 | Rate Constraint in MTons | FALSE | L | Annual | Net Emissions Allowance Position | Thousand Tons | 0 | 0 | 0 | 0 | 0 | 0 | 0
IL Climate ParentID 330- CO2 Cap Annual v6.20 | 507 | 7755 | Rate Constraint in MTons | FALSE | L | Annual | Fuel Consumed | TBtu | 0 | 0 | 0 | 0 | 0 | 0 | 0
IL Climate ParentID 330- CO2 Cap Annual v6.20 | 507 | 7755 | Rate Constraint in MTons | FALSE | L | Annual | Rate | lb/MMBtu | 0 | 0 | 0 | 0 | 0 | 0 | 0
IL Climate ParentID 330- CO2 Cap Annual v6.20 | 507 | 7755 | Rate Constraint in MTons | FALSE | L | Annual | Generation | TWh | 0 | 0 | 0 | 0 | 0 | 0 | 0
IL Climate ParentID 330- CO2 Cap Annual v6.20 | 507 | 7755 | Rate Constraint in MTons | FALSE | L | Annual | Qualifying Generation | TWh | 0 | 0 | 0 | 0 | 0 | 0 | 0
IL Climate ParentID 330- CO2 Cap Annual v6.20 | 507 | 7755 | Rate Constraint in MTons | FALSE | L | Annual | Rate | lb/MWh | 0 | 0 | 0 | 0 | 0 | 0 | 0
IL Climate ParentID 330- CO2 Cap Annual v6.20 | 507 | 7755 | Rate Constraint in MTons | FALSE | L | Annual | Constraint Shadow Price | US2022$/Ton | 0 | 0 | 0 | 0 | 0 | 0 | 0
IL Climate ParentID 331- CO2 Cap Annual v6.20 | 508 | 7756 | Rate Constraint in MTons | FALSE | L | Annual | Seasons Included | Seasons | Winter, Spring, Summer, Fall | Winter, Spring, Summer, Fall | Winter, Spring, Summer, Fall | Winter, Spring, Summer, Fall | Winter, Spring, Summer, Fall | Winter, Spring, Summer, Fall | Winter, Spring, Summer, Fall
IL Climate ParentID 331- CO2 Cap Annual v6.20 | 508 | 7756 | Rate Constraint in MTons | FALSE | L | Annual | Standard CO2 | Thousand Tons | NA | NA | 43.4235 | 43.4235 | 43.4235 | 43.4235 | 43.4235
IL Climate ParentID 331- CO2 Cap Annual v6.20 | 508 | 7756 | Rate Constraint in MTons | FALSE | L | Annual | Emissions at Affected Plants CO2 | Thousand Tons | 0 | 0 | 0 | 0 | 0 | 0 | 0
IL Climate ParentID 331- CO2 Cap Annual v6.20 | 508 | 7756 | Rate Constraint in MTons | FALSE | L | Annual | Allowances Purchased CO2 | Thousand Tons | 0 | 0 | 0 | 0 | 0 | 0 | 0
IL Climate ParentID 331- CO2 Cap Annual v6.20 | 508 | 7756 | Rate Constraint in MTons | FALSE | L | Annual | Allowances Sold CO2 | Thousand Tons | 0 | 0 | 0 | 0 | 0 | 0 | 0
IL Climate ParentID 331- CO2 Cap Annual v6.20 | 508 | 7756 | Rate Constraint in MTons | FALSE | L | Annual | Allowances Banked | Thousand Tons | 0 | 0 | 0 | 0 | 0 | 0 | 0
IL Climate ParentID 331- CO2 Cap Annual v6.20 | 508 | 7756 | Rate Constraint in MTons | FALSE | L | Annual | Allowances Withdrawn (1:1) | Thousand Tons | 0 | 0 | 0 | 0 | 0 | 0 | 0
IL Climate ParentID 331- CO2 Cap Annual v6.20 | 508 | 7756 | Rate Constraint in MTons | FALSE | L | Annual | Allowances Withdrawn (n:1) | Thousand Tons | 0 | 0 | 0 | 0 | 0 | 0 | 0
IL Climate ParentID 331- CO2 Cap Annual v6.20 | 508 | 7756 | Rate Constraint in MTons | FALSE | L | Annual | Net Emissions Allowance Position | Thousand Tons | 0 | 0 | 0 | 0 | 0 | 0 | 0
IL Climate ParentID 331- CO2 Cap Annual v6.20 | 508 | 7756 | Rate Constraint in MTons | FALSE | L | Annual | Fuel Consumed | TBtu | 0 | 0 | 0 | 0 | 0 | 0 | 0
IL Climate ParentID 331- CO2 Cap Annual v6.20 | 508 | 7756 | Rate Constraint in MTons | FALSE | L | Annual | Rate | lb/MMBtu | 0 | 0 | 0 | 0 | 0 | 0 | 0
IL Climate ParentID 331- CO2 Cap Annual v6.20 | 508 | 7756 | Rate Constraint in MTons | FALSE | L | Annual | Generation | TWh | 0 | 0 | 0 | 0 | 0 | 0 | 0
IL Climate ParentID 331- CO2 Cap Annual v6.20 | 508 | 7756 | Rate Constraint in MTons | FALSE | L | Annual | Qualifying Generation | TWh | 0 | 0 | 0 | 0 | 0 | 0 | 0
IL Climate ParentID 331- CO2 Cap Annual v6.20 | 508 | 7756 | Rate Constraint in MTons | FALSE | L | Annual | Rate | lb/MWh | 0 | 0 | 0 | 0 | 0 | 0 | 0
IL Climate ParentID 331- CO2 Cap Annual v6.20 | 508 | 7756 | Rate Constraint in MTons | FALSE | L | Annual | Constraint Shadow Price | US2022$/Ton | 0 | 0 | 0 | 0 | 0 | 0 | 0
IL Climate ParentID 336- CO2 Cap Annual v6.20 | 509 | 7757 | Rate Constraint in MTons | FALSE | L | Annual | Seasons Included | Seasons | Winter, Spring, Summer, Fall | Winter, Spring, Summer, Fall | Winter, Spring, Summer, Fall | Winter, Spring, Summer, Fall | Winter, Spring, Summer, Fall | Winter, Spring, Summer, Fall | Winter, Spring, Summer, Fall
IL Climate ParentID 336- CO2 Cap Annual v6.20 | 509 | 7757 | Rate Constraint in MTons | FALSE | L | Annual | Standard CO2 | Thousand Tons | NA | NA | 190.9653 | 190.9653 | 190.9653 | 190.9653 | 190.9653
IL Climate ParentID 336- CO2 Cap Annual v6.20 | 509 | 7757 | Rate Constraint in MTons | FALSE | L | Annual | Emissions at Affected Plants CO2 | Thousand Tons | 0 | 0 | 5.016 | 0 | 0 | 0 | 0
IL Climate ParentID 336- CO2 Cap Annual v6.20 | 509 | 7757 | Rate Constraint in MTons | FALSE | L | Annual | Allowances Purchased CO2 | Thousand Tons | 0 | 0 | 0 | 0 | 0 | 0 | 0
IL Climate ParentID 336- CO2 Cap Annual v6.20 | 509 | 7757 | Rate Constraint in MTons | FALSE | L | Annual | Allowances Sold CO2 | Thousand Tons | 0 | 0 | 0 | 0 | 0 | 0 | 0
IL Climate ParentID 336- CO2 Cap Annual v6.20 | 509 | 7757 | Rate Constraint in MTons | FALSE | L | Annual | Allowances Banked | Thousand Tons | 0 | 0 | 0 | 0 | 0 | 0 | 0
IL Climate ParentID 336- CO2 Cap Annual v6.20 | 509 | 7757 | Rate Constraint in MTons | FALSE | L | Annual | Allowances Withdrawn (1:1) | Thousand Tons | 0 | 0 | 0 | 0 | 0 | 0 | 0
IL Climate ParentID 336- CO2 Cap Annual v6.20 | 509 | 7757 | Rate Constraint in MTons | FALSE | L | Annual | Allowances Withdrawn (n:1) | Thousand Tons | 0 | 0 | 0 | 0 | 0 | 0 | 0
IL Climate ParentID 336- CO2 Cap Annual v6.20 | 509 | 7757 | Rate Constraint in MTons | FALSE | L | Annual | Net Emissions Allowance Position | Thousand Tons | 0 | 0 | 5.016 | 0 | 0 | 0 | 0
IL Climate ParentID 336- CO2 Cap Annual v6.20 | 509 | 7757 | Rate Constraint in MTons | FALSE | L | Annual | Fuel Consumed | TBtu | 0 | 0 | 0.085685 | 0 | 0 | 0 | 0
IL Climate ParentID 336- CO2 Cap Annual v6.20 | 509 | 7757 | Rate Constraint in MTons | FALSE | L | Annual | Rate | lb/MMBtu | 0 | 0 | 117.08 | 0 | 0 | 0 | 0
IL Climate ParentID 336- CO2 Cap Annual v6.20 | 509 | 7757 | Rate Constraint in MTons | FALSE | L | Annual | Generation | TWh | 0 | 0 | 0.0075921 | 0 | 0 | 0 | 0
IL Climate ParentID 336- CO2 Cap Annual v6.20 | 509 | 7757 | Rate Constraint in MTons | FALSE | L | Annual | Qualifying Generation | TWh | 0 | 0 | 0.0075921 | 0 | 0 | 0 | 0
IL Climate ParentID 336- CO2 Cap Annual v6.20 | 509 | 7757 | Rate Constraint in MTons | FALSE | L | Annual | Rate | lb/MWh | 0 | 0 | 1321.3649 | 0 | 0 | 0 | 0
IL Climate ParentID 336- CO2 Cap Annual v6.20 | 509 | 7757 | Rate Constraint in MTons | FALSE | L | Annual | Constraint Shadow Price | US2022$/Ton | 0 | 0 | 0 | 0 | 0 | 0 | 0
IL Climate ParentID 3563- CO2 Cap Annual v6.20 | 510 | 7783 | Rate Constraint in MTons | FALSE | L | Annual | Seasons Included | Seasons | Winter, Spring, Summer, Fall | Winter, Spring, Summer, Fall | Winter, Spring, Summer, Fall | Winter, Spring, Summer, Fall | Winter, Spring, Summer, Fall | Winter, Spring, Summer, Fall | Winter, Spring, Summer, Fall
IL Climate ParentID 3563- CO2 Cap Annual v6.20 | 510 | 7783 | Rate Constraint in MTons | FALSE | L | Annual | Standard CO2 | Thousand Tons | NA | NA | 3726.0581 | 3726.0581 | 3726.0581 | 3726.0581 | 3726.0581
IL Climate ParentID 3563- CO2 Cap Annual v6.20 | 510 | 7783 | Rate Constraint in MTons | FALSE | L | Annual | Emissions at Affected Plants CO2 | Thousand Tons | 0 | 0 | 536.9566 | 536.9566 | 0 | 0 | 0
IL Climate ParentID 3563- CO2 Cap Annual v6.20 | 510 | 7783 | Rate Constraint in MTons | FALSE | L | Annual | Allowances Purchased CO2 | Thousand Tons | 0 | 0 | 0 | 0 | 0 | 0 | 0
IL Climate ParentID 3563- CO2 Cap Annual v6.20 | 510 | 7783 | Rate Constraint in MTons | FALSE | L | Annual | Allowances Sold CO2 | Thousand Tons | 0 | 0 | 0 | 0 | 0 | 0 | 0
IL Climate ParentID 3563- CO2 Cap Annual v6.20 | 510 | 7783 | Rate Constraint in MTons | FALSE | L | Annual | Allowances Banked | Thousand Tons | 0 | 0 | 0 | 0 | 0 | 0 | 0
IL Climate ParentID 3563- CO2 Cap Annual v6.20 | 510 | 7783 | Rate Constraint in MTons | FALSE | L | Annual | Allowances Withdrawn (1:1) | Thousand Tons | 0 | 0 | 0 | 0 | 0 | 0 | 0
IL Climate ParentID 3563- CO2 Cap Annual v6.20 | 510 | 7783 | Rate Constraint in MTons | FALSE | L | Annual | Allowances Withdrawn (n:1) | Thousand Tons | 0 | 0 | 0 | 0 | 0 | 0 | 0
IL Climate ParentID 3563- CO2 Cap Annual v6.20 | 510 | 7783 | Rate Constraint in MTons | FALSE | L | Annual | Net Emissions Allowance Position | Thousand Tons | 0 | 0 | 536.9566 | 536.9566 | 0 | 0 | 0
IL Climate ParentID 3563- CO2 Cap Annual v6.20 | 510 | 7783 | Rate Constraint in MTons | FALSE | L | Annual | Fuel Consumed | TBtu | 0 | 0 | 52.1149 | 52.1149 | 0 | 0 | 0
IL Climate ParentID 3563- CO2 Cap Annual v6.20 | 510 | 7783 | Rate Constraint in MTons | FALSE | L | Annual | Rate | lb/MMBtu | 0 | 0 | 20.6066 | 20.6066 | 0 | 0 | 0
IL Climate ParentID 3563- CO2 Cap Annual v6.20 | 510 | 7783 | Rate Constraint in MTons | FALSE | L | Annual | Generation | TWh | 0 | 0 | 3.9405 | 3.9405 | 0 | 0 | 0
IL Climate ParentID 3563- CO2 Cap Annual v6.20 | 510 | 7783 | Rate Constraint in MTons | FALSE | L | Annual | Qualifying Generation | TWh | 0 | 0 | 3.9405 | 3.9405 | 0 | 0 | 0
IL Climate ParentID 3563- CO2 Cap Annual v6.20 | 510 | 7783 | Rate Constraint in MTons | FALSE | L | Annual | Rate | lb/MWh | 0 | 0 | 272.5334 | 272.5334 | 0 | 0 | 0
IL Climate ParentID 3563- CO2 Cap Annual v6.20 | 510 | 7783 | Rate Constraint in MTons | FALSE | L | Annual | Constraint Shadow Price | US2022$/Ton | 0 | 0 | 0 | 0 | 0 | 0 | 0
IL Climate ParentID 3564- CO2 Cap Annual v6.20 | 511 | 7784 | Rate Constraint in MTons | FALSE | L | Annual | Seasons Included | Seasons | Winter, Spring, Summer, Fall | Winter, Spring, Summer, Fall | Winter, Spring, Summer, Fall | Winter, Spring, Summer, Fall | Winter, Spring, Summer, Fall | Winter, Spring, Summer, Fall | Winter, Spring, Summer, Fall
IL Climate ParentID 3564- CO2 Cap Annual v6.20 | 511 | 7784 | Rate Constraint in MTons | FALSE | L | Annual | Standard CO2 | Thousand Tons | NA | NA | 3621.2811 | 3621.2811 | 3621.2811 | 3621.2811 | 3621.2811
IL Climate ParentID 3564- CO2 Cap Annual v6.20 | 511 | 7784 | Rate Constraint in MTons | FALSE | L | Annual | Emissions at Affected Plants CO2 | Thousand Tons | 0 | 0 | 534.3836 | 534.3836 | 0 | 0 | 0
IL Climate ParentID 3564- CO2 Cap Annual v6.20 | 511 | 7784 | Rate Constraint in MTons | FALSE | L | Annual | Allowances Purchased CO2 | Thousand Tons | 0 | 0 | 0 | 0 | 0 | 0 | 0
IL Climate ParentID 3564- CO2 Cap Annual v6.20 | 511 | 7784 | Rate Constraint in MTons | FALSE | L | Annual | Allowances Sold CO2 | Thousand Tons | 0 | 0 | 0 | 0 | 0 | 0 | 0
IL Climate ParentID 3564- CO2 Cap Annual v6.20 | 511 | 7784 | Rate Constraint in MTons | FALSE | L | Annual | Allowances Banked | Thousand Tons | 0 | 0 | 0 | 0 | 0 | 0 | 0
IL Climate ParentID 3564- CO2 Cap Annual v6.20 | 511 | 7784 | Rate Constraint in MTons | FALSE | L | Annual | Allowances Withdrawn (1:1) | Thousand Tons | 0 | 0 | 0 | 0 | 0 | 0 | 0
IL Climate ParentID 3564- CO2 Cap Annual v6.20 | 511 | 7784 | Rate Constraint in MTons | FALSE | L | Annual | Allowances Withdrawn (n:1) | Thousand Tons | 0 | 0 | 0 | 0 | 0 | 0 | 0
IL Climate ParentID 3564- CO2 Cap Annual v6.20 | 511 | 7784 | Rate Constraint in MTons | FALSE | L | Annual | Net Emissions Allowance Position | Thousand Tons | 0 | 0 | 534.3836 | 534.3836 | 0 | 0 | 0
IL Climate ParentID 3564- CO2 Cap Annual v6.20 | 511 | 7784 | Rate Constraint in MTons | FALSE | L | Annual | Fuel Consumed | TBtu | 0 | 0 | 51.8652 | 51.8652 | 0 | 0 | 0
IL Climate ParentID 3564- CO2 Cap Annual v6.20 | 511 | 7784 | Rate Constraint in MTons | FALSE | L | Annual | Rate | lb/MMBtu | 0 | 0 | 20.6066 | 20.6066 | 0 | 0 | 0
IL Climate ParentID 3564- CO2 Cap Annual v6.20 | 511 | 7784 | Rate Constraint in MTons | FALSE | L | Annual | Generation | TWh | 0 | 0 | 3.9487 | 3.9487 | 0 | 0 | 0
IL Climate ParentID 3564- CO2 Cap Annual v6.20 | 511 | 7784 | Rate Constraint in MTons | FALSE | L | Annual | Qualifying Generation | TWh | 0 | 0 | 3.9487 | 3.9487 | 0 | 0 | 0
IL Climate ParentID 3564- CO2 Cap Annual v6.20 | 511 | 7784 | Rate Constraint in MTons | FALSE | L | Annual | Rate | lb/MWh | 0 | 0 | 270.6638 | 270.6638 | 0 | 0 | 0
IL Climate ParentID 3564- CO2 Cap Annual v6.20 | 511 | 7784 | Rate Constraint in MTons | FALSE | L | Annual | Constraint Shadow Price | US2022$/Ton | 0 | 0 | 0 | 0 | 0 | 0 | 0
IL Climate ParentID 450- CO2 Cap Annual v6.20 | 512 | 7758 | Rate Constraint in MTons | FALSE | L | Annual | Seasons Included | Seasons | Winter, Spring, Summer, Fall | Winter, Spring, Summer, Fall | Winter, Spring, Summer, Fall | Winter, Spring, Summer, Fall | Winter, Spring, Summer, Fall | Winter, Spring, Summer, Fall | Winter, Spring, Summer, Fall
IL Climate ParentID 450- CO2 Cap Annual v6.20 | 512 | 7758 | Rate Constraint in MTons | FALSE | L | Annual | Standard CO2 | Thousand Tons | NA | NA | 29.8709 | 29.8709 | 29.8709 | 29.8709 | 29.8709
IL Climate ParentID 450- CO2 Cap Annual v6.20 | 512 | 7758 | Rate Constraint in MTons | FALSE | L | Annual | Emissions at Affected Plants CO2 | Thousand Tons | 0 | 0 | 3.4813 | 0 | 0 | 0 | 0
IL Climate ParentID 450- CO2 Cap Annual v6.20 | 512 | 7758 | Rate Constraint in MTons | FALSE | L | Annual | Allowances Purchased CO2 | Thousand Tons | 0 | 0 | 0 | 0 | 0 | 0 | 0
IL Climate ParentID 450- CO2 Cap Annual v6.20 | 512 | 7758 | Rate Constraint in MTons | FALSE | L | Annual | Allowances Sold CO2 | Thousand Tons | 0 | 0 | 0 | 0 | 0 | 0 | 0
IL Climate ParentID 450- CO2 Cap Annual v6.20 | 512 | 7758 | Rate Constraint in MTons | FALSE | L | Annual | Allowances Banked | Thousand Tons | 0 | 0 | 0 | 0 | 0 | 0 | 0
IL Climate ParentID 450- CO2 Cap Annual v6.20 | 512 | 7758 | Rate Constraint in MTons | FALSE | L | Annual | Allowances Withdrawn (1:1) | Thousand Tons | 0 | 0 | 0 | 0 | 0 | 0 | 0
IL Climate ParentID 450- CO2 Cap Annual v6.20 | 512 | 7758 | Rate Constraint in MTons | FALSE | L | Annual | Allowances Withdrawn (n:1) | Thousand Tons | 0 | 0 | 0 | 0 | 0 | 0 | 0
IL Climate ParentID 450- CO2 Cap Annual v6.20 | 512 | 7758 | Rate Constraint in MTons | FALSE | L | Annual | Net Emissions Allowance Position | Thousand Tons | 0 | 0 | 3.4813 | 0 | 0 | 0 | 0
IL Climate ParentID 450- CO2 Cap Annual v6.20 | 512 | 7758 | Rate Constraint in MTons | FALSE | L | Annual | Fuel Consumed | TBtu | 0 | 0 | 0.059469 | 0 | 0 | 0 | 0
IL Climate ParentID 450- CO2 Cap Annual v6.20 | 512 | 7758 | Rate Constraint in MTons | FALSE | L | Annual | Rate | lb/MMBtu | 0 | 0 | 117.08 | 0 | 0 | 0 | 0
IL Climate ParentID 450- CO2 Cap Annual v6.20 | 512 | 7758 | Rate Constraint in MTons | FALSE | L | Annual | Generation | TWh | 0 | 0 | 0.0055346 | 0 | 0 | 0 | 0
IL Climate ParentID 450- CO2 Cap Annual v6.20 | 512 | 7758 | Rate Constraint in MTons | FALSE | L | Annual | Qualifying Generation | TWh | 0 | 0 | 0.0055346 | 0 | 0 | 0 | 0
IL Climate ParentID 450- CO2 Cap Annual v6.20 | 512 | 7758 | Rate Constraint in MTons | FALSE | L | Annual | Rate | lb/MWh | 0 | 0 | 1258.0246 | 0 | 0 | 0 | 0
IL Climate ParentID 450- CO2 Cap Annual v6.20 | 512 | 7758 | Rate Constraint in MTons | FALSE | L | Annual | Constraint Shadow Price | US2022$/Ton | 0 | 0 | 0 | 0 | 0 | 0 | 0
IL Climate ParentID 451- CO2 Cap Annual v6.20 | 513 | 7759 | Rate Constraint in MTons | FALSE | L | Annual | Seasons Included | Seasons | Winter, Spring, Summer, Fall | Winter, Spring, Summer, Fall | Winter, Spring, Summer, Fall | Winter, Spring, Summer, Fall | Winter, Spring, Summer, Fall | Winter, Spring, Summer, Fall | Winter, Spring, Summer, Fall
IL Climate ParentID 451- CO2 Cap Annual v6.20 | 513 | 7759 | Rate Constraint in MTons | FALSE | L | Annual | Standard CO2 | Thousand Tons | NA | NA | 28.5997 | 28.5997 | 28.5997 | 28.5997 | 28.5997
IL Climate ParentID 451- CO2 Cap Annual v6.20 | 513 | 7759 | Rate Constraint in MTons | FALSE | L | Annual | Emissions at Affected Plants CO2 | Thousand Tons | 0 | 0 | 1.3138 | 0 | 0 | 0 | 0
IL Climate ParentID 451- CO2 Cap Annual v6.20 | 513 | 7759 | Rate Constraint in MTons | FALSE | L | Annual | Allowances Purchased CO2 | Thousand Tons | 0 | 0 | 0 | 0 | 0 | 0 | 0
IL Climate ParentID 451- CO2 Cap Annual v6.20 | 513 | 7759 | Rate Constraint in MTons | FALSE | L | Annual | Allowances Sold CO2 | Thousand Tons | 0 | 0 | 0 | 0 | 0 | 0 | 0
IL Climate ParentID 451- CO2 Cap Annual v6.20 | 513 | 7759 | Rate Constraint in MTons | FALSE | L | Annual | Allowances Banked | Thousand Tons | 0 | 0 | 0 | 0 | 0 | 0 | 0
IL Climate ParentID 451- CO2 Cap Annual v6.20 | 513 | 7759 | Rate Constraint in MTons | FALSE | L | Annual | Allowances Withdrawn (1:1) | Thousand Tons | 0 | 0 | 0 | 0 | 0 | 0 | 0
IL Climate ParentID 451- CO2 Cap Annual v6.20 | 513 | 7759 | Rate Constraint in MTons | FALSE | L | Annual | Allowances Withdrawn (n:1) | Thousand Tons | 0 | 0 | 0 | 0 | 0 | 0 | 0
IL Climate ParentID 451- CO2 Cap Annual v6.20 | 513 | 7759 | Rate Constraint in MTons | FALSE | L | Annual | Net Emissions Allowance Position | Thousand Tons | 0 | 0 | 1.3138 | 0 | 0 | 0 | 0
IL Climate ParentID 451- CO2 Cap Annual v6.20 | 513 | 7759 | Rate Constraint in MTons | FALSE | L | Annual | Fuel Consumed | TBtu | 0 | 0 | 0.022443 | 0 | 0 | 0 | 0
IL Climate ParentID 451- CO2 Cap Annual v6.20 | 513 | 7759 | Rate Constraint in MTons | FALSE | L | Annual | Rate | lb/MMBtu | 0 | 0 | 117.08 | 0 | 0 | 0 | 0
IL Climate ParentID 451- CO2 Cap Annual v6.20 | 513 | 7759 | Rate Constraint in MTons | FALSE | L | Annual | Generation | TWh | 0 | 0 | 0.002072 | 0 | 0 | 0 | 0
IL Climate ParentID 451- CO2 Cap Annual v6.20 | 513 | 7759 | Rate Constraint in MTons | FALSE | L | Annual | Qualifying Generation | TWh | 0 | 0 | 0.002072 | 0 | 0 | 0 | 0
IL Climate ParentID 451- CO2 Cap Annual v6.20 | 513 | 7759 | Rate Constraint in MTons | FALSE | L | Annual | Rate | lb/MWh | 0 | 0 | 1268.1524 | 0 | 0 | 0 | 0
IL Climate ParentID 451- CO2 Cap Annual v6.20 | 513 | 7759 | Rate Constraint in MTons | FALSE | L | Annual | Constraint Shadow Price | US2022$/Ton | 0 | 0 | 0 | 0 | 0 | 0 | 0
IL Climate ParentID 452- CO2 Cap Annual v6.20 | 514 | 7760 | Rate Constraint in MTons | FALSE | L | Annual | Seasons Included | Seasons | Winter, Spring, Summer, Fall | Winter, Spring, Summer, Fall | Winter, Spring, Summer, Fall | Winter, Spring, Summer, Fall | Winter, Spring, Summer, Fall | Winter, Spring, Summer, Fall | Winter, Spring, Summer, Fall
IL Climate ParentID 452- CO2 Cap Annual v6.20 | 514 | 7760 | Rate Constraint in MTons | FALSE | L | Annual | Standard CO2 | Thousand Tons | NA | NA | 70.0018 | 70.0018 | 70.0018 | 70.0018 | 70.0018
IL Climate ParentID 452- CO2 Cap Annual v6.20 | 514 | 7760 | Rate Constraint in MTons | FALSE | L | Annual | Emissions at Affected Plants CO2 | Thousand Tons | 0 | 0 | 3.7016 | 0 | 0 | 0 | 0
IL Climate ParentID 452- CO2 Cap Annual v6.20 | 514 | 7760 | Rate Constraint in MTons | FALSE | L | Annual | Allowances Purchased CO2 | Thousand Tons | 0 | 0 | 0 | 0 | 0 | 0 | 0
IL Climate ParentID 452- CO2 Cap Annual v6.20 | 514 | 7760 | Rate Constraint in MTons | FALSE | L | Annual | Allowances Sold CO2 | Thousand Tons | 0 | 0 | 0 | 0 | 0 | 0 | 0
IL Climate ParentID 452- CO2 Cap Annual v6.20 | 514 | 7760 | Rate Constraint in MTons | FALSE | L | Annual | Allowances Banked | Thousand Tons | 0 | 0 | 0 | 0 | 0 | 0 | 0
IL Climate ParentID 452- CO2 Cap Annual v6.20 | 514 | 7760 | Rate Constraint in MTons | FALSE | L | Annual | Allowances Withdrawn (1:1) | Thousand Tons | 0 | 0 | 0 | 0 | 0 | 0 | 0
IL Climate ParentID 452- CO2 Cap Annual v6.20 | 514 | 7760 | Rate Constraint in MTons | FALSE | L | Annual | Allowances Withdrawn (n:1) | Thousand Tons | 0 | 0 | 0 | 0 | 0 | 0 | 0
IL Climate ParentID 452- CO2 Cap Annual v6.20 | 514 | 7760 | Rate Constraint in MTons | FALSE | L | Annual | Net Emissions Allowance Position | Thousand Tons | 0 | 0 | 3.7016 | 0 | 0 | 0 | 0
IL Climate ParentID 452- CO2 Cap Annual v6.20 | 514 | 7760 | Rate Constraint in MTons | FALSE | L | Annual | Fuel Consumed | TBtu | 0 | 0 | 0.063233 | 0 | 0 | 0 | 0
IL Climate ParentID 452- CO2 Cap Annual v6.20 | 514 | 7760 | Rate Constraint in MTons | FALSE | L | Annual | Rate | lb/MMBtu | 0 | 0 | 117.08 | 0 | 0 | 0 | 0
IL Climate ParentID 452- CO2 Cap Annual v6.20 | 514 | 7760 | Rate Constraint in MTons | FALSE | L | Annual | Generation | TWh | 0 | 0 | 0.0058849 | 0 | 0 | 0 | 0
IL Climate ParentID 452- CO2 Cap Annual v6.20 | 514 | 7760 | Rate Constraint in MTons | FALSE | L | Annual | Qualifying Generation | TWh | 0 | 0 | 0.0058849 | 0 | 0 | 0 | 0
IL Climate ParentID 452- CO2 Cap Annual v6.20 | 514 | 7760 | Rate Constraint in MTons | FALSE | L | Annual | Rate | lb/MWh | 0 | 0 | 1258.0246 | 0 | 0 | 0 | 0
IL Climate ParentID 452- CO2 Cap Annual v6.20 | 514 | 7760 | Rate Constraint in MTons | FALSE | L | Annual | Constraint Shadow Price | US2022$/Ton | 0 | 0 | 0 | 0 | 0 | 0 | 0
IL Climate ParentID 453- CO2 Cap Annual v6.20 | 515 | 7761 | Rate Constraint in MTons | FALSE | L | Annual | Seasons Included | Seasons | Winter, Spring, Summer, Fall | Winter, Spring, Summer, Fall | Winter, Spring, Summer, Fall | Winter, Spring, Summer, Fall | Winter, Spring, Summer, Fall | Winter, Spring, Summer, Fall | Winter, Spring, Summer, Fall
IL Climate ParentID 453- CO2 Cap Annual v6.20 | 515 | 7761 | Rate Constraint in MTons | FALSE | L | Annual | Standard CO2 | Thousand Tons | NA | NA | 0.28801 | 0.28801 | 0.28801 | 0.28801 | 0.28801
IL Climate ParentID 453- CO2 Cap Annual v6.20 | 515 | 7761 | Rate Constraint in MTons | FALSE | L | Annual | Emissions at Affected Plants CO2 | Thousand Tons | 0 | 0 | 0.28801 | 0 | 0 | 0 | 0
IL Climate ParentID 453- CO2 Cap Annual v6.20 | 515 | 7761 | Rate Constraint in MTons | FALSE | L | Annual | Allowances Purchased CO2 | Thousand Tons | 0 | 0 | 0 | 0 | 0 | 0 | 0
IL Climate ParentID 453- CO2 Cap Annual v6.20 | 515 | 7761 | Rate Constraint in MTons | FALSE | L | Annual | Allowances Sold CO2 | Thousand Tons | 0 | 0 | 0 | 0 | 0 | 0 | 0
IL Climate ParentID 453- CO2 Cap Annual v6.20 | 515 | 7761 | Rate Constraint in MTons | FALSE | L | Annual | Allowances Banked | Thousand Tons | 0 | 0 | 0 | 0 | 0 | 0 | 0
IL Climate ParentID 453- CO2 Cap Annual v6.20 | 515 | 7761 | Rate Constraint in MTons | FALSE | L | Annual | Allowances Withdrawn (1:1) | Thousand Tons | 0 | 0 | 0 | 0 | 0 | 0 | 0
IL Climate ParentID 453- CO2 Cap Annual v6.20 | 515 | 7761 | Rate Constraint in MTons | FALSE | L | Annual | Allowances Withdrawn (n:1) | Thousand Tons | 0 | 0 | 0 | 0 | 0 | 0 | 0
IL Climate ParentID 453- CO2 Cap Annual v6.20 | 515 | 7761 | Rate Constraint in MTons | FALSE | L | Annual | Net Emissions Allowance Position | Thousand Tons | 0 | 0 | 0.28801 | 0 | 0 | 0 | 0
IL Climate ParentID 453- CO2 Cap Annual v6.20 | 515 | 7761 | Rate Constraint in MTons | FALSE | L | Annual | Fuel Consumed | TBtu | 0 | 0 | 0.0049199 | 0 | 0 | 0 | 0
IL Climate ParentID 453- CO2 Cap Annual v6.20 | 515 | 7761 | Rate Constraint in MTons | FALSE | L | Annual | Rate | lb/MMBtu | 0 | 0 | 117.08 | 0 | 0 | 0 | 0
IL Climate ParentID 453- CO2 Cap Annual v6.20 | 515 | 7761 | Rate Constraint in MTons | FALSE | L | Annual | Generation | TWh | 0 | 0 | 0.00045788 | 0 | 0 | 0 | 0
IL Climate ParentID 453- CO2 Cap Annual v6.20 | 515 | 7761 | Rate Constraint in MTons | FALSE | L | Annual | Qualifying Generation | TWh | 0 | 0 | 0.00045788 | 0 | 0 | 0 | 0
IL Climate ParentID 453- CO2 Cap Annual v6.20 | 515 | 7761 | Rate Constraint in MTons | FALSE | L | Annual | Rate | lb/MWh | 0 | 0 | 1258.0246 | 0 | 0 | 0 | 0
IL Climate ParentID 453- CO2 Cap Annual v6.20 | 515 | 7761 | Rate Constraint in MTons | FALSE | L | Annual | Constraint Shadow Price | US2022$/Ton | 0 | 0 | 6.9795 | 0 | 0 | 0 | 0
IL Climate ParentID 455- CO2 Cap Annual v6.20 | 516 | 7762 | Rate Constraint in MTons | FALSE | L | Annual | Seasons Included | Seasons | Winter, Spring, Summer, Fall | Winter, Spring, Summer, Fall | Winter, Spring, Summer, Fall | Winter, Spring, Summer, Fall | Winter, Spring, Summer, Fall | Winter, Spring, Summer, Fall | Winter, Spring, Summer, Fall
IL Climate ParentID 455- CO2 Cap Annual v6.20 | 516 | 7762 | Rate Constraint in MTons | FALSE | L | Annual | Standard CO2 | Thousand Tons | NA | NA | 6.7789 | 6.7789 | 6.7789 | 6.7789 | 6.7789
IL Climate ParentID 455- CO2 Cap Annual v6.20 | 516 | 7762 | Rate Constraint in MTons | FALSE | L | Annual | Emissions at Affected Plants CO2 | Thousand Tons | 0 | 0 | 0 | 0 | 0 | 0 | 0
IL Climate ParentID 455- CO2 Cap Annual v6.20 | 516 | 7762 | Rate Constraint in MTons | FALSE | L | Annual | Allowances Purchased CO2 | Thousand Tons | 0 | 0 | 0 | 0 | 0 | 0 | 0
IL Climate ParentID 455- CO2 Cap Annual v6.20 | 516 | 7762 | Rate Constraint in MTons | FALSE | L | Annual | Allowances Sold CO2 | Thousand Tons | 0 | 0 | 0 | 0 | 0 | 0 | 0
IL Climate ParentID 455- CO2 Cap Annual v6.20 | 516 | 7762 | Rate Constraint in MTons | FALSE | L | Annual | Allowances Banked | Thousand Tons | 0 | 0 | 0 | 0 | 0 | 0 | 0
IL Climate ParentID 455- CO2 Cap Annual v6.20 | 516 | 7762 | Rate Constraint in MTons | FALSE | L | Annual | Allowances Withdrawn (1:1) | Thousand Tons | 0 | 0 | 0 | 0 | 0 | 0 | 0
IL Climate ParentID 455- CO2 Cap Annual v6.20 | 516 | 7762 | Rate Constraint in MTons | FALSE | L | Annual | Allowances Withdrawn (n:1) | Thousand Tons | 0 | 0 | 0 | 0 | 0 | 0 | 0
IL Climate ParentID 455- CO2 Cap Annual v6.20 | 516 | 7762 | Rate Constraint in MTons | FALSE | L | Annual | Net Emissions Allowance Position | Thousand Tons | 0 | 0 | 0 | 0 | 0 | 0 | 0
IL Climate ParentID 455- CO2 Cap Annual v6.20 | 516 | 7762 | Rate Constraint in MTons | FALSE | L | Annual | Fuel Consumed | TBtu | 0 | 0 | 0 | 0 | 0 | 0 | 0
IL Climate ParentID 455- CO2 Cap Annual v6.20 | 516 | 7762 | Rate Constraint in MTons | FALSE | L | Annual | Rate | lb/MMBtu | 0 | 0 | 0 | 0 | 0 | 0 | 0
IL Climate ParentID 455- CO2 Cap Annual v6.20 | 516 | 7762 | Rate Constraint in MTons | FALSE | L | Annual | Generation | TWh | 0 | 0 | 0 | 0 | 0 | 0 | 0
IL Climate ParentID 455- CO2 Cap Annual v6.20 | 516 | 7762 | Rate Constraint in MTons | FALSE | L | Annual | Qualifying Generation | TWh | 0 | 0 | 0 | 0 | 0 | 0 | 0
IL Climate ParentID 455- CO2 Cap Annual v6.20 | 516 | 7762 | Rate Constraint in MTons | FALSE | L | Annual | Rate | lb/MWh | 0 | 0 | 0 | 0 | 0 | 0 | 0
IL Climate ParentID 455- CO2 Cap Annual v6.20 | 516 | 7762 | Rate Constraint in MTons | FALSE | L | Annual | Constraint Shadow Price | US2022$/Ton | 0 | 0 | 0 | 0 | 0 | 0 | 0
IL Climate ParentID 456- CO2 Cap Annual v6.20 | 517 | 7763 | Rate Constraint in MTons | FALSE | L | Annual | Seasons Included | Seasons | Winter, Spring, Summer, Fall | Winter, Spring, Summer, Fall | Winter, Spring, Summer, Fall | Winter, Spring, Summer, Fall | Winter, Spring, Summer, Fall | Winter, Spring, Summer, Fall | Winter, Spring, Summer, Fall
IL Climate ParentID 456- CO2 Cap Annual v6.20 | 517 | 7763 | Rate Constraint in MTons | FALSE | L | Annual | Standard CO2 | Thousand Tons | NA | NA | 2.0526 | 2.0526 | 2.0526 | 2.0526 | 2.0526
IL Climate ParentID 456- CO2 Cap Annual v6.20 | 517 | 7763 | Rate Constraint in MTons | FALSE | L | Annual | Emissions at Affected Plants CO2 | Thousand Tons | 0 | 0 | 0 | 0 | 0 | 0 | 0
IL Climate ParentID 456- CO2 Cap Annual v6.20 | 517 | 7763 | Rate Constraint in MTons | FALSE | L | Annual | Allowances Purchased CO2 | Thousand Tons | 0 | 0 | 0 | 0 | 0 | 0 | 0
IL Climate ParentID 456- CO2 Cap Annual v6.20 | 517 | 7763 | Rate Constraint in MTons | FALSE | L | Annual | Allowances Sold CO2 | Thousand Tons | 0 | 0 | 0 | 0 | 0 | 0 | 0
IL Climate ParentID 456- CO2 Cap Annual v6.20 | 517 | 7763 | Rate Constraint in MTons | FALSE | L | Annual | Allowances Banked | Thousand Tons | 0 | 0 | 0 | 0 | 0 | 0 | 0
IL Climate ParentID 456- CO2 Cap Annual v6.20 | 517 | 7763 | Rate Constraint in MTons | FALSE | L | Annual | Allowances Withdrawn (1:1) | Thousand Tons | 0 | 0 | 0 | 0 | 0 | 0 | 0
IL Climate ParentID 456- CO2 Cap Annual v6.20 | 517 | 7763 | Rate Constraint in MTons | FALSE | L | Annual | Allowances Withdrawn (n:1) | Thousand Tons | 0 | 0 | 0 | 0 | 0 | 0 | 0
IL Climate ParentID 456- CO2 Cap Annual v6.20 | 517 | 7763 | Rate Constraint in MTons | FALSE | L | Annual | Net Emissions Allowance Position | Thousand Tons | 0 | 0 | 0 | 0 | 0 | 0 | 0
IL Climate ParentID 456- CO2 Cap Annual v6.20 | 517 | 7763 | Rate Constraint in MTons | FALSE | L | Annual | Fuel Consumed | TBtu | 0 | 0 | 0 | 0 | 0 | 0 | 0
IL Climate ParentID 456- CO2 Cap Annual v6.20 | 517 | 7763 | Rate Constraint in MTons | FALSE | L | Annual | Rate | lb/MMBtu | 0 | 0 | 0 | 0 | 0 | 0 | 0
IL Climate ParentID 456- CO2 Cap Annual v6.20 | 517 | 7763 | Rate Constraint in MTons | FALSE | L | Annual | Generation | TWh | 0 | 0 | 0 | 0 | 0 | 0 | 0
IL Climate ParentID 456- CO2 Cap Annual v6.20 | 517 | 7763 | Rate Constraint in MTons | FALSE | L | Annual | Qualifying Generation | TWh | 0 | 0 | 0 | 0 | 0 | 0 | 0
IL Climate ParentID 456- CO2 Cap Annual v6.20 | 517 | 7763 | Rate Constraint in MTons | FALSE | L | Annual | Rate | lb/MWh | 0 | 0 | 0 | 0 | 0 | 0 | 0
IL Climate ParentID 456- CO2 Cap Annual v6.20 | 517 | 7763 | Rate Constraint in MTons | FALSE | L | Annual | Constraint Shadow Price | US2022$/Ton | 0 | 0 | 0 | 0 | 0 | 0 | 0
IL Climate ParentID 463- CO2 Cap Annual v6.20 | 518 | 7764 | Rate Constraint in MTons | FALSE | L | Annual | Seasons Included | Seasons | Winter, Spring, Summer, Fall | Winter, Spring, Summer, Fall | Winter, Spring, Summer, Fall | Winter, Spring, Summer, Fall | Winter, Spring, Summer, Fall | Winter, Spring, Summer, Fall | Winter, Spring, Summer, Fall
IL Climate ParentID 463- CO2 Cap Annual v6.20 | 518 | 7764 | Rate Constraint in MTons | FALSE | L | Annual | Standard CO2 | Thousand Tons | NA | NA | 4.0397 | 4.0397 | 4.0397 | 4.0397 | 4.0397
IL Climate ParentID 463- CO2 Cap Annual v6.20 | 518 | 7764 | Rate Constraint in MTons | FALSE | L | Annual | Emissions at Affected Plants CO2 | Thousand Tons | 0 | 0 | 0.3053 | 0 | 0 | 0 | 0
IL Climate ParentID 463- CO2 Cap Annual v6.20 | 518 | 7764 | Rate Constraint in MTons | FALSE | L | Annual | Allowances Purchased CO2 | Thousand Tons | 0 | 0 | 0 | 0 | 0 | 0 | 0
IL Climate ParentID 463- CO2 Cap Annual v6.20 | 518 | 7764 | Rate Constraint in MTons | FALSE | L | Annual | Allowances Sold CO2 | Thousand Tons | 0 | 0 | 0 | 0 | 0 | 0 | 0
IL Climate ParentID 463- CO2 Cap Annual v6.20 | 518 | 7764 | Rate Constraint in MTons | FALSE | L | Annual | Allowances Banked | Thousand Tons | 0 | 0 | 0 | 0 | 0 | 0 | 0
IL Climate ParentID 463- CO2 Cap Annual v6.20 | 518 | 7764 | Rate Constraint in MTons | FALSE | L | Annual | Allowances Withdrawn (1:1) | Thousand Tons | 0 | 0 | 0 | 0 | 0 | 0 | 0
IL Climate ParentID 463- CO2 Cap Annual v6.20 | 518 | 7764 | Rate Constraint in MTons | FALSE | L | Annual | Allowances Withdrawn (n:1) | Thousand Tons | 0 | 0 | 0 | 0 | 0 | 0 | 0
IL Climate ParentID 463- CO2 Cap Annual v6.20 | 518 | 7764 | Rate Constraint in MTons | FALSE | L | Annual | Net Emissions Allowance Position | Thousand Tons | 0 | 0 | 0.3053 | 0 | 0 | 0 | 0
IL Climate ParentID 463- CO2 Cap Annual v6.20 | 518 | 7764 | Rate Constraint in MTons | FALSE | L | Annual | Fuel Consumed | TBtu | 0 | 0 | 0.0052153 | 0 | 0 | 0 | 0
IL Climate ParentID 463- CO2 Cap Annual v6.20 | 518 | 7764 | Rate Constraint in MTons | FALSE | L | Annual | Rate | lb/MMBtu | 0 | 0 | 117.08 | 0 | 0 | 0 | 0
IL Climate ParentID 463- CO2 Cap Annual v6.20 | 518 | 7764 | Rate Constraint in MTons | FALSE | L | Annual | Generation | TWh | 0 | 0 | 0.00047528 | 0 | 0 | 0 | 0
IL Climate ParentID 463- CO2 Cap Annual v6.20 | 518 | 7764 | Rate Constraint in MTons | FALSE | L | Annual | Qualifying Generation | TWh | 0 | 0 | 0.00047528 | 0 | 0 | 0 | 0
IL Climate ParentID 463- CO2 Cap Annual v6.20 | 518 | 7764 | Rate Constraint in MTons | FALSE | L | Annual | Rate | lb/MWh | 0 | 0 | 1284.7188 | 0 | 0 | 0 | 0
IL Climate ParentID 463- CO2 Cap Annual v6.20 | 518 | 7764 | Rate Constraint in MTons | FALSE | L | Annual | Constraint Shadow Price | US2022$/Ton | 0 | 0 | 0 | 0 | 0 | 0 | 0
IL Climate ParentID 465- CO2 Cap Annual v6.20 | 519 | 7765 | Rate Constraint in MTons | FALSE | L | Annual | Seasons Included | Seasons | Winter, Spring, Summer, Fall | Winter, Spring, Summer, Fall | Winter, Spring, Summer, Fall | Winter, Spring, Summer, Fall | Winter, Spring, Summer, Fall | Winter, Spring, Summer, Fall | Winter, Spring, Summer, Fall
IL Climate ParentID 465- CO2 Cap Annual v6.20 | 519 | 7765 | Rate Constraint in MTons | FALSE | L | Annual | Standard CO2 | Thousand Tons | NA | NA | 3.2636 | 3.2636 | 3.2636 | 3.2636 | 3.2636
IL Climate ParentID 465- CO2 Cap Annual v6.20 | 519 | 7765 | Rate Constraint in MTons | FALSE | L | Annual | Emissions at Affected Plants CO2 | Thousand Tons | 0 | 0 | 0 | 0 | 0 | 0 | 0
IL Climate ParentID 465- CO2 Cap Annual v6.20 | 519 | 7765 | Rate Constraint in MTons | FALSE | L | Annual | Allowances Purchased CO2 | Thousand Tons | 0 | 0 | 0 | 0 | 0 | 0 | 0
IL Climate ParentID 465- CO2 Cap Annual v6.20 | 519 | 7765 | Rate Constraint in MTons | FALSE | L | Annual | Allowances Sold CO2 | Thousand Tons | 0 | 0 | 0 | 0 | 0 | 0 | 0
IL Climate ParentID 465- CO2 Cap Annual v6.20 | 519 | 7765 | Rate Constraint in MTons | FALSE | L | Annual | Allowances Banked | Thousand Tons | 0 | 0 | 0 | 0 | 0 | 0 | 0
IL Climate ParentID 465- CO2 Cap Annual v6.20 | 519 | 7765 | Rate Constraint in MTons | FALSE | L | Annual | Allowances Withdrawn (1:1) | Thousand Tons | 0 | 0 | 0 | 0 | 0 | 0 | 0
IL Climate ParentID 465- CO2 Cap Annual v6.20 | 519 | 7765 | Rate Constraint in MTons | FALSE | L | Annual | Allowances Withdrawn (n:1) | Thousand Tons | 0 | 0 | 0 | 0 | 0 | 0 | 0
IL Climate ParentID 465- CO2 Cap Annual v6.20 | 519 | 7765 | Rate Constraint in MTons | FALSE | L | Annual | Net Emissions Allowance Position | Thousand Tons | 0 | 0 | 0 | 0 | 0 | 0 | 0
IL Climate ParentID 465- CO2 Cap Annual v6.20 | 519 | 7765 | Rate Constraint in MTons | FALSE | L | Annual | Fuel Consumed | TBtu | 0 | 0 | 0 | 0 | 0 | 0 | 0
IL Climate ParentID 465- CO2 Cap Annual v6.20 | 519 | 7765 | Rate Constraint in MTons | FALSE | L | Annual | Rate | lb/MMBtu | 0 | 0 | 0 | 0 | 0 | 0 | 0
IL Climate ParentID 465- CO2 Cap Annual v6.20 | 519 | 7765 | Rate Constraint in MTons | FALSE | L | Annual | Generation | TWh | 0 | 0 | 0 | 0 | 0 | 0 | 0
IL Climate ParentID 465- CO2 Cap Annual v6.20 | 519 | 7765 | Rate Constraint in MTons | FALSE | L | Annual | Qualifying Generation | TWh | 0 | 0 | 0 | 0 | 0 | 0 | 0
IL Climate ParentID 465- CO2 Cap Annual v6.20 | 519 | 7765 | Rate Constraint in MTons | FALSE | L | Annual | Rate | lb/MWh | 0 | 0 | 0 | 0 | 0 | 0 | 0
IL Climate ParentID 465- CO2 Cap Annual v6.20 | 519 | 7765 | Rate Constraint in MTons | FALSE | L | Annual | Constraint Shadow Price | US2022$/Ton | 0 | 0 | 0 | 0 | 0 | 0 | 0
IL Climate ParentID 466- CO2 Cap Annual v6.20 | 520 | 7766 | Rate Constraint in MTons | FALSE | L | Annual | Seasons Included | Seasons | Winter, Spring, Summer, Fall | Winter, Spring, Summer, Fall | Winter, Spring, Summer, Fall | Winter, Spring, Summer, Fall | Winter, Spring, Summer, Fall | Winter, Spring, Summer, Fall | Winter, Spring, Summer, Fall
IL Climate ParentID 466- CO2 Cap Annual v6.20 | 520 | 7766 | Rate Constraint in MTons | FALSE | L | Annual | Standard CO2 | Thousand Tons | NA | NA | 3.9303 | 3.9303 | 3.9303 | 3.9303 | 3.9303
IL Climate ParentID 466- CO2 Cap Annual v6.20 | 520 | 7766 | Rate Constraint in MTons | FALSE | L | Annual | Emissions at Affected Plants CO2 | Thousand Tons | 0 | 0 | 0 | 0 | 0 | 0 | 0
IL Climate ParentID 466- CO2 Cap Annual v6.20 | 520 | 7766 | Rate Constraint in MTons | FALSE | L | Annual | Allowances Purchased CO2 | Thousand Tons | 0 | 0 | 0 | 0 | 0 | 0 | 0
IL Climate ParentID 466- CO2 Cap Annual v6.20 | 520 | 7766 | Rate Constraint in MTons | FALSE | L | Annual | Allowances Sold CO2 | Thousand Tons | 0 | 0 | 0 | 0 | 0 | 0 | 0
IL Climate ParentID 466- CO2 Cap Annual v6.20 | 520 | 7766 | Rate Constraint in MTons | FALSE | L | Annual | Allowances Banked | Thousand Tons | 0 | 0 | 0 | 0 | 0 | 0 | 0
IL Climate ParentID 466- CO2 Cap Annual v6.20 | 520 | 7766 | Rate Constraint in MTons | FALSE | L | Annual | Allowances Withdrawn (1:1) | Thousand Tons | 0 | 0 | 0 | 0 | 0 | 0 | 0
IL Climate ParentID 466- CO2 Cap Annual v6.20 | 520 | 7766 | Rate Constraint in MTons | FALSE | L | Annual | Allowances Withdrawn (n:1) | Thousand Tons | 0 | 0 | 0 | 0 | 0 | 0 | 0
IL Climate ParentID 466- CO2 Cap Annual v6.20 | 520 | 7766 | Rate Constraint in MTons | FALSE | L | Annual | Net Emissions Allowance Position | Thousand Tons | 0 | 0 | 0 | 0 | 0 | 0 | 0
IL Climate ParentID 466- CO2 Cap Annual v6.20 | 520 | 7766 | Rate Constraint in MTons | FALSE | L | Annual | Fuel Consumed | TBtu | 0 | 0 | 0 | 0 | 0 | 0 | 0
IL Climate ParentID 466- CO2 Cap Annual v6.20 | 520 | 7766 | Rate Constraint in MTons | FALSE | L | Annual | Rate | lb/MMBtu | 0 | 0 | 0 | 0 | 0 | 0 | 0
IL Climate ParentID 466- CO2 Cap Annual v6.20 | 520 | 7766 | Rate Constraint in MTons | FALSE | L | Annual | Generation | TWh | 0 | 0 | 0 | 0 | 0 | 0 | 0
IL Climate ParentID 466- CO2 Cap Annual v6.20 | 520 | 7766 | Rate Constraint in MTons | FALSE | L | Annual | Qualifying Generation | TWh | 0 | 0 | 0 | 0 | 0 | 0 | 0
IL Climate ParentID 466- CO2 Cap Annual v6.20 | 520 | 7766 | Rate Constraint in MTons | FALSE | L | Annual | Rate | lb/MWh | 0 | 0 | 0 | 0 | 0 | 0 | 0
IL Climate ParentID 466- CO2 Cap Annual v6.20 | 520 | 7766 | Rate Constraint in MTons | FALSE | L | Annual | Constraint Shadow Price | US2022$/Ton | 0 | 0 | 0 | 0 | 0 | 0 | 0
IL Climate ParentID 467- CO2 Cap Annual v6.20 | 521 | 7767 | Rate Constraint in MTons | FALSE | L | Annual | Seasons Included | Seasons | Winter, Spring, Summer, Fall | Winter, Spring, Summer, Fall | Winter, Spring, Summer, Fall | Winter, Spring, Summer, Fall | Winter, Spring, Summer, Fall | Winter, Spring, Summer, Fall | Winter, Spring, Summer, Fall
IL Climate ParentID 467- CO2 Cap Annual v6.20 | 521 | 7767 | Rate Constraint in MTons | FALSE | L | Annual | Standard CO2 | Thousand Tons | NA | NA | 45.8853 | 45.8853 | 45.8853 | 45.8853 | 45.8853
IL Climate ParentID 467- CO2 Cap Annual v6.20 | 521 | 7767 | Rate Constraint in MTons | FALSE | L | Annual | Emissions at Affected Plants CO2 | Thousand Tons | 0 | 0 | 0 | 0 | 0 | 0 | 0
IL Climate ParentID 467- CO2 Cap Annual v6.20 | 521 | 7767 | Rate Constraint in MTons | FALSE | L | Annual | Allowances Purchased CO2 | Thousand Tons | 0 | 0 | 0 | 0 | 0 | 0 | 0
IL Climate ParentID 467- CO2 Cap Annual v6.20 | 521 | 7767 | Rate Constraint in MTons | FALSE | L | Annual | Allowances Sold CO2 | Thousand Tons | 0 | 0 | 0 | 0 | 0 | 0 | 0
IL Climate ParentID 467- CO2 Cap Annual v6.20 | 521 | 7767 | Rate Constraint in MTons | FALSE | L | Annual | Allowances Banked | Thousand Tons | 0 | 0 | 0 | 0 | 0 | 0 | 0
IL Climate ParentID 467- CO2 Cap Annual v6.20 | 521 | 7767 | Rate Constraint in MTons | FALSE | L | Annual | Allowances Withdrawn (1:1) | Thousand Tons | 0 | 0 | 0 | 0 | 0 | 0 | 0
IL Climate ParentID 467- CO2 Cap Annual v6.20 | 521 | 7767 | Rate Constraint in MTons | FALSE | L | Annual | Allowances Withdrawn (n:1) | Thousand Tons | 0 | 0 | 0 | 0 | 0 | 0 | 0
IL Climate ParentID 467- CO2 Cap Annual v6.20 | 521 | 7767 | Rate Constraint in MTons | FALSE | L | Annual | Net Emissions Allowance Position | Thousand Tons | 0 | 0 | 0 | 0 | 0 | 0 | 0
IL Climate ParentID 467- CO2 Cap Annual v6.20 | 521 | 7767 | Rate Constraint in MTons | FALSE | L | Annual | Fuel Consumed | TBtu | 0 | 0 | 0 | 0 | 0 | 0 | 0
IL Climate ParentID 467- CO2 Cap Annual v6.20 | 521 | 7767 | Rate Constraint in MTons | FALSE | L | Annual | Rate | lb/MMBtu | 0 | 0 | 0 | 0 | 0 | 0 | 0
IL Climate ParentID 467- CO2 Cap Annual v6.20 | 521 | 7767 | Rate Constraint in MTons | FALSE | L | Annual | Generation | TWh | 0 | 0 | 0 | 0 | 0 | 0 | 0
IL Climate ParentID 467- CO2 Cap Annual v6.20 | 521 | 7767 | Rate Constraint in MTons | FALSE | L | Annual | Qualifying Generation | TWh | 0 | 0 | 0 | 0 | 0 | 0 | 0
IL Climate ParentID 467- CO2 Cap Annual v6.20 | 521 | 7767 | Rate Constraint in MTons | FALSE | L | Annual | Rate | lb/MWh | 0 | 0 | 0 | 0 | 0 | 0 | 0
IL Climate ParentID 467- CO2 Cap Annual v6.20 | 521 | 7767 | Rate Constraint in MTons | FALSE | L | Annual | Constraint Shadow Price | US2022$/Ton | 0 | 0 | 0 | 0 | 0 | 0 | 0
IL Fac. Spec. - NOX Rate Summer v3.1, Unit 3458 and retrofits | 522 | 7305 | Rate Constraint in lbs/MMBtu | FALSE | L | Annual | Seasons Included | Seasons | Summer | Summer | Summer | Summer | Summer | Summer | Summer
IL Fac. Spec. - NOX Rate Summer v3.1, Unit 3458 and retrofits | 522 | 7305 | Rate Constraint in lbs/MMBtu | FALSE | L | Annual | Standard NOX | lb/MMBtu | 0.25 | 0.25 | 0.25 | 0.25 | 0.25 | 0.25 | 0.25
IL Fac. Spec. - NOX Rate Summer v3.1, Unit 3458 and retrofits | 522 | 7305 | Rate Constraint in lbs/MMBtu | FALSE | L | Annual | Emissions at Affected Plants NOX | Thousand Tons | 0.16097 | 0 | 0 | 0 | 0 | 0 | 0
IL Fac. Spec. - NOX Rate Summer v3.1, Unit 3458 and retrofits | 522 | 7305 | Rate Constraint in lbs/MMBtu | FALSE | L | Annual | Allowances Purchased NOX | Thousand Tons | 0 | 0 | 0 | 0 | 0 | 0 | 0
IL Fac. Spec. - NOX Rate Summer v3.1, Unit 3458 and retrofits | 522 | 7305 | Rate Constraint in lbs/MMBtu | FALSE | L | Annual | Allowances Sold NOX | Thousand Tons | 0 | 0 | 0 | 0 | 0 | 0 | 0
IL Fac. Spec. - NOX Rate Summer v3.1, Unit 3458 and retrofits | 522 | 7305 | Rate Constraint in lbs/MMBtu | FALSE | L | Annual | Allowances Banked | Thousand Tons | 0 | 0 | 0 | 0 | 0 | 0 | 0
IL Fac. Spec. - NOX Rate Summer v3.1, Unit 3458 and retrofits | 522 | 7305 | Rate Constraint in lbs/MMBtu | FALSE | L | Annual | Allowances Withdrawn (1:1) | Thousand Tons | 0 | 0 | 0 | 0 | 0 | 0 | 0
IL Fac. Spec. - NOX Rate Summer v3.1, Unit 3458 and retrofits | 522 | 7305 | Rate Constraint in lbs/MMBtu | FALSE | L | Annual | Allowances Withdrawn (n:1) | Thousand Tons | 0 | 0 | 0 | 0 | 0 | 0 | 0
IL Fac. Spec. - NOX Rate Summer v3.1, Unit 3458 and retrofits | 522 | 7305 | Rate Constraint in lbs/MMBtu | FALSE | L | Annual | Net Emissions Allowance Position | Thousand Tons | 0.16097 | 0 | 0 | 0 | 0 | 0 | 0
IL Fac. Spec. - NOX Rate Summer v3.1, Unit 3458 and retrofits | 522 | 7305 | Rate Constraint in lbs/MMBtu | FALSE | L | Annual | Fuel Consumed | TBtu | 4.2083 | 0 | 0 | 0 | 0 | 0 | 0
IL Fac. Spec. - NOX Rate Summer v3.1, Unit 3458 and retrofits | 522 | 7305 | Rate Constraint in lbs/MMBtu | FALSE | L | Annual | Rate | lb/MMBtu | 0.0765 | 0 | 0 | 0 | 0 | 0 | 0
IL Fac. Spec. - NOX Rate Summer v3.1, Unit 3458 and retrofits | 522 | 7305 | Rate Constraint in lbs/MMBtu | FALSE | L | Annual | Generation | TWh | 0.36635 | 0 | 0 | 0 | 0 | 0 | 0
IL Fac. Spec. - NOX Rate Summer v3.1, Unit 3458 and retrofits | 522 | 7305 | Rate Constraint in lbs/MMBtu | FALSE | L | Annual | Qualifying Generation | TWh | 0.36635 | 0 | 0 | 0 | 0 | 0 | 0
IL Fac. Spec. - NOX Rate Summer v3.1, Unit 3458 and retrofits | 522 | 7305 | Rate Constraint in lbs/MMBtu | FALSE | L | Annual | Rate | lb/MWh | 0.87876 | 0 | 0 | 0 | 0 | 0 | 0
IL Fac. Spec. - NOX Rate Summer v3.1, Unit 3458 and retrofits | 522 | 7305 | Rate Constraint in lbs/MMBtu | FALSE | L | Annual | Constraint Shadow Price | US2022$/Ton | 0 | 0 | 0 | 0 | 0 | 0 | 0
IL Fac. Spec. - NOX Rate Summer v3.1, Unit 238 and retrofits | 523 | 7305 | Rate Constraint in lbs/MMBtu | FALSE | L | Annual | Seasons Included | Seasons | Summer | Summer | Summer | Summer | Summer | Summer | Summer
IL Fac. Spec. - NOX Rate Summer v3.1, Unit 238 and retrofits | 523 | 7305 | Rate Constraint in lbs/MMBtu | FALSE | L | Annual | Standard NOX | lb/MMBtu | 0.25 | 0.25 | 0.25 | 0.25 | 0.25 | 0.25 | 0.25
IL Fac. Spec. - NOX Rate Summer v3.1, Unit 238 and retrofits | 523 | 7305 | Rate Constraint in lbs/MMBtu | FALSE | L | Annual | Emissions at Affected Plants NOX | Thousand Tons | 0.0018875 | 0.0019133 | 0.00033612 | 0 | 0 | 0 | 0
IL Fac. Spec. - NOX Rate Summer v3.1, Unit 238 and retrofits | 523 | 7305 | Rate Constraint in lbs/MMBtu | FALSE | L | Annual | Allowances Purchased NOX | Thousand Tons | 0 | 0 | 0 | 0 | 0 | 0 | 0
IL Fac. Spec. - NOX Rate Summer v3.1, Unit 238 and retrofits | 523 | 7305 | Rate Constraint in lbs/MMBtu | FALSE | L | Annual | Allowances Sold NOX | Thousand Tons | 0 | 0 | 0 | 0 | 0 | 0 | 0
IL Fac. Spec. - NOX Rate Summer v3.1, Unit 238 and retrofits | 523 | 7305 | Rate Constraint in lbs/MMBtu | FALSE | L | Annual | Allowances Banked | Thousand Tons | 0 | 0 | 0 | 0 | 0 | 0 | 0
IL Fac. Spec. - NOX Rate Summer v3.1, Unit 238 and retrofits | 523 | 7305 | Rate Constraint in lbs/MMBtu | FALSE | L | Annual | Allowances Withdrawn (1:1) | Thousand Tons | 0 | 0 | 0 | 0 | 0 | 0 | 0
IL Fac. Spec. - NOX Rate Summer v3.1, Unit 238 and retrofits | 523 | 7305 | Rate Constraint in lbs/MMBtu | FALSE | L | Annual | Allowances Withdrawn (n:1) | Thousand Tons | 0 | 0 | 0 | 0 | 0 | 0 | 0
IL Fac. Spec. - NOX Rate Summer v3.1, Unit 238 and retrofits | 523 | 7305 | Rate Constraint in lbs/MMBtu | FALSE | L | Annual | Net Emissions Allowance Position | Thousand Tons | 0.0018875 | 0.0019133 | 0.00033612 | 0 | 0 | 0 | 0
IL Fac. Spec. - NOX Rate Summer v3.1, Unit 238 and retrofits | 523 | 7305 | Rate Constraint in lbs/MMBtu | FALSE | L | Annual | Fuel Consumed | TBtu | 0.11218 | 0.11372 | 0.019978 | 0 | 0 | 0 | 0
IL Fac. Spec. - NOX Rate Summer v3.1, Unit 238 and retrofits | 523 | 7305 | Rate Constraint in lbs/MMBtu | FALSE | L | Annual | Rate | lb/MMBtu | 0.03365 | 0.03365 | 0.03365 | 0 | 0 | 0 | 0
IL Fac. Spec. - NOX Rate Summer v3.1, Unit 238 and retrofits | 523 | 7305 | Rate Constraint in lbs/MMBtu | FALSE | L | Annual | Generation | TWh | 0.0099399 | 0.010076 | 0.0017701 | 0 | 0 | 0 | 0
IL Fac. Spec. - NOX Rate Summer v3.1, Unit 238 and retrofits | 523 | 7305 | Rate Constraint in lbs/MMBtu | FALSE | L | Annual | Qualifying Generation | TWh | 0.0099399 | 0.010076 | 0.0017701 | 0 | 0 | 0 | 0
IL Fac. Spec. - NOX Rate Summer v3.1, Unit 238 and retrofits | 523 | 7305 | Rate Constraint in lbs/MMBtu | FALSE | L | Annual | Rate | lb/MWh | 0.37977 | 0.37977 | 0.37977 | 0 | 0 | 0 | 0
IL Fac. Spec. - NOX Rate Summer v3.1, Unit 238 and retrofits | 523 | 7305 | Rate Constraint in lbs/MMBtu | FALSE | L | Annual | Constraint Shadow Price | US2022$/Ton | 0 | 0 | 0 | 0 | 0 | 0 | 0
IL Fac. Spec. - NOX Rate Summer v3.1, Unit 239 and retrofits | 524 | 7305 | Rate Constraint in lbs/MMBtu | FALSE | L | Annual | Seasons Included | Seasons | Summer | Summer | Summer | Summer | Summer | Summer | Summer
IL Fac. Spec. - NOX Rate Summer v3.1, Unit 239 and retrofits | 524 | 7305 | Rate Constraint in lbs/MMBtu | FALSE | L | Annual | Standard NOX | lb/MMBtu | 0.25 | 0.25 | 0.25 | 0.25 | 0.25 | 0.25 | 0.25
IL Fac. Spec. - NOX Rate Summer v3.1, Unit 239 and retrofits | 524 | 7305 | Rate Constraint in lbs/MMBtu | FALSE | L | Annual | Emissions at Affected Plants NOX | Thousand Tons | 0.0018297 | 0.0018547 | 0.00032583 | 0 | 0 | 0 | 0
IL Fac. Spec. - NOX Rate Summer v3.1, Unit 239 and retrofits | 524 | 7305 | Rate Constraint in lbs/MMBtu | FALSE | L | Annual | Allowances Purchased NOX | Thousand Tons | 0 | 0 | 0 | 0 | 0 | 0 | 0
IL Fac. Spec. - NOX Rate Summer v3.1, Unit 239 and retrofits | 524 | 7305 | Rate Constraint in lbs/MMBtu | FALSE | L | Annual | Allowances Sold NOX | Thousand Tons | 0 | 0 | 0 | 0 | 0 | 0 | 0
IL Fac. Spec. - NOX Rate Summer v3.1, Unit 239 and retrofits | 524 | 7305 | Rate Constraint in lbs/MMBtu | FALSE | L | Annual | Allowances Banked | Thousand Tons | 0 | 0 | 0 | 0 | 0 | 0 | 0
IL Fac. Spec. - NOX Rate Summer v3.1, Unit 239 and retrofits | 524 | 7305 | Rate Constraint in lbs/MMBtu | FALSE | L | Annual | Allowances Withdrawn (1:1) | Thousand Tons | 0 | 0 | 0 | 0 | 0 | 0 | 0
IL Fac. Spec. - NOX Rate Summer v3.1, Unit 239 and retrofits | 524 | 7305 | Rate Constraint in lbs/MMBtu | FALSE | L | Annual | Allowances Withdrawn (n:1) | Thousand Tons | 0 | 0 | 0 | 0 | 0 | 0 | 0
IL Fac. Spec. - NOX Rate Summer v3.1, Unit 239 and retrofits | 524 | 7305 | Rate Constraint in lbs/MMBtu | FALSE | L | Annual | Net Emissions Allowance Position | Thousand Tons | 0.0018297 | 0.0018547 | 0.00032583 | 0 | 0 | 0 | 0
IL Fac. Spec. - NOX Rate Summer v3.1, Unit 239 and retrofits | 524 | 7305 | Rate Constraint in lbs/MMBtu | FALSE | L | Annual | Fuel Consumed | TBtu | 0.11218 | 0.11372 | 0.019978 | 0 | 0 | 0 | 0
IL Fac. Spec. - NOX Rate Summer v3.1, Unit 239 and retrofits | 524 | 7305 | Rate Constraint in lbs/MMBtu | FALSE | L | Annual | Rate | lb/MMBtu | 0.03262 | 0.03262 | 0.03262 | 0 | 0 | 0 | 0
IL Fac. Spec. - NOX Rate Summer v3.1, Unit 239 and retrofits | 524 | 7305 | Rate Constraint in lbs/MMBtu | FALSE | L | Annual | Generation | TWh | 0.0099399 | 0.010076 | 0.0017701 | 0 | 0 | 0 | 0
IL Fac. Spec. - NOX Rate Summer v3.1, Unit 239 and retrofits | 524 | 7305 | Rate Constraint in lbs/MMBtu | FALSE | L | Annual | Qualifying Generation | TWh | 0.0099399 | 0.010076 | 0.0017701 | 0 | 0 | 0 | 0
IL Fac. Spec. - NOX Rate Summer v3.1, Unit 239 and retrofits | 524 | 7305 | Rate Constraint in lbs/MMBtu | FALSE | L | Annual | Rate | lb/MWh | 0.36815 | 0.36815 | 0.36815 | 0 | 0 | 0 | 0
IL Fac. Spec. - NOX Rate Summer v3.1, Unit 239 and retrofits | 524 | 7305 | Rate Constraint in lbs/MMBtu | FALSE | L | Annual | Constraint Shadow Price | US2022$/Ton | 0 | 0 | 0 | 0 | 0 | 0 | 0
IL Fac. Spec. - NOX Rate Summer v3.1, Unit 240 and retrofits | 525 | 7305 | Rate Constraint in lbs/MMBtu | FALSE | L | Annual | Seasons Included | Seasons | Summer | Summer | Summer | Summer | Summer | Summer | Summer
IL Fac. Spec. - NOX Rate Summer v3.1, Unit 240 and retrofits | 525 | 7305 | Rate Constraint in lbs/MMBtu | FALSE | L | Annual | Standard NOX | lb/MMBtu | 0.25 | 0.25 | 0.25 | 0.25 | 0.25 | 0.25 | 0.25
IL Fac. Spec. - NOX Rate Summer v3.1, Unit 240 and retrofits | 525 | 7305 | Rate Constraint in lbs/MMBtu | FALSE | L | Annual | Emissions at Affected Plants NOX | Thousand Tons | 0.001975 | 0.002002 | 0.0003517 | 0 | 0 | 0 | 0
IL Fac. Spec. - NOX Rate Summer v3.1, Unit 240 and retrofits | 525 | 7305 | Rate Constraint in lbs/MMBtu | FALSE | L | Annual | Allowances Purchased NOX | Thousand Tons | 0 | 0 | 0 | 0 | 0 | 0 | 0
IL Fac. Spec. - NOX Rate Summer v3.1, Unit 240 and retrofits | 525 | 7305 | Rate Constraint in lbs/MMBtu | FALSE | L | Annual | Allowances Sold NOX | Thousand Tons | 0 | 0 | 0 | 0 | 0 | 0 | 0
IL Fac. Spec. - NOX Rate Summer v3.1, Unit 240 and retrofits | 525 | 7305 | Rate Constraint in lbs/MMBtu | FALSE | L | Annual | Allowances Banked | Thousand Tons | 0 | 0 | 0 | 0 | 0 | 0 | 0
IL Fac. Spec. - NOX Rate Summer v3.1, Unit 240 and retrofits | 525 | 7305 | Rate Constraint in lbs/MMBtu | FALSE | L | Annual | Allowances Withdrawn (1:1) | Thousand Tons | 0 | 0 | 0 | 0 | 0 | 0 | 0
IL Fac. Spec. - NOX Rate Summer v3.1, Unit 240 and retrofits | 525 | 7305 | Rate Constraint in lbs/MMBtu | FALSE | L | Annual | Allowances Withdrawn (n:1) | Thousand Tons | 0 | 0 | 0 | 0 | 0 | 0 | 0
IL Fac. Spec. - NOX Rate Summer v3.1, Unit 240 and retrofits | 525 | 7305 | Rate Constraint in lbs/MMBtu | FALSE | L | Annual | Net Emissions Allowance Position | Thousand Tons | 0.001975 | 0.002002 | 0.0003517 | 0 | 0 | 0 | 0
IL Fac. Spec. - NOX Rate Summer v3.1, Unit 240 and retrofits | 525 | 7305 | Rate Constraint in lbs/MMBtu | FALSE | L | Annual | Fuel Consumed | TBtu | 0.11218 | 0.11372 | 0.019978 | 0 | 0 | 0 | 0
IL Fac. Spec. - NOX Rate Summer v3.1, Unit 240 and retrofits | 525 | 7305 | Rate Constraint in lbs/MMBtu | FALSE | L | Annual | Rate | lb/MMBtu | 0.03521 | 0.03521 | 0.03521 | 0 | 0 | 0 | 0
IL Fac. Spec. - NOX Rate Summer v3.1, Unit 240 and retrofits | 525 | 7305 | Rate Constraint in lbs/MMBtu | FALSE | L | Annual | Generation | TWh | 0.0099399 | 0.010076 | 0.0017701 | 0 | 0 | 0 | 0
IL Fac. Spec. - NOX Rate Summer v3.1, Unit 240 and retrofits | 525 | 7305 | Rate Constraint in lbs/MMBtu | FALSE | L | Annual | Qualifying Generation | TWh | 0.0099399 | 0.010076 | 0.0017701 | 0 | 0 | 0 | 0
IL Fac. Spec. - NOX Rate Summer v3.1, Unit 240 and retrofits | 525 | 7305 | Rate Constraint in lbs/MMBtu | FALSE | L | Annual | Rate | lb/MWh | 0.39738 | 0.39738 | 0.39738 | 0 | 0 | 0 | 0
IL Fac. Spec. - NOX Rate Summer v3.1, Unit 240 and retrofits | 525 | 7305 | Rate Constraint in lbs/MMBtu | FALSE | L | Annual | Constraint Shadow Price | US2022$/Ton | 0 | 0 | 0 | 0 | 0 | 0 | 0
IL Fac. Spec. - NOX Rate Summer v3.1, Unit 247 and retrofits | 526 | 7305 | Rate Constraint in lbs/MMBtu | FALSE | L | Annual | Seasons Included | Seasons | Summer | Summer | Summer | Summer | Summer | Summer | Summer
IL Fac. Spec. - NOX Rate Summer v3.1, Unit 247 and retrofits | 526 | 7305 | Rate Constraint in lbs/MMBtu | FALSE | L | Annual | Standard NOX | lb/MMBtu | 0.25 | 0.25 | 0.25 | 0.25 | 0.25 | 0.25 | 0.25
IL Fac. Spec. - NOX Rate Summer v3.1, Unit 247 and retrofits | 526 | 7305 | Rate Constraint in lbs/MMBtu | FALSE | L | Annual | Emissions at Affected Plants NOX | Thousand Tons | 0.00029356 | 0.00026819 | 4.7114e-05 | 0 | 0 | 0 | 0
IL Fac. Spec. - NOX Rate Summer v3.1, Unit 247 and retrofits | 526 | 7305 | Rate Constraint in lbs/MMBtu | FALSE | L | Annual | Allowances Purchased NOX | Thousand Tons | 0 | 0 | 0 | 0 | 0 | 0 | 0
IL Fac. Spec. - NOX Rate Summer v3.1, Unit 247 and retrofits | 526 | 7305 | Rate Constraint in lbs/MMBtu | FALSE | L | Annual | Allowances Sold NOX | Thousand Tons | 0 | 0 | 0 | 0 | 0 | 0 | 0
IL Fac. Spec. - NOX Rate Summer v3.1, Unit 247 and retrofits | 526 | 7305 | Rate Constraint in lbs/MMBtu | FALSE | L | Annual | Allowances Banked | Thousand Tons | 0 | 0 | 0 | 0 | 0 | 0 | 0
IL Fac. Spec. - NOX Rate Summer v3.1, Unit 247 and retrofits | 526 | 7305 | Rate Constraint in lbs/MMBtu | FALSE | L | Annual | Allowances Withdrawn (1:1) | Thousand Tons | 0 | 0 | 0 | 0 | 0 | 0 | 0
IL Fac. Spec. - NOX Rate Summer v3.1, Unit 247 and retrofits | 526 | 7305 | Rate Constraint in lbs/MMBtu | FALSE | L | Annual | Allowances Withdrawn (n:1) | Thousand Tons | 0 | 0 | 0 | 0 | 0 | 0 | 0
IL Fac. Spec. - NOX Rate Summer v3.1, Unit 247 and retrofits | 526 | 7305 | Rate Constraint in lbs/MMBtu | FALSE | L | Annual | Net Emissions Allowance Position | Thousand Tons | 0.00029356 | 0.00026819 | 4.7114e-05 | 0 | 0 | 0 | 0
IL Fac. Spec. - NOX Rate Summer v3.1, Unit 247 and retrofits | 526 | 7305 | Rate Constraint in lbs/MMBtu | FALSE | L | Annual | Fuel Consumed | TBtu | 0.034679 | 0.031682 | 0.0055658 | 0 | 0 | 0 | 0
IL Fac. Spec. - NOX Rate Summer v3.1, Unit 247 and retrofits | 526 | 7305 | Rate Constraint in lbs/MMBtu | FALSE | L | Annual | Rate | lb/MMBtu | 0.01693 | 0.01693 | 0.01693 | 0 | 0 | 0 | 0
IL Fac. Spec. - NOX Rate Summer v3.1, Unit 247 and retrofits | 526 | 7305 | Rate Constraint in lbs/MMBtu | FALSE | L | Annual | Generation | TWh | 0.0032275 | 0.0029485 | 0.00051799 | 0 | 0 | 0 | 0
IL Fac. Spec. - NOX Rate Summer v3.1, Unit 247 and retrofits | 526 | 7305 | Rate Constraint in lbs/MMBtu | FALSE | L | Annual | Qualifying Generation | TWh | 0.0032275 | 0.0029485 | 0.00051799 | 0 | 0 | 0 | 0
IL Fac. Spec. - NOX Rate Summer v3.1, Unit 247 and retrofits | 526 | 7305 | Rate Constraint in lbs/MMBtu | FALSE | L | Annual | Rate | lb/MWh | 0.18191 | 0.18191 | 0.18191 | 0 | 0 | 0 | 0
IL Fac. Spec. - NOX Rate Summer v3.1, Unit 247 and retrofits | 526 | 7305 | Rate Constraint in lbs/MMBtu | FALSE | L | Annual | Constraint Shadow Price | US2022$/Ton | 0 | 0 | 0 | 0 | 0 | 0 | 0
IL Fac. Spec. - NOX Rate Summer v3.1, Unit 248 and retrofits | 527 | 7305 | Rate Constraint in lbs/MMBtu | FALSE | L | Annual | Seasons Included | Seasons | Summer | Summer | Summer | Summer | Summer | Summer | Summer
IL Fac. Spec. - NOX Rate Summer v3.1, Unit 248 and retrofits | 527 | 7305 | Rate Constraint in lbs/MMBtu | FALSE | L | Annual | Standard NOX | lb/MMBtu | 0.25 | 0.25 | 0.25 | 0.25 | 0.25 | 0.25 | 0.25
IL Fac. Spec. - NOX Rate Summer v3.1, Unit 248 and retrofits | 527 | 7305 | Rate Constraint in lbs/MMBtu | FALSE | L | Annual | Emissions at Affected Plants NOX | Thousand Tons | 0.00027986 | 0.00025568 | 4.4916e-05 | 0 | 0 | 0 | 0
IL Fac. Spec. - NOX Rate Summer v3.1, Unit 248 and retrofits | 527 | 7305 | Rate Constraint in lbs/MMBtu | FALSE | L | Annual | Allowances Purchased NOX | Thousand Tons | 0 | 0 | 0 | 0 | 0 | 0 | 0
IL Fac. Spec. - NOX Rate Summer v3.1, Unit 248 and retrofits | 527 | 7305 | Rate Constraint in lbs/MMBtu | FALSE | L | Annual | Allowances Sold NOX | Thousand Tons | 0 | 0 | 0 | 0 | 0 | 0 | 0
IL Fac. Spec. - NOX Rate Summer v3.1, Unit 248 and retrofits | 527 | 7305 | Rate Constraint in lbs/MMBtu | FALSE | L | Annual | Allowances Banked | Thousand Tons | 0 | 0 | 0 | 0 | 0 | 0 | 0
IL Fac. Spec. - NOX Rate Summer v3.1, Unit 248 and retrofits | 527 | 7305 | Rate Constraint in lbs/MMBtu | FALSE | L | Annual | Allowances Withdrawn (1:1) | Thousand Tons | 0 | 0 | 0 | 0 | 0 | 0 | 0
IL Fac. Spec. - NOX Rate Summer v3.1, Unit 248 and retrofits | 527 | 7305 | Rate Constraint in lbs/MMBtu | FALSE | L | Annual | Allowances Withdrawn (n:1) | Thousand Tons | 0 | 0 | 0 | 0 | 0 | 0 | 0
IL Fac. Spec. - NOX Rate Summer v3.1, Unit 248 and retrofits | 527 | 7305 | Rate Constraint in lbs/MMBtu | FALSE | L | Annual | Net Emissions Allowance Position | Thousand Tons | 0.00027986 | 0.00025568 | 4.4916e-05 | 0 | 0 | 0 | 0
IL Fac. Spec. - NOX Rate Summer v3.1, Unit 248 and retrofits | 527 | 7305 | Rate Constraint in lbs/MMBtu | FALSE | L | Annual | Fuel Consumed | TBtu | 0.034679 | 0.031682 | 0.0055658 | 0 | 0 | 0 | 0
IL Fac. Spec. - NOX Rate Summer v3.1, Unit 248 and retrofits | 527 | 7305 | Rate Constraint in lbs/MMBtu | FALSE | L | Annual | Rate | lb/MMBtu | 0.01614 | 0.01614 | 0.01614 | 0 | 0 | 0 | 0
IL Fac. Spec. - NOX Rate Summer v3.1, Unit 248 and retrofits | 527 | 7305 | Rate Constraint in lbs/MMBtu | FALSE | L | Annual | Generation | TWh | 0.0032275 | 0.0029485 | 0.00051799 | 0 | 0 | 0 | 0
IL Fac. Spec. - NOX Rate Summer v3.1, Unit 248 and retrofits | 527 | 7305 | Rate Constraint in lbs/MMBtu | FALSE | L | Annual | Qualifying Generation | TWh | 0.0032275 | 0.0029485 | 0.00051799 | 0 | 0 | 0 | 0
IL Fac. Spec. - NOX Rate Summer v3.1, Unit 248 and retrofits | 527 | 7305 | Rate Constraint in lbs/MMBtu | FALSE | L | Annual | Rate | lb/MWh | 0.17342 | 0.17342 | 0.17342 | 0 | 0 | 0 | 0
IL Fac. Spec. - NOX Rate Summer v3.1, Unit 248 and retrofits | 527 | 7305 | Rate Constraint in lbs/MMBtu | FALSE | L | Annual | Constraint Shadow Price | US2022$/Ton | 0 | 0 | 0 | 0 | 0 | 0 | 0
IL Fac. Spec. - NOX Rate Summer v3.1, Unit 249 and retrofits | 528 | 7305 | Rate Constraint in lbs/MMBtu | FALSE | L | Annual | Seasons Included | Seasons | Summer | Summer | Summer | Summer | Summer | Summer | Summer
IL Fac. Spec. - NOX Rate Summer v3.1, Unit 249 and retrofits | 528 | 7305 | Rate Constraint in lbs/MMBtu | FALSE | L | Annual | Standard NOX | lb/MMBtu | 0.25 | 0.25 | 0.25 | 0.25 | 0.25 | 0.25 | 0.25
IL Fac. Spec. - NOX Rate Summer v3.1, Unit 249 and retrofits | 528 | 7305 | Rate Constraint in lbs/MMBtu | FALSE | L | Annual | Emissions at Affected Plants NOX | Thousand Tons | 0.0002594 | 0.00023698 | 4.1632e-05 | 0 | 0 | 0 | 0
IL Fac. Spec. - NOX Rate Summer v3.1, Unit 249 and retrofits | 528 | 7305 | Rate Constraint in lbs/MMBtu | FALSE | L | Annual | Allowances Purchased NOX | Thousand Tons | 0 | 0 | 0 | 0 | 0 | 0 | 0
IL Fac. Spec. - NOX Rate Summer v3.1, Unit 249 and retrofits | 528 | 7305 | Rate Constraint in lbs/MMBtu | FALSE | L | Annual | Allowances Sold NOX | Thousand Tons | 0 | 0 | 0 | 0 | 0 | 0 | 0
IL Fac. Spec. - NOX Rate Summer v3.1, Unit 249 and retrofits | 528 | 7305 | Rate Constraint in lbs/MMBtu | FALSE | L | Annual | Allowances Banked | Thousand Tons | 0 | 0 | 0 | 0 | 0 | 0 | 0
IL Fac. Spec. - NOX Rate Summer v3.1, Unit 249 and retrofits | 528 | 7305 | Rate Constraint in lbs/MMBtu | FALSE | L | Annual | Allowances Withdrawn (1:1) | Thousand Tons | 0 | 0 | 0 | 0 | 0 | 0 | 0
IL Fac. Spec. - NOX Rate Summer v3.1, Unit 249 and retrofits | 528 | 7305 | Rate Constraint in lbs/MMBtu | FALSE | L | Annual | Allowances Withdrawn (n:1) | Thousand Tons | 0 | 0 | 0 | 0 | 0 | 0 | 0
IL Fac. Spec. - NOX Rate Summer v3.1, Unit 249 and retrofits | 528 | 7305 | Rate Constraint in lbs/MMBtu | FALSE | L | Annual | Net Emissions Allowance Position | Thousand Tons | 0.0002594 | 0.00023698 | 4.1632e-05 | 0 | 0 | 0 | 0
IL Fac. Spec. - NOX Rate Summer v3.1, Unit 249 and retrofits | 528 | 7305 | Rate Constraint in lbs/MMBtu | FALSE | L | Annual | Fuel Consumed | TBtu | 0.034679 | 0.031682 | 0.0055658 | 0 | 0 | 0 | 0
IL Fac. Spec. - NOX Rate Summer v3.1, Unit 249 and retrofits | 528 | 7305 | Rate Constraint in lbs/MMBtu | FALSE | L | Annual | Rate | lb/MMBtu | 0.01496 | 0.01496 | 0.01496 | 0 | 0 | 0 | 0
IL Fac. Spec. - NOX Rate Summer v3.1, Unit 249 and retrofits | 528 | 7305 | Rate Constraint in lbs/MMBtu | FALSE | L | Annual | Generation | TWh | 0.0032275 | 0.0029485 | 0.00051799 | 0 | 0 | 0 | 0
IL Fac. Spec. - NOX Rate Summer v3.1, Unit 249 and retrofits | 528 | 7305 | Rate Constraint in lbs/MMBtu | FALSE | L | Annual | Qualifying Generation | TWh | 0.0032275 | 0.0029485 | 0.00051799 | 0 | 0 | 0 | 0
IL Fac. Spec. - NOX Rate Summer v3.1, Unit 249 and retrofits | 528 | 7305 | Rate Constraint in lbs/MMBtu | FALSE | L | Annual | Rate | lb/MWh | 0.16075 | 0.16075 | 0.16075 | 0 | 0 | 0 | 0
IL Fac. Spec. - NOX Rate Summer v3.1, Unit 249 and retrofits | 528 | 7305 | Rate Constraint in lbs/MMBtu | FALSE | L | Annual | Constraint Shadow Price | US2022$/Ton | 0 | 0 | 0 | 0 | 0 | 0 | 0
IL Fac. Spec. - NOX Rate Summer v3.1, Unit 250 and retrofits | 529 | 7305 | Rate Constraint in lbs/MMBtu | FALSE | L | Annual | Seasons Included | Seasons | Summer | Summer | Summer | Summer | Summer | Summer | Summer
IL Fac. Spec. - NOX Rate Summer v3.1, Unit 250 and retrofits | 529 | 7305 | Rate Constraint in lbs/MMBtu | FALSE | L | Annual | Standard NOX | lb/MMBtu | 0.25 | 0.25 | 0.25 | 0.25 | 0.25 | 0.25 | 0.25
IL Fac. Spec. - NOX Rate Summer v3.1, Unit 250 and retrofits | 529 | 7305 | Rate Constraint in lbs/MMBtu | FALSE | L | Annual | Emissions at Affected Plants NOX | Thousand Tons | 0.00024379 | 0.00022273 | 3.9127e-05 | 0 | 0 | 0 | 0
IL Fac. Spec. - NOX Rate Summer v3.1, Unit 250 and retrofits | 529 | 7305 | Rate Constraint in lbs/MMBtu | FALSE | L | Annual | Allowances Purchased NOX | Thousand Tons | 0 | 0 | 0 | 0 | 0 | 0 | 0
IL Fac. Spec. - NOX Rate Summer v3.1, Unit 250 and retrofits | 529 | 7305 | Rate Constraint in lbs/MMBtu | FALSE | L | Annual | Allowances Sold NOX | Thousand Tons | 0 | 0 | 0 | 0 | 0 | 0 | 0
IL Fac. Spec. - NOX Rate Summer v3.1, Unit 250 and retrofits | 529 | 7305 | Rate Constraint in lbs/MMBtu | FALSE | L | Annual | Allowances Banked | Thousand Tons | 0 | 0 | 0 | 0 | 0 | 0 | 0
IL Fac. Spec. - NOX Rate Summer v3.1, Unit 250 and retrofits | 529 | 7305 | Rate Constraint in lbs/MMBtu | FALSE | L | Annual | Allowances Withdrawn (1:1) | Thousand Tons | 0 | 0 | 0 | 0 | 0 | 0 | 0
IL Fac. Spec. - NOX Rate Summer v3.1, Unit 250 and retrofits | 529 | 7305 | Rate Constraint in lbs/MMBtu | FALSE | L | Annual | Allowances Withdrawn (n:1) | Thousand Tons | 0 | 0 | 0 | 0 | 0 | 0 | 0
IL Fac. Spec. - NOX Rate Summer v3.1, Unit 250 and retrofits | 529 | 7305 | Rate Constraint in lbs/MMBtu | FALSE | L | Annual | Net Emissions Allowance Position | Thousand Tons | 0.00024379 | 0.00022273 | 3.9127e-05 | 0 | 0 | 0 | 0
IL Fac. Spec. - NOX Rate Summer v3.1, Unit 250 and retrofits | 529 | 7305 | Rate Constraint in lbs/MMBtu | FALSE | L | Annual | Fuel Consumed | TBtu | 0.034679 | 0.031682 | 0.0055658 | 0 | 0 | 0 | 0
IL Fac. Spec. - NOX Rate Summer v3.1, Unit 250 and retrofits | 529 | 7305 | Rate Constraint in lbs/MMBtu | FALSE | L | Annual | Rate | lb/MMBtu | 0.01406 | 0.01406 | 0.01406 | 0 | 0 | 0 | 0
IL Fac. Spec. - NOX Rate Summer v3.1, Unit 250 and retrofits | 529 | 7305 | Rate Constraint in lbs/MMBtu | FALSE | L | Annual | Generation | TWh | 0.0032275 | 0.0029485 | 0.00051799 | 0 | 0 | 0 | 0
IL Fac. Spec. - NOX Rate Summer v3.1, Unit 250 and retrofits | 529 | 7305 | Rate Constraint in lbs/MMBtu | FALSE | L | Annual | Qualifying Generation | TWh | 0.0032275 | 0.0029485 | 0.00051799 | 0 | 0 | 0 | 0
IL Fac. Spec. - NOX Rate Summer v3.1, Unit 250 and retrofits | 529 | 7305 | Rate Constraint in lbs/MMBtu | FALSE | L | Annual | Rate | lb/MWh | 0.15107 | 0.15107 | 0.15107 | 0 | 0 | 0 | 0
IL Fac. Spec. - NOX Rate Summer v3.1, Unit 250 and retrofits | 529 | 7305 | Rate Constraint in lbs/MMBtu | FALSE | L | Annual | Constraint Shadow Price | US2022$/Ton | 0 | 0 | 0 | 0 | 0 | 0 | 0
IL Fac. Spec. - NOX Rate Summer v3.1, Unit 251 and retrofits | 530 | 7305 | Rate Constraint in lbs/MMBtu | FALSE | L | Annual | Seasons Included | Seasons | Summer | Summer | Summer | Summer | Summer | Summer | Summer
IL Fac. Spec. - NOX Rate Summer v3.1, Unit 251 and retrofits | 530 | 7305 | Rate Constraint in lbs/MMBtu | FALSE | L | Annual | Standard NOX | lb/MMBtu | 0.25 | 0.25 | 0.25 | 0.25 | 0.25 | 0.25 | 0.25
IL Fac. Spec. - NOX Rate Summer v3.1, Unit 251 and retrofits | 530 | 7305 | Rate Constraint in lbs/MMBtu | FALSE | L | Annual | Emissions at Affected Plants NOX | Thousand Tons | 0.00031246 | 0.00028546 | 5.0148e-05 | 0 | 0 | 0 | 0
IL Fac. Spec. - NOX Rate Summer v3.1, Unit 251 and retrofits | 530 | 7305 | Rate Constraint in lbs/MMBtu | FALSE | L | Annual | Allowances Purchased NOX | Thousand Tons | 0 | 0 | 0 | 0 | 0 | 0 | 0
IL Fac. Spec. - NOX Rate Summer v3.1, Unit 251 and retrofits | 530 | 7305 | Rate Constraint in lbs/MMBtu | FALSE | L | Annual | Allowances Sold NOX | Thousand Tons | 0 | 0 | 0 | 0 | 0 | 0 | 0
IL Fac. Spec. - NOX Rate Summer v3.1, Unit 251 and retrofits | 530 | 7305 | Rate Constraint in lbs/MMBtu | FALSE | L | Annual | Allowances Banked | Thousand Tons | 0 | 0 | 0 | 0 | 0 | 0 | 0
IL Fac. Spec. - NOX Rate Summer v3.1, Unit 251 and retrofits | 530 | 7305 | Rate Constraint in lbs/MMBtu | FALSE | L | Annual | Allowances Withdrawn (1:1) | Thousand Tons | 0 | 0 | 0 | 0 | 0 | 0 | 0
IL Fac. Spec. - NOX Rate Summer v3.1, Unit 251 and retrofits | 530 | 7305 | Rate Constraint in lbs/MMBtu | FALSE | L | Annual | Allowances Withdrawn (n:1) | Thousand Tons | 0 | 0 | 0 | 0 | 0 | 0 | 0
IL Fac. Spec. - NOX Rate Summer v3.1, Unit 251 and retrofits | 530 | 7305 | Rate Constraint in lbs/MMBtu | FALSE | L | Annual | Net Emissions Allowance Position | Thousand Tons | 0.00031246 | 0.00028546 | 5.0148e-05 | 0 | 0 | 0 | 0
IL Fac. Spec. - NOX Rate Summer v3.1, Unit 251 and retrofits | 530 | 7305 | Rate Constraint in lbs/MMBtu | FALSE | L | Annual | Fuel Consumed | TBtu | 0.034679 | 0.031682 | 0.0055658 | 0 | 0 | 0 | 0
IL Fac. Spec. - NOX Rate Summer v3.1, Unit 251 and retrofits | 530 | 7305 | Rate Constraint in lbs/MMBtu | FALSE | L | Annual | Rate | lb/MMBtu | 0.01802 | 0.01802 | 0.01802 | 0 | 0 | 0 | 0
IL Fac. Spec. - NOX Rate Summer v3.1, Unit 251 and retrofits | 530 | 7305 | Rate Constraint in lbs/MMBtu | FALSE | L | Annual | Generation | TWh | 0.0032275 | 0.0029485 | 0.00051799 | 0 | 0 | 0 | 0
IL Fac. Spec. - NOX Rate Summer v3.1, Unit 251 and retrofits | 530 | 7305 | Rate Constraint in lbs/MMBtu | FALSE | L | Annual | Qualifying Generation | TWh | 0.0032275 | 0.0029485 | 0.00051799 | 0 | 0 | 0 | 0
IL Fac. Spec. - NOX Rate Summer v3.1, Unit 251 and retrofits | 530 | 7305 | Rate Constraint in lbs/MMBtu | FALSE | L | Annual | Rate | lb/MWh | 0.19362 | 0.19362 | 0.19362 | 0 | 0 | 0 | 0
IL Fac. Spec. - NOX Rate Summer v3.1, Unit 251 and retrofits | 530 | 7305 | Rate Constraint in lbs/MMBtu | FALSE | L | Annual | Constraint Shadow Price | US2022$/Ton | 0 | 0 | 0 | 0 | 0 | 0 | 0
IL Fac. Spec. - NOX Rate Summer v3.1, Unit 252 and retrofits | 531 | 7305 | Rate Constraint in lbs/MMBtu | FALSE | L | Annual | Seasons Included | Seasons | Summer | Summer | Summer | Summer | Summer | Summer | Summer
IL Fac. Spec. - NOX Rate Summer v3.1, Unit 252 and retrofits | 531 | 7305 | Rate Constraint in lbs/MMBtu | FALSE | L | Annual | Standard NOX | lb/MMBtu | 0.25 | 0.25 | 0.25 | 0.25 | 0.25 | 0.25 | 0.25
IL Fac. Spec. - NOX Rate Summer v3.1, Unit 252 and retrofits | 531 | 7305 | Rate Constraint in lbs/MMBtu | FALSE | L | Annual | Emissions at Affected Plants NOX | Thousand Tons | 0.00030639 | 0.00027991 | 4.9174e-05 | 0 | 0 | 0 | 0
IL Fac. Spec. - NOX Rate Summer v3.1, Unit 252 and retrofits | 531 | 7305 | Rate Constraint in lbs/MMBtu | FALSE | L | Annual | Allowances Purchased NOX | Thousand Tons | 0 | 0 | 0 | 0 | 0 | 0 | 0
IL Fac. Spec. - NOX Rate Summer v3.1, Unit 252 and retrofits | 531 | 7305 | Rate Constraint in lbs/MMBtu | FALSE | L | Annual | Allowances Sold NOX | Thousand Tons | 0 | 0 | 0 | 0 | 0 | 0 | 0
IL Fac. Spec. - NOX Rate Summer v3.1, Unit 252 and retrofits | 531 | 7305 | Rate Constraint in lbs/MMBtu | FALSE | L | Annual | Allowances Banked | Thousand Tons | 0 | 0 | 0 | 0 | 0 | 0 | 0
IL Fac. Spec. - NOX Rate Summer v3.1, Unit 252 and retrofits | 531 | 7305 | Rate Constraint in lbs/MMBtu | FALSE | L | Annual | Allowances Withdrawn (1:1) | Thousand Tons | 0 | 0 | 0 | 0 | 0 | 0 | 0
IL Fac. Spec. - NOX Rate Summer v3.1, Unit 252 and retrofits | 531 | 7305 | Rate Constraint in lbs/MMBtu | FALSE | L | Annual | Allowances Withdrawn (n:1) | Thousand Tons | 0 | 0 | 0 | 0 | 0 | 0 | 0
IL Fac. Spec. - NOX Rate Summer v3.1, Unit 252 and retrofits | 531 | 7305 | Rate Constraint in lbs/MMBtu | FALSE | L | Annual | Net Emissions Allowance Position | Thousand Tons | 0.00030639 | 0.00027991 | 4.9174e-05 | 0 | 0 | 0 | 0
IL Fac. Spec. - NOX Rate Summer v3.1, Unit 252 and retrofits | 531 | 7305 | Rate Constraint in lbs/MMBtu | FALSE | L | Annual | Fuel Consumed | TBtu | 0.034679 | 0.031682 | 0.0055658 | 0 | 0 | 0 | 0
IL Fac. Spec. - NOX Rate Summer v3.1, Unit 252 and retrofits | 531 | 7305 | Rate Constraint in lbs/MMBtu | FALSE | L | Annual | Rate | lb/MMBtu | 0.01767 | 0.01767 | 0.01767 | 0 | 0 | 0 | 0
IL Fac. Spec. - NOX Rate Summer v3.1, Unit 252 and retrofits | 531 | 7305 | Rate Constraint in lbs/MMBtu | FALSE | L | Annual | Generation | TWh | 0.0032275 | 0.0029485 | 0.00051799 | 0 | 0 | 0 | 0
IL Fac. Spec. - NOX Rate Summer v3.1, Unit 252 and retrofits | 531 | 7305 | Rate Constraint in lbs/MMBtu | FALSE | L | Annual | Qualifying Generation | TWh | 0.0032275 | 0.0029485 | 0.00051799 | 0 | 0 | 0 | 0
IL Fac. Spec. - NOX Rate Summer v3.1, Unit 252 and retrofits | 531 | 7305 | Rate Constraint in lbs/MMBtu | FALSE | L | Annual | Rate | lb/MWh | 0.18986 | 0.18986 | 0.18986 | 0 | 0 | 0 | 0
IL Fac. Spec. - NOX Rate Summer v3.1, Unit 252 and retrofits | 531 | 7305 | Rate Constraint in lbs/MMBtu | FALSE | L | Annual | Constraint Shadow Price | US2022$/Ton | 0 | 0 | 0 | 0 | 0 | 0 | 0
IL Fac. Spec. - NOX Rate Summer v3.1, Unit 253 and retrofits | 532 | 7305 | Rate Constraint in lbs/MMBtu | FALSE | L | Annual | Seasons Included | Seasons | Summer | Summer | Summer | Summer | Summer | Summer | Summer
IL Fac. Spec. - NOX Rate Summer v3.1, Unit 253 and retrofits | 532 | 7305 | Rate Constraint in lbs/MMBtu | FALSE | L | Annual | Standard NOX | lb/MMBtu | 0.25 | 0.25 | 0.25 | 0.25 | 0.25 | 0.25 | 0.25
IL Fac. Spec. - NOX Rate Summer v3.1, Unit 253 and retrofits | 532 | 7305 | Rate Constraint in lbs/MMBtu | FALSE | L | Annual | Emissions at Affected Plants NOX | Thousand Tons | 0.00025593 | 0.00023381 | 4.1076e-05 | 0 | 0 | 0 | 0
IL Fac. Spec. - NOX Rate Summer v3.1, Unit 253 and retrofits | 532 | 7305 | Rate Constraint in lbs/MMBtu | FALSE | L | Annual | Allowances Purchased NOX | Thousand Tons | 0 | 0 | 0 | 0 | 0 | 0 | 0
IL Fac. Spec. - NOX Rate Summer v3.1, Unit 253 and retrofits | 532 | 7305 | Rate Constraint in lbs/MMBtu | FALSE | L | Annual | Allowances Sold NOX | Thousand Tons | 0 | 0 | 0 | 0 | 0 | 0 | 0
IL Fac. Spec. - NOX Rate Summer v3.1, Unit 253 and retrofits | 532 | 7305 | Rate Constraint in lbs/MMBtu | FALSE | L | Annual | Allowances Banked | Thousand Tons | 0 | 0 | 0 | 0 | 0 | 0 | 0
IL Fac. Spec. - NOX Rate Summer v3.1, Unit 253 and retrofits | 532 | 7305 | Rate Constraint in lbs/MMBtu | FALSE | L | Annual | Allowances Withdrawn (1:1) | Thousand Tons | 0 | 0 | 0 | 0 | 0 | 0 | 0
IL Fac. Spec. - NOX Rate Summer v3.1, Unit 253 and retrofits | 532 | 7305 | Rate Constraint in lbs/MMBtu | FALSE | L | Annual | Allowances Withdrawn (n:1) | Thousand Tons | 0 | 0 | 0 | 0 | 0 | 0 | 0
IL Fac. Spec. - NOX Rate Summer v3.1, Unit 253 and retrofits | 532 | 7305 | Rate Constraint in lbs/MMBtu | FALSE | L | Annual | Net Emissions Allowance Position | Thousand Tons | 0.00025593 | 0.00023381 | 4.1076e-05 | 0 | 0 | 0 | 0
IL Fac. Spec. - NOX Rate Summer v3.1, Unit 253 and retrofits | 532 | 7305 | Rate Constraint in lbs/MMBtu | FALSE | L | Annual | Fuel Consumed | TBtu | 0.034679 | 0.031682 | 0.0055658 | 0 | 0 | 0 | 0
IL Fac. Spec. - NOX Rate Summer v3.1, Unit 253 and retrofits | 532 | 7305 | Rate Constraint in lbs/MMBtu | FALSE | L | Annual | Rate | lb/MMBtu | 0.01476 | 0.01476 | 0.01476 | 0 | 0 | 0 | 0
IL Fac. Spec. - NOX Rate Summer v3.1, Unit 253 and retrofits | 532 | 7305 | Rate Constraint in lbs/MMBtu | FALSE | L | Annual | Generation | TWh | 0.0032275 | 0.0029485 | 0.00051799 | 0 | 0 | 0 | 0
IL Fac. Spec. - NOX Rate Summer v3.1, Unit 253 and retrofits | 532 | 7305 | Rate Constraint in lbs/MMBtu | FALSE | L | Annual | Qualifying Generation | TWh | 0.0032275 | 0.0029485 | 0.00051799 | 0 | 0 | 0 | 0
IL Fac. Spec. - NOX Rate Summer v3.1, Unit 253 and retrofits | 532 | 7305 | Rate Constraint in lbs/MMBtu | FALSE | L | Annual | Rate | lb/MWh | 0.1586 | 0.1586 | 0.1586 | 0 | 0 | 0 | 0
IL Fac. Spec. - NOX Rate Summer v3.1, Unit 253 and retrofits | 532 | 7305 | Rate Constraint in lbs/MMBtu | FALSE | L | Annual | Constraint Shadow Price | US2022$/Ton | 0 | 0 | 0 | 0 | 0 | 0 | 0
IL Fac. Spec. - NOX Rate Summer v3.1, Unit 254 and retrofits | 533 | 7305 | Rate Constraint in lbs/MMBtu | FALSE | L | Annual | Seasons Included | Seasons | Summer | Summer | Summer | Summer | Summer | Summer | Summer
IL Fac. Spec. - NOX Rate Summer v3.1, Unit 254 and retrofits | 533 | 7305 | Rate Constraint in lbs/MMBtu | FALSE | L | Annual | Standard NOX | lb/MMBtu | 0.25 | 0.25 | 0.25 | 0.25 | 0.25 | 0.25 | 0.25
IL Fac. Spec. - NOX Rate Summer v3.1, Unit 254 and retrofits | 533 | 7305 | Rate Constraint in lbs/MMBtu | FALSE | L | Annual | Emissions at Affected Plants NOX | Thousand Tons | 0.00024137 | 0.00022051 | 3.8738e-05 | 0 | 0 | 0 | 0
IL Fac. Spec. - NOX Rate Summer v3.1, Unit 254 and retrofits | 533 | 7305 | Rate Constraint in lbs/MMBtu | FALSE | L | Annual | Allowances Purchased NOX | Thousand Tons | 0 | 0 | 0 | 0 | 0 | 0 | 0
IL Fac. Spec. - NOX Rate Summer v3.1, Unit 254 and retrofits | 533 | 7305 | Rate Constraint in lbs/MMBtu | FALSE | L | Annual | Allowances Sold NOX | Thousand Tons | 0 | 0 | 0 | 0 | 0 | 0 | 0
IL Fac. Spec. - NOX Rate Summer v3.1, Unit 254 and retrofits | 533 | 7305 | Rate Constraint in lbs/MMBtu | FALSE | L | Annual | Allowances Banked | Thousand Tons | 0 | 0 | 0 | 0 | 0 | 0 | 0
IL Fac. Spec. - NOX Rate Summer v3.1, Unit 254 and retrofits | 533 | 7305 | Rate Constraint in lbs/MMBtu | FALSE | L | Annual | Allowances Withdrawn (1:1) | Thousand Tons | 0 | 0 | 0 | 0 | 0 | 0 | 0
IL Fac. Spec. - NOX Rate Summer v3.1, Unit 254 and retrofits | 533 | 7305 | Rate Constraint in lbs/MMBtu | FALSE | L | Annual | Allowances Withdrawn (n:1) | Thousand Tons | 0 | 0 | 0 | 0 | 0 | 0 | 0
IL Fac. Spec. - NOX Rate Summer v3.1, Unit 254 and retrofits | 533 | 7305 | Rate Constraint in lbs/MMBtu | FALSE | L | Annual | Net Emissions Allowance Position | Thousand Tons | 0.00024137 | 0.00022051 | 3.8738e-05 | 0 | 0 | 0 | 0
IL Fac. Spec. - NOX Rate Summer v3.1, Unit 254 and retrofits | 533 | 7305 | Rate Constraint in lbs/MMBtu | FALSE | L | Annual | Fuel Consumed | TBtu | 0.034679 | 0.031682 | 0.0055658 | 0 | 0 | 0 | 0
IL Fac. Spec. - NOX Rate Summer v3.1, Unit 254 and retrofits | 533 | 7305 | Rate Constraint in lbs/MMBtu | FALSE | L | Annual | Rate | lb/MMBtu | 0.01392 | 0.01392 | 0.01392 | 0 | 0 | 0 | 0
IL Fac. Spec. - NOX Rate Summer v3.1, Unit 254 and retrofits | 533 | 7305 | Rate Constraint in lbs/MMBtu | FALSE | L | Annual | Generation | TWh | 0.0032275 | 0.0029485 | 0.00051799 | 0 | 0 | 0 | 0
IL Fac. Spec. - NOX Rate Summer v3.1, Unit 254 and retrofits | 533 | 7305 | Rate Constraint in lbs/MMBtu | FALSE | L | Annual | Qualifying Generation | TWh | 0.0032275 | 0.0029485 | 0.00051799 | 0 | 0 | 0 | 0
IL Fac. Spec. - NOX Rate Summer v3.1, Unit 254 and retrofits | 533 | 7305 | Rate Constraint in lbs/MMBtu | FALSE | L | Annual | Rate | lb/MWh | 0.14957 | 0.14957 | 0.14957 | 0 | 0 | 0 | 0
IL Fac. Spec. - NOX Rate Summer v3.1, Unit 254 and retrofits | 533 | 7305 | Rate Constraint in lbs/MMBtu | FALSE | L | Annual | Constraint Shadow Price | US2022$/Ton | 0 | 0 | 0 | 0 | 0 | 0 | 0
IL Fac. Spec. - NOX Rate Summer v3.1, Unit 255 and retrofits | 534 | 7305 | Rate Constraint in lbs/MMBtu | FALSE | L | Annual | Seasons Included | Seasons | Summer | Summer | Summer | Summer | Summer | Summer | Summer
IL Fac. Spec. - NOX Rate Summer v3.1, Unit 255 and retrofits | 534 | 7305 | Rate Constraint in lbs/MMBtu | FALSE | L | Annual | Standard NOX | lb/MMBtu | 0.25 | 0.25 | 0.25 | 0.25 | 0.25 | 0.25 | 0.25
IL Fac. Spec. - NOX Rate Summer v3.1, Unit 255 and retrofits | 534 | 7305 | Rate Constraint in lbs/MMBtu | FALSE | L | Annual | Emissions at Affected Plants NOX | Thousand Tons | 0.00030223 | 0.00027611 | 4.8506e-05 | 0 | 0 | 0 | 0
IL Fac. Spec. - NOX Rate Summer v3.1, Unit 255 and retrofits | 534 | 7305 | Rate Constraint in lbs/MMBtu | FALSE | L | Annual | Allowances Purchased NOX | Thousand Tons | 0 | 0 | 0 | 0 | 0 | 0 | 0
IL Fac. Spec. - NOX Rate Summer v3.1, Unit 255 and retrofits | 534 | 7305 | Rate Constraint in lbs/MMBtu | FALSE | L | Annual | Allowances Sold NOX | Thousand Tons | 0 | 0 | 0 | 0 | 0 | 0 | 0
IL Fac. Spec. - NOX Rate Summer v3.1, Unit 255 and retrofits | 534 | 7305 | Rate Constraint in lbs/MMBtu | FALSE | L | Annual | Allowances Banked | Thousand Tons | 0 | 0 | 0 | 0 | 0 | 0 | 0
IL Fac. Spec. - NOX Rate Summer v3.1, Unit 255 and retrofits | 534 | 7305 | Rate Constraint in lbs/MMBtu | FALSE | L | Annual | Allowances Withdrawn (1:1) | Thousand Tons | 0 | 0 | 0 | 0 | 0 | 0 | 0
IL Fac. Spec. - NOX Rate Summer v3.1, Unit 255 and retrofits | 534 | 7305 | Rate Constraint in lbs/MMBtu | FALSE | L | Annual | Allowances Withdrawn (n:1) | Thousand Tons | 0 | 0 | 0 | 0 | 0 | 0 | 0
IL Fac. Spec. - NOX Rate Summer v3.1, Unit 255 and retrofits | 534 | 7305 | Rate Constraint in lbs/MMBtu | FALSE | L | Annual | Net Emissions Allowance Position | Thousand Tons | 0.00030223 | 0.00027611 | 4.8506e-05 | 0 | 0 | 0 | 0
IL Fac. Spec. - NOX Rate Summer v3.1, Unit 255 and retrofits | 534 | 7305 | Rate Constraint in lbs/MMBtu | FALSE | L | Annual | Fuel Consumed | TBtu | 0.034679 | 0.031682 | 0.0055658 | 0 | 0 | 0 | 0
IL Fac. Spec. - NOX Rate Summer v3.1, Unit 255 and retrofits | 534 | 7305 | Rate Constraint in lbs/MMBtu | FALSE | L | Annual | Rate | lb/MMBtu | 0.01743 | 0.01743 | 0.01743 | 0 | 0 | 0 | 0
IL Fac. Spec. - NOX Rate Summer v3.1, Unit 255 and retrofits | 534 | 7305 | Rate Constraint in lbs/MMBtu | FALSE | L | Annual | Generation | TWh | 0.0032275 | 0.0029485 | 0.00051799 | 0 | 0 | 0 | 0
IL Fac. Spec. - NOX Rate Summer v3.1, Unit 255 and retrofits | 534 | 7305 | Rate Constraint in lbs/MMBtu | FALSE | L | Annual | Qualifying Generation | TWh | 0.0032275 | 0.0029485 | 0.00051799 | 0 | 0 | 0 | 0
IL Fac. Spec. - NOX Rate Summer v3.1, Unit 255 and retrofits | 534 | 7305 | Rate Constraint in lbs/MMBtu | FALSE | L | Annual | Rate | lb/MWh | 0.18729 | 0.18729 | 0.18729 | 0 | 0 | 0 | 0
IL Fac. Spec. - NOX Rate Summer v3.1, Unit 255 and retrofits | 534 | 7305 | Rate Constraint in lbs/MMBtu | FALSE | L | Annual | Constraint Shadow Price | US2022$/Ton | 0 | 0 | 0 | 0 | 0 | 0 | 0
IL Fac. Spec. - NOX Rate Summer v3.1, Unit 256 and retrofits | 535 | 7305 | Rate Constraint in lbs/MMBtu | FALSE | L | Annual | Seasons Included | Seasons | Summer | Summer | Summer | Summer | Summer | Summer | Summer
IL Fac. Spec. - NOX Rate Summer v3.1, Unit 256 and retrofits | 535 | 7305 | Rate Constraint in lbs/MMBtu | FALSE | L | Annual | Standard NOX | lb/MMBtu | 0.25 | 0.25 | 0.25 | 0.25 | 0.25 | 0.25 | 0.25
IL Fac. Spec. - NOX Rate Summer v3.1, Unit 256 and retrofits | 535 | 7305 | Rate Constraint in lbs/MMBtu | FALSE | L | Annual | Emissions at Affected Plants NOX | Thousand Tons | 0.00037852 | 0.00034581 | 6.0751e-05 | 0 | 0 | 0 | 0
IL Fac. Spec. - NOX Rate Summer v3.1, Unit 256 and retrofits | 535 | 7305 | Rate Constraint in lbs/MMBtu | FALSE | L | Annual | Allowances Purchased NOX | Thousand Tons | 0 | 0 | 0 | 0 | 0 | 0 | 0
IL Fac. Spec. - NOX Rate Summer v3.1, Unit 256 and retrofits | 535 | 7305 | Rate Constraint in lbs/MMBtu | FALSE | L | Annual | Allowances Sold NOX | Thousand Tons | 0 | 0 | 0 | 0 | 0 | 0 | 0
IL Fac. Spec. - NOX Rate Summer v3.1, Unit 256 and retrofits | 535 | 7305 | Rate Constraint in lbs/MMBtu | FALSE | L | Annual | Allowances Banked | Thousand Tons | 0 | 0 | 0 | 0 | 0 | 0 | 0
IL Fac. Spec. - NOX Rate Summer v3.1, Unit 256 and retrofits | 535 | 7305 | Rate Constraint in lbs/MMBtu | FALSE | L | Annual | Allowances Withdrawn (1:1) | Thousand Tons | 0 | 0 | 0 | 0 | 0 | 0 | 0
IL Fac. Spec. - NOX Rate Summer v3.1, Unit 256 and retrofits | 535 | 7305 | Rate Constraint in lbs/MMBtu | FALSE | L | Annual | Allowances Withdrawn (n:1) | Thousand Tons | 0 | 0 | 0 | 0 | 0 | 0 | 0
IL Fac. Spec. - NOX Rate Summer v3.1, Unit 256 and retrofits | 535 | 7305 | Rate Constraint in lbs/MMBtu | FALSE | L | Annual | Net Emissions Allowance Position | Thousand Tons | 0.00037852 | 0.00034581 | 6.0751e-05 | 0 | 0 | 0 | 0
IL Fac. Spec. - NOX Rate Summer v3.1, Unit 256 and retrofits | 535 | 7305 | Rate Constraint in lbs/MMBtu | FALSE | L | Annual | Fuel Consumed | TBtu | 0.034679 | 0.031682 | 0.0055658 | 0 | 0 | 0 | 0
IL Fac. Spec. - NOX Rate Summer v3.1, Unit 256 and retrofits | 535 | 7305 | Rate Constraint in lbs/MMBtu | FALSE | L | Annual | Rate | lb/MMBtu | 0.02183 | 0.02183 | 0.02183 | 0 | 0 | 0 | 0
IL Fac. Spec. - NOX Rate Summer v3.1, Unit 256 and retrofits | 535 | 7305 | Rate Constraint in lbs/MMBtu | FALSE | L | Annual | Generation | TWh | 0.0032275 | 0.0029485 | 0.00051799 | 0 | 0 | 0 | 0
IL Fac. Spec. - NOX Rate Summer v3.1, Unit 256 and retrofits | 535 | 7305 | Rate Constraint in lbs/MMBtu | FALSE | L | Annual | Qualifying Generation | TWh | 0.0032275 | 0.0029485 | 0.00051799 | 0 | 0 | 0 | 0
IL Fac. Spec. - NOX Rate Summer v3.1, Unit 256 and retrofits | 535 | 7305 | Rate Constraint in lbs/MMBtu | FALSE | L | Annual | Rate | lb/MWh | 0.23456 | 0.23456 | 0.23456 | 0 | 0 | 0 | 0
IL Fac. Spec. - NOX Rate Summer v3.1, Unit 256 and retrofits | 535 | 7305 | Rate Constraint in lbs/MMBtu | FALSE | L | Annual | Constraint Shadow Price | US2022$/Ton | 0 | 0 | 0 | 0 | 0 | 0 | 0
IL Fac. Spec. - NOX Rate Summer v3.1, Unit 257 and retrofits | 536 | 7305 | Rate Constraint in lbs/MMBtu | FALSE | L | Annual | Seasons Included | Seasons | Summer | Summer | Summer | Summer | Summer | Summer | Summer
IL Fac. Spec. - NOX Rate Summer v3.1, Unit 257 and retrofits | 536 | 7305 | Rate Constraint in lbs/MMBtu | FALSE | L | Annual | Standard NOX | lb/MMBtu | 0.25 | 0.25 | 0.25 | 0.25 | 0.25 | 0.25 | 0.25
IL Fac. Spec. - NOX Rate Summer v3.1, Unit 257 and retrofits | 536 | 7305 | Rate Constraint in lbs/MMBtu | FALSE | L | Annual | Emissions at Affected Plants NOX | Thousand Tons | 0.00036621 | 0.00033456 | 5.8775e-05 | 0 | 0 | 0 | 0
IL Fac. Spec. - NOX Rate Summer v3.1, Unit 257 and retrofits | 536 | 7305 | Rate Constraint in lbs/MMBtu | FALSE | L | Annual | Allowances Purchased NOX | Thousand Tons | 0 | 0 | 0 | 0 | 0 | 0 | 0
IL Fac. Spec. - NOX Rate Summer v3.1, Unit 257 and retrofits | 536 | 7305 | Rate Constraint in lbs/MMBtu | FALSE | L | Annual | Allowances Sold NOX | Thousand Tons | 0 | 0 | 0 | 0 | 0 | 0 | 0
IL Fac. Spec. - NOX Rate Summer v3.1, Unit 257 and retrofits | 536 | 7305 | Rate Constraint in lbs/MMBtu | FALSE | L | Annual | Allowances Banked | Thousand Tons | 0 | 0 | 0 | 0 | 0 | 0 | 0
IL Fac. Spec. - NOX Rate Summer v3.1, Unit 257 and retrofits | 536 | 7305 | Rate Constraint in lbs/MMBtu | FALSE | L | Annual | Allowances Withdrawn (1:1) | Thousand Tons | 0 | 0 | 0 | 0 | 0 | 0 | 0
IL Fac. Spec. - NOX Rate Summer v3.1, Unit 257 and retrofits | 536 | 7305 | Rate Constraint in lbs/MMBtu | FALSE | L | Annual | Allowances Withdrawn (n:1) | Thousand Tons | 0 | 0 | 0 | 0 | 0 | 0 | 0
IL Fac. Spec. - NOX Rate Summer v3.1, Unit 257 and retrofits | 536 | 7305 | Rate Constraint in lbs/MMBtu | FALSE | L | Annual | Net Emissions Allowance Position | Thousand Tons | 0.00036621 | 0.00033456 | 5.8775e-05 | 0 | 0 | 0 | 0
IL Fac. Spec. - NOX Rate Summer v3.1, Unit 257 and retrofits | 536 | 7305 | Rate Constraint in lbs/MMBtu | FALSE | L | Annual | Fuel Consumed | TBtu | 0.034679 | 0.031682 | 0.0055658 | 0 | 0 | 0 | 0
IL Fac. Spec. - NOX Rate Summer v3.1, Unit 257 and retrofits | 536 | 7305 | Rate Constraint in lbs/MMBtu | FALSE | L | Annual | Rate | lb/MMBtu | 0.02112 | 0.02112 | 0.02112 | 0 | 0 | 0 | 0
IL Fac. Spec. - NOX Rate Summer v3.1, Unit 257 and retrofits | 536 | 7305 | Rate Constraint in lbs/MMBtu | FALSE | L | Annual | Generation | TWh | 0.0032275 | 0.0029485 | 0.00051799 | 0 | 0 | 0 | 0
IL Fac. Spec. - NOX Rate Summer v3.1, Unit 257 and retrofits | 536 | 7305 | Rate Constraint in lbs/MMBtu | FALSE | L | Annual | Qualifying Generation | TWh | 0.0032275 | 0.0029485 | 0.00051799 | 0 | 0 | 0 | 0
IL Fac. Spec. - NOX Rate Summer v3.1, Unit 257 and retrofits | 536 | 7305 | Rate Constraint in lbs/MMBtu | FALSE | L | Annual | Rate | lb/MWh | 0.22693 | 0.22693 | 0.22693 | 0 | 0 | 0 | 0
IL Fac. Spec. - NOX Rate Summer v3.1, Unit 257 and retrofits | 536 | 7305 | Rate Constraint in lbs/MMBtu | FALSE | L | Annual | Constraint Shadow Price | US2022$/Ton | 0 | 0 | 0 | 0 | 0 | 0 | 0
IL Fac. Spec. - NOX Rate Summer v3.1, Unit 258 and retrofits | 537 | 7305 | Rate Constraint in lbs/MMBtu | FALSE | L | Annual | Seasons Included | Seasons | Summer | Summer | Summer | Summer | Summer | Summer | Summer
IL Fac. Spec. - NOX Rate Summer v3.1, Unit 258 and retrofits | 537 | 7305 | Rate Constraint in lbs/MMBtu | FALSE | L | Annual | Standard NOX | lb/MMBtu | 0.25 | 0.25 | 0.25 | 0.25 | 0.25 | 0.25 | 0.25
IL Fac. Spec. - NOX Rate Summer v3.1, Unit 258 and retrofits | 537 | 7305 | Rate Constraint in lbs/MMBtu | FALSE | L | Annual | Emissions at Affected Plants NOX | Thousand Tons | 0.00029876 | 0.00027294 | 4.7949e-05 | 0 | 0 | 0 | 0
IL Fac. Spec. - NOX Rate Summer v3.1, Unit 258 and retrofits | 537 | 7305 | Rate Constraint in lbs/MMBtu | FALSE | L | Annual | Allowances Purchased NOX | Thousand Tons | 0 | 0 | 0 | 0 | 0 | 0 | 0
IL Fac. Spec. - NOX Rate Summer v3.1, Unit 258 and retrofits | 537 | 7305 | Rate Constraint in lbs/MMBtu | FALSE | L | Annual | Allowances Sold NOX | Thousand Tons | 0 | 0 | 0 | 0 | 0 | 0 | 0
IL Fac. Spec. - NOX Rate Summer v3.1, Unit 258 and retrofits | 537 | 7305 | Rate Constraint in lbs/MMBtu | FALSE | L | Annual | Allowances Banked | Thousand Tons | 0 | 0 | 0 | 0 | 0 | 0 | 0
IL Fac. Spec. - NOX Rate Summer v3.1, Unit 258 and retrofits | 537 | 7305 | Rate Constraint in lbs/MMBtu | FALSE | L | Annual | Allowances Withdrawn (1:1) | Thousand Tons | 0 | 0 | 0 | 0 | 0 | 0 | 0
IL Fac. Spec. - NOX Rate Summer v3.1, Unit 258 and retrofits | 537 | 7305 | Rate Constraint in lbs/MMBtu | FALSE | L | Annual | Allowances Withdrawn (n:1) | Thousand Tons | 0 | 0 | 0 | 0 | 0 | 0 | 0
IL Fac. Spec. - NOX Rate Summer v3.1, Unit 258 and retrofits | 537 | 7305 | Rate Constraint in lbs/MMBtu | FALSE | L | Annual | Net Emissions Allowance Position | Thousand Tons | 0.00029876 | 0.00027294 | 4.7949e-05 | 0 | 0 | 0 | 0
IL Fac. Spec. - NOX Rate Summer v3.1, Unit 258 and retrofits | 537 | 7305 | Rate Constraint in lbs/MMBtu | FALSE | L | Annual | Fuel Consumed | TBtu | 0.034679 | 0.031682 | 0.0055658 | 0 | 0 | 0 | 0
IL Fac. Spec. - NOX Rate Summer v3.1, Unit 258 and retrofits | 537 | 7305 | Rate Constraint in lbs/MMBtu | FALSE | L | Annual | Rate | lb/MMBtu | 0.01723 | 0.01723 | 0.01723 | 0 | 0 | 0 | 0
IL Fac. Spec. - NOX Rate Summer v3.1, Unit 258 and retrofits | 537 | 7305 | Rate Constraint in lbs/MMBtu | FALSE | L | Annual | Generation | TWh | 0.0032275 | 0.0029485 | 0.00051799 | 0 | 0 | 0 | 0
IL Fac. Spec. - NOX Rate Summer v3.1, Unit 258 and retrofits | 537 | 7305 | Rate Constraint in lbs/MMBtu | FALSE | L | Annual | Qualifying Generation | TWh | 0.0032275 | 0.0029485 | 0.00051799 | 0 | 0 | 0 | 0
IL Fac. Spec. - NOX Rate Summer v3.1, Unit 258 and retrofits | 537 | 7305 | Rate Constraint in lbs/MMBtu | FALSE | L | Annual | Rate | lb/MWh | 0.18514 | 0.18514 | 0.18514 | 0 | 0 | 0 | 0
IL Fac. Spec. - NOX Rate Summer v3.1, Unit 258 and retrofits | 537 | 7305 | Rate Constraint in lbs/MMBtu | FALSE | L | Annual | Constraint Shadow Price | US2022$/Ton | 0 | 0 | 0 | 0 | 0 | 0 | 0
IL Fac. Spec. - NOX Rate Summer v3.1, Unit 261 and retrofits | 538 | 7305 | Rate Constraint in lbs/MMBtu | FALSE | L | Annual | Seasons Included | Seasons | Summer | Summer | Summer | Summer | Summer | Summer | Summer
IL Fac. Spec. - NOX Rate Summer v3.1, Unit 261 and retrofits | 538 | 7305 | Rate Constraint in lbs/MMBtu | FALSE | L | Annual | Standard NOX | lb/MMBtu | 0.25 | 0.25 | 0.25 | 0.25 | 0.25 | 0.25 | 0.25
IL Fac. Spec. - NOX Rate Summer v3.1, Unit 261 and retrofits | 538 | 7305 | Rate Constraint in lbs/MMBtu | FALSE | L | Annual | Emissions at Affected Plants NOX | Thousand Tons | 0.00045158 | 0.0013958 | 0 | 0 | 0 | 0 | 0
IL Fac. Spec. - NOX Rate Summer v3.1, Unit 261 and retrofits | 538 | 7305 | Rate Constraint in lbs/MMBtu | FALSE | L | Annual | Allowances Purchased NOX | Thousand Tons | 0 | 0 | 0 | 0 | 0 | 0 | 0
IL Fac. Spec. - NOX Rate Summer v3.1, Unit 261 and retrofits | 538 | 7305 | Rate Constraint in lbs/MMBtu | FALSE | L | Annual | Allowances Sold NOX | Thousand Tons | 0 | 0 | 0 | 0 | 0 | 0 | 0
IL Fac. Spec. - NOX Rate Summer v3.1, Unit 261 and retrofits | 538 | 7305 | Rate Constraint in lbs/MMBtu | FALSE | L | Annual | Allowances Banked | Thousand Tons | 0 | 0 | 0 | 0 | 0 | 0 | 0
IL Fac. Spec. - NOX Rate Summer v3.1, Unit 261 and retrofits | 538 | 7305 | Rate Constraint in lbs/MMBtu | FALSE | L | Annual | Allowances Withdrawn (1:1) | Thousand Tons | 0 | 0 | 0 | 0 | 0 | 0 | 0
IL Fac. Spec. - NOX Rate Summer v3.1, Unit 261 and retrofits | 538 | 7305 | Rate Constraint in lbs/MMBtu | FALSE | L | Annual | Allowances Withdrawn (n:1) | Thousand Tons | 0 | 0 | 0 | 0 | 0 | 0 | 0
IL Fac. Spec. - NOX Rate Summer v3.1, Unit 261 and retrofits | 538 | 7305 | Rate Constraint in lbs/MMBtu | FALSE | L | Annual | Net Emissions Allowance Position | Thousand Tons | 0.00045158 | 0.0013958 | 0 | 0 | 0 | 0 | 0
IL Fac. Spec. - NOX Rate Summer v3.1, Unit 261 and retrofits | 538 | 7305 | Rate Constraint in lbs/MMBtu | FALSE | L | Annual | Fuel Consumed | TBtu | 0.012497 | 0.038627 | 0 | 0 | 0 | 0 | 0
IL Fac. Spec. - NOX Rate Summer v3.1, Unit 261 and retrofits | 538 | 7305 | Rate Constraint in lbs/MMBtu | FALSE | L | Annual | Rate | lb/MMBtu | 0.07227 | 0.07227 | 0 | 0 | 0 | 0 | 0
IL Fac. Spec. - NOX Rate Summer v3.1, Unit 261 and retrofits | 538 | 7305 | Rate Constraint in lbs/MMBtu | FALSE | L | Annual | Generation | TWh | 0.0010337 | 0.003195 | 0 | 0 | 0 | 0 | 0
IL Fac. Spec. - NOX Rate Summer v3.1, Unit 261 and retrofits | 538 | 7305 | Rate Constraint in lbs/MMBtu | FALSE | L | Annual | Qualifying Generation | TWh | 0.0010337 | 0.003195 | 0 | 0 | 0 | 0 | 0
IL Fac. Spec. - NOX Rate Summer v3.1, Unit 261 and retrofits | 538 | 7305 | Rate Constraint in lbs/MMBtu | FALSE | L | Annual | Rate | lb/MWh | 0.87374 | 0.87374 | 0 | 0 | 0 | 0 | 0
IL Fac. Spec. - NOX Rate Summer v3.1, Unit 261 and retrofits | 538 | 7305 | Rate Constraint in lbs/MMBtu | FALSE | L | Annual | Constraint Shadow Price | US2022$/Ton | 0 | 0 | 0 | 0 | 0 | 0 | 0
IL Fac. Spec. - NOX Rate Summer v3.1, Unit 262 and retrofits | 539 | 7305 | Rate Constraint in lbs/MMBtu | FALSE | L | Annual | Seasons Included | Seasons | Summer | Summer | Summer | Summer | Summer | Summer | Summer
IL Fac. Spec. - NOX Rate Summer v3.1, Unit 262 and retrofits | 539 | 7305 | Rate Constraint in lbs/MMBtu | FALSE | L | Annual | Standard NOX | lb/MMBtu | 0.25 | 0.25 | 0.25 | 0.25 | 0.25 | 0.25 | 0.25
IL Fac. Spec. - NOX Rate Summer v3.1, Unit 262 and retrofits | 539 | 7305 | Rate Constraint in lbs/MMBtu | FALSE | L | Annual | Emissions at Affected Plants NOX | Thousand Tons | 0.00059069 | 0.0018258 | 0 | 0 | 0 | 0 | 0
IL Fac. Spec. - NOX Rate Summer v3.1, Unit 262 and retrofits | 539 | 7305 | Rate Constraint in lbs/MMBtu | FALSE | L | Annual | Allowances Purchased NOX | Thousand Tons | 0 | 0 | 0 | 0 | 0 | 0 | 0
IL Fac. Spec. - NOX Rate Summer v3.1, Unit 262 and retrofits | 539 | 7305 | Rate Constraint in lbs/MMBtu | FALSE | L | Annual | Allowances Sold NOX | Thousand Tons | 0 | 0 | 0 | 0 | 0 | 0 | 0
IL Fac. Spec. - NOX Rate Summer v3.1, Unit 262 and retrofits | 539 | 7305 | Rate Constraint in lbs/MMBtu | FALSE | L | Annual | Allowances Banked | Thousand Tons | 0 | 0 | 0 | 0 | 0 | 0 | 0
IL Fac. Spec. - NOX Rate Summer v3.1, Unit 262 and retrofits | 539 | 7305 | Rate Constraint in lbs/MMBtu | FALSE | L | Annual | Allowances Withdrawn (1:1) | Thousand Tons | 0 | 0 | 0 | 0 | 0 | 0 | 0
IL Fac. Spec. - NOX Rate Summer v3.1, Unit 262 and retrofits | 539 | 7305 | Rate Constraint in lbs/MMBtu | FALSE | L | Annual | Allowances Withdrawn (n:1) | Thousand Tons | 0 | 0 | 0 | 0 | 0 | 0 | 0
IL Fac. Spec. - NOX Rate Summer v3.1, Unit 262 and retrofits | 539 | 7305 | Rate Constraint in lbs/MMBtu | FALSE | L | Annual | Net Emissions Allowance Position | Thousand Tons | 0.00059069 | 0.0018258 | 0 | 0 | 0 | 0 | 0
IL Fac. Spec. - NOX Rate Summer v3.1, Unit 262 and retrofits | 539 | 7305 | Rate Constraint in lbs/MMBtu | FALSE | L | Annual | Fuel Consumed | TBtu | 0.012077 | 0.037329 | 0 | 0 | 0 | 0 | 0
IL Fac. Spec. - NOX Rate Summer v3.1, Unit 262 and retrofits | 539 | 7305 | Rate Constraint in lbs/MMBtu | FALSE | L | Annual | Rate | lb/MMBtu | 0.09782 | 0.09782 | 0 | 0 | 0 | 0 | 0
IL Fac. Spec. - NOX Rate Summer v3.1, Unit 262 and retrofits | 539 | 7305 | Rate Constraint in lbs/MMBtu | FALSE | L | Annual | Generation | TWh | 0.00099918 | 0.0030884 | 0 | 0 | 0 | 0 | 0
IL Fac. Spec. - NOX Rate Summer v3.1, Unit 262 and retrofits | 539 | 7305 | Rate Constraint in lbs/MMBtu | FALSE | L | Annual | Qualifying Generation | TWh | 0.00099918 | 0.0030884 | 0 | 0 | 0 | 0 | 0
IL Fac. Spec. - NOX Rate Summer v3.1, Unit 262 and retrofits | 539 | 7305 | Rate Constraint in lbs/MMBtu | FALSE | L | Annual | Rate | lb/MWh | 1.1824 | 1.1824 | 0 | 0 | 0 | 0 | 0
IL Fac. Spec. - NOX Rate Summer v3.1, Unit 262 and retrofits | 539 | 7305 | Rate Constraint in lbs/MMBtu | FALSE | L | Annual | Constraint Shadow Price | US2022$/Ton | 0 | 0 | 0 | 0 | 0 | 0 | 0
IL Fac. Spec. - NOX Rate Summer v3.1, Unit 263 and retrofits | 540 | 7305 | Rate Constraint in lbs/MMBtu | FALSE | L | Annual | Seasons Included | Seasons | Summer | Summer | Summer | Summer | Summer | Summer | Summer
IL Fac. Spec. - NOX Rate Summer v3.1, Unit 263 and retrofits | 540 | 7305 | Rate Constraint in lbs/MMBtu | FALSE | L | Annual | Standard NOX | lb/MMBtu | 0.25 | 0.25 | 0.25 | 0.25 | 0.25 | 0.25 | 0.25
IL Fac. Spec. - NOX Rate Summer v3.1, Unit 263 and retrofits | 540 | 7305 | Rate Constraint in lbs/MMBtu | FALSE | L | Annual | Emissions at Affected Plants NOX | Thousand Tons | 0.00052423 | 0.0016203 | 0 | 0 | 0 | 0 | 0
IL Fac. Spec. - NOX Rate Summer v3.1, Unit 263 and retrofits | 540 | 7305 | Rate Constraint in lbs/MMBtu | FALSE | L | Annual | Allowances Purchased NOX | Thousand Tons | 0 | 0 | 0 | 0 | 0 | 0 | 0
IL Fac. Spec. - NOX Rate Summer v3.1, Unit 263 and retrofits | 540 | 7305 | Rate Constraint in lbs/MMBtu | FALSE | L | Annual | Allowances Sold NOX | Thousand Tons | 0 | 0 | 0 | 0 | 0 | 0 | 0
IL Fac. Spec. - NOX Rate Summer v3.1, Unit 263 and retrofits | 540 | 7305 | Rate Constraint in lbs/MMBtu | FALSE | L | Annual | Allowances Banked | Thousand Tons | 0 | 0 | 0 | 0 | 0 | 0 | 0
IL Fac. Spec. - NOX Rate Summer v3.1, Unit 263 and retrofits | 540 | 7305 | Rate Constraint in lbs/MMBtu | FALSE | L | Annual | Allowances Withdrawn (1:1) | Thousand Tons | 0 | 0 | 0 | 0 | 0 | 0 | 0
IL Fac. Spec. - NOX Rate Summer v3.1, Unit 263 and retrofits | 540 | 7305 | Rate Constraint in lbs/MMBtu | FALSE | L | Annual | Allowances Withdrawn (n:1) | Thousand Tons | 0 | 0 | 0 | 0 | 0 | 0 | 0
IL Fac. Spec. - NOX Rate Summer v3.1, Unit 263 and retrofits | 540 | 7305 | Rate Constraint in lbs/MMBtu | FALSE | L | Annual | Net Emissions Allowance Position | Thousand Tons | 0.00052423 | 0.0016203 | 0 | 0 | 0 | 0 | 0
IL Fac. Spec. - NOX Rate Summer v3.1, Unit 263 and retrofits | 540 | 7305 | Rate Constraint in lbs/MMBtu | FALSE | L | Annual | Fuel Consumed | TBtu | 0.012339 | 0.038139 | 0 | 0 | 0 | 0 | 0
IL Fac. Spec. - NOX Rate Summer v3.1, Unit 263 and retrofits | 540 | 7305 | Rate Constraint in lbs/MMBtu | FALSE | L | Annual | Rate | lb/MMBtu | 0.08497 | 0.08497 | 0 | 0 | 0 | 0 | 0
IL Fac. Spec. - NOX Rate Summer v3.1, Unit 263 and retrofits | 540 | 7305 | Rate Constraint in lbs/MMBtu | FALSE | L | Annual | Generation | TWh | 0.0010209 | 0.0031554 | 0 | 0 | 0 | 0 | 0
IL Fac. Spec. - NOX Rate Summer v3.1, Unit 263 and retrofits | 540 | 7305 | Rate Constraint in lbs/MMBtu | FALSE | L | Annual | Qualifying Generation | TWh | 0.0010209 | 0.0031554 | 0 | 0 | 0 | 0 | 0
IL Fac. Spec. - NOX Rate Summer v3.1, Unit 263 and retrofits | 540 | 7305 | Rate Constraint in lbs/MMBtu | FALSE | L | Annual | Rate | lb/MWh | 1.027 | 1.027 | 0 | 0 | 0 | 0 | 0
IL Fac. Spec. - NOX Rate Summer v3.1, Unit 263 and retrofits | 540 | 7305 | Rate Constraint in lbs/MMBtu | FALSE | L | Annual | Constraint Shadow Price | US2022$/Ton | 0 | 0 | 0 | 0 | 0 | 0 | 0
IL Fac. Spec. - NOX Rate Summer v3.1, Unit 264 and retrofits | 541 | 7305 | Rate Constraint in lbs/MMBtu | FALSE | L | Annual | Seasons Included | Seasons | Summer | Summer | Summer | Summer | Summer | Summer | Summer
IL Fac. Spec. - NOX Rate Summer v3.1, Unit 264 and retrofits | 541 | 7305 | Rate Constraint in lbs/MMBtu | FALSE | L | Annual | Standard NOX | lb/MMBtu | 0.25 | 0.25 | 0.25 | 0.25 | 0.25 | 0.25 | 0.25
IL Fac. Spec. - NOX Rate Summer v3.1, Unit 264 and retrofits | 541 | 7305 | Rate Constraint in lbs/MMBtu | FALSE | L | Annual | Emissions at Affected Plants NOX | Thousand Tons | 0.00024421 | 0.00075482 | 0 | 0 | 0 | 0 | 0
IL Fac. Spec. - NOX Rate Summer v3.1, Unit 264 and retrofits | 541 | 7305 | Rate Constraint in lbs/MMBtu | FALSE | L | Annual | Allowances Purchased NOX | Thousand Tons | 0 | 0 | 0 | 0 | 0 | 0 | 0
IL Fac. Spec. - NOX Rate Summer v3.1, Unit 264 and retrofits | 541 | 7305 | Rate Constraint in lbs/MMBtu | FALSE | L | Annual | Allowances Sold NOX | Thousand Tons | 0 | 0 | 0 | 0 | 0 | 0 | 0
IL Fac. Spec. - NOX Rate Summer v3.1, Unit 264 and retrofits | 541 | 7305 | Rate Constraint in lbs/MMBtu | FALSE | L | Annual | Allowances Banked | Thousand Tons | 0 | 0 | 0 | 0 | 0 | 0 | 0
IL Fac. Spec. - NOX Rate Summer v3.1, Unit 264 and retrofits | 541 | 7305 | Rate Constraint in lbs/MMBtu | FALSE | L | Annual | Allowances Withdrawn (1:1) | Thousand Tons | 0 | 0 | 0 | 0 | 0 | 0 | 0
IL Fac. Spec. - NOX Rate Summer v3.1, Unit 264 and retrofits | 541 | 7305 | Rate Constraint in lbs/MMBtu | FALSE | L | Annual | Allowances Withdrawn (n:1) | Thousand Tons | 0 | 0 | 0 | 0 | 0 | 0 | 0
IL Fac. Spec. - NOX Rate Summer v3.1, Unit 264 and retrofits | 541 | 7305 | Rate Constraint in lbs/MMBtu | FALSE | L | Annual | Net Emissions Allowance Position | Thousand Tons | 0.00024421 | 0.00075482 | 0 | 0 | 0 | 0 | 0
IL Fac. Spec. - NOX Rate Summer v3.1, Unit 264 and retrofits | 541 | 7305 | Rate Constraint in lbs/MMBtu | FALSE | L | Annual | Fuel Consumed | TBtu | 0.0033779 | 0.010441 | 0 | 0 | 0 | 0 | 0
IL Fac. Spec. - NOX Rate Summer v3.1, Unit 264 and retrofits | 541 | 7305 | Rate Constraint in lbs/MMBtu | FALSE | L | Annual | Rate | lb/MMBtu | 0.14459 | 0.14459 | 0 | 0 | 0 | 0 | 0
IL Fac. Spec. - NOX Rate Summer v3.1, Unit 264 and retrofits | 541 | 7305 | Rate Constraint in lbs/MMBtu | FALSE | L | Annual | Generation | TWh | 0.00027954 | 0.00086402 | 0 | 0 | 0 | 0 | 0
IL Fac. Spec. - NOX Rate Summer v3.1, Unit 264 and retrofits | 541 | 7305 | Rate Constraint in lbs/MMBtu | FALSE | L | Annual | Qualifying Generation | TWh | 0.00027954 | 0.00086402 | 0 | 0 | 0 | 0 | 0
IL Fac. Spec. - NOX Rate Summer v3.1, Unit 264 and retrofits | 541 | 7305 | Rate Constraint in lbs/MMBtu | FALSE | L | Annual | Rate | lb/MWh | 1.7472 | 1.7472 | 0 | 0 | 0 | 0 | 0
IL Fac. Spec. - NOX Rate Summer v3.1, Unit 264 and retrofits | 541 | 7305 | Rate Constraint in lbs/MMBtu | FALSE | L | Annual | Constraint Shadow Price | US2022$/Ton | 0 | 0 | 0 | 0 | 0 | 0 | 0
IL Fac. Spec. - NOX Rate Summer v3.1, Unit 265 and retrofits | 542 | 7305 | Rate Constraint in lbs/MMBtu | FALSE | L | Annual | Seasons Included | Seasons | Summer | Summer | Summer | Summer | Summer | Summer | Summer
IL Fac. Spec. - NOX Rate Summer v3.1, Unit 265 and retrofits | 542 | 7305 | Rate Constraint in lbs/MMBtu | FALSE | L | Annual | Standard NOX | lb/MMBtu | 0.25 | 0.25 | 0.25 | 0.25 | 0.25 | 0.25 | 0.25
IL Fac. Spec. - NOX Rate Summer v3.1, Unit 265 and retrofits | 542 | 7305 | Rate Constraint in lbs/MMBtu | FALSE | L | Annual | Emissions at Affected Plants NOX | Thousand Tons | 0.0029298 | 0.0029699 | 0.00052174 | 0 | 0 | 0 | 0
IL Fac. Spec. - NOX Rate Summer v3.1, Unit 265 and retrofits | 542 | 7305 | Rate Constraint in lbs/MMBtu | FALSE | L | Annual | Allowances Purchased NOX | Thousand Tons | 0 | 0 | 0 | 0 | 0 | 0 | 0
IL Fac. Spec. - NOX Rate Summer v3.1, Unit 265 and retrofits | 542 | 7305 | Rate Constraint in lbs/MMBtu | FALSE | L | Annual | Allowances Sold NOX | Thousand Tons | 0 | 0 | 0 | 0 | 0 | 0 | 0
IL Fac. Spec. - NOX Rate Summer v3.1, Unit 265 and retrofits | 542 | 7305 | Rate Constraint in lbs/MMBtu | FALSE | L | Annual | Allowances Banked | Thousand Tons | 0 | 0 | 0 | 0 | 0 | 0 | 0
IL Fac. Spec. - NOX Rate Summer v3.1, Unit 265 and retrofits | 542 | 7305 | Rate Constraint in lbs/MMBtu | FALSE | L | Annual | Allowances Withdrawn (1:1) | Thousand Tons | 0 | 0 | 0 | 0 | 0 | 0 | 0
IL Fac. Spec. - NOX Rate Summer v3.1, Unit 265 and retrofits | 542 | 7305 | Rate Constraint in lbs/MMBtu | FALSE | L | Annual | Allowances Withdrawn (n:1) | Thousand Tons | 0 | 0 | 0 | 0 | 0 | 0 | 0
IL Fac. Spec. - NOX Rate Summer v3.1, Unit 265 and retrofits | 542 | 7305 | Rate Constraint in lbs/MMBtu | FALSE | L | Annual | Net Emissions Allowance Position | Thousand Tons | 0.0029298 | 0.0029699 | 0.00052174 | 0 | 0 | 0 | 0
IL Fac. Spec. - NOX Rate Summer v3.1, Unit 265 and retrofits | 542 | 7305 | Rate Constraint in lbs/MMBtu | FALSE | L | Annual | Fuel Consumed | TBtu | 0.11144 | 0.11297 | 0.019846 | 0 | 0 | 0 | 0
IL Fac. Spec. - NOX Rate Summer v3.1, Unit 265 and retrofits | 542 | 7305 | Rate Constraint in lbs/MMBtu | FALSE | L | Annual | Rate | lb/MMBtu | 0.05258 | 0.05258 | 0.05258 | 0 | 0 | 0 | 0
IL Fac. Spec. - NOX Rate Summer v3.1, Unit 265 and retrofits | 542 | 7305 | Rate Constraint in lbs/MMBtu | FALSE | L | Annual | Generation | TWh | 0.0098091 | 0.0099435 | 0.0017468 | 0 | 0 | 0 | 0
IL Fac. Spec. - NOX Rate Summer v3.1, Unit 265 and retrofits | 542 | 7305 | Rate Constraint in lbs/MMBtu | FALSE | L | Annual | Qualifying Generation | TWh | 0.0098091 | 0.0099435 | 0.0017468 | 0 | 0 | 0 | 0
IL Fac. Spec. - NOX Rate Summer v3.1, Unit 265 and retrofits | 542 | 7305 | Rate Constraint in lbs/MMBtu | FALSE | L | Annual | Rate | lb/MWh | 0.59736 | 0.59736 | 0.59736 | 0 | 0 | 0 | 0
IL Fac. Spec. - NOX Rate Summer v3.1, Unit 265 and retrofits | 542 | 7305 | Rate Constraint in lbs/MMBtu | FALSE | L | Annual | Constraint Shadow Price | US2022$/Ton | 0 | 0 | 0 | 0 | 0 | 0 | 0
IL Fac. Spec. - NOX Rate Summer v3.1, Unit 266 and retrofits | 543 | 7305 | Rate Constraint in lbs/MMBtu | FALSE | L | Annual | Seasons Included | Seasons | Summer | Summer | Summer | Summer | Summer | Summer | Summer
IL Fac. Spec. - NOX Rate Summer v3.1, Unit 266 and retrofits | 543 | 7305 | Rate Constraint in lbs/MMBtu | FALSE | L | Annual | Standard NOX | lb/MMBtu | 0.25 | 0.25 | 0.25 | 0.25 | 0.25 | 0.25 | 0.25
IL Fac. Spec. - NOX Rate Summer v3.1, Unit 266 and retrofits | 543 | 7305 | Rate Constraint in lbs/MMBtu | FALSE | L | Annual | Emissions at Affected Plants NOX | Thousand Tons | 0.0027504 | 0.002788 | 0.00048979 | 0 | 0 | 0 | 0
IL Fac. Spec. - NOX Rate Summer v3.1, Unit 266 and retrofits | 543 | 7305 | Rate Constraint in lbs/MMBtu | FALSE | L | Annual | Allowances Purchased NOX | Thousand Tons | 0 | 0 | 0 | 0 | 0 | 0 | 0
IL Fac. Spec. - NOX Rate Summer v3.1, Unit 266 and retrofits | 543 | 7305 | Rate Constraint in lbs/MMBtu | FALSE | L | Annual | Allowances Sold NOX | Thousand Tons | 0 | 0 | 0 | 0 | 0 | 0 | 0
IL Fac. Spec. - NOX Rate Summer v3.1, Unit 266 and retrofits | 543 | 7305 | Rate Constraint in lbs/MMBtu | FALSE | L | Annual | Allowances Banked | Thousand Tons | 0 | 0 | 0 | 0 | 0 | 0 | 0
IL Fac. Spec. - NOX Rate Summer v3.1, Unit 266 and retrofits | 543 | 7305 | Rate Constraint in lbs/MMBtu | FALSE | L | Annual | Allowances Withdrawn (1:1) | Thousand Tons | 0 | 0 | 0 | 0 | 0 | 0 | 0
IL Fac. Spec. - NOX Rate Summer v3.1, Unit 266 and retrofits | 543 | 7305 | Rate Constraint in lbs/MMBtu | FALSE | L | Annual | Allowances Withdrawn (n:1) | Thousand Tons | 0 | 0 | 0 | 0 | 0 | 0 | 0
IL Fac. Spec. - NOX Rate Summer v3.1, Unit 266 and retrofits | 543 | 7305 | Rate Constraint in lbs/MMBtu | FALSE | L | Annual | Net Emissions Allowance Position | Thousand Tons | 0.0027504 | 0.002788 | 0.00048979 | 0 | 0 | 0 | 0
IL Fac. Spec. - NOX Rate Summer v3.1, Unit 266 and retrofits | 543 | 7305 | Rate Constraint in lbs/MMBtu | FALSE | L | Annual | Fuel Consumed | TBtu | 0.11144 | 0.11297 | 0.019846 | 0 | 0 | 0 | 0
IL Fac. Spec. - NOX Rate Summer v3.1, Unit 266 and retrofits | 543 | 7305 | Rate Constraint in lbs/MMBtu | FALSE | L | Annual | Rate | lb/MMBtu | 0.04936 | 0.04936 | 0.04936 | 0 | 0 | 0 | 0
IL Fac. Spec. - NOX Rate Summer v3.1, Unit 266 and retrofits | 543 | 7305 | Rate Constraint in lbs/MMBtu | FALSE | L | Annual | Generation | TWh | 0.0098091 | 0.0099435 | 0.0017468 | 0 | 0 | 0 | 0
IL Fac. Spec. - NOX Rate Summer v3.1, Unit 266 and retrofits | 543 | 7305 | Rate Constraint in lbs/MMBtu | FALSE | L | Annual | Qualifying Generation | TWh | 0.0098091 | 0.0099435 | 0.0017468 | 0 | 0 | 0 | 0
IL Fac. Spec. - NOX Rate Summer v3.1, Unit 266 and retrofits | 543 | 7305 | Rate Constraint in lbs/MMBtu | FALSE | L | Annual | Rate | lb/MWh | 0.56078 | 0.56078 | 0.56078 | 0 | 0 | 0 | 0
IL Fac. Spec. - NOX Rate Summer v3.1, Unit 266 and retrofits | 543 | 7305 | Rate Constraint in lbs/MMBtu | FALSE | L | Annual | Constraint Shadow Price | US2022$/Ton | 0 | 0 | 0 | 0 | 0 | 0 | 0
IL Fac. Spec. - NOX Rate Summer v3.1, Unit 267 and retrofits | 544 | 7305 | Rate Constraint in lbs/MMBtu | FALSE | L | Annual | Seasons Included | Seasons | Summer | Summer | Summer | Summer | Summer | Summer | Summer
IL Fac. Spec. - NOX Rate Summer v3.1, Unit 267 and retrofits | 544 | 7305 | Rate Constraint in lbs/MMBtu | FALSE | L | Annual | Standard NOX | lb/MMBtu | 0.25 | 0.25 | 0.25 | 0.25 | 0.25 | 0.25 | 0.25
IL Fac. Spec. - NOX Rate Summer v3.1, Unit 267 and retrofits | 544 | 7305 | Rate Constraint in lbs/MMBtu | FALSE | L | Annual | Emissions at Affected Plants NOX | Thousand Tons | 0.0029822 | 0.003023 | 0.00053107 | 0 | 0 | 0 | 0
IL Fac. Spec. - NOX Rate Summer v3.1, Unit 267 and retrofits | 544 | 7305 | Rate Constraint in lbs/MMBtu | FALSE | L | Annual | Allowances Purchased NOX | Thousand Tons | 0 | 0 | 0 | 0 | 0 | 0 | 0
IL Fac. Spec. - NOX Rate Summer v3.1, Unit 267 and retrofits | 544 | 7305 | Rate Constraint in lbs/MMBtu | FALSE | L | Annual | Allowances Sold NOX | Thousand Tons | 0 | 0 | 0 | 0 | 0 | 0 | 0
IL Fac. Spec. - NOX Rate Summer v3.1, Unit 267 and retrofits | 544 | 7305 | Rate Constraint in lbs/MMBtu | FALSE | L | Annual | Allowances Banked | Thousand Tons | 0 | 0 | 0 | 0 | 0 | 0 | 0
IL Fac. Spec. - NOX Rate Summer v3.1, Unit 267 and retrofits | 544 | 7305 | Rate Constraint in lbs/MMBtu | FALSE | L | Annual | Allowances Withdrawn (1:1) | Thousand Tons | 0 | 0 | 0 | 0 | 0 | 0 | 0
IL Fac. Spec. - NOX Rate Summer v3.1, Unit 267 and retrofits | 544 | 7305 | Rate Constraint in lbs/MMBtu | FALSE | L | Annual | Allowances Withdrawn (n:1) | Thousand Tons | 0 | 0 | 0 | 0 | 0 | 0 | 0
IL Fac. Spec. - NOX Rate Summer v3.1, Unit 267 and retrofits | 544 | 7305 | Rate Constraint in lbs/MMBtu | FALSE | L | Annual | Net Emissions Allowance Position | Thousand Tons | 0.0029822 | 0.003023 | 0.00053107 | 0 | 0 | 0 | 0
IL Fac. Spec. - NOX Rate Summer v3.1, Unit 267 and retrofits | 544 | 7305 | Rate Constraint in lbs/MMBtu | FALSE | L | Annual | Fuel Consumed | TBtu | 0.11144 | 0.11297 | 0.019846 | 0 | 0 | 0 | 0
IL Fac. Spec. - NOX Rate Summer v3.1, Unit 267 and retrofits | 544 | 7305 | Rate Constraint in lbs/MMBtu | FALSE | L | Annual | Rate | lb/MMBtu | 0.05352 | 0.05352 | 0.05352 | 0 | 0 | 0 | 0
IL Fac. Spec. - NOX Rate Summer v3.1, Unit 267 and retrofits | 544 | 7305 | Rate Constraint in lbs/MMBtu | FALSE | L | Annual | Generation | TWh | 0.0098091 | 0.0099435 | 0.0017468 | 0 | 0 | 0 | 0
IL Fac. Spec. - NOX Rate Summer v3.1, Unit 267 and retrofits | 544 | 7305 | Rate Constraint in lbs/MMBtu | FALSE | L | Annual | Qualifying Generation | TWh | 0.0098091 | 0.0099435 | 0.0017468 | 0 | 0 | 0 | 0
IL Fac. Spec. - NOX Rate Summer v3.1, Unit 267 and retrofits | 544 | 7305 | Rate Constraint in lbs/MMBtu | FALSE | L | Annual | Rate | lb/MWh | 0.60804 | 0.60804 | 0.60804 | 0 | 0 | 0 | 0
IL Fac. Spec. - NOX Rate Summer v3.1, Unit 267 and retrofits | 544 | 7305 | Rate Constraint in lbs/MMBtu | FALSE | L | Annual | Constraint Shadow Price | US2022$/Ton | 0 | 0 | 0 | 0 | 0 | 0 | 0
IL Fac. Spec. - NOX Rate Summer v3.1, Unit 268 and retrofits | 545 | 7305 | Rate Constraint in lbs/MMBtu | FALSE | L | Annual | Seasons Included | Seasons | Summer | Summer | Summer | Summer | Summer | Summer | Summer
IL Fac. Spec. - NOX Rate Summer v3.1, Unit 268 and retrofits | 545 | 7305 | Rate Constraint in lbs/MMBtu | FALSE | L | Annual | Standard NOX | lb/MMBtu | 0.25 | 0.25 | 0.25 | 0.25 | 0.25 | 0.25 | 0.25
IL Fac. Spec. - NOX Rate Summer v3.1, Unit 268 and retrofits | 545 | 7305 | Rate Constraint in lbs/MMBtu | FALSE | L | Annual | Emissions at Affected Plants NOX | Thousand Tons | 0.0023921 | 0.0024249 | 0.00042599 | 0 | 0 | 0 | 0
IL Fac. Spec. - NOX Rate Summer v3.1, Unit 268 and retrofits | 545 | 7305 | Rate Constraint in lbs/MMBtu | FALSE | L | Annual | Allowances Purchased NOX | Thousand Tons | 0 | 0 | 0 | 0 | 0 | 0 | 0
IL Fac. Spec. - NOX Rate Summer v3.1, Unit 268 and retrofits | 545 | 7305 | Rate Constraint in lbs/MMBtu | FALSE | L | Annual | Allowances Sold NOX | Thousand Tons | 0 | 0 | 0 | 0 | 0 | 0 | 0
IL Fac. Spec. - NOX Rate Summer v3.1, Unit 268 and retrofits | 545 | 7305 | Rate Constraint in lbs/MMBtu | FALSE | L | Annual | Allowances Banked | Thousand Tons | 0 | 0 | 0 | 0 | 0 | 0 | 0
IL Fac. Spec. - NOX Rate Summer v3.1, Unit 268 and retrofits | 545 | 7305 | Rate Constraint in lbs/MMBtu | FALSE | L | Annual | Allowances Withdrawn (1:1) | Thousand Tons | 0 | 0 | 0 | 0 | 0 | 0 | 0
IL Fac. Spec. - NOX Rate Summer v3.1, Unit 268 and retrofits | 545 | 7305 | Rate Constraint in lbs/MMBtu | FALSE | L | Annual | Allowances Withdrawn (n:1) | Thousand Tons | 0 | 0 | 0 | 0 | 0 | 0 | 0
IL Fac. Spec. - NOX Rate Summer v3.1, Unit 268 and retrofits | 545 | 7305 | Rate Constraint in lbs/MMBtu | FALSE | L | Annual | Net Emissions Allowance Position | Thousand Tons | 0.0023921 | 0.0024249 | 0.00042599 | 0 | 0 | 0 | 0
IL Fac. Spec. - NOX Rate Summer v3.1, Unit 268 and retrofits | 545 | 7305 | Rate Constraint in lbs/MMBtu | FALSE | L | Annual | Fuel Consumed | TBtu | 0.11144 | 0.11297 | 0.019846 | 0 | 0 | 0 | 0
IL Fac. Spec. - NOX Rate Summer v3.1, Unit 268 and retrofits | 545 | 7305 | Rate Constraint in lbs/MMBtu | FALSE | L | Annual | Rate | lb/MMBtu | 0.04293 | 0.04293 | 0.04293 | 0 | 0 | 0 | 0
IL Fac. Spec. - NOX Rate Summer v3.1, Unit 268 and retrofits | 545 | 7305 | Rate Constraint in lbs/MMBtu | FALSE | L | Annual | Generation | TWh | 0.0098091 | 0.0099435 | 0.0017468 | 0 | 0 | 0 | 0
IL Fac. Spec. - NOX Rate Summer v3.1, Unit 268 and retrofits | 545 | 7305 | Rate Constraint in lbs/MMBtu | FALSE | L | Annual | Qualifying Generation | TWh | 0.0098091 | 0.0099435 | 0.0017468 | 0 | 0 | 0 | 0
IL Fac. Spec. - NOX Rate Summer v3.1, Unit 268 and retrofits | 545 | 7305 | Rate Constraint in lbs/MMBtu | FALSE | L | Annual | Rate | lb/MWh | 0.48773 | 0.48773 | 0.48773 | 0 | 0 | 0 | 0
IL Fac. Spec. - NOX Rate Summer v3.1, Unit 268 and retrofits | 545 | 7305 | Rate Constraint in lbs/MMBtu | FALSE | L | Annual | Constraint Shadow Price | US2022$/Ton | 0 | 0 | 0 | 0 | 0 | 0 | 0
IL Fac. Spec. - NOX Rate Summer v3.1, Unit 269 and retrofits | 546 | 7305 | Rate Constraint in lbs/MMBtu | FALSE | L | Annual | Seasons Included | Seasons | Summer | Summer | Summer | Summer | Summer | Summer | Summer
IL Fac. Spec. - NOX Rate Summer v3.1, Unit 269 and retrofits | 546 | 7305 | Rate Constraint in lbs/MMBtu | FALSE | L | Annual | Standard NOX | lb/MMBtu | 0.25 | 0.25 | 0.25 | 0.25 | 0.25 | 0.25 | 0.25
IL Fac. Spec. - NOX Rate Summer v3.1, Unit 269 and retrofits | 546 | 7305 | Rate Constraint in lbs/MMBtu | FALSE | L | Annual | Emissions at Affected Plants NOX | Thousand Tons | 0.0038595 | 0.0035259 | 0.00061942 | 0 | 0 | 0 | 0
IL Fac. Spec. - NOX Rate Summer v3.1, Unit 269 and retrofits | 546 | 7305 | Rate Constraint in lbs/MMBtu | FALSE | L | Annual | Allowances Purchased NOX | Thousand Tons | 0 | 0 | 0 | 0 | 0 | 0 | 0
IL Fac. Spec. - NOX Rate Summer v3.1, Unit 269 and retrofits | 546 | 7305 | Rate Constraint in lbs/MMBtu | FALSE | L | Annual | Allowances Sold NOX | Thousand Tons | 0 | 0 | 0 | 0 | 0 | 0 | 0
IL Fac. Spec. - NOX Rate Summer v3.1, Unit 269 and retrofits | 546 | 7305 | Rate Constraint in lbs/MMBtu | FALSE | L | Annual | Allowances Banked | Thousand Tons | 0 | 0 | 0 | 0 | 0 | 0 | 0
IL Fac. Spec. - NOX Rate Summer v3.1, Unit 269 and retrofits | 546 | 7305 | Rate Constraint in lbs/MMBtu | FALSE | L | Annual | Allowances Withdrawn (1:1) | Thousand Tons | 0 | 0 | 0 | 0 | 0 | 0 | 0
IL Fac. Spec. - NOX Rate Summer v3.1, Unit 269 and retrofits | 546 | 7305 | Rate Constraint in lbs/MMBtu | FALSE | L | Annual | Allowances Withdrawn (n:1) | Thousand Tons | 0 | 0 | 0 | 0 | 0 | 0 | 0
IL Fac. Spec. - NOX Rate Summer v3.1, Unit 269 and retrofits | 546 | 7305 | Rate Constraint in lbs/MMBtu | FALSE | L | Annual | Net Emissions Allowance Position | Thousand Tons | 0.0038595 | 0.0035259 | 0.00061942 | 0 | 0 | 0 | 0
IL Fac. Spec. - NOX Rate Summer v3.1, Unit 269 and retrofits | 546 | 7305 | Rate Constraint in lbs/MMBtu | FALSE | L | Annual | Fuel Consumed | TBtu | 0.14689 | 0.13419 | 0.023575 | 0 | 0 | 0 | 0
IL Fac. Spec. - NOX Rate Summer v3.1, Unit 269 and retrofits | 546 | 7305 | Rate Constraint in lbs/MMBtu | FALSE | L | Annual | Rate | lb/MMBtu | 0.05255 | 0.05255 | 0.05255 | 0 | 0 | 0 | 0
IL Fac. Spec. - NOX Rate Summer v3.1, Unit 269 and retrofits | 546 | 7305 | Rate Constraint in lbs/MMBtu | FALSE | L | Annual | Generation | TWh | 0.013373 | 0.012217 | 0.0021463 | 0 | 0 | 0 | 0
IL Fac. Spec. - NOX Rate Summer v3.1, Unit 269 and retrofits | 546 | 7305 | Rate Constraint in lbs/MMBtu | FALSE | L | Annual | Qualifying Generation | TWh | 0.013373 | 0.012217 | 0.0021463 | 0 | 0 | 0 | 0
IL Fac. Spec. - NOX Rate Summer v3.1, Unit 269 and retrofits | 546 | 7305 | Rate Constraint in lbs/MMBtu | FALSE | L | Annual | Rate | lb/MWh | 0.57721 | 0.57721 | 0.57721 | 0 | 0 | 0 | 0
IL Fac. Spec. - NOX Rate Summer v3.1, Unit 269 and retrofits | 546 | 7305 | Rate Constraint in lbs/MMBtu | FALSE | L | Annual | Constraint Shadow Price | US2022$/Ton | 0 | 0 | 0 | 0 | 0 | 0 | 0
IL Fac. Spec. - NOX Rate Summer v3.1, Unit 270 and retrofits | 547 | 7305 | Rate Constraint in lbs/MMBtu | FALSE | L | Annual | Seasons Included | Seasons | Summer | Summer | Summer | Summer | Summer | Summer | Summer
IL Fac. Spec. - NOX Rate Summer v3.1, Unit 270 and retrofits | 547 | 7305 | Rate Constraint in lbs/MMBtu | FALSE | L | Annual | Standard NOX | lb/MMBtu | 0.25 | 0.25 | 0.25 | 0.25 | 0.25 | 0.25 | 0.25
IL Fac. Spec. - NOX Rate Summer v3.1, Unit 270 and retrofits | 547 | 7305 | Rate Constraint in lbs/MMBtu | FALSE | L | Annual | Emissions at Affected Plants NOX | Thousand Tons | 0.003618 | 0.0033053 | 0.00058067 | 0 | 0 | 0 | 0
IL Fac. Spec. - NOX Rate Summer v3.1, Unit 270 and retrofits | 547 | 7305 | Rate Constraint in lbs/MMBtu | FALSE | L | Annual | Allowances Purchased NOX | Thousand Tons | 0 | 0 | 0 | 0 | 0 | 0 | 0
IL Fac. Spec. - NOX Rate Summer v3.1, Unit 270 and retrofits | 547 | 7305 | Rate Constraint in lbs/MMBtu | FALSE | L | Annual | Allowances Sold NOX | Thousand Tons | 0 | 0 | 0 | 0 | 0 | 0 | 0
IL Fac. Spec. - NOX Rate Summer v3.1, Unit 270 and retrofits | 547 | 7305 | Rate Constraint in lbs/MMBtu | FALSE | L | Annual | Allowances Banked | Thousand Tons | 0 | 0 | 0 | 0 | 0 | 0 | 0
IL Fac. Spec. - NOX Rate Summer v3.1, Unit 270 and retrofits | 547 | 7305 | Rate Constraint in lbs/MMBtu | FALSE | L | Annual | Allowances Withdrawn (1:1) | Thousand Tons | 0 | 0 | 0 | 0 | 0 | 0 | 0
IL Fac. Spec. - NOX Rate Summer v3.1, Unit 270 and retrofits | 547 | 7305 | Rate Constraint in lbs/MMBtu | FALSE | L | Annual | Allowances Withdrawn (n:1) | Thousand Tons | 0 | 0 | 0 | 0 | 0 | 0 | 0
IL Fac. Spec. - NOX Rate Summer v3.1, Unit 270 and retrofits | 547 | 7305 | Rate Constraint in lbs/MMBtu | FALSE | L | Annual | Net Emissions Allowance Position | Thousand Tons | 0.003618 | 0.0033053 | 0.00058067 | 0 | 0 | 0 | 0
IL Fac. Spec. - NOX Rate Summer v3.1, Unit 270 and retrofits | 547 | 7305 | Rate Constraint in lbs/MMBtu | FALSE | L | Annual | Fuel Consumed | TBtu | 0.14475 | 0.13224 | 0.023231 | 0 | 0 | 0 | 0
IL Fac. Spec. - NOX Rate Summer v3.1, Unit 270 and retrofits | 547 | 7305 | Rate Constraint in lbs/MMBtu | FALSE | L | Annual | Rate | lb/MMBtu | 0.04999 | 0.04999 | 0.04999 | 0 | 0 | 0 | 0
IL Fac. Spec. - NOX Rate Summer v3.1, Unit 270 and retrofits | 547 | 7305 | Rate Constraint in lbs/MMBtu | FALSE | L | Annual | Generation | TWh | 0.013177 | 0.012038 | 0.0021148 | 0 | 0 | 0 | 0
IL Fac. Spec. - NOX Rate Summer v3.1, Unit 270 and retrofits | 547 | 7305 | Rate Constraint in lbs/MMBtu | FALSE | L | Annual | Qualifying Generation | TWh | 0.013177 | 0.012038 | 0.0021148 | 0 | 0 | 0 | 0
IL Fac. Spec. - NOX Rate Summer v3.1, Unit 270 and retrofits | 547 | 7305 | Rate Constraint in lbs/MMBtu | FALSE | L | Annual | Rate | lb/MWh | 0.54914 | 0.54914 | 0.54914 | 0 | 0 | 0 | 0
IL Fac. Spec. - NOX Rate Summer v3.1, Unit 270 and retrofits | 547 | 7305 | Rate Constraint in lbs/MMBtu | FALSE | L | Annual | Constraint Shadow Price | US2022$/Ton | 0 | 0 | 0 | 0 | 0 | 0 | 0
IL Fac. Spec. - NOX Rate Summer v3.1, Unit 271 and retrofits | 548 | 7305 | Rate Constraint in lbs/MMBtu | FALSE | L | Annual | Seasons Included | Seasons | Summer | Summer | Summer | Summer | Summer | Summer | Summer
IL Fac. Spec. - NOX Rate Summer v3.1, Unit 271 and retrofits | 548 | 7305 | Rate Constraint in lbs/MMBtu | FALSE | L | Annual | Standard NOX | lb/MMBtu | 0.25 | 0.25 | 0.25 | 0.25 | 0.25 | 0.25 | 0.25
IL Fac. Spec. - NOX Rate Summer v3.1, Unit 271 and retrofits | 548 | 7305 | Rate Constraint in lbs/MMBtu | FALSE | L | Annual | Emissions at Affected Plants NOX | Thousand Tons | 0 | 0 | 0 | 0 | 0 | 0 | 0
IL Fac. Spec. - NOX Rate Summer v3.1, Unit 271 and retrofits | 548 | 7305 | Rate Constraint in lbs/MMBtu | FALSE | L | Annual | Allowances Purchased NOX | Thousand Tons | 0 | 0 | 0 | 0 | 0 | 0 | 0
IL Fac. Spec. - NOX Rate Summer v3.1, Unit 271 and retrofits | 548 | 7305 | Rate Constraint in lbs/MMBtu | FALSE | L | Annual | Allowances Sold NOX | Thousand Tons | 0 | 0 | 0 | 0 | 0 | 0 | 0
IL Fac. Spec. - NOX Rate Summer v3.1, Unit 271 and retrofits | 548 | 7305 | Rate Constraint in lbs/MMBtu | FALSE | L | Annual | Allowances Banked | Thousand Tons | 0 | 0 | 0 | 0 | 0 | 0 | 0
IL Fac. Spec. - NOX Rate Summer v3.1, Unit 271 and retrofits | 548 | 7305 | Rate Constraint in lbs/MMBtu | FALSE | L | Annual | Allowances Withdrawn (1:1) | Thousand Tons | 0 | 0 | 0 | 0 | 0 | 0 | 0
IL Fac. Spec. - NOX Rate Summer v3.1, Unit 271 and retrofits | 548 | 7305 | Rate Constraint in lbs/MMBtu | FALSE | L | Annual | Allowances Withdrawn (n:1) | Thousand Tons | 0 | 0 | 0 | 0 | 0 | 0 | 0
IL Fac. Spec. - NOX Rate Summer v3.1, Unit 271 and retrofits | 548 | 7305 | Rate Constraint in lbs/MMBtu | FALSE | L | Annual | Net Emissions Allowance Position | Thousand Tons | 0 | 0 | 0 | 0 | 0 | 0 | 0
IL Fac. Spec. - NOX Rate Summer v3.1, Unit 271 and retrofits | 548 | 7305 | Rate Constraint in lbs/MMBtu | FALSE | L | Annual | Fuel Consumed | TBtu | 0 | 0 | 0 | 0 | 0 | 0 | 0
IL Fac. Spec. - NOX Rate Summer v3.1, Unit 271 and retrofits | 548 | 7305 | Rate Constraint in lbs/MMBtu | FALSE | L | Annual | Rate | lb/MMBtu | 0 | 0 | 0 | 0 | 0 | 0 | 0
IL Fac. Spec. - NOX Rate Summer v3.1, Unit 271 and retrofits | 548 | 7305 | Rate Constraint in lbs/MMBtu | FALSE | L | Annual | Generation | TWh | 0 | 0 | 0 | 0 | 0 | 0 | 0
IL Fac. Spec. - NOX Rate Summer v3.1, Unit 271 and retrofits | 548 | 7305 | Rate Constraint in lbs/MMBtu | FALSE | L | Annual | Qualifying Generation | TWh | 0 | 0 | 0 | 0 | 0 | 0 | 0
IL Fac. Spec. - NOX Rate Summer v3.1, Unit 271 and retrofits | 548 | 7305 | Rate Constraint in lbs/MMBtu | FALSE | L | Annual | Rate | lb/MWh | 0 | 0 | 0 | 0 | 0 | 0 | 0
IL Fac. Spec. - NOX Rate Summer v3.1, Unit 271 and retrofits | 548 | 7305 | Rate Constraint in lbs/MMBtu | FALSE | L | Annual | Constraint Shadow Price | US2022$/Ton | 0 | 0 | 0 | 0 | 0 | 0 | 0
IL Fac. Spec. - NOX Rate Summer v3.1, Unit 272 and retrofits | 549 | 7305 | Rate Constraint in lbs/MMBtu | FALSE | L | Annual | Seasons Included | Seasons | Summer | Summer | Summer | Summer | Summer | Summer | Summer
IL Fac. Spec. - NOX Rate Summer v3.1, Unit 272 and retrofits | 549 | 7305 | Rate Constraint in lbs/MMBtu | FALSE | L | Annual | Standard NOX | lb/MMBtu | 0.25 | 0.25 | 0.25 | 0.25 | 0.25 | 0.25 | 0.25
IL Fac. Spec. - NOX Rate Summer v3.1, Unit 272 and retrofits | 549 | 7305 | Rate Constraint in lbs/MMBtu | FALSE | L | Annual | Emissions at Affected Plants NOX | Thousand Tons | 0 | 0 | 0 | 0 | 0 | 0 | 0
IL Fac. Spec. - NOX Rate Summer v3.1, Unit 272 and retrofits | 549 | 7305 | Rate Constraint in lbs/MMBtu | FALSE | L | Annual | Allowances Purchased NOX | Thousand Tons | 0 | 0 | 0 | 0 | 0 | 0 | 0
IL Fac. Spec. - NOX Rate Summer v3.1, Unit 272 and retrofits | 549 | 7305 | Rate Constraint in lbs/MMBtu | FALSE | L | Annual | Allowances Sold NOX | Thousand Tons | 0 | 0 | 0 | 0 | 0 | 0 | 0
IL Fac. Spec. - NOX Rate Summer v3.1, Unit 272 and retrofits | 549 | 7305 | Rate Constraint in lbs/MMBtu | FALSE | L | Annual | Allowances Banked | Thousand Tons | 0 | 0 | 0 | 0 | 0 | 0 | 0
IL Fac. Spec. - NOX Rate Summer v3.1, Unit 272 and retrofits | 549 | 7305 | Rate Constraint in lbs/MMBtu | FALSE | L | Annual | Allowances Withdrawn (1:1) | Thousand Tons | 0 | 0 | 0 | 0 | 0 | 0 | 0
IL Fac. Spec. - NOX Rate Summer v3.1, Unit 272 and retrofits | 549 | 7305 | Rate Constraint in lbs/MMBtu | FALSE | L | Annual | Allowances Withdrawn (n:1) | Thousand Tons | 0 | 0 | 0 | 0 | 0 | 0 | 0
IL Fac. Spec. - NOX Rate Summer v3.1, Unit 272 and retrofits | 549 | 7305 | Rate Constraint in lbs/MMBtu | FALSE | L | Annual | Net Emissions Allowance Position | Thousand Tons | 0 | 0 | 0 | 0 | 0 | 0 | 0
IL Fac. Spec. - NOX Rate Summer v3.1, Unit 272 and retrofits | 549 | 7305 | Rate Constraint in lbs/MMBtu | FALSE | L | Annual | Fuel Consumed | TBtu | 0 | 0 | 0 | 0 | 0 | 0 | 0
IL Fac. Spec. - NOX Rate Summer v3.1, Unit 272 and retrofits | 549 | 7305 | Rate Constraint in lbs/MMBtu | FALSE | L | Annual | Rate | lb/MMBtu | 0 | 0 | 0 | 0 | 0 | 0 | 0
IL Fac. Spec. - NOX Rate Summer v3.1, Unit 272 and retrofits | 549 | 7305 | Rate Constraint in lbs/MMBtu | FALSE | L | Annual | Generation | TWh | 0 | 0 | 0 | 0 | 0 | 0 | 0
IL Fac. Spec. - NOX Rate Summer v3.1, Unit 272 and retrofits | 549 | 7305 | Rate Constraint in lbs/MMBtu | FALSE | L | Annual | Qualifying Generation | TWh | 0 | 0 | 0 | 0 | 0 | 0 | 0
IL Fac. Spec. - NOX Rate Summer v3.1, Unit 272 and retrofits | 549 | 7305 | Rate Constraint in lbs/MMBtu | FALSE | L | Annual | Rate | lb/MWh | 0 | 0 | 0 | 0 | 0 | 0 | 0
IL Fac. Spec. - NOX Rate Summer v3.1, Unit 272 and retrofits | 549 | 7305 | Rate Constraint in lbs/MMBtu | FALSE | L | Annual | Constraint Shadow Price | US2022$/Ton | 0 | 0 | 0 | 0 | 0 | 0 | 0
IL Fac. Spec. - NOX Rate Summer v3.1, Unit 273 and retrofits | 550 | 7305 | Rate Constraint in lbs/MMBtu | FALSE | L | Annual | Seasons Included | Seasons | Summer | Summer | Summer | Summer | Summer | Summer | Summer
IL Fac. Spec. - NOX Rate Summer v3.1, Unit 273 and retrofits | 550 | 7305 | Rate Constraint in lbs/MMBtu | FALSE | L | Annual | Standard NOX | lb/MMBtu | 0.25 | 0.25 | 0.25 | 0.25 | 0.25 | 0.25 | 0.25
IL Fac. Spec. - NOX Rate Summer v3.1, Unit 273 and retrofits | 550 | 7305 | Rate Constraint in lbs/MMBtu | FALSE | L | Annual | Emissions at Affected Plants NOX | Thousand Tons | 0 | 0 | 0 | 0 | 0 | 0 | 0
IL Fac. Spec. - NOX Rate Summer v3.1, Unit 273 and retrofits | 550 | 7305 | Rate Constraint in lbs/MMBtu | FALSE | L | Annual | Allowances Purchased NOX | Thousand Tons | 0 | 0 | 0 | 0 | 0 | 0 | 0
IL Fac. Spec. - NOX Rate Summer v3.1, Unit 273 and retrofits | 550 | 7305 | Rate Constraint in lbs/MMBtu | FALSE | L | Annual | Allowances Sold NOX | Thousand Tons | 0 | 0 | 0 | 0 | 0 | 0 | 0
IL Fac. Spec. - NOX Rate Summer v3.1, Unit 273 and retrofits | 550 | 7305 | Rate Constraint in lbs/MMBtu | FALSE | L | Annual | Allowances Banked | Thousand Tons | 0 | 0 | 0 | 0 | 0 | 0 | 0
IL Fac. Spec. - NOX Rate Summer v3.1, Unit 273 and retrofits | 550 | 7305 | Rate Constraint in lbs/MMBtu | FALSE | L | Annual | Allowances Withdrawn (1:1) | Thousand Tons | 0 | 0 | 0 | 0 | 0 | 0 | 0
IL Fac. Spec. - NOX Rate Summer v3.1, Unit 273 and retrofits | 550 | 7305 | Rate Constraint in lbs/MMBtu | FALSE | L | Annual | Allowances Withdrawn (n:1) | Thousand Tons | 0 | 0 | 0 | 0 | 0 | 0 | 0
IL Fac. Spec. - NOX Rate Summer v3.1, Unit 273 and retrofits | 550 | 7305 | Rate Constraint in lbs/MMBtu | FALSE | L | Annual | Net Emissions Allowance Position | Thousand Tons | 0 | 0 | 0 | 0 | 0 | 0 | 0
IL Fac. Spec. - NOX Rate Summer v3.1, Unit 273 and retrofits | 550 | 7305 | Rate Constraint in lbs/MMBtu | FALSE | L | Annual | Fuel Consumed | TBtu | 0 | 0 | 0 | 0 | 0 | 0 | 0
IL Fac. Spec. - NOX Rate Summer v3.1, Unit 273 and retrofits | 550 | 7305 | Rate Constraint in lbs/MMBtu | FALSE | L | Annual | Rate | lb/MMBtu | 0 | 0 | 0 | 0 | 0 | 0 | 0
IL Fac. Spec. - NOX Rate Summer v3.1, Unit 273 and retrofits | 550 | 7305 | Rate Constraint in lbs/MMBtu | FALSE | L | Annual | Generation | TWh | 0 | 0 | 0 | 0 | 0 | 0 | 0
IL Fac. Spec. - NOX Rate Summer v3.1, Unit 273 and retrofits | 550 | 7305 | Rate Constraint in lbs/MMBtu | FALSE | L | Annual | Qualifying Generation | TWh | 0 | 0 | 0 | 0 | 0 | 0 | 0
IL Fac. Spec. - NOX Rate Summer v3.1, Unit 273 and retrofits | 550 | 7305 | Rate Constraint in lbs/MMBtu | FALSE | L | Annual | Rate | lb/MWh | 0 | 0 | 0 | 0 | 0 | 0 | 0
IL Fac. Spec. - NOX Rate Summer v3.1, Unit 273 and retrofits | 550 | 7305 | Rate Constraint in lbs/MMBtu | FALSE | L | Annual | Constraint Shadow Price | US2022$/Ton | 0 | 0 | 0 | 0 | 0 | 0 | 0
IL Fac. Spec. - NOX Rate Summer v3.1, Unit 274 and retrofits | 551 | 7305 | Rate Constraint in lbs/MMBtu | FALSE | L | Annual | Seasons Included | Seasons | Summer | Summer | Summer | Summer | Summer | Summer | Summer
IL Fac. Spec. - NOX Rate Summer v3.1, Unit 274 and retrofits | 551 | 7305 | Rate Constraint in lbs/MMBtu | FALSE | L | Annual | Standard NOX | lb/MMBtu | 0.25 | 0.25 | 0.25 | 0.25 | 0.25 | 0.25 | 0.25
IL Fac. Spec. - NOX Rate Summer v3.1, Unit 274 and retrofits | 551 | 7305 | Rate Constraint in lbs/MMBtu | FALSE | L | Annual | Emissions at Affected Plants NOX | Thousand Tons | 0 | 0 | 0 | 0 | 0 | 0 | 0
IL Fac. Spec. - NOX Rate Summer v3.1, Unit 274 and retrofits | 551 | 7305 | Rate Constraint in lbs/MMBtu | FALSE | L | Annual | Allowances Purchased NOX | Thousand Tons | 0 | 0 | 0 | 0 | 0 | 0 | 0
IL Fac. Spec. - NOX Rate Summer v3.1, Unit 274 and retrofits | 551 | 7305 | Rate Constraint in lbs/MMBtu | FALSE | L | Annual | Allowances Sold NOX | Thousand Tons | 0 | 0 | 0 | 0 | 0 | 0 | 0
IL Fac. Spec. - NOX Rate Summer v3.1, Unit 274 and retrofits | 551 | 7305 | Rate Constraint in lbs/MMBtu | FALSE | L | Annual | Allowances Banked | Thousand Tons | 0 | 0 | 0 | 0 | 0 | 0 | 0
IL Fac. Spec. - NOX Rate Summer v3.1, Unit 274 and retrofits | 551 | 7305 | Rate Constraint in lbs/MMBtu | FALSE | L | Annual | Allowances Withdrawn (1:1) | Thousand Tons | 0 | 0 | 0 | 0 | 0 | 0 | 0
IL Fac. Spec. - NOX Rate Summer v3.1, Unit 274 and retrofits | 551 | 7305 | Rate Constraint in lbs/MMBtu | FALSE | L | Annual | Allowances Withdrawn (n:1) | Thousand Tons | 0 | 0 | 0 | 0 | 0 | 0 | 0
IL Fac. Spec. - NOX Rate Summer v3.1, Unit 274 and retrofits | 551 | 7305 | Rate Constraint in lbs/MMBtu | FALSE | L | Annual | Net Emissions Allowance Position | Thousand Tons | 0 | 0 | 0 | 0 | 0 | 0 | 0
IL Fac. Spec. - NOX Rate Summer v3.1, Unit 274 and retrofits | 551 | 7305 | Rate Constraint in lbs/MMBtu | FALSE | L | Annual | Fuel Consumed | TBtu | 0 | 0 | 0 | 0 | 0 | 0 | 0
IL Fac. Spec. - NOX Rate Summer v3.1, Unit 274 and retrofits | 551 | 7305 | Rate Constraint in lbs/MMBtu | FALSE | L | Annual | Rate | lb/MMBtu | 0 | 0 | 0 | 0 | 0 | 0 | 0
IL Fac. Spec. - NOX Rate Summer v3.1, Unit 274 and retrofits | 551 | 7305 | Rate Constraint in lbs/MMBtu | FALSE | L | Annual | Generation | TWh | 0 | 0 | 0 | 0 | 0 | 0 | 0
IL Fac. Spec. - NOX Rate Summer v3.1, Unit 274 and retrofits | 551 | 7305 | Rate Constraint in lbs/MMBtu | FALSE | L | Annual | Qualifying Generation | TWh | 0 | 0 | 0 | 0 | 0 | 0 | 0
IL Fac. Spec. - NOX Rate Summer v3.1, Unit 274 and retrofits | 551 | 7305 | Rate Constraint in lbs/MMBtu | FALSE | L | Annual | Rate | lb/MWh | 0 | 0 | 0 | 0 | 0 | 0 | 0
IL Fac. Spec. - NOX Rate Summer v3.1, Unit 274 and retrofits | 551 | 7305 | Rate Constraint in lbs/MMBtu | FALSE | L | Annual | Constraint Shadow Price | US2022$/Ton | 0 | 0 | 0 | 0 | 0 | 0 | 0
IL Fac. Spec. - NOX Rate Summer v3.1, Unit 275 and retrofits | 552 | 7305 | Rate Constraint in lbs/MMBtu | FALSE | L | Annual | Seasons Included | Seasons | Summer | Summer | Summer | Summer | Summer | Summer | Summer
IL Fac. Spec. - NOX Rate Summer v3.1, Unit 275 and retrofits | 552 | 7305 | Rate Constraint in lbs/MMBtu | FALSE | L | Annual | Standard NOX | lb/MMBtu | 0.25 | 0.25 | 0.25 | 0.25 | 0.25 | 0.25 | 0.25
IL Fac. Spec. - NOX Rate Summer v3.1, Unit 275 and retrofits | 552 | 7305 | Rate Constraint in lbs/MMBtu | FALSE | L | Annual | Emissions at Affected Plants NOX | Thousand Tons | 0 | 0 | 0 | 0 | 0 | 0 | 0
IL Fac. Spec. - NOX Rate Summer v3.1, Unit 275 and retrofits | 552 | 7305 | Rate Constraint in lbs/MMBtu | FALSE | L | Annual | Allowances Purchased NOX | Thousand Tons | 0 | 0 | 0 | 0 | 0 | 0 | 0
IL Fac. Spec. - NOX Rate Summer v3.1, Unit 275 and retrofits | 552 | 7305 | Rate Constraint in lbs/MMBtu | FALSE | L | Annual | Allowances Sold NOX | Thousand Tons | 0 | 0 | 0 | 0 | 0 | 0 | 0
IL Fac. Spec. - NOX Rate Summer v3.1, Unit 275 and retrofits | 552 | 7305 | Rate Constraint in lbs/MMBtu | FALSE | L | Annual | Allowances Banked | Thousand Tons | 0 | 0 | 0 | 0 | 0 | 0 | 0
IL Fac. Spec. - NOX Rate Summer v3.1, Unit 275 and retrofits | 552 | 7305 | Rate Constraint in lbs/MMBtu | FALSE | L | Annual | Allowances Withdrawn (1:1) | Thousand Tons | 0 | 0 | 0 | 0 | 0 | 0 | 0
IL Fac. Spec. - NOX Rate Summer v3.1, Unit 275 and retrofits | 552 | 7305 | Rate Constraint in lbs/MMBtu | FALSE | L | Annual | Allowances Withdrawn (n:1) | Thousand Tons | 0 | 0 | 0 | 0 | 0 | 0 | 0
IL Fac. Spec. - NOX Rate Summer v3.1, Unit 275 and retrofits | 552 | 7305 | Rate Constraint in lbs/MMBtu | FALSE | L | Annual | Net Emissions Allowance Position | Thousand Tons | 0 | 0 | 0 | 0 | 0 | 0 | 0
IL Fac. Spec. - NOX Rate Summer v3.1, Unit 275 and retrofits | 552 | 7305 | Rate Constraint in lbs/MMBtu | FALSE | L | Annual | Fuel Consumed | TBtu | 0 | 0 | 0 | 0 | 0 | 0 | 0
IL Fac. Spec. - NOX Rate Summer v3.1, Unit 275 and retrofits | 552 | 7305 | Rate Constraint in lbs/MMBtu | FALSE | L | Annual | Rate | lb/MMBtu | 0 | 0 | 0 | 0 | 0 | 0 | 0
IL Fac. Spec. - NOX Rate Summer v3.1, Unit 275 and retrofits | 552 | 7305 | Rate Constraint in lbs/MMBtu | FALSE | L | Annual | Generation | TWh | 0 | 0 | 0 | 0 | 0 | 0 | 0
IL Fac. Spec. - NOX Rate Summer v3.1, Unit 275 and retrofits | 552 | 7305 | Rate Constraint in lbs/MMBtu | FALSE | L | Annual | Qualifying Generation | TWh | 0 | 0 | 0 | 0 | 0 | 0 | 0
IL Fac. Spec. - NOX Rate Summer v3.1, Unit 275 and retrofits | 552 | 7305 | Rate Constraint in lbs/MMBtu | FALSE | L | Annual | Rate | lb/MWh | 0 | 0 | 0 | 0 | 0 | 0 | 0
IL Fac. Spec. - NOX Rate Summer v3.1, Unit 275 and retrofits | 552 | 7305 | Rate Constraint in lbs/MMBtu | FALSE | L | Annual | Constraint Shadow Price | US2022$/Ton | 0 | 0 | 0 | 0 | 0 | 0 | 0
IL Fac. Spec. - NOX Rate Summer v3.1, Unit 276 and retrofits | 553 | 7305 | Rate Constraint in lbs/MMBtu | FALSE | L | Annual | Seasons Included | Seasons | Summer | Summer | Summer | Summer | Summer | Summer | Summer
IL Fac. Spec. - NOX Rate Summer v3.1, Unit 276 and retrofits | 553 | 7305 | Rate Constraint in lbs/MMBtu | FALSE | L | Annual | Standard NOX | lb/MMBtu | 0.25 | 0.25 | 0.25 | 0.25 | 0.25 | 0.25 | 0.25
IL Fac. Spec. - NOX Rate Summer v3.1, Unit 276 and retrofits | 553 | 7305 | Rate Constraint in lbs/MMBtu | FALSE | L | Annual | Emissions at Affected Plants NOX | Thousand Tons | 0 | 0 | 0 | 0 | 0 | 0 | 0
IL Fac. Spec. - NOX Rate Summer v3.1, Unit 276 and retrofits | 553 | 7305 | Rate Constraint in lbs/MMBtu | FALSE | L | Annual | Allowances Purchased NOX | Thousand Tons | 0 | 0 | 0 | 0 | 0 | 0 | 0
IL Fac. Spec. - NOX Rate Summer v3.1, Unit 276 and retrofits | 553 | 7305 | Rate Constraint in lbs/MMBtu | FALSE | L | Annual | Allowances Sold NOX | Thousand Tons | 0 | 0 | 0 | 0 | 0 | 0 | 0
IL Fac. Spec. - NOX Rate Summer v3.1, Unit 276 and retrofits | 553 | 7305 | Rate Constraint in lbs/MMBtu | FALSE | L | Annual | Allowances Banked | Thousand Tons | 0 | 0 | 0 | 0 | 0 | 0 | 0
IL Fac. Spec. - NOX Rate Summer v3.1, Unit 276 and retrofits | 553 | 7305 | Rate Constraint in lbs/MMBtu | FALSE | L | Annual | Allowances Withdrawn (1:1) | Thousand Tons | 0 | 0 | 0 | 0 | 0 | 0 | 0
IL Fac. Spec. - NOX Rate Summer v3.1, Unit 276 and retrofits | 553 | 7305 | Rate Constraint in lbs/MMBtu | FALSE | L | Annual | Allowances Withdrawn (n:1) | Thousand Tons | 0 | 0 | 0 | 0 | 0 | 0 | 0
IL Fac. Spec. - NOX Rate Summer v3.1, Unit 276 and retrofits | 553 | 7305 | Rate Constraint in lbs/MMBtu | FALSE | L | Annual | Net Emissions Allowance Position | Thousand Tons | 0 | 0 | 0 | 0 | 0 | 0 | 0
IL Fac. Spec. - NOX Rate Summer v3.1, Unit 276 and retrofits | 553 | 7305 | Rate Constraint in lbs/MMBtu | FALSE | L | Annual | Fuel Consumed | TBtu | 0 | 0 | 0 | 0 | 0 | 0 | 0
IL Fac. Spec. - NOX Rate Summer v3.1, Unit 276 and retrofits | 553 | 7305 | Rate Constraint in lbs/MMBtu | FALSE | L | Annual | Rate | lb/MMBtu | 0 | 0 | 0 | 0 | 0 | 0 | 0
IL Fac. Spec. - NOX Rate Summer v3.1, Unit 276 and retrofits | 553 | 7305 | Rate Constraint in lbs/MMBtu | FALSE | L | Annual | Generation | TWh | 0 | 0 | 0 | 0 | 0 | 0 | 0
IL Fac. Spec. - NOX Rate Summer v3.1, Unit 276 and retrofits | 553 | 7305 | Rate Constraint in lbs/MMBtu | FALSE | L | Annual | Qualifying Generation | TWh | 0 | 0 | 0 | 0 | 0 | 0 | 0
IL Fac. Spec. - NOX Rate Summer v3.1, Unit 276 and retrofits | 553 | 7305 | Rate Constraint in lbs/MMBtu | FALSE | L | Annual | Rate | lb/MWh | 0 | 0 | 0 | 0 | 0 | 0 | 0
IL Fac. Spec. - NOX Rate Summer v3.1, Unit 276 and retrofits | 553 | 7305 | Rate Constraint in lbs/MMBtu | FALSE | L | Annual | Constraint Shadow Price | US2022$/Ton | 0 | 0 | 0 | 0 | 0 | 0 | 0
IL Fac. Spec. - NOX Rate Summer v3.1, Unit 277 and retrofits | 554 | 7305 | Rate Constraint in lbs/MMBtu | FALSE | L | Annual | Seasons Included | Seasons | Summer | Summer | Summer | Summer | Summer | Summer | Summer
IL Fac. Spec. - NOX Rate Summer v3.1, Unit 277 and retrofits | 554 | 7305 | Rate Constraint in lbs/MMBtu | FALSE | L | Annual | Standard NOX | lb/MMBtu | 0.25 | 0.25 | 0.25 | 0.25 | 0.25 | 0.25 | 0.25
IL Fac. Spec. - NOX Rate Summer v3.1, Unit 277 and retrofits | 554 | 7305 | Rate Constraint in lbs/MMBtu | FALSE | L | Annual | Emissions at Affected Plants NOX | Thousand Tons | 0 | 0 | 0 | 0 | 0 | 0 | 0
IL Fac. Spec. - NOX Rate Summer v3.1, Unit 277 and retrofits | 554 | 7305 | Rate Constraint in lbs/MMBtu | FALSE | L | Annual | Allowances Purchased NOX | Thousand Tons | 0 | 0 | 0 | 0 | 0 | 0 | 0
IL Fac. Spec. - NOX Rate Summer v3.1, Unit 277 and retrofits | 554 | 7305 | Rate Constraint in lbs/MMBtu | FALSE | L | Annual | Allowances Sold NOX | Thousand Tons | 0 | 0 | 0 | 0 | 0 | 0 | 0
IL Fac. Spec. - NOX Rate Summer v3.1, Unit 277 and retrofits | 554 | 7305 | Rate Constraint in lbs/MMBtu | FALSE | L | Annual | Allowances Banked | Thousand Tons | 0 | 0 | 0 | 0 | 0 | 0 | 0
IL Fac. Spec. - NOX Rate Summer v3.1, Unit 277 and retrofits | 554 | 7305 | Rate Constraint in lbs/MMBtu | FALSE | L | Annual | Allowances Withdrawn (1:1) | Thousand Tons | 0 | 0 | 0 | 0 | 0 | 0 | 0
IL Fac. Spec. - NOX Rate Summer v3.1, Unit 277 and retrofits | 554 | 7305 | Rate Constraint in lbs/MMBtu | FALSE | L | Annual | Allowances Withdrawn (n:1) | Thousand Tons | 0 | 0 | 0 | 0 | 0 | 0 | 0
IL Fac. Spec. - NOX Rate Summer v3.1, Unit 277 and retrofits | 554 | 7305 | Rate Constraint in lbs/MMBtu | FALSE | L | Annual | Net Emissions Allowance Position | Thousand Tons | 0 | 0 | 0 | 0 | 0 | 0 | 0
IL Fac. Spec. - NOX Rate Summer v3.1, Unit 277 and retrofits | 554 | 7305 | Rate Constraint in lbs/MMBtu | FALSE | L | Annual | Fuel Consumed | TBtu | 0 | 0 | 0 | 0 | 0 | 0 | 0
IL Fac. Spec. - NOX Rate Summer v3.1, Unit 277 and retrofits | 554 | 7305 | Rate Constraint in lbs/MMBtu | FALSE | L | Annual | Rate | lb/MMBtu | 0 | 0 | 0 | 0 | 0 | 0 | 0
IL Fac. Spec. - NOX Rate Summer v3.1, Unit 277 and retrofits | 554 | 7305 | Rate Constraint in lbs/MMBtu | FALSE | L | Annual | Generation | TWh | 0 | 0 | 0 | 0 | 0 | 0 | 0
IL Fac. Spec. - NOX Rate Summer v3.1, Unit 277 and retrofits | 554 | 7305 | Rate Constraint in lbs/MMBtu | FALSE | L | Annual | Qualifying Generation | TWh | 0 | 0 | 0 | 0 | 0 | 0 | 0
IL Fac. Spec. - NOX Rate Summer v3.1, Unit 277 and retrofits | 554 | 7305 | Rate Constraint in lbs/MMBtu | FALSE | L | Annual | Rate | lb/MWh | 0 | 0 | 0 | 0 | 0 | 0 | 0
IL Fac. Spec. - NOX Rate Summer v3.1, Unit 277 and retrofits | 554 | 7305 | Rate Constraint in lbs/MMBtu | FALSE | L | Annual | Constraint Shadow Price | US2022$/Ton | 0 | 0 | 0 | 0 | 0 | 0 | 0
IL Fac. Spec. - NOX Rate Summer v3.1, Unit 278 and retrofits | 555 | 7305 | Rate Constraint in lbs/MMBtu | FALSE | L | Annual | Seasons Included | Seasons | Summer | Summer | Summer | Summer | Summer | Summer | Summer
IL Fac. Spec. - NOX Rate Summer v3.1, Unit 278 and retrofits | 555 | 7305 | Rate Constraint in lbs/MMBtu | FALSE | L | Annual | Standard NOX | lb/MMBtu | 0.25 | 0.25 | 0.25 | 0.25 | 0.25 | 0.25 | 0.25
IL Fac. Spec. - NOX Rate Summer v3.1, Unit 278 and retrofits | 555 | 7305 | Rate Constraint in lbs/MMBtu | FALSE | L | Annual | Emissions at Affected Plants NOX | Thousand Tons | 0 | 0 | 0 | 0 | 0 | 0 | 0
IL Fac. Spec. - NOX Rate Summer v3.1, Unit 278 and retrofits | 555 | 7305 | Rate Constraint in lbs/MMBtu | FALSE | L | Annual | Allowances Purchased NOX | Thousand Tons | 0 | 0 | 0 | 0 | 0 | 0 | 0
IL Fac. Spec. - NOX Rate Summer v3.1, Unit 278 and retrofits | 555 | 7305 | Rate Constraint in lbs/MMBtu | FALSE | L | Annual | Allowances Sold NOX | Thousand Tons | 0 | 0 | 0 | 0 | 0 | 0 | 0
IL Fac. Spec. - NOX Rate Summer v3.1, Unit 278 and retrofits | 555 | 7305 | Rate Constraint in lbs/MMBtu | FALSE | L | Annual | Allowances Banked | Thousand Tons | 0 | 0 | 0 | 0 | 0 | 0 | 0
IL Fac. Spec. - NOX Rate Summer v3.1, Unit 278 and retrofits | 555 | 7305 | Rate Constraint in lbs/MMBtu | FALSE | L | Annual | Allowances Withdrawn (1:1) | Thousand Tons | 0 | 0 | 0 | 0 | 0 | 0 | 0
IL Fac. Spec. - NOX Rate Summer v3.1, Unit 278 and retrofits | 555 | 7305 | Rate Constraint in lbs/MMBtu | FALSE | L | Annual | Allowances Withdrawn (n:1) | Thousand Tons | 0 | 0 | 0 | 0 | 0 | 0 | 0
IL Fac. Spec. - NOX Rate Summer v3.1, Unit 278 and retrofits | 555 | 7305 | Rate Constraint in lbs/MMBtu | FALSE | L | Annual | Net Emissions Allowance Position | Thousand Tons | 0 | 0 | 0 | 0 | 0 | 0 | 0
IL Fac. Spec. - NOX Rate Summer v3.1, Unit 278 and retrofits | 555 | 7305 | Rate Constraint in lbs/MMBtu | FALSE | L | Annual | Fuel Consumed | TBtu | 0 | 0 | 0 | 0 | 0 | 0 | 0
IL Fac. Spec. - NOX Rate Summer v3.1, Unit 278 and retrofits | 555 | 7305 | Rate Constraint in lbs/MMBtu | FALSE | L | Annual | Rate | lb/MMBtu | 0 | 0 | 0 | 0 | 0 | 0 | 0
IL Fac. Spec. - NOX Rate Summer v3.1, Unit 278 and retrofits | 555 | 7305 | Rate Constraint in lbs/MMBtu | FALSE | L | Annual | Generation | TWh | 0 | 0 | 0 | 0 | 0 | 0 | 0
IL Fac. Spec. - NOX Rate Summer v3.1, Unit 278 and retrofits | 555 | 7305 | Rate Constraint in lbs/MMBtu | FALSE | L | Annual | Qualifying Generation | TWh | 0 | 0 | 0 | 0 | 0 | 0 | 0
IL Fac. Spec. - NOX Rate Summer v3.1, Unit 278 and retrofits | 555 | 7305 | Rate Constraint in lbs/MMBtu | FALSE | L | Annual | Rate | lb/MWh | 0 | 0 | 0 | 0 | 0 | 0 | 0
IL Fac. Spec. - NOX Rate Summer v3.1, Unit 278 and retrofits | 555 | 7305 | Rate Constraint in lbs/MMBtu | FALSE | L | Annual | Constraint Shadow Price | US2022$/Ton | 0 | 0 | 0 | 0 | 0 | 0 | 0
IL Fac. Spec. - NOX Rate Summer v3.1, Unit 279 and retrofits | 556 | 7305 | Rate Constraint in lbs/MMBtu | FALSE | L | Annual | Seasons Included | Seasons | Summer | Summer | Summer | Summer | Summer | Summer | Summer
IL Fac. Spec. - NOX Rate Summer v3.1, Unit 279 and retrofits | 556 | 7305 | Rate Constraint in lbs/MMBtu | FALSE | L | Annual | Standard NOX | lb/MMBtu | 0.25 | 0.25 | 0.25 | 0.25 | 0.25 | 0.25 | 0.25
IL Fac. Spec. - NOX Rate Summer v3.1, Unit 279 and retrofits | 556 | 7305 | Rate Constraint in lbs/MMBtu | FALSE | L | Annual | Emissions at Affected Plants NOX | Thousand Tons | 0.002177 | 0.0022068 | 0.00038769 | 0 | 0 | 0 | 0
IL Fac. Spec. - NOX Rate Summer v3.1, Unit 279 and retrofits | 556 | 7305 | Rate Constraint in lbs/MMBtu | FALSE | L | Annual | Allowances Purchased NOX | Thousand Tons | 0 | 0 | 0 | 0 | 0 | 0 | 0
IL Fac. Spec. - NOX Rate Summer v3.1, Unit 279 and retrofits | 556 | 7305 | Rate Constraint in lbs/MMBtu | FALSE | L | Annual | Allowances Sold NOX | Thousand Tons | 0 | 0 | 0 | 0 | 0 | 0 | 0
IL Fac. Spec. - NOX Rate Summer v3.1, Unit 279 and retrofits | 556 | 7305 | Rate Constraint in lbs/MMBtu | FALSE | L | Annual | Allowances Banked | Thousand Tons | 0 | 0 | 0 | 0 | 0 | 0 | 0
IL Fac. Spec. - NOX Rate Summer v3.1, Unit 279 and retrofits | 556 | 7305 | Rate Constraint in lbs/MMBtu | FALSE | L | Annual | Allowances Withdrawn (1:1) | Thousand Tons | 0 | 0 | 0 | 0 | 0 | 0 | 0
IL Fac. Spec. - NOX Rate Summer v3.1, Unit 279 and retrofits | 556 | 7305 | Rate Constraint in lbs/MMBtu | FALSE | L | Annual | Allowances Withdrawn (n:1) | Thousand Tons | 0 | 0 | 0 | 0 | 0 | 0 | 0
IL Fac. Spec. - NOX Rate Summer v3.1, Unit 279 and retrofits | 556 | 7305 | Rate Constraint in lbs/MMBtu | FALSE | L | Annual | Net Emissions Allowance Position | Thousand Tons | 0.002177 | 0.0022068 | 0.00038769 | 0 | 0 | 0 | 0
IL Fac. Spec. - NOX Rate Summer v3.1, Unit 279 and retrofits | 556 | 7305 | Rate Constraint in lbs/MMBtu | FALSE | L | Annual | Fuel Consumed | TBtu | 0.11144 | 0.11297 | 0.019846 | 0 | 0 | 0 | 0
IL Fac. Spec. - NOX Rate Summer v3.1, Unit 279 and retrofits | 556 | 7305 | Rate Constraint in lbs/MMBtu | FALSE | L | Annual | Rate | lb/MMBtu | 0.03907 | 0.03907 | 0.03907 | 0 | 0 | 0 | 0
IL Fac. Spec. - NOX Rate Summer v3.1, Unit 279 and retrofits | 556 | 7305 | Rate Constraint in lbs/MMBtu | FALSE | L | Annual | Generation | TWh | 0.0098091 | 0.0099435 | 0.0017468 | 0 | 0 | 0 | 0
IL Fac. Spec. - NOX Rate Summer v3.1, Unit 279 and retrofits | 556 | 7305 | Rate Constraint in lbs/MMBtu | FALSE | L | Annual | Qualifying Generation | TWh | 0.0098091 | 0.0099435 | 0.0017468 | 0 | 0 | 0 | 0
IL Fac. Spec. - NOX Rate Summer v3.1, Unit 279 and retrofits | 556 | 7305 | Rate Constraint in lbs/MMBtu | FALSE | L | Annual | Rate | lb/MWh | 0.44387 | 0.44387 | 0.44387 | 0 | 0 | 0 | 0
IL Fac. Spec. - NOX Rate Summer v3.1, Unit 279 and retrofits | 556 | 7305 | Rate Constraint in lbs/MMBtu | FALSE | L | Annual | Constraint Shadow Price | US2022$/Ton | 0 | 0 | 0 | 0 | 0 | 0 | 0
IL Fac. Spec. - NOX Rate Summer v3.1, Unit 280 and retrofits | 557 | 7305 | Rate Constraint in lbs/MMBtu | FALSE | L | Annual | Seasons Included | Seasons | Summer | Summer | Summer | Summer | Summer | Summer | Summer
IL Fac. Spec. - NOX Rate Summer v3.1, Unit 280 and retrofits | 557 | 7305 | Rate Constraint in lbs/MMBtu | FALSE | L | Annual | Standard NOX | lb/MMBtu | 0.25 | 0.25 | 0.25 | 0.25 | 0.25 | 0.25 | 0.25
IL Fac. Spec. - NOX Rate Summer v3.1, Unit 280 and retrofits | 557 | 7305 | Rate Constraint in lbs/MMBtu | FALSE | L | Annual | Emissions at Affected Plants NOX | Thousand Tons | 0.0020527 | 0.0020809 | 0.00036556 | 0 | 0 | 0 | 0
IL Fac. Spec. - NOX Rate Summer v3.1, Unit 280 and retrofits | 557 | 7305 | Rate Constraint in lbs/MMBtu | FALSE | L | Annual | Allowances Purchased NOX | Thousand Tons | 0 | 0 | 0 | 0 | 0 | 0 | 0
IL Fac. Spec. - NOX Rate Summer v3.1, Unit 280 and retrofits | 557 | 7305 | Rate Constraint in lbs/MMBtu | FALSE | L | Annual | Allowances Sold NOX | Thousand Tons | 0 | 0 | 0 | 0 | 0 | 0 | 0
IL Fac. Spec. - NOX Rate Summer v3.1, Unit 280 and retrofits | 557 | 7305 | Rate Constraint in lbs/MMBtu | FALSE | L | Annual | Allowances Banked | Thousand Tons | 0 | 0 | 0 | 0 | 0 | 0 | 0
IL Fac. Spec. - NOX Rate Summer v3.1, Unit 280 and retrofits | 557 | 7305 | Rate Constraint in lbs/MMBtu | FALSE | L | Annual | Allowances Withdrawn (1:1) | Thousand Tons | 0 | 0 | 0 | 0 | 0 | 0 | 0
IL Fac. Spec. - NOX Rate Summer v3.1, Unit 280 and retrofits | 557 | 7305 | Rate Constraint in lbs/MMBtu | FALSE | L | Annual | Allowances Withdrawn (n:1) | Thousand Tons | 0 | 0 | 0 | 0 | 0 | 0 | 0
IL Fac. Spec. - NOX Rate Summer v3.1, Unit 280 and retrofits | 557 | 7305 | Rate Constraint in lbs/MMBtu | FALSE | L | Annual | Net Emissions Allowance Position | Thousand Tons | 0.0020527 | 0.0020809 | 0.00036556 | 0 | 0 | 0 | 0
IL Fac. Spec. - NOX Rate Summer v3.1, Unit 280 and retrofits | 557 | 7305 | Rate Constraint in lbs/MMBtu | FALSE | L | Annual | Fuel Consumed | TBtu | 0.11144 | 0.11297 | 0.019846 | 0 | 0 | 0 | 0
IL Fac. Spec. - NOX Rate Summer v3.1, Unit 280 and retrofits | 557 | 7305 | Rate Constraint in lbs/MMBtu | FALSE | L | Annual | Rate | lb/MMBtu | 0.03684 | 0.03684 | 0.03684 | 0 | 0 | 0 | 0
IL Fac. Spec. - NOX Rate Summer v3.1, Unit 280 and retrofits | 557 | 7305 | Rate Constraint in lbs/MMBtu | FALSE | L | Annual | Generation | TWh | 0.0098091 | 0.0099435 | 0.0017468 | 0 | 0 | 0 | 0
IL Fac. Spec. - NOX Rate Summer v3.1, Unit 280 and retrofits | 557 | 7305 | Rate Constraint in lbs/MMBtu | FALSE | L | Annual | Qualifying Generation | TWh | 0.0098091 | 0.0099435 | 0.0017468 | 0 | 0 | 0 | 0
IL Fac. Spec. - NOX Rate Summer v3.1, Unit 280 and retrofits | 557 | 7305 | Rate Constraint in lbs/MMBtu | FALSE | L | Annual | Rate | lb/MWh | 0.41854 | 0.41854 | 0.41854 | 0 | 0 | 0 | 0
IL Fac. Spec. - NOX Rate Summer v3.1, Unit 280 and retrofits | 557 | 7305 | Rate Constraint in lbs/MMBtu | FALSE | L | Annual | Constraint Shadow Price | US2022$/Ton | 0 | 0 | 0 | 0 | 0 | 0 | 0
IL Fac. Spec. - NOX Rate Summer v3.1, Unit 281 and retrofits | 558 | 7305 | Rate Constraint in lbs/MMBtu | FALSE | L | Annual | Seasons Included | Seasons | Summer | Summer | Summer | Summer | Summer | Summer | Summer
IL Fac. Spec. - NOX Rate Summer v3.1, Unit 281 and retrofits | 558 | 7305 | Rate Constraint in lbs/MMBtu | FALSE | L | Annual | Standard NOX | lb/MMBtu | 0.25 | 0.25 | 0.25 | 0.25 | 0.25 | 0.25 | 0.25
IL Fac. Spec. - NOX Rate Summer v3.1, Unit 281 and retrofits | 558 | 7305 | Rate Constraint in lbs/MMBtu | FALSE | L | Annual | Emissions at Affected Plants NOX | Thousand Tons | 0.0021742 | 0.002204 | 0.00038719 | 0 | 0 | 0 | 0
IL Fac. Spec. - NOX Rate Summer v3.1, Unit 281 and retrofits | 558 | 7305 | Rate Constraint in lbs/MMBtu | FALSE | L | Annual | Allowances Purchased NOX | Thousand Tons | 0 | 0 | 0 | 0 | 0 | 0 | 0
IL Fac. Spec. - NOX Rate Summer v3.1, Unit 281 and retrofits | 558 | 7305 | Rate Constraint in lbs/MMBtu | FALSE | L | Annual | Allowances Sold NOX | Thousand Tons | 0 | 0 | 0 | 0 | 0 | 0 | 0
IL Fac. Spec. - NOX Rate Summer v3.1, Unit 281 and retrofits | 558 | 7305 | Rate Constraint in lbs/MMBtu | FALSE | L | Annual | Allowances Banked | Thousand Tons | 0 | 0 | 0 | 0 | 0 | 0 | 0
IL Fac. Spec. - NOX Rate Summer v3.1, Unit 281 and retrofits | 558 | 7305 | Rate Constraint in lbs/MMBtu | FALSE | L | Annual | Allowances Withdrawn (1:1) | Thousand Tons | 0 | 0 | 0 | 0 | 0 | 0 | 0
IL Fac. Spec. - NOX Rate Summer v3.1, Unit 281 and retrofits | 558 | 7305 | Rate Constraint in lbs/MMBtu | FALSE | L | Annual | Allowances Withdrawn (n:1) | Thousand Tons | 0 | 0 | 0 | 0 | 0 | 0 | 0
IL Fac. Spec. - NOX Rate Summer v3.1, Unit 281 and retrofits | 558 | 7305 | Rate Constraint in lbs/MMBtu | FALSE | L | Annual | Net Emissions Allowance Position | Thousand Tons | 0.0021742 | 0.002204 | 0.00038719 | 0 | 0 | 0 | 0
IL Fac. Spec. - NOX Rate Summer v3.1, Unit 281 and retrofits | 558 | 7305 | Rate Constraint in lbs/MMBtu | FALSE | L | Annual | Fuel Consumed | TBtu | 0.11144 | 0.11297 | 0.019846 | 0 | 0 | 0 | 0
IL Fac. Spec. - NOX Rate Summer v3.1, Unit 281 and retrofits | 558 | 7305 | Rate Constraint in lbs/MMBtu | FALSE | L | Annual | Rate | lb/MMBtu | 0.03902 | 0.03902 | 0.03902 | 0 | 0 | 0 | 0
IL Fac. Spec. - NOX Rate Summer v3.1, Unit 281 and retrofits | 558 | 7305 | Rate Constraint in lbs/MMBtu | FALSE | L | Annual | Generation | TWh | 0.0098091 | 0.0099435 | 0.0017468 | 0 | 0 | 0 | 0
IL Fac. Spec. - NOX Rate Summer v3.1, Unit 281 and retrofits | 558 | 7305 | Rate Constraint in lbs/MMBtu | FALSE | L | Annual | Qualifying Generation | TWh | 0.0098091 | 0.0099435 | 0.0017468 | 0 | 0 | 0 | 0
IL Fac. Spec. - NOX Rate Summer v3.1, Unit 281 and retrofits | 558 | 7305 | Rate Constraint in lbs/MMBtu | FALSE | L | Annual | Rate | lb/MWh | 0.44331 | 0.44331 | 0.44331 | 0 | 0 | 0 | 0
IL Fac. Spec. - NOX Rate Summer v3.1, Unit 281 and retrofits | 558 | 7305 | Rate Constraint in lbs/MMBtu | FALSE | L | Annual | Constraint Shadow Price | US2022$/Ton | 0 | 0 | 0 | 0 | 0 | 0 | 0
IL Fac. Spec. - NOX Rate Summer v3.1, Unit 282 and retrofits | 559 | 7305 | Rate Constraint in lbs/MMBtu | FALSE | L | Annual | Seasons Included | Seasons | Summer | Summer | Summer | Summer | Summer | Summer | Summer
IL Fac. Spec. - NOX Rate Summer v3.1, Unit 282 and retrofits | 559 | 7305 | Rate Constraint in lbs/MMBtu | FALSE | L | Annual | Standard NOX | lb/MMBtu | 0.25 | 0.25 | 0.25 | 0.25 | 0.25 | 0.25 | 0.25
IL Fac. Spec. - NOX Rate Summer v3.1, Unit 282 and retrofits | 559 | 7305 | Rate Constraint in lbs/MMBtu | FALSE | L | Annual | Emissions at Affected Plants NOX | Thousand Tons | 0.0020461 | 0.0020741 | 0.00036437 | 0 | 0 | 0 | 0
IL Fac. Spec. - NOX Rate Summer v3.1, Unit 282 and retrofits | 559 | 7305 | Rate Constraint in lbs/MMBtu | FALSE | L | Annual | Allowances Purchased NOX | Thousand Tons | 0 | 0 | 0 | 0 | 0 | 0 | 0
IL Fac. Spec. - NOX Rate Summer v3.1, Unit 282 and retrofits | 559 | 7305 | Rate Constraint in lbs/MMBtu | FALSE | L | Annual | Allowances Sold NOX | Thousand Tons | 0 | 0 | 0 | 0 | 0 | 0 | 0
IL Fac. Spec. - NOX Rate Summer v3.1, Unit 282 and retrofits | 559 | 7305 | Rate Constraint in lbs/MMBtu | FALSE | L | Annual | Allowances Banked | Thousand Tons | 0 | 0 | 0 | 0 | 0 | 0 | 0
IL Fac. Spec. - NOX Rate Summer v3.1, Unit 282 and retrofits | 559 | 7305 | Rate Constraint in lbs/MMBtu | FALSE | L | Annual | Allowances Withdrawn (1:1) | Thousand Tons | 0 | 0 | 0 | 0 | 0 | 0 | 0
IL Fac. Spec. - NOX Rate Summer v3.1, Unit 282 and retrofits | 559 | 7305 | Rate Constraint in lbs/MMBtu | FALSE | L | Annual | Allowances Withdrawn (n:1) | Thousand Tons | 0 | 0 | 0 | 0 | 0 | 0 | 0
IL Fac. Spec. - NOX Rate Summer v3.1, Unit 282 and retrofits | 559 | 7305 | Rate Constraint in lbs/MMBtu | FALSE | L | Annual | Net Emissions Allowance Position | Thousand Tons | 0.0020461 | 0.0020741 | 0.00036437 | 0 | 0 | 0 | 0
IL Fac. Spec. - NOX Rate Summer v3.1, Unit 282 and retrofits | 559 | 7305 | Rate Constraint in lbs/MMBtu | FALSE | L | Annual | Fuel Consumed | TBtu | 0.11144 | 0.11297 | 0.019846 | 0 | 0 | 0 | 0
IL Fac. Spec. - NOX Rate Summer v3.1, Unit 282 and retrofits | 559 | 7305 | Rate Constraint in lbs/MMBtu | FALSE | L | Annual | Rate | lb/MMBtu | 0.03672 | 0.03672 | 0.03672 | 0 | 0 | 0 | 0
IL Fac. Spec. - NOX Rate Summer v3.1, Unit 282 and retrofits | 559 | 7305 | Rate Constraint in lbs/MMBtu | FALSE | L | Annual | Generation | TWh | 0.0098091 | 0.0099435 | 0.0017468 | 0 | 0 | 0 | 0
IL Fac. Spec. - NOX Rate Summer v3.1, Unit 282 and retrofits | 559 | 7305 | Rate Constraint in lbs/MMBtu | FALSE | L | Annual | Qualifying Generation | TWh | 0.0098091 | 0.0099435 | 0.0017468 | 0 | 0 | 0 | 0
IL Fac. Spec. - NOX Rate Summer v3.1, Unit 282 and retrofits | 559 | 7305 | Rate Constraint in lbs/MMBtu | FALSE | L | Annual | Rate | lb/MWh | 0.41718 | 0.41718 | 0.41718 | 0 | 0 | 0 | 0
IL Fac. Spec. - NOX Rate Summer v3.1, Unit 282 and retrofits | 559 | 7305 | Rate Constraint in lbs/MMBtu | FALSE | L | Annual | Constraint Shadow Price | US2022$/Ton | 0 | 0 | 0 | 0 | 0 | 0 | 0
IL Fac. Spec. - NOX Rate Summer v3.1, Unit 283 and retrofits | 560 | 7305 | Rate Constraint in lbs/MMBtu | FALSE | L | Annual | Seasons Included | Seasons | Summer | Summer | Summer | Summer | Summer | Summer | Summer
IL Fac. Spec. - NOX Rate Summer v3.1, Unit 283 and retrofits | 560 | 7305 | Rate Constraint in lbs/MMBtu | FALSE | L | Annual | Standard NOX | lb/MMBtu | 0.25 | 0.25 | 0.25 | 0.25 | 0.25 | 0.25 | 0.25
IL Fac. Spec. - NOX Rate Summer v3.1, Unit 283 and retrofits | 560 | 7305 | Rate Constraint in lbs/MMBtu | FALSE | L | Annual | Emissions at Affected Plants NOX | Thousand Tons | 0.0020962 | 0.0021249 | 0.0003733 | 0 | 0 | 0 | 0
IL Fac. Spec. - NOX Rate Summer v3.1, Unit 283 and retrofits | 560 | 7305 | Rate Constraint in lbs/MMBtu | FALSE | L | Annual | Allowances Purchased NOX | Thousand Tons | 0 | 0 | 0 | 0 | 0 | 0 | 0
IL Fac. Spec. - NOX Rate Summer v3.1, Unit 283 and retrofits | 560 | 7305 | Rate Constraint in lbs/MMBtu | FALSE | L | Annual | Allowances Sold NOX | Thousand Tons | 0 | 0 | 0 | 0 | 0 | 0 | 0
IL Fac. Spec. - NOX Rate Summer v3.1, Unit 283 and retrofits | 560 | 7305 | Rate Constraint in lbs/MMBtu | FALSE | L | Annual | Allowances Banked | Thousand Tons | 0 | 0 | 0 | 0 | 0 | 0 | 0
IL Fac. Spec. - NOX Rate Summer v3.1, Unit 283 and retrofits | 560 | 7305 | Rate Constraint in lbs/MMBtu | FALSE | L | Annual | Allowances Withdrawn (1:1) | Thousand Tons | 0 | 0 | 0 | 0 | 0 | 0 | 0
IL Fac. Spec. - NOX Rate Summer v3.1, Unit 283 and retrofits | 560 | 7305 | Rate Constraint in lbs/MMBtu | FALSE | L | Annual | Allowances Withdrawn (n:1) | Thousand Tons | 0 | 0 | 0 | 0 | 0 | 0 | 0
IL Fac. Spec. - NOX Rate Summer v3.1, Unit 283 and retrofits | 560 | 7305 | Rate Constraint in lbs/MMBtu | FALSE | L | Annual | Net Emissions Allowance Position | Thousand Tons | 0.0020962 | 0.0021249 | 0.0003733 | 0 | 0 | 0 | 0
IL Fac. Spec. - NOX Rate Summer v3.1, Unit 283 and retrofits | 560 | 7305 | Rate Constraint in lbs/MMBtu | FALSE | L | Annual | Fuel Consumed | TBtu | 0.11144 | 0.11297 | 0.019846 | 0 | 0 | 0 | 0
IL Fac. Spec. - NOX Rate Summer v3.1, Unit 283 and retrofits | 560 | 7305 | Rate Constraint in lbs/MMBtu | FALSE | L | Annual | Rate | lb/MMBtu | 0.03762 | 0.03762 | 0.03762 | 0 | 0 | 0 | 0
IL Fac. Spec. - NOX Rate Summer v3.1, Unit 283 and retrofits | 560 | 7305 | Rate Constraint in lbs/MMBtu | FALSE | L | Annual | Generation | TWh | 0.0098091 | 0.0099435 | 0.0017468 | 0 | 0 | 0 | 0
IL Fac. Spec. - NOX Rate Summer v3.1, Unit 283 and retrofits | 560 | 7305 | Rate Constraint in lbs/MMBtu | FALSE | L | Annual | Qualifying Generation | TWh | 0.0098091 | 0.0099435 | 0.0017468 | 0 | 0 | 0 | 0
IL Fac. Spec. - NOX Rate Summer v3.1, Unit 283 and retrofits | 560 | 7305 | Rate Constraint in lbs/MMBtu | FALSE | L | Annual | Rate | lb/MWh | 0.4274 | 0.4274 | 0.4274 | 0 | 0 | 0 | 0
IL Fac. Spec. - NOX Rate Summer v3.1, Unit 283 and retrofits | 560 | 7305 | Rate Constraint in lbs/MMBtu | FALSE | L | Annual | Constraint Shadow Price | US2022$/Ton | 0 | 0 | 0 | 0 | 0 | 0 | 0
IL Fac. Spec. - NOX Rate Summer v3.1, Unit 284 and retrofits | 561 | 7305 | Rate Constraint in lbs/MMBtu | FALSE | L | Annual | Seasons Included | Seasons | Summer | Summer | Summer | Summer | Summer | Summer | Summer
IL Fac. Spec. - NOX Rate Summer v3.1, Unit 284 and retrofits | 561 | 7305 | Rate Constraint in lbs/MMBtu | FALSE | L | Annual | Standard NOX | lb/MMBtu | 0.25 | 0.25 | 0.25 | 0.25 | 0.25 | 0.25 | 0.25
IL Fac. Spec. - NOX Rate Summer v3.1, Unit 284 and retrofits | 561 | 7305 | Rate Constraint in lbs/MMBtu | FALSE | L | Annual | Emissions at Affected Plants NOX | Thousand Tons | 0 | 0 | 0 | 0 | 0 | 0 | 0
IL Fac. Spec. - NOX Rate Summer v3.1, Unit 284 and retrofits | 561 | 7305 | Rate Constraint in lbs/MMBtu | FALSE | L | Annual | Allowances Purchased NOX | Thousand Tons | 0 | 0 | 0 | 0 | 0 | 0 | 0
IL Fac. Spec. - NOX Rate Summer v3.1, Unit 284 and retrofits | 561 | 7305 | Rate Constraint in lbs/MMBtu | FALSE | L | Annual | Allowances Sold NOX | Thousand Tons | 0 | 0 | 0 | 0 | 0 | 0 | 0
IL Fac. Spec. - NOX Rate Summer v3.1, Unit 284 and retrofits | 561 | 7305 | Rate Constraint in lbs/MMBtu | FALSE | L | Annual | Allowances Banked | Thousand Tons | 0 | 0 | 0 | 0 | 0 | 0 | 0
IL Fac. Spec. - NOX Rate Summer v3.1, Unit 284 and retrofits | 561 | 7305 | Rate Constraint in lbs/MMBtu | FALSE | L | Annual | Allowances Withdrawn (1:1) | Thousand Tons | 0 | 0 | 0 | 0 | 0 | 0 | 0
IL Fac. Spec. - NOX Rate Summer v3.1, Unit 284 and retrofits | 561 | 7305 | Rate Constraint in lbs/MMBtu | FALSE | L | Annual | Allowances Withdrawn (n:1) | Thousand Tons | 0 | 0 | 0 | 0 | 0 | 0 | 0
IL Fac. Spec. - NOX Rate Summer v3.1, Unit 284 and retrofits | 561 | 7305 | Rate Constraint in lbs/MMBtu | FALSE | L | Annual | Net Emissions Allowance Position | Thousand Tons | 0 | 0 | 0 | 0 | 0 | 0 | 0
IL Fac. Spec. - NOX Rate Summer v3.1, Unit 284 and retrofits | 561 | 7305 | Rate Constraint in lbs/MMBtu | FALSE | L | Annual | Fuel Consumed | TBtu | 0 | 0 | 0 | 0 | 0 | 0 | 0
IL Fac. Spec. - NOX Rate Summer v3.1, Unit 284 and retrofits | 561 | 7305 | Rate Constraint in lbs/MMBtu | FALSE | L | Annual | Rate | lb/MMBtu | 0 | 0 | 0 | 0 | 0 | 0 | 0
IL Fac. Spec. - NOX Rate Summer v3.1, Unit 284 and retrofits | 561 | 7305 | Rate Constraint in lbs/MMBtu | FALSE | L | Annual | Generation | TWh | 0 | 0 | 0 | 0 | 0 | 0 | 0
IL Fac. Spec. - NOX Rate Summer v3.1, Unit 284 and retrofits | 561 | 7305 | Rate Constraint in lbs/MMBtu | FALSE | L | Annual | Qualifying Generation | TWh | 0 | 0 | 0 | 0 | 0 | 0 | 0
IL Fac. Spec. - NOX Rate Summer v3.1, Unit 284 and retrofits | 561 | 7305 | Rate Constraint in lbs/MMBtu | FALSE | L | Annual | Rate | lb/MWh | 0 | 0 | 0 | 0 | 0 | 0 | 0
IL Fac. Spec. - NOX Rate Summer v3.1, Unit 284 and retrofits | 561 | 7305 | Rate Constraint in lbs/MMBtu | FALSE | L | Annual | Constraint Shadow Price | US2022$/Ton | 0 | 0 | 0 | 0 | 0 | 0 | 0
IL Fac. Spec. - NOX Rate Summer v3.1, Unit 285 and retrofits | 562 | 7305 | Rate Constraint in lbs/MMBtu | FALSE | L | Annual | Seasons Included | Seasons | Summer | Summer | Summer | Summer | Summer | Summer | Summer
IL Fac. Spec. - NOX Rate Summer v3.1, Unit 285 and retrofits | 562 | 7305 | Rate Constraint in lbs/MMBtu | FALSE | L | Annual | Standard NOX | lb/MMBtu | 0.25 | 0.25 | 0.25 | 0.25 | 0.25 | 0.25 | 0.25
IL Fac. Spec. - NOX Rate Summer v3.1, Unit 285 and retrofits | 562 | 7305 | Rate Constraint in lbs/MMBtu | FALSE | L | Annual | Emissions at Affected Plants NOX | Thousand Tons | 0 | 0 | 0 | 0 | 0 | 0 | 0
IL Fac. Spec. - NOX Rate Summer v3.1, Unit 285 and retrofits | 562 | 7305 | Rate Constraint in lbs/MMBtu | FALSE | L | Annual | Allowances Purchased NOX | Thousand Tons | 0 | 0 | 0 | 0 | 0 | 0 | 0
IL Fac. Spec. - NOX Rate Summer v3.1, Unit 285 and retrofits | 562 | 7305 | Rate Constraint in lbs/MMBtu | FALSE | L | Annual | Allowances Sold NOX | Thousand Tons | 0 | 0 | 0 | 0 | 0 | 0 | 0
IL Fac. Spec. - NOX Rate Summer v3.1, Unit 285 and retrofits | 562 | 7305 | Rate Constraint in lbs/MMBtu | FALSE | L | Annual | Allowances Banked | Thousand Tons | 0 | 0 | 0 | 0 | 0 | 0 | 0
IL Fac. Spec. - NOX Rate Summer v3.1, Unit 285 and retrofits | 562 | 7305 | Rate Constraint in lbs/MMBtu | FALSE | L | Annual | Allowances Withdrawn (1:1) | Thousand Tons | 0 | 0 | 0 | 0 | 0 | 0 | 0
IL Fac. Spec. - NOX Rate Summer v3.1, Unit 285 and retrofits | 562 | 7305 | Rate Constraint in lbs/MMBtu | FALSE | L | Annual | Allowances Withdrawn (n:1) | Thousand Tons | 0 | 0 | 0 | 0 | 0 | 0 | 0
IL Fac. Spec. - NOX Rate Summer v3.1, Unit 285 and retrofits | 562 | 7305 | Rate Constraint in lbs/MMBtu | FALSE | L | Annual | Net Emissions Allowance Position | Thousand Tons | 0 | 0 | 0 | 0 | 0 | 0 | 0
IL Fac. Spec. - NOX Rate Summer v3.1, Unit 285 and retrofits | 562 | 7305 | Rate Constraint in lbs/MMBtu | FALSE | L | Annual | Fuel Consumed | TBtu | 0 | 0 | 0 | 0 | 0 | 0 | 0
IL Fac. Spec. - NOX Rate Summer v3.1, Unit 285 and retrofits | 562 | 7305 | Rate Constraint in lbs/MMBtu | FALSE | L | Annual | Rate | lb/MMBtu | 0 | 0 | 0 | 0 | 0 | 0 | 0
IL Fac. Spec. - NOX Rate Summer v3.1, Unit 285 and retrofits | 562 | 7305 | Rate Constraint in lbs/MMBtu | FALSE | L | Annual | Generation | TWh | 0 | 0 | 0 | 0 | 0 | 0 | 0
IL Fac. Spec. - NOX Rate Summer v3.1, Unit 285 and retrofits | 562 | 7305 | Rate Constraint in lbs/MMBtu | FALSE | L | Annual | Qualifying Generation | TWh | 0 | 0 | 0 | 0 | 0 | 0 | 0
IL Fac. Spec. - NOX Rate Summer v3.1, Unit 285 and retrofits | 562 | 7305 | Rate Constraint in lbs/MMBtu | FALSE | L | Annual | Rate | lb/MWh | 0 | 0 | 0 | 0 | 0 | 0 | 0
IL Fac. Spec. - NOX Rate Summer v3.1, Unit 285 and retrofits | 562 | 7305 | Rate Constraint in lbs/MMBtu | FALSE | L | Annual | Constraint Shadow Price | US2022$/Ton | 0 | 0 | 0 | 0 | 0 | 0 | 0
IL Fac. Spec. - NOX Rate Summer v3.1, Unit 286 and retrofits | 563 | 7305 | Rate Constraint in lbs/MMBtu | FALSE | L | Annual | Seasons Included | Seasons | Summer | Summer | Summer | Summer | Summer | Summer | Summer
IL Fac. Spec. - NOX Rate Summer v3.1, Unit 286 and retrofits | 563 | 7305 | Rate Constraint in lbs/MMBtu | FALSE | L | Annual | Standard NOX | lb/MMBtu | 0.25 | 0.25 | 0.25 | 0.25 | 0.25 | 0.25 | 0.25
IL Fac. Spec. - NOX Rate Summer v3.1, Unit 286 and retrofits | 563 | 7305 | Rate Constraint in lbs/MMBtu | FALSE | L | Annual | Emissions at Affected Plants NOX | Thousand Tons | 0 | 0 | 0 | 0 | 0 | 0 | 0
IL Fac. Spec. - NOX Rate Summer v3.1, Unit 286 and retrofits | 563 | 7305 | Rate Constraint in lbs/MMBtu | FALSE | L | Annual | Allowances Purchased NOX | Thousand Tons | 0 | 0 | 0 | 0 | 0 | 0 | 0
IL Fac. Spec. - NOX Rate Summer v3.1, Unit 286 and retrofits | 563 | 7305 | Rate Constraint in lbs/MMBtu | FALSE | L | Annual | Allowances Sold NOX | Thousand Tons | 0 | 0 | 0 | 0 | 0 | 0 | 0
IL Fac. Spec. - NOX Rate Summer v3.1, Unit 286 and retrofits | 563 | 7305 | Rate Constraint in lbs/MMBtu | FALSE | L | Annual | Allowances Banked | Thousand Tons | 0 | 0 | 0 | 0 | 0 | 0 | 0
IL Fac. Spec. - NOX Rate Summer v3.1, Unit 286 and retrofits | 563 | 7305 | Rate Constraint in lbs/MMBtu | FALSE | L | Annual | Allowances Withdrawn (1:1) | Thousand Tons | 0 | 0 | 0 | 0 | 0 | 0 | 0
IL Fac. Spec. - NOX Rate Summer v3.1, Unit 286 and retrofits | 563 | 7305 | Rate Constraint in lbs/MMBtu | FALSE | L | Annual | Allowances Withdrawn (n:1) | Thousand Tons | 0 | 0 | 0 | 0 | 0 | 0 | 0
IL Fac. Spec. - NOX Rate Summer v3.1, Unit 286 and retrofits | 563 | 7305 | Rate Constraint in lbs/MMBtu | FALSE | L | Annual | Net Emissions Allowance Position | Thousand Tons | 0 | 0 | 0 | 0 | 0 | 0 | 0
IL Fac. Spec. - NOX Rate Summer v3.1, Unit 286 and retrofits | 563 | 7305 | Rate Constraint in lbs/MMBtu | FALSE | L | Annual | Fuel Consumed | TBtu | 0 | 0 | 0 | 0 | 0 | 0 | 0
IL Fac. Spec. - NOX Rate Summer v3.1, Unit 286 and retrofits | 563 | 7305 | Rate Constraint in lbs/MMBtu | FALSE | L | Annual | Rate | lb/MMBtu | 0 | 0 | 0 | 0 | 0 | 0 | 0
IL Fac. Spec. - NOX Rate Summer v3.1, Unit 286 and retrofits | 563 | 7305 | Rate Constraint in lbs/MMBtu | FALSE | L | Annual | Generation | TWh | 0 | 0 | 0 | 0 | 0 | 0 | 0
IL Fac. Spec. - NOX Rate Summer v3.1, Unit 286 and retrofits | 563 | 7305 | Rate Constraint in lbs/MMBtu | FALSE | L | Annual | Qualifying Generation | TWh | 0 | 0 | 0 | 0 | 0 | 0 | 0
IL Fac. Spec. - NOX Rate Summer v3.1, Unit 286 and retrofits | 563 | 7305 | Rate Constraint in lbs/MMBtu | FALSE | L | Annual | Rate | lb/MWh | 0 | 0 | 0 | 0 | 0 | 0 | 0
IL Fac. Spec. - NOX Rate Summer v3.1, Unit 286 and retrofits | 563 | 7305 | Rate Constraint in lbs/MMBtu | FALSE | L | Annual | Constraint Shadow Price | US2022$/Ton | 0 | 0 | 0 | 0 | 0 | 0 | 0
IL Fac. Spec. - NOX Rate Summer v3.1, Unit 287 and retrofits | 564 | 7305 | Rate Constraint in lbs/MMBtu | FALSE | L | Annual | Seasons Included | Seasons | Summer | Summer | Summer | Summer | Summer | Summer | Summer
IL Fac. Spec. - NOX Rate Summer v3.1, Unit 287 and retrofits | 564 | 7305 | Rate Constraint in lbs/MMBtu | FALSE | L | Annual | Standard NOX | lb/MMBtu | 0.25 | 0.25 | 0.25 | 0.25 | 0.25 | 0.25 | 0.25
IL Fac. Spec. - NOX Rate Summer v3.1, Unit 287 and retrofits | 564 | 7305 | Rate Constraint in lbs/MMBtu | FALSE | L | Annual | Emissions at Affected Plants NOX | Thousand Tons | 0 | 0 | 0 | 0 | 0 | 0 | 0
IL Fac. Spec. - NOX Rate Summer v3.1, Unit 287 and retrofits | 564 | 7305 | Rate Constraint in lbs/MMBtu | FALSE | L | Annual | Allowances Purchased NOX | Thousand Tons | 0 | 0 | 0 | 0 | 0 | 0 | 0
IL Fac. Spec. - NOX Rate Summer v3.1, Unit 287 and retrofits | 564 | 7305 | Rate Constraint in lbs/MMBtu | FALSE | L | Annual | Allowances Sold NOX | Thousand Tons | 0 | 0 | 0 | 0 | 0 | 0 | 0
IL Fac. Spec. - NOX Rate Summer v3.1, Unit 287 and retrofits | 564 | 7305 | Rate Constraint in lbs/MMBtu | FALSE | L | Annual | Allowances Banked | Thousand Tons | 0 | 0 | 0 | 0 | 0 | 0 | 0
IL Fac. Spec. - NOX Rate Summer v3.1, Unit 287 and retrofits | 564 | 7305 | Rate Constraint in lbs/MMBtu | FALSE | L | Annual | Allowances Withdrawn (1:1) | Thousand Tons | 0 | 0 | 0 | 0 | 0 | 0 | 0
IL Fac. Spec. - NOX Rate Summer v3.1, Unit 287 and retrofits | 564 | 7305 | Rate Constraint in lbs/MMBtu | FALSE | L | Annual | Allowances Withdrawn (n:1) | Thousand Tons | 0 | 0 | 0 | 0 | 0 | 0 | 0
IL Fac. Spec. - NOX Rate Summer v3.1, Unit 287 and retrofits | 564 | 7305 | Rate Constraint in lbs/MMBtu | FALSE | L | Annual | Net Emissions Allowance Position | Thousand Tons | 0 | 0 | 0 | 0 | 0 | 0 | 0
IL Fac. Spec. - NOX Rate Summer v3.1, Unit 287 and retrofits | 564 | 7305 | Rate Constraint in lbs/MMBtu | FALSE | L | Annual | Fuel Consumed | TBtu | 0 | 0 | 0 | 0 | 0 | 0 | 0
IL Fac. Spec. - NOX Rate Summer v3.1, Unit 287 and retrofits | 564 | 7305 | Rate Constraint in lbs/MMBtu | FALSE | L | Annual | Rate | lb/MMBtu | 0 | 0 | 0 | 0 | 0 | 0 | 0
IL Fac. Spec. - NOX Rate Summer v3.1, Unit 287 and retrofits | 564 | 7305 | Rate Constraint in lbs/MMBtu | FALSE | L | Annual | Generation | TWh | 0 | 0 | 0 | 0 | 0 | 0 | 0
IL Fac. Spec. - NOX Rate Summer v3.1, Unit 287 and retrofits | 564 | 7305 | Rate Constraint in lbs/MMBtu | FALSE | L | Annual | Qualifying Generation | TWh | 0 | 0 | 0 | 0 | 0 | 0 | 0
IL Fac. Spec. - NOX Rate Summer v3.1, Unit 287 and retrofits | 564 | 7305 | Rate Constraint in lbs/MMBtu | FALSE | L | Annual | Rate | lb/MWh | 0 | 0 | 0 | 0 | 0 | 0 | 0
IL Fac. Spec. - NOX Rate Summer v3.1, Unit 287 and retrofits | 564 | 7305 | Rate Constraint in lbs/MMBtu | FALSE | L | Annual | Constraint Shadow Price | US2022$/Ton | 0 | 0 | 0 | 0 | 0 | 0 | 0
IL Fac. Spec. - NOX Rate Summer v3.1, Unit 288 and retrofits | 565 | 7305 | Rate Constraint in lbs/MMBtu | FALSE | L | Annual | Seasons Included | Seasons | Summer | Summer | Summer | Summer | Summer | Summer | Summer
IL Fac. Spec. - NOX Rate Summer v3.1, Unit 288 and retrofits | 565 | 7305 | Rate Constraint in lbs/MMBtu | FALSE | L | Annual | Standard NOX | lb/MMBtu | 0.25 | 0.25 | 0.25 | 0.25 | 0.25 | 0.25 | 0.25
IL Fac. Spec. - NOX Rate Summer v3.1, Unit 288 and retrofits | 565 | 7305 | Rate Constraint in lbs/MMBtu | FALSE | L | Annual | Emissions at Affected Plants NOX | Thousand Tons | 0 | 0 | 0 | 0 | 0 | 0 | 0
IL Fac. Spec. - NOX Rate Summer v3.1, Unit 288 and retrofits | 565 | 7305 | Rate Constraint in lbs/MMBtu | FALSE | L | Annual | Allowances Purchased NOX | Thousand Tons | 0 | 0 | 0 | 0 | 0 | 0 | 0
IL Fac. Spec. - NOX Rate Summer v3.1, Unit 288 and retrofits | 565 | 7305 | Rate Constraint in lbs/MMBtu | FALSE | L | Annual | Allowances Sold NOX | Thousand Tons | 0 | 0 | 0 | 0 | 0 | 0 | 0
IL Fac. Spec. - NOX Rate Summer v3.1, Unit 288 and retrofits | 565 | 7305 | Rate Constraint in lbs/MMBtu | FALSE | L | Annual | Allowances Banked | Thousand Tons | 0 | 0 | 0 | 0 | 0 | 0 | 0
IL Fac. Spec. - NOX Rate Summer v3.1, Unit 288 and retrofits | 565 | 7305 | Rate Constraint in lbs/MMBtu | FALSE | L | Annual | Allowances Withdrawn (1:1) | Thousand Tons | 0 | 0 | 0 | 0 | 0 | 0 | 0
IL Fac. Spec. - NOX Rate Summer v3.1, Unit 288 and retrofits | 565 | 7305 | Rate Constraint in lbs/MMBtu | FALSE | L | Annual | Allowances Withdrawn (n:1) | Thousand Tons | 0 | 0 | 0 | 0 | 0 | 0 | 0
IL Fac. Spec. - NOX Rate Summer v3.1, Unit 288 and retrofits | 565 | 7305 | Rate Constraint in lbs/MMBtu | FALSE | L | Annual | Net Emissions Allowance Position | Thousand Tons | 0 | 0 | 0 | 0 | 0 | 0 | 0
IL Fac. Spec. - NOX Rate Summer v3.1, Unit 288 and retrofits | 565 | 7305 | Rate Constraint in lbs/MMBtu | FALSE | L | Annual | Fuel Consumed | TBtu | 0 | 0 | 0 | 0 | 0 | 0 | 0
IL Fac. Spec. - NOX Rate Summer v3.1, Unit 288 and retrofits | 565 | 7305 | Rate Constraint in lbs/MMBtu | FALSE | L | Annual | Rate | lb/MMBtu | 0 | 0 | 0 | 0 | 0 | 0 | 0
IL Fac. Spec. - NOX Rate Summer v3.1, Unit 288 and retrofits | 565 | 7305 | Rate Constraint in lbs/MMBtu | FALSE | L | Annual | Generation | TWh | 0 | 0 | 0 | 0 | 0 | 0 | 0
IL Fac. Spec. - NOX Rate Summer v3.1, Unit 288 and retrofits | 565 | 7305 | Rate Constraint in lbs/MMBtu | FALSE | L | Annual | Qualifying Generation | TWh | 0 | 0 | 0 | 0 | 0 | 0 | 0
IL Fac. Spec. - NOX Rate Summer v3.1, Unit 288 and retrofits | 565 | 7305 | Rate Constraint in lbs/MMBtu | FALSE | L | Annual | Rate | lb/MWh | 0 | 0 | 0 | 0 | 0 | 0 | 0
IL Fac. Spec. - NOX Rate Summer v3.1, Unit 288 and retrofits | 565 | 7305 | Rate Constraint in lbs/MMBtu | FALSE | L | Annual | Constraint Shadow Price | US2022$/Ton | 0 | 0 | 0 | 0 | 0 | 0 | 0
IL Fac. Spec. - NOX Rate Summer v3.1, Unit 289 and retrofits | 566 | 7305 | Rate Constraint in lbs/MMBtu | FALSE | L | Annual | Seasons Included | Seasons | Summer | Summer | Summer | Summer | Summer | Summer | Summer
IL Fac. Spec. - NOX Rate Summer v3.1, Unit 289 and retrofits | 566 | 7305 | Rate Constraint in lbs/MMBtu | FALSE | L | Annual | Standard NOX | lb/MMBtu | 0.25 | 0.25 | 0.25 | 0.25 | 0.25 | 0.25 | 0.25
IL Fac. Spec. - NOX Rate Summer v3.1, Unit 289 and retrofits | 566 | 7305 | Rate Constraint in lbs/MMBtu | FALSE | L | Annual | Emissions at Affected Plants NOX | Thousand Tons | 0 | 0 | 0 | 0 | 0 | 0 | 0
IL Fac. Spec. - NOX Rate Summer v3.1, Unit 289 and retrofits | 566 | 7305 | Rate Constraint in lbs/MMBtu | FALSE | L | Annual | Allowances Purchased NOX | Thousand Tons | 0 | 0 | 0 | 0 | 0 | 0 | 0
IL Fac. Spec. - NOX Rate Summer v3.1, Unit 289 and retrofits | 566 | 7305 | Rate Constraint in lbs/MMBtu | FALSE | L | Annual | Allowances Sold NOX | Thousand Tons | 0 | 0 | 0 | 0 | 0 | 0 | 0
IL Fac. Spec. - NOX Rate Summer v3.1, Unit 289 and retrofits | 566 | 7305 | Rate Constraint in lbs/MMBtu | FALSE | L | Annual | Allowances Banked | Thousand Tons | 0 | 0 | 0 | 0 | 0 | 0 | 0
IL Fac. Spec. - NOX Rate Summer v3.1, Unit 289 and retrofits | 566 | 7305 | Rate Constraint in lbs/MMBtu | FALSE | L | Annual | Allowances Withdrawn (1:1) | Thousand Tons | 0 | 0 | 0 | 0 | 0 | 0 | 0
IL Fac. Spec. - NOX Rate Summer v3.1, Unit 289 and retrofits | 566 | 7305 | Rate Constraint in lbs/MMBtu | FALSE | L | Annual | Allowances Withdrawn (n:1) | Thousand Tons | 0 | 0 | 0 | 0 | 0 | 0 | 0
IL Fac. Spec. - NOX Rate Summer v3.1, Unit 289 and retrofits | 566 | 7305 | Rate Constraint in lbs/MMBtu | FALSE | L | Annual | Net Emissions Allowance Position | Thousand Tons | 0 | 0 | 0 | 0 | 0 | 0 | 0
IL Fac. Spec. - NOX Rate Summer v3.1, Unit 289 and retrofits | 566 | 7305 | Rate Constraint in lbs/MMBtu | FALSE | L | Annual | Fuel Consumed | TBtu | 0 | 0 | 0 | 0 | 0 | 0 | 0
IL Fac. Spec. - NOX Rate Summer v3.1, Unit 289 and retrofits | 566 | 7305 | Rate Constraint in lbs/MMBtu | FALSE | L | Annual | Rate | lb/MMBtu | 0 | 0 | 0 | 0 | 0 | 0 | 0
IL Fac. Spec. - NOX Rate Summer v3.1, Unit 289 and retrofits | 566 | 7305 | Rate Constraint in lbs/MMBtu | FALSE | L | Annual | Generation | TWh | 0 | 0 | 0 | 0 | 0 | 0 | 0
IL Fac. Spec. - NOX Rate Summer v3.1, Unit 289 and retrofits | 566 | 7305 | Rate Constraint in lbs/MMBtu | FALSE | L | Annual | Qualifying Generation | TWh | 0 | 0 | 0 | 0 | 0 | 0 | 0
IL Fac. Spec. - NOX Rate Summer v3.1, Unit 289 and retrofits | 566 | 7305 | Rate Constraint in lbs/MMBtu | FALSE | L | Annual | Rate | lb/MWh | 0 | 0 | 0 | 0 | 0 | 0 | 0
IL Fac. Spec. - NOX Rate Summer v3.1, Unit 289 and retrofits | 566 | 7305 | Rate Constraint in lbs/MMBtu | FALSE | L | Annual | Constraint Shadow Price | US2022$/Ton | 0 | 0 | 0 | 0 | 0 | 0 | 0
IL Fac. Spec. - NOX Rate Summer v3.1, Unit 290 and retrofits | 567 | 7305 | Rate Constraint in lbs/MMBtu | FALSE | L | Annual | Seasons Included | Seasons | Summer | Summer | Summer | Summer | Summer | Summer | Summer
IL Fac. Spec. - NOX Rate Summer v3.1, Unit 290 and retrofits | 567 | 7305 | Rate Constraint in lbs/MMBtu | FALSE | L | Annual | Standard NOX | lb/MMBtu | 0.25 | 0.25 | 0.25 | 0.25 | 0.25 | 0.25 | 0.25
IL Fac. Spec. - NOX Rate Summer v3.1, Unit 290 and retrofits | 567 | 7305 | Rate Constraint in lbs/MMBtu | FALSE | L | Annual | Emissions at Affected Plants NOX | Thousand Tons | 0 | 0 | 0 | 0 | 0 | 0 | 0
IL Fac. Spec. - NOX Rate Summer v3.1, Unit 290 and retrofits | 567 | 7305 | Rate Constraint in lbs/MMBtu | FALSE | L | Annual | Allowances Purchased NOX | Thousand Tons | 0 | 0 | 0 | 0 | 0 | 0 | 0
IL Fac. Spec. - NOX Rate Summer v3.1, Unit 290 and retrofits | 567 | 7305 | Rate Constraint in lbs/MMBtu | FALSE | L | Annual | Allowances Sold NOX | Thousand Tons | 0 | 0 | 0 | 0 | 0 | 0 | 0
IL Fac. Spec. - NOX Rate Summer v3.1, Unit 290 and retrofits | 567 | 7305 | Rate Constraint in lbs/MMBtu | FALSE | L | Annual | Allowances Banked | Thousand Tons | 0 | 0 | 0 | 0 | 0 | 0 | 0
IL Fac. Spec. - NOX Rate Summer v3.1, Unit 290 and retrofits | 567 | 7305 | Rate Constraint in lbs/MMBtu | FALSE | L | Annual | Allowances Withdrawn (1:1) | Thousand Tons | 0 | 0 | 0 | 0 | 0 | 0 | 0
IL Fac. Spec. - NOX Rate Summer v3.1, Unit 290 and retrofits | 567 | 7305 | Rate Constraint in lbs/MMBtu | FALSE | L | Annual | Allowances Withdrawn (n:1) | Thousand Tons | 0 | 0 | 0 | 0 | 0 | 0 | 0
IL Fac. Spec. - NOX Rate Summer v3.1, Unit 290 and retrofits | 567 | 7305 | Rate Constraint in lbs/MMBtu | FALSE | L | Annual | Net Emissions Allowance Position | Thousand Tons | 0 | 0 | 0 | 0 | 0 | 0 | 0
IL Fac. Spec. - NOX Rate Summer v3.1, Unit 290 and retrofits | 567 | 7305 | Rate Constraint in lbs/MMBtu | FALSE | L | Annual | Fuel Consumed | TBtu | 0 | 0 | 0 | 0 | 0 | 0 | 0
IL Fac. Spec. - NOX Rate Summer v3.1, Unit 290 and retrofits | 567 | 7305 | Rate Constraint in lbs/MMBtu | FALSE | L | Annual | Rate | lb/MMBtu | 0 | 0 | 0 | 0 | 0 | 0 | 0
IL Fac. Spec. - NOX Rate Summer v3.1, Unit 290 and retrofits | 567 | 7305 | Rate Constraint in lbs/MMBtu | FALSE | L | Annual | Generation | TWh | 0 | 0 | 0 | 0 | 0 | 0 | 0
IL Fac. Spec. - NOX Rate Summer v3.1, Unit 290 and retrofits | 567 | 7305 | Rate Constraint in lbs/MMBtu | FALSE | L | Annual | Qualifying Generation | TWh | 0 | 0 | 0 | 0 | 0 | 0 | 0
IL Fac. Spec. - NOX Rate Summer v3.1, Unit 290 and retrofits | 567 | 7305 | Rate Constraint in lbs/MMBtu | FALSE | L | Annual | Rate | lb/MWh | 0 | 0 | 0 | 0 | 0 | 0 | 0
IL Fac. Spec. - NOX Rate Summer v3.1, Unit 290 and retrofits | 567 | 7305 | Rate Constraint in lbs/MMBtu | FALSE | L | Annual | Constraint Shadow Price | US2022$/Ton | 0 | 0 | 0 | 0 | 0 | 0 | 0
IL Fac. Spec. - NOX Rate Summer v3.1, Unit 291 and retrofits | 568 | 7305 | Rate Constraint in lbs/MMBtu | FALSE | L | Annual | Seasons Included | Seasons | Summer | Summer | Summer | Summer | Summer | Summer | Summer
IL Fac. Spec. - NOX Rate Summer v3.1, Unit 291 and retrofits | 568 | 7305 | Rate Constraint in lbs/MMBtu | FALSE | L | Annual | Standard NOX | lb/MMBtu | 0.25 | 0.25 | 0.25 | 0.25 | 0.25 | 0.25 | 0.25
IL Fac. Spec. - NOX Rate Summer v3.1, Unit 291 and retrofits | 568 | 7305 | Rate Constraint in lbs/MMBtu | FALSE | L | Annual | Emissions at Affected Plants NOX | Thousand Tons | 0 | 0 | 0 | 0 | 0 | 0 | 0
IL Fac. Spec. - NOX Rate Summer v3.1, Unit 291 and retrofits | 568 | 7305 | Rate Constraint in lbs/MMBtu | FALSE | L | Annual | Allowances Purchased NOX | Thousand Tons | 0 | 0 | 0 | 0 | 0 | 0 | 0
IL Fac. Spec. - NOX Rate Summer v3.1, Unit 291 and retrofits | 568 | 7305 | Rate Constraint in lbs/MMBtu | FALSE | L | Annual | Allowances Sold NOX | Thousand Tons | 0 | 0 | 0 | 0 | 0 | 0 | 0
IL Fac. Spec. - NOX Rate Summer v3.1, Unit 291 and retrofits | 568 | 7305 | Rate Constraint in lbs/MMBtu | FALSE | L | Annual | Allowances Banked | Thousand Tons | 0 | 0 | 0 | 0 | 0 | 0 | 0
IL Fac. Spec. - NOX Rate Summer v3.1, Unit 291 and retrofits | 568 | 7305 | Rate Constraint in lbs/MMBtu | FALSE | L | Annual | Allowances Withdrawn (1:1) | Thousand Tons | 0 | 0 | 0 | 0 | 0 | 0 | 0
IL Fac. Spec. - NOX Rate Summer v3.1, Unit 291 and retrofits | 568 | 7305 | Rate Constraint in lbs/MMBtu | FALSE | L | Annual | Allowances Withdrawn (n:1) | Thousand Tons | 0 | 0 | 0 | 0 | 0 | 0 | 0
IL Fac. Spec. - NOX Rate Summer v3.1, Unit 291 and retrofits | 568 | 7305 | Rate Constraint in lbs/MMBtu | FALSE | L | Annual | Net Emissions Allowance Position | Thousand Tons | 0 | 0 | 0 | 0 | 0 | 0 | 0
IL Fac. Spec. - NOX Rate Summer v3.1, Unit 291 and retrofits | 568 | 7305 | Rate Constraint in lbs/MMBtu | FALSE | L | Annual | Fuel Consumed | TBtu | 0 | 0 | 0 | 0 | 0 | 0 | 0
IL Fac. Spec. - NOX Rate Summer v3.1, Unit 291 and retrofits | 568 | 7305 | Rate Constraint in lbs/MMBtu | FALSE | L | Annual | Rate | lb/MMBtu | 0 | 0 | 0 | 0 | 0 | 0 | 0
IL Fac. Spec. - NOX Rate Summer v3.1, Unit 291 and retrofits | 568 | 7305 | Rate Constraint in lbs/MMBtu | FALSE | L | Annual | Generation | TWh | 0 | 0 | 0 | 0 | 0 | 0 | 0
IL Fac. Spec. - NOX Rate Summer v3.1, Unit 291 and retrofits | 568 | 7305 | Rate Constraint in lbs/MMBtu | FALSE | L | Annual | Qualifying Generation | TWh | 0 | 0 | 0 | 0 | 0 | 0 | 0
IL Fac. Spec. - NOX Rate Summer v3.1, Unit 291 and retrofits | 568 | 7305 | Rate Constraint in lbs/MMBtu | FALSE | L | Annual | Rate | lb/MWh | 0 | 0 | 0 | 0 | 0 | 0 | 0
IL Fac. Spec. - NOX Rate Summer v3.1, Unit 291 and retrofits | 568 | 7305 | Rate Constraint in lbs/MMBtu | FALSE | L | Annual | Constraint Shadow Price | US2022$/Ton | 0 | 0 | 0 | 0 | 0 | 0 | 0
IL Fac. Spec. - NOX Rate Summer v3.1, Unit 292 and retrofits | 569 | 7305 | Rate Constraint in lbs/MMBtu | FALSE | L | Annual | Seasons Included | Seasons | Summer | Summer | Summer | Summer | Summer | Summer | Summer
IL Fac. Spec. - NOX Rate Summer v3.1, Unit 292 and retrofits | 569 | 7305 | Rate Constraint in lbs/MMBtu | FALSE | L | Annual | Standard NOX | lb/MMBtu | 0.25 | 0.25 | 0.25 | 0.25 | 0.25 | 0.25 | 0.25
IL Fac. Spec. - NOX Rate Summer v3.1, Unit 292 and retrofits | 569 | 7305 | Rate Constraint in lbs/MMBtu | FALSE | L | Annual | Emissions at Affected Plants NOX | Thousand Tons | 0.001985 | 0.0019282 | 0 | 0 | 0 | 0 | 0
IL Fac. Spec. - NOX Rate Summer v3.1, Unit 292 and retrofits | 569 | 7305 | Rate Constraint in lbs/MMBtu | FALSE | L | Annual | Allowances Purchased NOX | Thousand Tons | 0 | 0 | 0 | 0 | 0 | 0 | 0
IL Fac. Spec. - NOX Rate Summer v3.1, Unit 292 and retrofits | 569 | 7305 | Rate Constraint in lbs/MMBtu | FALSE | L | Annual | Allowances Sold NOX | Thousand Tons | 0 | 0 | 0 | 0 | 0 | 0 | 0
IL Fac. Spec. - NOX Rate Summer v3.1, Unit 292 and retrofits | 569 | 7305 | Rate Constraint in lbs/MMBtu | FALSE | L | Annual | Allowances Banked | Thousand Tons | 0 | 0 | 0 | 0 | 0 | 0 | 0
IL Fac. Spec. - NOX Rate Summer v3.1, Unit 292 and retrofits | 569 | 7305 | Rate Constraint in lbs/MMBtu | FALSE | L | Annual | Allowances Withdrawn (1:1) | Thousand Tons | 0 | 0 | 0 | 0 | 0 | 0 | 0
IL Fac. Spec. - NOX Rate Summer v3.1, Unit 292 and retrofits | 569 | 7305 | Rate Constraint in lbs/MMBtu | FALSE | L | Annual | Allowances Withdrawn (n:1) | Thousand Tons | 0 | 0 | 0 | 0 | 0 | 0 | 0
IL Fac. Spec. - NOX Rate Summer v3.1, Unit 292 and retrofits | 569 | 7305 | Rate Constraint in lbs/MMBtu | FALSE | L | Annual | Net Emissions Allowance Position | Thousand Tons | 0.001985 | 0.0019282 | 0 | 0 | 0 | 0 | 0
IL Fac. Spec. - NOX Rate Summer v3.1, Unit 292 and retrofits | 569 | 7305 | Rate Constraint in lbs/MMBtu | FALSE | L | Annual | Fuel Consumed | TBtu | 0.018534 | 0.018005 | 0 | 0 | 0 | 0 | 0
IL Fac. Spec. - NOX Rate Summer v3.1, Unit 292 and retrofits | 569 | 7305 | Rate Constraint in lbs/MMBtu | FALSE | L | Annual | Rate | lb/MMBtu | 0.21419 | 0.21419 | 0 | 0 | 0 | 0 | 0
IL Fac. Spec. - NOX Rate Summer v3.1, Unit 292 and retrofits | 569 | 7305 | Rate Constraint in lbs/MMBtu | FALSE | L | Annual | Generation | TWh | 0.0015677 | 0.0015229 | 0 | 0 | 0 | 0 | 0
IL Fac. Spec. - NOX Rate Summer v3.1, Unit 292 and retrofits | 569 | 7305 | Rate Constraint in lbs/MMBtu | FALSE | L | Annual | Qualifying Generation | TWh | 0.0015677 | 0.0015229 | 0 | 0 | 0 | 0 | 0
IL Fac. Spec. - NOX Rate Summer v3.1, Unit 292 and retrofits | 569 | 7305 | Rate Constraint in lbs/MMBtu | FALSE | L | Annual | Rate | lb/MWh | 2.5324 | 2.5324 | 0 | 0 | 0 | 0 | 0
IL Fac. Spec. - NOX Rate Summer v3.1, Unit 292 and retrofits | 569 | 7305 | Rate Constraint in lbs/MMBtu | FALSE | L | Annual | Constraint Shadow Price | US2022$/Ton | 0 | 0 | 0 | 0 | 0 | 0 | 0
IL Fac. Spec. - NOX Rate Summer v3.1, Unit 293 and retrofits | 570 | 7305 | Rate Constraint in lbs/MMBtu | FALSE | L | Annual | Seasons Included | Seasons | Summer | Summer | Summer | Summer | Summer | Summer | Summer
IL Fac. Spec. - NOX Rate Summer v3.1, Unit 293 and retrofits | 570 | 7305 | Rate Constraint in lbs/MMBtu | FALSE | L | Annual | Standard NOX | lb/MMBtu | 0.25 | 0.25 | 0.25 | 0.25 | 0.25 | 0.25 | 0.25
IL Fac. Spec. - NOX Rate Summer v3.1, Unit 293 and retrofits | 570 | 7305 | Rate Constraint in lbs/MMBtu | FALSE | L | Annual | Emissions at Affected Plants NOX | Thousand Tons | 0.0016044 | 0.0015585 | 0 | 0 | 0 | 0 | 0
IL Fac. Spec. - NOX Rate Summer v3.1, Unit 293 and retrofits | 570 | 7305 | Rate Constraint in lbs/MMBtu | FALSE | L | Annual | Allowances Purchased NOX | Thousand Tons | 0 | 0 | 0 | 0 | 0 | 0 | 0
IL Fac. Spec. - NOX Rate Summer v3.1, Unit 293 and retrofits | 570 | 7305 | Rate Constraint in lbs/MMBtu | FALSE | L | Annual | Allowances Sold NOX | Thousand Tons | 0 | 0 | 0 | 0 | 0 | 0 | 0
IL Fac. Spec. - NOX Rate Summer v3.1, Unit 293 and retrofits | 570 | 7305 | Rate Constraint in lbs/MMBtu | FALSE | L | Annual | Allowances Banked | Thousand Tons | 0 | 0 | 0 | 0 | 0 | 0 | 0
IL Fac. Spec. - NOX Rate Summer v3.1, Unit 293 and retrofits | 570 | 7305 | Rate Constraint in lbs/MMBtu | FALSE | L | Annual | Allowances Withdrawn (1:1) | Thousand Tons | 0 | 0 | 0 | 0 | 0 | 0 | 0
IL Fac. Spec. - NOX Rate Summer v3.1, Unit 293 and retrofits | 570 | 7305 | Rate Constraint in lbs/MMBtu | FALSE | L | Annual | Allowances Withdrawn (n:1) | Thousand Tons | 0 | 0 | 0 | 0 | 0 | 0 | 0
IL Fac. Spec. - NOX Rate Summer v3.1, Unit 293 and retrofits | 570 | 7305 | Rate Constraint in lbs/MMBtu | FALSE | L | Annual | Net Emissions Allowance Position | Thousand Tons | 0.0016044 | 0.0015585 | 0 | 0 | 0 | 0 | 0
IL Fac. Spec. - NOX Rate Summer v3.1, Unit 293 and retrofits | 570 | 7305 | Rate Constraint in lbs/MMBtu | FALSE | L | Annual | Fuel Consumed | TBtu | 0.018536 | 0.018006 | 0 | 0 | 0 | 0 | 0
IL Fac. Spec. - NOX Rate Summer v3.1, Unit 293 and retrofits | 570 | 7305 | Rate Constraint in lbs/MMBtu | FALSE | L | Annual | Rate | lb/MMBtu | 0.17311 | 0.17311 | 0 | 0 | 0 | 0 | 0
IL Fac. Spec. - NOX Rate Summer v3.1, Unit 293 and retrofits | 570 | 7305 | Rate Constraint in lbs/MMBtu | FALSE | L | Annual | Generation | TWh | 0.0015677 | 0.0015229 | 0 | 0 | 0 | 0 | 0
IL Fac. Spec. - NOX Rate Summer v3.1, Unit 293 and retrofits | 570 | 7305 | Rate Constraint in lbs/MMBtu | FALSE | L | Annual | Qualifying Generation | TWh | 0.0015677 | 0.0015229 | 0 | 0 | 0 | 0 | 0
IL Fac. Spec. - NOX Rate Summer v3.1, Unit 293 and retrofits | 570 | 7305 | Rate Constraint in lbs/MMBtu | FALSE | L | Annual | Rate | lb/MWh | 2.0469 | 2.0469 | 0 | 0 | 0 | 0 | 0
IL Fac. Spec. - NOX Rate Summer v3.1, Unit 293 and retrofits | 570 | 7305 | Rate Constraint in lbs/MMBtu | FALSE | L | Annual | Constraint Shadow Price | US2022$/Ton | 0 | 0 | 0 | 0 | 0 | 0 | 0
IL Fac. Spec. - NOX Rate Summer v3.1, Unit 294 and retrofits | 571 | 7305 | Rate Constraint in lbs/MMBtu | FALSE | L | Annual | Seasons Included | Seasons | Summer | Summer | Summer | Summer | Summer | Summer | Summer
IL Fac. Spec. - NOX Rate Summer v3.1, Unit 294 and retrofits | 571 | 7305 | Rate Constraint in lbs/MMBtu | FALSE | L | Annual | Standard NOX | lb/MMBtu | 0.25 | 0.25 | 0.25 | 0.25 | 0.25 | 0.25 | 0.25
IL Fac. Spec. - NOX Rate Summer v3.1, Unit 294 and retrofits | 571 | 7305 | Rate Constraint in lbs/MMBtu | FALSE | L | Annual | Emissions at Affected Plants NOX | Thousand Tons | 0.0015738 | 0.0015288 | 0 | 0 | 0 | 0 | 0
IL Fac. Spec. - NOX Rate Summer v3.1, Unit 294 and retrofits | 571 | 7305 | Rate Constraint in lbs/MMBtu | FALSE | L | Annual | Allowances Purchased NOX | Thousand Tons | 0 | 0 | 0 | 0 | 0 | 0 | 0
IL Fac. Spec. - NOX Rate Summer v3.1, Unit 294 and retrofits | 571 | 7305 | Rate Constraint in lbs/MMBtu | FALSE | L | Annual | Allowances Sold NOX | Thousand Tons | 0 | 0 | 0 | 0 | 0 | 0 | 0
IL Fac. Spec. - NOX Rate Summer v3.1, Unit 294 and retrofits | 571 | 7305 | Rate Constraint in lbs/MMBtu | FALSE | L | Annual | Allowances Banked | Thousand Tons | 0 | 0 | 0 | 0 | 0 | 0 | 0
IL Fac. Spec. - NOX Rate Summer v3.1, Unit 294 and retrofits | 571 | 7305 | Rate Constraint in lbs/MMBtu | FALSE | L | Annual | Allowances Withdrawn (1:1) | Thousand Tons | 0 | 0 | 0 | 0 | 0 | 0 | 0
IL Fac. Spec. - NOX Rate Summer v3.1, Unit 294 and retrofits | 571 | 7305 | Rate Constraint in lbs/MMBtu | FALSE | L | Annual | Allowances Withdrawn (n:1) | Thousand Tons | 0 | 0 | 0 | 0 | 0 | 0 | 0
IL Fac. Spec. - NOX Rate Summer v3.1, Unit 294 and retrofits | 571 | 7305 | Rate Constraint in lbs/MMBtu | FALSE | L | Annual | Net Emissions Allowance Position | Thousand Tons | 0.0015738 | 0.0015288 | 0 | 0 | 0 | 0 | 0
IL Fac. Spec. - NOX Rate Summer v3.1, Unit 294 and retrofits | 571 | 7305 | Rate Constraint in lbs/MMBtu | FALSE | L | Annual | Fuel Consumed | TBtu | 0.018536 | 0.018006 | 0 | 0 | 0 | 0 | 0
IL Fac. Spec. - NOX Rate Summer v3.1, Unit 294 and retrofits | 571 | 7305 | Rate Constraint in lbs/MMBtu | FALSE | L | Annual | Rate | lb/MMBtu | 0.16981 | 0.16981 | 0 | 0 | 0 | 0 | 0
IL Fac. Spec. - NOX Rate Summer v3.1, Unit 294 and retrofits | 571 | 7305 | Rate Constraint in lbs/MMBtu | FALSE | L | Annual | Generation | TWh | 0.0015677 | 0.0015229 | 0 | 0 | 0 | 0 | 0
IL Fac. Spec. - NOX Rate Summer v3.1, Unit 294 and retrofits | 571 | 7305 | Rate Constraint in lbs/MMBtu | FALSE | L | Annual | Qualifying Generation | TWh | 0.0015677 | 0.0015229 | 0 | 0 | 0 | 0 | 0
IL Fac. Spec. - NOX Rate Summer v3.1, Unit 294 and retrofits | 571 | 7305 | Rate Constraint in lbs/MMBtu | FALSE | L | Annual | Rate | lb/MWh | 2.0078 | 2.0078 | 0 | 0 | 0 | 0 | 0
IL Fac. Spec. - NOX Rate Summer v3.1, Unit 294 and retrofits | 571 | 7305 | Rate Constraint in lbs/MMBtu | FALSE | L | Annual | Constraint Shadow Price | US2022$/Ton | 0 | 0 | 0 | 0 | 0 | 0 | 0
IL Fac. Spec. - NOX Rate Summer v3.1, Unit 295 and retrofits | 572 | 7305 | Rate Constraint in lbs/MMBtu | FALSE | L | Annual | Seasons Included | Seasons | Summer | Summer | Summer | Summer | Summer | Summer | Summer
IL Fac. Spec. - NOX Rate Summer v3.1, Unit 295 and retrofits | 572 | 7305 | Rate Constraint in lbs/MMBtu | FALSE | L | Annual | Standard NOX | lb/MMBtu | 0.25 | 0.25 | 0.25 | 0.25 | 0.25 | 0.25 | 0.25
IL Fac. Spec. - NOX Rate Summer v3.1, Unit 295 and retrofits | 572 | 7305 | Rate Constraint in lbs/MMBtu | FALSE | L | Annual | Emissions at Affected Plants NOX | Thousand Tons | 0.0015201 | 0.0014767 | 0 | 0 | 0 | 0 | 0
IL Fac. Spec. - NOX Rate Summer v3.1, Unit 295 and retrofits | 572 | 7305 | Rate Constraint in lbs/MMBtu | FALSE | L | Annual | Allowances Purchased NOX | Thousand Tons | 0 | 0 | 0 | 0 | 0 | 0 | 0
IL Fac. Spec. - NOX Rate Summer v3.1, Unit 295 and retrofits | 572 | 7305 | Rate Constraint in lbs/MMBtu | FALSE | L | Annual | Allowances Sold NOX | Thousand Tons | 0 | 0 | 0 | 0 | 0 | 0 | 0
IL Fac. Spec. - NOX Rate Summer v3.1, Unit 295 and retrofits | 572 | 7305 | Rate Constraint in lbs/MMBtu | FALSE | L | Annual | Allowances Banked | Thousand Tons | 0 | 0 | 0 | 0 | 0 | 0 | 0
IL Fac. Spec. - NOX Rate Summer v3.1, Unit 295 and retrofits | 572 | 7305 | Rate Constraint in lbs/MMBtu | FALSE | L | Annual | Allowances Withdrawn (1:1) | Thousand Tons | 0 | 0 | 0 | 0 | 0 | 0 | 0
IL Fac. Spec. - NOX Rate Summer v3.1, Unit 295 and retrofits | 572 | 7305 | Rate Constraint in lbs/MMBtu | FALSE | L | Annual | Allowances Withdrawn (n:1) | Thousand Tons | 0 | 0 | 0 | 0 | 0 | 0 | 0
IL Fac. Spec. - NOX Rate Summer v3.1, Unit 295 and retrofits | 572 | 7305 | Rate Constraint in lbs/MMBtu | FALSE | L | Annual | Net Emissions Allowance Position | Thousand Tons | 0.0015201 | 0.0014767 | 0 | 0 | 0 | 0 | 0
IL Fac. Spec. - NOX Rate Summer v3.1, Unit 295 and retrofits | 572 | 7305 | Rate Constraint in lbs/MMBtu | FALSE | L | Annual | Fuel Consumed | TBtu | 0.018536 | 0.018006 | 0 | 0 | 0 | 0 | 0
IL Fac. Spec. - NOX Rate Summer v3.1, Unit 295 and retrofits | 572 | 7305 | Rate Constraint in lbs/MMBtu | FALSE | L | Annual | Rate | lb/MMBtu | 0.16402 | 0.16402 | 0 | 0 | 0 | 0 | 0
IL Fac. Spec. - NOX Rate Summer v3.1, Unit 295 and retrofits | 572 | 7305 | Rate Constraint in lbs/MMBtu | FALSE | L | Annual | Generation | TWh | 0.0015677 | 0.0015229 | 0 | 0 | 0 | 0 | 0
IL Fac. Spec. - NOX Rate Summer v3.1, Unit 295 and retrofits | 572 | 7305 | Rate Constraint in lbs/MMBtu | FALSE | L | Annual | Qualifying Generation | TWh | 0.0015677 | 0.0015229 | 0 | 0 | 0 | 0 | 0
IL Fac. Spec. - NOX Rate Summer v3.1, Unit 295 and retrofits | 572 | 7305 | Rate Constraint in lbs/MMBtu | FALSE | L | Annual | Rate | lb/MWh | 1.9394 | 1.9394 | 0 | 0 | 0 | 0 | 0
IL Fac. Spec. - NOX Rate Summer v3.1, Unit 295 and retrofits | 572 | 7305 | Rate Constraint in lbs/MMBtu | FALSE | L | Annual | Constraint Shadow Price | US2022$/Ton | 0 | 0 | 0 | 0 | 0 | 0 | 0
IL Fac. Spec. - NOX Rate Summer v3.1, Unit 296 and retrofits | 573 | 7305 | Rate Constraint in lbs/MMBtu | FALSE | L | Annual | Seasons Included | Seasons | Summer | Summer | Summer | Summer | Summer | Summer | Summer
IL Fac. Spec. - NOX Rate Summer v3.1, Unit 296 and retrofits | 573 | 7305 | Rate Constraint in lbs/MMBtu | FALSE | L | Annual | Standard NOX | lb/MMBtu | 0.25 | 0.25 | 0.25 | 0.25 | 0.25 | 0.25 | 0.25
IL Fac. Spec. - NOX Rate Summer v3.1, Unit 296 and retrofits | 573 | 7305 | Rate Constraint in lbs/MMBtu | FALSE | L | Annual | Emissions at Affected Plants NOX | Thousand Tons | 0.0015365 | 0.0014926 | 0 | 0 | 0 | 0 | 0
IL Fac. Spec. - NOX Rate Summer v3.1, Unit 296 and retrofits | 573 | 7305 | Rate Constraint in lbs/MMBtu | FALSE | L | Annual | Allowances Purchased NOX | Thousand Tons | 0 | 0 | 0 | 0 | 0 | 0 | 0
IL Fac. Spec. - NOX Rate Summer v3.1, Unit 296 and retrofits | 573 | 7305 | Rate Constraint in lbs/MMBtu | FALSE | L | Annual | Allowances Sold NOX | Thousand Tons | 0 | 0 | 0 | 0 | 0 | 0 | 0
IL Fac. Spec. - NOX Rate Summer v3.1, Unit 296 and retrofits | 573 | 7305 | Rate Constraint in lbs/MMBtu | FALSE | L | Annual | Allowances Banked | Thousand Tons | 0 | 0 | 0 | 0 | 0 | 0 | 0
IL Fac. Spec. - NOX Rate Summer v3.1, Unit 296 and retrofits | 573 | 7305 | Rate Constraint in lbs/MMBtu | FALSE | L | Annual | Allowances Withdrawn (1:1) | Thousand Tons | 0 | 0 | 0 | 0 | 0 | 0 | 0
IL Fac. Spec. - NOX Rate Summer v3.1, Unit 296 and retrofits | 573 | 7305 | Rate Constraint in lbs/MMBtu | FALSE | L | Annual | Allowances Withdrawn (n:1) | Thousand Tons | 0 | 0 | 0 | 0 | 0 | 0 | 0
IL Fac. Spec. - NOX Rate Summer v3.1, Unit 296 and retrofits | 573 | 7305 | Rate Constraint in lbs/MMBtu | FALSE | L | Annual | Net Emissions Allowance Position | Thousand Tons | 0.0015365 | 0.0014926 | 0 | 0 | 0 | 0 | 0
IL Fac. Spec. - NOX Rate Summer v3.1, Unit 296 and retrofits | 573 | 7305 | Rate Constraint in lbs/MMBtu | FALSE | L | Annual | Fuel Consumed | TBtu | 0.018536 | 0.018006 | 0 | 0 | 0 | 0 | 0
IL Fac. Spec. - NOX Rate Summer v3.1, Unit 296 and retrofits | 573 | 7305 | Rate Constraint in lbs/MMBtu | FALSE | L | Annual | Rate | lb/MMBtu | 0.16578 | 0.16578 | 0 | 0 | 0 | 0 | 0
IL Fac. Spec. - NOX Rate Summer v3.1, Unit 296 and retrofits | 573 | 7305 | Rate Constraint in lbs/MMBtu | FALSE | L | Annual | Generation | TWh | 0.0015677 | 0.0015229 | 0 | 0 | 0 | 0 | 0
IL Fac. Spec. - NOX Rate Summer v3.1, Unit 296 and retrofits | 573 | 7305 | Rate Constraint in lbs/MMBtu | FALSE | L | Annual | Qualifying Generation | TWh | 0.0015677 | 0.0015229 | 0 | 0 | 0 | 0 | 0
IL Fac. Spec. - NOX Rate Summer v3.1, Unit 296 and retrofits | 573 | 7305 | Rate Constraint in lbs/MMBtu | FALSE | L | Annual | Rate | lb/MWh | 1.9602 | 1.9602 | 0 | 0 | 0 | 0 | 0
IL Fac. Spec. - NOX Rate Summer v3.1, Unit 296 and retrofits | 573 | 7305 | Rate Constraint in lbs/MMBtu | FALSE | L | Annual | Constraint Shadow Price | US2022$/Ton | 0 | 0 | 0 | 0 | 0 | 0 | 0
IL Fac. Spec. - NOX Rate Summer v3.1, Unit 297 and retrofits | 574 | 7305 | Rate Constraint in lbs/MMBtu | FALSE | L | Annual | Seasons Included | Seasons | Summer | Summer | Summer | Summer | Summer | Summer | Summer
IL Fac. Spec. - NOX Rate Summer v3.1, Unit 297 and retrofits | 574 | 7305 | Rate Constraint in lbs/MMBtu | FALSE | L | Annual | Standard NOX | lb/MMBtu | 0.25 | 0.25 | 0.25 | 0.25 | 0.25 | 0.25 | 0.25
IL Fac. Spec. - NOX Rate Summer v3.1, Unit 297 and retrofits | 574 | 7305 | Rate Constraint in lbs/MMBtu | FALSE | L | Annual | Emissions at Affected Plants NOX | Thousand Tons | 0.0019485 | 0.0018928 | 0 | 0 | 0 | 0 | 0
IL Fac. Spec. - NOX Rate Summer v3.1, Unit 297 and retrofits | 574 | 7305 | Rate Constraint in lbs/MMBtu | FALSE | L | Annual | Allowances Purchased NOX | Thousand Tons | 0 | 0 | 0 | 0 | 0 | 0 | 0
IL Fac. Spec. - NOX Rate Summer v3.1, Unit 297 and retrofits | 574 | 7305 | Rate Constraint in lbs/MMBtu | FALSE | L | Annual | Allowances Sold NOX | Thousand Tons | 0 | 0 | 0 | 0 | 0 | 0 | 0
IL Fac. Spec. - NOX Rate Summer v3.1, Unit 297 and retrofits | 574 | 7305 | Rate Constraint in lbs/MMBtu | FALSE | L | Annual | Allowances Banked | Thousand Tons | 0 | 0 | 0 | 0 | 0 | 0 | 0
IL Fac. Spec. - NOX Rate Summer v3.1, Unit 297 and retrofits | 574 | 7305 | Rate Constraint in lbs/MMBtu | FALSE | L | Annual | Allowances Withdrawn (1:1) | Thousand Tons | 0 | 0 | 0 | 0 | 0 | 0 | 0
IL Fac. Spec. - NOX Rate Summer v3.1, Unit 297 and retrofits | 574 | 7305 | Rate Constraint in lbs/MMBtu | FALSE | L | Annual | Allowances Withdrawn (n:1) | Thousand Tons | 0 | 0 | 0 | 0 | 0 | 0 | 0
IL Fac. Spec. - NOX Rate Summer v3.1, Unit 297 and retrofits | 574 | 7305 | Rate Constraint in lbs/MMBtu | FALSE | L | Annual | Net Emissions Allowance Position | Thousand Tons | 0.0019485 | 0.0018928 | 0 | 0 | 0 | 0 | 0
IL Fac. Spec. - NOX Rate Summer v3.1, Unit 297 and retrofits | 574 | 7305 | Rate Constraint in lbs/MMBtu | FALSE | L | Annual | Fuel Consumed | TBtu | 0.018536 | 0.018006 | 0 | 0 | 0 | 0 | 0
IL Fac. Spec. - NOX Rate Summer v3.1, Unit 297 and retrofits | 574 | 7305 | Rate Constraint in lbs/MMBtu | FALSE | L | Annual | Rate | lb/MMBtu | 0.21024 | 0.21024 | 0 | 0 | 0 | 0 | 0
IL Fac. Spec. - NOX Rate Summer v3.1, Unit 297 and retrofits | 574 | 7305 | Rate Constraint in lbs/MMBtu | FALSE | L | Annual | Generation | TWh | 0.0015677 | 0.0015229 | 0 | 0 | 0 | 0 | 0
IL Fac. Spec. - NOX Rate Summer v3.1, Unit 297 and retrofits | 574 | 7305 | Rate Constraint in lbs/MMBtu | FALSE | L | Annual | Qualifying Generation | TWh | 0.0015677 | 0.0015229 | 0 | 0 | 0 | 0 | 0
IL Fac. Spec. - NOX Rate Summer v3.1, Unit 297 and retrofits | 574 | 7305 | Rate Constraint in lbs/MMBtu | FALSE | L | Annual | Rate | lb/MWh | 2.4859 | 2.4859 | 0 | 0 | 0 | 0 | 0
IL Fac. Spec. - NOX Rate Summer v3.1, Unit 297 and retrofits | 574 | 7305 | Rate Constraint in lbs/MMBtu | FALSE | L | Annual | Constraint Shadow Price | US2022$/Ton | 0 | 0 | 0 | 0 | 0 | 0 | 0
IL Fac. Spec. - NOX Rate Summer v3.1, Unit 298 and retrofits | 575 | 7305 | Rate Constraint in lbs/MMBtu | FALSE | L | Annual | Seasons Included | Seasons | Summer | Summer | Summer | Summer | Summer | Summer | Summer
IL Fac. Spec. - NOX Rate Summer v3.1, Unit 298 and retrofits | 575 | 7305 | Rate Constraint in lbs/MMBtu | FALSE | L | Annual | Standard NOX | lb/MMBtu | 0.25 | 0.25 | 0.25 | 0.25 | 0.25 | 0.25 | 0.25
IL Fac. Spec. - NOX Rate Summer v3.1, Unit 298 and retrofits | 575 | 7305 | Rate Constraint in lbs/MMBtu | FALSE | L | Annual | Emissions at Affected Plants NOX | Thousand Tons | 0.00040761 | 0.0012599 | 0 | 0 | 0 | 0 | 0
IL Fac. Spec. - NOX Rate Summer v3.1, Unit 298 and retrofits | 575 | 7305 | Rate Constraint in lbs/MMBtu | FALSE | L | Annual | Allowances Purchased NOX | Thousand Tons | 0 | 0 | 0 | 0 | 0 | 0 | 0
IL Fac. Spec. - NOX Rate Summer v3.1, Unit 298 and retrofits | 575 | 7305 | Rate Constraint in lbs/MMBtu | FALSE | L | Annual | Allowances Sold NOX | Thousand Tons | 0 | 0 | 0 | 0 | 0 | 0 | 0
IL Fac. Spec. - NOX Rate Summer v3.1, Unit 298 and retrofits | 575 | 7305 | Rate Constraint in lbs/MMBtu | FALSE | L | Annual | Allowances Banked | Thousand Tons | 0 | 0 | 0 | 0 | 0 | 0 | 0
IL Fac. Spec. - NOX Rate Summer v3.1, Unit 298 and retrofits | 575 | 7305 | Rate Constraint in lbs/MMBtu | FALSE | L | Annual | Allowances Withdrawn (1:1) | Thousand Tons | 0 | 0 | 0 | 0 | 0 | 0 | 0
IL Fac. Spec. - NOX Rate Summer v3.1, Unit 298 and retrofits | 575 | 7305 | Rate Constraint in lbs/MMBtu | FALSE | L | Annual | Allowances Withdrawn (n:1) | Thousand Tons | 0 | 0 | 0 | 0 | 0 | 0 | 0
IL Fac. Spec. - NOX Rate Summer v3.1, Unit 298 and retrofits | 575 | 7305 | Rate Constraint in lbs/MMBtu | FALSE | L | Annual | Net Emissions Allowance Position | Thousand Tons | 0.00040761 | 0.0012599 | 0 | 0 | 0 | 0 | 0
IL Fac. Spec. - NOX Rate Summer v3.1, Unit 298 and retrofits | 575 | 7305 | Rate Constraint in lbs/MMBtu | FALSE | L | Annual | Fuel Consumed | TBtu | 0.014295 | 0.044183 | 0 | 0 | 0 | 0 | 0
IL Fac. Spec. - NOX Rate Summer v3.1, Unit 298 and retrofits | 575 | 7305 | Rate Constraint in lbs/MMBtu | FALSE | L | Annual | Rate | lb/MMBtu | 0.05703 | 0.05703 | 0 | 0 | 0 | 0 | 0
IL Fac. Spec. - NOX Rate Summer v3.1, Unit 298 and retrofits | 575 | 7305 | Rate Constraint in lbs/MMBtu | FALSE | L | Annual | Generation | TWh | 0.0011933 | 0.0036884 | 0 | 0 | 0 | 0 | 0
IL Fac. Spec. - NOX Rate Summer v3.1, Unit 298 and retrofits | 575 | 7305 | Rate Constraint in lbs/MMBtu | FALSE | L | Annual | Qualifying Generation | TWh | 0.0011933 | 0.0036884 | 0 | 0 | 0 | 0 | 0
IL Fac. Spec. - NOX Rate Summer v3.1, Unit 298 and retrofits | 575 | 7305 | Rate Constraint in lbs/MMBtu | FALSE | L | Annual | Rate | lb/MWh | 0.68316 | 0.68316 | 0 | 0 | 0 | 0 | 0
IL Fac. Spec. - NOX Rate Summer v3.1, Unit 298 and retrofits | 575 | 7305 | Rate Constraint in lbs/MMBtu | FALSE | L | Annual | Constraint Shadow Price | US2022$/Ton | 0 | 0 | 0 | 0 | 0 | 0 | 0
IL Fac. Spec. - NOX Rate Summer v3.1, Unit 299 and retrofits | 576 | 7305 | Rate Constraint in lbs/MMBtu | FALSE | L | Annual | Seasons Included | Seasons | Summer | Summer | Summer | Summer | Summer | Summer | Summer
IL Fac. Spec. - NOX Rate Summer v3.1, Unit 299 and retrofits | 576 | 7305 | Rate Constraint in lbs/MMBtu | FALSE | L | Annual | Standard NOX | lb/MMBtu | 0.25 | 0.25 | 0.25 | 0.25 | 0.25 | 0.25 | 0.25
IL Fac. Spec. - NOX Rate Summer v3.1, Unit 299 and retrofits | 576 | 7305 | Rate Constraint in lbs/MMBtu | FALSE | L | Annual | Emissions at Affected Plants NOX | Thousand Tons | 0.00040498 | 0.0012517 | 0 | 0 | 0 | 0 | 0
IL Fac. Spec. - NOX Rate Summer v3.1, Unit 299 and retrofits | 576 | 7305 | Rate Constraint in lbs/MMBtu | FALSE | L | Annual | Allowances Purchased NOX | Thousand Tons | 0 | 0 | 0 | 0 | 0 | 0 | 0
IL Fac. Spec. - NOX Rate Summer v3.1, Unit 299 and retrofits | 576 | 7305 | Rate Constraint in lbs/MMBtu | FALSE | L | Annual | Allowances Sold NOX | Thousand Tons | 0 | 0 | 0 | 0 | 0 | 0 | 0
IL Fac. Spec. - NOX Rate Summer v3.1, Unit 299 and retrofits | 576 | 7305 | Rate Constraint in lbs/MMBtu | FALSE | L | Annual | Allowances Banked | Thousand Tons | 0 | 0 | 0 | 0 | 0 | 0 | 0
IL Fac. Spec. - NOX Rate Summer v3.1, Unit 299 and retrofits | 576 | 7305 | Rate Constraint in lbs/MMBtu | FALSE | L | Annual | Allowances Withdrawn (1:1) | Thousand Tons | 0 | 0 | 0 | 0 | 0 | 0 | 0
IL Fac. Spec. - NOX Rate Summer v3.1, Unit 299 and retrofits | 576 | 7305 | Rate Constraint in lbs/MMBtu | FALSE | L | Annual | Allowances Withdrawn (n:1) | Thousand Tons | 0 | 0 | 0 | 0 | 0 | 0 | 0
IL Fac. Spec. - NOX Rate Summer v3.1, Unit 299 and retrofits | 576 | 7305 | Rate Constraint in lbs/MMBtu | FALSE | L | Annual | Net Emissions Allowance Position | Thousand Tons | 0.00040498 | 0.0012517 | 0 | 0 | 0 | 0 | 0
IL Fac. Spec. - NOX Rate Summer v3.1, Unit 299 and retrofits | 576 | 7305 | Rate Constraint in lbs/MMBtu | FALSE | L | Annual | Fuel Consumed | TBtu | 0.014343 | 0.044333 | 0 | 0 | 0 | 0 | 0
IL Fac. Spec. - NOX Rate Summer v3.1, Unit 299 and retrofits | 576 | 7305 | Rate Constraint in lbs/MMBtu | FALSE | L | Annual | Rate | lb/MMBtu | 0.05647 | 0.05647 | 0 | 0 | 0 | 0 | 0
IL Fac. Spec. - NOX Rate Summer v3.1, Unit 299 and retrofits | 576 | 7305 | Rate Constraint in lbs/MMBtu | FALSE | L | Annual | Generation | TWh | 0.0011972 | 0.0037006 | 0 | 0 | 0 | 0 | 0
IL Fac. Spec. - NOX Rate Summer v3.1, Unit 299 and retrofits | 576 | 7305 | Rate Constraint in lbs/MMBtu | FALSE | L | Annual | Qualifying Generation | TWh | 0.0011972 | 0.0037006 | 0 | 0 | 0 | 0 | 0
IL Fac. Spec. - NOX Rate Summer v3.1, Unit 299 and retrofits | 576 | 7305 | Rate Constraint in lbs/MMBtu | FALSE | L | Annual | Rate | lb/MWh | 0.67651 | 0.67651 | 0 | 0 | 0 | 0 | 0
IL Fac. Spec. - NOX Rate Summer v3.1, Unit 299 and retrofits | 576 | 7305 | Rate Constraint in lbs/MMBtu | FALSE | L | Annual | Constraint Shadow Price | US2022$/Ton | 0 | 0 | 0 | 0 | 0 | 0 | 0
IL Fac. Spec. - NOX Rate Summer v3.1, Unit 300 and retrofits | 577 | 7305 | Rate Constraint in lbs/MMBtu | FALSE | L | Annual | Seasons Included | Seasons | Summer | Summer | Summer | Summer | Summer | Summer | Summer
IL Fac. Spec. - NOX Rate Summer v3.1, Unit 300 and retrofits | 577 | 7305 | Rate Constraint in lbs/MMBtu | FALSE | L | Annual | Standard NOX | lb/MMBtu | 0.25 | 0.25 | 0.25 | 0.25 | 0.25 | 0.25 | 0.25
IL Fac. Spec. - NOX Rate Summer v3.1, Unit 300 and retrofits | 577 | 7305 | Rate Constraint in lbs/MMBtu | FALSE | L | Annual | Emissions at Affected Plants NOX | Thousand Tons | 0.0004171 | 0.0012892 | 0 | 0 | 0 | 0 | 0
IL Fac. Spec. - NOX Rate Summer v3.1, Unit 300 and retrofits | 577 | 7305 | Rate Constraint in lbs/MMBtu | FALSE | L | Annual | Allowances Purchased NOX | Thousand Tons | 0 | 0 | 0 | 0 | 0 | 0 | 0
IL Fac. Spec. - NOX Rate Summer v3.1, Unit 300 and retrofits | 577 | 7305 | Rate Constraint in lbs/MMBtu | FALSE | L | Annual | Allowances Sold NOX | Thousand Tons | 0 | 0 | 0 | 0 | 0 | 0 | 0
IL Fac. Spec. - NOX Rate Summer v3.1, Unit 300 and retrofits | 577 | 7305 | Rate Constraint in lbs/MMBtu | FALSE | L | Annual | Allowances Banked | Thousand Tons | 0 | 0 | 0 | 0 | 0 | 0 | 0
IL Fac. Spec. - NOX Rate Summer v3.1, Unit 300 and retrofits | 577 | 7305 | Rate Constraint in lbs/MMBtu | FALSE | L | Annual | Allowances Withdrawn (1:1) | Thousand Tons | 0 | 0 | 0 | 0 | 0 | 0 | 0
IL Fac. Spec. - NOX Rate Summer v3.1, Unit 300 and retrofits | 577 | 7305 | Rate Constraint in lbs/MMBtu | FALSE | L | Annual | Allowances Withdrawn (n:1) | Thousand Tons | 0 | 0 | 0 | 0 | 0 | 0 | 0
IL Fac. Spec. - NOX Rate Summer v3.1, Unit 300 and retrofits | 577 | 7305 | Rate Constraint in lbs/MMBtu | FALSE | L | Annual | Net Emissions Allowance Position | Thousand Tons | 0.0004171 | 0.0012892 | 0 | 0 | 0 | 0 | 0
IL Fac. Spec. - NOX Rate Summer v3.1, Unit 300 and retrofits | 577 | 7305 | Rate Constraint in lbs/MMBtu | FALSE | L | Annual | Fuel Consumed | TBtu | 0.014343 | 0.044333 | 0 | 0 | 0 | 0 | 0
IL Fac. Spec. - NOX Rate Summer v3.1, Unit 300 and retrofits | 577 | 7305 | Rate Constraint in lbs/MMBtu | FALSE | L | Annual | Rate | lb/MMBtu | 0.05816 | 0.05816 | 0 | 0 | 0 | 0 | 0
IL Fac. Spec. - NOX Rate Summer v3.1, Unit 300 and retrofits | 577 | 7305 | Rate Constraint in lbs/MMBtu | FALSE | L | Annual | Generation | TWh | 0.0011972 | 0.0037006 | 0 | 0 | 0 | 0 | 0
IL Fac. Spec. - NOX Rate Summer v3.1, Unit 300 and retrofits | 577 | 7305 | Rate Constraint in lbs/MMBtu | FALSE | L | Annual | Qualifying Generation | TWh | 0.0011972 | 0.0037006 | 0 | 0 | 0 | 0 | 0
IL Fac. Spec. - NOX Rate Summer v3.1, Unit 300 and retrofits | 577 | 7305 | Rate Constraint in lbs/MMBtu | FALSE | L | Annual | Rate | lb/MWh | 0.69676 | 0.69676 | 0 | 0 | 0 | 0 | 0
IL Fac. Spec. - NOX Rate Summer v3.1, Unit 300 and retrofits | 577 | 7305 | Rate Constraint in lbs/MMBtu | FALSE | L | Annual | Constraint Shadow Price | US2022$/Ton | 0 | 0 | 0 | 0 | 0 | 0 | 0
IL Fac. Spec. - NOX Rate Summer v3.1, Unit 301 and retrofits | 578 | 7305 | Rate Constraint in lbs/MMBtu | FALSE | L | Annual | Seasons Included | Seasons | Summer | Summer | Summer | Summer | Summer | Summer | Summer
IL Fac. Spec. - NOX Rate Summer v3.1, Unit 301 and retrofits | 578 | 7305 | Rate Constraint in lbs/MMBtu | FALSE | L | Annual | Standard NOX | lb/MMBtu | 0.25 | 0.25 | 0.25 | 0.25 | 0.25 | 0.25 | 0.25
IL Fac. Spec. - NOX Rate Summer v3.1, Unit 301 and retrofits | 578 | 7305 | Rate Constraint in lbs/MMBtu | FALSE | L | Annual | Emissions at Affected Plants NOX | Thousand Tons | 0.00042892 | 0.0013257 | 0 | 0 | 0 | 0 | 0
IL Fac. Spec. - NOX Rate Summer v3.1, Unit 301 and retrofits | 578 | 7305 | Rate Constraint in lbs/MMBtu | FALSE | L | Annual | Allowances Purchased NOX | Thousand Tons | 0 | 0 | 0 | 0 | 0 | 0 | 0
IL Fac. Spec. - NOX Rate Summer v3.1, Unit 301 and retrofits | 578 | 7305 | Rate Constraint in lbs/MMBtu | FALSE | L | Annual | Allowances Sold NOX | Thousand Tons | 0 | 0 | 0 | 0 | 0 | 0 | 0
IL Fac. Spec. - NOX Rate Summer v3.1, Unit 301 and retrofits | 578 | 7305 | Rate Constraint in lbs/MMBtu | FALSE | L | Annual | Allowances Banked | Thousand Tons | 0 | 0 | 0 | 0 | 0 | 0 | 0
IL Fac. Spec. - NOX Rate Summer v3.1, Unit 301 and retrofits | 578 | 7305 | Rate Constraint in lbs/MMBtu | FALSE | L | Annual | Allowances Withdrawn (1:1) | Thousand Tons | 0 | 0 | 0 | 0 | 0 | 0 | 0
IL Fac. Spec. - NOX Rate Summer v3.1, Unit 301 and retrofits | 578 | 7305 | Rate Constraint in lbs/MMBtu | FALSE | L | Annual | Allowances Withdrawn (n:1) | Thousand Tons | 0 | 0 | 0 | 0 | 0 | 0 | 0
IL Fac. Spec. - NOX Rate Summer v3.1, Unit 301 and retrofits | 578 | 7305 | Rate Constraint in lbs/MMBtu | FALSE | L | Annual | Net Emissions Allowance Position | Thousand Tons | 0.00042892 | 0.0013257 | 0 | 0 | 0 | 0 | 0
IL Fac. Spec. - NOX Rate Summer v3.1, Unit 301 and retrofits | 578 | 7305 | Rate Constraint in lbs/MMBtu | FALSE | L | Annual | Fuel Consumed | TBtu | 0.014554 | 0.044986 | 0 | 0 | 0 | 0 | 0
IL Fac. Spec. - NOX Rate Summer v3.1, Unit 301 and retrofits | 578 | 7305 | Rate Constraint in lbs/MMBtu | FALSE | L | Annual | Rate | lb/MMBtu | 0.05894 | 0.05894 | 0 | 0 | 0 | 0 | 0
IL Fac. Spec. - NOX Rate Summer v3.1, Unit 301 and retrofits | 578 | 7305 | Rate Constraint in lbs/MMBtu | FALSE | L | Annual | Generation | TWh | 0.001215 | 0.0037554 | 0 | 0 | 0 | 0 | 0
IL Fac. Spec. - NOX Rate Summer v3.1, Unit 301 and retrofits | 578 | 7305 | Rate Constraint in lbs/MMBtu | FALSE | L | Annual | Qualifying Generation | TWh | 0.001215 | 0.0037554 | 0 | 0 | 0 | 0 | 0
IL Fac. Spec. - NOX Rate Summer v3.1, Unit 301 and retrofits | 578 | 7305 | Rate Constraint in lbs/MMBtu | FALSE | L | Annual | Rate | lb/MWh | 0.70604 | 0.70604 | 0 | 0 | 0 | 0 | 0
IL Fac. Spec. - NOX Rate Summer v3.1, Unit 301 and retrofits | 578 | 7305 | Rate Constraint in lbs/MMBtu | FALSE | L | Annual | Constraint Shadow Price | US2022$/Ton | 0 | 0 | 0 | 0 | 0 | 0 | 0
IL Fac. Spec. - NOX Rate Summer v3.1, Unit 302 and retrofits | 579 | 7305 | Rate Constraint in lbs/MMBtu | FALSE | L | Annual | Seasons Included | Seasons | Summer | Summer | Summer | Summer | Summer | Summer | Summer
IL Fac. Spec. - NOX Rate Summer v3.1, Unit 302 and retrofits | 579 | 7305 | Rate Constraint in lbs/MMBtu | FALSE | L | Annual | Standard NOX | lb/MMBtu | 0.25 | 0.25 | 0.25 | 0.25 | 0.25 | 0.25 | 0.25
IL Fac. Spec. - NOX Rate Summer v3.1, Unit 302 and retrofits | 579 | 7305 | Rate Constraint in lbs/MMBtu | FALSE | L | Annual | Emissions at Affected Plants NOX | Thousand Tons | 0 | 0 | 0 | 0 | 0 | 0 | 0
IL Fac. Spec. - NOX Rate Summer v3.1, Unit 302 and retrofits | 579 | 7305 | Rate Constraint in lbs/MMBtu | FALSE | L | Annual | Allowances Purchased NOX | Thousand Tons | 0 | 0 | 0 | 0 | 0 | 0 | 0
IL Fac. Spec. - NOX Rate Summer v3.1, Unit 302 and retrofits | 579 | 7305 | Rate Constraint in lbs/MMBtu | FALSE | L | Annual | Allowances Sold NOX | Thousand Tons | 0 | 0 | 0 | 0 | 0 | 0 | 0
IL Fac. Spec. - NOX Rate Summer v3.1, Unit 302 and retrofits | 579 | 7305 | Rate Constraint in lbs/MMBtu | FALSE | L | Annual | Allowances Banked | Thousand Tons | 0 | 0 | 0 | 0 | 0 | 0 | 0
IL Fac. Spec. - NOX Rate Summer v3.1, Unit 302 and retrofits | 579 | 7305 | Rate Constraint in lbs/MMBtu | FALSE | L | Annual | Allowances Withdrawn (1:1) | Thousand Tons | 0 | 0 | 0 | 0 | 0 | 0 | 0
IL Fac. Spec. - NOX Rate Summer v3.1, Unit 302 and retrofits | 579 | 7305 | Rate Constraint in lbs/MMBtu | FALSE | L | Annual | Allowances Withdrawn (n:1) | Thousand Tons | 0 | 0 | 0 | 0 | 0 | 0 | 0
IL Fac. Spec. - NOX Rate Summer v3.1, Unit 302 and retrofits | 579 | 7305 | Rate Constraint in lbs/MMBtu | FALSE | L | Annual | Net Emissions Allowance Position | Thousand Tons | 0 | 0 | 0 | 0 | 0 | 0 | 0
IL Fac. Spec. - NOX Rate Summer v3.1, Unit 302 and retrofits | 579 | 7305 | Rate Constraint in lbs/MMBtu | FALSE | L | Annual | Fuel Consumed | TBtu | 0 | 0 | 0 | 0 | 0 | 0 | 0
IL Fac. Spec. - NOX Rate Summer v3.1, Unit 302 and retrofits | 579 | 7305 | Rate Constraint in lbs/MMBtu | FALSE | L | Annual | Rate | lb/MMBtu | 0 | 0 | 0 | 0 | 0 | 0 | 0
IL Fac. Spec. - NOX Rate Summer v3.1, Unit 302 and retrofits | 579 | 7305 | Rate Constraint in lbs/MMBtu | FALSE | L | Annual | Generation | TWh | 0 | 0 | 0 | 0 | 0 | 0 | 0
IL Fac. Spec. - NOX Rate Summer v3.1, Unit 302 and retrofits | 579 | 7305 | Rate Constraint in lbs/MMBtu | FALSE | L | Annual | Qualifying Generation | TWh | 0 | 0 | 0 | 0 | 0 | 0 | 0
IL Fac. Spec. - NOX Rate Summer v3.1, Unit 302 and retrofits | 579 | 7305 | Rate Constraint in lbs/MMBtu | FALSE | L | Annual | Rate | lb/MWh | 0 | 0 | 0 | 0 | 0 | 0 | 0
IL Fac. Spec. - NOX Rate Summer v3.1, Unit 302 and retrofits | 579 | 7305 | Rate Constraint in lbs/MMBtu | FALSE | L | Annual | Constraint Shadow Price | US2022$/Ton | 0 | 0 | 0 | 0 | 0 | 0 | 0
IL Fac. Spec. - NOX Rate Summer v3.1, Unit 303 and retrofits | 580 | 7305 | Rate Constraint in lbs/MMBtu | FALSE | L | Annual | Seasons Included | Seasons | Summer | Summer | Summer | Summer | Summer | Summer | Summer
IL Fac. Spec. - NOX Rate Summer v3.1, Unit 303 and retrofits | 580 | 7305 | Rate Constraint in lbs/MMBtu | FALSE | L | Annual | Standard NOX | lb/MMBtu | 0.25 | 0.25 | 0.25 | 0.25 | 0.25 | 0.25 | 0.25
IL Fac. Spec. - NOX Rate Summer v3.1, Unit 303 and retrofits | 580 | 7305 | Rate Constraint in lbs/MMBtu | FALSE | L | Annual | Emissions at Affected Plants NOX | Thousand Tons | 0 | 0 | 0 | 0 | 0 | 0 | 0
IL Fac. Spec. - NOX Rate Summer v3.1, Unit 303 and retrofits | 580 | 7305 | Rate Constraint in lbs/MMBtu | FALSE | L | Annual | Allowances Purchased NOX | Thousand Tons | 0 | 0 | 0 | 0 | 0 | 0 | 0
IL Fac. Spec. - NOX Rate Summer v3.1, Unit 303 and retrofits | 580 | 7305 | Rate Constraint in lbs/MMBtu | FALSE | L | Annual | Allowances Sold NOX | Thousand Tons | 0 | 0 | 0 | 0 | 0 | 0 | 0
IL Fac. Spec. - NOX Rate Summer v3.1, Unit 303 and retrofits | 580 | 7305 | Rate Constraint in lbs/MMBtu | FALSE | L | Annual | Allowances Banked | Thousand Tons | 0 | 0 | 0 | 0 | 0 | 0 | 0
IL Fac. Spec. - NOX Rate Summer v3.1, Unit 303 and retrofits | 580 | 7305 | Rate Constraint in lbs/MMBtu | FALSE | L | Annual | Allowances Withdrawn (1:1) | Thousand Tons | 0 | 0 | 0 | 0 | 0 | 0 | 0
IL Fac. Spec. - NOX Rate Summer v3.1, Unit 303 and retrofits | 580 | 7305 | Rate Constraint in lbs/MMBtu | FALSE | L | Annual | Allowances Withdrawn (n:1) | Thousand Tons | 0 | 0 | 0 | 0 | 0 | 0 | 0
IL Fac. Spec. - NOX Rate Summer v3.1, Unit 303 and retrofits | 580 | 7305 | Rate Constraint in lbs/MMBtu | FALSE | L | Annual | Net Emissions Allowance Position | Thousand Tons | 0 | 0 | 0 | 0 | 0 | 0 | 0
IL Fac. Spec. - NOX Rate Summer v3.1, Unit 303 and retrofits | 580 | 7305 | Rate Constraint in lbs/MMBtu | FALSE | L | Annual | Fuel Consumed | TBtu | 0 | 0 | 0 | 0 | 0 | 0 | 0
IL Fac. Spec. - NOX Rate Summer v3.1, Unit 303 and retrofits | 580 | 7305 | Rate Constraint in lbs/MMBtu | FALSE | L | Annual | Rate | lb/MMBtu | 0 | 0 | 0 | 0 | 0 | 0 | 0
IL Fac. Spec. - NOX Rate Summer v3.1, Unit 303 and retrofits | 580 | 7305 | Rate Constraint in lbs/MMBtu | FALSE | L | Annual | Generation | TWh | 0 | 0 | 0 | 0 | 0 | 0 | 0
IL Fac. Spec. - NOX Rate Summer v3.1, Unit 303 and retrofits | 580 | 7305 | Rate Constraint in lbs/MMBtu | FALSE | L | Annual | Qualifying Generation | TWh | 0 | 0 | 0 | 0 | 0 | 0 | 0
IL Fac. Spec. - NOX Rate Summer v3.1, Unit 303 and retrofits | 580 | 7305 | Rate Constraint in lbs/MMBtu | FALSE | L | Annual | Rate | lb/MWh | 0 | 0 | 0 | 0 | 0 | 0 | 0
IL Fac. Spec. - NOX Rate Summer v3.1, Unit 303 and retrofits | 580 | 7305 | Rate Constraint in lbs/MMBtu | FALSE | L | Annual | Constraint Shadow Price | US2022$/Ton | 0 | 0 | 0 | 0 | 0 | 0 | 0
IL Fac. Spec. - NOX Rate Summer v3.1, Unit 304 and retrofits | 581 | 7305 | Rate Constraint in lbs/MMBtu | FALSE | L | Annual | Seasons Included | Seasons | Summer | Summer | Summer | Summer | Summer | Summer | Summer
IL Fac. Spec. - NOX Rate Summer v3.1, Unit 304 and retrofits | 581 | 7305 | Rate Constraint in lbs/MMBtu | FALSE | L | Annual | Standard NOX | lb/MMBtu | 0.25 | 0.25 | 0.25 | 0.25 | 0.25 | 0.25 | 0.25
IL Fac. Spec. - NOX Rate Summer v3.1, Unit 304 and retrofits | 581 | 7305 | Rate Constraint in lbs/MMBtu | FALSE | L | Annual | Emissions at Affected Plants NOX | Thousand Tons | 0 | 0 | 0 | 0 | 0 | 0 | 0
IL Fac. Spec. - NOX Rate Summer v3.1, Unit 304 and retrofits | 581 | 7305 | Rate Constraint in lbs/MMBtu | FALSE | L | Annual | Allowances Purchased NOX | Thousand Tons | 0 | 0 | 0 | 0 | 0 | 0 | 0
IL Fac. Spec. - NOX Rate Summer v3.1, Unit 304 and retrofits | 581 | 7305 | Rate Constraint in lbs/MMBtu | FALSE | L | Annual | Allowances Sold NOX | Thousand Tons | 0 | 0 | 0 | 0 | 0 | 0 | 0
IL Fac. Spec. - NOX Rate Summer v3.1, Unit 304 and retrofits | 581 | 7305 | Rate Constraint in lbs/MMBtu | FALSE | L | Annual | Allowances Banked | Thousand Tons | 0 | 0 | 0 | 0 | 0 | 0 | 0
IL Fac. Spec. - NOX Rate Summer v3.1, Unit 304 and retrofits | 581 | 7305 | Rate Constraint in lbs/MMBtu | FALSE | L | Annual | Allowances Withdrawn (1:1) | Thousand Tons | 0 | 0 | 0 | 0 | 0 | 0 | 0
IL Fac. Spec. - NOX Rate Summer v3.1, Unit 304 and retrofits | 581 | 7305 | Rate Constraint in lbs/MMBtu | FALSE | L | Annual | Allowances Withdrawn (n:1) | Thousand Tons | 0 | 0 | 0 | 0 | 0 | 0 | 0
IL Fac. Spec. - NOX Rate Summer v3.1, Unit 304 and retrofits | 581 | 7305 | Rate Constraint in lbs/MMBtu | FALSE | L | Annual | Net Emissions Allowance Position | Thousand Tons | 0 | 0 | 0 | 0 | 0 | 0 | 0
IL Fac. Spec. - NOX Rate Summer v3.1, Unit 304 and retrofits | 581 | 7305 | Rate Constraint in lbs/MMBtu | FALSE | L | Annual | Fuel Consumed | TBtu | 0 | 0 | 0 | 0 | 0 | 0 | 0
IL Fac. Spec. - NOX Rate Summer v3.1, Unit 304 and retrofits | 581 | 7305 | Rate Constraint in lbs/MMBtu | FALSE | L | Annual | Rate | lb/MMBtu | 0 | 0 | 0 | 0 | 0 | 0 | 0
IL Fac. Spec. - NOX Rate Summer v3.1, Unit 304 and retrofits | 581 | 7305 | Rate Constraint in lbs/MMBtu | FALSE | L | Annual | Generation | TWh | 0 | 0 | 0 | 0 | 0 | 0 | 0
IL Fac. Spec. - NOX Rate Summer v3.1, Unit 304 and retrofits | 581 | 7305 | Rate Constraint in lbs/MMBtu | FALSE | L | Annual | Qualifying Generation | TWh | 0 | 0 | 0 | 0 | 0 | 0 | 0
IL Fac. Spec. - NOX Rate Summer v3.1, Unit 304 and retrofits | 581 | 7305 | Rate Constraint in lbs/MMBtu | FALSE | L | Annual | Rate | lb/MWh | 0 | 0 | 0 | 0 | 0 | 0 | 0
IL Fac. Spec. - NOX Rate Summer v3.1, Unit 304 and retrofits | 581 | 7305 | Rate Constraint in lbs/MMBtu | FALSE | L | Annual | Constraint Shadow Price | US2022$/Ton | 0 | 0 | 0 | 0 | 0 | 0 | 0
IL Fac. Spec. - NOX Rate Summer v3.1, Unit 305 and retrofits | 582 | 7305 | Rate Constraint in lbs/MMBtu | FALSE | L | Annual | Seasons Included | Seasons | Summer | Summer | Summer | Summer | Summer | Summer | Summer
IL Fac. Spec. - NOX Rate Summer v3.1, Unit 305 and retrofits | 582 | 7305 | Rate Constraint in lbs/MMBtu | FALSE | L | Annual | Standard NOX | lb/MMBtu | 0.25 | 0.25 | 0.25 | 0.25 | 0.25 | 0.25 | 0.25
IL Fac. Spec. - NOX Rate Summer v3.1, Unit 305 and retrofits | 582 | 7305 | Rate Constraint in lbs/MMBtu | FALSE | L | Annual | Emissions at Affected Plants NOX | Thousand Tons | 0 | 0 | 0 | 0 | 0 | 0 | 0
IL Fac. Spec. - NOX Rate Summer v3.1, Unit 305 and retrofits | 582 | 7305 | Rate Constraint in lbs/MMBtu | FALSE | L | Annual | Allowances Purchased NOX | Thousand Tons | 0 | 0 | 0 | 0 | 0 | 0 | 0
IL Fac. Spec. - NOX Rate Summer v3.1, Unit 305 and retrofits | 582 | 7305 | Rate Constraint in lbs/MMBtu | FALSE | L | Annual | Allowances Sold NOX | Thousand Tons | 0 | 0 | 0 | 0 | 0 | 0 | 0
IL Fac. Spec. - NOX Rate Summer v3.1, Unit 305 and retrofits | 582 | 7305 | Rate Constraint in lbs/MMBtu | FALSE | L | Annual | Allowances Banked | Thousand Tons | 0 | 0 | 0 | 0 | 0 | 0 | 0
IL Fac. Spec. - NOX Rate Summer v3.1, Unit 305 and retrofits | 582 | 7305 | Rate Constraint in lbs/MMBtu | FALSE | L | Annual | Allowances Withdrawn (1:1) | Thousand Tons | 0 | 0 | 0 | 0 | 0 | 0 | 0
IL Fac. Spec. - NOX Rate Summer v3.1, Unit 305 and retrofits | 582 | 7305 | Rate Constraint in lbs/MMBtu | FALSE | L | Annual | Allowances Withdrawn (n:1) | Thousand Tons | 0 | 0 | 0 | 0 | 0 | 0 | 0
IL Fac. Spec. - NOX Rate Summer v3.1, Unit 305 and retrofits | 582 | 7305 | Rate Constraint in lbs/MMBtu | FALSE | L | Annual | Net Emissions Allowance Position | Thousand Tons | 0 | 0 | 0 | 0 | 0 | 0 | 0
IL Fac. Spec. - NOX Rate Summer v3.1, Unit 305 and retrofits | 582 | 7305 | Rate Constraint in lbs/MMBtu | FALSE | L | Annual | Fuel Consumed | TBtu | 0 | 0 | 0 | 0 | 0 | 0 | 0
IL Fac. Spec. - NOX Rate Summer v3.1, Unit 305 and retrofits | 582 | 7305 | Rate Constraint in lbs/MMBtu | FALSE | L | Annual | Rate | lb/MMBtu | 0 | 0 | 0 | 0 | 0 | 0 | 0
IL Fac. Spec. - NOX Rate Summer v3.1, Unit 305 and retrofits | 582 | 7305 | Rate Constraint in lbs/MMBtu | FALSE | L | Annual | Generation | TWh | 0 | 0 | 0 | 0 | 0 | 0 | 0
IL Fac. Spec. - NOX Rate Summer v3.1, Unit 305 and retrofits | 582 | 7305 | Rate Constraint in lbs/MMBtu | FALSE | L | Annual | Qualifying Generation | TWh | 0 | 0 | 0 | 0 | 0 | 0 | 0
IL Fac. Spec. - NOX Rate Summer v3.1, Unit 305 and retrofits | 582 | 7305 | Rate Constraint in lbs/MMBtu | FALSE | L | Annual | Rate | lb/MWh | 0 | 0 | 0 | 0 | 0 | 0 | 0
IL Fac. Spec. - NOX Rate Summer v3.1, Unit 305 and retrofits | 582 | 7305 | Rate Constraint in lbs/MMBtu | FALSE | L | Annual | Constraint Shadow Price | US2022$/Ton | 0 | 0 | 0 | 0 | 0 | 0 | 0
IL Fac. Spec. - NOX Rate Summer v3.1, Unit 306 and retrofits | 583 | 7305 | Rate Constraint in lbs/MMBtu | FALSE | L | Annual | Seasons Included | Seasons | Summer | Summer | Summer | Summer | Summer | Summer | Summer
IL Fac. Spec. - NOX Rate Summer v3.1, Unit 306 and retrofits | 583 | 7305 | Rate Constraint in lbs/MMBtu | FALSE | L | Annual | Standard NOX | lb/MMBtu | 0.25 | 0.25 | 0.25 | 0.25 | 0.25 | 0.25 | 0.25
IL Fac. Spec. - NOX Rate Summer v3.1, Unit 306 and retrofits | 583 | 7305 | Rate Constraint in lbs/MMBtu | FALSE | L | Annual | Emissions at Affected Plants NOX | Thousand Tons | 0.00031672 | 0.00097896 | 0 | 0 | 0 | 0 | 0
IL Fac. Spec. - NOX Rate Summer v3.1, Unit 306 and retrofits | 583 | 7305 | Rate Constraint in lbs/MMBtu | FALSE | L | Annual | Allowances Purchased NOX | Thousand Tons | 0 | 0 | 0 | 0 | 0 | 0 | 0
IL Fac. Spec. - NOX Rate Summer v3.1, Unit 306 and retrofits | 583 | 7305 | Rate Constraint in lbs/MMBtu | FALSE | L | Annual | Allowances Sold NOX | Thousand Tons | 0 | 0 | 0 | 0 | 0 | 0 | 0
IL Fac. Spec. - NOX Rate Summer v3.1, Unit 306 and retrofits | 583 | 7305 | Rate Constraint in lbs/MMBtu | FALSE | L | Annual | Allowances Banked | Thousand Tons | 0 | 0 | 0 | 0 | 0 | 0 | 0
IL Fac. Spec. - NOX Rate Summer v3.1, Unit 306 and retrofits | 583 | 7305 | Rate Constraint in lbs/MMBtu | FALSE | L | Annual | Allowances Withdrawn (1:1) | Thousand Tons | 0 | 0 | 0 | 0 | 0 | 0 | 0
IL Fac. Spec. - NOX Rate Summer v3.1, Unit 306 and retrofits | 583 | 7305 | Rate Constraint in lbs/MMBtu | FALSE | L | Annual | Allowances Withdrawn (n:1) | Thousand Tons | 0 | 0 | 0 | 0 | 0 | 0 | 0
IL Fac. Spec. - NOX Rate Summer v3.1, Unit 306 and retrofits | 583 | 7305 | Rate Constraint in lbs/MMBtu | FALSE | L | Annual | Net Emissions Allowance Position | Thousand Tons | 0.00031672 | 0.00097896 | 0 | 0 | 0 | 0 | 0
IL Fac. Spec. - NOX Rate Summer v3.1, Unit 306 and retrofits | 583 | 7305 | Rate Constraint in lbs/MMBtu | FALSE | L | Annual | Fuel Consumed | TBtu | 0.0044874 | 0.01387 | 0 | 0 | 0 | 0 | 0
IL Fac. Spec. - NOX Rate Summer v3.1, Unit 306 and retrofits | 583 | 7305 | Rate Constraint in lbs/MMBtu | FALSE | L | Annual | Rate | lb/MMBtu | 0.14116 | 0.14116 | 0 | 0 | 0 | 0 | 0
IL Fac. Spec. - NOX Rate Summer v3.1, Unit 306 and retrofits | 583 | 7305 | Rate Constraint in lbs/MMBtu | FALSE | L | Annual | Generation | TWh | 0.00036038 | 0.0011139 | 0 | 0 | 0 | 0 | 0
IL Fac. Spec. - NOX Rate Summer v3.1, Unit 306 and retrofits | 583 | 7305 | Rate Constraint in lbs/MMBtu | FALSE | L | Annual | Qualifying Generation | TWh | 0.00036038 | 0.0011139 | 0 | 0 | 0 | 0 | 0
IL Fac. Spec. - NOX Rate Summer v3.1, Unit 306 and retrofits | 583 | 7305 | Rate Constraint in lbs/MMBtu | FALSE | L | Annual | Rate | lb/MWh | 1.7577 | 1.7577 | 0 | 0 | 0 | 0 | 0
IL Fac. Spec. - NOX Rate Summer v3.1, Unit 306 and retrofits | 583 | 7305 | Rate Constraint in lbs/MMBtu | FALSE | L | Annual | Constraint Shadow Price | US2022$/Ton | 0 | 0 | 0 | 0 | 0 | 0 | 0
IL Fac. Spec. - NOX Rate Summer v3.1, Unit 307 and retrofits | 584 | 7305 | Rate Constraint in lbs/MMBtu | FALSE | L | Annual | Seasons Included | Seasons | Summer | Summer | Summer | Summer | Summer | Summer | Summer
IL Fac. Spec. - NOX Rate Summer v3.1, Unit 307 and retrofits | 584 | 7305 | Rate Constraint in lbs/MMBtu | FALSE | L | Annual | Standard NOX | lb/MMBtu | 0.25 | 0.25 | 0.25 | 0.25 | 0.25 | 0.25 | 0.25
IL Fac. Spec. - NOX Rate Summer v3.1, Unit 307 and retrofits | 584 | 7305 | Rate Constraint in lbs/MMBtu | FALSE | L | Annual | Emissions at Affected Plants NOX | Thousand Tons | 0.00038246 | 0.00041723 | 0 | 0 | 0 | 0 | 0
IL Fac. Spec. - NOX Rate Summer v3.1, Unit 307 and retrofits | 584 | 7305 | Rate Constraint in lbs/MMBtu | FALSE | L | Annual | Allowances Purchased NOX | Thousand Tons | 0 | 0 | 0 | 0 | 0 | 0 | 0
IL Fac. Spec. - NOX Rate Summer v3.1, Unit 307 and retrofits | 584 | 7305 | Rate Constraint in lbs/MMBtu | FALSE | L | Annual | Allowances Sold NOX | Thousand Tons | 0 | 0 | 0 | 0 | 0 | 0 | 0
IL Fac. Spec. - NOX Rate Summer v3.1, Unit 307 and retrofits | 584 | 7305 | Rate Constraint in lbs/MMBtu | FALSE | L | Annual | Allowances Banked | Thousand Tons | 0 | 0 | 0 | 0 | 0 | 0 | 0
IL Fac. Spec. - NOX Rate Summer v3.1, Unit 307 and retrofits | 584 | 7305 | Rate Constraint in lbs/MMBtu | FALSE | L | Annual | Allowances Withdrawn (1:1) | Thousand Tons | 0 | 0 | 0 | 0 | 0 | 0 | 0
IL Fac. Spec. - NOX Rate Summer v3.1, Unit 307 and retrofits | 584 | 7305 | Rate Constraint in lbs/MMBtu | FALSE | L | Annual | Allowances Withdrawn (n:1) | Thousand Tons | 0 | 0 | 0 | 0 | 0 | 0 | 0
IL Fac. Spec. - NOX Rate Summer v3.1, Unit 307 and retrofits | 584 | 7305 | Rate Constraint in lbs/MMBtu | FALSE | L | Annual | Net Emissions Allowance Position | Thousand Tons | 0.00038246 | 0.00041723 | 0 | 0 | 0 | 0 | 0
IL Fac. Spec. - NOX Rate Summer v3.1, Unit 307 and retrofits | 584 | 7305 | Rate Constraint in lbs/MMBtu | FALSE | L | Annual | Fuel Consumed | TBtu | 0.0044882 | 0.0048962 | 0 | 0 | 0 | 0 | 0
IL Fac. Spec. - NOX Rate Summer v3.1, Unit 307 and retrofits | 584 | 7305 | Rate Constraint in lbs/MMBtu | FALSE | L | Annual | Rate | lb/MMBtu | 0.17043 | 0.17043 | 0 | 0 | 0 | 0 | 0
IL Fac. Spec. - NOX Rate Summer v3.1, Unit 307 and retrofits | 584 | 7305 | Rate Constraint in lbs/MMBtu | FALSE | L | Annual | Generation | TWh | 0.00036038 | 0.00039314 | 0 | 0 | 0 | 0 | 0
IL Fac. Spec. - NOX Rate Summer v3.1, Unit 307 and retrofits | 584 | 7305 | Rate Constraint in lbs/MMBtu | FALSE | L | Annual | Qualifying Generation | TWh | 0.00036038 | 0.00039314 | 0 | 0 | 0 | 0 | 0
IL Fac. Spec. - NOX Rate Summer v3.1, Unit 307 and retrofits | 584 | 7305 | Rate Constraint in lbs/MMBtu | FALSE | L | Annual | Rate | lb/MWh | 2.1225 | 2.1225 | 0 | 0 | 0 | 0 | 0
IL Fac. Spec. - NOX Rate Summer v3.1, Unit 307 and retrofits | 584 | 7305 | Rate Constraint in lbs/MMBtu | FALSE | L | Annual | Constraint Shadow Price | US2022$/Ton | 0 | 0 | 0 | 0 | 0 | 0 | 0
IL Fac. Spec. - NOX Rate Summer v3.1, Unit 308 and retrofits | 585 | 7305 | Rate Constraint in lbs/MMBtu | FALSE | L | Annual | Seasons Included | Seasons | Summer | Summer | Summer | Summer | Summer | Summer | Summer
IL Fac. Spec. - NOX Rate Summer v3.1, Unit 308 and retrofits | 585 | 7305 | Rate Constraint in lbs/MMBtu | FALSE | L | Annual | Standard NOX | lb/MMBtu | 0.25 | 0.25 | 0.25 | 0.25 | 0.25 | 0.25 | 0.25
IL Fac. Spec. - NOX Rate Summer v3.1, Unit 308 and retrofits | 585 | 7305 | Rate Constraint in lbs/MMBtu | FALSE | L | Annual | Emissions at Affected Plants NOX | Thousand Tons | 0.0003122 | 0.00034058 | 0 | 0 | 0 | 0 | 0
IL Fac. Spec. - NOX Rate Summer v3.1, Unit 308 and retrofits | 585 | 7305 | Rate Constraint in lbs/MMBtu | FALSE | L | Annual | Allowances Purchased NOX | Thousand Tons | 0 | 0 | 0 | 0 | 0 | 0 | 0
IL Fac. Spec. - NOX Rate Summer v3.1, Unit 308 and retrofits | 585 | 7305 | Rate Constraint in lbs/MMBtu | FALSE | L | Annual | Allowances Sold NOX | Thousand Tons | 0 | 0 | 0 | 0 | 0 | 0 | 0
IL Fac. Spec. - NOX Rate Summer v3.1, Unit 308 and retrofits | 585 | 7305 | Rate Constraint in lbs/MMBtu | FALSE | L | Annual | Allowances Banked | Thousand Tons | 0 | 0 | 0 | 0 | 0 | 0 | 0
IL Fac. Spec. - NOX Rate Summer v3.1, Unit 308 and retrofits | 585 | 7305 | Rate Constraint in lbs/MMBtu | FALSE | L | Annual | Allowances Withdrawn (1:1) | Thousand Tons | 0 | 0 | 0 | 0 | 0 | 0 | 0
IL Fac. Spec. - NOX Rate Summer v3.1, Unit 308 and retrofits | 585 | 7305 | Rate Constraint in lbs/MMBtu | FALSE | L | Annual | Allowances Withdrawn (n:1) | Thousand Tons | 0 | 0 | 0 | 0 | 0 | 0 | 0
IL Fac. Spec. - NOX Rate Summer v3.1, Unit 308 and retrofits | 585 | 7305 | Rate Constraint in lbs/MMBtu | FALSE | L | Annual | Net Emissions Allowance Position | Thousand Tons | 0.0003122 | 0.00034058 | 0 | 0 | 0 | 0 | 0
IL Fac. Spec. - NOX Rate Summer v3.1, Unit 308 and retrofits | 585 | 7305 | Rate Constraint in lbs/MMBtu | FALSE | L | Annual | Fuel Consumed | TBtu | 0.0044882 | 0.0048962 | 0 | 0 | 0 | 0 | 0
IL Fac. Spec. - NOX Rate Summer v3.1, Unit 308 and retrofits | 585 | 7305 | Rate Constraint in lbs/MMBtu | FALSE | L | Annual | Rate | lb/MMBtu | 0.13912 | 0.13912 | 0 | 0 | 0 | 0 | 0
IL Fac. Spec. - NOX Rate Summer v3.1, Unit 308 and retrofits | 585 | 7305 | Rate Constraint in lbs/MMBtu | FALSE | L | Annual | Generation | TWh | 0.00036038 | 0.00039314 | 0 | 0 | 0 | 0 | 0
IL Fac. Spec. - NOX Rate Summer v3.1, Unit 308 and retrofits | 585 | 7305 | Rate Constraint in lbs/MMBtu | FALSE | L | Annual | Qualifying Generation | TWh | 0.00036038 | 0.00039314 | 0 | 0 | 0 | 0 | 0
IL Fac. Spec. - NOX Rate Summer v3.1, Unit 308 and retrofits | 585 | 7305 | Rate Constraint in lbs/MMBtu | FALSE | L | Annual | Rate | lb/MWh | 1.7326 | 1.7326 | 0 | 0 | 0 | 0 | 0
IL Fac. Spec. - NOX Rate Summer v3.1, Unit 308 and retrofits | 585 | 7305 | Rate Constraint in lbs/MMBtu | FALSE | L | Annual | Constraint Shadow Price | US2022$/Ton | 0 | 0 | 0 | 0 | 0 | 0 | 0
IL Fac. Spec. - NOX Rate Summer v3.1, Unit 309 and retrofits | 586 | 7305 | Rate Constraint in lbs/MMBtu | FALSE | L | Annual | Seasons Included | Seasons | Summer | Summer | Summer | Summer | Summer | Summer | Summer
IL Fac. Spec. - NOX Rate Summer v3.1, Unit 309 and retrofits | 586 | 7305 | Rate Constraint in lbs/MMBtu | FALSE | L | Annual | Standard NOX | lb/MMBtu | 0.25 | 0.25 | 0.25 | 0.25 | 0.25 | 0.25 | 0.25
IL Fac. Spec. - NOX Rate Summer v3.1, Unit 309 and retrofits | 586 | 7305 | Rate Constraint in lbs/MMBtu | FALSE | L | Annual | Emissions at Affected Plants NOX | Thousand Tons | 0.00034797 | 0.0003796 | 0 | 0 | 0 | 0 | 0
IL Fac. Spec. - NOX Rate Summer v3.1, Unit 309 and retrofits | 586 | 7305 | Rate Constraint in lbs/MMBtu | FALSE | L | Annual | Allowances Purchased NOX | Thousand Tons | 0 | 0 | 0 | 0 | 0 | 0 | 0
IL Fac. Spec. - NOX Rate Summer v3.1, Unit 309 and retrofits | 586 | 7305 | Rate Constraint in lbs/MMBtu | FALSE | L | Annual | Allowances Sold NOX | Thousand Tons | 0 | 0 | 0 | 0 | 0 | 0 | 0
IL Fac. Spec. - NOX Rate Summer v3.1, Unit 309 and retrofits | 586 | 7305 | Rate Constraint in lbs/MMBtu | FALSE | L | Annual | Allowances Banked | Thousand Tons | 0 | 0 | 0 | 0 | 0 | 0 | 0
IL Fac. Spec. - NOX Rate Summer v3.1, Unit 309 and retrofits | 586 | 7305 | Rate Constraint in lbs/MMBtu | FALSE | L | Annual | Allowances Withdrawn (1:1) | Thousand Tons | 0 | 0 | 0 | 0 | 0 | 0 | 0
IL Fac. Spec. - NOX Rate Summer v3.1, Unit 309 and retrofits | 586 | 7305 | Rate Constraint in lbs/MMBtu | FALSE | L | Annual | Allowances Withdrawn (n:1) | Thousand Tons | 0 | 0 | 0 | 0 | 0 | 0 | 0
IL Fac. Spec. - NOX Rate Summer v3.1, Unit 309 and retrofits | 586 | 7305 | Rate Constraint in lbs/MMBtu | FALSE | L | Annual | Net Emissions Allowance Position | Thousand Tons | 0.00034797 | 0.0003796 | 0 | 0 | 0 | 0 | 0
IL Fac. Spec. - NOX Rate Summer v3.1, Unit 309 and retrofits | 586 | 7305 | Rate Constraint in lbs/MMBtu | FALSE | L | Annual | Fuel Consumed | TBtu | 0.0044882 | 0.0048962 | 0 | 0 | 0 | 0 | 0
IL Fac. Spec. - NOX Rate Summer v3.1, Unit 309 and retrofits | 586 | 7305 | Rate Constraint in lbs/MMBtu | FALSE | L | Annual | Rate | lb/MMBtu | 0.15506 | 0.15506 | 0 | 0 | 0 | 0 | 0
IL Fac. Spec. - NOX Rate Summer v3.1, Unit 309 and retrofits | 586 | 7305 | Rate Constraint in lbs/MMBtu | FALSE | L | Annual | Generation | TWh | 0.00036038 | 0.00039314 | 0 | 0 | 0 | 0 | 0
IL Fac. Spec. - NOX Rate Summer v3.1, Unit 309 and retrofits | 586 | 7305 | Rate Constraint in lbs/MMBtu | FALSE | L | Annual | Qualifying Generation | TWh | 0.00036038 | 0.00039314 | 0 | 0 | 0 | 0 | 0
IL Fac. Spec. - NOX Rate Summer v3.1, Unit 309 and retrofits | 586 | 7305 | Rate Constraint in lbs/MMBtu | FALSE | L | Annual | Rate | lb/MWh | 1.9311 | 1.9311 | 0 | 0 | 0 | 0 | 0
IL Fac. Spec. - NOX Rate Summer v3.1, Unit 309 and retrofits | 586 | 7305 | Rate Constraint in lbs/MMBtu | FALSE | L | Annual | Constraint Shadow Price | US2022$/Ton | 0 | 0 | 0 | 0 | 0 | 0 | 0
IL Fac. Spec. - NOX Rate Summer v3.1, Unit 310 and retrofits | 587 | 7305 | Rate Constraint in lbs/MMBtu | FALSE | L | Annual | Seasons Included | Seasons | Summer | Summer | Summer | Summer | Summer | Summer | Summer
IL Fac. Spec. - NOX Rate Summer v3.1, Unit 310 and retrofits | 587 | 7305 | Rate Constraint in lbs/MMBtu | FALSE | L | Annual | Standard NOX | lb/MMBtu | 0.25 | 0.25 | 0.25 | 0.25 | 0.25 | 0.25 | 0.25
IL Fac. Spec. - NOX Rate Summer v3.1, Unit 310 and retrofits | 587 | 7305 | Rate Constraint in lbs/MMBtu | FALSE | L | Annual | Emissions at Affected Plants NOX | Thousand Tons | 0.00031994 | 0.00034902 | 0 | 0 | 0 | 0 | 0
IL Fac. Spec. - NOX Rate Summer v3.1, Unit 310 and retrofits | 587 | 7305 | Rate Constraint in lbs/MMBtu | FALSE | L | Annual | Allowances Purchased NOX | Thousand Tons | 0 | 0 | 0 | 0 | 0 | 0 | 0
IL Fac. Spec. - NOX Rate Summer v3.1, Unit 310 and retrofits | 587 | 7305 | Rate Constraint in lbs/MMBtu | FALSE | L | Annual | Allowances Sold NOX | Thousand Tons | 0 | 0 | 0 | 0 | 0 | 0 | 0
IL Fac. Spec. - NOX Rate Summer v3.1, Unit 310 and retrofits | 587 | 7305 | Rate Constraint in lbs/MMBtu | FALSE | L | Annual | Allowances Banked | Thousand Tons | 0 | 0 | 0 | 0 | 0 | 0 | 0
IL Fac. Spec. - NOX Rate Summer v3.1, Unit 310 and retrofits | 587 | 7305 | Rate Constraint in lbs/MMBtu | FALSE | L | Annual | Allowances Withdrawn (1:1) | Thousand Tons | 0 | 0 | 0 | 0 | 0 | 0 | 0
IL Fac. Spec. - NOX Rate Summer v3.1, Unit 310 and retrofits | 587 | 7305 | Rate Constraint in lbs/MMBtu | FALSE | L | Annual | Allowances Withdrawn (n:1) | Thousand Tons | 0 | 0 | 0 | 0 | 0 | 0 | 0
IL Fac. Spec. - NOX Rate Summer v3.1, Unit 310 and retrofits | 587 | 7305 | Rate Constraint in lbs/MMBtu | FALSE | L | Annual | Net Emissions Allowance Position | Thousand Tons | 0.00031994 | 0.00034902 | 0 | 0 | 0 | 0 | 0
IL Fac. Spec. - NOX Rate Summer v3.1, Unit 310 and retrofits | 587 | 7305 | Rate Constraint in lbs/MMBtu | FALSE | L | Annual | Fuel Consumed | TBtu | 0.0044882 | 0.0048962 | 0 | 0 | 0 | 0 | 0
IL Fac. Spec. - NOX Rate Summer v3.1, Unit 310 and retrofits | 587 | 7305 | Rate Constraint in lbs/MMBtu | FALSE | L | Annual | Rate | lb/MMBtu | 0.14257 | 0.14257 | 0 | 0 | 0 | 0 | 0
IL Fac. Spec. - NOX Rate Summer v3.1, Unit 310 and retrofits | 587 | 7305 | Rate Constraint in lbs/MMBtu | FALSE | L | Annual | Generation | TWh | 0.00036038 | 0.00039314 | 0 | 0 | 0 | 0 | 0
IL Fac. Spec. - NOX Rate Summer v3.1, Unit 310 and retrofits | 587 | 7305 | Rate Constraint in lbs/MMBtu | FALSE | L | Annual | Qualifying Generation | TWh | 0.00036038 | 0.00039314 | 0 | 0 | 0 | 0 | 0
IL Fac. Spec. - NOX Rate Summer v3.1, Unit 310 and retrofits | 587 | 7305 | Rate Constraint in lbs/MMBtu | FALSE | L | Annual | Rate | lb/MWh | 1.7756 | 1.7756 | 0 | 0 | 0 | 0 | 0
IL Fac. Spec. - NOX Rate Summer v3.1, Unit 310 and retrofits | 587 | 7305 | Rate Constraint in lbs/MMBtu | FALSE | L | Annual | Constraint Shadow Price | US2022$/Ton | 0 | 0 | 0 | 0 | 0 | 0 | 0
IL Fac. Spec. - NOX Rate Summer v3.1, Unit 311 and retrofits | 588 | 7305 | Rate Constraint in lbs/MMBtu | FALSE | L | Annual | Seasons Included | Seasons | Summer | Summer | Summer | Summer | Summer | Summer | Summer
IL Fac. Spec. - NOX Rate Summer v3.1, Unit 311 and retrofits | 588 | 7305 | Rate Constraint in lbs/MMBtu | FALSE | L | Annual | Standard NOX | lb/MMBtu | 0.25 | 0.25 | 0.25 | 0.25 | 0.25 | 0.25 | 0.25
IL Fac. Spec. - NOX Rate Summer v3.1, Unit 311 and retrofits | 588 | 7305 | Rate Constraint in lbs/MMBtu | FALSE | L | Annual | Emissions at Affected Plants NOX | Thousand Tons | 0.00032564 | 0.00035524 | 0 | 0 | 0 | 0 | 0
IL Fac. Spec. - NOX Rate Summer v3.1, Unit 311 and retrofits | 588 | 7305 | Rate Constraint in lbs/MMBtu | FALSE | L | Annual | Allowances Purchased NOX | Thousand Tons | 0 | 0 | 0 | 0 | 0 | 0 | 0
IL Fac. Spec. - NOX Rate Summer v3.1, Unit 311 and retrofits | 588 | 7305 | Rate Constraint in lbs/MMBtu | FALSE | L | Annual | Allowances Sold NOX | Thousand Tons | 0 | 0 | 0 | 0 | 0 | 0 | 0
IL Fac. Spec. - NOX Rate Summer v3.1, Unit 311 and retrofits | 588 | 7305 | Rate Constraint in lbs/MMBtu | FALSE | L | Annual | Allowances Banked | Thousand Tons | 0 | 0 | 0 | 0 | 0 | 0 | 0
IL Fac. Spec. - NOX Rate Summer v3.1, Unit 311 and retrofits | 588 | 7305 | Rate Constraint in lbs/MMBtu | FALSE | L | Annual | Allowances Withdrawn (1:1) | Thousand Tons | 0 | 0 | 0 | 0 | 0 | 0 | 0
IL Fac. Spec. - NOX Rate Summer v3.1, Unit 311 and retrofits | 588 | 7305 | Rate Constraint in lbs/MMBtu | FALSE | L | Annual | Allowances Withdrawn (n:1) | Thousand Tons | 0 | 0 | 0 | 0 | 0 | 0 | 0
IL Fac. Spec. - NOX Rate Summer v3.1, Unit 311 and retrofits | 588 | 7305 | Rate Constraint in lbs/MMBtu | FALSE | L | Annual | Net Emissions Allowance Position | Thousand Tons | 0.00032564 | 0.00035524 | 0 | 0 | 0 | 0 | 0
IL Fac. Spec. - NOX Rate Summer v3.1, Unit 311 and retrofits | 588 | 7305 | Rate Constraint in lbs/MMBtu | FALSE | L | Annual | Fuel Consumed | TBtu | 0.0044882 | 0.0048962 | 0 | 0 | 0 | 0 | 0
IL Fac. Spec. - NOX Rate Summer v3.1, Unit 311 and retrofits | 588 | 7305 | Rate Constraint in lbs/MMBtu | FALSE | L | Annual | Rate | lb/MMBtu | 0.14511 | 0.14511 | 0 | 0 | 0 | 0 | 0
IL Fac. Spec. - NOX Rate Summer v3.1, Unit 311 and retrofits | 588 | 7305 | Rate Constraint in lbs/MMBtu | FALSE | L | Annual | Generation | TWh | 0.00036038 | 0.00039314 | 0 | 0 | 0 | 0 | 0
IL Fac. Spec. - NOX Rate Summer v3.1, Unit 311 and retrofits | 588 | 7305 | Rate Constraint in lbs/MMBtu | FALSE | L | Annual | Qualifying Generation | TWh | 0.00036038 | 0.00039314 | 0 | 0 | 0 | 0 | 0
IL Fac. Spec. - NOX Rate Summer v3.1, Unit 311 and retrofits | 588 | 7305 | Rate Constraint in lbs/MMBtu | FALSE | L | Annual | Rate | lb/MWh | 1.8072 | 1.8072 | 0 | 0 | 0 | 0 | 0
IL Fac. Spec. - NOX Rate Summer v3.1, Unit 311 and retrofits | 588 | 7305 | Rate Constraint in lbs/MMBtu | FALSE | L | Annual | Constraint Shadow Price | US2022$/Ton | 0 | 0 | 0 | 0 | 0 | 0 | 0
IL Fac. Spec. - NOX Rate Summer v3.1, Unit 312 and retrofits | 589 | 7305 | Rate Constraint in lbs/MMBtu | FALSE | L | Annual | Seasons Included | Seasons | Summer | Summer | Summer | Summer | Summer | Summer | Summer
IL Fac. Spec. - NOX Rate Summer v3.1, Unit 312 and retrofits | 589 | 7305 | Rate Constraint in lbs/MMBtu | FALSE | L | Annual | Standard NOX | lb/MMBtu | 0.25 | 0.25 | 0.25 | 0.25 | 0.25 | 0.25 | 0.25
IL Fac. Spec. - NOX Rate Summer v3.1, Unit 312 and retrofits | 589 | 7305 | Rate Constraint in lbs/MMBtu | FALSE | L | Annual | Emissions at Affected Plants NOX | Thousand Tons | 0.00033717 | 0.00066327 | 0 | 0 | 0 | 0 | 0
IL Fac. Spec. - NOX Rate Summer v3.1, Unit 312 and retrofits | 589 | 7305 | Rate Constraint in lbs/MMBtu | FALSE | L | Annual | Allowances Purchased NOX | Thousand Tons | 0 | 0 | 0 | 0 | 0 | 0 | 0
IL Fac. Spec. - NOX Rate Summer v3.1, Unit 312 and retrofits | 589 | 7305 | Rate Constraint in lbs/MMBtu | FALSE | L | Annual | Allowances Sold NOX | Thousand Tons | 0 | 0 | 0 | 0 | 0 | 0 | 0
IL Fac. Spec. - NOX Rate Summer v3.1, Unit 312 and retrofits | 589 | 7305 | Rate Constraint in lbs/MMBtu | FALSE | L | Annual | Allowances Banked | Thousand Tons | 0 | 0 | 0 | 0 | 0 | 0 | 0
IL Fac. Spec. - NOX Rate Summer v3.1, Unit 312 and retrofits | 589 | 7305 | Rate Constraint in lbs/MMBtu | FALSE | L | Annual | Allowances Withdrawn (1:1) | Thousand Tons | 0 | 0 | 0 | 0 | 0 | 0 | 0
IL Fac. Spec. - NOX Rate Summer v3.1, Unit 312 and retrofits | 589 | 7305 | Rate Constraint in lbs/MMBtu | FALSE | L | Annual | Allowances Withdrawn (n:1) | Thousand Tons | 0 | 0 | 0 | 0 | 0 | 0 | 0
IL Fac. Spec. - NOX Rate Summer v3.1, Unit 312 and retrofits | 589 | 7305 | Rate Constraint in lbs/MMBtu | FALSE | L | Annual | Net Emissions Allowance Position | Thousand Tons | 0.00033717 | 0.00066327 | 0 | 0 | 0 | 0 | 0
IL Fac. Spec. - NOX Rate Summer v3.1, Unit 312 and retrofits | 589 | 7305 | Rate Constraint in lbs/MMBtu | FALSE | L | Annual | Fuel Consumed | TBtu | 0.0044882 | 0.0088289 | 0 | 0 | 0 | 0 | 0
IL Fac. Spec. - NOX Rate Summer v3.1, Unit 312 and retrofits | 589 | 7305 | Rate Constraint in lbs/MMBtu | FALSE | L | Annual | Rate | lb/MMBtu | 0.15025 | 0.15025 | 0 | 0 | 0 | 0 | 0
IL Fac. Spec. - NOX Rate Summer v3.1, Unit 312 and retrofits | 589 | 7305 | Rate Constraint in lbs/MMBtu | FALSE | L | Annual | Generation | TWh | 0.00036038 | 0.00070892 | 0 | 0 | 0 | 0 | 0
IL Fac. Spec. - NOX Rate Summer v3.1, Unit 312 and retrofits | 589 | 7305 | Rate Constraint in lbs/MMBtu | FALSE | L | Annual | Qualifying Generation | TWh | 0.00036038 | 0.00070892 | 0 | 0 | 0 | 0 | 0
IL Fac. Spec. - NOX Rate Summer v3.1, Unit 312 and retrofits | 589 | 7305 | Rate Constraint in lbs/MMBtu | FALSE | L | Annual | Rate | lb/MWh | 1.8712 | 1.8712 | 0 | 0 | 0 | 0 | 0
IL Fac. Spec. - NOX Rate Summer v3.1, Unit 312 and retrofits | 589 | 7305 | Rate Constraint in lbs/MMBtu | FALSE | L | Annual | Constraint Shadow Price | US2022$/Ton | 0 | 0 | 0 | 0 | 0 | 0 | 0
IL Fac. Spec. - NOX Rate Summer v3.1, Unit 313 and retrofits | 590 | 7305 | Rate Constraint in lbs/MMBtu | FALSE | L | Annual | Seasons Included | Seasons | Summer | Summer | Summer | Summer | Summer | Summer | Summer
IL Fac. Spec. - NOX Rate Summer v3.1, Unit 313 and retrofits | 590 | 7305 | Rate Constraint in lbs/MMBtu | FALSE | L | Annual | Standard NOX | lb/MMBtu | 0.25 | 0.25 | 0.25 | 0.25 | 0.25 | 0.25 | 0.25
IL Fac. Spec. - NOX Rate Summer v3.1, Unit 313 and retrofits | 590 | 7305 | Rate Constraint in lbs/MMBtu | FALSE | L | Annual | Emissions at Affected Plants NOX | Thousand Tons | 0.00032636 | 0.00035602 | 0 | 0 | 0 | 0 | 0
IL Fac. Spec. - NOX Rate Summer v3.1, Unit 313 and retrofits | 590 | 7305 | Rate Constraint in lbs/MMBtu | FALSE | L | Annual | Allowances Purchased NOX | Thousand Tons | 0 | 0 | 0 | 0 | 0 | 0 | 0
IL Fac. Spec. - NOX Rate Summer v3.1, Unit 313 and retrofits | 590 | 7305 | Rate Constraint in lbs/MMBtu | FALSE | L | Annual | Allowances Sold NOX | Thousand Tons | 0 | 0 | 0 | 0 | 0 | 0 | 0
IL Fac. Spec. - NOX Rate Summer v3.1, Unit 313 and retrofits | 590 | 7305 | Rate Constraint in lbs/MMBtu | FALSE | L | Annual | Allowances Banked | Thousand Tons | 0 | 0 | 0 | 0 | 0 | 0 | 0
IL Fac. Spec. - NOX Rate Summer v3.1, Unit 313 and retrofits | 590 | 7305 | Rate Constraint in lbs/MMBtu | FALSE | L | Annual | Allowances Withdrawn (1:1) | Thousand Tons | 0 | 0 | 0 | 0 | 0 | 0 | 0
IL Fac. Spec. - NOX Rate Summer v3.1, Unit 313 and retrofits | 590 | 7305 | Rate Constraint in lbs/MMBtu | FALSE | L | Annual | Allowances Withdrawn (n:1) | Thousand Tons | 0 | 0 | 0 | 0 | 0 | 0 | 0
IL Fac. Spec. - NOX Rate Summer v3.1, Unit 313 and retrofits | 590 | 7305 | Rate Constraint in lbs/MMBtu | FALSE | L | Annual | Net Emissions Allowance Position | Thousand Tons | 0.00032636 | 0.00035602 | 0 | 0 | 0 | 0 | 0
IL Fac. Spec. - NOX Rate Summer v3.1, Unit 313 and retrofits | 590 | 7305 | Rate Constraint in lbs/MMBtu | FALSE | L | Annual | Fuel Consumed | TBtu | 0.0044882 | 0.0048962 | 0 | 0 | 0 | 0 | 0
IL Fac. Spec. - NOX Rate Summer v3.1, Unit 313 and retrofits | 590 | 7305 | Rate Constraint in lbs/MMBtu | FALSE | L | Annual | Rate | lb/MMBtu | 0.14543 | 0.14543 | 0 | 0 | 0 | 0 | 0
IL Fac. Spec. - NOX Rate Summer v3.1, Unit 313 and retrofits | 590 | 7305 | Rate Constraint in lbs/MMBtu | FALSE | L | Annual | Generation | TWh | 0.00036038 | 0.00039314 | 0 | 0 | 0 | 0 | 0
IL Fac. Spec. - NOX Rate Summer v3.1, Unit 313 and retrofits | 590 | 7305 | Rate Constraint in lbs/MMBtu | FALSE | L | Annual | Qualifying Generation | TWh | 0.00036038 | 0.00039314 | 0 | 0 | 0 | 0 | 0
IL Fac. Spec. - NOX Rate Summer v3.1, Unit 313 and retrofits | 590 | 7305 | Rate Constraint in lbs/MMBtu | FALSE | L | Annual | Rate | lb/MWh | 1.8112 | 1.8112 | 0 | 0 | 0 | 0 | 0
IL Fac. Spec. - NOX Rate Summer v3.1, Unit 313 and retrofits | 590 | 7305 | Rate Constraint in lbs/MMBtu | FALSE | L | Annual | Constraint Shadow Price | US2022$/Ton | 0 | 0 | 0 | 0 | 0 | 0 | 0
IL Fac. Spec. - NOX Rate Summer v3.1, Unit 314 and retrofits | 591 | 7305 | Rate Constraint in lbs/MMBtu | FALSE | L | Annual | Seasons Included | Seasons | Summer | Summer | Summer | Summer | Summer | Summer | Summer
IL Fac. Spec. - NOX Rate Summer v3.1, Unit 314 and retrofits | 591 | 7305 | Rate Constraint in lbs/MMBtu | FALSE | L | Annual | Standard NOX | lb/MMBtu | 0.25 | 0.25 | 0.25 | 0.25 | 0.25 | 0.25 | 0.25
IL Fac. Spec. - NOX Rate Summer v3.1, Unit 314 and retrofits | 591 | 7305 | Rate Constraint in lbs/MMBtu | FALSE | L | Annual | Emissions at Affected Plants NOX | Thousand Tons | 0.0088823 | 0.0083484 | 0.0017959 | 0 | 0 | 0 | 0
IL Fac. Spec. - NOX Rate Summer v3.1, Unit 314 and retrofits | 591 | 7305 | Rate Constraint in lbs/MMBtu | FALSE | L | Annual | Allowances Purchased NOX | Thousand Tons | 0 | 0 | 0 | 0 | 0 | 0 | 0
IL Fac. Spec. - NOX Rate Summer v3.1, Unit 314 and retrofits | 591 | 7305 | Rate Constraint in lbs/MMBtu | FALSE | L | Annual | Allowances Sold NOX | Thousand Tons | 0 | 0 | 0 | 0 | 0 | 0 | 0
IL Fac. Spec. - NOX Rate Summer v3.1, Unit 314 and retrofits | 591 | 7305 | Rate Constraint in lbs/MMBtu | FALSE | L | Annual | Allowances Banked | Thousand Tons | 0 | 0 | 0 | 0 | 0 | 0 | 0
IL Fac. Spec. - NOX Rate Summer v3.1, Unit 314 and retrofits | 591 | 7305 | Rate Constraint in lbs/MMBtu | FALSE | L | Annual | Allowances Withdrawn (1:1) | Thousand Tons | 0 | 0 | 0 | 0 | 0 | 0 | 0
IL Fac. Spec. - NOX Rate Summer v3.1, Unit 314 and retrofits | 591 | 7305 | Rate Constraint in lbs/MMBtu | FALSE | L | Annual | Allowances Withdrawn (n:1) | Thousand Tons | 0 | 0 | 0 | 0 | 0 | 0 | 0
IL Fac. Spec. - NOX Rate Summer v3.1, Unit 314 and retrofits | 591 | 7305 | Rate Constraint in lbs/MMBtu | FALSE | L | Annual | Net Emissions Allowance Position | Thousand Tons | 0.0088823 | 0.0083484 | 0.0017959 | 0 | 0 | 0 | 0
IL Fac. Spec. - NOX Rate Summer v3.1, Unit 314 and retrofits | 591 | 7305 | Rate Constraint in lbs/MMBtu | FALSE | L | Annual | Fuel Consumed | TBtu | 0.31548 | 0.29651 | 0.063785 | 0 | 0 | 0 | 0
IL Fac. Spec. - NOX Rate Summer v3.1, Unit 314 and retrofits | 591 | 7305 | Rate Constraint in lbs/MMBtu | FALSE | L | Annual | Rate | lb/MMBtu | 0.05631 | 0.05631 | 0.05631 | 0 | 0 | 0 | 0
IL Fac. Spec. - NOX Rate Summer v3.1, Unit 314 and retrofits | 591 | 7305 | Rate Constraint in lbs/MMBtu | FALSE | L | Annual | Generation | TWh | 0.02936 | 0.027596 | 0.0059363 | 0 | 0 | 0 | 0
IL Fac. Spec. - NOX Rate Summer v3.1, Unit 314 and retrofits | 591 | 7305 | Rate Constraint in lbs/MMBtu | FALSE | L | Annual | Qualifying Generation | TWh | 0.02936 | 0.027596 | 0.0059363 | 0 | 0 | 0 | 0
IL Fac. Spec. - NOX Rate Summer v3.1, Unit 314 and retrofits | 591 | 7305 | Rate Constraint in lbs/MMBtu | FALSE | L | Annual | Rate | lb/MWh | 0.60505 | 0.60505 | 0.60505 | 0 | 0 | 0 | 0
IL Fac. Spec. - NOX Rate Summer v3.1, Unit 314 and retrofits | 591 | 7305 | Rate Constraint in lbs/MMBtu | FALSE | L | Annual | Constraint Shadow Price | US2022$/Ton | 0 | 0 | 0 | 0 | 0 | 0 | 0
IL Fac. Spec. - NOX Rate Summer v3.1, Unit 315 and retrofits | 592 | 7305 | Rate Constraint in lbs/MMBtu | FALSE | L | Annual | Seasons Included | Seasons | Summer | Summer | Summer | Summer | Summer | Summer | Summer
IL Fac. Spec. - NOX Rate Summer v3.1, Unit 315 and retrofits | 592 | 7305 | Rate Constraint in lbs/MMBtu | FALSE | L | Annual | Standard NOX | lb/MMBtu | 0.25 | 0.25 | 0.25 | 0.25 | 0.25 | 0.25 | 0.25
IL Fac. Spec. - NOX Rate Summer v3.1, Unit 315 and retrofits | 592 | 7305 | Rate Constraint in lbs/MMBtu | FALSE | L | Annual | Emissions at Affected Plants NOX | Thousand Tons | 0.01342 | 0.0095728 | 0.0017973 | 0 | 0 | 0 | 0
IL Fac. Spec. - NOX Rate Summer v3.1, Unit 315 and retrofits | 592 | 7305 | Rate Constraint in lbs/MMBtu | FALSE | L | Annual | Allowances Purchased NOX | Thousand Tons | 0 | 0 | 0 | 0 | 0 | 0 | 0
IL Fac. Spec. - NOX Rate Summer v3.1, Unit 315 and retrofits | 592 | 7305 | Rate Constraint in lbs/MMBtu | FALSE | L | Annual | Allowances Sold NOX | Thousand Tons | 0 | 0 | 0 | 0 | 0 | 0 | 0
IL Fac. Spec. - NOX Rate Summer v3.1, Unit 315 and retrofits | 592 | 7305 | Rate Constraint in lbs/MMBtu | FALSE | L | Annual | Allowances Banked | Thousand Tons | 0 | 0 | 0 | 0 | 0 | 0 | 0
IL Fac. Spec. - NOX Rate Summer v3.1, Unit 315 and retrofits | 592 | 7305 | Rate Constraint in lbs/MMBtu | FALSE | L | Annual | Allowances Withdrawn (1:1) | Thousand Tons | 0 | 0 | 0 | 0 | 0 | 0 | 0
IL Fac. Spec. - NOX Rate Summer v3.1, Unit 315 and retrofits | 592 | 7305 | Rate Constraint in lbs/MMBtu | FALSE | L | Annual | Allowances Withdrawn (n:1) | Thousand Tons | 0 | 0 | 0 | 0 | 0 | 0 | 0
IL Fac. Spec. - NOX Rate Summer v3.1, Unit 315 and retrofits | 592 | 7305 | Rate Constraint in lbs/MMBtu | FALSE | L | Annual | Net Emissions Allowance Position | Thousand Tons | 0.01342 | 0.0095728 | 0.0017973 | 0 | 0 | 0 | 0
IL Fac. Spec. - NOX Rate Summer v3.1, Unit 315 and retrofits | 592 | 7305 | Rate Constraint in lbs/MMBtu | FALSE | L | Annual | Fuel Consumed | TBtu | 0.28536 | 0.20355 | 0.038217 | 0 | 0 | 0 | 0
IL Fac. Spec. - NOX Rate Summer v3.1, Unit 315 and retrofits | 592 | 7305 | Rate Constraint in lbs/MMBtu | FALSE | L | Annual | Rate | lb/MMBtu | 0.09406 | 0.09406 | 0.09406 | 0 | 0 | 0 | 0
IL Fac. Spec. - NOX Rate Summer v3.1, Unit 315 and retrofits | 592 | 7305 | Rate Constraint in lbs/MMBtu | FALSE | L | Annual | Generation | TWh | 0.026557 | 0.018943 | 0.0035567 | 0 | 0 | 0 | 0
IL Fac. Spec. - NOX Rate Summer v3.1, Unit 315 and retrofits | 592 | 7305 | Rate Constraint in lbs/MMBtu | FALSE | L | Annual | Qualifying Generation | TWh | 0.026557 | 0.018943 | 0.0035567 | 0 | 0 | 0 | 0
IL Fac. Spec. - NOX Rate Summer v3.1, Unit 315 and retrofits | 592 | 7305 | Rate Constraint in lbs/MMBtu | FALSE | L | Annual | Rate | lb/MWh | 1.0107 | 1.0107 | 1.0107 | 0 | 0 | 0 | 0
IL Fac. Spec. - NOX Rate Summer v3.1, Unit 315 and retrofits | 592 | 7305 | Rate Constraint in lbs/MMBtu | FALSE | L | Annual | Constraint Shadow Price | US2022$/Ton | 0 | 0 | 0 | 0 | 0 | 0 | 0
IL Fac. Spec. - NOX Rate Summer v3.1, Unit 316 and retrofits | 593 | 7305 | Rate Constraint in lbs/MMBtu | FALSE | L | Annual | Seasons Included | Seasons | Summer | Summer | Summer | Summer | Summer | Summer | Summer
IL Fac. Spec. - NOX Rate Summer v3.1, Unit 316 and retrofits | 593 | 7305 | Rate Constraint in lbs/MMBtu | FALSE | L | Annual | Standard NOX | lb/MMBtu | 0.25 | 0.25 | 0.25 | 0.25 | 0.25 | 0.25 | 0.25
IL Fac. Spec. - NOX Rate Summer v3.1, Unit 316 and retrofits | 593 | 7305 | Rate Constraint in lbs/MMBtu | FALSE | L | Annual | Emissions at Affected Plants NOX | Thousand Tons | 0.011702 | 0.0047321 | 0.00083132 | 0 | 0 | 0 | 0
IL Fac. Spec. - NOX Rate Summer v3.1, Unit 316 and retrofits | 593 | 7305 | Rate Constraint in lbs/MMBtu | FALSE | L | Annual | Allowances Purchased NOX | Thousand Tons | 0 | 0 | 0 | 0 | 0 | 0 | 0
IL Fac. Spec. - NOX Rate Summer v3.1, Unit 316 and retrofits | 593 | 7305 | Rate Constraint in lbs/MMBtu | FALSE | L | Annual | Allowances Sold NOX | Thousand Tons | 0 | 0 | 0 | 0 | 0 | 0 | 0
IL Fac. Spec. - NOX Rate Summer v3.1, Unit 316 and retrofits | 593 | 7305 | Rate Constraint in lbs/MMBtu | FALSE | L | Annual | Allowances Banked | Thousand Tons | 0 | 0 | 0 | 0 | 0 | 0 | 0
IL Fac. Spec. - NOX Rate Summer v3.1, Unit 316 and retrofits | 593 | 7305 | Rate Constraint in lbs/MMBtu | FALSE | L | Annual | Allowances Withdrawn (1:1) | Thousand Tons | 0 | 0 | 0 | 0 | 0 | 0 | 0
IL Fac. Spec. - NOX Rate Summer v3.1, Unit 316 and retrofits | 593 | 7305 | Rate Constraint in lbs/MMBtu | FALSE | L | Annual | Allowances Withdrawn (n:1) | Thousand Tons | 0 | 0 | 0 | 0 | 0 | 0 | 0
IL Fac. Spec. - NOX Rate Summer v3.1, Unit 316 and retrofits | 593 | 7305 | Rate Constraint in lbs/MMBtu | FALSE | L | Annual | Net Emissions Allowance Position | Thousand Tons | 0.011702 | 0.0047321 | 0.00083132 | 0 | 0 | 0 | 0
IL Fac. Spec. - NOX Rate Summer v3.1, Unit 316 and retrofits | 593 | 7305 | Rate Constraint in lbs/MMBtu | FALSE | L | Annual | Fuel Consumed | TBtu | 0.28906 | 0.11689 | 0.020534 | 0 | 0 | 0 | 0
IL Fac. Spec. - NOX Rate Summer v3.1, Unit 316 and retrofits | 593 | 7305 | Rate Constraint in lbs/MMBtu | FALSE | L | Annual | Rate | lb/MMBtu | 0.08097 | 0.08097 | 0.08097 | 0 | 0 | 0 | 0
IL Fac. Spec. - NOX Rate Summer v3.1, Unit 316 and retrofits | 593 | 7305 | Rate Constraint in lbs/MMBtu | FALSE | L | Annual | Generation | TWh | 0.026901 | 0.010878 | 0.001911 | 0 | 0 | 0 | 0
IL Fac. Spec. - NOX Rate Summer v3.1, Unit 316 and retrofits | 593 | 7305 | Rate Constraint in lbs/MMBtu | FALSE | L | Annual | Qualifying Generation | TWh | 0.026901 | 0.010878 | 0.001911 | 0 | 0 | 0 | 0
IL Fac. Spec. - NOX Rate Summer v3.1, Unit 316 and retrofits | 593 | 7305 | Rate Constraint in lbs/MMBtu | FALSE | L | Annual | Rate | lb/MWh | 0.87002 | 0.87002 | 0.87002 | 0 | 0 | 0 | 0
IL Fac. Spec. - NOX Rate Summer v3.1, Unit 316 and retrofits | 593 | 7305 | Rate Constraint in lbs/MMBtu | FALSE | L | Annual | Constraint Shadow Price | US2022$/Ton | 0 | 0 | 0 | 0 | 0 | 0 | 0
IL Fac. Spec. - NOX Rate Summer v3.1, Unit 317 and retrofits | 594 | 7305 | Rate Constraint in lbs/MMBtu | FALSE | L | Annual | Seasons Included | Seasons | Summer | Summer | Summer | Summer | Summer | Summer | Summer
IL Fac. Spec. - NOX Rate Summer v3.1, Unit 317 and retrofits | 594 | 7305 | Rate Constraint in lbs/MMBtu | FALSE | L | Annual | Standard NOX | lb/MMBtu | 0.25 | 0.25 | 0.25 | 0.25 | 0.25 | 0.25 | 0.25
IL Fac. Spec. - NOX Rate Summer v3.1, Unit 317 and retrofits | 594 | 7305 | Rate Constraint in lbs/MMBtu | FALSE | L | Annual | Emissions at Affected Plants NOX | Thousand Tons | 0.0065584 | 0.002652 | 0.0012741 | 0 | 0 | 0 | 0
IL Fac. Spec. - NOX Rate Summer v3.1, Unit 317 and retrofits | 594 | 7305 | Rate Constraint in lbs/MMBtu | FALSE | L | Annual | Allowances Purchased NOX | Thousand Tons | 0 | 0 | 0 | 0 | 0 | 0 | 0
IL Fac. Spec. - NOX Rate Summer v3.1, Unit 317 and retrofits | 594 | 7305 | Rate Constraint in lbs/MMBtu | FALSE | L | Annual | Allowances Sold NOX | Thousand Tons | 0 | 0 | 0 | 0 | 0 | 0 | 0
IL Fac. Spec. - NOX Rate Summer v3.1, Unit 317 and retrofits | 594 | 7305 | Rate Constraint in lbs/MMBtu | FALSE | L | Annual | Allowances Banked | Thousand Tons | 0 | 0 | 0 | 0 | 0 | 0 | 0
IL Fac. Spec. - NOX Rate Summer v3.1, Unit 317 and retrofits | 594 | 7305 | Rate Constraint in lbs/MMBtu | FALSE | L | Annual | Allowances Withdrawn (1:1) | Thousand Tons | 0 | 0 | 0 | 0 | 0 | 0 | 0
IL Fac. Spec. - NOX Rate Summer v3.1, Unit 317 and retrofits | 594 | 7305 | Rate Constraint in lbs/MMBtu | FALSE | L | Annual | Allowances Withdrawn (n:1) | Thousand Tons | 0 | 0 | 0 | 0 | 0 | 0 | 0
IL Fac. Spec. - NOX Rate Summer v3.1, Unit 317 and retrofits | 594 | 7305 | Rate Constraint in lbs/MMBtu | FALSE | L | Annual | Net Emissions Allowance Position | Thousand Tons | 0.0065584 | 0.002652 | 0.0012741 | 0 | 0 | 0 | 0
IL Fac. Spec. - NOX Rate Summer v3.1, Unit 317 and retrofits | 594 | 7305 | Rate Constraint in lbs/MMBtu | FALSE | L | Annual | Fuel Consumed | TBtu | 0.30335 | 0.12266 | 0.058933 | 0 | 0 | 0 | 0
IL Fac. Spec. - NOX Rate Summer v3.1, Unit 317 and retrofits | 594 | 7305 | Rate Constraint in lbs/MMBtu | FALSE | L | Annual | Rate | lb/MMBtu | 0.04324 | 0.04324 | 0.04324 | 0 | 0 | 0 | 0
IL Fac. Spec. - NOX Rate Summer v3.1, Unit 317 and retrofits | 594 | 7305 | Rate Constraint in lbs/MMBtu | FALSE | L | Annual | Generation | TWh | 0.028098 | 0.011362 | 0.0054588 | 0 | 0 | 0 | 0
IL Fac. Spec. - NOX Rate Summer v3.1, Unit 317 and retrofits | 594 | 7305 | Rate Constraint in lbs/MMBtu | FALSE | L | Annual | Qualifying Generation | TWh | 0.028098 | 0.011362 | 0.0054588 | 0 | 0 | 0 | 0
IL Fac. Spec. - NOX Rate Summer v3.1, Unit 317 and retrofits | 594 | 7305 | Rate Constraint in lbs/MMBtu | FALSE | L | Annual | Rate | lb/MWh | 0.46682 | 0.46682 | 0.46682 | 0 | 0 | 0 | 0
IL Fac. Spec. - NOX Rate Summer v3.1, Unit 317 and retrofits | 594 | 7305 | Rate Constraint in lbs/MMBtu | FALSE | L | Annual | Constraint Shadow Price | US2022$/Ton | 0 | 0 | 0 | 0 | 0 | 0 | 0
IL Fac. Spec. - NOX Rate Summer v3.1, Unit 318 and retrofits | 595 | 7305 | Rate Constraint in lbs/MMBtu | FALSE | L | Annual | Seasons Included | Seasons | Summer | Summer | Summer | Summer | Summer | Summer | Summer
IL Fac. Spec. - NOX Rate Summer v3.1, Unit 318 and retrofits | 595 | 7305 | Rate Constraint in lbs/MMBtu | FALSE | L | Annual | Standard NOX | lb/MMBtu | 0.25 | 0.25 | 0.25 | 0.25 | 0.25 | 0.25 | 0.25
IL Fac. Spec. - NOX Rate Summer v3.1, Unit 318 and retrofits | 595 | 7305 | Rate Constraint in lbs/MMBtu | FALSE | L | Annual | Emissions at Affected Plants NOX | Thousand Tons | 0.0036304 | 0.001468 | 0.00073401 | 0 | 0 | 0 | 0
IL Fac. Spec. - NOX Rate Summer v3.1, Unit 318 and retrofits | 595 | 7305 | Rate Constraint in lbs/MMBtu | FALSE | L | Annual | Allowances Purchased NOX | Thousand Tons | 0 | 0 | 0 | 0 | 0 | 0 | 0
IL Fac. Spec. - NOX Rate Summer v3.1, Unit 318 and retrofits | 595 | 7305 | Rate Constraint in lbs/MMBtu | FALSE | L | Annual | Allowances Sold NOX | Thousand Tons | 0 | 0 | 0 | 0 | 0 | 0 | 0
IL Fac. Spec. - NOX Rate Summer v3.1, Unit 318 and retrofits | 595 | 7305 | Rate Constraint in lbs/MMBtu | FALSE | L | Annual | Allowances Banked | Thousand Tons | 0 | 0 | 0 | 0 | 0 | 0 | 0
IL Fac. Spec. - NOX Rate Summer v3.1, Unit 318 and retrofits | 595 | 7305 | Rate Constraint in lbs/MMBtu | FALSE | L | Annual | Allowances Withdrawn (1:1) | Thousand Tons | 0 | 0 | 0 | 0 | 0 | 0 | 0
IL Fac. Spec. - NOX Rate Summer v3.1, Unit 318 and retrofits | 595 | 7305 | Rate Constraint in lbs/MMBtu | FALSE | L | Annual | Allowances Withdrawn (n:1) | Thousand Tons | 0 | 0 | 0 | 0 | 0 | 0 | 0
IL Fac. Spec. - NOX Rate Summer v3.1, Unit 318 and retrofits | 595 | 7305 | Rate Constraint in lbs/MMBtu | FALSE | L | Annual | Net Emissions Allowance Position | Thousand Tons | 0.0036304 | 0.001468 | 0.00073401 | 0 | 0 | 0 | 0
IL Fac. Spec. - NOX Rate Summer v3.1, Unit 318 and retrofits | 595 | 7305 | Rate Constraint in lbs/MMBtu | FALSE | L | Annual | Fuel Consumed | TBtu | 0.087892 | 0.035541 | 0.017771 | 0 | 0 | 0 | 0
IL Fac. Spec. - NOX Rate Summer v3.1, Unit 318 and retrofits | 595 | 7305 | Rate Constraint in lbs/MMBtu | FALSE | L | Annual | Rate | lb/MMBtu | 0.08261 | 0.08261 | 0.08261 | 0 | 0 | 0 | 0
IL Fac. Spec. - NOX Rate Summer v3.1, Unit 318 and retrofits | 595 | 7305 | Rate Constraint in lbs/MMBtu | FALSE | L | Annual | Generation | TWh | 0.0081639 | 0.0033012 | 0.0016506 | 0 | 0 | 0 | 0
IL Fac. Spec. - NOX Rate Summer v3.1, Unit 318 and retrofits | 595 | 7305 | Rate Constraint in lbs/MMBtu | FALSE | L | Annual | Qualifying Generation | TWh | 0.0081639 | 0.0033012 | 0.0016506 | 0 | 0 | 0 | 0
IL Fac. Spec. - NOX Rate Summer v3.1, Unit 318 and retrofits | 595 | 7305 | Rate Constraint in lbs/MMBtu | FALSE | L | Annual | Rate | lb/MWh | 0.88938 | 0.88938 | 0.88938 | 0 | 0 | 0 | 0
IL Fac. Spec. - NOX Rate Summer v3.1, Unit 318 and retrofits | 595 | 7305 | Rate Constraint in lbs/MMBtu | FALSE | L | Annual | Constraint Shadow Price | US2022$/Ton | 0 | 0 | 0 | 0 | 0 | 0 | 0
IL Fac. Spec. - NOX Rate Summer v3.1, Unit 319 and retrofits | 596 | 7305 | Rate Constraint in lbs/MMBtu | FALSE | L | Annual | Seasons Included | Seasons | Summer | Summer | Summer | Summer | Summer | Summer | Summer
IL Fac. Spec. - NOX Rate Summer v3.1, Unit 319 and retrofits | 596 | 7305 | Rate Constraint in lbs/MMBtu | FALSE | L | Annual | Standard NOX | lb/MMBtu | 0.25 | 0.25 | 0.25 | 0.25 | 0.25 | 0.25 | 0.25
IL Fac. Spec. - NOX Rate Summer v3.1, Unit 319 and retrofits | 596 | 7305 | Rate Constraint in lbs/MMBtu | FALSE | L | Annual | Emissions at Affected Plants NOX | Thousand Tons | 0.005634 | 0.0022782 | 0.001016 | 0 | 0 | 0 | 0
IL Fac. Spec. - NOX Rate Summer v3.1, Unit 319 and retrofits | 596 | 7305 | Rate Constraint in lbs/MMBtu | FALSE | L | Annual | Allowances Purchased NOX | Thousand Tons | 0 | 0 | 0 | 0 | 0 | 0 | 0
IL Fac. Spec. - NOX Rate Summer v3.1, Unit 319 and retrofits | 596 | 7305 | Rate Constraint in lbs/MMBtu | FALSE | L | Annual | Allowances Sold NOX | Thousand Tons | 0 | 0 | 0 | 0 | 0 | 0 | 0
IL Fac. Spec. - NOX Rate Summer v3.1, Unit 319 and retrofits | 596 | 7305 | Rate Constraint in lbs/MMBtu | FALSE | L | Annual | Allowances Banked | Thousand Tons | 0 | 0 | 0 | 0 | 0 | 0 | 0
IL Fac. Spec. - NOX Rate Summer v3.1, Unit 319 and retrofits | 596 | 7305 | Rate Constraint in lbs/MMBtu | FALSE | L | Annual | Allowances Withdrawn (1:1) | Thousand Tons | 0 | 0 | 0 | 0 | 0 | 0 | 0
IL Fac. Spec. - NOX Rate Summer v3.1, Unit 319 and retrofits | 596 | 7305 | Rate Constraint in lbs/MMBtu | FALSE | L | Annual | Allowances Withdrawn (n:1) | Thousand Tons | 0 | 0 | 0 | 0 | 0 | 0 | 0
IL Fac. Spec. - NOX Rate Summer v3.1, Unit 319 and retrofits | 596 | 7305 | Rate Constraint in lbs/MMBtu | FALSE | L | Annual | Net Emissions Allowance Position | Thousand Tons | 0.005634 | 0.0022782 | 0.001016 | 0 | 0 | 0 | 0
IL Fac. Spec. - NOX Rate Summer v3.1, Unit 319 and retrofits | 596 | 7305 | Rate Constraint in lbs/MMBtu | FALSE | L | Annual | Fuel Consumed | TBtu | 0.29786 | 0.12045 | 0.053713 | 0 | 0 | 0 | 0
IL Fac. Spec. - NOX Rate Summer v3.1, Unit 319 and retrofits | 596 | 7305 | Rate Constraint in lbs/MMBtu | FALSE | L | Annual | Rate | lb/MMBtu | 0.03783 | 0.03783 | 0.03783 | 0 | 0 | 0 | 0
IL Fac. Spec. - NOX Rate Summer v3.1, Unit 319 and retrofits | 596 | 7305 | Rate Constraint in lbs/MMBtu | FALSE | L | Annual | Generation | TWh | 0.02759 | 0.011157 | 0.0049752 | 0 | 0 | 0 | 0
IL Fac. Spec. - NOX Rate Summer v3.1, Unit 319 and retrofits | 596 | 7305 | Rate Constraint in lbs/MMBtu | FALSE | L | Annual | Qualifying Generation | TWh | 0.02759 | 0.011157 | 0.0049752 | 0 | 0 | 0 | 0
IL Fac. Spec. - NOX Rate Summer v3.1, Unit 319 and retrofits | 596 | 7305 | Rate Constraint in lbs/MMBtu | FALSE | L | Annual | Rate | lb/MWh | 0.40841 | 0.40841 | 0.40841 | 0 | 0 | 0 | 0
IL Fac. Spec. - NOX Rate Summer v3.1, Unit 319 and retrofits | 596 | 7305 | Rate Constraint in lbs/MMBtu | FALSE | L | Annual | Constraint Shadow Price | US2022$/Ton | 0 | 0 | 0 | 0 | 0 | 0 | 0
IL Fac. Spec. - NOX Rate Summer v3.1, Unit 320 and retrofits | 597 | 7305 | Rate Constraint in lbs/MMBtu | FALSE | L | Annual | Seasons Included | Seasons | Summer | Summer | Summer | Summer | Summer | Summer | Summer
IL Fac. Spec. - NOX Rate Summer v3.1, Unit 320 and retrofits | 597 | 7305 | Rate Constraint in lbs/MMBtu | FALSE | L | Annual | Standard NOX | lb/MMBtu | 0.25 | 0.25 | 0.25 | 0.25 | 0.25 | 0.25 | 0.25
IL Fac. Spec. - NOX Rate Summer v3.1, Unit 320 and retrofits | 597 | 7305 | Rate Constraint in lbs/MMBtu | FALSE | L | Annual | Emissions at Affected Plants NOX | Thousand Tons | 0.0057144 | 0.0023108 | 0.0010305 | 0 | 0 | 0 | 0
IL Fac. Spec. - NOX Rate Summer v3.1, Unit 320 and retrofits | 597 | 7305 | Rate Constraint in lbs/MMBtu | FALSE | L | Annual | Allowances Purchased NOX | Thousand Tons | 0 | 0 | 0 | 0 | 0 | 0 | 0
IL Fac. Spec. - NOX Rate Summer v3.1, Unit 320 and retrofits | 597 | 7305 | Rate Constraint in lbs/MMBtu | FALSE | L | Annual | Allowances Sold NOX | Thousand Tons | 0 | 0 | 0 | 0 | 0 | 0 | 0
IL Fac. Spec. - NOX Rate Summer v3.1, Unit 320 and retrofits | 597 | 7305 | Rate Constraint in lbs/MMBtu | FALSE | L | Annual | Allowances Banked | Thousand Tons | 0 | 0 | 0 | 0 | 0 | 0 | 0
IL Fac. Spec. - NOX Rate Summer v3.1, Unit 320 and retrofits | 597 | 7305 | Rate Constraint in lbs/MMBtu | FALSE | L | Annual | Allowances Withdrawn (1:1) | Thousand Tons | 0 | 0 | 0 | 0 | 0 | 0 | 0
IL Fac. Spec. - NOX Rate Summer v3.1, Unit 320 and retrofits | 597 | 7305 | Rate Constraint in lbs/MMBtu | FALSE | L | Annual | Allowances Withdrawn (n:1) | Thousand Tons | 0 | 0 | 0 | 0 | 0 | 0 | 0
IL Fac. Spec. - NOX Rate Summer v3.1, Unit 320 and retrofits | 597 | 7305 | Rate Constraint in lbs/MMBtu | FALSE | L | Annual | Net Emissions Allowance Position | Thousand Tons | 0.0057144 | 0.0023108 | 0.0010305 | 0 | 0 | 0 | 0
IL Fac. Spec. - NOX Rate Summer v3.1, Unit 320 and retrofits | 597 | 7305 | Rate Constraint in lbs/MMBtu | FALSE | L | Annual | Fuel Consumed | TBtu | 0.29207 | 0.11811 | 0.052669 | 0 | 0 | 0 | 0
IL Fac. Spec. - NOX Rate Summer v3.1, Unit 320 and retrofits | 597 | 7305 | Rate Constraint in lbs/MMBtu | FALSE | L | Annual | Rate | lb/MMBtu | 0.03913 | 0.03913 | 0.03913 | 0 | 0 | 0 | 0
IL Fac. Spec. - NOX Rate Summer v3.1, Unit 320 and retrofits | 597 | 7305 | Rate Constraint in lbs/MMBtu | FALSE | L | Annual | Generation | TWh | 0.027049 | 0.010938 | 0.0048777 | 0 | 0 | 0 | 0
IL Fac. Spec. - NOX Rate Summer v3.1, Unit 320 and retrofits | 597 | 7305 | Rate Constraint in lbs/MMBtu | FALSE | L | Annual | Qualifying Generation | TWh | 0.027049 | 0.010938 | 0.0048777 | 0 | 0 | 0 | 0
IL Fac. Spec. - NOX Rate Summer v3.1, Unit 320 and retrofits | 597 | 7305 | Rate Constraint in lbs/MMBtu | FALSE | L | Annual | Rate | lb/MWh | 0.42253 | 0.42253 | 0.42253 | 0 | 0 | 0 | 0
IL Fac. Spec. - NOX Rate Summer v3.1, Unit 320 and retrofits | 597 | 7305 | Rate Constraint in lbs/MMBtu | FALSE | L | Annual | Constraint Shadow Price | US2022$/Ton | 0 | 0 | 0 | 0 | 0 | 0 | 0
IL Fac. Spec. - NOX Rate Summer v3.1, Unit 321 and retrofits | 598 | 7305 | Rate Constraint in lbs/MMBtu | FALSE | L | Annual | Seasons Included | Seasons | Summer | Summer | Summer | Summer | Summer | Summer | Summer
IL Fac. Spec. - NOX Rate Summer v3.1, Unit 321 and retrofits | 598 | 7305 | Rate Constraint in lbs/MMBtu | FALSE | L | Annual | Standard NOX | lb/MMBtu | 0.25 | 0.25 | 0.25 | 0.25 | 0.25 | 0.25 | 0.25
IL Fac. Spec. - NOX Rate Summer v3.1, Unit 321 and retrofits | 598 | 7305 | Rate Constraint in lbs/MMBtu | FALSE | L | Annual | Emissions at Affected Plants NOX | Thousand Tons | 0.0050678 | 0.0020493 | 0.00091387 | 0 | 0 | 0 | 0
IL Fac. Spec. - NOX Rate Summer v3.1, Unit 321 and retrofits | 598 | 7305 | Rate Constraint in lbs/MMBtu | FALSE | L | Annual | Allowances Purchased NOX | Thousand Tons | 0 | 0 | 0 | 0 | 0 | 0 | 0
IL Fac. Spec. - NOX Rate Summer v3.1, Unit 321 and retrofits | 598 | 7305 | Rate Constraint in lbs/MMBtu | FALSE | L | Annual | Allowances Sold NOX | Thousand Tons | 0 | 0 | 0 | 0 | 0 | 0 | 0
IL Fac. Spec. - NOX Rate Summer v3.1, Unit 321 and retrofits | 598 | 7305 | Rate Constraint in lbs/MMBtu | FALSE | L | Annual | Allowances Banked | Thousand Tons | 0 | 0 | 0 | 0 | 0 | 0 | 0
IL Fac. Spec. - NOX Rate Summer v3.1, Unit 321 and retrofits | 598 | 7305 | Rate Constraint in lbs/MMBtu | FALSE | L | Annual | Allowances Withdrawn (1:1) | Thousand Tons | 0 | 0 | 0 | 0 | 0 | 0 | 0
IL Fac. Spec. - NOX Rate Summer v3.1, Unit 321 and retrofits | 598 | 7305 | Rate Constraint in lbs/MMBtu | FALSE | L | Annual | Allowances Withdrawn (n:1) | Thousand Tons | 0 | 0 | 0 | 0 | 0 | 0 | 0
IL Fac. Spec. - NOX Rate Summer v3.1, Unit 321 and retrofits | 598 | 7305 | Rate Constraint in lbs/MMBtu | FALSE | L | Annual | Net Emissions Allowance Position | Thousand Tons | 0.0050678 | 0.0020493 | 0.00091387 | 0 | 0 | 0 | 0
IL Fac. Spec. - NOX Rate Summer v3.1, Unit 321 and retrofits | 598 | 7305 | Rate Constraint in lbs/MMBtu | FALSE | L | Annual | Fuel Consumed | TBtu | 0.29084 | 0.11761 | 0.052446 | 0 | 0 | 0 | 0
IL Fac. Spec. - NOX Rate Summer v3.1, Unit 321 and retrofits | 598 | 7305 | Rate Constraint in lbs/MMBtu | FALSE | L | Annual | Rate | lb/MMBtu | 0.03485 | 0.03485 | 0.03485 | 0 | 0 | 0 | 0
IL Fac. Spec. - NOX Rate Summer v3.1, Unit 321 and retrofits | 598 | 7305 | Rate Constraint in lbs/MMBtu | FALSE | L | Annual | Generation | TWh | 0.026934 | 0.010891 | 0.004857 | 0 | 0 | 0 | 0
IL Fac. Spec. - NOX Rate Summer v3.1, Unit 321 and retrofits | 598 | 7305 | Rate Constraint in lbs/MMBtu | FALSE | L | Annual | Qualifying Generation | TWh | 0.026934 | 0.010891 | 0.004857 | 0 | 0 | 0 | 0
IL Fac. Spec. - NOX Rate Summer v3.1, Unit 321 and retrofits | 598 | 7305 | Rate Constraint in lbs/MMBtu | FALSE | L | Annual | Rate | lb/MWh | 0.37631 | 0.37631 | 0.37631 | 0 | 0 | 0 | 0
IL Fac. Spec. - NOX Rate Summer v3.1, Unit 321 and retrofits | 598 | 7305 | Rate Constraint in lbs/MMBtu | FALSE | L | Annual | Constraint Shadow Price | US2022$/Ton | 0 | 0 | 0 | 0 | 0 | 0 | 0
IL Fac. Spec. - NOX Rate Summer v3.1, Unit 322 and retrofits | 599 | 7305 | Rate Constraint in lbs/MMBtu | FALSE | L | Annual | Seasons Included | Seasons | Summer | Summer | Summer | Summer | Summer | Summer | Summer
IL Fac. Spec. - NOX Rate Summer v3.1, Unit 322 and retrofits | 599 | 7305 | Rate Constraint in lbs/MMBtu | FALSE | L | Annual | Standard NOX | lb/MMBtu | 0.25 | 0.25 | 0.25 | 0.25 | 0.25 | 0.25 | 0.25
IL Fac. Spec. - NOX Rate Summer v3.1, Unit 322 and retrofits | 599 | 7305 | Rate Constraint in lbs/MMBtu | FALSE | L | Annual | Emissions at Affected Plants NOX | Thousand Tons | 0.0038198 | 0.0015446 | 0.00068882 | 0 | 0 | 0 | 0
IL Fac. Spec. - NOX Rate Summer v3.1, Unit 322 and retrofits | 599 | 7305 | Rate Constraint in lbs/MMBtu | FALSE | L | Annual | Allowances Purchased NOX | Thousand Tons | 0 | 0 | 0 | 0 | 0 | 0 | 0
IL Fac. Spec. - NOX Rate Summer v3.1, Unit 322 and retrofits | 599 | 7305 | Rate Constraint in lbs/MMBtu | FALSE | L | Annual | Allowances Sold NOX | Thousand Tons | 0 | 0 | 0 | 0 | 0 | 0 | 0
IL Fac. Spec. - NOX Rate Summer v3.1, Unit 322 and retrofits | 599 | 7305 | Rate Constraint in lbs/MMBtu | FALSE | L | Annual | Allowances Banked | Thousand Tons | 0 | 0 | 0 | 0 | 0 | 0 | 0
IL Fac. Spec. - NOX Rate Summer v3.1, Unit 322 and retrofits | 599 | 7305 | Rate Constraint in lbs/MMBtu | FALSE | L | Annual | Allowances Withdrawn (1:1) | Thousand Tons | 0 | 0 | 0 | 0 | 0 | 0 | 0
IL Fac. Spec. - NOX Rate Summer v3.1, Unit 322 and retrofits | 599 | 7305 | Rate Constraint in lbs/MMBtu | FALSE | L | Annual | Allowances Withdrawn (n:1) | Thousand Tons | 0 | 0 | 0 | 0 | 0 | 0 | 0
IL Fac. Spec. - NOX Rate Summer v3.1, Unit 322 and retrofits | 599 | 7305 | Rate Constraint in lbs/MMBtu | FALSE | L | Annual | Net Emissions Allowance Position | Thousand Tons | 0.0038198 | 0.0015446 | 0.00068882 | 0 | 0 | 0 | 0
IL Fac. Spec. - NOX Rate Summer v3.1, Unit 322 and retrofits | 599 | 7305 | Rate Constraint in lbs/MMBtu | FALSE | L | Annual | Fuel Consumed | TBtu | 0.084008 | 0.03397 | 0.015149 | 0 | 0 | 0 | 0
IL Fac. Spec. - NOX Rate Summer v3.1, Unit 322 and retrofits | 599 | 7305 | Rate Constraint in lbs/MMBtu | FALSE | L | Annual | Rate | lb/MMBtu | 0.09094 | 0.09094 | 0.09094 | 0 | 0 | 0 | 0
IL Fac. Spec. - NOX Rate Summer v3.1, Unit 322 and retrofits | 599 | 7305 | Rate Constraint in lbs/MMBtu | FALSE | L | Annual | Generation | TWh | 0.0077778 | 0.0031451 | 0.0014026 | 0 | 0 | 0 | 0
IL Fac. Spec. - NOX Rate Summer v3.1, Unit 322 and retrofits | 599 | 7305 | Rate Constraint in lbs/MMBtu | FALSE | L | Annual | Qualifying Generation | TWh | 0.0077778 | 0.0031451 | 0.0014026 | 0 | 0 | 0 | 0
IL Fac. Spec. - NOX Rate Summer v3.1, Unit 322 and retrofits | 599 | 7305 | Rate Constraint in lbs/MMBtu | FALSE | L | Annual | Rate | lb/MWh | 0.98224 | 0.98224 | 0.98224 | 0 | 0 | 0 | 0
IL Fac. Spec. - NOX Rate Summer v3.1, Unit 322 and retrofits | 599 | 7305 | Rate Constraint in lbs/MMBtu | FALSE | L | Annual | Constraint Shadow Price | US2022$/Ton | 0 | 0 | 0 | 0 | 0 | 0 | 0
IL Fac. Spec. - NOX Rate Summer v3.1, Unit 323 and retrofits | 600 | 7305 | Rate Constraint in lbs/MMBtu | FALSE | L | Annual | Seasons Included | Seasons | Summer | Summer | Summer | Summer | Summer | Summer | Summer
IL Fac. Spec. - NOX Rate Summer v3.1, Unit 323 and retrofits | 600 | 7305 | Rate Constraint in lbs/MMBtu | FALSE | L | Annual | Standard NOX | lb/MMBtu | 0.25 | 0.25 | 0.25 | 0.25 | 0.25 | 0.25 | 0.25
IL Fac. Spec. - NOX Rate Summer v3.1, Unit 323 and retrofits | 600 | 7305 | Rate Constraint in lbs/MMBtu | FALSE | L | Annual | Emissions at Affected Plants NOX | Thousand Tons | 0.0039572 | 0.0016002 | 0.00071359 | 0 | 0 | 0 | 0
IL Fac. Spec. - NOX Rate Summer v3.1, Unit 323 and retrofits | 600 | 7305 | Rate Constraint in lbs/MMBtu | FALSE | L | Annual | Allowances Purchased NOX | Thousand Tons | 0 | 0 | 0 | 0 | 0 | 0 | 0
IL Fac. Spec. - NOX Rate Summer v3.1, Unit 323 and retrofits | 600 | 7305 | Rate Constraint in lbs/MMBtu | FALSE | L | Annual | Allowances Sold NOX | Thousand Tons | 0 | 0 | 0 | 0 | 0 | 0 | 0
IL Fac. Spec. - NOX Rate Summer v3.1, Unit 323 and retrofits | 600 | 7305 | Rate Constraint in lbs/MMBtu | FALSE | L | Annual | Allowances Banked | Thousand Tons | 0 | 0 | 0 | 0 | 0 | 0 | 0
IL Fac. Spec. - NOX Rate Summer v3.1, Unit 323 and retrofits | 600 | 7305 | Rate Constraint in lbs/MMBtu | FALSE | L | Annual | Allowances Withdrawn (1:1) | Thousand Tons | 0 | 0 | 0 | 0 | 0 | 0 | 0
IL Fac. Spec. - NOX Rate Summer v3.1, Unit 323 and retrofits | 600 | 7305 | Rate Constraint in lbs/MMBtu | FALSE | L | Annual | Allowances Withdrawn (n:1) | Thousand Tons | 0 | 0 | 0 | 0 | 0 | 0 | 0
IL Fac. Spec. - NOX Rate Summer v3.1, Unit 323 and retrofits | 600 | 7305 | Rate Constraint in lbs/MMBtu | FALSE | L | Annual | Net Emissions Allowance Position | Thousand Tons | 0.0039572 | 0.0016002 | 0.00071359 | 0 | 0 | 0 | 0
IL Fac. Spec. - NOX Rate Summer v3.1, Unit 323 and retrofits | 600 | 7305 | Rate Constraint in lbs/MMBtu | FALSE | L | Annual | Fuel Consumed | TBtu | 0.087791 | 0.0355 | 0.015831 | 0 | 0 | 0 | 0
IL Fac. Spec. - NOX Rate Summer v3.1, Unit 323 and retrofits | 600 | 7305 | Rate Constraint in lbs/MMBtu | FALSE | L | Annual | Rate | lb/MMBtu | 0.09015 | 0.09015 | 0.09015 | 0 | 0 | 0 | 0
IL Fac. Spec. - NOX Rate Summer v3.1, Unit 323 and retrofits | 600 | 7305 | Rate Constraint in lbs/MMBtu | FALSE | L | Annual | Generation | TWh | 0.0081311 | 0.003288 | 0.0014663 | 0 | 0 | 0 | 0
IL Fac. Spec. - NOX Rate Summer v3.1, Unit 323 and retrofits | 600 | 7305 | Rate Constraint in lbs/MMBtu | FALSE | L | Annual | Qualifying Generation | TWh | 0.0081311 | 0.003288 | 0.0014663 | 0 | 0 | 0 | 0
IL Fac. Spec. - NOX Rate Summer v3.1, Unit 323 and retrofits | 600 | 7305 | Rate Constraint in lbs/MMBtu | FALSE | L | Annual | Rate | lb/MWh | 0.97335 | 0.97335 | 0.97335 | 0 | 0 | 0 | 0
IL Fac. Spec. - NOX Rate Summer v3.1, Unit 323 and retrofits | 600 | 7305 | Rate Constraint in lbs/MMBtu | FALSE | L | Annual | Constraint Shadow Price | US2022$/Ton | 0 | 0 | 0 | 0 | 0 | 0 | 0
IL Fac. Spec. - NOX Rate Summer v3.1, Unit 324 and retrofits | 601 | 7305 | Rate Constraint in lbs/MMBtu | FALSE | L | Annual | Seasons Included | Seasons | Summer | Summer | Summer | Summer | Summer | Summer | Summer
IL Fac. Spec. - NOX Rate Summer v3.1, Unit 324 and retrofits | 601 | 7305 | Rate Constraint in lbs/MMBtu | FALSE | L | Annual | Standard NOX | lb/MMBtu | 0.25 | 0.25 | 0.25 | 0.25 | 0.25 | 0.25 | 0.25
IL Fac. Spec. - NOX Rate Summer v3.1, Unit 324 and retrofits | 601 | 7305 | Rate Constraint in lbs/MMBtu | FALSE | L | Annual | Emissions at Affected Plants NOX | Thousand Tons | 0.0039428 | 0.0015944 | 0.000711 | 0 | 0 | 0 | 0
IL Fac. Spec. - NOX Rate Summer v3.1, Unit 324 and retrofits | 601 | 7305 | Rate Constraint in lbs/MMBtu | FALSE | L | Annual | Allowances Purchased NOX | Thousand Tons | 0 | 0 | 0 | 0 | 0 | 0 | 0
IL Fac. Spec. - NOX Rate Summer v3.1, Unit 324 and retrofits | 601 | 7305 | Rate Constraint in lbs/MMBtu | FALSE | L | Annual | Allowances Sold NOX | Thousand Tons | 0 | 0 | 0 | 0 | 0 | 0 | 0
IL Fac. Spec. - NOX Rate Summer v3.1, Unit 324 and retrofits | 601 | 7305 | Rate Constraint in lbs/MMBtu | FALSE | L | Annual | Allowances Banked | Thousand Tons | 0 | 0 | 0 | 0 | 0 | 0 | 0
IL Fac. Spec. - NOX Rate Summer v3.1, Unit 324 and retrofits | 601 | 7305 | Rate Constraint in lbs/MMBtu | FALSE | L | Annual | Allowances Withdrawn (1:1) | Thousand Tons | 0 | 0 | 0 | 0 | 0 | 0 | 0
IL Fac. Spec. - NOX Rate Summer v3.1, Unit 324 and retrofits | 601 | 7305 | Rate Constraint in lbs/MMBtu | FALSE | L | Annual | Allowances Withdrawn (n:1) | Thousand Tons | 0 | 0 | 0 | 0 | 0 | 0 | 0
IL Fac. Spec. - NOX Rate Summer v3.1, Unit 324 and retrofits | 601 | 7305 | Rate Constraint in lbs/MMBtu | FALSE | L | Annual | Net Emissions Allowance Position | Thousand Tons | 0.0039428 | 0.0015944 | 0.000711 | 0 | 0 | 0 | 0
IL Fac. Spec. - NOX Rate Summer v3.1, Unit 324 and retrofits | 601 | 7305 | Rate Constraint in lbs/MMBtu | FALSE | L | Annual | Fuel Consumed | TBtu | 0.088693 | 0.035865 | 0.015994 | 0 | 0 | 0 | 0
IL Fac. Spec. - NOX Rate Summer v3.1, Unit 324 and retrofits | 601 | 7305 | Rate Constraint in lbs/MMBtu | FALSE | L | Annual | Rate | lb/MMBtu | 0.08891 | 0.08891 | 0.08891 | 0 | 0 | 0 | 0
IL Fac. Spec. - NOX Rate Summer v3.1, Unit 324 and retrofits | 601 | 7305 | Rate Constraint in lbs/MMBtu | FALSE | L | Annual | Generation | TWh | 0.008213 | 0.0033211 | 0.001481 | 0 | 0 | 0 | 0
IL Fac. Spec. - NOX Rate Summer v3.1, Unit 324 and retrofits | 601 | 7305 | Rate Constraint in lbs/MMBtu | FALSE | L | Annual | Qualifying Generation | TWh | 0.008213 | 0.0033211 | 0.001481 | 0 | 0 | 0 | 0
IL Fac. Spec. - NOX Rate Summer v3.1, Unit 324 and retrofits | 601 | 7305 | Rate Constraint in lbs/MMBtu | FALSE | L | Annual | Rate | lb/MWh | 0.96014 | 0.96014 | 0.96014 | 0 | 0 | 0 | 0
IL Fac. Spec. - NOX Rate Summer v3.1, Unit 324 and retrofits | 601 | 7305 | Rate Constraint in lbs/MMBtu | FALSE | L | Annual | Constraint Shadow Price | US2022$/Ton | 0 | 0 | 0 | 0 | 0 | 0 | 0
IL Fac. Spec. - NOX Rate Summer v3.1, Unit 325 and retrofits | 602 | 7305 | Rate Constraint in lbs/MMBtu | FALSE | L | Annual | Seasons Included | Seasons | Summer | Summer | Summer | Summer | Summer | Summer | Summer
IL Fac. Spec. - NOX Rate Summer v3.1, Unit 325 and retrofits | 602 | 7305 | Rate Constraint in lbs/MMBtu | FALSE | L | Annual | Standard NOX | lb/MMBtu | 0.25 | 0.25 | 0.25 | 0.25 | 0.25 | 0.25 | 0.25
IL Fac. Spec. - NOX Rate Summer v3.1, Unit 325 and retrofits | 602 | 7305 | Rate Constraint in lbs/MMBtu | FALSE | L | Annual | Emissions at Affected Plants NOX | Thousand Tons | 0.0040763 | 0.0016483 | 0.00073507 | 0 | 0 | 0 | 0
IL Fac. Spec. - NOX Rate Summer v3.1, Unit 325 and retrofits | 602 | 7305 | Rate Constraint in lbs/MMBtu | FALSE | L | Annual | Allowances Purchased NOX | Thousand Tons | 0 | 0 | 0 | 0 | 0 | 0 | 0
IL Fac. Spec. - NOX Rate Summer v3.1, Unit 325 and retrofits | 602 | 7305 | Rate Constraint in lbs/MMBtu | FALSE | L | Annual | Allowances Sold NOX | Thousand Tons | 0 | 0 | 0 | 0 | 0 | 0 | 0
IL Fac. Spec. - NOX Rate Summer v3.1, Unit 325 and retrofits | 602 | 7305 | Rate Constraint in lbs/MMBtu | FALSE | L | Annual | Allowances Banked | Thousand Tons | 0 | 0 | 0 | 0 | 0 | 0 | 0
IL Fac. Spec. - NOX Rate Summer v3.1, Unit 325 and retrofits | 602 | 7305 | Rate Constraint in lbs/MMBtu | FALSE | L | Annual | Allowances Withdrawn (1:1) | Thousand Tons | 0 | 0 | 0 | 0 | 0 | 0 | 0
IL Fac. Spec. - NOX Rate Summer v3.1, Unit 325 and retrofits | 602 | 7305 | Rate Constraint in lbs/MMBtu | FALSE | L | Annual | Allowances Withdrawn (n:1) | Thousand Tons | 0 | 0 | 0 | 0 | 0 | 0 | 0
IL Fac. Spec. - NOX Rate Summer v3.1, Unit 325 and retrofits | 602 | 7305 | Rate Constraint in lbs/MMBtu | FALSE | L | Annual | Net Emissions Allowance Position | Thousand Tons | 0.0040763 | 0.0016483 | 0.00073507 | 0 | 0 | 0 | 0
IL Fac. Spec. - NOX Rate Summer v3.1, Unit 325 and retrofits | 602 | 7305 | Rate Constraint in lbs/MMBtu | FALSE | L | Annual | Fuel Consumed | TBtu | 0.088886 | 0.035943 | 0.016029 | 0 | 0 | 0 | 0
IL Fac. Spec. - NOX Rate Summer v3.1, Unit 325 and retrofits | 602 | 7305 | Rate Constraint in lbs/MMBtu | FALSE | L | Annual | Rate | lb/MMBtu | 0.09172 | 0.09172 | 0.09172 | 0 | 0 | 0 | 0
IL Fac. Spec. - NOX Rate Summer v3.1, Unit 325 and retrofits | 602 | 7305 | Rate Constraint in lbs/MMBtu | FALSE | L | Annual | Generation | TWh | 0.0082294 | 0.0033277 | 0.001484 | 0 | 0 | 0 | 0
IL Fac. Spec. - NOX Rate Summer v3.1, Unit 325 and retrofits | 602 | 7305 | Rate Constraint in lbs/MMBtu | FALSE | L | Annual | Qualifying Generation | TWh | 0.0082294 | 0.0033277 | 0.001484 | 0 | 0 | 0 | 0
IL Fac. Spec. - NOX Rate Summer v3.1, Unit 325 and retrofits | 602 | 7305 | Rate Constraint in lbs/MMBtu | FALSE | L | Annual | Rate | lb/MWh | 0.99067 | 0.99067 | 0.99067 | 0 | 0 | 0 | 0
IL Fac. Spec. - NOX Rate Summer v3.1, Unit 325 and retrofits | 602 | 7305 | Rate Constraint in lbs/MMBtu | FALSE | L | Annual | Constraint Shadow Price | US2022$/Ton | 0 | 0 | 0 | 0 | 0 | 0 | 0
IL Fac. Spec. - NOX Rate Summer v3.1, Unit 326 and retrofits | 603 | 7305 | Rate Constraint in lbs/MMBtu | FALSE | L | Annual | Seasons Included | Seasons | Summer | Summer | Summer | Summer | Summer | Summer | Summer
IL Fac. Spec. - NOX Rate Summer v3.1, Unit 326 and retrofits | 603 | 7305 | Rate Constraint in lbs/MMBtu | FALSE | L | Annual | Standard NOX | lb/MMBtu | 0.25 | 0.25 | 0.25 | 0.25 | 0.25 | 0.25 | 0.25
IL Fac. Spec. - NOX Rate Summer v3.1, Unit 326 and retrofits | 603 | 7305 | Rate Constraint in lbs/MMBtu | FALSE | L | Annual | Emissions at Affected Plants NOX | Thousand Tons | 0.0038363 | 0.0015513 | 0.00077565 | 0 | 0 | 0 | 0
IL Fac. Spec. - NOX Rate Summer v3.1, Unit 326 and retrofits | 603 | 7305 | Rate Constraint in lbs/MMBtu | FALSE | L | Annual | Allowances Purchased NOX | Thousand Tons | 0 | 0 | 0 | 0 | 0 | 0 | 0
IL Fac. Spec. - NOX Rate Summer v3.1, Unit 326 and retrofits | 603 | 7305 | Rate Constraint in lbs/MMBtu | FALSE | L | Annual | Allowances Sold NOX | Thousand Tons | 0 | 0 | 0 | 0 | 0 | 0 | 0
IL Fac. Spec. - NOX Rate Summer v3.1, Unit 326 and retrofits | 603 | 7305 | Rate Constraint in lbs/MMBtu | FALSE | L | Annual | Allowances Banked | Thousand Tons | 0 | 0 | 0 | 0 | 0 | 0 | 0
IL Fac. Spec. - NOX Rate Summer v3.1, Unit 326 and retrofits | 603 | 7305 | Rate Constraint in lbs/MMBtu | FALSE | L | Annual | Allowances Withdrawn (1:1) | Thousand Tons | 0 | 0 | 0 | 0 | 0 | 0 | 0
IL Fac. Spec. - NOX Rate Summer v3.1, Unit 326 and retrofits | 603 | 7305 | Rate Constraint in lbs/MMBtu | FALSE | L | Annual | Allowances Withdrawn (n:1) | Thousand Tons | 0 | 0 | 0 | 0 | 0 | 0 | 0
IL Fac. Spec. - NOX Rate Summer v3.1, Unit 326 and retrofits | 603 | 7305 | Rate Constraint in lbs/MMBtu | FALSE | L | Annual | Net Emissions Allowance Position | Thousand Tons | 0.0038363 | 0.0015513 | 0.00077565 | 0 | 0 | 0 | 0
IL Fac. Spec. - NOX Rate Summer v3.1, Unit 326 and retrofits | 603 | 7305 | Rate Constraint in lbs/MMBtu | FALSE | L | Annual | Fuel Consumed | TBtu | 0.089456 | 0.036173 | 0.018087 | 0 | 0 | 0 | 0
IL Fac. Spec. - NOX Rate Summer v3.1, Unit 326 and retrofits | 603 | 7305 | Rate Constraint in lbs/MMBtu | FALSE | L | Annual | Rate | lb/MMBtu | 0.08577 | 0.08577 | 0.08577 | 0 | 0 | 0 | 0
IL Fac. Spec. - NOX Rate Summer v3.1, Unit 326 and retrofits | 603 | 7305 | Rate Constraint in lbs/MMBtu | FALSE | L | Annual | Generation | TWh | 0.0083114 | 0.0033609 | 0.0016804 | 0 | 0 | 0 | 0
IL Fac. Spec. - NOX Rate Summer v3.1, Unit 326 and retrofits | 603 | 7305 | Rate Constraint in lbs/MMBtu | FALSE | L | Annual | Qualifying Generation | TWh | 0.0083114 | 0.0033609 | 0.0016804 | 0 | 0 | 0 | 0
IL Fac. Spec. - NOX Rate Summer v3.1, Unit 326 and retrofits | 603 | 7305 | Rate Constraint in lbs/MMBtu | FALSE | L | Annual | Rate | lb/MWh | 0.92314 | 0.92314 | 0.92314 | 0 | 0 | 0 | 0
IL Fac. Spec. - NOX Rate Summer v3.1, Unit 326 and retrofits | 603 | 7305 | Rate Constraint in lbs/MMBtu | FALSE | L | Annual | Constraint Shadow Price | US2022$/Ton | 0 | 0 | 0 | 0 | 0 | 0 | 0
IL Fac. Spec. - NOX Rate Summer v3.1, Unit 327 and retrofits | 604 | 7305 | Rate Constraint in lbs/MMBtu | FALSE | L | Annual | Seasons Included | Seasons | Summer | Summer | Summer | Summer | Summer | Summer | Summer
IL Fac. Spec. - NOX Rate Summer v3.1, Unit 327 and retrofits | 604 | 7305 | Rate Constraint in lbs/MMBtu | FALSE | L | Annual | Standard NOX | lb/MMBtu | 0.25 | 0.25 | 0.25 | 0.25 | 0.25 | 0.25 | 0.25
IL Fac. Spec. - NOX Rate Summer v3.1, Unit 327 and retrofits | 604 | 7305 | Rate Constraint in lbs/MMBtu | FALSE | L | Annual | Emissions at Affected Plants NOX | Thousand Tons | 0.002107 | 0.002107 | 0.0020457 | 0 | 0 | 0.0016166 | 0.0016243
IL Fac. Spec. - NOX Rate Summer v3.1, Unit 327 and retrofits | 604 | 7305 | Rate Constraint in lbs/MMBtu | FALSE | L | Annual | Allowances Purchased NOX | Thousand Tons | 0 | 0 | 0 | 0 | 0 | 0 | 0
IL Fac. Spec. - NOX Rate Summer v3.1, Unit 327 and retrofits | 604 | 7305 | Rate Constraint in lbs/MMBtu | FALSE | L | Annual | Allowances Sold NOX | Thousand Tons | 0 | 0 | 0 | 0 | 0 | 0 | 0
IL Fac. Spec. - NOX Rate Summer v3.1, Unit 327 and retrofits | 604 | 7305 | Rate Constraint in lbs/MMBtu | FALSE | L | Annual | Allowances Banked | Thousand Tons | 0 | 0 | 0 | 0 | 0 | 0 | 0
IL Fac. Spec. - NOX Rate Summer v3.1, Unit 327 and retrofits | 604 | 7305 | Rate Constraint in lbs/MMBtu | FALSE | L | Annual | Allowances Withdrawn (1:1) | Thousand Tons | 0 | 0 | 0 | 0 | 0 | 0 | 0
IL Fac. Spec. - NOX Rate Summer v3.1, Unit 327 and retrofits | 604 | 7305 | Rate Constraint in lbs/MMBtu | FALSE | L | Annual | Allowances Withdrawn (n:1) | Thousand Tons | 0 | 0 | 0 | 0 | 0 | 0 | 0
IL Fac. Spec. - NOX Rate Summer v3.1, Unit 327 and retrofits | 604 | 7305 | Rate Constraint in lbs/MMBtu | FALSE | L | Annual | Net Emissions Allowance Position | Thousand Tons | 0.002107 | 0.002107 | 0.0020457 | 0 | 0 | 0.0016166 | 0.0016243
IL Fac. Spec. - NOX Rate Summer v3.1, Unit 327 and retrofits | 604 | 7305 | Rate Constraint in lbs/MMBtu | FALSE | L | Annual | Fuel Consumed | TBtu | 0.38309 | 0.38309 | 0.37195 | 0 | 0 | 0.29394 | 0.29533
IL Fac. Spec. - NOX Rate Summer v3.1, Unit 327 and retrofits | 604 | 7305 | Rate Constraint in lbs/MMBtu | FALSE | L | Annual | Rate | lb/MMBtu | 0.011 | 0.011 | 0.011 | 0 | 0 | 0.011 | 0.011
IL Fac. Spec. - NOX Rate Summer v3.1, Unit 327 and retrofits | 604 | 7305 | Rate Constraint in lbs/MMBtu | FALSE | L | Annual | Generation | TWh | 0.038677 | 0.038677 | 0.037551 | 0 | 0 | 0.029675 | 0.029816
IL Fac. Spec. - NOX Rate Summer v3.1, Unit 327 and retrofits | 604 | 7305 | Rate Constraint in lbs/MMBtu | FALSE | L | Annual | Qualifying Generation | TWh | 0.038677 | 0.038677 | 0.037551 | 0 | 0 | 0.029675 | 0.029816
IL Fac. Spec. - NOX Rate Summer v3.1, Unit 327 and retrofits | 604 | 7305 | Rate Constraint in lbs/MMBtu | FALSE | L | Annual | Rate | lb/MWh | 0.10895 | 0.10895 | 0.10895 | 0 | 0 | 0.10895 | 0.10895
IL Fac. Spec. - NOX Rate Summer v3.1, Unit 327 and retrofits | 604 | 7305 | Rate Constraint in lbs/MMBtu | FALSE | L | Annual | Constraint Shadow Price | US2022$/Ton | 0 | 0 | 0 | 0 | 0 | 0 | 0
IL Fac. Spec. - NOX Rate Summer v3.1, Unit 328 and retrofits | 605 | 7305 | Rate Constraint in lbs/MMBtu | FALSE | L | Annual | Seasons Included | Seasons | Summer | Summer | Summer | Summer | Summer | Summer | Summer
IL Fac. Spec. - NOX Rate Summer v3.1, Unit 328 and retrofits | 605 | 7305 | Rate Constraint in lbs/MMBtu | FALSE | L | Annual | Standard NOX | lb/MMBtu | 0.25 | 0.25 | 0.25 | 0.25 | 0.25 | 0.25 | 0.25
IL Fac. Spec. - NOX Rate Summer v3.1, Unit 328 and retrofits | 605 | 7305 | Rate Constraint in lbs/MMBtu | FALSE | L | Annual | Emissions at Affected Plants NOX | Thousand Tons | 0.002107 | 0.002107 | 0.0020457 | 0 | 0 | 0.0016166 | 0.0016243
IL Fac. Spec. - NOX Rate Summer v3.1, Unit 328 and retrofits | 605 | 7305 | Rate Constraint in lbs/MMBtu | FALSE | L | Annual | Allowances Purchased NOX | Thousand Tons | 0 | 0 | 0 | 0 | 0 | 0 | 0
IL Fac. Spec. - NOX Rate Summer v3.1, Unit 328 and retrofits | 605 | 7305 | Rate Constraint in lbs/MMBtu | FALSE | L | Annual | Allowances Sold NOX | Thousand Tons | 0 | 0 | 0 | 0 | 0 | 0 | 0
IL Fac. Spec. - NOX Rate Summer v3.1, Unit 328 and retrofits | 605 | 7305 | Rate Constraint in lbs/MMBtu | FALSE | L | Annual | Allowances Banked | Thousand Tons | 0 | 0 | 0 | 0 | 0 | 0 | 0
IL Fac. Spec. - NOX Rate Summer v3.1, Unit 328 and retrofits | 605 | 7305 | Rate Constraint in lbs/MMBtu | FALSE | L | Annual | Allowances Withdrawn (1:1) | Thousand Tons | 0 | 0 | 0 | 0 | 0 | 0 | 0
IL Fac. Spec. - NOX Rate Summer v3.1, Unit 328 and retrofits | 605 | 7305 | Rate Constraint in lbs/MMBtu | FALSE | L | Annual | Allowances Withdrawn (n:1) | Thousand Tons | 0 | 0 | 0 | 0 | 0 | 0 | 0
IL Fac. Spec. - NOX Rate Summer v3.1, Unit 328 and retrofits | 605 | 7305 | Rate Constraint in lbs/MMBtu | FALSE | L | Annual | Net Emissions Allowance Position | Thousand Tons | 0.002107 | 0.002107 | 0.0020457 | 0 | 0 | 0.0016166 | 0.0016243
IL Fac. Spec. - NOX Rate Summer v3.1, Unit 328 and retrofits | 605 | 7305 | Rate Constraint in lbs/MMBtu | FALSE | L | Annual | Fuel Consumed | TBtu | 0.38309 | 0.38309 | 0.37195 | 0 | 0 | 0.29394 | 0.29533
IL Fac. Spec. - NOX Rate Summer v3.1, Unit 328 and retrofits | 605 | 7305 | Rate Constraint in lbs/MMBtu | FALSE | L | Annual | Rate | lb/MMBtu | 0.011 | 0.011 | 0.011 | 0 | 0 | 0.011 | 0.011
IL Fac. Spec. - NOX Rate Summer v3.1, Unit 328 and retrofits | 605 | 7305 | Rate Constraint in lbs/MMBtu | FALSE | L | Annual | Generation | TWh | 0.038677 | 0.038677 | 0.037551 | 0 | 0 | 0.029675 | 0.029816
IL Fac. Spec. - NOX Rate Summer v3.1, Unit 328 and retrofits | 605 | 7305 | Rate Constraint in lbs/MMBtu | FALSE | L | Annual | Qualifying Generation | TWh | 0.038677 | 0.038677 | 0.037551 | 0 | 0 | 0.029675 | 0.029816
IL Fac. Spec. - NOX Rate Summer v3.1, Unit 328 and retrofits | 605 | 7305 | Rate Constraint in lbs/MMBtu | FALSE | L | Annual | Rate | lb/MWh | 0.10895 | 0.10895 | 0.10895 | 0 | 0 | 0.10895 | 0.10895
IL Fac. Spec. - NOX Rate Summer v3.1, Unit 328 and retrofits | 605 | 7305 | Rate Constraint in lbs/MMBtu | FALSE | L | Annual | Constraint Shadow Price | US2022$/Ton | 0 | 0 | 0 | 0 | 0 | 0 | 0
IL Fac. Spec. - NOX Rate Summer v3.1, Unit 438 and retrofits | 606 | 7305 | Rate Constraint in lbs/MMBtu | FALSE | L | Annual | Seasons Included | Seasons | Summer | Summer | Summer | Summer | Summer | Summer | Summer
IL Fac. Spec. - NOX Rate Summer v3.1, Unit 438 and retrofits | 606 | 7305 | Rate Constraint in lbs/MMBtu | FALSE | L | Annual | Standard NOX | lb/MMBtu | 0.25 | 0.25 | 0.25 | 0.25 | 0.25 | 0.25 | 0.25
IL Fac. Spec. - NOX Rate Summer v3.1, Unit 438 and retrofits | 606 | 7305 | Rate Constraint in lbs/MMBtu | FALSE | L | Annual | Emissions at Affected Plants NOX | Thousand Tons | 0.012998 | 0.0069954 | 0.0002127 | 0 | 0 | 0 | 0
IL Fac. Spec. - NOX Rate Summer v3.1, Unit 438 and retrofits | 606 | 7305 | Rate Constraint in lbs/MMBtu | FALSE | L | Annual | Allowances Purchased NOX | Thousand Tons | 0 | 0 | 0 | 0 | 0 | 0 | 0
IL Fac. Spec. - NOX Rate Summer v3.1, Unit 438 and retrofits | 606 | 7305 | Rate Constraint in lbs/MMBtu | FALSE | L | Annual | Allowances Sold NOX | Thousand Tons | 0 | 0 | 0 | 0 | 0 | 0 | 0
IL Fac. Spec. - NOX Rate Summer v3.1, Unit 438 and retrofits | 606 | 7305 | Rate Constraint in lbs/MMBtu | FALSE | L | Annual | Allowances Banked | Thousand Tons | 0 | 0 | 0 | 0 | 0 | 0 | 0
IL Fac. Spec. - NOX Rate Summer v3.1, Unit 438 and retrofits | 606 | 7305 | Rate Constraint in lbs/MMBtu | FALSE | L | Annual | Allowances Withdrawn (1:1) | Thousand Tons | 0 | 0 | 0 | 0 | 0 | 0 | 0
IL Fac. Spec. - NOX Rate Summer v3.1, Unit 438 and retrofits | 606 | 7305 | Rate Constraint in lbs/MMBtu | FALSE | L | Annual | Allowances Withdrawn (n:1) | Thousand Tons | 0 | 0 | 0 | 0 | 0 | 0 | 0
IL Fac. Spec. - NOX Rate Summer v3.1, Unit 438 and retrofits | 606 | 7305 | Rate Constraint in lbs/MMBtu | FALSE | L | Annual | Net Emissions Allowance Position | Thousand Tons | 0.012998 | 0.0069954 | 0.0002127 | 0 | 0 | 0 | 0
IL Fac. Spec. - NOX Rate Summer v3.1, Unit 438 and retrofits | 606 | 7305 | Rate Constraint in lbs/MMBtu | FALSE | L | Annual | Fuel Consumed | TBtu | 0.24 | 0.12916 | 0.0039272 | 0 | 0 | 0 | 0
IL Fac. Spec. - NOX Rate Summer v3.1, Unit 438 and retrofits | 606 | 7305 | Rate Constraint in lbs/MMBtu | FALSE | L | Annual | Rate | lb/MMBtu | 0.10832 | 0.10832 | 0.10832 | 0 | 0 | 0 | 0
IL Fac. Spec. - NOX Rate Summer v3.1, Unit 438 and retrofits | 606 | 7305 | Rate Constraint in lbs/MMBtu | FALSE | L | Annual | Generation | TWh | 0.022158 | 0.011925 | 0.00036259 | 0 | 0 | 0 | 0
IL Fac. Spec. - NOX Rate Summer v3.1, Unit 438 and retrofits | 606 | 7305 | Rate Constraint in lbs/MMBtu | FALSE | L | Annual | Qualifying Generation | TWh | 0.022158 | 0.011925 | 0.00036259 | 0 | 0 | 0 | 0
IL Fac. Spec. - NOX Rate Summer v3.1, Unit 438 and retrofits | 606 | 7305 | Rate Constraint in lbs/MMBtu | FALSE | L | Annual | Rate | lb/MWh | 1.1732 | 1.1732 | 1.1732 | 0 | 0 | 0 | 0
IL Fac. Spec. - NOX Rate Summer v3.1, Unit 438 and retrofits | 606 | 7305 | Rate Constraint in lbs/MMBtu | FALSE | L | Annual | Constraint Shadow Price | US2022$/Ton | 0 | 0 | 0 | 0 | 0 | 0 | 0
IL Fac. Spec. - NOX Rate Summer v3.1, Unit 439 and retrofits | 607 | 7305 | Rate Constraint in lbs/MMBtu | FALSE | L | Annual | Seasons Included | Seasons | Summer | Summer | Summer | Summer | Summer | Summer | Summer
IL Fac. Spec. - NOX Rate Summer v3.1, Unit 439 and retrofits | 607 | 7305 | Rate Constraint in lbs/MMBtu | FALSE | L | Annual | Standard NOX | lb/MMBtu | 0.25 | 0.25 | 0.25 | 0.25 | 0.25 | 0.25 | 0.25
IL Fac. Spec. - NOX Rate Summer v3.1, Unit 439 and retrofits | 607 | 7305 | Rate Constraint in lbs/MMBtu | FALSE | L | Annual | Emissions at Affected Plants NOX | Thousand Tons | 0.013608 | 0.0073235 | 0.00022267 | 0 | 0 | 0 | 0
IL Fac. Spec. - NOX Rate Summer v3.1, Unit 439 and retrofits | 607 | 7305 | Rate Constraint in lbs/MMBtu | FALSE | L | Annual | Allowances Purchased NOX | Thousand Tons | 0 | 0 | 0 | 0 | 0 | 0 | 0
IL Fac. Spec. - NOX Rate Summer v3.1, Unit 439 and retrofits | 607 | 7305 | Rate Constraint in lbs/MMBtu | FALSE | L | Annual | Allowances Sold NOX | Thousand Tons | 0 | 0 | 0 | 0 | 0 | 0 | 0
IL Fac. Spec. - NOX Rate Summer v3.1, Unit 439 and retrofits | 607 | 7305 | Rate Constraint in lbs/MMBtu | FALSE | L | Annual | Allowances Banked | Thousand Tons | 0 | 0 | 0 | 0 | 0 | 0 | 0
IL Fac. Spec. - NOX Rate Summer v3.1, Unit 439 and retrofits | 607 | 7305 | Rate Constraint in lbs/MMBtu | FALSE | L | Annual | Allowances Withdrawn (1:1) | Thousand Tons | 0 | 0 | 0 | 0 | 0 | 0 | 0
IL Fac. Spec. - NOX Rate Summer v3.1, Unit 439 and retrofits | 607 | 7305 | Rate Constraint in lbs/MMBtu | FALSE | L | Annual | Allowances Withdrawn (n:1) | Thousand Tons | 0 | 0 | 0 | 0 | 0 | 0 | 0
IL Fac. Spec. - NOX Rate Summer v3.1, Unit 439 and retrofits | 607 | 7305 | Rate Constraint in lbs/MMBtu | FALSE | L | Annual | Net Emissions Allowance Position | Thousand Tons | 0.013608 | 0.0073235 | 0.00022267 | 0 | 0 | 0 | 0
IL Fac. Spec. - NOX Rate Summer v3.1, Unit 439 and retrofits | 607 | 7305 | Rate Constraint in lbs/MMBtu | FALSE | L | Annual | Fuel Consumed | TBtu | 0.24 | 0.12916 | 0.0039272 | 0 | 0 | 0 | 0
IL Fac. Spec. - NOX Rate Summer v3.1, Unit 439 and retrofits | 607 | 7305 | Rate Constraint in lbs/MMBtu | FALSE | L | Annual | Rate | lb/MMBtu | 0.1134 | 0.1134 | 0.1134 | 0 | 0 | 0 | 0
IL Fac. Spec. - NOX Rate Summer v3.1, Unit 439 and retrofits | 607 | 7305 | Rate Constraint in lbs/MMBtu | FALSE | L | Annual | Generation | TWh | 0.022158 | 0.011925 | 0.00036259 | 0 | 0 | 0 | 0
IL Fac. Spec. - NOX Rate Summer v3.1, Unit 439 and retrofits | 607 | 7305 | Rate Constraint in lbs/MMBtu | FALSE | L | Annual | Qualifying Generation | TWh | 0.022158 | 0.011925 | 0.00036259 | 0 | 0 | 0 | 0
IL Fac. Spec. - NOX Rate Summer v3.1, Unit 439 and retrofits | 607 | 7305 | Rate Constraint in lbs/MMBtu | FALSE | L | Annual | Rate | lb/MWh | 1.2282 | 1.2282 | 1.2282 | 0 | 0 | 0 | 0
IL Fac. Spec. - NOX Rate Summer v3.1, Unit 439 and retrofits | 607 | 7305 | Rate Constraint in lbs/MMBtu | FALSE | L | Annual | Constraint Shadow Price | US2022$/Ton | 0 | 0 | 0 | 0 | 0 | 0 | 0
IL Fac. Spec. - NOX Rate Summer v3.1, Unit 440 and retrofits | 608 | 7305 | Rate Constraint in lbs/MMBtu | FALSE | L | Annual | Seasons Included | Seasons | Summer | Summer | Summer | Summer | Summer | Summer | Summer
IL Fac. Spec. - NOX Rate Summer v3.1, Unit 440 and retrofits | 608 | 7305 | Rate Constraint in lbs/MMBtu | FALSE | L | Annual | Standard NOX | lb/MMBtu | 0.25 | 0.25 | 0.25 | 0.25 | 0.25 | 0.25 | 0.25
IL Fac. Spec. - NOX Rate Summer v3.1, Unit 440 and retrofits | 608 | 7305 | Rate Constraint in lbs/MMBtu | FALSE | L | Annual | Emissions at Affected Plants NOX | Thousand Tons | 0.014517 | 0.0078128 | 0.00023755 | 0 | 0 | 0 | 0
IL Fac. Spec. - NOX Rate Summer v3.1, Unit 440 and retrofits | 608 | 7305 | Rate Constraint in lbs/MMBtu | FALSE | L | Annual | Allowances Purchased NOX | Thousand Tons | 0 | 0 | 0 | 0 | 0 | 0 | 0
IL Fac. Spec. - NOX Rate Summer v3.1, Unit 440 and retrofits | 608 | 7305 | Rate Constraint in lbs/MMBtu | FALSE | L | Annual | Allowances Sold NOX | Thousand Tons | 0 | 0 | 0 | 0 | 0 | 0 | 0
IL Fac. Spec. - NOX Rate Summer v3.1, Unit 440 and retrofits | 608 | 7305 | Rate Constraint in lbs/MMBtu | FALSE | L | Annual | Allowances Banked | Thousand Tons | 0 | 0 | 0 | 0 | 0 | 0 | 0
IL Fac. Spec. - NOX Rate Summer v3.1, Unit 440 and retrofits | 608 | 7305 | Rate Constraint in lbs/MMBtu | FALSE | L | Annual | Allowances Withdrawn (1:1) | Thousand Tons | 0 | 0 | 0 | 0 | 0 | 0 | 0
IL Fac. Spec. - NOX Rate Summer v3.1, Unit 440 and retrofits | 608 | 7305 | Rate Constraint in lbs/MMBtu | FALSE | L | Annual | Allowances Withdrawn (n:1) | Thousand Tons | 0 | 0 | 0 | 0 | 0 | 0 | 0
IL Fac. Spec. - NOX Rate Summer v3.1, Unit 440 and retrofits | 608 | 7305 | Rate Constraint in lbs/MMBtu | FALSE | L | Annual | Net Emissions Allowance Position | Thousand Tons | 0.014517 | 0.0078128 | 0.00023755 | 0 | 0 | 0 | 0
IL Fac. Spec. - NOX Rate Summer v3.1, Unit 440 and retrofits | 608 | 7305 | Rate Constraint in lbs/MMBtu | FALSE | L | Annual | Fuel Consumed | TBtu | 0.24266 | 0.13059 | 0.0039708 | 0 | 0 | 0 | 0
IL Fac. Spec. - NOX Rate Summer v3.1, Unit 440 and retrofits | 608 | 7305 | Rate Constraint in lbs/MMBtu | FALSE | L | Annual | Rate | lb/MMBtu | 0.11965 | 0.11965 | 0.11965 | 0 | 0 | 0 | 0
IL Fac. Spec. - NOX Rate Summer v3.1, Unit 440 and retrofits | 608 | 7305 | Rate Constraint in lbs/MMBtu | FALSE | L | Annual | Generation | TWh | 0.022402 | 0.012056 | 0.00036658 | 0 | 0 | 0 | 0
IL Fac. Spec. - NOX Rate Summer v3.1, Unit 440 and retrofits | 608 | 7305 | Rate Constraint in lbs/MMBtu | FALSE | L | Annual | Qualifying Generation | TWh | 0.022402 | 0.012056 | 0.00036658 | 0 | 0 | 0 | 0
IL Fac. Spec. - NOX Rate Summer v3.1, Unit 440 and retrofits | 608 | 7305 | Rate Constraint in lbs/MMBtu | FALSE | L | Annual | Rate | lb/MWh | 1.296 | 1.296 | 1.296 | 0 | 0 | 0 | 0
IL Fac. Spec. - NOX Rate Summer v3.1, Unit 440 and retrofits | 608 | 7305 | Rate Constraint in lbs/MMBtu | FALSE | L | Annual | Constraint Shadow Price | US2022$/Ton | 0 | 0 | 0 | 0 | 0 | 0 | 0
IL Fac. Spec. - NOX Rate Summer v3.1, Unit 441 and retrofits | 609 | 7305 | Rate Constraint in lbs/MMBtu | FALSE | L | Annual | Seasons Included | Seasons | Summer | Summer | Summer | Summer | Summer | Summer | Summer
IL Fac. Spec. - NOX Rate Summer v3.1, Unit 441 and retrofits | 609 | 7305 | Rate Constraint in lbs/MMBtu | FALSE | L | Annual | Standard NOX | lb/MMBtu | 0.25 | 0.25 | 0.25 | 0.25 | 0.25 | 0.25 | 0.25
IL Fac. Spec. - NOX Rate Summer v3.1, Unit 441 and retrofits | 609 | 7305 | Rate Constraint in lbs/MMBtu | FALSE | L | Annual | Emissions at Affected Plants NOX | Thousand Tons | 0.013727 | 0.0073874 | 0.00022462 | 0 | 0 | 0 | 0
IL Fac. Spec. - NOX Rate Summer v3.1, Unit 441 and retrofits | 609 | 7305 | Rate Constraint in lbs/MMBtu | FALSE | L | Annual | Allowances Purchased NOX | Thousand Tons | 0 | 0 | 0 | 0 | 0 | 0 | 0
IL Fac. Spec. - NOX Rate Summer v3.1, Unit 441 and retrofits | 609 | 7305 | Rate Constraint in lbs/MMBtu | FALSE | L | Annual | Allowances Sold NOX | Thousand Tons | 0 | 0 | 0 | 0 | 0 | 0 | 0
IL Fac. Spec. - NOX Rate Summer v3.1, Unit 441 and retrofits | 609 | 7305 | Rate Constraint in lbs/MMBtu | FALSE | L | Annual | Allowances Banked | Thousand Tons | 0 | 0 | 0 | 0 | 0 | 0 | 0
IL Fac. Spec. - NOX Rate Summer v3.1, Unit 441 and retrofits | 609 | 7305 | Rate Constraint in lbs/MMBtu | FALSE | L | Annual | Allowances Withdrawn (1:1) | Thousand Tons | 0 | 0 | 0 | 0 | 0 | 0 | 0
IL Fac. Spec. - NOX Rate Summer v3.1, Unit 441 and retrofits | 609 | 7305 | Rate Constraint in lbs/MMBtu | FALSE | L | Annual | Allowances Withdrawn (n:1) | Thousand Tons | 0 | 0 | 0 | 0 | 0 | 0 | 0
IL Fac. Spec. - NOX Rate Summer v3.1, Unit 441 and retrofits | 609 | 7305 | Rate Constraint in lbs/MMBtu | FALSE | L | Annual | Net Emissions Allowance Position | Thousand Tons | 0.013727 | 0.0073874 | 0.00022462 | 0 | 0 | 0 | 0
IL Fac. Spec. - NOX Rate Summer v3.1, Unit 441 and retrofits | 609 | 7305 | Rate Constraint in lbs/MMBtu | FALSE | L | Annual | Fuel Consumed | TBtu | 0.24318 | 0.13088 | 0.0039794 | 0 | 0 | 0 | 0
IL Fac. Spec. - NOX Rate Summer v3.1, Unit 441 and retrofits | 609 | 7305 | Rate Constraint in lbs/MMBtu | FALSE | L | Annual | Rate | lb/MMBtu | 0.11289 | 0.11289 | 0.11289 | 0 | 0 | 0 | 0
IL Fac. Spec. - NOX Rate Summer v3.1, Unit 441 and retrofits | 609 | 7305 | Rate Constraint in lbs/MMBtu | FALSE | L | Annual | Generation | TWh | 0.022451 | 0.012083 | 0.00036737 | 0 | 0 | 0 | 0
IL Fac. Spec. - NOX Rate Summer v3.1, Unit 441 and retrofits | 609 | 7305 | Rate Constraint in lbs/MMBtu | FALSE | L | Annual | Qualifying Generation | TWh | 0.022451 | 0.012083 | 0.00036737 | 0 | 0 | 0 | 0
IL Fac. Spec. - NOX Rate Summer v3.1, Unit 441 and retrofits | 609 | 7305 | Rate Constraint in lbs/MMBtu | FALSE | L | Annual | Rate | lb/MWh | 1.2228 | 1.2228 | 1.2228 | 0 | 0 | 0 | 0
IL Fac. Spec. - NOX Rate Summer v3.1, Unit 441 and retrofits | 609 | 7305 | Rate Constraint in lbs/MMBtu | FALSE | L | Annual | Constraint Shadow Price | US2022$/Ton | 0 | 0 | 0 | 0 | 0 | 0 | 0
IL Fac. Spec. - NOX Rate Summer v3.1, Unit 442 and retrofits | 610 | 7305 | Rate Constraint in lbs/MMBtu | FALSE | L | Annual | Seasons Included | Seasons | Summer | Summer | Summer | Summer | Summer | Summer | Summer
IL Fac. Spec. - NOX Rate Summer v3.1, Unit 442 and retrofits | 610 | 7305 | Rate Constraint in lbs/MMBtu | FALSE | L | Annual | Standard NOX | lb/MMBtu | 0.25 | 0.25 | 0.25 | 0.25 | 0.25 | 0.25 | 0.25
IL Fac. Spec. - NOX Rate Summer v3.1, Unit 442 and retrofits | 610 | 7305 | Rate Constraint in lbs/MMBtu | FALSE | L | Annual | Emissions at Affected Plants NOX | Thousand Tons | 0.0015996 | 0.00032812 | 0 | 0 | 0 | 0 | 0
IL Fac. Spec. - NOX Rate Summer v3.1, Unit 442 and retrofits | 610 | 7305 | Rate Constraint in lbs/MMBtu | FALSE | L | Annual | Allowances Purchased NOX | Thousand Tons | 0 | 0 | 0 | 0 | 0 | 0 | 0
IL Fac. Spec. - NOX Rate Summer v3.1, Unit 442 and retrofits | 610 | 7305 | Rate Constraint in lbs/MMBtu | FALSE | L | Annual | Allowances Sold NOX | Thousand Tons | 0 | 0 | 0 | 0 | 0 | 0 | 0
IL Fac. Spec. - NOX Rate Summer v3.1, Unit 442 and retrofits | 610 | 7305 | Rate Constraint in lbs/MMBtu | FALSE | L | Annual | Allowances Banked | Thousand Tons | 0 | 0 | 0 | 0 | 0 | 0 | 0
IL Fac. Spec. - NOX Rate Summer v3.1, Unit 442 and retrofits | 610 | 7305 | Rate Constraint in lbs/MMBtu | FALSE | L | Annual | Allowances Withdrawn (1:1) | Thousand Tons | 0 | 0 | 0 | 0 | 0 | 0 | 0
IL Fac. Spec. - NOX Rate Summer v3.1, Unit 442 and retrofits | 610 | 7305 | Rate Constraint in lbs/MMBtu | FALSE | L | Annual | Allowances Withdrawn (n:1) | Thousand Tons | 0 | 0 | 0 | 0 | 0 | 0 | 0
IL Fac. Spec. - NOX Rate Summer v3.1, Unit 442 and retrofits | 610 | 7305 | Rate Constraint in lbs/MMBtu | FALSE | L | Annual | Net Emissions Allowance Position | Thousand Tons | 0.0015996 | 0.00032812 | 0 | 0 | 0 | 0 | 0
IL Fac. Spec. - NOX Rate Summer v3.1, Unit 442 and retrofits | 610 | 7305 | Rate Constraint in lbs/MMBtu | FALSE | L | Annual | Fuel Consumed | TBtu | 0.013892 | 0.0028497 | 0 | 0 | 0 | 0 | 0
IL Fac. Spec. - NOX Rate Summer v3.1, Unit 442 and retrofits | 610 | 7305 | Rate Constraint in lbs/MMBtu | FALSE | L | Annual | Rate | lb/MMBtu | 0.23028 | 0.23028 | 0 | 0 | 0 | 0 | 0
IL Fac. Spec. - NOX Rate Summer v3.1, Unit 442 and retrofits | 610 | 7305 | Rate Constraint in lbs/MMBtu | FALSE | L | Annual | Generation | TWh | 0.001036 | 0.00021251 | 0 | 0 | 0 | 0 | 0
IL Fac. Spec. - NOX Rate Summer v3.1, Unit 442 and retrofits | 610 | 7305 | Rate Constraint in lbs/MMBtu | FALSE | L | Annual | Qualifying Generation | TWh | 0.001036 | 0.00021251 | 0 | 0 | 0 | 0 | 0
IL Fac. Spec. - NOX Rate Summer v3.1, Unit 442 and retrofits | 610 | 7305 | Rate Constraint in lbs/MMBtu | FALSE | L | Annual | Rate | lb/MWh | 3.0881 | 3.0881 | 0 | 0 | 0 | 0 | 0
IL Fac. Spec. - NOX Rate Summer v3.1, Unit 442 and retrofits | 610 | 7305 | Rate Constraint in lbs/MMBtu | FALSE | L | Annual | Constraint Shadow Price | US2022$/Ton | 0 | 0 | 0 | 0 | 0 | 0 | 0
IL Fac. Spec. - NOX Rate Summer v3.1, Unit 443 and retrofits | 611 | 7305 | Rate Constraint in lbs/MMBtu | FALSE | L | Annual | Seasons Included | Seasons | Summer | Summer | Summer | Summer | Summer | Summer | Summer
IL Fac. Spec. - NOX Rate Summer v3.1, Unit 443 and retrofits | 611 | 7305 | Rate Constraint in lbs/MMBtu | FALSE | L | Annual | Standard NOX | lb/MMBtu | 0.25 | 0.25 | 0.25 | 0.25 | 0.25 | 0.25 | 0.25
IL Fac. Spec. - NOX Rate Summer v3.1, Unit 443 and retrofits | 611 | 7305 | Rate Constraint in lbs/MMBtu | FALSE | L | Annual | Emissions at Affected Plants NOX | Thousand Tons | 0.0015704 | 0.00032213 | 0 | 0 | 0 | 0 | 0
IL Fac. Spec. - NOX Rate Summer v3.1, Unit 443 and retrofits | 611 | 7305 | Rate Constraint in lbs/MMBtu | FALSE | L | Annual | Allowances Purchased NOX | Thousand Tons | 0 | 0 | 0 | 0 | 0 | 0 | 0
IL Fac. Spec. - NOX Rate Summer v3.1, Unit 443 and retrofits | 611 | 7305 | Rate Constraint in lbs/MMBtu | FALSE | L | Annual | Allowances Sold NOX | Thousand Tons | 0 | 0 | 0 | 0 | 0 | 0 | 0
IL Fac. Spec. - NOX Rate Summer v3.1, Unit 443 and retrofits | 611 | 7305 | Rate Constraint in lbs/MMBtu | FALSE | L | Annual | Allowances Banked | Thousand Tons | 0 | 0 | 0 | 0 | 0 | 0 | 0
IL Fac. Spec. - NOX Rate Summer v3.1, Unit 443 and retrofits | 611 | 7305 | Rate Constraint in lbs/MMBtu | FALSE | L | Annual | Allowances Withdrawn (1:1) | Thousand Tons | 0 | 0 | 0 | 0 | 0 | 0 | 0
IL Fac. Spec. - NOX Rate Summer v3.1, Unit 443 and retrofits | 611 | 7305 | Rate Constraint in lbs/MMBtu | FALSE | L | Annual | Allowances Withdrawn (n:1) | Thousand Tons | 0 | 0 | 0 | 0 | 0 | 0 | 0
IL Fac. Spec. - NOX Rate Summer v3.1, Unit 443 and retrofits | 611 | 7305 | Rate Constraint in lbs/MMBtu | FALSE | L | Annual | Net Emissions Allowance Position | Thousand Tons | 0.0015704 | 0.00032213 | 0 | 0 | 0 | 0 | 0
IL Fac. Spec. - NOX Rate Summer v3.1, Unit 443 and retrofits | 611 | 7305 | Rate Constraint in lbs/MMBtu | FALSE | L | Annual | Fuel Consumed | TBtu | 0.013893 | 0.0028499 | 0 | 0 | 0 | 0 | 0
IL Fac. Spec. - NOX Rate Summer v3.1, Unit 443 and retrofits | 611 | 7305 | Rate Constraint in lbs/MMBtu | FALSE | L | Annual | Rate | lb/MMBtu | 0.22606 | 0.22606 | 0 | 0 | 0 | 0 | 0
IL Fac. Spec. - NOX Rate Summer v3.1, Unit 443 and retrofits | 611 | 7305 | Rate Constraint in lbs/MMBtu | FALSE | L | Annual | Generation | TWh | 0.001036 | 0.00021251 | 0 | 0 | 0 | 0 | 0
IL Fac. Spec. - NOX Rate Summer v3.1, Unit 443 and retrofits | 611 | 7305 | Rate Constraint in lbs/MMBtu | FALSE | L | Annual | Qualifying Generation | TWh | 0.001036 | 0.00021251 | 0 | 0 | 0 | 0 | 0
IL Fac. Spec. - NOX Rate Summer v3.1, Unit 443 and retrofits | 611 | 7305 | Rate Constraint in lbs/MMBtu | FALSE | L | Annual | Rate | lb/MWh | 3.0317 | 3.0317 | 0 | 0 | 0 | 0 | 0
IL Fac. Spec. - NOX Rate Summer v3.1, Unit 443 and retrofits | 611 | 7305 | Rate Constraint in lbs/MMBtu | FALSE | L | Annual | Constraint Shadow Price | US2022$/Ton | 0 | 0 | 0 | 0 | 0 | 0 | 0
IL Fac. Spec. - NOX Rate Summer v3.1, Unit 444 and retrofits | 612 | 7305 | Rate Constraint in lbs/MMBtu | FALSE | L | Annual | Seasons Included | Seasons | Summer | Summer | Summer | Summer | Summer | Summer | Summer
IL Fac. Spec. - NOX Rate Summer v3.1, Unit 444 and retrofits | 612 | 7305 | Rate Constraint in lbs/MMBtu | FALSE | L | Annual | Standard NOX | lb/MMBtu | 0.25 | 0.25 | 0.25 | 0.25 | 0.25 | 0.25 | 0.25
IL Fac. Spec. - NOX Rate Summer v3.1, Unit 444 and retrofits | 612 | 7305 | Rate Constraint in lbs/MMBtu | FALSE | L | Annual | Emissions at Affected Plants NOX | Thousand Tons | 0.011203 | 0.0068642 | 0.00015706 | 0 | 0 | 0 | 0
IL Fac. Spec. - NOX Rate Summer v3.1, Unit 444 and retrofits | 612 | 7305 | Rate Constraint in lbs/MMBtu | FALSE | L | Annual | Allowances Purchased NOX | Thousand Tons | 0 | 0 | 0 | 0 | 0 | 0 | 0
IL Fac. Spec. - NOX Rate Summer v3.1, Unit 444 and retrofits | 612 | 7305 | Rate Constraint in lbs/MMBtu | FALSE | L | Annual | Allowances Sold NOX | Thousand Tons | 0 | 0 | 0 | 0 | 0 | 0 | 0
IL Fac. Spec. - NOX Rate Summer v3.1, Unit 444 and retrofits | 612 | 7305 | Rate Constraint in lbs/MMBtu | FALSE | L | Annual | Allowances Banked | Thousand Tons | 0 | 0 | 0 | 0 | 0 | 0 | 0
IL Fac. Spec. - NOX Rate Summer v3.1, Unit 444 and retrofits | 612 | 7305 | Rate Constraint in lbs/MMBtu | FALSE | L | Annual | Allowances Withdrawn (1:1) | Thousand Tons | 0 | 0 | 0 | 0 | 0 | 0 | 0
IL Fac. Spec. - NOX Rate Summer v3.1, Unit 444 and retrofits | 612 | 7305 | Rate Constraint in lbs/MMBtu | FALSE | L | Annual | Allowances Withdrawn (n:1) | Thousand Tons | 0 | 0 | 0 | 0 | 0 | 0 | 0
IL Fac. Spec. - NOX Rate Summer v3.1, Unit 444 and retrofits | 612 | 7305 | Rate Constraint in lbs/MMBtu | FALSE | L | Annual | Net Emissions Allowance Position | Thousand Tons | 0.011203 | 0.0068642 | 0.00015706 | 0 | 0 | 0 | 0
IL Fac. Spec. - NOX Rate Summer v3.1, Unit 444 and retrofits | 612 | 7305 | Rate Constraint in lbs/MMBtu | FALSE | L | Annual | Fuel Consumed | TBtu | 0.23548 | 0.14428 | 0.0033014 | 0 | 0 | 0 | 0
IL Fac. Spec. - NOX Rate Summer v3.1, Unit 444 and retrofits | 612 | 7305 | Rate Constraint in lbs/MMBtu | FALSE | L | Annual | Rate | lb/MMBtu | 0.09515 | 0.09515 | 0.09515 | 0 | 0 | 0 | 0
IL Fac. Spec. - NOX Rate Summer v3.1, Unit 444 and retrofits | 612 | 7305 | Rate Constraint in lbs/MMBtu | FALSE | L | Annual | Generation | TWh | 0.021915 | 0.013428 | 0.00030725 | 0 | 0 | 0 | 0
IL Fac. Spec. - NOX Rate Summer v3.1, Unit 444 and retrofits | 612 | 7305 | Rate Constraint in lbs/MMBtu | FALSE | L | Annual | Qualifying Generation | TWh | 0.021915 | 0.013428 | 0.00030725 | 0 | 0 | 0 | 0
IL Fac. Spec. - NOX Rate Summer v3.1, Unit 444 and retrofits | 612 | 7305 | Rate Constraint in lbs/MMBtu | FALSE | L | Annual | Rate | lb/MWh | 1.0224 | 1.0224 | 1.0224 | 0 | 0 | 0 | 0
IL Fac. Spec. - NOX Rate Summer v3.1, Unit 444 and retrofits | 612 | 7305 | Rate Constraint in lbs/MMBtu | FALSE | L | Annual | Constraint Shadow Price | US2022$/Ton | 0 | 0 | 0 | 0 | 0 | 0 | 0
IL Fac. Spec. - NOX Rate Summer v3.1, Unit 445 and retrofits | 613 | 7305 | Rate Constraint in lbs/MMBtu | FALSE | L | Annual | Seasons Included | Seasons | Summer | Summer | Summer | Summer | Summer | Summer | Summer
IL Fac. Spec. - NOX Rate Summer v3.1, Unit 445 and retrofits | 613 | 7305 | Rate Constraint in lbs/MMBtu | FALSE | L | Annual | Standard NOX | lb/MMBtu | 0.25 | 0.25 | 0.25 | 0.25 | 0.25 | 0.25 | 0.25
IL Fac. Spec. - NOX Rate Summer v3.1, Unit 445 and retrofits | 613 | 7305 | Rate Constraint in lbs/MMBtu | FALSE | L | Annual | Emissions at Affected Plants NOX | Thousand Tons | 0.010953 | 0.010221 | 0.00031862 | 0 | 0 | 0 | 0
IL Fac. Spec. - NOX Rate Summer v3.1, Unit 445 and retrofits | 613 | 7305 | Rate Constraint in lbs/MMBtu | FALSE | L | Annual | Allowances Purchased NOX | Thousand Tons | 0 | 0 | 0 | 0 | 0 | 0 | 0
IL Fac. Spec. - NOX Rate Summer v3.1, Unit 445 and retrofits | 613 | 7305 | Rate Constraint in lbs/MMBtu | FALSE | L | Annual | Allowances Sold NOX | Thousand Tons | 0 | 0 | 0 | 0 | 0 | 0 | 0
IL Fac. Spec. - NOX Rate Summer v3.1, Unit 445 and retrofits | 613 | 7305 | Rate Constraint in lbs/MMBtu | FALSE | L | Annual | Allowances Banked | Thousand Tons | 0 | 0 | 0 | 0 | 0 | 0 | 0
IL Fac. Spec. - NOX Rate Summer v3.1, Unit 445 and retrofits | 613 | 7305 | Rate Constraint in lbs/MMBtu | FALSE | L | Annual | Allowances Withdrawn (1:1) | Thousand Tons | 0 | 0 | 0 | 0 | 0 | 0 | 0
IL Fac. Spec. - NOX Rate Summer v3.1, Unit 445 and retrofits | 613 | 7305 | Rate Constraint in lbs/MMBtu | FALSE | L | Annual | Allowances Withdrawn (n:1) | Thousand Tons | 0 | 0 | 0 | 0 | 0 | 0 | 0
IL Fac. Spec. - NOX Rate Summer v3.1, Unit 445 and retrofits | 613 | 7305 | Rate Constraint in lbs/MMBtu | FALSE | L | Annual | Net Emissions Allowance Position | Thousand Tons | 0.010953 | 0.010221 | 0.00031862 | 0 | 0 | 0 | 0
IL Fac. Spec. - NOX Rate Summer v3.1, Unit 445 and retrofits | 613 | 7305 | Rate Constraint in lbs/MMBtu | FALSE | L | Annual | Fuel Consumed | TBtu | 0.23024 | 0.21485 | 0.006698 | 0 | 0 | 0 | 0
IL Fac. Spec. - NOX Rate Summer v3.1, Unit 445 and retrofits | 613 | 7305 | Rate Constraint in lbs/MMBtu | FALSE | L | Annual | Rate | lb/MMBtu | 0.09514 | 0.09514 | 0.09514 | 0 | 0 | 0 | 0
IL Fac. Spec. - NOX Rate Summer v3.1, Unit 445 and retrofits | 613 | 7305 | Rate Constraint in lbs/MMBtu | FALSE | L | Annual | Generation | TWh | 0.021428 | 0.019996 | 0.00062336 | 0 | 0 | 0 | 0
IL Fac. Spec. - NOX Rate Summer v3.1, Unit 445 and retrofits | 613 | 7305 | Rate Constraint in lbs/MMBtu | FALSE | L | Annual | Qualifying Generation | TWh | 0.021428 | 0.019996 | 0.00062336 | 0 | 0 | 0 | 0
IL Fac. Spec. - NOX Rate Summer v3.1, Unit 445 and retrofits | 613 | 7305 | Rate Constraint in lbs/MMBtu | FALSE | L | Annual | Rate | lb/MWh | 1.0223 | 1.0223 | 1.0223 | 0 | 0 | 0 | 0
IL Fac. Spec. - NOX Rate Summer v3.1, Unit 445 and retrofits | 613 | 7305 | Rate Constraint in lbs/MMBtu | FALSE | L | Annual | Constraint Shadow Price | US2022$/Ton | 0 | 0 | 0 | 0 | 0 | 0 | 0
IL Fac. Spec. - NOX Rate Summer v3.1, Unit 446 and retrofits | 614 | 7305 | Rate Constraint in lbs/MMBtu | FALSE | L | Annual | Seasons Included | Seasons | Summer | Summer | Summer | Summer | Summer | Summer | Summer
IL Fac. Spec. - NOX Rate Summer v3.1, Unit 446 and retrofits | 614 | 7305 | Rate Constraint in lbs/MMBtu | FALSE | L | Annual | Standard NOX | lb/MMBtu | 0.25 | 0.25 | 0.25 | 0.25 | 0.25 | 0.25 | 0.25
IL Fac. Spec. - NOX Rate Summer v3.1, Unit 446 and retrofits | 614 | 7305 | Rate Constraint in lbs/MMBtu | FALSE | L | Annual | Emissions at Affected Plants NOX | Thousand Tons | 0.011118 | 0.0068126 | 0.00032345 | 0 | 0 | 0 | 0
IL Fac. Spec. - NOX Rate Summer v3.1, Unit 446 and retrofits | 614 | 7305 | Rate Constraint in lbs/MMBtu | FALSE | L | Annual | Allowances Purchased NOX | Thousand Tons | 0 | 0 | 0 | 0 | 0 | 0 | 0
IL Fac. Spec. - NOX Rate Summer v3.1, Unit 446 and retrofits | 614 | 7305 | Rate Constraint in lbs/MMBtu | FALSE | L | Annual | Allowances Sold NOX | Thousand Tons | 0 | 0 | 0 | 0 | 0 | 0 | 0
IL Fac. Spec. - NOX Rate Summer v3.1, Unit 446 and retrofits | 614 | 7305 | Rate Constraint in lbs/MMBtu | FALSE | L | Annual | Allowances Banked | Thousand Tons | 0 | 0 | 0 | 0 | 0 | 0 | 0
IL Fac. Spec. - NOX Rate Summer v3.1, Unit 446 and retrofits | 614 | 7305 | Rate Constraint in lbs/MMBtu | FALSE | L | Annual | Allowances Withdrawn (1:1) | Thousand Tons | 0 | 0 | 0 | 0 | 0 | 0 | 0
IL Fac. Spec. - NOX Rate Summer v3.1, Unit 446 and retrofits | 614 | 7305 | Rate Constraint in lbs/MMBtu | FALSE | L | Annual | Allowances Withdrawn (n:1) | Thousand Tons | 0 | 0 | 0 | 0 | 0 | 0 | 0
IL Fac. Spec. - NOX Rate Summer v3.1, Unit 446 and retrofits | 614 | 7305 | Rate Constraint in lbs/MMBtu | FALSE | L | Annual | Net Emissions Allowance Position | Thousand Tons | 0.011118 | 0.0068126 | 0.00032345 | 0 | 0 | 0 | 0
IL Fac. Spec. - NOX Rate Summer v3.1, Unit 446 and retrofits | 614 | 7305 | Rate Constraint in lbs/MMBtu | FALSE | L | Annual | Fuel Consumed | TBtu | 0.23024 | 0.14108 | 0.006698 | 0 | 0 | 0 | 0
IL Fac. Spec. - NOX Rate Summer v3.1, Unit 446 and retrofits | 614 | 7305 | Rate Constraint in lbs/MMBtu | FALSE | L | Annual | Rate | lb/MMBtu | 0.09658 | 0.09658 | 0.09658 | 0 | 0 | 0 | 0
IL Fac. Spec. - NOX Rate Summer v3.1, Unit 446 and retrofits | 614 | 7305 | Rate Constraint in lbs/MMBtu | FALSE | L | Annual | Generation | TWh | 0.021428 | 0.013129 | 0.00062336 | 0 | 0 | 0 | 0
IL Fac. Spec. - NOX Rate Summer v3.1, Unit 446 and retrofits | 614 | 7305 | Rate Constraint in lbs/MMBtu | FALSE | L | Annual | Qualifying Generation | TWh | 0.021428 | 0.013129 | 0.00062336 | 0 | 0 | 0 | 0
IL Fac. Spec. - NOX Rate Summer v3.1, Unit 446 and retrofits | 614 | 7305 | Rate Constraint in lbs/MMBtu | FALSE | L | Annual | Rate | lb/MWh | 1.0378 | 1.0378 | 1.0378 | 0 | 0 | 0 | 0
IL Fac. Spec. - NOX Rate Summer v3.1, Unit 446 and retrofits | 614 | 7305 | Rate Constraint in lbs/MMBtu | FALSE | L | Annual | Constraint Shadow Price | US2022$/Ton | 0 | 0 | 0 | 0 | 0 | 0 | 0
IL Fac. Spec. - NOX Rate Summer v3.1, Unit 447 and retrofits | 615 | 7305 | Rate Constraint in lbs/MMBtu | FALSE | L | Annual | Seasons Included | Seasons | Summer | Summer | Summer | Summer | Summer | Summer | Summer
IL Fac. Spec. - NOX Rate Summer v3.1, Unit 447 and retrofits | 615 | 7305 | Rate Constraint in lbs/MMBtu | FALSE | L | Annual | Standard NOX | lb/MMBtu | 0.25 | 0.25 | 0.25 | 0.25 | 0.25 | 0.25 | 0.25
IL Fac. Spec. - NOX Rate Summer v3.1, Unit 447 and retrofits | 615 | 7305 | Rate Constraint in lbs/MMBtu | FALSE | L | Annual | Emissions at Affected Plants NOX | Thousand Tons | 0.010939 | 0.0067025 | 0.00031822 | 0 | 0 | 0 | 0
IL Fac. Spec. - NOX Rate Summer v3.1, Unit 447 and retrofits | 615 | 7305 | Rate Constraint in lbs/MMBtu | FALSE | L | Annual | Allowances Purchased NOX | Thousand Tons | 0 | 0 | 0 | 0 | 0 | 0 | 0
IL Fac. Spec. - NOX Rate Summer v3.1, Unit 447 and retrofits | 615 | 7305 | Rate Constraint in lbs/MMBtu | FALSE | L | Annual | Allowances Sold NOX | Thousand Tons | 0 | 0 | 0 | 0 | 0 | 0 | 0
IL Fac. Spec. - NOX Rate Summer v3.1, Unit 447 and retrofits | 615 | 7305 | Rate Constraint in lbs/MMBtu | FALSE | L | Annual | Allowances Banked | Thousand Tons | 0 | 0 | 0 | 0 | 0 | 0 | 0
IL Fac. Spec. - NOX Rate Summer v3.1, Unit 447 and retrofits | 615 | 7305 | Rate Constraint in lbs/MMBtu | FALSE | L | Annual | Allowances Withdrawn (1:1) | Thousand Tons | 0 | 0 | 0 | 0 | 0 | 0 | 0
IL Fac. Spec. - NOX Rate Summer v3.1, Unit 447 and retrofits | 615 | 7305 | Rate Constraint in lbs/MMBtu | FALSE | L | Annual | Allowances Withdrawn (n:1) | Thousand Tons | 0 | 0 | 0 | 0 | 0 | 0 | 0
IL Fac. Spec. - NOX Rate Summer v3.1, Unit 447 and retrofits | 615 | 7305 | Rate Constraint in lbs/MMBtu | FALSE | L | Annual | Net Emissions Allowance Position | Thousand Tons | 0.010939 | 0.0067025 | 0.00031822 | 0 | 0 | 0 | 0
IL Fac. Spec. - NOX Rate Summer v3.1, Unit 447 and retrofits | 615 | 7305 | Rate Constraint in lbs/MMBtu | FALSE | L | Annual | Fuel Consumed | TBtu | 0.23024 | 0.14108 | 0.006698 | 0 | 0 | 0 | 0
IL Fac. Spec. - NOX Rate Summer v3.1, Unit 447 and retrofits | 615 | 7305 | Rate Constraint in lbs/MMBtu | FALSE | L | Annual | Rate | lb/MMBtu | 0.09502 | 0.09502 | 0.09502 | 0 | 0 | 0 | 0
IL Fac. Spec. - NOX Rate Summer v3.1, Unit 447 and retrofits | 615 | 7305 | Rate Constraint in lbs/MMBtu | FALSE | L | Annual | Generation | TWh | 0.021428 | 0.013129 | 0.00062336 | 0 | 0 | 0 | 0
IL Fac. Spec. - NOX Rate Summer v3.1, Unit 447 and retrofits | 615 | 7305 | Rate Constraint in lbs/MMBtu | FALSE | L | Annual | Qualifying Generation | TWh | 0.021428 | 0.013129 | 0.00062336 | 0 | 0 | 0 | 0
IL Fac. Spec. - NOX Rate Summer v3.1, Unit 447 and retrofits | 615 | 7305 | Rate Constraint in lbs/MMBtu | FALSE | L | Annual | Rate | lb/MWh | 1.021 | 1.021 | 1.021 | 0 | 0 | 0 | 0
IL Fac. Spec. - NOX Rate Summer v3.1, Unit 447 and retrofits | 615 | 7305 | Rate Constraint in lbs/MMBtu | FALSE | L | Annual | Constraint Shadow Price | US2022$/Ton | 0 | 0 | 0 | 0 | 0 | 0 | 0
IL Fac. Spec. - NOX Rate Summer v3.1, Unit 448 and retrofits | 616 | 7305 | Rate Constraint in lbs/MMBtu | FALSE | L | Annual | Seasons Included | Seasons | Summer | Summer | Summer | Summer | Summer | Summer | Summer
IL Fac. Spec. - NOX Rate Summer v3.1, Unit 448 and retrofits | 616 | 7305 | Rate Constraint in lbs/MMBtu | FALSE | L | Annual | Standard NOX | lb/MMBtu | 0.25 | 0.25 | 0.25 | 0.25 | 0.25 | 0.25 | 0.25
IL Fac. Spec. - NOX Rate Summer v3.1, Unit 448 and retrofits | 616 | 7305 | Rate Constraint in lbs/MMBtu | FALSE | L | Annual | Emissions at Affected Plants NOX | Thousand Tons | 0.010725 | 0.0065713 | 0.00031199 | 0 | 0 | 0 | 0
IL Fac. Spec. - NOX Rate Summer v3.1, Unit 448 and retrofits | 616 | 7305 | Rate Constraint in lbs/MMBtu | FALSE | L | Annual | Allowances Purchased NOX | Thousand Tons | 0 | 0 | 0 | 0 | 0 | 0 | 0
IL Fac. Spec. - NOX Rate Summer v3.1, Unit 448 and retrofits | 616 | 7305 | Rate Constraint in lbs/MMBtu | FALSE | L | Annual | Allowances Sold NOX | Thousand Tons | 0 | 0 | 0 | 0 | 0 | 0 | 0
IL Fac. Spec. - NOX Rate Summer v3.1, Unit 448 and retrofits | 616 | 7305 | Rate Constraint in lbs/MMBtu | FALSE | L | Annual | Allowances Banked | Thousand Tons | 0 | 0 | 0 | 0 | 0 | 0 | 0
IL Fac. Spec. - NOX Rate Summer v3.1, Unit 448 and retrofits | 616 | 7305 | Rate Constraint in lbs/MMBtu | FALSE | L | Annual | Allowances Withdrawn (1:1) | Thousand Tons | 0 | 0 | 0 | 0 | 0 | 0 | 0
IL Fac. Spec. - NOX Rate Summer v3.1, Unit 448 and retrofits | 616 | 7305 | Rate Constraint in lbs/MMBtu | FALSE | L | Annual | Allowances Withdrawn (n:1) | Thousand Tons | 0 | 0 | 0 | 0 | 0 | 0 | 0
IL Fac. Spec. - NOX Rate Summer v3.1, Unit 448 and retrofits | 616 | 7305 | Rate Constraint in lbs/MMBtu | FALSE | L | Annual | Net Emissions Allowance Position | Thousand Tons | 0.010725 | 0.0065713 | 0.00031199 | 0 | 0 | 0 | 0
IL Fac. Spec. - NOX Rate Summer v3.1, Unit 448 and retrofits | 616 | 7305 | Rate Constraint in lbs/MMBtu | FALSE | L | Annual | Fuel Consumed | TBtu | 0.23024 | 0.14108 | 0.006698 | 0 | 0 | 0 | 0
IL Fac. Spec. - NOX Rate Summer v3.1, Unit 448 and retrofits | 616 | 7305 | Rate Constraint in lbs/MMBtu | FALSE | L | Annual | Rate | lb/MMBtu | 0.09316 | 0.09316 | 0.09316 | 0 | 0 | 0 | 0
IL Fac. Spec. - NOX Rate Summer v3.1, Unit 448 and retrofits | 616 | 7305 | Rate Constraint in lbs/MMBtu | FALSE | L | Annual | Generation | TWh | 0.021428 | 0.013129 | 0.00062336 | 0 | 0 | 0 | 0
IL Fac. Spec. - NOX Rate Summer v3.1, Unit 448 and retrofits | 616 | 7305 | Rate Constraint in lbs/MMBtu | FALSE | L | Annual | Qualifying Generation | TWh | 0.021428 | 0.013129 | 0.00062336 | 0 | 0 | 0 | 0
IL Fac. Spec. - NOX Rate Summer v3.1, Unit 448 and retrofits | 616 | 7305 | Rate Constraint in lbs/MMBtu | FALSE | L | Annual | Rate | lb/MWh | 1.001 | 1.001 | 1.001 | 0 | 0 | 0 | 0
IL Fac. Spec. - NOX Rate Summer v3.1, Unit 448 and retrofits | 616 | 7305 | Rate Constraint in lbs/MMBtu | FALSE | L | Annual | Constraint Shadow Price | US2022$/Ton | 0 | 0 | 0 | 0 | 0 | 0 | 0
IL Fac. Spec. - NOX Rate Summer v3.1, Unit 449 and retrofits | 617 | 7305 | Rate Constraint in lbs/MMBtu | FALSE | L | Annual | Seasons Included | Seasons | Summer | Summer | Summer | Summer | Summer | Summer | Summer
IL Fac. Spec. - NOX Rate Summer v3.1, Unit 449 and retrofits | 617 | 7305 | Rate Constraint in lbs/MMBtu | FALSE | L | Annual | Standard NOX | lb/MMBtu | 0.25 | 0.25 | 0.25 | 0.25 | 0.25 | 0.25 | 0.25
IL Fac. Spec. - NOX Rate Summer v3.1, Unit 449 and retrofits | 617 | 7305 | Rate Constraint in lbs/MMBtu | FALSE | L | Annual | Emissions at Affected Plants NOX | Thousand Tons | 0.0020036 | 0.0012277 | 5.8288e-05 | 0 | 0 | 0 | 0
IL Fac. Spec. - NOX Rate Summer v3.1, Unit 449 and retrofits | 617 | 7305 | Rate Constraint in lbs/MMBtu | FALSE | L | Annual | Allowances Purchased NOX | Thousand Tons | 0 | 0 | 0 | 0 | 0 | 0 | 0
IL Fac. Spec. - NOX Rate Summer v3.1, Unit 449 and retrofits | 617 | 7305 | Rate Constraint in lbs/MMBtu | FALSE | L | Annual | Allowances Sold NOX | Thousand Tons | 0 | 0 | 0 | 0 | 0 | 0 | 0
IL Fac. Spec. - NOX Rate Summer v3.1, Unit 449 and retrofits | 617 | 7305 | Rate Constraint in lbs/MMBtu | FALSE | L | Annual | Allowances Banked | Thousand Tons | 0 | 0 | 0 | 0 | 0 | 0 | 0
IL Fac. Spec. - NOX Rate Summer v3.1, Unit 449 and retrofits | 617 | 7305 | Rate Constraint in lbs/MMBtu | FALSE | L | Annual | Allowances Withdrawn (1:1) | Thousand Tons | 0 | 0 | 0 | 0 | 0 | 0 | 0
IL Fac. Spec. - NOX Rate Summer v3.1, Unit 449 and retrofits | 617 | 7305 | Rate Constraint in lbs/MMBtu | FALSE | L | Annual | Allowances Withdrawn (n:1) | Thousand Tons | 0 | 0 | 0 | 0 | 0 | 0 | 0
IL Fac. Spec. - NOX Rate Summer v3.1, Unit 449 and retrofits | 617 | 7305 | Rate Constraint in lbs/MMBtu | FALSE | L | Annual | Net Emissions Allowance Position | Thousand Tons | 0.0020036 | 0.0012277 | 5.8288e-05 | 0 | 0 | 0 | 0
IL Fac. Spec. - NOX Rate Summer v3.1, Unit 449 and retrofits | 617 | 7305 | Rate Constraint in lbs/MMBtu | FALSE | L | Annual | Fuel Consumed | TBtu | 0.18315 | 0.11222 | 0.0053279 | 0 | 0 | 0 | 0
IL Fac. Spec. - NOX Rate Summer v3.1, Unit 449 and retrofits | 617 | 7305 | Rate Constraint in lbs/MMBtu | FALSE | L | Annual | Rate | lb/MMBtu | 0.02188 | 0.02188 | 0.02188 | 0 | 0 | 0 | 0
IL Fac. Spec. - NOX Rate Summer v3.1, Unit 449 and retrofits | 617 | 7305 | Rate Constraint in lbs/MMBtu | FALSE | L | Annual | Generation | TWh | 0.017045 | 0.010444 | 0.00049585 | 0 | 0 | 0 | 0
IL Fac. Spec. - NOX Rate Summer v3.1, Unit 449 and retrofits | 617 | 7305 | Rate Constraint in lbs/MMBtu | FALSE | L | Annual | Qualifying Generation | TWh | 0.017045 | 0.010444 | 0.00049585 | 0 | 0 | 0 | 0
IL Fac. Spec. - NOX Rate Summer v3.1, Unit 449 and retrofits | 617 | 7305 | Rate Constraint in lbs/MMBtu | FALSE | L | Annual | Rate | lb/MWh | 0.2351 | 0.2351 | 0.2351 | 0 | 0 | 0 | 0
IL Fac. Spec. - NOX Rate Summer v3.1, Unit 449 and retrofits | 617 | 7305 | Rate Constraint in lbs/MMBtu | FALSE | L | Annual | Constraint Shadow Price | US2022$/Ton | 0 | 0 | 0 | 0 | 0 | 0 | 0
IL Fac. Spec. - NOX Rate Summer v3.1, Unit 450 and retrofits | 618 | 7305 | Rate Constraint in lbs/MMBtu | FALSE | L | Annual | Seasons Included | Seasons | Summer | Summer | Summer | Summer | Summer | Summer | Summer
IL Fac. Spec. - NOX Rate Summer v3.1, Unit 450 and retrofits | 618 | 7305 | Rate Constraint in lbs/MMBtu | FALSE | L | Annual | Standard NOX | lb/MMBtu | 0.25 | 0.25 | 0.25 | 0.25 | 0.25 | 0.25 | 0.25
IL Fac. Spec. - NOX Rate Summer v3.1, Unit 450 and retrofits | 618 | 7305 | Rate Constraint in lbs/MMBtu | FALSE | L | Annual | Emissions at Affected Plants NOX | Thousand Tons | 0.0031318 | 0.001919 | 9.1108e-05 | 0 | 0 | 0 | 0
IL Fac. Spec. - NOX Rate Summer v3.1, Unit 450 and retrofits | 618 | 7305 | Rate Constraint in lbs/MMBtu | FALSE | L | Annual | Allowances Purchased NOX | Thousand Tons | 0 | 0 | 0 | 0 | 0 | 0 | 0
IL Fac. Spec. - NOX Rate Summer v3.1, Unit 450 and retrofits | 618 | 7305 | Rate Constraint in lbs/MMBtu | FALSE | L | Annual | Allowances Sold NOX | Thousand Tons | 0 | 0 | 0 | 0 | 0 | 0 | 0
IL Fac. Spec. - NOX Rate Summer v3.1, Unit 450 and retrofits | 618 | 7305 | Rate Constraint in lbs/MMBtu | FALSE | L | Annual | Allowances Banked | Thousand Tons | 0 | 0 | 0 | 0 | 0 | 0 | 0
IL Fac. Spec. - NOX Rate Summer v3.1, Unit 450 and retrofits | 618 | 7305 | Rate Constraint in lbs/MMBtu | FALSE | L | Annual | Allowances Withdrawn (1:1) | Thousand Tons | 0 | 0 | 0 | 0 | 0 | 0 | 0
IL Fac. Spec. - NOX Rate Summer v3.1, Unit 450 and retrofits | 618 | 7305 | Rate Constraint in lbs/MMBtu | FALSE | L | Annual | Allowances Withdrawn (n:1) | Thousand Tons | 0 | 0 | 0 | 0 | 0 | 0 | 0
IL Fac. Spec. - NOX Rate Summer v3.1, Unit 450 and retrofits | 618 | 7305 | Rate Constraint in lbs/MMBtu | FALSE | L | Annual | Net Emissions Allowance Position | Thousand Tons | 0.0031318 | 0.001919 | 9.1108e-05 | 0 | 0 | 0 | 0
IL Fac. Spec. - NOX Rate Summer v3.1, Unit 450 and retrofits | 618 | 7305 | Rate Constraint in lbs/MMBtu | FALSE | L | Annual | Fuel Consumed | TBtu | 0.18315 | 0.11222 | 0.0053279 | 0 | 0 | 0 | 0
IL Fac. Spec. - NOX Rate Summer v3.1, Unit 450 and retrofits | 618 | 7305 | Rate Constraint in lbs/MMBtu | FALSE | L | Annual | Rate | lb/MMBtu | 0.0342 | 0.0342 | 0.0342 | 0 | 0 | 0 | 0
IL Fac. Spec. - NOX Rate Summer v3.1, Unit 450 and retrofits | 618 | 7305 | Rate Constraint in lbs/MMBtu | FALSE | L | Annual | Generation | TWh | 0.017045 | 0.010444 | 0.00049585 | 0 | 0 | 0 | 0
IL Fac. Spec. - NOX Rate Summer v3.1, Unit 450 and retrofits | 618 | 7305 | Rate Constraint in lbs/MMBtu | FALSE | L | Annual | Qualifying Generation | TWh | 0.017045 | 0.010444 | 0.00049585 | 0 | 0 | 0 | 0
IL Fac. Spec. - NOX Rate Summer v3.1, Unit 450 and retrofits | 618 | 7305 | Rate Constraint in lbs/MMBtu | FALSE | L | Annual | Rate | lb/MWh | 0.36748 | 0.36748 | 0.36748 | 0 | 0 | 0 | 0
IL Fac. Spec. - NOX Rate Summer v3.1, Unit 450 and retrofits | 618 | 7305 | Rate Constraint in lbs/MMBtu | FALSE | L | Annual | Constraint Shadow Price | US2022$/Ton | 0 | 0 | 0 | 0 | 0 | 0 | 0
IL Fac. Spec. - NOX Rate Summer v3.1, Unit 451 and retrofits | 619 | 7305 | Rate Constraint in lbs/MMBtu | FALSE | L | Annual | Seasons Included | Seasons | Summer | Summer | Summer | Summer | Summer | Summer | Summer
IL Fac. Spec. - NOX Rate Summer v3.1, Unit 451 and retrofits | 619 | 7305 | Rate Constraint in lbs/MMBtu | FALSE | L | Annual | Standard NOX | lb/MMBtu | 0.25 | 0.25 | 0.25 | 0.25 | 0.25 | 0.25 | 0.25
IL Fac. Spec. - NOX Rate Summer v3.1, Unit 451 and retrofits | 619 | 7305 | Rate Constraint in lbs/MMBtu | FALSE | L | Annual | Emissions at Affected Plants NOX | Thousand Tons | 0.0026172 | 0.0016036 | 7.6136e-05 | 0 | 0 | 0 | 0
IL Fac. Spec. - NOX Rate Summer v3.1, Unit 451 and retrofits | 619 | 7305 | Rate Constraint in lbs/MMBtu | FALSE | L | Annual | Allowances Purchased NOX | Thousand Tons | 0 | 0 | 0 | 0 | 0 | 0 | 0
IL Fac. Spec. - NOX Rate Summer v3.1, Unit 451 and retrofits | 619 | 7305 | Rate Constraint in lbs/MMBtu | FALSE | L | Annual | Allowances Sold NOX | Thousand Tons | 0 | 0 | 0 | 0 | 0 | 0 | 0
IL Fac. Spec. - NOX Rate Summer v3.1, Unit 451 and retrofits | 619 | 7305 | Rate Constraint in lbs/MMBtu | FALSE | L | Annual | Allowances Banked | Thousand Tons | 0 | 0 | 0 | 0 | 0 | 0 | 0
IL Fac. Spec. - NOX Rate Summer v3.1, Unit 451 and retrofits | 619 | 7305 | Rate Constraint in lbs/MMBtu | FALSE | L | Annual | Allowances Withdrawn (1:1) | Thousand Tons | 0 | 0 | 0 | 0 | 0 | 0 | 0
IL Fac. Spec. - NOX Rate Summer v3.1, Unit 451 and retrofits | 619 | 7305 | Rate Constraint in lbs/MMBtu | FALSE | L | Annual | Allowances Withdrawn (n:1) | Thousand Tons | 0 | 0 | 0 | 0 | 0 | 0 | 0
IL Fac. Spec. - NOX Rate Summer v3.1, Unit 451 and retrofits | 619 | 7305 | Rate Constraint in lbs/MMBtu | FALSE | L | Annual | Net Emissions Allowance Position | Thousand Tons | 0.0026172 | 0.0016036 | 7.6136e-05 | 0 | 0 | 0 | 0
IL Fac. Spec. - NOX Rate Summer v3.1, Unit 451 and retrofits | 619 | 7305 | Rate Constraint in lbs/MMBtu | FALSE | L | Annual | Fuel Consumed | TBtu | 0.18315 | 0.11222 | 0.0053279 | 0 | 0 | 0 | 0
IL Fac. Spec. - NOX Rate Summer v3.1, Unit 451 and retrofits | 619 | 7305 | Rate Constraint in lbs/MMBtu | FALSE | L | Annual | Rate | lb/MMBtu | 0.02858 | 0.02858 | 0.02858 | 0 | 0 | 0 | 0
IL Fac. Spec. - NOX Rate Summer v3.1, Unit 451 and retrofits | 619 | 7305 | Rate Constraint in lbs/MMBtu | FALSE | L | Annual | Generation | TWh | 0.017045 | 0.010444 | 0.00049585 | 0 | 0 | 0 | 0
IL Fac. Spec. - NOX Rate Summer v3.1, Unit 451 and retrofits | 619 | 7305 | Rate Constraint in lbs/MMBtu | FALSE | L | Annual | Qualifying Generation | TWh | 0.017045 | 0.010444 | 0.00049585 | 0 | 0 | 0 | 0
IL Fac. Spec. - NOX Rate Summer v3.1, Unit 451 and retrofits | 619 | 7305 | Rate Constraint in lbs/MMBtu | FALSE | L | Annual | Rate | lb/MWh | 0.30709 | 0.30709 | 0.30709 | 0 | 0 | 0 | 0
IL Fac. Spec. - NOX Rate Summer v3.1, Unit 451 and retrofits | 619 | 7305 | Rate Constraint in lbs/MMBtu | FALSE | L | Annual | Constraint Shadow Price | US2022$/Ton | 0 | 0 | 0 | 0 | 0 | 0 | 0
IL Fac. Spec. - NOX Rate Summer v3.1, Unit 452 and retrofits | 620 | 7305 | Rate Constraint in lbs/MMBtu | FALSE | L | Annual | Seasons Included | Seasons | Summer | Summer | Summer | Summer | Summer | Summer | Summer
IL Fac. Spec. - NOX Rate Summer v3.1, Unit 452 and retrofits | 620 | 7305 | Rate Constraint in lbs/MMBtu | FALSE | L | Annual | Standard NOX | lb/MMBtu | 0.25 | 0.25 | 0.25 | 0.25 | 0.25 | 0.25 | 0.25
IL Fac. Spec. - NOX Rate Summer v3.1, Unit 452 and retrofits | 620 | 7305 | Rate Constraint in lbs/MMBtu | FALSE | L | Annual | Emissions at Affected Plants NOX | Thousand Tons | 0.0031575 | 0.0019347 | 9.1854e-05 | 0 | 0 | 0 | 0
IL Fac. Spec. - NOX Rate Summer v3.1, Unit 452 and retrofits | 620 | 7305 | Rate Constraint in lbs/MMBtu | FALSE | L | Annual | Allowances Purchased NOX | Thousand Tons | 0 | 0 | 0 | 0 | 0 | 0 | 0
IL Fac. Spec. - NOX Rate Summer v3.1, Unit 452 and retrofits | 620 | 7305 | Rate Constraint in lbs/MMBtu | FALSE | L | Annual | Allowances Sold NOX | Thousand Tons | 0 | 0 | 0 | 0 | 0 | 0 | 0
IL Fac. Spec. - NOX Rate Summer v3.1, Unit 452 and retrofits | 620 | 7305 | Rate Constraint in lbs/MMBtu | FALSE | L | Annual | Allowances Banked | Thousand Tons | 0 | 0 | 0 | 0 | 0 | 0 | 0
IL Fac. Spec. - NOX Rate Summer v3.1, Unit 452 and retrofits | 620 | 7305 | Rate Constraint in lbs/MMBtu | FALSE | L | Annual | Allowances Withdrawn (1:1) | Thousand Tons | 0 | 0 | 0 | 0 | 0 | 0 | 0
IL Fac. Spec. - NOX Rate Summer v3.1, Unit 452 and retrofits | 620 | 7305 | Rate Constraint in lbs/MMBtu | FALSE | L | Annual | Allowances Withdrawn (n:1) | Thousand Tons | 0 | 0 | 0 | 0 | 0 | 0 | 0
IL Fac. Spec. - NOX Rate Summer v3.1, Unit 452 and retrofits | 620 | 7305 | Rate Constraint in lbs/MMBtu | FALSE | L | Annual | Net Emissions Allowance Position | Thousand Tons | 0.0031575 | 0.0019347 | 9.1854e-05 | 0 | 0 | 0 | 0
IL Fac. Spec. - NOX Rate Summer v3.1, Unit 452 and retrofits | 620 | 7305 | Rate Constraint in lbs/MMBtu | FALSE | L | Annual | Fuel Consumed | TBtu | 0.18315 | 0.11222 | 0.0053279 | 0 | 0 | 0 | 0
IL Fac. Spec. - NOX Rate Summer v3.1, Unit 452 and retrofits | 620 | 7305 | Rate Constraint in lbs/MMBtu | FALSE | L | Annual | Rate | lb/MMBtu | 0.03448 | 0.03448 | 0.03448 | 0 | 0 | 0 | 0
IL Fac. Spec. - NOX Rate Summer v3.1, Unit 452 and retrofits | 620 | 7305 | Rate Constraint in lbs/MMBtu | FALSE | L | Annual | Generation | TWh | 0.017045 | 0.010444 | 0.00049585 | 0 | 0 | 0 | 0
IL Fac. Spec. - NOX Rate Summer v3.1, Unit 452 and retrofits | 620 | 7305 | Rate Constraint in lbs/MMBtu | FALSE | L | Annual | Qualifying Generation | TWh | 0.017045 | 0.010444 | 0.00049585 | 0 | 0 | 0 | 0
IL Fac. Spec. - NOX Rate Summer v3.1, Unit 452 and retrofits | 620 | 7305 | Rate Constraint in lbs/MMBtu | FALSE | L | Annual | Rate | lb/MWh | 0.37049 | 0.37049 | 0.37049 | 0 | 0 | 0 | 0
IL Fac. Spec. - NOX Rate Summer v3.1, Unit 452 and retrofits | 620 | 7305 | Rate Constraint in lbs/MMBtu | FALSE | L | Annual | Constraint Shadow Price | US2022$/Ton | 0 | 0 | 0 | 0 | 0 | 0 | 0
IL Fac. Spec. - NOX Rate Summer v3.1, Unit 453 and retrofits | 621 | 7305 | Rate Constraint in lbs/MMBtu | FALSE | L | Annual | Seasons Included | Seasons | Summer | Summer | Summer | Summer | Summer | Summer | Summer
IL Fac. Spec. - NOX Rate Summer v3.1, Unit 453 and retrofits | 621 | 7305 | Rate Constraint in lbs/MMBtu | FALSE | L | Annual | Standard NOX | lb/MMBtu | 0.25 | 0.25 | 0.25 | 0.25 | 0.25 | 0.25 | 0.25
IL Fac. Spec. - NOX Rate Summer v3.1, Unit 453 and retrofits | 621 | 7305 | Rate Constraint in lbs/MMBtu | FALSE | L | Annual | Emissions at Affected Plants NOX | Thousand Tons | 0.00010166 | 8.1328e-05 | 0 | 0 | 0 | 0 | 0
IL Fac. Spec. - NOX Rate Summer v3.1, Unit 453 and retrofits | 621 | 7305 | Rate Constraint in lbs/MMBtu | FALSE | L | Annual | Allowances Purchased NOX | Thousand Tons | 0 | 0 | 0 | 0 | 0 | 0 | 0
IL Fac. Spec. - NOX Rate Summer v3.1, Unit 453 and retrofits | 621 | 7305 | Rate Constraint in lbs/MMBtu | FALSE | L | Annual | Allowances Sold NOX | Thousand Tons | 0 | 0 | 0 | 0 | 0 | 0 | 0
IL Fac. Spec. - NOX Rate Summer v3.1, Unit 453 and retrofits | 621 | 7305 | Rate Constraint in lbs/MMBtu | FALSE | L | Annual | Allowances Banked | Thousand Tons | 0 | 0 | 0 | 0 | 0 | 0 | 0
IL Fac. Spec. - NOX Rate Summer v3.1, Unit 453 and retrofits | 621 | 7305 | Rate Constraint in lbs/MMBtu | FALSE | L | Annual | Allowances Withdrawn (1:1) | Thousand Tons | 0 | 0 | 0 | 0 | 0 | 0 | 0
IL Fac. Spec. - NOX Rate Summer v3.1, Unit 453 and retrofits | 621 | 7305 | Rate Constraint in lbs/MMBtu | FALSE | L | Annual | Allowances Withdrawn (n:1) | Thousand Tons | 0 | 0 | 0 | 0 | 0 | 0 | 0
IL Fac. Spec. - NOX Rate Summer v3.1, Unit 453 and retrofits | 621 | 7305 | Rate Constraint in lbs/MMBtu | FALSE | L | Annual | Net Emissions Allowance Position | Thousand Tons | 0.00010166 | 8.1328e-05 | 0 | 0 | 0 | 0 | 0
IL Fac. Spec. - NOX Rate Summer v3.1, Unit 453 and retrofits | 621 | 7305 | Rate Constraint in lbs/MMBtu | FALSE | L | Annual | Fuel Consumed | TBtu | 0.0086963 | 0.006957 | 0 | 0 | 0 | 0 | 0
IL Fac. Spec. - NOX Rate Summer v3.1, Unit 453 and retrofits | 621 | 7305 | Rate Constraint in lbs/MMBtu | FALSE | L | Annual | Rate | lb/MMBtu | 0.02338 | 0.02338 | 0 | 0 | 0 | 0 | 0
IL Fac. Spec. - NOX Rate Summer v3.1, Unit 453 and retrofits | 621 | 7305 | Rate Constraint in lbs/MMBtu | FALSE | L | Annual | Generation | TWh | 0.00064498 | 0.00051599 | 0 | 0 | 0 | 0 | 0
IL Fac. Spec. - NOX Rate Summer v3.1, Unit 453 and retrofits | 621 | 7305 | Rate Constraint in lbs/MMBtu | FALSE | L | Annual | Qualifying Generation | TWh | 0.00064498 | 0.00051599 | 0 | 0 | 0 | 0 | 0
IL Fac. Spec. - NOX Rate Summer v3.1, Unit 453 and retrofits | 621 | 7305 | Rate Constraint in lbs/MMBtu | FALSE | L | Annual | Rate | lb/MWh | 0.31523 | 0.31523 | 0 | 0 | 0 | 0 | 0
IL Fac. Spec. - NOX Rate Summer v3.1, Unit 453 and retrofits | 621 | 7305 | Rate Constraint in lbs/MMBtu | FALSE | L | Annual | Constraint Shadow Price | US2022$/Ton | 0 | 0 | 0 | 0 | 0 | 0 | 0
IL Fac. Spec. - NOX Rate Summer v3.1, Unit 454 and retrofits | 622 | 7305 | Rate Constraint in lbs/MMBtu | FALSE | L | Annual | Seasons Included | Seasons | Summer | Summer | Summer | Summer | Summer | Summer | Summer
IL Fac. Spec. - NOX Rate Summer v3.1, Unit 454 and retrofits | 622 | 7305 | Rate Constraint in lbs/MMBtu | FALSE | L | Annual | Standard NOX | lb/MMBtu | 0.25 | 0.25 | 0.25 | 0.25 | 0.25 | 0.25 | 0.25
IL Fac. Spec. - NOX Rate Summer v3.1, Unit 454 and retrofits | 622 | 7305 | Rate Constraint in lbs/MMBtu | FALSE | L | Annual | Emissions at Affected Plants NOX | Thousand Tons | 7.7713e-05 | 6.217e-05 | 0 | 0 | 0 | 0 | 0
IL Fac. Spec. - NOX Rate Summer v3.1, Unit 454 and retrofits | 622 | 7305 | Rate Constraint in lbs/MMBtu | FALSE | L | Annual | Allowances Purchased NOX | Thousand Tons | 0 | 0 | 0 | 0 | 0 | 0 | 0
IL Fac. Spec. - NOX Rate Summer v3.1, Unit 454 and retrofits | 622 | 7305 | Rate Constraint in lbs/MMBtu | FALSE | L | Annual | Allowances Sold NOX | Thousand Tons | 0 | 0 | 0 | 0 | 0 | 0 | 0
IL Fac. Spec. - NOX Rate Summer v3.1, Unit 454 and retrofits | 622 | 7305 | Rate Constraint in lbs/MMBtu | FALSE | L | Annual | Allowances Banked | Thousand Tons | 0 | 0 | 0 | 0 | 0 | 0 | 0
IL Fac. Spec. - NOX Rate Summer v3.1, Unit 454 and retrofits | 622 | 7305 | Rate Constraint in lbs/MMBtu | FALSE | L | Annual | Allowances Withdrawn (1:1) | Thousand Tons | 0 | 0 | 0 | 0 | 0 | 0 | 0
IL Fac. Spec. - NOX Rate Summer v3.1, Unit 454 and retrofits | 622 | 7305 | Rate Constraint in lbs/MMBtu | FALSE | L | Annual | Allowances Withdrawn (n:1) | Thousand Tons | 0 | 0 | 0 | 0 | 0 | 0 | 0
IL Fac. Spec. - NOX Rate Summer v3.1, Unit 454 and retrofits | 622 | 7305 | Rate Constraint in lbs/MMBtu | FALSE | L | Annual | Net Emissions Allowance Position | Thousand Tons | 7.7713e-05 | 6.217e-05 | 0 | 0 | 0 | 0 | 0
IL Fac. Spec. - NOX Rate Summer v3.1, Unit 454 and retrofits | 622 | 7305 | Rate Constraint in lbs/MMBtu | FALSE | L | Annual | Fuel Consumed | TBtu | 0.0086976 | 0.0069581 | 0 | 0 | 0 | 0 | 0
IL Fac. Spec. - NOX Rate Summer v3.1, Unit 454 and retrofits | 622 | 7305 | Rate Constraint in lbs/MMBtu | FALSE | L | Annual | Rate | lb/MMBtu | 0.01787 | 0.01787 | 0 | 0 | 0 | 0 | 0
IL Fac. Spec. - NOX Rate Summer v3.1, Unit 454 and retrofits | 622 | 7305 | Rate Constraint in lbs/MMBtu | FALSE | L | Annual | Generation | TWh | 0.00064498 | 0.00051599 | 0 | 0 | 0 | 0 | 0
IL Fac. Spec. - NOX Rate Summer v3.1, Unit 454 and retrofits | 622 | 7305 | Rate Constraint in lbs/MMBtu | FALSE | L | Annual | Qualifying Generation | TWh | 0.00064498 | 0.00051599 | 0 | 0 | 0 | 0 | 0
IL Fac. Spec. - NOX Rate Summer v3.1, Unit 454 and retrofits | 622 | 7305 | Rate Constraint in lbs/MMBtu | FALSE | L | Annual | Rate | lb/MWh | 0.24098 | 0.24098 | 0 | 0 | 0 | 0 | 0
IL Fac. Spec. - NOX Rate Summer v3.1, Unit 454 and retrofits | 622 | 7305 | Rate Constraint in lbs/MMBtu | FALSE | L | Annual | Constraint Shadow Price | US2022$/Ton | 0 | 0 | 0 | 0 | 0 | 0 | 0
IL Fac. Spec. - NOX Rate Summer v3.1, Unit 455 and retrofits | 623 | 7305 | Rate Constraint in lbs/MMBtu | FALSE | L | Annual | Seasons Included | Seasons | Summer | Summer | Summer | Summer | Summer | Summer | Summer
IL Fac. Spec. - NOX Rate Summer v3.1, Unit 455 and retrofits | 623 | 7305 | Rate Constraint in lbs/MMBtu | FALSE | L | Annual | Standard NOX | lb/MMBtu | 0.25 | 0.25 | 0.25 | 0.25 | 0.25 | 0.25 | 0.25
IL Fac. Spec. - NOX Rate Summer v3.1, Unit 455 and retrofits | 623 | 7305 | Rate Constraint in lbs/MMBtu | FALSE | L | Annual | Emissions at Affected Plants NOX | Thousand Tons | 7.9713e-05 | 6.3771e-05 | 0 | 0 | 0 | 0 | 0
IL Fac. Spec. - NOX Rate Summer v3.1, Unit 455 and retrofits | 623 | 7305 | Rate Constraint in lbs/MMBtu | FALSE | L | Annual | Allowances Purchased NOX | Thousand Tons | 0 | 0 | 0 | 0 | 0 | 0 | 0
IL Fac. Spec. - NOX Rate Summer v3.1, Unit 455 and retrofits | 623 | 7305 | Rate Constraint in lbs/MMBtu | FALSE | L | Annual | Allowances Sold NOX | Thousand Tons | 0 | 0 | 0 | 0 | 0 | 0 | 0
IL Fac. Spec. - NOX Rate Summer v3.1, Unit 455 and retrofits | 623 | 7305 | Rate Constraint in lbs/MMBtu | FALSE | L | Annual | Allowances Banked | Thousand Tons | 0 | 0 | 0 | 0 | 0 | 0 | 0
IL Fac. Spec. - NOX Rate Summer v3.1, Unit 455 and retrofits | 623 | 7305 | Rate Constraint in lbs/MMBtu | FALSE | L | Annual | Allowances Withdrawn (1:1) | Thousand Tons | 0 | 0 | 0 | 0 | 0 | 0 | 0
IL Fac. Spec. - NOX Rate Summer v3.1, Unit 455 and retrofits | 623 | 7305 | Rate Constraint in lbs/MMBtu | FALSE | L | Annual | Allowances Withdrawn (n:1) | Thousand Tons | 0 | 0 | 0 | 0 | 0 | 0 | 0
IL Fac. Spec. - NOX Rate Summer v3.1, Unit 455 and retrofits | 623 | 7305 | Rate Constraint in lbs/MMBtu | FALSE | L | Annual | Net Emissions Allowance Position | Thousand Tons | 7.9713e-05 | 6.3771e-05 | 0 | 0 | 0 | 0 | 0
IL Fac. Spec. - NOX Rate Summer v3.1, Unit 455 and retrofits | 623 | 7305 | Rate Constraint in lbs/MMBtu | FALSE | L | Annual | Fuel Consumed | TBtu | 0.0086976 | 0.0069581 | 0 | 0 | 0 | 0 | 0
IL Fac. Spec. - NOX Rate Summer v3.1, Unit 455 and retrofits | 623 | 7305 | Rate Constraint in lbs/MMBtu | FALSE | L | Annual | Rate | lb/MMBtu | 0.01833 | 0.01833 | 0 | 0 | 0 | 0 | 0
IL Fac. Spec. - NOX Rate Summer v3.1, Unit 455 and retrofits | 623 | 7305 | Rate Constraint in lbs/MMBtu | FALSE | L | Annual | Generation | TWh | 0.00064498 | 0.00051599 | 0 | 0 | 0 | 0 | 0
IL Fac. Spec. - NOX Rate Summer v3.1, Unit 455 and retrofits | 623 | 7305 | Rate Constraint in lbs/MMBtu | FALSE | L | Annual | Qualifying Generation | TWh | 0.00064498 | 0.00051599 | 0 | 0 | 0 | 0 | 0
IL Fac. Spec. - NOX Rate Summer v3.1, Unit 455 and retrofits | 623 | 7305 | Rate Constraint in lbs/MMBtu | FALSE | L | Annual | Rate | lb/MWh | 0.24718 | 0.24718 | 0 | 0 | 0 | 0 | 0
IL Fac. Spec. - NOX Rate Summer v3.1, Unit 455 and retrofits | 623 | 7305 | Rate Constraint in lbs/MMBtu | FALSE | L | Annual | Constraint Shadow Price | US2022$/Ton | 0 | 0 | 0 | 0 | 0 | 0 | 0
IL Fac. Spec. - NOX Rate Summer v3.1, Unit 456 and retrofits | 624 | 7305 | Rate Constraint in lbs/MMBtu | FALSE | L | Annual | Seasons Included | Seasons | Summer | Summer | Summer | Summer | Summer | Summer | Summer
IL Fac. Spec. - NOX Rate Summer v3.1, Unit 456 and retrofits | 624 | 7305 | Rate Constraint in lbs/MMBtu | FALSE | L | Annual | Standard NOX | lb/MMBtu | 0.25 | 0.25 | 0.25 | 0.25 | 0.25 | 0.25 | 0.25
IL Fac. Spec. - NOX Rate Summer v3.1, Unit 456 and retrofits | 624 | 7305 | Rate Constraint in lbs/MMBtu | FALSE | L | Annual | Emissions at Affected Plants NOX | Thousand Tons | 0.00010067 | 8.054e-05 | 0 | 0 | 0 | 0 | 0
IL Fac. Spec. - NOX Rate Summer v3.1, Unit 456 and retrofits | 624 | 7305 | Rate Constraint in lbs/MMBtu | FALSE | L | Annual | Allowances Purchased NOX | Thousand Tons | 0 | 0 | 0 | 0 | 0 | 0 | 0
IL Fac. Spec. - NOX Rate Summer v3.1, Unit 456 and retrofits | 624 | 7305 | Rate Constraint in lbs/MMBtu | FALSE | L | Annual | Allowances Sold NOX | Thousand Tons | 0 | 0 | 0 | 0 | 0 | 0 | 0
IL Fac. Spec. - NOX Rate Summer v3.1, Unit 456 and retrofits | 624 | 7305 | Rate Constraint in lbs/MMBtu | FALSE | L | Annual | Allowances Banked | Thousand Tons | 0 | 0 | 0 | 0 | 0 | 0 | 0
IL Fac. Spec. - NOX Rate Summer v3.1, Unit 456 and retrofits | 624 | 7305 | Rate Constraint in lbs/MMBtu | FALSE | L | Annual | Allowances Withdrawn (1:1) | Thousand Tons | 0 | 0 | 0 | 0 | 0 | 0 | 0
IL Fac. Spec. - NOX Rate Summer v3.1, Unit 456 and retrofits | 624 | 7305 | Rate Constraint in lbs/MMBtu | FALSE | L | Annual | Allowances Withdrawn (n:1) | Thousand Tons | 0 | 0 | 0 | 0 | 0 | 0 | 0
IL Fac. Spec. - NOX Rate Summer v3.1, Unit 456 and retrofits | 624 | 7305 | Rate Constraint in lbs/MMBtu | FALSE | L | Annual | Net Emissions Allowance Position | Thousand Tons | 0.00010067 | 8.054e-05 | 0 | 0 | 0 | 0 | 0
IL Fac. Spec. - NOX Rate Summer v3.1, Unit 456 and retrofits | 624 | 7305 | Rate Constraint in lbs/MMBtu | FALSE | L | Annual | Fuel Consumed | TBtu | 0.0086976 | 0.0069581 | 0 | 0 | 0 | 0 | 0
IL Fac. Spec. - NOX Rate Summer v3.1, Unit 456 and retrofits | 624 | 7305 | Rate Constraint in lbs/MMBtu | FALSE | L | Annual | Rate | lb/MMBtu | 0.02315 | 0.02315 | 0 | 0 | 0 | 0 | 0
IL Fac. Spec. - NOX Rate Summer v3.1, Unit 456 and retrofits | 624 | 7305 | Rate Constraint in lbs/MMBtu | FALSE | L | Annual | Generation | TWh | 0.00064498 | 0.00051599 | 0 | 0 | 0 | 0 | 0
IL Fac. Spec. - NOX Rate Summer v3.1, Unit 456 and retrofits | 624 | 7305 | Rate Constraint in lbs/MMBtu | FALSE | L | Annual | Qualifying Generation | TWh | 0.00064498 | 0.00051599 | 0 | 0 | 0 | 0 | 0
IL Fac. Spec. - NOX Rate Summer v3.1, Unit 456 and retrofits | 624 | 7305 | Rate Constraint in lbs/MMBtu | FALSE | L | Annual | Rate | lb/MWh | 0.31218 | 0.31218 | 0 | 0 | 0 | 0 | 0
IL Fac. Spec. - NOX Rate Summer v3.1, Unit 456 and retrofits | 624 | 7305 | Rate Constraint in lbs/MMBtu | FALSE | L | Annual | Constraint Shadow Price | US2022$/Ton | 0 | 0 | 0 | 0 | 0 | 0 | 0
IL Fac. Spec. - NOX Rate Summer v3.1, Unit 457 and retrofits | 625 | 7305 | Rate Constraint in lbs/MMBtu | FALSE | L | Annual | Seasons Included | Seasons | Summer | Summer | Summer | Summer | Summer | Summer | Summer
IL Fac. Spec. - NOX Rate Summer v3.1, Unit 457 and retrofits | 625 | 7305 | Rate Constraint in lbs/MMBtu | FALSE | L | Annual | Standard NOX | lb/MMBtu | 0.25 | 0.25 | 0.25 | 0.25 | 0.25 | 0.25 | 0.25
IL Fac. Spec. - NOX Rate Summer v3.1, Unit 457 and retrofits | 625 | 7305 | Rate Constraint in lbs/MMBtu | FALSE | L | Annual | Emissions at Affected Plants NOX | Thousand Tons | 9.5847e-05 | 7.6678e-05 | 0 | 0 | 0 | 0 | 0
IL Fac. Spec. - NOX Rate Summer v3.1, Unit 457 and retrofits | 625 | 7305 | Rate Constraint in lbs/MMBtu | FALSE | L | Annual | Allowances Purchased NOX | Thousand Tons | 0 | 0 | 0 | 0 | 0 | 0 | 0
IL Fac. Spec. - NOX Rate Summer v3.1, Unit 457 and retrofits | 625 | 7305 | Rate Constraint in lbs/MMBtu | FALSE | L | Annual | Allowances Sold NOX | Thousand Tons | 0 | 0 | 0 | 0 | 0 | 0 | 0
IL Fac. Spec. - NOX Rate Summer v3.1, Unit 457 and retrofits | 625 | 7305 | Rate Constraint in lbs/MMBtu | FALSE | L | Annual | Allowances Banked | Thousand Tons | 0 | 0 | 0 | 0 | 0 | 0 | 0
IL Fac. Spec. - NOX Rate Summer v3.1, Unit 457 and retrofits | 625 | 7305 | Rate Constraint in lbs/MMBtu | FALSE | L | Annual | Allowances Withdrawn (1:1) | Thousand Tons | 0 | 0 | 0 | 0 | 0 | 0 | 0
IL Fac. Spec. - NOX Rate Summer v3.1, Unit 457 and retrofits | 625 | 7305 | Rate Constraint in lbs/MMBtu | FALSE | L | Annual | Allowances Withdrawn (n:1) | Thousand Tons | 0 | 0 | 0 | 0 | 0 | 0 | 0
IL Fac. Spec. - NOX Rate Summer v3.1, Unit 457 and retrofits | 625 | 7305 | Rate Constraint in lbs/MMBtu | FALSE | L | Annual | Net Emissions Allowance Position | Thousand Tons | 9.5847e-05 | 7.6678e-05 | 0 | 0 | 0 | 0 | 0
IL Fac. Spec. - NOX Rate Summer v3.1, Unit 457 and retrofits | 625 | 7305 | Rate Constraint in lbs/MMBtu | FALSE | L | Annual | Fuel Consumed | TBtu | 0.0086976 | 0.0069581 | 0 | 0 | 0 | 0 | 0
IL Fac. Spec. - NOX Rate Summer v3.1, Unit 457 and retrofits | 625 | 7305 | Rate Constraint in lbs/MMBtu | FALSE | L | Annual | Rate | lb/MMBtu | 0.02204 | 0.02204 | 0 | 0 | 0 | 0 | 0
IL Fac. Spec. - NOX Rate Summer v3.1, Unit 457 and retrofits | 625 | 7305 | Rate Constraint in lbs/MMBtu | FALSE | L | Annual | Generation | TWh | 0.00064498 | 0.00051599 | 0 | 0 | 0 | 0 | 0
IL Fac. Spec. - NOX Rate Summer v3.1, Unit 457 and retrofits | 625 | 7305 | Rate Constraint in lbs/MMBtu | FALSE | L | Annual | Qualifying Generation | TWh | 0.00064498 | 0.00051599 | 0 | 0 | 0 | 0 | 0
IL Fac. Spec. - NOX Rate Summer v3.1, Unit 457 and retrofits | 625 | 7305 | Rate Constraint in lbs/MMBtu | FALSE | L | Annual | Rate | lb/MWh | 0.29721 | 0.29721 | 0 | 0 | 0 | 0 | 0
IL Fac. Spec. - NOX Rate Summer v3.1, Unit 457 and retrofits | 625 | 7305 | Rate Constraint in lbs/MMBtu | FALSE | L | Annual | Constraint Shadow Price | US2022$/Ton | 0 | 0 | 0 | 0 | 0 | 0 | 0
IL Fac. Spec. - NOX Rate Summer v3.1, Unit 458 and retrofits | 626 | 7305 | Rate Constraint in lbs/MMBtu | FALSE | L | Annual | Seasons Included | Seasons | Summer | Summer | Summer | Summer | Summer | Summer | Summer
IL Fac. Spec. - NOX Rate Summer v3.1, Unit 458 and retrofits | 626 | 7305 | Rate Constraint in lbs/MMBtu | FALSE | L | Annual | Standard NOX | lb/MMBtu | 0.25 | 0.25 | 0.25 | 0.25 | 0.25 | 0.25 | 0.25
IL Fac. Spec. - NOX Rate Summer v3.1, Unit 458 and retrofits | 626 | 7305 | Rate Constraint in lbs/MMBtu | FALSE | L | Annual | Emissions at Affected Plants NOX | Thousand Tons | 9.7543e-05 | 7.8035e-05 | 0 | 0 | 0 | 0 | 0
IL Fac. Spec. - NOX Rate Summer v3.1, Unit 458 and retrofits | 626 | 7305 | Rate Constraint in lbs/MMBtu | FALSE | L | Annual | Allowances Purchased NOX | Thousand Tons | 0 | 0 | 0 | 0 | 0 | 0 | 0
IL Fac. Spec. - NOX Rate Summer v3.1, Unit 458 and retrofits | 626 | 7305 | Rate Constraint in lbs/MMBtu | FALSE | L | Annual | Allowances Sold NOX | Thousand Tons | 0 | 0 | 0 | 0 | 0 | 0 | 0
IL Fac. Spec. - NOX Rate Summer v3.1, Unit 458 and retrofits | 626 | 7305 | Rate Constraint in lbs/MMBtu | FALSE | L | Annual | Allowances Banked | Thousand Tons | 0 | 0 | 0 | 0 | 0 | 0 | 0
IL Fac. Spec. - NOX Rate Summer v3.1, Unit 458 and retrofits | 626 | 7305 | Rate Constraint in lbs/MMBtu | FALSE | L | Annual | Allowances Withdrawn (1:1) | Thousand Tons | 0 | 0 | 0 | 0 | 0 | 0 | 0
IL Fac. Spec. - NOX Rate Summer v3.1, Unit 458 and retrofits | 626 | 7305 | Rate Constraint in lbs/MMBtu | FALSE | L | Annual | Allowances Withdrawn (n:1) | Thousand Tons | 0 | 0 | 0 | 0 | 0 | 0 | 0
IL Fac. Spec. - NOX Rate Summer v3.1, Unit 458 and retrofits | 626 | 7305 | Rate Constraint in lbs/MMBtu | FALSE | L | Annual | Net Emissions Allowance Position | Thousand Tons | 9.7543e-05 | 7.8035e-05 | 0 | 0 | 0 | 0 | 0
IL Fac. Spec. - NOX Rate Summer v3.1, Unit 458 and retrofits | 626 | 7305 | Rate Constraint in lbs/MMBtu | FALSE | L | Annual | Fuel Consumed | TBtu | 0.0086976 | 0.0069581 | 0 | 0 | 0 | 0 | 0
IL Fac. Spec. - NOX Rate Summer v3.1, Unit 458 and retrofits | 626 | 7305 | Rate Constraint in lbs/MMBtu | FALSE | L | Annual | Rate | lb/MMBtu | 0.02243 | 0.02243 | 0 | 0 | 0 | 0 | 0
IL Fac. Spec. - NOX Rate Summer v3.1, Unit 458 and retrofits | 626 | 7305 | Rate Constraint in lbs/MMBtu | FALSE | L | Annual | Generation | TWh | 0.00064498 | 0.00051599 | 0 | 0 | 0 | 0 | 0
IL Fac. Spec. - NOX Rate Summer v3.1, Unit 458 and retrofits | 626 | 7305 | Rate Constraint in lbs/MMBtu | FALSE | L | Annual | Qualifying Generation | TWh | 0.00064498 | 0.00051599 | 0 | 0 | 0 | 0 | 0
IL Fac. Spec. - NOX Rate Summer v3.1, Unit 458 and retrofits | 626 | 7305 | Rate Constraint in lbs/MMBtu | FALSE | L | Annual | Rate | lb/MWh | 0.30247 | 0.30247 | 0 | 0 | 0 | 0 | 0
IL Fac. Spec. - NOX Rate Summer v3.1, Unit 458 and retrofits | 626 | 7305 | Rate Constraint in lbs/MMBtu | FALSE | L | Annual | Constraint Shadow Price | US2022$/Ton | 0 | 0 | 0 | 0 | 0 | 0 | 0
IL Fac. Spec. - NOX Rate Summer v3.1, Unit 459 and retrofits | 627 | 7305 | Rate Constraint in lbs/MMBtu | FALSE | L | Annual | Seasons Included | Seasons | Summer | Summer | Summer | Summer | Summer | Summer | Summer
IL Fac. Spec. - NOX Rate Summer v3.1, Unit 459 and retrofits | 627 | 7305 | Rate Constraint in lbs/MMBtu | FALSE | L | Annual | Standard NOX | lb/MMBtu | 0.25 | 0.25 | 0.25 | 0.25 | 0.25 | 0.25 | 0.25
IL Fac. Spec. - NOX Rate Summer v3.1, Unit 459 and retrofits | 627 | 7305 | Rate Constraint in lbs/MMBtu | FALSE | L | Annual | Emissions at Affected Plants NOX | Thousand Tons | 0.00010971 | 8.7766e-05 | 0 | 0 | 0 | 0 | 0
IL Fac. Spec. - NOX Rate Summer v3.1, Unit 459 and retrofits | 627 | 7305 | Rate Constraint in lbs/MMBtu | FALSE | L | Annual | Allowances Purchased NOX | Thousand Tons | 0 | 0 | 0 | 0 | 0 | 0 | 0
IL Fac. Spec. - NOX Rate Summer v3.1, Unit 459 and retrofits | 627 | 7305 | Rate Constraint in lbs/MMBtu | FALSE | L | Annual | Allowances Sold NOX | Thousand Tons | 0 | 0 | 0 | 0 | 0 | 0 | 0
IL Fac. Spec. - NOX Rate Summer v3.1, Unit 459 and retrofits | 627 | 7305 | Rate Constraint in lbs/MMBtu | FALSE | L | Annual | Allowances Banked | Thousand Tons | 0 | 0 | 0 | 0 | 0 | 0 | 0
IL Fac. Spec. - NOX Rate Summer v3.1, Unit 459 and retrofits | 627 | 7305 | Rate Constraint in lbs/MMBtu | FALSE | L | Annual | Allowances Withdrawn (1:1) | Thousand Tons | 0 | 0 | 0 | 0 | 0 | 0 | 0
IL Fac. Spec. - NOX Rate Summer v3.1, Unit 459 and retrofits | 627 | 7305 | Rate Constraint in lbs/MMBtu | FALSE | L | Annual | Allowances Withdrawn (n:1) | Thousand Tons | 0 | 0 | 0 | 0 | 0 | 0 | 0
IL Fac. Spec. - NOX Rate Summer v3.1, Unit 459 and retrofits | 627 | 7305 | Rate Constraint in lbs/MMBtu | FALSE | L | Annual | Net Emissions Allowance Position | Thousand Tons | 0.00010971 | 8.7766e-05 | 0 | 0 | 0 | 0 | 0
IL Fac. Spec. - NOX Rate Summer v3.1, Unit 459 and retrofits | 627 | 7305 | Rate Constraint in lbs/MMBtu | FALSE | L | Annual | Fuel Consumed | TBtu | 0.0091043 | 0.0072835 | 0 | 0 | 0 | 0 | 0
IL Fac. Spec. - NOX Rate Summer v3.1, Unit 459 and retrofits | 627 | 7305 | Rate Constraint in lbs/MMBtu | FALSE | L | Annual | Rate | lb/MMBtu | 0.0241 | 0.0241 | 0 | 0 | 0 | 0 | 0
IL Fac. Spec. - NOX Rate Summer v3.1, Unit 459 and retrofits | 627 | 7305 | Rate Constraint in lbs/MMBtu | FALSE | L | Annual | Generation | TWh | 0.00067186 | 0.00053749 | 0 | 0 | 0 | 0 | 0
IL Fac. Spec. - NOX Rate Summer v3.1, Unit 459 and retrofits | 627 | 7305 | Rate Constraint in lbs/MMBtu | FALSE | L | Annual | Qualifying Generation | TWh | 0.00067186 | 0.00053749 | 0 | 0 | 0 | 0 | 0
IL Fac. Spec. - NOX Rate Summer v3.1, Unit 459 and retrofits | 627 | 7305 | Rate Constraint in lbs/MMBtu | FALSE | L | Annual | Rate | lb/MWh | 0.32658 | 0.32658 | 0 | 0 | 0 | 0 | 0
IL Fac. Spec. - NOX Rate Summer v3.1, Unit 459 and retrofits | 627 | 7305 | Rate Constraint in lbs/MMBtu | FALSE | L | Annual | Constraint Shadow Price | US2022$/Ton | 0 | 0 | 0 | 0 | 0 | 0 | 0
IL Fac. Spec. - NOX Rate Summer v3.1, Unit 460 and retrofits | 628 | 7305 | Rate Constraint in lbs/MMBtu | FALSE | L | Annual | Seasons Included | Seasons | Summer | Summer | Summer | Summer | Summer | Summer | Summer
IL Fac. Spec. - NOX Rate Summer v3.1, Unit 460 and retrofits | 628 | 7305 | Rate Constraint in lbs/MMBtu | FALSE | L | Annual | Standard NOX | lb/MMBtu | 0.25 | 0.25 | 0.25 | 0.25 | 0.25 | 0.25 | 0.25
IL Fac. Spec. - NOX Rate Summer v3.1, Unit 460 and retrofits | 628 | 7305 | Rate Constraint in lbs/MMBtu | FALSE | L | Annual | Emissions at Affected Plants NOX | Thousand Tons | 7.49e-05 | 8.56e-05 | 0 | 0 | 0 | 0 | 0
IL Fac. Spec. - NOX Rate Summer v3.1, Unit 460 and retrofits | 628 | 7305 | Rate Constraint in lbs/MMBtu | FALSE | L | Annual | Allowances Purchased NOX | Thousand Tons | 0 | 0 | 0 | 0 | 0 | 0 | 0
IL Fac. Spec. - NOX Rate Summer v3.1, Unit 460 and retrofits | 628 | 7305 | Rate Constraint in lbs/MMBtu | FALSE | L | Annual | Allowances Sold NOX | Thousand Tons | 0 | 0 | 0 | 0 | 0 | 0 | 0
IL Fac. Spec. - NOX Rate Summer v3.1, Unit 460 and retrofits | 628 | 7305 | Rate Constraint in lbs/MMBtu | FALSE | L | Annual | Allowances Banked | Thousand Tons | 0 | 0 | 0 | 0 | 0 | 0 | 0
IL Fac. Spec. - NOX Rate Summer v3.1, Unit 460 and retrofits | 628 | 7305 | Rate Constraint in lbs/MMBtu | FALSE | L | Annual | Allowances Withdrawn (1:1) | Thousand Tons | 0 | 0 | 0 | 0 | 0 | 0 | 0
IL Fac. Spec. - NOX Rate Summer v3.1, Unit 460 and retrofits | 628 | 7305 | Rate Constraint in lbs/MMBtu | FALSE | L | Annual | Allowances Withdrawn (n:1) | Thousand Tons | 0 | 0 | 0 | 0 | 0 | 0 | 0
IL Fac. Spec. - NOX Rate Summer v3.1, Unit 460 and retrofits | 628 | 7305 | Rate Constraint in lbs/MMBtu | FALSE | L | Annual | Net Emissions Allowance Position | Thousand Tons | 7.49e-05 | 8.56e-05 | 0 | 0 | 0 | 0 | 0
IL Fac. Spec. - NOX Rate Summer v3.1, Unit 460 and retrofits | 628 | 7305 | Rate Constraint in lbs/MMBtu | FALSE | L | Annual | Fuel Consumed | TBtu | 0.0063744 | 0.0072851 | 0 | 0 | 0 | 0 | 0
IL Fac. Spec. - NOX Rate Summer v3.1, Unit 460 and retrofits | 628 | 7305 | Rate Constraint in lbs/MMBtu | FALSE | L | Annual | Rate | lb/MMBtu | 0.0235 | 0.0235 | 0 | 0 | 0 | 0 | 0
IL Fac. Spec. - NOX Rate Summer v3.1, Unit 460 and retrofits | 628 | 7305 | Rate Constraint in lbs/MMBtu | FALSE | L | Annual | Generation | TWh | 0.0004703 | 0.00053749 | 0 | 0 | 0 | 0 | 0
IL Fac. Spec. - NOX Rate Summer v3.1, Unit 460 and retrofits | 628 | 7305 | Rate Constraint in lbs/MMBtu | FALSE | L | Annual | Qualifying Generation | TWh | 0.0004703 | 0.00053749 | 0 | 0 | 0 | 0 | 0
IL Fac. Spec. - NOX Rate Summer v3.1, Unit 460 and retrofits | 628 | 7305 | Rate Constraint in lbs/MMBtu | FALSE | L | Annual | Rate | lb/MWh | 0.31852 | 0.31852 | 0 | 0 | 0 | 0 | 0
IL Fac. Spec. - NOX Rate Summer v3.1, Unit 460 and retrofits | 628 | 7305 | Rate Constraint in lbs/MMBtu | FALSE | L | Annual | Constraint Shadow Price | US2022$/Ton | 0 | 0 | 0 | 0 | 0 | 0 | 0
IL Fac. Spec. - NOX Rate Summer v3.1, Unit 461 and retrofits | 629 | 7305 | Rate Constraint in lbs/MMBtu | FALSE | L | Annual | Seasons Included | Seasons | Summer | Summer | Summer | Summer | Summer | Summer | Summer
IL Fac. Spec. - NOX Rate Summer v3.1, Unit 461 and retrofits | 629 | 7305 | Rate Constraint in lbs/MMBtu | FALSE | L | Annual | Standard NOX | lb/MMBtu | 0.25 | 0.25 | 0.25 | 0.25 | 0.25 | 0.25 | 0.25
IL Fac. Spec. - NOX Rate Summer v3.1, Unit 461 and retrofits | 629 | 7305 | Rate Constraint in lbs/MMBtu | FALSE | L | Annual | Emissions at Affected Plants NOX | Thousand Tons | 9.4767e-05 | 7.9079e-05 | 0 | 0 | 0 | 0 | 0
IL Fac. Spec. - NOX Rate Summer v3.1, Unit 461 and retrofits | 629 | 7305 | Rate Constraint in lbs/MMBtu | FALSE | L | Annual | Allowances Purchased NOX | Thousand Tons | 0 | 0 | 0 | 0 | 0 | 0 | 0
IL Fac. Spec. - NOX Rate Summer v3.1, Unit 461 and retrofits | 629 | 7305 | Rate Constraint in lbs/MMBtu | FALSE | L | Annual | Allowances Sold NOX | Thousand Tons | 0 | 0 | 0 | 0 | 0 | 0 | 0
IL Fac. Spec. - NOX Rate Summer v3.1, Unit 461 and retrofits | 629 | 7305 | Rate Constraint in lbs/MMBtu | FALSE | L | Annual | Allowances Banked | Thousand Tons | 0 | 0 | 0 | 0 | 0 | 0 | 0
IL Fac. Spec. - NOX Rate Summer v3.1, Unit 461 and retrofits | 629 | 7305 | Rate Constraint in lbs/MMBtu | FALSE | L | Annual | Allowances Withdrawn (1:1) | Thousand Tons | 0 | 0 | 0 | 0 | 0 | 0 | 0
IL Fac. Spec. - NOX Rate Summer v3.1, Unit 461 and retrofits | 629 | 7305 | Rate Constraint in lbs/MMBtu | FALSE | L | Annual | Allowances Withdrawn (n:1) | Thousand Tons | 0 | 0 | 0 | 0 | 0 | 0 | 0
IL Fac. Spec. - NOX Rate Summer v3.1, Unit 461 and retrofits | 629 | 7305 | Rate Constraint in lbs/MMBtu | FALSE | L | Annual | Net Emissions Allowance Position | Thousand Tons | 9.4767e-05 | 7.9079e-05 | 0 | 0 | 0 | 0 | 0
IL Fac. Spec. - NOX Rate Summer v3.1, Unit 461 and retrofits | 629 | 7305 | Rate Constraint in lbs/MMBtu | FALSE | L | Annual | Fuel Consumed | TBtu | 0.0087302 | 0.0072851 | 0 | 0 | 0 | 0 | 0
IL Fac. Spec. - NOX Rate Summer v3.1, Unit 461 and retrofits | 629 | 7305 | Rate Constraint in lbs/MMBtu | FALSE | L | Annual | Rate | lb/MMBtu | 0.02171 | 0.02171 | 0 | 0 | 0 | 0 | 0
IL Fac. Spec. - NOX Rate Summer v3.1, Unit 461 and retrofits | 629 | 7305 | Rate Constraint in lbs/MMBtu | FALSE | L | Annual | Generation | TWh | 0.00064411 | 0.00053749 | 0 | 0 | 0 | 0 | 0
IL Fac. Spec. - NOX Rate Summer v3.1, Unit 461 and retrofits | 629 | 7305 | Rate Constraint in lbs/MMBtu | FALSE | L | Annual | Qualifying Generation | TWh | 0.00064411 | 0.00053749 | 0 | 0 | 0 | 0 | 0
IL Fac. Spec. - NOX Rate Summer v3.1, Unit 461 and retrofits | 629 | 7305 | Rate Constraint in lbs/MMBtu | FALSE | L | Annual | Rate | lb/MWh | 0.29426 | 0.29426 | 0 | 0 | 0 | 0 | 0
IL Fac. Spec. - NOX Rate Summer v3.1, Unit 461 and retrofits | 629 | 7305 | Rate Constraint in lbs/MMBtu | FALSE | L | Annual | Constraint Shadow Price | US2022$/Ton | 0 | 0 | 0 | 0 | 0 | 0 | 0
IL Fac. Spec. - NOX Rate Summer v3.1, Unit 462 and retrofits | 630 | 7305 | Rate Constraint in lbs/MMBtu | FALSE | L | Annual | Seasons Included | Seasons | Summer | Summer | Summer | Summer | Summer | Summer | Summer
IL Fac. Spec. - NOX Rate Summer v3.1, Unit 462 and retrofits | 630 | 7305 | Rate Constraint in lbs/MMBtu | FALSE | L | Annual | Standard NOX | lb/MMBtu | 0.25 | 0.25 | 0.25 | 0.25 | 0.25 | 0.25 | 0.25
IL Fac. Spec. - NOX Rate Summer v3.1, Unit 462 and retrofits | 630 | 7305 | Rate Constraint in lbs/MMBtu | FALSE | L | Annual | Emissions at Affected Plants NOX | Thousand Tons | 0.00010213 | 8.1702e-05 | 0 | 0 | 0 | 0 | 0
IL Fac. Spec. - NOX Rate Summer v3.1, Unit 462 and retrofits | 630 | 7305 | Rate Constraint in lbs/MMBtu | FALSE | L | Annual | Allowances Purchased NOX | Thousand Tons | 0 | 0 | 0 | 0 | 0 | 0 | 0
IL Fac. Spec. - NOX Rate Summer v3.1, Unit 462 and retrofits | 630 | 7305 | Rate Constraint in lbs/MMBtu | FALSE | L | Annual | Allowances Sold NOX | Thousand Tons | 0 | 0 | 0 | 0 | 0 | 0 | 0
IL Fac. Spec. - NOX Rate Summer v3.1, Unit 462 and retrofits | 630 | 7305 | Rate Constraint in lbs/MMBtu | FALSE | L | Annual | Allowances Banked | Thousand Tons | 0 | 0 | 0 | 0 | 0 | 0 | 0
IL Fac. Spec. - NOX Rate Summer v3.1, Unit 462 and retrofits | 630 | 7305 | Rate Constraint in lbs/MMBtu | FALSE | L | Annual | Allowances Withdrawn (1:1) | Thousand Tons | 0 | 0 | 0 | 0 | 0 | 0 | 0
IL Fac. Spec. - NOX Rate Summer v3.1, Unit 462 and retrofits | 630 | 7305 | Rate Constraint in lbs/MMBtu | FALSE | L | Annual | Allowances Withdrawn (n:1) | Thousand Tons | 0 | 0 | 0 | 0 | 0 | 0 | 0
IL Fac. Spec. - NOX Rate Summer v3.1, Unit 462 and retrofits | 630 | 7305 | Rate Constraint in lbs/MMBtu | FALSE | L | Annual | Net Emissions Allowance Position | Thousand Tons | 0.00010213 | 8.1702e-05 | 0 | 0 | 0 | 0 | 0
IL Fac. Spec. - NOX Rate Summer v3.1, Unit 462 and retrofits | 630 | 7305 | Rate Constraint in lbs/MMBtu | FALSE | L | Annual | Fuel Consumed | TBtu | 0.0091063 | 0.0072851 | 0 | 0 | 0 | 0 | 0
IL Fac. Spec. - NOX Rate Summer v3.1, Unit 462 and retrofits | 630 | 7305 | Rate Constraint in lbs/MMBtu | FALSE | L | Annual | Rate | lb/MMBtu | 0.02243 | 0.02243 | 0 | 0 | 0 | 0 | 0
IL Fac. Spec. - NOX Rate Summer v3.1, Unit 462 and retrofits | 630 | 7305 | Rate Constraint in lbs/MMBtu | FALSE | L | Annual | Generation | TWh | 0.00067186 | 0.00053749 | 0 | 0 | 0 | 0 | 0
IL Fac. Spec. - NOX Rate Summer v3.1, Unit 462 and retrofits | 630 | 7305 | Rate Constraint in lbs/MMBtu | FALSE | L | Annual | Qualifying Generation | TWh | 0.00067186 | 0.00053749 | 0 | 0 | 0 | 0 | 0
IL Fac. Spec. - NOX Rate Summer v3.1, Unit 462 and retrofits | 630 | 7305 | Rate Constraint in lbs/MMBtu | FALSE | L | Annual | Rate | lb/MWh | 0.30402 | 0.30402 | 0 | 0 | 0 | 0 | 0
IL Fac. Spec. - NOX Rate Summer v3.1, Unit 462 and retrofits | 630 | 7305 | Rate Constraint in lbs/MMBtu | FALSE | L | Annual | Constraint Shadow Price | US2022$/Ton | 0 | 0 | 0 | 0 | 0 | 0 | 0
IL Fac. Spec. - NOX Rate Summer v3.1, Unit 463 and retrofits | 631 | 7305 | Rate Constraint in lbs/MMBtu | FALSE | L | Annual | Seasons Included | Seasons | Summer | Summer | Summer | Summer | Summer | Summer | Summer
IL Fac. Spec. - NOX Rate Summer v3.1, Unit 463 and retrofits | 631 | 7305 | Rate Constraint in lbs/MMBtu | FALSE | L | Annual | Standard NOX | lb/MMBtu | 0.25 | 0.25 | 0.25 | 0.25 | 0.25 | 0.25 | 0.25
IL Fac. Spec. - NOX Rate Summer v3.1, Unit 463 and retrofits | 631 | 7305 | Rate Constraint in lbs/MMBtu | FALSE | L | Annual | Emissions at Affected Plants NOX | Thousand Tons | 0.0088911 | 0.0054478 | 0.00025865 | 0 | 0 | 0 | 0
IL Fac. Spec. - NOX Rate Summer v3.1, Unit 463 and retrofits | 631 | 7305 | Rate Constraint in lbs/MMBtu | FALSE | L | Annual | Allowances Purchased NOX | Thousand Tons | 0 | 0 | 0 | 0 | 0 | 0 | 0
IL Fac. Spec. - NOX Rate Summer v3.1, Unit 463 and retrofits | 631 | 7305 | Rate Constraint in lbs/MMBtu | FALSE | L | Annual | Allowances Sold NOX | Thousand Tons | 0 | 0 | 0 | 0 | 0 | 0 | 0
IL Fac. Spec. - NOX Rate Summer v3.1, Unit 463 and retrofits | 631 | 7305 | Rate Constraint in lbs/MMBtu | FALSE | L | Annual | Allowances Banked | Thousand Tons | 0 | 0 | 0 | 0 | 0 | 0 | 0
IL Fac. Spec. - NOX Rate Summer v3.1, Unit 463 and retrofits | 631 | 7305 | Rate Constraint in lbs/MMBtu | FALSE | L | Annual | Allowances Withdrawn (1:1) | Thousand Tons | 0 | 0 | 0 | 0 | 0 | 0 | 0
IL Fac. Spec. - NOX Rate Summer v3.1, Unit 463 and retrofits | 631 | 7305 | Rate Constraint in lbs/MMBtu | FALSE | L | Annual | Allowances Withdrawn (n:1) | Thousand Tons | 0 | 0 | 0 | 0 | 0 | 0 | 0
IL Fac. Spec. - NOX Rate Summer v3.1, Unit 463 and retrofits | 631 | 7305 | Rate Constraint in lbs/MMBtu | FALSE | L | Annual | Net Emissions Allowance Position | Thousand Tons | 0.0088911 | 0.0054478 | 0.00025865 | 0 | 0 | 0 | 0
IL Fac. Spec. - NOX Rate Summer v3.1, Unit 463 and retrofits | 631 | 7305 | Rate Constraint in lbs/MMBtu | FALSE | L | Annual | Fuel Consumed | TBtu | 0.21978 | 0.13466 | 0.0063935 | 0 | 0 | 0 | 0
IL Fac. Spec. - NOX Rate Summer v3.1, Unit 463 and retrofits | 631 | 7305 | Rate Constraint in lbs/MMBtu | FALSE | L | Annual | Rate | lb/MMBtu | 0.08091 | 0.08091 | 0.08091 | 0 | 0 | 0 | 0
IL Fac. Spec. - NOX Rate Summer v3.1, Unit 463 and retrofits | 631 | 7305 | Rate Constraint in lbs/MMBtu | FALSE | L | Annual | Generation | TWh | 0.020454 | 0.012533 | 0.00059502 | 0 | 0 | 0 | 0
IL Fac. Spec. - NOX Rate Summer v3.1, Unit 463 and retrofits | 631 | 7305 | Rate Constraint in lbs/MMBtu | FALSE | L | Annual | Qualifying Generation | TWh | 0.020454 | 0.012533 | 0.00059502 | 0 | 0 | 0 | 0
IL Fac. Spec. - NOX Rate Summer v3.1, Unit 463 and retrofits | 631 | 7305 | Rate Constraint in lbs/MMBtu | FALSE | L | Annual | Rate | lb/MWh | 0.86938 | 0.86938 | 0.86938 | 0 | 0 | 0 | 0
IL Fac. Spec. - NOX Rate Summer v3.1, Unit 463 and retrofits | 631 | 7305 | Rate Constraint in lbs/MMBtu | FALSE | L | Annual | Constraint Shadow Price | US2022$/Ton | 0 | 0 | 0 | 0 | 0 | 0 | 0
IL Fac. Spec. - NOX Rate Summer v3.1, Unit 464 and retrofits | 632 | 7305 | Rate Constraint in lbs/MMBtu | FALSE | L | Annual | Seasons Included | Seasons | Summer | Summer | Summer | Summer | Summer | Summer | Summer
IL Fac. Spec. - NOX Rate Summer v3.1, Unit 464 and retrofits | 632 | 7305 | Rate Constraint in lbs/MMBtu | FALSE | L | Annual | Standard NOX | lb/MMBtu | 0.25 | 0.25 | 0.25 | 0.25 | 0.25 | 0.25 | 0.25
IL Fac. Spec. - NOX Rate Summer v3.1, Unit 464 and retrofits | 632 | 7305 | Rate Constraint in lbs/MMBtu | FALSE | L | Annual | Emissions at Affected Plants NOX | Thousand Tons | 0.0092197 | 0.0056491 | 0.00026821 | 0 | 0 | 0 | 0
IL Fac. Spec. - NOX Rate Summer v3.1, Unit 464 and retrofits | 632 | 7305 | Rate Constraint in lbs/MMBtu | FALSE | L | Annual | Allowances Purchased NOX | Thousand Tons | 0 | 0 | 0 | 0 | 0 | 0 | 0
IL Fac. Spec. - NOX Rate Summer v3.1, Unit 464 and retrofits | 632 | 7305 | Rate Constraint in lbs/MMBtu | FALSE | L | Annual | Allowances Sold NOX | Thousand Tons | 0 | 0 | 0 | 0 | 0 | 0 | 0
IL Fac. Spec. - NOX Rate Summer v3.1, Unit 464 and retrofits | 632 | 7305 | Rate Constraint in lbs/MMBtu | FALSE | L | Annual | Allowances Banked | Thousand Tons | 0 | 0 | 0 | 0 | 0 | 0 | 0
IL Fac. Spec. - NOX Rate Summer v3.1, Unit 464 and retrofits | 632 | 7305 | Rate Constraint in lbs/MMBtu | FALSE | L | Annual | Allowances Withdrawn (1:1) | Thousand Tons | 0 | 0 | 0 | 0 | 0 | 0 | 0
IL Fac. Spec. - NOX Rate Summer v3.1, Unit 464 and retrofits | 632 | 7305 | Rate Constraint in lbs/MMBtu | FALSE | L | Annual | Allowances Withdrawn (n:1) | Thousand Tons | 0 | 0 | 0 | 0 | 0 | 0 | 0
IL Fac. Spec. - NOX Rate Summer v3.1, Unit 464 and retrofits | 632 | 7305 | Rate Constraint in lbs/MMBtu | FALSE | L | Annual | Net Emissions Allowance Position | Thousand Tons | 0.0092197 | 0.0056491 | 0.00026821 | 0 | 0 | 0 | 0
IL Fac. Spec. - NOX Rate Summer v3.1, Unit 464 and retrofits | 632 | 7305 | Rate Constraint in lbs/MMBtu | FALSE | L | Annual | Fuel Consumed | TBtu | 0.21978 | 0.13466 | 0.0063935 | 0 | 0 | 0 | 0
IL Fac. Spec. - NOX Rate Summer v3.1, Unit 464 and retrofits | 632 | 7305 | Rate Constraint in lbs/MMBtu | FALSE | L | Annual | Rate | lb/MMBtu | 0.0839 | 0.0839 | 0.0839 | 0 | 0 | 0 | 0
IL Fac. Spec. - NOX Rate Summer v3.1, Unit 464 and retrofits | 632 | 7305 | Rate Constraint in lbs/MMBtu | FALSE | L | Annual | Generation | TWh | 0.020454 | 0.012533 | 0.00059502 | 0 | 0 | 0 | 0
IL Fac. Spec. - NOX Rate Summer v3.1, Unit 464 and retrofits | 632 | 7305 | Rate Constraint in lbs/MMBtu | FALSE | L | Annual | Qualifying Generation | TWh | 0.020454 | 0.012533 | 0.00059502 | 0 | 0 | 0 | 0
IL Fac. Spec. - NOX Rate Summer v3.1, Unit 464 and retrofits | 632 | 7305 | Rate Constraint in lbs/MMBtu | FALSE | L | Annual | Rate | lb/MWh | 0.90151 | 0.90151 | 0.90151 | 0 | 0 | 0 | 0
IL Fac. Spec. - NOX Rate Summer v3.1, Unit 464 and retrofits | 632 | 7305 | Rate Constraint in lbs/MMBtu | FALSE | L | Annual | Constraint Shadow Price | US2022$/Ton | 0 | 0 | 0 | 0 | 0 | 0 | 0
IL Fac. Spec. - NOX Rate Summer v3.1, Unit 465 and retrofits | 633 | 7305 | Rate Constraint in lbs/MMBtu | FALSE | L | Annual | Seasons Included | Seasons | Summer | Summer | Summer | Summer | Summer | Summer | Summer
IL Fac. Spec. - NOX Rate Summer v3.1, Unit 465 and retrofits | 633 | 7305 | Rate Constraint in lbs/MMBtu | FALSE | L | Annual | Standard NOX | lb/MMBtu | 0.25 | 0.25 | 0.25 | 0.25 | 0.25 | 0.25 | 0.25
IL Fac. Spec. - NOX Rate Summer v3.1, Unit 465 and retrofits | 633 | 7305 | Rate Constraint in lbs/MMBtu | FALSE | L | Annual | Emissions at Affected Plants NOX | Thousand Tons | 0.0089394 | 0.0054774 | 0.00026006 | 0 | 0 | 0 | 0
IL Fac. Spec. - NOX Rate Summer v3.1, Unit 465 and retrofits | 633 | 7305 | Rate Constraint in lbs/MMBtu | FALSE | L | Annual | Allowances Purchased NOX | Thousand Tons | 0 | 0 | 0 | 0 | 0 | 0 | 0
IL Fac. Spec. - NOX Rate Summer v3.1, Unit 465 and retrofits | 633 | 7305 | Rate Constraint in lbs/MMBtu | FALSE | L | Annual | Allowances Sold NOX | Thousand Tons | 0 | 0 | 0 | 0 | 0 | 0 | 0
IL Fac. Spec. - NOX Rate Summer v3.1, Unit 465 and retrofits | 633 | 7305 | Rate Constraint in lbs/MMBtu | FALSE | L | Annual | Allowances Banked | Thousand Tons | 0 | 0 | 0 | 0 | 0 | 0 | 0
IL Fac. Spec. - NOX Rate Summer v3.1, Unit 465 and retrofits | 633 | 7305 | Rate Constraint in lbs/MMBtu | FALSE | L | Annual | Allowances Withdrawn (1:1) | Thousand Tons | 0 | 0 | 0 | 0 | 0 | 0 | 0
IL Fac. Spec. - NOX Rate Summer v3.1, Unit 465 and retrofits | 633 | 7305 | Rate Constraint in lbs/MMBtu | FALSE | L | Annual | Allowances Withdrawn (n:1) | Thousand Tons | 0 | 0 | 0 | 0 | 0 | 0 | 0
IL Fac. Spec. - NOX Rate Summer v3.1, Unit 465 and retrofits | 633 | 7305 | Rate Constraint in lbs/MMBtu | FALSE | L | Annual | Net Emissions Allowance Position | Thousand Tons | 0.0089394 | 0.0054774 | 0.00026006 | 0 | 0 | 0 | 0
IL Fac. Spec. - NOX Rate Summer v3.1, Unit 465 and retrofits | 633 | 7305 | Rate Constraint in lbs/MMBtu | FALSE | L | Annual | Fuel Consumed | TBtu | 0.21978 | 0.13466 | 0.0063935 | 0 | 0 | 0 | 0
IL Fac. Spec. - NOX Rate Summer v3.1, Unit 465 and retrofits | 633 | 7305 | Rate Constraint in lbs/MMBtu | FALSE | L | Annual | Rate | lb/MMBtu | 0.08135 | 0.08135 | 0.08135 | 0 | 0 | 0 | 0
IL Fac. Spec. - NOX Rate Summer v3.1, Unit 465 and retrofits | 633 | 7305 | Rate Constraint in lbs/MMBtu | FALSE | L | Annual | Generation | TWh | 0.020454 | 0.012533 | 0.00059502 | 0 | 0 | 0 | 0
IL Fac. Spec. - NOX Rate Summer v3.1, Unit 465 and retrofits | 633 | 7305 | Rate Constraint in lbs/MMBtu | FALSE | L | Annual | Qualifying Generation | TWh | 0.020454 | 0.012533 | 0.00059502 | 0 | 0 | 0 | 0
IL Fac. Spec. - NOX Rate Summer v3.1, Unit 465 and retrofits | 633 | 7305 | Rate Constraint in lbs/MMBtu | FALSE | L | Annual | Rate | lb/MWh | 0.87411 | 0.87411 | 0.87411 | 0 | 0 | 0 | 0
IL Fac. Spec. - NOX Rate Summer v3.1, Unit 465 and retrofits | 633 | 7305 | Rate Constraint in lbs/MMBtu | FALSE | L | Annual | Constraint Shadow Price | US2022$/Ton | 0 | 0 | 0 | 0 | 0 | 0 | 0
IL Fac. Spec. - NOX Rate Summer v3.1, Unit 466 and retrofits | 634 | 7305 | Rate Constraint in lbs/MMBtu | FALSE | L | Annual | Seasons Included | Seasons | Summer | Summer | Summer | Summer | Summer | Summer | Summer
IL Fac. Spec. - NOX Rate Summer v3.1, Unit 466 and retrofits | 634 | 7305 | Rate Constraint in lbs/MMBtu | FALSE | L | Annual | Standard NOX | lb/MMBtu | 0.25 | 0.25 | 0.25 | 0.25 | 0.25 | 0.25 | 0.25
IL Fac. Spec. - NOX Rate Summer v3.1, Unit 466 and retrofits | 634 | 7305 | Rate Constraint in lbs/MMBtu | FALSE | L | Annual | Emissions at Affected Plants NOX | Thousand Tons | 0.0090603 | 0.0055515 | 0.00026357 | 0 | 0 | 0 | 0
IL Fac. Spec. - NOX Rate Summer v3.1, Unit 466 and retrofits | 634 | 7305 | Rate Constraint in lbs/MMBtu | FALSE | L | Annual | Allowances Purchased NOX | Thousand Tons | 0 | 0 | 0 | 0 | 0 | 0 | 0
IL Fac. Spec. - NOX Rate Summer v3.1, Unit 466 and retrofits | 634 | 7305 | Rate Constraint in lbs/MMBtu | FALSE | L | Annual | Allowances Sold NOX | Thousand Tons | 0 | 0 | 0 | 0 | 0 | 0 | 0
IL Fac. Spec. - NOX Rate Summer v3.1, Unit 466 and retrofits | 634 | 7305 | Rate Constraint in lbs/MMBtu | FALSE | L | Annual | Allowances Banked | Thousand Tons | 0 | 0 | 0 | 0 | 0 | 0 | 0
IL Fac. Spec. - NOX Rate Summer v3.1, Unit 466 and retrofits | 634 | 7305 | Rate Constraint in lbs/MMBtu | FALSE | L | Annual | Allowances Withdrawn (1:1) | Thousand Tons | 0 | 0 | 0 | 0 | 0 | 0 | 0
IL Fac. Spec. - NOX Rate Summer v3.1, Unit 466 and retrofits | 634 | 7305 | Rate Constraint in lbs/MMBtu | FALSE | L | Annual | Allowances Withdrawn (n:1) | Thousand Tons | 0 | 0 | 0 | 0 | 0 | 0 | 0
IL Fac. Spec. - NOX Rate Summer v3.1, Unit 466 and retrofits | 634 | 7305 | Rate Constraint in lbs/MMBtu | FALSE | L | Annual | Net Emissions Allowance Position | Thousand Tons | 0.0090603 | 0.0055515 | 0.00026357 | 0 | 0 | 0 | 0
IL Fac. Spec. - NOX Rate Summer v3.1, Unit 466 and retrofits | 634 | 7305 | Rate Constraint in lbs/MMBtu | FALSE | L | Annual | Fuel Consumed | TBtu | 0.21978 | 0.13466 | 0.0063935 | 0 | 0 | 0 | 0
IL Fac. Spec. - NOX Rate Summer v3.1, Unit 466 and retrofits | 634 | 7305 | Rate Constraint in lbs/MMBtu | FALSE | L | Annual | Rate | lb/MMBtu | 0.08245 | 0.08245 | 0.08245 | 0 | 0 | 0 | 0
IL Fac. Spec. - NOX Rate Summer v3.1, Unit 466 and retrofits | 634 | 7305 | Rate Constraint in lbs/MMBtu | FALSE | L | Annual | Generation | TWh | 0.020454 | 0.012533 | 0.00059502 | 0 | 0 | 0 | 0
IL Fac. Spec. - NOX Rate Summer v3.1, Unit 466 and retrofits | 634 | 7305 | Rate Constraint in lbs/MMBtu | FALSE | L | Annual | Qualifying Generation | TWh | 0.020454 | 0.012533 | 0.00059502 | 0 | 0 | 0 | 0
IL Fac. Spec. - NOX Rate Summer v3.1, Unit 466 and retrofits | 634 | 7305 | Rate Constraint in lbs/MMBtu | FALSE | L | Annual | Rate | lb/MWh | 0.88593 | 0.88593 | 0.88593 | 0 | 0 | 0 | 0
IL Fac. Spec. - NOX Rate Summer v3.1, Unit 466 and retrofits | 634 | 7305 | Rate Constraint in lbs/MMBtu | FALSE | L | Annual | Constraint Shadow Price | US2022$/Ton | 0 | 0 | 0 | 0 | 0 | 0 | 0
IL Fac. Spec. - NOX Rate Summer v3.1, Unit 467 and retrofits | 635 | 7305 | Rate Constraint in lbs/MMBtu | FALSE | L | Annual | Seasons Included | Seasons | Summer | Summer | Summer | Summer | Summer | Summer | Summer
IL Fac. Spec. - NOX Rate Summer v3.1, Unit 467 and retrofits | 635 | 7305 | Rate Constraint in lbs/MMBtu | FALSE | L | Annual | Standard NOX | lb/MMBtu | 0.25 | 0.25 | 0.25 | 0.25 | 0.25 | 0.25 | 0.25
IL Fac. Spec. - NOX Rate Summer v3.1, Unit 467 and retrofits | 635 | 7305 | Rate Constraint in lbs/MMBtu | FALSE | L | Annual | Emissions at Affected Plants NOX | Thousand Tons | 0.0091109 | 0.0055825 | 0.00026504 | 0 | 0 | 0 | 0
IL Fac. Spec. - NOX Rate Summer v3.1, Unit 467 and retrofits | 635 | 7305 | Rate Constraint in lbs/MMBtu | FALSE | L | Annual | Allowances Purchased NOX | Thousand Tons | 0 | 0 | 0 | 0 | 0 | 0 | 0
IL Fac. Spec. - NOX Rate Summer v3.1, Unit 467 and retrofits | 635 | 7305 | Rate Constraint in lbs/MMBtu | FALSE | L | Annual | Allowances Sold NOX | Thousand Tons | 0 | 0 | 0 | 0 | 0 | 0 | 0
IL Fac. Spec. - NOX Rate Summer v3.1, Unit 467 and retrofits | 635 | 7305 | Rate Constraint in lbs/MMBtu | FALSE | L | Annual | Allowances Banked | Thousand Tons | 0 | 0 | 0 | 0 | 0 | 0 | 0
IL Fac. Spec. - NOX Rate Summer v3.1, Unit 467 and retrofits | 635 | 7305 | Rate Constraint in lbs/MMBtu | FALSE | L | Annual | Allowances Withdrawn (1:1) | Thousand Tons | 0 | 0 | 0 | 0 | 0 | 0 | 0
IL Fac. Spec. - NOX Rate Summer v3.1, Unit 467 and retrofits | 635 | 7305 | Rate Constraint in lbs/MMBtu | FALSE | L | Annual | Allowances Withdrawn (n:1) | Thousand Tons | 0 | 0 | 0 | 0 | 0 | 0 | 0
IL Fac. Spec. - NOX Rate Summer v3.1, Unit 467 and retrofits | 635 | 7305 | Rate Constraint in lbs/MMBtu | FALSE | L | Annual | Net Emissions Allowance Position | Thousand Tons | 0.0091109 | 0.0055825 | 0.00026504 | 0 | 0 | 0 | 0
IL Fac. Spec. - NOX Rate Summer v3.1, Unit 467 and retrofits | 635 | 7305 | Rate Constraint in lbs/MMBtu | FALSE | L | Annual | Fuel Consumed | TBtu | 0.21978 | 0.13466 | 0.0063935 | 0 | 0 | 0 | 0
IL Fac. Spec. - NOX Rate Summer v3.1, Unit 467 and retrofits | 635 | 7305 | Rate Constraint in lbs/MMBtu | FALSE | L | Annual | Rate | lb/MMBtu | 0.08291 | 0.08291 | 0.08291 | 0 | 0 | 0 | 0
IL Fac. Spec. - NOX Rate Summer v3.1, Unit 467 and retrofits | 635 | 7305 | Rate Constraint in lbs/MMBtu | FALSE | L | Annual | Generation | TWh | 0.020454 | 0.012533 | 0.00059502 | 0 | 0 | 0 | 0
IL Fac. Spec. - NOX Rate Summer v3.1, Unit 467 and retrofits | 635 | 7305 | Rate Constraint in lbs/MMBtu | FALSE | L | Annual | Qualifying Generation | TWh | 0.020454 | 0.012533 | 0.00059502 | 0 | 0 | 0 | 0
IL Fac. Spec. - NOX Rate Summer v3.1, Unit 467 and retrofits | 635 | 7305 | Rate Constraint in lbs/MMBtu | FALSE | L | Annual | Rate | lb/MWh | 0.89087 | 0.89087 | 0.89087 | 0 | 0 | 0 | 0
IL Fac. Spec. - NOX Rate Summer v3.1, Unit 467 and retrofits | 635 | 7305 | Rate Constraint in lbs/MMBtu | FALSE | L | Annual | Constraint Shadow Price | US2022$/Ton | 0 | 0 | 0 | 0 | 0 | 0 | 0
IL Fac. Spec. - NOX Rate Summer v3.1, Unit 468 and retrofits | 636 | 7305 | Rate Constraint in lbs/MMBtu | FALSE | L | Annual | Seasons Included | Seasons | Summer | Summer | Summer | Summer | Summer | Summer | Summer
IL Fac. Spec. - NOX Rate Summer v3.1, Unit 468 and retrofits | 636 | 7305 | Rate Constraint in lbs/MMBtu | FALSE | L | Annual | Standard NOX | lb/MMBtu | 0.25 | 0.25 | 0.25 | 0.25 | 0.25 | 0.25 | 0.25
IL Fac. Spec. - NOX Rate Summer v3.1, Unit 468 and retrofits | 636 | 7305 | Rate Constraint in lbs/MMBtu | FALSE | L | Annual | Emissions at Affected Plants NOX | Thousand Tons | 0.0092713 | 0.0056808 | 0.00026971 | 0 | 0 | 0 | 0
IL Fac. Spec. - NOX Rate Summer v3.1, Unit 468 and retrofits | 636 | 7305 | Rate Constraint in lbs/MMBtu | FALSE | L | Annual | Allowances Purchased NOX | Thousand Tons | 0 | 0 | 0 | 0 | 0 | 0 | 0
IL Fac. Spec. - NOX Rate Summer v3.1, Unit 468 and retrofits | 636 | 7305 | Rate Constraint in lbs/MMBtu | FALSE | L | Annual | Allowances Sold NOX | Thousand Tons | 0 | 0 | 0 | 0 | 0 | 0 | 0
IL Fac. Spec. - NOX Rate Summer v3.1, Unit 468 and retrofits | 636 | 7305 | Rate Constraint in lbs/MMBtu | FALSE | L | Annual | Allowances Banked | Thousand Tons | 0 | 0 | 0 | 0 | 0 | 0 | 0
IL Fac. Spec. - NOX Rate Summer v3.1, Unit 468 and retrofits | 636 | 7305 | Rate Constraint in lbs/MMBtu | FALSE | L | Annual | Allowances Withdrawn (1:1) | Thousand Tons | 0 | 0 | 0 | 0 | 0 | 0 | 0
IL Fac. Spec. - NOX Rate Summer v3.1, Unit 468 and retrofits | 636 | 7305 | Rate Constraint in lbs/MMBtu | FALSE | L | Annual | Allowances Withdrawn (n:1) | Thousand Tons | 0 | 0 | 0 | 0 | 0 | 0 | 0
IL Fac. Spec. - NOX Rate Summer v3.1, Unit 468 and retrofits | 636 | 7305 | Rate Constraint in lbs/MMBtu | FALSE | L | Annual | Net Emissions Allowance Position | Thousand Tons | 0.0092713 | 0.0056808 | 0.00026971 | 0 | 0 | 0 | 0
IL Fac. Spec. - NOX Rate Summer v3.1, Unit 468 and retrofits | 636 | 7305 | Rate Constraint in lbs/MMBtu | FALSE | L | Annual | Fuel Consumed | TBtu | 0.21978 | 0.13466 | 0.0063935 | 0 | 0 | 0 | 0
IL Fac. Spec. - NOX Rate Summer v3.1, Unit 468 and retrofits | 636 | 7305 | Rate Constraint in lbs/MMBtu | FALSE | L | Annual | Rate | lb/MMBtu | 0.08437 | 0.08437 | 0.08437 | 0 | 0 | 0 | 0
IL Fac. Spec. - NOX Rate Summer v3.1, Unit 468 and retrofits | 636 | 7305 | Rate Constraint in lbs/MMBtu | FALSE | L | Annual | Generation | TWh | 0.020454 | 0.012533 | 0.00059502 | 0 | 0 | 0 | 0
IL Fac. Spec. - NOX Rate Summer v3.1, Unit 468 and retrofits | 636 | 7305 | Rate Constraint in lbs/MMBtu | FALSE | L | Annual | Qualifying Generation | TWh | 0.020454 | 0.012533 | 0.00059502 | 0 | 0 | 0 | 0
IL Fac. Spec. - NOX Rate Summer v3.1, Unit 468 and retrofits | 636 | 7305 | Rate Constraint in lbs/MMBtu | FALSE | L | Annual | Rate | lb/MWh | 0.90656 | 0.90656 | 0.90656 | 0 | 0 | 0 | 0
IL Fac. Spec. - NOX Rate Summer v3.1, Unit 468 and retrofits | 636 | 7305 | Rate Constraint in lbs/MMBtu | FALSE | L | Annual | Constraint Shadow Price | US2022$/Ton | 0 | 0 | 0 | 0 | 0 | 0 | 0
IL Fac. Spec. - NOX Rate Summer v3.1, Unit 469 and retrofits | 637 | 7305 | Rate Constraint in lbs/MMBtu | FALSE | L | Annual | Seasons Included | Seasons | Summer | Summer | Summer | Summer | Summer | Summer | Summer
IL Fac. Spec. - NOX Rate Summer v3.1, Unit 469 and retrofits | 637 | 7305 | Rate Constraint in lbs/MMBtu | FALSE | L | Annual | Standard NOX | lb/MMBtu | 0.25 | 0.25 | 0.25 | 0.25 | 0.25 | 0.25 | 0.25
IL Fac. Spec. - NOX Rate Summer v3.1, Unit 469 and retrofits | 637 | 7305 | Rate Constraint in lbs/MMBtu | FALSE | L | Annual | Emissions at Affected Plants NOX | Thousand Tons | 0.0092098 | 0.0056431 | 0.00026792 | 0 | 0 | 0 | 0
IL Fac. Spec. - NOX Rate Summer v3.1, Unit 469 and retrofits | 637 | 7305 | Rate Constraint in lbs/MMBtu | FALSE | L | Annual | Allowances Purchased NOX | Thousand Tons | 0 | 0 | 0 | 0 | 0 | 0 | 0
IL Fac. Spec. - NOX Rate Summer v3.1, Unit 469 and retrofits | 637 | 7305 | Rate Constraint in lbs/MMBtu | FALSE | L | Annual | Allowances Sold NOX | Thousand Tons | 0 | 0 | 0 | 0 | 0 | 0 | 0
IL Fac. Spec. - NOX Rate Summer v3.1, Unit 469 and retrofits | 637 | 7305 | Rate Constraint in lbs/MMBtu | FALSE | L | Annual | Allowances Banked | Thousand Tons | 0 | 0 | 0 | 0 | 0 | 0 | 0
IL Fac. Spec. - NOX Rate Summer v3.1, Unit 469 and retrofits | 637 | 7305 | Rate Constraint in lbs/MMBtu | FALSE | L | Annual | Allowances Withdrawn (1:1) | Thousand Tons | 0 | 0 | 0 | 0 | 0 | 0 | 0
IL Fac. Spec. - NOX Rate Summer v3.1, Unit 469 and retrofits | 637 | 7305 | Rate Constraint in lbs/MMBtu | FALSE | L | Annual | Allowances Withdrawn (n:1) | Thousand Tons | 0 | 0 | 0 | 0 | 0 | 0 | 0
IL Fac. Spec. - NOX Rate Summer v3.1, Unit 469 and retrofits | 637 | 7305 | Rate Constraint in lbs/MMBtu | FALSE | L | Annual | Net Emissions Allowance Position | Thousand Tons | 0.0092098 | 0.0056431 | 0.00026792 | 0 | 0 | 0 | 0
IL Fac. Spec. - NOX Rate Summer v3.1, Unit 469 and retrofits | 637 | 7305 | Rate Constraint in lbs/MMBtu | FALSE | L | Annual | Fuel Consumed | TBtu | 0.21978 | 0.13466 | 0.0063935 | 0 | 0 | 0 | 0
IL Fac. Spec. - NOX Rate Summer v3.1, Unit 469 and retrofits | 637 | 7305 | Rate Constraint in lbs/MMBtu | FALSE | L | Annual | Rate | lb/MMBtu | 0.08381 | 0.08381 | 0.08381 | 0 | 0 | 0 | 0
IL Fac. Spec. - NOX Rate Summer v3.1, Unit 469 and retrofits | 637 | 7305 | Rate Constraint in lbs/MMBtu | FALSE | L | Annual | Generation | TWh | 0.020454 | 0.012533 | 0.00059502 | 0 | 0 | 0 | 0
IL Fac. Spec. - NOX Rate Summer v3.1, Unit 469 and retrofits | 637 | 7305 | Rate Constraint in lbs/MMBtu | FALSE | L | Annual | Qualifying Generation | TWh | 0.020454 | 0.012533 | 0.00059502 | 0 | 0 | 0 | 0
IL Fac. Spec. - NOX Rate Summer v3.1, Unit 469 and retrofits | 637 | 7305 | Rate Constraint in lbs/MMBtu | FALSE | L | Annual | Rate | lb/MWh | 0.90054 | 0.90054 | 0.90054 | 0 | 0 | 0 | 0
IL Fac. Spec. - NOX Rate Summer v3.1, Unit 469 and retrofits | 637 | 7305 | Rate Constraint in lbs/MMBtu | FALSE | L | Annual | Constraint Shadow Price | US2022$/Ton | 0 | 0 | 0 | 0 | 0 | 0 | 0
IL Fac. Spec. - NOX Rate Summer v3.1, Unit 470 and retrofits | 638 | 7305 | Rate Constraint in lbs/MMBtu | FALSE | L | Annual | Seasons Included | Seasons | Summer | Summer | Summer | Summer | Summer | Summer | Summer
IL Fac. Spec. - NOX Rate Summer v3.1, Unit 470 and retrofits | 638 | 7305 | Rate Constraint in lbs/MMBtu | FALSE | L | Annual | Standard NOX | lb/MMBtu | 0.25 | 0.25 | 0.25 | 0.25 | 0.25 | 0.25 | 0.25
IL Fac. Spec. - NOX Rate Summer v3.1, Unit 470 and retrofits | 638 | 7305 | Rate Constraint in lbs/MMBtu | FALSE | L | Annual | Emissions at Affected Plants NOX | Thousand Tons | 0.0092955 | 0.0056956 | 0.00027041 | 0 | 0 | 0 | 0
IL Fac. Spec. - NOX Rate Summer v3.1, Unit 470 and retrofits | 638 | 7305 | Rate Constraint in lbs/MMBtu | FALSE | L | Annual | Allowances Purchased NOX | Thousand Tons | 0 | 0 | 0 | 0 | 0 | 0 | 0
IL Fac. Spec. - NOX Rate Summer v3.1, Unit 470 and retrofits | 638 | 7305 | Rate Constraint in lbs/MMBtu | FALSE | L | Annual | Allowances Sold NOX | Thousand Tons | 0 | 0 | 0 | 0 | 0 | 0 | 0
IL Fac. Spec. - NOX Rate Summer v3.1, Unit 470 and retrofits | 638 | 7305 | Rate Constraint in lbs/MMBtu | FALSE | L | Annual | Allowances Banked | Thousand Tons | 0 | 0 | 0 | 0 | 0 | 0 | 0
IL Fac. Spec. - NOX Rate Summer v3.1, Unit 470 and retrofits | 638 | 7305 | Rate Constraint in lbs/MMBtu | FALSE | L | Annual | Allowances Withdrawn (1:1) | Thousand Tons | 0 | 0 | 0 | 0 | 0 | 0 | 0
IL Fac. Spec. - NOX Rate Summer v3.1, Unit 470 and retrofits | 638 | 7305 | Rate Constraint in lbs/MMBtu | FALSE | L | Annual | Allowances Withdrawn (n:1) | Thousand Tons | 0 | 0 | 0 | 0 | 0 | 0 | 0
IL Fac. Spec. - NOX Rate Summer v3.1, Unit 470 and retrofits | 638 | 7305 | Rate Constraint in lbs/MMBtu | FALSE | L | Annual | Net Emissions Allowance Position | Thousand Tons | 0.0092955 | 0.0056956 | 0.00027041 | 0 | 0 | 0 | 0
IL Fac. Spec. - NOX Rate Summer v3.1, Unit 470 and retrofits | 638 | 7305 | Rate Constraint in lbs/MMBtu | FALSE | L | Annual | Fuel Consumed | TBtu | 0.21978 | 0.13466 | 0.0063935 | 0 | 0 | 0 | 0
IL Fac. Spec. - NOX Rate Summer v3.1, Unit 470 and retrofits | 638 | 7305 | Rate Constraint in lbs/MMBtu | FALSE | L | Annual | Rate | lb/MMBtu | 0.08459 | 0.08459 | 0.08459 | 0 | 0 | 0 | 0
IL Fac. Spec. - NOX Rate Summer v3.1, Unit 470 and retrofits | 638 | 7305 | Rate Constraint in lbs/MMBtu | FALSE | L | Annual | Generation | TWh | 0.020454 | 0.012533 | 0.00059502 | 0 | 0 | 0 | 0
IL Fac. Spec. - NOX Rate Summer v3.1, Unit 470 and retrofits | 638 | 7305 | Rate Constraint in lbs/MMBtu | FALSE | L | Annual | Qualifying Generation | TWh | 0.020454 | 0.012533 | 0.00059502 | 0 | 0 | 0 | 0
IL Fac. Spec. - NOX Rate Summer v3.1, Unit 470 and retrofits | 638 | 7305 | Rate Constraint in lbs/MMBtu | FALSE | L | Annual | Rate | lb/MWh | 0.90892 | 0.90892 | 0.90892 | 0 | 0 | 0 | 0
IL Fac. Spec. - NOX Rate Summer v3.1, Unit 470 and retrofits | 638 | 7305 | Rate Constraint in lbs/MMBtu | FALSE | L | Annual | Constraint Shadow Price | US2022$/Ton | 0 | 0 | 0 | 0 | 0 | 0 | 0
IL Fac. Spec. - NOX Rate Summer v3.1, Unit 474 and retrofits | 639 | 7305 | Rate Constraint in lbs/MMBtu | FALSE | L | Annual | Seasons Included | Seasons | Summer | Summer | Summer | Summer | Summer | Summer | Summer
IL Fac. Spec. - NOX Rate Summer v3.1, Unit 474 and retrofits | 639 | 7305 | Rate Constraint in lbs/MMBtu | FALSE | L | Annual | Standard NOX | lb/MMBtu | 0.25 | 0.25 | 0.25 | 0.25 | 0.25 | 0.25 | 0.25
IL Fac. Spec. - NOX Rate Summer v3.1, Unit 474 and retrofits | 639 | 7305 | Rate Constraint in lbs/MMBtu | FALSE | L | Annual | Emissions at Affected Plants NOX | Thousand Tons | 0.0030615 | 0.0049079 | 0 | 0 | 0 | 0 | 0
IL Fac. Spec. - NOX Rate Summer v3.1, Unit 474 and retrofits | 639 | 7305 | Rate Constraint in lbs/MMBtu | FALSE | L | Annual | Allowances Purchased NOX | Thousand Tons | 0 | 0 | 0 | 0 | 0 | 0 | 0
IL Fac. Spec. - NOX Rate Summer v3.1, Unit 474 and retrofits | 639 | 7305 | Rate Constraint in lbs/MMBtu | FALSE | L | Annual | Allowances Sold NOX | Thousand Tons | 0 | 0 | 0 | 0 | 0 | 0 | 0
IL Fac. Spec. - NOX Rate Summer v3.1, Unit 474 and retrofits | 639 | 7305 | Rate Constraint in lbs/MMBtu | FALSE | L | Annual | Allowances Banked | Thousand Tons | 0 | 0 | 0 | 0 | 0 | 0 | 0
IL Fac. Spec. - NOX Rate Summer v3.1, Unit 474 and retrofits | 639 | 7305 | Rate Constraint in lbs/MMBtu | FALSE | L | Annual | Allowances Withdrawn (1:1) | Thousand Tons | 0 | 0 | 0 | 0 | 0 | 0 | 0
IL Fac. Spec. - NOX Rate Summer v3.1, Unit 474 and retrofits | 639 | 7305 | Rate Constraint in lbs/MMBtu | FALSE | L | Annual | Allowances Withdrawn (n:1) | Thousand Tons | 0 | 0 | 0 | 0 | 0 | 0 | 0
IL Fac. Spec. - NOX Rate Summer v3.1, Unit 474 and retrofits | 639 | 7305 | Rate Constraint in lbs/MMBtu | FALSE | L | Annual | Net Emissions Allowance Position | Thousand Tons | 0.0030615 | 0.0049079 | 0 | 0 | 0 | 0 | 0
IL Fac. Spec. - NOX Rate Summer v3.1, Unit 474 and retrofits | 639 | 7305 | Rate Constraint in lbs/MMBtu | FALSE | L | Annual | Fuel Consumed | TBtu | 0.049307 | 0.079045 | 0 | 0 | 0 | 0 | 0
IL Fac. Spec. - NOX Rate Summer v3.1, Unit 474 and retrofits | 639 | 7305 | Rate Constraint in lbs/MMBtu | FALSE | L | Annual | Rate | lb/MMBtu | 0.12418 | 0.12418 | 0 | 0 | 0 | 0 | 0
IL Fac. Spec. - NOX Rate Summer v3.1, Unit 474 and retrofits | 639 | 7305 | Rate Constraint in lbs/MMBtu | FALSE | L | Annual | Generation | TWh | 0.0038081 | 0.0061048 | 0 | 0 | 0 | 0 | 0
IL Fac. Spec. - NOX Rate Summer v3.1, Unit 474 and retrofits | 639 | 7305 | Rate Constraint in lbs/MMBtu | FALSE | L | Annual | Qualifying Generation | TWh | 0.0038081 | 0.0061048 | 0 | 0 | 0 | 0 | 0
IL Fac. Spec. - NOX Rate Summer v3.1, Unit 474 and retrofits | 639 | 7305 | Rate Constraint in lbs/MMBtu | FALSE | L | Annual | Rate | lb/MWh | 1.6079 | 1.6079 | 0 | 0 | 0 | 0 | 0
IL Fac. Spec. - NOX Rate Summer v3.1, Unit 474 and retrofits | 639 | 7305 | Rate Constraint in lbs/MMBtu | FALSE | L | Annual | Constraint Shadow Price | US2022$/Ton | 0 | 0 | 0 | 0 | 0 | 0 | 0
IL Fac. Spec. - NOX Rate Summer v3.1, Unit 475 and retrofits | 640 | 7305 | Rate Constraint in lbs/MMBtu | FALSE | L | Annual | Seasons Included | Seasons | Summer | Summer | Summer | Summer | Summer | Summer | Summer
IL Fac. Spec. - NOX Rate Summer v3.1, Unit 475 and retrofits | 640 | 7305 | Rate Constraint in lbs/MMBtu | FALSE | L | Annual | Standard NOX | lb/MMBtu | 0.25 | 0.25 | 0.25 | 0.25 | 0.25 | 0.25 | 0.25
IL Fac. Spec. - NOX Rate Summer v3.1, Unit 475 and retrofits | 640 | 7305 | Rate Constraint in lbs/MMBtu | FALSE | L | Annual | Emissions at Affected Plants NOX | Thousand Tons | 0.0080821 | 0.0036657 | 0 | 0 | 0 | 0 | 0
IL Fac. Spec. - NOX Rate Summer v3.1, Unit 475 and retrofits | 640 | 7305 | Rate Constraint in lbs/MMBtu | FALSE | L | Annual | Allowances Purchased NOX | Thousand Tons | 0 | 0 | 0 | 0 | 0 | 0 | 0
IL Fac. Spec. - NOX Rate Summer v3.1, Unit 475 and retrofits | 640 | 7305 | Rate Constraint in lbs/MMBtu | FALSE | L | Annual | Allowances Sold NOX | Thousand Tons | 0 | 0 | 0 | 0 | 0 | 0 | 0
IL Fac. Spec. - NOX Rate Summer v3.1, Unit 475 and retrofits | 640 | 7305 | Rate Constraint in lbs/MMBtu | FALSE | L | Annual | Allowances Banked | Thousand Tons | 0 | 0 | 0 | 0 | 0 | 0 | 0
IL Fac. Spec. - NOX Rate Summer v3.1, Unit 475 and retrofits | 640 | 7305 | Rate Constraint in lbs/MMBtu | FALSE | L | Annual | Allowances Withdrawn (1:1) | Thousand Tons | 0 | 0 | 0 | 0 | 0 | 0 | 0
IL Fac. Spec. - NOX Rate Summer v3.1, Unit 475 and retrofits | 640 | 7305 | Rate Constraint in lbs/MMBtu | FALSE | L | Annual | Allowances Withdrawn (n:1) | Thousand Tons | 0 | 0 | 0 | 0 | 0 | 0 | 0
IL Fac. Spec. - NOX Rate Summer v3.1, Unit 475 and retrofits | 640 | 7305 | Rate Constraint in lbs/MMBtu | FALSE | L | Annual | Net Emissions Allowance Position | Thousand Tons | 0.0080821 | 0.0036657 | 0 | 0 | 0 | 0 | 0
IL Fac. Spec. - NOX Rate Summer v3.1, Unit 475 and retrofits | 640 | 7305 | Rate Constraint in lbs/MMBtu | FALSE | L | Annual | Fuel Consumed | TBtu | 0.23158 | 0.10503 | 0 | 0 | 0 | 0 | 0
IL Fac. Spec. - NOX Rate Summer v3.1, Unit 475 and retrofits | 640 | 7305 | Rate Constraint in lbs/MMBtu | FALSE | L | Annual | Rate | lb/MMBtu | 0.0698 | 0.0698 | 0 | 0 | 0 | 0 | 0
IL Fac. Spec. - NOX Rate Summer v3.1, Unit 475 and retrofits | 640 | 7305 | Rate Constraint in lbs/MMBtu | FALSE | L | Annual | Generation | TWh | 0.019016 | 0.0086248 | 0 | 0 | 0 | 0 | 0
IL Fac. Spec. - NOX Rate Summer v3.1, Unit 475 and retrofits | 640 | 7305 | Rate Constraint in lbs/MMBtu | FALSE | L | Annual | Qualifying Generation | TWh | 0.019016 | 0.0086248 | 0 | 0 | 0 | 0 | 0
IL Fac. Spec. - NOX Rate Summer v3.1, Unit 475 and retrofits | 640 | 7305 | Rate Constraint in lbs/MMBtu | FALSE | L | Annual | Rate | lb/MWh | 0.85002 | 0.85002 | 0 | 0 | 0 | 0 | 0
IL Fac. Spec. - NOX Rate Summer v3.1, Unit 475 and retrofits | 640 | 7305 | Rate Constraint in lbs/MMBtu | FALSE | L | Annual | Constraint Shadow Price | US2022$/Ton | 0 | 0 | 0 | 0 | 0 | 0 | 0
IL Fac. Spec. - NOX Rate Summer v3.1, Unit 476 and retrofits | 641 | 7305 | Rate Constraint in lbs/MMBtu | FALSE | L | Annual | Seasons Included | Seasons | Summer | Summer | Summer | Summer | Summer | Summer | Summer
IL Fac. Spec. - NOX Rate Summer v3.1, Unit 476 and retrofits | 641 | 7305 | Rate Constraint in lbs/MMBtu | FALSE | L | Annual | Standard NOX | lb/MMBtu | 0.25 | 0.25 | 0.25 | 0.25 | 0.25 | 0.25 | 0.25
IL Fac. Spec. - NOX Rate Summer v3.1, Unit 476 and retrofits | 641 | 7305 | Rate Constraint in lbs/MMBtu | FALSE | L | Annual | Emissions at Affected Plants NOX | Thousand Tons | 0.0091481 | 0.0041492 | 0 | 0 | 0 | 0 | 0
IL Fac. Spec. - NOX Rate Summer v3.1, Unit 476 and retrofits | 641 | 7305 | Rate Constraint in lbs/MMBtu | FALSE | L | Annual | Allowances Purchased NOX | Thousand Tons | 0 | 0 | 0 | 0 | 0 | 0 | 0
IL Fac. Spec. - NOX Rate Summer v3.1, Unit 476 and retrofits | 641 | 7305 | Rate Constraint in lbs/MMBtu | FALSE | L | Annual | Allowances Sold NOX | Thousand Tons | 0 | 0 | 0 | 0 | 0 | 0 | 0
IL Fac. Spec. - NOX Rate Summer v3.1, Unit 476 and retrofits | 641 | 7305 | Rate Constraint in lbs/MMBtu | FALSE | L | Annual | Allowances Banked | Thousand Tons | 0 | 0 | 0 | 0 | 0 | 0 | 0
IL Fac. Spec. - NOX Rate Summer v3.1, Unit 476 and retrofits | 641 | 7305 | Rate Constraint in lbs/MMBtu | FALSE | L | Annual | Allowances Withdrawn (1:1) | Thousand Tons | 0 | 0 | 0 | 0 | 0 | 0 | 0
IL Fac. Spec. - NOX Rate Summer v3.1, Unit 476 and retrofits | 641 | 7305 | Rate Constraint in lbs/MMBtu | FALSE | L | Annual | Allowances Withdrawn (n:1) | Thousand Tons | 0 | 0 | 0 | 0 | 0 | 0 | 0
IL Fac. Spec. - NOX Rate Summer v3.1, Unit 476 and retrofits | 641 | 7305 | Rate Constraint in lbs/MMBtu | FALSE | L | Annual | Net Emissions Allowance Position | Thousand Tons | 0.0091481 | 0.0041492 | 0 | 0 | 0 | 0 | 0
IL Fac. Spec. - NOX Rate Summer v3.1, Unit 476 and retrofits | 641 | 7305 | Rate Constraint in lbs/MMBtu | FALSE | L | Annual | Fuel Consumed | TBtu | 0.2316 | 0.10504 | 0 | 0 | 0 | 0 | 0
IL Fac. Spec. - NOX Rate Summer v3.1, Unit 476 and retrofits | 641 | 7305 | Rate Constraint in lbs/MMBtu | FALSE | L | Annual | Rate | lb/MMBtu | 0.079 | 0.079 | 0 | 0 | 0 | 0 | 0
IL Fac. Spec. - NOX Rate Summer v3.1, Unit 476 and retrofits | 641 | 7305 | Rate Constraint in lbs/MMBtu | FALSE | L | Annual | Generation | TWh | 0.019016 | 0.0086248 | 0 | 0 | 0 | 0 | 0
IL Fac. Spec. - NOX Rate Summer v3.1, Unit 476 and retrofits | 641 | 7305 | Rate Constraint in lbs/MMBtu | FALSE | L | Annual | Qualifying Generation | TWh | 0.019016 | 0.0086248 | 0 | 0 | 0 | 0 | 0
IL Fac. Spec. - NOX Rate Summer v3.1, Unit 476 and retrofits | 641 | 7305 | Rate Constraint in lbs/MMBtu | FALSE | L | Annual | Rate | lb/MWh | 0.96214 | 0.96214 | 0 | 0 | 0 | 0 | 0
IL Fac. Spec. - NOX Rate Summer v3.1, Unit 476 and retrofits | 641 | 7305 | Rate Constraint in lbs/MMBtu | FALSE | L | Annual | Constraint Shadow Price | US2022$/Ton | 0 | 0 | 0 | 0 | 0 | 0 | 0
IL Fac. Spec. - NOX Rate Summer v3.1, Unit 477 and retrofits | 642 | 7305 | Rate Constraint in lbs/MMBtu | FALSE | L | Annual | Seasons Included | Seasons | Summer | Summer | Summer | Summer | Summer | Summer | Summer
IL Fac. Spec. - NOX Rate Summer v3.1, Unit 477 and retrofits | 642 | 7305 | Rate Constraint in lbs/MMBtu | FALSE | L | Annual | Standard NOX | lb/MMBtu | 0.25 | 0.25 | 0.25 | 0.25 | 0.25 | 0.25 | 0.25
IL Fac. Spec. - NOX Rate Summer v3.1, Unit 477 and retrofits | 642 | 7305 | Rate Constraint in lbs/MMBtu | FALSE | L | Annual | Emissions at Affected Plants NOX | Thousand Tons | 0.00034158 | 0 | 0 | 0 | 0 | 0 | 0
IL Fac. Spec. - NOX Rate Summer v3.1, Unit 477 and retrofits | 642 | 7305 | Rate Constraint in lbs/MMBtu | FALSE | L | Annual | Allowances Purchased NOX | Thousand Tons | 0 | 0 | 0 | 0 | 0 | 0 | 0
IL Fac. Spec. - NOX Rate Summer v3.1, Unit 477 and retrofits | 642 | 7305 | Rate Constraint in lbs/MMBtu | FALSE | L | Annual | Allowances Sold NOX | Thousand Tons | 0 | 0 | 0 | 0 | 0 | 0 | 0
IL Fac. Spec. - NOX Rate Summer v3.1, Unit 477 and retrofits | 642 | 7305 | Rate Constraint in lbs/MMBtu | FALSE | L | Annual | Allowances Banked | Thousand Tons | 0 | 0 | 0 | 0 | 0 | 0 | 0
IL Fac. Spec. - NOX Rate Summer v3.1, Unit 477 and retrofits | 642 | 7305 | Rate Constraint in lbs/MMBtu | FALSE | L | Annual | Allowances Withdrawn (1:1) | Thousand Tons | 0 | 0 | 0 | 0 | 0 | 0 | 0
IL Fac. Spec. - NOX Rate Summer v3.1, Unit 477 and retrofits | 642 | 7305 | Rate Constraint in lbs/MMBtu | FALSE | L | Annual | Allowances Withdrawn (n:1) | Thousand Tons | 0 | 0 | 0 | 0 | 0 | 0 | 0
IL Fac. Spec. - NOX Rate Summer v3.1, Unit 477 and retrofits | 642 | 7305 | Rate Constraint in lbs/MMBtu | FALSE | L | Annual | Net Emissions Allowance Position | Thousand Tons | 0.00034158 | 0 | 0 | 0 | 0 | 0 | 0
IL Fac. Spec. - NOX Rate Summer v3.1, Unit 477 and retrofits | 642 | 7305 | Rate Constraint in lbs/MMBtu | FALSE | L | Annual | Fuel Consumed | TBtu | 0.0096003 | 0 | 0 | 0 | 0 | 0 | 0
IL Fac. Spec. - NOX Rate Summer v3.1, Unit 477 and retrofits | 642 | 7305 | Rate Constraint in lbs/MMBtu | FALSE | L | Annual | Rate | lb/MMBtu | 0.07116 | 0 | 0 | 0 | 0 | 0 | 0
IL Fac. Spec. - NOX Rate Summer v3.1, Unit 477 and retrofits | 642 | 7305 | Rate Constraint in lbs/MMBtu | FALSE | L | Annual | Generation | TWh | 0.00065215 | 0 | 0 | 0 | 0 | 0 | 0
IL Fac. Spec. - NOX Rate Summer v3.1, Unit 477 and retrofits | 642 | 7305 | Rate Constraint in lbs/MMBtu | FALSE | L | Annual | Qualifying Generation | TWh | 0.00065215 | 0 | 0 | 0 | 0 | 0 | 0
IL Fac. Spec. - NOX Rate Summer v3.1, Unit 477 and retrofits | 642 | 7305 | Rate Constraint in lbs/MMBtu | FALSE | L | Annual | Rate | lb/MWh | 1.0475 | 0 | 0 | 0 | 0 | 0 | 0
IL Fac. Spec. - NOX Rate Summer v3.1, Unit 477 and retrofits | 642 | 7305 | Rate Constraint in lbs/MMBtu | FALSE | L | Annual | Constraint Shadow Price | US2022$/Ton | 0 | 0 | 0 | 0 | 0 | 0 | 0
IL Fac. Spec. - NOX Rate Summer v3.1, Unit 478 and retrofits | 643 | 7305 | Rate Constraint in lbs/MMBtu | FALSE | L | Annual | Seasons Included | Seasons | Summer | Summer | Summer | Summer | Summer | Summer | Summer
IL Fac. Spec. - NOX Rate Summer v3.1, Unit 478 and retrofits | 643 | 7305 | Rate Constraint in lbs/MMBtu | FALSE | L | Annual | Standard NOX | lb/MMBtu | 0.25 | 0.25 | 0.25 | 0.25 | 0.25 | 0.25 | 0.25
IL Fac. Spec. - NOX Rate Summer v3.1, Unit 478 and retrofits | 643 | 7305 | Rate Constraint in lbs/MMBtu | FALSE | L | Annual | Emissions at Affected Plants NOX | Thousand Tons | 0.00032763 | 0 | 0 | 0 | 0 | 0 | 0
IL Fac. Spec. - NOX Rate Summer v3.1, Unit 478 and retrofits | 643 | 7305 | Rate Constraint in lbs/MMBtu | FALSE | L | Annual | Allowances Purchased NOX | Thousand Tons | 0 | 0 | 0 | 0 | 0 | 0 | 0
IL Fac. Spec. - NOX Rate Summer v3.1, Unit 478 and retrofits | 643 | 7305 | Rate Constraint in lbs/MMBtu | FALSE | L | Annual | Allowances Sold NOX | Thousand Tons | 0 | 0 | 0 | 0 | 0 | 0 | 0
IL Fac. Spec. - NOX Rate Summer v3.1, Unit 478 and retrofits | 643 | 7305 | Rate Constraint in lbs/MMBtu | FALSE | L | Annual | Allowances Banked | Thousand Tons | 0 | 0 | 0 | 0 | 0 | 0 | 0
IL Fac. Spec. - NOX Rate Summer v3.1, Unit 478 and retrofits | 643 | 7305 | Rate Constraint in lbs/MMBtu | FALSE | L | Annual | Allowances Withdrawn (1:1) | Thousand Tons | 0 | 0 | 0 | 0 | 0 | 0 | 0
IL Fac. Spec. - NOX Rate Summer v3.1, Unit 478 and retrofits | 643 | 7305 | Rate Constraint in lbs/MMBtu | FALSE | L | Annual | Allowances Withdrawn (n:1) | Thousand Tons | 0 | 0 | 0 | 0 | 0 | 0 | 0
IL Fac. Spec. - NOX Rate Summer v3.1, Unit 478 and retrofits | 643 | 7305 | Rate Constraint in lbs/MMBtu | FALSE | L | Annual | Net Emissions Allowance Position | Thousand Tons | 0.00032763 | 0 | 0 | 0 | 0 | 0 | 0
IL Fac. Spec. - NOX Rate Summer v3.1, Unit 478 and retrofits | 643 | 7305 | Rate Constraint in lbs/MMBtu | FALSE | L | Annual | Fuel Consumed | TBtu | 0.0096022 | 0 | 0 | 0 | 0 | 0 | 0
IL Fac. Spec. - NOX Rate Summer v3.1, Unit 478 and retrofits | 643 | 7305 | Rate Constraint in lbs/MMBtu | FALSE | L | Annual | Rate | lb/MMBtu | 0.06824 | 0 | 0 | 0 | 0 | 0 | 0
IL Fac. Spec. - NOX Rate Summer v3.1, Unit 478 and retrofits | 643 | 7305 | Rate Constraint in lbs/MMBtu | FALSE | L | Annual | Generation | TWh | 0.00065215 | 0 | 0 | 0 | 0 | 0 | 0
IL Fac. Spec. - NOX Rate Summer v3.1, Unit 478 and retrofits | 643 | 7305 | Rate Constraint in lbs/MMBtu | FALSE | L | Annual | Qualifying Generation | TWh | 0.00065215 | 0 | 0 | 0 | 0 | 0 | 0
IL Fac. Spec. - NOX Rate Summer v3.1, Unit 478 and retrofits | 643 | 7305 | Rate Constraint in lbs/MMBtu | FALSE | L | Annual | Rate | lb/MWh | 1.0048 | 0 | 0 | 0 | 0 | 0 | 0
IL Fac. Spec. - NOX Rate Summer v3.1, Unit 478 and retrofits | 643 | 7305 | Rate Constraint in lbs/MMBtu | FALSE | L | Annual | Constraint Shadow Price | US2022$/Ton | 0 | 0 | 0 | 0 | 0 | 0 | 0
IL Fac. Spec. - NOX Rate Summer v3.1, Unit 480 and retrofits | 644 | 7305 | Rate Constraint in lbs/MMBtu | FALSE | L | Annual | Seasons Included | Seasons | Summer | Summer | Summer | Summer | Summer | Summer | Summer
IL Fac. Spec. - NOX Rate Summer v3.1, Unit 480 and retrofits | 644 | 7305 | Rate Constraint in lbs/MMBtu | FALSE | L | Annual | Standard NOX | lb/MMBtu | 0.25 | 0.25 | 0.25 | 0.25 | 0.25 | 0.25 | 0.25
IL Fac. Spec. - NOX Rate Summer v3.1, Unit 480 and retrofits | 644 | 7305 | Rate Constraint in lbs/MMBtu | FALSE | L | Annual | Emissions at Affected Plants NOX | Thousand Tons | 0.005122 | 0.0045393 | 0.00013802 | 0 | 0 | 0 | 0
IL Fac. Spec. - NOX Rate Summer v3.1, Unit 480 and retrofits | 644 | 7305 | Rate Constraint in lbs/MMBtu | FALSE | L | Annual | Allowances Purchased NOX | Thousand Tons | 0 | 0 | 0 | 0 | 0 | 0 | 0
IL Fac. Spec. - NOX Rate Summer v3.1, Unit 480 and retrofits | 644 | 7305 | Rate Constraint in lbs/MMBtu | FALSE | L | Annual | Allowances Sold NOX | Thousand Tons | 0 | 0 | 0 | 0 | 0 | 0 | 0
IL Fac. Spec. - NOX Rate Summer v3.1, Unit 480 and retrofits | 644 | 7305 | Rate Constraint in lbs/MMBtu | FALSE | L | Annual | Allowances Banked | Thousand Tons | 0 | 0 | 0 | 0 | 0 | 0 | 0
IL Fac. Spec. - NOX Rate Summer v3.1, Unit 480 and retrofits | 644 | 7305 | Rate Constraint in lbs/MMBtu | FALSE | L | Annual | Allowances Withdrawn (1:1) | Thousand Tons | 0 | 0 | 0 | 0 | 0 | 0 | 0
IL Fac. Spec. - NOX Rate Summer v3.1, Unit 480 and retrofits | 644 | 7305 | Rate Constraint in lbs/MMBtu | FALSE | L | Annual | Allowances Withdrawn (n:1) | Thousand Tons | 0 | 0 | 0 | 0 | 0 | 0 | 0
IL Fac. Spec. - NOX Rate Summer v3.1, Unit 480 and retrofits | 644 | 7305 | Rate Constraint in lbs/MMBtu | FALSE | L | Annual | Net Emissions Allowance Position | Thousand Tons | 0.005122 | 0.0045393 | 0.00013802 | 0 | 0 | 0 | 0
IL Fac. Spec. - NOX Rate Summer v3.1, Unit 480 and retrofits | 644 | 7305 | Rate Constraint in lbs/MMBtu | FALSE | L | Annual | Fuel Consumed | TBtu | 0.1363 | 0.12079 | 0.0036727 | 0 | 0 | 0 | 0
IL Fac. Spec. - NOX Rate Summer v3.1, Unit 480 and retrofits | 644 | 7305 | Rate Constraint in lbs/MMBtu | FALSE | L | Annual | Rate | lb/MMBtu | 0.07516 | 0.07516 | 0.07516 | 0 | 0 | 0 | 0
IL Fac. Spec. - NOX Rate Summer v3.1, Unit 480 and retrofits | 644 | 7305 | Rate Constraint in lbs/MMBtu | FALSE | L | Annual | Generation | TWh | 0.012421 | 0.011008 | 0.0003347 | 0 | 0 | 0 | 0
IL Fac. Spec. - NOX Rate Summer v3.1, Unit 480 and retrofits | 644 | 7305 | Rate Constraint in lbs/MMBtu | FALSE | L | Annual | Qualifying Generation | TWh | 0.012421 | 0.011008 | 0.0003347 | 0 | 0 | 0 | 0
IL Fac. Spec. - NOX Rate Summer v3.1, Unit 480 and retrofits | 644 | 7305 | Rate Constraint in lbs/MMBtu | FALSE | L | Annual | Rate | lb/MWh | 0.82473 | 0.82473 | 0.82473 | 0 | 0 | 0 | 0
IL Fac. Spec. - NOX Rate Summer v3.1, Unit 480 and retrofits | 644 | 7305 | Rate Constraint in lbs/MMBtu | FALSE | L | Annual | Constraint Shadow Price | US2022$/Ton | 0 | 0 | 0 | 0 | 0 | 0 | 0
IL Fac. Spec. - NOX Rate Summer v3.1, Unit 1476 and retrofits | 645 | 7305 | Rate Constraint in lbs/MMBtu | FALSE | L | Annual | Seasons Included | Seasons | Summer | Summer | Summer | Summer | Summer | Summer | Summer
IL Fac. Spec. - NOX Rate Summer v3.1, Unit 1476 and retrofits | 645 | 7305 | Rate Constraint in lbs/MMBtu | FALSE | L | Annual | Standard NOX | lb/MMBtu | 0.25 | 0.25 | 0.25 | 0.25 | 0.25 | 0.25 | 0.25
IL Fac. Spec. - NOX Rate Summer v3.1, Unit 1476 and retrofits | 645 | 7305 | Rate Constraint in lbs/MMBtu | FALSE | L | Annual | Emissions at Affected Plants NOX | Thousand Tons | 0.014651 | 0.014657 | 0.0057054 | 0.0057487 | 0 | 0 | 0
IL Fac. Spec. - NOX Rate Summer v3.1, Unit 1476 and retrofits | 645 | 7305 | Rate Constraint in lbs/MMBtu | FALSE | L | Annual | Allowances Purchased NOX | Thousand Tons | 0 | 0 | 0 | 0 | 0 | 0 | 0
IL Fac. Spec. - NOX Rate Summer v3.1, Unit 1476 and retrofits | 645 | 7305 | Rate Constraint in lbs/MMBtu | FALSE | L | Annual | Allowances Sold NOX | Thousand Tons | 0 | 0 | 0 | 0 | 0 | 0 | 0
IL Fac. Spec. - NOX Rate Summer v3.1, Unit 1476 and retrofits | 645 | 7305 | Rate Constraint in lbs/MMBtu | FALSE | L | Annual | Allowances Banked | Thousand Tons | 0 | 0 | 0 | 0 | 0 | 0 | 0
IL Fac. Spec. - NOX Rate Summer v3.1, Unit 1476 and retrofits | 645 | 7305 | Rate Constraint in lbs/MMBtu | FALSE | L | Annual | Allowances Withdrawn (1:1) | Thousand Tons | 0 | 0 | 0 | 0 | 0 | 0 | 0
IL Fac. Spec. - NOX Rate Summer v3.1, Unit 1476 and retrofits | 645 | 7305 | Rate Constraint in lbs/MMBtu | FALSE | L | Annual | Allowances Withdrawn (n:1) | Thousand Tons | 0 | 0 | 0 | 0 | 0 | 0 | 0
IL Fac. Spec. - NOX Rate Summer v3.1, Unit 1476 and retrofits | 645 | 7305 | Rate Constraint in lbs/MMBtu | FALSE | L | Annual | Net Emissions Allowance Position | Thousand Tons | 0.014651 | 0.014657 | 0.0057054 | 0.0057487 | 0 | 0 | 0
IL Fac. Spec. - NOX Rate Summer v3.1, Unit 1476 and retrofits | 645 | 7305 | Rate Constraint in lbs/MMBtu | FALSE | L | Annual | Fuel Consumed | TBtu | 3.0178 | 3.0189 | 1.1751 | 1.1841 | 0 | 0 | 0
IL Fac. Spec. - NOX Rate Summer v3.1, Unit 1476 and retrofits | 645 | 7305 | Rate Constraint in lbs/MMBtu | FALSE | L | Annual | Rate | lb/MMBtu | 0.00971 | 0.00971 | 0.00971 | 0.00971 | 0 | 0 | 0
IL Fac. Spec. - NOX Rate Summer v3.1, Unit 1476 and retrofits | 645 | 7305 | Rate Constraint in lbs/MMBtu | FALSE | L | Annual | Generation | TWh | 0.41142 | 0.41157 | 0.16021 | 0.16143 | 0 | 0 | 0
IL Fac. Spec. - NOX Rate Summer v3.1, Unit 1476 and retrofits | 645 | 7305 | Rate Constraint in lbs/MMBtu | FALSE | L | Annual | Qualifying Generation | TWh | 0.41142 | 0.41157 | 0.16021 | 0.16143 | 0 | 0 | 0
IL Fac. Spec. - NOX Rate Summer v3.1, Unit 1476 and retrofits | 645 | 7305 | Rate Constraint in lbs/MMBtu | FALSE | L | Annual | Rate | lb/MWh | 0.071223 | 0.071223 | 0.071223 | 0.071223 | 0 | 0 | 0
IL Fac. Spec. - NOX Rate Summer v3.1, Unit 1476 and retrofits | 645 | 7305 | Rate Constraint in lbs/MMBtu | FALSE | L | Annual | Constraint Shadow Price | US2022$/Ton | 0 | 0 | 0 | 0 | 0 | 0 | 0
IL Fac. Spec. - NOX Rate Summer v3.1, Unit 1477 and retrofits | 646 | 7305 | Rate Constraint in lbs/MMBtu | FALSE | L | Annual | Seasons Included | Seasons | Summer | Summer | Summer | Summer | Summer | Summer | Summer
IL Fac. Spec. - NOX Rate Summer v3.1, Unit 1477 and retrofits | 646 | 7305 | Rate Constraint in lbs/MMBtu | FALSE | L | Annual | Standard NOX | lb/MMBtu | 0.25 | 0.25 | 0.25 | 0.25 | 0.25 | 0.25 | 0.25
IL Fac. Spec. - NOX Rate Summer v3.1, Unit 1477 and retrofits | 646 | 7305 | Rate Constraint in lbs/MMBtu | FALSE | L | Annual | Emissions at Affected Plants NOX | Thousand Tons | 0.016978 | 0.016984 | 0.0043888 | 0.0044071 | 0 | 0 | 0
IL Fac. Spec. - NOX Rate Summer v3.1, Unit 1477 and retrofits | 646 | 7305 | Rate Constraint in lbs/MMBtu | FALSE | L | Annual | Allowances Purchased NOX | Thousand Tons | 0 | 0 | 0 | 0 | 0 | 0 | 0
IL Fac. Spec. - NOX Rate Summer v3.1, Unit 1477 and retrofits | 646 | 7305 | Rate Constraint in lbs/MMBtu | FALSE | L | Annual | Allowances Sold NOX | Thousand Tons | 0 | 0 | 0 | 0 | 0 | 0 | 0
IL Fac. Spec. - NOX Rate Summer v3.1, Unit 1477 and retrofits | 646 | 7305 | Rate Constraint in lbs/MMBtu | FALSE | L | Annual | Allowances Banked | Thousand Tons | 0 | 0 | 0 | 0 | 0 | 0 | 0
IL Fac. Spec. - NOX Rate Summer v3.1, Unit 1477 and retrofits | 646 | 7305 | Rate Constraint in lbs/MMBtu | FALSE | L | Annual | Allowances Withdrawn (1:1) | Thousand Tons | 0 | 0 | 0 | 0 | 0 | 0 | 0
IL Fac. Spec. - NOX Rate Summer v3.1, Unit 1477 and retrofits | 646 | 7305 | Rate Constraint in lbs/MMBtu | FALSE | L | Annual | Allowances Withdrawn (n:1) | Thousand Tons | 0 | 0 | 0 | 0 | 0 | 0 | 0
IL Fac. Spec. - NOX Rate Summer v3.1, Unit 1477 and retrofits | 646 | 7305 | Rate Constraint in lbs/MMBtu | FALSE | L | Annual | Net Emissions Allowance Position | Thousand Tons | 0.016978 | 0.016984 | 0.0043888 | 0.0044071 | 0 | 0 | 0
IL Fac. Spec. - NOX Rate Summer v3.1, Unit 1477 and retrofits | 646 | 7305 | Rate Constraint in lbs/MMBtu | FALSE | L | Annual | Fuel Consumed | TBtu | 3.497 | 3.4982 | 0.90398 | 0.90773 | 0 | 0 | 0
IL Fac. Spec. - NOX Rate Summer v3.1, Unit 1477 and retrofits | 646 | 7305 | Rate Constraint in lbs/MMBtu | FALSE | L | Annual | Rate | lb/MMBtu | 0.00971 | 0.00971 | 0.00971 | 0.00971 | 0 | 0 | 0
IL Fac. Spec. - NOX Rate Summer v3.1, Unit 1477 and retrofits | 646 | 7305 | Rate Constraint in lbs/MMBtu | FALSE | L | Annual | Generation | TWh | 0.47675 | 0.47692 | 0.12324 | 0.12375 | 0 | 0 | 0
IL Fac. Spec. - NOX Rate Summer v3.1, Unit 1477 and retrofits | 646 | 7305 | Rate Constraint in lbs/MMBtu | FALSE | L | Annual | Qualifying Generation | TWh | 0.47675 | 0.47692 | 0.12324 | 0.12375 | 0 | 0 | 0
IL Fac. Spec. - NOX Rate Summer v3.1, Unit 1477 and retrofits | 646 | 7305 | Rate Constraint in lbs/MMBtu | FALSE | L | Annual | Rate | lb/MWh | 0.071223 | 0.071223 | 0.071223 | 0.071223 | 0 | 0 | 0
IL Fac. Spec. - NOX Rate Summer v3.1, Unit 1477 and retrofits | 646 | 7305 | Rate Constraint in lbs/MMBtu | FALSE | L | Annual | Constraint Shadow Price | US2022$/Ton | 0 | 0 | 0 | 0 | 0 | 0 | 0
IL Fac. Spec. - NOX Rate Summer v3.1, Unit 1478 and retrofits | 647 | 7305 | Rate Constraint in lbs/MMBtu | FALSE | L | Annual | Seasons Included | Seasons | Summer | Summer | Summer | Summer | Summer | Summer | Summer
IL Fac. Spec. - NOX Rate Summer v3.1, Unit 1478 and retrofits | 647 | 7305 | Rate Constraint in lbs/MMBtu | FALSE | L | Annual | Standard NOX | lb/MMBtu | 0.25 | 0.25 | 0.25 | 0.25 | 0.25 | 0.25 | 0.25
IL Fac. Spec. - NOX Rate Summer v3.1, Unit 1478 and retrofits | 647 | 7305 | Rate Constraint in lbs/MMBtu | FALSE | L | Annual | Emissions at Affected Plants NOX | Thousand Tons | 0.011125 | 0.01769 | 0.017728 | 0.01108 | 0 | 0 | 0
IL Fac. Spec. - NOX Rate Summer v3.1, Unit 1478 and retrofits | 647 | 7305 | Rate Constraint in lbs/MMBtu | FALSE | L | Annual | Allowances Purchased NOX | Thousand Tons | 0 | 0 | 0 | 0 | 0 | 0 | 0
IL Fac. Spec. - NOX Rate Summer v3.1, Unit 1478 and retrofits | 647 | 7305 | Rate Constraint in lbs/MMBtu | FALSE | L | Annual | Allowances Sold NOX | Thousand Tons | 0 | 0 | 0 | 0 | 0 | 0 | 0
IL Fac. Spec. - NOX Rate Summer v3.1, Unit 1478 and retrofits | 647 | 7305 | Rate Constraint in lbs/MMBtu | FALSE | L | Annual | Allowances Banked | Thousand Tons | 0 | 0 | 0 | 0 | 0 | 0 | 0
IL Fac. Spec. - NOX Rate Summer v3.1, Unit 1478 and retrofits | 647 | 7305 | Rate Constraint in lbs/MMBtu | FALSE | L | Annual | Allowances Withdrawn (1:1) | Thousand Tons | 0 | 0 | 0 | 0 | 0 | 0 | 0
IL Fac. Spec. - NOX Rate Summer v3.1, Unit 1478 and retrofits | 647 | 7305 | Rate Constraint in lbs/MMBtu | FALSE | L | Annual | Allowances Withdrawn (n:1) | Thousand Tons | 0 | 0 | 0 | 0 | 0 | 0 | 0
IL Fac. Spec. - NOX Rate Summer v3.1, Unit 1478 and retrofits | 647 | 7305 | Rate Constraint in lbs/MMBtu | FALSE | L | Annual | Net Emissions Allowance Position | Thousand Tons | 0.011125 | 0.01769 | 0.017728 | 0.01108 | 0 | 0 | 0
IL Fac. Spec. - NOX Rate Summer v3.1, Unit 1478 and retrofits | 647 | 7305 | Rate Constraint in lbs/MMBtu | FALSE | L | Annual | Fuel Consumed | TBtu | 1.8903 | 3.006 | 3.0125 | 1.8828 | 0 | 0 | 0
IL Fac. Spec. - NOX Rate Summer v3.1, Unit 1478 and retrofits | 647 | 7305 | Rate Constraint in lbs/MMBtu | FALSE | L | Annual | Rate | lb/MMBtu | 0.01177 | 0.01177 | 0.01177 | 0.01177 | 0 | 0 | 0
IL Fac. Spec. - NOX Rate Summer v3.1, Unit 1478 and retrofits | 647 | 7305 | Rate Constraint in lbs/MMBtu | FALSE | L | Annual | Generation | TWh | 0.25097 | 0.3991 | 0.39995 | 0.24997 | 0 | 0 | 0
IL Fac. Spec. - NOX Rate Summer v3.1, Unit 1478 and retrofits | 647 | 7305 | Rate Constraint in lbs/MMBtu | FALSE | L | Annual | Qualifying Generation | TWh | 0.25097 | 0.3991 | 0.39995 | 0.24997 | 0 | 0 | 0
IL Fac. Spec. - NOX Rate Summer v3.1, Unit 1478 and retrofits | 647 | 7305 | Rate Constraint in lbs/MMBtu | FALSE | L | Annual | Rate | lb/MWh | 0.088652 | 0.088652 | 0.088652 | 0.088652 | 0 | 0 | 0
IL Fac. Spec. - NOX Rate Summer v3.1, Unit 1478 and retrofits | 647 | 7305 | Rate Constraint in lbs/MMBtu | FALSE | L | Annual | Constraint Shadow Price | US2022$/Ton | 0 | 0 | 0 | 0 | 0 | 0 | 0
IL Fac. Spec. - NOX Rate Summer v3.1, Unit 1479 and retrofits | 648 | 7305 | Rate Constraint in lbs/MMBtu | FALSE | L | Annual | Seasons Included | Seasons | Summer | Summer | Summer | Summer | Summer | Summer | Summer
IL Fac. Spec. - NOX Rate Summer v3.1, Unit 1479 and retrofits | 648 | 7305 | Rate Constraint in lbs/MMBtu | FALSE | L | Annual | Standard NOX | lb/MMBtu | 0.25 | 0.25 | 0.25 | 0.25 | 0.25 | 0.25 | 0.25
IL Fac. Spec. - NOX Rate Summer v3.1, Unit 1479 and retrofits | 648 | 7305 | Rate Constraint in lbs/MMBtu | FALSE | L | Annual | Emissions at Affected Plants NOX | Thousand Tons | 0.011342 | 0.018036 | 0.018075 | 0.011297 | 0 | 0 | 0
IL Fac. Spec. - NOX Rate Summer v3.1, Unit 1479 and retrofits | 648 | 7305 | Rate Constraint in lbs/MMBtu | FALSE | L | Annual | Allowances Purchased NOX | Thousand Tons | 0 | 0 | 0 | 0 | 0 | 0 | 0
IL Fac. Spec. - NOX Rate Summer v3.1, Unit 1479 and retrofits | 648 | 7305 | Rate Constraint in lbs/MMBtu | FALSE | L | Annual | Allowances Sold NOX | Thousand Tons | 0 | 0 | 0 | 0 | 0 | 0 | 0
IL Fac. Spec. - NOX Rate Summer v3.1, Unit 1479 and retrofits | 648 | 7305 | Rate Constraint in lbs/MMBtu | FALSE | L | Annual | Allowances Banked | Thousand Tons | 0 | 0 | 0 | 0 | 0 | 0 | 0
IL Fac. Spec. - NOX Rate Summer v3.1, Unit 1479 and retrofits | 648 | 7305 | Rate Constraint in lbs/MMBtu | FALSE | L | Annual | Allowances Withdrawn (1:1) | Thousand Tons | 0 | 0 | 0 | 0 | 0 | 0 | 0
IL Fac. Spec. - NOX Rate Summer v3.1, Unit 1479 and retrofits | 648 | 7305 | Rate Constraint in lbs/MMBtu | FALSE | L | Annual | Allowances Withdrawn (n:1) | Thousand Tons | 0 | 0 | 0 | 0 | 0 | 0 | 0
IL Fac. Spec. - NOX Rate Summer v3.1, Unit 1479 and retrofits | 648 | 7305 | Rate Constraint in lbs/MMBtu | FALSE | L | Annual | Net Emissions Allowance Position | Thousand Tons | 0.011342 | 0.018036 | 0.018075 | 0.011297 | 0 | 0 | 0
IL Fac. Spec. - NOX Rate Summer v3.1, Unit 1479 and retrofits | 648 | 7305 | Rate Constraint in lbs/MMBtu | FALSE | L | Annual | Fuel Consumed | TBtu | 1.8903 | 3.006 | 3.0125 | 1.8828 | 0 | 0 | 0
IL Fac. Spec. - NOX Rate Summer v3.1, Unit 1479 and retrofits | 648 | 7305 | Rate Constraint in lbs/MMBtu | FALSE | L | Annual | Rate | lb/MMBtu | 0.012 | 0.012 | 0.012 | 0.012 | 0 | 0 | 0
IL Fac. Spec. - NOX Rate Summer v3.1, Unit 1479 and retrofits | 648 | 7305 | Rate Constraint in lbs/MMBtu | FALSE | L | Annual | Generation | TWh | 0.25097 | 0.3991 | 0.39995 | 0.24997 | 0 | 0 | 0
IL Fac. Spec. - NOX Rate Summer v3.1, Unit 1479 and retrofits | 648 | 7305 | Rate Constraint in lbs/MMBtu | FALSE | L | Annual | Qualifying Generation | TWh | 0.25097 | 0.3991 | 0.39995 | 0.24997 | 0 | 0 | 0
IL Fac. Spec. - NOX Rate Summer v3.1, Unit 1479 and retrofits | 648 | 7305 | Rate Constraint in lbs/MMBtu | FALSE | L | Annual | Rate | lb/MWh | 0.090384 | 0.090384 | 0.090384 | 0.090384 | 0 | 0 | 0
IL Fac. Spec. - NOX Rate Summer v3.1, Unit 1479 and retrofits | 648 | 7305 | Rate Constraint in lbs/MMBtu | FALSE | L | Annual | Constraint Shadow Price | US2022$/Ton | 0 | 0 | 0 | 0 | 0 | 0 | 0
IL Fac. Spec. - NOX Rate Summer v3.1, Unit 1480 and retrofits | 649 | 7305 | Rate Constraint in lbs/MMBtu | FALSE | L | Annual | Seasons Included | Seasons | Summer | Summer | Summer | Summer | Summer | Summer | Summer
IL Fac. Spec. - NOX Rate Summer v3.1, Unit 1480 and retrofits | 649 | 7305 | Rate Constraint in lbs/MMBtu | FALSE | L | Annual | Standard NOX | lb/MMBtu | 0.25 | 0.25 | 0.25 | 0.25 | 0.25 | 0.25 | 0.25
IL Fac. Spec. - NOX Rate Summer v3.1, Unit 1480 and retrofits | 649 | 7305 | Rate Constraint in lbs/MMBtu | FALSE | L | Annual | Emissions at Affected Plants NOX | Thousand Tons | 0.011342 | 0.018036 | 0.018075 | 0.0095386 | 0 | 0 | 0
IL Fac. Spec. - NOX Rate Summer v3.1, Unit 1480 and retrofits | 649 | 7305 | Rate Constraint in lbs/MMBtu | FALSE | L | Annual | Allowances Purchased NOX | Thousand Tons | 0 | 0 | 0 | 0 | 0 | 0 | 0
IL Fac. Spec. - NOX Rate Summer v3.1, Unit 1480 and retrofits | 649 | 7305 | Rate Constraint in lbs/MMBtu | FALSE | L | Annual | Allowances Sold NOX | Thousand Tons | 0 | 0 | 0 | 0 | 0 | 0 | 0
IL Fac. Spec. - NOX Rate Summer v3.1, Unit 1480 and retrofits | 649 | 7305 | Rate Constraint in lbs/MMBtu | FALSE | L | Annual | Allowances Banked | Thousand Tons | 0 | 0 | 0 | 0 | 0 | 0 | 0
IL Fac. Spec. - NOX Rate Summer v3.1, Unit 1480 and retrofits | 649 | 7305 | Rate Constraint in lbs/MMBtu | FALSE | L | Annual | Allowances Withdrawn (1:1) | Thousand Tons | 0 | 0 | 0 | 0 | 0 | 0 | 0
IL Fac. Spec. - NOX Rate Summer v3.1, Unit 1480 and retrofits | 649 | 7305 | Rate Constraint in lbs/MMBtu | FALSE | L | Annual | Allowances Withdrawn (n:1) | Thousand Tons | 0 | 0 | 0 | 0 | 0 | 0 | 0
IL Fac. Spec. - NOX Rate Summer v3.1, Unit 1480 and retrofits | 649 | 7305 | Rate Constraint in lbs/MMBtu | FALSE | L | Annual | Net Emissions Allowance Position | Thousand Tons | 0.011342 | 0.018036 | 0.018075 | 0.0095386 | 0 | 0 | 0
IL Fac. Spec. - NOX Rate Summer v3.1, Unit 1480 and retrofits | 649 | 7305 | Rate Constraint in lbs/MMBtu | FALSE | L | Annual | Fuel Consumed | TBtu | 1.8903 | 3.006 | 3.0125 | 1.5898 | 0 | 0 | 0
IL Fac. Spec. - NOX Rate Summer v3.1, Unit 1480 and retrofits | 649 | 7305 | Rate Constraint in lbs/MMBtu | FALSE | L | Annual | Rate | lb/MMBtu | 0.012 | 0.012 | 0.012 | 0.012 | 0 | 0 | 0
IL Fac. Spec. - NOX Rate Summer v3.1, Unit 1480 and retrofits | 649 | 7305 | Rate Constraint in lbs/MMBtu | FALSE | L | Annual | Generation | TWh | 0.25097 | 0.3991 | 0.39995 | 0.21107 | 0 | 0 | 0
IL Fac. Spec. - NOX Rate Summer v3.1, Unit 1480 and retrofits | 649 | 7305 | Rate Constraint in lbs/MMBtu | FALSE | L | Annual | Qualifying Generation | TWh | 0.25097 | 0.3991 | 0.39995 | 0.21107 | 0 | 0 | 0
IL Fac. Spec. - NOX Rate Summer v3.1, Unit 1480 and retrofits | 649 | 7305 | Rate Constraint in lbs/MMBtu | FALSE | L | Annual | Rate | lb/MWh | 0.090384 | 0.090384 | 0.090384 | 0.090384 | 0 | 0 | 0
IL Fac. Spec. - NOX Rate Summer v3.1, Unit 1480 and retrofits | 649 | 7305 | Rate Constraint in lbs/MMBtu | FALSE | L | Annual | Constraint Shadow Price | US2022$/Ton | 0 | 0 | 0 | 0 | 0 | 0 | 0
IL Fac. Spec. - NOX Rate Summer v3.1, Unit 1481 and retrofits | 650 | 7305 | Rate Constraint in lbs/MMBtu | FALSE | L | Annual | Seasons Included | Seasons | Summer | Summer | Summer | Summer | Summer | Summer | Summer
IL Fac. Spec. - NOX Rate Summer v3.1, Unit 1481 and retrofits | 650 | 7305 | Rate Constraint in lbs/MMBtu | FALSE | L | Annual | Standard NOX | lb/MMBtu | 0.25 | 0.25 | 0.25 | 0.25 | 0.25 | 0.25 | 0.25
IL Fac. Spec. - NOX Rate Summer v3.1, Unit 1481 and retrofits | 650 | 7305 | Rate Constraint in lbs/MMBtu | FALSE | L | Annual | Emissions at Affected Plants NOX | Thousand Tons | 0.011342 | 0.018036 | 0.018075 | 0.011297 | 0 | 0 | 0
IL Fac. Spec. - NOX Rate Summer v3.1, Unit 1481 and retrofits | 650 | 7305 | Rate Constraint in lbs/MMBtu | FALSE | L | Annual | Allowances Purchased NOX | Thousand Tons | 0 | 0 | 0 | 0 | 0 | 0 | 0
IL Fac. Spec. - NOX Rate Summer v3.1, Unit 1481 and retrofits | 650 | 7305 | Rate Constraint in lbs/MMBtu | FALSE | L | Annual | Allowances Sold NOX | Thousand Tons | 0 | 0 | 0 | 0 | 0 | 0 | 0
IL Fac. Spec. - NOX Rate Summer v3.1, Unit 1481 and retrofits | 650 | 7305 | Rate Constraint in lbs/MMBtu | FALSE | L | Annual | Allowances Banked | Thousand Tons | 0 | 0 | 0 | 0 | 0 | 0 | 0
IL Fac. Spec. - NOX Rate Summer v3.1, Unit 1481 and retrofits | 650 | 7305 | Rate Constraint in lbs/MMBtu | FALSE | L | Annual | Allowances Withdrawn (1:1) | Thousand Tons | 0 | 0 | 0 | 0 | 0 | 0 | 0
IL Fac. Spec. - NOX Rate Summer v3.1, Unit 1481 and retrofits | 650 | 7305 | Rate Constraint in lbs/MMBtu | FALSE | L | Annual | Allowances Withdrawn (n:1) | Thousand Tons | 0 | 0 | 0 | 0 | 0 | 0 | 0
IL Fac. Spec. - NOX Rate Summer v3.1, Unit 1481 and retrofits | 650 | 7305 | Rate Constraint in lbs/MMBtu | FALSE | L | Annual | Net Emissions Allowance Position | Thousand Tons | 0.011342 | 0.018036 | 0.018075 | 0.011297 | 0 | 0 | 0
IL Fac. Spec. - NOX Rate Summer v3.1, Unit 1481 and retrofits | 650 | 7305 | Rate Constraint in lbs/MMBtu | FALSE | L | Annual | Fuel Consumed | TBtu | 1.8903 | 3.006 | 3.0125 | 1.8828 | 0 | 0 | 0
IL Fac. Spec. - NOX Rate Summer v3.1, Unit 1481 and retrofits | 650 | 7305 | Rate Constraint in lbs/MMBtu | FALSE | L | Annual | Rate | lb/MMBtu | 0.012 | 0.012 | 0.012 | 0.012 | 0 | 0 | 0
IL Fac. Spec. - NOX Rate Summer v3.1, Unit 1481 and retrofits | 650 | 7305 | Rate Constraint in lbs/MMBtu | FALSE | L | Annual | Generation | TWh | 0.25097 | 0.3991 | 0.39995 | 0.24997 | 0 | 0 | 0
IL Fac. Spec. - NOX Rate Summer v3.1, Unit 1481 and retrofits | 650 | 7305 | Rate Constraint in lbs/MMBtu | FALSE | L | Annual | Qualifying Generation | TWh | 0.25097 | 0.3991 | 0.39995 | 0.24997 | 0 | 0 | 0
IL Fac. Spec. - NOX Rate Summer v3.1, Unit 1481 and retrofits | 650 | 7305 | Rate Constraint in lbs/MMBtu | FALSE | L | Annual | Rate | lb/MWh | 0.090384 | 0.090384 | 0.090384 | 0.090384 | 0 | 0 | 0
IL Fac. Spec. - NOX Rate Summer v3.1, Unit 1481 and retrofits | 650 | 7305 | Rate Constraint in lbs/MMBtu | FALSE | L | Annual | Constraint Shadow Price | US2022$/Ton | 0 | 0 | 0 | 0 | 0 | 0 | 0
IL Fac. Spec. - NOX Rate Summer v3.1, Unit 1482 and retrofits | 651 | 7305 | Rate Constraint in lbs/MMBtu | FALSE | L | Annual | Seasons Included | Seasons | Summer | Summer | Summer | Summer | Summer | Summer | Summer
IL Fac. Spec. - NOX Rate Summer v3.1, Unit 1482 and retrofits | 651 | 7305 | Rate Constraint in lbs/MMBtu | FALSE | L | Annual | Standard NOX | lb/MMBtu | 0.25 | 0.25 | 0.25 | 0.25 | 0.25 | 0.25 | 0.25
IL Fac. Spec. - NOX Rate Summer v3.1, Unit 1482 and retrofits | 651 | 7305 | Rate Constraint in lbs/MMBtu | FALSE | L | Annual | Emissions at Affected Plants NOX | Thousand Tons | 0.008691 | 0.013821 | 0.01385 | 0.0086564 | 0 | 0 | 0
IL Fac. Spec. - NOX Rate Summer v3.1, Unit 1482 and retrofits | 651 | 7305 | Rate Constraint in lbs/MMBtu | FALSE | L | Annual | Allowances Purchased NOX | Thousand Tons | 0 | 0 | 0 | 0 | 0 | 0 | 0
IL Fac. Spec. - NOX Rate Summer v3.1, Unit 1482 and retrofits | 651 | 7305 | Rate Constraint in lbs/MMBtu | FALSE | L | Annual | Allowances Sold NOX | Thousand Tons | 0 | 0 | 0 | 0 | 0 | 0 | 0
IL Fac. Spec. - NOX Rate Summer v3.1, Unit 1482 and retrofits | 651 | 7305 | Rate Constraint in lbs/MMBtu | FALSE | L | Annual | Allowances Banked | Thousand Tons | 0 | 0 | 0 | 0 | 0 | 0 | 0
IL Fac. Spec. - NOX Rate Summer v3.1, Unit 1482 and retrofits | 651 | 7305 | Rate Constraint in lbs/MMBtu | FALSE | L | Annual | Allowances Withdrawn (1:1) | Thousand Tons | 0 | 0 | 0 | 0 | 0 | 0 | 0
IL Fac. Spec. - NOX Rate Summer v3.1, Unit 1482 and retrofits | 651 | 7305 | Rate Constraint in lbs/MMBtu | FALSE | L | Annual | Allowances Withdrawn (n:1) | Thousand Tons | 0 | 0 | 0 | 0 | 0 | 0 | 0
IL Fac. Spec. - NOX Rate Summer v3.1, Unit 1482 and retrofits | 651 | 7305 | Rate Constraint in lbs/MMBtu | FALSE | L | Annual | Net Emissions Allowance Position | Thousand Tons | 0.008691 | 0.013821 | 0.01385 | 0.0086564 | 0 | 0 | 0
IL Fac. Spec. - NOX Rate Summer v3.1, Unit 1482 and retrofits | 651 | 7305 | Rate Constraint in lbs/MMBtu | FALSE | L | Annual | Fuel Consumed | TBtu | 1.4768 | 2.3484 | 2.3535 | 1.4709 | 0 | 0 | 0
IL Fac. Spec. - NOX Rate Summer v3.1, Unit 1482 and retrofits | 651 | 7305 | Rate Constraint in lbs/MMBtu | FALSE | L | Annual | Rate | lb/MMBtu | 0.01177 | 0.01177 | 0.01177 | 0.01177 | 0 | 0 | 0
IL Fac. Spec. - NOX Rate Summer v3.1, Unit 1482 and retrofits | 651 | 7305 | Rate Constraint in lbs/MMBtu | FALSE | L | Annual | Generation | TWh | 0.19607 | 0.3118 | 0.31246 | 0.19529 | 0 | 0 | 0
IL Fac. Spec. - NOX Rate Summer v3.1, Unit 1482 and retrofits | 651 | 7305 | Rate Constraint in lbs/MMBtu | FALSE | L | Annual | Qualifying Generation | TWh | 0.19607 | 0.3118 | 0.31246 | 0.19529 | 0 | 0 | 0
IL Fac. Spec. - NOX Rate Summer v3.1, Unit 1482 and retrofits | 651 | 7305 | Rate Constraint in lbs/MMBtu | FALSE | L | Annual | Rate | lb/MWh | 0.088652 | 0.088652 | 0.088652 | 0.088652 | 0 | 0 | 0
IL Fac. Spec. - NOX Rate Summer v3.1, Unit 1482 and retrofits | 651 | 7305 | Rate Constraint in lbs/MMBtu | FALSE | L | Annual | Constraint Shadow Price | US2022$/Ton | 0 | 0 | 0 | 0 | 0 | 0 | 0
IL Fac. Spec. - NOX Rate Summer v3.1, Unit 1483 and retrofits | 652 | 7305 | Rate Constraint in lbs/MMBtu | FALSE | L | Annual | Seasons Included | Seasons | Summer | Summer | Summer | Summer | Summer | Summer | Summer
IL Fac. Spec. - NOX Rate Summer v3.1, Unit 1483 and retrofits | 652 | 7305 | Rate Constraint in lbs/MMBtu | FALSE | L | Annual | Standard NOX | lb/MMBtu | 0.25 | 0.25 | 0.25 | 0.25 | 0.25 | 0.25 | 0.25
IL Fac. Spec. - NOX Rate Summer v3.1, Unit 1483 and retrofits | 652 | 7305 | Rate Constraint in lbs/MMBtu | FALSE | L | Annual | Emissions at Affected Plants NOX | Thousand Tons | 0.0088609 | 0.014091 | 0.014121 | 0.0088256 | 0 | 0 | 0
IL Fac. Spec. - NOX Rate Summer v3.1, Unit 1483 and retrofits | 652 | 7305 | Rate Constraint in lbs/MMBtu | FALSE | L | Annual | Allowances Purchased NOX | Thousand Tons | 0 | 0 | 0 | 0 | 0 | 0 | 0
IL Fac. Spec. - NOX Rate Summer v3.1, Unit 1483 and retrofits | 652 | 7305 | Rate Constraint in lbs/MMBtu | FALSE | L | Annual | Allowances Sold NOX | Thousand Tons | 0 | 0 | 0 | 0 | 0 | 0 | 0
IL Fac. Spec. - NOX Rate Summer v3.1, Unit 1483 and retrofits | 652 | 7305 | Rate Constraint in lbs/MMBtu | FALSE | L | Annual | Allowances Banked | Thousand Tons | 0 | 0 | 0 | 0 | 0 | 0 | 0
IL Fac. Spec. - NOX Rate Summer v3.1, Unit 1483 and retrofits | 652 | 7305 | Rate Constraint in lbs/MMBtu | FALSE | L | Annual | Allowances Withdrawn (1:1) | Thousand Tons | 0 | 0 | 0 | 0 | 0 | 0 | 0
IL Fac. Spec. - NOX Rate Summer v3.1, Unit 1483 and retrofits | 652 | 7305 | Rate Constraint in lbs/MMBtu | FALSE | L | Annual | Allowances Withdrawn (n:1) | Thousand Tons | 0 | 0 | 0 | 0 | 0 | 0 | 0
IL Fac. Spec. - NOX Rate Summer v3.1, Unit 1483 and retrofits | 652 | 7305 | Rate Constraint in lbs/MMBtu | FALSE | L | Annual | Net Emissions Allowance Position | Thousand Tons | 0.0088609 | 0.014091 | 0.014121 | 0.0088256 | 0 | 0 | 0
IL Fac. Spec. - NOX Rate Summer v3.1, Unit 1483 and retrofits | 652 | 7305 | Rate Constraint in lbs/MMBtu | FALSE | L | Annual | Fuel Consumed | TBtu | 1.4768 | 2.3484 | 2.3535 | 1.4709 | 0 | 0 | 0
IL Fac. Spec. - NOX Rate Summer v3.1, Unit 1483 and retrofits | 652 | 7305 | Rate Constraint in lbs/MMBtu | FALSE | L | Annual | Rate | lb/MMBtu | 0.012 | 0.012 | 0.012 | 0.012 | 0 | 0 | 0
IL Fac. Spec. - NOX Rate Summer v3.1, Unit 1483 and retrofits | 652 | 7305 | Rate Constraint in lbs/MMBtu | FALSE | L | Annual | Generation | TWh | 0.19607 | 0.3118 | 0.31246 | 0.19529 | 0 | 0 | 0
IL Fac. Spec. - NOX Rate Summer v3.1, Unit 1483 and retrofits | 652 | 7305 | Rate Constraint in lbs/MMBtu | FALSE | L | Annual | Qualifying Generation | TWh | 0.19607 | 0.3118 | 0.31246 | 0.19529 | 0 | 0 | 0
IL Fac. Spec. - NOX Rate Summer v3.1, Unit 1483 and retrofits | 652 | 7305 | Rate Constraint in lbs/MMBtu | FALSE | L | Annual | Rate | lb/MWh | 0.090384 | 0.090384 | 0.090384 | 0.090384 | 0 | 0 | 0
IL Fac. Spec. - NOX Rate Summer v3.1, Unit 1483 and retrofits | 652 | 7305 | Rate Constraint in lbs/MMBtu | FALSE | L | Annual | Constraint Shadow Price | US2022$/Ton | 0 | 0 | 0 | 0 | 0 | 0 | 0
IL Fac. Spec. - NOX Rate Summer v3.1, Unit 1484 and retrofits | 653 | 7305 | Rate Constraint in lbs/MMBtu | FALSE | L | Annual | Seasons Included | Seasons | Summer | Summer | Summer | Summer | Summer | Summer | Summer
IL Fac. Spec. - NOX Rate Summer v3.1, Unit 1484 and retrofits | 653 | 7305 | Rate Constraint in lbs/MMBtu | FALSE | L | Annual | Standard NOX | lb/MMBtu | 0.25 | 0.25 | 0.25 | 0.25 | 0.25 | 0.25 | 0.25
IL Fac. Spec. - NOX Rate Summer v3.1, Unit 1484 and retrofits | 653 | 7305 | Rate Constraint in lbs/MMBtu | FALSE | L | Annual | Emissions at Affected Plants NOX | Thousand Tons | 0.0088609 | 0.014091 | 0.014121 | 0.0088256 | 0 | 0 | 0
IL Fac. Spec. - NOX Rate Summer v3.1, Unit 1484 and retrofits | 653 | 7305 | Rate Constraint in lbs/MMBtu | FALSE | L | Annual | Allowances Purchased NOX | Thousand Tons | 0 | 0 | 0 | 0 | 0 | 0 | 0
IL Fac. Spec. - NOX Rate Summer v3.1, Unit 1484 and retrofits | 653 | 7305 | Rate Constraint in lbs/MMBtu | FALSE | L | Annual | Allowances Sold NOX | Thousand Tons | 0 | 0 | 0 | 0 | 0 | 0 | 0
IL Fac. Spec. - NOX Rate Summer v3.1, Unit 1484 and retrofits | 653 | 7305 | Rate Constraint in lbs/MMBtu | FALSE | L | Annual | Allowances Banked | Thousand Tons | 0 | 0 | 0 | 0 | 0 | 0 | 0
IL Fac. Spec. - NOX Rate Summer v3.1, Unit 1484 and retrofits | 653 | 7305 | Rate Constraint in lbs/MMBtu | FALSE | L | Annual | Allowances Withdrawn (1:1) | Thousand Tons | 0 | 0 | 0 | 0 | 0 | 0 | 0
IL Fac. Spec. - NOX Rate Summer v3.1, Unit 1484 and retrofits | 653 | 7305 | Rate Constraint in lbs/MMBtu | FALSE | L | Annual | Allowances Withdrawn (n:1) | Thousand Tons | 0 | 0 | 0 | 0 | 0 | 0 | 0
IL Fac. Spec. - NOX Rate Summer v3.1, Unit 1484 and retrofits | 653 | 7305 | Rate Constraint in lbs/MMBtu | FALSE | L | Annual | Net Emissions Allowance Position | Thousand Tons | 0.0088609 | 0.014091 | 0.014121 | 0.0088256 | 0 | 0 | 0
IL Fac. Spec. - NOX Rate Summer v3.1, Unit 1484 and retrofits | 653 | 7305 | Rate Constraint in lbs/MMBtu | FALSE | L | Annual | Fuel Consumed | TBtu | 1.4768 | 2.3484 | 2.3535 | 1.4709 | 0 | 0 | 0
IL Fac. Spec. - NOX Rate Summer v3.1, Unit 1484 and retrofits | 653 | 7305 | Rate Constraint in lbs/MMBtu | FALSE | L | Annual | Rate | lb/MMBtu | 0.012 | 0.012 | 0.012 | 0.012 | 0 | 0 | 0
IL Fac. Spec. - NOX Rate Summer v3.1, Unit 1484 and retrofits | 653 | 7305 | Rate Constraint in lbs/MMBtu | FALSE | L | Annual | Generation | TWh | 0.19607 | 0.3118 | 0.31246 | 0.19529 | 0 | 0 | 0
IL Fac. Spec. - NOX Rate Summer v3.1, Unit 1484 and retrofits | 653 | 7305 | Rate Constraint in lbs/MMBtu | FALSE | L | Annual | Qualifying Generation | TWh | 0.19607 | 0.3118 | 0.31246 | 0.19529 | 0 | 0 | 0
IL Fac. Spec. - NOX Rate Summer v3.1, Unit 1484 and retrofits | 653 | 7305 | Rate Constraint in lbs/MMBtu | FALSE | L | Annual | Rate | lb/MWh | 0.090384 | 0.090384 | 0.090384 | 0.090384 | 0 | 0 | 0
IL Fac. Spec. - NOX Rate Summer v3.1, Unit 1484 and retrofits | 653 | 7305 | Rate Constraint in lbs/MMBtu | FALSE | L | Annual | Constraint Shadow Price | US2022$/Ton | 0 | 0 | 0 | 0 | 0 | 0 | 0
IL Fac. Spec. - NOX Rate Summer v3.1, Unit 1485 and retrofits | 654 | 7305 | Rate Constraint in lbs/MMBtu | FALSE | L | Annual | Seasons Included | Seasons | Summer | Summer | Summer | Summer | Summer | Summer | Summer
IL Fac. Spec. - NOX Rate Summer v3.1, Unit 1485 and retrofits | 654 | 7305 | Rate Constraint in lbs/MMBtu | FALSE | L | Annual | Standard NOX | lb/MMBtu | 0.25 | 0.25 | 0.25 | 0.25 | 0.25 | 0.25 | 0.25
IL Fac. Spec. - NOX Rate Summer v3.1, Unit 1485 and retrofits | 654 | 7305 | Rate Constraint in lbs/MMBtu | FALSE | L | Annual | Emissions at Affected Plants NOX | Thousand Tons | 0.0088609 | 0.014091 | 0.014121 | 0.0088256 | 0 | 0 | 0
IL Fac. Spec. - NOX Rate Summer v3.1, Unit 1485 and retrofits | 654 | 7305 | Rate Constraint in lbs/MMBtu | FALSE | L | Annual | Allowances Purchased NOX | Thousand Tons | 0 | 0 | 0 | 0 | 0 | 0 | 0
IL Fac. Spec. - NOX Rate Summer v3.1, Unit 1485 and retrofits | 654 | 7305 | Rate Constraint in lbs/MMBtu | FALSE | L | Annual | Allowances Sold NOX | Thousand Tons | 0 | 0 | 0 | 0 | 0 | 0 | 0
IL Fac. Spec. - NOX Rate Summer v3.1, Unit 1485 and retrofits | 654 | 7305 | Rate Constraint in lbs/MMBtu | FALSE | L | Annual | Allowances Banked | Thousand Tons | 0 | 0 | 0 | 0 | 0 | 0 | 0
IL Fac. Spec. - NOX Rate Summer v3.1, Unit 1485 and retrofits | 654 | 7305 | Rate Constraint in lbs/MMBtu | FALSE | L | Annual | Allowances Withdrawn (1:1) | Thousand Tons | 0 | 0 | 0 | 0 | 0 | 0 | 0
IL Fac. Spec. - NOX Rate Summer v3.1, Unit 1485 and retrofits | 654 | 7305 | Rate Constraint in lbs/MMBtu | FALSE | L | Annual | Allowances Withdrawn (n:1) | Thousand Tons | 0 | 0 | 0 | 0 | 0 | 0 | 0
IL Fac. Spec. - NOX Rate Summer v3.1, Unit 1485 and retrofits | 654 | 7305 | Rate Constraint in lbs/MMBtu | FALSE | L | Annual | Net Emissions Allowance Position | Thousand Tons | 0.0088609 | 0.014091 | 0.014121 | 0.0088256 | 0 | 0 | 0
IL Fac. Spec. - NOX Rate Summer v3.1, Unit 1485 and retrofits | 654 | 7305 | Rate Constraint in lbs/MMBtu | FALSE | L | Annual | Fuel Consumed | TBtu | 1.4768 | 2.3484 | 2.3535 | 1.4709 | 0 | 0 | 0
IL Fac. Spec. - NOX Rate Summer v3.1, Unit 1485 and retrofits | 654 | 7305 | Rate Constraint in lbs/MMBtu | FALSE | L | Annual | Rate | lb/MMBtu | 0.012 | 0.012 | 0.012 | 0.012 | 0 | 0 | 0
IL Fac. Spec. - NOX Rate Summer v3.1, Unit 1485 and retrofits | 654 | 7305 | Rate Constraint in lbs/MMBtu | FALSE | L | Annual | Generation | TWh | 0.19607 | 0.3118 | 0.31246 | 0.19529 | 0 | 0 | 0
IL Fac. Spec. - NOX Rate Summer v3.1, Unit 1485 and retrofits | 654 | 7305 | Rate Constraint in lbs/MMBtu | FALSE | L | Annual | Qualifying Generation | TWh | 0.19607 | 0.3118 | 0.31246 | 0.19529 | 0 | 0 | 0
IL Fac. Spec. - NOX Rate Summer v3.1, Unit 1485 and retrofits | 654 | 7305 | Rate Constraint in lbs/MMBtu | FALSE | L | Annual | Rate | lb/MWh | 0.090384 | 0.090384 | 0.090384 | 0.090384 | 0 | 0 | 0
IL Fac. Spec. - NOX Rate Summer v3.1, Unit 1485 and retrofits | 654 | 7305 | Rate Constraint in lbs/MMBtu | FALSE | L | Annual | Constraint Shadow Price | US2022$/Ton | 0 | 0 | 0 | 0 | 0 | 0 | 0
IL Fac. Spec. - NOX Rate Summer v3.1, Unit 1486 and retrofits | 655 | 7305 | Rate Constraint in lbs/MMBtu | FALSE | L | Annual | Seasons Included | Seasons | Summer | Summer | Summer | Summer | Summer | Summer | Summer
IL Fac. Spec. - NOX Rate Summer v3.1, Unit 1486 and retrofits | 655 | 7305 | Rate Constraint in lbs/MMBtu | FALSE | L | Annual | Standard NOX | lb/MMBtu | 0.25 | 0.25 | 0.25 | 0.25 | 0.25 | 0.25 | 0.25
IL Fac. Spec. - NOX Rate Summer v3.1, Unit 1486 and retrofits | 655 | 7305 | Rate Constraint in lbs/MMBtu | FALSE | L | Annual | Emissions at Affected Plants NOX | Thousand Tons | 0.014651 | 0.014657 | 0.010574 | 0.00918 | 0 | 0 | 0
IL Fac. Spec. - NOX Rate Summer v3.1, Unit 1486 and retrofits | 655 | 7305 | Rate Constraint in lbs/MMBtu | FALSE | L | Annual | Allowances Purchased NOX | Thousand Tons | 0 | 0 | 0 | 0 | 0 | 0 | 0
IL Fac. Spec. - NOX Rate Summer v3.1, Unit 1486 and retrofits | 655 | 7305 | Rate Constraint in lbs/MMBtu | FALSE | L | Annual | Allowances Sold NOX | Thousand Tons | 0 | 0 | 0 | 0 | 0 | 0 | 0
IL Fac. Spec. - NOX Rate Summer v3.1, Unit 1486 and retrofits | 655 | 7305 | Rate Constraint in lbs/MMBtu | FALSE | L | Annual | Allowances Banked | Thousand Tons | 0 | 0 | 0 | 0 | 0 | 0 | 0
IL Fac. Spec. - NOX Rate Summer v3.1, Unit 1486 and retrofits | 655 | 7305 | Rate Constraint in lbs/MMBtu | FALSE | L | Annual | Allowances Withdrawn (1:1) | Thousand Tons | 0 | 0 | 0 | 0 | 0 | 0 | 0
IL Fac. Spec. - NOX Rate Summer v3.1, Unit 1486 and retrofits | 655 | 7305 | Rate Constraint in lbs/MMBtu | FALSE | L | Annual | Allowances Withdrawn (n:1) | Thousand Tons | 0 | 0 | 0 | 0 | 0 | 0 | 0
IL Fac. Spec. - NOX Rate Summer v3.1, Unit 1486 and retrofits | 655 | 7305 | Rate Constraint in lbs/MMBtu | FALSE | L | Annual | Net Emissions Allowance Position | Thousand Tons | 0.014651 | 0.014657 | 0.010574 | 0.00918 | 0 | 0 | 0
IL Fac. Spec. - NOX Rate Summer v3.1, Unit 1486 and retrofits | 655 | 7305 | Rate Constraint in lbs/MMBtu | FALSE | L | Annual | Fuel Consumed | TBtu | 3.0178 | 3.0189 | 2.178 | 1.8908 | 0 | 0 | 0
IL Fac. Spec. - NOX Rate Summer v3.1, Unit 1486 and retrofits | 655 | 7305 | Rate Constraint in lbs/MMBtu | FALSE | L | Annual | Rate | lb/MMBtu | 0.00971 | 0.00971 | 0.00971 | 0.00971 | 0 | 0 | 0
IL Fac. Spec. - NOX Rate Summer v3.1, Unit 1486 and retrofits | 655 | 7305 | Rate Constraint in lbs/MMBtu | FALSE | L | Annual | Generation | TWh | 0.41142 | 0.41157 | 0.29694 | 0.25778 | 0 | 0 | 0
IL Fac. Spec. - NOX Rate Summer v3.1, Unit 1486 and retrofits | 655 | 7305 | Rate Constraint in lbs/MMBtu | FALSE | L | Annual | Qualifying Generation | TWh | 0.41142 | 0.41157 | 0.29694 | 0.25778 | 0 | 0 | 0
IL Fac. Spec. - NOX Rate Summer v3.1, Unit 1486 and retrofits | 655 | 7305 | Rate Constraint in lbs/MMBtu | FALSE | L | Annual | Rate | lb/MWh | 0.071223 | 0.071223 | 0.071223 | 0.071223 | 0 | 0 | 0
IL Fac. Spec. - NOX Rate Summer v3.1, Unit 1486 and retrofits | 655 | 7305 | Rate Constraint in lbs/MMBtu | FALSE | L | Annual | Constraint Shadow Price | US2022$/Ton | 0 | 0 | 0 | 0 | 0 | 0 | 0
IL Fac. Spec. - NOX Rate Summer v3.1, Unit 1487 and retrofits | 656 | 7305 | Rate Constraint in lbs/MMBtu | FALSE | L | Annual | Seasons Included | Seasons | Summer | Summer | Summer | Summer | Summer | Summer | Summer
IL Fac. Spec. - NOX Rate Summer v3.1, Unit 1487 and retrofits | 656 | 7305 | Rate Constraint in lbs/MMBtu | FALSE | L | Annual | Standard NOX | lb/MMBtu | 0.25 | 0.25 | 0.25 | 0.25 | 0.25 | 0.25 | 0.25
IL Fac. Spec. - NOX Rate Summer v3.1, Unit 1487 and retrofits | 656 | 7305 | Rate Constraint in lbs/MMBtu | FALSE | L | Annual | Emissions at Affected Plants NOX | Thousand Tons | 0.013712 | 0.013716 | 0.013746 | 0.0085912 | 0 | 0 | 0
IL Fac. Spec. - NOX Rate Summer v3.1, Unit 1487 and retrofits | 656 | 7305 | Rate Constraint in lbs/MMBtu | FALSE | L | Annual | Allowances Purchased NOX | Thousand Tons | 0 | 0 | 0 | 0 | 0 | 0 | 0
IL Fac. Spec. - NOX Rate Summer v3.1, Unit 1487 and retrofits | 656 | 7305 | Rate Constraint in lbs/MMBtu | FALSE | L | Annual | Allowances Sold NOX | Thousand Tons | 0 | 0 | 0 | 0 | 0 | 0 | 0
IL Fac. Spec. - NOX Rate Summer v3.1, Unit 1487 and retrofits | 656 | 7305 | Rate Constraint in lbs/MMBtu | FALSE | L | Annual | Allowances Banked | Thousand Tons | 0 | 0 | 0 | 0 | 0 | 0 | 0
IL Fac. Spec. - NOX Rate Summer v3.1, Unit 1487 and retrofits | 656 | 7305 | Rate Constraint in lbs/MMBtu | FALSE | L | Annual | Allowances Withdrawn (1:1) | Thousand Tons | 0 | 0 | 0 | 0 | 0 | 0 | 0
IL Fac. Spec. - NOX Rate Summer v3.1, Unit 1487 and retrofits | 656 | 7305 | Rate Constraint in lbs/MMBtu | FALSE | L | Annual | Allowances Withdrawn (n:1) | Thousand Tons | 0 | 0 | 0 | 0 | 0 | 0 | 0
IL Fac. Spec. - NOX Rate Summer v3.1, Unit 1487 and retrofits | 656 | 7305 | Rate Constraint in lbs/MMBtu | FALSE | L | Annual | Net Emissions Allowance Position | Thousand Tons | 0.013712 | 0.013716 | 0.013746 | 0.0085912 | 0 | 0 | 0
IL Fac. Spec. - NOX Rate Summer v3.1, Unit 1487 and retrofits | 656 | 7305 | Rate Constraint in lbs/MMBtu | FALSE | L | Annual | Fuel Consumed | TBtu | 2.2853 | 2.2861 | 2.291 | 1.4319 | 0 | 0 | 0
IL Fac. Spec. - NOX Rate Summer v3.1, Unit 1487 and retrofits | 656 | 7305 | Rate Constraint in lbs/MMBtu | FALSE | L | Annual | Rate | lb/MMBtu | 0.012 | 0.012 | 0.012 | 0.012 | 0 | 0 | 0
IL Fac. Spec. - NOX Rate Summer v3.1, Unit 1487 and retrofits | 656 | 7305 | Rate Constraint in lbs/MMBtu | FALSE | L | Annual | Generation | TWh | 0.31168 | 0.3118 | 0.31246 | 0.19529 | 0 | 0 | 0
IL Fac. Spec. - NOX Rate Summer v3.1, Unit 1487 and retrofits | 656 | 7305 | Rate Constraint in lbs/MMBtu | FALSE | L | Annual | Qualifying Generation | TWh | 0.31168 | 0.3118 | 0.31246 | 0.19529 | 0 | 0 | 0
IL Fac. Spec. - NOX Rate Summer v3.1, Unit 1487 and retrofits | 656 | 7305 | Rate Constraint in lbs/MMBtu | FALSE | L | Annual | Rate | lb/MWh | 0.087984 | 0.087984 | 0.087984 | 0.087984 | 0 | 0 | 0
IL Fac. Spec. - NOX Rate Summer v3.1, Unit 1487 and retrofits | 656 | 7305 | Rate Constraint in lbs/MMBtu | FALSE | L | Annual | Constraint Shadow Price | US2022$/Ton | 0 | 0 | 0 | 0 | 0 | 0 | 0
IL Fac. Spec. - NOX Rate Summer v3.1, Unit 1488 and retrofits | 657 | 7305 | Rate Constraint in lbs/MMBtu | FALSE | L | Annual | Seasons Included | Seasons | Summer | Summer | Summer | Summer | Summer | Summer | Summer
IL Fac. Spec. - NOX Rate Summer v3.1, Unit 1488 and retrofits | 657 | 7305 | Rate Constraint in lbs/MMBtu | FALSE | L | Annual | Standard NOX | lb/MMBtu | 0.25 | 0.25 | 0.25 | 0.25 | 0.25 | 0.25 | 0.25
IL Fac. Spec. - NOX Rate Summer v3.1, Unit 1488 and retrofits | 657 | 7305 | Rate Constraint in lbs/MMBtu | FALSE | L | Annual | Emissions at Affected Plants NOX | Thousand Tons | 0.013712 | 0.013716 | 0.013746 | 0.0085912 | 0 | 0 | 0
IL Fac. Spec. - NOX Rate Summer v3.1, Unit 1488 and retrofits | 657 | 7305 | Rate Constraint in lbs/MMBtu | FALSE | L | Annual | Allowances Purchased NOX | Thousand Tons | 0 | 0 | 0 | 0 | 0 | 0 | 0
IL Fac. Spec. - NOX Rate Summer v3.1, Unit 1488 and retrofits | 657 | 7305 | Rate Constraint in lbs/MMBtu | FALSE | L | Annual | Allowances Sold NOX | Thousand Tons | 0 | 0 | 0 | 0 | 0 | 0 | 0
IL Fac. Spec. - NOX Rate Summer v3.1, Unit 1488 and retrofits | 657 | 7305 | Rate Constraint in lbs/MMBtu | FALSE | L | Annual | Allowances Banked | Thousand Tons | 0 | 0 | 0 | 0 | 0 | 0 | 0
IL Fac. Spec. - NOX Rate Summer v3.1, Unit 1488 and retrofits | 657 | 7305 | Rate Constraint in lbs/MMBtu | FALSE | L | Annual | Allowances Withdrawn (1:1) | Thousand Tons | 0 | 0 | 0 | 0 | 0 | 0 | 0
IL Fac. Spec. - NOX Rate Summer v3.1, Unit 1488 and retrofits | 657 | 7305 | Rate Constraint in lbs/MMBtu | FALSE | L | Annual | Allowances Withdrawn (n:1) | Thousand Tons | 0 | 0 | 0 | 0 | 0 | 0 | 0
IL Fac. Spec. - NOX Rate Summer v3.1, Unit 1488 and retrofits | 657 | 7305 | Rate Constraint in lbs/MMBtu | FALSE | L | Annual | Net Emissions Allowance Position | Thousand Tons | 0.013712 | 0.013716 | 0.013746 | 0.0085912 | 0 | 0 | 0
IL Fac. Spec. - NOX Rate Summer v3.1, Unit 1488 and retrofits | 657 | 7305 | Rate Constraint in lbs/MMBtu | FALSE | L | Annual | Fuel Consumed | TBtu | 2.2853 | 2.2861 | 2.291 | 1.4319 | 0 | 0 | 0
IL Fac. Spec. - NOX Rate Summer v3.1, Unit 1488 and retrofits | 657 | 7305 | Rate Constraint in lbs/MMBtu | FALSE | L | Annual | Rate | lb/MMBtu | 0.012 | 0.012 | 0.012 | 0.012 | 0 | 0 | 0
IL Fac. Spec. - NOX Rate Summer v3.1, Unit 1488 and retrofits | 657 | 7305 | Rate Constraint in lbs/MMBtu | FALSE | L | Annual | Generation | TWh | 0.31168 | 0.3118 | 0.31246 | 0.19529 | 0 | 0 | 0
IL Fac. Spec. - NOX Rate Summer v3.1, Unit 1488 and retrofits | 657 | 7305 | Rate Constraint in lbs/MMBtu | FALSE | L | Annual | Qualifying Generation | TWh | 0.31168 | 0.3118 | 0.31246 | 0.19529 | 0 | 0 | 0
IL Fac. Spec. - NOX Rate Summer v3.1, Unit 1488 and retrofits | 657 | 7305 | Rate Constraint in lbs/MMBtu | FALSE | L | Annual | Rate | lb/MWh | 0.087984 | 0.087984 | 0.087984 | 0.087984 | 0 | 0 | 0
IL Fac. Spec. - NOX Rate Summer v3.1, Unit 1488 and retrofits | 657 | 7305 | Rate Constraint in lbs/MMBtu | FALSE | L | Annual | Constraint Shadow Price | US2022$/Ton | 0 | 0 | 0 | 0 | 0 | 0 | 0
IL Fac. Spec. - NOX Rate Summer v3.1, Unit 1489 and retrofits | 658 | 7305 | Rate Constraint in lbs/MMBtu | FALSE | L | Annual | Seasons Included | Seasons | Summer | Summer | Summer | Summer | Summer | Summer | Summer
IL Fac. Spec. - NOX Rate Summer v3.1, Unit 1489 and retrofits | 658 | 7305 | Rate Constraint in lbs/MMBtu | FALSE | L | Annual | Standard NOX | lb/MMBtu | 0.25 | 0.25 | 0.25 | 0.25 | 0.25 | 0.25 | 0.25
IL Fac. Spec. - NOX Rate Summer v3.1, Unit 1489 and retrofits | 658 | 7305 | Rate Constraint in lbs/MMBtu | FALSE | L | Annual | Emissions at Affected Plants NOX | Thousand Tons | 0.018428 | 0.018435 | 0.018475 | 0.011547 | 0 | 0 | 0
IL Fac. Spec. - NOX Rate Summer v3.1, Unit 1489 and retrofits | 658 | 7305 | Rate Constraint in lbs/MMBtu | FALSE | L | Annual | Allowances Purchased NOX | Thousand Tons | 0 | 0 | 0 | 0 | 0 | 0 | 0
IL Fac. Spec. - NOX Rate Summer v3.1, Unit 1489 and retrofits | 658 | 7305 | Rate Constraint in lbs/MMBtu | FALSE | L | Annual | Allowances Sold NOX | Thousand Tons | 0 | 0 | 0 | 0 | 0 | 0 | 0
IL Fac. Spec. - NOX Rate Summer v3.1, Unit 1489 and retrofits | 658 | 7305 | Rate Constraint in lbs/MMBtu | FALSE | L | Annual | Allowances Banked | Thousand Tons | 0 | 0 | 0 | 0 | 0 | 0 | 0
IL Fac. Spec. - NOX Rate Summer v3.1, Unit 1489 and retrofits | 658 | 7305 | Rate Constraint in lbs/MMBtu | FALSE | L | Annual | Allowances Withdrawn (1:1) | Thousand Tons | 0 | 0 | 0 | 0 | 0 | 0 | 0
IL Fac. Spec. - NOX Rate Summer v3.1, Unit 1489 and retrofits | 658 | 7305 | Rate Constraint in lbs/MMBtu | FALSE | L | Annual | Allowances Withdrawn (n:1) | Thousand Tons | 0 | 0 | 0 | 0 | 0 | 0 | 0
IL Fac. Spec. - NOX Rate Summer v3.1, Unit 1489 and retrofits | 658 | 7305 | Rate Constraint in lbs/MMBtu | FALSE | L | Annual | Net Emissions Allowance Position | Thousand Tons | 0.018428 | 0.018435 | 0.018475 | 0.011547 | 0 | 0 | 0
IL Fac. Spec. - NOX Rate Summer v3.1, Unit 1489 and retrofits | 658 | 7305 | Rate Constraint in lbs/MMBtu | FALSE | L | Annual | Fuel Consumed | TBtu | 3.0714 | 3.0725 | 3.0791 | 1.9244 | 0 | 0 | 0
IL Fac. Spec. - NOX Rate Summer v3.1, Unit 1489 and retrofits | 658 | 7305 | Rate Constraint in lbs/MMBtu | FALSE | L | Annual | Rate | lb/MMBtu | 0.012 | 0.012 | 0.012 | 0.012 | 0 | 0 | 0
IL Fac. Spec. - NOX Rate Summer v3.1, Unit 1489 and retrofits | 658 | 7305 | Rate Constraint in lbs/MMBtu | FALSE | L | Annual | Generation | TWh | 0.4189 | 0.41905 | 0.41995 | 0.26247 | 0 | 0 | 0
IL Fac. Spec. - NOX Rate Summer v3.1, Unit 1489 and retrofits | 658 | 7305 | Rate Constraint in lbs/MMBtu | FALSE | L | Annual | Qualifying Generation | TWh | 0.4189 | 0.41905 | 0.41995 | 0.26247 | 0 | 0 | 0
IL Fac. Spec. - NOX Rate Summer v3.1, Unit 1489 and retrofits | 658 | 7305 | Rate Constraint in lbs/MMBtu | FALSE | L | Annual | Rate | lb/MWh | 0.087984 | 0.087984 | 0.087984 | 0.087984 | 0 | 0 | 0
IL Fac. Spec. - NOX Rate Summer v3.1, Unit 1489 and retrofits | 658 | 7305 | Rate Constraint in lbs/MMBtu | FALSE | L | Annual | Constraint Shadow Price | US2022$/Ton | 0 | 0 | 0 | 0 | 0 | 0 | 0
IL Fac. Spec. - NOX Rate Summer v3.1, Unit 1490 and retrofits | 659 | 7305 | Rate Constraint in lbs/MMBtu | FALSE | L | Annual | Seasons Included | Seasons | Summer | Summer | Summer | Summer | Summer | Summer | Summer
IL Fac. Spec. - NOX Rate Summer v3.1, Unit 1490 and retrofits | 659 | 7305 | Rate Constraint in lbs/MMBtu | FALSE | L | Annual | Standard NOX | lb/MMBtu | 0.25 | 0.25 | 0.25 | 0.25 | 0.25 | 0.25 | 0.25
IL Fac. Spec. - NOX Rate Summer v3.1, Unit 1490 and retrofits | 659 | 7305 | Rate Constraint in lbs/MMBtu | FALSE | L | Annual | Emissions at Affected Plants NOX | Thousand Tons | 0.018428 | 0.018435 | 0.018475 | 0.011547 | 0 | 0 | 0
IL Fac. Spec. - NOX Rate Summer v3.1, Unit 1490 and retrofits | 659 | 7305 | Rate Constraint in lbs/MMBtu | FALSE | L | Annual | Allowances Purchased NOX | Thousand Tons | 0 | 0 | 0 | 0 | 0 | 0 | 0
IL Fac. Spec. - NOX Rate Summer v3.1, Unit 1490 and retrofits | 659 | 7305 | Rate Constraint in lbs/MMBtu | FALSE | L | Annual | Allowances Sold NOX | Thousand Tons | 0 | 0 | 0 | 0 | 0 | 0 | 0
IL Fac. Spec. - NOX Rate Summer v3.1, Unit 1490 and retrofits | 659 | 7305 | Rate Constraint in lbs/MMBtu | FALSE | L | Annual | Allowances Banked | Thousand Tons | 0 | 0 | 0 | 0 | 0 | 0 | 0
IL Fac. Spec. - NOX Rate Summer v3.1, Unit 1490 and retrofits | 659 | 7305 | Rate Constraint in lbs/MMBtu | FALSE | L | Annual | Allowances Withdrawn (1:1) | Thousand Tons | 0 | 0 | 0 | 0 | 0 | 0 | 0
IL Fac. Spec. - NOX Rate Summer v3.1, Unit 1490 and retrofits | 659 | 7305 | Rate Constraint in lbs/MMBtu | FALSE | L | Annual | Allowances Withdrawn (n:1) | Thousand Tons | 0 | 0 | 0 | 0 | 0 | 0 | 0
IL Fac. Spec. - NOX Rate Summer v3.1, Unit 1490 and retrofits | 659 | 7305 | Rate Constraint in lbs/MMBtu | FALSE | L | Annual | Net Emissions Allowance Position | Thousand Tons | 0.018428 | 0.018435 | 0.018475 | 0.011547 | 0 | 0 | 0
IL Fac. Spec. - NOX Rate Summer v3.1, Unit 1490 and retrofits | 659 | 7305 | Rate Constraint in lbs/MMBtu | FALSE | L | Annual | Fuel Consumed | TBtu | 3.0714 | 3.0725 | 3.0791 | 1.9244 | 0 | 0 | 0
IL Fac. Spec. - NOX Rate Summer v3.1, Unit 1490 and retrofits | 659 | 7305 | Rate Constraint in lbs/MMBtu | FALSE | L | Annual | Rate | lb/MMBtu | 0.012 | 0.012 | 0.012 | 0.012 | 0 | 0 | 0
IL Fac. Spec. - NOX Rate Summer v3.1, Unit 1490 and retrofits | 659 | 7305 | Rate Constraint in lbs/MMBtu | FALSE | L | Annual | Generation | TWh | 0.4189 | 0.41905 | 0.41995 | 0.26247 | 0 | 0 | 0
IL Fac. Spec. - NOX Rate Summer v3.1, Unit 1490 and retrofits | 659 | 7305 | Rate Constraint in lbs/MMBtu | FALSE | L | Annual | Qualifying Generation | TWh | 0.4189 | 0.41905 | 0.41995 | 0.26247 | 0 | 0 | 0
IL Fac. Spec. - NOX Rate Summer v3.1, Unit 1490 and retrofits | 659 | 7305 | Rate Constraint in lbs/MMBtu | FALSE | L | Annual | Rate | lb/MWh | 0.087984 | 0.087984 | 0.087984 | 0.087984 | 0 | 0 | 0
IL Fac. Spec. - NOX Rate Summer v3.1, Unit 1490 and retrofits | 659 | 7305 | Rate Constraint in lbs/MMBtu | FALSE | L | Annual | Constraint Shadow Price | US2022$/Ton | 0 | 0 | 0 | 0 | 0 | 0 | 0
IL Fac. Spec. - NOX Rate Summer v3.1, Unit 1491 and retrofits | 660 | 7305 | Rate Constraint in lbs/MMBtu | FALSE | L | Annual | Seasons Included | Seasons | Summer | Summer | Summer | Summer | Summer | Summer | Summer
IL Fac. Spec. - NOX Rate Summer v3.1, Unit 1491 and retrofits | 660 | 7305 | Rate Constraint in lbs/MMBtu | FALSE | L | Annual | Standard NOX | lb/MMBtu | 0.25 | 0.25 | 0.25 | 0.25 | 0.25 | 0.25 | 0.25
IL Fac. Spec. - NOX Rate Summer v3.1, Unit 1491 and retrofits | 660 | 7305 | Rate Constraint in lbs/MMBtu | FALSE | L | Annual | Emissions at Affected Plants NOX | Thousand Tons | 0.065165 | 0.068911 | 0.068911 | 0.052528 | 0 | 0 | 0
IL Fac. Spec. - NOX Rate Summer v3.1, Unit 1491 and retrofits | 660 | 7305 | Rate Constraint in lbs/MMBtu | FALSE | L | Annual | Allowances Purchased NOX | Thousand Tons | 0 | 0 | 0 | 0 | 0 | 0 | 0
IL Fac. Spec. - NOX Rate Summer v3.1, Unit 1491 and retrofits | 660 | 7305 | Rate Constraint in lbs/MMBtu | FALSE | L | Annual | Allowances Sold NOX | Thousand Tons | 0 | 0 | 0 | 0 | 0 | 0 | 0
IL Fac. Spec. - NOX Rate Summer v3.1, Unit 1491 and retrofits | 660 | 7305 | Rate Constraint in lbs/MMBtu | FALSE | L | Annual | Allowances Banked | Thousand Tons | 0 | 0 | 0 | 0 | 0 | 0 | 0
IL Fac. Spec. - NOX Rate Summer v3.1, Unit 1491 and retrofits | 660 | 7305 | Rate Constraint in lbs/MMBtu | FALSE | L | Annual | Allowances Withdrawn (1:1) | Thousand Tons | 0 | 0 | 0 | 0 | 0 | 0 | 0
IL Fac. Spec. - NOX Rate Summer v3.1, Unit 1491 and retrofits | 660 | 7305 | Rate Constraint in lbs/MMBtu | FALSE | L | Annual | Allowances Withdrawn (n:1) | Thousand Tons | 0 | 0 | 0 | 0 | 0 | 0 | 0
IL Fac. Spec. - NOX Rate Summer v3.1, Unit 1491 and retrofits | 660 | 7305 | Rate Constraint in lbs/MMBtu | FALSE | L | Annual | Net Emissions Allowance Position | Thousand Tons | 0.065165 | 0.068911 | 0.068911 | 0.052528 | 0 | 0 | 0
IL Fac. Spec. - NOX Rate Summer v3.1, Unit 1491 and retrofits | 660 | 7305 | Rate Constraint in lbs/MMBtu | FALSE | L | Annual | Fuel Consumed | TBtu | 11.8482 | 12.5293 | 12.5293 | 9.5505 | 0 | 0 | 0
IL Fac. Spec. - NOX Rate Summer v3.1, Unit 1491 and retrofits | 660 | 7305 | Rate Constraint in lbs/MMBtu | FALSE | L | Annual | Rate | lb/MMBtu | 0.011 | 0.011 | 0.011 | 0.011 | 0 | 0 | 0
IL Fac. Spec. - NOX Rate Summer v3.1, Unit 1491 and retrofits | 660 | 7305 | Rate Constraint in lbs/MMBtu | FALSE | L | Annual | Generation | TWh | 1.86 | 1.9669 | 1.9669 | 1.4993 | 0 | 0 | 0
IL Fac. Spec. - NOX Rate Summer v3.1, Unit 1491 and retrofits | 660 | 7305 | Rate Constraint in lbs/MMBtu | FALSE | L | Annual | Qualifying Generation | TWh | 1.86 | 1.9669 | 1.9669 | 1.4993 | 0 | 0 | 0
IL Fac. Spec. - NOX Rate Summer v3.1, Unit 1491 and retrofits | 660 | 7305 | Rate Constraint in lbs/MMBtu | FALSE | L | Annual | Rate | lb/MWh | 0.07007 | 0.07007 | 0.07007 | 0.07007 | 0 | 0 | 0
IL Fac. Spec. - NOX Rate Summer v3.1, Unit 1491 and retrofits | 660 | 7305 | Rate Constraint in lbs/MMBtu | FALSE | L | Annual | Constraint Shadow Price | US2022$/Ton | 0 | 0 | 0 | 0 | 0 | 0 | 0
IL Fac. Spec. - NOX Rate Summer v3.1, Unit 1492 and retrofits | 661 | 7305 | Rate Constraint in lbs/MMBtu | FALSE | L | Annual | Seasons Included | Seasons | Summer | Summer | Summer | Summer | Summer | Summer | Summer
IL Fac. Spec. - NOX Rate Summer v3.1, Unit 1492 and retrofits | 661 | 7305 | Rate Constraint in lbs/MMBtu | FALSE | L | Annual | Standard NOX | lb/MMBtu | 0.25 | 0.25 | 0.25 | 0.25 | 0.25 | 0.25 | 0.25
IL Fac. Spec. - NOX Rate Summer v3.1, Unit 1492 and retrofits | 661 | 7305 | Rate Constraint in lbs/MMBtu | FALSE | L | Annual | Emissions at Affected Plants NOX | Thousand Tons | 0.052415 | 0.068911 | 0.068911 | 0.052528 | 0 | 0 | 0
IL Fac. Spec. - NOX Rate Summer v3.1, Unit 1492 and retrofits | 661 | 7305 | Rate Constraint in lbs/MMBtu | FALSE | L | Annual | Allowances Purchased NOX | Thousand Tons | 0 | 0 | 0 | 0 | 0 | 0 | 0
IL Fac. Spec. - NOX Rate Summer v3.1, Unit 1492 and retrofits | 661 | 7305 | Rate Constraint in lbs/MMBtu | FALSE | L | Annual | Allowances Sold NOX | Thousand Tons | 0 | 0 | 0 | 0 | 0 | 0 | 0
IL Fac. Spec. - NOX Rate Summer v3.1, Unit 1492 and retrofits | 661 | 7305 | Rate Constraint in lbs/MMBtu | FALSE | L | Annual | Allowances Banked | Thousand Tons | 0 | 0 | 0 | 0 | 0 | 0 | 0
IL Fac. Spec. - NOX Rate Summer v3.1, Unit 1492 and retrofits | 661 | 7305 | Rate Constraint in lbs/MMBtu | FALSE | L | Annual | Allowances Withdrawn (1:1) | Thousand Tons | 0 | 0 | 0 | 0 | 0 | 0 | 0
IL Fac. Spec. - NOX Rate Summer v3.1, Unit 1492 and retrofits | 661 | 7305 | Rate Constraint in lbs/MMBtu | FALSE | L | Annual | Allowances Withdrawn (n:1) | Thousand Tons | 0 | 0 | 0 | 0 | 0 | 0 | 0
IL Fac. Spec. - NOX Rate Summer v3.1, Unit 1492 and retrofits | 661 | 7305 | Rate Constraint in lbs/MMBtu | FALSE | L | Annual | Net Emissions Allowance Position | Thousand Tons | 0.052415 | 0.068911 | 0.068911 | 0.052528 | 0 | 0 | 0
IL Fac. Spec. - NOX Rate Summer v3.1, Unit 1492 and retrofits | 661 | 7305 | Rate Constraint in lbs/MMBtu | FALSE | L | Annual | Fuel Consumed | TBtu | 9.53 | 12.5293 | 12.5293 | 9.5505 | 0 | 0 | 0
IL Fac. Spec. - NOX Rate Summer v3.1, Unit 1492 and retrofits | 661 | 7305 | Rate Constraint in lbs/MMBtu | FALSE | L | Annual | Rate | lb/MMBtu | 0.011 | 0.011 | 0.011 | 0.011 | 0 | 0 | 0
IL Fac. Spec. - NOX Rate Summer v3.1, Unit 1492 and retrofits | 661 | 7305 | Rate Constraint in lbs/MMBtu | FALSE | L | Annual | Generation | TWh | 1.4961 | 1.9669 | 1.9669 | 1.4993 | 0 | 0 | 0
IL Fac. Spec. - NOX Rate Summer v3.1, Unit 1492 and retrofits | 661 | 7305 | Rate Constraint in lbs/MMBtu | FALSE | L | Annual | Qualifying Generation | TWh | 1.4961 | 1.9669 | 1.9669 | 1.4993 | 0 | 0 | 0
IL Fac. Spec. - NOX Rate Summer v3.1, Unit 1492 and retrofits | 661 | 7305 | Rate Constraint in lbs/MMBtu | FALSE | L | Annual | Rate | lb/MWh | 0.07007 | 0.07007 | 0.07007 | 0.07007 | 0 | 0 | 0
IL Fac. Spec. - NOX Rate Summer v3.1, Unit 1492 and retrofits | 661 | 7305 | Rate Constraint in lbs/MMBtu | FALSE | L | Annual | Constraint Shadow Price | US2022$/Ton | 0 | 0 | 0 | 0 | 0 | 0 | 0
IL Fac. Spec. - NOX Rate Summer v3.1, Unit 1494 and retrofits | 662 | 7305 | Rate Constraint in lbs/MMBtu | FALSE | L | Annual | Seasons Included | Seasons | Summer | Summer | Summer | Summer | Summer | Summer | Summer
IL Fac. Spec. - NOX Rate Summer v3.1, Unit 1494 and retrofits | 662 | 7305 | Rate Constraint in lbs/MMBtu | FALSE | L | Annual | Standard NOX | lb/MMBtu | 0.25 | 0.25 | 0.25 | 0.25 | 0.25 | 0.25 | 0.25
IL Fac. Spec. - NOX Rate Summer v3.1, Unit 1494 and retrofits | 662 | 7305 | Rate Constraint in lbs/MMBtu | FALSE | L | Annual | Emissions at Affected Plants NOX | Thousand Tons | 0.032968 | 0.032979 | 0.043343 | 0.020656 | 0 | 0 | 0
IL Fac. Spec. - NOX Rate Summer v3.1, Unit 1494 and retrofits | 662 | 7305 | Rate Constraint in lbs/MMBtu | FALSE | L | Annual | Allowances Purchased NOX | Thousand Tons | 0 | 0 | 0 | 0 | 0 | 0 | 0
IL Fac. Spec. - NOX Rate Summer v3.1, Unit 1494 and retrofits | 662 | 7305 | Rate Constraint in lbs/MMBtu | FALSE | L | Annual | Allowances Sold NOX | Thousand Tons | 0 | 0 | 0 | 0 | 0 | 0 | 0
IL Fac. Spec. - NOX Rate Summer v3.1, Unit 1494 and retrofits | 662 | 7305 | Rate Constraint in lbs/MMBtu | FALSE | L | Annual | Allowances Banked | Thousand Tons | 0 | 0 | 0 | 0 | 0 | 0 | 0
IL Fac. Spec. - NOX Rate Summer v3.1, Unit 1494 and retrofits | 662 | 7305 | Rate Constraint in lbs/MMBtu | FALSE | L | Annual | Allowances Withdrawn (1:1) | Thousand Tons | 0 | 0 | 0 | 0 | 0 | 0 | 0
IL Fac. Spec. - NOX Rate Summer v3.1, Unit 1494 and retrofits | 662 | 7305 | Rate Constraint in lbs/MMBtu | FALSE | L | Annual | Allowances Withdrawn (n:1) | Thousand Tons | 0 | 0 | 0 | 0 | 0 | 0 | 0
IL Fac. Spec. - NOX Rate Summer v3.1, Unit 1494 and retrofits | 662 | 7305 | Rate Constraint in lbs/MMBtu | FALSE | L | Annual | Net Emissions Allowance Position | Thousand Tons | 0.032968 | 0.032979 | 0.043343 | 0.020656 | 0 | 0 | 0
IL Fac. Spec. - NOX Rate Summer v3.1, Unit 1494 and retrofits | 662 | 7305 | Rate Constraint in lbs/MMBtu | FALSE | L | Annual | Fuel Consumed | TBtu | 0.77709 | 0.77737 | 1.0217 | 0.4869 | 0 | 0 | 0
IL Fac. Spec. - NOX Rate Summer v3.1, Unit 1494 and retrofits | 662 | 7305 | Rate Constraint in lbs/MMBtu | FALSE | L | Annual | Rate | lb/MMBtu | 0.084848 | 0.084848 | 0.084848 | 0.084848 | 0 | 0 | 0
IL Fac. Spec. - NOX Rate Summer v3.1, Unit 1494 and retrofits | 662 | 7305 | Rate Constraint in lbs/MMBtu | FALSE | L | Annual | Generation | TWh | 0.10971 | 0.10975 | 0.14424 | 0.068742 | 0 | 0 | 0
IL Fac. Spec. - NOX Rate Summer v3.1, Unit 1494 and retrofits | 662 | 7305 | Rate Constraint in lbs/MMBtu | FALSE | L | Annual | Qualifying Generation | TWh | 0.10971 | 0.10975 | 0.14424 | 0.068742 | 0 | 0 | 0
IL Fac. Spec. - NOX Rate Summer v3.1, Unit 1494 and retrofits | 662 | 7305 | Rate Constraint in lbs/MMBtu | FALSE | L | Annual | Rate | lb/MWh | 0.60098 | 0.60098 | 0.60098 | 0.60098 | 0 | 0 | 0
IL Fac. Spec. - NOX Rate Summer v3.1, Unit 1494 and retrofits | 662 | 7305 | Rate Constraint in lbs/MMBtu | FALSE | L | Annual | Constraint Shadow Price | US2022$/Ton | 0 | 0 | 0 | 0 | 0 | 0 | 0
IL Fac. Spec. - NOX Rate Summer v3.1, Unit 1495 and retrofits | 663 | 7305 | Rate Constraint in lbs/MMBtu | FALSE | L | Annual | Seasons Included | Seasons | Summer | Summer | Summer | Summer | Summer | Summer | Summer
IL Fac. Spec. - NOX Rate Summer v3.1, Unit 1495 and retrofits | 663 | 7305 | Rate Constraint in lbs/MMBtu | FALSE | L | Annual | Standard NOX | lb/MMBtu | 0.25 | 0.25 | 0.25 | 0.25 | 0.25 | 0.25 | 0.25
IL Fac. Spec. - NOX Rate Summer v3.1, Unit 1495 and retrofits | 663 | 7305 | Rate Constraint in lbs/MMBtu | FALSE | L | Annual | Emissions at Affected Plants NOX | Thousand Tons | 0.032968 | 0.032979 | 0.043343 | 0.020656 | 0 | 0 | 0
IL Fac. Spec. - NOX Rate Summer v3.1, Unit 1495 and retrofits | 663 | 7305 | Rate Constraint in lbs/MMBtu | FALSE | L | Annual | Allowances Purchased NOX | Thousand Tons | 0 | 0 | 0 | 0 | 0 | 0 | 0
IL Fac. Spec. - NOX Rate Summer v3.1, Unit 1495 and retrofits | 663 | 7305 | Rate Constraint in lbs/MMBtu | FALSE | L | Annual | Allowances Sold NOX | Thousand Tons | 0 | 0 | 0 | 0 | 0 | 0 | 0
IL Fac. Spec. - NOX Rate Summer v3.1, Unit 1495 and retrofits | 663 | 7305 | Rate Constraint in lbs/MMBtu | FALSE | L | Annual | Allowances Banked | Thousand Tons | 0 | 0 | 0 | 0 | 0 | 0 | 0
IL Fac. Spec. - NOX Rate Summer v3.1, Unit 1495 and retrofits | 663 | 7305 | Rate Constraint in lbs/MMBtu | FALSE | L | Annual | Allowances Withdrawn (1:1) | Thousand Tons | 0 | 0 | 0 | 0 | 0 | 0 | 0
IL Fac. Spec. - NOX Rate Summer v3.1, Unit 1495 and retrofits | 663 | 7305 | Rate Constraint in lbs/MMBtu | FALSE | L | Annual | Allowances Withdrawn (n:1) | Thousand Tons | 0 | 0 | 0 | 0 | 0 | 0 | 0
IL Fac. Spec. - NOX Rate Summer v3.1, Unit 1495 and retrofits | 663 | 7305 | Rate Constraint in lbs/MMBtu | FALSE | L | Annual | Net Emissions Allowance Position | Thousand Tons | 0.032968 | 0.032979 | 0.043343 | 0.020656 | 0 | 0 | 0
IL Fac. Spec. - NOX Rate Summer v3.1, Unit 1495 and retrofits | 663 | 7305 | Rate Constraint in lbs/MMBtu | FALSE | L | Annual | Fuel Consumed | TBtu | 0.77709 | 0.77737 | 1.0217 | 0.4869 | 0 | 0 | 0
IL Fac. Spec. - NOX Rate Summer v3.1, Unit 1495 and retrofits | 663 | 7305 | Rate Constraint in lbs/MMBtu | FALSE | L | Annual | Rate | lb/MMBtu | 0.084848 | 0.084848 | 0.084848 | 0.084848 | 0 | 0 | 0
IL Fac. Spec. - NOX Rate Summer v3.1, Unit 1495 and retrofits | 663 | 7305 | Rate Constraint in lbs/MMBtu | FALSE | L | Annual | Generation | TWh | 0.10971 | 0.10975 | 0.14424 | 0.068742 | 0 | 0 | 0
IL Fac. Spec. - NOX Rate Summer v3.1, Unit 1495 and retrofits | 663 | 7305 | Rate Constraint in lbs/MMBtu | FALSE | L | Annual | Qualifying Generation | TWh | 0.10971 | 0.10975 | 0.14424 | 0.068742 | 0 | 0 | 0
IL Fac. Spec. - NOX Rate Summer v3.1, Unit 1495 and retrofits | 663 | 7305 | Rate Constraint in lbs/MMBtu | FALSE | L | Annual | Rate | lb/MWh | 0.60098 | 0.60098 | 0.60098 | 0.60098 | 0 | 0 | 0
IL Fac. Spec. - NOX Rate Summer v3.1, Unit 1495 and retrofits | 663 | 7305 | Rate Constraint in lbs/MMBtu | FALSE | L | Annual | Constraint Shadow Price | US2022$/Ton | 0 | 0 | 0 | 0 | 0 | 0 | 0
IL Fac. Spec. - NOX Rate Summer v3.1, Unit 1496 and retrofits | 664 | 7305 | Rate Constraint in lbs/MMBtu | FALSE | L | Annual | Seasons Included | Seasons | Summer | Summer | Summer | Summer | Summer | Summer | Summer
IL Fac. Spec. - NOX Rate Summer v3.1, Unit 1496 and retrofits | 664 | 7305 | Rate Constraint in lbs/MMBtu | FALSE | L | Annual | Standard NOX | lb/MMBtu | 0.25 | 0.25 | 0.25 | 0.25 | 0.25 | 0.25 | 0.25
IL Fac. Spec. - NOX Rate Summer v3.1, Unit 1496 and retrofits | 664 | 7305 | Rate Constraint in lbs/MMBtu | FALSE | L | Annual | Emissions at Affected Plants NOX | Thousand Tons | 0.032968 | 0.032979 | 0.043343 | 0.020656 | 0 | 0 | 0
IL Fac. Spec. - NOX Rate Summer v3.1, Unit 1496 and retrofits | 664 | 7305 | Rate Constraint in lbs/MMBtu | FALSE | L | Annual | Allowances Purchased NOX | Thousand Tons | 0 | 0 | 0 | 0 | 0 | 0 | 0
IL Fac. Spec. - NOX Rate Summer v3.1, Unit 1496 and retrofits | 664 | 7305 | Rate Constraint in lbs/MMBtu | FALSE | L | Annual | Allowances Sold NOX | Thousand Tons | 0 | 0 | 0 | 0 | 0 | 0 | 0
IL Fac. Spec. - NOX Rate Summer v3.1, Unit 1496 and retrofits | 664 | 7305 | Rate Constraint in lbs/MMBtu | FALSE | L | Annual | Allowances Banked | Thousand Tons | 0 | 0 | 0 | 0 | 0 | 0 | 0
IL Fac. Spec. - NOX Rate Summer v3.1, Unit 1496 and retrofits | 664 | 7305 | Rate Constraint in lbs/MMBtu | FALSE | L | Annual | Allowances Withdrawn (1:1) | Thousand Tons | 0 | 0 | 0 | 0 | 0 | 0 | 0
IL Fac. Spec. - NOX Rate Summer v3.1, Unit 1496 and retrofits | 664 | 7305 | Rate Constraint in lbs/MMBtu | FALSE | L | Annual | Allowances Withdrawn (n:1) | Thousand Tons | 0 | 0 | 0 | 0 | 0 | 0 | 0
IL Fac. Spec. - NOX Rate Summer v3.1, Unit 1496 and retrofits | 664 | 7305 | Rate Constraint in lbs/MMBtu | FALSE | L | Annual | Net Emissions Allowance Position | Thousand Tons | 0.032968 | 0.032979 | 0.043343 | 0.020656 | 0 | 0 | 0
IL Fac. Spec. - NOX Rate Summer v3.1, Unit 1496 and retrofits | 664 | 7305 | Rate Constraint in lbs/MMBtu | FALSE | L | Annual | Fuel Consumed | TBtu | 0.77709 | 0.77737 | 1.0217 | 0.4869 | 0 | 0 | 0
IL Fac. Spec. - NOX Rate Summer v3.1, Unit 1496 and retrofits | 664 | 7305 | Rate Constraint in lbs/MMBtu | FALSE | L | Annual | Rate | lb/MMBtu | 0.084848 | 0.084848 | 0.084848 | 0.084848 | 0 | 0 | 0
IL Fac. Spec. - NOX Rate Summer v3.1, Unit 1496 and retrofits | 664 | 7305 | Rate Constraint in lbs/MMBtu | FALSE | L | Annual | Generation | TWh | 0.10971 | 0.10975 | 0.14424 | 0.068742 | 0 | 0 | 0
IL Fac. Spec. - NOX Rate Summer v3.1, Unit 1496 and retrofits | 664 | 7305 | Rate Constraint in lbs/MMBtu | FALSE | L | Annual | Qualifying Generation | TWh | 0.10971 | 0.10975 | 0.14424 | 0.068742 | 0 | 0 | 0
IL Fac. Spec. - NOX Rate Summer v3.1, Unit 1496 and retrofits | 664 | 7305 | Rate Constraint in lbs/MMBtu | FALSE | L | Annual | Rate | lb/MWh | 0.60098 | 0.60098 | 0.60098 | 0.60098 | 0 | 0 | 0
IL Fac. Spec. - NOX Rate Summer v3.1, Unit 1496 and retrofits | 664 | 7305 | Rate Constraint in lbs/MMBtu | FALSE | L | Annual | Constraint Shadow Price | US2022$/Ton | 0 | 0 | 0 | 0 | 0 | 0 | 0
IL Fac. Spec. - NOX Rate Summer v3.1, Unit 1497 and retrofits | 665 | 7305 | Rate Constraint in lbs/MMBtu | FALSE | L | Annual | Seasons Included | Seasons | Summer | Summer | Summer | Summer | Summer | Summer | Summer
IL Fac. Spec. - NOX Rate Summer v3.1, Unit 1497 and retrofits | 665 | 7305 | Rate Constraint in lbs/MMBtu | FALSE | L | Annual | Standard NOX | lb/MMBtu | 0.25 | 0.25 | 0.25 | 0.25 | 0.25 | 0.25 | 0.25
IL Fac. Spec. - NOX Rate Summer v3.1, Unit 1497 and retrofits | 665 | 7305 | Rate Constraint in lbs/MMBtu | FALSE | L | Annual | Emissions at Affected Plants NOX | Thousand Tons | 0.046454 | 0.046471 | 0.061074 | 0.029107 | 0.0046946 | 0.0074926 | 0.0078594
IL Fac. Spec. - NOX Rate Summer v3.1, Unit 1497 and retrofits | 665 | 7305 | Rate Constraint in lbs/MMBtu | FALSE | L | Annual | Allowances Purchased NOX | Thousand Tons | 0 | 0 | 0 | 0 | 0 | 0 | 0
IL Fac. Spec. - NOX Rate Summer v3.1, Unit 1497 and retrofits | 665 | 7305 | Rate Constraint in lbs/MMBtu | FALSE | L | Annual | Allowances Sold NOX | Thousand Tons | 0 | 0 | 0 | 0 | 0 | 0 | 0
IL Fac. Spec. - NOX Rate Summer v3.1, Unit 1497 and retrofits | 665 | 7305 | Rate Constraint in lbs/MMBtu | FALSE | L | Annual | Allowances Banked | Thousand Tons | 0 | 0 | 0 | 0 | 0 | 0 | 0
IL Fac. Spec. - NOX Rate Summer v3.1, Unit 1497 and retrofits | 665 | 7305 | Rate Constraint in lbs/MMBtu | FALSE | L | Annual | Allowances Withdrawn (1:1) | Thousand Tons | 0 | 0 | 0 | 0 | 0 | 0 | 0
IL Fac. Spec. - NOX Rate Summer v3.1, Unit 1497 and retrofits | 665 | 7305 | Rate Constraint in lbs/MMBtu | FALSE | L | Annual | Allowances Withdrawn (n:1) | Thousand Tons | 0 | 0 | 0 | 0 | 0 | 0 | 0
IL Fac. Spec. - NOX Rate Summer v3.1, Unit 1497 and retrofits | 665 | 7305 | Rate Constraint in lbs/MMBtu | FALSE | L | Annual | Net Emissions Allowance Position | Thousand Tons | 0.046454 | 0.046471 | 0.061074 | 0.029107 | 0.0046946 | 0.0074926 | 0.0078594
IL Fac. Spec. - NOX Rate Summer v3.1, Unit 1497 and retrofits | 665 | 7305 | Rate Constraint in lbs/MMBtu | FALSE | L | Annual | Fuel Consumed | TBtu | 1.095 | 1.0954 | 1.4396 | 0.68609 | 0.11066 | 0.17661 | 0.18526
IL Fac. Spec. - NOX Rate Summer v3.1, Unit 1497 and retrofits | 665 | 7305 | Rate Constraint in lbs/MMBtu | FALSE | L | Annual | Rate | lb/MMBtu | 0.084848 | 0.084848 | 0.084848 | 0.084848 | 0.084848 | 0.084848 | 0.084848
IL Fac. Spec. - NOX Rate Summer v3.1, Unit 1497 and retrofits | 665 | 7305 | Rate Constraint in lbs/MMBtu | FALSE | L | Annual | Generation | TWh | 0.1546 | 0.15465 | 0.20325 | 0.096864 | 0.015623 | 0.024935 | 0.026155
IL Fac. Spec. - NOX Rate Summer v3.1, Unit 1497 and retrofits | 665 | 7305 | Rate Constraint in lbs/MMBtu | FALSE | L | Annual | Qualifying Generation | TWh | 0.1546 | 0.15465 | 0.20325 | 0.096864 | 0.015623 | 0.024935 | 0.026155
IL Fac. Spec. - NOX Rate Summer v3.1, Unit 1497 and retrofits | 665 | 7305 | Rate Constraint in lbs/MMBtu | FALSE | L | Annual | Rate | lb/MWh | 0.60098 | 0.60098 | 0.60098 | 0.60098 | 0.60098 | 0.60098 | 0.60098
IL Fac. Spec. - NOX Rate Summer v3.1, Unit 1497 and retrofits | 665 | 7305 | Rate Constraint in lbs/MMBtu | FALSE | L | Annual | Constraint Shadow Price | US2022$/Ton | 0 | 0 | 0 | 0 | 0 | 0 | 0
IL Fac. Spec. - NOX Rate Summer v3.1, Unit 1498 and retrofits | 666 | 7305 | Rate Constraint in lbs/MMBtu | FALSE | L | Annual | Seasons Included | Seasons | Summer | Summer | Summer | Summer | Summer | Summer | Summer
IL Fac. Spec. - NOX Rate Summer v3.1, Unit 1498 and retrofits | 666 | 7305 | Rate Constraint in lbs/MMBtu | FALSE | L | Annual | Standard NOX | lb/MMBtu | 0.25 | 0.25 | 0.25 | 0.25 | 0.25 | 0.25 | 0.25
IL Fac. Spec. - NOX Rate Summer v3.1, Unit 1498 and retrofits | 666 | 7305 | Rate Constraint in lbs/MMBtu | FALSE | L | Annual | Emissions at Affected Plants NOX | Thousand Tons | 0.069715 | 0.069715 | 0.069715 | 0.053141 | 0.0010556 | 0.0011029 | 0.0011013
IL Fac. Spec. - NOX Rate Summer v3.1, Unit 1498 and retrofits | 666 | 7305 | Rate Constraint in lbs/MMBtu | FALSE | L | Annual | Allowances Purchased NOX | Thousand Tons | 0 | 0 | 0 | 0 | 0 | 0 | 0
IL Fac. Spec. - NOX Rate Summer v3.1, Unit 1498 and retrofits | 666 | 7305 | Rate Constraint in lbs/MMBtu | FALSE | L | Annual | Allowances Sold NOX | Thousand Tons | 0 | 0 | 0 | 0 | 0 | 0 | 0
IL Fac. Spec. - NOX Rate Summer v3.1, Unit 1498 and retrofits | 666 | 7305 | Rate Constraint in lbs/MMBtu | FALSE | L | Annual | Allowances Banked | Thousand Tons | 0 | 0 | 0 | 0 | 0 | 0 | 0
IL Fac. Spec. - NOX Rate Summer v3.1, Unit 1498 and retrofits | 666 | 7305 | Rate Constraint in lbs/MMBtu | FALSE | L | Annual | Allowances Withdrawn (1:1) | Thousand Tons | 0 | 0 | 0 | 0 | 0 | 0 | 0
IL Fac. Spec. - NOX Rate Summer v3.1, Unit 1498 and retrofits | 666 | 7305 | Rate Constraint in lbs/MMBtu | FALSE | L | Annual | Allowances Withdrawn (n:1) | Thousand Tons | 0 | 0 | 0 | 0 | 0 | 0 | 0
IL Fac. Spec. - NOX Rate Summer v3.1, Unit 1498 and retrofits | 666 | 7305 | Rate Constraint in lbs/MMBtu | FALSE | L | Annual | Net Emissions Allowance Position | Thousand Tons | 0.069715 | 0.069715 | 0.069715 | 0.053141 | 0.0010556 | 0.0011029 | 0.0011013
IL Fac. Spec. - NOX Rate Summer v3.1, Unit 1498 and retrofits | 666 | 7305 | Rate Constraint in lbs/MMBtu | FALSE | L | Annual | Fuel Consumed | TBtu | 12.6755 | 12.6755 | 12.6755 | 9.6619 | 0.19193 | 0.20052 | 0.20023
IL Fac. Spec. - NOX Rate Summer v3.1, Unit 1498 and retrofits | 666 | 7305 | Rate Constraint in lbs/MMBtu | FALSE | L | Annual | Rate | lb/MMBtu | 0.011 | 0.011 | 0.011 | 0.011 | 0.011 | 0.011 | 0.011
IL Fac. Spec. - NOX Rate Summer v3.1, Unit 1498 and retrofits | 666 | 7305 | Rate Constraint in lbs/MMBtu | FALSE | L | Annual | Generation | TWh | 1.9899 | 1.9899 | 1.9899 | 1.5168 | 0.030131 | 0.031479 | 0.031434
IL Fac. Spec. - NOX Rate Summer v3.1, Unit 1498 and retrofits | 666 | 7305 | Rate Constraint in lbs/MMBtu | FALSE | L | Annual | Qualifying Generation | TWh | 1.9899 | 1.9899 | 1.9899 | 1.5168 | 0.030131 | 0.031479 | 0.031434
IL Fac. Spec. - NOX Rate Summer v3.1, Unit 1498 and retrofits | 666 | 7305 | Rate Constraint in lbs/MMBtu | FALSE | L | Annual | Rate | lb/MWh | 0.07007 | 0.07007 | 0.07007 | 0.07007 | 0.07007 | 0.07007 | 0.07007
IL Fac. Spec. - NOX Rate Summer v3.1, Unit 1498 and retrofits | 666 | 7305 | Rate Constraint in lbs/MMBtu | FALSE | L | Annual | Constraint Shadow Price | US2022$/Ton | 0 | 0 | 0 | 0 | 0 | 0 | 0
IL Fac. Spec. - NOX Rate Summer v3.1, Unit 1499 and retrofits | 667 | 7305 | Rate Constraint in lbs/MMBtu | FALSE | L | Annual | Seasons Included | Seasons | Summer | Summer | Summer | Summer | Summer | Summer | Summer
IL Fac. Spec. - NOX Rate Summer v3.1, Unit 1499 and retrofits | 667 | 7305 | Rate Constraint in lbs/MMBtu | FALSE | L | Annual | Standard NOX | lb/MMBtu | 0.25 | 0.25 | 0.25 | 0.25 | 0.25 | 0.25 | 0.25
IL Fac. Spec. - NOX Rate Summer v3.1, Unit 1499 and retrofits | 667 | 7305 | Rate Constraint in lbs/MMBtu | FALSE | L | Annual | Emissions at Affected Plants NOX | Thousand Tons | 0.069715 | 0.069715 | 0.069715 | 0.053141 | 0 | 0 | 0
IL Fac. Spec. - NOX Rate Summer v3.1, Unit 1499 and retrofits | 667 | 7305 | Rate Constraint in lbs/MMBtu | FALSE | L | Annual | Allowances Purchased NOX | Thousand Tons | 0 | 0 | 0 | 0 | 0 | 0 | 0
IL Fac. Spec. - NOX Rate Summer v3.1, Unit 1499 and retrofits | 667 | 7305 | Rate Constraint in lbs/MMBtu | FALSE | L | Annual | Allowances Sold NOX | Thousand Tons | 0 | 0 | 0 | 0 | 0 | 0 | 0
IL Fac. Spec. - NOX Rate Summer v3.1, Unit 1499 and retrofits | 667 | 7305 | Rate Constraint in lbs/MMBtu | FALSE | L | Annual | Allowances Banked | Thousand Tons | 0 | 0 | 0 | 0 | 0 | 0 | 0
IL Fac. Spec. - NOX Rate Summer v3.1, Unit 1499 and retrofits | 667 | 7305 | Rate Constraint in lbs/MMBtu | FALSE | L | Annual | Allowances Withdrawn (1:1) | Thousand Tons | 0 | 0 | 0 | 0 | 0 | 0 | 0
IL Fac. Spec. - NOX Rate Summer v3.1, Unit 1499 and retrofits | 667 | 7305 | Rate Constraint in lbs/MMBtu | FALSE | L | Annual | Allowances Withdrawn (n:1) | Thousand Tons | 0 | 0 | 0 | 0 | 0 | 0 | 0
IL Fac. Spec. - NOX Rate Summer v3.1, Unit 1499 and retrofits | 667 | 7305 | Rate Constraint in lbs/MMBtu | FALSE | L | Annual | Net Emissions Allowance Position | Thousand Tons | 0.069715 | 0.069715 | 0.069715 | 0.053141 | 0 | 0 | 0
IL Fac. Spec. - NOX Rate Summer v3.1, Unit 1499 and retrofits | 667 | 7305 | Rate Constraint in lbs/MMBtu | FALSE | L | Annual | Fuel Consumed | TBtu | 12.6755 | 12.6755 | 12.6755 | 9.6619 | 0 | 0 | 0
IL Fac. Spec. - NOX Rate Summer v3.1, Unit 1499 and retrofits | 667 | 7305 | Rate Constraint in lbs/MMBtu | FALSE | L | Annual | Rate | lb/MMBtu | 0.011 | 0.011 | 0.011 | 0.011 | 0 | 0 | 0
IL Fac. Spec. - NOX Rate Summer v3.1, Unit 1499 and retrofits | 667 | 7305 | Rate Constraint in lbs/MMBtu | FALSE | L | Annual | Generation | TWh | 1.9899 | 1.9899 | 1.9899 | 1.5168 | 0 | 0 | 0
IL Fac. Spec. - NOX Rate Summer v3.1, Unit 1499 and retrofits | 667 | 7305 | Rate Constraint in lbs/MMBtu | FALSE | L | Annual | Qualifying Generation | TWh | 1.9899 | 1.9899 | 1.9899 | 1.5168 | 0 | 0 | 0
IL Fac. Spec. - NOX Rate Summer v3.1, Unit 1499 and retrofits | 667 | 7305 | Rate Constraint in lbs/MMBtu | FALSE | L | Annual | Rate | lb/MWh | 0.07007 | 0.07007 | 0.07007 | 0.07007 | 0 | 0 | 0
IL Fac. Spec. - NOX Rate Summer v3.1, Unit 1499 and retrofits | 667 | 7305 | Rate Constraint in lbs/MMBtu | FALSE | L | Annual | Constraint Shadow Price | US2022$/Ton | 0 | 0 | 0 | 0 | 0 | 0 | 0
IL Fac. Spec. - NOX Rate Summer v3.1, Unit 1637 and retrofits | 668 | 7305 | Rate Constraint in lbs/MMBtu | FALSE | L | Annual | Seasons Included | Seasons | Summer | Summer | Summer | Summer | Summer | Summer | Summer
IL Fac. Spec. - NOX Rate Summer v3.1, Unit 1637 and retrofits | 668 | 7305 | Rate Constraint in lbs/MMBtu | FALSE | L | Annual | Standard NOX | lb/MMBtu | 0.25 | 0.25 | 0.25 | 0.25 | 0.25 | 0.25 | 0.25
IL Fac. Spec. - NOX Rate Summer v3.1, Unit 1637 and retrofits | 668 | 7305 | Rate Constraint in lbs/MMBtu | FALSE | L | Annual | Emissions at Affected Plants NOX | Thousand Tons | 0.017142 | 0.017155 | 0.0046707 | 0.0046769 | 0 | 0 | 0
IL Fac. Spec. - NOX Rate Summer v3.1, Unit 1637 and retrofits | 668 | 7305 | Rate Constraint in lbs/MMBtu | FALSE | L | Annual | Allowances Purchased NOX | Thousand Tons | 0 | 0 | 0 | 0 | 0 | 0 | 0
IL Fac. Spec. - NOX Rate Summer v3.1, Unit 1637 and retrofits | 668 | 7305 | Rate Constraint in lbs/MMBtu | FALSE | L | Annual | Allowances Sold NOX | Thousand Tons | 0 | 0 | 0 | 0 | 0 | 0 | 0
IL Fac. Spec. - NOX Rate Summer v3.1, Unit 1637 and retrofits | 668 | 7305 | Rate Constraint in lbs/MMBtu | FALSE | L | Annual | Allowances Banked | Thousand Tons | 0 | 0 | 0 | 0 | 0 | 0 | 0
IL Fac. Spec. - NOX Rate Summer v3.1, Unit 1637 and retrofits | 668 | 7305 | Rate Constraint in lbs/MMBtu | FALSE | L | Annual | Allowances Withdrawn (1:1) | Thousand Tons | 0 | 0 | 0 | 0 | 0 | 0 | 0
IL Fac. Spec. - NOX Rate Summer v3.1, Unit 1637 and retrofits | 668 | 7305 | Rate Constraint in lbs/MMBtu | FALSE | L | Annual | Allowances Withdrawn (n:1) | Thousand Tons | 0 | 0 | 0 | 0 | 0 | 0 | 0
IL Fac. Spec. - NOX Rate Summer v3.1, Unit 1637 and retrofits | 668 | 7305 | Rate Constraint in lbs/MMBtu | FALSE | L | Annual | Net Emissions Allowance Position | Thousand Tons | 0.017142 | 0.017155 | 0.0046707 | 0.0046769 | 0 | 0 | 0
IL Fac. Spec. - NOX Rate Summer v3.1, Unit 1637 and retrofits | 668 | 7305 | Rate Constraint in lbs/MMBtu | FALSE | L | Annual | Fuel Consumed | TBtu | 2.8571 | 2.8591 | 0.77844 | 0.77948 | 0 | 0 | 0
IL Fac. Spec. - NOX Rate Summer v3.1, Unit 1637 and retrofits | 668 | 7305 | Rate Constraint in lbs/MMBtu | FALSE | L | Annual | Rate | lb/MMBtu | 0.012 | 0.012 | 0.012 | 0.012 | 0 | 0 | 0
IL Fac. Spec. - NOX Rate Summer v3.1, Unit 1637 and retrofits | 668 | 7305 | Rate Constraint in lbs/MMBtu | FALSE | L | Annual | Generation | TWh | 0.37182 | 0.37209 | 0.10131 | 0.10144 | 0 | 0 | 0
IL Fac. Spec. - NOX Rate Summer v3.1, Unit 1637 and retrofits | 668 | 7305 | Rate Constraint in lbs/MMBtu | FALSE | L | Annual | Qualifying Generation | TWh | 0.37182 | 0.37209 | 0.10131 | 0.10144 | 0 | 0 | 0
IL Fac. Spec. - NOX Rate Summer v3.1, Unit 1637 and retrofits | 668 | 7305 | Rate Constraint in lbs/MMBtu | FALSE | L | Annual | Rate | lb/MWh | 0.092208 | 0.092208 | 0.092208 | 0.092208 | 0 | 0 | 0
IL Fac. Spec. - NOX Rate Summer v3.1, Unit 1637 and retrofits | 668 | 7305 | Rate Constraint in lbs/MMBtu | FALSE | L | Annual | Constraint Shadow Price | US2022$/Ton | 0 | 0 | 0 | 0 | 0 | 0 | 0
IL Fac. Spec. - NOX Rate Summer v3.1, Unit 1638 and retrofits | 669 | 7305 | Rate Constraint in lbs/MMBtu | FALSE | L | Annual | Seasons Included | Seasons | Summer | Summer | Summer | Summer | Summer | Summer | Summer
IL Fac. Spec. - NOX Rate Summer v3.1, Unit 1638 and retrofits | 669 | 7305 | Rate Constraint in lbs/MMBtu | FALSE | L | Annual | Standard NOX | lb/MMBtu | 0.25 | 0.25 | 0.25 | 0.25 | 0.25 | 0.25 | 0.25
IL Fac. Spec. - NOX Rate Summer v3.1, Unit 1638 and retrofits | 669 | 7305 | Rate Constraint in lbs/MMBtu | FALSE | L | Annual | Emissions at Affected Plants NOX | Thousand Tons | 0.016529 | 0.016541 | 0.0045035 | 0.0045095 | 0 | 0 | 0
IL Fac. Spec. - NOX Rate Summer v3.1, Unit 1638 and retrofits | 669 | 7305 | Rate Constraint in lbs/MMBtu | FALSE | L | Annual | Allowances Purchased NOX | Thousand Tons | 0 | 0 | 0 | 0 | 0 | 0 | 0
IL Fac. Spec. - NOX Rate Summer v3.1, Unit 1638 and retrofits | 669 | 7305 | Rate Constraint in lbs/MMBtu | FALSE | L | Annual | Allowances Sold NOX | Thousand Tons | 0 | 0 | 0 | 0 | 0 | 0 | 0
IL Fac. Spec. - NOX Rate Summer v3.1, Unit 1638 and retrofits | 669 | 7305 | Rate Constraint in lbs/MMBtu | FALSE | L | Annual | Allowances Banked | Thousand Tons | 0 | 0 | 0 | 0 | 0 | 0 | 0
IL Fac. Spec. - NOX Rate Summer v3.1, Unit 1638 and retrofits | 669 | 7305 | Rate Constraint in lbs/MMBtu | FALSE | L | Annual | Allowances Withdrawn (1:1) | Thousand Tons | 0 | 0 | 0 | 0 | 0 | 0 | 0
IL Fac. Spec. - NOX Rate Summer v3.1, Unit 1638 and retrofits | 669 | 7305 | Rate Constraint in lbs/MMBtu | FALSE | L | Annual | Allowances Withdrawn (n:1) | Thousand Tons | 0 | 0 | 0 | 0 | 0 | 0 | 0
IL Fac. Spec. - NOX Rate Summer v3.1, Unit 1638 and retrofits | 669 | 7305 | Rate Constraint in lbs/MMBtu | FALSE | L | Annual | Net Emissions Allowance Position | Thousand Tons | 0.016529 | 0.016541 | 0.0045035 | 0.0045095 | 0 | 0 | 0
IL Fac. Spec. - NOX Rate Summer v3.1, Unit 1638 and retrofits | 669 | 7305 | Rate Constraint in lbs/MMBtu | FALSE | L | Annual | Fuel Consumed | TBtu | 2.7548 | 2.7568 | 0.75059 | 0.75159 | 0 | 0 | 0
IL Fac. Spec. - NOX Rate Summer v3.1, Unit 1638 and retrofits | 669 | 7305 | Rate Constraint in lbs/MMBtu | FALSE | L | Annual | Rate | lb/MMBtu | 0.012 | 0.012 | 0.012 | 0.012 | 0 | 0 | 0
IL Fac. Spec. - NOX Rate Summer v3.1, Unit 1638 and retrofits | 669 | 7305 | Rate Constraint in lbs/MMBtu | FALSE | L | Annual | Generation | TWh | 0.35851 | 0.35877 | 0.097682 | 0.097812 | 0 | 0 | 0
IL Fac. Spec. - NOX Rate Summer v3.1, Unit 1638 and retrofits | 669 | 7305 | Rate Constraint in lbs/MMBtu | FALSE | L | Annual | Qualifying Generation | TWh | 0.35851 | 0.35877 | 0.097682 | 0.097812 | 0 | 0 | 0
IL Fac. Spec. - NOX Rate Summer v3.1, Unit 1638 and retrofits | 669 | 7305 | Rate Constraint in lbs/MMBtu | FALSE | L | Annual | Rate | lb/MWh | 0.092208 | 0.092208 | 0.092208 | 0.092208 | 0 | 0 | 0
IL Fac. Spec. - NOX Rate Summer v3.1, Unit 1638 and retrofits | 669 | 7305 | Rate Constraint in lbs/MMBtu | FALSE | L | Annual | Constraint Shadow Price | US2022$/Ton | 0 | 0 | 0 | 0 | 0 | 0 | 0
IL Fac. Spec. - NOX Rate Summer v3.1, Unit 1639 and retrofits | 670 | 7305 | Rate Constraint in lbs/MMBtu | FALSE | L | Annual | Seasons Included | Seasons | Summer | Summer | Summer | Summer | Summer | Summer | Summer
IL Fac. Spec. - NOX Rate Summer v3.1, Unit 1639 and retrofits | 670 | 7305 | Rate Constraint in lbs/MMBtu | FALSE | L | Annual | Standard NOX | lb/MMBtu | 0.25 | 0.25 | 0.25 | 0.25 | 0.25 | 0.25 | 0.25
IL Fac. Spec. - NOX Rate Summer v3.1, Unit 1639 and retrofits | 670 | 7305 | Rate Constraint in lbs/MMBtu | FALSE | L | Annual | Emissions at Affected Plants NOX | Thousand Tons | 0.036364 | 0.03639 | 0.024719 | 0.0099209 | 0 | 0 | 0
IL Fac. Spec. - NOX Rate Summer v3.1, Unit 1639 and retrofits | 670 | 7305 | Rate Constraint in lbs/MMBtu | FALSE | L | Annual | Allowances Purchased NOX | Thousand Tons | 0 | 0 | 0 | 0 | 0 | 0 | 0
IL Fac. Spec. - NOX Rate Summer v3.1, Unit 1639 and retrofits | 670 | 7305 | Rate Constraint in lbs/MMBtu | FALSE | L | Annual | Allowances Sold NOX | Thousand Tons | 0 | 0 | 0 | 0 | 0 | 0 | 0
IL Fac. Spec. - NOX Rate Summer v3.1, Unit 1639 and retrofits | 670 | 7305 | Rate Constraint in lbs/MMBtu | FALSE | L | Annual | Allowances Banked | Thousand Tons | 0 | 0 | 0 | 0 | 0 | 0 | 0
IL Fac. Spec. - NOX Rate Summer v3.1, Unit 1639 and retrofits | 670 | 7305 | Rate Constraint in lbs/MMBtu | FALSE | L | Annual | Allowances Withdrawn (1:1) | Thousand Tons | 0 | 0 | 0 | 0 | 0 | 0 | 0
IL Fac. Spec. - NOX Rate Summer v3.1, Unit 1639 and retrofits | 670 | 7305 | Rate Constraint in lbs/MMBtu | FALSE | L | Annual | Allowances Withdrawn (n:1) | Thousand Tons | 0 | 0 | 0 | 0 | 0 | 0 | 0
IL Fac. Spec. - NOX Rate Summer v3.1, Unit 1639 and retrofits | 670 | 7305 | Rate Constraint in lbs/MMBtu | FALSE | L | Annual | Net Emissions Allowance Position | Thousand Tons | 0.036364 | 0.03639 | 0.024719 | 0.0099209 | 0 | 0 | 0
IL Fac. Spec. - NOX Rate Summer v3.1, Unit 1639 and retrofits | 670 | 7305 | Rate Constraint in lbs/MMBtu | FALSE | L | Annual | Fuel Consumed | TBtu | 6.0606 | 6.065 | 4.1198 | 1.6535 | 0 | 0 | 0
IL Fac. Spec. - NOX Rate Summer v3.1, Unit 1639 and retrofits | 670 | 7305 | Rate Constraint in lbs/MMBtu | FALSE | L | Annual | Rate | lb/MMBtu | 0.012 | 0.012 | 0.012 | 0.012 | 0 | 0 | 0
IL Fac. Spec. - NOX Rate Summer v3.1, Unit 1639 and retrofits | 670 | 7305 | Rate Constraint in lbs/MMBtu | FALSE | L | Annual | Generation | TWh | 0.78873 | 0.7893 | 0.53615 | 0.21519 | 0 | 0 | 0
IL Fac. Spec. - NOX Rate Summer v3.1, Unit 1639 and retrofits | 670 | 7305 | Rate Constraint in lbs/MMBtu | FALSE | L | Annual | Qualifying Generation | TWh | 0.78873 | 0.7893 | 0.53615 | 0.21519 | 0 | 0 | 0
IL Fac. Spec. - NOX Rate Summer v3.1, Unit 1639 and retrofits | 670 | 7305 | Rate Constraint in lbs/MMBtu | FALSE | L | Annual | Rate | lb/MWh | 0.092208 | 0.092208 | 0.092208 | 0.092208 | 0 | 0 | 0
IL Fac. Spec. - NOX Rate Summer v3.1, Unit 1639 and retrofits | 670 | 7305 | Rate Constraint in lbs/MMBtu | FALSE | L | Annual | Constraint Shadow Price | US2022$/Ton | 0 | 0 | 0 | 0 | 0 | 0 | 0
IL Fac. Spec. - NOX Rate Summer v3.1, Unit 1642 and retrofits | 671 | 7305 | Rate Constraint in lbs/MMBtu | FALSE | L | Annual | Seasons Included | Seasons | Summer | Summer | Summer | Summer | Summer | Summer | Summer
IL Fac. Spec. - NOX Rate Summer v3.1, Unit 1642 and retrofits | 671 | 7305 | Rate Constraint in lbs/MMBtu | FALSE | L | Annual | Standard NOX | lb/MMBtu | 0.25 | 0.25 | 0.25 | 0.25 | 0.25 | 0.25 | 0.25
IL Fac. Spec. - NOX Rate Summer v3.1, Unit 1642 and retrofits | 671 | 7305 | Rate Constraint in lbs/MMBtu | FALSE | L | Annual | Emissions at Affected Plants NOX | Thousand Tons | 0.0028078 | 0 | 0 | 0 | 0 | 0 | 0
IL Fac. Spec. - NOX Rate Summer v3.1, Unit 1642 and retrofits | 671 | 7305 | Rate Constraint in lbs/MMBtu | FALSE | L | Annual | Allowances Purchased NOX | Thousand Tons | 0 | 0 | 0 | 0 | 0 | 0 | 0
IL Fac. Spec. - NOX Rate Summer v3.1, Unit 1642 and retrofits | 671 | 7305 | Rate Constraint in lbs/MMBtu | FALSE | L | Annual | Allowances Sold NOX | Thousand Tons | 0 | 0 | 0 | 0 | 0 | 0 | 0
IL Fac. Spec. - NOX Rate Summer v3.1, Unit 1642 and retrofits | 671 | 7305 | Rate Constraint in lbs/MMBtu | FALSE | L | Annual | Allowances Banked | Thousand Tons | 0 | 0 | 0 | 0 | 0 | 0 | 0
IL Fac. Spec. - NOX Rate Summer v3.1, Unit 1642 and retrofits | 671 | 7305 | Rate Constraint in lbs/MMBtu | FALSE | L | Annual | Allowances Withdrawn (1:1) | Thousand Tons | 0 | 0 | 0 | 0 | 0 | 0 | 0
IL Fac. Spec. - NOX Rate Summer v3.1, Unit 1642 and retrofits | 671 | 7305 | Rate Constraint in lbs/MMBtu | FALSE | L | Annual | Allowances Withdrawn (n:1) | Thousand Tons | 0 | 0 | 0 | 0 | 0 | 0 | 0
IL Fac. Spec. - NOX Rate Summer v3.1, Unit 1642 and retrofits | 671 | 7305 | Rate Constraint in lbs/MMBtu | FALSE | L | Annual | Net Emissions Allowance Position | Thousand Tons | 0.0028078 | 0 | 0 | 0 | 0 | 0 | 0
IL Fac. Spec. - NOX Rate Summer v3.1, Unit 1642 and retrofits | 671 | 7305 | Rate Constraint in lbs/MMBtu | FALSE | L | Annual | Fuel Consumed | TBtu | 0.077616 | 0 | 0 | 0 | 0 | 0 | 0
IL Fac. Spec. - NOX Rate Summer v3.1, Unit 1642 and retrofits | 671 | 7305 | Rate Constraint in lbs/MMBtu | FALSE | L | Annual | Rate | lb/MMBtu | 0.07235 | 0 | 0 | 0 | 0 | 0 | 0
IL Fac. Spec. - NOX Rate Summer v3.1, Unit 1642 and retrofits | 671 | 7305 | Rate Constraint in lbs/MMBtu | FALSE | L | Annual | Generation | TWh | 0.0051744 | 0 | 0 | 0 | 0 | 0 | 0
IL Fac. Spec. - NOX Rate Summer v3.1, Unit 1642 and retrofits | 671 | 7305 | Rate Constraint in lbs/MMBtu | FALSE | L | Annual | Qualifying Generation | TWh | 0.0051744 | 0 | 0 | 0 | 0 | 0 | 0
IL Fac. Spec. - NOX Rate Summer v3.1, Unit 1642 and retrofits | 671 | 7305 | Rate Constraint in lbs/MMBtu | FALSE | L | Annual | Rate | lb/MWh | 1.0853 | 0 | 0 | 0 | 0 | 0 | 0
IL Fac. Spec. - NOX Rate Summer v3.1, Unit 1642 and retrofits | 671 | 7305 | Rate Constraint in lbs/MMBtu | FALSE | L | Annual | Constraint Shadow Price | US2022$/Ton | 0 | 0 | 0 | 0 | 0 | 0 | 0
IL Fac. Spec. - NOX Rate Summer v3.1, Unit 1643 and retrofits | 672 | 7305 | Rate Constraint in lbs/MMBtu | FALSE | L | Annual | Seasons Included | Seasons | Summer | Summer | Summer | Summer | Summer | Summer | Summer
IL Fac. Spec. - NOX Rate Summer v3.1, Unit 1643 and retrofits | 672 | 7305 | Rate Constraint in lbs/MMBtu | FALSE | L | Annual | Standard NOX | lb/MMBtu | 0.25 | 0.25 | 0.25 | 0.25 | 0.25 | 0.25 | 0.25
IL Fac. Spec. - NOX Rate Summer v3.1, Unit 1643 and retrofits | 672 | 7305 | Rate Constraint in lbs/MMBtu | FALSE | L | Annual | Emissions at Affected Plants NOX | Thousand Tons | 0.0027806 | 0 | 0 | 0 | 0 | 0 | 0
IL Fac. Spec. - NOX Rate Summer v3.1, Unit 1643 and retrofits | 672 | 7305 | Rate Constraint in lbs/MMBtu | FALSE | L | Annual | Allowances Purchased NOX | Thousand Tons | 0 | 0 | 0 | 0 | 0 | 0 | 0
IL Fac. Spec. - NOX Rate Summer v3.1, Unit 1643 and retrofits | 672 | 7305 | Rate Constraint in lbs/MMBtu | FALSE | L | Annual | Allowances Sold NOX | Thousand Tons | 0 | 0 | 0 | 0 | 0 | 0 | 0
IL Fac. Spec. - NOX Rate Summer v3.1, Unit 1643 and retrofits | 672 | 7305 | Rate Constraint in lbs/MMBtu | FALSE | L | Annual | Allowances Banked | Thousand Tons | 0 | 0 | 0 | 0 | 0 | 0 | 0
IL Fac. Spec. - NOX Rate Summer v3.1, Unit 1643 and retrofits | 672 | 7305 | Rate Constraint in lbs/MMBtu | FALSE | L | Annual | Allowances Withdrawn (1:1) | Thousand Tons | 0 | 0 | 0 | 0 | 0 | 0 | 0
IL Fac. Spec. - NOX Rate Summer v3.1, Unit 1643 and retrofits | 672 | 7305 | Rate Constraint in lbs/MMBtu | FALSE | L | Annual | Allowances Withdrawn (n:1) | Thousand Tons | 0 | 0 | 0 | 0 | 0 | 0 | 0
IL Fac. Spec. - NOX Rate Summer v3.1, Unit 1643 and retrofits | 672 | 7305 | Rate Constraint in lbs/MMBtu | FALSE | L | Annual | Net Emissions Allowance Position | Thousand Tons | 0.0027806 | 0 | 0 | 0 | 0 | 0 | 0
IL Fac. Spec. - NOX Rate Summer v3.1, Unit 1643 and retrofits | 672 | 7305 | Rate Constraint in lbs/MMBtu | FALSE | L | Annual | Fuel Consumed | TBtu | 0.076652 | 0 | 0 | 0 | 0 | 0 | 0
IL Fac. Spec. - NOX Rate Summer v3.1, Unit 1643 and retrofits | 672 | 7305 | Rate Constraint in lbs/MMBtu | FALSE | L | Annual | Rate | lb/MMBtu | 0.07255 | 0 | 0 | 0 | 0 | 0 | 0
IL Fac. Spec. - NOX Rate Summer v3.1, Unit 1643 and retrofits | 672 | 7305 | Rate Constraint in lbs/MMBtu | FALSE | L | Annual | Generation | TWh | 0.0051101 | 0 | 0 | 0 | 0 | 0 | 0
IL Fac. Spec. - NOX Rate Summer v3.1, Unit 1643 and retrofits | 672 | 7305 | Rate Constraint in lbs/MMBtu | FALSE | L | Annual | Qualifying Generation | TWh | 0.0051101 | 0 | 0 | 0 | 0 | 0 | 0
IL Fac. Spec. - NOX Rate Summer v3.1, Unit 1643 and retrofits | 672 | 7305 | Rate Constraint in lbs/MMBtu | FALSE | L | Annual | Rate | lb/MWh | 1.0882 | 0 | 0 | 0 | 0 | 0 | 0
IL Fac. Spec. - NOX Rate Summer v3.1, Unit 1643 and retrofits | 672 | 7305 | Rate Constraint in lbs/MMBtu | FALSE | L | Annual | Constraint Shadow Price | US2022$/Ton | 0 | 0 | 0 | 0 | 0 | 0 | 0
IL Fac. Spec. - NOX Rate Summer v3.1, Unit 2497 and retrofits | 673 | 7305 | Rate Constraint in lbs/MMBtu | FALSE | L | Annual | Seasons Included | Seasons | Summer | Summer | Summer | Summer | Summer | Summer | Summer
IL Fac. Spec. - NOX Rate Summer v3.1, Unit 2497 and retrofits | 673 | 7305 | Rate Constraint in lbs/MMBtu | FALSE | L | Annual | Standard NOX | lb/MMBtu | 0.25 | 0.25 | 0.25 | 0.25 | 0.25 | 0.25 | 0.25
IL Fac. Spec. - NOX Rate Summer v3.1, Unit 2497 and retrofits | 673 | 7305 | Rate Constraint in lbs/MMBtu | FALSE | L | Annual | Emissions at Affected Plants NOX | Thousand Tons | 0.15813 | 0.16005 | 0.22699 | 0.22699 | 0 | 0 | 0
IL Fac. Spec. - NOX Rate Summer v3.1, Unit 2497 and retrofits | 673 | 7305 | Rate Constraint in lbs/MMBtu | FALSE | L | Annual | Allowances Purchased NOX | Thousand Tons | 0 | 0 | 0 | 0 | 0 | 0 | 0
IL Fac. Spec. - NOX Rate Summer v3.1, Unit 2497 and retrofits | 673 | 7305 | Rate Constraint in lbs/MMBtu | FALSE | L | Annual | Allowances Sold NOX | Thousand Tons | 0 | 0 | 0 | 0 | 0 | 0 | 0
IL Fac. Spec. - NOX Rate Summer v3.1, Unit 2497 and retrofits | 673 | 7305 | Rate Constraint in lbs/MMBtu | FALSE | L | Annual | Allowances Banked | Thousand Tons | 0 | 0 | 0 | 0 | 0 | 0 | 0
IL Fac. Spec. - NOX Rate Summer v3.1, Unit 2497 and retrofits | 673 | 7305 | Rate Constraint in lbs/MMBtu | FALSE | L | Annual | Allowances Withdrawn (1:1) | Thousand Tons | 0 | 0 | 0 | 0 | 0 | 0 | 0
IL Fac. Spec. - NOX Rate Summer v3.1, Unit 2497 and retrofits | 673 | 7305 | Rate Constraint in lbs/MMBtu | FALSE | L | Annual | Allowances Withdrawn (n:1) | Thousand Tons | 0 | 0 | 0 | 0 | 0 | 0 | 0
IL Fac. Spec. - NOX Rate Summer v3.1, Unit 2497 and retrofits | 673 | 7305 | Rate Constraint in lbs/MMBtu | FALSE | L | Annual | Net Emissions Allowance Position | Thousand Tons | 0.15813 | 0.16005 | 0.22699 | 0.22699 | 0 | 0 | 0
IL Fac. Spec. - NOX Rate Summer v3.1, Unit 2497 and retrofits | 673 | 7305 | Rate Constraint in lbs/MMBtu | FALSE | L | Annual | Fuel Consumed | TBtu | 4.773 | 4.831 | 6.8514 | 6.8514 | 0 | 0 | 0
IL Fac. Spec. - NOX Rate Summer v3.1, Unit 2497 and retrofits | 673 | 7305 | Rate Constraint in lbs/MMBtu | FALSE | L | Annual | Rate | lb/MMBtu | 0.06626 | 0.06626 | 0.06626 | 0.06626 | 0 | 0 | 0
IL Fac. Spec. - NOX Rate Summer v3.1, Unit 2497 and retrofits | 673 | 7305 | Rate Constraint in lbs/MMBtu | FALSE | L | Annual | Generation | TWh | 0.41686 | 0.42192 | 0.38697 | 0.38697 | 0 | 0 | 0
IL Fac. Spec. - NOX Rate Summer v3.1, Unit 2497 and retrofits | 673 | 7305 | Rate Constraint in lbs/MMBtu | FALSE | L | Annual | Qualifying Generation | TWh | 0.41686 | 0.42192 | 0.38697 | 0.38697 | 0 | 0 | 0
IL Fac. Spec. - NOX Rate Summer v3.1, Unit 2497 and retrofits | 673 | 7305 | Rate Constraint in lbs/MMBtu | FALSE | L | Annual | Rate | lb/MWh | 0.75868 | 0.75868 | 1.1732 | 1.1732 | 0 | 0 | 0
IL Fac. Spec. - NOX Rate Summer v3.1, Unit 2497 and retrofits | 673 | 7305 | Rate Constraint in lbs/MMBtu | FALSE | L | Annual | Constraint Shadow Price | US2022$/Ton | 0 | 0 | 0 | 0 | 0 | 0 | 0
IL Fac. Spec. - NOX Rate Summer v3.1, Unit 3423 and retrofits | 674 | 7305 | Rate Constraint in lbs/MMBtu | FALSE | L | Annual | Seasons Included | Seasons | Summer | Summer | Summer | Summer | Summer | Summer | Summer
IL Fac. Spec. - NOX Rate Summer v3.1, Unit 3423 and retrofits | 674 | 7305 | Rate Constraint in lbs/MMBtu | FALSE | L | Annual | Standard NOX | lb/MMBtu | 0.25 | 0.25 | 0.25 | 0.25 | 0.25 | 0.25 | 0.25
IL Fac. Spec. - NOX Rate Summer v3.1, Unit 3423 and retrofits | 674 | 7305 | Rate Constraint in lbs/MMBtu | FALSE | L | Annual | Emissions at Affected Plants NOX | Thousand Tons | 0.6387 | 0.70966 | 0.70966 | 0.70966 | 0 | 0 | 0
IL Fac. Spec. - NOX Rate Summer v3.1, Unit 3423 and retrofits | 674 | 7305 | Rate Constraint in lbs/MMBtu | FALSE | L | Annual | Allowances Purchased NOX | Thousand Tons | 0 | 0 | 0 | 0 | 0 | 0 | 0
IL Fac. Spec. - NOX Rate Summer v3.1, Unit 3423 and retrofits | 674 | 7305 | Rate Constraint in lbs/MMBtu | FALSE | L | Annual | Allowances Sold NOX | Thousand Tons | 0 | 0 | 0 | 0 | 0 | 0 | 0
IL Fac. Spec. - NOX Rate Summer v3.1, Unit 3423 and retrofits | 674 | 7305 | Rate Constraint in lbs/MMBtu | FALSE | L | Annual | Allowances Banked | Thousand Tons | 0 | 0 | 0 | 0 | 0 | 0 | 0
IL Fac. Spec. - NOX Rate Summer v3.1, Unit 3423 and retrofits | 674 | 7305 | Rate Constraint in lbs/MMBtu | FALSE | L | Annual | Allowances Withdrawn (1:1) | Thousand Tons | 0 | 0 | 0 | 0 | 0 | 0 | 0
IL Fac. Spec. - NOX Rate Summer v3.1, Unit 3423 and retrofits | 674 | 7305 | Rate Constraint in lbs/MMBtu | FALSE | L | Annual | Allowances Withdrawn (n:1) | Thousand Tons | 0 | 0 | 0 | 0 | 0 | 0 | 0
IL Fac. Spec. - NOX Rate Summer v3.1, Unit 3423 and retrofits | 674 | 7305 | Rate Constraint in lbs/MMBtu | FALSE | L | Annual | Net Emissions Allowance Position | Thousand Tons | 0.6387 | 0.70966 | 0.70966 | 0.70966 | 0 | 0 | 0
IL Fac. Spec. - NOX Rate Summer v3.1, Unit 3423 and retrofits | 674 | 7305 | Rate Constraint in lbs/MMBtu | FALSE | L | Annual | Fuel Consumed | TBtu | 20.8656 | 23.184 | 23.184 | 23.184 | 0 | 0 | 0
IL Fac. Spec. - NOX Rate Summer v3.1, Unit 3423 and retrofits | 674 | 7305 | Rate Constraint in lbs/MMBtu | FALSE | L | Annual | Rate | lb/MMBtu | 0.06122 | 0.06122 | 0.06122 | 0.06122 | 0 | 0 | 0
IL Fac. Spec. - NOX Rate Summer v3.1, Unit 3423 and retrofits | 674 | 7305 | Rate Constraint in lbs/MMBtu | FALSE | L | Annual | Generation | TWh | 2.2219 | 2.4687 | 1.753 | 1.753 | 0 | 0 | 0
IL Fac. Spec. - NOX Rate Summer v3.1, Unit 3423 and retrofits | 674 | 7305 | Rate Constraint in lbs/MMBtu | FALSE | L | Annual | Qualifying Generation | TWh | 2.2219 | 2.4687 | 1.753 | 1.753 | 0 | 0 | 0
IL Fac. Spec. - NOX Rate Summer v3.1, Unit 3423 and retrofits | 674 | 7305 | Rate Constraint in lbs/MMBtu | FALSE | L | Annual | Rate | lb/MWh | 0.57492 | 0.57492 | 0.80967 | 0.80967 | 0 | 0 | 0
IL Fac. Spec. - NOX Rate Summer v3.1, Unit 3423 and retrofits | 674 | 7305 | Rate Constraint in lbs/MMBtu | FALSE | L | Annual | Constraint Shadow Price | US2022$/Ton | 0 | 0 | 0 | 0 | 0 | 0 | 0
IL Fac. Spec. - NOX Rate Summer v3.1, Unit 3424 and retrofits | 675 | 7305 | Rate Constraint in lbs/MMBtu | FALSE | L | Annual | Seasons Included | Seasons | Summer | Summer | Summer | Summer | Summer | Summer | Summer
IL Fac. Spec. - NOX Rate Summer v3.1, Unit 3424 and retrofits | 675 | 7305 | Rate Constraint in lbs/MMBtu | FALSE | L | Annual | Standard NOX | lb/MMBtu | 0.25 | 0.25 | 0.25 | 0.25 | 0.25 | 0.25 | 0.25
IL Fac. Spec. - NOX Rate Summer v3.1, Unit 3424 and retrofits | 675 | 7305 | Rate Constraint in lbs/MMBtu | FALSE | L | Annual | Emissions at Affected Plants NOX | Thousand Tons | 0.63294 | 0.70326 | 0.70326 | 0.70326 | 0 | 0 | 0
IL Fac. Spec. - NOX Rate Summer v3.1, Unit 3424 and retrofits | 675 | 7305 | Rate Constraint in lbs/MMBtu | FALSE | L | Annual | Allowances Purchased NOX | Thousand Tons | 0 | 0 | 0 | 0 | 0 | 0 | 0
IL Fac. Spec. - NOX Rate Summer v3.1, Unit 3424 and retrofits | 675 | 7305 | Rate Constraint in lbs/MMBtu | FALSE | L | Annual | Allowances Sold NOX | Thousand Tons | 0 | 0 | 0 | 0 | 0 | 0 | 0
IL Fac. Spec. - NOX Rate Summer v3.1, Unit 3424 and retrofits | 675 | 7305 | Rate Constraint in lbs/MMBtu | FALSE | L | Annual | Allowances Banked | Thousand Tons | 0 | 0 | 0 | 0 | 0 | 0 | 0
IL Fac. Spec. - NOX Rate Summer v3.1, Unit 3424 and retrofits | 675 | 7305 | Rate Constraint in lbs/MMBtu | FALSE | L | Annual | Allowances Withdrawn (1:1) | Thousand Tons | 0 | 0 | 0 | 0 | 0 | 0 | 0
IL Fac. Spec. - NOX Rate Summer v3.1, Unit 3424 and retrofits | 675 | 7305 | Rate Constraint in lbs/MMBtu | FALSE | L | Annual | Allowances Withdrawn (n:1) | Thousand Tons | 0 | 0 | 0 | 0 | 0 | 0 | 0
IL Fac. Spec. - NOX Rate Summer v3.1, Unit 3424 and retrofits | 675 | 7305 | Rate Constraint in lbs/MMBtu | FALSE | L | Annual | Net Emissions Allowance Position | Thousand Tons | 0.63294 | 0.70326 | 0.70326 | 0.70326 | 0 | 0 | 0
IL Fac. Spec. - NOX Rate Summer v3.1, Unit 3424 and retrofits | 675 | 7305 | Rate Constraint in lbs/MMBtu | FALSE | L | Annual | Fuel Consumed | TBtu | 20.7656 | 23.0729 | 23.0729 | 23.0729 | 0 | 0 | 0
IL Fac. Spec. - NOX Rate Summer v3.1, Unit 3424 and retrofits | 675 | 7305 | Rate Constraint in lbs/MMBtu | FALSE | L | Annual | Rate | lb/MMBtu | 0.06096 | 0.06096 | 0.06096 | 0.06096 | 0 | 0 | 0
IL Fac. Spec. - NOX Rate Summer v3.1, Unit 3424 and retrofits | 675 | 7305 | Rate Constraint in lbs/MMBtu | FALSE | L | Annual | Generation | TWh | 2.2219 | 2.4687 | 1.7566 | 1.7566 | 0 | 0 | 0
IL Fac. Spec. - NOX Rate Summer v3.1, Unit 3424 and retrofits | 675 | 7305 | Rate Constraint in lbs/MMBtu | FALSE | L | Annual | Qualifying Generation | TWh | 2.2219 | 2.4687 | 1.7566 | 1.7566 | 0 | 0 | 0
IL Fac. Spec. - NOX Rate Summer v3.1, Unit 3424 and retrofits | 675 | 7305 | Rate Constraint in lbs/MMBtu | FALSE | L | Annual | Rate | lb/MWh | 0.56973 | 0.56973 | 0.8007 | 0.8007 | 0 | 0 | 0
IL Fac. Spec. - NOX Rate Summer v3.1, Unit 3424 and retrofits | 675 | 7305 | Rate Constraint in lbs/MMBtu | FALSE | L | Annual | Constraint Shadow Price | US2022$/Ton | 0 | 0 | 0 | 0 | 0 | 0 | 0
IL Facility Average - NOX Rate Summer v3.1 | 676 | 7306 | Rate Constraint in lbs/MMBtu | FALSE | L | Annual | Seasons Included | Seasons | Summer | Summer | Summer | Summer | Summer | Summer | Summer
IL Facility Average - NOX Rate Summer v3.1 | 676 | 7306 | Rate Constraint in lbs/MMBtu | FALSE | L | Annual | Standard NOX | lb/MMBtu | 0.25 | 0.25 | 0.25 | 0.25 | 0.25 | 0.25 | 0.25
IL Facility Average - NOX Rate Summer v3.1 | 676 | 7306 | Rate Constraint in lbs/MMBtu | FALSE | L | Annual | Emissions at Affected Plants NOX | Thousand Tons | 0.20156 | 0.051125 | 0 | 0 | 0 | 0 | 0
IL Facility Average - NOX Rate Summer v3.1 | 676 | 7306 | Rate Constraint in lbs/MMBtu | FALSE | L | Annual | Allowances Purchased NOX | Thousand Tons | 0 | 0 | 0 | 0 | 0 | 0 | 0
IL Facility Average - NOX Rate Summer v3.1 | 676 | 7306 | Rate Constraint in lbs/MMBtu | FALSE | L | Annual | Allowances Sold NOX | Thousand Tons | 0 | 0 | 0 | 0 | 0 | 0 | 0
IL Facility Average - NOX Rate Summer v3.1 | 676 | 7306 | Rate Constraint in lbs/MMBtu | FALSE | L | Annual | Allowances Banked | Thousand Tons | 0 | 0 | 0 | 0 | 0 | 0 | 0
IL Facility Average - NOX Rate Summer v3.1 | 676 | 7306 | Rate Constraint in lbs/MMBtu | FALSE | L | Annual | Allowances Withdrawn (1:1) | Thousand Tons | 0 | 0 | 0 | 0 | 0 | 0 | 0
IL Facility Average - NOX Rate Summer v3.1 | 676 | 7306 | Rate Constraint in lbs/MMBtu | FALSE | L | Annual | Allowances Withdrawn (n:1) | Thousand Tons | 0 | 0 | 0 | 0 | 0 | 0 | 0
IL Facility Average - NOX Rate Summer v3.1 | 676 | 7306 | Rate Constraint in lbs/MMBtu | FALSE | L | Annual | Net Emissions Allowance Position | Thousand Tons | 0.20156 | 0.051125 | 0 | 0 | 0 | 0 | 0
IL Facility Average - NOX Rate Summer v3.1 | 676 | 7306 | Rate Constraint in lbs/MMBtu | FALSE | L | Annual | Fuel Consumed | TBtu | 5.4151 | 1.5275 | 0 | 0 | 0 | 0 | 0
IL Facility Average - NOX Rate Summer v3.1 | 676 | 7306 | Rate Constraint in lbs/MMBtu | FALSE | L | Annual | Rate | lb/MMBtu | 0.074445 | 0.06694 | 0 | 0 | 0 | 0 | 0
IL Facility Average - NOX Rate Summer v3.1 | 676 | 7306 | Rate Constraint in lbs/MMBtu | FALSE | L | Annual | Generation | TWh | 0.46996 | 0.13368 | 0 | 0 | 0 | 0 | 0
IL Facility Average - NOX Rate Summer v3.1 | 676 | 7306 | Rate Constraint in lbs/MMBtu | FALSE | L | Annual | Qualifying Generation | TWh | 0.46996 | 0.13368 | 0 | 0 | 0 | 0 | 0
IL Facility Average - NOX Rate Summer v3.1 | 676 | 7306 | Rate Constraint in lbs/MMBtu | FALSE | L | Annual | Rate | lb/MWh | 0.85779 | 0.76487 | 0 | 0 | 0 | 0 | 0
IL Facility Average - NOX Rate Summer v3.1 | 676 | 7306 | Rate Constraint in lbs/MMBtu | FALSE | L | Annual | Constraint Shadow Price | US2022$/Ton | 0 | 0 | 0 | 0 | 0 | 0 | 0
Jim Bridger 1,2- NOX Cap Annual v7.23 | 677 | 7971 | Rate Constraint in MTons | FALSE | L | Annual | Seasons Included | Seasons | Winter, Spring, Summer, Fall | Winter, Spring, Summer, Fall | Winter, Spring, Summer, Fall | Winter, Spring, Summer, Fall | Winter, Spring, Summer, Fall | Winter, Spring, Summer, Fall | Winter, Spring, Summer, Fall
Jim Bridger 1,2- NOX Cap Annual v7.23 | 677 | 7971 | Rate Constraint in MTons | FALSE | L | Annual | Standard NOX | Thousand Tons | 1314 | 1314 | 1314 | 1314 | 1314 | 1314 | 1314
Jim Bridger 1,2- NOX Cap Annual v7.23 | 677 | 7971 | Rate Constraint in MTons | FALSE | L | Annual | Emissions at Affected Plants NOX | Thousand Tons | 0.39029 | 0.99149 | 1.0595 | 0 | 0 | 0 | 0
Jim Bridger 1,2- NOX Cap Annual v7.23 | 677 | 7971 | Rate Constraint in MTons | FALSE | L | Annual | Allowances Purchased NOX | Thousand Tons | 0 | 0 | 0 | 0 | 0 | 0 | 0
Jim Bridger 1,2- NOX Cap Annual v7.23 | 677 | 7971 | Rate Constraint in MTons | FALSE | L | Annual | Allowances Sold NOX | Thousand Tons | 0 | 0 | 0 | 0 | 0 | 0 | 0
Jim Bridger 1,2- NOX Cap Annual v7.23 | 677 | 7971 | Rate Constraint in MTons | FALSE | L | Annual | Allowances Banked | Thousand Tons | 0 | 0 | 0 | 0 | 0 | 0 | 0
Jim Bridger 1,2- NOX Cap Annual v7.23 | 677 | 7971 | Rate Constraint in MTons | FALSE | L | Annual | Allowances Withdrawn (1:1) | Thousand Tons | 0 | 0 | 0 | 0 | 0 | 0 | 0
Jim Bridger 1,2- NOX Cap Annual v7.23 | 677 | 7971 | Rate Constraint in MTons | FALSE | L | Annual | Allowances Withdrawn (n:1) | Thousand Tons | 0 | 0 | 0 | 0 | 0 | 0 | 0
Jim Bridger 1,2- NOX Cap Annual v7.23 | 677 | 7971 | Rate Constraint in MTons | FALSE | L | Annual | Net Emissions Allowance Position | Thousand Tons | 0.39029 | 0.99149 | 1.0595 | 0 | 0 | 0 | 0
Jim Bridger 1,2- NOX Cap Annual v7.23 | 677 | 7971 | Rate Constraint in MTons | FALSE | L | Annual | Fuel Consumed | TBtu | 13.9571 | 36.0074 | 38.5027 | 0 | 0 | 0 | 0
Jim Bridger 1,2- NOX Cap Annual v7.23 | 677 | 7971 | Rate Constraint in MTons | FALSE | L | Annual | Rate | lb/MMBtu | 0.055927 | 0.055072 | 0.055037 | 0 | 0 | 0 | 0
Jim Bridger 1,2- NOX Cap Annual v7.23 | 677 | 7971 | Rate Constraint in MTons | FALSE | L | Annual | Generation | TWh | 1.3296 | 3.4367 | 2.4793 | 0 | 0 | 0 | 0
Jim Bridger 1,2- NOX Cap Annual v7.23 | 677 | 7971 | Rate Constraint in MTons | FALSE | L | Annual | Qualifying Generation | TWh | 1.3296 | 3.4367 | 2.4793 | 0 | 0 | 0 | 0
Jim Bridger 1,2- NOX Cap Annual v7.23 | 677 | 7971 | Rate Constraint in MTons | FALSE | L | Annual | Rate | lb/MWh | 0.58707 | 0.57701 | 0.8547 | 0 | 0 | 0 | 0
Jim Bridger 1,2- NOX Cap Annual v7.23 | 677 | 7971 | Rate Constraint in MTons | FALSE | L | Annual | Constraint Shadow Price | US2022$/Ton | 0 | 0 | 0 | 0 | 0 | 0 | 0
Kansas Nearman Unit 1NOx Rate Annual v4.10 | 678 | 7320 | Rate Constraint in lbs/MMBtu | FALSE | L | Annual | Seasons Included | Seasons | Winter, Spring, Summer, Fall | Winter, Spring, Summer, Fall | Winter, Spring, Summer, Fall | Winter, Spring, Summer, Fall | Winter, Spring, Summer, Fall | Winter, Spring, Summer, Fall | Winter, Spring, Summer, Fall
Kansas Nearman Unit 1NOx Rate Annual v4.10 | 678 | 7320 | Rate Constraint in lbs/MMBtu | FALSE | L | Annual | Standard NOX | lb/MMBtu | 0.26 | 0.26 | 0.26 | 0.26 | 0.26 | 0.26 | 0.26
Kansas Nearman Unit 1NOx Rate Annual v4.10 | 678 | 7320 | Rate Constraint in lbs/MMBtu | FALSE | L | Annual | Emissions at Affected Plants NOX | Thousand Tons | 0 | 0 | 0 | 0 | 0 | 0 | 0
Kansas Nearman Unit 1NOx Rate Annual v4.10 | 678 | 7320 | Rate Constraint in lbs/MMBtu | FALSE | L | Annual | Allowances Purchased NOX | Thousand Tons | 0 | 0 | 0 | 0 | 0 | 0 | 0
Kansas Nearman Unit 1NOx Rate Annual v4.10 | 678 | 7320 | Rate Constraint in lbs/MMBtu | FALSE | L | Annual | Allowances Sold NOX | Thousand Tons | 0 | 0 | 0 | 0 | 0 | 0 | 0
Kansas Nearman Unit 1NOx Rate Annual v4.10 | 678 | 7320 | Rate Constraint in lbs/MMBtu | FALSE | L | Annual | Allowances Banked | Thousand Tons | 0 | 0 | 0 | 0 | 0 | 0 | 0
Kansas Nearman Unit 1NOx Rate Annual v4.10 | 678 | 7320 | Rate Constraint in lbs/MMBtu | FALSE | L | Annual | Allowances Withdrawn (1:1) | Thousand Tons | 0 | 0 | 0 | 0 | 0 | 0 | 0
Kansas Nearman Unit 1NOx Rate Annual v4.10 | 678 | 7320 | Rate Constraint in lbs/MMBtu | FALSE | L | Annual | Allowances Withdrawn (n:1) | Thousand Tons | 0 | 0 | 0 | 0 | 0 | 0 | 0
Kansas Nearman Unit 1NOx Rate Annual v4.10 | 678 | 7320 | Rate Constraint in lbs/MMBtu | FALSE | L | Annual | Net Emissions Allowance Position | Thousand Tons | 0 | 0 | 0 | 0 | 0 | 0 | 0
Kansas Nearman Unit 1NOx Rate Annual v4.10 | 678 | 7320 | Rate Constraint in lbs/MMBtu | FALSE | L | Annual | Fuel Consumed | TBtu | 0 | 0 | 0 | 0 | 0 | 0 | 0
Kansas Nearman Unit 1NOx Rate Annual v4.10 | 678 | 7320 | Rate Constraint in lbs/MMBtu | FALSE | L | Annual | Rate | lb/MMBtu | 0 | 0 | 0 | 0 | 0 | 0 | 0
Kansas Nearman Unit 1NOx Rate Annual v4.10 | 678 | 7320 | Rate Constraint in lbs/MMBtu | FALSE | L | Annual | Generation | TWh | 0 | 0 | 0 | 0 | 0 | 0 | 0
Kansas Nearman Unit 1NOx Rate Annual v4.10 | 678 | 7320 | Rate Constraint in lbs/MMBtu | FALSE | L | Annual | Qualifying Generation | TWh | 0 | 0 | 0 | 0 | 0 | 0 | 0
Kansas Nearman Unit 1NOx Rate Annual v4.10 | 678 | 7320 | Rate Constraint in lbs/MMBtu | FALSE | L | Annual | Rate | lb/MWh | 0 | 0 | 0 | 0 | 0 | 0 | 0
Kansas Nearman Unit 1NOx Rate Annual v4.10 | 678 | 7320 | Rate Constraint in lbs/MMBtu | FALSE | L | Annual | Constraint Shadow Price | US2022$/Ton | 0 | 0 | 0 | 0 | 0 | 0 | 0
KS La Cygne NOX Rate Annual v5.14 | 679 | 7274 | Rate Constraint in lbs/MMBtu | FALSE | L | Annual | Seasons Included | Seasons | Winter, Spring, Summer, Fall | Winter, Spring, Summer, Fall | Winter, Spring, Summer, Fall | Winter, Spring, Summer, Fall | Winter, Spring, Summer, Fall | Winter, Spring, Summer, Fall | Winter, Spring, Summer, Fall
KS La Cygne NOX Rate Annual v5.14 | 679 | 7274 | Rate Constraint in lbs/MMBtu | FALSE | L | Annual | Standard NOX | lb/MMBtu | 0.13 | 0.13 | 0.13 | 0.13 | 0.13 | 0.13 | 0.13
KS La Cygne NOX Rate Annual v5.14 | 679 | 7274 | Rate Constraint in lbs/MMBtu | FALSE | L | Annual | Emissions at Affected Plants NOX | Thousand Tons | 1.7179 | 2.0959 | 0 | 0 | 0 | 0 | 0
KS La Cygne NOX Rate Annual v5.14 | 679 | 7274 | Rate Constraint in lbs/MMBtu | FALSE | L | Annual | Allowances Purchased NOX | Thousand Tons | 0 | 0 | 0 | 0 | 0 | 0 | 0
KS La Cygne NOX Rate Annual v5.14 | 679 | 7274 | Rate Constraint in lbs/MMBtu | FALSE | L | Annual | Allowances Sold NOX | Thousand Tons | 0 | 0 | 0 | 0 | 0 | 0 | 0
KS La Cygne NOX Rate Annual v5.14 | 679 | 7274 | Rate Constraint in lbs/MMBtu | FALSE | L | Annual | Allowances Banked | Thousand Tons | 0 | 0 | 0 | 0 | 0 | 0 | 0
KS La Cygne NOX Rate Annual v5.14 | 679 | 7274 | Rate Constraint in lbs/MMBtu | FALSE | L | Annual | Allowances Withdrawn (1:1) | Thousand Tons | 0 | 0 | 0 | 0 | 0 | 0 | 0
KS La Cygne NOX Rate Annual v5.14 | 679 | 7274 | Rate Constraint in lbs/MMBtu | FALSE | L | Annual | Allowances Withdrawn (n:1) | Thousand Tons | 0 | 0 | 0 | 0 | 0 | 0 | 0
KS La Cygne NOX Rate Annual v5.14 | 679 | 7274 | Rate Constraint in lbs/MMBtu | FALSE | L | Annual | Net Emissions Allowance Position | Thousand Tons | 1.7179 | 2.0959 | 0 | 0 | 0 | 0 | 0
KS La Cygne NOX Rate Annual v5.14 | 679 | 7274 | Rate Constraint in lbs/MMBtu | FALSE | L | Annual | Fuel Consumed | TBtu | 35.7678 | 43.6369 | 0 | 0 | 0 | 0 | 0
KS La Cygne NOX Rate Annual v5.14 | 679 | 7274 | Rate Constraint in lbs/MMBtu | FALSE | L | Annual | Rate | lb/MMBtu | 0.09606 | 0.09606 | 0 | 0 | 0 | 0 | 0
KS La Cygne NOX Rate Annual v5.14 | 679 | 7274 | Rate Constraint in lbs/MMBtu | FALSE | L | Annual | Generation | TWh | 3.2679 | 3.9869 | 0 | 0 | 0 | 0 | 0
KS La Cygne NOX Rate Annual v5.14 | 679 | 7274 | Rate Constraint in lbs/MMBtu | FALSE | L | Annual | Qualifying Generation | TWh | 3.2679 | 3.9869 | 0 | 0 | 0 | 0 | 0
KS La Cygne NOX Rate Annual v5.14 | 679 | 7274 | Rate Constraint in lbs/MMBtu | FALSE | L | Annual | Rate | lb/MWh | 1.0514 | 1.0514 | 0 | 0 | 0 | 0 | 0
KS La Cygne NOX Rate Annual v5.14 | 679 | 7274 | Rate Constraint in lbs/MMBtu | FALSE | L | Annual | Constraint Shadow Price | US2022$/Ton | 0 | 0 | 0 | 0 | 0 | 0 | 0
KS La Cygne SO2 Rate Annual v5.14 | 680 | 7275 | Rate Constraint in lbs/MMBtu | FALSE | L | Annual | Seasons Included | Seasons | Winter, Spring, Summer, Fall | Winter, Spring, Summer, Fall | Winter, Spring, Summer, Fall | Winter, Spring, Summer, Fall | Winter, Spring, Summer, Fall | Winter, Spring, Summer, Fall | Winter, Spring, Summer, Fall
KS La Cygne SO2 Rate Annual v5.14 | 680 | 7275 | Rate Constraint in lbs/MMBtu | FALSE | L | Annual | Standard SO2 | lb/MMBtu | 0.1 | 0.1 | 0.1 | 0.1 | 0.1 | 0.1 | 0.1
KS La Cygne SO2 Rate Annual v5.14 | 680 | 7275 | Rate Constraint in lbs/MMBtu | FALSE | L | Annual | Emissions at Affected Plants SO2 | Thousand Tons | 1.0219 | 1.2468 | 0 | 0 | 0 | 0 | 0
KS La Cygne SO2 Rate Annual v5.14 | 680 | 7275 | Rate Constraint in lbs/MMBtu | FALSE | L | Annual | Allowances Purchased SO2 | Thousand Tons | 0 | 0 | 0 | 0 | 0 | 0 | 0
KS La Cygne SO2 Rate Annual v5.14 | 680 | 7275 | Rate Constraint in lbs/MMBtu | FALSE | L | Annual | Allowances Sold SO2 | Thousand Tons | 0 | 0 | 0 | 0 | 0 | 0 | 0
KS La Cygne SO2 Rate Annual v5.14 | 680 | 7275 | Rate Constraint in lbs/MMBtu | FALSE | L | Annual | Allowances Banked | Thousand Tons | 0 | 0 | 0 | 0 | 0 | 0 | 0
KS La Cygne SO2 Rate Annual v5.14 | 680 | 7275 | Rate Constraint in lbs/MMBtu | FALSE | L | Annual | Allowances Withdrawn (1:1) | Thousand Tons | 0 | 0 | 0 | 0 | 0 | 0 | 0
KS La Cygne SO2 Rate Annual v5.14 | 680 | 7275 | Rate Constraint in lbs/MMBtu | FALSE | L | Annual | Allowances Withdrawn (n:1) | Thousand Tons | 0 | 0 | 0 | 0 | 0 | 0 | 0
KS La Cygne SO2 Rate Annual v5.14 | 680 | 7275 | Rate Constraint in lbs/MMBtu | FALSE | L | Annual | Net Emissions Allowance Position | Thousand Tons | 1.0219 | 1.2468 | 0 | 0 | 0 | 0 | 0
KS La Cygne SO2 Rate Annual v5.14 | 680 | 7275 | Rate Constraint in lbs/MMBtu | FALSE | L | Annual | Fuel Consumed | TBtu | 35.7678 | 43.6369 | 0 | 0 | 0 | 0 | 0
KS La Cygne SO2 Rate Annual v5.14 | 680 | 7275 | Rate Constraint in lbs/MMBtu | FALSE | L | Annual | Rate | lb/MMBtu | 0.057143 | 0.057143 | 0 | 0 | 0 | 0 | 0
KS La Cygne SO2 Rate Annual v5.14 | 680 | 7275 | Rate Constraint in lbs/MMBtu | FALSE | L | Annual | Generation | TWh | 3.2679 | 3.9869 | 0 | 0 | 0 | 0 | 0
KS La Cygne SO2 Rate Annual v5.14 | 680 | 7275 | Rate Constraint in lbs/MMBtu | FALSE | L | Annual | Qualifying Generation | TWh | 3.2679 | 3.9869 | 0 | 0 | 0 | 0 | 0
KS La Cygne SO2 Rate Annual v5.14 | 680 | 7275 | Rate Constraint in lbs/MMBtu | FALSE | L | Annual | Rate | lb/MWh | 0.62544 | 0.62544 | 0 | 0 | 0 | 0 | 0
KS La Cygne SO2 Rate Annual v5.14 | 680 | 7275 | Rate Constraint in lbs/MMBtu | FALSE | L | Annual | Constraint Shadow Price | US2022$/Ton | 0 | 0 | 0 | 0 | 0 | 0 | 0
KY Bluegrass - NOX Cap Annual v6.21 | 681 | 7743 | Rate Constraint in MTons | FALSE | L | Annual | Seasons Included | Seasons | Winter, Spring, Summer, Fall | Winter, Spring, Summer, Fall | Winter, Spring, Summer, Fall | Winter, Spring, Summer, Fall | Winter, Spring, Summer, Fall | Winter, Spring, Summer, Fall | Winter, Spring, Summer, Fall
KY Bluegrass - NOX Cap Annual v6.21 | 681 | 7743 | Rate Constraint in MTons | FALSE | L | Annual | Standard NOX | Thousand Tons | 0.095 | 0.095 | 0.095 | 0.095 | 0.095 | 0.095 | 0.095
KY Bluegrass - NOX Cap Annual v6.21 | 681 | 7743 | Rate Constraint in MTons | FALSE | L | Annual | Emissions at Affected Plants NOX | Thousand Tons | 0.069796 | 0.051779 | 0.0094058 | 0.00051289 | 0 | 0.0034877 | 0.0035902
KY Bluegrass - NOX Cap Annual v6.21 | 681 | 7743 | Rate Constraint in MTons | FALSE | L | Annual | Allowances Purchased NOX | Thousand Tons | 0 | 0 | 0 | 0 | 0 | 0 | 0
KY Bluegrass - NOX Cap Annual v6.21 | 681 | 7743 | Rate Constraint in MTons | FALSE | L | Annual | Allowances Sold NOX | Thousand Tons | 0 | 0 | 0 | 0 | 0 | 0 | 0
KY Bluegrass - NOX Cap Annual v6.21 | 681 | 7743 | Rate Constraint in MTons | FALSE | L | Annual | Allowances Banked | Thousand Tons | 0 | 0 | 0 | 0 | 0 | 0 | 0
KY Bluegrass - NOX Cap Annual v6.21 | 681 | 7743 | Rate Constraint in MTons | FALSE | L | Annual | Allowances Withdrawn (1:1) | Thousand Tons | 0 | 0 | 0 | 0 | 0 | 0 | 0
KY Bluegrass - NOX Cap Annual v6.21 | 681 | 7743 | Rate Constraint in MTons | FALSE | L | Annual | Allowances Withdrawn (n:1) | Thousand Tons | 0 | 0 | 0 | 0 | 0 | 0 | 0
KY Bluegrass - NOX Cap Annual v6.21 | 681 | 7743 | Rate Constraint in MTons | FALSE | L | Annual | Net Emissions Allowance Position | Thousand Tons | 0.069796 | 0.051779 | 0.0094058 | 0.00051289 | 0 | 0.0034877 | 0.0035902
KY Bluegrass - NOX Cap Annual v6.21 | 681 | 7743 | Rate Constraint in MTons | FALSE | L | Annual | Fuel Consumed | TBtu | 2.5778 | 2.0377 | 0.40051 | 0.023196 | 0 | 0.15773 | 0.16237
KY Bluegrass - NOX Cap Annual v6.21 | 681 | 7743 | Rate Constraint in MTons | FALSE | L | Annual | Rate | lb/MMBtu | 0.054151 | 0.050821 | 0.046969 | 0.044223 | 0 | 0.044223 | 0.044223
KY Bluegrass - NOX Cap Annual v6.21 | 681 | 7743 | Rate Constraint in MTons | FALSE | L | Annual | Generation | TWh | 0.23238 | 0.18369 | 0.036105 | 0.002091 | 0 | 0.014219 | 0.014637
KY Bluegrass - NOX Cap Annual v6.21 | 681 | 7743 | Rate Constraint in MTons | FALSE | L | Annual | Qualifying Generation | TWh | 0.23238 | 0.18369 | 0.036105 | 0.002091 | 0 | 0.014219 | 0.014637
KY Bluegrass - NOX Cap Annual v6.21 | 681 | 7743 | Rate Constraint in MTons | FALSE | L | Annual | Rate | lb/MWh | 0.6007 | 0.56376 | 0.52103 | 0.49057 | 0 | 0.49057 | 0.49057
KY Bluegrass - NOX Cap Annual v6.21 | 681 | 7743 | Rate Constraint in MTons | FALSE | L | Annual | Constraint Shadow Price | US2022$/Ton | 0 | 0 | 0 | 0 | 0 | 0 | 0
KY Paddys Run - NOX Cap Annual v6.21 | 682 | 7741 | Rate Constraint in MTons | FALSE | L | Annual | Seasons Included | Seasons | Winter, Spring, Summer, Fall | Winter, Spring, Summer, Fall | Winter, Spring, Summer, Fall | Winter, Spring, Summer, Fall | Winter, Spring, Summer, Fall | Winter, Spring, Summer, Fall | Winter, Spring, Summer, Fall
KY Paddys Run - NOX Cap Annual v6.21 | 682 | 7741 | Rate Constraint in MTons | FALSE | L | Annual | Standard NOX | Thousand Tons | 0.1 | 0.1 | 0.1 | 0.1 | 0.1 | 0.1 | 0.1
KY Paddys Run - NOX Cap Annual v6.21 | 682 | 7741 | Rate Constraint in MTons | FALSE | L | Annual | Emissions at Affected Plants NOX | Thousand Tons | 0.1 | 0.065266 | 0.052906 | 0.0023555 | 0 | 0.00089204 | 0.00089204
KY Paddys Run - NOX Cap Annual v6.21 | 682 | 7741 | Rate Constraint in MTons | FALSE | L | Annual | Allowances Purchased NOX | Thousand Tons | 0 | 0 | 0 | 0 | 0 | 0 | 0
KY Paddys Run - NOX Cap Annual v6.21 | 682 | 7741 | Rate Constraint in MTons | FALSE | L | Annual | Allowances Sold NOX | Thousand Tons | 0 | 0 | 0 | 0 | 0 | 0 | 0
KY Paddys Run - NOX Cap Annual v6.21 | 682 | 7741 | Rate Constraint in MTons | FALSE | L | Annual | Allowances Banked | Thousand Tons | 0 | 0 | 0 | 0 | 0 | 0 | 0
KY Paddys Run - NOX Cap Annual v6.21 | 682 | 7741 | Rate Constraint in MTons | FALSE | L | Annual | Allowances Withdrawn (1:1) | Thousand Tons | 0 | 0 | 0 | 0 | 0 | 0 | 0
KY Paddys Run - NOX Cap Annual v6.21 | 682 | 7741 | Rate Constraint in MTons | FALSE | L | Annual | Allowances Withdrawn (n:1) | Thousand Tons | 0 | 0 | 0 | 0 | 0 | 0 | 0
KY Paddys Run - NOX Cap Annual v6.21 | 682 | 7741 | Rate Constraint in MTons | FALSE | L | Annual | Net Emissions Allowance Position | Thousand Tons | 0.1 | 0.065266 | 0.052906 | 0.0023555 | 0 | 0.00089204 | 0.00089204
KY Paddys Run - NOX Cap Annual v6.21 | 682 | 7741 | Rate Constraint in MTons | FALSE | L | Annual | Fuel Consumed | TBtu | 1.2349 | 0.73572 | 0.56025 | 0.0067313 | 0 | 0.010142 | 0.010142
KY Paddys Run - NOX Cap Annual v6.21 | 682 | 7741 | Rate Constraint in MTons | FALSE | L | Annual | Rate | lb/MMBtu | 0.16196 | 0.17742 | 0.18886 | 0.69986 | 0 | 0.17591 | 0.17591
KY Paddys Run - NOX Cap Annual v6.21 | 682 | 7741 | Rate Constraint in MTons | FALSE | L | Annual | Generation | TWh | 0.11108 | 0.066179 | 0.050396 | 0.0006055 | 0 | 0.0009123 | 0.0009123
KY Paddys Run - NOX Cap Annual v6.21 | 682 | 7741 | Rate Constraint in MTons | FALSE | L | Annual | Qualifying Generation | TWh | 0.11108 | 0.066179 | 0.050396 | 0.0006055 | 0 | 0.0009123 | 0.0009123
KY Paddys Run - NOX Cap Annual v6.21 | 682 | 7741 | Rate Constraint in MTons | FALSE | L | Annual | Rate | lb/MWh | 1.8005 | 1.9724 | 2.0996 | 7.7803 | 0 | 1.9556 | 1.9556
KY Paddys Run - NOX Cap Annual v6.21 | 682 | 7741 | Rate Constraint in MTons | FALSE | L | Annual | Constraint Shadow Price | US2022$/Ton | 141.9612 | 0 | 0 | 0 | 0 | 0 | 0
LA Big Cajun 1 CT- NOx Summer v4.10 | 683 | 7519 | Rate Constraint in lbs/MMBtu | FALSE | L | Annual | Seasons Included | Seasons | Summer | Summer | Summer | Summer | Summer | Summer | Summer
LA Big Cajun 1 CT- NOx Summer v4.10 | 683 | 7519 | Rate Constraint in lbs/MMBtu | FALSE | L | Annual | Standard NOX | lb/MMBtu | 0.2 | 0.2 | 0.2 | 0.2 | 0.2 | 0.2 | 0.2
LA Big Cajun 1 CT- NOx Summer v4.10 | 683 | 7519 | Rate Constraint in lbs/MMBtu | FALSE | L | Annual | Emissions at Affected Plants NOX | Thousand Tons | 0.00086415 | 0.00095057 | 0.0041479 | 0.00034566 | 0 | 0 | 0
LA Big Cajun 1 CT- NOx Summer v4.10 | 683 | 7519 | Rate Constraint in lbs/MMBtu | FALSE | L | Annual | Allowances Purchased NOX | Thousand Tons | 0 | 0 | 0 | 0 | 0 | 0 | 0
LA Big Cajun 1 CT- NOx Summer v4.10 | 683 | 7519 | Rate Constraint in lbs/MMBtu | FALSE | L | Annual | Allowances Sold NOX | Thousand Tons | 0 | 0 | 0 | 0 | 0 | 0 | 0
LA Big Cajun 1 CT- NOx Summer v4.10 | 683 | 7519 | Rate Constraint in lbs/MMBtu | FALSE | L | Annual | Allowances Banked | Thousand Tons | 0 | 0 | 0 | 0 | 0 | 0 | 0
LA Big Cajun 1 CT- NOx Summer v4.10 | 683 | 7519 | Rate Constraint in lbs/MMBtu | FALSE | L | Annual | Allowances Withdrawn (1:1) | Thousand Tons | 0 | 0 | 0 | 0 | 0 | 0 | 0
LA Big Cajun 1 CT- NOx Summer v4.10 | 683 | 7519 | Rate Constraint in lbs/MMBtu | FALSE | L | Annual | Allowances Withdrawn (n:1) | Thousand Tons | 0 | 0 | 0 | 0 | 0 | 0 | 0
LA Big Cajun 1 CT- NOx Summer v4.10 | 683 | 7519 | Rate Constraint in lbs/MMBtu | FALSE | L | Annual | Net Emissions Allowance Position | Thousand Tons | 0.00086415 | 0.00095057 | 0.0041479 | 0.00034566 | 0 | 0 | 0
LA Big Cajun 1 CT- NOx Summer v4.10 | 683 | 7519 | Rate Constraint in lbs/MMBtu | FALSE | L | Annual | Fuel Consumed | TBtu | 0.023794 | 0.026174 | 0.11421 | 0.0095177 | 0 | 0 | 0
LA Big Cajun 1 CT- NOx Summer v4.10 | 683 | 7519 | Rate Constraint in lbs/MMBtu | FALSE | L | Annual | Rate | lb/MMBtu | 0.072635 | 0.072635 | 0.072635 | 0.072635 | 0 | 0 | 0
LA Big Cajun 1 CT- NOx Summer v4.10 | 683 | 7519 | Rate Constraint in lbs/MMBtu | FALSE | L | Annual | Generation | TWh | 0.0018812 | 0.0020693 | 0.0090297 | 0.00075248 | 0 | 0 | 0
LA Big Cajun 1 CT- NOx Summer v4.10 | 683 | 7519 | Rate Constraint in lbs/MMBtu | FALSE | L | Annual | Qualifying Generation | TWh | 0.0018812 | 0.0020693 | 0.0090297 | 0.00075248 | 0 | 0 | 0
LA Big Cajun 1 CT- NOx Summer v4.10 | 683 | 7519 | Rate Constraint in lbs/MMBtu | FALSE | L | Annual | Rate | lb/MWh | 0.91872 | 0.91872 | 0.91872 | 0.91872 | 0 | 0 | 0
LA Big Cajun 1 CT- NOx Summer v4.10 | 683 | 7519 | Rate Constraint in lbs/MMBtu | FALSE | L | Annual | Constraint Shadow Price | US2022$/Ton | 0 | 0 | 0 | 0 | 0 | 0 | 0
LA Big Cajun 1 OGS- NOx Summer v4.10 | 684 | 7520 | Rate Constraint in lbs/MMBtu | FALSE | L | Annual | Seasons Included | Seasons | Summer | Summer | Summer | Summer | Summer | Summer | Summer
LA Big Cajun 1 OGS- NOx Summer v4.10 | 684 | 7520 | Rate Constraint in lbs/MMBtu | FALSE | L | Annual | Standard NOX | lb/MMBtu | 0.1 | 0.1 | 0.1 | 0.1 | 0.1 | 0.1 | 0.1
LA Big Cajun 1 OGS- NOx Summer v4.10 | 684 | 7520 | Rate Constraint in lbs/MMBtu | FALSE | L | Annual | Emissions at Affected Plants NOX | Thousand Tons | 0 | 0 | 0 | 0 | 0 | 0 | 0
LA Big Cajun 1 OGS- NOx Summer v4.10 | 684 | 7520 | Rate Constraint in lbs/MMBtu | FALSE | L | Annual | Allowances Purchased NOX | Thousand Tons | 0 | 0 | 0 | 0 | 0 | 0 | 0
LA Big Cajun 1 OGS- NOx Summer v4.10 | 684 | 7520 | Rate Constraint in lbs/MMBtu | FALSE | L | Annual | Allowances Sold NOX | Thousand Tons | 0 | 0 | 0 | 0 | 0 | 0 | 0
LA Big Cajun 1 OGS- NOx Summer v4.10 | 684 | 7520 | Rate Constraint in lbs/MMBtu | FALSE | L | Annual | Allowances Banked | Thousand Tons | 0 | 0 | 0 | 0 | 0 | 0 | 0
LA Big Cajun 1 OGS- NOx Summer v4.10 | 684 | 7520 | Rate Constraint in lbs/MMBtu | FALSE | L | Annual | Allowances Withdrawn (1:1) | Thousand Tons | 0 | 0 | 0 | 0 | 0 | 0 | 0
LA Big Cajun 1 OGS- NOx Summer v4.10 | 684 | 7520 | Rate Constraint in lbs/MMBtu | FALSE | L | Annual | Allowances Withdrawn (n:1) | Thousand Tons | 0 | 0 | 0 | 0 | 0 | 0 | 0
LA Big Cajun 1 OGS- NOx Summer v4.10 | 684 | 7520 | Rate Constraint in lbs/MMBtu | FALSE | L | Annual | Net Emissions Allowance Position | Thousand Tons | 0 | 0 | 0 | 0 | 0 | 0 | 0
LA Big Cajun 1 OGS- NOx Summer v4.10 | 684 | 7520 | Rate Constraint in lbs/MMBtu | FALSE | L | Annual | Fuel Consumed | TBtu | 0 | 0 | 0 | 0 | 0 | 0 | 0
LA Big Cajun 1 OGS- NOx Summer v4.10 | 684 | 7520 | Rate Constraint in lbs/MMBtu | FALSE | L | Annual | Rate | lb/MMBtu | 0 | 0 | 0 | 0 | 0 | 0 | 0
LA Big Cajun 1 OGS- NOx Summer v4.10 | 684 | 7520 | Rate Constraint in lbs/MMBtu | FALSE | L | Annual | Generation | TWh | 0 | 0 | 0 | 0 | 0 | 0 | 0
LA Big Cajun 1 OGS- NOx Summer v4.10 | 684 | 7520 | Rate Constraint in lbs/MMBtu | FALSE | L | Annual | Qualifying Generation | TWh | 0 | 0 | 0 | 0 | 0 | 0 | 0
LA Big Cajun 1 OGS- NOx Summer v4.10 | 684 | 7520 | Rate Constraint in lbs/MMBtu | FALSE | L | Annual | Rate | lb/MWh | 0 | 0 | 0 | 0 | 0 | 0 | 0
LA Big Cajun 1 OGS- NOx Summer v4.10 | 684 | 7520 | Rate Constraint in lbs/MMBtu | FALSE | L | Annual | Constraint Shadow Price | US2022$/Ton | 0 | 0 | 0 | 0 | 0 | 0 | 0
LA Big Cajun 2- NOx Summer v4.10 | 685 | 7521 | Rate Constraint in lbs/MMBtu | FALSE | L | Annual | Seasons Included | Seasons | Summer | Summer | Summer | Summer | Summer | Summer | Summer
LA Big Cajun 2- NOx Summer v4.10 | 685 | 7521 | Rate Constraint in lbs/MMBtu | FALSE | L | Annual | Standard NOX | lb/MMBtu | 0.21 | 0.21 | 0.21 | 0.21 | 0.21 | 0.21 | 0.21
LA Big Cajun 2- NOx Summer v4.10 | 685 | 7521 | Rate Constraint in lbs/MMBtu | FALSE | L | Annual | Emissions at Affected Plants NOX | Thousand Tons | 0 | 0 | 0 | 0 | 0 | 0 | 0
LA Big Cajun 2- NOx Summer v4.10 | 685 | 7521 | Rate Constraint in lbs/MMBtu | FALSE | L | Annual | Allowances Purchased NOX | Thousand Tons | 0 | 0 | 0 | 0 | 0 | 0 | 0
LA Big Cajun 2- NOx Summer v4.10 | 685 | 7521 | Rate Constraint in lbs/MMBtu | FALSE | L | Annual | Allowances Sold NOX | Thousand Tons | 0 | 0 | 0 | 0 | 0 | 0 | 0
LA Big Cajun 2- NOx Summer v4.10 | 685 | 7521 | Rate Constraint in lbs/MMBtu | FALSE | L | Annual | Allowances Banked | Thousand Tons | 0 | 0 | 0 | 0 | 0 | 0 | 0
LA Big Cajun 2- NOx Summer v4.10 | 685 | 7521 | Rate Constraint in lbs/MMBtu | FALSE | L | Annual | Allowances Withdrawn (1:1) | Thousand Tons | 0 | 0 | 0 | 0 | 0 | 0 | 0
LA Big Cajun 2- NOx Summer v4.10 | 685 | 7521 | Rate Constraint in lbs/MMBtu | FALSE | L | Annual | Allowances Withdrawn (n:1) | Thousand Tons | 0 | 0 | 0 | 0 | 0 | 0 | 0
LA Big Cajun 2- NOx Summer v4.10 | 685 | 7521 | Rate Constraint in lbs/MMBtu | FALSE | L | Annual | Net Emissions Allowance Position | Thousand Tons | 0 | 0 | 0 | 0 | 0 | 0 | 0
LA Big Cajun 2- NOx Summer v4.10 | 685 | 7521 | Rate Constraint in lbs/MMBtu | FALSE | L | Annual | Fuel Consumed | TBtu | 0 | 0 | 0 | 0 | 0 | 0 | 0
LA Big Cajun 2- NOx Summer v4.10 | 685 | 7521 | Rate Constraint in lbs/MMBtu | FALSE | L | Annual | Rate | lb/MMBtu | 0 | 0 | 0 | 0 | 0 | 0 | 0
LA Big Cajun 2- NOx Summer v4.10 | 685 | 7521 | Rate Constraint in lbs/MMBtu | FALSE | L | Annual | Generation | TWh | 0 | 0 | 0 | 0 | 0 | 0 | 0
LA Big Cajun 2- NOx Summer v4.10 | 685 | 7521 | Rate Constraint in lbs/MMBtu | FALSE | L | Annual | Qualifying Generation | TWh | 0 | 0 | 0 | 0 | 0 | 0 | 0
LA Big Cajun 2- NOx Summer v4.10 | 685 | 7521 | Rate Constraint in lbs/MMBtu | FALSE | L | Annual | Rate | lb/MWh | 0 | 0 | 0 | 0 | 0 | 0 | 0
LA Big Cajun 2- NOx Summer v4.10 | 685 | 7521 | Rate Constraint in lbs/MMBtu | FALSE | L | Annual | Constraint Shadow Price | US2022$/Ton | 0 | 0 | 0 | 0 | 0 | 0 | 0
LA Carville Energy LLC -Nox Summer v5.12 | 686 | 7522 | Rate Constraint in lbs/MMBtu | FALSE | L | Annual | Seasons Included | Seasons | Summer | Summer | Summer | Summer | Summer | Summer | Summer
LA Carville Energy LLC -Nox Summer v5.12 | 686 | 7522 | Rate Constraint in lbs/MMBtu | FALSE | L | Annual | Standard NOX | lb/MMBtu | 0.2 | 0.2 | 0.2 | 0.2 | 0.2 | 0.2 | 0.2
LA Carville Energy LLC -Nox Summer v5.12 | 686 | 7522 | Rate Constraint in lbs/MMBtu | FALSE | L | Annual | Emissions at Affected Plants NOX | Thousand Tons | 0.13121 | 0.10923 | 0.23677 | 0.23677 | 0.23677 | 0.23677 | 0.23677
LA Carville Energy LLC -Nox Summer v5.12 | 686 | 7522 | Rate Constraint in lbs/MMBtu | FALSE | L | Annual | Allowances Purchased NOX | Thousand Tons | 0 | 0 | 0 | 0 | 0 | 0 | 0
LA Carville Energy LLC -Nox Summer v5.12 | 686 | 7522 | Rate Constraint in lbs/MMBtu | FALSE | L | Annual | Allowances Sold NOX | Thousand Tons | 0 | 0 | 0 | 0 | 0 | 0 | 0
LA Carville Energy LLC -Nox Summer v5.12 | 686 | 7522 | Rate Constraint in lbs/MMBtu | FALSE | L | Annual | Allowances Banked | Thousand Tons | 0 | 0 | 0 | 0 | 0 | 0 | 0
LA Carville Energy LLC -Nox Summer v5.12 | 686 | 7522 | Rate Constraint in lbs/MMBtu | FALSE | L | Annual | Allowances Withdrawn (1:1) | Thousand Tons | 0 | 0 | 0 | 0 | 0 | 0 | 0
LA Carville Energy LLC -Nox Summer v5.12 | 686 | 7522 | Rate Constraint in lbs/MMBtu | FALSE | L | Annual | Allowances Withdrawn (n:1) | Thousand Tons | 0 | 0 | 0 | 0 | 0 | 0 | 0
LA Carville Energy LLC -Nox Summer v5.12 | 686 | 7522 | Rate Constraint in lbs/MMBtu | FALSE | L | Annual | Net Emissions Allowance Position | Thousand Tons | 0.13121 | 0.10923 | 0.23677 | 0.23677 | 0.23677 | 0.23677 | 0.23677
LA Carville Energy LLC -Nox Summer v5.12 | 686 | 7522 | Rate Constraint in lbs/MMBtu | FALSE | L | Annual | Fuel Consumed | TBtu | 6.2025 | 5.1633 | 11.1921 | 11.1921 | 11.1921 | 11.1921 | 11.1921
LA Carville Energy LLC -Nox Summer v5.12 | 686 | 7522 | Rate Constraint in lbs/MMBtu | FALSE | L | Annual | Rate | lb/MMBtu | 0.04231 | 0.04231 | 0.04231 | 0.04231 | 0.04231 | 0.04231 | 0.04231
LA Carville Energy LLC -Nox Summer v5.12 | 686 | 7522 | Rate Constraint in lbs/MMBtu | FALSE | L | Annual | Generation | TWh | 0.94652 | 0.78792 | 1.7079 | 1.7079 | 1.7079 | 1.7079 | 1.7079
LA Carville Energy LLC -Nox Summer v5.12 | 686 | 7522 | Rate Constraint in lbs/MMBtu | FALSE | L | Annual | Qualifying Generation | TWh | 0.94652 | 0.78792 | 1.7079 | 1.7079 | 1.7079 | 1.7079 | 1.7079
LA Carville Energy LLC -Nox Summer v5.12 | 686 | 7522 | Rate Constraint in lbs/MMBtu | FALSE | L | Annual | Rate | lb/MWh | 0.27725 | 0.27725 | 0.27725 | 0.27725 | 0.27725 | 0.27725 | 0.27725
LA Carville Energy LLC -Nox Summer v5.12 | 686 | 7522 | Rate Constraint in lbs/MMBtu | FALSE | L | Annual | Constraint Shadow Price | US2022$/Ton | 0 | 0 | 0 | 0 | 0 | 0 | 0
LA Formosa Plastics High - NOx Summer v4.10 | 687 | 7523 | Rate Constraint in lbs/MMBtu | FALSE | L | Annual | Seasons Included | Seasons | Summer | Summer | Summer | Summer | Summer | Summer | Summer
LA Formosa Plastics High - NOx Summer v4.10 | 687 | 7523 | Rate Constraint in lbs/MMBtu | FALSE | L | Annual | Standard NOX | lb/MMBtu | 0.52663 | 0.52663 | 0.52663 | 0.52663 | 0.52663 | 0.52663 | 0.52663
LA Formosa Plastics High - NOx Summer v4.10 | 687 | 7523 | Rate Constraint in lbs/MMBtu | FALSE | L | Annual | Emissions at Affected Plants NOX | Thousand Tons | 0.052399 | 0.052399 | 0.036145 | 0.011344 | 0 | 0.011373 | 0.011373
LA Formosa Plastics High - NOx Summer v4.10 | 687 | 7523 | Rate Constraint in lbs/MMBtu | FALSE | L | Annual | Allowances Purchased NOX | Thousand Tons | 0 | 0 | 0 | 0 | 0 | 0 | 0
LA Formosa Plastics High - NOx Summer v4.10 | 687 | 7523 | Rate Constraint in lbs/MMBtu | FALSE | L | Annual | Allowances Sold NOX | Thousand Tons | 0 | 0 | 0 | 0 | 0 | 0 | 0
LA Formosa Plastics High - NOx Summer v4.10 | 687 | 7523 | Rate Constraint in lbs/MMBtu | FALSE | L | Annual | Allowances Banked | Thousand Tons | 0 | 0 | 0 | 0 | 0 | 0 | 0
LA Formosa Plastics High - NOx Summer v4.10 | 687 | 7523 | Rate Constraint in lbs/MMBtu | FALSE | L | Annual | Allowances Withdrawn (1:1) | Thousand Tons | 0 | 0 | 0 | 0 | 0 | 0 | 0
LA Formosa Plastics High - NOx Summer v4.10 | 687 | 7523 | Rate Constraint in lbs/MMBtu | FALSE | L | Annual | Allowances Withdrawn (n:1) | Thousand Tons | 0 | 0 | 0 | 0 | 0 | 0 | 0
LA Formosa Plastics High - NOx Summer v4.10 | 687 | 7523 | Rate Constraint in lbs/MMBtu | FALSE | L | Annual | Net Emissions Allowance Position | Thousand Tons | 0.052399 | 0.052399 | 0.036145 | 0.011344 | 0 | 0.011373 | 0.011373
LA Formosa Plastics High - NOx Summer v4.10 | 687 | 7523 | Rate Constraint in lbs/MMBtu | FALSE | L | Annual | Fuel Consumed | TBtu | 0.39633 | 0.39633 | 0.27339 | 0.085807 | 0 | 0.086023 | 0.086023
LA Formosa Plastics High - NOx Summer v4.10 | 687 | 7523 | Rate Constraint in lbs/MMBtu | FALSE | L | Annual | Rate | lb/MMBtu | 0.26442 | 0.26442 | 0.26442 | 0.26442 | 0 | 0.26442 | 0.26442
LA Formosa Plastics High - NOx Summer v4.10 | 687 | 7523 | Rate Constraint in lbs/MMBtu | FALSE | L | Annual | Generation | TWh | 0.047751 | 0.047751 | 0.032939 | 0.010338 | 0 | 0.010364 | 0.010364
LA Formosa Plastics High - NOx Summer v4.10 | 687 | 7523 | Rate Constraint in lbs/MMBtu | FALSE | L | Annual | Qualifying Generation | TWh | 0.047751 | 0.047751 | 0.032939 | 0.010338 | 0 | 0.010364 | 0.010364
LA Formosa Plastics High - NOx Summer v4.10 | 687 | 7523 | Rate Constraint in lbs/MMBtu | FALSE | L | Annual | Rate | lb/MWh | 2.1947 | 2.1947 | 2.1947 | 2.1947 | 0 | 2.1947 | 2.1947
LA Formosa Plastics High - NOx Summer v4.10 | 687 | 7523 | Rate Constraint in lbs/MMBtu | FALSE | L | Annual | Constraint Shadow Price | US2022$/Ton | 0 | 0 | 0 | 0 | 0 | 0 | 0
LA Formosa Plastics Low - NOx Summer v4.10 | 688 | 7524 | Rate Constraint in lbs/MMBtu | FALSE | L | Annual | Seasons Included | Seasons | Summer | Summer | Summer | Summer | Summer | Summer | Summer
LA Formosa Plastics Low - NOx Summer v4.10 | 688 | 7524 | Rate Constraint in lbs/MMBtu | FALSE | L | Annual | Standard NOX | lb/MMBtu | 0.28506 | 0.28506 | 0.28506 | 0.28506 | 0.28506 | 0.28506 | 0.28506
LA Formosa Plastics Low - NOx Summer v4.10 | 688 | 7524 | Rate Constraint in lbs/MMBtu | FALSE | L | Annual | Emissions at Affected Plants NOX | Thousand Tons | 0.0039396 | 0.00071454 | 0.021263 | 0.0040941 | 0.0060447 | 0.0099071 | 0.0099457
LA Formosa Plastics Low - NOx Summer v4.10 | 688 | 7524 | Rate Constraint in lbs/MMBtu | FALSE | L | Annual | Allowances Purchased NOX | Thousand Tons | 0 | 0 | 0 | 0 | 0 | 0 | 0
LA Formosa Plastics Low - NOx Summer v4.10 | 688 | 7524 | Rate Constraint in lbs/MMBtu | FALSE | L | Annual | Allowances Sold NOX | Thousand Tons | 0 | 0 | 0 | 0 | 0 | 0 | 0
LA Formosa Plastics Low - NOx Summer v4.10 | 688 | 7524 | Rate Constraint in lbs/MMBtu | FALSE | L | Annual | Allowances Banked | Thousand Tons | 0 | 0 | 0 | 0 | 0 | 0 | 0
LA Formosa Plastics Low - NOx Summer v4.10 | 688 | 7524 | Rate Constraint in lbs/MMBtu | FALSE | L | Annual | Allowances Withdrawn (1:1) | Thousand Tons | 0 | 0 | 0 | 0 | 0 | 0 | 0
LA Formosa Plastics Low - NOx Summer v4.10 | 688 | 7524 | Rate Constraint in lbs/MMBtu | FALSE | L | Annual | Allowances Withdrawn (n:1) | Thousand Tons | 0 | 0 | 0 | 0 | 0 | 0 | 0
LA Formosa Plastics Low - NOx Summer v4.10 | 688 | 7524 | Rate Constraint in lbs/MMBtu | FALSE | L | Annual | Net Emissions Allowance Position | Thousand Tons | 0.0039396 | 0.00071454 | 0.021263 | 0.0040941 | 0.0060447 | 0.0099071 | 0.0099457
LA Formosa Plastics Low - NOx Summer v4.10 | 688 | 7524 | Rate Constraint in lbs/MMBtu | FALSE | L | Annual | Fuel Consumed | TBtu | 0.10372 | 0.018812 | 0.55978 | 0.10779 | 0.15914 | 0.26082 | 0.26184
LA Formosa Plastics Low - NOx Summer v4.10 | 688 | 7524 | Rate Constraint in lbs/MMBtu | FALSE | L | Annual | Rate | lb/MMBtu | 0.075968 | 0.075968 | 0.075968 | 0.075968 | 0.075968 | 0.075968 | 0.075968
LA Formosa Plastics Low - NOx Summer v4.10 | 688 | 7524 | Rate Constraint in lbs/MMBtu | FALSE | L | Annual | Generation | TWh | 0.011922 | 0.0021623 | 0.064342 | 0.012389 | 0.018292 | 0.02998 | 0.030096
LA Formosa Plastics Low - NOx Summer v4.10 | 688 | 7524 | Rate Constraint in lbs/MMBtu | FALSE | L | Annual | Qualifying Generation | TWh | 0.011922 | 0.0021623 | 0.064342 | 0.012389 | 0.018292 | 0.02998 | 0.030096
LA Formosa Plastics Low - NOx Summer v4.10 | 688 | 7524 | Rate Constraint in lbs/MMBtu | FALSE | L | Annual | Rate | lb/MWh | 0.66092 | 0.66092 | 0.66092 | 0.66092 | 0.66092 | 0.66092 | 0.66092
LA Formosa Plastics Low - NOx Summer v4.10 | 688 | 7524 | Rate Constraint in lbs/MMBtu | FALSE | L | Annual | Constraint Shadow Price | US2022$/Ton | 0 | 0 | 0 | 0 | 0 | 0 | 0
LA Geismar Cogen -Nox Summer v5.12 | 689 | 7525 | Rate Constraint in lbs/MMBtu | FALSE | L | Annual | Seasons Included | Seasons | Summer | Summer | Summer | Summer | Summer | Summer | Summer
LA Geismar Cogen -Nox Summer v5.12 | 689 | 7525 | Rate Constraint in lbs/MMBtu | FALSE | L | Annual | Standard NOX | lb/MMBtu | 0.2 | 0.2 | 0.2 | 0.2 | 0.2 | 0.2 | 0.2
LA Geismar Cogen -Nox Summer v5.12 | 689 | 7525 | Rate Constraint in lbs/MMBtu | FALSE | L | Annual | Emissions at Affected Plants NOX | Thousand Tons | 0.0041927 | 0.00076043 | 0.018879 | 0.0043571 | 0.0064329 | 0.010543 | 0.010584
LA Geismar Cogen -Nox Summer v5.12 | 689 | 7525 | Rate Constraint in lbs/MMBtu | FALSE | L | Annual | Allowances Purchased NOX | Thousand Tons | 0 | 0 | 0 | 0 | 0 | 0 | 0
LA Geismar Cogen -Nox Summer v5.12 | 689 | 7525 | Rate Constraint in lbs/MMBtu | FALSE | L | Annual | Allowances Sold NOX | Thousand Tons | 0 | 0 | 0 | 0 | 0 | 0 | 0
LA Geismar Cogen -Nox Summer v5.12 | 689 | 7525 | Rate Constraint in lbs/MMBtu | FALSE | L | Annual | Allowances Banked | Thousand Tons | 0 | 0 | 0 | 0 | 0 | 0 | 0
LA Geismar Cogen -Nox Summer v5.12 | 689 | 7525 | Rate Constraint in lbs/MMBtu | FALSE | L | Annual | Allowances Withdrawn (1:1) | Thousand Tons | 0 | 0 | 0 | 0 | 0 | 0 | 0
LA Geismar Cogen -Nox Summer v5.12 | 689 | 7525 | Rate Constraint in lbs/MMBtu | FALSE | L | Annual | Allowances Withdrawn (n:1) | Thousand Tons | 0 | 0 | 0 | 0 | 0 | 0 | 0
LA Geismar Cogen -Nox Summer v5.12 | 689 | 7525 | Rate Constraint in lbs/MMBtu | FALSE | L | Annual | Net Emissions Allowance Position | Thousand Tons | 0.0041927 | 0.00076043 | 0.018879 | 0.0043571 | 0.0064329 | 0.010543 | 0.010584
LA Geismar Cogen -Nox Summer v5.12 | 689 | 7525 | Rate Constraint in lbs/MMBtu | FALSE | L | Annual | Fuel Consumed | TBtu | 0.11527 | 0.020906 | 0.51902 | 0.11979 | 0.17685 | 0.28986 | 0.29099
LA Geismar Cogen -Nox Summer v5.12 | 689 | 7525 | Rate Constraint in lbs/MMBtu | FALSE | L | Annual | Rate | lb/MMBtu | 0.072747 | 0.072747 | 0.072747 | 0.072747 | 0.072747 | 0.072747 | 0.072747
LA Geismar Cogen -Nox Summer v5.12 | 689 | 7525 | Rate Constraint in lbs/MMBtu | FALSE | L | Annual | Generation | TWh | 0.013249 | 0.002403 | 0.059657 | 0.013769 | 0.020328 | 0.033317 | 0.033447
LA Geismar Cogen -Nox Summer v5.12 | 689 | 7525 | Rate Constraint in lbs/MMBtu | FALSE | L | Annual | Qualifying Generation | TWh | 0.013249 | 0.002403 | 0.059657 | 0.013769 | 0.020328 | 0.033317 | 0.033447
LA Geismar Cogen -Nox Summer v5.12 | 689 | 7525 | Rate Constraint in lbs/MMBtu | FALSE | L | Annual | Rate | lb/MWh | 0.6329 | 0.6329 | 0.6329 | 0.6329 | 0.6329 | 0.6329 | 0.6329
LA Geismar Cogen -Nox Summer v5.12 | 689 | 7525 | Rate Constraint in lbs/MMBtu | FALSE | L | Annual | Constraint Shadow Price | US2022$/Ton | 0 | 0 | 0 | 0 | 0 | 0 | 0
LA Georgia Gulf Plaquemine -Nox Summer v5.12 | 690 | 7526 | Rate Constraint in lbs/MMBtu | FALSE | L | Annual | Seasons Included | Seasons | Summer | Summer | Summer | Summer | Summer | Summer | Summer
LA Georgia Gulf Plaquemine -Nox Summer v5.12 | 690 | 7526 | Rate Constraint in lbs/MMBtu | FALSE | L | Annual | Standard NOX | lb/MMBtu | 0.2 | 0.2 | 0.2 | 0.2 | 0.2 | 0.2 | 0.2
LA Georgia Gulf Plaquemine -Nox Summer v5.12 | 690 | 7526 | Rate Constraint in lbs/MMBtu | FALSE | L | Annual | Emissions at Affected Plants NOX | Thousand Tons | 0.0046674 | 0.0015138 | 0.063452 | 0.023646 | 0.04352 | 0.064839 | 0.064839
LA Georgia Gulf Plaquemine -Nox Summer v5.12 | 690 | 7526 | Rate Constraint in lbs/MMBtu | FALSE | L | Annual | Allowances Purchased NOX | Thousand Tons | 0 | 0 | 0 | 0 | 0 | 0 | 0
LA Georgia Gulf Plaquemine -Nox Summer v5.12 | 690 | 7526 | Rate Constraint in lbs/MMBtu | FALSE | L | Annual | Allowances Sold NOX | Thousand Tons | 0 | 0 | 0 | 0 | 0 | 0 | 0
LA Georgia Gulf Plaquemine -Nox Summer v5.12 | 690 | 7526 | Rate Constraint in lbs/MMBtu | FALSE | L | Annual | Allowances Banked | Thousand Tons | 0 | 0 | 0 | 0 | 0 | 0 | 0
LA Georgia Gulf Plaquemine -Nox Summer v5.12 | 690 | 7526 | Rate Constraint in lbs/MMBtu | FALSE | L | Annual | Allowances Withdrawn (1:1) | Thousand Tons | 0 | 0 | 0 | 0 | 0 | 0 | 0
LA Georgia Gulf Plaquemine -Nox Summer v5.12 | 690 | 7526 | Rate Constraint in lbs/MMBtu | FALSE | L | Annual | Allowances Withdrawn (n:1) | Thousand Tons | 0 | 0 | 0 | 0 | 0 | 0 | 0
LA Georgia Gulf Plaquemine -Nox Summer v5.12 | 690 | 7526 | Rate Constraint in lbs/MMBtu | FALSE | L | Annual | Net Emissions Allowance Position | Thousand Tons | 0.0046674 | 0.0015138 | 0.063452 | 0.023646 | 0.04352 | 0.064839 | 0.064839
LA Georgia Gulf Plaquemine -Nox Summer v5.12 | 690 | 7526 | Rate Constraint in lbs/MMBtu | FALSE | L | Annual | Fuel Consumed | TBtu | 0.064881 | 0.021043 | 0.88203 | 0.32871 | 0.60497 | 0.90132 | 0.90132
LA Georgia Gulf Plaquemine -Nox Summer v5.12 | 690 | 7526 | Rate Constraint in lbs/MMBtu | FALSE | L | Annual | Rate | lb/MMBtu | 0.14388 | 0.14388 | 0.14388 | 0.14388 | 0.14388 | 0.14388 | 0.14388
LA Georgia Gulf Plaquemine -Nox Summer v5.12 | 690 | 7526 | Rate Constraint in lbs/MMBtu | FALSE | L | Annual | Generation | TWh | 0.0074576 | 0.0024187 | 0.10138 | 0.037782 | 0.069537 | 0.1036 | 0.1036
LA Georgia Gulf Plaquemine -Nox Summer v5.12 | 690 | 7526 | Rate Constraint in lbs/MMBtu | FALSE | L | Annual | Qualifying Generation | TWh | 0.0074576 | 0.0024187 | 0.10138 | 0.037782 | 0.069537 | 0.1036 | 0.1036
LA Georgia Gulf Plaquemine -Nox Summer v5.12 | 690 | 7526 | Rate Constraint in lbs/MMBtu | FALSE | L | Annual | Rate | lb/MWh | 1.2517 | 1.2517 | 1.2517 | 1.2517 | 1.2517 | 1.2517 | 1.2517
LA Georgia Gulf Plaquemine -Nox Summer v5.12 | 690 | 7526 | Rate Constraint in lbs/MMBtu | FALSE | L | Annual | Constraint Shadow Price | US2022$/Ton | 0 | 0 | 0 | 0 | 0 | 0 | 0
LA Louisiana 1 - NOx Summer v4.10 | 691 | 7527 | Rate Constraint in lbs/MMBtu | FALSE | L | Annual | Seasons Included | Seasons | Summer | Summer | Summer | Summer | Summer | Summer | Summer
LA Louisiana 1 - NOx Summer v4.10 | 691 | 7527 | Rate Constraint in lbs/MMBtu | FALSE | L | Annual | Standard NOX | lb/MMBtu | 0.24144 | 0.24144 | 0.24144 | 0.24144 | 0.24144 | 0.24144 | 0.24144
LA Louisiana 1 - NOx Summer v4.10 | 691 | 7527 | Rate Constraint in lbs/MMBtu | FALSE | L | Annual | Emissions at Affected Plants NOX | Thousand Tons | 0.22508 | 0.20996 | 0.56444 | 0.5328 | 0.43084 | 0.53372 | 0.5082
LA Louisiana 1 - NOx Summer v4.10 | 691 | 7527 | Rate Constraint in lbs/MMBtu | FALSE | L | Annual | Allowances Purchased NOX | Thousand Tons | 0 | 0 | 0 | 0 | 0 | 0 | 0
LA Louisiana 1 - NOx Summer v4.10 | 691 | 7527 | Rate Constraint in lbs/MMBtu | FALSE | L | Annual | Allowances Sold NOX | Thousand Tons | 0 | 0 | 0 | 0 | 0 | 0 | 0
LA Louisiana 1 - NOx Summer v4.10 | 691 | 7527 | Rate Constraint in lbs/MMBtu | FALSE | L | Annual | Allowances Banked | Thousand Tons | 0 | 0 | 0 | 0 | 0 | 0 | 0
LA Louisiana 1 - NOx Summer v4.10 | 691 | 7527 | Rate Constraint in lbs/MMBtu | FALSE | L | Annual | Allowances Withdrawn (1:1) | Thousand Tons | 0 | 0 | 0 | 0 | 0 | 0 | 0
LA Louisiana 1 - NOx Summer v4.10 | 691 | 7527 | Rate Constraint in lbs/MMBtu | FALSE | L | Annual | Allowances Withdrawn (n:1) | Thousand Tons | 0 | 0 | 0 | 0 | 0 | 0 | 0
LA Louisiana 1 - NOx Summer v4.10 | 691 | 7527 | Rate Constraint in lbs/MMBtu | FALSE | L | Annual | Net Emissions Allowance Position | Thousand Tons | 0.22508 | 0.20996 | 0.56444 | 0.5328 | 0.43084 | 0.53372 | 0.5082
LA Louisiana 1 - NOx Summer v4.10 | 691 | 7527 | Rate Constraint in lbs/MMBtu | FALSE | L | Annual | Fuel Consumed | TBtu | 2.1827 | 2.0291 | 5.6297 | 5.3083 | 4.2727 | 5.3177 | 5.0585
LA Louisiana 1 - NOx Summer v4.10 | 691 | 7527 | Rate Constraint in lbs/MMBtu | FALSE | L | Annual | Rate | lb/MMBtu | 0.20624 | 0.20694 | 0.20052 | 0.20074 | 0.20167 | 0.20073 | 0.20093
LA Louisiana 1 - NOx Summer v4.10 | 691 | 7527 | Rate Constraint in lbs/MMBtu | FALSE | L | Annual | Generation | TWh | 0.47983 | 0.44606 | 1.2376 | 1.1669 | 0.93926 | 1.169 | 1.112
LA Louisiana 1 - NOx Summer v4.10 | 691 | 7527 | Rate Constraint in lbs/MMBtu | FALSE | L | Annual | Qualifying Generation | TWh | 0.47983 | 0.44606 | 1.2376 | 1.1669 | 0.93926 | 1.169 | 1.112
LA Louisiana 1 - NOx Summer v4.10 | 691 | 7527 | Rate Constraint in lbs/MMBtu | FALSE | L | Annual | Rate | lb/MWh | 0.93816 | 0.94138 | 0.91217 | 0.91316 | 0.9174 | 0.91313 | 0.91403
LA Louisiana 1 - NOx Summer v4.10 | 691 | 7527 | Rate Constraint in lbs/MMBtu | FALSE | L | Annual | Constraint Shadow Price | US2022$/Ton | 0 | 0 | 0 | 0 | 0 | 0 | 0
LA New Roads - NOx Summer v4.10 | 692 | 7528 | Rate Constraint in lbs/MMBtu | FALSE | L | Annual | Seasons Included | Seasons | Summer | Summer | Summer | Summer | Summer | Summer | Summer
LA New Roads - NOx Summer v4.10 | 692 | 7528 | Rate Constraint in lbs/MMBtu | FALSE | L | Annual | Standard NOX | lb/MMBtu | 0.2 | 0.2 | 0.2 | 0.2 | 0.2 | 0.2 | 0.2
LA New Roads - NOx Summer v4.10 | 692 | 7528 | Rate Constraint in lbs/MMBtu | FALSE | L | Annual | Emissions at Affected Plants NOX | Thousand Tons | 0.0017816 | 0.0017903 | 0.00041919 | 3.4932e-05 | 0 | 0 | 0
LA New Roads - NOx Summer v4.10 | 692 | 7528 | Rate Constraint in lbs/MMBtu | FALSE | L | Annual | Allowances Purchased NOX | Thousand Tons | 0 | 0 | 0 | 0 | 0 | 0 | 0
LA New Roads - NOx Summer v4.10 | 692 | 7528 | Rate Constraint in lbs/MMBtu | FALSE | L | Annual | Allowances Sold NOX | Thousand Tons | 0 | 0 | 0 | 0 | 0 | 0 | 0
LA New Roads - NOx Summer v4.10 | 692 | 7528 | Rate Constraint in lbs/MMBtu | FALSE | L | Annual | Allowances Banked | Thousand Tons | 0 | 0 | 0 | 0 | 0 | 0 | 0
LA New Roads - NOx Summer v4.10 | 692 | 7528 | Rate Constraint in lbs/MMBtu | FALSE | L | Annual | Allowances Withdrawn (1:1) | Thousand Tons | 0 | 0 | 0 | 0 | 0 | 0 | 0
LA New Roads - NOx Summer v4.10 | 692 | 7528 | Rate Constraint in lbs/MMBtu | FALSE | L | Annual | Allowances Withdrawn (n:1) | Thousand Tons | 0 | 0 | 0 | 0 | 0 | 0 | 0
LA New Roads - NOx Summer v4.10 | 692 | 7528 | Rate Constraint in lbs/MMBtu | FALSE | L | Annual | Net Emissions Allowance Position | Thousand Tons | 0.0017816 | 0.0017903 | 0.00041919 | 3.4932e-05 | 0 | 0 | 0
LA New Roads - NOx Summer v4.10 | 692 | 7528 | Rate Constraint in lbs/MMBtu | FALSE | L | Annual | Fuel Consumed | TBtu | 0.017816 | 0.017904 | 0.0041921 | 0.00034934 | 0 | 0 | 0
LA New Roads - NOx Summer v4.10 | 692 | 7528 | Rate Constraint in lbs/MMBtu | FALSE | L | Annual | Rate | lb/MMBtu | 0.19999 | 0.19999 | 0.19999 | 0.19999 | 0 | 0 | 0
LA New Roads - NOx Summer v4.10 | 692 | 7528 | Rate Constraint in lbs/MMBtu | FALSE | L | Annual | Generation | TWh | 0.0013482 | 0.0013548 | 0.00031723 | 2.6436e-05 | 0 | 0 | 0
LA New Roads - NOx Summer v4.10 | 692 | 7528 | Rate Constraint in lbs/MMBtu | FALSE | L | Annual | Qualifying Generation | TWh | 0.0013482 | 0.0013548 | 0.00031723 | 2.6436e-05 | 0 | 0 | 0
LA New Roads - NOx Summer v4.10 | 692 | 7528 | Rate Constraint in lbs/MMBtu | FALSE | L | Annual | Rate | lb/MWh | 2.6428 | 2.6428 | 2.6428 | 2.6428 | 0 | 0 | 0
LA New Roads - NOx Summer v4.10 | 692 | 7528 | Rate Constraint in lbs/MMBtu | FALSE | L | Annual | Constraint Shadow Price | US2022$/Ton | 0 | 0 | 0 | 0 | 0 | 0 | 0
LA Plaquemine Cogeneration Plant -Nox Summer v5.12 | 693 | 7529 | Rate Constraint in lbs/MMBtu | FALSE | L | Annual | Seasons Included | Seasons | Summer | Summer | Summer | Summer | Summer | Summer | Summer
LA Plaquemine Cogeneration Plant -Nox Summer v5.12 | 693 | 7529 | Rate Constraint in lbs/MMBtu | FALSE | L | Annual | Standard NOX | lb/MMBtu | 0.2 | 0.2 | 0.2 | 0.2 | 0.2 | 0.2 | 0.2
LA Plaquemine Cogeneration Plant -Nox Summer v5.12 | 693 | 7529 | Rate Constraint in lbs/MMBtu | FALSE | L | Annual | Emissions at Affected Plants NOX | Thousand Tons | 0.063048 | 0.063011 | 0.069362 | 0.029589 | 0 | 0.029589 | 0.029589
LA Plaquemine Cogeneration Plant -Nox Summer v5.12 | 693 | 7529 | Rate Constraint in lbs/MMBtu | FALSE | L | Annual | Allowances Purchased NOX | Thousand Tons | 0 | 0 | 0 | 0 | 0 | 0 | 0
LA Plaquemine Cogeneration Plant -Nox Summer v5.12 | 693 | 7529 | Rate Constraint in lbs/MMBtu | FALSE | L | Annual | Allowances Sold NOX | Thousand Tons | 0 | 0 | 0 | 0 | 0 | 0 | 0
LA Plaquemine Cogeneration Plant -Nox Summer v5.12 | 693 | 7529 | Rate Constraint in lbs/MMBtu | FALSE | L | Annual | Allowances Banked | Thousand Tons | 0 | 0 | 0 | 0 | 0 | 0 | 0
LA Plaquemine Cogeneration Plant -Nox Summer v5.12 | 693 | 7529 | Rate Constraint in lbs/MMBtu | FALSE | L | Annual | Allowances Withdrawn (1:1) | Thousand Tons | 0 | 0 | 0 | 0 | 0 | 0 | 0
LA Plaquemine Cogeneration Plant -Nox Summer v5.12 | 693 | 7529 | Rate Constraint in lbs/MMBtu | FALSE | L | Annual | Allowances Withdrawn (n:1) | Thousand Tons | 0 | 0 | 0 | 0 | 0 | 0 | 0
LA Plaquemine Cogeneration Plant -Nox Summer v5.12 | 693 | 7529 | Rate Constraint in lbs/MMBtu | FALSE | L | Annual | Net Emissions Allowance Position | Thousand Tons | 0.063048 | 0.063011 | 0.069362 | 0.029589 | 0 | 0.029589 | 0.029589
LA Plaquemine Cogeneration Plant -Nox Summer v5.12 | 693 | 7529 | Rate Constraint in lbs/MMBtu | FALSE | L | Annual | Fuel Consumed | TBtu | 9.3436 | 9.338 | 10.2792 | 4.385 | 0 | 4.385 | 4.385
LA Plaquemine Cogeneration Plant -Nox Summer v5.12 | 693 | 7529 | Rate Constraint in lbs/MMBtu | FALSE | L | Annual | Rate | lb/MMBtu | 0.013496 | 0.013496 | 0.013496 | 0.013496 | 0 | 0.013496 | 0.013496
LA Plaquemine Cogeneration Plant -Nox Summer v5.12 | 693 | 7529 | Rate Constraint in lbs/MMBtu | FALSE | L | Annual | Generation | TWh | 1.1993 | 1.1986 | 1.3194 | 0.56282 | 0 | 0.56282 | 0.56282
LA Plaquemine Cogeneration Plant -Nox Summer v5.12 | 693 | 7529 | Rate Constraint in lbs/MMBtu | FALSE | L | Annual | Qualifying Generation | TWh | 1.1993 | 1.1986 | 1.3194 | 0.56282 | 0 | 0.56282 | 0.56282
LA Plaquemine Cogeneration Plant -Nox Summer v5.12 | 693 | 7529 | Rate Constraint in lbs/MMBtu | FALSE | L | Annual | Rate | lb/MWh | 0.10514 | 0.10514 | 0.10514 | 0.10514 | 0 | 0.10514 | 0.10514
LA Plaquemine Cogeneration Plant -Nox Summer v5.12 | 693 | 7529 | Rate Constraint in lbs/MMBtu | FALSE | L | Annual | Constraint Shadow Price | US2022$/Ton | 0 | 0 | 0 | 0 | 0 | 0 | 0
LA Shell Chemical - NOx Summer v4.10 | 694 | 7530 | Rate Constraint in lbs/MMBtu | FALSE | L | Annual | Seasons Included | Seasons | Summer | Summer | Summer | Summer | Summer | Summer | Summer
LA Shell Chemical - NOx Summer v4.10 | 694 | 7530 | Rate Constraint in lbs/MMBtu | FALSE | L | Annual | Standard NOX | lb/MMBtu | 0.29434 | 0.29434 | 0.29434 | 0.29434 | 0.29434 | 0.29434 | 0.29434
LA Shell Chemical - NOx Summer v4.10 | 694 | 7530 | Rate Constraint in lbs/MMBtu | FALSE | L | Annual | Emissions at Affected Plants NOX | Thousand Tons | 0.00049221 | 0 | 0.068915 | 0.016583 | 0.024484 | 0.040129 | 0.040285
LA Shell Chemical - NOx Summer v4.10 | 694 | 7530 | Rate Constraint in lbs/MMBtu | FALSE | L | Annual | Allowances Purchased NOX | Thousand Tons | 0 | 0 | 0 | 0 | 0 | 0 | 0
LA Shell Chemical - NOx Summer v4.10 | 694 | 7530 | Rate Constraint in lbs/MMBtu | FALSE | L | Annual | Allowances Sold NOX | Thousand Tons | 0 | 0 | 0 | 0 | 0 | 0 | 0
LA Shell Chemical - NOx Summer v4.10 | 694 | 7530 | Rate Constraint in lbs/MMBtu | FALSE | L | Annual | Allowances Banked | Thousand Tons | 0 | 0 | 0 | 0 | 0 | 0 | 0
LA Shell Chemical - NOx Summer v4.10 | 694 | 7530 | Rate Constraint in lbs/MMBtu | FALSE | L | Annual | Allowances Withdrawn (1:1) | Thousand Tons | 0 | 0 | 0 | 0 | 0 | 0 | 0
LA Shell Chemical - NOx Summer v4.10 | 694 | 7530 | Rate Constraint in lbs/MMBtu | FALSE | L | Annual | Allowances Withdrawn (n:1) | Thousand Tons | 0 | 0 | 0 | 0 | 0 | 0 | 0
LA Shell Chemical - NOx Summer v4.10 | 694 | 7530 | Rate Constraint in lbs/MMBtu | FALSE | L | Annual | Net Emissions Allowance Position | Thousand Tons | 0.00049221 | 0 | 0.068915 | 0.016583 | 0.024484 | 0.040129 | 0.040285
LA Shell Chemical - NOx Summer v4.10 | 694 | 7530 | Rate Constraint in lbs/MMBtu | FALSE | L | Annual | Fuel Consumed | TBtu | 0.0033446 | 0 | 0.46828 | 0.11269 | 0.16637 | 0.27268 | 0.27374
LA Shell Chemical - NOx Summer v4.10 | 694 | 7530 | Rate Constraint in lbs/MMBtu | FALSE | L | Annual | Rate | lb/MMBtu | 0.29433 | 0 | 0.29433 | 0.29433 | 0.29433 | 0.29433 | 0.29433
LA Shell Chemical - NOx Summer v4.10 | 694 | 7530 | Rate Constraint in lbs/MMBtu | FALSE | L | Annual | Generation | TWh | 0.00038444 | 0 | 0.053826 | 0.012952 | 0.019123 | 0.031342 | 0.031464
LA Shell Chemical - NOx Summer v4.10 | 694 | 7530 | Rate Constraint in lbs/MMBtu | FALSE | L | Annual | Qualifying Generation | TWh | 0.00038444 | 0 | 0.053826 | 0.012952 | 0.019123 | 0.031342 | 0.031464
LA Shell Chemical - NOx Summer v4.10 | 694 | 7530 | Rate Constraint in lbs/MMBtu | FALSE | L | Annual | Rate | lb/MWh | 2.5607 | 0 | 2.5607 | 2.5607 | 2.5607 | 2.5607 | 2.5607
LA Shell Chemical - NOx Summer v4.10 | 694 | 7530 | Rate Constraint in lbs/MMBtu | FALSE | L | Annual | Constraint Shadow Price | US2022$/Ton | 0 | 0 | 0 | 0 | 0 | 0 | 0
Louisiana Coal Units - SO2 Rate Annual v3.1, Unit 2604 and retrofits | 695 | 7321 | Rate Constraint in lbs/MMBtu | FALSE | L | Annual | Seasons Included | Seasons | Winter, Spring, Summer, Fall | Winter, Spring, Summer, Fall | Winter, Spring, Summer, Fall | Winter, Spring, Summer, Fall | Winter, Spring, Summer, Fall | Winter, Spring, Summer, Fall | Winter, Spring, Summer, Fall
Louisiana Coal Units - SO2 Rate Annual v3.1, Unit 2604 and retrofits | 695 | 7321 | Rate Constraint in lbs/MMBtu | FALSE | L | Annual | Standard SO2 | lb/MMBtu | 1.2 | 1.2 | 1.2 | 1.2 | 1.2 | 1.2 | 1.2
Louisiana Coal Units - SO2 Rate Annual v3.1, Unit 2604 and retrofits | 695 | 7321 | Rate Constraint in lbs/MMBtu | FALSE | L | Annual | Emissions at Affected Plants SO2 | Thousand Tons | 1.7416 | 0 | 0 | 0 | 0 | 0 | 0
Louisiana Coal Units - SO2 Rate Annual v3.1, Unit 2604 and retrofits | 695 | 7321 | Rate Constraint in lbs/MMBtu | FALSE | L | Annual | Allowances Purchased SO2 | Thousand Tons | 0 | 0 | 0 | 0 | 0 | 0 | 0
Louisiana Coal Units - SO2 Rate Annual v3.1, Unit 2604 and retrofits | 695 | 7321 | Rate Constraint in lbs/MMBtu | FALSE | L | Annual | Allowances Sold SO2 | Thousand Tons | 0 | 0 | 0 | 0 | 0 | 0 | 0
Louisiana Coal Units - SO2 Rate Annual v3.1, Unit 2604 and retrofits | 695 | 7321 | Rate Constraint in lbs/MMBtu | FALSE | L | Annual | Allowances Banked | Thousand Tons | 0 | 0 | 0 | 0 | 0 | 0 | 0
Louisiana Coal Units - SO2 Rate Annual v3.1, Unit 2604 and retrofits | 695 | 7321 | Rate Constraint in lbs/MMBtu | FALSE | L | Annual | Allowances Withdrawn (1:1) | Thousand Tons | 0 | 0 | 0 | 0 | 0 | 0 | 0
Louisiana Coal Units - SO2 Rate Annual v3.1, Unit 2604 and retrofits | 695 | 7321 | Rate Constraint in lbs/MMBtu | FALSE | L | Annual | Allowances Withdrawn (n:1) | Thousand Tons | 0 | 0 | 0 | 0 | 0 | 0 | 0
Louisiana Coal Units - SO2 Rate Annual v3.1, Unit 2604 and retrofits | 695 | 7321 | Rate Constraint in lbs/MMBtu | FALSE | L | Annual | Net Emissions Allowance Position | Thousand Tons | 1.7416 | 0 | 0 | 0 | 0 | 0 | 0
Louisiana Coal Units - SO2 Rate Annual v3.1, Unit 2604 and retrofits | 695 | 7321 | Rate Constraint in lbs/MMBtu | FALSE | L | Annual | Fuel Consumed | TBtu | 7.7543 | 0 | 0 | 0 | 0 | 0 | 0
Louisiana Coal Units - SO2 Rate Annual v3.1, Unit 2604 and retrofits | 695 | 7321 | Rate Constraint in lbs/MMBtu | FALSE | L | Annual | Rate | lb/MMBtu | 0.44919 | 0 | 0 | 0 | 0 | 0 | 0
Louisiana Coal Units - SO2 Rate Annual v3.1, Unit 2604 and retrofits | 695 | 7321 | Rate Constraint in lbs/MMBtu | FALSE | L | Annual | Generation | TWh | 0.74289 | 0 | 0 | 0 | 0 | 0 | 0
Louisiana Coal Units - SO2 Rate Annual v3.1, Unit 2604 and retrofits | 695 | 7321 | Rate Constraint in lbs/MMBtu | FALSE | L | Annual | Qualifying Generation | TWh | 0.74289 | 0 | 0 | 0 | 0 | 0 | 0
Louisiana Coal Units - SO2 Rate Annual v3.1, Unit 2604 and retrofits | 695 | 7321 | Rate Constraint in lbs/MMBtu | FALSE | L | Annual | Rate | lb/MWh | 4.6887 | 0 | 0 | 0 | 0 | 0 | 0
Louisiana Coal Units - SO2 Rate Annual v3.1, Unit 2604 and retrofits | 695 | 7321 | Rate Constraint in lbs/MMBtu | FALSE | L | Annual | Constraint Shadow Price | US2022$/Ton | 0 | 0 | 0 | 0 | 0 | 0 | 0
Louisiana Coal Units - SO2 Rate Annual v3.1, Unit 2621 and retrofits | 696 | 7321 | Rate Constraint in lbs/MMBtu | FALSE | L | Annual | Seasons Included | Seasons | Winter, Spring, Summer, Fall | Winter, Spring, Summer, Fall | Winter, Spring, Summer, Fall | Winter, Spring, Summer, Fall | Winter, Spring, Summer, Fall | Winter, Spring, Summer, Fall | Winter, Spring, Summer, Fall
Louisiana Coal Units - SO2 Rate Annual v3.1, Unit 2621 and retrofits | 696 | 7321 | Rate Constraint in lbs/MMBtu | FALSE | L | Annual | Standard SO2 | lb/MMBtu | 1.2 | 1.2 | 1.2 | 1.2 | 1.2 | 1.2 | 1.2
Louisiana Coal Units - SO2 Rate Annual v3.1, Unit 2621 and retrofits | 696 | 7321 | Rate Constraint in lbs/MMBtu | FALSE | L | Annual | Emissions at Affected Plants SO2 | Thousand Tons | 0 | 0 | 0 | 0 | 0 | 0 | 0
Louisiana Coal Units - SO2 Rate Annual v3.1, Unit 2621 and retrofits | 696 | 7321 | Rate Constraint in lbs/MMBtu | FALSE | L | Annual | Allowances Purchased SO2 | Thousand Tons | 0 | 0 | 0 | 0 | 0 | 0 | 0
Louisiana Coal Units - SO2 Rate Annual v3.1, Unit 2621 and retrofits | 696 | 7321 | Rate Constraint in lbs/MMBtu | FALSE | L | Annual | Allowances Sold SO2 | Thousand Tons | 0 | 0 | 0 | 0 | 0 | 0 | 0
Louisiana Coal Units - SO2 Rate Annual v3.1, Unit 2621 and retrofits | 696 | 7321 | Rate Constraint in lbs/MMBtu | FALSE | L | Annual | Allowances Banked | Thousand Tons | 0 | 0 | 0 | 0 | 0 | 0 | 0
Louisiana Coal Units - SO2 Rate Annual v3.1, Unit 2621 and retrofits | 696 | 7321 | Rate Constraint in lbs/MMBtu | FALSE | L | Annual | Allowances Withdrawn (1:1) | Thousand Tons | 0 | 0 | 0 | 0 | 0 | 0 | 0
Louisiana Coal Units - SO2 Rate Annual v3.1, Unit 2621 and retrofits | 696 | 7321 | Rate Constraint in lbs/MMBtu | FALSE | L | Annual | Allowances Withdrawn (n:1) | Thousand Tons | 0 | 0 | 0 | 0 | 0 | 0 | 0
Louisiana Coal Units - SO2 Rate Annual v3.1, Unit 2621 and retrofits | 696 | 7321 | Rate Constraint in lbs/MMBtu | FALSE | L | Annual | Net Emissions Allowance Position | Thousand Tons | 0 | 0 | 0 | 0 | 0 | 0 | 0
Louisiana Coal Units - SO2 Rate Annual v3.1, Unit 2621 and retrofits | 696 | 7321 | Rate Constraint in lbs/MMBtu | FALSE | L | Annual | Fuel Consumed | TBtu | 0 | 0 | 0 | 0 | 0 | 0 | 0
Louisiana Coal Units - SO2 Rate Annual v3.1, Unit 2621 and retrofits | 696 | 7321 | Rate Constraint in lbs/MMBtu | FALSE | L | Annual | Rate | lb/MMBtu | 0 | 0 | 0 | 0 | 0 | 0 | 0
Louisiana Coal Units - SO2 Rate Annual v3.1, Unit 2621 and retrofits | 696 | 7321 | Rate Constraint in lbs/MMBtu | FALSE | L | Annual | Generation | TWh | 0 | 0 | 0 | 0 | 0 | 0 | 0
Louisiana Coal Units - SO2 Rate Annual v3.1, Unit 2621 and retrofits | 696 | 7321 | Rate Constraint in lbs/MMBtu | FALSE | L | Annual | Qualifying Generation | TWh | 0 | 0 | 0 | 0 | 0 | 0 | 0
Louisiana Coal Units - SO2 Rate Annual v3.1, Unit 2621 and retrofits | 696 | 7321 | Rate Constraint in lbs/MMBtu | FALSE | L | Annual | Rate | lb/MWh | 0 | 0 | 0 | 0 | 0 | 0 | 0
Louisiana Coal Units - SO2 Rate Annual v3.1, Unit 2621 and retrofits | 696 | 7321 | Rate Constraint in lbs/MMBtu | FALSE | L | Annual | Constraint Shadow Price | US2022$/Ton | 0 | 0 | 0 | 0 | 0 | 0 | 0
Louisiana Coal Units - SO2 Rate Annual v3.1, Unit 3152 and retrofits | 697 | 7321 | Rate Constraint in lbs/MMBtu | FALSE | L | Annual | Seasons Included | Seasons | Winter, Spring, Summer, Fall | Winter, Spring, Summer, Fall | Winter, Spring, Summer, Fall | Winter, Spring, Summer, Fall | Winter, Spring, Summer, Fall | Winter, Spring, Summer, Fall | Winter, Spring, Summer, Fall
Louisiana Coal Units - SO2 Rate Annual v3.1, Unit 3152 and retrofits | 697 | 7321 | Rate Constraint in lbs/MMBtu | FALSE | L | Annual | Standard SO2 | lb/MMBtu | 1.2 | 1.2 | 1.2 | 1.2 | 1.2 | 1.2 | 1.2
Louisiana Coal Units - SO2 Rate Annual v3.1, Unit 3152 and retrofits | 697 | 7321 | Rate Constraint in lbs/MMBtu | FALSE | L | Annual | Emissions at Affected Plants SO2 | Thousand Tons | 0 | 0 | 0 | 0 | 0 | 0 | 0
Louisiana Coal Units - SO2 Rate Annual v3.1, Unit 3152 and retrofits | 697 | 7321 | Rate Constraint in lbs/MMBtu | FALSE | L | Annual | Allowances Purchased SO2 | Thousand Tons | 0 | 0 | 0 | 0 | 0 | 0 | 0
Louisiana Coal Units - SO2 Rate Annual v3.1, Unit 3152 and retrofits | 697 | 7321 | Rate Constraint in lbs/MMBtu | FALSE | L | Annual | Allowances Sold SO2 | Thousand Tons | 0 | 0 | 0 | 0 | 0 | 0 | 0
Louisiana Coal Units - SO2 Rate Annual v3.1, Unit 3152 and retrofits | 697 | 7321 | Rate Constraint in lbs/MMBtu | FALSE | L | Annual | Allowances Banked | Thousand Tons | 0 | 0 | 0 | 0 | 0 | 0 | 0
Louisiana Coal Units - SO2 Rate Annual v3.1, Unit 3152 and retrofits | 697 | 7321 | Rate Constraint in lbs/MMBtu | FALSE | L | Annual | Allowances Withdrawn (1:1) | Thousand Tons | 0 | 0 | 0 | 0 | 0 | 0 | 0
Louisiana Coal Units - SO2 Rate Annual v3.1, Unit 3152 and retrofits | 697 | 7321 | Rate Constraint in lbs/MMBtu | FALSE | L | Annual | Allowances Withdrawn (n:1) | Thousand Tons | 0 | 0 | 0 | 0 | 0 | 0 | 0
Louisiana Coal Units - SO2 Rate Annual v3.1, Unit 3152 and retrofits | 697 | 7321 | Rate Constraint in lbs/MMBtu | FALSE | L | Annual | Net Emissions Allowance Position | Thousand Tons | 0 | 0 | 0 | 0 | 0 | 0 | 0
Louisiana Coal Units - SO2 Rate Annual v3.1, Unit 3152 and retrofits | 697 | 7321 | Rate Constraint in lbs/MMBtu | FALSE | L | Annual | Fuel Consumed | TBtu | 0 | 0 | 0 | 0 | 0 | 0 | 0
Louisiana Coal Units - SO2 Rate Annual v3.1, Unit 3152 and retrofits | 697 | 7321 | Rate Constraint in lbs/MMBtu | FALSE | L | Annual | Rate | lb/MMBtu | 0 | 0 | 0 | 0 | 0 | 0 | 0
Louisiana Coal Units - SO2 Rate Annual v3.1, Unit 3152 and retrofits | 697 | 7321 | Rate Constraint in lbs/MMBtu | FALSE | L | Annual | Generation | TWh | 0 | 0 | 0 | 0 | 0 | 0 | 0
Louisiana Coal Units - SO2 Rate Annual v3.1, Unit 3152 and retrofits | 697 | 7321 | Rate Constraint in lbs/MMBtu | FALSE | L | Annual | Qualifying Generation | TWh | 0 | 0 | 0 | 0 | 0 | 0 | 0
Louisiana Coal Units - SO2 Rate Annual v3.1, Unit 3152 and retrofits | 697 | 7321 | Rate Constraint in lbs/MMBtu | FALSE | L | Annual | Rate | lb/MWh | 0 | 0 | 0 | 0 | 0 | 0 | 0
Louisiana Coal Units - SO2 Rate Annual v3.1, Unit 3152 and retrofits | 697 | 7321 | Rate Constraint in lbs/MMBtu | FALSE | L | Annual | Constraint Shadow Price | US2022$/Ton | 0 | 0 | 0 | 0 | 0 | 0 | 0
Louisiana Coal Units - SO2 Rate Annual v3.1, Unit 3153 and retrofits | 698 | 7321 | Rate Constraint in lbs/MMBtu | FALSE | L | Annual | Seasons Included | Seasons | Winter, Spring, Summer, Fall | Winter, Spring, Summer, Fall | Winter, Spring, Summer, Fall | Winter, Spring, Summer, Fall | Winter, Spring, Summer, Fall | Winter, Spring, Summer, Fall | Winter, Spring, Summer, Fall
Louisiana Coal Units - SO2 Rate Annual v3.1, Unit 3153 and retrofits | 698 | 7321 | Rate Constraint in lbs/MMBtu | FALSE | L | Annual | Standard SO2 | lb/MMBtu | 1.2 | 1.2 | 1.2 | 1.2 | 1.2 | 1.2 | 1.2
Louisiana Coal Units - SO2 Rate Annual v3.1, Unit 3153 and retrofits | 698 | 7321 | Rate Constraint in lbs/MMBtu | FALSE | L | Annual | Emissions at Affected Plants SO2 | Thousand Tons | 0 | 0 | 0 | 0 | 0 | 0 | 0
Louisiana Coal Units - SO2 Rate Annual v3.1, Unit 3153 and retrofits | 698 | 7321 | Rate Constraint in lbs/MMBtu | FALSE | L | Annual | Allowances Purchased SO2 | Thousand Tons | 0 | 0 | 0 | 0 | 0 | 0 | 0
Louisiana Coal Units - SO2 Rate Annual v3.1, Unit 3153 and retrofits | 698 | 7321 | Rate Constraint in lbs/MMBtu | FALSE | L | Annual | Allowances Sold SO2 | Thousand Tons | 0 | 0 | 0 | 0 | 0 | 0 | 0
Louisiana Coal Units - SO2 Rate Annual v3.1, Unit 3153 and retrofits | 698 | 7321 | Rate Constraint in lbs/MMBtu | FALSE | L | Annual | Allowances Banked | Thousand Tons | 0 | 0 | 0 | 0 | 0 | 0 | 0
Louisiana Coal Units - SO2 Rate Annual v3.1, Unit 3153 and retrofits | 698 | 7321 | Rate Constraint in lbs/MMBtu | FALSE | L | Annual | Allowances Withdrawn (1:1) | Thousand Tons | 0 | 0 | 0 | 0 | 0 | 0 | 0
Louisiana Coal Units - SO2 Rate Annual v3.1, Unit 3153 and retrofits | 698 | 7321 | Rate Constraint in lbs/MMBtu | FALSE | L | Annual | Allowances Withdrawn (n:1) | Thousand Tons | 0 | 0 | 0 | 0 | 0 | 0 | 0
Louisiana Coal Units - SO2 Rate Annual v3.1, Unit 3153 and retrofits | 698 | 7321 | Rate Constraint in lbs/MMBtu | FALSE | L | Annual | Net Emissions Allowance Position | Thousand Tons | 0 | 0 | 0 | 0 | 0 | 0 | 0
Louisiana Coal Units - SO2 Rate Annual v3.1, Unit 3153 and retrofits | 698 | 7321 | Rate Constraint in lbs/MMBtu | FALSE | L | Annual | Fuel Consumed | TBtu | 0 | 0 | 0 | 0 | 0 | 0 | 0
Louisiana Coal Units - SO2 Rate Annual v3.1, Unit 3153 and retrofits | 698 | 7321 | Rate Constraint in lbs/MMBtu | FALSE | L | Annual | Rate | lb/MMBtu | 0 | 0 | 0 | 0 | 0 | 0 | 0
Louisiana Coal Units - SO2 Rate Annual v3.1, Unit 3153 and retrofits | 698 | 7321 | Rate Constraint in lbs/MMBtu | FALSE | L | Annual | Generation | TWh | 0 | 0 | 0 | 0 | 0 | 0 | 0
Louisiana Coal Units - SO2 Rate Annual v3.1, Unit 3153 and retrofits | 698 | 7321 | Rate Constraint in lbs/MMBtu | FALSE | L | Annual | Qualifying Generation | TWh | 0 | 0 | 0 | 0 | 0 | 0 | 0
Louisiana Coal Units - SO2 Rate Annual v3.1, Unit 3153 and retrofits | 698 | 7321 | Rate Constraint in lbs/MMBtu | FALSE | L | Annual | Rate | lb/MWh | 0 | 0 | 0 | 0 | 0 | 0 | 0
Louisiana Coal Units - SO2 Rate Annual v3.1, Unit 3153 and retrofits | 698 | 7321 | Rate Constraint in lbs/MMBtu | FALSE | L | Annual | Constraint Shadow Price | US2022$/Ton | 0 | 0 | 0 | 0 | 0 | 0 | 0
Louisiana Coal Units - SO2 Rate Annual v3.1, Unit 3448 and retrofits | 699 | 7321 | Rate Constraint in lbs/MMBtu | FALSE | L | Annual | Seasons Included | Seasons | Winter, Spring, Summer, Fall | Winter, Spring, Summer, Fall | Winter, Spring, Summer, Fall | Winter, Spring, Summer, Fall | Winter, Spring, Summer, Fall | Winter, Spring, Summer, Fall | Winter, Spring, Summer, Fall
Louisiana Coal Units - SO2 Rate Annual v3.1, Unit 3448 and retrofits | 699 | 7321 | Rate Constraint in lbs/MMBtu | FALSE | L | Annual | Standard SO2 | lb/MMBtu | 1.2 | 1.2 | 1.2 | 1.2 | 1.2 | 1.2 | 1.2
Louisiana Coal Units - SO2 Rate Annual v3.1, Unit 3448 and retrofits | 699 | 7321 | Rate Constraint in lbs/MMBtu | FALSE | L | Annual | Emissions at Affected Plants SO2 | Thousand Tons | 1.5576 | 6.4186 | 6.5975 | 6.5975 | 0 | 0 | 0
Louisiana Coal Units - SO2 Rate Annual v3.1, Unit 3448 and retrofits | 699 | 7321 | Rate Constraint in lbs/MMBtu | FALSE | L | Annual | Allowances Purchased SO2 | Thousand Tons | 0 | 0 | 0 | 0 | 0 | 0 | 0
Louisiana Coal Units - SO2 Rate Annual v3.1, Unit 3448 and retrofits | 699 | 7321 | Rate Constraint in lbs/MMBtu | FALSE | L | Annual | Allowances Sold SO2 | Thousand Tons | 0 | 0 | 0 | 0 | 0 | 0 | 0
Louisiana Coal Units - SO2 Rate Annual v3.1, Unit 3448 and retrofits | 699 | 7321 | Rate Constraint in lbs/MMBtu | FALSE | L | Annual | Allowances Banked | Thousand Tons | 0 | 0 | 0 | 0 | 0 | 0 | 0
Louisiana Coal Units - SO2 Rate Annual v3.1, Unit 3448 and retrofits | 699 | 7321 | Rate Constraint in lbs/MMBtu | FALSE | L | Annual | Allowances Withdrawn (1:1) | Thousand Tons | 0 | 0 | 0 | 0 | 0 | 0 | 0
Louisiana Coal Units - SO2 Rate Annual v3.1, Unit 3448 and retrofits | 699 | 7321 | Rate Constraint in lbs/MMBtu | FALSE | L | Annual | Allowances Withdrawn (n:1) | Thousand Tons | 0 | 0 | 0 | 0 | 0 | 0 | 0
Louisiana Coal Units - SO2 Rate Annual v3.1, Unit 3448 and retrofits | 699 | 7321 | Rate Constraint in lbs/MMBtu | FALSE | L | Annual | Net Emissions Allowance Position | Thousand Tons | 1.5576 | 6.4186 | 6.5975 | 6.5975 | 0 | 0 | 0
Louisiana Coal Units - SO2 Rate Annual v3.1, Unit 3448 and retrofits | 699 | 7321 | Rate Constraint in lbs/MMBtu | FALSE | L | Annual | Fuel Consumed | TBtu | 5.0571 | 20.8396 | 21.4203 | 21.4203 | 0 | 0 | 0
Louisiana Coal Units - SO2 Rate Annual v3.1, Unit 3448 and retrofits | 699 | 7321 | Rate Constraint in lbs/MMBtu | FALSE | L | Annual | Rate | lb/MMBtu | 0.616 | 0.616 | 0.616 | 0.616 | 0 | 0 | 0
Louisiana Coal Units - SO2 Rate Annual v3.1, Unit 3448 and retrofits | 699 | 7321 | Rate Constraint in lbs/MMBtu | FALSE | L | Annual | Generation | TWh | 0.49691 | 1.4183 | 1.4474 | 1.4474 | 0 | 0 | 0
Louisiana Coal Units - SO2 Rate Annual v3.1, Unit 3448 and retrofits | 699 | 7321 | Rate Constraint in lbs/MMBtu | FALSE | L | Annual | Qualifying Generation | TWh | 0.49691 | 1.4183 | 1.4474 | 1.4474 | 0 | 0 | 0
Louisiana Coal Units - SO2 Rate Annual v3.1, Unit 3448 and retrofits | 699 | 7321 | Rate Constraint in lbs/MMBtu | FALSE | L | Annual | Rate | lb/MWh | 6.269 | 9.0509 | 9.1165 | 9.1165 | 0 | 0 | 0
Louisiana Coal Units - SO2 Rate Annual v3.1, Unit 3448 and retrofits | 699 | 7321 | Rate Constraint in lbs/MMBtu | FALSE | L | Annual | Constraint Shadow Price | US2022$/Ton | 0 | 0 | 0 | 0 | 0 | 0 | 0
Louisiana Coal Units - SO2 Rate Annual v3.1, Unit 3449 and retrofits | 700 | 7321 | Rate Constraint in lbs/MMBtu | FALSE | L | Annual | Seasons Included | Seasons | Winter, Spring, Summer, Fall | Winter, Spring, Summer, Fall | Winter, Spring, Summer, Fall | Winter, Spring, Summer, Fall | Winter, Spring, Summer, Fall | Winter, Spring, Summer, Fall | Winter, Spring, Summer, Fall
Louisiana Coal Units - SO2 Rate Annual v3.1, Unit 3449 and retrofits | 700 | 7321 | Rate Constraint in lbs/MMBtu | FALSE | L | Annual | Standard SO2 | lb/MMBtu | 1.2 | 1.2 | 1.2 | 1.2 | 1.2 | 1.2 | 1.2
Louisiana Coal Units - SO2 Rate Annual v3.1, Unit 3449 and retrofits | 700 | 7321 | Rate Constraint in lbs/MMBtu | FALSE | L | Annual | Emissions at Affected Plants SO2 | Thousand Tons | 1.5576 | 6.5975 | 6.5975 | 6.5975 | 2.3924 | 2.6948 | 2.6948
Louisiana Coal Units - SO2 Rate Annual v3.1, Unit 3449 and retrofits | 700 | 7321 | Rate Constraint in lbs/MMBtu | FALSE | L | Annual | Allowances Purchased SO2 | Thousand Tons | 0 | 0 | 0 | 0 | 0 | 0 | 0
Louisiana Coal Units - SO2 Rate Annual v3.1, Unit 3449 and retrofits | 700 | 7321 | Rate Constraint in lbs/MMBtu | FALSE | L | Annual | Allowances Sold SO2 | Thousand Tons | 0 | 0 | 0 | 0 | 0 | 0 | 0
Louisiana Coal Units - SO2 Rate Annual v3.1, Unit 3449 and retrofits | 700 | 7321 | Rate Constraint in lbs/MMBtu | FALSE | L | Annual | Allowances Banked | Thousand Tons | 0 | 0 | 0 | 0 | 0 | 0 | 0
Louisiana Coal Units - SO2 Rate Annual v3.1, Unit 3449 and retrofits | 700 | 7321 | Rate Constraint in lbs/MMBtu | FALSE | L | Annual | Allowances Withdrawn (1:1) | Thousand Tons | 0 | 0 | 0 | 0 | 0 | 0 | 0
Louisiana Coal Units - SO2 Rate Annual v3.1, Unit 3449 and retrofits | 700 | 7321 | Rate Constraint in lbs/MMBtu | FALSE | L | Annual | Allowances Withdrawn (n:1) | Thousand Tons | 0 | 0 | 0 | 0 | 0 | 0 | 0
Louisiana Coal Units - SO2 Rate Annual v3.1, Unit 3449 and retrofits | 700 | 7321 | Rate Constraint in lbs/MMBtu | FALSE | L | Annual | Net Emissions Allowance Position | Thousand Tons | 1.5576 | 6.5975 | 6.5975 | 6.5975 | 2.3924 | 2.6948 | 2.6948
Louisiana Coal Units - SO2 Rate Annual v3.1, Unit 3449 and retrofits | 700 | 7321 | Rate Constraint in lbs/MMBtu | FALSE | L | Annual | Fuel Consumed | TBtu | 5.0571 | 21.4203 | 21.4203 | 21.4203 | 7.7674 | 8.7494 | 8.7494
Louisiana Coal Units - SO2 Rate Annual v3.1, Unit 3449 and retrofits | 700 | 7321 | Rate Constraint in lbs/MMBtu | FALSE | L | Annual | Rate | lb/MMBtu | 0.616 | 0.616 | 0.616 | 0.616 | 0.616 | 0.616 | 0.616
Louisiana Coal Units - SO2 Rate Annual v3.1, Unit 3449 and retrofits | 700 | 7321 | Rate Constraint in lbs/MMBtu | FALSE | L | Annual | Generation | TWh | 0.49691 | 1.4475 | 1.4475 | 1.4475 | 0.52491 | 0.59127 | 0.59127
Louisiana Coal Units - SO2 Rate Annual v3.1, Unit 3449 and retrofits | 700 | 7321 | Rate Constraint in lbs/MMBtu | FALSE | L | Annual | Qualifying Generation | TWh | 0.49691 | 1.4475 | 1.4475 | 1.4475 | 0.52491 | 0.59127 | 0.59127
Louisiana Coal Units - SO2 Rate Annual v3.1, Unit 3449 and retrofits | 700 | 7321 | Rate Constraint in lbs/MMBtu | FALSE | L | Annual | Rate | lb/MWh | 6.269 | 9.1154 | 9.1154 | 9.1154 | 9.1154 | 9.1154 | 9.1154
Louisiana Coal Units - SO2 Rate Annual v3.1, Unit 3449 and retrofits | 700 | 7321 | Rate Constraint in lbs/MMBtu | FALSE | L | Annual | Constraint Shadow Price | US2022$/Ton | 0 | 0 | 0 | 0 | 0 | 0 | 0
Louisiana Coal Units - SO2 Rate Annual v3.1, Unit 3456 and retrofits | 701 | 7321 | Rate Constraint in lbs/MMBtu | FALSE | L | Annual | Seasons Included | Seasons | Winter, Spring, Summer, Fall | Winter, Spring, Summer, Fall | Winter, Spring, Summer, Fall | Winter, Spring, Summer, Fall | Winter, Spring, Summer, Fall | Winter, Spring, Summer, Fall | Winter, Spring, Summer, Fall
Louisiana Coal Units - SO2 Rate Annual v3.1, Unit 3456 and retrofits | 701 | 7321 | Rate Constraint in lbs/MMBtu | FALSE | L | Annual | Standard SO2 | lb/MMBtu | 1.2 | 1.2 | 1.2 | 1.2 | 1.2 | 1.2 | 1.2
Louisiana Coal Units - SO2 Rate Annual v3.1, Unit 3456 and retrofits | 701 | 7321 | Rate Constraint in lbs/MMBtu | FALSE | L | Annual | Emissions at Affected Plants SO2 | Thousand Tons | 0 | 0 | 0 | 0 | 0 | 0 | 0
Louisiana Coal Units - SO2 Rate Annual v3.1, Unit 3456 and retrofits | 701 | 7321 | Rate Constraint in lbs/MMBtu | FALSE | L | Annual | Allowances Purchased SO2 | Thousand Tons | 0 | 0 | 0 | 0 | 0 | 0 | 0
Louisiana Coal Units - SO2 Rate Annual v3.1, Unit 3456 and retrofits | 701 | 7321 | Rate Constraint in lbs/MMBtu | FALSE | L | Annual | Allowances Sold SO2 | Thousand Tons | 0 | 0 | 0 | 0 | 0 | 0 | 0
Louisiana Coal Units - SO2 Rate Annual v3.1, Unit 3456 and retrofits | 701 | 7321 | Rate Constraint in lbs/MMBtu | FALSE | L | Annual | Allowances Banked | Thousand Tons | 0 | 0 | 0 | 0 | 0 | 0 | 0
Louisiana Coal Units - SO2 Rate Annual v3.1, Unit 3456 and retrofits | 701 | 7321 | Rate Constraint in lbs/MMBtu | FALSE | L | Annual | Allowances Withdrawn (1:1) | Thousand Tons | 0 | 0 | 0 | 0 | 0 | 0 | 0
Louisiana Coal Units - SO2 Rate Annual v3.1, Unit 3456 and retrofits | 701 | 7321 | Rate Constraint in lbs/MMBtu | FALSE | L | Annual | Allowances Withdrawn (n:1) | Thousand Tons | 0 | 0 | 0 | 0 | 0 | 0 | 0
Louisiana Coal Units - SO2 Rate Annual v3.1, Unit 3456 and retrofits | 701 | 7321 | Rate Constraint in lbs/MMBtu | FALSE | L | Annual | Net Emissions Allowance Position | Thousand Tons | 0 | 0 | 0 | 0 | 0 | 0 | 0
Louisiana Coal Units - SO2 Rate Annual v3.1, Unit 3456 and retrofits | 701 | 7321 | Rate Constraint in lbs/MMBtu | FALSE | L | Annual | Fuel Consumed | TBtu | 0 | 0 | 0 | 0 | 0 | 0 | 0
Louisiana Coal Units - SO2 Rate Annual v3.1, Unit 3456 and retrofits | 701 | 7321 | Rate Constraint in lbs/MMBtu | FALSE | L | Annual | Rate | lb/MMBtu | 0 | 0 | 0 | 0 | 0 | 0 | 0
Louisiana Coal Units - SO2 Rate Annual v3.1, Unit 3456 and retrofits | 701 | 7321 | Rate Constraint in lbs/MMBtu | FALSE | L | Annual | Generation | TWh | 0 | 0 | 0 | 0 | 0 | 0 | 0
Louisiana Coal Units - SO2 Rate Annual v3.1, Unit 3456 and retrofits | 701 | 7321 | Rate Constraint in lbs/MMBtu | FALSE | L | Annual | Qualifying Generation | TWh | 0 | 0 | 0 | 0 | 0 | 0 | 0
Louisiana Coal Units - SO2 Rate Annual v3.1, Unit 3456 and retrofits | 701 | 7321 | Rate Constraint in lbs/MMBtu | FALSE | L | Annual | Rate | lb/MWh | 0 | 0 | 0 | 0 | 0 | 0 | 0
Louisiana Coal Units - SO2 Rate Annual v3.1, Unit 3456 and retrofits | 701 | 7321 | Rate Constraint in lbs/MMBtu | FALSE | L | Annual | Constraint Shadow Price | US2022$/Ton | 0 | 0 | 0 | 0 | 0 | 0 | 0
Louisiana Coal Units - SO2 Rate Annual v3.1, Unit 3457 and retrofits | 702 | 7321 | Rate Constraint in lbs/MMBtu | FALSE | L | Annual | Seasons Included | Seasons | Winter, Spring, Summer, Fall | Winter, Spring, Summer, Fall | Winter, Spring, Summer, Fall | Winter, Spring, Summer, Fall | Winter, Spring, Summer, Fall | Winter, Spring, Summer, Fall | Winter, Spring, Summer, Fall
Louisiana Coal Units - SO2 Rate Annual v3.1, Unit 3457 and retrofits | 702 | 7321 | Rate Constraint in lbs/MMBtu | FALSE | L | Annual | Standard SO2 | lb/MMBtu | 1.2 | 1.2 | 1.2 | 1.2 | 1.2 | 1.2 | 1.2
Louisiana Coal Units - SO2 Rate Annual v3.1, Unit 3457 and retrofits | 702 | 7321 | Rate Constraint in lbs/MMBtu | FALSE | L | Annual | Emissions at Affected Plants SO2 | Thousand Tons | 0 | 0 | 0 | 0 | 0 | 0 | 0
Louisiana Coal Units - SO2 Rate Annual v3.1, Unit 3457 and retrofits | 702 | 7321 | Rate Constraint in lbs/MMBtu | FALSE | L | Annual | Allowances Purchased SO2 | Thousand Tons | 0 | 0 | 0 | 0 | 0 | 0 | 0
Louisiana Coal Units - SO2 Rate Annual v3.1, Unit 3457 and retrofits | 702 | 7321 | Rate Constraint in lbs/MMBtu | FALSE | L | Annual | Allowances Sold SO2 | Thousand Tons | 0 | 0 | 0 | 0 | 0 | 0 | 0
Louisiana Coal Units - SO2 Rate Annual v3.1, Unit 3457 and retrofits | 702 | 7321 | Rate Constraint in lbs/MMBtu | FALSE | L | Annual | Allowances Banked | Thousand Tons | 0 | 0 | 0 | 0 | 0 | 0 | 0
Louisiana Coal Units - SO2 Rate Annual v3.1, Unit 3457 and retrofits | 702 | 7321 | Rate Constraint in lbs/MMBtu | FALSE | L | Annual | Allowances Withdrawn (1:1) | Thousand Tons | 0 | 0 | 0 | 0 | 0 | 0 | 0
Louisiana Coal Units - SO2 Rate Annual v3.1, Unit 3457 and retrofits | 702 | 7321 | Rate Constraint in lbs/MMBtu | FALSE | L | Annual | Allowances Withdrawn (n:1) | Thousand Tons | 0 | 0 | 0 | 0 | 0 | 0 | 0
Louisiana Coal Units - SO2 Rate Annual v3.1, Unit 3457 and retrofits | 702 | 7321 | Rate Constraint in lbs/MMBtu | FALSE | L | Annual | Net Emissions Allowance Position | Thousand Tons | 0 | 0 | 0 | 0 | 0 | 0 | 0
Louisiana Coal Units - SO2 Rate Annual v3.1, Unit 3457 and retrofits | 702 | 7321 | Rate Constraint in lbs/MMBtu | FALSE | L | Annual | Fuel Consumed | TBtu | 0 | 0 | 0 | 0 | 0 | 0 | 0
Louisiana Coal Units - SO2 Rate Annual v3.1, Unit 3457 and retrofits | 702 | 7321 | Rate Constraint in lbs/MMBtu | FALSE | L | Annual | Rate | lb/MMBtu | 0 | 0 | 0 | 0 | 0 | 0 | 0
Louisiana Coal Units - SO2 Rate Annual v3.1, Unit 3457 and retrofits | 702 | 7321 | Rate Constraint in lbs/MMBtu | FALSE | L | Annual | Generation | TWh | 0 | 0 | 0 | 0 | 0 | 0 | 0
Louisiana Coal Units - SO2 Rate Annual v3.1, Unit 3457 and retrofits | 702 | 7321 | Rate Constraint in lbs/MMBtu | FALSE | L | Annual | Qualifying Generation | TWh | 0 | 0 | 0 | 0 | 0 | 0 | 0
Louisiana Coal Units - SO2 Rate Annual v3.1, Unit 3457 and retrofits | 702 | 7321 | Rate Constraint in lbs/MMBtu | FALSE | L | Annual | Rate | lb/MWh | 0 | 0 | 0 | 0 | 0 | 0 | 0
Louisiana Coal Units - SO2 Rate Annual v3.1, Unit 3457 and retrofits | 702 | 7321 | Rate Constraint in lbs/MMBtu | FALSE | L | Annual | Constraint Shadow Price | US2022$/Ton | 0 | 0 | 0 | 0 | 0 | 0 | 0
MA - CO2 Cap Annual v6.21 | 703 | 7738 | Rate Constraint in MTons | FALSE | L | Annual | Seasons Included | Seasons | Winter, Spring, Summer, Fall | Winter, Spring, Summer, Fall | Winter, Spring, Summer, Fall | Winter, Spring, Summer, Fall | Winter, Spring, Summer, Fall | Winter, Spring, Summer, Fall | Winter, Spring, Summer, Fall
MA - CO2 Cap Annual v6.21 | 703 | 7738 | Rate Constraint in MTons | FALSE | L | Annual | Standard CO2 | Thousand Tons | NA | 14228.6304 | 10671.4728 | 7114.3152 | 5691.4522 | 4268.5891 | 4268.5891
MA - CO2 Cap Annual v6.21 | 703 | 7738 | Rate Constraint in MTons | FALSE | L | Annual | Emissions at Affected Plants CO2 | Thousand Tons | 0 | 6110.3061 | 5265.8758 | 5085.4965 | 4481.9495 | 4268.5891 | 4150.4015
MA - CO2 Cap Annual v6.21 | 703 | 7738 | Rate Constraint in MTons | FALSE | L | Annual | Allowances Purchased CO2 | Thousand Tons | 0 | 0 | 0 | 0 | 0 | 0 | 0
MA - CO2 Cap Annual v6.21 | 703 | 7738 | Rate Constraint in MTons | FALSE | L | Annual | Allowances Sold CO2 | Thousand Tons | 0 | 0 | 0 | 0 | 0 | 0 | 0
MA - CO2 Cap Annual v6.21 | 703 | 7738 | Rate Constraint in MTons | FALSE | L | Annual | Allowances Banked | Thousand Tons | 0 | 0 | 0 | 0 | 0 | 0 | 0
MA - CO2 Cap Annual v6.21 | 703 | 7738 | Rate Constraint in MTons | FALSE | L | Annual | Allowances Withdrawn (1:1) | Thousand Tons | 0 | 0 | 0 | 0 | 0 | 0 | 0
MA - CO2 Cap Annual v6.21 | 703 | 7738 | Rate Constraint in MTons | FALSE | L | Annual | Allowances Withdrawn (n:1) | Thousand Tons | 0 | 0 | 0 | 0 | 0 | 0 | 0
MA - CO2 Cap Annual v6.21 | 703 | 7738 | Rate Constraint in MTons | FALSE | L | Annual | Net Emissions Allowance Position | Thousand Tons | 0 | 6110.3061 | 5265.8758 | 5085.4965 | 4481.9495 | 4268.5891 | 4150.4015
MA - CO2 Cap Annual v6.21 | 703 | 7738 | Rate Constraint in MTons | FALSE | L | Annual | Fuel Consumed | TBtu | 0 | 104.369 | 92.0689 | 89.7051 | 78.2253 | 74.1716 | 72.3284
MA - CO2 Cap Annual v6.21 | 703 | 7738 | Rate Constraint in MTons | FALSE | L | Annual | Rate | lb/MMBtu | 0 | 117.0904 | 114.3899 | 113.3826 | 114.5908 | 115.1003 | 114.7655
MA - CO2 Cap Annual v6.21 | 703 | 7738 | Rate Constraint in MTons | FALSE | L | Annual | Generation | TWh | 0 | 12.0578 | 10.2908 | 9.7991 | 8.4087 | 7.9709 | 7.2472
MA - CO2 Cap Annual v6.21 | 703 | 7738 | Rate Constraint in MTons | FALSE | L | Annual | Qualifying Generation | TWh | 0 | 12.0578 | 10.2908 | 9.7991 | 8.4087 | 7.9709 | 7.2472
MA - CO2 Cap Annual v6.21 | 703 | 7738 | Rate Constraint in MTons | FALSE | L | Annual | Rate | lb/MWh | 0 | 1013.5036 | 1023.4111 | 1037.9547 | 1066.0329 | 1071.0406 | 1145.378
MA - CO2 Cap Annual v6.21 | 703 | 7738 | Rate Constraint in MTons | FALSE | L | Annual | Constraint Shadow Price | US2022$/Ton | 0 | 0 | 0 | 0 | 0 | 0.18469 | 0
MA- CO2 Cap Annual v6.20 | 704 | 7665 | Rate Constraint in MTons | FALSE | L | Annual | Seasons Included | Seasons | Winter, Spring, Summer, Fall | Winter, Spring, Summer, Fall | Winter, Spring, Summer, Fall | Winter, Spring, Summer, Fall | Winter, Spring, Summer, Fall | Winter, Spring, Summer, Fall | Winter, Spring, Summer, Fall
MA- CO2 Cap Annual v6.20 | 704 | 7665 | Rate Constraint in MTons | FALSE | L | Annual | Standard CO2 | Thousand Tons | 7280.0444 | 6786.4828 | 5799.3598 | 4565.4561 | 3331.5523 | 2122.3266 | 1974.2582
MA- CO2 Cap Annual v6.20 | 704 | 7665 | Rate Constraint in MTons | FALSE | L | Annual | Emissions at Affected Plants CO2 | Thousand Tons | 3298.2993 | 3201.1682 | 2549.4468 | 2545.5342 | 2022.9746 | 1746.7958 | 1577.5385
MA- CO2 Cap Annual v6.20 | 704 | 7665 | Rate Constraint in MTons | FALSE | L | Annual | Allowances Purchased CO2 | Thousand Tons | 0 | 0 | 0 | 0 | 0 | 0 | 0
MA- CO2 Cap Annual v6.20 | 704 | 7665 | Rate Constraint in MTons | FALSE | L | Annual | Allowances Sold CO2 | Thousand Tons | 0 | 0 | 0 | 0 | 0 | 0 | 0
MA- CO2 Cap Annual v6.20 | 704 | 7665 | Rate Constraint in MTons | FALSE | L | Annual | Allowances Banked | Thousand Tons | 0 | 0 | 0 | 0 | 0 | 0 | 0
MA- CO2 Cap Annual v6.20 | 704 | 7665 | Rate Constraint in MTons | FALSE | L | Annual | Allowances Withdrawn (1:1) | Thousand Tons | 0 | 0 | 0 | 0 | 0 | 0 | 0
MA- CO2 Cap Annual v6.20 | 704 | 7665 | Rate Constraint in MTons | FALSE | L | Annual | Allowances Withdrawn (n:1) | Thousand Tons | 0 | 0 | 0 | 0 | 0 | 0 | 0
MA- CO2 Cap Annual v6.20 | 704 | 7665 | Rate Constraint in MTons | FALSE | L | Annual | Net Emissions Allowance Position | Thousand Tons | 3298.2993 | 3201.1682 | 2549.4468 | 2545.5342 | 2022.9746 | 1746.7958 | 1577.5385
MA- CO2 Cap Annual v6.20 | 704 | 7665 | Rate Constraint in MTons | FALSE | L | Annual | Fuel Consumed | TBtu | 50.724 | 49.0619 | 39.3899 | 40.4432 | 30.0266 | 25.3118 | 22.3122
MA- CO2 Cap Annual v6.20 | 704 | 7665 | Rate Constraint in MTons | FALSE | L | Annual | Rate | lb/MMBtu | 130.049 | 130.495 | 129.4467 | 125.882 | 134.7457 | 138.0225 | 141.4058
MA- CO2 Cap Annual v6.20 | 704 | 7665 | Rate Constraint in MTons | FALSE | L | Annual | Generation | TWh | 7.1264 | 6.9009 | 5.5014 | 5.5143 | 4.2633 | 3.6264 | 3.0458
MA- CO2 Cap Annual v6.20 | 704 | 7665 | Rate Constraint in MTons | FALSE | L | Annual | Qualifying Generation | TWh | 7.1264 | 6.9009 | 5.5014 | 5.5143 | 4.2633 | 3.6264 | 3.0458
MA- CO2 Cap Annual v6.20 | 704 | 7665 | Rate Constraint in MTons | FALSE | L | Annual | Rate | lb/MWh | 925.6527 | 927.7601 | 926.8295 | 923.2493 | 949.0087 | 963.384 | 1035.8695
MA- CO2 Cap Annual v6.20 | 704 | 7665 | Rate Constraint in MTons | FALSE | L | Annual | Constraint Shadow Price | US2022$/Ton | 0 | 0 | 0 | 0 | 0 | 0 | 0
MA Fac. Spec. - Canal NOx v3.1 | 705 | 7531 | Rate Constraint in lbs/MWh | FALSE | L | Annual | Seasons Included | Seasons | Winter, Spring, Summer, Fall | Winter, Spring, Summer, Fall | Winter, Spring, Summer, Fall | Winter, Spring, Summer, Fall | Winter, Spring, Summer, Fall | Winter, Spring, Summer, Fall | Winter, Spring, Summer, Fall
MA Fac. Spec. - Canal NOx v3.1 | 705 | 7531 | Rate Constraint in lbs/MWh | FALSE | L | Annual | Standard NOX | lb/MWh | 1.5 | 1.5 | 1.5 | 1.5 | 1.5 | 1.5 | 1.5
MA Fac. Spec. - Canal NOx v3.1 | 705 | 7531 | Rate Constraint in lbs/MWh | FALSE | L | Annual | Emissions at Affected Plants NOX | Thousand Tons | 3.6924e-05 | 4.4683e-05 | 0.0010634 | 0 | 0 | 0.0042933 | 0.056827
MA Fac. Spec. - Canal NOx v3.1 | 705 | 7531 | Rate Constraint in lbs/MWh | FALSE | L | Annual | Allowances Purchased NOX | Thousand Tons | 0 | 0 | 0 | 0 | 0 | 0 | 0
MA Fac. Spec. - Canal NOx v3.1 | 705 | 7531 | Rate Constraint in lbs/MWh | FALSE | L | Annual | Allowances Sold NOX | Thousand Tons | 0 | 0 | 0 | 0 | 0 | 0 | 0
MA Fac. Spec. - Canal NOx v3.1 | 705 | 7531 | Rate Constraint in lbs/MWh | FALSE | L | Annual | Allowances Banked | Thousand Tons | 0 | 0 | 0 | 0 | 0 | 0 | 0
MA Fac. Spec. - Canal NOx v3.1 | 705 | 7531 | Rate Constraint in lbs/MWh | FALSE | L | Annual | Allowances Withdrawn (1:1) | Thousand Tons | 0 | 0 | 0 | 0 | 0 | 0 | 0
MA Fac. Spec. - Canal NOx v3.1 | 705 | 7531 | Rate Constraint in lbs/MWh | FALSE | L | Annual | Allowances Withdrawn (n:1) | Thousand Tons | 0 | 0 | 0 | 0 | 0 | 0 | 0
MA Fac. Spec. - Canal NOx v3.1 | 705 | 7531 | Rate Constraint in lbs/MWh | FALSE | L | Annual | Net Emissions Allowance Position | Thousand Tons | 3.6924e-05 | 4.4683e-05 | 0.0010634 | 0 | 0 | 0.0042933 | 0.056827
MA Fac. Spec. - Canal NOx v3.1 | 705 | 7531 | Rate Constraint in lbs/MWh | FALSE | L | Annual | Fuel Consumed | TBtu | 0.0024437 | 0.0029572 | 0.070377 | 0 | 0 | 0.28414 | 3.7609
MA Fac. Spec. - Canal NOx v3.1 | 705 | 7531 | Rate Constraint in lbs/MWh | FALSE | L | Annual | Rate | lb/MMBtu | 0.03022 | 0.03022 | 0.03022 | 0 | 0 | 0.03022 | 0.03022
MA Fac. Spec. - Canal NOx v3.1 | 705 | 7531 | Rate Constraint in lbs/MWh | FALSE | L | Annual | Generation | TWh | 0.00022743 | 0.00027522 | 0.0065497 | 0 | 0 | 0.026444 | 0.35001
MA Fac. Spec. - Canal NOx v3.1 | 705 | 7531 | Rate Constraint in lbs/MWh | FALSE | L | Annual | Qualifying Generation | TWh | 0.00022743 | 0.00027522 | 0.0065497 | 0 | 0 | 0.026444 | 0.35001
MA Fac. Spec. - Canal NOx v3.1 | 705 | 7531 | Rate Constraint in lbs/MWh | FALSE | L | Annual | Constraint Shadow Price | US2022$/Ton | 0 | 0 | 0 | 0 | 0 | 0 | 0
MA Fac. Spec. - Canal SO2 Annual v3.1 | 706 | 7532 | Rate Constraint in lbs/MWh | FALSE | L | Annual | Seasons Included | Seasons | Winter, Spring, Summer, Fall | Winter, Spring, Summer, Fall | Winter, Spring, Summer, Fall | Winter, Spring, Summer, Fall | Winter, Spring, Summer, Fall | Winter, Spring, Summer, Fall | Winter, Spring, Summer, Fall
MA Fac. Spec. - Canal SO2 Annual v3.1 | 706 | 7532 | Rate Constraint in lbs/MWh | FALSE | L | Annual | Standard SO2 | lb/MWh | 3 | 3 | 3 | 3 | 3 | 3 | 3
MA Fac. Spec. - Canal SO2 Annual v3.1 | 706 | 7532 | Rate Constraint in lbs/MWh | FALSE | L | Annual | Emissions at Affected Plants SO2 | Thousand Tons | 0 | 0 | 0 | 0 | 0 | 0 | 0
MA Fac. Spec. - Canal SO2 Annual v3.1 | 706 | 7532 | Rate Constraint in lbs/MWh | FALSE | L | Annual | Allowances Purchased SO2 | Thousand Tons | 0 | 0 | 0 | 0 | 0 | 0 | 0
MA Fac. Spec. - Canal SO2 Annual v3.1 | 706 | 7532 | Rate Constraint in lbs/MWh | FALSE | L | Annual | Allowances Sold SO2 | Thousand Tons | 0 | 0 | 0 | 0 | 0 | 0 | 0
MA Fac. Spec. - Canal SO2 Annual v3.1 | 706 | 7532 | Rate Constraint in lbs/MWh | FALSE | L | Annual | Allowances Banked | Thousand Tons | 0 | 0 | 0 | 0 | 0 | 0 | 0
MA Fac. Spec. - Canal SO2 Annual v3.1 | 706 | 7532 | Rate Constraint in lbs/MWh | FALSE | L | Annual | Allowances Withdrawn (1:1) | Thousand Tons | 0 | 0 | 0 | 0 | 0 | 0 | 0
MA Fac. Spec. - Canal SO2 Annual v3.1 | 706 | 7532 | Rate Constraint in lbs/MWh | FALSE | L | Annual | Allowances Withdrawn (n:1) | Thousand Tons | 0 | 0 | 0 | 0 | 0 | 0 | 0
MA Fac. Spec. - Canal SO2 Annual v3.1 | 706 | 7532 | Rate Constraint in lbs/MWh | FALSE | L | Annual | Net Emissions Allowance Position | Thousand Tons | 0 | 0 | 0 | 0 | 0 | 0 | 0
MA Fac. Spec. - Canal SO2 Annual v3.1 | 706 | 7532 | Rate Constraint in lbs/MWh | FALSE | L | Annual | Fuel Consumed | TBtu | 0 | 0 | 0 | 0 | 0 | 0 | 0
MA Fac. Spec. - Canal SO2 Annual v3.1 | 706 | 7532 | Rate Constraint in lbs/MWh | FALSE | L | Annual | Rate | lb/MMBtu | 0 | 0 | 0 | 0 | 0 | 0 | 0
MA Fac. Spec. - Canal SO2 Annual v3.1 | 706 | 7532 | Rate Constraint in lbs/MWh | FALSE | L | Annual | Generation | TWh | 0 | 0 | 0 | 0 | 0 | 0 | 0
MA Fac. Spec. - Canal SO2 Annual v3.1 | 706 | 7532 | Rate Constraint in lbs/MWh | FALSE | L | Annual | Qualifying Generation | TWh | 0 | 0 | 0 | 0 | 0 | 0 | 0
MA Fac. Spec. - Canal SO2 Annual v3.1 | 706 | 7532 | Rate Constraint in lbs/MWh | FALSE | L | Annual | Constraint Shadow Price | US2022$/Ton | 416.7006 | 581.5678 | 0 | 0 | 0 | 0 | 0
MA Fac. Spec. - MER Output Annual v3.1 | 707 | 7335 | Rate Constraint in lbs/MWh | FALSE | L | Annual | Seasons Included | Seasons | Winter, Spring, Summer, Fall | Winter, Spring, Summer, Fall | Winter, Spring, Summer, Fall | Winter, Spring, Summer, Fall | Winter, Spring, Summer, Fall | Winter, Spring, Summer, Fall | Winter, Spring, Summer, Fall
MA Fac. Spec. - MER Output Annual v3.1 | 707 | 7335 | Rate Constraint in lbs/MWh | FALSE | L | Annual | Standard MER | lb/MWh | 2.5e-06 | 2.5e-06 | 2.5e-06 | 2.5e-06 | 2.5e-06 | 2.5e-06 | 2.5e-06
MA Fac. Spec. - MER Output Annual v3.1 | 707 | 7335 | Rate Constraint in lbs/MWh | FALSE | L | Annual | Emissions at Affected Plants MER | lbs | 0 | 0 | 0 | 0 | 0 | 0 | 0
MA Fac. Spec. - MER Output Annual v3.1 | 707 | 7335 | Rate Constraint in lbs/MWh | FALSE | L | Annual | Allowances Purchased MER | lbs | 0 | 0 | 0 | 0 | 0 | 0 | 0
MA Fac. Spec. - MER Output Annual v3.1 | 707 | 7335 | Rate Constraint in lbs/MWh | FALSE | L | Annual | Allowances Sold MER | lbs | 0 | 0 | 0 | 0 | 0 | 0 | 0
MA Fac. Spec. - MER Output Annual v3.1 | 707 | 7335 | Rate Constraint in lbs/MWh | FALSE | L | Annual | Allowances Banked | lbs | 0 | 0 | 0 | 0 | 0 | 0 | 0
MA Fac. Spec. - MER Output Annual v3.1 | 707 | 7335 | Rate Constraint in lbs/MWh | FALSE | L | Annual | Allowances Withdrawn (1:1) | lbs | 0 | 0 | 0 | 0 | 0 | 0 | 0
MA Fac. Spec. - MER Output Annual v3.1 | 707 | 7335 | Rate Constraint in lbs/MWh | FALSE | L | Annual | Allowances Withdrawn (n:1) | lbs | 0 | 0 | 0 | 0 | 0 | 0 | 0
MA Fac. Spec. - MER Output Annual v3.1 | 707 | 7335 | Rate Constraint in lbs/MWh | FALSE | L | Annual | Net Emissions Allowance Position | lbs | 0 | 0 | 0 | 0 | 0 | 0 | 0
MA Fac. Spec. - MER Output Annual v3.1 | 707 | 7335 | Rate Constraint in lbs/MWh | FALSE | L | Annual | Fuel Consumed | TBtu | 0 | 0 | 0 | 0 | 0 | 0 | 0
MA Fac. Spec. - MER Output Annual v3.1 | 707 | 7335 | Rate Constraint in lbs/MWh | FALSE | L | Annual | Rate | lb/MMBtu | 0 | 0 | 0 | 0 | 0 | 0 | 0
MA Fac. Spec. - MER Output Annual v3.1 | 707 | 7335 | Rate Constraint in lbs/MWh | FALSE | L | Annual | Generation | TWh | 0 | 0 | 0 | 0 | 0 | 0 | 0
MA Fac. Spec. - MER Output Annual v3.1 | 707 | 7335 | Rate Constraint in lbs/MWh | FALSE | L | Annual | Qualifying Generation | TWh | 0 | 0 | 0 | 0 | 0 | 0 | 0
MA Fac. Spec. - MER Output Annual v3.1 | 707 | 7335 | Rate Constraint in lbs/MWh | FALSE | L | Annual | Constraint Shadow Price | US2022$/Lb | 0 | 0 | 404986.3229 | 0 | 0 | 0 | 0
MD Coal-fired EGUs NOx rate - Raven v5.16 | 708 | 7333 | Rate Constraint in lbs/MMBtu | FALSE | L | Annual | Seasons Included | Seasons | Summer | Summer | Summer | Summer | Summer | Summer | Summer
MD Coal-fired EGUs NOx rate - Raven v5.16 | 708 | 7333 | Rate Constraint in lbs/MMBtu | FALSE | L | Annual | Standard NOX | lb/MMBtu | 0.15 | 0.15 | 0.15 | 0.15 | 0.15 | 0.15 | 0.15
MD Coal-fired EGUs NOx rate - Raven v5.16 | 708 | 7333 | Rate Constraint in lbs/MMBtu | FALSE | L | Annual | Emissions at Affected Plants NOX | Thousand Tons | 0 | 0 | 0 | 0 | 0 | 0 | 0
MD Coal-fired EGUs NOx rate - Raven v5.16 | 708 | 7333 | Rate Constraint in lbs/MMBtu | FALSE | L | Annual | Allowances Purchased NOX | Thousand Tons | 0 | 0 | 0 | 0 | 0 | 0 | 0
MD Coal-fired EGUs NOx rate - Raven v5.16 | 708 | 7333 | Rate Constraint in lbs/MMBtu | FALSE | L | Annual | Allowances Sold NOX | Thousand Tons | 0 | 0 | 0 | 0 | 0 | 0 | 0
MD Coal-fired EGUs NOx rate - Raven v5.16 | 708 | 7333 | Rate Constraint in lbs/MMBtu | FALSE | L | Annual | Allowances Banked | Thousand Tons | 0 | 0 | 0 | 0 | 0 | 0 | 0
MD Coal-fired EGUs NOx rate - Raven v5.16 | 708 | 7333 | Rate Constraint in lbs/MMBtu | FALSE | L | Annual | Allowances Withdrawn (1:1) | Thousand Tons | 0 | 0 | 0 | 0 | 0 | 0 | 0
MD Coal-fired EGUs NOx rate - Raven v5.16 | 708 | 7333 | Rate Constraint in lbs/MMBtu | FALSE | L | Annual | Allowances Withdrawn (n:1) | Thousand Tons | 0 | 0 | 0 | 0 | 0 | 0 | 0
MD Coal-fired EGUs NOx rate - Raven v5.16 | 708 | 7333 | Rate Constraint in lbs/MMBtu | FALSE | L | Annual | Net Emissions Allowance Position | Thousand Tons | 0 | 0 | 0 | 0 | 0 | 0 | 0
MD Coal-fired EGUs NOx rate - Raven v5.16 | 708 | 7333 | Rate Constraint in lbs/MMBtu | FALSE | L | Annual | Fuel Consumed | TBtu | 0 | 0 | 0 | 0 | 0 | 0 | 0
MD Coal-fired EGUs NOx rate - Raven v5.16 | 708 | 7333 | Rate Constraint in lbs/MMBtu | FALSE | L | Annual | Rate | lb/MMBtu | 0 | 0 | 0 | 0 | 0 | 0 | 0
MD Coal-fired EGUs NOx rate - Raven v5.16 | 708 | 7333 | Rate Constraint in lbs/MMBtu | FALSE | L | Annual | Generation | TWh | 0 | 0 | 0 | 0 | 0 | 0 | 0
MD Coal-fired EGUs NOx rate - Raven v5.16 | 708 | 7333 | Rate Constraint in lbs/MMBtu | FALSE | L | Annual | Qualifying Generation | TWh | 0 | 0 | 0 | 0 | 0 | 0 | 0
MD Coal-fired EGUs NOx rate - Raven v5.16 | 708 | 7333 | Rate Constraint in lbs/MMBtu | FALSE | L | Annual | Rate | lb/MWh | 0 | 0 | 0 | 0 | 0 | 0 | 0
MD Coal-fired EGUs NOx rate - Raven v5.16 | 708 | 7333 | Rate Constraint in lbs/MMBtu | FALSE | L | Annual | Constraint Shadow Price | US2022$/Ton | 0 | 0 | 0 | 0 | 0 | 0 | 0
MD Healthy Air Act - Constellation NOx Cap Ann 4.1 | 709 | 7330 | Rate Constraint in MTons | FALSE | L | Annual | Seasons Included | Seasons | Winter, Spring, Summer, Fall | Winter, Spring, Summer, Fall | Winter, Spring, Summer, Fall | Winter, Spring, Summer, Fall | Winter, Spring, Summer, Fall | Winter, Spring, Summer, Fall | Winter, Spring, Summer, Fall
MD Healthy Air Act - Constellation NOx Cap Ann 4.1 | 709 | 7330 | Rate Constraint in MTons | FALSE | L | Annual | Standard NOX | Thousand Tons | 8.026 | 8.026 | 8.026 | 8.026 | 8.026 | 8.026 | 8.026
MD Healthy Air Act - Constellation NOx Cap Ann 4.1 | 709 | 7330 | Rate Constraint in MTons | FALSE | L | Annual | Emissions at Affected Plants NOX | Thousand Tons | 0 | 0 | 0 | 0 | 0 | 0 | 0
MD Healthy Air Act - Constellation NOx Cap Ann 4.1 | 709 | 7330 | Rate Constraint in MTons | FALSE | L | Annual | Allowances Purchased NOX | Thousand Tons | 0 | 0 | 0 | 0 | 0 | 0 | 0
MD Healthy Air Act - Constellation NOx Cap Ann 4.1 | 709 | 7330 | Rate Constraint in MTons | FALSE | L | Annual | Allowances Sold NOX | Thousand Tons | 0 | 0 | 0 | 0 | 0 | 0 | 0
MD Healthy Air Act - Constellation NOx Cap Ann 4.1 | 709 | 7330 | Rate Constraint in MTons | FALSE | L | Annual | Allowances Banked | Thousand Tons | 0 | 0 | 0 | 0 | 0 | 0 | 0
MD Healthy Air Act - Constellation NOx Cap Ann 4.1 | 709 | 7330 | Rate Constraint in MTons | FALSE | L | Annual | Allowances Withdrawn (1:1) | Thousand Tons | 0 | 0 | 0 | 0 | 0 | 0 | 0
MD Healthy Air Act - Constellation NOx Cap Ann 4.1 | 709 | 7330 | Rate Constraint in MTons | FALSE | L | Annual | Allowances Withdrawn (n:1) | Thousand Tons | 0 | 0 | 0 | 0 | 0 | 0 | 0
MD Healthy Air Act - Constellation NOx Cap Ann 4.1 | 709 | 7330 | Rate Constraint in MTons | FALSE | L | Annual | Net Emissions Allowance Position | Thousand Tons | 0 | 0 | 0 | 0 | 0 | 0 | 0
MD Healthy Air Act - Constellation NOx Cap Ann 4.1 | 709 | 7330 | Rate Constraint in MTons | FALSE | L | Annual | Fuel Consumed | TBtu | 0 | 0 | 0 | 0 | 0 | 0 | 0
MD Healthy Air Act - Constellation NOx Cap Ann 4.1 | 709 | 7330 | Rate Constraint in MTons | FALSE | L | Annual | Rate | lb/MMBtu | 0 | 0 | 0 | 0 | 0 | 0 | 0
MD Healthy Air Act - Constellation NOx Cap Ann 4.1 | 709 | 7330 | Rate Constraint in MTons | FALSE | L | Annual | Generation | TWh | 0 | 0 | 0 | 0 | 0 | 0 | 0
MD Healthy Air Act - Constellation NOx Cap Ann 4.1 | 709 | 7330 | Rate Constraint in MTons | FALSE | L | Annual | Qualifying Generation | TWh | 0 | 0 | 0 | 0 | 0 | 0 | 0
MD Healthy Air Act - Constellation NOx Cap Ann 4.1 | 709 | 7330 | Rate Constraint in MTons | FALSE | L | Annual | Rate | lb/MWh | 0 | 0 | 0 | 0 | 0 | 0 | 0
MD Healthy Air Act - Constellation NOx Cap Ann 4.1 | 709 | 7330 | Rate Constraint in MTons | FALSE | L | Annual | Constraint Shadow Price | US2022$/Ton | 0 | 0 | 0 | 0 | 0 | 0 | 0
MD Healthy Air Act - Constellation NOx Cap Sum 4.1 | 710 | 7328 | Rate Constraint in MTons | FALSE | L | Annual | Seasons Included | Seasons | Summer | Summer | Summer | Summer | Summer | Summer | Summer
MD Healthy Air Act - Constellation NOx Cap Sum 4.1 | 710 | 7328 | Rate Constraint in MTons | FALSE | L | Annual | Standard NOX | Thousand Tons | 3.63 | 3.63 | 3.63 | 3.63 | 3.63 | 3.63 | 3.63
MD Healthy Air Act - Constellation NOx Cap Sum 4.1 | 710 | 7328 | Rate Constraint in MTons | FALSE | L | Annual | Emissions at Affected Plants NOX | Thousand Tons | 0 | 0 | 0 | 0 | 0 | 0 | 0
MD Healthy Air Act - Constellation NOx Cap Sum 4.1 | 710 | 7328 | Rate Constraint in MTons | FALSE | L | Annual | Allowances Purchased NOX | Thousand Tons | 0 | 0 | 0 | 0 | 0 | 0 | 0
MD Healthy Air Act - Constellation NOx Cap Sum 4.1 | 710 | 7328 | Rate Constraint in MTons | FALSE | L | Annual | Allowances Sold NOX | Thousand Tons | 0 | 0 | 0 | 0 | 0 | 0 | 0
MD Healthy Air Act - Constellation NOx Cap Sum 4.1 | 710 | 7328 | Rate Constraint in MTons | FALSE | L | Annual | Allowances Banked | Thousand Tons | 0 | 0 | 0 | 0 | 0 | 0 | 0
MD Healthy Air Act - Constellation NOx Cap Sum 4.1 | 710 | 7328 | Rate Constraint in MTons | FALSE | L | Annual | Allowances Withdrawn (1:1) | Thousand Tons | 0 | 0 | 0 | 0 | 0 | 0 | 0
MD Healthy Air Act - Constellation NOx Cap Sum 4.1 | 710 | 7328 | Rate Constraint in MTons | FALSE | L | Annual | Allowances Withdrawn (n:1) | Thousand Tons | 0 | 0 | 0 | 0 | 0 | 0 | 0
MD Healthy Air Act - Constellation NOx Cap Sum 4.1 | 710 | 7328 | Rate Constraint in MTons | FALSE | L | Annual | Net Emissions Allowance Position | Thousand Tons | 0 | 0 | 0 | 0 | 0 | 0 | 0
MD Healthy Air Act - Constellation NOx Cap Sum 4.1 | 710 | 7328 | Rate Constraint in MTons | FALSE | L | Annual | Fuel Consumed | TBtu | 0 | 0 | 0 | 0 | 0 | 0 | 0
MD Healthy Air Act - Constellation NOx Cap Sum 4.1 | 710 | 7328 | Rate Constraint in MTons | FALSE | L | Annual | Rate | lb/MMBtu | 0 | 0 | 0 | 0 | 0 | 0 | 0
MD Healthy Air Act - Constellation NOx Cap Sum 4.1 | 710 | 7328 | Rate Constraint in MTons | FALSE | L | Annual | Generation | TWh | 0 | 0 | 0 | 0 | 0 | 0 | 0
MD Healthy Air Act - Constellation NOx Cap Sum 4.1 | 710 | 7328 | Rate Constraint in MTons | FALSE | L | Annual | Qualifying Generation | TWh | 0 | 0 | 0 | 0 | 0 | 0 | 0
MD Healthy Air Act - Constellation NOx Cap Sum 4.1 | 710 | 7328 | Rate Constraint in MTons | FALSE | L | Annual | Rate | lb/MWh | 0 | 0 | 0 | 0 | 0 | 0 | 0
MD Healthy Air Act - Constellation NOx Cap Sum 4.1 | 710 | 7328 | Rate Constraint in MTons | FALSE | L | Annual | Constraint Shadow Price | US2022$/Ton | 0 | 0 | 0 | 0 | 0 | 0 | 0
MD Healthy Air Act - Constellation SO2 Cap Ann 4.1 | 711 | 7326 | Rate Constraint in MTons | FALSE | L | Annual | Seasons Included | Seasons | Winter, Spring, Summer, Fall | Winter, Spring, Summer, Fall | Winter, Spring, Summer, Fall | Winter, Spring, Summer, Fall | Winter, Spring, Summer, Fall | Winter, Spring, Summer, Fall | Winter, Spring, Summer, Fall
MD Healthy Air Act - Constellation SO2 Cap Ann 4.1 | 711 | 7326 | Rate Constraint in MTons | FALSE | L | Annual | Standard SO2 | Thousand Tons | 17.926 | 17.926 | 17.926 | 17.926 | 17.926 | 17.926 | 17.926
MD Healthy Air Act - Constellation SO2 Cap Ann 4.1 | 711 | 7326 | Rate Constraint in MTons | FALSE | L | Annual | Emissions at Affected Plants SO2 | Thousand Tons | 0 | 0 | 0 | 0 | 0 | 0 | 0
MD Healthy Air Act - Constellation SO2 Cap Ann 4.1 | 711 | 7326 | Rate Constraint in MTons | FALSE | L | Annual | Allowances Purchased SO2 | Thousand Tons | 0 | 0 | 0 | 0 | 0 | 0 | 0
MD Healthy Air Act - Constellation SO2 Cap Ann 4.1 | 711 | 7326 | Rate Constraint in MTons | FALSE | L | Annual | Allowances Sold SO2 | Thousand Tons | 0 | 0 | 0 | 0 | 0 | 0 | 0
MD Healthy Air Act - Constellation SO2 Cap Ann 4.1 | 711 | 7326 | Rate Constraint in MTons | FALSE | L | Annual | Allowances Banked | Thousand Tons | 0 | 0 | 0 | 0 | 0 | 0 | 0
MD Healthy Air Act - Constellation SO2 Cap Ann 4.1 | 711 | 7326 | Rate Constraint in MTons | FALSE | L | Annual | Allowances Withdrawn (1:1) | Thousand Tons | 0 | 0 | 0 | 0 | 0 | 0 | 0
MD Healthy Air Act - Constellation SO2 Cap Ann 4.1 | 711 | 7326 | Rate Constraint in MTons | FALSE | L | Annual | Allowances Withdrawn (n:1) | Thousand Tons | 0 | 0 | 0 | 0 | 0 | 0 | 0
MD Healthy Air Act - Constellation SO2 Cap Ann 4.1 | 711 | 7326 | Rate Constraint in MTons | FALSE | L | Annual | Net Emissions Allowance Position | Thousand Tons | 0 | 0 | 0 | 0 | 0 | 0 | 0
MD Healthy Air Act - Constellation SO2 Cap Ann 4.1 | 711 | 7326 | Rate Constraint in MTons | FALSE | L | Annual | Fuel Consumed | TBtu | 0 | 0 | 0 | 0 | 0 | 0 | 0
MD Healthy Air Act - Constellation SO2 Cap Ann 4.1 | 711 | 7326 | Rate Constraint in MTons | FALSE | L | Annual | Rate | lb/MMBtu | 0 | 0 | 0 | 0 | 0 | 0 | 0
MD Healthy Air Act - Constellation SO2 Cap Ann 4.1 | 711 | 7326 | Rate Constraint in MTons | FALSE | L | Annual | Generation | TWh | 0 | 0 | 0 | 0 | 0 | 0 | 0
MD Healthy Air Act - Constellation SO2 Cap Ann 4.1 | 711 | 7326 | Rate Constraint in MTons | FALSE | L | Annual | Qualifying Generation | TWh | 0 | 0 | 0 | 0 | 0 | 0 | 0
MD Healthy Air Act - Constellation SO2 Cap Ann 4.1 | 711 | 7326 | Rate Constraint in MTons | FALSE | L | Annual | Rate | lb/MWh | 0 | 0 | 0 | 0 | 0 | 0 | 0
MD Healthy Air Act - Constellation SO2 Cap Ann 4.1 | 711 | 7326 | Rate Constraint in MTons | FALSE | L | Annual | Constraint Shadow Price | US2022$/Ton | 0 | 0 | 0 | 0 | 0 | 0 | 0
MD Healthy Air Act - MER Removal Annual v3.1 | 712 | 7332 | MACT Fuel Choice Floor in lbs/MMBtu | FALSE | L | Annual | Seasons Included | Seasons | Winter, Spring, Summer, Fall | Winter, Spring, Summer, Fall | Winter, Spring, Summer, Fall | Winter, Spring, Summer, Fall | Winter, Spring, Summer, Fall | Winter, Spring, Summer, Fall | Winter, Spring, Summer, Fall
MD Healthy Air Act - MER Removal Annual v3.1 | 712 | 7332 | MACT Fuel Choice Floor in lbs/MMBtu | FALSE | L | Annual | Emission Floor | lbs/MMBtu | 0 | 0 | 0 | 0 | 0 | 0 | 0
MD Healthy Air Act - MER Removal Annual v3.1 | 712 | 7332 | MACT Fuel Choice Floor in lbs/MMBtu | FALSE | L | Annual | Emissions at Affected Plants MER | lbs | 0 | 0 | 0 | 0 | 0 | 0 | 0
MD Healthy Air Act - MER Removal Annual v3.1 | 712 | 7332 | MACT Fuel Choice Floor in lbs/MMBtu | FALSE | L | Annual | Allowances Purchased MER | lbs | 0 | 0 | 0 | 0 | 0 | 0 | 0
MD Healthy Air Act - MER Removal Annual v3.1 | 712 | 7332 | MACT Fuel Choice Floor in lbs/MMBtu | FALSE | L | Annual | Allowances Sold MER | lbs | 0 | 0 | 0 | 0 | 0 | 0 | 0
MD Healthy Air Act - MER Removal Annual v3.1 | 712 | 7332 | MACT Fuel Choice Floor in lbs/MMBtu | FALSE | L | Annual | Allowances Banked | lbs | 0 | 0 | 0 | 0 | 0 | 0 | 0
MD Healthy Air Act - MER Removal Annual v3.1 | 712 | 7332 | MACT Fuel Choice Floor in lbs/MMBtu | FALSE | L | Annual | Allowances Withdrawn (1:1) | lbs | 0 | 0 | 0 | 0 | 0 | 0 | 0
MD Healthy Air Act - MER Removal Annual v3.1 | 712 | 7332 | MACT Fuel Choice Floor in lbs/MMBtu | FALSE | L | Annual | Allowances Withdrawn (n:1) | lbs | 0 | 0 | 0 | 0 | 0 | 0 | 0
MD Healthy Air Act - MER Removal Annual v3.1 | 712 | 7332 | MACT Fuel Choice Floor in lbs/MMBtu | FALSE | L | Annual | Net Emissions Allowance Position | lbs | 0 | 0 | 0 | 0 | 0 | 0 | 0
MD Healthy Air Act - MER Removal Annual v3.1 | 712 | 7332 | MACT Fuel Choice Floor in lbs/MMBtu | FALSE | L | Annual | Fuel Consumed | TBtu | 0 | 0 | 0 | 0 | 0 | 0 | 0
MD Healthy Air Act - MER Removal Annual v3.1 | 712 | 7332 | MACT Fuel Choice Floor in lbs/MMBtu | FALSE | L | Annual | Rate | lb/MMBtu | 0 | 0 | 0 | 0 | 0 | 0 | 0
MD Healthy Air Act - MER Removal Annual v3.1 | 712 | 7332 | MACT Fuel Choice Floor in lbs/MMBtu | FALSE | L | Annual | Generation | TWh | 0 | 0 | 0 | 0 | 0 | 0 | 0
MD Healthy Air Act - MER Removal Annual v3.1 | 712 | 7332 | MACT Fuel Choice Floor in lbs/MMBtu | FALSE | L | Annual | Qualifying Generation | TWh | 0 | 0 | 0 | 0 | 0 | 0 | 0
MD Healthy Air Act - MER Removal Annual v3.1 | 712 | 7332 | MACT Fuel Choice Floor in lbs/MMBtu | FALSE | L | Annual | Constraint Shadow Price | US2022$/Lb | 0 | 0 | 0 | 0 | 0 | 0 | 0
ME Fac. Spec. - NOX 0.15 Rate Annual v3.1, Unit 2403 and retrofits | 713 | 7323 | Rate Constraint in lbs/MMBtu | FALSE | L | Annual | Seasons Included | Seasons | Winter, Spring, Summer, Fall | Winter, Spring, Summer, Fall | Winter, Spring, Summer, Fall | Winter, Spring, Summer, Fall | Winter, Spring, Summer, Fall | Winter, Spring, Summer, Fall | Winter, Spring, Summer, Fall
ME Fac. Spec. - NOX 0.15 Rate Annual v3.1, Unit 2403 and retrofits | 713 | 7323 | Rate Constraint in lbs/MMBtu | FALSE | L | Annual | Standard NOX | lb/MMBtu | 0.15 | 0.15 | 0.15 | 0.15 | 0.15 | 0.15 | 0.15
ME Fac. Spec. - NOX 0.15 Rate Annual v3.1, Unit 2403 and retrofits | 713 | 7323 | Rate Constraint in lbs/MMBtu | FALSE | L | Annual | Emissions at Affected Plants NOX | Thousand Tons | 0 | 0 | 0 | 0 | 0 | 0 | 0
ME Fac. Spec. - NOX 0.15 Rate Annual v3.1, Unit 2403 and retrofits | 713 | 7323 | Rate Constraint in lbs/MMBtu | FALSE | L | Annual | Allowances Purchased NOX | Thousand Tons | 0 | 0 | 0 | 0 | 0 | 0 | 0
ME Fac. Spec. - NOX 0.15 Rate Annual v3.1, Unit 2403 and retrofits | 713 | 7323 | Rate Constraint in lbs/MMBtu | FALSE | L | Annual | Allowances Sold NOX | Thousand Tons | 0 | 0 | 0 | 0 | 0 | 0 | 0
ME Fac. Spec. - NOX 0.15 Rate Annual v3.1, Unit 2403 and retrofits | 713 | 7323 | Rate Constraint in lbs/MMBtu | FALSE | L | Annual | Allowances Banked | Thousand Tons | 0 | 0 | 0 | 0 | 0 | 0 | 0
ME Fac. Spec. - NOX 0.15 Rate Annual v3.1, Unit 2403 and retrofits | 713 | 7323 | Rate Constraint in lbs/MMBtu | FALSE | L | Annual | Allowances Withdrawn (1:1) | Thousand Tons | 0 | 0 | 0 | 0 | 0 | 0 | 0
ME Fac. Spec. - NOX 0.15 Rate Annual v3.1, Unit 2403 and retrofits | 713 | 7323 | Rate Constraint in lbs/MMBtu | FALSE | L | Annual | Allowances Withdrawn (n:1) | Thousand Tons | 0 | 0 | 0 | 0 | 0 | 0 | 0
ME Fac. Spec. - NOX 0.15 Rate Annual v3.1, Unit 2403 and retrofits | 713 | 7323 | Rate Constraint in lbs/MMBtu | FALSE | L | Annual | Net Emissions Allowance Position | Thousand Tons | 0 | 0 | 0 | 0 | 0 | 0 | 0
ME Fac. Spec. - NOX 0.15 Rate Annual v3.1, Unit 2403 and retrofits | 713 | 7323 | Rate Constraint in lbs/MMBtu | FALSE | L | Annual | Fuel Consumed | TBtu | 0 | 0 | 0 | 0 | 0 | 0 | 0
ME Fac. Spec. - NOX 0.15 Rate Annual v3.1, Unit 2403 and retrofits | 713 | 7323 | Rate Constraint in lbs/MMBtu | FALSE | L | Annual | Rate | lb/MMBtu | 0 | 0 | 0 | 0 | 0 | 0 | 0
ME Fac. Spec. - NOX 0.15 Rate Annual v3.1, Unit 2403 and retrofits | 713 | 7323 | Rate Constraint in lbs/MMBtu | FALSE | L | Annual | Generation | TWh | 0 | 0 | 0 | 0 | 0 | 0 | 0
ME Fac. Spec. - NOX 0.15 Rate Annual v3.1, Unit 2403 and retrofits | 713 | 7323 | Rate Constraint in lbs/MMBtu | FALSE | L | Annual | Qualifying Generation | TWh | 0 | 0 | 0 | 0 | 0 | 0 | 0
ME Fac. Spec. - NOX 0.15 Rate Annual v3.1, Unit 2403 and retrofits | 713 | 7323 | Rate Constraint in lbs/MMBtu | FALSE | L | Annual | Rate | lb/MWh | 0 | 0 | 0 | 0 | 0 | 0 | 0
ME Fac. Spec. - NOX 0.15 Rate Annual v3.1, Unit 2403 and retrofits | 713 | 7323 | Rate Constraint in lbs/MMBtu | FALSE | L | Annual | Constraint Shadow Price | US2022$/Ton | 0 | 0 | 0 | 0 | 0 | 0 | 0
ME Fac. Spec. - NOX 0.15 Rate Annual v3.1, Unit 2404 and retrofits | 714 | 7323 | Rate Constraint in lbs/MMBtu | FALSE | L | Annual | Seasons Included | Seasons | Winter, Spring, Summer, Fall | Winter, Spring, Summer, Fall | Winter, Spring, Summer, Fall | Winter, Spring, Summer, Fall | Winter, Spring, Summer, Fall | Winter, Spring, Summer, Fall | Winter, Spring, Summer, Fall
ME Fac. Spec. - NOX 0.15 Rate Annual v3.1, Unit 2404 and retrofits | 714 | 7323 | Rate Constraint in lbs/MMBtu | FALSE | L | Annual | Standard NOX | lb/MMBtu | 0.15 | 0.15 | 0.15 | 0.15 | 0.15 | 0.15 | 0.15
ME Fac. Spec. - NOX 0.15 Rate Annual v3.1, Unit 2404 and retrofits | 714 | 7323 | Rate Constraint in lbs/MMBtu | FALSE | L | Annual | Emissions at Affected Plants NOX | Thousand Tons | 0 | 0 | 0 | 0 | 0 | 0 | 0
ME Fac. Spec. - NOX 0.15 Rate Annual v3.1, Unit 2404 and retrofits | 714 | 7323 | Rate Constraint in lbs/MMBtu | FALSE | L | Annual | Allowances Purchased NOX | Thousand Tons | 0 | 0 | 0 | 0 | 0 | 0 | 0
ME Fac. Spec. - NOX 0.15 Rate Annual v3.1, Unit 2404 and retrofits | 714 | 7323 | Rate Constraint in lbs/MMBtu | FALSE | L | Annual | Allowances Sold NOX | Thousand Tons | 0 | 0 | 0 | 0 | 0 | 0 | 0
ME Fac. Spec. - NOX 0.15 Rate Annual v3.1, Unit 2404 and retrofits | 714 | 7323 | Rate Constraint in lbs/MMBtu | FALSE | L | Annual | Allowances Banked | Thousand Tons | 0 | 0 | 0 | 0 | 0 | 0 | 0
ME Fac. Spec. - NOX 0.15 Rate Annual v3.1, Unit 2404 and retrofits | 714 | 7323 | Rate Constraint in lbs/MMBtu | FALSE | L | Annual | Allowances Withdrawn (1:1) | Thousand Tons | 0 | 0 | 0 | 0 | 0 | 0 | 0
ME Fac. Spec. - NOX 0.15 Rate Annual v3.1, Unit 2404 and retrofits | 714 | 7323 | Rate Constraint in lbs/MMBtu | FALSE | L | Annual | Allowances Withdrawn (n:1) | Thousand Tons | 0 | 0 | 0 | 0 | 0 | 0 | 0
ME Fac. Spec. - NOX 0.15 Rate Annual v3.1, Unit 2404 and retrofits | 714 | 7323 | Rate Constraint in lbs/MMBtu | FALSE | L | Annual | Net Emissions Allowance Position | Thousand Tons | 0 | 0 | 0 | 0 | 0 | 0 | 0
ME Fac. Spec. - NOX 0.15 Rate Annual v3.1, Unit 2404 and retrofits | 714 | 7323 | Rate Constraint in lbs/MMBtu | FALSE | L | Annual | Fuel Consumed | TBtu | 0 | 0 | 0 | 0 | 0 | 0 | 0
ME Fac. Spec. - NOX 0.15 Rate Annual v3.1, Unit 2404 and retrofits | 714 | 7323 | Rate Constraint in lbs/MMBtu | FALSE | L | Annual | Rate | lb/MMBtu | 0 | 0 | 0 | 0 | 0 | 0 | 0
ME Fac. Spec. - NOX 0.15 Rate Annual v3.1, Unit 2404 and retrofits | 714 | 7323 | Rate Constraint in lbs/MMBtu | FALSE | L | Annual | Generation | TWh | 0 | 0 | 0 | 0 | 0 | 0 | 0
ME Fac. Spec. - NOX 0.15 Rate Annual v3.1, Unit 2404 and retrofits | 714 | 7323 | Rate Constraint in lbs/MMBtu | FALSE | L | Annual | Qualifying Generation | TWh | 0 | 0 | 0 | 0 | 0 | 0 | 0
ME Fac. Spec. - NOX 0.15 Rate Annual v3.1, Unit 2404 and retrofits | 714 | 7323 | Rate Constraint in lbs/MMBtu | FALSE | L | Annual | Rate | lb/MWh | 0 | 0 | 0 | 0 | 0 | 0 | 0
ME Fac. Spec. - NOX 0.15 Rate Annual v3.1, Unit 2404 and retrofits | 714 | 7323 | Rate Constraint in lbs/MMBtu | FALSE | L | Annual | Constraint Shadow Price | US2022$/Ton | 0 | 0 | 0 | 0 | 0 | 0 | 0
ME Fac. Spec. - NOx 0.20 Rate Annual v3.1, Unit 1135 and retrofits | 715 | 7324 | Rate Constraint in lbs/MMBtu | FALSE | L | Annual | Seasons Included | Seasons | Winter, Spring, Summer, Fall | Winter, Spring, Summer, Fall | Winter, Spring, Summer, Fall | Winter, Spring, Summer, Fall | Winter, Spring, Summer, Fall | Winter, Spring, Summer, Fall | Winter, Spring, Summer, Fall
ME Fac. Spec. - NOx 0.20 Rate Annual v3.1, Unit 1135 and retrofits | 715 | 7324 | Rate Constraint in lbs/MMBtu | FALSE | L | Annual | Standard NOX | lb/MMBtu | 0.2 | 0.2 | 0.2 | 0.2 | 0.2 | 0.2 | 0.2
ME Fac. Spec. - NOx 0.20 Rate Annual v3.1, Unit 1135 and retrofits | 715 | 7324 | Rate Constraint in lbs/MMBtu | FALSE | L | Annual | Emissions at Affected Plants NOX | Thousand Tons | 0 | 0 | 0 | 0 | 0 | 0 | 0
ME Fac. Spec. - NOx 0.20 Rate Annual v3.1, Unit 1135 and retrofits | 715 | 7324 | Rate Constraint in lbs/MMBtu | FALSE | L | Annual | Allowances Purchased NOX | Thousand Tons | 0 | 0 | 0 | 0 | 0 | 0 | 0
ME Fac. Spec. - NOx 0.20 Rate Annual v3.1, Unit 1135 and retrofits | 715 | 7324 | Rate Constraint in lbs/MMBtu | FALSE | L | Annual | Allowances Sold NOX | Thousand Tons | 0 | 0 | 0 | 0 | 0 | 0 | 0
ME Fac. Spec. - NOx 0.20 Rate Annual v3.1, Unit 1135 and retrofits | 715 | 7324 | Rate Constraint in lbs/MMBtu | FALSE | L | Annual | Allowances Banked | Thousand Tons | 0 | 0 | 0 | 0 | 0 | 0 | 0
ME Fac. Spec. - NOx 0.20 Rate Annual v3.1, Unit 1135 and retrofits | 715 | 7324 | Rate Constraint in lbs/MMBtu | FALSE | L | Annual | Allowances Withdrawn (1:1) | Thousand Tons | 0 | 0 | 0 | 0 | 0 | 0 | 0
ME Fac. Spec. - NOx 0.20 Rate Annual v3.1, Unit 1135 and retrofits | 715 | 7324 | Rate Constraint in lbs/MMBtu | FALSE | L | Annual | Allowances Withdrawn (n:1) | Thousand Tons | 0 | 0 | 0 | 0 | 0 | 0 | 0
ME Fac. Spec. - NOx 0.20 Rate Annual v3.1, Unit 1135 and retrofits | 715 | 7324 | Rate Constraint in lbs/MMBtu | FALSE | L | Annual | Net Emissions Allowance Position | Thousand Tons | 0 | 0 | 0 | 0 | 0 | 0 | 0
ME Fac. Spec. - NOx 0.20 Rate Annual v3.1, Unit 1135 and retrofits | 715 | 7324 | Rate Constraint in lbs/MMBtu | FALSE | L | Annual | Fuel Consumed | TBtu | 0 | 0 | 0 | 0 | 0 | 0 | 0
ME Fac. Spec. - NOx 0.20 Rate Annual v3.1, Unit 1135 and retrofits | 715 | 7324 | Rate Constraint in lbs/MMBtu | FALSE | L | Annual | Rate | lb/MMBtu | 0 | 0 | 0 | 0 | 0 | 0 | 0
ME Fac. Spec. - NOx 0.20 Rate Annual v3.1, Unit 1135 and retrofits | 715 | 7324 | Rate Constraint in lbs/MMBtu | FALSE | L | Annual | Generation | TWh | 0 | 0 | 0 | 0 | 0 | 0 | 0
ME Fac. Spec. - NOx 0.20 Rate Annual v3.1, Unit 1135 and retrofits | 715 | 7324 | Rate Constraint in lbs/MMBtu | FALSE | L | Annual | Qualifying Generation | TWh | 0 | 0 | 0 | 0 | 0 | 0 | 0
ME Fac. Spec. - NOx 0.20 Rate Annual v3.1, Unit 1135 and retrofits | 715 | 7324 | Rate Constraint in lbs/MMBtu | FALSE | L | Annual | Rate | lb/MWh | 0 | 0 | 0 | 0 | 0 | 0 | 0
ME Fac. Spec. - NOx 0.20 Rate Annual v3.1, Unit 1135 and retrofits | 715 | 7324 | Rate Constraint in lbs/MMBtu | FALSE | L | Annual | Constraint Shadow Price | US2022$/Ton | 0 | 0 | 0 | 0 | 0 | 0 | 0
ME Fac. Spec. - NOx 0.20 Rate Annual v3.1, Unit 1136 and retrofits | 716 | 7324 | Rate Constraint in lbs/MMBtu | FALSE | L | Annual | Seasons Included | Seasons | Winter, Spring, Summer, Fall | Winter, Spring, Summer, Fall | Winter, Spring, Summer, Fall | Winter, Spring, Summer, Fall | Winter, Spring, Summer, Fall | Winter, Spring, Summer, Fall | Winter, Spring, Summer, Fall
ME Fac. Spec. - NOx 0.20 Rate Annual v3.1, Unit 1136 and retrofits | 716 | 7324 | Rate Constraint in lbs/MMBtu | FALSE | L | Annual | Standard NOX | lb/MMBtu | 0.2 | 0.2 | 0.2 | 0.2 | 0.2 | 0.2 | 0.2
ME Fac. Spec. - NOx 0.20 Rate Annual v3.1, Unit 1136 and retrofits | 716 | 7324 | Rate Constraint in lbs/MMBtu | FALSE | L | Annual | Emissions at Affected Plants NOX | Thousand Tons | 0 | 0 | 0 | 0 | 0 | 0 | 0
ME Fac. Spec. - NOx 0.20 Rate Annual v3.1, Unit 1136 and retrofits | 716 | 7324 | Rate Constraint in lbs/MMBtu | FALSE | L | Annual | Allowances Purchased NOX | Thousand Tons | 0 | 0 | 0 | 0 | 0 | 0 | 0
ME Fac. Spec. - NOx 0.20 Rate Annual v3.1, Unit 1136 and retrofits | 716 | 7324 | Rate Constraint in lbs/MMBtu | FALSE | L | Annual | Allowances Sold NOX | Thousand Tons | 0 | 0 | 0 | 0 | 0 | 0 | 0
ME Fac. Spec. - NOx 0.20 Rate Annual v3.1, Unit 1136 and retrofits | 716 | 7324 | Rate Constraint in lbs/MMBtu | FALSE | L | Annual | Allowances Banked | Thousand Tons | 0 | 0 | 0 | 0 | 0 | 0 | 0
ME Fac. Spec. - NOx 0.20 Rate Annual v3.1, Unit 1136 and retrofits | 716 | 7324 | Rate Constraint in lbs/MMBtu | FALSE | L | Annual | Allowances Withdrawn (1:1) | Thousand Tons | 0 | 0 | 0 | 0 | 0 | 0 | 0
ME Fac. Spec. - NOx 0.20 Rate Annual v3.1, Unit 1136 and retrofits | 716 | 7324 | Rate Constraint in lbs/MMBtu | FALSE | L | Annual | Allowances Withdrawn (n:1) | Thousand Tons | 0 | 0 | 0 | 0 | 0 | 0 | 0
ME Fac. Spec. - NOx 0.20 Rate Annual v3.1, Unit 1136 and retrofits | 716 | 7324 | Rate Constraint in lbs/MMBtu | FALSE | L | Annual | Net Emissions Allowance Position | Thousand Tons | 0 | 0 | 0 | 0 | 0 | 0 | 0
ME Fac. Spec. - NOx 0.20 Rate Annual v3.1, Unit 1136 and retrofits | 716 | 7324 | Rate Constraint in lbs/MMBtu | FALSE | L | Annual | Fuel Consumed | TBtu | 0 | 0 | 0 | 0 | 0 | 0 | 0
ME Fac. Spec. - NOx 0.20 Rate Annual v3.1, Unit 1136 and retrofits | 716 | 7324 | Rate Constraint in lbs/MMBtu | FALSE | L | Annual | Rate | lb/MMBtu | 0 | 0 | 0 | 0 | 0 | 0 | 0
ME Fac. Spec. - NOx 0.20 Rate Annual v3.1, Unit 1136 and retrofits | 716 | 7324 | Rate Constraint in lbs/MMBtu | FALSE | L | Annual | Generation | TWh | 0 | 0 | 0 | 0 | 0 | 0 | 0
ME Fac. Spec. - NOx 0.20 Rate Annual v3.1, Unit 1136 and retrofits | 716 | 7324 | Rate Constraint in lbs/MMBtu | FALSE | L | Annual | Qualifying Generation | TWh | 0 | 0 | 0 | 0 | 0 | 0 | 0
ME Fac. Spec. - NOx 0.20 Rate Annual v3.1, Unit 1136 and retrofits | 716 | 7324 | Rate Constraint in lbs/MMBtu | FALSE | L | Annual | Rate | lb/MWh | 0 | 0 | 0 | 0 | 0 | 0 | 0
ME Fac. Spec. - NOx 0.20 Rate Annual v3.1, Unit 1136 and retrofits | 716 | 7324 | Rate Constraint in lbs/MMBtu | FALSE | L | Annual | Constraint Shadow Price | US2022$/Ton | 0 | 0 | 0 | 0 | 0 | 0 | 0
ME Mercury Cap Annual v3.1 | 717 | 7325 | Rate Constraint in MTons | FALSE | L | Annual | Seasons Included | Seasons | Winter, Spring, Summer, Fall | Winter, Spring, Summer, Fall | Winter, Spring, Summer, Fall | Winter, Spring, Summer, Fall | Winter, Spring, Summer, Fall | Winter, Spring, Summer, Fall | Winter, Spring, Summer, Fall
ME Mercury Cap Annual v3.1 | 717 | 7325 | Rate Constraint in MTons | FALSE | L | Annual | Standard MER | lbs | 26 | 26 | 26 | 26 | 26 | 26 | 26
ME Mercury Cap Annual v3.1 | 717 | 7325 | Rate Constraint in MTons | FALSE | L | Annual | Emissions at Affected Plants MER | lbs | 0 | 0 | 0 | 0 | 0 | 0 | 0
ME Mercury Cap Annual v3.1 | 717 | 7325 | Rate Constraint in MTons | FALSE | L | Annual | Allowances Purchased MER | lbs | 0 | 0 | 0 | 0 | 0 | 0 | 0
ME Mercury Cap Annual v3.1 | 717 | 7325 | Rate Constraint in MTons | FALSE | L | Annual | Allowances Sold MER | lbs | 0 | 0 | 0 | 0 | 0 | 0 | 0
ME Mercury Cap Annual v3.1 | 717 | 7325 | Rate Constraint in MTons | FALSE | L | Annual | Allowances Banked | lbs | 0 | 0 | 0 | 0 | 0 | 0 | 0
ME Mercury Cap Annual v3.1 | 717 | 7325 | Rate Constraint in MTons | FALSE | L | Annual | Allowances Withdrawn (1:1) | lbs | 0 | 0 | 0 | 0 | 0 | 0 | 0
ME Mercury Cap Annual v3.1 | 717 | 7325 | Rate Constraint in MTons | FALSE | L | Annual | Allowances Withdrawn (n:1) | lbs | 0 | 0 | 0 | 0 | 0 | 0 | 0
ME Mercury Cap Annual v3.1 | 717 | 7325 | Rate Constraint in MTons | FALSE | L | Annual | Net Emissions Allowance Position | lbs | 0 | 0 | 0 | 0 | 0 | 0 | 0
ME Mercury Cap Annual v3.1 | 717 | 7325 | Rate Constraint in MTons | FALSE | L | Annual | Fuel Consumed | TBtu | 0 | 0 | 0 | 0 | 0 | 0 | 0
ME Mercury Cap Annual v3.1 | 717 | 7325 | Rate Constraint in MTons | FALSE | L | Annual | Rate | lb/MMBtu | 0 | 0 | 0 | 0 | 0 | 0 | 0
ME Mercury Cap Annual v3.1 | 717 | 7325 | Rate Constraint in MTons | FALSE | L | Annual | Generation | TWh | 0 | 0 | 0 | 0 | 0 | 0 | 0
ME Mercury Cap Annual v3.1 | 717 | 7325 | Rate Constraint in MTons | FALSE | L | Annual | Qualifying Generation | TWh | 0 | 0 | 0 | 0 | 0 | 0 | 0
ME Mercury Cap Annual v3.1 | 717 | 7325 | Rate Constraint in MTons | FALSE | L | Annual | Rate | lb/MWh | 0 | 0 | 0 | 0 | 0 | 0 | 0
ME Mercury Cap Annual v3.1 | 717 | 7325 | Rate Constraint in MTons | FALSE | L | Annual | Constraint Shadow Price | US2022$/Lb | 0 | 0 | 0 | 0 | 0 | 0 | 0
MI Hg Rule - MER Annual Reduction v4.10 | 718 | 7336 | MACT Fuel Choice Floor in lbs/MMBtu | FALSE | L | Annual | Seasons Included | Seasons | Winter, Spring, Summer, Fall | Winter, Spring, Summer, Fall | Winter, Spring, Summer, Fall | Winter, Spring, Summer, Fall | Winter, Spring, Summer, Fall | Winter, Spring, Summer, Fall | Winter, Spring, Summer, Fall
MI Hg Rule - MER Annual Reduction v4.10 | 718 | 7336 | MACT Fuel Choice Floor in lbs/MMBtu | FALSE | L | Annual | Emission Floor | lbs/MMBtu | 8.07e-07 | 8.07e-07 | 8.07e-07 | 8.07e-07 | 8.07e-07 | 8.07e-07 | 8.07e-07
MI Hg Rule - MER Annual Reduction v4.10 | 718 | 7336 | MACT Fuel Choice Floor in lbs/MMBtu | FALSE | L | Annual | Emissions at Affected Plants MER | lbs | 17.2165 | 0 | 0 | 0 | 0 | 0 | 0
MI Hg Rule - MER Annual Reduction v4.10 | 718 | 7336 | MACT Fuel Choice Floor in lbs/MMBtu | FALSE | L | Annual | Allowances Purchased MER | lbs | 0 | 0 | 0 | 0 | 0 | 0 | 0
MI Hg Rule - MER Annual Reduction v4.10 | 718 | 7336 | MACT Fuel Choice Floor in lbs/MMBtu | FALSE | L | Annual | Allowances Sold MER | lbs | 0 | 0 | 0 | 0 | 0 | 0 | 0
MI Hg Rule - MER Annual Reduction v4.10 | 718 | 7336 | MACT Fuel Choice Floor in lbs/MMBtu | FALSE | L | Annual | Allowances Banked | lbs | 0 | 0 | 0 | 0 | 0 | 0 | 0
MI Hg Rule - MER Annual Reduction v4.10 | 718 | 7336 | MACT Fuel Choice Floor in lbs/MMBtu | FALSE | L | Annual | Allowances Withdrawn (1:1) | lbs | 0 | 0 | 0 | 0 | 0 | 0 | 0
MI Hg Rule - MER Annual Reduction v4.10 | 718 | 7336 | MACT Fuel Choice Floor in lbs/MMBtu | FALSE | L | Annual | Allowances Withdrawn (n:1) | lbs | 0 | 0 | 0 | 0 | 0 | 0 | 0
MI Hg Rule - MER Annual Reduction v4.10 | 718 | 7336 | MACT Fuel Choice Floor in lbs/MMBtu | FALSE | L | Annual | Net Emissions Allowance Position | lbs | 17.2165 | 0 | 0 | 0 | 0 | 0 | 0
MI Hg Rule - MER Annual Reduction v4.10 | 718 | 7336 | MACT Fuel Choice Floor in lbs/MMBtu | FALSE | L | Annual | Fuel Consumed | TBtu | 92.3234 | 0 | 0 | 0 | 0 | 0 | 0
MI Hg Rule - MER Annual Reduction v4.10 | 718 | 7336 | MACT Fuel Choice Floor in lbs/MMBtu | FALSE | L | Annual | Rate | lb/MMBtu | 1.8648e-07 | 0 | 0 | 0 | 0 | 0 | 0
MI Hg Rule - MER Annual Reduction v4.10 | 718 | 7336 | MACT Fuel Choice Floor in lbs/MMBtu | FALSE | L | Annual | Generation | TWh | 9.0806 | 0 | 0 | 0 | 0 | 0 | 0
MI Hg Rule - MER Annual Reduction v4.10 | 718 | 7336 | MACT Fuel Choice Floor in lbs/MMBtu | FALSE | L | Annual | Qualifying Generation | TWh | 9.0806 | 0 | 0 | 0 | 0 | 0 | 0
MI Hg Rule - MER Annual Reduction v4.10 | 718 | 7336 | MACT Fuel Choice Floor in lbs/MMBtu | FALSE | L | Annual | Constraint Shadow Price | US2022$/Lb | 0 | 0 | 0 | 0 | 0 | 0 | 0
MN Hg Emis Red Act - MER Removal Annual v3.1 | 719 | 7337 | MACT Fuel Choice Floor in lbs/MMBtu | FALSE | L | Annual | Seasons Included | Seasons | Winter, Spring, Summer, Fall | Winter, Spring, Summer, Fall | Winter, Spring, Summer, Fall | Winter, Spring, Summer, Fall | Winter, Spring, Summer, Fall | Winter, Spring, Summer, Fall | Winter, Spring, Summer, Fall
MN Hg Emis Red Act - MER Removal Annual v3.1 | 719 | 7337 | MACT Fuel Choice Floor in lbs/MMBtu | FALSE | L | Annual | Emission Floor | lbs/MMBtu | 0 | 0 | 0 | 0 | 0 | 0 | 0
MN Hg Emis Red Act - MER Removal Annual v3.1 | 719 | 7337 | MACT Fuel Choice Floor in lbs/MMBtu | FALSE | L | Annual | Emissions at Affected Plants MER | lbs | 42.6222 | 27.7914 | 0 | 0 | 0 | 0 | 0
MN Hg Emis Red Act - MER Removal Annual v3.1 | 719 | 7337 | MACT Fuel Choice Floor in lbs/MMBtu | FALSE | L | Annual | Allowances Purchased MER | lbs | 0 | 0 | 0 | 0 | 0 | 0 | 0
MN Hg Emis Red Act - MER Removal Annual v3.1 | 719 | 7337 | MACT Fuel Choice Floor in lbs/MMBtu | FALSE | L | Annual | Allowances Sold MER | lbs | 0 | 0 | 0 | 0 | 0 | 0 | 0
MN Hg Emis Red Act - MER Removal Annual v3.1 | 719 | 7337 | MACT Fuel Choice Floor in lbs/MMBtu | FALSE | L | Annual | Allowances Banked | lbs | 0 | 0 | 0 | 0 | 0 | 0 | 0
MN Hg Emis Red Act - MER Removal Annual v3.1 | 719 | 7337 | MACT Fuel Choice Floor in lbs/MMBtu | FALSE | L | Annual | Allowances Withdrawn (1:1) | lbs | 0 | 0 | 0 | 0 | 0 | 0 | 0
MN Hg Emis Red Act - MER Removal Annual v3.1 | 719 | 7337 | MACT Fuel Choice Floor in lbs/MMBtu | FALSE | L | Annual | Allowances Withdrawn (n:1) | lbs | 0 | 0 | 0 | 0 | 0 | 0 | 0
MN Hg Emis Red Act - MER Removal Annual v3.1 | 719 | 7337 | MACT Fuel Choice Floor in lbs/MMBtu | FALSE | L | Annual | Net Emissions Allowance Position | lbs | 42.6222 | 27.7914 | 0 | 0 | 0 | 0 | 0
MN Hg Emis Red Act - MER Removal Annual v3.1 | 719 | 7337 | MACT Fuel Choice Floor in lbs/MMBtu | FALSE | L | Annual | Fuel Consumed | TBtu | 81.6191 | 56.2198 | 0 | 0 | 0 | 0 | 0
MN Hg Emis Red Act - MER Removal Annual v3.1 | 719 | 7337 | MACT Fuel Choice Floor in lbs/MMBtu | FALSE | L | Annual | Rate | lb/MMBtu | 5.2221e-07 | 4.9433e-07 | 0 | 0 | 0 | 0 | 0
MN Hg Emis Red Act - MER Removal Annual v3.1 | 719 | 7337 | MACT Fuel Choice Floor in lbs/MMBtu | FALSE | L | Annual | Generation | TWh | 8.2257 | 5.6119 | 0 | 0 | 0 | 0 | 0
MN Hg Emis Red Act - MER Removal Annual v3.1 | 719 | 7337 | MACT Fuel Choice Floor in lbs/MMBtu | FALSE | L | Annual | Qualifying Generation | TWh | 8.2257 | 5.6119 | 0 | 0 | 0 | 0 | 0
MN Hg Emis Red Act - MER Removal Annual v3.1 | 719 | 7337 | MACT Fuel Choice Floor in lbs/MMBtu | FALSE | L | Annual | Constraint Shadow Price | US2022$/Lb | 0 | 0 | 0 | 0 | 0 | 0 | 0
MT Hg Rate Lignite Annual v3.1 | 720 | 7342 | Rate Constraint in lbs/MMBtu | FALSE | L | Annual | Seasons Included | Seasons | Winter, Spring, Summer, Fall | Winter, Spring, Summer, Fall | Winter, Spring, Summer, Fall | Winter, Spring, Summer, Fall | Winter, Spring, Summer, Fall | Winter, Spring, Summer, Fall | Winter, Spring, Summer, Fall
MT Hg Rate Lignite Annual v3.1 | 720 | 7342 | Rate Constraint in lbs/MMBtu | FALSE | L | Annual | Standard MER | lb/MMBtu | 1.5e-06 | 1.5e-06 | 1.5e-06 | 1.5e-06 | 1.5e-06 | 1.5e-06 | 1.5e-06
MT Hg Rate Lignite Annual v3.1 | 720 | 7342 | Rate Constraint in lbs/MMBtu | FALSE | L | Annual | Emissions at Affected Plants MER | lbs | 0 | 0 | 0 | 0 | 0 | 0 | 0
MT Hg Rate Lignite Annual v3.1 | 720 | 7342 | Rate Constraint in lbs/MMBtu | FALSE | L | Annual | Allowances Purchased MER | lbs | 0 | 0 | 0 | 0 | 0 | 0 | 0
MT Hg Rate Lignite Annual v3.1 | 720 | 7342 | Rate Constraint in lbs/MMBtu | FALSE | L | Annual | Allowances Sold MER | lbs | 0 | 0 | 0 | 0 | 0 | 0 | 0
MT Hg Rate Lignite Annual v3.1 | 720 | 7342 | Rate Constraint in lbs/MMBtu | FALSE | L | Annual | Allowances Banked | lbs | 0 | 0 | 0 | 0 | 0 | 0 | 0
MT Hg Rate Lignite Annual v3.1 | 720 | 7342 | Rate Constraint in lbs/MMBtu | FALSE | L | Annual | Allowances Withdrawn (1:1) | lbs | 0 | 0 | 0 | 0 | 0 | 0 | 0
MT Hg Rate Lignite Annual v3.1 | 720 | 7342 | Rate Constraint in lbs/MMBtu | FALSE | L | Annual | Allowances Withdrawn (n:1) | lbs | 0 | 0 | 0 | 0 | 0 | 0 | 0
MT Hg Rate Lignite Annual v3.1 | 720 | 7342 | Rate Constraint in lbs/MMBtu | FALSE | L | Annual | Net Emissions Allowance Position | lbs | 0 | 0 | 0 | 0 | 0 | 0 | 0
MT Hg Rate Lignite Annual v3.1 | 720 | 7342 | Rate Constraint in lbs/MMBtu | FALSE | L | Annual | Fuel Consumed | TBtu | 0 | 0 | 0 | 0 | 0 | 0 | 0
MT Hg Rate Lignite Annual v3.1 | 720 | 7342 | Rate Constraint in lbs/MMBtu | FALSE | L | Annual | Rate | lb/MMBtu | 0 | 0 | 0 | 0 | 0 | 0 | 0
MT Hg Rate Lignite Annual v3.1 | 720 | 7342 | Rate Constraint in lbs/MMBtu | FALSE | L | Annual | Generation | TWh | 0 | 0 | 0 | 0 | 0 | 0 | 0
MT Hg Rate Lignite Annual v3.1 | 720 | 7342 | Rate Constraint in lbs/MMBtu | FALSE | L | Annual | Qualifying Generation | TWh | 0 | 0 | 0 | 0 | 0 | 0 | 0
MT Hg Rate Lignite Annual v3.1 | 720 | 7342 | Rate Constraint in lbs/MMBtu | FALSE | L | Annual | Rate | lb/MWh | 0 | 0 | 0 | 0 | 0 | 0 | 0
MT Hg Rate Lignite Annual v3.1 | 720 | 7342 | Rate Constraint in lbs/MMBtu | FALSE | L | Annual | Constraint Shadow Price | US2022$/Lb | 17047.7943 | 18353.8899 | 21235.3506 | 25568.3098 | 30715.6045 | 0 | 0
MT Hg Rate Non Lignite Annual v3.1 | 721 | 7341 | Rate Constraint in lbs/MMBtu | FALSE | L | Annual | Seasons Included | Seasons | Winter, Spring, Summer, Fall | Winter, Spring, Summer, Fall | Winter, Spring, Summer, Fall | Winter, Spring, Summer, Fall | Winter, Spring, Summer, Fall | Winter, Spring, Summer, Fall | Winter, Spring, Summer, Fall
MT Hg Rate Non Lignite Annual v3.1 | 721 | 7341 | Rate Constraint in lbs/MMBtu | FALSE | L | Annual | Standard MER | lb/MMBtu | 9e-07 | 9e-07 | 9e-07 | 9e-07 | 9e-07 | 9e-07 | 9e-07
MT Hg Rate Non Lignite Annual v3.1 | 721 | 7341 | Rate Constraint in lbs/MMBtu | FALSE | L | Annual | Emissions at Affected Plants MER | lbs | 56.6959 | 57.1164 | 57.3476 | 59.2238 | 0.14302 | 0.14302 | 0.14302
MT Hg Rate Non Lignite Annual v3.1 | 721 | 7341 | Rate Constraint in lbs/MMBtu | FALSE | L | Annual | Allowances Purchased MER | lbs | 0 | 0 | 0 | 0 | 0 | 0 | 0
MT Hg Rate Non Lignite Annual v3.1 | 721 | 7341 | Rate Constraint in lbs/MMBtu | FALSE | L | Annual | Allowances Sold MER | lbs | 0 | 0 | 0 | 0 | 0 | 0 | 0
MT Hg Rate Non Lignite Annual v3.1 | 721 | 7341 | Rate Constraint in lbs/MMBtu | FALSE | L | Annual | Allowances Banked | lbs | 51.465 | 0 | 53.5007 | 0 | 0.11737 | 0.37776 | 0
MT Hg Rate Non Lignite Annual v3.1 | 721 | 7341 | Rate Constraint in lbs/MMBtu | FALSE | L | Annual | Allowances Withdrawn (1:1) | lbs | 0 | -51.465 | 0 | 0 | 0 | -0.26039 | 0
MT Hg Rate Non Lignite Annual v3.1 | 721 | 7341 | Rate Constraint in lbs/MMBtu | FALSE | L | Annual | Allowances Withdrawn (n:1) | lbs | 0 | 0 | 0 | 0 | 0 | 0 | 0
MT Hg Rate Non Lignite Annual v3.1 | 721 | 7341 | Rate Constraint in lbs/MMBtu | FALSE | L | Annual | Net Emissions Allowance Position | lbs | 108.1609 | 5.6514 | 110.8482 | 59.2238 | 0.26039 | 0.26039 | 0.14302
MT Hg Rate Non Lignite Annual v3.1 | 721 | 7341 | Rate Constraint in lbs/MMBtu | FALSE | L | Annual | Fuel Consumed | TBtu | 120.1783 | 121.0141 | 123.1648 | 119.8052 | 0.28933 | 0.28933 | 0.28933
MT Hg Rate Non Lignite Annual v3.1 | 721 | 7341 | Rate Constraint in lbs/MMBtu | FALSE | L | Annual | Rate | lb/MMBtu | 4.7176e-07 | 4.7198e-07 | 4.6562e-07 | 4.9433e-07 | 4.9433e-07 | 4.9433e-07 | 4.9433e-07
MT Hg Rate Non Lignite Annual v3.1 | 721 | 7341 | Rate Constraint in lbs/MMBtu | FALSE | L | Annual | Generation | TWh | 10.9495 | 11.0081 | 7.3972 | 7.0788 | 0.017355 | 0.017355 | 0.017355
MT Hg Rate Non Lignite Annual v3.1 | 721 | 7341 | Rate Constraint in lbs/MMBtu | FALSE | L | Annual | Qualifying Generation | TWh | 10.9495 | 11.0081 | 7.3972 | 7.0788 | 0.017355 | 0.017355 | 0.017355
MT Hg Rate Non Lignite Annual v3.1 | 721 | 7341 | Rate Constraint in lbs/MMBtu | FALSE | L | Annual | Rate | lb/MWh | 5.178e-06 | 5.1886e-06 | 7.7527e-06 | 8.3663e-06 | 8.2412e-06 | 8.2412e-06 | 8.2412e-06
MT Hg Rate Non Lignite Annual v3.1 | 721 | 7341 | Rate Constraint in lbs/MMBtu | FALSE | L | Annual | Constraint Shadow Price | US2022$/Lb | 0 | 0 | 0 | 0 | 0 | 0 | 0
NC - CO2 Cap Annual v6.21 | 722 | 7737 | Rate Constraint in MTons | FALSE | L | Annual | Seasons Included | Seasons | Winter, Spring, Summer, Fall | Winter, Spring, Summer, Fall | Winter, Spring, Summer, Fall | Winter, Spring, Summer, Fall | Winter, Spring, Summer, Fall | Winter, Spring, Summer, Fall | Winter, Spring, Summer, Fall
NC - CO2 Cap Annual v6.21 | 722 | 7737 | Rate Constraint in MTons | FALSE | L | Annual | Standard CO2 | Thousand Tons | NA | 24956.762 | 24956.762 | 24956.762 | 24956.762 | 24956.762 | 24956.762
NC - CO2 Cap Annual v6.21 | 722 | 7737 | Rate Constraint in MTons | FALSE | L | Annual | Emissions at Affected Plants CO2 | Thousand Tons | 0 | 24956.762 | 20423.5517 | 19175.3478 | 17786.3224 | 24956.762 | 24956.762
NC - CO2 Cap Annual v6.21 | 722 | 7737 | Rate Constraint in MTons | FALSE | L | Annual | Allowances Purchased CO2 | Thousand Tons | 0 | 0 | 0 | 0 | 0 | 0 | 0
NC - CO2 Cap Annual v6.21 | 722 | 7737 | Rate Constraint in MTons | FALSE | L | Annual | Allowances Sold CO2 | Thousand Tons | 0 | 0 | 0 | 0 | 0 | 0 | 0
NC - CO2 Cap Annual v6.21 | 722 | 7737 | Rate Constraint in MTons | FALSE | L | Annual | Allowances Banked | Thousand Tons | 0 | 0 | 0 | 0 | 0 | 0 | 0
NC - CO2 Cap Annual v6.21 | 722 | 7737 | Rate Constraint in MTons | FALSE | L | Annual | Allowances Withdrawn (1:1) | Thousand Tons | 0 | 0 | 0 | 0 | 0 | 0 | 0
NC - CO2 Cap Annual v6.21 | 722 | 7737 | Rate Constraint in MTons | FALSE | L | Annual | Allowances Withdrawn (n:1) | Thousand Tons | 0 | 0 | 0 | 0 | 0 | 0 | 0
NC - CO2 Cap Annual v6.21 | 722 | 7737 | Rate Constraint in MTons | FALSE | L | Annual | Net Emissions Allowance Position | Thousand Tons | 0 | 24956.762 | 20423.5517 | 19175.3478 | 17786.3224 | 24956.762 | 24956.762
NC - CO2 Cap Annual v6.21 | 722 | 7737 | Rate Constraint in MTons | FALSE | L | Annual | Fuel Consumed | TBtu | 0 | 403.5353 | 349.7227 | 328.4622 | 304.7425 | 427.2416 | 427.2416
NC - CO2 Cap Annual v6.21 | 722 | 7737 | Rate Constraint in MTons | FALSE | L | Annual | Rate | lb/MMBtu | 0 | 123.6906 | 116.7985 | 116.7583 | 116.7302 | 116.8274 | 116.8274
NC - CO2 Cap Annual v6.21 | 722 | 7737 | Rate Constraint in MTons | FALSE | L | Annual | Generation | TWh | 0 | 76.5837 | 58.8337 | 55.7636 | 53.1638 | 82.702 | 97.2838
NC - CO2 Cap Annual v6.21 | 722 | 7737 | Rate Constraint in MTons | FALSE | L | Annual | Qualifying Generation | TWh | 0 | 57.228 | 49.7771 | 46.8453 | 42.7507 | 61.6947 | 62.6084
NC - CO2 Cap Annual v6.21 | 722 | 7737 | Rate Constraint in MTons | FALSE | L | Annual | Rate | lb/MWh | 0 | 872.1865 | 820.6005 | 818.6664 | 832.0959 | 809.0405 | 797.2331
NC - CO2 Cap Annual v6.21 | 722 | 7737 | Rate Constraint in MTons | FALSE | L | Annual | Constraint Shadow Price | US2022$/Ton | 0 | 3.1491 | 0 | 0 | 0 | 1.643 | 11.4611
New Hampshire MER Removal Annual v3.1 | 723 | 7346 | MACT Fuel Choice Floor in lbs/MMBtu | FALSE | L | Annual | Seasons Included | Seasons | Winter, Spring, Summer, Fall | Winter, Spring, Summer, Fall | Winter, Spring, Summer, Fall | Winter, Spring, Summer, Fall | Winter, Spring, Summer, Fall | Winter, Spring, Summer, Fall | Winter, Spring, Summer, Fall
New Hampshire MER Removal Annual v3.1 | 723 | 7346 | MACT Fuel Choice Floor in lbs/MMBtu | FALSE | L | Annual | Emission Floor | lbs/MMBtu | 0 | 0 | 0 | 0 | 0 | 0 | 0
New Hampshire MER Removal Annual v3.1 | 723 | 7346 | MACT Fuel Choice Floor in lbs/MMBtu | FALSE | L | Annual | Emissions at Affected Plants MER | lbs | 0 | 0 | 0 | 0 | 0 | 0 | 0
New Hampshire MER Removal Annual v3.1 | 723 | 7346 | MACT Fuel Choice Floor in lbs/MMBtu | FALSE | L | Annual | Allowances Purchased MER | lbs | 0 | 0 | 0 | 0 | 0 | 0 | 0
New Hampshire MER Removal Annual v3.1 | 723 | 7346 | MACT Fuel Choice Floor in lbs/MMBtu | FALSE | L | Annual | Allowances Sold MER | lbs | 0 | 0 | 0 | 0 | 0 | 0 | 0
New Hampshire MER Removal Annual v3.1 | 723 | 7346 | MACT Fuel Choice Floor in lbs/MMBtu | FALSE | L | Annual | Allowances Banked | lbs | 0 | 0 | 0 | 0 | 0 | 0 | 0
New Hampshire MER Removal Annual v3.1 | 723 | 7346 | MACT Fuel Choice Floor in lbs/MMBtu | FALSE | L | Annual | Allowances Withdrawn (1:1) | lbs | 0 | 0 | 0 | 0 | 0 | 0 | 0
New Hampshire MER Removal Annual v3.1 | 723 | 7346 | MACT Fuel Choice Floor in lbs/MMBtu | FALSE | L | Annual | Allowances Withdrawn (n:1) | lbs | 0 | 0 | 0 | 0 | 0 | 0 | 0
New Hampshire MER Removal Annual v3.1 | 723 | 7346 | MACT Fuel Choice Floor in lbs/MMBtu | FALSE | L | Annual | Net Emissions Allowance Position | lbs | 0 | 0 | 0 | 0 | 0 | 0 | 0
New Hampshire MER Removal Annual v3.1 | 723 | 7346 | MACT Fuel Choice Floor in lbs/MMBtu | FALSE | L | Annual | Fuel Consumed | TBtu | 0 | 0 | 0 | 0 | 0 | 0 | 0
New Hampshire MER Removal Annual v3.1 | 723 | 7346 | MACT Fuel Choice Floor in lbs/MMBtu | FALSE | L | Annual | Rate | lb/MMBtu | 0 | 0 | 0 | 0 | 0 | 0 | 0
New Hampshire MER Removal Annual v3.1 | 723 | 7346 | MACT Fuel Choice Floor in lbs/MMBtu | FALSE | L | Annual | Generation | TWh | 0 | 0 | 0 | 0 | 0 | 0 | 0
New Hampshire MER Removal Annual v3.1 | 723 | 7346 | MACT Fuel Choice Floor in lbs/MMBtu | FALSE | L | Annual | Qualifying Generation | TWh | 0 | 0 | 0 | 0 | 0 | 0 | 0
New Hampshire MER Removal Annual v3.1 | 723 | 7346 | MACT Fuel Choice Floor in lbs/MMBtu | FALSE | L | Annual | Constraint Shadow Price | US2022$/Lb | 0 | 0 | 0 | 0 | 0 | 0 | 0
New Hampshire 6 Unit - NOX Cap Annual v3.1 | 724 | 7343 | Rate Constraint in MTons | FALSE | L | Annual | Seasons Included | Seasons | Winter, Spring, Summer, Fall | Winter, Spring, Summer, Fall | Winter, Spring, Summer, Fall | Winter, Spring, Summer, Fall | Winter, Spring, Summer, Fall | Winter, Spring, Summer, Fall | Winter, Spring, Summer, Fall
New Hampshire 6 Unit - NOX Cap Annual v3.1 | 724 | 7343 | Rate Constraint in MTons | FALSE | L | Annual | Standard NOX | Thousand Tons | 3.64 | 3.64 | 3.64 | 3.64 | 3.64 | 3.64 | 3.64
New Hampshire 6 Unit - NOX Cap Annual v3.1 | 724 | 7343 | Rate Constraint in MTons | FALSE | L | Annual | Emissions at Affected Plants NOX | Thousand Tons | 0 | 0 | 0 | 0 | 0 | 0 | 0
New Hampshire 6 Unit - NOX Cap Annual v3.1 | 724 | 7343 | Rate Constraint in MTons | FALSE | L | Annual | Allowances Purchased NOX | Thousand Tons | 0 | 0 | 0 | 0 | 0 | 0 | 0
New Hampshire 6 Unit - NOX Cap Annual v3.1 | 724 | 7343 | Rate Constraint in MTons | FALSE | L | Annual | Allowances Sold NOX | Thousand Tons | 0 | 0 | 0 | 0 | 0 | 0 | 0
New Hampshire 6 Unit - NOX Cap Annual v3.1 | 724 | 7343 | Rate Constraint in MTons | FALSE | L | Annual | Allowances Banked | Thousand Tons | 0 | 0 | 3.64 | 0 | 3.64 | 0 | 0
New Hampshire 6 Unit - NOX Cap Annual v3.1 | 724 | 7343 | Rate Constraint in MTons | FALSE | L | Annual | Allowances Withdrawn (1:1) | Thousand Tons | 0 | 0 | 0 | 0 | 0 | -3.64 | -3.64
New Hampshire 6 Unit - NOX Cap Annual v3.1 | 724 | 7343 | Rate Constraint in MTons | FALSE | L | Annual | Allowances Withdrawn (n:1) | Thousand Tons | 0 | 0 | 0 | 0 | 0 | 0 | 0
New Hampshire 6 Unit - NOX Cap Annual v3.1 | 724 | 7343 | Rate Constraint in MTons | FALSE | L | Annual | Net Emissions Allowance Position | Thousand Tons | 0 | 0 | 3.64 | 0 | 3.64 | -3.64 | -3.64
New Hampshire 6 Unit - NOX Cap Annual v3.1 | 724 | 7343 | Rate Constraint in MTons | FALSE | L | Annual | Fuel Consumed | TBtu | 0 | 0 | 0 | 0 | 0 | 0 | 0
New Hampshire 6 Unit - NOX Cap Annual v3.1 | 724 | 7343 | Rate Constraint in MTons | FALSE | L | Annual | Rate | lb/MMBtu | 0 | 0 | 0 | 0 | 0 | 0 | 0
New Hampshire 6 Unit - NOX Cap Annual v3.1 | 724 | 7343 | Rate Constraint in MTons | FALSE | L | Annual | Generation | TWh | 0 | 0 | 0 | 0 | 0 | 0 | 0
New Hampshire 6 Unit - NOX Cap Annual v3.1 | 724 | 7343 | Rate Constraint in MTons | FALSE | L | Annual | Qualifying Generation | TWh | 0 | 0 | 0 | 0 | 0 | 0 | 0
New Hampshire 6 Unit - NOX Cap Annual v3.1 | 724 | 7343 | Rate Constraint in MTons | FALSE | L | Annual | Rate | lb/MWh | 0 | 0 | 0 | 0 | 0 | 0 | 0
New Hampshire 6 Unit - NOX Cap Annual v3.1 | 724 | 7343 | Rate Constraint in MTons | FALSE | L | Annual | Constraint Shadow Price | US2022$/Ton | 0 | 0 | 0 | 0 | 0 | 0 | 0
New Hampshire 6 Unit - SO2 Cap Annual v3.1 | 725 | 7344 | Rate Constraint in MTons | FALSE | L | Annual | Seasons Included | Seasons | Winter, Spring, Summer, Fall | Winter, Spring, Summer, Fall | Winter, Spring, Summer, Fall | Winter, Spring, Summer, Fall | Winter, Spring, Summer, Fall | Winter, Spring, Summer, Fall | Winter, Spring, Summer, Fall
New Hampshire 6 Unit - SO2 Cap Annual v3.1 | 725 | 7344 | Rate Constraint in MTons | FALSE | L | Annual | Standard SO2 | Thousand Tons | 7.29 | 7.29 | 7.29 | 7.29 | 7.29 | 7.29 | 7.29
New Hampshire 6 Unit - SO2 Cap Annual v3.1 | 725 | 7344 | Rate Constraint in MTons | FALSE | L | Annual | Emissions at Affected Plants SO2 | Thousand Tons | 0 | 0 | 0 | 0 | 0 | 0 | 0
New Hampshire 6 Unit - SO2 Cap Annual v3.1 | 725 | 7344 | Rate Constraint in MTons | FALSE | L | Annual | Allowances Purchased SO2 | Thousand Tons | 0 | 0 | 0 | 0 | 0 | 0 | 0
New Hampshire 6 Unit - SO2 Cap Annual v3.1 | 725 | 7344 | Rate Constraint in MTons | FALSE | L | Annual | Allowances Sold SO2 | Thousand Tons | 0 | 0 | 0 | 0 | 0 | 0 | 0
New Hampshire 6 Unit - SO2 Cap Annual v3.1 | 725 | 7344 | Rate Constraint in MTons | FALSE | L | Annual | Allowances Banked | Thousand Tons | 0 | 0 | 4.86 | 0 | 6.075 | 0 | 0
New Hampshire 6 Unit - SO2 Cap Annual v3.1 | 725 | 7344 | Rate Constraint in MTons | FALSE | L | Annual | Allowances Withdrawn (1:1) | Thousand Tons | 0 | 0 | 0 | -7.29 | 0 | -7.29 | 0
New Hampshire 6 Unit - SO2 Cap Annual v3.1 | 725 | 7344 | Rate Constraint in MTons | FALSE | L | Annual | Allowances Withdrawn (n:1) | Thousand Tons | 0 | 0 | 0 | 0 | 0 | 0 | 0
New Hampshire 6 Unit - SO2 Cap Annual v3.1 | 725 | 7344 | Rate Constraint in MTons | FALSE | L | Annual | Net Emissions Allowance Position | Thousand Tons | 0 | 0 | 4.86 | -7.29 | 6.075 | -7.29 | 0
New Hampshire 6 Unit - SO2 Cap Annual v3.1 | 725 | 7344 | Rate Constraint in MTons | FALSE | L | Annual | Fuel Consumed | TBtu | 0 | 0 | 0 | 0 | 0 | 0 | 0
New Hampshire 6 Unit - SO2 Cap Annual v3.1 | 725 | 7344 | Rate Constraint in MTons | FALSE | L | Annual | Rate | lb/MMBtu | 0 | 0 | 0 | 0 | 0 | 0 | 0
New Hampshire 6 Unit - SO2 Cap Annual v3.1 | 725 | 7344 | Rate Constraint in MTons | FALSE | L | Annual | Generation | TWh | 0 | 0 | 0 | 0 | 0 | 0 | 0
New Hampshire 6 Unit - SO2 Cap Annual v3.1 | 725 | 7344 | Rate Constraint in MTons | FALSE | L | Annual | Qualifying Generation | TWh | 0 | 0 | 0 | 0 | 0 | 0 | 0
New Hampshire 6 Unit - SO2 Cap Annual v3.1 | 725 | 7344 | Rate Constraint in MTons | FALSE | L | Annual | Rate | lb/MWh | 0 | 0 | 0 | 0 | 0 | 0 | 0
New Hampshire 6 Unit - SO2 Cap Annual v3.1 | 725 | 7344 | Rate Constraint in MTons | FALSE | L | Annual | Constraint Shadow Price | US2022$/Ton | 0 | 0 | 0 | 0 | 0 | 0 | 0
New Hampshire State - NOX Cap Summer v3.1 | 726 | 7345 | Rate Constraint in MTons | FALSE | L | Annual | Seasons Included | Seasons | Summer | Summer | Summer | Summer | Summer | Summer | Summer
New Hampshire State - NOX Cap Summer v3.1 | 726 | 7345 | Rate Constraint in MTons | FALSE | L | Annual | Standard NOX | Thousand Tons | 2.4 | 2.4 | 2.4 | 2.4 | 2.4 | 2.4 | 2.4
New Hampshire State - NOX Cap Summer v3.1 | 726 | 7345 | Rate Constraint in MTons | FALSE | L | Annual | Emissions at Affected Plants NOX | Thousand Tons | 0.12082 | 0.10509 | 0.052838 | 0.054445 | 0.023476 | 0.013403 | 0.012697
New Hampshire State - NOX Cap Summer v3.1 | 726 | 7345 | Rate Constraint in MTons | FALSE | L | Annual | Allowances Purchased NOX | Thousand Tons | 0 | 0 | 0 | 0 | 0 | 0 | 0
New Hampshire State - NOX Cap Summer v3.1 | 726 | 7345 | Rate Constraint in MTons | FALSE | L | Annual | Allowances Sold NOX | Thousand Tons | 0 | 0 | 0 | 0 | 0 | 0 | 0
New Hampshire State - NOX Cap Summer v3.1 | 726 | 7345 | Rate Constraint in MTons | FALSE | L | Annual | Allowances Banked | Thousand Tons | 0 | 0 | 1.6 | 0 | 0 | 0 | 0
New Hampshire State - NOX Cap Summer v3.1 | 726 | 7345 | Rate Constraint in MTons | FALSE | L | Annual | Allowances Withdrawn (1:1) | Thousand Tons | 0 | 0 | 0 | -2.4 | 0 | 0 | 0
New Hampshire State - NOX Cap Summer v3.1 | 726 | 7345 | Rate Constraint in MTons | FALSE | L | Annual | Allowances Withdrawn (n:1) | Thousand Tons | 0 | 0 | 0 | 0 | 0 | 0 | 0
New Hampshire State - NOX Cap Summer v3.1 | 726 | 7345 | Rate Constraint in MTons | FALSE | L | Annual | Net Emissions Allowance Position | Thousand Tons | 0.12082 | 0.10509 | 1.6528 | -2.3456 | 0.023476 | 0.013403 | 0.012697
New Hampshire State - NOX Cap Summer v3.1 | 726 | 7345 | Rate Constraint in MTons | FALSE | L | Annual | Fuel Consumed | TBtu | 24.5184 | 20.9077 | 10.9245 | 10.5893 | 5.0093 | 2.6963 | 2.5342
New Hampshire State - NOX Cap Summer v3.1 | 726 | 7345 | Rate Constraint in MTons | FALSE | L | Annual | Rate | lb/MMBtu | 0.0098553 | 0.010053 | 0.0096732 | 0.010283 | 0.009373 | 0.0099417 | 0.01002
New Hampshire State - NOX Cap Summer v3.1 | 726 | 7345 | Rate Constraint in MTons | FALSE | L | Annual | Generation | TWh | 3.31 | 2.8186 | 1.4767 | 1.4252 | 0.67856 | 0.36377 | 0.34172
New Hampshire State - NOX Cap Summer v3.1 | 726 | 7345 | Rate Constraint in MTons | FALSE | L | Annual | Qualifying Generation | TWh | 3.31 | 2.8186 | 1.4767 | 1.4252 | 0.67856 | 0.36377 | 0.34172
New Hampshire State - NOX Cap Summer v3.1 | 726 | 7345 | Rate Constraint in MTons | FALSE | L | Annual | Rate | lb/MWh | 0.073002 | 0.074572 | 0.071562 | 0.076402 | 0.069194 | 0.073688 | 0.074313
New Hampshire State - NOX Cap Summer v3.1 | 726 | 7345 | Rate Constraint in MTons | FALSE | L | Annual | Constraint Shadow Price | US2022$/Ton | 0 | 0 | 0 | 0 | 0 | 0 | 0
New Jersey - MER Removal Annual v3.1 | 727 | 7348 | MACT Fuel Choice Floor in lbs/MMBtu | FALSE | L | Annual | Seasons Included | Seasons | Winter, Spring, Summer, Fall | Winter, Spring, Summer, Fall | Winter, Spring, Summer, Fall | Winter, Spring, Summer, Fall | Winter, Spring, Summer, Fall | Winter, Spring, Summer, Fall | Winter, Spring, Summer, Fall
New Jersey - MER Removal Annual v3.1 | 727 | 7348 | MACT Fuel Choice Floor in lbs/MMBtu | FALSE | L | Annual | Emission Floor | lbs/MMBtu | 0 | 0 | 0 | 0 | 0 | 0 | 0
New Jersey - MER Removal Annual v3.1 | 727 | 7348 | MACT Fuel Choice Floor in lbs/MMBtu | FALSE | L | Annual | Emissions at Affected Plants MER | lbs | 0 | 0 | 0 | 0 | 0 | 0 | 0
New Jersey - MER Removal Annual v3.1 | 727 | 7348 | MACT Fuel Choice Floor in lbs/MMBtu | FALSE | L | Annual | Allowances Purchased MER | lbs | 0 | 0 | 0 | 0 | 0 | 0 | 0
New Jersey - MER Removal Annual v3.1 | 727 | 7348 | MACT Fuel Choice Floor in lbs/MMBtu | FALSE | L | Annual | Allowances Sold MER | lbs | 0 | 0 | 0 | 0 | 0 | 0 | 0
New Jersey - MER Removal Annual v3.1 | 727 | 7348 | MACT Fuel Choice Floor in lbs/MMBtu | FALSE | L | Annual | Allowances Banked | lbs | 0 | 0 | 0 | 0 | 0 | 0 | 0
New Jersey - MER Removal Annual v3.1 | 727 | 7348 | MACT Fuel Choice Floor in lbs/MMBtu | FALSE | L | Annual | Allowances Withdrawn (1:1) | lbs | 0 | 0 | 0 | 0 | 0 | 0 | 0
New Jersey - MER Removal Annual v3.1 | 727 | 7348 | MACT Fuel Choice Floor in lbs/MMBtu | FALSE | L | Annual | Allowances Withdrawn (n:1) | lbs | 0 | 0 | 0 | 0 | 0 | 0 | 0
New Jersey - MER Removal Annual v3.1 | 727 | 7348 | MACT Fuel Choice Floor in lbs/MMBtu | FALSE | L | Annual | Net Emissions Allowance Position | lbs | 0 | 0 | 0 | 0 | 0 | 0 | 0
New Jersey - MER Removal Annual v3.1 | 727 | 7348 | MACT Fuel Choice Floor in lbs/MMBtu | FALSE | L | Annual | Fuel Consumed | TBtu | 0 | 0 | 0 | 0 | 0 | 0 | 0
New Jersey - MER Removal Annual v3.1 | 727 | 7348 | MACT Fuel Choice Floor in lbs/MMBtu | FALSE | L | Annual | Rate | lb/MMBtu | 0 | 0 | 0 | 0 | 0 | 0 | 0
New Jersey - MER Removal Annual v3.1 | 727 | 7348 | MACT Fuel Choice Floor in lbs/MMBtu | FALSE | L | Annual | Generation | TWh | 0 | 0 | 0 | 0 | 0 | 0 | 0
New Jersey - MER Removal Annual v3.1 | 727 | 7348 | MACT Fuel Choice Floor in lbs/MMBtu | FALSE | L | Annual | Qualifying Generation | TWh | 0 | 0 | 0 | 0 | 0 | 0 | 0
New Jersey - MER Removal Annual v3.1 | 727 | 7348 | MACT Fuel Choice Floor in lbs/MMBtu | FALSE | L | Annual | Constraint Shadow Price | US2022$/Lb | 0 | 0 | 0 | 0 | 0 | 0 | 0
Newington Station 1 - SO2 Rate v5.12 | 728 | 7347 | Rate Constraint in lbs/MMBtu | FALSE | L | Annual | Seasons Included | Seasons | Winter, Spring, Summer, Fall | Winter, Spring, Summer, Fall | Winter, Spring, Summer, Fall | Winter, Spring, Summer, Fall | Winter, Spring, Summer, Fall | Winter, Spring, Summer, Fall | Winter, Spring, Summer, Fall
Newington Station 1 - SO2 Rate v5.12 | 728 | 7347 | Rate Constraint in lbs/MMBtu | FALSE | L | Annual | Standard SO2 | lb/MMBtu | 0.5 | 0.5 | 0.5 | 0.5 | 0.5 | 0.5 | 0.5
Newington Station 1 - SO2 Rate v5.12 | 728 | 7347 | Rate Constraint in lbs/MMBtu | FALSE | L | Annual | Emissions at Affected Plants SO2 | Thousand Tons | 0 | 0 | 0 | 0 | 0 | 0 | 0
Newington Station 1 - SO2 Rate v5.12 | 728 | 7347 | Rate Constraint in lbs/MMBtu | FALSE | L | Annual | Allowances Purchased SO2 | Thousand Tons | 0 | 0 | 0 | 0 | 0 | 0 | 0
Newington Station 1 - SO2 Rate v5.12 | 728 | 7347 | Rate Constraint in lbs/MMBtu | FALSE | L | Annual | Allowances Sold SO2 | Thousand Tons | 0 | 0 | 0 | 0 | 0 | 0 | 0
Newington Station 1 - SO2 Rate v5.12 | 728 | 7347 | Rate Constraint in lbs/MMBtu | FALSE | L | Annual | Allowances Banked | Thousand Tons | 0 | 0 | 0 | 0 | 0 | 0 | 0
Newington Station 1 - SO2 Rate v5.12 | 728 | 7347 | Rate Constraint in lbs/MMBtu | FALSE | L | Annual | Allowances Withdrawn (1:1) | Thousand Tons | 0 | 0 | 0 | 0 | 0 | 0 | 0
Newington Station 1 - SO2 Rate v5.12 | 728 | 7347 | Rate Constraint in lbs/MMBtu | FALSE | L | Annual | Allowances Withdrawn (n:1) | Thousand Tons | 0 | 0 | 0 | 0 | 0 | 0 | 0
Newington Station 1 - SO2 Rate v5.12 | 728 | 7347 | Rate Constraint in lbs/MMBtu | FALSE | L | Annual | Net Emissions Allowance Position | Thousand Tons | 0 | 0 | 0 | 0 | 0 | 0 | 0
Newington Station 1 - SO2 Rate v5.12 | 728 | 7347 | Rate Constraint in lbs/MMBtu | FALSE | L | Annual | Fuel Consumed | TBtu | 0 | 0 | 0 | 0 | 0 | 0 | 0
Newington Station 1 - SO2 Rate v5.12 | 728 | 7347 | Rate Constraint in lbs/MMBtu | FALSE | L | Annual | Rate | lb/MMBtu | 0 | 0 | 0 | 0 | 0 | 0 | 0
Newington Station 1 - SO2 Rate v5.12 | 728 | 7347 | Rate Constraint in lbs/MMBtu | FALSE | L | Annual | Generation | TWh | 0 | 0 | 0 | 0 | 0 | 0 | 0
Newington Station 1 - SO2 Rate v5.12 | 728 | 7347 | Rate Constraint in lbs/MMBtu | FALSE | L | Annual | Qualifying Generation | TWh | 0 | 0 | 0 | 0 | 0 | 0 | 0
Newington Station 1 - SO2 Rate v5.12 | 728 | 7347 | Rate Constraint in lbs/MMBtu | FALSE | L | Annual | Rate | lb/MWh | 0 | 0 | 0 | 0 | 0 | 0 | 0
Newington Station 1 - SO2 Rate v5.12 | 728 | 7347 | Rate Constraint in lbs/MMBtu | FALSE | L | Annual | Constraint Shadow Price | US2022$/Ton | 0 | 0 | 0 | 0 | 0 | 0 | 0
NJ SO2 Constraint v5.14 | 729 | 7349 | Rate Constraint in lbs/MMBtu | FALSE | L | Annual | Seasons Included | Seasons | Winter, Spring, Summer, Fall | Winter, Spring, Summer, Fall | Winter, Spring, Summer, Fall | Winter, Spring, Summer, Fall | Winter, Spring, Summer, Fall | Winter, Spring, Summer, Fall | Winter, Spring, Summer, Fall
NJ SO2 Constraint v5.14 | 729 | 7349 | Rate Constraint in lbs/MMBtu | FALSE | L | Annual | Standard SO2 | lb/MMBtu | 0.15 | 0.15 | 0.15 | 0.15 | 0.15 | 0.15 | 0.15
NJ SO2 Constraint v5.14 | 729 | 7349 | Rate Constraint in lbs/MMBtu | FALSE | L | Annual | Emissions at Affected Plants SO2 | Thousand Tons | 0 | 0 | 0 | 0 | 0 | 0 | 0
NJ SO2 Constraint v5.14 | 729 | 7349 | Rate Constraint in lbs/MMBtu | FALSE | L | Annual | Allowances Purchased SO2 | Thousand Tons | 0 | 0 | 0 | 0 | 0 | 0 | 0
NJ SO2 Constraint v5.14 | 729 | 7349 | Rate Constraint in lbs/MMBtu | FALSE | L | Annual | Allowances Sold SO2 | Thousand Tons | 0 | 0 | 0 | 0 | 0 | 0 | 0
NJ SO2 Constraint v5.14 | 729 | 7349 | Rate Constraint in lbs/MMBtu | FALSE | L | Annual | Allowances Banked | Thousand Tons | 0 | 0 | 0 | 0 | 0 | 0 | 0
NJ SO2 Constraint v5.14 | 729 | 7349 | Rate Constraint in lbs/MMBtu | FALSE | L | Annual | Allowances Withdrawn (1:1) | Thousand Tons | 0 | 0 | 0 | 0 | 0 | 0 | 0
NJ SO2 Constraint v5.14 | 729 | 7349 | Rate Constraint in lbs/MMBtu | FALSE | L | Annual | Allowances Withdrawn (n:1) | Thousand Tons | 0 | 0 | 0 | 0 | 0 | 0 | 0
NJ SO2 Constraint v5.14 | 729 | 7349 | Rate Constraint in lbs/MMBtu | FALSE | L | Annual | Net Emissions Allowance Position | Thousand Tons | 0 | 0 | 0 | 0 | 0 | 0 | 0
NJ SO2 Constraint v5.14 | 729 | 7349 | Rate Constraint in lbs/MMBtu | FALSE | L | Annual | Fuel Consumed | TBtu | 0 | 0 | 0 | 0 | 0 | 0 | 0
NJ SO2 Constraint v5.14 | 729 | 7349 | Rate Constraint in lbs/MMBtu | FALSE | L | Annual | Rate | lb/MMBtu | 0 | 0 | 0 | 0 | 0 | 0 | 0
NJ SO2 Constraint v5.14 | 729 | 7349 | Rate Constraint in lbs/MMBtu | FALSE | L | Annual | Generation | TWh | 0 | 0 | 0 | 0 | 0 | 0 | 0
NJ SO2 Constraint v5.14 | 729 | 7349 | Rate Constraint in lbs/MMBtu | FALSE | L | Annual | Qualifying Generation | TWh | 0 | 0 | 0 | 0 | 0 | 0 | 0
NJ SO2 Constraint v5.14 | 729 | 7349 | Rate Constraint in lbs/MMBtu | FALSE | L | Annual | Rate | lb/MWh | 0 | 0 | 0 | 0 | 0 | 0 | 0
NJ SO2 Constraint v5.14 | 729 | 7349 | Rate Constraint in lbs/MMBtu | FALSE | L | Annual | Constraint Shadow Price | US2022$/Ton | 16426.3273 | 15036.5549 | 14158.1392 | 9457.0118 | 9591.078 | 13227.9898 | 14311.7203
NODA Covanta Bristol 1 NOX Cap Annual v5.15 | 730 | 7255 | Rate Constraint in MTons | FALSE | L | Annual | Seasons Included | Seasons | Winter, Spring, Summer, Fall | Winter, Spring, Summer, Fall | Winter, Spring, Summer, Fall | Winter, Spring, Summer, Fall | Winter, Spring, Summer, Fall | Winter, Spring, Summer, Fall | Winter, Spring, Summer, Fall
NODA Covanta Bristol 1 NOX Cap Annual v5.15 | 730 | 7255 | Rate Constraint in MTons | FALSE | L | Annual | Standard NOX | Thousand Tons | 0.112 | 0.112 | 0.112 | 0.112 | 0.112 | 0.112 | 0.112
NODA Covanta Bristol 1 NOX Cap Annual v5.15 | 730 | 7255 | Rate Constraint in MTons | FALSE | L | Annual | Emissions at Affected Plants NOX | Thousand Tons | 0.10182 | 0.10182 | 0.10182 | 0 | 0 | 0 | 0
NODA Covanta Bristol 1 NOX Cap Annual v5.15 | 730 | 7255 | Rate Constraint in MTons | FALSE | L | Annual | Allowances Purchased NOX | Thousand Tons | 0 | 0 | 0 | 0 | 0 | 0 | 0
NODA Covanta Bristol 1 NOX Cap Annual v5.15 | 730 | 7255 | Rate Constraint in MTons | FALSE | L | Annual | Allowances Sold NOX | Thousand Tons | 0 | 0 | 0 | 0 | 0 | 0 | 0
NODA Covanta Bristol 1 NOX Cap Annual v5.15 | 730 | 7255 | Rate Constraint in MTons | FALSE | L | Annual | Allowances Banked | Thousand Tons | 0 | 0 | 0 | 0 | 0 | 0 | 0
NODA Covanta Bristol 1 NOX Cap Annual v5.15 | 730 | 7255 | Rate Constraint in MTons | FALSE | L | Annual | Allowances Withdrawn (1:1) | Thousand Tons | 0 | 0 | 0 | 0 | 0 | 0 | 0
NODA Covanta Bristol 1 NOX Cap Annual v5.15 | 730 | 7255 | Rate Constraint in MTons | FALSE | L | Annual | Allowances Withdrawn (n:1) | Thousand Tons | 0 | 0 | 0 | 0 | 0 | 0 | 0
NODA Covanta Bristol 1 NOX Cap Annual v5.15 | 730 | 7255 | Rate Constraint in MTons | FALSE | L | Annual | Net Emissions Allowance Position | Thousand Tons | 0.10182 | 0.10182 | 0.10182 | 0 | 0 | 0 | 0
NODA Covanta Bristol 1 NOX Cap Annual v5.15 | 730 | 7255 | Rate Constraint in MTons | FALSE | L | Annual | Fuel Consumed | TBtu | 0.93936 | 0.93936 | 0.93936 | 0 | 0 | 0 | 0
NODA Covanta Bristol 1 NOX Cap Annual v5.15 | 730 | 7255 | Rate Constraint in MTons | FALSE | L | Annual | Rate | lb/MMBtu | 0.21679 | 0.21679 | 0.21679 | 0 | 0 | 0 | 0
NODA Covanta Bristol 1 NOX Cap Annual v5.15 | 730 | 7255 | Rate Constraint in MTons | FALSE | L | Annual | Generation | TWh | 0.050699 | 0.050699 | 0.050699 | 0 | 0 | 0 | 0
NODA Covanta Bristol 1 NOX Cap Annual v5.15 | 730 | 7255 | Rate Constraint in MTons | FALSE | L | Annual | Qualifying Generation | TWh | 0.050699 | 0.050699 | 0.050699 | 0 | 0 | 0 | 0
NODA Covanta Bristol 1 NOX Cap Annual v5.15 | 730 | 7255 | Rate Constraint in MTons | FALSE | L | Annual | Rate | lb/MWh | 4.0167 | 4.0167 | 4.0167 | 0 | 0 | 0 | 0
NODA Covanta Bristol 1 NOX Cap Annual v5.15 | 730 | 7255 | Rate Constraint in MTons | FALSE | L | Annual | Constraint Shadow Price | US2022$/Ton | 0 | 0 | 0 | 0 | 0 | 0 | 0
NODA Covanta Bristol 2 NOX Cap Annual v5.15 | 731 | 7256 | Rate Constraint in MTons | FALSE | L | Annual | Seasons Included | Seasons | Winter, Spring, Summer, Fall | Winter, Spring, Summer, Fall | Winter, Spring, Summer, Fall | Winter, Spring, Summer, Fall | Winter, Spring, Summer, Fall | Winter, Spring, Summer, Fall | Winter, Spring, Summer, Fall
NODA Covanta Bristol 2 NOX Cap Annual v5.15 | 731 | 7256 | Rate Constraint in MTons | FALSE | L | Annual | Standard NOX | Thousand Tons | 0.1917 | 0.1917 | 0.1917 | 0.1917 | 0.1917 | 0.1917 | 0.1917
NODA Covanta Bristol 2 NOX Cap Annual v5.15 | 731 | 7256 | Rate Constraint in MTons | FALSE | L | Annual | Emissions at Affected Plants NOX | Thousand Tons | 0.12298 | 0.12298 | 0.12298 | 0 | 0 | 0 | 0
NODA Covanta Bristol 2 NOX Cap Annual v5.15 | 731 | 7256 | Rate Constraint in MTons | FALSE | L | Annual | Allowances Purchased NOX | Thousand Tons | 0 | 0 | 0 | 0 | 0 | 0 | 0
NODA Covanta Bristol 2 NOX Cap Annual v5.15 | 731 | 7256 | Rate Constraint in MTons | FALSE | L | Annual | Allowances Sold NOX | Thousand Tons | 0 | 0 | 0 | 0 | 0 | 0 | 0
NODA Covanta Bristol 2 NOX Cap Annual v5.15 | 731 | 7256 | Rate Constraint in MTons | FALSE | L | Annual | Allowances Banked | Thousand Tons | 0 | 0 | 0 | 0 | 0 | 0 | 0
NODA Covanta Bristol 2 NOX Cap Annual v5.15 | 731 | 7256 | Rate Constraint in MTons | FALSE | L | Annual | Allowances Withdrawn (1:1) | Thousand Tons | 0 | 0 | 0 | 0 | 0 | 0 | 0
NODA Covanta Bristol 2 NOX Cap Annual v5.15 | 731 | 7256 | Rate Constraint in MTons | FALSE | L | Annual | Allowances Withdrawn (n:1) | Thousand Tons | 0 | 0 | 0 | 0 | 0 | 0 | 0
NODA Covanta Bristol 2 NOX Cap Annual v5.15 | 731 | 7256 | Rate Constraint in MTons | FALSE | L | Annual | Net Emissions Allowance Position | Thousand Tons | 0.12298 | 0.12298 | 0.12298 | 0 | 0 | 0 | 0
NODA Covanta Bristol 2 NOX Cap Annual v5.15 | 731 | 7256 | Rate Constraint in MTons | FALSE | L | Annual | Fuel Consumed | TBtu | 0.93936 | 0.93936 | 0.93936 | 0 | 0 | 0 | 0
NODA Covanta Bristol 2 NOX Cap Annual v5.15 | 731 | 7256 | Rate Constraint in MTons | FALSE | L | Annual | Rate | lb/MMBtu | 0.26183 | 0.26183 | 0.26183 | 0 | 0 | 0 | 0
NODA Covanta Bristol 2 NOX Cap Annual v5.15 | 731 | 7256 | Rate Constraint in MTons | FALSE | L | Annual | Generation | TWh | 0.050699 | 0.050699 | 0.050699 | 0 | 0 | 0 | 0
NODA Covanta Bristol 2 NOX Cap Annual v5.15 | 731 | 7256 | Rate Constraint in MTons | FALSE | L | Annual | Qualifying Generation | TWh | 0.050699 | 0.050699 | 0.050699 | 0 | 0 | 0 | 0
NODA Covanta Bristol 2 NOX Cap Annual v5.15 | 731 | 7256 | Rate Constraint in MTons | FALSE | L | Annual | Rate | lb/MWh | 4.8512 | 4.8512 | 4.8512 | 0 | 0 | 0 | 0
NODA Covanta Bristol 2 NOX Cap Annual v5.15 | 731 | 7256 | Rate Constraint in MTons | FALSE | L | Annual | Constraint Shadow Price | US2022$/Ton | 0 | 0 | 0 | 0 | 0 | 0 | 0
NODA Kemper County IGCC SO2 Cap Annual v5.15 | 732 | 7262 | Rate Constraint in MTons | FALSE | L | Annual | Seasons Included | Seasons | Winter, Spring, Summer, Fall | Winter, Spring, Summer, Fall | Winter, Spring, Summer, Fall | Winter, Spring, Summer, Fall | Winter, Spring, Summer, Fall | Winter, Spring, Summer, Fall | Winter, Spring, Summer, Fall
NODA Kemper County IGCC SO2 Cap Annual v5.15 | 732 | 7262 | Rate Constraint in MTons | FALSE | L | Annual | Standard SO2 | Thousand Tons | 0.116 | 0.116 | 0.116 | 0.116 | 0.116 | 0.116 | 0.116
NODA Kemper County IGCC SO2 Cap Annual v5.15 | 732 | 7262 | Rate Constraint in MTons | FALSE | L | Annual | Emissions at Affected Plants SO2 | Thousand Tons | 0 | 0 | 0 | 0 | 0 | 0 | 0
NODA Kemper County IGCC SO2 Cap Annual v5.15 | 732 | 7262 | Rate Constraint in MTons | FALSE | L | Annual | Allowances Purchased SO2 | Thousand Tons | 0 | 0 | 0 | 0 | 0 | 0 | 0
NODA Kemper County IGCC SO2 Cap Annual v5.15 | 732 | 7262 | Rate Constraint in MTons | FALSE | L | Annual | Allowances Sold SO2 | Thousand Tons | 0 | 0 | 0 | 0 | 0 | 0 | 0
NODA Kemper County IGCC SO2 Cap Annual v5.15 | 732 | 7262 | Rate Constraint in MTons | FALSE | L | Annual | Allowances Banked | Thousand Tons | 0 | 0 | 0 | 0 | 0 | 0 | 0
NODA Kemper County IGCC SO2 Cap Annual v5.15 | 732 | 7262 | Rate Constraint in MTons | FALSE | L | Annual | Allowances Withdrawn (1:1) | Thousand Tons | 0 | 0 | 0 | 0 | 0 | 0 | 0
NODA Kemper County IGCC SO2 Cap Annual v5.15 | 732 | 7262 | Rate Constraint in MTons | FALSE | L | Annual | Allowances Withdrawn (n:1) | Thousand Tons | 0 | 0 | 0 | 0 | 0 | 0 | 0
NODA Kemper County IGCC SO2 Cap Annual v5.15 | 732 | 7262 | Rate Constraint in MTons | FALSE | L | Annual | Net Emissions Allowance Position | Thousand Tons | 0 | 0 | 0 | 0 | 0 | 0 | 0
NODA Kemper County IGCC SO2 Cap Annual v5.15 | 732 | 7262 | Rate Constraint in MTons | FALSE | L | Annual | Fuel Consumed | TBtu | 9.59 | 8.1442 | 9.8467 | 1.4143 | 0 | 0.6943 | 0.69945
NODA Kemper County IGCC SO2 Cap Annual v5.15 | 732 | 7262 | Rate Constraint in MTons | FALSE | L | Annual | Rate | lb/MMBtu | 0 | 0 | 0 | 0 | 0 | 0 | 0
NODA Kemper County IGCC SO2 Cap Annual v5.15 | 732 | 7262 | Rate Constraint in MTons | FALSE | L | Annual | Generation | TWh | 1.2612 | 1.071 | 1.2949 | 0.186 | 0 | 0.091308 | 0.091984
NODA Kemper County IGCC SO2 Cap Annual v5.15 | 732 | 7262 | Rate Constraint in MTons | FALSE | L | Annual | Qualifying Generation | TWh | 1.2612 | 1.071 | 1.2949 | 0.186 | 0 | 0.091308 | 0.091984
NODA Kemper County IGCC SO2 Cap Annual v5.15 | 732 | 7262 | Rate Constraint in MTons | FALSE | L | Annual | Rate | lb/MWh | 0 | 0 | 0 | 0 | 0 | 0 | 0
NODA Kemper County IGCC SO2 Cap Annual v5.15 | 732 | 7262 | Rate Constraint in MTons | FALSE | L | Annual | Constraint Shadow Price | US2022$/Ton | 0 | 0 | 0 | 0 | 0 | 0 | 0
NODA Marshalltown NOx Cap Annual v5.15 | 733 | 7252 | Rate Constraint in MTons | FALSE | L | Annual | Seasons Included | Seasons | Winter, Spring, Summer, Fall | Winter, Spring, Summer, Fall | Winter, Spring, Summer, Fall | Winter, Spring, Summer, Fall | Winter, Spring, Summer, Fall | Winter, Spring, Summer, Fall | Winter, Spring, Summer, Fall
NODA Marshalltown NOx Cap Annual v5.15 | 733 | 7252 | Rate Constraint in MTons | FALSE | L | Annual | Standard NOX | Thousand Tons | 0.229 | 0.229 | 0.229 | 0.229 | 0.229 | 0.229 | 0.229
NODA Marshalltown NOx Cap Annual v5.15 | 733 | 7252 | Rate Constraint in MTons | FALSE | L | Annual | Emissions at Affected Plants NOX | Thousand Tons | 0.042756 | 0.060922 | 0.044784 | 0.0077748 | 0 | 0.0077124 | 0.0077021
NODA Marshalltown NOx Cap Annual v5.15 | 733 | 7252 | Rate Constraint in MTons | FALSE | L | Annual | Allowances Purchased NOX | Thousand Tons | 0 | 0 | 0 | 0 | 0 | 0 | 0
NODA Marshalltown NOx Cap Annual v5.15 | 733 | 7252 | Rate Constraint in MTons | FALSE | L | Annual | Allowances Sold NOX | Thousand Tons | 0 | 0 | 0 | 0 | 0 | 0 | 0
NODA Marshalltown NOx Cap Annual v5.15 | 733 | 7252 | Rate Constraint in MTons | FALSE | L | Annual | Allowances Banked | Thousand Tons | 0 | 0 | 0 | 0 | 0 | 0 | 0
NODA Marshalltown NOx Cap Annual v5.15 | 733 | 7252 | Rate Constraint in MTons | FALSE | L | Annual | Allowances Withdrawn (1:1) | Thousand Tons | 0 | 0 | 0 | 0 | 0 | 0 | 0
NODA Marshalltown NOx Cap Annual v5.15 | 733 | 7252 | Rate Constraint in MTons | FALSE | L | Annual | Allowances Withdrawn (n:1) | Thousand Tons | 0 | 0 | 0 | 0 | 0 | 0 | 0
NODA Marshalltown NOx Cap Annual v5.15 | 733 | 7252 | Rate Constraint in MTons | FALSE | L | Annual | Net Emissions Allowance Position | Thousand Tons | 0.042756 | 0.060922 | 0.044784 | 0.0077748 | 0 | 0.0077124 | 0.0077021
NODA Marshalltown NOx Cap Annual v5.15 | 733 | 7252 | Rate Constraint in MTons | FALSE | L | Annual | Fuel Consumed | TBtu | 17.4158 | 24.8154 | 18.2421 | 3.1669 | 0 | 3.1415 | 3.1373
NODA Marshalltown NOx Cap Annual v5.15 | 733 | 7252 | Rate Constraint in MTons | FALSE | L | Annual | Rate | lb/MMBtu | 0.00491 | 0.00491 | 0.00491 | 0.00491 | 0 | 0.00491 | 0.00491
NODA Marshalltown NOx Cap Annual v5.15 | 733 | 7252 | Rate Constraint in MTons | FALSE | L | Annual | Generation | TWh | 2.4526 | 3.4946 | 2.5689 | 0.44599 | 0 | 0.44241 | 0.44181
NODA Marshalltown NOx Cap Annual v5.15 | 733 | 7252 | Rate Constraint in MTons | FALSE | L | Annual | Qualifying Generation | TWh | 2.4526 | 3.4946 | 2.5689 | 0.44599 | 0 | 0.44241 | 0.44181
NODA Marshalltown NOx Cap Annual v5.15 | 733 | 7252 | Rate Constraint in MTons | FALSE | L | Annual | Rate | lb/MWh | 0.034866 | 0.034866 | 0.034866 | 0.034866 | 0 | 0.034866 | 0.034866
NODA Marshalltown NOx Cap Annual v5.15 | 733 | 7252 | Rate Constraint in MTons | FALSE | L | Annual | Constraint Shadow Price | US2022$/Ton | 0 | 0 | 0 | 0 | 0 | 0 | 0
NODA Nacogdoches SO2 Cap Annual v5.15 | 734 | 7253 | Rate Constraint in MTons | FALSE | L | Annual | Seasons Included | Seasons | Winter, Spring, Summer, Fall | Winter, Spring, Summer, Fall | Winter, Spring, Summer, Fall | Winter, Spring, Summer, Fall | Winter, Spring, Summer, Fall | Winter, Spring, Summer, Fall | Winter, Spring, Summer, Fall
NODA Nacogdoches SO2 Cap Annual v5.15 | 734 | 7253 | Rate Constraint in MTons | FALSE | L | Annual | Standard SO2 | Thousand Tons | 0.277 | 0.277 | 0.277 | 0.277 | 0.277 | 0.277 | 0.277
NODA Nacogdoches SO2 Cap Annual v5.15 | 734 | 7253 | Rate Constraint in MTons | FALSE | L | Annual | Emissions at Affected Plants SO2 | Thousand Tons | 0 | 0 | 0 | 0 | 0 | 0 | 0
NODA Nacogdoches SO2 Cap Annual v5.15 | 734 | 7253 | Rate Constraint in MTons | FALSE | L | Annual | Allowances Purchased SO2 | Thousand Tons | 0 | 0 | 0 | 0 | 0 | 0 | 0
NODA Nacogdoches SO2 Cap Annual v5.15 | 734 | 7253 | Rate Constraint in MTons | FALSE | L | Annual | Allowances Sold SO2 | Thousand Tons | 0 | 0 | 0 | 0 | 0 | 0 | 0
NODA Nacogdoches SO2 Cap Annual v5.15 | 734 | 7253 | Rate Constraint in MTons | FALSE | L | Annual | Allowances Banked | Thousand Tons | 0 | 0 | 0 | 0 | 0 | 0 | 0
NODA Nacogdoches SO2 Cap Annual v5.15 | 734 | 7253 | Rate Constraint in MTons | FALSE | L | Annual | Allowances Withdrawn (1:1) | Thousand Tons | 0 | 0 | 0 | 0 | 0 | 0 | 0
NODA Nacogdoches SO2 Cap Annual v5.15 | 734 | 7253 | Rate Constraint in MTons | FALSE | L | Annual | Allowances Withdrawn (n:1) | Thousand Tons | 0 | 0 | 0 | 0 | 0 | 0 | 0
NODA Nacogdoches SO2 Cap Annual v5.15 | 734 | 7253 | Rate Constraint in MTons | FALSE | L | Annual | Net Emissions Allowance Position | Thousand Tons | 0 | 0 | 0 | 0 | 0 | 0 | 0
NODA Nacogdoches SO2 Cap Annual v5.15 | 734 | 7253 | Rate Constraint in MTons | FALSE | L | Annual | Fuel Consumed | TBtu | 0 | 0 | 0 | 0 | 0 | 0 | 0
NODA Nacogdoches SO2 Cap Annual v5.15 | 734 | 7253 | Rate Constraint in MTons | FALSE | L | Annual | Rate | lb/MMBtu | 0 | 0 | 0 | 0 | 0 | 0 | 0
NODA Nacogdoches SO2 Cap Annual v5.15 | 734 | 7253 | Rate Constraint in MTons | FALSE | L | Annual | Generation | TWh | 0 | 0 | 0 | 0 | 0 | 0 | 0
NODA Nacogdoches SO2 Cap Annual v5.15 | 734 | 7253 | Rate Constraint in MTons | FALSE | L | Annual | Qualifying Generation | TWh | 0 | 0 | 0 | 0 | 0 | 0 | 0
NODA Nacogdoches SO2 Cap Annual v5.15 | 734 | 7253 | Rate Constraint in MTons | FALSE | L | Annual | Rate | lb/MWh | 0 | 0 | 0 | 0 | 0 | 0 | 0
NODA Nacogdoches SO2 Cap Annual v5.15 | 734 | 7253 | Rate Constraint in MTons | FALSE | L | Annual | Constraint Shadow Price | US2022$/Ton | 0 | 0 | 0 | 0 | 0 | 0 | 0
NODA Newark NOx Cap Annual v5.15 | 735 | 7249 | Rate Constraint in MTons | FALSE | L | Annual | Seasons Included | Seasons | Winter, Spring, Summer, Fall | Winter, Spring, Summer, Fall | Winter, Spring, Summer, Fall | Winter, Spring, Summer, Fall | Winter, Spring, Summer, Fall | Winter, Spring, Summer, Fall | Winter, Spring, Summer, Fall
NODA Newark NOx Cap Annual v5.15 | 735 | 7249 | Rate Constraint in MTons | FALSE | L | Annual | Standard NOX | Thousand Tons | 0.278 | 0.278 | 0.278 | 0.278 | 0.278 | 0.278 | 0.278
NODA Newark NOx Cap Annual v5.15 | 735 | 7249 | Rate Constraint in MTons | FALSE | L | Annual | Emissions at Affected Plants NOX | Thousand Tons | 0.080352 | 0.089507 | 0.084951 | 0.052721 | 0.05341 | 0.10319 | 0.1038
NODA Newark NOx Cap Annual v5.15 | 735 | 7249 | Rate Constraint in MTons | FALSE | L | Annual | Allowances Purchased NOX | Thousand Tons | 0 | 0 | 0 | 0 | 0 | 0 | 0
NODA Newark NOx Cap Annual v5.15 | 735 | 7249 | Rate Constraint in MTons | FALSE | L | Annual | Allowances Sold NOX | Thousand Tons | 0 | 0 | 0 | 0 | 0 | 0 | 0
NODA Newark NOx Cap Annual v5.15 | 735 | 7249 | Rate Constraint in MTons | FALSE | L | Annual | Allowances Banked | Thousand Tons | 0 | 0 | 0 | 0 | 0 | 0 | 0
NODA Newark NOx Cap Annual v5.15 | 735 | 7249 | Rate Constraint in MTons | FALSE | L | Annual | Allowances Withdrawn (1:1) | Thousand Tons | 0 | 0 | 0 | 0 | 0 | 0 | 0
NODA Newark NOx Cap Annual v5.15 | 735 | 7249 | Rate Constraint in MTons | FALSE | L | Annual | Allowances Withdrawn (n:1) | Thousand Tons | 0 | 0 | 0 | 0 | 0 | 0 | 0
NODA Newark NOx Cap Annual v5.15 | 735 | 7249 | Rate Constraint in MTons | FALSE | L | Annual | Net Emissions Allowance Position | Thousand Tons | 0.080352 | 0.089507 | 0.084951 | 0.052721 | 0.05341 | 0.10319 | 0.1038
NODA Newark NOx Cap Annual v5.15 | 735 | 7249 | Rate Constraint in MTons | FALSE | L | Annual | Fuel Consumed | TBtu | 26.6508 | 29.6872 | 28.1762 | 17.4862 | 17.7146 | 34.2265 | 34.4275
NODA Newark NOx Cap Annual v5.15 | 735 | 7249 | Rate Constraint in MTons | FALSE | L | Annual | Rate | lb/MMBtu | 0.00603 | 0.00603 | 0.00603 | 0.00603 | 0.00603 | 0.00603 | 0.00603
NODA Newark NOx Cap Annual v5.15 | 735 | 7249 | Rate Constraint in MTons | FALSE | L | Annual | Generation | TWh | 3.7802 | 4.2109 | 3.9966 | 2.4803 | 2.5127 | 4.8548 | 4.8833
NODA Newark NOx Cap Annual v5.15 | 735 | 7249 | Rate Constraint in MTons | FALSE | L | Annual | Qualifying Generation | TWh | 3.7802 | 4.2109 | 3.9966 | 2.4803 | 2.5127 | 4.8548 | 4.8833
NODA Newark NOx Cap Annual v5.15 | 735 | 7249 | Rate Constraint in MTons | FALSE | L | Annual | Rate | lb/MWh | 0.042511 | 0.042511 | 0.042511 | 0.042511 | 0.042511 | 0.042511 | 0.042511
NODA Newark NOx Cap Annual v5.15 | 735 | 7249 | Rate Constraint in MTons | FALSE | L | Annual | Constraint Shadow Price | US2022$/Ton | 0 | 0 | 0 | 0 | 0 | 0 | 0
NODA West Deptford NOx Cap Annual v5.15 | 736 | 7250 | Rate Constraint in MTons | FALSE | L | Annual | Seasons Included | Seasons | Winter, Spring, Summer, Fall | Winter, Spring, Summer, Fall | Winter, Spring, Summer, Fall | Winter, Spring, Summer, Fall | Winter, Spring, Summer, Fall | Winter, Spring, Summer, Fall | Winter, Spring, Summer, Fall
NODA West Deptford NOx Cap Annual v5.15 | 736 | 7250 | Rate Constraint in MTons | FALSE | L | Annual | Standard NOX | Thousand Tons | 0.717 | 0.717 | 0.717 | 0.717 | 0.717 | 0.717 | 0.717
NODA West Deptford NOx Cap Annual v5.15 | 736 | 7250 | Rate Constraint in MTons | FALSE | L | Annual | Emissions at Affected Plants NOX | Thousand Tons | 0.07156 | 0.078641 | 0.087396 | 0.051314 | 0.052481 | 0.10979 | 0.10979
NODA West Deptford NOx Cap Annual v5.15 | 736 | 7250 | Rate Constraint in MTons | FALSE | L | Annual | Allowances Purchased NOX | Thousand Tons | 0 | 0 | 0 | 0 | 0 | 0 | 0
NODA West Deptford NOx Cap Annual v5.15 | 736 | 7250 | Rate Constraint in MTons | FALSE | L | Annual | Allowances Sold NOX | Thousand Tons | 0 | 0 | 0 | 0 | 0 | 0 | 0
NODA West Deptford NOx Cap Annual v5.15 | 736 | 7250 | Rate Constraint in MTons | FALSE | L | Annual | Allowances Banked | Thousand Tons | 0 | 0 | 0 | 0 | 0 | 0 | 0
NODA West Deptford NOx Cap Annual v5.15 | 736 | 7250 | Rate Constraint in MTons | FALSE | L | Annual | Allowances Withdrawn (1:1) | Thousand Tons | 0 | 0 | 0 | 0 | 0 | 0 | 0
NODA West Deptford NOx Cap Annual v5.15 | 736 | 7250 | Rate Constraint in MTons | FALSE | L | Annual | Allowances Withdrawn (n:1) | Thousand Tons | 0 | 0 | 0 | 0 | 0 | 0 | 0
NODA West Deptford NOx Cap Annual v5.15 | 736 | 7250 | Rate Constraint in MTons | FALSE | L | Annual | Net Emissions Allowance Position | Thousand Tons | 0.07156 | 0.078641 | 0.087396 | 0.051314 | 0.052481 | 0.10979 | 0.10979
NODA West Deptford NOx Cap Annual v5.15 | 736 | 7250 | Rate Constraint in MTons | FALSE | L | Annual | Fuel Consumed | TBtu | 23.3476 | 25.6578 | 28.514 | 16.742 | 17.1227 | 35.819 | 35.819
NODA West Deptford NOx Cap Annual v5.15 | 736 | 7250 | Rate Constraint in MTons | FALSE | L | Annual | Rate | lb/MMBtu | 0.00613 | 0.00613 | 0.00613 | 0.00613 | 0.00613 | 0.00613 | 0.00613
NODA West Deptford NOx Cap Annual v5.15 | 736 | 7250 | Rate Constraint in MTons | FALSE | L | Annual | Generation | TWh | 3.3005 | 3.6271 | 4.0308 | 2.3667 | 2.4205 | 5.0635 | 5.0635
NODA West Deptford NOx Cap Annual v5.15 | 736 | 7250 | Rate Constraint in MTons | FALSE | L | Annual | Qualifying Generation | TWh | 3.3005 | 3.6271 | 4.0308 | 2.3667 | 2.4205 | 5.0635 | 5.0635
NODA West Deptford NOx Cap Annual v5.15 | 736 | 7250 | Rate Constraint in MTons | FALSE | L | Annual | Rate | lb/MWh | 0.043364 | 0.043364 | 0.043364 | 0.043364 | 0.043364 | 0.043364 | 0.043364
NODA West Deptford NOx Cap Annual v5.15 | 736 | 7250 | Rate Constraint in MTons | FALSE | L | Annual | Constraint Shadow Price | US2022$/Ton | 0 | 0 | 0 | 0 | 0 | 0 | 0
NODA Wheelabrator Lisbon 1 NOX Cap Annual v5.15 | 737 | 7260 | Rate Constraint in MTons | FALSE | L | Annual | Seasons Included | Seasons | Winter, Spring, Summer, Fall | Winter, Spring, Summer, Fall | Winter, Spring, Summer, Fall | Winter, Spring, Summer, Fall | Winter, Spring, Summer, Fall | Winter, Spring, Summer, Fall | Winter, Spring, Summer, Fall
NODA Wheelabrator Lisbon 1 NOX Cap Annual v5.15 | 737 | 7260 | Rate Constraint in MTons | FALSE | L | Annual | Standard NOX | Thousand Tons | 0.148 | 0.148 | 0.148 | 0.148 | 0.148 | 0.148 | 0.148
NODA Wheelabrator Lisbon 1 NOX Cap Annual v5.15 | 737 | 7260 | Rate Constraint in MTons | FALSE | L | Annual | Emissions at Affected Plants NOX | Thousand Tons | 0.1311 | 0.1311 | 0.1311 | 0 | 0 | 0 | 0
NODA Wheelabrator Lisbon 1 NOX Cap Annual v5.15 | 737 | 7260 | Rate Constraint in MTons | FALSE | L | Annual | Allowances Purchased NOX | Thousand Tons | 0 | 0 | 0 | 0 | 0 | 0 | 0
NODA Wheelabrator Lisbon 1 NOX Cap Annual v5.15 | 737 | 7260 | Rate Constraint in MTons | FALSE | L | Annual | Allowances Sold NOX | Thousand Tons | 0 | 0 | 0 | 0 | 0 | 0 | 0
NODA Wheelabrator Lisbon 1 NOX Cap Annual v5.15 | 737 | 7260 | Rate Constraint in MTons | FALSE | L | Annual | Allowances Banked | Thousand Tons | 0 | 0 | 0 | 0 | 0 | 0 | 0
NODA Wheelabrator Lisbon 1 NOX Cap Annual v5.15 | 737 | 7260 | Rate Constraint in MTons | FALSE | L | Annual | Allowances Withdrawn (1:1) | Thousand Tons | 0 | 0 | 0 | 0 | 0 | 0 | 0
NODA Wheelabrator Lisbon 1 NOX Cap Annual v5.15 | 737 | 7260 | Rate Constraint in MTons | FALSE | L | Annual | Allowances Withdrawn (n:1) | Thousand Tons | 0 | 0 | 0 | 0 | 0 | 0 | 0
NODA Wheelabrator Lisbon 1 NOX Cap Annual v5.15 | 737 | 7260 | Rate Constraint in MTons | FALSE | L | Annual | Net Emissions Allowance Position | Thousand Tons | 0.1311 | 0.1311 | 0.1311 | 0 | 0 | 0 | 0
NODA Wheelabrator Lisbon 1 NOX Cap Annual v5.15 | 737 | 7260 | Rate Constraint in MTons | FALSE | L | Annual | Fuel Consumed | TBtu | 0.98736 | 0.98736 | 0.98736 | 0 | 0 | 0 | 0
NODA Wheelabrator Lisbon 1 NOX Cap Annual v5.15 | 737 | 7260 | Rate Constraint in MTons | FALSE | L | Annual | Rate | lb/MMBtu | 0.26556 | 0.26556 | 0.26556 | 0 | 0 | 0 | 0
NODA Wheelabrator Lisbon 1 NOX Cap Annual v5.15 | 737 | 7260 | Rate Constraint in MTons | FALSE | L | Annual | Generation | TWh | 0.053772 | 0.053772 | 0.053772 | 0 | 0 | 0 | 0
NODA Wheelabrator Lisbon 1 NOX Cap Annual v5.15 | 737 | 7260 | Rate Constraint in MTons | FALSE | L | Annual | Qualifying Generation | TWh | 0.053772 | 0.053772 | 0.053772 | 0 | 0 | 0 | 0
NODA Wheelabrator Lisbon 1 NOX Cap Annual v5.15 | 737 | 7260 | Rate Constraint in MTons | FALSE | L | Annual | Rate | lb/MWh | 4.8762 | 4.8762 | 4.8762 | 0 | 0 | 0 | 0
NODA Wheelabrator Lisbon 1 NOX Cap Annual v5.15 | 737 | 7260 | Rate Constraint in MTons | FALSE | L | Annual | Constraint Shadow Price | US2022$/Ton | 0 | 0 | 0 | 0 | 0 | 0 | 0
NODA WheelabratorBridgeport 1 NOX Cap Annual v5.15 | 738 | 7257 | Rate Constraint in MTons | FALSE | L | Annual | Seasons Included | Seasons | Winter, Spring, Summer, Fall | Winter, Spring, Summer, Fall | Winter, Spring, Summer, Fall | Winter, Spring, Summer, Fall | Winter, Spring, Summer, Fall | Winter, Spring, Summer, Fall | Winter, Spring, Summer, Fall
NODA WheelabratorBridgeport 1 NOX Cap Annual v5.15 | 738 | 7257 | Rate Constraint in MTons | FALSE | L | Annual | Standard NOX | Thousand Tons | 0.501 | 0.501 | 0.501 | 0.501 | 0.501 | 0.501 | 0.501
NODA WheelabratorBridgeport 1 NOX Cap Annual v5.15 | 738 | 7257 | Rate Constraint in MTons | FALSE | L | Annual | Emissions at Affected Plants NOX | Thousand Tons | 0.30164 | 0.30164 | 0.30164 | 0 | 0 | 0 | 0
NODA WheelabratorBridgeport 1 NOX Cap Annual v5.15 | 738 | 7257 | Rate Constraint in MTons | FALSE | L | Annual | Allowances Purchased NOX | Thousand Tons | 0 | 0 | 0 | 0 | 0 | 0 | 0
NODA WheelabratorBridgeport 1 NOX Cap Annual v5.15 | 738 | 7257 | Rate Constraint in MTons | FALSE | L | Annual | Allowances Sold NOX | Thousand Tons | 0 | 0 | 0 | 0 | 0 | 0 | 0
NODA WheelabratorBridgeport 1 NOX Cap Annual v5.15 | 738 | 7257 | Rate Constraint in MTons | FALSE | L | Annual | Allowances Banked | Thousand Tons | 0 | 0 | 0 | 0 | 0 | 0 | 0
NODA WheelabratorBridgeport 1 NOX Cap Annual v5.15 | 738 | 7257 | Rate Constraint in MTons | FALSE | L | Annual | Allowances Withdrawn (1:1) | Thousand Tons | 0 | 0 | 0 | 0 | 0 | 0 | 0
NODA WheelabratorBridgeport 1 NOX Cap Annual v5.15 | 738 | 7257 | Rate Constraint in MTons | FALSE | L | Annual | Allowances Withdrawn (n:1) | Thousand Tons | 0 | 0 | 0 | 0 | 0 | 0 | 0
NODA WheelabratorBridgeport 1 NOX Cap Annual v5.15 | 738 | 7257 | Rate Constraint in MTons | FALSE | L | Annual | Net Emissions Allowance Position | Thousand Tons | 0.30164 | 0.30164 | 0.30164 | 0 | 0 | 0 | 0
NODA WheelabratorBridgeport 1 NOX Cap Annual v5.15 | 738 | 7257 | Rate Constraint in MTons | FALSE | L | Annual | Fuel Consumed | TBtu | 2.4858 | 2.4858 | 2.4858 | 0 | 0 | 0 | 0
NODA WheelabratorBridgeport 1 NOX Cap Annual v5.15 | 738 | 7257 | Rate Constraint in MTons | FALSE | L | Annual | Rate | lb/MMBtu | 0.24269 | 0.24269 | 0.24269 | 0 | 0 | 0 | 0
NODA WheelabratorBridgeport 1 NOX Cap Annual v5.15 | 738 | 7257 | Rate Constraint in MTons | FALSE | L | Annual | Generation | TWh | 0.14826 | 0.14826 | 0.14826 | 0 | 0 | 0 | 0
NODA WheelabratorBridgeport 1 NOX Cap Annual v5.15 | 738 | 7257 | Rate Constraint in MTons | FALSE | L | Annual | Qualifying Generation | TWh | 0.14826 | 0.14826 | 0.14826 | 0 | 0 | 0 | 0
NODA WheelabratorBridgeport 1 NOX Cap Annual v5.15 | 738 | 7257 | Rate Constraint in MTons | FALSE | L | Annual | Rate | lb/MWh | 4.0692 | 4.0692 | 4.0692 | 0 | 0 | 0 | 0
NODA WheelabratorBridgeport 1 NOX Cap Annual v5.15 | 738 | 7257 | Rate Constraint in MTons | FALSE | L | Annual | Constraint Shadow Price | US2022$/Ton | 0 | 0 | 0 | 0 | 0 | 0 | 0
NODA WheelabratorBridgeport 2 NOX Cap Annual v5.15 | 739 | 7258 | Rate Constraint in MTons | FALSE | L | Annual | Seasons Included | Seasons | Winter, Spring, Summer, Fall | Winter, Spring, Summer, Fall | Winter, Spring, Summer, Fall | Winter, Spring, Summer, Fall | Winter, Spring, Summer, Fall | Winter, Spring, Summer, Fall | Winter, Spring, Summer, Fall
NODA WheelabratorBridgeport 2 NOX Cap Annual v5.15 | 739 | 7258 | Rate Constraint in MTons | FALSE | L | Annual | Standard NOX | Thousand Tons | 0.501 | 0.501 | 0.501 | 0.501 | 0.501 | 0.501 | 0.501
NODA WheelabratorBridgeport 2 NOX Cap Annual v5.15 | 739 | 7258 | Rate Constraint in MTons | FALSE | L | Annual | Emissions at Affected Plants NOX | Thousand Tons | 0.30952 | 0.30952 | 0.30952 | 0 | 0 | 0 | 0
NODA WheelabratorBridgeport 2 NOX Cap Annual v5.15 | 739 | 7258 | Rate Constraint in MTons | FALSE | L | Annual | Allowances Purchased NOX | Thousand Tons | 0 | 0 | 0 | 0 | 0 | 0 | 0
NODA WheelabratorBridgeport 2 NOX Cap Annual v5.15 | 739 | 7258 | Rate Constraint in MTons | FALSE | L | Annual | Allowances Sold NOX | Thousand Tons | 0 | 0 | 0 | 0 | 0 | 0 | 0
NODA WheelabratorBridgeport 2 NOX Cap Annual v5.15 | 739 | 7258 | Rate Constraint in MTons | FALSE | L | Annual | Allowances Banked | Thousand Tons | 0 | 0 | 0 | 0 | 0 | 0 | 0
NODA WheelabratorBridgeport 2 NOX Cap Annual v5.15 | 739 | 7258 | Rate Constraint in MTons | FALSE | L | Annual | Allowances Withdrawn (1:1) | Thousand Tons | 0 | 0 | 0 | 0 | 0 | 0 | 0
NODA WheelabratorBridgeport 2 NOX Cap Annual v5.15 | 739 | 7258 | Rate Constraint in MTons | FALSE | L | Annual | Allowances Withdrawn (n:1) | Thousand Tons | 0 | 0 | 0 | 0 | 0 | 0 | 0
NODA WheelabratorBridgeport 2 NOX Cap Annual v5.15 | 739 | 7258 | Rate Constraint in MTons | FALSE | L | Annual | Net Emissions Allowance Position | Thousand Tons | 0.30952 | 0.30952 | 0.30952 | 0 | 0 | 0 | 0
NODA WheelabratorBridgeport 2 NOX Cap Annual v5.15 | 739 | 7258 | Rate Constraint in MTons | FALSE | L | Annual | Fuel Consumed | TBtu | 2.4858 | 2.4858 | 2.4858 | 0 | 0 | 0 | 0
NODA WheelabratorBridgeport 2 NOX Cap Annual v5.15 | 739 | 7258 | Rate Constraint in MTons | FALSE | L | Annual | Rate | lb/MMBtu | 0.24903 | 0.24903 | 0.24903 | 0 | 0 | 0 | 0
NODA WheelabratorBridgeport 2 NOX Cap Annual v5.15 | 739 | 7258 | Rate Constraint in MTons | FALSE | L | Annual | Generation | TWh | 0.14826 | 0.14826 | 0.14826 | 0 | 0 | 0 | 0
NODA WheelabratorBridgeport 2 NOX Cap Annual v5.15 | 739 | 7258 | Rate Constraint in MTons | FALSE | L | Annual | Qualifying Generation | TWh | 0.14826 | 0.14826 | 0.14826 | 0 | 0 | 0 | 0
NODA WheelabratorBridgeport 2 NOX Cap Annual v5.15 | 739 | 7258 | Rate Constraint in MTons | FALSE | L | Annual | Rate | lb/MWh | 4.1755 | 4.1755 | 4.1755 | 0 | 0 | 0 | 0
NODA WheelabratorBridgeport 2 NOX Cap Annual v5.15 | 739 | 7258 | Rate Constraint in MTons | FALSE | L | Annual | Constraint Shadow Price | US2022$/Ton | 0 | 0 | 0 | 0 | 0 | 0 | 0
NODA WheelabratorBridgeport 3 NOX Cap Annual v5.15 | 740 | 7259 | Rate Constraint in MTons | FALSE | L | Annual | Seasons Included | Seasons | Winter, Spring, Summer, Fall | Winter, Spring, Summer, Fall | Winter, Spring, Summer, Fall | Winter, Spring, Summer, Fall | Winter, Spring, Summer, Fall | Winter, Spring, Summer, Fall | Winter, Spring, Summer, Fall
NODA WheelabratorBridgeport 3 NOX Cap Annual v5.15 | 740 | 7259 | Rate Constraint in MTons | FALSE | L | Annual | Standard NOX | Thousand Tons | 0.501 | 0.501 | 0.501 | 0.501 | 0.501 | 0.501 | 0.501
NODA WheelabratorBridgeport 3 NOX Cap Annual v5.15 | 740 | 7259 | Rate Constraint in MTons | FALSE | L | Annual | Emissions at Affected Plants NOX | Thousand Tons | 0.29852 | 0.29852 | 0.29852 | 0 | 0 | 0 | 0
NODA WheelabratorBridgeport 3 NOX Cap Annual v5.15 | 740 | 7259 | Rate Constraint in MTons | FALSE | L | Annual | Allowances Purchased NOX | Thousand Tons | 0 | 0 | 0 | 0 | 0 | 0 | 0
NODA WheelabratorBridgeport 3 NOX Cap Annual v5.15 | 740 | 7259 | Rate Constraint in MTons | FALSE | L | Annual | Allowances Sold NOX | Thousand Tons | 0 | 0 | 0 | 0 | 0 | 0 | 0
NODA WheelabratorBridgeport 3 NOX Cap Annual v5.15 | 740 | 7259 | Rate Constraint in MTons | FALSE | L | Annual | Allowances Banked | Thousand Tons | 0 | 0 | 0 | 0 | 0 | 0 | 0
NODA WheelabratorBridgeport 3 NOX Cap Annual v5.15 | 740 | 7259 | Rate Constraint in MTons | FALSE | L | Annual | Allowances Withdrawn (1:1) | Thousand Tons | 0 | 0 | 0 | 0 | 0 | 0 | 0
NODA WheelabratorBridgeport 3 NOX Cap Annual v5.15 | 740 | 7259 | Rate Constraint in MTons | FALSE | L | Annual | Allowances Withdrawn (n:1) | Thousand Tons | 0 | 0 | 0 | 0 | 0 | 0 | 0
NODA WheelabratorBridgeport 3 NOX Cap Annual v5.15 | 740 | 7259 | Rate Constraint in MTons | FALSE | L | Annual | Net Emissions Allowance Position | Thousand Tons | 0.29852 | 0.29852 | 0.29852 | 0 | 0 | 0 | 0
NODA WheelabratorBridgeport 3 NOX Cap Annual v5.15 | 740 | 7259 | Rate Constraint in MTons | FALSE | L | Annual | Fuel Consumed | TBtu | 2.4858 | 2.4858 | 2.4858 | 0 | 0 | 0 | 0
NODA WheelabratorBridgeport 3 NOX Cap Annual v5.15 | 740 | 7259 | Rate Constraint in MTons | FALSE | L | Annual | Rate | lb/MMBtu | 0.24018 | 0.24018 | 0.24018 | 0 | 0 | 0 | 0
NODA WheelabratorBridgeport 3 NOX Cap Annual v5.15 | 740 | 7259 | Rate Constraint in MTons | FALSE | L | Annual | Generation | TWh | 0.14826 | 0.14826 | 0.14826 | 0 | 0 | 0 | 0
NODA WheelabratorBridgeport 3 NOX Cap Annual v5.15 | 740 | 7259 | Rate Constraint in MTons | FALSE | L | Annual | Qualifying Generation | TWh | 0.14826 | 0.14826 | 0.14826 | 0 | 0 | 0 | 0
NODA WheelabratorBridgeport 3 NOX Cap Annual v5.15 | 740 | 7259 | Rate Constraint in MTons | FALSE | L | Annual | Rate | lb/MWh | 4.0271 | 4.0271 | 4.0271 | 0 | 0 | 0 | 0
NODA WheelabratorBridgeport 3 NOX Cap Annual v5.15 | 740 | 7259 | Rate Constraint in MTons | FALSE | L | Annual | Constraint Shadow Price | US2022$/Ton | 0 | 0 | 0 | 0 | 0 | 0 | 0
NODA Woodbridge NOx Cap Annual v5.15 | 741 | 7251 | Rate Constraint in MTons | FALSE | L | Annual | Seasons Included | Seasons | Winter, Spring, Summer, Fall | Winter, Spring, Summer, Fall | Winter, Spring, Summer, Fall | Winter, Spring, Summer, Fall | Winter, Spring, Summer, Fall | Winter, Spring, Summer, Fall | Winter, Spring, Summer, Fall
NODA Woodbridge NOx Cap Annual v5.15 | 741 | 7251 | Rate Constraint in MTons | FALSE | L | Annual | Standard NOX | Thousand Tons | 0.297 | 0.297 | 0.297 | 0.297 | 0.297 | 0.297 | 0.297
NODA Woodbridge NOx Cap Annual v5.15 | 741 | 7251 | Rate Constraint in MTons | FALSE | L | Annual | Emissions at Affected Plants NOX | Thousand Tons | 0.045231 | 0.051656 | 0.046734 | 0.030803 | 0.038149 | 0.055489 | 0.055815
NODA Woodbridge NOx Cap Annual v5.15 | 741 | 7251 | Rate Constraint in MTons | FALSE | L | Annual | Allowances Purchased NOX | Thousand Tons | 0 | 0 | 0 | 0 | 0 | 0 | 0
NODA Woodbridge NOx Cap Annual v5.15 | 741 | 7251 | Rate Constraint in MTons | FALSE | L | Annual | Allowances Sold NOX | Thousand Tons | 0 | 0 | 0 | 0 | 0 | 0 | 0
NODA Woodbridge NOx Cap Annual v5.15 | 741 | 7251 | Rate Constraint in MTons | FALSE | L | Annual | Allowances Banked | Thousand Tons | 0 | 0 | 0 | 0 | 0 | 0 | 0
NODA Woodbridge NOx Cap Annual v5.15 | 741 | 7251 | Rate Constraint in MTons | FALSE | L | Annual | Allowances Withdrawn (1:1) | Thousand Tons | 0 | 0 | 0 | 0 | 0 | 0 | 0
NODA Woodbridge NOx Cap Annual v5.15 | 741 | 7251 | Rate Constraint in MTons | FALSE | L | Annual | Allowances Withdrawn (n:1) | Thousand Tons | 0 | 0 | 0 | 0 | 0 | 0 | 0
NODA Woodbridge NOx Cap Annual v5.15 | 741 | 7251 | Rate Constraint in MTons | FALSE | L | Annual | Net Emissions Allowance Position | Thousand Tons | 0.045231 | 0.051656 | 0.046734 | 0.030803 | 0.038149 | 0.055489 | 0.055815
NODA Woodbridge NOx Cap Annual v5.15 | 741 | 7251 | Rate Constraint in MTons | FALSE | L | Annual | Fuel Consumed | TBtu | 16.241 | 18.5479 | 16.7807 | 11.0602 | 13.698 | 19.9242 | 20.0412
NODA Woodbridge NOx Cap Annual v5.15 | 741 | 7251 | Rate Constraint in MTons | FALSE | L | Annual | Rate | lb/MMBtu | 0.00557 | 0.00557 | 0.00557 | 0.00557 | 0.00557 | 0.00557 | 0.00557
NODA Woodbridge NOx Cap Annual v5.15 | 741 | 7251 | Rate Constraint in MTons | FALSE | L | Annual | Generation | TWh | 2.3037 | 2.6309 | 2.3802 | 1.5688 | 1.943 | 2.8261 | 2.8427
NODA Woodbridge NOx Cap Annual v5.15 | 741 | 7251 | Rate Constraint in MTons | FALSE | L | Annual | Qualifying Generation | TWh | 2.3037 | 2.6309 | 2.3802 | 1.5688 | 1.943 | 2.8261 | 2.8427
NODA Woodbridge NOx Cap Annual v5.15 | 741 | 7251 | Rate Constraint in MTons | FALSE | L | Annual | Rate | lb/MWh | 0.039268 | 0.039268 | 0.039268 | 0.039268 | 0.039268 | 0.039268 | 0.039268
NODA Woodbridge NOx Cap Annual v5.15 | 741 | 7251 | Rate Constraint in MTons | FALSE | L | Annual | Constraint Shadow Price | US2022$/Ton | 0 | 0 | 0 | 0 | 0 | 0 | 0
North Carolina Duke - NOX Cap Annual v3.1 | 742 | 7354 | Rate Constraint in MTons | FALSE | L | Annual | Seasons Included | Seasons | Winter, Spring, Summer, Fall | Winter, Spring, Summer, Fall | Winter, Spring, Summer, Fall | Winter, Spring, Summer, Fall | Winter, Spring, Summer, Fall | Winter, Spring, Summer, Fall | Winter, Spring, Summer, Fall
North Carolina Duke - NOX Cap Annual v3.1 | 742 | 7354 | Rate Constraint in MTons | FALSE | L | Annual | Standard NOX | Thousand Tons | 31 | 31 | 31 | 31 | 31 | 31 | 31
North Carolina Duke - NOX Cap Annual v3.1 | 742 | 7354 | Rate Constraint in MTons | FALSE | L | Annual | Emissions at Affected Plants NOX | Thousand Tons | 3.5121 | 3.4441 | 0.035283 | 0.035283 | 0.035283 | 0.00041805 | 0.00041805
North Carolina Duke - NOX Cap Annual v3.1 | 742 | 7354 | Rate Constraint in MTons | FALSE | L | Annual | Allowances Purchased NOX | Thousand Tons | 0 | 0 | 0 | 0 | 0 | 0 | 0
North Carolina Duke - NOX Cap Annual v3.1 | 742 | 7354 | Rate Constraint in MTons | FALSE | L | Annual | Allowances Sold NOX | Thousand Tons | 0 | 0 | 0 | 0 | 0 | 0 | 0
North Carolina Duke - NOX Cap Annual v3.1 | 742 | 7354 | Rate Constraint in MTons | FALSE | L | Annual | Allowances Banked | Thousand Tons | 0 | 0 | 0 | 0 | 0 | 0 | 0
North Carolina Duke - NOX Cap Annual v3.1 | 742 | 7354 | Rate Constraint in MTons | FALSE | L | Annual | Allowances Withdrawn (1:1) | Thousand Tons | 0 | 0 | 0 | 0 | 0 | 0 | 0
North Carolina Duke - NOX Cap Annual v3.1 | 742 | 7354 | Rate Constraint in MTons | FALSE | L | Annual | Allowances Withdrawn (n:1) | Thousand Tons | 0 | 0 | 0 | 0 | 0 | 0 | 0
North Carolina Duke - NOX Cap Annual v3.1 | 742 | 7354 | Rate Constraint in MTons | FALSE | L | Annual | Net Emissions Allowance Position | Thousand Tons | 3.5121 | 3.4441 | 0.035283 | 0.035283 | 0.035283 | 0.00041805 | 0.00041805
North Carolina Duke - NOX Cap Annual v3.1 | 742 | 7354 | Rate Constraint in MTons | FALSE | L | Annual | Fuel Consumed | TBtu | 67.9169 | 43.2062 | 1.4113 | 1.4113 | 1.4113 | 0.016722 | 0.016722
North Carolina Duke - NOX Cap Annual v3.1 | 742 | 7354 | Rate Constraint in MTons | FALSE | L | Annual | Rate | lb/MMBtu | 0.10342 | 0.15943 | 0.05 | 0.05 | 0.05 | 0.05 | 0.05
North Carolina Duke - NOX Cap Annual v3.1 | 742 | 7354 | Rate Constraint in MTons | FALSE | L | Annual | Generation | TWh | 7.3745 | 4.6104 | 0.14787 | 0.14787 | 0.14787 | 0.001752 | 0.001752
North Carolina Duke - NOX Cap Annual v3.1 | 742 | 7354 | Rate Constraint in MTons | FALSE | L | Annual | Qualifying Generation | TWh | 7.3745 | 4.6104 | 0.14787 | 0.14787 | 0.14787 | 0.001752 | 0.001752
North Carolina Duke - NOX Cap Annual v3.1 | 742 | 7354 | Rate Constraint in MTons | FALSE | L | Annual | Rate | lb/MWh | 0.95249 | 1.4941 | 0.47723 | 0.47723 | 0.47723 | 0.47722 | 0.47723
North Carolina Duke - NOX Cap Annual v3.1 | 742 | 7354 | Rate Constraint in MTons | FALSE | L | Annual | Constraint Shadow Price | US2022$/Ton | 0 | 0 | 0 | 0 | 0 | 0 | 0
North Carolina Duke - SO2 Cap Annual v3.1 | 743 | 7356 | Rate Constraint in MTons | FALSE | L | Annual | Seasons Included | Seasons | Winter, Spring, Summer, Fall | Winter, Spring, Summer, Fall | Winter, Spring, Summer, Fall | Winter, Spring, Summer, Fall | Winter, Spring, Summer, Fall | Winter, Spring, Summer, Fall | Winter, Spring, Summer, Fall
North Carolina Duke - SO2 Cap Annual v3.1 | 743 | 7356 | Rate Constraint in MTons | FALSE | L | Annual | Standard SO2 | Thousand Tons | 80 | 80 | 80 | 80 | 80 | 80 | 80
North Carolina Duke - SO2 Cap Annual v3.1 | 743 | 7356 | Rate Constraint in MTons | FALSE | L | Annual | Emissions at Affected Plants SO2 | Thousand Tons | 2.0778 | 1.3125 | 0 | 0 | 0 | 0 | 0
North Carolina Duke - SO2 Cap Annual v3.1 | 743 | 7356 | Rate Constraint in MTons | FALSE | L | Annual | Allowances Purchased SO2 | Thousand Tons | 0 | 0 | 0 | 0 | 0 | 0 | 0
North Carolina Duke - SO2 Cap Annual v3.1 | 743 | 7356 | Rate Constraint in MTons | FALSE | L | Annual | Allowances Sold SO2 | Thousand Tons | 0 | 0 | 0 | 0 | 0 | 0 | 0
North Carolina Duke - SO2 Cap Annual v3.1 | 743 | 7356 | Rate Constraint in MTons | FALSE | L | Annual | Allowances Banked | Thousand Tons | 0 | 0 | 0 | 0 | 0 | 0 | 0
North Carolina Duke - SO2 Cap Annual v3.1 | 743 | 7356 | Rate Constraint in MTons | FALSE | L | Annual | Allowances Withdrawn (1:1) | Thousand Tons | 0 | 0 | 0 | 0 | 0 | 0 | 0
North Carolina Duke - SO2 Cap Annual v3.1 | 743 | 7356 | Rate Constraint in MTons | FALSE | L | Annual | Allowances Withdrawn (n:1) | Thousand Tons | 0 | 0 | 0 | 0 | 0 | 0 | 0
North Carolina Duke - SO2 Cap Annual v3.1 | 743 | 7356 | Rate Constraint in MTons | FALSE | L | Annual | Net Emissions Allowance Position | Thousand Tons | 2.0778 | 1.3125 | 0 | 0 | 0 | 0 | 0
North Carolina Duke - SO2 Cap Annual v3.1 | 743 | 7356 | Rate Constraint in MTons | FALSE | L | Annual | Fuel Consumed | TBtu | 67.9169 | 43.2062 | 1.4113 | 1.4113 | 1.4113 | 0.016722 | 0.016722
North Carolina Duke - SO2 Cap Annual v3.1 | 743 | 7356 | Rate Constraint in MTons | FALSE | L | Annual | Rate | lb/MMBtu | 0.061186 | 0.060756 | 0 | 0 | 0 | 0 | 0
North Carolina Duke - SO2 Cap Annual v3.1 | 743 | 7356 | Rate Constraint in MTons | FALSE | L | Annual | Generation | TWh | 7.3745 | 4.6104 | 0.14787 | 0.14787 | 0.14787 | 0.001752 | 0.001752
North Carolina Duke - SO2 Cap Annual v3.1 | 743 | 7356 | Rate Constraint in MTons | FALSE | L | Annual | Qualifying Generation | TWh | 7.3745 | 4.6104 | 0.14787 | 0.14787 | 0.14787 | 0.001752 | 0.001752
North Carolina Duke - SO2 Cap Annual v3.1 | 743 | 7356 | Rate Constraint in MTons | FALSE | L | Annual | Rate | lb/MWh | 0.5635 | 0.56937 | 0 | 0 | 0 | 0 | 0
North Carolina Duke - SO2 Cap Annual v3.1 | 743 | 7356 | Rate Constraint in MTons | FALSE | L | Annual | Constraint Shadow Price | US2022$/Ton | 0 | 0 | 0 | 0 | 0 | 0 | 0
North Carolina Progress - NOX Cap Annual v3.1 | 744 | 7353 | Rate Constraint in MTons | FALSE | L | Annual | Seasons Included | Seasons | Winter, Spring, Summer, Fall | Winter, Spring, Summer, Fall | Winter, Spring, Summer, Fall | Winter, Spring, Summer, Fall | Winter, Spring, Summer, Fall | Winter, Spring, Summer, Fall | Winter, Spring, Summer, Fall
North Carolina Progress - NOX Cap Annual v3.1 | 744 | 7353 | Rate Constraint in MTons | FALSE | L | Annual | Standard NOX | Thousand Tons | 25 | 25 | 25 | 25 | 25 | 25 | 25
North Carolina Progress - NOX Cap Annual v3.1 | 744 | 7353 | Rate Constraint in MTons | FALSE | L | Annual | Emissions at Affected Plants NOX | Thousand Tons | 4.522 | 1.3571 | 0 | 0 | 0 | 0 | 0
North Carolina Progress - NOX Cap Annual v3.1 | 744 | 7353 | Rate Constraint in MTons | FALSE | L | Annual | Allowances Purchased NOX | Thousand Tons | 0 | 0 | 0 | 0 | 0 | 0 | 0
North Carolina Progress - NOX Cap Annual v3.1 | 744 | 7353 | Rate Constraint in MTons | FALSE | L | Annual | Allowances Sold NOX | Thousand Tons | 0 | 0 | 0 | 0 | 0 | 0 | 0
North Carolina Progress - NOX Cap Annual v3.1 | 744 | 7353 | Rate Constraint in MTons | FALSE | L | Annual | Allowances Banked | Thousand Tons | 0 | 0 | 0 | 0 | 0 | 0 | 0
North Carolina Progress - NOX Cap Annual v3.1 | 744 | 7353 | Rate Constraint in MTons | FALSE | L | Annual | Allowances Withdrawn (1:1) | Thousand Tons | 0 | 0 | 0 | 0 | 0 | 0 | 0
North Carolina Progress - NOX Cap Annual v3.1 | 744 | 7353 | Rate Constraint in MTons | FALSE | L | Annual | Allowances Withdrawn (n:1) | Thousand Tons | 0 | 0 | 0 | 0 | 0 | 0 | 0
North Carolina Progress - NOX Cap Annual v3.1 | 744 | 7353 | Rate Constraint in MTons | FALSE | L | Annual | Net Emissions Allowance Position | Thousand Tons | 4.522 | 1.3571 | 0 | 0 | 0 | 0 | 0
North Carolina Progress - NOX Cap Annual v3.1 | 744 | 7353 | Rate Constraint in MTons | FALSE | L | Annual | Fuel Consumed | TBtu | 69.3915 | 20.6191 | 0 | 0 | 0 | 0 | 0
North Carolina Progress - NOX Cap Annual v3.1 | 744 | 7353 | Rate Constraint in MTons | FALSE | L | Annual | Rate | lb/MMBtu | 0.13033 | 0.13164 | 0 | 0 | 0 | 0 | 0
North Carolina Progress - NOX Cap Annual v3.1 | 744 | 7353 | Rate Constraint in MTons | FALSE | L | Annual | Generation | TWh | 6.7096 | 1.9915 | 0 | 0 | 0 | 0 | 0
North Carolina Progress - NOX Cap Annual v3.1 | 744 | 7353 | Rate Constraint in MTons | FALSE | L | Annual | Qualifying Generation | TWh | 6.7096 | 1.9915 | 0 | 0 | 0 | 0 | 0
North Carolina Progress - NOX Cap Annual v3.1 | 744 | 7353 | Rate Constraint in MTons | FALSE | L | Annual | Rate | lb/MWh | 1.3479 | 1.3629 | 0 | 0 | 0 | 0 | 0
North Carolina Progress - NOX Cap Annual v3.1 | 744 | 7353 | Rate Constraint in MTons | FALSE | L | Annual | Constraint Shadow Price | US2022$/Ton | 0 | 0 | 0 | 0 | 0 | 0 | 0
North Carolina Progress - SO2 Cap Annual v3.1 | 745 | 7355 | Rate Constraint in MTons | FALSE | L | Annual | Seasons Included | Seasons | Winter, Spring, Summer, Fall | Winter, Spring, Summer, Fall | Winter, Spring, Summer, Fall | Winter, Spring, Summer, Fall | Winter, Spring, Summer, Fall | Winter, Spring, Summer, Fall | Winter, Spring, Summer, Fall
North Carolina Progress - SO2 Cap Annual v3.1 | 745 | 7355 | Rate Constraint in MTons | FALSE | L | Annual | Standard SO2 | Thousand Tons | 50 | 50 | 50 | 50 | 50 | 50 | 50
North Carolina Progress - SO2 Cap Annual v3.1 | 745 | 7355 | Rate Constraint in MTons | FALSE | L | Annual | Emissions at Affected Plants SO2 | Thousand Tons | 2.2774 | 0.67672 | 0 | 0 | 0 | 0 | 0
North Carolina Progress - SO2 Cap Annual v3.1 | 745 | 7355 | Rate Constraint in MTons | FALSE | L | Annual | Allowances Purchased SO2 | Thousand Tons | 0 | 0 | 0 | 0 | 0 | 0 | 0
North Carolina Progress - SO2 Cap Annual v3.1 | 745 | 7355 | Rate Constraint in MTons | FALSE | L | Annual | Allowances Sold SO2 | Thousand Tons | 0 | 0 | 0 | 0 | 0 | 0 | 0
North Carolina Progress - SO2 Cap Annual v3.1 | 745 | 7355 | Rate Constraint in MTons | FALSE | L | Annual | Allowances Banked | Thousand Tons | 0 | 0 | 0 | 0 | 0 | 0 | 0
North Carolina Progress - SO2 Cap Annual v3.1 | 745 | 7355 | Rate Constraint in MTons | FALSE | L | Annual | Allowances Withdrawn (1:1) | Thousand Tons | 0 | 0 | 0 | 0 | 0 | 0 | 0
North Carolina Progress - SO2 Cap Annual v3.1 | 745 | 7355 | Rate Constraint in MTons | FALSE | L | Annual | Allowances Withdrawn (n:1) | Thousand Tons | 0 | 0 | 0 | 0 | 0 | 0 | 0
North Carolina Progress - SO2 Cap Annual v3.1 | 745 | 7355 | Rate Constraint in MTons | FALSE | L | Annual | Net Emissions Allowance Position | Thousand Tons | 2.2774 | 0.67672 | 0 | 0 | 0 | 0 | 0
North Carolina Progress - SO2 Cap Annual v3.1 | 745 | 7355 | Rate Constraint in MTons | FALSE | L | Annual | Fuel Consumed | TBtu | 69.3915 | 20.6191 | 0 | 0 | 0 | 0 | 0
North Carolina Progress - SO2 Cap Annual v3.1 | 745 | 7355 | Rate Constraint in MTons | FALSE | L | Annual | Rate | lb/MMBtu | 0.06564 | 0.06564 | 0 | 0 | 0 | 0 | 0
North Carolina Progress - SO2 Cap Annual v3.1 | 745 | 7355 | Rate Constraint in MTons | FALSE | L | Annual | Generation | TWh | 6.7096 | 1.9915 | 0 | 0 | 0 | 0 | 0
North Carolina Progress - SO2 Cap Annual v3.1 | 745 | 7355 | Rate Constraint in MTons | FALSE | L | Annual | Qualifying Generation | TWh | 6.7096 | 1.9915 | 0 | 0 | 0 | 0 | 0
North Carolina Progress - SO2 Cap Annual v3.1 | 745 | 7355 | Rate Constraint in MTons | FALSE | L | Annual | Rate | lb/MWh | 0.67886 | 0.6796 | 0 | 0 | 0 | 0 | 0
North Carolina Progress - SO2 Cap Annual v3.1 | 745 | 7355 | Rate Constraint in MTons | FALSE | L | Annual | Constraint Shadow Price | US2022$/Ton | 0 | 0 | 0 | 0 | 0 | 0 | 0
NSR AEP Consent - NOX Cap Annual v3.1 | 746 | 7372 | Rate Constraint in MTons | FALSE | L | Annual | Seasons Included | Seasons | Winter, Spring, Summer, Fall | Winter, Spring, Summer, Fall | Winter, Spring, Summer, Fall | Winter, Spring, Summer, Fall | Winter, Spring, Summer, Fall | Winter, Spring, Summer, Fall | Winter, Spring, Summer, Fall
NSR AEP Consent - NOX Cap Annual v3.1 | 746 | 7372 | Rate Constraint in MTons | FALSE | L | Annual | Standard NOX | Thousand Tons | 52 | 44 | 44 | 44 | 44 | 44 | 44
NSR AEP Consent - NOX Cap Annual v3.1 | 746 | 7372 | Rate Constraint in MTons | FALSE | L | Annual | Emissions at Affected Plants NOX | Thousand Tons | 9.6429 | 11.6704 | 0 | 0 | 0 | 0 | 0
NSR AEP Consent - NOX Cap Annual v3.1 | 746 | 7372 | Rate Constraint in MTons | FALSE | L | Annual | Allowances Purchased NOX | Thousand Tons | 0 | 0 | 0 | 0 | 0 | 0 | 0
NSR AEP Consent - NOX Cap Annual v3.1 | 746 | 7372 | Rate Constraint in MTons | FALSE | L | Annual | Allowances Sold NOX | Thousand Tons | 0 | 0 | 0 | 0 | 0 | 0 | 0
NSR AEP Consent - NOX Cap Annual v3.1 | 746 | 7372 | Rate Constraint in MTons | FALSE | L | Annual | Allowances Banked | Thousand Tons | 0 | 0 | 0 | 0 | 0 | 0 | 0
NSR AEP Consent - NOX Cap Annual v3.1 | 746 | 7372 | Rate Constraint in MTons | FALSE | L | Annual | Allowances Withdrawn (1:1) | Thousand Tons | 0 | 0 | 0 | 0 | 0 | 0 | 0
NSR AEP Consent - NOX Cap Annual v3.1 | 746 | 7372 | Rate Constraint in MTons | FALSE | L | Annual | Allowances Withdrawn (n:1) | Thousand Tons | 0 | 0 | 0 | 0 | 0 | 0 | 0
NSR AEP Consent - NOX Cap Annual v3.1 | 746 | 7372 | Rate Constraint in MTons | FALSE | L | Annual | Net Emissions Allowance Position | Thousand Tons | 9.6429 | 11.6704 | 0 | 0 | 0 | 0 | 0
NSR AEP Consent - NOX Cap Annual v3.1 | 746 | 7372 | Rate Constraint in MTons | FALSE | L | Annual | Fuel Consumed | TBtu | 216.3112 | 265.1284 | 0 | 0 | 0 | 0 | 0
NSR AEP Consent - NOX Cap Annual v3.1 | 746 | 7372 | Rate Constraint in MTons | FALSE | L | Annual | Rate | lb/MMBtu | 0.089158 | 0.088036 | 0 | 0 | 0 | 0 | 0
NSR AEP Consent - NOX Cap Annual v3.1 | 746 | 7372 | Rate Constraint in MTons | FALSE | L | Annual | Generation | TWh | 21.6353 | 26.5515 | 0 | 0 | 0 | 0 | 0
NSR AEP Consent - NOX Cap Annual v3.1 | 746 | 7372 | Rate Constraint in MTons | FALSE | L | Annual | Qualifying Generation | TWh | 21.6353 | 26.5515 | 0 | 0 | 0 | 0 | 0
NSR AEP Consent - NOX Cap Annual v3.1 | 746 | 7372 | Rate Constraint in MTons | FALSE | L | Annual | Rate | lb/MWh | 0.89141 | 0.87908 | 0 | 0 | 0 | 0 | 0
NSR AEP Consent - NOX Cap Annual v3.1 | 746 | 7372 | Rate Constraint in MTons | FALSE | L | Annual | Constraint Shadow Price | US2022$/Ton | 0 | 0 | 0 | 0 | 0 | 0 | 0
NSR AEP Consent - SO2 Cap Annual v5.13 | 747 | 7371 | Rate Constraint in MTons | FALSE | L | Annual | Seasons Included | Seasons | Winter, Spring, Summer, Fall | Winter, Spring, Summer, Fall | Winter, Spring, Summer, Fall | Winter, Spring, Summer, Fall | Winter, Spring, Summer, Fall | Winter, Spring, Summer, Fall | Winter, Spring, Summer, Fall
NSR AEP Consent - SO2 Cap Annual v5.13 | 747 | 7371 | Rate Constraint in MTons | FALSE | L | Annual | Standard SO2 | Thousand Tons | 94 | 89 | 89 | 89 | 89 | 89 | 89
NSR AEP Consent - SO2 Cap Annual v5.13 | 747 | 7371 | Rate Constraint in MTons | FALSE | L | Annual | Emissions at Affected Plants SO2 | Thousand Tons | 10.835 | 12.7361 | 0 | 0 | 0 | 0 | 0
NSR AEP Consent - SO2 Cap Annual v5.13 | 747 | 7371 | Rate Constraint in MTons | FALSE | L | Annual | Allowances Purchased SO2 | Thousand Tons | 0 | 0 | 0 | 0 | 0 | 0 | 0
NSR AEP Consent - SO2 Cap Annual v5.13 | 747 | 7371 | Rate Constraint in MTons | FALSE | L | Annual | Allowances Sold SO2 | Thousand Tons | 0 | 0 | 0 | 0 | 0 | 0 | 0
NSR AEP Consent - SO2 Cap Annual v5.13 | 747 | 7371 | Rate Constraint in MTons | FALSE | L | Annual | Allowances Banked | Thousand Tons | 0 | 0 | 0 | 0 | 0 | 0 | 0
NSR AEP Consent - SO2 Cap Annual v5.13 | 747 | 7371 | Rate Constraint in MTons | FALSE | L | Annual | Allowances Withdrawn (1:1) | Thousand Tons | 0 | 0 | 0 | 0 | 0 | 0 | 0
NSR AEP Consent - SO2 Cap Annual v5.13 | 747 | 7371 | Rate Constraint in MTons | FALSE | L | Annual | Allowances Withdrawn (n:1) | Thousand Tons | 0 | 0 | 0 | 0 | 0 | 0 | 0
NSR AEP Consent - SO2 Cap Annual v5.13 | 747 | 7371 | Rate Constraint in MTons | FALSE | L | Annual | Net Emissions Allowance Position | Thousand Tons | 10.835 | 12.7361 | 0 | 0 | 0 | 0 | 0
NSR AEP Consent - SO2 Cap Annual v5.13 | 747 | 7371 | Rate Constraint in MTons | FALSE | L | Annual | Fuel Consumed | TBtu | 216.3112 | 265.1284 | 0 | 0 | 0 | 0 | 0
NSR AEP Consent - SO2 Cap Annual v5.13 | 747 | 7371 | Rate Constraint in MTons | FALSE | L | Annual | Rate | lb/MMBtu | 0.10018 | 0.096075 | 0 | 0 | 0 | 0 | 0
NSR AEP Consent - SO2 Cap Annual v5.13 | 747 | 7371 | Rate Constraint in MTons | FALSE | L | Annual | Generation | TWh | 21.6353 | 26.5515 | 0 | 0 | 0 | 0 | 0
NSR AEP Consent - SO2 Cap Annual v5.13 | 747 | 7371 | Rate Constraint in MTons | FALSE | L | Annual | Qualifying Generation | TWh | 21.6353 | 26.5515 | 0 | 0 | 0 | 0 | 0
NSR AEP Consent - SO2 Cap Annual v5.13 | 747 | 7371 | Rate Constraint in MTons | FALSE | L | Annual | Rate | lb/MWh | 1.0016 | 0.95935 | 0 | 0 | 0 | 0 | 0
NSR AEP Consent - SO2 Cap Annual v5.13 | 747 | 7371 | Rate Constraint in MTons | FALSE | L | Annual | Constraint Shadow Price | US2022$/Ton | 0 | 0 | 0 | 0 | 0 | 0 | 0
NSR Big Cajun 2- NOx Cap Annual v5.13 | 748 | 7460 | Rate Constraint in MTons | FALSE | L | Annual | Seasons Included | Seasons | Winter, Spring, Summer, Fall | Winter, Spring, Summer, Fall | Winter, Spring, Summer, Fall | Winter, Spring, Summer, Fall | Winter, Spring, Summer, Fall | Winter, Spring, Summer, Fall | Winter, Spring, Summer, Fall
NSR Big Cajun 2- NOx Cap Annual v5.13 | 748 | 7460 | Rate Constraint in MTons | FALSE | L | Annual | Standard NOX | Thousand Tons | 8.95 | 8.95 | 8.95 | 8.95 | 8.95 | 8.95 | 8.95
NSR Big Cajun 2- NOx Cap Annual v5.13 | 748 | 7460 | Rate Constraint in MTons | FALSE | L | Annual | Emissions at Affected Plants NOX | Thousand Tons | 0.47359 | 0 | 0 | 0 | 0 | 0 | 0
NSR Big Cajun 2- NOx Cap Annual v5.13 | 748 | 7460 | Rate Constraint in MTons | FALSE | L | Annual | Allowances Purchased NOX | Thousand Tons | 0 | 0 | 0 | 0 | 0 | 0 | 0
NSR Big Cajun 2- NOx Cap Annual v5.13 | 748 | 7460 | Rate Constraint in MTons | FALSE | L | Annual | Allowances Sold NOX | Thousand Tons | 0 | 0 | 0 | 0 | 0 | 0 | 0
NSR Big Cajun 2- NOx Cap Annual v5.13 | 748 | 7460 | Rate Constraint in MTons | FALSE | L | Annual | Allowances Banked | Thousand Tons | 0 | 0 | 0 | 0 | 0 | 0 | 0
NSR Big Cajun 2- NOx Cap Annual v5.13 | 748 | 7460 | Rate Constraint in MTons | FALSE | L | Annual | Allowances Withdrawn (1:1) | Thousand Tons | 0 | 0 | 0 | 0 | 0 | 0 | 0
NSR Big Cajun 2- NOx Cap Annual v5.13 | 748 | 7460 | Rate Constraint in MTons | FALSE | L | Annual | Allowances Withdrawn (n:1) | Thousand Tons | 0 | 0 | 0 | 0 | 0 | 0 | 0
NSR Big Cajun 2- NOx Cap Annual v5.13 | 748 | 7460 | Rate Constraint in MTons | FALSE | L | Annual | Net Emissions Allowance Position | Thousand Tons | 0.47359 | 0 | 0 | 0 | 0 | 0 | 0
NSR Big Cajun 2- NOx Cap Annual v5.13 | 748 | 7460 | Rate Constraint in MTons | FALSE | L | Annual | Fuel Consumed | TBtu | 7.7543 | 0 | 0 | 0 | 0 | 0 | 0
NSR Big Cajun 2- NOx Cap Annual v5.13 | 748 | 7460 | Rate Constraint in MTons | FALSE | L | Annual | Rate | lb/MMBtu | 0.12215 | 0 | 0 | 0 | 0 | 0 | 0
NSR Big Cajun 2- NOx Cap Annual v5.13 | 748 | 7460 | Rate Constraint in MTons | FALSE | L | Annual | Generation | TWh | 0.74289 | 0 | 0 | 0 | 0 | 0 | 0
NSR Big Cajun 2- NOx Cap Annual v5.13 | 748 | 7460 | Rate Constraint in MTons | FALSE | L | Annual | Qualifying Generation | TWh | 0.74289 | 0 | 0 | 0 | 0 | 0 | 0
NSR Big Cajun 2- NOx Cap Annual v5.13 | 748 | 7460 | Rate Constraint in MTons | FALSE | L | Annual | Rate | lb/MWh | 1.275 | 0 | 0 | 0 | 0 | 0 | 0
NSR Big Cajun 2- NOx Cap Annual v5.13 | 748 | 7460 | Rate Constraint in MTons | FALSE | L | Annual | Constraint Shadow Price | US2022$/Ton | 0 | 0 | 0 | 0 | 0 | 0 | 0
NSR Big Cajun 2- SO2 Cap Annual v5.13 | 749 | 7458 | Rate Constraint in MTons | FALSE | L | Annual | Seasons Included | Seasons | Winter, Spring, Summer, Fall | Winter, Spring, Summer, Fall | Winter, Spring, Summer, Fall | Winter, Spring, Summer, Fall | Winter, Spring, Summer, Fall | Winter, Spring, Summer, Fall | Winter, Spring, Summer, Fall
NSR Big Cajun 2- SO2 Cap Annual v5.13 | 749 | 7458 | Rate Constraint in MTons | FALSE | L | Annual | Standard SO2 | Thousand Tons | 18.95 | 18.95 | 18.95 | 18.95 | 18.95 | 18.95 | 18.95
NSR Big Cajun 2- SO2 Cap Annual v5.13 | 749 | 7458 | Rate Constraint in MTons | FALSE | L | Annual | Emissions at Affected Plants SO2 | Thousand Tons | 1.7416 | 0 | 0 | 0 | 0 | 0 | 0
NSR Big Cajun 2- SO2 Cap Annual v5.13 | 749 | 7458 | Rate Constraint in MTons | FALSE | L | Annual | Allowances Purchased SO2 | Thousand Tons | 0 | 0 | 0 | 0 | 0 | 0 | 0
NSR Big Cajun 2- SO2 Cap Annual v5.13 | 749 | 7458 | Rate Constraint in MTons | FALSE | L | Annual | Allowances Sold SO2 | Thousand Tons | 0 | 0 | 0 | 0 | 0 | 0 | 0
NSR Big Cajun 2- SO2 Cap Annual v5.13 | 749 | 7458 | Rate Constraint in MTons | FALSE | L | Annual | Allowances Banked | Thousand Tons | 0 | 0 | 0 | 0 | 0 | 0 | 0
NSR Big Cajun 2- SO2 Cap Annual v5.13 | 749 | 7458 | Rate Constraint in MTons | FALSE | L | Annual | Allowances Withdrawn (1:1) | Thousand Tons | 0 | 0 | 0 | 0 | 0 | 0 | 0
NSR Big Cajun 2- SO2 Cap Annual v5.13 | 749 | 7458 | Rate Constraint in MTons | FALSE | L | Annual | Allowances Withdrawn (n:1) | Thousand Tons | 0 | 0 | 0 | 0 | 0 | 0 | 0
NSR Big Cajun 2- SO2 Cap Annual v5.13 | 749 | 7458 | Rate Constraint in MTons | FALSE | L | Annual | Net Emissions Allowance Position | Thousand Tons | 1.7416 | 0 | 0 | 0 | 0 | 0 | 0
NSR Big Cajun 2- SO2 Cap Annual v5.13 | 749 | 7458 | Rate Constraint in MTons | FALSE | L | Annual | Fuel Consumed | TBtu | 7.7543 | 0 | 0 | 0 | 0 | 0 | 0
NSR Big Cajun 2- SO2 Cap Annual v5.13 | 749 | 7458 | Rate Constraint in MTons | FALSE | L | Annual | Rate | lb/MMBtu | 0.44919 | 0 | 0 | 0 | 0 | 0 | 0
NSR Big Cajun 2- SO2 Cap Annual v5.13 | 749 | 7458 | Rate Constraint in MTons | FALSE | L | Annual | Generation | TWh | 0.74289 | 0 | 0 | 0 | 0 | 0 | 0
NSR Big Cajun 2- SO2 Cap Annual v5.13 | 749 | 7458 | Rate Constraint in MTons | FALSE | L | Annual | Qualifying Generation | TWh | 0.74289 | 0 | 0 | 0 | 0 | 0 | 0
NSR Big Cajun 2- SO2 Cap Annual v5.13 | 749 | 7458 | Rate Constraint in MTons | FALSE | L | Annual | Rate | lb/MWh | 4.6887 | 0 | 0 | 0 | 0 | 0 | 0
NSR Big Cajun 2- SO2 Cap Annual v5.13 | 749 | 7458 | Rate Constraint in MTons | FALSE | L | Annual | Constraint Shadow Price | US2022$/Ton | 0 | 0 | 0 | 0 | 0 | 0 | 0
NSR Big Cajun 2- Unit 1 - NOx Rate Annual v5.13 | 751 | 7459 | Rate Constraint in lbs/MMBtu | FALSE | L | Annual | Seasons Included | Seasons | Winter, Spring, Summer, Fall | Winter, Spring, Summer, Fall | Winter, Spring, Summer, Fall | Winter, Spring, Summer, Fall | Winter, Spring, Summer, Fall | Winter, Spring, Summer, Fall | Winter, Spring, Summer, Fall
NSR Big Cajun 2- Unit 1 - NOx Rate Annual v5.13 | 751 | 7459 | Rate Constraint in lbs/MMBtu | FALSE | L | Annual | Standard NOX | lb/MMBtu | 0.15 | 0.15 | 0.15 | 0.15 | 0.15 | 0.15 | 0.15
NSR Big Cajun 2- Unit 1 - NOx Rate Annual v5.13 | 751 | 7459 | Rate Constraint in lbs/MMBtu | FALSE | L | Annual | Emissions at Affected Plants NOX | Thousand Tons | 0 | 0 | 0 | 0 | 0 | 0 | 0
NSR Big Cajun 2- Unit 1 - NOx Rate Annual v5.13 | 751 | 7459 | Rate Constraint in lbs/MMBtu | FALSE | L | Annual | Allowances Purchased NOX | Thousand Tons | 0 | 0 | 0 | 0 | 0 | 0 | 0
NSR Big Cajun 2- Unit 1 - NOx Rate Annual v5.13 | 751 | 7459 | Rate Constraint in lbs/MMBtu | FALSE | L | Annual | Allowances Sold NOX | Thousand Tons | 0 | 0 | 0 | 0 | 0 | 0 | 0
NSR Big Cajun 2- Unit 1 - NOx Rate Annual v5.13 | 751 | 7459 | Rate Constraint in lbs/MMBtu | FALSE | L | Annual | Allowances Banked | Thousand Tons | 0 | 0 | 0 | 0 | 0 | 0 | 0
NSR Big Cajun 2- Unit 1 - NOx Rate Annual v5.13 | 751 | 7459 | Rate Constraint in lbs/MMBtu | FALSE | L | Annual | Allowances Withdrawn (1:1) | Thousand Tons | 0 | 0 | 0 | 0 | 0 | 0 | 0
NSR Big Cajun 2- Unit 1 - NOx Rate Annual v5.13 | 751 | 7459 | Rate Constraint in lbs/MMBtu | FALSE | L | Annual | Allowances Withdrawn (n:1) | Thousand Tons | 0 | 0 | 0 | 0 | 0 | 0 | 0
NSR Big Cajun 2- Unit 1 - NOx Rate Annual v5.13 | 751 | 7459 | Rate Constraint in lbs/MMBtu | FALSE | L | Annual | Net Emissions Allowance Position | Thousand Tons | 0 | 0 | 0 | 0 | 0 | 0 | 0
NSR Big Cajun 2- Unit 1 - NOx Rate Annual v5.13 | 751 | 7459 | Rate Constraint in lbs/MMBtu | FALSE | L | Annual | Fuel Consumed | TBtu | 0 | 0 | 0 | 0 | 0 | 0 | 0
NSR Big Cajun 2- Unit 1 - NOx Rate Annual v5.13 | 751 | 7459 | Rate Constraint in lbs/MMBtu | FALSE | L | Annual | Rate | lb/MMBtu | 0 | 0 | 0 | 0 | 0 | 0 | 0
NSR Big Cajun 2- Unit 1 - NOx Rate Annual v5.13 | 751 | 7459 | Rate Constraint in lbs/MMBtu | FALSE | L | Annual | Generation | TWh | 0 | 0 | 0 | 0 | 0 | 0 | 0
NSR Big Cajun 2- Unit 1 - NOx Rate Annual v5.13 | 751 | 7459 | Rate Constraint in lbs/MMBtu | FALSE | L | Annual | Qualifying Generation | TWh | 0 | 0 | 0 | 0 | 0 | 0 | 0
NSR Big Cajun 2- Unit 1 - NOx Rate Annual v5.13 | 751 | 7459 | Rate Constraint in lbs/MMBtu | FALSE | L | Annual | Rate | lb/MWh | 0 | 0 | 0 | 0 | 0 | 0 | 0
NSR Big Cajun 2- Unit 1 - NOx Rate Annual v5.13 | 751 | 7459 | Rate Constraint in lbs/MMBtu | FALSE | L | Annual | Constraint Shadow Price | US2022$/Ton | 0 | 0 | 0 | 0 | 0 | 0 | 0
NSR Big Cajun 2- Unit 1 - SO2 Rate Annual v5.13 | 752 | 7457 | Rate Constraint in lbs/MMBtu | FALSE | L | Annual | Seasons Included | Seasons | Winter, Spring, Summer, Fall | Winter, Spring, Summer, Fall | Winter, Spring, Summer, Fall | Winter, Spring, Summer, Fall | Winter, Spring, Summer, Fall | Winter, Spring, Summer, Fall | Winter, Spring, Summer, Fall
NSR Big Cajun 2- Unit 1 - SO2 Rate Annual v5.13 | 752 | 7457 | Rate Constraint in lbs/MMBtu | FALSE | L | Annual | Standard SO2 | lb/MMBtu | 0.07 | 0.07 | 0.07 | 0.07 | 0.07 | 0.07 | 0.07
NSR Big Cajun 2- Unit 1 - SO2 Rate Annual v5.13 | 752 | 7457 | Rate Constraint in lbs/MMBtu | FALSE | L | Annual | Emissions at Affected Plants SO2 | Thousand Tons | 0 | 0 | 0 | 0 | 0 | 0 | 0
NSR Big Cajun 2- Unit 1 - SO2 Rate Annual v5.13 | 752 | 7457 | Rate Constraint in lbs/MMBtu | FALSE | L | Annual | Allowances Purchased SO2 | Thousand Tons | 0 | 0 | 0 | 0 | 0 | 0 | 0
NSR Big Cajun 2- Unit 1 - SO2 Rate Annual v5.13 | 752 | 7457 | Rate Constraint in lbs/MMBtu | FALSE | L | Annual | Allowances Sold SO2 | Thousand Tons | 0 | 0 | 0 | 0 | 0 | 0 | 0
NSR Big Cajun 2- Unit 1 - SO2 Rate Annual v5.13 | 752 | 7457 | Rate Constraint in lbs/MMBtu | FALSE | L | Annual | Allowances Banked | Thousand Tons | 0 | 0 | 0 | 0 | 0 | 0 | 0
NSR Big Cajun 2- Unit 1 - SO2 Rate Annual v5.13 | 752 | 7457 | Rate Constraint in lbs/MMBtu | FALSE | L | Annual | Allowances Withdrawn (1:1) | Thousand Tons | 0 | 0 | 0 | 0 | 0 | 0 | 0
NSR Big Cajun 2- Unit 1 - SO2 Rate Annual v5.13 | 752 | 7457 | Rate Constraint in lbs/MMBtu | FALSE | L | Annual | Allowances Withdrawn (n:1) | Thousand Tons | 0 | 0 | 0 | 0 | 0 | 0 | 0
NSR Big Cajun 2- Unit 1 - SO2 Rate Annual v5.13 | 752 | 7457 | Rate Constraint in lbs/MMBtu | FALSE | L | Annual | Net Emissions Allowance Position | Thousand Tons | 0 | 0 | 0 | 0 | 0 | 0 | 0
NSR Big Cajun 2- Unit 1 - SO2 Rate Annual v5.13 | 752 | 7457 | Rate Constraint in lbs/MMBtu | FALSE | L | Annual | Fuel Consumed | TBtu | 0 | 0 | 0 | 0 | 0 | 0 | 0
NSR Big Cajun 2- Unit 1 - SO2 Rate Annual v5.13 | 752 | 7457 | Rate Constraint in lbs/MMBtu | FALSE | L | Annual | Rate | lb/MMBtu | 0 | 0 | 0 | 0 | 0 | 0 | 0
NSR Big Cajun 2- Unit 1 - SO2 Rate Annual v5.13 | 752 | 7457 | Rate Constraint in lbs/MMBtu | FALSE | L | Annual | Generation | TWh | 0 | 0 | 0 | 0 | 0 | 0 | 0
NSR Big Cajun 2- Unit 1 - SO2 Rate Annual v5.13 | 752 | 7457 | Rate Constraint in lbs/MMBtu | FALSE | L | Annual | Qualifying Generation | TWh | 0 | 0 | 0 | 0 | 0 | 0 | 0
NSR Big Cajun 2- Unit 1 - SO2 Rate Annual v5.13 | 752 | 7457 | Rate Constraint in lbs/MMBtu | FALSE | L | Annual | Rate | lb/MWh | 0 | 0 | 0 | 0 | 0 | 0 | 0
NSR Big Cajun 2- Unit 1 - SO2 Rate Annual v5.13 | 752 | 7457 | Rate Constraint in lbs/MMBtu | FALSE | L | Annual | Constraint Shadow Price | US2022$/Ton | 317.0358 | 1366.2384 | 5434.5381 | 0 | 0 | 1348.419 | 1554.6274
NSR Big Cajun 2- Unit 3 - NOx Rate Annual v5.13 | 754 | 7461 | Rate Constraint in lbs/MMBtu | FALSE | L | Annual | Seasons Included | Seasons | Winter, Spring, Summer, Fall | Winter, Spring, Summer, Fall | Winter, Spring, Summer, Fall | Winter, Spring, Summer, Fall | Winter, Spring, Summer, Fall | Winter, Spring, Summer, Fall | Winter, Spring, Summer, Fall
NSR Big Cajun 2- Unit 3 - NOx Rate Annual v5.13 | 754 | 7461 | Rate Constraint in lbs/MMBtu | FALSE | L | Annual | Standard NOX | lb/MMBtu | 0.135 | 0.135 | 0.135 | 0.135 | 0.135 | 0.135 | 0.135
NSR Big Cajun 2- Unit 3 - NOx Rate Annual v5.13 | 754 | 7461 | Rate Constraint in lbs/MMBtu | FALSE | L | Annual | Emissions at Affected Plants NOX | Thousand Tons | 0.47359 | 0 | 0 | 0 | 0 | 0 | 0
NSR Big Cajun 2- Unit 3 - NOx Rate Annual v5.13 | 754 | 7461 | Rate Constraint in lbs/MMBtu | FALSE | L | Annual | Allowances Purchased NOX | Thousand Tons | 0 | 0 | 0 | 0 | 0 | 0 | 0
NSR Big Cajun 2- Unit 3 - NOx Rate Annual v5.13 | 754 | 7461 | Rate Constraint in lbs/MMBtu | FALSE | L | Annual | Allowances Sold NOX | Thousand Tons | 0 | 0 | 0 | 0 | 0 | 0 | 0
NSR Big Cajun 2- Unit 3 - NOx Rate Annual v5.13 | 754 | 7461 | Rate Constraint in lbs/MMBtu | FALSE | L | Annual | Allowances Banked | Thousand Tons | 0 | 0 | 0 | 0 | 0 | 0 | 0
NSR Big Cajun 2- Unit 3 - NOx Rate Annual v5.13 | 754 | 7461 | Rate Constraint in lbs/MMBtu | FALSE | L | Annual | Allowances Withdrawn (1:1) | Thousand Tons | 0 | 0 | 0 | 0 | 0 | 0 | 0
NSR Big Cajun 2- Unit 3 - NOx Rate Annual v5.13 | 754 | 7461 | Rate Constraint in lbs/MMBtu | FALSE | L | Annual | Allowances Withdrawn (n:1) | Thousand Tons | 0 | 0 | 0 | 0 | 0 | 0 | 0
NSR Big Cajun 2- Unit 3 - NOx Rate Annual v5.13 | 754 | 7461 | Rate Constraint in lbs/MMBtu | FALSE | L | Annual | Net Emissions Allowance Position | Thousand Tons | 0.47359 | 0 | 0 | 0 | 0 | 0 | 0
NSR Big Cajun 2- Unit 3 - NOx Rate Annual v5.13 | 754 | 7461 | Rate Constraint in lbs/MMBtu | FALSE | L | Annual | Fuel Consumed | TBtu | 7.7543 | 0 | 0 | 0 | 0 | 0 | 0
NSR Big Cajun 2- Unit 3 - NOx Rate Annual v5.13 | 754 | 7461 | Rate Constraint in lbs/MMBtu | FALSE | L | Annual | Rate | lb/MMBtu | 0.12215 | 0 | 0 | 0 | 0 | 0 | 0
NSR Big Cajun 2- Unit 3 - NOx Rate Annual v5.13 | 754 | 7461 | Rate Constraint in lbs/MMBtu | FALSE | L | Annual | Generation | TWh | 0.74289 | 0 | 0 | 0 | 0 | 0 | 0
NSR Big Cajun 2- Unit 3 - NOx Rate Annual v5.13 | 754 | 7461 | Rate Constraint in lbs/MMBtu | FALSE | L | Annual | Qualifying Generation | TWh | 0.74289 | 0 | 0 | 0 | 0 | 0 | 0
NSR Big Cajun 2- Unit 3 - NOx Rate Annual v5.13 | 754 | 7461 | Rate Constraint in lbs/MMBtu | FALSE | L | Annual | Rate | lb/MWh | 1.275 | 0 | 0 | 0 | 0 | 0 | 0
NSR Big Cajun 2- Unit 3 - NOx Rate Annual v5.13 | 754 | 7461 | Rate Constraint in lbs/MMBtu | FALSE | L | Annual | Constraint Shadow Price | US2022$/Ton | 0 | 0 | 0 | 0 | 0 | 0 | 0
NSR Boswell 1-3 - SO2 Rate Annual v5.14 | 756 | 7484 | Rate Constraint in lbs/MMBtu | FALSE | L | Annual | Seasons Included | Seasons | Winter, Spring, Summer, Fall | Winter, Spring, Summer, Fall | Winter, Spring, Summer, Fall | Winter, Spring, Summer, Fall | Winter, Spring, Summer, Fall | Winter, Spring, Summer, Fall | Winter, Spring, Summer, Fall
NSR Boswell 1-3 - SO2 Rate Annual v5.14 | 756 | 7484 | Rate Constraint in lbs/MMBtu | FALSE | L | Annual | Standard SO2 | lb/MMBtu | 0.03 | 0.03 | 0.03 | 0.03 | 0.03 | 0.03 | 0.03
NSR Boswell 1-3 - SO2 Rate Annual v5.14 | 756 | 7484 | Rate Constraint in lbs/MMBtu | FALSE | L | Annual | Emissions at Affected Plants SO2 | Thousand Tons | 0 | 0 | 0 | 0 | 0 | 0 | 0
NSR Boswell 1-3 - SO2 Rate Annual v5.14 | 756 | 7484 | Rate Constraint in lbs/MMBtu | FALSE | L | Annual | Allowances Purchased SO2 | Thousand Tons | 0 | 0 | 0 | 0 | 0 | 0 | 0
NSR Boswell 1-3 - SO2 Rate Annual v5.14 | 756 | 7484 | Rate Constraint in lbs/MMBtu | FALSE | L | Annual | Allowances Sold SO2 | Thousand Tons | 0 | 0 | 0 | 0 | 0 | 0 | 0
NSR Boswell 1-3 - SO2 Rate Annual v5.14 | 756 | 7484 | Rate Constraint in lbs/MMBtu | FALSE | L | Annual | Allowances Banked | Thousand Tons | 0 | 0 | 0 | 0 | 0 | 0 | 0
NSR Boswell 1-3 - SO2 Rate Annual v5.14 | 756 | 7484 | Rate Constraint in lbs/MMBtu | FALSE | L | Annual | Allowances Withdrawn (1:1) | Thousand Tons | 0 | 0 | 0 | 0 | 0 | 0 | 0
NSR Boswell 1-3 - SO2 Rate Annual v5.14 | 756 | 7484 | Rate Constraint in lbs/MMBtu | FALSE | L | Annual | Allowances Withdrawn (n:1) | Thousand Tons | 0 | 0 | 0 | 0 | 0 | 0 | 0
NSR Boswell 1-3 - SO2 Rate Annual v5.14 | 756 | 7484 | Rate Constraint in lbs/MMBtu | FALSE | L | Annual | Net Emissions Allowance Position | Thousand Tons | 0 | 0 | 0 | 0 | 0 | 0 | 0
NSR Boswell 1-3 - SO2 Rate Annual v5.14 | 756 | 7484 | Rate Constraint in lbs/MMBtu | FALSE | L | Annual | Fuel Consumed | TBtu | 0 | 0 | 0 | 0 | 0 | 0 | 0
NSR Boswell 1-3 - SO2 Rate Annual v5.14 | 756 | 7484 | Rate Constraint in lbs/MMBtu | FALSE | L | Annual | Rate | lb/MMBtu | 0 | 0 | 0 | 0 | 0 | 0 | 0
NSR Boswell 1-3 - SO2 Rate Annual v5.14 | 756 | 7484 | Rate Constraint in lbs/MMBtu | FALSE | L | Annual | Generation | TWh | 0 | 0 | 0 | 0 | 0 | 0 | 0
NSR Boswell 1-3 - SO2 Rate Annual v5.14 | 756 | 7484 | Rate Constraint in lbs/MMBtu | FALSE | L | Annual | Qualifying Generation | TWh | 0 | 0 | 0 | 0 | 0 | 0 | 0
NSR Boswell 1-3 - SO2 Rate Annual v5.14 | 756 | 7484 | Rate Constraint in lbs/MMBtu | FALSE | L | Annual | Rate | lb/MWh | 0 | 0 | 0 | 0 | 0 | 0 | 0
NSR Boswell 1-3 - SO2 Rate Annual v5.14 | 756 | 7484 | Rate Constraint in lbs/MMBtu | FALSE | L | Annual | Constraint Shadow Price | US2022$/Ton | 148100.289 | 126396.5728 | 30528.72 | 0 | 0 | 0 | 0
NSR Boswell 3 - NOX Rate Annual v5.14 | 757 | 7485 | Rate Constraint in lbs/MMBtu | FALSE | L | Annual | Seasons Included | Seasons | Winter, Spring, Summer, Fall | Winter, Spring, Summer, Fall | Winter, Spring, Summer, Fall | Winter, Spring, Summer, Fall | Winter, Spring, Summer, Fall | Winter, Spring, Summer, Fall | Winter, Spring, Summer, Fall
NSR Boswell 3 - NOX Rate Annual v5.14 | 757 | 7485 | Rate Constraint in lbs/MMBtu | FALSE | L | Annual | Standard NOX | lb/MMBtu | 0.06 | 0.06 | 0.06 | 0.06 | 0.06 | 0.06 | 0.06
NSR Boswell 3 - NOX Rate Annual v5.14 | 757 | 7485 | Rate Constraint in lbs/MMBtu | FALSE | L | Annual | Emissions at Affected Plants NOX | Thousand Tons | 0 | 0 | 0 | 0 | 0 | 0 | 0
NSR Boswell 3 - NOX Rate Annual v5.14 | 757 | 7485 | Rate Constraint in lbs/MMBtu | FALSE | L | Annual | Allowances Purchased NOX | Thousand Tons | 0 | 0 | 0 | 0 | 0 | 0 | 0
NSR Boswell 3 - NOX Rate Annual v5.14 | 757 | 7485 | Rate Constraint in lbs/MMBtu | FALSE | L | Annual | Allowances Sold NOX | Thousand Tons | 0 | 0 | 0 | 0 | 0 | 0 | 0
NSR Boswell 3 - NOX Rate Annual v5.14 | 757 | 7485 | Rate Constraint in lbs/MMBtu | FALSE | L | Annual | Allowances Banked | Thousand Tons | 0 | 0 | 0 | 0 | 0 | 0 | 0
NSR Boswell 3 - NOX Rate Annual v5.14 | 757 | 7485 | Rate Constraint in lbs/MMBtu | FALSE | L | Annual | Allowances Withdrawn (1:1) | Thousand Tons | 0 | 0 | 0 | 0 | 0 | 0 | 0
NSR Boswell 3 - NOX Rate Annual v5.14 | 757 | 7485 | Rate Constraint in lbs/MMBtu | FALSE | L | Annual | Allowances Withdrawn (n:1) | Thousand Tons | 0 | 0 | 0 | 0 | 0 | 0 | 0
NSR Boswell 3 - NOX Rate Annual v5.14 | 757 | 7485 | Rate Constraint in lbs/MMBtu | FALSE | L | Annual | Net Emissions Allowance Position | Thousand Tons | 0 | 0 | 0 | 0 | 0 | 0 | 0
NSR Boswell 3 - NOX Rate Annual v5.14 | 757 | 7485 | Rate Constraint in lbs/MMBtu | FALSE | L | Annual | Fuel Consumed | TBtu | 0 | 0 | 0 | 0 | 0 | 0 | 0
NSR Boswell 3 - NOX Rate Annual v5.14 | 757 | 7485 | Rate Constraint in lbs/MMBtu | FALSE | L | Annual | Rate | lb/MMBtu | 0 | 0 | 0 | 0 | 0 | 0 | 0
NSR Boswell 3 - NOX Rate Annual v5.14 | 757 | 7485 | Rate Constraint in lbs/MMBtu | FALSE | L | Annual | Generation | TWh | 0 | 0 | 0 | 0 | 0 | 0 | 0
NSR Boswell 3 - NOX Rate Annual v5.14 | 757 | 7485 | Rate Constraint in lbs/MMBtu | FALSE | L | Annual | Qualifying Generation | TWh | 0 | 0 | 0 | 0 | 0 | 0 | 0
NSR Boswell 3 - NOX Rate Annual v5.14 | 757 | 7485 | Rate Constraint in lbs/MMBtu | FALSE | L | Annual | Rate | lb/MWh | 0 | 0 | 0 | 0 | 0 | 0 | 0
NSR Boswell 3 - NOX Rate Annual v5.14 | 757 | 7485 | Rate Constraint in lbs/MMBtu | FALSE | L | Annual | Constraint Shadow Price | US2022$/Ton | 0 | 0 | 0 | 0 | 0 | 0 | 0
NSR Boswell 4 - NOX Rate Annual v5.14 | 758 | 7487 | Rate Constraint in lbs/MMBtu | FALSE | L | Annual | Seasons Included | Seasons | Winter, Spring, Summer, Fall | Winter, Spring, Summer, Fall | Winter, Spring, Summer, Fall | Winter, Spring, Summer, Fall | Winter, Spring, Summer, Fall | Winter, Spring, Summer, Fall | Winter, Spring, Summer, Fall
NSR Boswell 4 - NOX Rate Annual v5.14 | 758 | 7487 | Rate Constraint in lbs/MMBtu | FALSE | L | Annual | Standard NOX | lb/MMBtu | 0.12 | 0.12 | 0.12 | 0.12 | 0.12 | 0.12 | 0.12
NSR Boswell 4 - NOX Rate Annual v5.14 | 758 | 7487 | Rate Constraint in lbs/MMBtu | FALSE | L | Annual | Emissions at Affected Plants NOX | Thousand Tons | 0 | 0 | 0 | 0 | 0 | 0 | 0
NSR Boswell 4 - NOX Rate Annual v5.14 | 758 | 7487 | Rate Constraint in lbs/MMBtu | FALSE | L | Annual | Allowances Purchased NOX | Thousand Tons | 0 | 0 | 0 | 0 | 0 | 0 | 0
NSR Boswell 4 - NOX Rate Annual v5.14 | 758 | 7487 | Rate Constraint in lbs/MMBtu | FALSE | L | Annual | Allowances Sold NOX | Thousand Tons | 0 | 0 | 0 | 0 | 0 | 0 | 0
NSR Boswell 4 - NOX Rate Annual v5.14 | 758 | 7487 | Rate Constraint in lbs/MMBtu | FALSE | L | Annual | Allowances Banked | Thousand Tons | 0 | 0 | 0 | 0 | 0 | 0 | 0
NSR Boswell 4 - NOX Rate Annual v5.14 | 758 | 7487 | Rate Constraint in lbs/MMBtu | FALSE | L | Annual | Allowances Withdrawn (1:1) | Thousand Tons | 0 | 0 | 0 | 0 | 0 | 0 | 0
NSR Boswell 4 - NOX Rate Annual v5.14 | 758 | 7487 | Rate Constraint in lbs/MMBtu | FALSE | L | Annual | Allowances Withdrawn (n:1) | Thousand Tons | 0 | 0 | 0 | 0 | 0 | 0 | 0
NSR Boswell 4 - NOX Rate Annual v5.14 | 758 | 7487 | Rate Constraint in lbs/MMBtu | FALSE | L | Annual | Net Emissions Allowance Position | Thousand Tons | 0 | 0 | 0 | 0 | 0 | 0 | 0
NSR Boswell 4 - NOX Rate Annual v5.14 | 758 | 7487 | Rate Constraint in lbs/MMBtu | FALSE | L | Annual | Fuel Consumed | TBtu | 0 | 0 | 0 | 0 | 0 | 0 | 0
NSR Boswell 4 - NOX Rate Annual v5.14 | 758 | 7487 | Rate Constraint in lbs/MMBtu | FALSE | L | Annual | Rate | lb/MMBtu | 0 | 0 | 0 | 0 | 0 | 0 | 0
NSR Boswell 4 - NOX Rate Annual v5.14 | 758 | 7487 | Rate Constraint in lbs/MMBtu | FALSE | L | Annual | Generation | TWh | 0 | 0 | 0 | 0 | 0 | 0 | 0
NSR Boswell 4 - NOX Rate Annual v5.14 | 758 | 7487 | Rate Constraint in lbs/MMBtu | FALSE | L | Annual | Qualifying Generation | TWh | 0 | 0 | 0 | 0 | 0 | 0 | 0
NSR Boswell 4 - NOX Rate Annual v5.14 | 758 | 7487 | Rate Constraint in lbs/MMBtu | FALSE | L | Annual | Rate | lb/MWh | 0 | 0 | 0 | 0 | 0 | 0 | 0
NSR Boswell 4 - NOX Rate Annual v5.14 | 758 | 7487 | Rate Constraint in lbs/MMBtu | FALSE | L | Annual | Constraint Shadow Price | US2022$/Ton | 0 | 0 | 0 | 0 | 0 | 0 | 0
NSR Boswell 4 - SO2 Rate Annual v5.14 | 759 | 7486 | Rate Constraint in lbs/MMBtu | FALSE | L | Annual | Seasons Included | Seasons | Winter, Spring, Summer, Fall | Winter, Spring, Summer, Fall | Winter, Spring, Summer, Fall | Winter, Spring, Summer, Fall | Winter, Spring, Summer, Fall | Winter, Spring, Summer, Fall | Winter, Spring, Summer, Fall
NSR Boswell 4 - SO2 Rate Annual v5.14 | 759 | 7486 | Rate Constraint in lbs/MMBtu | FALSE | L | Annual | Standard SO2 | lb/MMBtu | 0.03 | 0.03 | 0.03 | 0.03 | 0.03 | 0.03 | 0.03
NSR Boswell 4 - SO2 Rate Annual v5.14 | 759 | 7486 | Rate Constraint in lbs/MMBtu | FALSE | L | Annual | Emissions at Affected Plants SO2 | Thousand Tons | 0 | 0 | 0 | 0 | 0 | 0 | 0
NSR Boswell 4 - SO2 Rate Annual v5.14 | 759 | 7486 | Rate Constraint in lbs/MMBtu | FALSE | L | Annual | Allowances Purchased SO2 | Thousand Tons | 0 | 0 | 0 | 0 | 0 | 0 | 0
NSR Boswell 4 - SO2 Rate Annual v5.14 | 759 | 7486 | Rate Constraint in lbs/MMBtu | FALSE | L | Annual | Allowances Sold SO2 | Thousand Tons | 0 | 0 | 0 | 0 | 0 | 0 | 0
NSR Boswell 4 - SO2 Rate Annual v5.14 | 759 | 7486 | Rate Constraint in lbs/MMBtu | FALSE | L | Annual | Allowances Banked | Thousand Tons | 0 | 0 | 0 | 0 | 0 | 0 | 0
NSR Boswell 4 - SO2 Rate Annual v5.14 | 759 | 7486 | Rate Constraint in lbs/MMBtu | FALSE | L | Annual | Allowances Withdrawn (1:1) | Thousand Tons | 0 | 0 | 0 | 0 | 0 | 0 | 0
NSR Boswell 4 - SO2 Rate Annual v5.14 | 759 | 7486 | Rate Constraint in lbs/MMBtu | FALSE | L | Annual | Allowances Withdrawn (n:1) | Thousand Tons | 0 | 0 | 0 | 0 | 0 | 0 | 0
NSR Boswell 4 - SO2 Rate Annual v5.14 | 759 | 7486 | Rate Constraint in lbs/MMBtu | FALSE | L | Annual | Net Emissions Allowance Position | Thousand Tons | 0 | 0 | 0 | 0 | 0 | 0 | 0
NSR Boswell 4 - SO2 Rate Annual v5.14 | 759 | 7486 | Rate Constraint in lbs/MMBtu | FALSE | L | Annual | Fuel Consumed | TBtu | 0 | 0 | 0 | 0 | 0 | 0 | 0
NSR Boswell 4 - SO2 Rate Annual v5.14 | 759 | 7486 | Rate Constraint in lbs/MMBtu | FALSE | L | Annual | Rate | lb/MMBtu | 0 | 0 | 0 | 0 | 0 | 0 | 0
NSR Boswell 4 - SO2 Rate Annual v5.14 | 759 | 7486 | Rate Constraint in lbs/MMBtu | FALSE | L | Annual | Generation | TWh | 0 | 0 | 0 | 0 | 0 | 0 | 0
NSR Boswell 4 - SO2 Rate Annual v5.14 | 759 | 7486 | Rate Constraint in lbs/MMBtu | FALSE | L | Annual | Qualifying Generation | TWh | 0 | 0 | 0 | 0 | 0 | 0 | 0
NSR Boswell 4 - SO2 Rate Annual v5.14 | 759 | 7486 | Rate Constraint in lbs/MMBtu | FALSE | L | Annual | Rate | lb/MWh | 0 | 0 | 0 | 0 | 0 | 0 | 0
NSR Boswell 4 - SO2 Rate Annual v5.14 | 759 | 7486 | Rate Constraint in lbs/MMBtu | FALSE | L | Annual | Constraint Shadow Price | US2022$/Ton | 106382.2198 | 107334.9719 | 0 | 0 | 0 | 0 | 0
NSR Burlington Unit 1 SO2 Rate v5.16 | 760 | 7672 | Rate Constraint in lbs/MMBtu | FALSE | L | Annual | Seasons Included | Seasons | Winter, Spring, Summer, Fall | Winter, Spring, Summer, Fall | Winter, Spring, Summer, Fall | Winter, Spring, Summer, Fall | Winter, Spring, Summer, Fall | Winter, Spring, Summer, Fall | Winter, Spring, Summer, Fall
NSR Burlington Unit 1 SO2 Rate v5.16 | 760 | 7672 | Rate Constraint in lbs/MMBtu | FALSE | L | Annual | Standard SO2 | lb/MMBtu | 0.75 | 0.75 | 0.75 | 0.75 | 0.75 | 0.75 | 0.75
NSR Burlington Unit 1 SO2 Rate v5.16 | 760 | 7672 | Rate Constraint in lbs/MMBtu | FALSE | L | Annual | Emissions at Affected Plants SO2 | Thousand Tons | 0 | 0 | 0 | 0 | 0 | 0 | 0
NSR Burlington Unit 1 SO2 Rate v5.16 | 760 | 7672 | Rate Constraint in lbs/MMBtu | FALSE | L | Annual | Allowances Purchased SO2 | Thousand Tons | 0 | 0 | 0 | 0 | 0 | 0 | 0
NSR Burlington Unit 1 SO2 Rate v5.16 | 760 | 7672 | Rate Constraint in lbs/MMBtu | FALSE | L | Annual | Allowances Sold SO2 | Thousand Tons | 0 | 0 | 0 | 0 | 0 | 0 | 0
NSR Burlington Unit 1 SO2 Rate v5.16 | 760 | 7672 | Rate Constraint in lbs/MMBtu | FALSE | L | Annual | Allowances Banked | Thousand Tons | 0 | 0 | 0 | 0 | 0 | 0 | 0
NSR Burlington Unit 1 SO2 Rate v5.16 | 760 | 7672 | Rate Constraint in lbs/MMBtu | FALSE | L | Annual | Allowances Withdrawn (1:1) | Thousand Tons | 0 | 0 | 0 | 0 | 0 | 0 | 0
NSR Burlington Unit 1 SO2 Rate v5.16 | 760 | 7672 | Rate Constraint in lbs/MMBtu | FALSE | L | Annual | Allowances Withdrawn (n:1) | Thousand Tons | 0 | 0 | 0 | 0 | 0 | 0 | 0
NSR Burlington Unit 1 SO2 Rate v5.16 | 760 | 7672 | Rate Constraint in lbs/MMBtu | FALSE | L | Annual | Net Emissions Allowance Position | Thousand Tons | 0 | 0 | 0 | 0 | 0 | 0 | 0
NSR Burlington Unit 1 SO2 Rate v5.16 | 760 | 7672 | Rate Constraint in lbs/MMBtu | FALSE | L | Annual | Fuel Consumed | TBtu | 0 | 0 | 0 | 0 | 0 | 0 | 0
NSR Burlington Unit 1 SO2 Rate v5.16 | 760 | 7672 | Rate Constraint in lbs/MMBtu | FALSE | L | Annual | Rate | lb/MMBtu | 0 | 0 | 0 | 0 | 0 | 0 | 0
NSR Burlington Unit 1 SO2 Rate v5.16 | 760 | 7672 | Rate Constraint in lbs/MMBtu | FALSE | L | Annual | Generation | TWh | 0 | 0 | 0 | 0 | 0 | 0 | 0
NSR Burlington Unit 1 SO2 Rate v5.16 | 760 | 7672 | Rate Constraint in lbs/MMBtu | FALSE | L | Annual | Qualifying Generation | TWh | 0 | 0 | 0 | 0 | 0 | 0 | 0
NSR Burlington Unit 1 SO2 Rate v5.16 | 760 | 7672 | Rate Constraint in lbs/MMBtu | FALSE | L | Annual | Rate | lb/MWh | 0 | 0 | 0 | 0 | 0 | 0 | 0
NSR Burlington Unit 1 SO2 Rate v5.16 | 760 | 7672 | Rate Constraint in lbs/MMBtu | FALSE | L | Annual | Constraint Shadow Price | US2022$/Ton | 0 | 0 | 0 | 0 | 0 | 0 | 0
NSR Clifty Creek 1-6 - SO2 Cap Annual v5.16 | 761 | 7502 | Rate Constraint in MTons | FALSE | L | Annual | Seasons Included | Seasons | Winter, Spring, Summer, Fall | Winter, Spring, Summer, Fall | Winter, Spring, Summer, Fall | Winter, Spring, Summer, Fall | Winter, Spring, Summer, Fall | Winter, Spring, Summer, Fall | Winter, Spring, Summer, Fall
NSR Clifty Creek 1-6 - SO2 Cap Annual v5.16 | 761 | 7502 | Rate Constraint in MTons | FALSE | L | Annual | Standard SO2 | Thousand Tons | 11.503 | 11.503 | 11.503 | 11.503 | 11.503 | 11.503 | 11.503
NSR Clifty Creek 1-6 - SO2 Cap Annual v5.16 | 761 | 7502 | Rate Constraint in MTons | FALSE | L | Annual | Emissions at Affected Plants SO2 | Thousand Tons | 1.7715 | 2.5787 | 0 | 0 | 0 | 0 | 0
NSR Clifty Creek 1-6 - SO2 Cap Annual v5.16 | 761 | 7502 | Rate Constraint in MTons | FALSE | L | Annual | Allowances Purchased SO2 | Thousand Tons | 0 | 0 | 0 | 0 | 0 | 0 | 0
NSR Clifty Creek 1-6 - SO2 Cap Annual v5.16 | 761 | 7502 | Rate Constraint in MTons | FALSE | L | Annual | Allowances Sold SO2 | Thousand Tons | 0 | 0 | 0 | 0 | 0 | 0 | 0
NSR Clifty Creek 1-6 - SO2 Cap Annual v5.16 | 761 | 7502 | Rate Constraint in MTons | FALSE | L | Annual | Allowances Banked | Thousand Tons | 0 | 0 | 0 | 0 | 0 | 0 | 0
NSR Clifty Creek 1-6 - SO2 Cap Annual v5.16 | 761 | 7502 | Rate Constraint in MTons | FALSE | L | Annual | Allowances Withdrawn (1:1) | Thousand Tons | 0 | 0 | 0 | 0 | 0 | 0 | 0
NSR Clifty Creek 1-6 - SO2 Cap Annual v5.16 | 761 | 7502 | Rate Constraint in MTons | FALSE | L | Annual | Allowances Withdrawn (n:1) | Thousand Tons | 0 | 0 | 0 | 0 | 0 | 0 | 0
NSR Clifty Creek 1-6 - SO2 Cap Annual v5.16 | 761 | 7502 | Rate Constraint in MTons | FALSE | L | Annual | Net Emissions Allowance Position | Thousand Tons | 1.7715 | 2.5787 | 0 | 0 | 0 | 0 | 0
NSR Clifty Creek 1-6 - SO2 Cap Annual v5.16 | 761 | 7502 | Rate Constraint in MTons | FALSE | L | Annual | Fuel Consumed | TBtu | 44.3315 | 43.0582 | 0 | 0 | 0 | 0 | 0
NSR Clifty Creek 1-6 - SO2 Cap Annual v5.16 | 761 | 7502 | Rate Constraint in MTons | FALSE | L | Annual | Rate | lb/MMBtu | 0.079922 | 0.11978 | 0 | 0 | 0 | 0 | 0
NSR Clifty Creek 1-6 - SO2 Cap Annual v5.16 | 761 | 7502 | Rate Constraint in MTons | FALSE | L | Annual | Generation | TWh | 4.1233 | 3.998 | 0 | 0 | 0 | 0 | 0
NSR Clifty Creek 1-6 - SO2 Cap Annual v5.16 | 761 | 7502 | Rate Constraint in MTons | FALSE | L | Annual | Qualifying Generation | TWh | 4.1233 | 3.998 | 0 | 0 | 0 | 0 | 0
NSR Clifty Creek 1-6 - SO2 Cap Annual v5.16 | 761 | 7502 | Rate Constraint in MTons | FALSE | L | Annual | Rate | lb/MWh | 0.85928 | 1.29 | 0 | 0 | 0 | 0 | 0
NSR Clifty Creek 1-6 - SO2 Cap Annual v5.16 | 761 | 7502 | Rate Constraint in MTons | FALSE | L | Annual | Constraint Shadow Price | US2022$/Ton | 0 | 0 | 0 | 0 | 0 | 0 | 0
NSR ClinchRiver 1-3 - SO2 Cap Annual v3.1 | 762 | 7373 | Rate Constraint in MTons | FALSE | L | Annual | Seasons Included | Seasons | Winter, Spring, Summer, Fall | Winter, Spring, Summer, Fall | Winter, Spring, Summer, Fall | Winter, Spring, Summer, Fall | Winter, Spring, Summer, Fall | Winter, Spring, Summer, Fall | Winter, Spring, Summer, Fall
NSR ClinchRiver 1-3 - SO2 Cap Annual v3.1 | 762 | 7373 | Rate Constraint in MTons | FALSE | L | Annual | Standard SO2 | Thousand Tons | 16.3 | 16.3 | 16.3 | 16.3 | 16.3 | 16.3 | 16.3
NSR ClinchRiver 1-3 - SO2 Cap Annual v3.1 | 762 | 7373 | Rate Constraint in MTons | FALSE | L | Annual | Emissions at Affected Plants SO2 | Thousand Tons | 0 | 0 | 0 | 0 | 0 | 0 | 0
NSR ClinchRiver 1-3 - SO2 Cap Annual v3.1 | 762 | 7373 | Rate Constraint in MTons | FALSE | L | Annual | Allowances Purchased SO2 | Thousand Tons | 0 | 0 | 0 | 0 | 0 | 0 | 0
NSR ClinchRiver 1-3 - SO2 Cap Annual v3.1 | 762 | 7373 | Rate Constraint in MTons | FALSE | L | Annual | Allowances Sold SO2 | Thousand Tons | 0 | 0 | 0 | 0 | 0 | 0 | 0
NSR ClinchRiver 1-3 - SO2 Cap Annual v3.1 | 762 | 7373 | Rate Constraint in MTons | FALSE | L | Annual | Allowances Banked | Thousand Tons | 0 | 0 | 0 | 0 | 0 | 0 | 0
NSR ClinchRiver 1-3 - SO2 Cap Annual v3.1 | 762 | 7373 | Rate Constraint in MTons | FALSE | L | Annual | Allowances Withdrawn (1:1) | Thousand Tons | 0 | 0 | 0 | 0 | 0 | 0 | 0
NSR ClinchRiver 1-3 - SO2 Cap Annual v3.1 | 762 | 7373 | Rate Constraint in MTons | FALSE | L | Annual | Allowances Withdrawn (n:1) | Thousand Tons | 0 | 0 | 0 | 0 | 0 | 0 | 0
NSR ClinchRiver 1-3 - SO2 Cap Annual v3.1 | 762 | 7373 | Rate Constraint in MTons | FALSE | L | Annual | Net Emissions Allowance Position | Thousand Tons | 0 | 0 | 0 | 0 | 0 | 0 | 0
NSR ClinchRiver 1-3 - SO2 Cap Annual v3.1 | 762 | 7373 | Rate Constraint in MTons | FALSE | L | Annual | Fuel Consumed | TBtu | 0 | 0 | 0 | 0 | 0 | 0 | 0
NSR ClinchRiver 1-3 - SO2 Cap Annual v3.1 | 762 | 7373 | Rate Constraint in MTons | FALSE | L | Annual | Rate | lb/MMBtu | 0 | 0 | 0 | 0 | 0 | 0 | 0
NSR ClinchRiver 1-3 - SO2 Cap Annual v3.1 | 762 | 7373 | Rate Constraint in MTons | FALSE | L | Annual | Generation | TWh | 0 | 0 | 0 | 0 | 0 | 0 | 0
NSR ClinchRiver 1-3 - SO2 Cap Annual v3.1 | 762 | 7373 | Rate Constraint in MTons | FALSE | L | Annual | Qualifying Generation | TWh | 0 | 0 | 0 | 0 | 0 | 0 | 0
NSR ClinchRiver 1-3 - SO2 Cap Annual v3.1 | 762 | 7373 | Rate Constraint in MTons | FALSE | L | Annual | Rate | lb/MWh | 0 | 0 | 0 | 0 | 0 | 0 | 0
NSR ClinchRiver 1-3 - SO2 Cap Annual v3.1 | 762 | 7373 | Rate Constraint in MTons | FALSE | L | Annual | Constraint Shadow Price | US2022$/Ton | 0 | 0 | 0 | 0 | 0 | 0 | 0
NSR Cooper 2 - NOX Rate Annual v3.1, Unit 2557 and retrofits | 763 | 7447 | Rate Constraint in lbs/MMBtu | FALSE | L | Annual | Seasons Included | Seasons | Winter, Spring, Summer, Fall | Winter, Spring, Summer, Fall | Winter, Spring, Summer, Fall | Winter, Spring, Summer, Fall | Winter, Spring, Summer, Fall | Winter, Spring, Summer, Fall | Winter, Spring, Summer, Fall
NSR Cooper 2 - NOX Rate Annual v3.1, Unit 2557 and retrofits | 763 | 7447 | Rate Constraint in lbs/MMBtu | FALSE | L | Annual | Standard NOX | lb/MMBtu | 0.08 | 0.08 | 0.08 | 0.08 | 0.08 | 0.08 | 0.08
NSR Cooper 2 - NOX Rate Annual v3.1, Unit 2557 and retrofits | 763 | 7447 | Rate Constraint in lbs/MMBtu | FALSE | L | Annual | Emissions at Affected Plants NOX | Thousand Tons | 0 | 0 | 0 | 0 | 0 | 0 | 0
NSR Cooper 2 - NOX Rate Annual v3.1, Unit 2557 and retrofits | 763 | 7447 | Rate Constraint in lbs/MMBtu | FALSE | L | Annual | Allowances Purchased NOX | Thousand Tons | 0 | 0 | 0 | 0 | 0 | 0 | 0
NSR Cooper 2 - NOX Rate Annual v3.1, Unit 2557 and retrofits | 763 | 7447 | Rate Constraint in lbs/MMBtu | FALSE | L | Annual | Allowances Sold NOX | Thousand Tons | 0 | 0 | 0 | 0 | 0 | 0 | 0
NSR Cooper 2 - NOX Rate Annual v3.1, Unit 2557 and retrofits | 763 | 7447 | Rate Constraint in lbs/MMBtu | FALSE | L | Annual | Allowances Banked | Thousand Tons | 0 | 0 | 0 | 0 | 0 | 0 | 0
NSR Cooper 2 - NOX Rate Annual v3.1, Unit 2557 and retrofits | 763 | 7447 | Rate Constraint in lbs/MMBtu | FALSE | L | Annual | Allowances Withdrawn (1:1) | Thousand Tons | 0 | 0 | 0 | 0 | 0 | 0 | 0
NSR Cooper 2 - NOX Rate Annual v3.1, Unit 2557 and retrofits | 763 | 7447 | Rate Constraint in lbs/MMBtu | FALSE | L | Annual | Allowances Withdrawn (n:1) | Thousand Tons | 0 | 0 | 0 | 0 | 0 | 0 | 0
NSR Cooper 2 - NOX Rate Annual v3.1, Unit 2557 and retrofits | 763 | 7447 | Rate Constraint in lbs/MMBtu | FALSE | L | Annual | Net Emissions Allowance Position | Thousand Tons | 0 | 0 | 0 | 0 | 0 | 0 | 0
NSR Cooper 2 - NOX Rate Annual v3.1, Unit 2557 and retrofits | 763 | 7447 | Rate Constraint in lbs/MMBtu | FALSE | L | Annual | Fuel Consumed | TBtu | 0 | 0 | 0 | 0 | 0 | 0 | 0
NSR Cooper 2 - NOX Rate Annual v3.1, Unit 2557 and retrofits | 763 | 7447 | Rate Constraint in lbs/MMBtu | FALSE | L | Annual | Rate | lb/MMBtu | 0 | 0 | 0 | 0 | 0 | 0 | 0
NSR Cooper 2 - NOX Rate Annual v3.1, Unit 2557 and retrofits | 763 | 7447 | Rate Constraint in lbs/MMBtu | FALSE | L | Annual | Generation | TWh | 0 | 0 | 0 | 0 | 0 | 0 | 0
NSR Cooper 2 - NOX Rate Annual v3.1, Unit 2557 and retrofits | 763 | 7447 | Rate Constraint in lbs/MMBtu | FALSE | L | Annual | Qualifying Generation | TWh | 0 | 0 | 0 | 0 | 0 | 0 | 0
NSR Cooper 2 - NOX Rate Annual v3.1, Unit 2557 and retrofits | 763 | 7447 | Rate Constraint in lbs/MMBtu | FALSE | L | Annual | Rate | lb/MWh | 0 | 0 | 0 | 0 | 0 | 0 | 0
NSR Cooper 2 - NOX Rate Annual v3.1, Unit 2557 and retrofits | 763 | 7447 | Rate Constraint in lbs/MMBtu | FALSE | L | Annual | Constraint Shadow Price | US2022$/Ton | 0 | 0 | 0 | 0 | 0 | 0 | 0
NSR Cooper 2 - SO2 Rate Annual v3.1, Unit 2557 and retrofits | 764 | 7446 | Rate Constraint in lbs/MMBtu | FALSE | L | Annual | Seasons Included | Seasons | Winter, Spring, Summer, Fall | Winter, Spring, Summer, Fall | Winter, Spring, Summer, Fall | Winter, Spring, Summer, Fall | Winter, Spring, Summer, Fall | Winter, Spring, Summer, Fall | Winter, Spring, Summer, Fall
NSR Cooper 2 - SO2 Rate Annual v3.1, Unit 2557 and retrofits | 764 | 7446 | Rate Constraint in lbs/MMBtu | FALSE | L | Annual | Standard SO2 | lb/MMBtu | 0.1 | 0.1 | 0.1 | 0.1 | 0.1 | 0.1 | 0.1
NSR Cooper 2 - SO2 Rate Annual v3.1, Unit 2557 and retrofits | 764 | 7446 | Rate Constraint in lbs/MMBtu | FALSE | L | Annual | Emissions at Affected Plants SO2 | Thousand Tons | 0 | 0 | 0 | 0 | 0 | 0 | 0
NSR Cooper 2 - SO2 Rate Annual v3.1, Unit 2557 and retrofits | 764 | 7446 | Rate Constraint in lbs/MMBtu | FALSE | L | Annual | Allowances Purchased SO2 | Thousand Tons | 0 | 0 | 0 | 0 | 0 | 0 | 0
NSR Cooper 2 - SO2 Rate Annual v3.1, Unit 2557 and retrofits | 764 | 7446 | Rate Constraint in lbs/MMBtu | FALSE | L | Annual | Allowances Sold SO2 | Thousand Tons | 0 | 0 | 0 | 0 | 0 | 0 | 0
NSR Cooper 2 - SO2 Rate Annual v3.1, Unit 2557 and retrofits | 764 | 7446 | Rate Constraint in lbs/MMBtu | FALSE | L | Annual | Allowances Banked | Thousand Tons | 0 | 0 | 0 | 0 | 0 | 0 | 0
NSR Cooper 2 - SO2 Rate Annual v3.1, Unit 2557 and retrofits | 764 | 7446 | Rate Constraint in lbs/MMBtu | FALSE | L | Annual | Allowances Withdrawn (1:1) | Thousand Tons | 0 | 0 | 0 | 0 | 0 | 0 | 0
NSR Cooper 2 - SO2 Rate Annual v3.1, Unit 2557 and retrofits | 764 | 7446 | Rate Constraint in lbs/MMBtu | FALSE | L | Annual | Allowances Withdrawn (n:1) | Thousand Tons | 0 | 0 | 0 | 0 | 0 | 0 | 0
NSR Cooper 2 - SO2 Rate Annual v3.1, Unit 2557 and retrofits | 764 | 7446 | Rate Constraint in lbs/MMBtu | FALSE | L | Annual | Net Emissions Allowance Position | Thousand Tons | 0 | 0 | 0 | 0 | 0 | 0 | 0
NSR Cooper 2 - SO2 Rate Annual v3.1, Unit 2557 and retrofits | 764 | 7446 | Rate Constraint in lbs/MMBtu | FALSE | L | Annual | Fuel Consumed | TBtu | 0 | 0 | 0 | 0 | 0 | 0 | 0
NSR Cooper 2 - SO2 Rate Annual v3.1, Unit 2557 and retrofits | 764 | 7446 | Rate Constraint in lbs/MMBtu | FALSE | L | Annual | Rate | lb/MMBtu | 0 | 0 | 0 | 0 | 0 | 0 | 0
NSR Cooper 2 - SO2 Rate Annual v3.1, Unit 2557 and retrofits | 764 | 7446 | Rate Constraint in lbs/MMBtu | FALSE | L | Annual | Generation | TWh | 0 | 0 | 0 | 0 | 0 | 0 | 0
NSR Cooper 2 - SO2 Rate Annual v3.1, Unit 2557 and retrofits | 764 | 7446 | Rate Constraint in lbs/MMBtu | FALSE | L | Annual | Qualifying Generation | TWh | 0 | 0 | 0 | 0 | 0 | 0 | 0
NSR Cooper 2 - SO2 Rate Annual v3.1, Unit 2557 and retrofits | 764 | 7446 | Rate Constraint in lbs/MMBtu | FALSE | L | Annual | Rate | lb/MWh | 0 | 0 | 0 | 0 | 0 | 0 | 0
NSR Cooper 2 - SO2 Rate Annual v3.1, Unit 2557 and retrofits | 764 | 7446 | Rate Constraint in lbs/MMBtu | FALSE | L | Annual | Constraint Shadow Price | US2022$/Ton | 0 | 0 | 0 | 0 | 0 | 0 | 0
NSR Coronado 1,2 - NOX Cap Annual v6.17 | 765 | 7394 | Rate Constraint in MTons | FALSE | L | Annual | Seasons Included | Seasons | Winter, Spring, Summer, Fall | Winter, Spring, Summer, Fall | Winter, Spring, Summer, Fall | Winter, Spring, Summer, Fall | Winter, Spring, Summer, Fall | Winter, Spring, Summer, Fall | Winter, Spring, Summer, Fall
NSR Coronado 1,2 - NOX Cap Annual v6.17 | 765 | 7394 | Rate Constraint in MTons | FALSE | L | Annual | Standard NOX | Thousand Tons | 7.3 | 7.3 | 7.3 | 7.3 | 7.3 | 7.3 | 7.3
NSR Coronado 1,2 - NOX Cap Annual v6.17 | 765 | 7394 | Rate Constraint in MTons | FALSE | L | Annual | Emissions at Affected Plants NOX | Thousand Tons | 0.19216 | 0.66682 | 0 | 0 | 0 | 0 | 0
NSR Coronado 1,2 - NOX Cap Annual v6.17 | 765 | 7394 | Rate Constraint in MTons | FALSE | L | Annual | Allowances Purchased NOX | Thousand Tons | 0 | 0 | 0 | 0 | 0 | 0 | 0
NSR Coronado 1,2 - NOX Cap Annual v6.17 | 765 | 7394 | Rate Constraint in MTons | FALSE | L | Annual | Allowances Sold NOX | Thousand Tons | 0 | 0 | 0 | 0 | 0 | 0 | 0
NSR Coronado 1,2 - NOX Cap Annual v6.17 | 765 | 7394 | Rate Constraint in MTons | FALSE | L | Annual | Allowances Banked | Thousand Tons | 0 | 0 | 0 | 0 | 0 | 0 | 0
NSR Coronado 1,2 - NOX Cap Annual v6.17 | 765 | 7394 | Rate Constraint in MTons | FALSE | L | Annual | Allowances Withdrawn (1:1) | Thousand Tons | 0 | 0 | 0 | 0 | 0 | 0 | 0
NSR Coronado 1,2 - NOX Cap Annual v6.17 | 765 | 7394 | Rate Constraint in MTons | FALSE | L | Annual | Allowances Withdrawn (n:1) | Thousand Tons | 0 | 0 | 0 | 0 | 0 | 0 | 0
NSR Coronado 1,2 - NOX Cap Annual v6.17 | 765 | 7394 | Rate Constraint in MTons | FALSE | L | Annual | Net Emissions Allowance Position | Thousand Tons | 0.19216 | 0.66682 | 0 | 0 | 0 | 0 | 0
NSR Coronado 1,2 - NOX Cap Annual v6.17 | 765 | 7394 | Rate Constraint in MTons | FALSE | L | Annual | Fuel Consumed | TBtu | 6.5551 | 22.7171 | 0 | 0 | 0 | 0 | 0
NSR Coronado 1,2 - NOX Cap Annual v6.17 | 765 | 7394 | Rate Constraint in MTons | FALSE | L | Annual | Rate | lb/MMBtu | 0.05863 | 0.058706 | 0 | 0 | 0 | 0 | 0
NSR Coronado 1,2 - NOX Cap Annual v6.17 | 765 | 7394 | Rate Constraint in MTons | FALSE | L | Annual | Generation | TWh | 0.61318 | 2.125 | 0 | 0 | 0 | 0 | 0
NSR Coronado 1,2 - NOX Cap Annual v6.17 | 765 | 7394 | Rate Constraint in MTons | FALSE | L | Annual | Qualifying Generation | TWh | 0.61318 | 2.125 | 0 | 0 | 0 | 0 | 0
NSR Coronado 1,2 - NOX Cap Annual v6.17 | 765 | 7394 | Rate Constraint in MTons | FALSE | L | Annual | Rate | lb/MWh | 0.62678 | 0.62759 | 0 | 0 | 0 | 0 | 0
NSR Coronado 1,2 - NOX Cap Annual v6.17 | 765 | 7394 | Rate Constraint in MTons | FALSE | L | Annual | Constraint Shadow Price | US2022$/Ton | 0 | 0 | 0 | 0 | 0 | 0 | 0
NSR Cross 1,2 - NOX Rate Annual v3.1, Unit 4700 and retrofits | 766 | 7432 | Rate Constraint in lbs/MMBtu | FALSE | L | Annual | Seasons Included | Seasons | Winter, Spring, Summer, Fall | Winter, Spring, Summer, Fall | Winter, Spring, Summer, Fall | Winter, Spring, Summer, Fall | Winter, Spring, Summer, Fall | Winter, Spring, Summer, Fall | Winter, Spring, Summer, Fall
NSR Cross 1,2 - NOX Rate Annual v3.1, Unit 4700 and retrofits | 766 | 7432 | Rate Constraint in lbs/MMBtu | FALSE | L | Annual | Standard NOX | lb/MMBtu | 0.1 | 0.1 | 0.1 | 0.1 | 0.1 | 0.1 | 0.1
NSR Cross 1,2 - NOX Rate Annual v3.1, Unit 4700 and retrofits | 766 | 7432 | Rate Constraint in lbs/MMBtu | FALSE | L | Annual | Emissions at Affected Plants NOX | Thousand Tons | 0.26437 | 0.47167 | 1.7177 | 1.7177 | 0 | 0 | 0
NSR Cross 1,2 - NOX Rate Annual v3.1, Unit 4700 and retrofits | 766 | 7432 | Rate Constraint in lbs/MMBtu | FALSE | L | Annual | Allowances Purchased NOX | Thousand Tons | 0 | 0 | 0 | 0 | 0 | 0 | 0
NSR Cross 1,2 - NOX Rate Annual v3.1, Unit 4700 and retrofits | 766 | 7432 | Rate Constraint in lbs/MMBtu | FALSE | L | Annual | Allowances Sold NOX | Thousand Tons | 0 | 0 | 0 | 0 | 0 | 0 | 0
NSR Cross 1,2 - NOX Rate Annual v3.1, Unit 4700 and retrofits | 766 | 7432 | Rate Constraint in lbs/MMBtu | FALSE | L | Annual | Allowances Banked | Thousand Tons | 0 | 0 | 0 | 0 | 0 | 0 | 0
NSR Cross 1,2 - NOX Rate Annual v3.1, Unit 4700 and retrofits | 766 | 7432 | Rate Constraint in lbs/MMBtu | FALSE | L | Annual | Allowances Withdrawn (1:1) | Thousand Tons | 0 | 0 | 0 | 0 | 0 | 0 | 0
NSR Cross 1,2 - NOX Rate Annual v3.1, Unit 4700 and retrofits | 766 | 7432 | Rate Constraint in lbs/MMBtu | FALSE | L | Annual | Allowances Withdrawn (n:1) | Thousand Tons | 0 | 0 | 0 | 0 | 0 | 0 | 0
NSR Cross 1,2 - NOX Rate Annual v3.1, Unit 4700 and retrofits | 766 | 7432 | Rate Constraint in lbs/MMBtu | FALSE | L | Annual | Net Emissions Allowance Position | Thousand Tons | 0.26437 | 0.47167 | 1.7177 | 1.7177 | 0 | 0 | 0
NSR Cross 1,2 - NOX Rate Annual v3.1, Unit 4700 and retrofits | 766 | 7432 | Rate Constraint in lbs/MMBtu | FALSE | L | Annual | Fuel Consumed | TBtu | 6.4231 | 11.4594 | 41.7334 | 41.7334 | 0 | 0 | 0
NSR Cross 1,2 - NOX Rate Annual v3.1, Unit 4700 and retrofits | 766 | 7432 | Rate Constraint in lbs/MMBtu | FALSE | L | Annual | Rate | lb/MMBtu | 0.08232 | 0.08232 | 0.08232 | 0.08232 | 0 | 0 | 0
NSR Cross 1,2 - NOX Rate Annual v3.1, Unit 4700 and retrofits | 766 | 7432 | Rate Constraint in lbs/MMBtu | FALSE | L | Annual | Generation | TWh | 0.60767 | 1.0841 | 2.6599 | 2.6599 | 0 | 0 | 0
NSR Cross 1,2 - NOX Rate Annual v3.1, Unit 4700 and retrofits | 766 | 7432 | Rate Constraint in lbs/MMBtu | FALSE | L | Annual | Qualifying Generation | TWh | 0.60767 | 1.0841 | 2.6599 | 2.6599 | 0 | 0 | 0
NSR Cross 1,2 - NOX Rate Annual v3.1, Unit 4700 and retrofits | 766 | 7432 | Rate Constraint in lbs/MMBtu | FALSE | L | Annual | Rate | lb/MWh | 0.87012 | 0.87012 | 1.2916 | 1.2916 | 0 | 0 | 0
NSR Cross 1,2 - NOX Rate Annual v3.1, Unit 4700 and retrofits | 766 | 7432 | Rate Constraint in lbs/MMBtu | FALSE | L | Annual | Constraint Shadow Price | US2022$/Ton | 0 | 0 | 0 | 0 | 0 | 0 | 0
NSR Cross 1,2 - NOX Rate Annual v3.1, Unit 4701 and retrofits | 767 | 7432 | Rate Constraint in lbs/MMBtu | FALSE | L | Annual | Seasons Included | Seasons | Winter, Spring, Summer, Fall | Winter, Spring, Summer, Fall | Winter, Spring, Summer, Fall | Winter, Spring, Summer, Fall | Winter, Spring, Summer, Fall | Winter, Spring, Summer, Fall | Winter, Spring, Summer, Fall
NSR Cross 1,2 - NOX Rate Annual v3.1, Unit 4701 and retrofits | 767 | 7432 | Rate Constraint in lbs/MMBtu | FALSE | L | Annual | Standard NOX | lb/MMBtu | 0.1 | 0.1 | 0.1 | 0.1 | 0.1 | 0.1 | 0.1
NSR Cross 1,2 - NOX Rate Annual v3.1, Unit 4701 and retrofits | 767 | 7432 | Rate Constraint in lbs/MMBtu | FALSE | L | Annual | Emissions at Affected Plants NOX | Thousand Tons | 0.22303 | 0.65665 | 1.394 | 1.394 | 0 | 0 | 0
NSR Cross 1,2 - NOX Rate Annual v3.1, Unit 4701 and retrofits | 767 | 7432 | Rate Constraint in lbs/MMBtu | FALSE | L | Annual | Allowances Purchased NOX | Thousand Tons | 0 | 0 | 0 | 0 | 0 | 0 | 0
NSR Cross 1,2 - NOX Rate Annual v3.1, Unit 4701 and retrofits | 767 | 7432 | Rate Constraint in lbs/MMBtu | FALSE | L | Annual | Allowances Sold NOX | Thousand Tons | 0 | 0 | 0 | 0 | 0 | 0 | 0
NSR Cross 1,2 - NOX Rate Annual v3.1, Unit 4701 and retrofits | 767 | 7432 | Rate Constraint in lbs/MMBtu | FALSE | L | Annual | Allowances Banked | Thousand Tons | 0 | 0 | 0 | 0 | 0 | 0 | 0
NSR Cross 1,2 - NOX Rate Annual v3.1, Unit 4701 and retrofits | 767 | 7432 | Rate Constraint in lbs/MMBtu | FALSE | L | Annual | Allowances Withdrawn (1:1) | Thousand Tons | 0 | 0 | 0 | 0 | 0 | 0 | 0
NSR Cross 1,2 - NOX Rate Annual v3.1, Unit 4701 and retrofits | 767 | 7432 | Rate Constraint in lbs/MMBtu | FALSE | L | Annual | Allowances Withdrawn (n:1) | Thousand Tons | 0 | 0 | 0 | 0 | 0 | 0 | 0
NSR Cross 1,2 - NOX Rate Annual v3.1, Unit 4701 and retrofits | 767 | 7432 | Rate Constraint in lbs/MMBtu | FALSE | L | Annual | Net Emissions Allowance Position | Thousand Tons | 0.22303 | 0.65665 | 1.394 | 1.394 | 0 | 0 | 0
NSR Cross 1,2 - NOX Rate Annual v3.1, Unit 4701 and retrofits | 767 | 7432 | Rate Constraint in lbs/MMBtu | FALSE | L | Annual | Fuel Consumed | TBtu | 6.4459 | 18.9782 | 40.2887 | 40.2887 | 0 | 0 | 0
NSR Cross 1,2 - NOX Rate Annual v3.1, Unit 4701 and retrofits | 767 | 7432 | Rate Constraint in lbs/MMBtu | FALSE | L | Annual | Rate | lb/MMBtu | 0.0692 | 0.0692 | 0.0692 | 0.0692 | 0 | 0 | 0
NSR Cross 1,2 - NOX Rate Annual v3.1, Unit 4701 and retrofits | 767 | 7432 | Rate Constraint in lbs/MMBtu | FALSE | L | Annual | Generation | TWh | 0.61536 | 1.8118 | 2.6025 | 2.6025 | 0 | 0 | 0
NSR Cross 1,2 - NOX Rate Annual v3.1, Unit 4701 and retrofits | 767 | 7432 | Rate Constraint in lbs/MMBtu | FALSE | L | Annual | Qualifying Generation | TWh | 0.61536 | 1.8118 | 2.6025 | 2.6025 | 0 | 0 | 0
NSR Cross 1,2 - NOX Rate Annual v3.1, Unit 4701 and retrofits | 767 | 7432 | Rate Constraint in lbs/MMBtu | FALSE | L | Annual | Rate | lb/MWh | 0.72487 | 0.72487 | 1.0713 | 1.0713 | 0 | 0 | 0
NSR Cross 1,2 - NOX Rate Annual v3.1, Unit 4701 and retrofits | 767 | 7432 | Rate Constraint in lbs/MMBtu | FALSE | L | Annual | Constraint Shadow Price | US2022$/Ton | 0 | 0 | 0 | 0 | 0 | 0 | 0
NSR Dairyland- NOx Cap Annual v5.13 | 768 | 7414 | Rate Constraint in MTons | FALSE | L | Annual | Seasons Included | Seasons | Winter, Spring, Summer, Fall | Winter, Spring, Summer, Fall | Winter, Spring, Summer, Fall | Winter, Spring, Summer, Fall | Winter, Spring, Summer, Fall | Winter, Spring, Summer, Fall | Winter, Spring, Summer, Fall
NSR Dairyland- NOx Cap Annual v5.13 | 768 | 7414 | Rate Constraint in MTons | FALSE | L | Annual | Standard NOX | Thousand Tons | 3.236 | 3.236 | 3.236 | 3.236 | 3.236 | 3.236 | 3.236
NSR Dairyland- NOx Cap Annual v5.13 | 768 | 7414 | Rate Constraint in MTons | FALSE | L | Annual | Emissions at Affected Plants NOX | Thousand Tons | 0.49365 | 0.6899 | 0 | 0 | 0 | 0 | 0
NSR Dairyland- NOx Cap Annual v5.13 | 768 | 7414 | Rate Constraint in MTons | FALSE | L | Annual | Allowances Purchased NOX | Thousand Tons | 0 | 0 | 0 | 0 | 0 | 0 | 0
NSR Dairyland- NOx Cap Annual v5.13 | 768 | 7414 | Rate Constraint in MTons | FALSE | L | Annual | Allowances Sold NOX | Thousand Tons | 0 | 0 | 0 | 0 | 0 | 0 | 0
NSR Dairyland- NOx Cap Annual v5.13 | 768 | 7414 | Rate Constraint in MTons | FALSE | L | Annual | Allowances Banked | Thousand Tons | 0 | 0 | 0 | 0 | 0 | 0 | 0
NSR Dairyland- NOx Cap Annual v5.13 | 768 | 7414 | Rate Constraint in MTons | FALSE | L | Annual | Allowances Withdrawn (1:1) | Thousand Tons | 0 | 0 | 0 | 0 | 0 | 0 | 0
NSR Dairyland- NOx Cap Annual v5.13 | 768 | 7414 | Rate Constraint in MTons | FALSE | L | Annual | Allowances Withdrawn (n:1) | Thousand Tons | 0 | 0 | 0 | 0 | 0 | 0 | 0
NSR Dairyland- NOx Cap Annual v5.13 | 768 | 7414 | Rate Constraint in MTons | FALSE | L | Annual | Net Emissions Allowance Position | Thousand Tons | 0.49365 | 0.6899 | 0 | 0 | 0 | 0 | 0
NSR Dairyland- NOx Cap Annual v5.13 | 768 | 7414 | Rate Constraint in MTons | FALSE | L | Annual | Fuel Consumed | TBtu | 12.9942 | 18.1599 | 0 | 0 | 0 | 0 | 0
NSR Dairyland- NOx Cap Annual v5.13 | 768 | 7414 | Rate Constraint in MTons | FALSE | L | Annual | Rate | lb/MMBtu | 0.07598 | 0.07598 | 0 | 0 | 0 | 0 | 0
NSR Dairyland- NOx Cap Annual v5.13 | 768 | 7414 | Rate Constraint in MTons | FALSE | L | Annual | Generation | TWh | 1.156 | 1.6155 | 0 | 0 | 0 | 0 | 0
NSR Dairyland- NOx Cap Annual v5.13 | 768 | 7414 | Rate Constraint in MTons | FALSE | L | Annual | Qualifying Generation | TWh | 1.156 | 1.6155 | 0 | 0 | 0 | 0 | 0
NSR Dairyland- NOx Cap Annual v5.13 | 768 | 7414 | Rate Constraint in MTons | FALSE | L | Annual | Rate | lb/MWh | 0.85409 | 0.85409 | 0 | 0 | 0 | 0 | 0
NSR Dairyland- NOx Cap Annual v5.13 | 768 | 7414 | Rate Constraint in MTons | FALSE | L | Annual | Constraint Shadow Price | US2022$/Ton | 0 | 0 | 0 | 0 | 0 | 0 | 0
NSR Dairyland- SO2 Cap Annual v5.13 | 769 | 7415 | Rate Constraint in MTons | FALSE | L | Annual | Seasons Included | Seasons | Winter, Spring, Summer, Fall | Winter, Spring, Summer, Fall | Winter, Spring, Summer, Fall | Winter, Spring, Summer, Fall | Winter, Spring, Summer, Fall | Winter, Spring, Summer, Fall | Winter, Spring, Summer, Fall
NSR Dairyland- SO2 Cap Annual v5.13 | 769 | 7415 | Rate Constraint in MTons | FALSE | L | Annual | Standard SO2 | Thousand Tons | 4.578 | 4.578 | 4.578 | 4.578 | 4.578 | 4.578 | 4.578
NSR Dairyland- SO2 Cap Annual v5.13 | 769 | 7415 | Rate Constraint in MTons | FALSE | L | Annual | Emissions at Affected Plants SO2 | Thousand Tons | 0.44116 | 0.61654 | 0 | 0 | 0 | 0 | 0
NSR Dairyland- SO2 Cap Annual v5.13 | 769 | 7415 | Rate Constraint in MTons | FALSE | L | Annual | Allowances Purchased SO2 | Thousand Tons | 0 | 0 | 0 | 0 | 0 | 0 | 0
NSR Dairyland- SO2 Cap Annual v5.13 | 769 | 7415 | Rate Constraint in MTons | FALSE | L | Annual | Allowances Sold SO2 | Thousand Tons | 0 | 0 | 0 | 0 | 0 | 0 | 0
NSR Dairyland- SO2 Cap Annual v5.13 | 769 | 7415 | Rate Constraint in MTons | FALSE | L | Annual | Allowances Banked | Thousand Tons | 0 | 0 | 0 | 0 | 0 | 0 | 0
NSR Dairyland- SO2 Cap Annual v5.13 | 769 | 7415 | Rate Constraint in MTons | FALSE | L | Annual | Allowances Withdrawn (1:1) | Thousand Tons | 0 | 0 | 0 | 0 | 0 | 0 | 0
NSR Dairyland- SO2 Cap Annual v5.13 | 769 | 7415 | Rate Constraint in MTons | FALSE | L | Annual | Allowances Withdrawn (n:1) | Thousand Tons | 0 | 0 | 0 | 0 | 0 | 0 | 0
NSR Dairyland- SO2 Cap Annual v5.13 | 769 | 7415 | Rate Constraint in MTons | FALSE | L | Annual | Net Emissions Allowance Position | Thousand Tons | 0.44116 | 0.61654 | 0 | 0 | 0 | 0 | 0
NSR Dairyland- SO2 Cap Annual v5.13 | 769 | 7415 | Rate Constraint in MTons | FALSE | L | Annual | Fuel Consumed | TBtu | 12.9942 | 18.1599 | 0 | 0 | 0 | 0 | 0
NSR Dairyland- SO2 Cap Annual v5.13 | 769 | 7415 | Rate Constraint in MTons | FALSE | L | Annual | Rate | lb/MMBtu | 0.067901 | 0.067901 | 0 | 0 | 0 | 0 | 0
NSR Dairyland- SO2 Cap Annual v5.13 | 769 | 7415 | Rate Constraint in MTons | FALSE | L | Annual | Generation | TWh | 1.156 | 1.6155 | 0 | 0 | 0 | 0 | 0
NSR Dairyland- SO2 Cap Annual v5.13 | 769 | 7415 | Rate Constraint in MTons | FALSE | L | Annual | Qualifying Generation | TWh | 1.156 | 1.6155 | 0 | 0 | 0 | 0 | 0
NSR Dairyland- SO2 Cap Annual v5.13 | 769 | 7415 | Rate Constraint in MTons | FALSE | L | Annual | Rate | lb/MWh | 0.76328 | 0.76328 | 0 | 0 | 0 | 0 | 0
NSR Dairyland- SO2 Cap Annual v5.13 | 769 | 7415 | Rate Constraint in MTons | FALSE | L | Annual | Constraint Shadow Price | US2022$/Ton | 0 | 0 | 0 | 0 | 0 | 0 | 0
NSR Dominion Consent - NOX Cap Annual v3.1 | 770 | 7375 | Rate Constraint in MTons | FALSE | L | Annual | Seasons Included | Seasons | Winter, Spring, Summer, Fall | Winter, Spring, Summer, Fall | Winter, Spring, Summer, Fall | Winter, Spring, Summer, Fall | Winter, Spring, Summer, Fall | Winter, Spring, Summer, Fall | Winter, Spring, Summer, Fall
NSR Dominion Consent - NOX Cap Annual v3.1 | 770 | 7375 | Rate Constraint in MTons | FALSE | L | Annual | Standard NOX | Thousand Tons | 30.25 | 30.25 | 30.25 | 30.25 | 30.25 | 30.25 | 30.25
NSR Dominion Consent - NOX Cap Annual v3.1 | 770 | 7375 | Rate Constraint in MTons | FALSE | L | Annual | Emissions at Affected Plants NOX | Thousand Tons | 1.2743 | 2.1357 | 3.0564 | 2.9887 | 0.04883 | 0 | 0
NSR Dominion Consent - NOX Cap Annual v3.1 | 770 | 7375 | Rate Constraint in MTons | FALSE | L | Annual | Allowances Purchased NOX | Thousand Tons | 0 | 0 | 0 | 0 | 0 | 0 | 0
NSR Dominion Consent - NOX Cap Annual v3.1 | 770 | 7375 | Rate Constraint in MTons | FALSE | L | Annual | Allowances Sold NOX | Thousand Tons | 0 | 0 | 0 | 0 | 0 | 0 | 0
NSR Dominion Consent - NOX Cap Annual v3.1 | 770 | 7375 | Rate Constraint in MTons | FALSE | L | Annual | Allowances Banked | Thousand Tons | 0 | 0 | 0 | 0 | 0 | 0 | 0
NSR Dominion Consent - NOX Cap Annual v3.1 | 770 | 7375 | Rate Constraint in MTons | FALSE | L | Annual | Allowances Withdrawn (1:1) | Thousand Tons | 0 | 0 | 0 | 0 | 0 | 0 | 0
NSR Dominion Consent - NOX Cap Annual v3.1 | 770 | 7375 | Rate Constraint in MTons | FALSE | L | Annual | Allowances Withdrawn (n:1) | Thousand Tons | 0 | 0 | 0 | 0 | 0 | 0 | 0
NSR Dominion Consent - NOX Cap Annual v3.1 | 770 | 7375 | Rate Constraint in MTons | FALSE | L | Annual | Net Emissions Allowance Position | Thousand Tons | 1.2743 | 2.1357 | 3.0564 | 2.9887 | 0.04883 | 0 | 0
NSR Dominion Consent - NOX Cap Annual v3.1 | 770 | 7375 | Rate Constraint in MTons | FALSE | L | Annual | Fuel Consumed | TBtu | 55.858 | 77.9492 | 102.1659 | 89.22 | 9.3364 | 0 | 0
NSR Dominion Consent - NOX Cap Annual v3.1 | 770 | 7375 | Rate Constraint in MTons | FALSE | L | Annual | Rate | lb/MMBtu | 0.045627 | 0.054797 | 0.059833 | 0.066997 | 0.01046 | 0 | 0
NSR Dominion Consent - NOX Cap Annual v3.1 | 770 | 7375 | Rate Constraint in MTons | FALSE | L | Annual | Generation | TWh | 6.5599 | 8.7251 | 8.7574 | 6.9651 | 1.2926 | 0 | 0
NSR Dominion Consent - NOX Cap Annual v3.1 | 770 | 7375 | Rate Constraint in MTons | FALSE | L | Annual | Qualifying Generation | TWh | 6.5599 | 8.7251 | 8.7574 | 6.9651 | 1.2926 | 0 | 0
NSR Dominion Consent - NOX Cap Annual v3.1 | 770 | 7375 | Rate Constraint in MTons | FALSE | L | Annual | Rate | lb/MWh | 0.38852 | 0.48955 | 0.69802 | 0.8582 | 0.075553 | 0 | 0
NSR Dominion Consent - NOX Cap Annual v3.1 | 770 | 7375 | Rate Constraint in MTons | FALSE | L | Annual | Constraint Shadow Price | US2022$/Ton | 0 | 0 | 0 | 0 | 0 | 0 | 0
NSR Dominion Consent - NOX Rate Annual v3.1 | 771 | 7376 | Rate Constraint in lbs/MMBtu | FALSE | L | Annual | Seasons Included | Seasons | Winter, Spring, Summer, Fall | Winter, Spring, Summer, Fall | Winter, Spring, Summer, Fall | Winter, Spring, Summer, Fall | Winter, Spring, Summer, Fall | Winter, Spring, Summer, Fall | Winter, Spring, Summer, Fall
NSR Dominion Consent - NOX Rate Annual v3.1 | 771 | 7376 | Rate Constraint in lbs/MMBtu | FALSE | L | Annual | Standard NOX | lb/MMBtu | 0.15 | 0.15 | 0.15 | 0.15 | 0.15 | 0.15 | 0.15
NSR Dominion Consent - NOX Rate Annual v3.1 | 771 | 7376 | Rate Constraint in lbs/MMBtu | FALSE | L | Annual | Emissions at Affected Plants NOX | Thousand Tons | 1.2743 | 2.1357 | 3.0564 | 2.9887 | 0.04883 | 0 | 0
NSR Dominion Consent - NOX Rate Annual v3.1 | 771 | 7376 | Rate Constraint in lbs/MMBtu | FALSE | L | Annual | Allowances Purchased NOX | Thousand Tons | 0 | 0 | 0 | 0 | 0 | 0 | 0
NSR Dominion Consent - NOX Rate Annual v3.1 | 771 | 7376 | Rate Constraint in lbs/MMBtu | FALSE | L | Annual | Allowances Sold NOX | Thousand Tons | 0 | 0 | 0 | 0 | 0 | 0 | 0
NSR Dominion Consent - NOX Rate Annual v3.1 | 771 | 7376 | Rate Constraint in lbs/MMBtu | FALSE | L | Annual | Allowances Banked | Thousand Tons | 0 | 0 | 0 | 0 | 0 | 0 | 0
NSR Dominion Consent - NOX Rate Annual v3.1 | 771 | 7376 | Rate Constraint in lbs/MMBtu | FALSE | L | Annual | Allowances Withdrawn (1:1) | Thousand Tons | 0 | 0 | 0 | 0 | 0 | 0 | 0
NSR Dominion Consent - NOX Rate Annual v3.1 | 771 | 7376 | Rate Constraint in lbs/MMBtu | FALSE | L | Annual | Allowances Withdrawn (n:1) | Thousand Tons | 0 | 0 | 0 | 0 | 0 | 0 | 0
NSR Dominion Consent - NOX Rate Annual v3.1 | 771 | 7376 | Rate Constraint in lbs/MMBtu | FALSE | L | Annual | Net Emissions Allowance Position | Thousand Tons | 1.2743 | 2.1357 | 3.0564 | 2.9887 | 0.04883 | 0 | 0
NSR Dominion Consent - NOX Rate Annual v3.1 | 771 | 7376 | Rate Constraint in lbs/MMBtu | FALSE | L | Annual | Fuel Consumed | TBtu | 55.858 | 77.9492 | 102.1659 | 89.22 | 9.3364 | 0 | 0
NSR Dominion Consent - NOX Rate Annual v3.1 | 771 | 7376 | Rate Constraint in lbs/MMBtu | FALSE | L | Annual | Rate | lb/MMBtu | 0.045627 | 0.054797 | 0.059833 | 0.066997 | 0.01046 | 0 | 0
NSR Dominion Consent - NOX Rate Annual v3.1 | 771 | 7376 | Rate Constraint in lbs/MMBtu | FALSE | L | Annual | Generation | TWh | 6.5599 | 8.7251 | 8.7574 | 6.9651 | 1.2926 | 0 | 0
NSR Dominion Consent - NOX Rate Annual v3.1 | 771 | 7376 | Rate Constraint in lbs/MMBtu | FALSE | L | Annual | Qualifying Generation | TWh | 6.5599 | 8.7251 | 8.7574 | 6.9651 | 1.2926 | 0 | 0
NSR Dominion Consent - NOX Rate Annual v3.1 | 771 | 7376 | Rate Constraint in lbs/MMBtu | FALSE | L | Annual | Rate | lb/MWh | 0.38852 | 0.48955 | 0.69802 | 0.8582 | 0.075553 | 0 | 0
NSR Dominion Consent - NOX Rate Annual v3.1 | 771 | 7376 | Rate Constraint in lbs/MMBtu | FALSE | L | Annual | Constraint Shadow Price | US2022$/Ton | 0 | 0 | 0 | 0 | 0 | 0 | 0
NSR EKPC Consent - NOX Cap Annual v3.1 | 772 | 7378 | Rate Constraint in MTons | FALSE | L | Annual | Seasons Included | Seasons | Winter, Spring, Summer, Fall | Winter, Spring, Summer, Fall | Winter, Spring, Summer, Fall | Winter, Spring, Summer, Fall | Winter, Spring, Summer, Fall | Winter, Spring, Summer, Fall | Winter, Spring, Summer, Fall
NSR EKPC Consent - NOX Cap Annual v3.1 | 772 | 7378 | Rate Constraint in MTons | FALSE | L | Annual | Standard NOX | Thousand Tons | 8 | 8 | 8 | 8 | 8 | 8 | 8
NSR EKPC Consent - NOX Cap Annual v3.1 | 772 | 7378 | Rate Constraint in MTons | FALSE | L | Annual | Emissions at Affected Plants NOX | Thousand Tons | 2.1478 | 2.3476 | 2.3476 | 2.3476 | 0 | 0 | 0
NSR EKPC Consent - NOX Cap Annual v3.1 | 772 | 7378 | Rate Constraint in MTons | FALSE | L | Annual | Allowances Purchased NOX | Thousand Tons | 0 | 0 | 0 | 0 | 0 | 0 | 0
NSR EKPC Consent - NOX Cap Annual v3.1 | 772 | 7378 | Rate Constraint in MTons | FALSE | L | Annual | Allowances Sold NOX | Thousand Tons | 0 | 0 | 0 | 0 | 0 | 0 | 0
NSR EKPC Consent - NOX Cap Annual v3.1 | 772 | 7378 | Rate Constraint in MTons | FALSE | L | Annual | Allowances Banked | Thousand Tons | 0 | 0 | 0 | 0 | 0 | 0 | 0
NSR EKPC Consent - NOX Cap Annual v3.1 | 772 | 7378 | Rate Constraint in MTons | FALSE | L | Annual | Allowances Withdrawn (1:1) | Thousand Tons | 0 | 0 | 0 | 0 | 0 | 0 | 0
NSR EKPC Consent - NOX Cap Annual v3.1 | 772 | 7378 | Rate Constraint in MTons | FALSE | L | Annual | Allowances Withdrawn (n:1) | Thousand Tons | 0 | 0 | 0 | 0 | 0 | 0 | 0
NSR EKPC Consent - NOX Cap Annual v3.1 | 772 | 7378 | Rate Constraint in MTons | FALSE | L | Annual | Net Emissions Allowance Position | Thousand Tons | 2.1478 | 2.3476 | 2.3476 | 2.3476 | 0 | 0 | 0
NSR EKPC Consent - NOX Cap Annual v3.1 | 772 | 7378 | Rate Constraint in MTons | FALSE | L | Annual | Fuel Consumed | TBtu | 51.2146 | 56.0081 | 56.0081 | 56.0081 | 0 | 0 | 0
NSR EKPC Consent - NOX Cap Annual v3.1 | 772 | 7378 | Rate Constraint in MTons | FALSE | L | Annual | Rate | lb/MMBtu | 0.083875 | 0.083831 | 0.083831 | 0.083831 | 0 | 0 | 0
NSR EKPC Consent - NOX Cap Annual v3.1 | 772 | 7378 | Rate Constraint in MTons | FALSE | L | Annual | Generation | TWh | 5.0702 | 5.5448 | 3.9097 | 3.9097 | 0 | 0 | 0
NSR EKPC Consent - NOX Cap Annual v3.1 | 772 | 7378 | Rate Constraint in MTons | FALSE | L | Annual | Qualifying Generation | TWh | 5.0702 | 5.5448 | 3.9097 | 3.9097 | 0 | 0 | 0
NSR EKPC Consent - NOX Cap Annual v3.1 | 772 | 7378 | Rate Constraint in MTons | FALSE | L | Annual | Rate | lb/MWh | 0.84723 | 0.84677 | 1.2009 | 1.2009 | 0 | 0 | 0
NSR EKPC Consent - NOX Cap Annual v3.1 | 772 | 7378 | Rate Constraint in MTons | FALSE | L | Annual | Constraint Shadow Price | US2022$/Ton | 0 | 0 | 0 | 0 | 0 | 0 | 0
NSR EKPC Consent - SO2 Cap Annual v3.1 | 773 | 7377 | Rate Constraint in MTons | FALSE | L | Annual | Seasons Included | Seasons | Winter, Spring, Summer, Fall | Winter, Spring, Summer, Fall | Winter, Spring, Summer, Fall | Winter, Spring, Summer, Fall | Winter, Spring, Summer, Fall | Winter, Spring, Summer, Fall | Winter, Spring, Summer, Fall
NSR EKPC Consent - SO2 Cap Annual v3.1 | 773 | 7377 | Rate Constraint in MTons | FALSE | L | Annual | Standard SO2 | Thousand Tons | 28 | 28 | 28 | 28 | 28 | 28 | 28
NSR EKPC Consent - SO2 Cap Annual v3.1 | 773 | 7377 | Rate Constraint in MTons | FALSE | L | Annual | Emissions at Affected Plants SO2 | Thousand Tons | 2.1855 | 2.5347 | 2.3869 | 2.3869 | 0 | 0 | 0
NSR EKPC Consent - SO2 Cap Annual v3.1 | 773 | 7377 | Rate Constraint in MTons | FALSE | L | Annual | Allowances Purchased SO2 | Thousand Tons | 0 | 0 | 0 | 0 | 0 | 0 | 0
NSR EKPC Consent - SO2 Cap Annual v3.1 | 773 | 7377 | Rate Constraint in MTons | FALSE | L | Annual | Allowances Sold SO2 | Thousand Tons | 0 | 0 | 0 | 0 | 0 | 0 | 0
NSR EKPC Consent - SO2 Cap Annual v3.1 | 773 | 7377 | Rate Constraint in MTons | FALSE | L | Annual | Allowances Banked | Thousand Tons | 0 | 0 | 0 | 0 | 0 | 0 | 0
NSR EKPC Consent - SO2 Cap Annual v3.1 | 773 | 7377 | Rate Constraint in MTons | FALSE | L | Annual | Allowances Withdrawn (1:1) | Thousand Tons | 0 | 0 | 0 | 0 | 0 | 0 | 0
NSR EKPC Consent - SO2 Cap Annual v3.1 | 773 | 7377 | Rate Constraint in MTons | FALSE | L | Annual | Allowances Withdrawn (n:1) | Thousand Tons | 0 | 0 | 0 | 0 | 0 | 0 | 0
NSR EKPC Consent - SO2 Cap Annual v3.1 | 773 | 7377 | Rate Constraint in MTons | FALSE | L | Annual | Net Emissions Allowance Position | Thousand Tons | 2.1855 | 2.5347 | 2.3869 | 2.3869 | 0 | 0 | 0
NSR EKPC Consent - SO2 Cap Annual v3.1 | 773 | 7377 | Rate Constraint in MTons | FALSE | L | Annual | Fuel Consumed | TBtu | 51.2146 | 56.0081 | 56.0081 | 56.0081 | 0 | 0 | 0
NSR EKPC Consent - SO2 Cap Annual v3.1 | 773 | 7377 | Rate Constraint in MTons | FALSE | L | Annual | Rate | lb/MMBtu | 0.085347 | 0.090513 | 0.085233 | 0.085233 | 0 | 0 | 0
NSR EKPC Consent - SO2 Cap Annual v3.1 | 773 | 7377 | Rate Constraint in MTons | FALSE | L | Annual | Generation | TWh | 5.0702 | 5.5448 | 3.9097 | 3.9097 | 0 | 0 | 0
NSR EKPC Consent - SO2 Cap Annual v3.1 | 773 | 7377 | Rate Constraint in MTons | FALSE | L | Annual | Qualifying Generation | TWh | 5.0702 | 5.5448 | 3.9097 | 3.9097 | 0 | 0 | 0
NSR EKPC Consent - SO2 Cap Annual v3.1 | 773 | 7377 | Rate Constraint in MTons | FALSE | L | Annual | Rate | lb/MWh | 0.8621 | 0.91427 | 1.221 | 1.221 | 0 | 0 | 0
NSR EKPC Consent - SO2 Cap Annual v3.1 | 773 | 7377 | Rate Constraint in MTons | FALSE | L | Annual | Constraint Shadow Price | US2022$/Ton | 0 | 0 | 0 | 0 | 0 | 0 | 0
NSR FB Culley 3 - NOX Rate Annual v3.1, Unit 3428 and retrofits | 774 | 7424 | Rate Constraint in lbs/MMBtu | FALSE | L | Annual | Seasons Included | Seasons | Winter, Spring, Summer, Fall | Winter, Spring, Summer, Fall | Winter, Spring, Summer, Fall | Winter, Spring, Summer, Fall | Winter, Spring, Summer, Fall | Winter, Spring, Summer, Fall | Winter, Spring, Summer, Fall
NSR FB Culley 3 - NOX Rate Annual v3.1, Unit 3428 and retrofits | 774 | 7424 | Rate Constraint in lbs/MMBtu | FALSE | L | Annual | Standard NOX | lb/MMBtu | 0.121 | 0.121 | 0.121 | 0.121 | 0.121 | 0.121 | 0.121
NSR FB Culley 3 - NOX Rate Annual v3.1, Unit 3428 and retrofits | 774 | 7424 | Rate Constraint in lbs/MMBtu | FALSE | L | Annual | Emissions at Affected Plants NOX | Thousand Tons | 0 | 0 | 0 | 0 | 0 | 0 | 0
NSR FB Culley 3 - NOX Rate Annual v3.1, Unit 3428 and retrofits | 774 | 7424 | Rate Constraint in lbs/MMBtu | FALSE | L | Annual | Allowances Purchased NOX | Thousand Tons | 0 | 0 | 0 | 0 | 0 | 0 | 0
NSR FB Culley 3 - NOX Rate Annual v3.1, Unit 3428 and retrofits | 774 | 7424 | Rate Constraint in lbs/MMBtu | FALSE | L | Annual | Allowances Sold NOX | Thousand Tons | 0 | 0 | 0 | 0 | 0 | 0 | 0
NSR FB Culley 3 - NOX Rate Annual v3.1, Unit 3428 and retrofits | 774 | 7424 | Rate Constraint in lbs/MMBtu | FALSE | L | Annual | Allowances Banked | Thousand Tons | 0 | 0 | 0 | 0 | 0 | 0 | 0
NSR FB Culley 3 - NOX Rate Annual v3.1, Unit 3428 and retrofits | 774 | 7424 | Rate Constraint in lbs/MMBtu | FALSE | L | Annual | Allowances Withdrawn (1:1) | Thousand Tons | 0 | 0 | 0 | 0 | 0 | 0 | 0
NSR FB Culley 3 - NOX Rate Annual v3.1, Unit 3428 and retrofits | 774 | 7424 | Rate Constraint in lbs/MMBtu | FALSE | L | Annual | Allowances Withdrawn (n:1) | Thousand Tons | 0 | 0 | 0 | 0 | 0 | 0 | 0
NSR FB Culley 3 - NOX Rate Annual v3.1, Unit 3428 and retrofits | 774 | 7424 | Rate Constraint in lbs/MMBtu | FALSE | L | Annual | Net Emissions Allowance Position | Thousand Tons | 0 | 0 | 0 | 0 | 0 | 0 | 0
NSR FB Culley 3 - NOX Rate Annual v3.1, Unit 3428 and retrofits | 774 | 7424 | Rate Constraint in lbs/MMBtu | FALSE | L | Annual | Fuel Consumed | TBtu | 0 | 0 | 0 | 0 | 0 | 0 | 0
NSR FB Culley 3 - NOX Rate Annual v3.1, Unit 3428 and retrofits | 774 | 7424 | Rate Constraint in lbs/MMBtu | FALSE | L | Annual | Rate | lb/MMBtu | 0 | 0 | 0 | 0 | 0 | 0 | 0
NSR FB Culley 3 - NOX Rate Annual v3.1, Unit 3428 and retrofits | 774 | 7424 | Rate Constraint in lbs/MMBtu | FALSE | L | Annual | Generation | TWh | 0 | 0 | 0 | 0 | 0 | 0 | 0
NSR FB Culley 3 - NOX Rate Annual v3.1, Unit 3428 and retrofits | 774 | 7424 | Rate Constraint in lbs/MMBtu | FALSE | L | Annual | Qualifying Generation | TWh | 0 | 0 | 0 | 0 | 0 | 0 | 0
NSR FB Culley 3 - NOX Rate Annual v3.1, Unit 3428 and retrofits | 774 | 7424 | Rate Constraint in lbs/MMBtu | FALSE | L | Annual | Rate | lb/MWh | 0 | 0 | 0 | 0 | 0 | 0 | 0
NSR FB Culley 3 - NOX Rate Annual v3.1, Unit 3428 and retrofits | 774 | 7424 | Rate Constraint in lbs/MMBtu | FALSE | L | Annual | Constraint Shadow Price | US2022$/Ton | 0 | 0 | 0 | 0 | 0 | 0 | 0
NSR Four Corners 4,5 - NOX Cap Annual v5.16 | 775 | 7501 | Rate Constraint in MTons | FALSE | L | Annual | Seasons Included | Seasons | Winter, Spring, Summer, Fall | Winter, Spring, Summer, Fall | Winter, Spring, Summer, Fall | Winter, Spring, Summer, Fall | Winter, Spring, Summer, Fall | Winter, Spring, Summer, Fall | Winter, Spring, Summer, Fall
NSR Four Corners 4,5 - NOX Cap Annual v5.16 | 775 | 7501 | Rate Constraint in MTons | FALSE | L | Annual | Standard NOX | Thousand Tons | 4.968 | 4.968 | 4.968 | 4.968 | 4.968 | 4.968 | 4.968
NSR Four Corners 4,5 - NOX Cap Annual v5.16 | 775 | 7501 | Rate Constraint in MTons | FALSE | L | Annual | Emissions at Affected Plants NOX | Thousand Tons | 2.7351 | 2.7443 | 0.023612 | 0.023612 | 0.023612 | 0.023612 | 0.023612
NSR Four Corners 4,5 - NOX Cap Annual v5.16 | 775 | 7501 | Rate Constraint in MTons | FALSE | L | Annual | Allowances Purchased NOX | Thousand Tons | 0 | 0 | 0 | 0 | 0 | 0 | 0
NSR Four Corners 4,5 - NOX Cap Annual v5.16 | 775 | 7501 | Rate Constraint in MTons | FALSE | L | Annual | Allowances Sold NOX | Thousand Tons | 0 | 0 | 0 | 0 | 0 | 0 | 0
NSR Four Corners 4,5 - NOX Cap Annual v5.16 | 775 | 7501 | Rate Constraint in MTons | FALSE | L | Annual | Allowances Banked | Thousand Tons | 0 | 0 | 0 | 0 | 0 | 0 | 0
NSR Four Corners 4,5 - NOX Cap Annual v5.16 | 775 | 7501 | Rate Constraint in MTons | FALSE | L | Annual | Allowances Withdrawn (1:1) | Thousand Tons | 0 | 0 | 0 | 0 | 0 | 0 | 0
NSR Four Corners 4,5 - NOX Cap Annual v5.16 | 775 | 7501 | Rate Constraint in MTons | FALSE | L | Annual | Allowances Withdrawn (n:1) | Thousand Tons | 0 | 0 | 0 | 0 | 0 | 0 | 0
NSR Four Corners 4,5 - NOX Cap Annual v5.16 | 775 | 7501 | Rate Constraint in MTons | FALSE | L | Annual | Net Emissions Allowance Position | Thousand Tons | 2.7351 | 2.7443 | 0.023612 | 0.023612 | 0.023612 | 0.023612 | 0.023612
NSR Four Corners 4,5 - NOX Cap Annual v5.16 | 775 | 7501 | Rate Constraint in MTons | FALSE | L | Annual | Fuel Consumed | TBtu | 89.4286 | 89.4286 | 0.81153 | 0.81153 | 0.81153 | 0.81153 | 0.81153
NSR Four Corners 4,5 - NOX Cap Annual v5.16 | 775 | 7501 | Rate Constraint in MTons | FALSE | L | Annual | Rate | lb/MMBtu | 0.061168 | 0.061373 | 0.05819 | 0.05819 | 0.05819 | 0.05819 | 0.05819
NSR Four Corners 4,5 - NOX Cap Annual v5.16 | 775 | 7501 | Rate Constraint in MTons | FALSE | L | Annual | Generation | TWh | 9.1546 | 9.129 | 0.057312 | 0.057312 | 0.057312 | 0.057312 | 0.057312
NSR Four Corners 4,5 - NOX Cap Annual v5.16 | 775 | 7501 | Rate Constraint in MTons | FALSE | L | Annual | Qualifying Generation | TWh | 9.1546 | 9.129 | 0.057312 | 0.057312 | 0.057312 | 0.057312 | 0.057312
NSR Four Corners 4,5 - NOX Cap Annual v5.16 | 775 | 7501 | Rate Constraint in MTons | FALSE | L | Annual | Rate | lb/MWh | 0.59753 | 0.60122 | 0.82397 | 0.82397 | 0.82397 | 0.82397 | 0.82397
NSR Four Corners 4,5 - NOX Cap Annual v5.16 | 775 | 7501 | Rate Constraint in MTons | FALSE | L | Annual | Constraint Shadow Price | US2022$/Ton | 0 | 0 | 0 | 0 | 0 | 0 | 0
NSR Four Corners 4,5 - NOX Rate Annual v5.16 | 776 | 7500 | Rate Constraint in lbs/MMBtu | FALSE | L | Annual | Seasons Included | Seasons | Winter, Spring, Summer, Fall | Winter, Spring, Summer, Fall | Winter, Spring, Summer, Fall | Winter, Spring, Summer, Fall | Winter, Spring, Summer, Fall | Winter, Spring, Summer, Fall | Winter, Spring, Summer, Fall
NSR Four Corners 4,5 - NOX Rate Annual v5.16 | 776 | 7500 | Rate Constraint in lbs/MMBtu | FALSE | L | Annual | Standard NOX | lb/MMBtu | 0.08 | 0.08 | 0.08 | 0.08 | 0.08 | 0.08 | 0.08
NSR Four Corners 4,5 - NOX Rate Annual v5.16 | 776 | 7500 | Rate Constraint in lbs/MMBtu | FALSE | L | Annual | Emissions at Affected Plants NOX | Thousand Tons | 2.7351 | 2.7443 | 0.023612 | 0.023612 | 0.023612 | 0.023612 | 0.023612
NSR Four Corners 4,5 - NOX Rate Annual v5.16 | 776 | 7500 | Rate Constraint in lbs/MMBtu | FALSE | L | Annual | Allowances Purchased NOX | Thousand Tons | 0 | 0 | 0 | 0 | 0 | 0 | 0
NSR Four Corners 4,5 - NOX Rate Annual v5.16 | 776 | 7500 | Rate Constraint in lbs/MMBtu | FALSE | L | Annual | Allowances Sold NOX | Thousand Tons | 0 | 0 | 0 | 0 | 0 | 0 | 0
NSR Four Corners 4,5 - NOX Rate Annual v5.16 | 776 | 7500 | Rate Constraint in lbs/MMBtu | FALSE | L | Annual | Allowances Banked | Thousand Tons | 0 | 0 | 0 | 0 | 0 | 0 | 0
NSR Four Corners 4,5 - NOX Rate Annual v5.16 | 776 | 7500 | Rate Constraint in lbs/MMBtu | FALSE | L | Annual | Allowances Withdrawn (1:1) | Thousand Tons | 0 | 0 | 0 | 0 | 0 | 0 | 0
NSR Four Corners 4,5 - NOX Rate Annual v5.16 | 776 | 7500 | Rate Constraint in lbs/MMBtu | FALSE | L | Annual | Allowances Withdrawn (n:1) | Thousand Tons | 0 | 0 | 0 | 0 | 0 | 0 | 0
NSR Four Corners 4,5 - NOX Rate Annual v5.16 | 776 | 7500 | Rate Constraint in lbs/MMBtu | FALSE | L | Annual | Net Emissions Allowance Position | Thousand Tons | 2.7351 | 2.7443 | 0.023612 | 0.023612 | 0.023612 | 0.023612 | 0.023612
NSR Four Corners 4,5 - NOX Rate Annual v5.16 | 776 | 7500 | Rate Constraint in lbs/MMBtu | FALSE | L | Annual | Fuel Consumed | TBtu | 89.4286 | 89.4286 | 0.81153 | 0.81153 | 0.81153 | 0.81153 | 0.81153
NSR Four Corners 4,5 - NOX Rate Annual v5.16 | 776 | 7500 | Rate Constraint in lbs/MMBtu | FALSE | L | Annual | Rate | lb/MMBtu | 0.061168 | 0.061373 | 0.05819 | 0.05819 | 0.05819 | 0.05819 | 0.05819
NSR Four Corners 4,5 - NOX Rate Annual v5.16 | 776 | 7500 | Rate Constraint in lbs/MMBtu | FALSE | L | Annual | Generation | TWh | 9.1546 | 9.129 | 0.057312 | 0.057312 | 0.057312 | 0.057312 | 0.057312
NSR Four Corners 4,5 - NOX Rate Annual v5.16 | 776 | 7500 | Rate Constraint in lbs/MMBtu | FALSE | L | Annual | Qualifying Generation | TWh | 9.1546 | 9.129 | 0.057312 | 0.057312 | 0.057312 | 0.057312 | 0.057312
NSR Four Corners 4,5 - NOX Rate Annual v5.16 | 776 | 7500 | Rate Constraint in lbs/MMBtu | FALSE | L | Annual | Rate | lb/MWh | 0.59753 | 0.60122 | 0.82397 | 0.82397 | 0.82397 | 0.82397 | 0.82397
NSR Four Corners 4,5 - NOX Rate Annual v5.16 | 776 | 7500 | Rate Constraint in lbs/MMBtu | FALSE | L | Annual | Constraint Shadow Price | US2022$/Ton | 0 | 0 | 0 | 0 | 0 | 0 | 0
NSR Four Corners 4,5 - SO2 Cap Annual v5.16 | 777 | 7499 | Rate Constraint in MTons | FALSE | L | Annual | Seasons Included | Seasons | Winter, Spring, Summer, Fall | Winter, Spring, Summer, Fall | Winter, Spring, Summer, Fall | Winter, Spring, Summer, Fall | Winter, Spring, Summer, Fall | Winter, Spring, Summer, Fall | Winter, Spring, Summer, Fall
NSR Four Corners 4,5 - SO2 Cap Annual v5.16 | 777 | 7499 | Rate Constraint in MTons | FALSE | L | Annual | Standard SO2 | Thousand Tons | 6.8 | 6.8 | 6.8 | 6.8 | 6.8 | 6.8 | 6.8
NSR Four Corners 4,5 - SO2 Cap Annual v5.16 | 777 | 7499 | Rate Constraint in MTons | FALSE | L | Annual | Emissions at Affected Plants SO2 | Thousand Tons | 6.8 | 6.8 | 0.061708 | 0.061708 | 0.061708 | 0.061708 | 0.061708
NSR Four Corners 4,5 - SO2 Cap Annual v5.16 | 777 | 7499 | Rate Constraint in MTons | FALSE | L | Annual | Allowances Purchased SO2 | Thousand Tons | 0 | 0 | 0 | 0 | 0 | 0 | 0
NSR Four Corners 4,5 - SO2 Cap Annual v5.16 | 777 | 7499 | Rate Constraint in MTons | FALSE | L | Annual | Allowances Sold SO2 | Thousand Tons | 0 | 0 | 0 | 0 | 0 | 0 | 0
NSR Four Corners 4,5 - SO2 Cap Annual v5.16 | 777 | 7499 | Rate Constraint in MTons | FALSE | L | Annual | Allowances Banked | Thousand Tons | 0 | 0 | 0 | 0 | 0 | 0 | 0
NSR Four Corners 4,5 - SO2 Cap Annual v5.16 | 777 | 7499 | Rate Constraint in MTons | FALSE | L | Annual | Allowances Withdrawn (1:1) | Thousand Tons | 0 | 0 | 0 | 0 | 0 | 0 | 0
NSR Four Corners 4,5 - SO2 Cap Annual v5.16 | 777 | 7499 | Rate Constraint in MTons | FALSE | L | Annual | Allowances Withdrawn (n:1) | Thousand Tons | 0 | 0 | 0 | 0 | 0 | 0 | 0
NSR Four Corners 4,5 - SO2 Cap Annual v5.16 | 777 | 7499 | Rate Constraint in MTons | FALSE | L | Annual | Net Emissions Allowance Position | Thousand Tons | 6.8 | 6.8 | 0.061708 | 0.061708 | 0.061708 | 0.061708 | 0.061708
NSR Four Corners 4,5 - SO2 Cap Annual v5.16 | 777 | 7499 | Rate Constraint in MTons | FALSE | L | Annual | Fuel Consumed | TBtu | 89.4286 | 89.4286 | 0.81153 | 0.81153 | 0.81153 | 0.81153 | 0.81153
NSR Four Corners 4,5 - SO2 Cap Annual v5.16 | 777 | 7499 | Rate Constraint in MTons | FALSE | L | Annual | Rate | lb/MMBtu | 0.15208 | 0.15208 | 0.15208 | 0.15208 | 0.15208 | 0.15208 | 0.15208
NSR Four Corners 4,5 - SO2 Cap Annual v5.16 | 777 | 7499 | Rate Constraint in MTons | FALSE | L | Annual | Generation | TWh | 9.1546 | 9.129 | 0.057312 | 0.057312 | 0.057312 | 0.057312 | 0.057312
NSR Four Corners 4,5 - SO2 Cap Annual v5.16 | 777 | 7499 | Rate Constraint in MTons | FALSE | L | Annual | Qualifying Generation | TWh | 9.1546 | 9.129 | 0.057312 | 0.057312 | 0.057312 | 0.057312 | 0.057312
NSR Four Corners 4,5 - SO2 Cap Annual v5.16 | 777 | 7499 | Rate Constraint in MTons | FALSE | L | Annual | Rate | lb/MWh | 1.4856 | 1.4898 | 2.1534 | 2.1534 | 2.1534 | 2.1534 | 2.1534
NSR Four Corners 4,5 - SO2 Cap Annual v5.16 | 777 | 7499 | Rate Constraint in MTons | FALSE | L | Annual | Constraint Shadow Price | US2022$/Ton | 1288.0641 | 5353.7513 | 0 | 0 | 0 | 0 | 0
NSR Harrison 1-3 - NOX Rate Annual v5.16 | 778 | 7268 | Rate Constraint in lbs/MMBtu | FALSE | L | Annual | Seasons Included | Seasons | Winter, Spring, Summer, Fall | Winter, Spring, Summer, Fall | Winter, Spring, Summer, Fall | Winter, Spring, Summer, Fall | Winter, Spring, Summer, Fall | Winter, Spring, Summer, Fall | Winter, Spring, Summer, Fall
NSR Harrison 1-3 - NOX Rate Annual v5.16 | 778 | 7268 | Rate Constraint in lbs/MMBtu | FALSE | L | Annual | Standard NOX | lb/MMBtu | 0.25 | 0.25 | 0.25 | 0.25 | 0.25 | 0.25 | 0.25
NSR Harrison 1-3 - NOX Rate Annual v5.16 | 778 | 7268 | Rate Constraint in lbs/MMBtu | FALSE | L | Annual | Emissions at Affected Plants NOX | Thousand Tons | 5.1008 | 5.6456 | 0 | 0 | 0 | 0 | 0
NSR Harrison 1-3 - NOX Rate Annual v5.16 | 778 | 7268 | Rate Constraint in lbs/MMBtu | FALSE | L | Annual | Allowances Purchased NOX | Thousand Tons | 0 | 0 | 0 | 0 | 0 | 0 | 0
NSR Harrison 1-3 - NOX Rate Annual v5.16 | 778 | 7268 | Rate Constraint in lbs/MMBtu | FALSE | L | Annual | Allowances Sold NOX | Thousand Tons | 0 | 0 | 0 | 0 | 0 | 0 | 0
NSR Harrison 1-3 - NOX Rate Annual v5.16 | 778 | 7268 | Rate Constraint in lbs/MMBtu | FALSE | L | Annual | Allowances Banked | Thousand Tons | 0 | 0 | 0 | 0 | 0 | 0 | 0
NSR Harrison 1-3 - NOX Rate Annual v5.16 | 778 | 7268 | Rate Constraint in lbs/MMBtu | FALSE | L | Annual | Allowances Withdrawn (1:1) | Thousand Tons | 0 | 0 | 0 | 0 | 0 | 0 | 0
NSR Harrison 1-3 - NOX Rate Annual v5.16 | 778 | 7268 | Rate Constraint in lbs/MMBtu | FALSE | L | Annual | Allowances Withdrawn (n:1) | Thousand Tons | 0 | 0 | 0 | 0 | 0 | 0 | 0
NSR Harrison 1-3 - NOX Rate Annual v5.16 | 778 | 7268 | Rate Constraint in lbs/MMBtu | FALSE | L | Annual | Net Emissions Allowance Position | Thousand Tons | 5.1008 | 5.6456 | 0 | 0 | 0 | 0 | 0
NSR Harrison 1-3 - NOX Rate Annual v5.16 | 778 | 7268 | Rate Constraint in lbs/MMBtu | FALSE | L | Annual | Fuel Consumed | TBtu | 120.1997 | 134.1885 | 0 | 0 | 0 | 0 | 0
NSR Harrison 1-3 - NOX Rate Annual v5.16 | 778 | 7268 | Rate Constraint in lbs/MMBtu | FALSE | L | Annual | Rate | lb/MMBtu | 0.084872 | 0.084144 | 0 | 0 | 0 | 0 | 0
NSR Harrison 1-3 - NOX Rate Annual v5.16 | 778 | 7268 | Rate Constraint in lbs/MMBtu | FALSE | L | Annual | Generation | TWh | 11.854 | 13.2336 | 0 | 0 | 0 | 0 | 0
NSR Harrison 1-3 - NOX Rate Annual v5.16 | 778 | 7268 | Rate Constraint in lbs/MMBtu | FALSE | L | Annual | Qualifying Generation | TWh | 11.854 | 13.2336 | 0 | 0 | 0 | 0 | 0
NSR Harrison 1-3 - NOX Rate Annual v5.16 | 778 | 7268 | Rate Constraint in lbs/MMBtu | FALSE | L | Annual | Rate | lb/MWh | 0.8606 | 0.85322 | 0 | 0 | 0 | 0 | 0
NSR Harrison 1-3 - NOX Rate Annual v5.16 | 778 | 7268 | Rate Constraint in lbs/MMBtu | FALSE | L | Annual | Constraint Shadow Price | US2022$/Ton | 0 | 0 | 0 | 0 | 0 | 0 | 0
NSR Harrison 1-3 - NOX Rate Summer v5.16 | 779 | 7269 | Rate Constraint in lbs/MMBtu | FALSE | L | Annual | Seasons Included | Seasons | Summer | Summer | Summer | Summer | Summer | Summer | Summer
NSR Harrison 1-3 - NOX Rate Summer v5.16 | 779 | 7269 | Rate Constraint in lbs/MMBtu | FALSE | L | Annual | Standard NOX | lb/MMBtu | 0.2 | 0.2 | 0.2 | 0.2 | 0.2 | 0.2 | 0.2
NSR Harrison 1-3 - NOX Rate Summer v5.16 | 779 | 7269 | Rate Constraint in lbs/MMBtu | FALSE | L | Annual | Emissions at Affected Plants NOX | Thousand Tons | 1.6139 | 2.1367 | 0 | 0 | 0 | 0 | 0
NSR Harrison 1-3 - NOX Rate Summer v5.16 | 779 | 7269 | Rate Constraint in lbs/MMBtu | FALSE | L | Annual | Allowances Purchased NOX | Thousand Tons | 0 | 0 | 0 | 0 | 0 | 0 | 0
NSR Harrison 1-3 - NOX Rate Summer v5.16 | 779 | 7269 | Rate Constraint in lbs/MMBtu | FALSE | L | Annual | Allowances Sold NOX | Thousand Tons | 0 | 0 | 0 | 0 | 0 | 0 | 0
NSR Harrison 1-3 - NOX Rate Summer v5.16 | 779 | 7269 | Rate Constraint in lbs/MMBtu | FALSE | L | Annual | Allowances Banked | Thousand Tons | 0 | 0 | 0 | 0 | 0 | 0 | 0
NSR Harrison 1-3 - NOX Rate Summer v5.16 | 779 | 7269 | Rate Constraint in lbs/MMBtu | FALSE | L | Annual | Allowances Withdrawn (1:1) | Thousand Tons | 0 | 0 | 0 | 0 | 0 | 0 | 0
NSR Harrison 1-3 - NOX Rate Summer v5.16 | 779 | 7269 | Rate Constraint in lbs/MMBtu | FALSE | L | Annual | Allowances Withdrawn (n:1) | Thousand Tons | 0 | 0 | 0 | 0 | 0 | 0 | 0
NSR Harrison 1-3 - NOX Rate Summer v5.16 | 779 | 7269 | Rate Constraint in lbs/MMBtu | FALSE | L | Annual | Net Emissions Allowance Position | Thousand Tons | 1.6139 | 2.1367 | 0 | 0 | 0 | 0 | 0
NSR Harrison 1-3 - NOX Rate Summer v5.16 | 779 | 7269 | Rate Constraint in lbs/MMBtu | FALSE | L | Annual | Fuel Consumed | TBtu | 41.6541 | 55.1459 | 0 | 0 | 0 | 0 | 0
NSR Harrison 1-3 - NOX Rate Summer v5.16 | 779 | 7269 | Rate Constraint in lbs/MMBtu | FALSE | L | Annual | Rate | lb/MMBtu | 0.077491 | 0.077491 | 0 | 0 | 0 | 0 | 0
NSR Harrison 1-3 - NOX Rate Summer v5.16 | 779 | 7269 | Rate Constraint in lbs/MMBtu | FALSE | L | Annual | Generation | TWh | 4.1079 | 5.4384 | 0 | 0 | 0 | 0 | 0
NSR Harrison 1-3 - NOX Rate Summer v5.16 | 779 | 7269 | Rate Constraint in lbs/MMBtu | FALSE | L | Annual | Qualifying Generation | TWh | 4.1079 | 5.4384 | 0 | 0 | 0 | 0 | 0
NSR Harrison 1-3 - NOX Rate Summer v5.16 | 779 | 7269 | Rate Constraint in lbs/MMBtu | FALSE | L | Annual | Rate | lb/MWh | 0.78576 | 0.78576 | 0 | 0 | 0 | 0 | 0
NSR Harrison 1-3 - NOX Rate Summer v5.16 | 779 | 7269 | Rate Constraint in lbs/MMBtu | FALSE | L | Annual | Constraint Shadow Price | US2022$/Ton | 0 | 0 | 0 | 0 | 0 | 0 | 0
NSR HL Spurlock 1 - NOX Rate Annual v3.1, Unit 4695 and retrofits | 780 | 7444 | Rate Constraint in lbs/MMBtu | FALSE | L | Annual | Seasons Included | Seasons | Winter, Spring, Summer, Fall | Winter, Spring, Summer, Fall | Winter, Spring, Summer, Fall | Winter, Spring, Summer, Fall | Winter, Spring, Summer, Fall | Winter, Spring, Summer, Fall | Winter, Spring, Summer, Fall
NSR HL Spurlock 1 - NOX Rate Annual v3.1, Unit 4695 and retrofits | 780 | 7444 | Rate Constraint in lbs/MMBtu | FALSE | L | Annual | Standard NOX | lb/MMBtu | 0.1 | 0.1 | 0.1 | 0.1 | 0.1 | 0.1 | 0.1
NSR HL Spurlock 1 - NOX Rate Annual v3.1, Unit 4695 and retrofits | 780 | 7444 | Rate Constraint in lbs/MMBtu | FALSE | L | Annual | Emissions at Affected Plants NOX | Thousand Tons | 0.81878 | 0.89176 | 0.89176 | 0.89176 | 0 | 0 | 0
NSR HL Spurlock 1 - NOX Rate Annual v3.1, Unit 4695 and retrofits | 780 | 7444 | Rate Constraint in lbs/MMBtu | FALSE | L | Annual | Allowances Purchased NOX | Thousand Tons | 0 | 0 | 0 | 0 | 0 | 0 | 0
NSR HL Spurlock 1 - NOX Rate Annual v3.1, Unit 4695 and retrofits | 780 | 7444 | Rate Constraint in lbs/MMBtu | FALSE | L | Annual | Allowances Sold NOX | Thousand Tons | 0 | 0 | 0 | 0 | 0 | 0 | 0
NSR HL Spurlock 1 - NOX Rate Annual v3.1, Unit 4695 and retrofits | 780 | 7444 | Rate Constraint in lbs/MMBtu | FALSE | L | Annual | Allowances Banked | Thousand Tons | 0 | 0 | 0 | 0 | 0 | 0 | 0
NSR HL Spurlock 1 - NOX Rate Annual v3.1, Unit 4695 and retrofits | 780 | 7444 | Rate Constraint in lbs/MMBtu | FALSE | L | Annual | Allowances Withdrawn (1:1) | Thousand Tons | 0 | 0 | 0 | 0 | 0 | 0 | 0
NSR HL Spurlock 1 - NOX Rate Annual v3.1, Unit 4695 and retrofits | 780 | 7444 | Rate Constraint in lbs/MMBtu | FALSE | L | Annual | Allowances Withdrawn (n:1) | Thousand Tons | 0 | 0 | 0 | 0 | 0 | 0 | 0
NSR HL Spurlock 1 - NOX Rate Annual v3.1, Unit 4695 and retrofits | 780 | 7444 | Rate Constraint in lbs/MMBtu | FALSE | L | Annual | Net Emissions Allowance Position | Thousand Tons | 0.81878 | 0.89176 | 0.89176 | 0.89176 | 0 | 0 | 0
NSR HL Spurlock 1 - NOX Rate Annual v3.1, Unit 4695 and retrofits | 780 | 7444 | Rate Constraint in lbs/MMBtu | FALSE | L | Annual | Fuel Consumed | TBtu | 18.9373 | 20.6763 | 20.6763 | 20.6763 | 0 | 0 | 0
NSR HL Spurlock 1 - NOX Rate Annual v3.1, Unit 4695 and retrofits | 780 | 7444 | Rate Constraint in lbs/MMBtu | FALSE | L | Annual | Rate | lb/MMBtu | 0.086473 | 0.086259 | 0.086259 | 0.086259 | 0 | 0 | 0
NSR HL Spurlock 1 - NOX Rate Annual v3.1, Unit 4695 and retrofits | 780 | 7444 | Rate Constraint in lbs/MMBtu | FALSE | L | Annual | Generation | TWh | 1.8711 | 2.0429 | 1.4049 | 1.4049 | 0 | 0 | 0
NSR HL Spurlock 1 - NOX Rate Annual v3.1, Unit 4695 and retrofits | 780 | 7444 | Rate Constraint in lbs/MMBtu | FALSE | L | Annual | Qualifying Generation | TWh | 1.8711 | 2.0429 | 1.4049 | 1.4049 | 0 | 0 | 0
NSR HL Spurlock 1 - NOX Rate Annual v3.1, Unit 4695 and retrofits | 780 | 7444 | Rate Constraint in lbs/MMBtu | FALSE | L | Annual | Rate | lb/MWh | 0.87519 | 0.87303 | 1.2695 | 1.2695 | 0 | 0 | 0
NSR HL Spurlock 1 - NOX Rate Annual v3.1, Unit 4695 and retrofits | 780 | 7444 | Rate Constraint in lbs/MMBtu | FALSE | L | Annual | Constraint Shadow Price | US2022$/Ton | 0 | 0 | 0 | 0 | 0 | 0 | 0
NSR HL Spurlock 2 - NOX Rate Annual v3.1, Unit 4694 and retrofits | 781 | 7445 | Rate Constraint in lbs/MMBtu | FALSE | L | Annual | Seasons Included | Seasons | Winter, Spring, Summer, Fall | Winter, Spring, Summer, Fall | Winter, Spring, Summer, Fall | Winter, Spring, Summer, Fall | Winter, Spring, Summer, Fall | Winter, Spring, Summer, Fall | Winter, Spring, Summer, Fall
NSR HL Spurlock 2 - NOX Rate Annual v3.1, Unit 4694 and retrofits | 781 | 7445 | Rate Constraint in lbs/MMBtu | FALSE | L | Annual | Standard NOX | lb/MMBtu | 0.1 | 0.1 | 0.1 | 0.1 | 0.1 | 0.1 | 0.1
NSR HL Spurlock 2 - NOX Rate Annual v3.1, Unit 4694 and retrofits | 781 | 7445 | Rate Constraint in lbs/MMBtu | FALSE | L | Annual | Emissions at Affected Plants NOX | Thousand Tons | 1.3235 | 1.4558 | 1.4558 | 1.4558 | 0 | 0 | 0
NSR HL Spurlock 2 - NOX Rate Annual v3.1, Unit 4694 and retrofits | 781 | 7445 | Rate Constraint in lbs/MMBtu | FALSE | L | Annual | Allowances Purchased NOX | Thousand Tons | 0 | 0 | 0 | 0 | 0 | 0 | 0
NSR HL Spurlock 2 - NOX Rate Annual v3.1, Unit 4694 and retrofits | 781 | 7445 | Rate Constraint in lbs/MMBtu | FALSE | L | Annual | Allowances Sold NOX | Thousand Tons | 0 | 0 | 0 | 0 | 0 | 0 | 0
NSR HL Spurlock 2 - NOX Rate Annual v3.1, Unit 4694 and retrofits | 781 | 7445 | Rate Constraint in lbs/MMBtu | FALSE | L | Annual | Allowances Banked | Thousand Tons | 0 | 0 | 0 | 0 | 0 | 0 | 0
NSR HL Spurlock 2 - NOX Rate Annual v3.1, Unit 4694 and retrofits | 781 | 7445 | Rate Constraint in lbs/MMBtu | FALSE | L | Annual | Allowances Withdrawn (1:1) | Thousand Tons | 0 | 0 | 0 | 0 | 0 | 0 | 0
NSR HL Spurlock 2 - NOX Rate Annual v3.1, Unit 4694 and retrofits | 781 | 7445 | Rate Constraint in lbs/MMBtu | FALSE | L | Annual | Allowances Withdrawn (n:1) | Thousand Tons | 0 | 0 | 0 | 0 | 0 | 0 | 0
NSR HL Spurlock 2 - NOX Rate Annual v3.1, Unit 4694 and retrofits | 781 | 7445 | Rate Constraint in lbs/MMBtu | FALSE | L | Annual | Net Emissions Allowance Position | Thousand Tons | 1.3235 | 1.4558 | 1.4558 | 1.4558 | 0 | 0 | 0
NSR HL Spurlock 2 - NOX Rate Annual v3.1, Unit 4694 and retrofits | 781 | 7445 | Rate Constraint in lbs/MMBtu | FALSE | L | Annual | Fuel Consumed | TBtu | 32.1049 | 35.3317 | 35.3317 | 35.3317 | 0 | 0 | 0
NSR HL Spurlock 2 - NOX Rate Annual v3.1, Unit 4694 and retrofits | 781 | 7445 | Rate Constraint in lbs/MMBtu | FALSE | L | Annual | Rate | lb/MMBtu | 0.082446 | 0.08241 | 0.08241 | 0.08241 | 0 | 0 | 0
NSR HL Spurlock 2 - NOX Rate Annual v3.1, Unit 4694 and retrofits | 781 | 7445 | Rate Constraint in lbs/MMBtu | FALSE | L | Annual | Generation | TWh | 3.1821 | 3.5019 | 2.5047 | 2.5047 | 0 | 0 | 0
NSR HL Spurlock 2 - NOX Rate Annual v3.1, Unit 4694 and retrofits | 781 | 7445 | Rate Constraint in lbs/MMBtu | FALSE | L | Annual | Qualifying Generation | TWh | 3.1821 | 3.5019 | 2.5047 | 2.5047 | 0 | 0 | 0
NSR HL Spurlock 2 - NOX Rate Annual v3.1, Unit 4694 and retrofits | 781 | 7445 | Rate Constraint in lbs/MMBtu | FALSE | L | Annual | Rate | lb/MWh | 0.83183 | 0.83146 | 1.1625 | 1.1625 | 0 | 0 | 0
NSR HL Spurlock 2 - NOX Rate Annual v3.1, Unit 4694 and retrofits | 781 | 7445 | Rate Constraint in lbs/MMBtu | FALSE | L | Annual | Constraint Shadow Price | US2022$/Ton | 0 | 0 | 0 | 0 | 0 | 0 | 0
NSR HL Spurlock 2 - SO2 Rate Annual v3.1, Unit 4694 and retrofits | 782 | 7443 | Rate Constraint in lbs/MMBtu | FALSE | L | Annual | Seasons Included | Seasons | Winter, Spring, Summer, Fall | Winter, Spring, Summer, Fall | Winter, Spring, Summer, Fall | Winter, Spring, Summer, Fall | Winter, Spring, Summer, Fall | Winter, Spring, Summer, Fall | Winter, Spring, Summer, Fall
NSR HL Spurlock 2 - SO2 Rate Annual v3.1, Unit 4694 and retrofits | 782 | 7443 | Rate Constraint in lbs/MMBtu | FALSE | L | Annual | Standard SO2 | lb/MMBtu | 0.1 | 0.1 | 0.1 | 0.1 | 0.1 | 0.1 | 0.1
NSR HL Spurlock 2 - SO2 Rate Annual v3.1, Unit 4694 and retrofits | 782 | 7443 | Rate Constraint in lbs/MMBtu | FALSE | L | Annual | Emissions at Affected Plants SO2 | Thousand Tons | 1.6052 | 1.7666 | 1.7666 | 1.7666 | 0 | 0 | 0
NSR HL Spurlock 2 - SO2 Rate Annual v3.1, Unit 4694 and retrofits | 782 | 7443 | Rate Constraint in lbs/MMBtu | FALSE | L | Annual | Allowances Purchased SO2 | Thousand Tons | 0 | 0 | 0 | 0 | 0 | 0 | 0
NSR HL Spurlock 2 - SO2 Rate Annual v3.1, Unit 4694 and retrofits | 782 | 7443 | Rate Constraint in lbs/MMBtu | FALSE | L | Annual | Allowances Sold SO2 | Thousand Tons | 0 | 0 | 0 | 0 | 0 | 0 | 0
NSR HL Spurlock 2 - SO2 Rate Annual v3.1, Unit 4694 and retrofits | 782 | 7443 | Rate Constraint in lbs/MMBtu | FALSE | L | Annual | Allowances Banked | Thousand Tons | 0 | 0 | 0 | 0 | 0 | 0 | 0
NSR HL Spurlock 2 - SO2 Rate Annual v3.1, Unit 4694 and retrofits | 782 | 7443 | Rate Constraint in lbs/MMBtu | FALSE | L | Annual | Allowances Withdrawn (1:1) | Thousand Tons | 0 | 0 | 0 | 0 | 0 | 0 | 0
NSR HL Spurlock 2 - SO2 Rate Annual v3.1, Unit 4694 and retrofits | 782 | 7443 | Rate Constraint in lbs/MMBtu | FALSE | L | Annual | Allowances Withdrawn (n:1) | Thousand Tons | 0 | 0 | 0 | 0 | 0 | 0 | 0
NSR HL Spurlock 2 - SO2 Rate Annual v3.1, Unit 4694 and retrofits | 782 | 7443 | Rate Constraint in lbs/MMBtu | FALSE | L | Annual | Net Emissions Allowance Position | Thousand Tons | 1.6052 | 1.7666 | 1.7666 | 1.7666 | 0 | 0 | 0
NSR HL Spurlock 2 - SO2 Rate Annual v3.1, Unit 4694 and retrofits | 782 | 7443 | Rate Constraint in lbs/MMBtu | FALSE | L | Annual | Fuel Consumed | TBtu | 32.1049 | 35.3317 | 35.3317 | 35.3317 | 0 | 0 | 0
NSR HL Spurlock 2 - SO2 Rate Annual v3.1, Unit 4694 and retrofits | 782 | 7443 | Rate Constraint in lbs/MMBtu | FALSE | L | Annual | Rate | lb/MMBtu | 0.1 | 0.1 | 0.1 | 0.1 | 0 | 0 | 0
NSR HL Spurlock 2 - SO2 Rate Annual v3.1, Unit 4694 and retrofits | 782 | 7443 | Rate Constraint in lbs/MMBtu | FALSE | L | Annual | Generation | TWh | 3.1821 | 3.5019 | 2.5047 | 2.5047 | 0 | 0 | 0
NSR HL Spurlock 2 - SO2 Rate Annual v3.1, Unit 4694 and retrofits | 782 | 7443 | Rate Constraint in lbs/MMBtu | FALSE | L | Annual | Qualifying Generation | TWh | 3.1821 | 3.5019 | 2.5047 | 2.5047 | 0 | 0 | 0
NSR HL Spurlock 2 - SO2 Rate Annual v3.1, Unit 4694 and retrofits | 782 | 7443 | Rate Constraint in lbs/MMBtu | FALSE | L | Annual | Rate | lb/MWh | 1.0089 | 1.0089 | 1.4106 | 1.4106 | 0 | 0 | 0
NSR HL Spurlock 2 - SO2 Rate Annual v3.1, Unit 4694 and retrofits | 782 | 7443 | Rate Constraint in lbs/MMBtu | FALSE | L | Annual | Constraint Shadow Price | US2022$/Ton | 20026.1571 | 19987.7345 | 19436.4809 | 42318.6579 | 11127.5035 | 10955.1804 | 30257.0642
NSR Hoosier - NOX Cap Annual v4.10 Final | 783 | 7379 | Rate Constraint in MTons | FALSE | L | Annual | Seasons Included | Seasons | Winter, Spring, Summer, Fall | Winter, Spring, Summer, Fall | Winter, Spring, Summer, Fall | Winter, Spring, Summer, Fall | Winter, Spring, Summer, Fall | Winter, Spring, Summer, Fall | Winter, Spring, Summer, Fall
NSR Hoosier - NOX Cap Annual v4.10 Final | 783 | 7379 | Rate Constraint in MTons | FALSE | L | Annual | Standard NOX | Thousand Tons | 4.8 | 4.8 | 4.8 | 4.8 | 4.8 | 4.8 | 4.8
NSR Hoosier - NOX Cap Annual v4.10 Final | 783 | 7379 | Rate Constraint in MTons | FALSE | L | Annual | Emissions at Affected Plants NOX | Thousand Tons | 0.4292 | 1.3478 | 2.0664 | 2.0664 | 0 | 0 | 0
NSR Hoosier - NOX Cap Annual v4.10 Final | 783 | 7379 | Rate Constraint in MTons | FALSE | L | Annual | Allowances Purchased NOX | Thousand Tons | 0 | 0 | 0 | 0 | 0 | 0 | 0
NSR Hoosier - NOX Cap Annual v4.10 Final | 783 | 7379 | Rate Constraint in MTons | FALSE | L | Annual | Allowances Sold NOX | Thousand Tons | 0 | 0 | 0 | 0 | 0 | 0 | 0
NSR Hoosier - NOX Cap Annual v4.10 Final | 783 | 7379 | Rate Constraint in MTons | FALSE | L | Annual | Allowances Banked | Thousand Tons | 0 | 0 | 0 | 0 | 0 | 0 | 0
NSR Hoosier - NOX Cap Annual v4.10 Final | 783 | 7379 | Rate Constraint in MTons | FALSE | L | Annual | Allowances Withdrawn (1:1) | Thousand Tons | 0 | 0 | 0 | 0 | 0 | 0 | 0
NSR Hoosier - NOX Cap Annual v4.10 Final | 783 | 7379 | Rate Constraint in MTons | FALSE | L | Annual | Allowances Withdrawn (n:1) | Thousand Tons | 0 | 0 | 0 | 0 | 0 | 0 | 0
NSR Hoosier - NOX Cap Annual v4.10 Final | 783 | 7379 | Rate Constraint in MTons | FALSE | L | Annual | Net Emissions Allowance Position | Thousand Tons | 0.4292 | 1.3478 | 2.0664 | 2.0664 | 0 | 0 | 0
NSR Hoosier - NOX Cap Annual v4.10 Final | 783 | 7379 | Rate Constraint in MTons | FALSE | L | Annual | Fuel Consumed | TBtu | 14.339 | 45.029 | 69.0359 | 69.0359 | 0 | 0 | 0
NSR Hoosier - NOX Cap Annual v4.10 Final | 783 | 7379 | Rate Constraint in MTons | FALSE | L | Annual | Rate | lb/MMBtu | 0.059865 | 0.059865 | 0.059865 | 0.059865 | 0 | 0 | 0
NSR Hoosier - NOX Cap Annual v4.10 Final | 783 | 7379 | Rate Constraint in MTons | FALSE | L | Annual | Generation | TWh | 1.3814 | 4.338 | 4.5195 | 4.5195 | 0 | 0 | 0
NSR Hoosier - NOX Cap Annual v4.10 Final | 783 | 7379 | Rate Constraint in MTons | FALSE | L | Annual | Qualifying Generation | TWh | 1.3814 | 4.338 | 4.5195 | 4.5195 | 0 | 0 | 0
NSR Hoosier - NOX Cap Annual v4.10 Final | 783 | 7379 | Rate Constraint in MTons | FALSE | L | Annual | Rate | lb/MWh | 0.6214 | 0.6214 | 0.91445 | 0.91445 | 0 | 0 | 0
NSR Hoosier - NOX Cap Annual v4.10 Final | 783 | 7379 | Rate Constraint in MTons | FALSE | L | Annual | Constraint Shadow Price | US2022$/Ton | 0 | 0 | 0 | 0 | 0 | 0 | 0
NSR Hoosier System - SO2 Cap Annual v4.10 Final | 784 | 7380 | Rate Constraint in MTons | FALSE | L | Annual | Seasons Included | Seasons | Winter, Spring, Summer, Fall | Winter, Spring, Summer, Fall | Winter, Spring, Summer, Fall | Winter, Spring, Summer, Fall | Winter, Spring, Summer, Fall | Winter, Spring, Summer, Fall | Winter, Spring, Summer, Fall
NSR Hoosier System - SO2 Cap Annual v4.10 Final | 784 | 7380 | Rate Constraint in MTons | FALSE | L | Annual | Standard SO2 | Thousand Tons | 18.75 | 18.75 | 18.75 | 18.75 | 18.75 | 18.75 | 18.75
NSR Hoosier System - SO2 Cap Annual v4.10 Final | 784 | 7380 | Rate Constraint in MTons | FALSE | L | Annual | Emissions at Affected Plants SO2 | Thousand Tons | 0.63521 | 2.3458 | 3.3053 | 3.6695 | 0 | 0 | 0
NSR Hoosier System - SO2 Cap Annual v4.10 Final | 784 | 7380 | Rate Constraint in MTons | FALSE | L | Annual | Allowances Purchased SO2 | Thousand Tons | 0 | 0 | 0 | 0 | 0 | 0 | 0
NSR Hoosier System - SO2 Cap Annual v4.10 Final | 784 | 7380 | Rate Constraint in MTons | FALSE | L | Annual | Allowances Sold SO2 | Thousand Tons | 0 | 0 | 0 | 0 | 0 | 0 | 0
NSR Hoosier System - SO2 Cap Annual v4.10 Final | 784 | 7380 | Rate Constraint in MTons | FALSE | L | Annual | Allowances Banked | Thousand Tons | 0 | 0 | 0 | 0 | 0 | 0 | 0
NSR Hoosier System - SO2 Cap Annual v4.10 Final | 784 | 7380 | Rate Constraint in MTons | FALSE | L | Annual | Allowances Withdrawn (1:1) | Thousand Tons | 0 | 0 | 0 | 0 | 0 | 0 | 0
NSR Hoosier System - SO2 Cap Annual v4.10 Final | 784 | 7380 | Rate Constraint in MTons | FALSE | L | Annual | Allowances Withdrawn (n:1) | Thousand Tons | 0 | 0 | 0 | 0 | 0 | 0 | 0
NSR Hoosier System - SO2 Cap Annual v4.10 Final | 784 | 7380 | Rate Constraint in MTons | FALSE | L | Annual | Net Emissions Allowance Position | Thousand Tons | 0.63521 | 2.3458 | 3.3053 | 3.6695 | 0 | 0 | 0
NSR Hoosier System - SO2 Cap Annual v4.10 Final | 784 | 7380 | Rate Constraint in MTons | FALSE | L | Annual | Fuel Consumed | TBtu | 14.339 | 45.029 | 69.0359 | 69.0359 | 0 | 0 | 0
NSR Hoosier System - SO2 Cap Annual v4.10 Final | 784 | 7380 | Rate Constraint in MTons | FALSE | L | Annual | Rate | lb/MMBtu | 0.088598 | 0.10419 | 0.095756 | 0.10631 | 0 | 0 | 0
NSR Hoosier System - SO2 Cap Annual v4.10 Final | 784 | 7380 | Rate Constraint in MTons | FALSE | L | Annual | Generation | TWh | 1.3814 | 4.338 | 4.5195 | 4.5195 | 0 | 0 | 0
NSR Hoosier System - SO2 Cap Annual v4.10 Final | 784 | 7380 | Rate Constraint in MTons | FALSE | L | Annual | Qualifying Generation | TWh | 1.3814 | 4.338 | 4.5195 | 4.5195 | 0 | 0 | 0
NSR Hoosier System - SO2 Cap Annual v4.10 Final | 784 | 7380 | Rate Constraint in MTons | FALSE | L | Annual | Rate | lb/MWh | 0.91965 | 1.0815 | 1.4627 | 1.6238 | 0 | 0 | 0
NSR Hoosier System - SO2 Cap Annual v4.10 Final | 784 | 7380 | Rate Constraint in MTons | FALSE | L | Annual | Constraint Shadow Price | US2022$/Ton | 0 | 0 | 0 | 0 | 0 | 0 | 0
NSR Interstate System-Wide NOX Cap v5.16 | 785 | 7515 | Rate Constraint in MTons | FALSE | L | Annual | Seasons Included | Seasons | Winter, Spring, Summer, Fall | Winter, Spring, Summer, Fall | Winter, Spring, Summer, Fall | Winter, Spring, Summer, Fall | Winter, Spring, Summer, Fall | Winter, Spring, Summer, Fall | Winter, Spring, Summer, Fall
NSR Interstate System-Wide NOX Cap v5.16 | 785 | 7515 | Rate Constraint in MTons | FALSE | L | Annual | Standard NOX | Thousand Tons | 6.8 | 6.8 | 6.8 | 6.8 | 6.8 | 6.8 | 6.8
NSR Interstate System-Wide NOX Cap v5.16 | 785 | 7515 | Rate Constraint in MTons | FALSE | L | Annual | Emissions at Affected Plants NOX | Thousand Tons | 1.8456 | 2.232 | 0 | 0 | 0 | 0 | 0
NSR Interstate System-Wide NOX Cap v5.16 | 785 | 7515 | Rate Constraint in MTons | FALSE | L | Annual | Allowances Purchased NOX | Thousand Tons | 0 | 0 | 0 | 0 | 0 | 0 | 0
NSR Interstate System-Wide NOX Cap v5.16 | 785 | 7515 | Rate Constraint in MTons | FALSE | L | Annual | Allowances Sold NOX | Thousand Tons | 0 | 0 | 0 | 0 | 0 | 0 | 0
NSR Interstate System-Wide NOX Cap v5.16 | 785 | 7515 | Rate Constraint in MTons | FALSE | L | Annual | Allowances Banked | Thousand Tons | 0 | 0 | 0 | 0 | 0 | 0 | 0
NSR Interstate System-Wide NOX Cap v5.16 | 785 | 7515 | Rate Constraint in MTons | FALSE | L | Annual | Allowances Withdrawn (1:1) | Thousand Tons | 0 | 0 | 0 | 0 | 0 | 0 | 0
NSR Interstate System-Wide NOX Cap v5.16 | 785 | 7515 | Rate Constraint in MTons | FALSE | L | Annual | Allowances Withdrawn (n:1) | Thousand Tons | 0 | 0 | 0 | 0 | 0 | 0 | 0
NSR Interstate System-Wide NOX Cap v5.16 | 785 | 7515 | Rate Constraint in MTons | FALSE | L | Annual | Net Emissions Allowance Position | Thousand Tons | 1.8456 | 2.232 | 0 | 0 | 0 | 0 | 0
NSR Interstate System-Wide NOX Cap v5.16 | 785 | 7515 | Rate Constraint in MTons | FALSE | L | Annual | Fuel Consumed | TBtu | 44.2833 | 53.1554 | 0 | 0 | 0 | 0 | 0
NSR Interstate System-Wide NOX Cap v5.16 | 785 | 7515 | Rate Constraint in MTons | FALSE | L | Annual | Rate | lb/MMBtu | 0.083353 | 0.083979 | 0 | 0 | 0 | 0 | 0
NSR Interstate System-Wide NOX Cap v5.16 | 785 | 7515 | Rate Constraint in MTons | FALSE | L | Annual | Generation | TWh | 4.2785 | 5.1374 | 0 | 0 | 0 | 0 | 0
NSR Interstate System-Wide NOX Cap v5.16 | 785 | 7515 | Rate Constraint in MTons | FALSE | L | Annual | Qualifying Generation | TWh | 4.2785 | 5.1374 | 0 | 0 | 0 | 0 | 0
NSR Interstate System-Wide NOX Cap v5.16 | 785 | 7515 | Rate Constraint in MTons | FALSE | L | Annual | Rate | lb/MWh | 0.86272 | 0.86891 | 0 | 0 | 0 | 0 | 0
NSR Interstate System-Wide NOX Cap v5.16 | 785 | 7515 | Rate Constraint in MTons | FALSE | L | Annual | Constraint Shadow Price | US2022$/Ton | 0 | 0 | 0 | 0 | 0 | 0 | 0
NSR Interstate System-Wide SO2 Cap v5.16 | 786 | 7514 | Rate Constraint in MTons | FALSE | L | Annual | Seasons Included | Seasons | Winter, Spring, Summer, Fall | Winter, Spring, Summer, Fall | Winter, Spring, Summer, Fall | Winter, Spring, Summer, Fall | Winter, Spring, Summer, Fall | Winter, Spring, Summer, Fall | Winter, Spring, Summer, Fall
NSR Interstate System-Wide SO2 Cap v5.16 | 786 | 7514 | Rate Constraint in MTons | FALSE | L | Annual | Standard SO2 | Thousand Tons | 3.25 | 3.25 | 3.25 | 3.25 | 3.25 | 3.25 | 3.25
NSR Interstate System-Wide SO2 Cap v5.16 | 786 | 7514 | Rate Constraint in MTons | FALSE | L | Annual | Emissions at Affected Plants SO2 | Thousand Tons | 1.6064 | 1.9162 | 0 | 0 | 0 | 0 | 0
NSR Interstate System-Wide SO2 Cap v5.16 | 786 | 7514 | Rate Constraint in MTons | FALSE | L | Annual | Allowances Purchased SO2 | Thousand Tons | 0 | 0 | 0 | 0 | 0 | 0 | 0
NSR Interstate System-Wide SO2 Cap v5.16 | 786 | 7514 | Rate Constraint in MTons | FALSE | L | Annual | Allowances Sold SO2 | Thousand Tons | 0 | 0 | 0 | 0 | 0 | 0 | 0
NSR Interstate System-Wide SO2 Cap v5.16 | 786 | 7514 | Rate Constraint in MTons | FALSE | L | Annual | Allowances Banked | Thousand Tons | 0 | 0 | 0 | 0 | 0 | 0 | 0
NSR Interstate System-Wide SO2 Cap v5.16 | 786 | 7514 | Rate Constraint in MTons | FALSE | L | Annual | Allowances Withdrawn (1:1) | Thousand Tons | 0 | 0 | 0 | 0 | 0 | 0 | 0
NSR Interstate System-Wide SO2 Cap v5.16 | 786 | 7514 | Rate Constraint in MTons | FALSE | L | Annual | Allowances Withdrawn (n:1) | Thousand Tons | 0 | 0 | 0 | 0 | 0 | 0 | 0
NSR Interstate System-Wide SO2 Cap v5.16 | 786 | 7514 | Rate Constraint in MTons | FALSE | L | Annual | Net Emissions Allowance Position | Thousand Tons | 1.6064 | 1.9162 | 0 | 0 | 0 | 0 | 0
NSR Interstate System-Wide SO2 Cap v5.16 | 786 | 7514 | Rate Constraint in MTons | FALSE | L | Annual | Fuel Consumed | TBtu | 44.2833 | 53.1554 | 0 | 0 | 0 | 0 | 0
NSR Interstate System-Wide SO2 Cap v5.16 | 786 | 7514 | Rate Constraint in MTons | FALSE | L | Annual | Rate | lb/MMBtu | 0.072552 | 0.072097 | 0 | 0 | 0 | 0 | 0
NSR Interstate System-Wide SO2 Cap v5.16 | 786 | 7514 | Rate Constraint in MTons | FALSE | L | Annual | Generation | TWh | 4.2785 | 5.1374 | 0 | 0 | 0 | 0 | 0
NSR Interstate System-Wide SO2 Cap v5.16 | 786 | 7514 | Rate Constraint in MTons | FALSE | L | Annual | Qualifying Generation | TWh | 4.2785 | 5.1374 | 0 | 0 | 0 | 0 | 0
NSR Interstate System-Wide SO2 Cap v5.16 | 786 | 7514 | Rate Constraint in MTons | FALSE | L | Annual | Rate | lb/MWh | 0.75093 | 0.74597 | 0 | 0 | 0 | 0 | 0
NSR Interstate System-Wide SO2 Cap v5.16 | 786 | 7514 | Rate Constraint in MTons | FALSE | L | Annual | Constraint Shadow Price | US2022$/Ton | 0 | 0 | 0 | 0 | 0 | 0 | 0
NSR J P Madgett 1 - NOx Rate Annual v5.13 | 788 | 7466 | Rate Constraint in lbs/MMBtu | FALSE | L | Annual | Seasons Included | Seasons | Winter, Spring, Summer, Fall | Winter, Spring, Summer, Fall | Winter, Spring, Summer, Fall | Winter, Spring, Summer, Fall | Winter, Spring, Summer, Fall | Winter, Spring, Summer, Fall | Winter, Spring, Summer, Fall
NSR J P Madgett 1 - NOx Rate Annual v5.13 | 788 | 7466 | Rate Constraint in lbs/MMBtu | FALSE | L | Annual | Standard NOX | lb/MMBtu | 0.08 | 0.08 | 0.08 | 0.08 | 0.08 | 0.08 | 0.08
NSR J P Madgett 1 - NOx Rate Annual v5.13 | 788 | 7466 | Rate Constraint in lbs/MMBtu | FALSE | L | Annual | Emissions at Affected Plants NOX | Thousand Tons | 0.49365 | 0.6899 | 0 | 0 | 0 | 0 | 0
NSR J P Madgett 1 - NOx Rate Annual v5.13 | 788 | 7466 | Rate Constraint in lbs/MMBtu | FALSE | L | Annual | Allowances Purchased NOX | Thousand Tons | 0 | 0 | 0 | 0 | 0 | 0 | 0
NSR J P Madgett 1 - NOx Rate Annual v5.13 | 788 | 7466 | Rate Constraint in lbs/MMBtu | FALSE | L | Annual | Allowances Sold NOX | Thousand Tons | 0 | 0 | 0 | 0 | 0 | 0 | 0
NSR J P Madgett 1 - NOx Rate Annual v5.13 | 788 | 7466 | Rate Constraint in lbs/MMBtu | FALSE | L | Annual | Allowances Banked | Thousand Tons | 0 | 0 | 0 | 0 | 0 | 0 | 0
NSR J P Madgett 1 - NOx Rate Annual v5.13 | 788 | 7466 | Rate Constraint in lbs/MMBtu | FALSE | L | Annual | Allowances Withdrawn (1:1) | Thousand Tons | 0 | 0 | 0 | 0 | 0 | 0 | 0
NSR J P Madgett 1 - NOx Rate Annual v5.13 | 788 | 7466 | Rate Constraint in lbs/MMBtu | FALSE | L | Annual | Allowances Withdrawn (n:1) | Thousand Tons | 0 | 0 | 0 | 0 | 0 | 0 | 0
NSR J P Madgett 1 - NOx Rate Annual v5.13 | 788 | 7466 | Rate Constraint in lbs/MMBtu | FALSE | L | Annual | Net Emissions Allowance Position | Thousand Tons | 0.49365 | 0.6899 | 0 | 0 | 0 | 0 | 0
NSR J P Madgett 1 - NOx Rate Annual v5.13 | 788 | 7466 | Rate Constraint in lbs/MMBtu | FALSE | L | Annual | Fuel Consumed | TBtu | 12.9942 | 18.1599 | 0 | 0 | 0 | 0 | 0
NSR J P Madgett 1 - NOx Rate Annual v5.13 | 788 | 7466 | Rate Constraint in lbs/MMBtu | FALSE | L | Annual | Rate | lb/MMBtu | 0.07598 | 0.07598 | 0 | 0 | 0 | 0 | 0
NSR J P Madgett 1 - NOx Rate Annual v5.13 | 788 | 7466 | Rate Constraint in lbs/MMBtu | FALSE | L | Annual | Generation | TWh | 1.156 | 1.6155 | 0 | 0 | 0 | 0 | 0
NSR J P Madgett 1 - NOx Rate Annual v5.13 | 788 | 7466 | Rate Constraint in lbs/MMBtu | FALSE | L | Annual | Qualifying Generation | TWh | 1.156 | 1.6155 | 0 | 0 | 0 | 0 | 0
NSR J P Madgett 1 - NOx Rate Annual v5.13 | 788 | 7466 | Rate Constraint in lbs/MMBtu | FALSE | L | Annual | Rate | lb/MWh | 0.85409 | 0.85409 | 0 | 0 | 0 | 0 | 0
NSR J P Madgett 1 - NOx Rate Annual v5.13 | 788 | 7466 | Rate Constraint in lbs/MMBtu | FALSE | L | Annual | Constraint Shadow Price | US2022$/Ton | 0 | 0 | 0 | 0 | 0 | 0 | 0
NSR J P Madgett 1 - SO2 Rate Annual v5.13 | 789 | 7464 | Rate Constraint in lbs/MMBtu | FALSE | L | Annual | Seasons Included | Seasons | Winter, Spring, Summer, Fall | Winter, Spring, Summer, Fall | Winter, Spring, Summer, Fall | Winter, Spring, Summer, Fall | Winter, Spring, Summer, Fall | Winter, Spring, Summer, Fall | Winter, Spring, Summer, Fall
NSR J P Madgett 1 - SO2 Rate Annual v5.13 | 789 | 7464 | Rate Constraint in lbs/MMBtu | FALSE | L | Annual | Standard SO2 | lb/MMBtu | 0.09 | 0.09 | 0.09 | 0.09 | 0.09 | 0.09 | 0.09
NSR J P Madgett 1 - SO2 Rate Annual v5.13 | 789 | 7464 | Rate Constraint in lbs/MMBtu | FALSE | L | Annual | Emissions at Affected Plants SO2 | Thousand Tons | 0.44116 | 0.61654 | 0 | 0 | 0 | 0 | 0
NSR J P Madgett 1 - SO2 Rate Annual v5.13 | 789 | 7464 | Rate Constraint in lbs/MMBtu | FALSE | L | Annual | Allowances Purchased SO2 | Thousand Tons | 0 | 0 | 0 | 0 | 0 | 0 | 0
NSR J P Madgett 1 - SO2 Rate Annual v5.13 | 789 | 7464 | Rate Constraint in lbs/MMBtu | FALSE | L | Annual | Allowances Sold SO2 | Thousand Tons | 0 | 0 | 0 | 0 | 0 | 0 | 0
NSR J P Madgett 1 - SO2 Rate Annual v5.13 | 789 | 7464 | Rate Constraint in lbs/MMBtu | FALSE | L | Annual | Allowances Banked | Thousand Tons | 0 | 0 | 0 | 0 | 0 | 0 | 0
NSR J P Madgett 1 - SO2 Rate Annual v5.13 | 789 | 7464 | Rate Constraint in lbs/MMBtu | FALSE | L | Annual | Allowances Withdrawn (1:1) | Thousand Tons | 0 | 0 | 0 | 0 | 0 | 0 | 0
NSR J P Madgett 1 - SO2 Rate Annual v5.13 | 789 | 7464 | Rate Constraint in lbs/MMBtu | FALSE | L | Annual | Allowances Withdrawn (n:1) | Thousand Tons | 0 | 0 | 0 | 0 | 0 | 0 | 0
NSR J P Madgett 1 - SO2 Rate Annual v5.13 | 789 | 7464 | Rate Constraint in lbs/MMBtu | FALSE | L | Annual | Net Emissions Allowance Position | Thousand Tons | 0.44116 | 0.61654 | 0 | 0 | 0 | 0 | 0
NSR J P Madgett 1 - SO2 Rate Annual v5.13 | 789 | 7464 | Rate Constraint in lbs/MMBtu | FALSE | L | Annual | Fuel Consumed | TBtu | 12.9942 | 18.1599 | 0 | 0 | 0 | 0 | 0
NSR J P Madgett 1 - SO2 Rate Annual v5.13 | 789 | 7464 | Rate Constraint in lbs/MMBtu | FALSE | L | Annual | Rate | lb/MMBtu | 0.067901 | 0.067901 | 0 | 0 | 0 | 0 | 0
NSR J P Madgett 1 - SO2 Rate Annual v5.13 | 789 | 7464 | Rate Constraint in lbs/MMBtu | FALSE | L | Annual | Generation | TWh | 1.156 | 1.6155 | 0 | 0 | 0 | 0 | 0
NSR J P Madgett 1 - SO2 Rate Annual v5.13 | 789 | 7464 | Rate Constraint in lbs/MMBtu | FALSE | L | Annual | Qualifying Generation | TWh | 1.156 | 1.6155 | 0 | 0 | 0 | 0 | 0
NSR J P Madgett 1 - SO2 Rate Annual v5.13 | 789 | 7464 | Rate Constraint in lbs/MMBtu | FALSE | L | Annual | Rate | lb/MWh | 0.76328 | 0.76328 | 0 | 0 | 0 | 0 | 0
NSR J P Madgett 1 - SO2 Rate Annual v5.13 | 789 | 7464 | Rate Constraint in lbs/MMBtu | FALSE | L | Annual | Constraint Shadow Price | US2022$/Ton | 0 | 0 | 0 | 0 | 0 | 0 | 410.2092
NSR James Miller 3,4 - NOX Rate Annual v3.1, Unit 2509 and retrofits | 790 | 7422 | Rate Constraint in lbs/MMBtu | FALSE | L | Annual | Seasons Included | Seasons | Winter, Spring, Summer, Fall | Winter, Spring, Summer, Fall | Winter, Spring, Summer, Fall | Winter, Spring, Summer, Fall | Winter, Spring, Summer, Fall | Winter, Spring, Summer, Fall | Winter, Spring, Summer, Fall
NSR James Miller 3,4 - NOX Rate Annual v3.1, Unit 2509 and retrofits | 790 | 7422 | Rate Constraint in lbs/MMBtu | FALSE | L | Annual | Standard NOX | lb/MMBtu | 0.1 | 0.1 | 0.1 | 0.1 | 0.1 | 0.1 | 0.1
NSR James Miller 3,4 - NOX Rate Annual v3.1, Unit 2509 and retrofits | 790 | 7422 | Rate Constraint in lbs/MMBtu | FALSE | L | Annual | Emissions at Affected Plants NOX | Thousand Tons | 1.6068 | 1.734 | 1.8595 | 1.8595 | 0 | 0 | 0
NSR James Miller 3,4 - NOX Rate Annual v3.1, Unit 2509 and retrofits | 790 | 7422 | Rate Constraint in lbs/MMBtu | FALSE | L | Annual | Allowances Purchased NOX | Thousand Tons | 0 | 0 | 0 | 0 | 0 | 0 | 0
NSR James Miller 3,4 - NOX Rate Annual v3.1, Unit 2509 and retrofits | 790 | 7422 | Rate Constraint in lbs/MMBtu | FALSE | L | Annual | Allowances Sold NOX | Thousand Tons | 0 | 0 | 0 | 0 | 0 | 0 | 0
NSR James Miller 3,4 - NOX Rate Annual v3.1, Unit 2509 and retrofits | 790 | 7422 | Rate Constraint in lbs/MMBtu | FALSE | L | Annual | Allowances Banked | Thousand Tons | 0 | 0 | 0 | 0 | 0 | 0 | 0
NSR James Miller 3,4 - NOX Rate Annual v3.1, Unit 2509 and retrofits | 790 | 7422 | Rate Constraint in lbs/MMBtu | FALSE | L | Annual | Allowances Withdrawn (1:1) | Thousand Tons | 0 | 0 | 0 | 0 | 0 | 0 | 0
NSR James Miller 3,4 - NOX Rate Annual v3.1, Unit 2509 and retrofits | 790 | 7422 | Rate Constraint in lbs/MMBtu | FALSE | L | Annual | Allowances Withdrawn (n:1) | Thousand Tons | 0 | 0 | 0 | 0 | 0 | 0 | 0
NSR James Miller 3,4 - NOX Rate Annual v3.1, Unit 2509 and retrofits | 790 | 7422 | Rate Constraint in lbs/MMBtu | FALSE | L | Annual | Net Emissions Allowance Position | Thousand Tons | 1.6068 | 1.734 | 1.8595 | 1.8595 | 0 | 0 | 0
NSR James Miller 3,4 - NOX Rate Annual v3.1, Unit 2509 and retrofits | 790 | 7422 | Rate Constraint in lbs/MMBtu | FALSE | L | Annual | Fuel Consumed | TBtu | 41.4507 | 44.73 | 47.9692 | 47.9692 | 0 | 0 | 0
NSR James Miller 3,4 - NOX Rate Annual v3.1, Unit 2509 and retrofits | 790 | 7422 | Rate Constraint in lbs/MMBtu | FALSE | L | Annual | Rate | lb/MMBtu | 0.07753 | 0.07753 | 0.07753 | 0.07753 | 0 | 0 | 0
NSR James Miller 3,4 - NOX Rate Annual v3.1, Unit 2509 and retrofits | 790 | 7422 | Rate Constraint in lbs/MMBtu | FALSE | L | Annual | Generation | TWh | 4.1447 | 4.4726 | 3.2657 | 3.2657 | 0 | 0 | 0
NSR James Miller 3,4 - NOX Rate Annual v3.1, Unit 2509 and retrofits | 790 | 7422 | Rate Constraint in lbs/MMBtu | FALSE | L | Annual | Qualifying Generation | TWh | 4.1447 | 4.4726 | 3.2657 | 3.2657 | 0 | 0 | 0
NSR James Miller 3,4 - NOX Rate Annual v3.1, Unit 2509 and retrofits | 790 | 7422 | Rate Constraint in lbs/MMBtu | FALSE | L | Annual | Rate | lb/MWh | 0.77538 | 0.77538 | 1.1388 | 1.1388 | 0 | 0 | 0
NSR James Miller 3,4 - NOX Rate Annual v3.1, Unit 2509 and retrofits | 790 | 7422 | Rate Constraint in lbs/MMBtu | FALSE | L | Annual | Constraint Shadow Price | US2022$/Ton | 0 | 0 | 0 | 0 | 0 | 0 | 0
NSR James Miller 3,4 - NOX Rate Annual v3.1, Unit 2510 and retrofits | 791 | 7422 | Rate Constraint in lbs/MMBtu | FALSE | L | Annual | Seasons Included | Seasons | Winter, Spring, Summer, Fall | Winter, Spring, Summer, Fall | Winter, Spring, Summer, Fall | Winter, Spring, Summer, Fall | Winter, Spring, Summer, Fall | Winter, Spring, Summer, Fall | Winter, Spring, Summer, Fall
NSR James Miller 3,4 - NOX Rate Annual v3.1, Unit 2510 and retrofits | 791 | 7422 | Rate Constraint in lbs/MMBtu | FALSE | L | Annual | Standard NOX | lb/MMBtu | 0.1 | 0.1 | 0.1 | 0.1 | 0.1 | 0.1 | 0.1
NSR James Miller 3,4 - NOX Rate Annual v3.1, Unit 2510 and retrofits | 791 | 7422 | Rate Constraint in lbs/MMBtu | FALSE | L | Annual | Emissions at Affected Plants NOX | Thousand Tons | 1.389 | 1.5147 | 1.6009 | 1.6009 | 0 | 0 | 0
NSR James Miller 3,4 - NOX Rate Annual v3.1, Unit 2510 and retrofits | 791 | 7422 | Rate Constraint in lbs/MMBtu | FALSE | L | Annual | Allowances Purchased NOX | Thousand Tons | 0 | 0 | 0 | 0 | 0 | 0 | 0
NSR James Miller 3,4 - NOX Rate Annual v3.1, Unit 2510 and retrofits | 791 | 7422 | Rate Constraint in lbs/MMBtu | FALSE | L | Annual | Allowances Sold NOX | Thousand Tons | 0 | 0 | 0 | 0 | 0 | 0 | 0
NSR James Miller 3,4 - NOX Rate Annual v3.1, Unit 2510 and retrofits | 791 | 7422 | Rate Constraint in lbs/MMBtu | FALSE | L | Annual | Allowances Banked | Thousand Tons | 0 | 0 | 0 | 0 | 0 | 0 | 0
NSR James Miller 3,4 - NOX Rate Annual v3.1, Unit 2510 and retrofits | 791 | 7422 | Rate Constraint in lbs/MMBtu | FALSE | L | Annual | Allowances Withdrawn (1:1) | Thousand Tons | 0 | 0 | 0 | 0 | 0 | 0 | 0
NSR James Miller 3,4 - NOX Rate Annual v3.1, Unit 2510 and retrofits | 791 | 7422 | Rate Constraint in lbs/MMBtu | FALSE | L | Annual | Allowances Withdrawn (n:1) | Thousand Tons | 0 | 0 | 0 | 0 | 0 | 0 | 0
NSR James Miller 3,4 - NOX Rate Annual v3.1, Unit 2510 and retrofits | 791 | 7422 | Rate Constraint in lbs/MMBtu | FALSE | L | Annual | Net Emissions Allowance Position | Thousand Tons | 1.389 | 1.5147 | 1.6009 | 1.6009 | 0 | 0 | 0
NSR James Miller 3,4 - NOX Rate Annual v3.1, Unit 2510 and retrofits | 791 | 7422 | Rate Constraint in lbs/MMBtu | FALSE | L | Annual | Fuel Consumed | TBtu | 42.321 | 46.1505 | 48.7794 | 48.7794 | 0 | 0 | 0
NSR James Miller 3,4 - NOX Rate Annual v3.1, Unit 2510 and retrofits | 791 | 7422 | Rate Constraint in lbs/MMBtu | FALSE | L | Annual | Rate | lb/MMBtu | 0.06564 | 0.06564 | 0.06564 | 0.06564 | 0 | 0 | 0
NSR James Miller 3,4 - NOX Rate Annual v3.1, Unit 2510 and retrofits | 791 | 7422 | Rate Constraint in lbs/MMBtu | FALSE | L | Annual | Generation | TWh | 4.2274 | 4.61 | 3.3157 | 3.3157 | 0 | 0 | 0
NSR James Miller 3,4 - NOX Rate Annual v3.1, Unit 2510 and retrofits | 791 | 7422 | Rate Constraint in lbs/MMBtu | FALSE | L | Annual | Qualifying Generation | TWh | 4.2274 | 4.61 | 3.3157 | 3.3157 | 0 | 0 | 0
NSR James Miller 3,4 - NOX Rate Annual v3.1, Unit 2510 and retrofits | 791 | 7422 | Rate Constraint in lbs/MMBtu | FALSE | L | Annual | Rate | lb/MWh | 0.65712 | 0.65712 | 0.96566 | 0.96566 | 0 | 0 | 0
NSR James Miller 3,4 - NOX Rate Annual v3.1, Unit 2510 and retrofits | 791 | 7422 | Rate Constraint in lbs/MMBtu | FALSE | L | Annual | Constraint Shadow Price | US2022$/Ton | 0 | 0 | 0 | 0 | 0 | 0 | 0
NSR KU Brown Unit 3 - SO2 Cap Annual v3.1 | 792 | 7383 | Rate Constraint in MTons | FALSE | L | Annual | Seasons Included | Seasons | Winter, Spring, Summer, Fall | Winter, Spring, Summer, Fall | Winter, Spring, Summer, Fall | Winter, Spring, Summer, Fall | Winter, Spring, Summer, Fall | Winter, Spring, Summer, Fall | Winter, Spring, Summer, Fall
NSR KU Brown Unit 3 - SO2 Cap Annual v3.1 | 792 | 7383 | Rate Constraint in MTons | FALSE | L | Annual | Standard SO2 | Thousand Tons | 2.3 | 2.3 | 2.3 | 2.3 | 2.3 | 2.3 | 2.3
NSR KU Brown Unit 3 - SO2 Cap Annual v3.1 | 792 | 7383 | Rate Constraint in MTons | FALSE | L | Annual | Emissions at Affected Plants SO2 | Thousand Tons | 0 | 0 | 0 | 0 | 0 | 0 | 0
NSR KU Brown Unit 3 - SO2 Cap Annual v3.1 | 792 | 7383 | Rate Constraint in MTons | FALSE | L | Annual | Allowances Purchased SO2 | Thousand Tons | 0 | 0 | 0 | 0 | 0 | 0 | 0
NSR KU Brown Unit 3 - SO2 Cap Annual v3.1 | 792 | 7383 | Rate Constraint in MTons | FALSE | L | Annual | Allowances Sold SO2 | Thousand Tons | 0 | 0 | 0 | 0 | 0 | 0 | 0
NSR KU Brown Unit 3 - SO2 Cap Annual v3.1 | 792 | 7383 | Rate Constraint in MTons | FALSE | L | Annual | Allowances Banked | Thousand Tons | 0 | 0 | 0 | 0 | 0 | 0 | 0
NSR KU Brown Unit 3 - SO2 Cap Annual v3.1 | 792 | 7383 | Rate Constraint in MTons | FALSE | L | Annual | Allowances Withdrawn (1:1) | Thousand Tons | 0 | 0 | 0 | 0 | 0 | 0 | 0
NSR KU Brown Unit 3 - SO2 Cap Annual v3.1 | 792 | 7383 | Rate Constraint in MTons | FALSE | L | Annual | Allowances Withdrawn (n:1) | Thousand Tons | 0 | 0 | 0 | 0 | 0 | 0 | 0
NSR KU Brown Unit 3 - SO2 Cap Annual v3.1 | 792 | 7383 | Rate Constraint in MTons | FALSE | L | Annual | Net Emissions Allowance Position | Thousand Tons | 0 | 0 | 0 | 0 | 0 | 0 | 0
NSR KU Brown Unit 3 - SO2 Cap Annual v3.1 | 792 | 7383 | Rate Constraint in MTons | FALSE | L | Annual | Fuel Consumed | TBtu | 0 | 0 | 0 | 0 | 0 | 0 | 0
NSR KU Brown Unit 3 - SO2 Cap Annual v3.1 | 792 | 7383 | Rate Constraint in MTons | FALSE | L | Annual | Rate | lb/MMBtu | 0 | 0 | 0 | 0 | 0 | 0 | 0
NSR KU Brown Unit 3 - SO2 Cap Annual v3.1 | 792 | 7383 | Rate Constraint in MTons | FALSE | L | Annual | Generation | TWh | 0 | 0 | 0 | 0 | 0 | 0 | 0
NSR KU Brown Unit 3 - SO2 Cap Annual v3.1 | 792 | 7383 | Rate Constraint in MTons | FALSE | L | Annual | Qualifying Generation | TWh | 0 | 0 | 0 | 0 | 0 | 0 | 0
NSR KU Brown Unit 3 - SO2 Cap Annual v3.1 | 792 | 7383 | Rate Constraint in MTons | FALSE | L | Annual | Rate | lb/MWh | 0 | 0 | 0 | 0 | 0 | 0 | 0
NSR KU Brown Unit 3 - SO2 Cap Annual v3.1 | 792 | 7383 | Rate Constraint in MTons | FALSE | L | Annual | Constraint Shadow Price | US2022$/Ton | 0 | 0 | 0 | 0 | 0 | 0 | 0
NSR KU Brown Unit 3 - SO2 Rate Annual v3.1 | 793 | 7384 | Rate Constraint in lbs/MMBtu | FALSE | L | Annual | Seasons Included | Seasons | Winter, Spring, Summer, Fall | Winter, Spring, Summer, Fall | Winter, Spring, Summer, Fall | Winter, Spring, Summer, Fall | Winter, Spring, Summer, Fall | Winter, Spring, Summer, Fall | Winter, Spring, Summer, Fall
NSR KU Brown Unit 3 - SO2 Rate Annual v3.1 | 793 | 7384 | Rate Constraint in lbs/MMBtu | FALSE | L | Annual | Standard SO2 | lb/MMBtu | 0.1 | 0.1 | 0.1 | 0.1 | 0.1 | 0.1 | 0.1
NSR KU Brown Unit 3 - SO2 Rate Annual v3.1 | 793 | 7384 | Rate Constraint in lbs/MMBtu | FALSE | L | Annual | Emissions at Affected Plants SO2 | Thousand Tons | 0 | 0 | 0 | 0 | 0 | 0 | 0
NSR KU Brown Unit 3 - SO2 Rate Annual v3.1 | 793 | 7384 | Rate Constraint in lbs/MMBtu | FALSE | L | Annual | Allowances Purchased SO2 | Thousand Tons | 0 | 0 | 0 | 0 | 0 | 0 | 0
NSR KU Brown Unit 3 - SO2 Rate Annual v3.1 | 793 | 7384 | Rate Constraint in lbs/MMBtu | FALSE | L | Annual | Allowances Sold SO2 | Thousand Tons | 0 | 0 | 0 | 0 | 0 | 0 | 0
NSR KU Brown Unit 3 - SO2 Rate Annual v3.1 | 793 | 7384 | Rate Constraint in lbs/MMBtu | FALSE | L | Annual | Allowances Banked | Thousand Tons | 0 | 0 | 0 | 0 | 0 | 0 | 0
NSR KU Brown Unit 3 - SO2 Rate Annual v3.1 | 793 | 7384 | Rate Constraint in lbs/MMBtu | FALSE | L | Annual | Allowances Withdrawn (1:1) | Thousand Tons | 0 | 0 | 0 | 0 | 0 | 0 | 0
NSR KU Brown Unit 3 - SO2 Rate Annual v3.1 | 793 | 7384 | Rate Constraint in lbs/MMBtu | FALSE | L | Annual | Allowances Withdrawn (n:1) | Thousand Tons | 0 | 0 | 0 | 0 | 0 | 0 | 0
NSR KU Brown Unit 3 - SO2 Rate Annual v3.1 | 793 | 7384 | Rate Constraint in lbs/MMBtu | FALSE | L | Annual | Net Emissions Allowance Position | Thousand Tons | 0 | 0 | 0 | 0 | 0 | 0 | 0
NSR KU Brown Unit 3 - SO2 Rate Annual v3.1 | 793 | 7384 | Rate Constraint in lbs/MMBtu | FALSE | L | Annual | Fuel Consumed | TBtu | 0 | 0 | 0 | 0 | 0 | 0 | 0
NSR KU Brown Unit 3 - SO2 Rate Annual v3.1 | 793 | 7384 | Rate Constraint in lbs/MMBtu | FALSE | L | Annual | Rate | lb/MMBtu | 0 | 0 | 0 | 0 | 0 | 0 | 0
NSR KU Brown Unit 3 - SO2 Rate Annual v3.1 | 793 | 7384 | Rate Constraint in lbs/MMBtu | FALSE | L | Annual | Generation | TWh | 0 | 0 | 0 | 0 | 0 | 0 | 0
NSR KU Brown Unit 3 - SO2 Rate Annual v3.1 | 793 | 7384 | Rate Constraint in lbs/MMBtu | FALSE | L | Annual | Qualifying Generation | TWh | 0 | 0 | 0 | 0 | 0 | 0 | 0
NSR KU Brown Unit 3 - SO2 Rate Annual v3.1 | 793 | 7384 | Rate Constraint in lbs/MMBtu | FALSE | L | Annual | Rate | lb/MWh | 0 | 0 | 0 | 0 | 0 | 0 | 0
NSR KU Brown Unit 3 - SO2 Rate Annual v3.1 | 793 | 7384 | Rate Constraint in lbs/MMBtu | FALSE | L | Annual | Constraint Shadow Price | US2022$/Ton | 0 | 0 | 0 | 0 | 0 | 0 | 0
NSR Laskin 1,2 - NOX Rate Annual v5.14 | 794 | 7491 | Rate Constraint in lbs/MMBtu | FALSE | L | Annual | Seasons Included | Seasons | Winter, Spring, Summer, Fall | Winter, Spring, Summer, Fall | Winter, Spring, Summer, Fall | Winter, Spring, Summer, Fall | Winter, Spring, Summer, Fall | Winter, Spring, Summer, Fall | Winter, Spring, Summer, Fall
NSR Laskin 1,2 - NOX Rate Annual v5.14 | 794 | 7491 | Rate Constraint in lbs/MMBtu | FALSE | L | Annual | Standard NOX | lb/MMBtu | 0.19 | 0.19 | 0.19 | 0.19 | 0.19 | 0.19 | 0.19
NSR Laskin 1,2 - NOX Rate Annual v5.14 | 794 | 7491 | Rate Constraint in lbs/MMBtu | FALSE | L | Annual | Emissions at Affected Plants NOX | Thousand Tons | 0 | 0 | 0 | 0 | 0 | 0 | 0
NSR Laskin 1,2 - NOX Rate Annual v5.14 | 794 | 7491 | Rate Constraint in lbs/MMBtu | FALSE | L | Annual | Allowances Purchased NOX | Thousand Tons | 0 | 0 | 0 | 0 | 0 | 0 | 0
NSR Laskin 1,2 - NOX Rate Annual v5.14 | 794 | 7491 | Rate Constraint in lbs/MMBtu | FALSE | L | Annual | Allowances Sold NOX | Thousand Tons | 0 | 0 | 0 | 0 | 0 | 0 | 0
NSR Laskin 1,2 - NOX Rate Annual v5.14 | 794 | 7491 | Rate Constraint in lbs/MMBtu | FALSE | L | Annual | Allowances Banked | Thousand Tons | 0 | 0 | 0 | 0 | 0 | 0 | 0
NSR Laskin 1,2 - NOX Rate Annual v5.14 | 794 | 7491 | Rate Constraint in lbs/MMBtu | FALSE | L | Annual | Allowances Withdrawn (1:1) | Thousand Tons | 0 | 0 | 0 | 0 | 0 | 0 | 0
NSR Laskin 1,2 - NOX Rate Annual v5.14 | 794 | 7491 | Rate Constraint in lbs/MMBtu | FALSE | L | Annual | Allowances Withdrawn (n:1) | Thousand Tons | 0 | 0 | 0 | 0 | 0 | 0 | 0
NSR Laskin 1,2 - NOX Rate Annual v5.14 | 794 | 7491 | Rate Constraint in lbs/MMBtu | FALSE | L | Annual | Net Emissions Allowance Position | Thousand Tons | 0 | 0 | 0 | 0 | 0 | 0 | 0
NSR Laskin 1,2 - NOX Rate Annual v5.14 | 794 | 7491 | Rate Constraint in lbs/MMBtu | FALSE | L | Annual | Fuel Consumed | TBtu | 0 | 0 | 0 | 0 | 0 | 0 | 0
NSR Laskin 1,2 - NOX Rate Annual v5.14 | 794 | 7491 | Rate Constraint in lbs/MMBtu | FALSE | L | Annual | Rate | lb/MMBtu | 0 | 0 | 0 | 0 | 0 | 0 | 0
NSR Laskin 1,2 - NOX Rate Annual v5.14 | 794 | 7491 | Rate Constraint in lbs/MMBtu | FALSE | L | Annual | Generation | TWh | 0 | 0 | 0 | 0 | 0 | 0 | 0
NSR Laskin 1,2 - NOX Rate Annual v5.14 | 794 | 7491 | Rate Constraint in lbs/MMBtu | FALSE | L | Annual | Qualifying Generation | TWh | 0 | 0 | 0 | 0 | 0 | 0 | 0
NSR Laskin 1,2 - NOX Rate Annual v5.14 | 794 | 7491 | Rate Constraint in lbs/MMBtu | FALSE | L | Annual | Rate | lb/MWh | 0 | 0 | 0 | 0 | 0 | 0 | 0
NSR Laskin 1,2 - NOX Rate Annual v5.14 | 794 | 7491 | Rate Constraint in lbs/MMBtu | FALSE | L | Annual | Constraint Shadow Price | US2022$/Ton | 0 | 0 | 0 | 0 | 0 | 0 | 0
NSR Laskin 1,2 - SO2 Rate Annual v5.14 | 795 | 7490 | Rate Constraint in lbs/MMBtu | FALSE | L | Annual | Seasons Included | Seasons | Winter, Spring, Summer, Fall | Winter, Spring, Summer, Fall | Winter, Spring, Summer, Fall | Winter, Spring, Summer, Fall | Winter, Spring, Summer, Fall | Winter, Spring, Summer, Fall | Winter, Spring, Summer, Fall
NSR Laskin 1,2 - SO2 Rate Annual v5.14 | 795 | 7490 | Rate Constraint in lbs/MMBtu | FALSE | L | Annual | Standard SO2 | lb/MMBtu | 0.2 | 0.2 | 0.2 | 0.2 | 0.2 | 0.2 | 0.2
NSR Laskin 1,2 - SO2 Rate Annual v5.14 | 795 | 7490 | Rate Constraint in lbs/MMBtu | FALSE | L | Annual | Emissions at Affected Plants SO2 | Thousand Tons | 0 | 0 | 0 | 0 | 0 | 0 | 0
NSR Laskin 1,2 - SO2 Rate Annual v5.14 | 795 | 7490 | Rate Constraint in lbs/MMBtu | FALSE | L | Annual | Allowances Purchased SO2 | Thousand Tons | 0 | 0 | 0 | 0 | 0 | 0 | 0
NSR Laskin 1,2 - SO2 Rate Annual v5.14 | 795 | 7490 | Rate Constraint in lbs/MMBtu | FALSE | L | Annual | Allowances Sold SO2 | Thousand Tons | 0 | 0 | 0 | 0 | 0 | 0 | 0
NSR Laskin 1,2 - SO2 Rate Annual v5.14 | 795 | 7490 | Rate Constraint in lbs/MMBtu | FALSE | L | Annual | Allowances Banked | Thousand Tons | 0 | 0 | 0 | 0 | 0 | 0 | 0
NSR Laskin 1,2 - SO2 Rate Annual v5.14 | 795 | 7490 | Rate Constraint in lbs/MMBtu | FALSE | L | Annual | Allowances Withdrawn (1:1) | Thousand Tons | 0 | 0 | 0 | 0 | 0 | 0 | 0
NSR Laskin 1,2 - SO2 Rate Annual v5.14 | 795 | 7490 | Rate Constraint in lbs/MMBtu | FALSE | L | Annual | Allowances Withdrawn (n:1) | Thousand Tons | 0 | 0 | 0 | 0 | 0 | 0 | 0
NSR Laskin 1,2 - SO2 Rate Annual v5.14 | 795 | 7490 | Rate Constraint in lbs/MMBtu | FALSE | L | Annual | Net Emissions Allowance Position | Thousand Tons | 0 | 0 | 0 | 0 | 0 | 0 | 0
NSR Laskin 1,2 - SO2 Rate Annual v5.14 | 795 | 7490 | Rate Constraint in lbs/MMBtu | FALSE | L | Annual | Fuel Consumed | TBtu | 0 | 0 | 0 | 0 | 0 | 0 | 0
NSR Laskin 1,2 - SO2 Rate Annual v5.14 | 795 | 7490 | Rate Constraint in lbs/MMBtu | FALSE | L | Annual | Rate | lb/MMBtu | 0 | 0 | 0 | 0 | 0 | 0 | 0
NSR Laskin 1,2 - SO2 Rate Annual v5.14 | 795 | 7490 | Rate Constraint in lbs/MMBtu | FALSE | L | Annual | Generation | TWh | 0 | 0 | 0 | 0 | 0 | 0 | 0
NSR Laskin 1,2 - SO2 Rate Annual v5.14 | 795 | 7490 | Rate Constraint in lbs/MMBtu | FALSE | L | Annual | Qualifying Generation | TWh | 0 | 0 | 0 | 0 | 0 | 0 | 0
NSR Laskin 1,2 - SO2 Rate Annual v5.14 | 795 | 7490 | Rate Constraint in lbs/MMBtu | FALSE | L | Annual | Rate | lb/MWh | 0 | 0 | 0 | 0 | 0 | 0 | 0
NSR Laskin 1,2 - SO2 Rate Annual v5.14 | 795 | 7490 | Rate Constraint in lbs/MMBtu | FALSE | L | Annual | Constraint Shadow Price | US2022$/Ton | 0 | 0 | 0 | 0 | 0 | 0 | 0
NSR Milton Young 1 - NOX Rate Annual v3.1 | 796 | 7423 | Rate Constraint in lbs/MMBtu | FALSE | L | Annual | Seasons Included | Seasons | Winter, Spring, Summer, Fall | Winter, Spring, Summer, Fall | Winter, Spring, Summer, Fall | Winter, Spring, Summer, Fall | Winter, Spring, Summer, Fall | Winter, Spring, Summer, Fall | Winter, Spring, Summer, Fall
NSR Milton Young 1 - NOX Rate Annual v3.1 | 796 | 7423 | Rate Constraint in lbs/MMBtu | FALSE | L | Annual | Standard NOX | lb/MMBtu | 0.36 | 0.36 | 0.36 | 0.36 | 0.36 | 0.36 | 0.36
NSR Milton Young 1 - NOX Rate Annual v3.1 | 796 | 7423 | Rate Constraint in lbs/MMBtu | FALSE | L | Annual | Emissions at Affected Plants NOX | Thousand Tons | 2.3187 | 2.54 | 0.39521 | 0.39521 | 0 | 0 | 0
NSR Milton Young 1 - NOX Rate Annual v3.1 | 796 | 7423 | Rate Constraint in lbs/MMBtu | FALSE | L | Annual | Allowances Purchased NOX | Thousand Tons | 0 | 0 | 0 | 0 | 0 | 0 | 0
NSR Milton Young 1 - NOX Rate Annual v3.1 | 796 | 7423 | Rate Constraint in lbs/MMBtu | FALSE | L | Annual | Allowances Sold NOX | Thousand Tons | 0 | 0 | 0 | 0 | 0 | 0 | 0
NSR Milton Young 1 - NOX Rate Annual v3.1 | 796 | 7423 | Rate Constraint in lbs/MMBtu | FALSE | L | Annual | Allowances Banked | Thousand Tons | 0 | 0 | 0 | 0 | 0 | 0 | 0
NSR Milton Young 1 - NOX Rate Annual v3.1 | 796 | 7423 | Rate Constraint in lbs/MMBtu | FALSE | L | Annual | Allowances Withdrawn (1:1) | Thousand Tons | 0 | 0 | 0 | 0 | 0 | 0 | 0
NSR Milton Young 1 - NOX Rate Annual v3.1 | 796 | 7423 | Rate Constraint in lbs/MMBtu | FALSE | L | Annual | Allowances Withdrawn (n:1) | Thousand Tons | 0 | 0 | 0 | 0 | 0 | 0 | 0
NSR Milton Young 1 - NOX Rate Annual v3.1 | 796 | 7423 | Rate Constraint in lbs/MMBtu | FALSE | L | Annual | Net Emissions Allowance Position | Thousand Tons | 2.3187 | 2.54 | 0.39521 | 0.39521 | 0 | 0 | 0
NSR Milton Young 1 - NOX Rate Annual v3.1 | 796 | 7423 | Rate Constraint in lbs/MMBtu | FALSE | L | Annual | Fuel Consumed | TBtu | 17.3536 | 19.0101 | 15.8084 | 15.8084 | 0 | 0 | 0
NSR Milton Young 1 - NOX Rate Annual v3.1 | 796 | 7423 | Rate Constraint in lbs/MMBtu | FALSE | L | Annual | Rate | lb/MMBtu | 0.26723 | 0.26723 | 0.05 | 0.05 | 0 | 0 | 0
NSR Milton Young 1 - NOX Rate Annual v3.1 | 796 | 7423 | Rate Constraint in lbs/MMBtu | FALSE | L | Annual | Generation | TWh | 1.492 | 1.6344 | 0.84961 | 0.84961 | 0 | 0 | 0
NSR Milton Young 1 - NOX Rate Annual v3.1 | 796 | 7423 | Rate Constraint in lbs/MMBtu | FALSE | L | Annual | Qualifying Generation | TWh | 1.492 | 1.6344 | 0.84961 | 0.84961 | 0 | 0 | 0
NSR Milton Young 1 - NOX Rate Annual v3.1 | 796 | 7423 | Rate Constraint in lbs/MMBtu | FALSE | L | Annual | Rate | lb/MWh | 3.1082 | 3.1082 | 0.93033 | 0.93033 | 0 | 0 | 0
NSR Milton Young 1 - NOX Rate Annual v3.1 | 796 | 7423 | Rate Constraint in lbs/MMBtu | FALSE | L | Annual | Constraint Shadow Price | US2022$/Ton | 0 | 0 | 0 | 0 | 0 | 0 | 0
NSR Milton Young 2 - NOX Rate Annual v3.1 | 797 | 7974 | Rate Constraint in lbs/MMBtu | FALSE | L | Annual | Seasons Included | Seasons | Winter, Spring, Summer, Fall | Winter, Spring, Summer, Fall | Winter, Spring, Summer, Fall | Winter, Spring, Summer, Fall | Winter, Spring, Summer, Fall | Winter, Spring, Summer, Fall | Winter, Spring, Summer, Fall
NSR Milton Young 2 - NOX Rate Annual v3.1 | 797 | 7974 | Rate Constraint in lbs/MMBtu | FALSE | L | Annual | Standard NOX | lb/MMBtu | 0.35 | 0.35 | 0.35 | 0.35 | 0.35 | 0.35 | 0.35
NSR Milton Young 2 - NOX Rate Annual v3.1 | 797 | 7974 | Rate Constraint in lbs/MMBtu | FALSE | L | Annual | Emissions at Affected Plants NOX | Thousand Tons | 4.4342 | 0.93402 | 0.90914 | 0.90914 | 0 | 0 | 0
NSR Milton Young 2 - NOX Rate Annual v3.1 | 797 | 7974 | Rate Constraint in lbs/MMBtu | FALSE | L | Annual | Allowances Purchased NOX | Thousand Tons | 0 | 0 | 0 | 0 | 0 | 0 | 0
NSR Milton Young 2 - NOX Rate Annual v3.1 | 797 | 7974 | Rate Constraint in lbs/MMBtu | FALSE | L | Annual | Allowances Sold NOX | Thousand Tons | 0 | 0 | 0 | 0 | 0 | 0 | 0
NSR Milton Young 2 - NOX Rate Annual v3.1 | 797 | 7974 | Rate Constraint in lbs/MMBtu | FALSE | L | Annual | Allowances Banked | Thousand Tons | 0 | 0 | 0 | 0 | 0 | 0 | 0
NSR Milton Young 2 - NOX Rate Annual v3.1 | 797 | 7974 | Rate Constraint in lbs/MMBtu | FALSE | L | Annual | Allowances Withdrawn (1:1) | Thousand Tons | 0 | 0 | 0 | 0 | 0 | 0 | 0
NSR Milton Young 2 - NOX Rate Annual v3.1 | 797 | 7974 | Rate Constraint in lbs/MMBtu | FALSE | L | Annual | Allowances Withdrawn (n:1) | Thousand Tons | 0 | 0 | 0 | 0 | 0 | 0 | 0
NSR Milton Young 2 - NOX Rate Annual v3.1 | 797 | 7974 | Rate Constraint in lbs/MMBtu | FALSE | L | Annual | Net Emissions Allowance Position | Thousand Tons | 4.4342 | 0.93402 | 0.90914 | 0.90914 | 0 | 0 | 0
NSR Milton Young 2 - NOX Rate Annual v3.1 | 797 | 7974 | Rate Constraint in lbs/MMBtu | FALSE | L | Annual | Fuel Consumed | TBtu | 31.2785 | 36.3614 | 36.3656 | 36.3656 | 0 | 0 | 0
NSR Milton Young 2 - NOX Rate Annual v3.1 | 797 | 7974 | Rate Constraint in lbs/MMBtu | FALSE | L | Annual | Rate | lb/MMBtu | 0.28353 | 0.051374 | 0.05 | 0.05 | 0 | 0 | 0
NSR Milton Young 2 - NOX Rate Annual v3.1 | 797 | 7974 | Rate Constraint in lbs/MMBtu | FALSE | L | Annual | Generation | TWh | 2.7459 | 2.0263 | 2.0196 | 2.0196 | 0 | 0 | 0
NSR Milton Young 2 - NOX Rate Annual v3.1 | 797 | 7974 | Rate Constraint in lbs/MMBtu | FALSE | L | Annual | Qualifying Generation | TWh | 2.7459 | 2.0263 | 2.0196 | 2.0196 | 0 | 0 | 0
NSR Milton Young 2 - NOX Rate Annual v3.1 | 797 | 7974 | Rate Constraint in lbs/MMBtu | FALSE | L | Annual | Rate | lb/MWh | 3.2297 | 0.92189 | 0.9003 | 0.9003 | 0 | 0 | 0
NSR Milton Young 2 - NOX Rate Annual v3.1 | 797 | 7974 | Rate Constraint in lbs/MMBtu | FALSE | L | Annual | Constraint Shadow Price | US2022$/Ton | 0 | 0 | 0 | 0 | 0 | 0 | 0
NSR Minnkota Power - SO2 Cap Annual v3.1 | 798 | 7385 | Rate Constraint in MTons | FALSE | L | Annual | Seasons Included | Seasons | Winter, Spring, Summer, Fall | Winter, Spring, Summer, Fall | Winter, Spring, Summer, Fall | Winter, Spring, Summer, Fall | Winter, Spring, Summer, Fall | Winter, Spring, Summer, Fall | Winter, Spring, Summer, Fall
NSR Minnkota Power - SO2 Cap Annual v3.1 | 798 | 7385 | Rate Constraint in MTons | FALSE | L | Annual | Standard SO2 | Thousand Tons | 8.5 | 8.5 | 8.5 | 8.5 | 8.5 | 8.5 | 8.5
NSR Minnkota Power - SO2 Cap Annual v3.1 | 798 | 7385 | Rate Constraint in MTons | FALSE | L | Annual | Emissions at Affected Plants SO2 | Thousand Tons | 1.7531 | 1.9979 | 1.8875 | 1.8875 | 0 | 0 | 0
NSR Minnkota Power - SO2 Cap Annual v3.1 | 798 | 7385 | Rate Constraint in MTons | FALSE | L | Annual | Allowances Purchased SO2 | Thousand Tons | 0 | 0 | 0 | 0 | 0 | 0 | 0
NSR Minnkota Power - SO2 Cap Annual v3.1 | 798 | 7385 | Rate Constraint in MTons | FALSE | L | Annual | Allowances Sold SO2 | Thousand Tons | 0 | 0 | 0 | 0 | 0 | 0 | 0
NSR Minnkota Power - SO2 Cap Annual v3.1 | 798 | 7385 | Rate Constraint in MTons | FALSE | L | Annual | Allowances Banked | Thousand Tons | 0 | 0 | 0 | 0 | 0 | 0 | 0
NSR Minnkota Power - SO2 Cap Annual v3.1 | 798 | 7385 | Rate Constraint in MTons | FALSE | L | Annual | Allowances Withdrawn (1:1) | Thousand Tons | 0 | 0 | 0 | 0 | 0 | 0 | 0
NSR Minnkota Power - SO2 Cap Annual v3.1 | 798 | 7385 | Rate Constraint in MTons | FALSE | L | Annual | Allowances Withdrawn (n:1) | Thousand Tons | 0 | 0 | 0 | 0 | 0 | 0 | 0
NSR Minnkota Power - SO2 Cap Annual v3.1 | 798 | 7385 | Rate Constraint in MTons | FALSE | L | Annual | Net Emissions Allowance Position | Thousand Tons | 1.7531 | 1.9979 | 1.8875 | 1.8875 | 0 | 0 | 0
NSR Minnkota Power - SO2 Cap Annual v3.1 | 798 | 7385 | Rate Constraint in MTons | FALSE | L | Annual | Fuel Consumed | TBtu | 48.6321 | 55.3716 | 52.1741 | 52.1741 | 0 | 0 | 0
NSR Minnkota Power - SO2 Cap Annual v3.1 | 798 | 7385 | Rate Constraint in MTons | FALSE | L | Annual | Rate | lb/MMBtu | 0.072098 | 0.072163 | 0.072355 | 0.072355 | 0 | 0 | 0
NSR Minnkota Power - SO2 Cap Annual v3.1 | 798 | 7385 | Rate Constraint in MTons | FALSE | L | Annual | Generation | TWh | 4.2379 | 3.6608 | 2.8693 | 2.8693 | 0 | 0 | 0
NSR Minnkota Power - SO2 Cap Annual v3.1 | 798 | 7385 | Rate Constraint in MTons | FALSE | L | Annual | Qualifying Generation | TWh | 4.2379 | 3.6608 | 2.8693 | 2.8693 | 0 | 0 | 0
NSR Minnkota Power - SO2 Cap Annual v3.1 | 798 | 7385 | Rate Constraint in MTons | FALSE | L | Annual | Rate | lb/MWh | 0.82736 | 1.0915 | 1.3157 | 1.3157 | 0 | 0 | 0
NSR Minnkota Power - SO2 Cap Annual v3.1 | 798 | 7385 | Rate Constraint in MTons | FALSE | L | Annual | Constraint Shadow Price | US2022$/Ton | 0 | 0 | 0 | 0 | 0 | 0 | 0
NSR Mt Storm 1-3 - NOX Rate Annual v3.1, Unit 4722 and retrofits | 799 | 7430 | Rate Constraint in lbs/MMBtu | FALSE | L | Annual | Seasons Included | Seasons | Winter, Spring, Summer, Fall | Winter, Spring, Summer, Fall | Winter, Spring, Summer, Fall | Winter, Spring, Summer, Fall | Winter, Spring, Summer, Fall | Winter, Spring, Summer, Fall | Winter, Spring, Summer, Fall
NSR Mt Storm 1-3 - NOX Rate Annual v3.1, Unit 4722 and retrofits | 799 | 7430 | Rate Constraint in lbs/MMBtu | FALSE | L | Annual | Standard NOX | lb/MMBtu | 0.11 | 0.11 | 0.11 | 0.11 | 0.11 | 0.11 | 0.11
NSR Mt Storm 1-3 - NOX Rate Annual v3.1, Unit 4722 and retrofits | 799 | 7430 | Rate Constraint in lbs/MMBtu | FALSE | L | Annual | Emissions at Affected Plants NOX | Thousand Tons | 0.53857 | 0.97898 | 1.422 | 1.422 | 0 | 0 | 0
NSR Mt Storm 1-3 - NOX Rate Annual v3.1, Unit 4722 and retrofits | 799 | 7430 | Rate Constraint in lbs/MMBtu | FALSE | L | Annual | Allowances Purchased NOX | Thousand Tons | 0 | 0 | 0 | 0 | 0 | 0 | 0
NSR Mt Storm 1-3 - NOX Rate Annual v3.1, Unit 4722 and retrofits | 799 | 7430 | Rate Constraint in lbs/MMBtu | FALSE | L | Annual | Allowances Sold NOX | Thousand Tons | 0 | 0 | 0 | 0 | 0 | 0 | 0
NSR Mt Storm 1-3 - NOX Rate Annual v3.1, Unit 4722 and retrofits | 799 | 7430 | Rate Constraint in lbs/MMBtu | FALSE | L | Annual | Allowances Banked | Thousand Tons | 0 | 0 | 0 | 0 | 0 | 0 | 0
NSR Mt Storm 1-3 - NOX Rate Annual v3.1, Unit 4722 and retrofits | 799 | 7430 | Rate Constraint in lbs/MMBtu | FALSE | L | Annual | Allowances Withdrawn (1:1) | Thousand Tons | 0 | 0 | 0 | 0 | 0 | 0 | 0
NSR Mt Storm 1-3 - NOX Rate Annual v3.1, Unit 4722 and retrofits | 799 | 7430 | Rate Constraint in lbs/MMBtu | FALSE | L | Annual | Allowances Withdrawn (n:1) | Thousand Tons | 0 | 0 | 0 | 0 | 0 | 0 | 0
NSR Mt Storm 1-3 - NOX Rate Annual v3.1, Unit 4722 and retrofits | 799 | 7430 | Rate Constraint in lbs/MMBtu | FALSE | L | Annual | Net Emissions Allowance Position | Thousand Tons | 0.53857 | 0.97898 | 1.422 | 1.422 | 0 | 0 | 0
NSR Mt Storm 1-3 - NOX Rate Annual v3.1, Unit 4722 and retrofits | 799 | 7430 | Rate Constraint in lbs/MMBtu | FALSE | L | Annual | Fuel Consumed | TBtu | 14.5541 | 26.4553 | 38.4278 | 38.4278 | 0 | 0 | 0
NSR Mt Storm 1-3 - NOX Rate Annual v3.1, Unit 4722 and retrofits | 799 | 7430 | Rate Constraint in lbs/MMBtu | FALSE | L | Annual | Rate | lb/MMBtu | 0.07401 | 0.07401 | 0.07401 | 0.07401 | 0 | 0 | 0
NSR Mt Storm 1-3 - NOX Rate Annual v3.1, Unit 4722 and retrofits | 799 | 7430 | Rate Constraint in lbs/MMBtu | FALSE | L | Annual | Generation | TWh | 1.4419 | 2.6209 | 2.6209 | 2.6209 | 0 | 0 | 0
NSR Mt Storm 1-3 - NOX Rate Annual v3.1, Unit 4722 and retrofits | 799 | 7430 | Rate Constraint in lbs/MMBtu | FALSE | L | Annual | Qualifying Generation | TWh | 1.4419 | 2.6209 | 2.6209 | 2.6209 | 0 | 0 | 0
NSR Mt Storm 1-3 - NOX Rate Annual v3.1, Unit 4722 and retrofits | 799 | 7430 | Rate Constraint in lbs/MMBtu | FALSE | L | Annual | Rate | lb/MWh | 0.74706 | 0.74706 | 1.0851 | 1.0851 | 0 | 0 | 0
NSR Mt Storm 1-3 - NOX Rate Annual v3.1, Unit 4722 and retrofits | 799 | 7430 | Rate Constraint in lbs/MMBtu | FALSE | L | Annual | Constraint Shadow Price | US2022$/Ton | 0 | 0 | 0 | 0 | 0 | 0 | 0
NSR Mt Storm 1-3 - NOX Rate Annual v3.1, Unit 4723 and retrofits | 800 | 7430 | Rate Constraint in lbs/MMBtu | FALSE | L | Annual | Seasons Included | Seasons | Winter, Spring, Summer, Fall | Winter, Spring, Summer, Fall | Winter, Spring, Summer, Fall | Winter, Spring, Summer, Fall | Winter, Spring, Summer, Fall | Winter, Spring, Summer, Fall | Winter, Spring, Summer, Fall
NSR Mt Storm 1-3 - NOX Rate Annual v3.1, Unit 4723 and retrofits | 800 | 7430 | Rate Constraint in lbs/MMBtu | FALSE | L | Annual | Standard NOX | lb/MMBtu | 0.11 | 0.11 | 0.11 | 0.11 | 0.11 | 0.11 | 0.11
NSR Mt Storm 1-3 - NOX Rate Annual v3.1, Unit 4723 and retrofits | 800 | 7430 | Rate Constraint in lbs/MMBtu | FALSE | L | Annual | Emissions at Affected Plants NOX | Thousand Tons | 0.59996 | 1.0244 | 1.5019 | 1.5019 | 0 | 0 | 0
NSR Mt Storm 1-3 - NOX Rate Annual v3.1, Unit 4723 and retrofits | 800 | 7430 | Rate Constraint in lbs/MMBtu | FALSE | L | Annual | Allowances Purchased NOX | Thousand Tons | 0 | 0 | 0 | 0 | 0 | 0 | 0
NSR Mt Storm 1-3 - NOX Rate Annual v3.1, Unit 4723 and retrofits | 800 | 7430 | Rate Constraint in lbs/MMBtu | FALSE | L | Annual | Allowances Sold NOX | Thousand Tons | 0 | 0 | 0 | 0 | 0 | 0 | 0
NSR Mt Storm 1-3 - NOX Rate Annual v3.1, Unit 4723 and retrofits | 800 | 7430 | Rate Constraint in lbs/MMBtu | FALSE | L | Annual | Allowances Banked | Thousand Tons | 0 | 0 | 0 | 0 | 0 | 0 | 0
NSR Mt Storm 1-3 - NOX Rate Annual v3.1, Unit 4723 and retrofits | 800 | 7430 | Rate Constraint in lbs/MMBtu | FALSE | L | Annual | Allowances Withdrawn (1:1) | Thousand Tons | 0 | 0 | 0 | 0 | 0 | 0 | 0
NSR Mt Storm 1-3 - NOX Rate Annual v3.1, Unit 4723 and retrofits | 800 | 7430 | Rate Constraint in lbs/MMBtu | FALSE | L | Annual | Allowances Withdrawn (n:1) | Thousand Tons | 0 | 0 | 0 | 0 | 0 | 0 | 0
NSR Mt Storm 1-3 - NOX Rate Annual v3.1, Unit 4723 and retrofits | 800 | 7430 | Rate Constraint in lbs/MMBtu | FALSE | L | Annual | Net Emissions Allowance Position | Thousand Tons | 0.59996 | 1.0244 | 1.5019 | 1.5019 | 0 | 0 | 0
NSR Mt Storm 1-3 - NOX Rate Annual v3.1, Unit 4723 and retrofits | 800 | 7430 | Rate Constraint in lbs/MMBtu | FALSE | L | Annual | Fuel Consumed | TBtu | 15.3404 | 26.1928 | 38.4018 | 38.4018 | 0 | 0 | 0
NSR Mt Storm 1-3 - NOX Rate Annual v3.1, Unit 4723 and retrofits | 800 | 7430 | Rate Constraint in lbs/MMBtu | FALSE | L | Annual | Rate | lb/MMBtu | 0.07822 | 0.07822 | 0.07822 | 0.07822 | 0 | 0 | 0
NSR Mt Storm 1-3 - NOX Rate Annual v3.1, Unit 4723 and retrofits | 800 | 7430 | Rate Constraint in lbs/MMBtu | FALSE | L | Annual | Generation | TWh | 1.5235 | 2.6013 | 2.6287 | 2.6287 | 0 | 0 | 0
NSR Mt Storm 1-3 - NOX Rate Annual v3.1, Unit 4723 and retrofits | 800 | 7430 | Rate Constraint in lbs/MMBtu | FALSE | L | Annual | Qualifying Generation | TWh | 1.5235 | 2.6013 | 2.6287 | 2.6287 | 0 | 0 | 0
NSR Mt Storm 1-3 - NOX Rate Annual v3.1, Unit 4723 and retrofits | 800 | 7430 | Rate Constraint in lbs/MMBtu | FALSE | L | Annual | Rate | lb/MWh | 0.7876 | 0.7876 | 1.1427 | 1.1427 | 0 | 0 | 0
NSR Mt Storm 1-3 - NOX Rate Annual v3.1, Unit 4723 and retrofits | 800 | 7430 | Rate Constraint in lbs/MMBtu | FALSE | L | Annual | Constraint Shadow Price | US2022$/Ton | 0 | 0 | 0 | 0 | 0 | 0 | 0
NSR Mt Storm 1-3 - NOX Rate Annual v3.1, Unit 4724 and retrofits | 801 | 7430 | Rate Constraint in lbs/MMBtu | FALSE | L | Annual | Seasons Included | Seasons | Winter, Spring, Summer, Fall | Winter, Spring, Summer, Fall | Winter, Spring, Summer, Fall | Winter, Spring, Summer, Fall | Winter, Spring, Summer, Fall | Winter, Spring, Summer, Fall | Winter, Spring, Summer, Fall
NSR Mt Storm 1-3 - NOX Rate Annual v3.1, Unit 4724 and retrofits | 801 | 7430 | Rate Constraint in lbs/MMBtu | FALSE | L | Annual | Standard NOX | lb/MMBtu | 0.11 | 0.11 | 0.11 | 0.11 | 0.11 | 0.11 | 0.11
NSR Mt Storm 1-3 - NOX Rate Annual v3.1, Unit 4724 and retrofits | 801 | 7430 | Rate Constraint in lbs/MMBtu | FALSE | L | Annual | Emissions at Affected Plants NOX | Thousand Tons | 0 | 0 | 0 | 0 | 0 | 0 | 0
NSR Mt Storm 1-3 - NOX Rate Annual v3.1, Unit 4724 and retrofits | 801 | 7430 | Rate Constraint in lbs/MMBtu | FALSE | L | Annual | Allowances Purchased NOX | Thousand Tons | 0 | 0 | 0 | 0 | 0 | 0 | 0
NSR Mt Storm 1-3 - NOX Rate Annual v3.1, Unit 4724 and retrofits | 801 | 7430 | Rate Constraint in lbs/MMBtu | FALSE | L | Annual | Allowances Sold NOX | Thousand Tons | 0 | 0 | 0 | 0 | 0 | 0 | 0
NSR Mt Storm 1-3 - NOX Rate Annual v3.1, Unit 4724 and retrofits | 801 | 7430 | Rate Constraint in lbs/MMBtu | FALSE | L | Annual | Allowances Banked | Thousand Tons | 0 | 0 | 0 | 0 | 0 | 0 | 0
NSR Mt Storm 1-3 - NOX Rate Annual v3.1, Unit 4724 and retrofits | 801 | 7430 | Rate Constraint in lbs/MMBtu | FALSE | L | Annual | Allowances Withdrawn (1:1) | Thousand Tons | 0 | 0 | 0 | 0 | 0 | 0 | 0
NSR Mt Storm 1-3 - NOX Rate Annual v3.1, Unit 4724 and retrofits | 801 | 7430 | Rate Constraint in lbs/MMBtu | FALSE | L | Annual | Allowances Withdrawn (n:1) | Thousand Tons | 0 | 0 | 0 | 0 | 0 | 0 | 0
NSR Mt Storm 1-3 - NOX Rate Annual v3.1, Unit 4724 and retrofits | 801 | 7430 | Rate Constraint in lbs/MMBtu | FALSE | L | Annual | Net Emissions Allowance Position | Thousand Tons | 0 | 0 | 0 | 0 | 0 | 0 | 0
NSR Mt Storm 1-3 - NOX Rate Annual v3.1, Unit 4724 and retrofits | 801 | 7430 | Rate Constraint in lbs/MMBtu | FALSE | L | Annual | Fuel Consumed | TBtu | 0 | 0 | 0 | 0 | 0 | 0 | 0
NSR Mt Storm 1-3 - NOX Rate Annual v3.1, Unit 4724 and retrofits | 801 | 7430 | Rate Constraint in lbs/MMBtu | FALSE | L | Annual | Rate | lb/MMBtu | 0 | 0 | 0 | 0 | 0 | 0 | 0
NSR Mt Storm 1-3 - NOX Rate Annual v3.1, Unit 4724 and retrofits | 801 | 7430 | Rate Constraint in lbs/MMBtu | FALSE | L | Annual | Generation | TWh | 0 | 0 | 0 | 0 | 0 | 0 | 0
NSR Mt Storm 1-3 - NOX Rate Annual v3.1, Unit 4724 and retrofits | 801 | 7430 | Rate Constraint in lbs/MMBtu | FALSE | L | Annual | Qualifying Generation | TWh | 0 | 0 | 0 | 0 | 0 | 0 | 0
NSR Mt Storm 1-3 - NOX Rate Annual v3.1, Unit 4724 and retrofits | 801 | 7430 | Rate Constraint in lbs/MMBtu | FALSE | L | Annual | Rate | lb/MWh | 0 | 0 | 0 | 0 | 0 | 0 | 0
NSR Mt Storm 1-3 - NOX Rate Annual v3.1, Unit 4724 and retrofits | 801 | 7430 | Rate Constraint in lbs/MMBtu | FALSE | L | Annual | Constraint Shadow Price | US2022$/Ton | 0 | 0 | 0 | 0 | 0 | 0 | 0
NSR NV Power Consent - NOX Cap Annual v3.1 | 802 | 7389 | Rate Constraint in MTons | FALSE | L | Annual | Seasons Included | Seasons | Winter, Spring, Summer, Fall | Winter, Spring, Summer, Fall | Winter, Spring, Summer, Fall | Winter, Spring, Summer, Fall | Winter, Spring, Summer, Fall | Winter, Spring, Summer, Fall | Winter, Spring, Summer, Fall
NSR NV Power Consent - NOX Cap Annual v3.1 | 802 | 7389 | Rate Constraint in MTons | FALSE | L | Annual | Standard NOX | Thousand Tons | 0.36 | 0.36 | 0.36 | 0.36 | 0.36 | 0.36 | 0.36
NSR NV Power Consent - NOX Cap Annual v3.1 | 802 | 7389 | Rate Constraint in MTons | FALSE | L | Annual | Emissions at Affected Plants NOX | Thousand Tons | 0 | 0.0016694 | 0.11697 | 0.046087 | 0.046348 | 0.021581 | 0.011362
NSR NV Power Consent - NOX Cap Annual v3.1 | 802 | 7389 | Rate Constraint in MTons | FALSE | L | Annual | Allowances Purchased NOX | Thousand Tons | 0 | 0 | 0 | 0 | 0 | 0 | 0
NSR NV Power Consent - NOX Cap Annual v3.1 | 802 | 7389 | Rate Constraint in MTons | FALSE | L | Annual | Allowances Sold NOX | Thousand Tons | 0 | 0 | 0 | 0 | 0 | 0 | 0
NSR NV Power Consent - NOX Cap Annual v3.1 | 802 | 7389 | Rate Constraint in MTons | FALSE | L | Annual | Allowances Banked | Thousand Tons | 0 | 0 | 0 | 0 | 0 | 0 | 0
NSR NV Power Consent - NOX Cap Annual v3.1 | 802 | 7389 | Rate Constraint in MTons | FALSE | L | Annual | Allowances Withdrawn (1:1) | Thousand Tons | 0 | 0 | 0 | 0 | 0 | 0 | 0
NSR NV Power Consent - NOX Cap Annual v3.1 | 802 | 7389 | Rate Constraint in MTons | FALSE | L | Annual | Allowances Withdrawn (n:1) | Thousand Tons | 0 | 0 | 0 | 0 | 0 | 0 | 0
NSR NV Power Consent - NOX Cap Annual v3.1 | 802 | 7389 | Rate Constraint in MTons | FALSE | L | Annual | Net Emissions Allowance Position | Thousand Tons | 0 | 0.0016694 | 0.11697 | 0.046087 | 0.046348 | 0.021581 | 0.011362
NSR NV Power Consent - NOX Cap Annual v3.1 | 802 | 7389 | Rate Constraint in MTons | FALSE | L | Annual | Fuel Consumed | TBtu | 0 | 0.04407 | 3.088 | 1.2167 | 1.2235 | 0.56973 | 0.29995
NSR NV Power Consent - NOX Cap Annual v3.1 | 802 | 7389 | Rate Constraint in MTons | FALSE | L | Annual | Rate | lb/MMBtu | 0 | 0.07576 | 0.07576 | 0.07576 | 0.07576 | 0.07576 | 0.07576
NSR NV Power Consent - NOX Cap Annual v3.1 | 802 | 7389 | Rate Constraint in MTons | FALSE | L | Annual | Generation | TWh | 0 | 0.0046923 | 0.32879 | 0.12954 | 0.13028 | 0.060661 | 0.031937
NSR NV Power Consent - NOX Cap Annual v3.1 | 802 | 7389 | Rate Constraint in MTons | FALSE | L | Annual | Qualifying Generation | TWh | 0 | 0.0046923 | 0.32879 | 0.12954 | 0.13028 | 0.060661 | 0.031937
NSR NV Power Consent - NOX Cap Annual v3.1 | 802 | 7389 | Rate Constraint in MTons | FALSE | L | Annual | Rate | lb/MWh | 0 | 0.71154 | 0.71154 | 0.71154 | 0.71154 | 0.71154 | 0.71154
NSR NV Power Consent - NOX Cap Annual v3.1 | 802 | 7389 | Rate Constraint in MTons | FALSE | L | Annual | Constraint Shadow Price | US2022$/Ton | 0 | 0 | 0 | 0 | 0 | 0 | 0
NSR Ottumwa Unit 1 NOX Rate v5.16 | 803 | 7510 | Rate Constraint in lbs/MMBtu | FALSE | L | Annual | Seasons Included | Seasons | Winter, Spring, Summer, Fall | Winter, Spring, Summer, Fall | Winter, Spring, Summer, Fall | Winter, Spring, Summer, Fall | Winter, Spring, Summer, Fall | Winter, Spring, Summer, Fall | Winter, Spring, Summer, Fall
NSR Ottumwa Unit 1 NOX Rate v5.16 | 803 | 7510 | Rate Constraint in lbs/MMBtu | FALSE | L | Annual | Standard NOX | lb/MMBtu | 0.08 | 0.08 | 0.08 | 0.08 | 0.08 | 0.08 | 0.08
NSR Ottumwa Unit 1 NOX Rate v5.16 | 803 | 7510 | Rate Constraint in lbs/MMBtu | FALSE | L | Annual | Emissions at Affected Plants NOX | Thousand Tons | 1.7133 | 2.0437 | 0 | 0 | 0 | 0 | 0
NSR Ottumwa Unit 1 NOX Rate v5.16 | 803 | 7510 | Rate Constraint in lbs/MMBtu | FALSE | L | Annual | Allowances Purchased NOX | Thousand Tons | 0 | 0 | 0 | 0 | 0 | 0 | 0
NSR Ottumwa Unit 1 NOX Rate v5.16 | 803 | 7510 | Rate Constraint in lbs/MMBtu | FALSE | L | Annual | Allowances Sold NOX | Thousand Tons | 0 | 0 | 0 | 0 | 0 | 0 | 0
NSR Ottumwa Unit 1 NOX Rate v5.16 | 803 | 7510 | Rate Constraint in lbs/MMBtu | FALSE | L | Annual | Allowances Banked | Thousand Tons | 0 | 0 | 0 | 0 | 0 | 0 | 0
NSR Ottumwa Unit 1 NOX Rate v5.16 | 803 | 7510 | Rate Constraint in lbs/MMBtu | FALSE | L | Annual | Allowances Withdrawn (1:1) | Thousand Tons | 0 | 0 | 0 | 0 | 0 | 0 | 0
NSR Ottumwa Unit 1 NOX Rate v5.16 | 803 | 7510 | Rate Constraint in lbs/MMBtu | FALSE | L | Annual | Allowances Withdrawn (n:1) | Thousand Tons | 0 | 0 | 0 | 0 | 0 | 0 | 0
NSR Ottumwa Unit 1 NOX Rate v5.16 | 803 | 7510 | Rate Constraint in lbs/MMBtu | FALSE | L | Annual | Net Emissions Allowance Position | Thousand Tons | 1.7133 | 2.0437 | 0 | 0 | 0 | 0 | 0
NSR Ottumwa Unit 1 NOX Rate v5.16 | 803 | 7510 | Rate Constraint in lbs/MMBtu | FALSE | L | Annual | Fuel Consumed | TBtu | 42.8381 | 51.0979 | 0 | 0 | 0 | 0 | 0
NSR Ottumwa Unit 1 NOX Rate v5.16 | 803 | 7510 | Rate Constraint in lbs/MMBtu | FALSE | L | Annual | Rate | lb/MMBtu | 0.07999 | 0.07999 | 0 | 0 | 0 | 0 | 0
NSR Ottumwa Unit 1 NOX Rate v5.16 | 803 | 7510 | Rate Constraint in lbs/MMBtu | FALSE | L | Annual | Generation | TWh | 4.1314 | 4.9279 | 0 | 0 | 0 | 0 | 0
NSR Ottumwa Unit 1 NOX Rate v5.16 | 803 | 7510 | Rate Constraint in lbs/MMBtu | FALSE | L | Annual | Qualifying Generation | TWh | 4.1314 | 4.9279 | 0 | 0 | 0 | 0 | 0
NSR Ottumwa Unit 1 NOX Rate v5.16 | 803 | 7510 | Rate Constraint in lbs/MMBtu | FALSE | L | Annual | Rate | lb/MWh | 0.82942 | 0.82942 | 0 | 0 | 0 | 0 | 0
NSR Ottumwa Unit 1 NOX Rate v5.16 | 803 | 7510 | Rate Constraint in lbs/MMBtu | FALSE | L | Annual | Constraint Shadow Price | US2022$/Ton | 0 | 0 | 0 | 0 | 0 | 0 | 0
NSR Ottumwa Unit 1 SO2 Rate v5.16 | 804 | 7509 | Rate Constraint in lbs/MMBtu | FALSE | L | Annual | Seasons Included | Seasons | Winter, Spring, Summer, Fall | Winter, Spring, Summer, Fall | Winter, Spring, Summer, Fall | Winter, Spring, Summer, Fall | Winter, Spring, Summer, Fall | Winter, Spring, Summer, Fall | Winter, Spring, Summer, Fall
NSR Ottumwa Unit 1 SO2 Rate v5.16 | 804 | 7509 | Rate Constraint in lbs/MMBtu | FALSE | L | Annual | Standard SO2 | lb/MMBtu | 0.075 | 0.075 | 0.075 | 0.075 | 0.075 | 0.075 | 0.075
NSR Ottumwa Unit 1 SO2 Rate v5.16 | 804 | 7509 | Rate Constraint in lbs/MMBtu | FALSE | L | Annual | Emissions at Affected Plants SO2 | Thousand Tons | 1.6064 | 1.9162 | 0 | 0 | 0 | 0 | 0
NSR Ottumwa Unit 1 SO2 Rate v5.16 | 804 | 7509 | Rate Constraint in lbs/MMBtu | FALSE | L | Annual | Allowances Purchased SO2 | Thousand Tons | 0 | 0 | 0 | 0 | 0 | 0 | 0
NSR Ottumwa Unit 1 SO2 Rate v5.16 | 804 | 7509 | Rate Constraint in lbs/MMBtu | FALSE | L | Annual | Allowances Sold SO2 | Thousand Tons | 0 | 0 | 0 | 0 | 0 | 0 | 0
NSR Ottumwa Unit 1 SO2 Rate v5.16 | 804 | 7509 | Rate Constraint in lbs/MMBtu | FALSE | L | Annual | Allowances Banked | Thousand Tons | 0 | 0 | 0 | 0 | 0 | 0 | 0
NSR Ottumwa Unit 1 SO2 Rate v5.16 | 804 | 7509 | Rate Constraint in lbs/MMBtu | FALSE | L | Annual | Allowances Withdrawn (1:1) | Thousand Tons | 0 | 0 | 0 | 0 | 0 | 0 | 0
NSR Ottumwa Unit 1 SO2 Rate v5.16 | 804 | 7509 | Rate Constraint in lbs/MMBtu | FALSE | L | Annual | Allowances Withdrawn (n:1) | Thousand Tons | 0 | 0 | 0 | 0 | 0 | 0 | 0
NSR Ottumwa Unit 1 SO2 Rate v5.16 | 804 | 7509 | Rate Constraint in lbs/MMBtu | FALSE | L | Annual | Net Emissions Allowance Position | Thousand Tons | 1.6064 | 1.9162 | 0 | 0 | 0 | 0 | 0
NSR Ottumwa Unit 1 SO2 Rate v5.16 | 804 | 7509 | Rate Constraint in lbs/MMBtu | FALSE | L | Annual | Fuel Consumed | TBtu | 42.8381 | 51.0979 | 0 | 0 | 0 | 0 | 0
NSR Ottumwa Unit 1 SO2 Rate v5.16 | 804 | 7509 | Rate Constraint in lbs/MMBtu | FALSE | L | Annual | Rate | lb/MMBtu | 0.075 | 0.075 | 0 | 0 | 0 | 0 | 0
NSR Ottumwa Unit 1 SO2 Rate v5.16 | 804 | 7509 | Rate Constraint in lbs/MMBtu | FALSE | L | Annual | Generation | TWh | 4.1314 | 4.9279 | 0 | 0 | 0 | 0 | 0
NSR Ottumwa Unit 1 SO2 Rate v5.16 | 804 | 7509 | Rate Constraint in lbs/MMBtu | FALSE | L | Annual | Qualifying Generation | TWh | 4.1314 | 4.9279 | 0 | 0 | 0 | 0 | 0
NSR Ottumwa Unit 1 SO2 Rate v5.16 | 804 | 7509 | Rate Constraint in lbs/MMBtu | FALSE | L | Annual | Rate | lb/MWh | 0.77768 | 0.77768 | 0 | 0 | 0 | 0 | 0
NSR Ottumwa Unit 1 SO2 Rate v5.16 | 804 | 7509 | Rate Constraint in lbs/MMBtu | FALSE | L | Annual | Constraint Shadow Price | US2022$/Ton | 0 | 0 | 0 | 0 | 0 | 0 | 0
NSR Prairie Creek 1,2 - SO2 Rate v5.16 | 805 | 7506 | Rate Constraint in lbs/MMBtu | FALSE | L | Annual | Seasons Included | Seasons | Winter, Spring, Summer, Fall | Winter, Spring, Summer, Fall | Winter, Spring, Summer, Fall | Winter, Spring, Summer, Fall | Winter, Spring, Summer, Fall | Winter, Spring, Summer, Fall | Winter, Spring, Summer, Fall
NSR Prairie Creek 1,2 - SO2 Rate v5.16 | 805 | 7506 | Rate Constraint in lbs/MMBtu | FALSE | L | Annual | Standard SO2 | lb/MMBtu | 0.9 | 0.9 | 0.9 | 0.9 | 0.9 | 0.9 | 0.9
NSR Prairie Creek 1,2 - SO2 Rate v5.16 | 805 | 7506 | Rate Constraint in lbs/MMBtu | FALSE | L | Annual | Emissions at Affected Plants SO2 | Thousand Tons | 0.036548 | 0.042718 | 0.037375 | 0.014002 | 0 | 0.026531 | 0.037031
NSR Prairie Creek 1,2 - SO2 Rate v5.16 | 805 | 7506 | Rate Constraint in lbs/MMBtu | FALSE | L | Annual | Allowances Purchased SO2 | Thousand Tons | 0 | 0 | 0 | 0 | 0 | 0 | 0
NSR Prairie Creek 1,2 - SO2 Rate v5.16 | 805 | 7506 | Rate Constraint in lbs/MMBtu | FALSE | L | Annual | Allowances Sold SO2 | Thousand Tons | 0 | 0 | 0 | 0 | 0 | 0 | 0
NSR Prairie Creek 1,2 - SO2 Rate v5.16 | 805 | 7506 | Rate Constraint in lbs/MMBtu | FALSE | L | Annual | Allowances Banked | Thousand Tons | 0 | 0 | 0 | 0 | 0 | 0 | 0
NSR Prairie Creek 1,2 - SO2 Rate v5.16 | 805 | 7506 | Rate Constraint in lbs/MMBtu | FALSE | L | Annual | Allowances Withdrawn (1:1) | Thousand Tons | 0 | 0 | 0 | 0 | 0 | 0 | 0
NSR Prairie Creek 1,2 - SO2 Rate v5.16 | 805 | 7506 | Rate Constraint in lbs/MMBtu | FALSE | L | Annual | Allowances Withdrawn (n:1) | Thousand Tons | 0 | 0 | 0 | 0 | 0 | 0 | 0
NSR Prairie Creek 1,2 - SO2 Rate v5.16 | 805 | 7506 | Rate Constraint in lbs/MMBtu | FALSE | L | Annual | Net Emissions Allowance Position | Thousand Tons | 0.036548 | 0.042718 | 0.037375 | 0.014002 | 0 | 0.026531 | 0.037031
NSR Prairie Creek 1,2 - SO2 Rate v5.16 | 805 | 7506 | Rate Constraint in lbs/MMBtu | FALSE | L | Annual | Fuel Consumed | TBtu | 0.13995 | 0.16357 | 0.14311 | 0.053615 | 0 | 0.10159 | 0.14179
NSR Prairie Creek 1,2 - SO2 Rate v5.16 | 805 | 7506 | Rate Constraint in lbs/MMBtu | FALSE | L | Annual | Rate | lb/MMBtu | 0.52232 | 0.52232 | 0.52232 | 0.52232 | 0 | 0.52232 | 0.52232
NSR Prairie Creek 1,2 - SO2 Rate v5.16 | 805 | 7506 | Rate Constraint in lbs/MMBtu | FALSE | L | Annual | Generation | TWh | 0.01283 | 0.014996 | 0.01312 | 0.0049152 | 0 | 0.0093134 | 0.012999
NSR Prairie Creek 1,2 - SO2 Rate v5.16 | 805 | 7506 | Rate Constraint in lbs/MMBtu | FALSE | L | Annual | Qualifying Generation | TWh | 0.01283 | 0.014996 | 0.01312 | 0.0049152 | 0 | 0.0093134 | 0.012999
NSR Prairie Creek 1,2 - SO2 Rate v5.16 | 805 | 7506 | Rate Constraint in lbs/MMBtu | FALSE | L | Annual | Rate | lb/MWh | 5.6974 | 5.6974 | 5.6974 | 5.6974 | 0 | 5.6974 | 5.6974
NSR Prairie Creek 1,2 - SO2 Rate v5.16 | 805 | 7506 | Rate Constraint in lbs/MMBtu | FALSE | L | Annual | Constraint Shadow Price | US2022$/Ton | 0 | 0 | 0 | 0 | 0 | 0 | 0
NSR Prairie Creek NOX Cap v5.16 | 806 | 7513 | Rate Constraint in MTons | FALSE | L | Annual | Seasons Included | Seasons | Winter, Spring, Summer, Fall | Winter, Spring, Summer, Fall | Winter, Spring, Summer, Fall | Winter, Spring, Summer, Fall | Winter, Spring, Summer, Fall | Winter, Spring, Summer, Fall | Winter, Spring, Summer, Fall
NSR Prairie Creek NOX Cap v5.16 | 806 | 7513 | Rate Constraint in MTons | FALSE | L | Annual | Standard NOX | Thousand Tons | 1.5 | 1.5 | 1.5 | 1.5 | 1.5 | 1.5 | 1.5
NSR Prairie Creek NOX Cap v5.16 | 806 | 7513 | Rate Constraint in MTons | FALSE | L | Annual | Emissions at Affected Plants NOX | Thousand Tons | 0.19584 | 0.26261 | 0.065006 | 0.024353 | 0 | 0.046146 | 0.064407
NSR Prairie Creek NOX Cap v5.16 | 806 | 7513 | Rate Constraint in MTons | FALSE | L | Annual | Allowances Purchased NOX | Thousand Tons | 0 | 0 | 0 | 0 | 0 | 0 | 0
NSR Prairie Creek NOX Cap v5.16 | 806 | 7513 | Rate Constraint in MTons | FALSE | L | Annual | Allowances Sold NOX | Thousand Tons | 0 | 0 | 0 | 0 | 0 | 0 | 0
NSR Prairie Creek NOX Cap v5.16 | 806 | 7513 | Rate Constraint in MTons | FALSE | L | Annual | Allowances Banked | Thousand Tons | 0 | 0 | 0 | 0 | 0 | 0 | 0
NSR Prairie Creek NOX Cap v5.16 | 806 | 7513 | Rate Constraint in MTons | FALSE | L | Annual | Allowances Withdrawn (1:1) | Thousand Tons | 0 | 0 | 0 | 0 | 0 | 0 | 0
NSR Prairie Creek NOX Cap v5.16 | 806 | 7513 | Rate Constraint in MTons | FALSE | L | Annual | Allowances Withdrawn (n:1) | Thousand Tons | 0 | 0 | 0 | 0 | 0 | 0 | 0
NSR Prairie Creek NOX Cap v5.16 | 806 | 7513 | Rate Constraint in MTons | FALSE | L | Annual | Net Emissions Allowance Position | Thousand Tons | 0.19584 | 0.26261 | 0.065006 | 0.024353 | 0 | 0.046146 | 0.064407
NSR Prairie Creek NOX Cap v5.16 | 806 | 7513 | Rate Constraint in MTons | FALSE | L | Annual | Fuel Consumed | TBtu | 1.5852 | 2.2211 | 0.14311 | 0.053615 | 0 | 0.10159 | 0.14179
NSR Prairie Creek NOX Cap v5.16 | 806 | 7513 | Rate Constraint in MTons | FALSE | L | Annual | Rate | lb/MMBtu | 0.24709 | 0.23647 | 0.90846 | 0.90846 | 0 | 0.90846 | 0.90846
NSR Prairie Creek NOX Cap v5.16 | 806 | 7513 | Rate Constraint in MTons | FALSE | L | Annual | Generation | TWh | 0.15997 | 0.22448 | 0.01312 | 0.0049152 | 0 | 0.0093134 | 0.012999
NSR Prairie Creek NOX Cap v5.16 | 806 | 7513 | Rate Constraint in MTons | FALSE | L | Annual | Qualifying Generation | TWh | 0.15997 | 0.22448 | 0.01312 | 0.0049152 | 0 | 0.0093134 | 0.012999
NSR Prairie Creek NOX Cap v5.16 | 806 | 7513 | Rate Constraint in MTons | FALSE | L | Annual | Rate | lb/MWh | 2.4485 | 2.3398 | 9.9095 | 9.9095 | 0 | 9.9095 | 9.9095
NSR Prairie Creek NOX Cap v5.16 | 806 | 7513 | Rate Constraint in MTons | FALSE | L | Annual | Constraint Shadow Price | US2022$/Ton | 0 | 0 | 0 | 0 | 0 | 0 | 0
NSR Prairie Creek SO2 Cap v5.16 | 807 | 7505 | Rate Constraint in MTons | FALSE | L | Annual | Seasons Included | Seasons | Winter, Spring, Summer, Fall | Winter, Spring, Summer, Fall | Winter, Spring, Summer, Fall | Winter, Spring, Summer, Fall | Winter, Spring, Summer, Fall | Winter, Spring, Summer, Fall | Winter, Spring, Summer, Fall
NSR Prairie Creek SO2 Cap v5.16 | 807 | 7505 | Rate Constraint in MTons | FALSE | L | Annual | Standard SO2 | Thousand Tons | 0.1 | 0.1 | 0.1 | 0.1 | 0.1 | 0.1 | 0.1
NSR Prairie Creek SO2 Cap v5.16 | 807 | 7505 | Rate Constraint in MTons | FALSE | L | Annual | Emissions at Affected Plants SO2 | Thousand Tons | 0.036548 | 0.042718 | 0.037375 | 0.014002 | 0 | 0.026531 | 0.037031
NSR Prairie Creek SO2 Cap v5.16 | 807 | 7505 | Rate Constraint in MTons | FALSE | L | Annual | Allowances Purchased SO2 | Thousand Tons | 0 | 0 | 0 | 0 | 0 | 0 | 0
NSR Prairie Creek SO2 Cap v5.16 | 807 | 7505 | Rate Constraint in MTons | FALSE | L | Annual | Allowances Sold SO2 | Thousand Tons | 0 | 0 | 0 | 0 | 0 | 0 | 0
NSR Prairie Creek SO2 Cap v5.16 | 807 | 7505 | Rate Constraint in MTons | FALSE | L | Annual | Allowances Banked | Thousand Tons | 0 | 0 | 0 | 0 | 0 | 0 | 0
NSR Prairie Creek SO2 Cap v5.16 | 807 | 7505 | Rate Constraint in MTons | FALSE | L | Annual | Allowances Withdrawn (1:1) | Thousand Tons | 0 | 0 | 0 | 0 | 0 | 0 | 0
NSR Prairie Creek SO2 Cap v5.16 | 807 | 7505 | Rate Constraint in MTons | FALSE | L | Annual | Allowances Withdrawn (n:1) | Thousand Tons | 0 | 0 | 0 | 0 | 0 | 0 | 0
NSR Prairie Creek SO2 Cap v5.16 | 807 | 7505 | Rate Constraint in MTons | FALSE | L | Annual | Net Emissions Allowance Position | Thousand Tons | 0.036548 | 0.042718 | 0.037375 | 0.014002 | 0 | 0.026531 | 0.037031
NSR Prairie Creek SO2 Cap v5.16 | 807 | 7505 | Rate Constraint in MTons | FALSE | L | Annual | Fuel Consumed | TBtu | 1.5852 | 2.2211 | 0.14311 | 0.053615 | 0 | 0.10159 | 0.14179
NSR Prairie Creek SO2 Cap v5.16 | 807 | 7505 | Rate Constraint in MTons | FALSE | L | Annual | Rate | lb/MMBtu | 0.046113 | 0.038466 | 0.52232 | 0.52232 | 0 | 0.52232 | 0.52232
NSR Prairie Creek SO2 Cap v5.16 | 807 | 7505 | Rate Constraint in MTons | FALSE | L | Annual | Generation | TWh | 0.15997 | 0.22448 | 0.01312 | 0.0049152 | 0 | 0.0093134 | 0.012999
NSR Prairie Creek SO2 Cap v5.16 | 807 | 7505 | Rate Constraint in MTons | FALSE | L | Annual | Qualifying Generation | TWh | 0.15997 | 0.22448 | 0.01312 | 0.0049152 | 0 | 0.0093134 | 0.012999
NSR Prairie Creek SO2 Cap v5.16 | 807 | 7505 | Rate Constraint in MTons | FALSE | L | Annual | Rate | lb/MWh | 0.45694 | 0.3806 | 5.6974 | 5.6974 | 0 | 5.6974 | 5.6974
NSR Prairie Creek SO2 Cap v5.16 | 807 | 7505 | Rate Constraint in MTons | FALSE | L | Annual | Constraint Shadow Price | US2022$/Ton | 0 | 0 | 0 | 0 | 0 | 0 | 0
NSR Prairie Creek Unit 3 SO2 Rate v5.16 | 808 | 7507 | Rate Constraint in lbs/MMBtu | FALSE | L | Annual | Seasons Included | Seasons | Winter, Spring, Summer, Fall | Winter, Spring, Summer, Fall | Winter, Spring, Summer, Fall | Winter, Spring, Summer, Fall | Winter, Spring, Summer, Fall | Winter, Spring, Summer, Fall | Winter, Spring, Summer, Fall
NSR Prairie Creek Unit 3 SO2 Rate v5.16 | 808 | 7507 | Rate Constraint in lbs/MMBtu | FALSE | L | Annual | Standard SO2 | lb/MMBtu | 0.7 | 0.7 | 0.7 | 0.7 | 0.7 | 0.7 | 0.7
NSR Prairie Creek Unit 3 SO2 Rate v5.16 | 808 | 7507 | Rate Constraint in lbs/MMBtu | FALSE | L | Annual | Emissions at Affected Plants SO2 | Thousand Tons | 0 | 0 | 0 | 0 | 0 | 0 | 0
NSR Prairie Creek Unit 3 SO2 Rate v5.16 | 808 | 7507 | Rate Constraint in lbs/MMBtu | FALSE | L | Annual | Allowances Purchased SO2 | Thousand Tons | 0 | 0 | 0 | 0 | 0 | 0 | 0
NSR Prairie Creek Unit 3 SO2 Rate v5.16 | 808 | 7507 | Rate Constraint in lbs/MMBtu | FALSE | L | Annual | Allowances Sold SO2 | Thousand Tons | 0 | 0 | 0 | 0 | 0 | 0 | 0
NSR Prairie Creek Unit 3 SO2 Rate v5.16 | 808 | 7507 | Rate Constraint in lbs/MMBtu | FALSE | L | Annual | Allowances Banked | Thousand Tons | 0 | 0 | 0 | 0 | 0 | 0 | 0
NSR Prairie Creek Unit 3 SO2 Rate v5.16 | 808 | 7507 | Rate Constraint in lbs/MMBtu | FALSE | L | Annual | Allowances Withdrawn (1:1) | Thousand Tons | 0 | 0 | 0 | 0 | 0 | 0 | 0
NSR Prairie Creek Unit 3 SO2 Rate v5.16 | 808 | 7507 | Rate Constraint in lbs/MMBtu | FALSE | L | Annual | Allowances Withdrawn (n:1) | Thousand Tons | 0 | 0 | 0 | 0 | 0 | 0 | 0
NSR Prairie Creek Unit 3 SO2 Rate v5.16 | 808 | 7507 | Rate Constraint in lbs/MMBtu | FALSE | L | Annual | Net Emissions Allowance Position | Thousand Tons | 0 | 0 | 0 | 0 | 0 | 0 | 0
NSR Prairie Creek Unit 3 SO2 Rate v5.16 | 808 | 7507 | Rate Constraint in lbs/MMBtu | FALSE | L | Annual | Fuel Consumed | TBtu | 0 | 0 | 0 | 0 | 0 | 0 | 0
NSR Prairie Creek Unit 3 SO2 Rate v5.16 | 808 | 7507 | Rate Constraint in lbs/MMBtu | FALSE | L | Annual | Rate | lb/MMBtu | 0 | 0 | 0 | 0 | 0 | 0 | 0
NSR Prairie Creek Unit 3 SO2 Rate v5.16 | 808 | 7507 | Rate Constraint in lbs/MMBtu | FALSE | L | Annual | Generation | TWh | 0 | 0 | 0 | 0 | 0 | 0 | 0
NSR Prairie Creek Unit 3 SO2 Rate v5.16 | 808 | 7507 | Rate Constraint in lbs/MMBtu | FALSE | L | Annual | Qualifying Generation | TWh | 0 | 0 | 0 | 0 | 0 | 0 | 0
NSR Prairie Creek Unit 3 SO2 Rate v5.16 | 808 | 7507 | Rate Constraint in lbs/MMBtu | FALSE | L | Annual | Rate | lb/MWh | 0 | 0 | 0 | 0 | 0 | 0 | 0
NSR Prairie Creek Unit 3 SO2 Rate v5.16 | 808 | 7507 | Rate Constraint in lbs/MMBtu | FALSE | L | Annual | Constraint Shadow Price | US2022$/Ton | 0 | 0 | 0 | 0 | 0 | 0 | 0
NSR Prairie Creek Unit 4 SO2 Rate v5.16 | 809 | 7508 | Rate Constraint in lbs/MMBtu | FALSE | L | Annual | Seasons Included | Seasons | Winter, Spring, Summer, Fall | Winter, Spring, Summer, Fall | Winter, Spring, Summer, Fall | Winter, Spring, Summer, Fall | Winter, Spring, Summer, Fall | Winter, Spring, Summer, Fall | Winter, Spring, Summer, Fall
NSR Prairie Creek Unit 4 SO2 Rate v5.16 | 809 | 7508 | Rate Constraint in lbs/MMBtu | FALSE | L | Annual | Standard SO2 | lb/MMBtu | 0.7 | 0.7 | 0.7 | 0.7 | 0.7 | 0.7 | 0.7
NSR Prairie Creek Unit 4 SO2 Rate v5.16 | 809 | 7508 | Rate Constraint in lbs/MMBtu | FALSE | L | Annual | Emissions at Affected Plants SO2 | Thousand Tons | 0 | 0 | 0 | 0 | 0 | 0 | 0
NSR Prairie Creek Unit 4 SO2 Rate v5.16 | 809 | 7508 | Rate Constraint in lbs/MMBtu | FALSE | L | Annual | Allowances Purchased SO2 | Thousand Tons | 0 | 0 | 0 | 0 | 0 | 0 | 0
NSR Prairie Creek Unit 4 SO2 Rate v5.16 | 809 | 7508 | Rate Constraint in lbs/MMBtu | FALSE | L | Annual | Allowances Sold SO2 | Thousand Tons | 0 | 0 | 0 | 0 | 0 | 0 | 0
NSR Prairie Creek Unit 4 SO2 Rate v5.16 | 809 | 7508 | Rate Constraint in lbs/MMBtu | FALSE | L | Annual | Allowances Banked | Thousand Tons | 0 | 0 | 0 | 0 | 0 | 0 | 0
NSR Prairie Creek Unit 4 SO2 Rate v5.16 | 809 | 7508 | Rate Constraint in lbs/MMBtu | FALSE | L | Annual | Allowances Withdrawn (1:1) | Thousand Tons | 0 | 0 | 0 | 0 | 0 | 0 | 0
NSR Prairie Creek Unit 4 SO2 Rate v5.16 | 809 | 7508 | Rate Constraint in lbs/MMBtu | FALSE | L | Annual | Allowances Withdrawn (n:1) | Thousand Tons | 0 | 0 | 0 | 0 | 0 | 0 | 0
NSR Prairie Creek Unit 4 SO2 Rate v5.16 | 809 | 7508 | Rate Constraint in lbs/MMBtu | FALSE | L | Annual | Net Emissions Allowance Position | Thousand Tons | 0 | 0 | 0 | 0 | 0 | 0 | 0
NSR Prairie Creek Unit 4 SO2 Rate v5.16 | 809 | 7508 | Rate Constraint in lbs/MMBtu | FALSE | L | Annual | Fuel Consumed | TBtu | 1.4452 | 2.0575 | 0 | 0 | 0 | 0 | 0
NSR Prairie Creek Unit 4 SO2 Rate v5.16 | 809 | 7508 | Rate Constraint in lbs/MMBtu | FALSE | L | Annual | Rate | lb/MMBtu | 0 | 0 | 0 | 0 | 0 | 0 | 0
NSR Prairie Creek Unit 4 SO2 Rate v5.16 | 809 | 7508 | Rate Constraint in lbs/MMBtu | FALSE | L | Annual | Generation | TWh | 0.14714 | 0.20948 | 0 | 0 | 0 | 0 | 0
NSR Prairie Creek Unit 4 SO2 Rate v5.16 | 809 | 7508 | Rate Constraint in lbs/MMBtu | FALSE | L | Annual | Qualifying Generation | TWh | 0.14714 | 0.20948 | 0 | 0 | 0 | 0 | 0
NSR Prairie Creek Unit 4 SO2 Rate v5.16 | 809 | 7508 | Rate Constraint in lbs/MMBtu | FALSE | L | Annual | Rate | lb/MWh | 0 | 0 | 0 | 0 | 0 | 0 | 0
NSR Prairie Creek Unit 4 SO2 Rate v5.16 | 809 | 7508 | Rate Constraint in lbs/MMBtu | FALSE | L | Annual | Constraint Shadow Price | US2022$/Ton | 0 | 0 | 0 | 0 | 0 | 0 | 0
NSR Rockport 1 & 2 - SO2 Cap Annual v5.13 | 812 | 7374 | Rate Constraint in MTons | FALSE | L | Annual | Seasons Included | Seasons | Winter, Spring, Summer, Fall | Winter, Spring, Summer, Fall | Winter, Spring, Summer, Fall | Winter, Spring, Summer, Fall | Winter, Spring, Summer, Fall | Winter, Spring, Summer, Fall | Winter, Spring, Summer, Fall
NSR Rockport 1 & 2 - SO2 Cap Annual v5.13 | 812 | 7374 | Rate Constraint in MTons | FALSE | L | Annual | Standard SO2 | Thousand Tons | 10 | 5 | 5 | 5 | 5 | 5 | 5
NSR Rockport 1 & 2 - SO2 Cap Annual v5.13 | 812 | 7374 | Rate Constraint in MTons | FALSE | L | Annual | Emissions at Affected Plants SO2 | Thousand Tons | 0 | 0 | 0 | 0 | 0 | 0 | 0
NSR Rockport 1 & 2 - SO2 Cap Annual v5.13 | 812 | 7374 | Rate Constraint in MTons | FALSE | L | Annual | Allowances Purchased SO2 | Thousand Tons | 0 | 0 | 0 | 0 | 0 | 0 | 0
NSR Rockport 1 & 2 - SO2 Cap Annual v5.13 | 812 | 7374 | Rate Constraint in MTons | FALSE | L | Annual | Allowances Sold SO2 | Thousand Tons | 0 | 0 | 0 | 0 | 0 | 0 | 0
NSR Rockport 1 & 2 - SO2 Cap Annual v5.13 | 812 | 7374 | Rate Constraint in MTons | FALSE | L | Annual | Allowances Banked | Thousand Tons | 0 | 0 | 0 | 0 | 0 | 0 | 0
NSR Rockport 1 & 2 - SO2 Cap Annual v5.13 | 812 | 7374 | Rate Constraint in MTons | FALSE | L | Annual | Allowances Withdrawn (1:1) | Thousand Tons | 0 | 0 | 0 | 0 | 0 | 0 | 0
NSR Rockport 1 & 2 - SO2 Cap Annual v5.13 | 812 | 7374 | Rate Constraint in MTons | FALSE | L | Annual | Allowances Withdrawn (n:1) | Thousand Tons | 0 | 0 | 0 | 0 | 0 | 0 | 0
NSR Rockport 1 & 2 - SO2 Cap Annual v5.13 | 812 | 7374 | Rate Constraint in MTons | FALSE | L | Annual | Net Emissions Allowance Position | Thousand Tons | 0 | 0 | 0 | 0 | 0 | 0 | 0
NSR Rockport 1 & 2 - SO2 Cap Annual v5.13 | 812 | 7374 | Rate Constraint in MTons | FALSE | L | Annual | Fuel Consumed | TBtu | 0 | 0 | 0 | 0 | 0 | 0 | 0
NSR Rockport 1 & 2 - SO2 Cap Annual v5.13 | 812 | 7374 | Rate Constraint in MTons | FALSE | L | Annual | Rate | lb/MMBtu | 0 | 0 | 0 | 0 | 0 | 0 | 0
NSR Rockport 1 & 2 - SO2 Cap Annual v5.13 | 812 | 7374 | Rate Constraint in MTons | FALSE | L | Annual | Generation | TWh | 0 | 0 | 0 | 0 | 0 | 0 | 0
NSR Rockport 1 & 2 - SO2 Cap Annual v5.13 | 812 | 7374 | Rate Constraint in MTons | FALSE | L | Annual | Qualifying Generation | TWh | 0 | 0 | 0 | 0 | 0 | 0 | 0
NSR Rockport 1 & 2 - SO2 Cap Annual v5.13 | 812 | 7374 | Rate Constraint in MTons | FALSE | L | Annual | Rate | lb/MWh | 0 | 0 | 0 | 0 | 0 | 0 | 0
NSR Rockport 1 & 2 - SO2 Cap Annual v5.13 | 812 | 7374 | Rate Constraint in MTons | FALSE | L | Annual | Constraint Shadow Price | US2022$/Ton | 0 | 0 | 0 | 0 | 0 | 0 | 0
NSR Santee Cooper - NOX Cap Annual v3.1 | 813 | 7395 | Rate Constraint in MTons | FALSE | L | Annual | Seasons Included | Seasons | Winter, Spring, Summer, Fall | Winter, Spring, Summer, Fall | Winter, Spring, Summer, Fall | Winter, Spring, Summer, Fall | Winter, Spring, Summer, Fall | Winter, Spring, Summer, Fall | Winter, Spring, Summer, Fall
NSR Santee Cooper - NOX Cap Annual v3.1 | 813 | 7395 | Rate Constraint in MTons | FALSE | L | Annual | Standard NOX | Thousand Tons | 20 | 20 | 20 | 20 | 20 | 20 | 20
NSR Santee Cooper - NOX Cap Annual v3.1 | 813 | 7395 | Rate Constraint in MTons | FALSE | L | Annual | Emissions at Affected Plants NOX | Thousand Tons | 1.475 | 3.1426 | 5.7775 | 5.7775 | 0 | 0 | 0
NSR Santee Cooper - NOX Cap Annual v3.1 | 813 | 7395 | Rate Constraint in MTons | FALSE | L | Annual | Allowances Purchased NOX | Thousand Tons | 0 | 0 | 0 | 0 | 0 | 0 | 0
NSR Santee Cooper - NOX Cap Annual v3.1 | 813 | 7395 | Rate Constraint in MTons | FALSE | L | Annual | Allowances Sold NOX | Thousand Tons | 0 | 0 | 0 | 0 | 0 | 0 | 0
NSR Santee Cooper - NOX Cap Annual v3.1 | 813 | 7395 | Rate Constraint in MTons | FALSE | L | Annual | Allowances Banked | Thousand Tons | 0 | 0 | 0 | 0 | 0 | 0 | 0
NSR Santee Cooper - NOX Cap Annual v3.1 | 813 | 7395 | Rate Constraint in MTons | FALSE | L | Annual | Allowances Withdrawn (1:1) | Thousand Tons | 0 | 0 | 0 | 0 | 0 | 0 | 0
NSR Santee Cooper - NOX Cap Annual v3.1 | 813 | 7395 | Rate Constraint in MTons | FALSE | L | Annual | Allowances Withdrawn (n:1) | Thousand Tons | 0 | 0 | 0 | 0 | 0 | 0 | 0
NSR Santee Cooper - NOX Cap Annual v3.1 | 813 | 7395 | Rate Constraint in MTons | FALSE | L | Annual | Net Emissions Allowance Position | Thousand Tons | 1.475 | 3.1426 | 5.7775 | 5.7775 | 0 | 0 | 0
NSR Santee Cooper - NOX Cap Annual v3.1 | 813 | 7395 | Rate Constraint in MTons | FALSE | L | Annual | Fuel Consumed | TBtu | 40.2185 | 88.0107 | 164.9981 | 164.9981 | 0 | 0 | 0
NSR Santee Cooper - NOX Cap Annual v3.1 | 813 | 7395 | Rate Constraint in MTons | FALSE | L | Annual | Rate | lb/MMBtu | 0.073351 | 0.071414 | 0.070031 | 0.070031 | 0 | 0 | 0
NSR Santee Cooper - NOX Cap Annual v3.1 | 813 | 7395 | Rate Constraint in MTons | FALSE | L | Annual | Generation | TWh | 3.9438 | 8.6679 | 11.1799 | 11.1799 | 0 | 0 | 0
NSR Santee Cooper - NOX Cap Annual v3.1 | 813 | 7395 | Rate Constraint in MTons | FALSE | L | Annual | Qualifying Generation | TWh | 3.9438 | 8.6679 | 11.1799 | 11.1799 | 0 | 0 | 0
NSR Santee Cooper - NOX Cap Annual v3.1 | 813 | 7395 | Rate Constraint in MTons | FALSE | L | Annual | Rate | lb/MWh | 0.74803 | 0.72511 | 1.0336 | 1.0336 | 0 | 0 | 0
NSR Santee Cooper - NOX Cap Annual v3.1 | 813 | 7395 | Rate Constraint in MTons | FALSE | L | Annual | Constraint Shadow Price | US2022$/Ton | 0 | 0 | 0 | 0 | 0 | 0 | 0
NSR Santee Cooper - NOX Rate Annual v3.1 | 814 | 7396 | Rate Constraint in lbs/MMBtu | FALSE | L | Annual | Seasons Included | Seasons | Winter, Spring, Summer, Fall | Winter, Spring, Summer, Fall | Winter, Spring, Summer, Fall | Winter, Spring, Summer, Fall | Winter, Spring, Summer, Fall | Winter, Spring, Summer, Fall | Winter, Spring, Summer, Fall
NSR Santee Cooper - NOX Rate Annual v3.1 | 814 | 7396 | Rate Constraint in lbs/MMBtu | FALSE | L | Annual | Standard NOX | lb/MMBtu | 0.15 | 0.15 | 0.15 | 0.15 | 0.15 | 0.15 | 0.15
NSR Santee Cooper - NOX Rate Annual v3.1 | 814 | 7396 | Rate Constraint in lbs/MMBtu | FALSE | L | Annual | Emissions at Affected Plants NOX | Thousand Tons | 1.475 | 3.1426 | 5.7775 | 5.7775 | 0 | 0 | 0
NSR Santee Cooper - NOX Rate Annual v3.1 | 814 | 7396 | Rate Constraint in lbs/MMBtu | FALSE | L | Annual | Allowances Purchased NOX | Thousand Tons | 0 | 0 | 0 | 0 | 0 | 0 | 0
NSR Santee Cooper - NOX Rate Annual v3.1 | 814 | 7396 | Rate Constraint in lbs/MMBtu | FALSE | L | Annual | Allowances Sold NOX | Thousand Tons | 0 | 0 | 0 | 0 | 0 | 0 | 0
NSR Santee Cooper - NOX Rate Annual v3.1 | 814 | 7396 | Rate Constraint in lbs/MMBtu | FALSE | L | Annual | Allowances Banked | Thousand Tons | 0 | 0 | 0 | 0 | 0 | 0 | 0
NSR Santee Cooper - NOX Rate Annual v3.1 | 814 | 7396 | Rate Constraint in lbs/MMBtu | FALSE | L | Annual | Allowances Withdrawn (1:1) | Thousand Tons | 0 | 0 | 0 | 0 | 0 | 0 | 0
NSR Santee Cooper - NOX Rate Annual v3.1 | 814 | 7396 | Rate Constraint in lbs/MMBtu | FALSE | L | Annual | Allowances Withdrawn (n:1) | Thousand Tons | 0 | 0 | 0 | 0 | 0 | 0 | 0
NSR Santee Cooper - NOX Rate Annual v3.1 | 814 | 7396 | Rate Constraint in lbs/MMBtu | FALSE | L | Annual | Net Emissions Allowance Position | Thousand Tons | 1.475 | 3.1426 | 5.7775 | 5.7775 | 0 | 0 | 0
NSR Santee Cooper - NOX Rate Annual v3.1 | 814 | 7396 | Rate Constraint in lbs/MMBtu | FALSE | L | Annual | Fuel Consumed | TBtu | 40.2185 | 88.0107 | 164.9981 | 164.9981 | 0 | 0 | 0
NSR Santee Cooper - NOX Rate Annual v3.1 | 814 | 7396 | Rate Constraint in lbs/MMBtu | FALSE | L | Annual | Rate | lb/MMBtu | 0.073351 | 0.071414 | 0.070031 | 0.070031 | 0 | 0 | 0
NSR Santee Cooper - NOX Rate Annual v3.1 | 814 | 7396 | Rate Constraint in lbs/MMBtu | FALSE | L | Annual | Generation | TWh | 3.9438 | 8.6679 | 11.1799 | 11.1799 | 0 | 0 | 0
NSR Santee Cooper - NOX Rate Annual v3.1 | 814 | 7396 | Rate Constraint in lbs/MMBtu | FALSE | L | Annual | Qualifying Generation | TWh | 3.9438 | 8.6679 | 11.1799 | 11.1799 | 0 | 0 | 0
NSR Santee Cooper - NOX Rate Annual v3.1 | 814 | 7396 | Rate Constraint in lbs/MMBtu | FALSE | L | Annual | Rate | lb/MWh | 0.74803 | 0.72511 | 1.0336 | 1.0336 | 0 | 0 | 0
NSR Santee Cooper - NOX Rate Annual v3.1 | 814 | 7396 | Rate Constraint in lbs/MMBtu | FALSE | L | Annual | Constraint Shadow Price | US2022$/Ton | 0 | 0 | 0 | 0 | 0 | 0 | 0
NSR Santee Cooper - SO2 Cap Annual v3.1 | 815 | 7397 | Rate Constraint in MTons | FALSE | L | Annual | Seasons Included | Seasons | Winter, Spring, Summer, Fall | Winter, Spring, Summer, Fall | Winter, Spring, Summer, Fall | Winter, Spring, Summer, Fall | Winter, Spring, Summer, Fall | Winter, Spring, Summer, Fall | Winter, Spring, Summer, Fall
NSR Santee Cooper - SO2 Cap Annual v3.1 | 815 | 7397 | Rate Constraint in MTons | FALSE | L | Annual | Standard SO2 | Thousand Tons | 65 | 65 | 65 | 65 | 65 | 65 | 65
NSR Santee Cooper - SO2 Cap Annual v3.1 | 815 | 7397 | Rate Constraint in MTons | FALSE | L | Annual | Emissions at Affected Plants SO2 | Thousand Tons | 1.787 | 3.7588 | 6.0332 | 6.0332 | 0 | 0 | 0
NSR Santee Cooper - SO2 Cap Annual v3.1 | 815 | 7397 | Rate Constraint in MTons | FALSE | L | Annual | Allowances Purchased SO2 | Thousand Tons | 0 | 0 | 0 | 0 | 0 | 0 | 0
NSR Santee Cooper - SO2 Cap Annual v3.1 | 815 | 7397 | Rate Constraint in MTons | FALSE | L | Annual | Allowances Sold SO2 | Thousand Tons | 0 | 0 | 0 | 0 | 0 | 0 | 0
NSR Santee Cooper - SO2 Cap Annual v3.1 | 815 | 7397 | Rate Constraint in MTons | FALSE | L | Annual | Allowances Banked | Thousand Tons | 0 | 0 | 0 | 0 | 0 | 0 | 0
NSR Santee Cooper - SO2 Cap Annual v3.1 | 815 | 7397 | Rate Constraint in MTons | FALSE | L | Annual | Allowances Withdrawn (1:1) | Thousand Tons | 0 | 0 | 0 | 0 | 0 | 0 | 0
NSR Santee Cooper - SO2 Cap Annual v3.1 | 815 | 7397 | Rate Constraint in MTons | FALSE | L | Annual | Allowances Withdrawn (n:1) | Thousand Tons | 0 | 0 | 0 | 0 | 0 | 0 | 0
NSR Santee Cooper - SO2 Cap Annual v3.1 | 815 | 7397 | Rate Constraint in MTons | FALSE | L | Annual | Net Emissions Allowance Position | Thousand Tons | 1.787 | 3.7588 | 6.0332 | 6.0332 | 0 | 0 | 0
NSR Santee Cooper - SO2 Cap Annual v3.1 | 815 | 7397 | Rate Constraint in MTons | FALSE | L | Annual | Fuel Consumed | TBtu | 40.2185 | 88.0107 | 164.9981 | 164.9981 | 0 | 0 | 0
NSR Santee Cooper - SO2 Cap Annual v3.1 | 815 | 7397 | Rate Constraint in MTons | FALSE | L | Annual | Rate | lb/MMBtu | 0.088866 | 0.085417 | 0.073131 | 0.073131 | 0 | 0 | 0
NSR Santee Cooper - SO2 Cap Annual v3.1 | 815 | 7397 | Rate Constraint in MTons | FALSE | L | Annual | Generation | TWh | 3.9438 | 8.6679 | 11.1799 | 11.1799 | 0 | 0 | 0
NSR Santee Cooper - SO2 Cap Annual v3.1 | 815 | 7397 | Rate Constraint in MTons | FALSE | L | Annual | Qualifying Generation | TWh | 3.9438 | 8.6679 | 11.1799 | 11.1799 | 0 | 0 | 0
NSR Santee Cooper - SO2 Cap Annual v3.1 | 815 | 7397 | Rate Constraint in MTons | FALSE | L | Annual | Rate | lb/MWh | 0.90625 | 0.86729 | 1.0793 | 1.0793 | 0 | 0 | 0
NSR Santee Cooper - SO2 Cap Annual v3.1 | 815 | 7397 | Rate Constraint in MTons | FALSE | L | Annual | Constraint Shadow Price | US2022$/Ton | 0 | 0 | 0 | 0 | 0 | 0 | 0
NSR Santee Cooper - SO2 Rate Annual v3.1 | 816 | 7398 | Rate Constraint in lbs/MMBtu | FALSE | L | Annual | Seasons Included | Seasons | Winter, Spring, Summer, Fall | Winter, Spring, Summer, Fall | Winter, Spring, Summer, Fall | Winter, Spring, Summer, Fall | Winter, Spring, Summer, Fall | Winter, Spring, Summer, Fall | Winter, Spring, Summer, Fall
NSR Santee Cooper - SO2 Rate Annual v3.1 | 816 | 7398 | Rate Constraint in lbs/MMBtu | FALSE | L | Annual | Standard SO2 | lb/MMBtu | 0.5 | 0.5 | 0.5 | 0.5 | 0.5 | 0.5 | 0.5
NSR Santee Cooper - SO2 Rate Annual v3.1 | 816 | 7398 | Rate Constraint in lbs/MMBtu | FALSE | L | Annual | Emissions at Affected Plants SO2 | Thousand Tons | 1.787 | 3.7588 | 6.0332 | 6.0332 | 0 | 0 | 0
NSR Santee Cooper - SO2 Rate Annual v3.1 | 816 | 7398 | Rate Constraint in lbs/MMBtu | FALSE | L | Annual | Allowances Purchased SO2 | Thousand Tons | 0 | 0 | 0 | 0 | 0 | 0 | 0
NSR Santee Cooper - SO2 Rate Annual v3.1 | 816 | 7398 | Rate Constraint in lbs/MMBtu | FALSE | L | Annual | Allowances Sold SO2 | Thousand Tons | 0 | 0 | 0 | 0 | 0 | 0 | 0
NSR Santee Cooper - SO2 Rate Annual v3.1 | 816 | 7398 | Rate Constraint in lbs/MMBtu | FALSE | L | Annual | Allowances Banked | Thousand Tons | 0 | 0 | 0 | 0 | 0 | 0 | 0
NSR Santee Cooper - SO2 Rate Annual v3.1 | 816 | 7398 | Rate Constraint in lbs/MMBtu | FALSE | L | Annual | Allowances Withdrawn (1:1) | Thousand Tons | 0 | 0 | 0 | 0 | 0 | 0 | 0
NSR Santee Cooper - SO2 Rate Annual v3.1 | 816 | 7398 | Rate Constraint in lbs/MMBtu | FALSE | L | Annual | Allowances Withdrawn (n:1) | Thousand Tons | 0 | 0 | 0 | 0 | 0 | 0 | 0
NSR Santee Cooper - SO2 Rate Annual v3.1 | 816 | 7398 | Rate Constraint in lbs/MMBtu | FALSE | L | Annual | Net Emissions Allowance Position | Thousand Tons | 1.787 | 3.7588 | 6.0332 | 6.0332 | 0 | 0 | 0
NSR Santee Cooper - SO2 Rate Annual v3.1 | 816 | 7398 | Rate Constraint in lbs/MMBtu | FALSE | L | Annual | Fuel Consumed | TBtu | 40.2185 | 88.0107 | 164.9981 | 164.9981 | 0 | 0 | 0
NSR Santee Cooper - SO2 Rate Annual v3.1 | 816 | 7398 | Rate Constraint in lbs/MMBtu | FALSE | L | Annual | Rate | lb/MMBtu | 0.088866 | 0.085417 | 0.073131 | 0.073131 | 0 | 0 | 0
NSR Santee Cooper - SO2 Rate Annual v3.1 | 816 | 7398 | Rate Constraint in lbs/MMBtu | FALSE | L | Annual | Generation | TWh | 3.9438 | 8.6679 | 11.1799 | 11.1799 | 0 | 0 | 0
NSR Santee Cooper - SO2 Rate Annual v3.1 | 816 | 7398 | Rate Constraint in lbs/MMBtu | FALSE | L | Annual | Qualifying Generation | TWh | 3.9438 | 8.6679 | 11.1799 | 11.1799 | 0 | 0 | 0
NSR Santee Cooper - SO2 Rate Annual v3.1 | 816 | 7398 | Rate Constraint in lbs/MMBtu | FALSE | L | Annual | Rate | lb/MWh | 0.90625 | 0.86729 | 1.0793 | 1.0793 | 0 | 0 | 0
NSR Santee Cooper - SO2 Rate Annual v3.1 | 816 | 7398 | Rate Constraint in lbs/MMBtu | FALSE | L | Annual | Constraint Shadow Price | US2022$/Ton | 0 | 0 | 0 | 0 | 0 | 0 | 0
NSR Shawnee 1& 4 - SO2 Rate Annual v4.11 | 817 | 7455 | Rate Constraint in lbs/MMBtu | FALSE | L | Annual | Seasons Included | Seasons | Winter, Spring, Summer, Fall | Winter, Spring, Summer, Fall | Winter, Spring, Summer, Fall | Winter, Spring, Summer, Fall | Winter, Spring, Summer, Fall | Winter, Spring, Summer, Fall | Winter, Spring, Summer, Fall
NSR Shawnee 1& 4 - SO2 Rate Annual v4.11 | 817 | 7455 | Rate Constraint in lbs/MMBtu | FALSE | L | Annual | Standard SO2 | lb/MMBtu | 1.2 | 1.2 | 1.2 | 1.2 | 1.2 | 1.2 | 1.2
NSR Shawnee 1& 4 - SO2 Rate Annual v4.11 | 817 | 7455 | Rate Constraint in lbs/MMBtu | FALSE | L | Annual | Emissions at Affected Plants SO2 | Thousand Tons | 0.43118 | 0.51316 | 0 | 0 | 0 | 0 | 0
NSR Shawnee 1& 4 - SO2 Rate Annual v4.11 | 817 | 7455 | Rate Constraint in lbs/MMBtu | FALSE | L | Annual | Allowances Purchased SO2 | Thousand Tons | 0 | 0 | 0 | 0 | 0 | 0 | 0
NSR Shawnee 1& 4 - SO2 Rate Annual v4.11 | 817 | 7455 | Rate Constraint in lbs/MMBtu | FALSE | L | Annual | Allowances Sold SO2 | Thousand Tons | 0 | 0 | 0 | 0 | 0 | 0 | 0
NSR Shawnee 1& 4 - SO2 Rate Annual v4.11 | 817 | 7455 | Rate Constraint in lbs/MMBtu | FALSE | L | Annual | Allowances Banked | Thousand Tons | 0 | 0 | 0 | 0 | 0 | 0 | 0
NSR Shawnee 1& 4 - SO2 Rate Annual v4.11 | 817 | 7455 | Rate Constraint in lbs/MMBtu | FALSE | L | Annual | Allowances Withdrawn (1:1) | Thousand Tons | 0 | 0 | 0 | 0 | 0 | 0 | 0
NSR Shawnee 1& 4 - SO2 Rate Annual v4.11 | 817 | 7455 | Rate Constraint in lbs/MMBtu | FALSE | L | Annual | Allowances Withdrawn (n:1) | Thousand Tons | 0 | 0 | 0 | 0 | 0 | 0 | 0
NSR Shawnee 1& 4 - SO2 Rate Annual v4.11 | 817 | 7455 | Rate Constraint in lbs/MMBtu | FALSE | L | Annual | Net Emissions Allowance Position | Thousand Tons | 0.43118 | 0.51316 | 0 | 0 | 0 | 0 | 0
NSR Shawnee 1& 4 - SO2 Rate Annual v4.11 | 817 | 7455 | Rate Constraint in lbs/MMBtu | FALSE | L | Annual | Fuel Consumed | TBtu | 11.3185 | 13.4704 | 0 | 0 | 0 | 0 | 0
NSR Shawnee 1& 4 - SO2 Rate Annual v4.11 | 817 | 7455 | Rate Constraint in lbs/MMBtu | FALSE | L | Annual | Rate | lb/MMBtu | 0.07619 | 0.07619 | 0 | 0 | 0 | 0 | 0
NSR Shawnee 1& 4 - SO2 Rate Annual v4.11 | 817 | 7455 | Rate Constraint in lbs/MMBtu | FALSE | L | Annual | Generation | TWh | 0.96608 | 1.1498 | 0 | 0 | 0 | 0 | 0
NSR Shawnee 1& 4 - SO2 Rate Annual v4.11 | 817 | 7455 | Rate Constraint in lbs/MMBtu | FALSE | L | Annual | Qualifying Generation | TWh | 0.96608 | 1.1498 | 0 | 0 | 0 | 0 | 0
NSR Shawnee 1& 4 - SO2 Rate Annual v4.11 | 817 | 7455 | Rate Constraint in lbs/MMBtu | FALSE | L | Annual | Rate | lb/MWh | 0.89264 | 0.89264 | 0 | 0 | 0 | 0 | 0
NSR Shawnee 1& 4 - SO2 Rate Annual v4.11 | 817 | 7455 | Rate Constraint in lbs/MMBtu | FALSE | L | Annual | Constraint Shadow Price | US2022$/Ton | 0 | 0 | 0 | 0 | 0 | 0 | 0
NSR Shawnee 5-10 - SO2 Rate Annual v4.11 | 818 | 7456 | Rate Constraint in lbs/MMBtu | FALSE | L | Annual | Seasons Included | Seasons | Winter, Spring, Summer, Fall | Winter, Spring, Summer, Fall | Winter, Spring, Summer, Fall | Winter, Spring, Summer, Fall | Winter, Spring, Summer, Fall | Winter, Spring, Summer, Fall | Winter, Spring, Summer, Fall
NSR Shawnee 5-10 - SO2 Rate Annual v4.11 | 818 | 7456 | Rate Constraint in lbs/MMBtu | FALSE | L | Annual | Standard SO2 | lb/MMBtu | 1.2 | 1.2 | 1.2 | 1.2 | 1.2 | 1.2 | 1.2
NSR Shawnee 5-10 - SO2 Rate Annual v4.11 | 818 | 7456 | Rate Constraint in lbs/MMBtu | FALSE | L | Annual | Emissions at Affected Plants SO2 | Thousand Tons | 1.8655 | 0 | 0 | 0 | 0 | 0 | 0
NSR Shawnee 5-10 - SO2 Rate Annual v4.11 | 818 | 7456 | Rate Constraint in lbs/MMBtu | FALSE | L | Annual | Allowances Purchased SO2 | Thousand Tons | 0 | 0 | 0 | 0 | 0 | 0 | 0
NSR Shawnee 5-10 - SO2 Rate Annual v4.11 | 818 | 7456 | Rate Constraint in lbs/MMBtu | FALSE | L | Annual | Allowances Sold SO2 | Thousand Tons | 0 | 0 | 0 | 0 | 0 | 0 | 0
NSR Shawnee 5-10 - SO2 Rate Annual v4.11 | 818 | 7456 | Rate Constraint in lbs/MMBtu | FALSE | L | Annual | Allowances Banked | Thousand Tons | 0 | 0 | 0 | 0 | 0 | 0 | 0
NSR Shawnee 5-10 - SO2 Rate Annual v4.11 | 818 | 7456 | Rate Constraint in lbs/MMBtu | FALSE | L | Annual | Allowances Withdrawn (1:1) | Thousand Tons | 0 | 0 | 0 | 0 | 0 | 0 | 0
NSR Shawnee 5-10 - SO2 Rate Annual v4.11 | 818 | 7456 | Rate Constraint in lbs/MMBtu | FALSE | L | Annual | Allowances Withdrawn (n:1) | Thousand Tons | 0 | 0 | 0 | 0 | 0 | 0 | 0
NSR Shawnee 5-10 - SO2 Rate Annual v4.11 | 818 | 7456 | Rate Constraint in lbs/MMBtu | FALSE | L | Annual | Net Emissions Allowance Position | Thousand Tons | 1.8655 | 0 | 0 | 0 | 0 | 0 | 0
NSR Shawnee 5-10 - SO2 Rate Annual v4.11 | 818 | 7456 | Rate Constraint in lbs/MMBtu | FALSE | L | Annual | Fuel Consumed | TBtu | 8.3797 | 0 | 0 | 0 | 0 | 0 | 0
NSR Shawnee 5-10 - SO2 Rate Annual v4.11 | 818 | 7456 | Rate Constraint in lbs/MMBtu | FALSE | L | Annual | Rate | lb/MMBtu | 0.44525 | 0 | 0 | 0 | 0 | 0 | 0
NSR Shawnee 5-10 - SO2 Rate Annual v4.11 | 818 | 7456 | Rate Constraint in lbs/MMBtu | FALSE | L | Annual | Generation | TWh | 0.71281 | 0 | 0 | 0 | 0 | 0 | 0
NSR Shawnee 5-10 - SO2 Rate Annual v4.11 | 818 | 7456 | Rate Constraint in lbs/MMBtu | FALSE | L | Annual | Qualifying Generation | TWh | 0.71281 | 0 | 0 | 0 | 0 | 0 | 0
NSR Shawnee 5-10 - SO2 Rate Annual v4.11 | 818 | 7456 | Rate Constraint in lbs/MMBtu | FALSE | L | Annual | Rate | lb/MWh | 5.2343 | 0 | 0 | 0 | 0 | 0 | 0
NSR Shawnee 5-10 - SO2 Rate Annual v4.11 | 818 | 7456 | Rate Constraint in lbs/MMBtu | FALSE | L | Annual | Constraint Shadow Price | US2022$/Ton | 0 | 0 | 0 | 0 | 0 | 0 | 0
NSR Tucson Electric - SO2 Cap Annual v4.0 | 819 | 7276 | Rate Constraint in MTons | FALSE | L | Annual | Seasons Included | Seasons | Winter, Spring, Summer, Fall | Winter, Spring, Summer, Fall | Winter, Spring, Summer, Fall | Winter, Spring, Summer, Fall | Winter, Spring, Summer, Fall | Winter, Spring, Summer, Fall | Winter, Spring, Summer, Fall
NSR Tucson Electric - SO2 Cap Annual v4.0 | 819 | 7276 | Rate Constraint in MTons | FALSE | L | Annual | Standard SO2 | Thousand Tons | 10.66 | 10.66 | 10.66 | 10.66 | 10.66 | 10.66 | 10.66
NSR Tucson Electric - SO2 Cap Annual v4.0 | 819 | 7276 | Rate Constraint in MTons | FALSE | L | Annual | Emissions at Affected Plants SO2 | Thousand Tons | 2.0106 | 6.2169 | 4.3311 | 1.8691 | 0 | 0 | 0
NSR Tucson Electric - SO2 Cap Annual v4.0 | 819 | 7276 | Rate Constraint in MTons | FALSE | L | Annual | Allowances Purchased SO2 | Thousand Tons | 0 | 0 | 0 | 0 | 0 | 0 | 0
NSR Tucson Electric - SO2 Cap Annual v4.0 | 819 | 7276 | Rate Constraint in MTons | FALSE | L | Annual | Allowances Sold SO2 | Thousand Tons | 0 | 0 | 0 | 0 | 0 | 0 | 0
NSR Tucson Electric - SO2 Cap Annual v4.0 | 819 | 7276 | Rate Constraint in MTons | FALSE | L | Annual | Allowances Banked | Thousand Tons | 0 | 0 | 0 | 0 | 0 | 0 | 0
NSR Tucson Electric - SO2 Cap Annual v4.0 | 819 | 7276 | Rate Constraint in MTons | FALSE | L | Annual | Allowances Withdrawn (1:1) | Thousand Tons | 0 | 0 | 0 | 0 | 0 | 0 | 0
NSR Tucson Electric - SO2 Cap Annual v4.0 | 819 | 7276 | Rate Constraint in MTons | FALSE | L | Annual | Allowances Withdrawn (n:1) | Thousand Tons | 0 | 0 | 0 | 0 | 0 | 0 | 0
NSR Tucson Electric - SO2 Cap Annual v4.0 | 819 | 7276 | Rate Constraint in MTons | FALSE | L | Annual | Net Emissions Allowance Position | Thousand Tons | 2.0106 | 6.2169 | 4.3311 | 1.8691 | 0 | 0 | 0
NSR Tucson Electric - SO2 Cap Annual v4.0 | 819 | 7276 | Rate Constraint in MTons | FALSE | L | Annual | Fuel Consumed | TBtu | 18.7841 | 44.8764 | 46.7267 | 46.7267 | 0 | 0 | 0
NSR Tucson Electric - SO2 Cap Annual v4.0 | 819 | 7276 | Rate Constraint in MTons | FALSE | L | Annual | Rate | lb/MMBtu | 0.21408 | 0.27707 | 0.18538 | 0.08 | 0 | 0 | 0
NSR Tucson Electric - SO2 Cap Annual v4.0 | 819 | 7276 | Rate Constraint in MTons | FALSE | L | Annual | Generation | TWh | 1.8335 | 4.3839 | 3.0783 | 3.0783 | 0 | 0 | 0
NSR Tucson Electric - SO2 Cap Annual v4.0 | 819 | 7276 | Rate Constraint in MTons | FALSE | L | Annual | Qualifying Generation | TWh | 1.8335 | 4.3839 | 3.0783 | 3.0783 | 0 | 0 | 0
NSR Tucson Electric - SO2 Cap Annual v4.0 | 819 | 7276 | Rate Constraint in MTons | FALSE | L | Annual | Rate | lb/MWh | 2.1932 | 2.8363 | 2.814 | 1.2144 | 0 | 0 | 0
NSR Tucson Electric - SO2 Cap Annual v4.0 | 819 | 7276 | Rate Constraint in MTons | FALSE | L | Annual | Constraint Shadow Price | US2022$/Ton | 0 | 0 | 0 | 0 | 0 | 0 | 0
NSR Tucson Electric NOx Cap Annual - v4.0 | 820 | 7277 | Rate Constraint in MTons | FALSE | L | Annual | Seasons Included | Seasons | Winter, Spring, Summer, Fall | Winter, Spring, Summer, Fall | Winter, Spring, Summer, Fall | Winter, Spring, Summer, Fall | Winter, Spring, Summer, Fall | Winter, Spring, Summer, Fall | Winter, Spring, Summer, Fall
NSR Tucson Electric NOx Cap Annual - v4.0 | 820 | 7277 | Rate Constraint in MTons | FALSE | L | Annual | Standard NOX | Thousand Tons | 8.94 | 8.94 | 8.94 | 8.94 | 8.94 | 8.94 | 8.94
NSR Tucson Electric NOx Cap Annual - v4.0 | 820 | 7277 | Rate Constraint in MTons | FALSE | L | Annual | Emissions at Affected Plants NOX | Thousand Tons | 0.90877 | 1.9804 | 1.7842 | 1.7842 | 0 | 0 | 0
NSR Tucson Electric NOx Cap Annual - v4.0 | 820 | 7277 | Rate Constraint in MTons | FALSE | L | Annual | Allowances Purchased NOX | Thousand Tons | 0 | 0 | 0 | 0 | 0 | 0 | 0
NSR Tucson Electric NOx Cap Annual - v4.0 | 820 | 7277 | Rate Constraint in MTons | FALSE | L | Annual | Allowances Sold NOX | Thousand Tons | 0 | 0 | 0 | 0 | 0 | 0 | 0
NSR Tucson Electric NOx Cap Annual - v4.0 | 820 | 7277 | Rate Constraint in MTons | FALSE | L | Annual | Allowances Banked | Thousand Tons | 0 | 0 | 0 | 0 | 0 | 0 | 0
NSR Tucson Electric NOx Cap Annual - v4.0 | 820 | 7277 | Rate Constraint in MTons | FALSE | L | Annual | Allowances Withdrawn (1:1) | Thousand Tons | 0 | 0 | 0 | 0 | 0 | 0 | 0
NSR Tucson Electric NOx Cap Annual - v4.0 | 820 | 7277 | Rate Constraint in MTons | FALSE | L | Annual | Allowances Withdrawn (n:1) | Thousand Tons | 0 | 0 | 0 | 0 | 0 | 0 | 0
NSR Tucson Electric NOx Cap Annual - v4.0 | 820 | 7277 | Rate Constraint in MTons | FALSE | L | Annual | Net Emissions Allowance Position | Thousand Tons | 0.90877 | 1.9804 | 1.7842 | 1.7842 | 0 | 0 | 0
NSR Tucson Electric NOx Cap Annual - v4.0 | 820 | 7277 | Rate Constraint in MTons | FALSE | L | Annual | Fuel Consumed | TBtu | 18.7841 | 44.8764 | 46.7267 | 46.7267 | 0 | 0 | 0
NSR Tucson Electric NOx Cap Annual - v4.0 | 820 | 7277 | Rate Constraint in MTons | FALSE | L | Annual | Rate | lb/MMBtu | 0.096759 | 0.088258 | 0.076369 | 0.076369 | 0 | 0 | 0
NSR Tucson Electric NOx Cap Annual - v4.0 | 820 | 7277 | Rate Constraint in MTons | FALSE | L | Annual | Generation | TWh | 1.8335 | 4.3839 | 3.0783 | 3.0783 | 0 | 0 | 0
NSR Tucson Electric NOx Cap Annual - v4.0 | 820 | 7277 | Rate Constraint in MTons | FALSE | L | Annual | Qualifying Generation | TWh | 1.8335 | 4.3839 | 3.0783 | 3.0783 | 0 | 0 | 0
NSR Tucson Electric NOx Cap Annual - v4.0 | 820 | 7277 | Rate Constraint in MTons | FALSE | L | Annual | Rate | lb/MWh | 0.99129 | 0.90348 | 1.1593 | 1.1593 | 0 | 0 | 0
NSR Tucson Electric NOx Cap Annual - v4.0 | 820 | 7277 | Rate Constraint in MTons | FALSE | L | Annual | Constraint Shadow Price | US2022$/Ton | 0 | 0 | 0 | 0 | 0 | 0 | 0
NSR TVA System - NOX Cap Annual v4.11 | 821 | 7400 | Rate Constraint in MTons | FALSE | L | Annual | Seasons Included | Seasons | Winter, Spring, Summer, Fall | Winter, Spring, Summer, Fall | Winter, Spring, Summer, Fall | Winter, Spring, Summer, Fall | Winter, Spring, Summer, Fall | Winter, Spring, Summer, Fall | Winter, Spring, Summer, Fall
NSR TVA System - NOX Cap Annual v4.11 | 821 | 7400 | Rate Constraint in MTons | FALSE | L | Annual | Standard NOX | Thousand Tons | 52 | 52 | 52 | 52 | 52 | 52 | 52
NSR TVA System - NOX Cap Annual v4.11 | 821 | 7400 | Rate Constraint in MTons | FALSE | L | Annual | Emissions at Affected Plants NOX | Thousand Tons | 2.4957 | 1.1723 | 0 | 0 | 0 | 0 | 0
NSR TVA System - NOX Cap Annual v4.11 | 821 | 7400 | Rate Constraint in MTons | FALSE | L | Annual | Allowances Purchased NOX | Thousand Tons | 0 | 0 | 0 | 0 | 0 | 0 | 0
NSR TVA System - NOX Cap Annual v4.11 | 821 | 7400 | Rate Constraint in MTons | FALSE | L | Annual | Allowances Sold NOX | Thousand Tons | 0 | 0 | 0 | 0 | 0 | 0 | 0
NSR TVA System - NOX Cap Annual v4.11 | 821 | 7400 | Rate Constraint in MTons | FALSE | L | Annual | Allowances Banked | Thousand Tons | 0 | 0 | 0 | 0 | 0 | 0 | 0
NSR TVA System - NOX Cap Annual v4.11 | 821 | 7400 | Rate Constraint in MTons | FALSE | L | Annual | Allowances Withdrawn (1:1) | Thousand Tons | 0 | 0 | 0 | 0 | 0 | 0 | 0
NSR TVA System - NOX Cap Annual v4.11 | 821 | 7400 | Rate Constraint in MTons | FALSE | L | Annual | Allowances Withdrawn (n:1) | Thousand Tons | 0 | 0 | 0 | 0 | 0 | 0 | 0
NSR TVA System - NOX Cap Annual v4.11 | 821 | 7400 | Rate Constraint in MTons | FALSE | L | Annual | Net Emissions Allowance Position | Thousand Tons | 2.4957 | 1.1723 | 0 | 0 | 0 | 0 | 0
NSR TVA System - NOX Cap Annual v4.11 | 821 | 7400 | Rate Constraint in MTons | FALSE | L | Annual | Fuel Consumed | TBtu | 41.3874 | 22.9417 | 0 | 0 | 0 | 0 | 0
NSR TVA System - NOX Cap Annual v4.11 | 821 | 7400 | Rate Constraint in MTons | FALSE | L | Annual | Rate | lb/MMBtu | 0.1206 | 0.1022 | 0 | 0 | 0 | 0 | 0
NSR TVA System - NOX Cap Annual v4.11 | 821 | 7400 | Rate Constraint in MTons | FALSE | L | Annual | Generation | TWh | 3.6918 | 2.0047 | 0 | 0 | 0 | 0 | 0
NSR TVA System - NOX Cap Annual v4.11 | 821 | 7400 | Rate Constraint in MTons | FALSE | L | Annual | Qualifying Generation | TWh | 3.6918 | 2.0047 | 0 | 0 | 0 | 0 | 0
NSR TVA System - NOX Cap Annual v4.11 | 821 | 7400 | Rate Constraint in MTons | FALSE | L | Annual | Rate | lb/MWh | 1.352 | 1.1695 | 0 | 0 | 0 | 0 | 0
NSR TVA System - NOX Cap Annual v4.11 | 821 | 7400 | Rate Constraint in MTons | FALSE | L | Annual | Constraint Shadow Price | US2022$/Ton | 0 | 0 | 0 | 0 | 0 | 0 | 0
NSR TVA System - SO2 Cap Annual v4.11 | 822 | 7399 | Rate Constraint in MTons | FALSE | L | Annual | Seasons Included | Seasons | Winter, Spring, Summer, Fall | Winter, Spring, Summer, Fall | Winter, Spring, Summer, Fall | Winter, Spring, Summer, Fall | Winter, Spring, Summer, Fall | Winter, Spring, Summer, Fall | Winter, Spring, Summer, Fall
NSR TVA System - SO2 Cap Annual v4.11 | 822 | 7399 | Rate Constraint in MTons | FALSE | L | Annual | Standard SO2 | Thousand Tons | 100 | 100 | 100 | 100 | 100 | 100 | 100
NSR TVA System - SO2 Cap Annual v4.11 | 822 | 7399 | Rate Constraint in MTons | FALSE | L | Annual | Emissions at Affected Plants SO2 | Thousand Tons | 4.3096 | 0.93444 | 0 | 0 | 0 | 0 | 0
NSR TVA System - SO2 Cap Annual v4.11 | 822 | 7399 | Rate Constraint in MTons | FALSE | L | Annual | Allowances Purchased SO2 | Thousand Tons | 0 | 0 | 0 | 0 | 0 | 0 | 0
NSR TVA System - SO2 Cap Annual v4.11 | 822 | 7399 | Rate Constraint in MTons | FALSE | L | Annual | Allowances Sold SO2 | Thousand Tons | 0 | 0 | 0 | 0 | 0 | 0 | 0
NSR TVA System - SO2 Cap Annual v4.11 | 822 | 7399 | Rate Constraint in MTons | FALSE | L | Annual | Allowances Banked | Thousand Tons | 0 | 0 | 0 | 0 | 0 | 0 | 0
NSR TVA System - SO2 Cap Annual v4.11 | 822 | 7399 | Rate Constraint in MTons | FALSE | L | Annual | Allowances Withdrawn (1:1) | Thousand Tons | 0 | 0 | 0 | 0 | 0 | 0 | 0
NSR TVA System - SO2 Cap Annual v4.11 | 822 | 7399 | Rate Constraint in MTons | FALSE | L | Annual | Allowances Withdrawn (n:1) | Thousand Tons | 0 | 0 | 0 | 0 | 0 | 0 | 0
NSR TVA System - SO2 Cap Annual v4.11 | 822 | 7399 | Rate Constraint in MTons | FALSE | L | Annual | Net Emissions Allowance Position | Thousand Tons | 4.3096 | 0.93444 | 0 | 0 | 0 | 0 | 0
NSR TVA System - SO2 Cap Annual v4.11 | 822 | 7399 | Rate Constraint in MTons | FALSE | L | Annual | Fuel Consumed | TBtu | 41.3874 | 22.9417 | 0 | 0 | 0 | 0 | 0
NSR TVA System - SO2 Cap Annual v4.11 | 822 | 7399 | Rate Constraint in MTons | FALSE | L | Annual | Rate | lb/MMBtu | 0.20826 | 0.081462 | 0 | 0 | 0 | 0 | 0
NSR TVA System - SO2 Cap Annual v4.11 | 822 | 7399 | Rate Constraint in MTons | FALSE | L | Annual | Generation | TWh | 3.6918 | 2.0047 | 0 | 0 | 0 | 0 | 0
NSR TVA System - SO2 Cap Annual v4.11 | 822 | 7399 | Rate Constraint in MTons | FALSE | L | Annual | Qualifying Generation | TWh | 3.6918 | 2.0047 | 0 | 0 | 0 | 0 | 0
NSR TVA System - SO2 Cap Annual v4.11 | 822 | 7399 | Rate Constraint in MTons | FALSE | L | Annual | Rate | lb/MWh | 2.3347 | 0.93223 | 0 | 0 | 0 | 0 | 0
NSR TVA System - SO2 Cap Annual v4.11 | 822 | 7399 | Rate Constraint in MTons | FALSE | L | Annual | Constraint Shadow Price | US2022$/Ton | 0 | 0 | 0 | 0 | 0 | 0 | 0
NSR Valley 1-4 - NOX Rate Annual v5.16 | 823 | 7429 | Rate Constraint in lbs/MMBtu | FALSE | L | Annual | Seasons Included | Seasons | Winter, Spring, Summer, Fall | Winter, Spring, Summer, Fall | Winter, Spring, Summer, Fall | Winter, Spring, Summer, Fall | Winter, Spring, Summer, Fall | Winter, Spring, Summer, Fall | Winter, Spring, Summer, Fall
NSR Valley 1-4 - NOX Rate Annual v5.16 | 823 | 7429 | Rate Constraint in lbs/MMBtu | FALSE | L | Annual | Standard NOX | lb/MMBtu | 0.08 | 0.08 | 0.08 | 0.08 | 0.08 | 0.08 | 0.08
NSR Valley 1-4 - NOX Rate Annual v5.16 | 823 | 7429 | Rate Constraint in lbs/MMBtu | FALSE | L | Annual | Emissions at Affected Plants NOX | Thousand Tons | 0.11312 | 0.15682 | 0.16581 | 0 | 0 | 0 | 0
NSR Valley 1-4 - NOX Rate Annual v5.16 | 823 | 7429 | Rate Constraint in lbs/MMBtu | FALSE | L | Annual | Allowances Purchased NOX | Thousand Tons | 0 | 0 | 0 | 0 | 0 | 0 | 0
NSR Valley 1-4 - NOX Rate Annual v5.16 | 823 | 7429 | Rate Constraint in lbs/MMBtu | FALSE | L | Annual | Allowances Sold NOX | Thousand Tons | 0 | 0 | 0 | 0 | 0 | 0 | 0
NSR Valley 1-4 - NOX Rate Annual v5.16 | 823 | 7429 | Rate Constraint in lbs/MMBtu | FALSE | L | Annual | Allowances Banked | Thousand Tons | 0 | 0 | 0 | 0 | 0 | 0 | 0
NSR Valley 1-4 - NOX Rate Annual v5.16 | 823 | 7429 | Rate Constraint in lbs/MMBtu | FALSE | L | Annual | Allowances Withdrawn (1:1) | Thousand Tons | 0 | 0 | 0 | 0 | 0 | 0 | 0
NSR Valley 1-4 - NOX Rate Annual v5.16 | 823 | 7429 | Rate Constraint in lbs/MMBtu | FALSE | L | Annual | Allowances Withdrawn (n:1) | Thousand Tons | 0 | 0 | 0 | 0 | 0 | 0 | 0
NSR Valley 1-4 - NOX Rate Annual v5.16 | 823 | 7429 | Rate Constraint in lbs/MMBtu | FALSE | L | Annual | Net Emissions Allowance Position | Thousand Tons | 0.11312 | 0.15682 | 0.16581 | 0 | 0 | 0 | 0
NSR Valley 1-4 - NOX Rate Annual v5.16 | 823 | 7429 | Rate Constraint in lbs/MMBtu | FALSE | L | Annual | Fuel Consumed | TBtu | 3.0642 | 4.248 | 4.4916 | 0 | 0 | 0 | 0
NSR Valley 1-4 - NOX Rate Annual v5.16 | 823 | 7429 | Rate Constraint in lbs/MMBtu | FALSE | L | Annual | Rate | lb/MMBtu | 0.073832 | 0.073832 | 0.073832 | 0 | 0 | 0 | 0
NSR Valley 1-4 - NOX Rate Annual v5.16 | 823 | 7429 | Rate Constraint in lbs/MMBtu | FALSE | L | Annual | Generation | TWh | 0.31812 | 0.44103 | 0.46632 | 0 | 0 | 0 | 0
NSR Valley 1-4 - NOX Rate Annual v5.16 | 823 | 7429 | Rate Constraint in lbs/MMBtu | FALSE | L | Annual | Qualifying Generation | TWh | 0.31812 | 0.44103 | 0.46632 | 0 | 0 | 0 | 0
NSR Valley 1-4 - NOX Rate Annual v5.16 | 823 | 7429 | Rate Constraint in lbs/MMBtu | FALSE | L | Annual | Rate | lb/MWh | 0.71115 | 0.71115 | 0.71115 | 0 | 0 | 0 | 0
NSR Valley 1-4 - NOX Rate Annual v5.16 | 823 | 7429 | Rate Constraint in lbs/MMBtu | FALSE | L | Annual | Constraint Shadow Price | US2022$/Ton | 0 | 0 | 0 | 0 | 0 | 0 | 0
NSR Valley 1-4 - SO2 Cap Annual v5.16 | 824 | 7428 | Rate Constraint in MTons | FALSE | L | Annual | Seasons Included | Seasons | Winter, Spring, Summer, Fall | Winter, Spring, Summer, Fall | Winter, Spring, Summer, Fall | Winter, Spring, Summer, Fall | Winter, Spring, Summer, Fall | Winter, Spring, Summer, Fall | Winter, Spring, Summer, Fall
NSR Valley 1-4 - SO2 Cap Annual v5.16 | 824 | 7428 | Rate Constraint in MTons | FALSE | L | Annual | Standard SO2 | Thousand Tons | 0.0095 | 0.0095 | 0.0095 | 0.0095 | 0.0095 | 0.0095 | 0.0095
NSR Valley 1-4 - SO2 Cap Annual v5.16 | 824 | 7428 | Rate Constraint in MTons | FALSE | L | Annual | Emissions at Affected Plants SO2 | Thousand Tons | 0 | 0 | 0 | 0 | 0 | 0 | 0
NSR Valley 1-4 - SO2 Cap Annual v5.16 | 824 | 7428 | Rate Constraint in MTons | FALSE | L | Annual | Allowances Purchased SO2 | Thousand Tons | 0 | 0 | 0 | 0 | 0 | 0 | 0
NSR Valley 1-4 - SO2 Cap Annual v5.16 | 824 | 7428 | Rate Constraint in MTons | FALSE | L | Annual | Allowances Sold SO2 | Thousand Tons | 0 | 0 | 0 | 0 | 0 | 0 | 0
NSR Valley 1-4 - SO2 Cap Annual v5.16 | 824 | 7428 | Rate Constraint in MTons | FALSE | L | Annual | Allowances Banked | Thousand Tons | 0 | 0 | 0 | 0 | 0 | 0 | 0
NSR Valley 1-4 - SO2 Cap Annual v5.16 | 824 | 7428 | Rate Constraint in MTons | FALSE | L | Annual | Allowances Withdrawn (1:1) | Thousand Tons | 0 | 0 | 0 | 0 | 0 | 0 | 0
NSR Valley 1-4 - SO2 Cap Annual v5.16 | 824 | 7428 | Rate Constraint in MTons | FALSE | L | Annual | Allowances Withdrawn (n:1) | Thousand Tons | 0 | 0 | 0 | 0 | 0 | 0 | 0
NSR Valley 1-4 - SO2 Cap Annual v5.16 | 824 | 7428 | Rate Constraint in MTons | FALSE | L | Annual | Net Emissions Allowance Position | Thousand Tons | 0 | 0 | 0 | 0 | 0 | 0 | 0
NSR Valley 1-4 - SO2 Cap Annual v5.16 | 824 | 7428 | Rate Constraint in MTons | FALSE | L | Annual | Fuel Consumed | TBtu | 3.0642 | 4.248 | 4.4916 | 0 | 0 | 0 | 0
NSR Valley 1-4 - SO2 Cap Annual v5.16 | 824 | 7428 | Rate Constraint in MTons | FALSE | L | Annual | Rate | lb/MMBtu | 0 | 0 | 0 | 0 | 0 | 0 | 0
NSR Valley 1-4 - SO2 Cap Annual v5.16 | 824 | 7428 | Rate Constraint in MTons | FALSE | L | Annual | Generation | TWh | 0.31812 | 0.44103 | 0.46632 | 0 | 0 | 0 | 0
NSR Valley 1-4 - SO2 Cap Annual v5.16 | 824 | 7428 | Rate Constraint in MTons | FALSE | L | Annual | Qualifying Generation | TWh | 0.31812 | 0.44103 | 0.46632 | 0 | 0 | 0 | 0
NSR Valley 1-4 - SO2 Cap Annual v5.16 | 824 | 7428 | Rate Constraint in MTons | FALSE | L | Annual | Rate | lb/MWh | 0 | 0 | 0 | 0 | 0 | 0 | 0
NSR Valley 1-4 - SO2 Cap Annual v5.16 | 824 | 7428 | Rate Constraint in MTons | FALSE | L | Annual | Constraint Shadow Price | US2022$/Ton | 0 | 0 | 0 | 0 | 0 | 0 | 0
NSR WEPCO Settlement - NOX Cap Annual v3.1 | 825 | 7401 | Rate Constraint in MTons | FALSE | L | Annual | Seasons Included | Seasons | Winter, Spring, Summer, Fall | Winter, Spring, Summer, Fall | Winter, Spring, Summer, Fall | Winter, Spring, Summer, Fall | Winter, Spring, Summer, Fall | Winter, Spring, Summer, Fall | Winter, Spring, Summer, Fall
NSR WEPCO Settlement - NOX Cap Annual v3.1 | 825 | 7401 | Rate Constraint in MTons | FALSE | L | Annual | Standard NOX | Thousand Tons | 17.4 | 17.4 | 17.4 | 17.4 | 17.4 | 17.4 | 17.4
NSR WEPCO Settlement - NOX Cap Annual v3.1 | 825 | 7401 | Rate Constraint in MTons | FALSE | L | Annual | Emissions at Affected Plants NOX | Thousand Tons | 0.11312 | 0.15682 | 0.16581 | 0 | 0 | 0 | 0
NSR WEPCO Settlement - NOX Cap Annual v3.1 | 825 | 7401 | Rate Constraint in MTons | FALSE | L | Annual | Allowances Purchased NOX | Thousand Tons | 0 | 0 | 0 | 0 | 0 | 0 | 0
NSR WEPCO Settlement - NOX Cap Annual v3.1 | 825 | 7401 | Rate Constraint in MTons | FALSE | L | Annual | Allowances Sold NOX | Thousand Tons | 0 | 0 | 0 | 0 | 0 | 0 | 0
NSR WEPCO Settlement - NOX Cap Annual v3.1 | 825 | 7401 | Rate Constraint in MTons | FALSE | L | Annual | Allowances Banked | Thousand Tons | 0 | 0 | 0 | 0 | 0 | 0 | 0
NSR WEPCO Settlement - NOX Cap Annual v3.1 | 825 | 7401 | Rate Constraint in MTons | FALSE | L | Annual | Allowances Withdrawn (1:1) | Thousand Tons | 0 | 0 | 0 | 0 | 0 | 0 | 0
NSR WEPCO Settlement - NOX Cap Annual v3.1 | 825 | 7401 | Rate Constraint in MTons | FALSE | L | Annual | Allowances Withdrawn (n:1) | Thousand Tons | 0 | 0 | 0 | 0 | 0 | 0 | 0
NSR WEPCO Settlement - NOX Cap Annual v3.1 | 825 | 7401 | Rate Constraint in MTons | FALSE | L | Annual | Net Emissions Allowance Position | Thousand Tons | 0.11312 | 0.15682 | 0.16581 | 0 | 0 | 0 | 0
NSR WEPCO Settlement - NOX Cap Annual v3.1 | 825 | 7401 | Rate Constraint in MTons | FALSE | L | Annual | Fuel Consumed | TBtu | 3.0642 | 4.248 | 4.4916 | 0 | 0 | 0 | 0
NSR WEPCO Settlement - NOX Cap Annual v3.1 | 825 | 7401 | Rate Constraint in MTons | FALSE | L | Annual | Rate | lb/MMBtu | 0.073832 | 0.073832 | 0.073832 | 0 | 0 | 0 | 0
NSR WEPCO Settlement - NOX Cap Annual v3.1 | 825 | 7401 | Rate Constraint in MTons | FALSE | L | Annual | Generation | TWh | 0.31812 | 0.44103 | 0.46632 | 0 | 0 | 0 | 0
NSR WEPCO Settlement - NOX Cap Annual v3.1 | 825 | 7401 | Rate Constraint in MTons | FALSE | L | Annual | Qualifying Generation | TWh | 0.31812 | 0.44103 | 0.46632 | 0 | 0 | 0 | 0
NSR WEPCO Settlement - NOX Cap Annual v3.1 | 825 | 7401 | Rate Constraint in MTons | FALSE | L | Annual | Rate | lb/MWh | 0.71115 | 0.71115 | 0.71115 | 0 | 0 | 0 | 0
NSR WEPCO Settlement - NOX Cap Annual v3.1 | 825 | 7401 | Rate Constraint in MTons | FALSE | L | Annual | Constraint Shadow Price | US2022$/Ton | 0 | 0 | 0 | 0 | 0 | 0 | 0
NSR WEPCO Settlement - NOX Rate Annual v3.1 | 826 | 7402 | Rate Constraint in lbs/MMBtu | FALSE | L | Annual | Seasons Included | Seasons | Winter, Spring, Summer, Fall | Winter, Spring, Summer, Fall | Winter, Spring, Summer, Fall | Winter, Spring, Summer, Fall | Winter, Spring, Summer, Fall | Winter, Spring, Summer, Fall | Winter, Spring, Summer, Fall
NSR WEPCO Settlement - NOX Rate Annual v3.1 | 826 | 7402 | Rate Constraint in lbs/MMBtu | FALSE | L | Annual | Standard NOX | lb/MMBtu | 0.17 | 0.17 | 0.17 | 0.17 | 0.17 | 0.17 | 0.17
NSR WEPCO Settlement - NOX Rate Annual v3.1 | 826 | 7402 | Rate Constraint in lbs/MMBtu | FALSE | L | Annual | Emissions at Affected Plants NOX | Thousand Tons | 0.11312 | 0.15682 | 0.16581 | 0 | 0 | 0 | 0
NSR WEPCO Settlement - NOX Rate Annual v3.1 | 826 | 7402 | Rate Constraint in lbs/MMBtu | FALSE | L | Annual | Allowances Purchased NOX | Thousand Tons | 0 | 0 | 0 | 0 | 0 | 0 | 0
NSR WEPCO Settlement - NOX Rate Annual v3.1 | 826 | 7402 | Rate Constraint in lbs/MMBtu | FALSE | L | Annual | Allowances Sold NOX | Thousand Tons | 0 | 0 | 0 | 0 | 0 | 0 | 0
NSR WEPCO Settlement - NOX Rate Annual v3.1 | 826 | 7402 | Rate Constraint in lbs/MMBtu | FALSE | L | Annual | Allowances Banked | Thousand Tons | 0 | 0 | 0 | 0 | 0 | 0 | 0
NSR WEPCO Settlement - NOX Rate Annual v3.1 | 826 | 7402 | Rate Constraint in lbs/MMBtu | FALSE | L | Annual | Allowances Withdrawn (1:1) | Thousand Tons | 0 | 0 | 0 | 0 | 0 | 0 | 0
NSR WEPCO Settlement - NOX Rate Annual v3.1 | 826 | 7402 | Rate Constraint in lbs/MMBtu | FALSE | L | Annual | Allowances Withdrawn (n:1) | Thousand Tons | 0 | 0 | 0 | 0 | 0 | 0 | 0
NSR WEPCO Settlement - NOX Rate Annual v3.1 | 826 | 7402 | Rate Constraint in lbs/MMBtu | FALSE | L | Annual | Net Emissions Allowance Position | Thousand Tons | 0.11312 | 0.15682 | 0.16581 | 0 | 0 | 0 | 0
NSR WEPCO Settlement - NOX Rate Annual v3.1 | 826 | 7402 | Rate Constraint in lbs/MMBtu | FALSE | L | Annual | Fuel Consumed | TBtu | 3.0642 | 4.248 | 4.4916 | 0 | 0 | 0 | 0
NSR WEPCO Settlement - NOX Rate Annual v3.1 | 826 | 7402 | Rate Constraint in lbs/MMBtu | FALSE | L | Annual | Rate | lb/MMBtu | 0.073832 | 0.073832 | 0.073832 | 0 | 0 | 0 | 0
NSR WEPCO Settlement - NOX Rate Annual v3.1 | 826 | 7402 | Rate Constraint in lbs/MMBtu | FALSE | L | Annual | Generation | TWh | 0.31812 | 0.44103 | 0.46632 | 0 | 0 | 0 | 0
NSR WEPCO Settlement - NOX Rate Annual v3.1 | 826 | 7402 | Rate Constraint in lbs/MMBtu | FALSE | L | Annual | Qualifying Generation | TWh | 0.31812 | 0.44103 | 0.46632 | 0 | 0 | 0 | 0
NSR WEPCO Settlement - NOX Rate Annual v3.1 | 826 | 7402 | Rate Constraint in lbs/MMBtu | FALSE | L | Annual | Rate | lb/MWh | 0.71115 | 0.71115 | 0.71115 | 0 | 0 | 0 | 0
NSR WEPCO Settlement - NOX Rate Annual v3.1 | 826 | 7402 | Rate Constraint in lbs/MMBtu | FALSE | L | Annual | Constraint Shadow Price | US2022$/Ton | 0 | 0 | 0 | 0 | 0 | 0 | 0
NSR WEPCO Settlement - SO2 Cap Annual v3.1 | 827 | 7403 | Rate Constraint in MTons | FALSE | L | Annual | Seasons Included | Seasons | Winter, Spring, Summer, Fall | Winter, Spring, Summer, Fall | Winter, Spring, Summer, Fall | Winter, Spring, Summer, Fall | Winter, Spring, Summer, Fall | Winter, Spring, Summer, Fall | Winter, Spring, Summer, Fall
NSR WEPCO Settlement - SO2 Cap Annual v3.1 | 827 | 7403 | Rate Constraint in MTons | FALSE | L | Annual | Standard SO2 | Thousand Tons | 33.3 | 33.3 | 33.3 | 33.3 | 33.3 | 33.3 | 33.3
NSR WEPCO Settlement - SO2 Cap Annual v3.1 | 827 | 7403 | Rate Constraint in MTons | FALSE | L | Annual | Emissions at Affected Plants SO2 | Thousand Tons | 0 | 0 | 0 | 0 | 0 | 0 | 0
NSR WEPCO Settlement - SO2 Cap Annual v3.1 | 827 | 7403 | Rate Constraint in MTons | FALSE | L | Annual | Allowances Purchased SO2 | Thousand Tons | 0 | 0 | 0 | 0 | 0 | 0 | 0
NSR WEPCO Settlement - SO2 Cap Annual v3.1 | 827 | 7403 | Rate Constraint in MTons | FALSE | L | Annual | Allowances Sold SO2 | Thousand Tons | 0 | 0 | 0 | 0 | 0 | 0 | 0
NSR WEPCO Settlement - SO2 Cap Annual v3.1 | 827 | 7403 | Rate Constraint in MTons | FALSE | L | Annual | Allowances Banked | Thousand Tons | 0 | 0 | 0 | 0 | 0 | 0 | 0
NSR WEPCO Settlement - SO2 Cap Annual v3.1 | 827 | 7403 | Rate Constraint in MTons | FALSE | L | Annual | Allowances Withdrawn (1:1) | Thousand Tons | 0 | 0 | 0 | 0 | 0 | 0 | 0
NSR WEPCO Settlement - SO2 Cap Annual v3.1 | 827 | 7403 | Rate Constraint in MTons | FALSE | L | Annual | Allowances Withdrawn (n:1) | Thousand Tons | 0 | 0 | 0 | 0 | 0 | 0 | 0
NSR WEPCO Settlement - SO2 Cap Annual v3.1 | 827 | 7403 | Rate Constraint in MTons | FALSE | L | Annual | Net Emissions Allowance Position | Thousand Tons | 0 | 0 | 0 | 0 | 0 | 0 | 0
NSR WEPCO Settlement - SO2 Cap Annual v3.1 | 827 | 7403 | Rate Constraint in MTons | FALSE | L | Annual | Fuel Consumed | TBtu | 3.0642 | 4.248 | 4.4916 | 0 | 0 | 0 | 0
NSR WEPCO Settlement - SO2 Cap Annual v3.1 | 827 | 7403 | Rate Constraint in MTons | FALSE | L | Annual | Rate | lb/MMBtu | 0 | 0 | 0 | 0 | 0 | 0 | 0
NSR WEPCO Settlement - SO2 Cap Annual v3.1 | 827 | 7403 | Rate Constraint in MTons | FALSE | L | Annual | Generation | TWh | 0.31812 | 0.44103 | 0.46632 | 0 | 0 | 0 | 0
NSR WEPCO Settlement - SO2 Cap Annual v3.1 | 827 | 7403 | Rate Constraint in MTons | FALSE | L | Annual | Qualifying Generation | TWh | 0.31812 | 0.44103 | 0.46632 | 0 | 0 | 0 | 0
NSR WEPCO Settlement - SO2 Cap Annual v3.1 | 827 | 7403 | Rate Constraint in MTons | FALSE | L | Annual | Rate | lb/MWh | 0 | 0 | 0 | 0 | 0 | 0 | 0
NSR WEPCO Settlement - SO2 Cap Annual v3.1 | 827 | 7403 | Rate Constraint in MTons | FALSE | L | Annual | Constraint Shadow Price | US2022$/Ton | 0 | 0 | 0 | 0 | 0 | 0 | 0
NSR WEPCO Settlement - SO2 Rate Annual v3.1 | 828 | 7404 | Rate Constraint in lbs/MMBtu | FALSE | L | Annual | Seasons Included | Seasons | Winter, Spring, Summer, Fall | Winter, Spring, Summer, Fall | Winter, Spring, Summer, Fall | Winter, Spring, Summer, Fall | Winter, Spring, Summer, Fall | Winter, Spring, Summer, Fall | Winter, Spring, Summer, Fall
NSR WEPCO Settlement - SO2 Rate Annual v3.1 | 828 | 7404 | Rate Constraint in lbs/MMBtu | FALSE | L | Annual | Standard SO2 | lb/MMBtu | 0.32 | 0.32 | 0.32 | 0.32 | 0.32 | 0.32 | 0.32
NSR WEPCO Settlement - SO2 Rate Annual v3.1 | 828 | 7404 | Rate Constraint in lbs/MMBtu | FALSE | L | Annual | Emissions at Affected Plants SO2 | Thousand Tons | 0 | 0 | 0 | 0 | 0 | 0 | 0
NSR WEPCO Settlement - SO2 Rate Annual v3.1 | 828 | 7404 | Rate Constraint in lbs/MMBtu | FALSE | L | Annual | Allowances Purchased SO2 | Thousand Tons | 0 | 0 | 0 | 0 | 0 | 0 | 0
NSR WEPCO Settlement - SO2 Rate Annual v3.1 | 828 | 7404 | Rate Constraint in lbs/MMBtu | FALSE | L | Annual | Allowances Sold SO2 | Thousand Tons | 0 | 0 | 0 | 0 | 0 | 0 | 0
NSR WEPCO Settlement - SO2 Rate Annual v3.1 | 828 | 7404 | Rate Constraint in lbs/MMBtu | FALSE | L | Annual | Allowances Banked | Thousand Tons | 0 | 0 | 0 | 0 | 0 | 0 | 0
NSR WEPCO Settlement - SO2 Rate Annual v3.1 | 828 | 7404 | Rate Constraint in lbs/MMBtu | FALSE | L | Annual | Allowances Withdrawn (1:1) | Thousand Tons | 0 | 0 | 0 | 0 | 0 | 0 | 0
NSR WEPCO Settlement - SO2 Rate Annual v3.1 | 828 | 7404 | Rate Constraint in lbs/MMBtu | FALSE | L | Annual | Allowances Withdrawn (n:1) | Thousand Tons | 0 | 0 | 0 | 0 | 0 | 0 | 0
NSR WEPCO Settlement - SO2 Rate Annual v3.1 | 828 | 7404 | Rate Constraint in lbs/MMBtu | FALSE | L | Annual | Net Emissions Allowance Position | Thousand Tons | 0 | 0 | 0 | 0 | 0 | 0 | 0
NSR WEPCO Settlement - SO2 Rate Annual v3.1 | 828 | 7404 | Rate Constraint in lbs/MMBtu | FALSE | L | Annual | Fuel Consumed | TBtu | 3.0642 | 4.248 | 4.4916 | 0 | 0 | 0 | 0
NSR WEPCO Settlement - SO2 Rate Annual v3.1 | 828 | 7404 | Rate Constraint in lbs/MMBtu | FALSE | L | Annual | Rate | lb/MMBtu | 0 | 0 | 0 | 0 | 0 | 0 | 0
NSR WEPCO Settlement - SO2 Rate Annual v3.1 | 828 | 7404 | Rate Constraint in lbs/MMBtu | FALSE | L | Annual | Generation | TWh | 0.31812 | 0.44103 | 0.46632 | 0 | 0 | 0 | 0
NSR WEPCO Settlement - SO2 Rate Annual v3.1 | 828 | 7404 | Rate Constraint in lbs/MMBtu | FALSE | L | Annual | Qualifying Generation | TWh | 0.31812 | 0.44103 | 0.46632 | 0 | 0 | 0 | 0
NSR WEPCO Settlement - SO2 Rate Annual v3.1 | 828 | 7404 | Rate Constraint in lbs/MMBtu | FALSE | L | Annual | Rate | lb/MWh | 0 | 0 | 0 | 0 | 0 | 0 | 0
NSR WEPCO Settlement - SO2 Rate Annual v3.1 | 828 | 7404 | Rate Constraint in lbs/MMBtu | FALSE | L | Annual | Constraint Shadow Price | US2022$/Ton | 0 | 0 | 0 | 0 | 0 | 0 | 0
NSR Westar Consent - NOX Cap Annual v4.10 | 829 | 7405 | Rate Constraint in MTons | FALSE | L | Annual | Seasons Included | Seasons | Winter, Spring, Summer, Fall | Winter, Spring, Summer, Fall | Winter, Spring, Summer, Fall | Winter, Spring, Summer, Fall | Winter, Spring, Summer, Fall | Winter, Spring, Summer, Fall | Winter, Spring, Summer, Fall
NSR Westar Consent - NOX Cap Annual v4.10 | 829 | 7405 | Rate Constraint in MTons | FALSE | L | Annual | Standard NOX | Thousand Tons | 9.6 | 9.6 | 9.6 | 9.6 | 9.6 | 9.6 | 9.6
NSR Westar Consent - NOX Cap Annual v4.10 | 829 | 7405 | Rate Constraint in MTons | FALSE | L | Annual | Emissions at Affected Plants NOX | Thousand Tons | 0 | 0 | 0 | 0 | 0 | 0 | 0
NSR Westar Consent - NOX Cap Annual v4.10 | 829 | 7405 | Rate Constraint in MTons | FALSE | L | Annual | Allowances Purchased NOX | Thousand Tons | 0 | 0 | 0 | 0 | 0 | 0 | 0
NSR Westar Consent - NOX Cap Annual v4.10 | 829 | 7405 | Rate Constraint in MTons | FALSE | L | Annual | Allowances Sold NOX | Thousand Tons | 0 | 0 | 0 | 0 | 0 | 0 | 0
NSR Westar Consent - NOX Cap Annual v4.10 | 829 | 7405 | Rate Constraint in MTons | FALSE | L | Annual | Allowances Banked | Thousand Tons | 0 | 0 | 0 | 0 | 0 | 0 | 0
NSR Westar Consent - NOX Cap Annual v4.10 | 829 | 7405 | Rate Constraint in MTons | FALSE | L | Annual | Allowances Withdrawn (1:1) | Thousand Tons | 0 | 0 | 0 | 0 | 0 | 0 | 0
NSR Westar Consent - NOX Cap Annual v4.10 | 829 | 7405 | Rate Constraint in MTons | FALSE | L | Annual | Allowances Withdrawn (n:1) | Thousand Tons | 0 | 0 | 0 | 0 | 0 | 0 | 0
NSR Westar Consent - NOX Cap Annual v4.10 | 829 | 7405 | Rate Constraint in MTons | FALSE | L | Annual | Net Emissions Allowance Position | Thousand Tons | 0 | 0 | 0 | 0 | 0 | 0 | 0
NSR Westar Consent - NOX Cap Annual v4.10 | 829 | 7405 | Rate Constraint in MTons | FALSE | L | Annual | Fuel Consumed | TBtu | 0 | 0 | 0 | 0 | 0 | 0 | 0
NSR Westar Consent - NOX Cap Annual v4.10 | 829 | 7405 | Rate Constraint in MTons | FALSE | L | Annual | Rate | lb/MMBtu | 0 | 0 | 0 | 0 | 0 | 0 | 0
NSR Westar Consent - NOX Cap Annual v4.10 | 829 | 7405 | Rate Constraint in MTons | FALSE | L | Annual | Generation | TWh | 0 | 0 | 0 | 0 | 0 | 0 | 0
NSR Westar Consent - NOX Cap Annual v4.10 | 829 | 7405 | Rate Constraint in MTons | FALSE | L | Annual | Qualifying Generation | TWh | 0 | 0 | 0 | 0 | 0 | 0 | 0
NSR Westar Consent - NOX Cap Annual v4.10 | 829 | 7405 | Rate Constraint in MTons | FALSE | L | Annual | Rate | lb/MWh | 0 | 0 | 0 | 0 | 0 | 0 | 0
NSR Westar Consent - NOX Cap Annual v4.10 | 829 | 7405 | Rate Constraint in MTons | FALSE | L | Annual | Constraint Shadow Price | US2022$/Ton | 0 | 0 | 0 | 0 | 0 | 0 | 0
NSR Westar Consent - NOX Rate Annual v4.10, Unit 2516 and retrofits | 830 | 7406 | Rate Constraint in lbs/MMBtu | FALSE | L | Annual | Seasons Included | Seasons | Winter, Spring, Summer, Fall | Winter, Spring, Summer, Fall | Winter, Spring, Summer, Fall | Winter, Spring, Summer, Fall | Winter, Spring, Summer, Fall | Winter, Spring, Summer, Fall | Winter, Spring, Summer, Fall
NSR Westar Consent - NOX Rate Annual v4.10, Unit 2516 and retrofits | 830 | 7406 | Rate Constraint in lbs/MMBtu | FALSE | L | Annual | Standard NOX | lb/MMBtu | 0.1 | 0.1 | 0.1 | 0.1 | 0.1 | 0.1 | 0.1
NSR Westar Consent - NOX Rate Annual v4.10, Unit 2516 and retrofits | 830 | 7406 | Rate Constraint in lbs/MMBtu | FALSE | L | Annual | Emissions at Affected Plants NOX | Thousand Tons | 0 | 0 | 0 | 0 | 0 | 0 | 0
NSR Westar Consent - NOX Rate Annual v4.10, Unit 2516 and retrofits | 830 | 7406 | Rate Constraint in lbs/MMBtu | FALSE | L | Annual | Allowances Purchased NOX | Thousand Tons | 0 | 0 | 0 | 0 | 0 | 0 | 0
NSR Westar Consent - NOX Rate Annual v4.10, Unit 2516 and retrofits | 830 | 7406 | Rate Constraint in lbs/MMBtu | FALSE | L | Annual | Allowances Sold NOX | Thousand Tons | 0 | 0 | 0 | 0 | 0 | 0 | 0
NSR Westar Consent - NOX Rate Annual v4.10, Unit 2516 and retrofits | 830 | 7406 | Rate Constraint in lbs/MMBtu | FALSE | L | Annual | Allowances Banked | Thousand Tons | 0 | 0 | 0 | 0 | 0 | 0 | 0
NSR Westar Consent - NOX Rate Annual v4.10, Unit 2516 and retrofits | 830 | 7406 | Rate Constraint in lbs/MMBtu | FALSE | L | Annual | Allowances Withdrawn (1:1) | Thousand Tons | 0 | 0 | 0 | 0 | 0 | 0 | 0
NSR Westar Consent - NOX Rate Annual v4.10, Unit 2516 and retrofits | 830 | 7406 | Rate Constraint in lbs/MMBtu | FALSE | L | Annual | Allowances Withdrawn (n:1) | Thousand Tons | 0 | 0 | 0 | 0 | 0 | 0 | 0
NSR Westar Consent - NOX Rate Annual v4.10, Unit 2516 and retrofits | 830 | 7406 | Rate Constraint in lbs/MMBtu | FALSE | L | Annual | Net Emissions Allowance Position | Thousand Tons | 0 | 0 | 0 | 0 | 0 | 0 | 0
NSR Westar Consent - NOX Rate Annual v4.10, Unit 2516 and retrofits | 830 | 7406 | Rate Constraint in lbs/MMBtu | FALSE | L | Annual | Fuel Consumed | TBtu | 0 | 0 | 0 | 0 | 0 | 0 | 0
NSR Westar Consent - NOX Rate Annual v4.10, Unit 2516 and retrofits | 830 | 7406 | Rate Constraint in lbs/MMBtu | FALSE | L | Annual | Rate | lb/MMBtu | 0 | 0 | 0 | 0 | 0 | 0 | 0
NSR Westar Consent - NOX Rate Annual v4.10, Unit 2516 and retrofits | 830 | 7406 | Rate Constraint in lbs/MMBtu | FALSE | L | Annual | Generation | TWh | 0 | 0 | 0 | 0 | 0 | 0 | 0
NSR Westar Consent - NOX Rate Annual v4.10, Unit 2516 and retrofits | 830 | 7406 | Rate Constraint in lbs/MMBtu | FALSE | L | Annual | Qualifying Generation | TWh | 0 | 0 | 0 | 0 | 0 | 0 | 0
NSR Westar Consent - NOX Rate Annual v4.10, Unit 2516 and retrofits | 830 | 7406 | Rate Constraint in lbs/MMBtu | FALSE | L | Annual | Rate | lb/MWh | 0 | 0 | 0 | 0 | 0 | 0 | 0
NSR Westar Consent - NOX Rate Annual v4.10, Unit 2516 and retrofits | 830 | 7406 | Rate Constraint in lbs/MMBtu | FALSE | L | Annual | Constraint Shadow Price | US2022$/Ton | 0 | 0 | 0 | 0 | 0 | 0 | 0
NSR Westar Consent - NOX Rate Annual v4.10, Unit 2530 and retrofits | 831 | 7406 | Rate Constraint in lbs/MMBtu | FALSE | L | Annual | Seasons Included | Seasons | Winter, Spring, Summer, Fall | Winter, Spring, Summer, Fall | Winter, Spring, Summer, Fall | Winter, Spring, Summer, Fall | Winter, Spring, Summer, Fall | Winter, Spring, Summer, Fall | Winter, Spring, Summer, Fall
NSR Westar Consent - NOX Rate Annual v4.10, Unit 2530 and retrofits | 831 | 7406 | Rate Constraint in lbs/MMBtu | FALSE | L | Annual | Standard NOX | lb/MMBtu | 0.1 | 0.1 | 0.1 | 0.1 | 0.1 | 0.1 | 0.1
NSR Westar Consent - NOX Rate Annual v4.10, Unit 2530 and retrofits | 831 | 7406 | Rate Constraint in lbs/MMBtu | FALSE | L | Annual | Emissions at Affected Plants NOX | Thousand Tons | 0 | 0 | 0 | 0 | 0 | 0 | 0
NSR Westar Consent - NOX Rate Annual v4.10, Unit 2530 and retrofits | 831 | 7406 | Rate Constraint in lbs/MMBtu | FALSE | L | Annual | Allowances Purchased NOX | Thousand Tons | 0 | 0 | 0 | 0 | 0 | 0 | 0
NSR Westar Consent - NOX Rate Annual v4.10, Unit 2530 and retrofits | 831 | 7406 | Rate Constraint in lbs/MMBtu | FALSE | L | Annual | Allowances Sold NOX | Thousand Tons | 0 | 0 | 0 | 0 | 0 | 0 | 0
NSR Westar Consent - NOX Rate Annual v4.10, Unit 2530 and retrofits | 831 | 7406 | Rate Constraint in lbs/MMBtu | FALSE | L | Annual | Allowances Banked | Thousand Tons | 0 | 0 | 0 | 0 | 0 | 0 | 0
NSR Westar Consent - NOX Rate Annual v4.10, Unit 2530 and retrofits | 831 | 7406 | Rate Constraint in lbs/MMBtu | FALSE | L | Annual | Allowances Withdrawn (1:1) | Thousand Tons | 0 | 0 | 0 | 0 | 0 | 0 | 0
NSR Westar Consent - NOX Rate Annual v4.10, Unit 2530 and retrofits | 831 | 7406 | Rate Constraint in lbs/MMBtu | FALSE | L | Annual | Allowances Withdrawn (n:1) | Thousand Tons | 0 | 0 | 0 | 0 | 0 | 0 | 0
NSR Westar Consent - NOX Rate Annual v4.10, Unit 2530 and retrofits | 831 | 7406 | Rate Constraint in lbs/MMBtu | FALSE | L | Annual | Net Emissions Allowance Position | Thousand Tons | 0 | 0 | 0 | 0 | 0 | 0 | 0
NSR Westar Consent - NOX Rate Annual v4.10, Unit 2530 and retrofits | 831 | 7406 | Rate Constraint in lbs/MMBtu | FALSE | L | Annual | Fuel Consumed | TBtu | 0 | 0 | 0 | 0 | 0 | 0 | 0
NSR Westar Consent - NOX Rate Annual v4.10, Unit 2530 and retrofits | 831 | 7406 | Rate Constraint in lbs/MMBtu | FALSE | L | Annual | Rate | lb/MMBtu | 0 | 0 | 0 | 0 | 0 | 0 | 0
NSR Westar Consent - NOX Rate Annual v4.10, Unit 2530 and retrofits | 831 | 7406 | Rate Constraint in lbs/MMBtu | FALSE | L | Annual | Generation | TWh | 0 | 0 | 0 | 0 | 0 | 0 | 0
NSR Westar Consent - NOX Rate Annual v4.10, Unit 2530 and retrofits | 831 | 7406 | Rate Constraint in lbs/MMBtu | FALSE | L | Annual | Qualifying Generation | TWh | 0 | 0 | 0 | 0 | 0 | 0 | 0
NSR Westar Consent - NOX Rate Annual v4.10, Unit 2530 and retrofits | 831 | 7406 | Rate Constraint in lbs/MMBtu | FALSE | L | Annual | Rate | lb/MWh | 0 | 0 | 0 | 0 | 0 | 0 | 0
NSR Westar Consent - NOX Rate Annual v4.10, Unit 2530 and retrofits | 831 | 7406 | Rate Constraint in lbs/MMBtu | FALSE | L | Annual | Constraint Shadow Price | US2022$/Ton | 60473.3435 | 0 | 0 | 0 | 0 | 0 | 0
NSR Westar Consent - NOX Rate Annual v4.10, Unit 2531 and retrofits | 832 | 7406 | Rate Constraint in lbs/MMBtu | FALSE | L | Annual | Seasons Included | Seasons | Winter, Spring, Summer, Fall | Winter, Spring, Summer, Fall | Winter, Spring, Summer, Fall | Winter, Spring, Summer, Fall | Winter, Spring, Summer, Fall | Winter, Spring, Summer, Fall | Winter, Spring, Summer, Fall
NSR Westar Consent - NOX Rate Annual v4.10, Unit 2531 and retrofits | 832 | 7406 | Rate Constraint in lbs/MMBtu | FALSE | L | Annual | Standard NOX | lb/MMBtu | 0.1 | 0.1 | 0.1 | 0.1 | 0.1 | 0.1 | 0.1
NSR Westar Consent - NOX Rate Annual v4.10, Unit 2531 and retrofits | 832 | 7406 | Rate Constraint in lbs/MMBtu | FALSE | L | Annual | Emissions at Affected Plants NOX | Thousand Tons | 0 | 0 | 0 | 0 | 0 | 0 | 0
NSR Westar Consent - NOX Rate Annual v4.10, Unit 2531 and retrofits | 832 | 7406 | Rate Constraint in lbs/MMBtu | FALSE | L | Annual | Allowances Purchased NOX | Thousand Tons | 0 | 0 | 0 | 0 | 0 | 0 | 0
NSR Westar Consent - NOX Rate Annual v4.10, Unit 2531 and retrofits | 832 | 7406 | Rate Constraint in lbs/MMBtu | FALSE | L | Annual | Allowances Sold NOX | Thousand Tons | 0 | 0 | 0 | 0 | 0 | 0 | 0
NSR Westar Consent - NOX Rate Annual v4.10, Unit 2531 and retrofits | 832 | 7406 | Rate Constraint in lbs/MMBtu | FALSE | L | Annual | Allowances Banked | Thousand Tons | 0 | 0 | 0 | 0 | 0 | 0 | 0
NSR Westar Consent - NOX Rate Annual v4.10, Unit 2531 and retrofits | 832 | 7406 | Rate Constraint in lbs/MMBtu | FALSE | L | Annual | Allowances Withdrawn (1:1) | Thousand Tons | 0 | 0 | 0 | 0 | 0 | 0 | 0
NSR Westar Consent - NOX Rate Annual v4.10, Unit 2531 and retrofits | 832 | 7406 | Rate Constraint in lbs/MMBtu | FALSE | L | Annual | Allowances Withdrawn (n:1) | Thousand Tons | 0 | 0 | 0 | 0 | 0 | 0 | 0
NSR Westar Consent - NOX Rate Annual v4.10, Unit 2531 and retrofits | 832 | 7406 | Rate Constraint in lbs/MMBtu | FALSE | L | Annual | Net Emissions Allowance Position | Thousand Tons | 0 | 0 | 0 | 0 | 0 | 0 | 0
NSR Westar Consent - NOX Rate Annual v4.10, Unit 2531 and retrofits | 832 | 7406 | Rate Constraint in lbs/MMBtu | FALSE | L | Annual | Fuel Consumed | TBtu | 0 | 0 | 0 | 0 | 0 | 0 | 0
NSR Westar Consent - NOX Rate Annual v4.10, Unit 2531 and retrofits | 832 | 7406 | Rate Constraint in lbs/MMBtu | FALSE | L | Annual | Rate | lb/MMBtu | 0 | 0 | 0 | 0 | 0 | 0 | 0
NSR Westar Consent - NOX Rate Annual v4.10, Unit 2531 and retrofits | 832 | 7406 | Rate Constraint in lbs/MMBtu | FALSE | L | Annual | Generation | TWh | 0 | 0 | 0 | 0 | 0 | 0 | 0
NSR Westar Consent - NOX Rate Annual v4.10, Unit 2531 and retrofits | 832 | 7406 | Rate Constraint in lbs/MMBtu | FALSE | L | Annual | Qualifying Generation | TWh | 0 | 0 | 0 | 0 | 0 | 0 | 0
NSR Westar Consent - NOX Rate Annual v4.10, Unit 2531 and retrofits | 832 | 7406 | Rate Constraint in lbs/MMBtu | FALSE | L | Annual | Rate | lb/MWh | 0 | 0 | 0 | 0 | 0 | 0 | 0
NSR Westar Consent - NOX Rate Annual v4.10, Unit 2531 and retrofits | 832 | 7406 | Rate Constraint in lbs/MMBtu | FALSE | L | Annual | Constraint Shadow Price | US2022$/Ton | 21746.5917 | 45568.1521 | 0 | 0 | 0 | 0 | 0
NSR Westar Consent - SO2 Cap Annual v4.10 | 833 | 7407 | Rate Constraint in MTons | FALSE | L | Annual | Seasons Included | Seasons | Winter, Spring, Summer, Fall | Winter, Spring, Summer, Fall | Winter, Spring, Summer, Fall | Winter, Spring, Summer, Fall | Winter, Spring, Summer, Fall | Winter, Spring, Summer, Fall | Winter, Spring, Summer, Fall
NSR Westar Consent - SO2 Cap Annual v4.10 | 833 | 7407 | Rate Constraint in MTons | FALSE | L | Annual | Standard SO2 | Thousand Tons | 6.6 | 6.6 | 6.6 | 6.6 | 6.6 | 6.6 | 6.6
NSR Westar Consent - SO2 Cap Annual v4.10 | 833 | 7407 | Rate Constraint in MTons | FALSE | L | Annual | Emissions at Affected Plants SO2 | Thousand Tons | 0 | 0 | 0 | 0 | 0 | 0 | 0
NSR Westar Consent - SO2 Cap Annual v4.10 | 833 | 7407 | Rate Constraint in MTons | FALSE | L | Annual | Allowances Purchased SO2 | Thousand Tons | 0 | 0 | 0 | 0 | 0 | 0 | 0
NSR Westar Consent - SO2 Cap Annual v4.10 | 833 | 7407 | Rate Constraint in MTons | FALSE | L | Annual | Allowances Sold SO2 | Thousand Tons | 0 | 0 | 0 | 0 | 0 | 0 | 0
NSR Westar Consent - SO2 Cap Annual v4.10 | 833 | 7407 | Rate Constraint in MTons | FALSE | L | Annual | Allowances Banked | Thousand Tons | 0 | 0 | 0 | 0 | 0 | 0 | 0
NSR Westar Consent - SO2 Cap Annual v4.10 | 833 | 7407 | Rate Constraint in MTons | FALSE | L | Annual | Allowances Withdrawn (1:1) | Thousand Tons | 0 | 0 | 0 | 0 | 0 | 0 | 0
NSR Westar Consent - SO2 Cap Annual v4.10 | 833 | 7407 | Rate Constraint in MTons | FALSE | L | Annual | Allowances Withdrawn (n:1) | Thousand Tons | 0 | 0 | 0 | 0 | 0 | 0 | 0
NSR Westar Consent - SO2 Cap Annual v4.10 | 833 | 7407 | Rate Constraint in MTons | FALSE | L | Annual | Net Emissions Allowance Position | Thousand Tons | 0 | 0 | 0 | 0 | 0 | 0 | 0
NSR Westar Consent - SO2 Cap Annual v4.10 | 833 | 7407 | Rate Constraint in MTons | FALSE | L | Annual | Fuel Consumed | TBtu | 0 | 0 | 0 | 0 | 0 | 0 | 0
NSR Westar Consent - SO2 Cap Annual v4.10 | 833 | 7407 | Rate Constraint in MTons | FALSE | L | Annual | Rate | lb/MMBtu | 0 | 0 | 0 | 0 | 0 | 0 | 0
NSR Westar Consent - SO2 Cap Annual v4.10 | 833 | 7407 | Rate Constraint in MTons | FALSE | L | Annual | Generation | TWh | 0 | 0 | 0 | 0 | 0 | 0 | 0
NSR Westar Consent - SO2 Cap Annual v4.10 | 833 | 7407 | Rate Constraint in MTons | FALSE | L | Annual | Qualifying Generation | TWh | 0 | 0 | 0 | 0 | 0 | 0 | 0
NSR Westar Consent - SO2 Cap Annual v4.10 | 833 | 7407 | Rate Constraint in MTons | FALSE | L | Annual | Rate | lb/MWh | 0 | 0 | 0 | 0 | 0 | 0 | 0
NSR Westar Consent - SO2 Cap Annual v4.10 | 833 | 7407 | Rate Constraint in MTons | FALSE | L | Annual | Constraint Shadow Price | US2022$/Ton | 0 | 0 | 0 | 0 | 0 | 0 | 0
NSR Westar Consent - SO2 Rate Annual v4.10 | 834 | 7408 | MACT Fuel Choice Floor in lbs/MMBtu | FALSE | L | Annual | Seasons Included | Seasons | Winter, Spring, Summer, Fall | Winter, Spring, Summer, Fall | Winter, Spring, Summer, Fall | Winter, Spring, Summer, Fall | Winter, Spring, Summer, Fall | Winter, Spring, Summer, Fall | Winter, Spring, Summer, Fall
NSR Westar Consent - SO2 Rate Annual v4.10 | 834 | 7408 | MACT Fuel Choice Floor in lbs/MMBtu | FALSE | L | Annual | Emission Floor | lb/MMBtu | 0.07 | 0.07 | 0.07 | 0.07 | 0.07 | 0.07 | 0.07
NSR Westar Consent - SO2 Rate Annual v4.10 | 834 | 7408 | MACT Fuel Choice Floor in lbs/MMBtu | FALSE | L | Annual | Emissions at Affected Plants SO2 | Thousand Tons | 0 | 0 | 0 | 0 | 0 | 0 | 0
NSR Westar Consent - SO2 Rate Annual v4.10 | 834 | 7408 | MACT Fuel Choice Floor in lbs/MMBtu | FALSE | L | Annual | Allowances Purchased SO2 | Thousand Tons | 0 | 0 | 0 | 0 | 0 | 0 | 0
NSR Westar Consent - SO2 Rate Annual v4.10 | 834 | 7408 | MACT Fuel Choice Floor in lbs/MMBtu | FALSE | L | Annual | Allowances Sold SO2 | Thousand Tons | 0 | 0 | 0 | 0 | 0 | 0 | 0
NSR Westar Consent - SO2 Rate Annual v4.10 | 834 | 7408 | MACT Fuel Choice Floor in lbs/MMBtu | FALSE | L | Annual | Allowances Banked | Thousand Tons | 0 | 0 | 0 | 0 | 0 | 0 | 0
NSR Westar Consent - SO2 Rate Annual v4.10 | 834 | 7408 | MACT Fuel Choice Floor in lbs/MMBtu | FALSE | L | Annual | Allowances Withdrawn (1:1) | Thousand Tons | 0 | 0 | 0 | 0 | 0 | 0 | 0
NSR Westar Consent - SO2 Rate Annual v4.10 | 834 | 7408 | MACT Fuel Choice Floor in lbs/MMBtu | FALSE | L | Annual | Allowances Withdrawn (n:1) | Thousand Tons | 0 | 0 | 0 | 0 | 0 | 0 | 0
NSR Westar Consent - SO2 Rate Annual v4.10 | 834 | 7408 | MACT Fuel Choice Floor in lbs/MMBtu | FALSE | L | Annual | Net Emissions Allowance Position | Thousand Tons | 0 | 0 | 0 | 0 | 0 | 0 | 0
NSR Westar Consent - SO2 Rate Annual v4.10 | 834 | 7408 | MACT Fuel Choice Floor in lbs/MMBtu | FALSE | L | Annual | Fuel Consumed | TBtu | 0 | 0 | 0 | 0 | 0 | 0 | 0
NSR Westar Consent - SO2 Rate Annual v4.10 | 834 | 7408 | MACT Fuel Choice Floor in lbs/MMBtu | FALSE | L | Annual | Rate | lb/MMBtu | 0 | 0 | 0 | 0 | 0 | 0 | 0
NSR Westar Consent - SO2 Rate Annual v4.10 | 834 | 7408 | MACT Fuel Choice Floor in lbs/MMBtu | FALSE | L | Annual | Generation | TWh | 0 | 0 | 0 | 0 | 0 | 0 | 0
NSR Westar Consent - SO2 Rate Annual v4.10 | 834 | 7408 | MACT Fuel Choice Floor in lbs/MMBtu | FALSE | L | Annual | Qualifying Generation | TWh | 0 | 0 | 0 | 0 | 0 | 0 | 0
NSR Westar Consent - SO2 Rate Annual v4.10 | 834 | 7408 | MACT Fuel Choice Floor in lbs/MMBtu | FALSE | L | Annual | Constraint Shadow Price | US2022$/Ton | 0 | 0 | 0 | 0 | 0 | 0 | 0
NSR Winyah 1 - NOX Rate Annual v3.1, Unit 4712 and retrofits | 835 | 7433 | Rate Constraint in lbs/MMBtu | FALSE | L | Annual | Seasons Included | Seasons | Winter, Spring, Summer, Fall | Winter, Spring, Summer, Fall | Winter, Spring, Summer, Fall | Winter, Spring, Summer, Fall | Winter, Spring, Summer, Fall | Winter, Spring, Summer, Fall | Winter, Spring, Summer, Fall
NSR Winyah 1 - NOX Rate Annual v3.1, Unit 4712 and retrofits | 835 | 7433 | Rate Constraint in lbs/MMBtu | FALSE | L | Annual | Standard NOX | lb/MMBtu | 0.1 | 0.1 | 0.1 | 0.1 | 0.1 | 0.1 | 0.1
NSR Winyah 1 - NOX Rate Annual v3.1, Unit 4712 and retrofits | 835 | 7433 | Rate Constraint in lbs/MMBtu | FALSE | L | Annual | Emissions at Affected Plants NOX | Thousand Tons | 0 | 0 | 0 | 0 | 0 | 0 | 0
NSR Winyah 1 - NOX Rate Annual v3.1, Unit 4712 and retrofits | 835 | 7433 | Rate Constraint in lbs/MMBtu | FALSE | L | Annual | Allowances Purchased NOX | Thousand Tons | 0 | 0 | 0 | 0 | 0 | 0 | 0
NSR Winyah 1 - NOX Rate Annual v3.1, Unit 4712 and retrofits | 835 | 7433 | Rate Constraint in lbs/MMBtu | FALSE | L | Annual | Allowances Sold NOX | Thousand Tons | 0 | 0 | 0 | 0 | 0 | 0 | 0
NSR Winyah 1 - NOX Rate Annual v3.1, Unit 4712 and retrofits | 835 | 7433 | Rate Constraint in lbs/MMBtu | FALSE | L | Annual | Allowances Banked | Thousand Tons | 0 | 0 | 0 | 0 | 0 | 0 | 0
NSR Winyah 1 - NOX Rate Annual v3.1, Unit 4712 and retrofits | 835 | 7433 | Rate Constraint in lbs/MMBtu | FALSE | L | Annual | Allowances Withdrawn (1:1) | Thousand Tons | 0 | 0 | 0 | 0 | 0 | 0 | 0
NSR Winyah 1 - NOX Rate Annual v3.1, Unit 4712 and retrofits | 835 | 7433 | Rate Constraint in lbs/MMBtu | FALSE | L | Annual | Allowances Withdrawn (n:1) | Thousand Tons | 0 | 0 | 0 | 0 | 0 | 0 | 0
NSR Winyah 1 - NOX Rate Annual v3.1, Unit 4712 and retrofits | 835 | 7433 | Rate Constraint in lbs/MMBtu | FALSE | L | Annual | Net Emissions Allowance Position | Thousand Tons | 0 | 0 | 0 | 0 | 0 | 0 | 0
NSR Winyah 1 - NOX Rate Annual v3.1, Unit 4712 and retrofits | 835 | 7433 | Rate Constraint in lbs/MMBtu | FALSE | L | Annual | Fuel Consumed | TBtu | 0 | 0 | 0 | 0 | 0 | 0 | 0
NSR Winyah 1 - NOX Rate Annual v3.1, Unit 4712 and retrofits | 835 | 7433 | Rate Constraint in lbs/MMBtu | FALSE | L | Annual | Rate | lb/MMBtu | 0 | 0 | 0 | 0 | 0 | 0 | 0
NSR Winyah 1 - NOX Rate Annual v3.1, Unit 4712 and retrofits | 835 | 7433 | Rate Constraint in lbs/MMBtu | FALSE | L | Annual | Generation | TWh | 0 | 0 | 0 | 0 | 0 | 0 | 0
NSR Winyah 1 - NOX Rate Annual v3.1, Unit 4712 and retrofits | 835 | 7433 | Rate Constraint in lbs/MMBtu | FALSE | L | Annual | Qualifying Generation | TWh | 0 | 0 | 0 | 0 | 0 | 0 | 0
NSR Winyah 1 - NOX Rate Annual v3.1, Unit 4712 and retrofits | 835 | 7433 | Rate Constraint in lbs/MMBtu | FALSE | L | Annual | Rate | lb/MWh | 0 | 0 | 0 | 0 | 0 | 0 | 0
NSR Winyah 1 - NOX Rate Annual v3.1, Unit 4712 and retrofits | 835 | 7433 | Rate Constraint in lbs/MMBtu | FALSE | L | Annual | Constraint Shadow Price | US2022$/Ton | 0 | 0 | 0 | 0 | 0 | 0 | 0
NSR Winyah 2-4 - NOX Rate Annual v3.1, Unit 4709 and retrofits | 836 | 7434 | Rate Constraint in lbs/MMBtu | FALSE | L | Annual | Seasons Included | Seasons | Winter, Spring, Summer, Fall | Winter, Spring, Summer, Fall | Winter, Spring, Summer, Fall | Winter, Spring, Summer, Fall | Winter, Spring, Summer, Fall | Winter, Spring, Summer, Fall | Winter, Spring, Summer, Fall
NSR Winyah 2-4 - NOX Rate Annual v3.1, Unit 4709 and retrofits | 836 | 7434 | Rate Constraint in lbs/MMBtu | FALSE | L | Annual | Standard NOX | lb/MMBtu | 0.12 | 0.12 | 0.12 | 0.12 | 0.12 | 0.12 | 0.12
NSR Winyah 2-4 - NOX Rate Annual v3.1, Unit 4709 and retrofits | 836 | 7434 | Rate Constraint in lbs/MMBtu | FALSE | L | Annual | Emissions at Affected Plants NOX | Thousand Tons | 0.16718 | 0.24506 | 0 | 0 | 0 | 0 | 0
NSR Winyah 2-4 - NOX Rate Annual v3.1, Unit 4709 and retrofits | 836 | 7434 | Rate Constraint in lbs/MMBtu | FALSE | L | Annual | Allowances Purchased NOX | Thousand Tons | 0 | 0 | 0 | 0 | 0 | 0 | 0
NSR Winyah 2-4 - NOX Rate Annual v3.1, Unit 4709 and retrofits | 836 | 7434 | Rate Constraint in lbs/MMBtu | FALSE | L | Annual | Allowances Sold NOX | Thousand Tons | 0 | 0 | 0 | 0 | 0 | 0 | 0
NSR Winyah 2-4 - NOX Rate Annual v3.1, Unit 4709 and retrofits | 836 | 7434 | Rate Constraint in lbs/MMBtu | FALSE | L | Annual | Allowances Banked | Thousand Tons | 0 | 0 | 0 | 0 | 0 | 0 | 0
NSR Winyah 2-4 - NOX Rate Annual v3.1, Unit 4709 and retrofits | 836 | 7434 | Rate Constraint in lbs/MMBtu | FALSE | L | Annual | Allowances Withdrawn (1:1) | Thousand Tons | 0 | 0 | 0 | 0 | 0 | 0 | 0
NSR Winyah 2-4 - NOX Rate Annual v3.1, Unit 4709 and retrofits | 836 | 7434 | Rate Constraint in lbs/MMBtu | FALSE | L | Annual | Allowances Withdrawn (n:1) | Thousand Tons | 0 | 0 | 0 | 0 | 0 | 0 | 0
NSR Winyah 2-4 - NOX Rate Annual v3.1, Unit 4709 and retrofits | 836 | 7434 | Rate Constraint in lbs/MMBtu | FALSE | L | Annual | Net Emissions Allowance Position | Thousand Tons | 0.16718 | 0.24506 | 0 | 0 | 0 | 0 | 0
NSR Winyah 2-4 - NOX Rate Annual v3.1, Unit 4709 and retrofits | 836 | 7434 | Rate Constraint in lbs/MMBtu | FALSE | L | Annual | Fuel Consumed | TBtu | 3.9522 | 5.7935 | 0 | 0 | 0 | 0 | 0
NSR Winyah 2-4 - NOX Rate Annual v3.1, Unit 4709 and retrofits | 836 | 7434 | Rate Constraint in lbs/MMBtu | FALSE | L | Annual | Rate | lb/MMBtu | 0.0846 | 0.0846 | 0 | 0 | 0 | 0 | 0
NSR Winyah 2-4 - NOX Rate Annual v3.1, Unit 4709 and retrofits | 836 | 7434 | Rate Constraint in lbs/MMBtu | FALSE | L | Annual | Generation | TWh | 0.36649 | 0.53723 | 0 | 0 | 0 | 0 | 0
NSR Winyah 2-4 - NOX Rate Annual v3.1, Unit 4709 and retrofits | 836 | 7434 | Rate Constraint in lbs/MMBtu | FALSE | L | Annual | Qualifying Generation | TWh | 0.36649 | 0.53723 | 0 | 0 | 0 | 0 | 0
NSR Winyah 2-4 - NOX Rate Annual v3.1, Unit 4709 and retrofits | 836 | 7434 | Rate Constraint in lbs/MMBtu | FALSE | L | Annual | Rate | lb/MWh | 0.91233 | 0.91233 | 0 | 0 | 0 | 0 | 0
NSR Winyah 2-4 - NOX Rate Annual v3.1, Unit 4709 and retrofits | 836 | 7434 | Rate Constraint in lbs/MMBtu | FALSE | L | Annual | Constraint Shadow Price | US2022$/Ton | 0 | 0 | 0 | 0 | 0 | 0 | 0
NSR Winyah 2-4 - NOX Rate Annual v3.1, Unit 4710 and retrofits | 837 | 7434 | Rate Constraint in lbs/MMBtu | FALSE | L | Annual | Seasons Included | Seasons | Winter, Spring, Summer, Fall | Winter, Spring, Summer, Fall | Winter, Spring, Summer, Fall | Winter, Spring, Summer, Fall | Winter, Spring, Summer, Fall | Winter, Spring, Summer, Fall | Winter, Spring, Summer, Fall
NSR Winyah 2-4 - NOX Rate Annual v3.1, Unit 4710 and retrofits | 837 | 7434 | Rate Constraint in lbs/MMBtu | FALSE | L | Annual | Standard NOX | lb/MMBtu | 0.12 | 0.12 | 0.12 | 0.12 | 0.12 | 0.12 | 0.12
NSR Winyah 2-4 - NOX Rate Annual v3.1, Unit 4710 and retrofits | 837 | 7434 | Rate Constraint in lbs/MMBtu | FALSE | L | Annual | Emissions at Affected Plants NOX | Thousand Tons | 0.19067 | 0.29311 | 0 | 0 | 0 | 0 | 0
NSR Winyah 2-4 - NOX Rate Annual v3.1, Unit 4710 and retrofits | 837 | 7434 | Rate Constraint in lbs/MMBtu | FALSE | L | Annual | Allowances Purchased NOX | Thousand Tons | 0 | 0 | 0 | 0 | 0 | 0 | 0
NSR Winyah 2-4 - NOX Rate Annual v3.1, Unit 4710 and retrofits | 837 | 7434 | Rate Constraint in lbs/MMBtu | FALSE | L | Annual | Allowances Sold NOX | Thousand Tons | 0 | 0 | 0 | 0 | 0 | 0 | 0
NSR Winyah 2-4 - NOX Rate Annual v3.1, Unit 4710 and retrofits | 837 | 7434 | Rate Constraint in lbs/MMBtu | FALSE | L | Annual | Allowances Banked | Thousand Tons | 0 | 0 | 0 | 0 | 0 | 0 | 0
NSR Winyah 2-4 - NOX Rate Annual v3.1, Unit 4710 and retrofits | 837 | 7434 | Rate Constraint in lbs/MMBtu | FALSE | L | Annual | Allowances Withdrawn (1:1) | Thousand Tons | 0 | 0 | 0 | 0 | 0 | 0 | 0
NSR Winyah 2-4 - NOX Rate Annual v3.1, Unit 4710 and retrofits | 837 | 7434 | Rate Constraint in lbs/MMBtu | FALSE | L | Annual | Allowances Withdrawn (n:1) | Thousand Tons | 0 | 0 | 0 | 0 | 0 | 0 | 0
NSR Winyah 2-4 - NOX Rate Annual v3.1, Unit 4710 and retrofits | 837 | 7434 | Rate Constraint in lbs/MMBtu | FALSE | L | Annual | Net Emissions Allowance Position | Thousand Tons | 0.19067 | 0.29311 | 0 | 0 | 0 | 0 | 0
NSR Winyah 2-4 - NOX Rate Annual v3.1, Unit 4710 and retrofits | 837 | 7434 | Rate Constraint in lbs/MMBtu | FALSE | L | Annual | Fuel Consumed | TBtu | 3.7945 | 5.8331 | 0 | 0 | 0 | 0 | 0
NSR Winyah 2-4 - NOX Rate Annual v3.1, Unit 4710 and retrofits | 837 | 7434 | Rate Constraint in lbs/MMBtu | FALSE | L | Annual | Rate | lb/MMBtu | 0.1005 | 0.1005 | 0 | 0 | 0 | 0 | 0
NSR Winyah 2-4 - NOX Rate Annual v3.1, Unit 4710 and retrofits | 837 | 7434 | Rate Constraint in lbs/MMBtu | FALSE | L | Annual | Generation | TWh | 0.35124 | 0.53995 | 0 | 0 | 0 | 0 | 0
NSR Winyah 2-4 - NOX Rate Annual v3.1, Unit 4710 and retrofits | 837 | 7434 | Rate Constraint in lbs/MMBtu | FALSE | L | Annual | Qualifying Generation | TWh | 0.35124 | 0.53995 | 0 | 0 | 0 | 0 | 0
NSR Winyah 2-4 - NOX Rate Annual v3.1, Unit 4710 and retrofits | 837 | 7434 | Rate Constraint in lbs/MMBtu | FALSE | L | Annual | Rate | lb/MWh | 1.0857 | 1.0857 | 0 | 0 | 0 | 0 | 0
NSR Winyah 2-4 - NOX Rate Annual v3.1, Unit 4710 and retrofits | 837 | 7434 | Rate Constraint in lbs/MMBtu | FALSE | L | Annual | Constraint Shadow Price | US2022$/Ton | 0 | 0 | 0 | 0 | 0 | 0 | 0
NSR Winyah 2-4 - NOX Rate Annual v3.1, Unit 4711 and retrofits | 838 | 7434 | Rate Constraint in lbs/MMBtu | FALSE | L | Annual | Seasons Included | Seasons | Winter, Spring, Summer, Fall | Winter, Spring, Summer, Fall | Winter, Spring, Summer, Fall | Winter, Spring, Summer, Fall | Winter, Spring, Summer, Fall | Winter, Spring, Summer, Fall | Winter, Spring, Summer, Fall
NSR Winyah 2-4 - NOX Rate Annual v3.1, Unit 4711 and retrofits | 838 | 7434 | Rate Constraint in lbs/MMBtu | FALSE | L | Annual | Standard NOX | lb/MMBtu | 0.12 | 0.12 | 0.12 | 0.12 | 0.12 | 0.12 | 0.12
NSR Winyah 2-4 - NOX Rate Annual v3.1, Unit 4711 and retrofits | 838 | 7434 | Rate Constraint in lbs/MMBtu | FALSE | L | Annual | Emissions at Affected Plants NOX | Thousand Tons | 0 | 0 | 0 | 0 | 0 | 0 | 0
NSR Winyah 2-4 - NOX Rate Annual v3.1, Unit 4711 and retrofits | 838 | 7434 | Rate Constraint in lbs/MMBtu | FALSE | L | Annual | Allowances Purchased NOX | Thousand Tons | 0 | 0 | 0 | 0 | 0 | 0 | 0
NSR Winyah 2-4 - NOX Rate Annual v3.1, Unit 4711 and retrofits | 838 | 7434 | Rate Constraint in lbs/MMBtu | FALSE | L | Annual | Allowances Sold NOX | Thousand Tons | 0 | 0 | 0 | 0 | 0 | 0 | 0
NSR Winyah 2-4 - NOX Rate Annual v3.1, Unit 4711 and retrofits | 838 | 7434 | Rate Constraint in lbs/MMBtu | FALSE | L | Annual | Allowances Banked | Thousand Tons | 0 | 0 | 0 | 0 | 0 | 0 | 0
NSR Winyah 2-4 - NOX Rate Annual v3.1, Unit 4711 and retrofits | 838 | 7434 | Rate Constraint in lbs/MMBtu | FALSE | L | Annual | Allowances Withdrawn (1:1) | Thousand Tons | 0 | 0 | 0 | 0 | 0 | 0 | 0
NSR Winyah 2-4 - NOX Rate Annual v3.1, Unit 4711 and retrofits | 838 | 7434 | Rate Constraint in lbs/MMBtu | FALSE | L | Annual | Allowances Withdrawn (n:1) | Thousand Tons | 0 | 0 | 0 | 0 | 0 | 0 | 0
NSR Winyah 2-4 - NOX Rate Annual v3.1, Unit 4711 and retrofits | 838 | 7434 | Rate Constraint in lbs/MMBtu | FALSE | L | Annual | Net Emissions Allowance Position | Thousand Tons | 0 | 0 | 0 | 0 | 0 | 0 | 0
NSR Winyah 2-4 - NOX Rate Annual v3.1, Unit 4711 and retrofits | 838 | 7434 | Rate Constraint in lbs/MMBtu | FALSE | L | Annual | Fuel Consumed | TBtu | 0 | 0 | 0 | 0 | 0 | 0 | 0
NSR Winyah 2-4 - NOX Rate Annual v3.1, Unit 4711 and retrofits | 838 | 7434 | Rate Constraint in lbs/MMBtu | FALSE | L | Annual | Rate | lb/MMBtu | 0 | 0 | 0 | 0 | 0 | 0 | 0
NSR Winyah 2-4 - NOX Rate Annual v3.1, Unit 4711 and retrofits | 838 | 7434 | Rate Constraint in lbs/MMBtu | FALSE | L | Annual | Generation | TWh | 0 | 0 | 0 | 0 | 0 | 0 | 0
NSR Winyah 2-4 - NOX Rate Annual v3.1, Unit 4711 and retrofits | 838 | 7434 | Rate Constraint in lbs/MMBtu | FALSE | L | Annual | Qualifying Generation | TWh | 0 | 0 | 0 | 0 | 0 | 0 | 0
NSR Winyah 2-4 - NOX Rate Annual v3.1, Unit 4711 and retrofits | 838 | 7434 | Rate Constraint in lbs/MMBtu | FALSE | L | Annual | Rate | lb/MWh | 0 | 0 | 0 | 0 | 0 | 0 | 0
NSR Winyah 2-4 - NOX Rate Annual v3.1, Unit 4711 and retrofits | 838 | 7434 | Rate Constraint in lbs/MMBtu | FALSE | L | Annual | Constraint Shadow Price | US2022$/Ton | 0 | 0 | 0 | 0 | 0 | 0 | 0
NSR WPS Consent - NOX Cap Annual v5.12 | 839 | 7409 | Rate Constraint in MTons | FALSE | L | Annual | Seasons Included | Seasons | Winter, Spring, Summer, Fall | Winter, Spring, Summer, Fall | Winter, Spring, Summer, Fall | Winter, Spring, Summer, Fall | Winter, Spring, Summer, Fall | Winter, Spring, Summer, Fall | Winter, Spring, Summer, Fall
NSR WPS Consent - NOX Cap Annual v5.12 | 839 | 7409 | Rate Constraint in MTons | FALSE | L | Annual | Standard NOX | Thousand Tons | 3.7 | 3.7 | 3.7 | 3.7 | 3.7 | 3.7 | 3.7
NSR WPS Consent - NOX Cap Annual v5.12 | 839 | 7409 | Rate Constraint in MTons | FALSE | L | Annual | Emissions at Affected Plants NOX | Thousand Tons | 0.95754 | 0.38366 | 0 | 0 | 0 | 0 | 0
NSR WPS Consent - NOX Cap Annual v5.12 | 839 | 7409 | Rate Constraint in MTons | FALSE | L | Annual | Allowances Purchased NOX | Thousand Tons | 0 | 0 | 0 | 0 | 0 | 0 | 0
NSR WPS Consent - NOX Cap Annual v5.12 | 839 | 7409 | Rate Constraint in MTons | FALSE | L | Annual | Allowances Sold NOX | Thousand Tons | 0 | 0 | 0 | 0 | 0 | 0 | 0
NSR WPS Consent - NOX Cap Annual v5.12 | 839 | 7409 | Rate Constraint in MTons | FALSE | L | Annual | Allowances Banked | Thousand Tons | 0 | 0 | 0 | 0 | 0 | 0 | 0
NSR WPS Consent - NOX Cap Annual v5.12 | 839 | 7409 | Rate Constraint in MTons | FALSE | L | Annual | Allowances Withdrawn (1:1) | Thousand Tons | 0 | 0 | 0 | 0 | 0 | 0 | 0
NSR WPS Consent - NOX Cap Annual v5.12 | 839 | 7409 | Rate Constraint in MTons | FALSE | L | Annual | Allowances Withdrawn (n:1) | Thousand Tons | 0 | 0 | 0 | 0 | 0 | 0 | 0
NSR WPS Consent - NOX Cap Annual v5.12 | 839 | 7409 | Rate Constraint in MTons | FALSE | L | Annual | Net Emissions Allowance Position | Thousand Tons | 0.95754 | 0.38366 | 0 | 0 | 0 | 0 | 0
NSR WPS Consent - NOX Cap Annual v5.12 | 839 | 7409 | Rate Constraint in MTons | FALSE | L | Annual | Fuel Consumed | TBtu | 35.3391 | 13.5736 | 0 | 0 | 0 | 0 | 0
NSR WPS Consent - NOX Cap Annual v5.12 | 839 | 7409 | Rate Constraint in MTons | FALSE | L | Annual | Rate | lb/MMBtu | 0.054191 | 0.05653 | 0 | 0 | 0 | 0 | 0
NSR WPS Consent - NOX Cap Annual v5.12 | 839 | 7409 | Rate Constraint in MTons | FALSE | L | Annual | Generation | TWh | 3.6335 | 1.3582 | 0 | 0 | 0 | 0 | 0
NSR WPS Consent - NOX Cap Annual v5.12 | 839 | 7409 | Rate Constraint in MTons | FALSE | L | Annual | Qualifying Generation | TWh | 3.6335 | 1.3582 | 0 | 0 | 0 | 0 | 0
NSR WPS Consent - NOX Cap Annual v5.12 | 839 | 7409 | Rate Constraint in MTons | FALSE | L | Annual | Rate | lb/MWh | 0.52706 | 0.56496 | 0 | 0 | 0 | 0 | 0
NSR WPS Consent - NOX Cap Annual v5.12 | 839 | 7409 | Rate Constraint in MTons | FALSE | L | Annual | Constraint Shadow Price | US2022$/Ton | 0 | 0 | 0 | 0 | 0 | 0 | 0
NSR WPS Consent - SO2 Cap Annual v5.12 | 840 | 7410 | Rate Constraint in MTons | FALSE | L | Annual | Seasons Included | Seasons | Winter, Spring, Summer, Fall | Winter, Spring, Summer, Fall | Winter, Spring, Summer, Fall | Winter, Spring, Summer, Fall | Winter, Spring, Summer, Fall | Winter, Spring, Summer, Fall | Winter, Spring, Summer, Fall
NSR WPS Consent - SO2 Cap Annual v5.12 | 840 | 7410 | Rate Constraint in MTons | FALSE | L | Annual | Standard SO2 | Thousand Tons | 4.25 | 4.25 | 4.25 | 4.25 | 4.25 | 4.25 | 4.25
NSR WPS Consent - SO2 Cap Annual v5.12 | 840 | 7410 | Rate Constraint in MTons | FALSE | L | Annual | Emissions at Affected Plants SO2 | Thousand Tons | 1.2096 | 0.029777 | 0 | 0 | 0 | 0 | 0
NSR WPS Consent - SO2 Cap Annual v5.12 | 840 | 7410 | Rate Constraint in MTons | FALSE | L | Annual | Allowances Purchased SO2 | Thousand Tons | 0 | 0 | 0 | 0 | 0 | 0 | 0
NSR WPS Consent - SO2 Cap Annual v5.12 | 840 | 7410 | Rate Constraint in MTons | FALSE | L | Annual | Allowances Sold SO2 | Thousand Tons | 0 | 0 | 0 | 0 | 0 | 0 | 0
NSR WPS Consent - SO2 Cap Annual v5.12 | 840 | 7410 | Rate Constraint in MTons | FALSE | L | Annual | Allowances Banked | Thousand Tons | 0 | 0 | 0 | 0 | 0 | 0 | 0
NSR WPS Consent - SO2 Cap Annual v5.12 | 840 | 7410 | Rate Constraint in MTons | FALSE | L | Annual | Allowances Withdrawn (1:1) | Thousand Tons | 0 | 0 | 0 | 0 | 0 | 0 | 0
NSR WPS Consent - SO2 Cap Annual v5.12 | 840 | 7410 | Rate Constraint in MTons | FALSE | L | Annual | Allowances Withdrawn (n:1) | Thousand Tons | 0 | 0 | 0 | 0 | 0 | 0 | 0
NSR WPS Consent - SO2 Cap Annual v5.12 | 840 | 7410 | Rate Constraint in MTons | FALSE | L | Annual | Net Emissions Allowance Position | Thousand Tons | 1.2096 | 0.029777 | 0 | 0 | 0 | 0 | 0
NSR WPS Consent - SO2 Cap Annual v5.12 | 840 | 7410 | Rate Constraint in MTons | FALSE | L | Annual | Fuel Consumed | TBtu | 35.3391 | 13.5736 | 0 | 0 | 0 | 0 | 0
NSR WPS Consent - SO2 Cap Annual v5.12 | 840 | 7410 | Rate Constraint in MTons | FALSE | L | Annual | Rate | lb/MMBtu | 0.068455 | 0.0043875 | 0 | 0 | 0 | 0 | 0
NSR WPS Consent - SO2 Cap Annual v5.12 | 840 | 7410 | Rate Constraint in MTons | FALSE | L | Annual | Generation | TWh | 3.6335 | 1.3582 | 0 | 0 | 0 | 0 | 0
NSR WPS Consent - SO2 Cap Annual v5.12 | 840 | 7410 | Rate Constraint in MTons | FALSE | L | Annual | Qualifying Generation | TWh | 3.6335 | 1.3582 | 0 | 0 | 0 | 0 | 0
NSR WPS Consent - SO2 Cap Annual v5.12 | 840 | 7410 | Rate Constraint in MTons | FALSE | L | Annual | Rate | lb/MWh | 0.66578 | 0.043848 | 0 | 0 | 0 | 0 | 0
NSR WPS Consent - SO2 Cap Annual v5.12 | 840 | 7410 | Rate Constraint in MTons | FALSE | L | Annual | Constraint Shadow Price | US2022$/Ton | 0 | 0 | 0 | 0 | 0 | 0 | 0
NSR WPS Weston 3 - NOX Rate Annual v5.12, Unit 3161 and retrofits | 841 | 7411 | Rate Constraint in lbs/MMBtu | FALSE | L | Annual | Seasons Included | Seasons | Winter, Spring, Summer, Fall | Winter, Spring, Summer, Fall | Winter, Spring, Summer, Fall | Winter, Spring, Summer, Fall | Winter, Spring, Summer, Fall | Winter, Spring, Summer, Fall | Winter, Spring, Summer, Fall
NSR WPS Weston 3 - NOX Rate Annual v5.12, Unit 3161 and retrofits | 841 | 7411 | Rate Constraint in lbs/MMBtu | FALSE | L | Annual | Standard NOX | lb/MMBtu | 0.1 | 0.1 | 0.1 | 0.1 | 0.1 | 0.1 | 0.1
NSR WPS Weston 3 - NOX Rate Annual v5.12, Unit 3161 and retrofits | 841 | 7411 | Rate Constraint in lbs/MMBtu | FALSE | L | Annual | Emissions at Affected Plants NOX | Thousand Tons | 0.15251 | 0.38366 | 0 | 0 | 0 | 0 | 0
NSR WPS Weston 3 - NOX Rate Annual v5.12, Unit 3161 and retrofits | 841 | 7411 | Rate Constraint in lbs/MMBtu | FALSE | L | Annual | Allowances Purchased NOX | Thousand Tons | 0 | 0 | 0 | 0 | 0 | 0 | 0
NSR WPS Weston 3 - NOX Rate Annual v5.12, Unit 3161 and retrofits | 841 | 7411 | Rate Constraint in lbs/MMBtu | FALSE | L | Annual | Allowances Sold NOX | Thousand Tons | 0 | 0 | 0 | 0 | 0 | 0 | 0
NSR WPS Weston 3 - NOX Rate Annual v5.12, Unit 3161 and retrofits | 841 | 7411 | Rate Constraint in lbs/MMBtu | FALSE | L | Annual | Allowances Banked | Thousand Tons | 0 | 0 | 0 | 0 | 0 | 0 | 0
NSR WPS Weston 3 - NOX Rate Annual v5.12, Unit 3161 and retrofits | 841 | 7411 | Rate Constraint in lbs/MMBtu | FALSE | L | Annual | Allowances Withdrawn (1:1) | Thousand Tons | 0 | 0 | 0 | 0 | 0 | 0 | 0
NSR WPS Weston 3 - NOX Rate Annual v5.12, Unit 3161 and retrofits | 841 | 7411 | Rate Constraint in lbs/MMBtu | FALSE | L | Annual | Allowances Withdrawn (n:1) | Thousand Tons | 0 | 0 | 0 | 0 | 0 | 0 | 0
NSR WPS Weston 3 - NOX Rate Annual v5.12, Unit 3161 and retrofits | 841 | 7411 | Rate Constraint in lbs/MMBtu | FALSE | L | Annual | Net Emissions Allowance Position | Thousand Tons | 0.15251 | 0.38366 | 0 | 0 | 0 | 0 | 0
NSR WPS Weston 3 - NOX Rate Annual v5.12, Unit 3161 and retrofits | 841 | 7411 | Rate Constraint in lbs/MMBtu | FALSE | L | Annual | Fuel Consumed | TBtu | 5.3959 | 13.5736 | 0 | 0 | 0 | 0 | 0
NSR WPS Weston 3 - NOX Rate Annual v5.12, Unit 3161 and retrofits | 841 | 7411 | Rate Constraint in lbs/MMBtu | FALSE | L | Annual | Rate | lb/MMBtu | 0.05653 | 0.05653 | 0 | 0 | 0 | 0 | 0
NSR WPS Weston 3 - NOX Rate Annual v5.12, Unit 3161 and retrofits | 841 | 7411 | Rate Constraint in lbs/MMBtu | FALSE | L | Annual | Generation | TWh | 0.53991 | 1.3582 | 0 | 0 | 0 | 0 | 0
NSR WPS Weston 3 - NOX Rate Annual v5.12, Unit 3161 and retrofits | 841 | 7411 | Rate Constraint in lbs/MMBtu | FALSE | L | Annual | Qualifying Generation | TWh | 0.53991 | 1.3582 | 0 | 0 | 0 | 0 | 0
NSR WPS Weston 3 - NOX Rate Annual v5.12, Unit 3161 and retrofits | 841 | 7411 | Rate Constraint in lbs/MMBtu | FALSE | L | Annual | Rate | lb/MWh | 0.56496 | 0.56496 | 0 | 0 | 0 | 0 | 0
NSR WPS Weston 3 - NOX Rate Annual v5.12, Unit 3161 and retrofits | 841 | 7411 | Rate Constraint in lbs/MMBtu | FALSE | L | Annual | Constraint Shadow Price | US2022$/Ton | 0 | 0 | 0 | 0 | 0 | 0 | 0
NSR WPS Weston 3 - SO2 Rate Annual v5.12, Unit 3161 and retrofits | 842 | 7412 | Rate Constraint in lbs/MMBtu | FALSE | L | Annual | Seasons Included | Seasons | Winter, Spring, Summer, Fall | Winter, Spring, Summer, Fall | Winter, Spring, Summer, Fall | Winter, Spring, Summer, Fall | Winter, Spring, Summer, Fall | Winter, Spring, Summer, Fall | Winter, Spring, Summer, Fall
NSR WPS Weston 3 - SO2 Rate Annual v5.12, Unit 3161 and retrofits | 842 | 7412 | Rate Constraint in lbs/MMBtu | FALSE | L | Annual | Standard SO2 | lb/MMBtu | 0.08 | 0.08 | 0.08 | 0.08 | 0.08 | 0.08 | 0.08
NSR WPS Weston 3 - SO2 Rate Annual v5.12, Unit 3161 and retrofits | 842 | 7412 | Rate Constraint in lbs/MMBtu | FALSE | L | Annual | Emissions at Affected Plants SO2 | Thousand Tons | 0.011837 | 0.029777 | 0 | 0 | 0 | 0 | 0
NSR WPS Weston 3 - SO2 Rate Annual v5.12, Unit 3161 and retrofits | 842 | 7412 | Rate Constraint in lbs/MMBtu | FALSE | L | Annual | Allowances Purchased SO2 | Thousand Tons | 0 | 0 | 0 | 0 | 0 | 0 | 0
NSR WPS Weston 3 - SO2 Rate Annual v5.12, Unit 3161 and retrofits | 842 | 7412 | Rate Constraint in lbs/MMBtu | FALSE | L | Annual | Allowances Sold SO2 | Thousand Tons | 0 | 0 | 0 | 0 | 0 | 0 | 0
NSR WPS Weston 3 - SO2 Rate Annual v5.12, Unit 3161 and retrofits | 842 | 7412 | Rate Constraint in lbs/MMBtu | FALSE | L | Annual | Allowances Banked | Thousand Tons | 0 | 0 | 0 | 0 | 0 | 0 | 0
NSR WPS Weston 3 - SO2 Rate Annual v5.12, Unit 3161 and retrofits | 842 | 7412 | Rate Constraint in lbs/MMBtu | FALSE | L | Annual | Allowances Withdrawn (1:1) | Thousand Tons | 0 | 0 | 0 | 0 | 0 | 0 | 0
NSR WPS Weston 3 - SO2 Rate Annual v5.12, Unit 3161 and retrofits | 842 | 7412 | Rate Constraint in lbs/MMBtu | FALSE | L | Annual | Allowances Withdrawn (n:1) | Thousand Tons | 0 | 0 | 0 | 0 | 0 | 0 | 0
NSR WPS Weston 3 - SO2 Rate Annual v5.12, Unit 3161 and retrofits | 842 | 7412 | Rate Constraint in lbs/MMBtu | FALSE | L | Annual | Net Emissions Allowance Position | Thousand Tons | 0.011837 | 0.029777 | 0 | 0 | 0 | 0 | 0
NSR WPS Weston 3 - SO2 Rate Annual v5.12, Unit 3161 and retrofits | 842 | 7412 | Rate Constraint in lbs/MMBtu | FALSE | L | Annual | Fuel Consumed | TBtu | 5.3959 | 13.5736 | 0 | 0 | 0 | 0 | 0
NSR WPS Weston 3 - SO2 Rate Annual v5.12, Unit 3161 and retrofits | 842 | 7412 | Rate Constraint in lbs/MMBtu | FALSE | L | Annual | Rate | lb/MMBtu | 0.0043875 | 0.0043875 | 0 | 0 | 0 | 0 | 0
NSR WPS Weston 3 - SO2 Rate Annual v5.12, Unit 3161 and retrofits | 842 | 7412 | Rate Constraint in lbs/MMBtu | FALSE | L | Annual | Generation | TWh | 0.53991 | 1.3582 | 0 | 0 | 0 | 0 | 0
NSR WPS Weston 3 - SO2 Rate Annual v5.12, Unit 3161 and retrofits | 842 | 7412 | Rate Constraint in lbs/MMBtu | FALSE | L | Annual | Qualifying Generation | TWh | 0.53991 | 1.3582 | 0 | 0 | 0 | 0 | 0
NSR WPS Weston 3 - SO2 Rate Annual v5.12, Unit 3161 and retrofits | 842 | 7412 | Rate Constraint in lbs/MMBtu | FALSE | L | Annual | Rate | lb/MWh | 0.043848 | 0.043848 | 0 | 0 | 0 | 0 | 0
NSR WPS Weston 3 - SO2 Rate Annual v5.12, Unit 3161 and retrofits | 842 | 7412 | Rate Constraint in lbs/MMBtu | FALSE | L | Annual | Constraint Shadow Price | US2022$/Ton | 0 | 0 | 0 | 0 | 0 | 0 | 0
NSR WPS Weston 4 - SO2 Rate Annual v5.12, Unit 2563 and retrofits | 843 | 7413 | Rate Constraint in lbs/MMBtu | FALSE | L | Annual | Seasons Included | Seasons | Winter, Spring, Summer, Fall | Winter, Spring, Summer, Fall | Winter, Spring, Summer, Fall | Winter, Spring, Summer, Fall | Winter, Spring, Summer, Fall | Winter, Spring, Summer, Fall | Winter, Spring, Summer, Fall
NSR WPS Weston 4 - SO2 Rate Annual v5.12, Unit 2563 and retrofits | 843 | 7413 | Rate Constraint in lbs/MMBtu | FALSE | L | Annual | Standard SO2 | lb/MMBtu | 0.08 | 0.08 | 0.08 | 0.08 | 0.08 | 0.08 | 0.08
NSR WPS Weston 4 - SO2 Rate Annual v5.12, Unit 2563 and retrofits | 843 | 7413 | Rate Constraint in lbs/MMBtu | FALSE | L | Annual | Emissions at Affected Plants SO2 | Thousand Tons | 1.1977 | 0 | 0 | 0 | 0 | 0 | 0
NSR WPS Weston 4 - SO2 Rate Annual v5.12, Unit 2563 and retrofits | 843 | 7413 | Rate Constraint in lbs/MMBtu | FALSE | L | Annual | Allowances Purchased SO2 | Thousand Tons | 0 | 0 | 0 | 0 | 0 | 0 | 0
NSR WPS Weston 4 - SO2 Rate Annual v5.12, Unit 2563 and retrofits | 843 | 7413 | Rate Constraint in lbs/MMBtu | FALSE | L | Annual | Allowances Sold SO2 | Thousand Tons | 0 | 0 | 0 | 0 | 0 | 0 | 0
NSR WPS Weston 4 - SO2 Rate Annual v5.12, Unit 2563 and retrofits | 843 | 7413 | Rate Constraint in lbs/MMBtu | FALSE | L | Annual | Allowances Banked | Thousand Tons | 0 | 0 | 0 | 0 | 0 | 0 | 0
NSR WPS Weston 4 - SO2 Rate Annual v5.12, Unit 2563 and retrofits | 843 | 7413 | Rate Constraint in lbs/MMBtu | FALSE | L | Annual | Allowances Withdrawn (1:1) | Thousand Tons | 0 | 0 | 0 | 0 | 0 | 0 | 0
NSR WPS Weston 4 - SO2 Rate Annual v5.12, Unit 2563 and retrofits | 843 | 7413 | Rate Constraint in lbs/MMBtu | FALSE | L | Annual | Allowances Withdrawn (n:1) | Thousand Tons | 0 | 0 | 0 | 0 | 0 | 0 | 0
NSR WPS Weston 4 - SO2 Rate Annual v5.12, Unit 2563 and retrofits | 843 | 7413 | Rate Constraint in lbs/MMBtu | FALSE | L | Annual | Net Emissions Allowance Position | Thousand Tons | 1.1977 | 0 | 0 | 0 | 0 | 0 | 0
NSR WPS Weston 4 - SO2 Rate Annual v5.12, Unit 2563 and retrofits | 843 | 7413 | Rate Constraint in lbs/MMBtu | FALSE | L | Annual | Fuel Consumed | TBtu | 29.9432 | 0 | 0 | 0 | 0 | 0 | 0
NSR WPS Weston 4 - SO2 Rate Annual v5.12, Unit 2563 and retrofits | 843 | 7413 | Rate Constraint in lbs/MMBtu | FALSE | L | Annual | Rate | lb/MMBtu | 0.08 | 0 | 0 | 0 | 0 | 0 | 0
NSR WPS Weston 4 - SO2 Rate Annual v5.12, Unit 2563 and retrofits | 843 | 7413 | Rate Constraint in lbs/MMBtu | FALSE | L | Annual | Generation | TWh | 3.0936 | 0 | 0 | 0 | 0 | 0 | 0
NSR WPS Weston 4 - SO2 Rate Annual v5.12, Unit 2563 and retrofits | 843 | 7413 | Rate Constraint in lbs/MMBtu | FALSE | L | Annual | Qualifying Generation | TWh | 3.0936 | 0 | 0 | 0 | 0 | 0 | 0
NSR WPS Weston 4 - SO2 Rate Annual v5.12, Unit 2563 and retrofits | 843 | 7413 | Rate Constraint in lbs/MMBtu | FALSE | L | Annual | Rate | lb/MWh | 0.77432 | 0 | 0 | 0 | 0 | 0 | 0
NSR WPS Weston 4 - SO2 Rate Annual v5.12, Unit 2563 and retrofits | 843 | 7413 | Rate Constraint in lbs/MMBtu | FALSE | L | Annual | Constraint Shadow Price | US2022$/Ton | 0 | 0 | 0 | 0 | 0 | 0 | 0
NY- CO2 Budget- v5.16 | 844 | 7537 | Rate Constraint in MTons | FALSE | L | Annual | Seasons Included | Seasons | Winter, Spring, Summer, Fall | Winter, Spring, Summer, Fall | Winter, Spring, Summer, Fall | Winter, Spring, Summer, Fall | Winter, Spring, Summer, Fall | Winter, Spring, Summer, Fall | Winter, Spring, Summer, Fall
NY- CO2 Budget- v5.16 | 844 | 7537 | Rate Constraint in MTons | FALSE | L | Annual | Standard CO2 | Thousand Tons | 22892.819 | 21131.833 | 21131.833 | 21131.833 | 21131.833 | 21131.833 | 21131.833
NY- CO2 Budget- v5.16 | 844 | 7537 | Rate Constraint in MTons | FALSE | L | Annual | Emissions at Affected Plants CO2 | Thousand Tons | 21442.3525 | 22582.2995 | 17650.6456 | 6897.8292 | 7321.9367 | 8163.4583 | 8468.0146
NY- CO2 Budget- v5.16 | 844 | 7537 | Rate Constraint in MTons | FALSE | L | Annual | Allowances Purchased CO2 | Thousand Tons | 0 | 0 | 0 | 0 | 0 | 0 | 0
NY- CO2 Budget- v5.16 | 844 | 7537 | Rate Constraint in MTons | FALSE | L | Annual | Allowances Sold CO2 | Thousand Tons | 0 | 0 | 0 | 0 | 0 | 0 | 0
NY- CO2 Budget- v5.16 | 844 | 7537 | Rate Constraint in MTons | FALSE | L | Annual | Allowances Banked | Thousand Tons | 1450.4665 | 0 | 0 | 0 | 0 | 0 | 0
NY- CO2 Budget- v5.16 | 844 | 7537 | Rate Constraint in MTons | FALSE | L | Annual | Allowances Withdrawn (1:1) | Thousand Tons | 0 | -1450.4665 | 0 | 0 | 0 | 0 | 0
NY- CO2 Budget- v5.16 | 844 | 7537 | Rate Constraint in MTons | FALSE | L | Annual | Allowances Withdrawn (n:1) | Thousand Tons | 0 | 0 | 0 | 0 | 0 | 0 | 0
NY- CO2 Budget- v5.16 | 844 | 7537 | Rate Constraint in MTons | FALSE | L | Annual | Net Emissions Allowance Position | Thousand Tons | 22892.819 | 21131.833 | 17650.6456 | 6897.8292 | 7321.9367 | 8163.4583 | 8468.0146
NY- CO2 Budget- v5.16 | 844 | 7537 | Rate Constraint in MTons | FALSE | L | Annual | Fuel Consumed | TBtu | 351.2437 | 370.2474 | 285.5691 | 111.8461 | 118.932 | 133.4909 | 137.9657
NY- CO2 Budget- v5.16 | 844 | 7537 | Rate Constraint in MTons | FALSE | L | Annual | Rate | lb/MMBtu | 122.0939 | 121.9849 | 123.6173 | 123.345 | 123.1281 | 122.3073 | 122.7554
NY- CO2 Budget- v5.16 | 844 | 7537 | Rate Constraint in MTons | FALSE | L | Annual | Generation | TWh | 52.8319 | 65.9204 | 113.3625 | 147.6931 | 161.7438 | 184.8813 | 196.9208
NY- CO2 Budget- v5.16 | 844 | 7537 | Rate Constraint in MTons | FALSE | L | Annual | Qualifying Generation | TWh | 52.8319 | 65.9204 | 113.3625 | 147.5031 | 161.5566 | 184.3288 | 196.0052
NY- CO2 Budget- v5.16 | 844 | 7537 | Rate Constraint in MTons | FALSE | L | Annual | Rate | lb/MWh | 811.7203 | 685.1382 | 311.4018 | 93.5279 | 90.6424 | 88.575 | 86.406
NY- CO2 Budget- v5.16 | 844 | 7537 | Rate Constraint in MTons | FALSE | L | Annual | Constraint Shadow Price | US2022$/Ton | 6.9698 | 7.5038 | 0 | 0 | 0 | 0 | 0
NY- CO2 Rate Limit- Existing Fossil Units- v6.20 | 845 | 7561 | Rate Constraint in lbs/MWh | FALSE | L | Annual | Seasons Included | Seasons | Winter, Spring, Summer, Fall | Winter, Spring, Summer, Fall | Winter, Spring, Summer, Fall | Winter, Spring, Summer, Fall | Winter, Spring, Summer, Fall | Winter, Spring, Summer, Fall | Winter, Spring, Summer, Fall
NY- CO2 Rate Limit- Existing Fossil Units- v6.20 | 845 | 7561 | Rate Constraint in lbs/MWh | FALSE | L | Annual | Standard CO2 | lb/MWh | 1800 | 1800 | 1800 | 1800 | 1800 | 1800 | 1800
NY- CO2 Rate Limit- Existing Fossil Units- v6.20 | 845 | 7561 | Rate Constraint in lbs/MWh | FALSE | L | Annual | Emissions at Affected Plants CO2 | Thousand Tons | 21013.0545 | 22152.8809 | 17220.9034 | 6055.9865 | 6460.6013 | 5517.4805 | 4929.3922
NY- CO2 Rate Limit- Existing Fossil Units- v6.20 | 845 | 7561 | Rate Constraint in lbs/MWh | FALSE | L | Annual | Allowances Purchased CO2 | Thousand Tons | 0 | 0 | 0 | 0 | 0 | 0 | 0
NY- CO2 Rate Limit- Existing Fossil Units- v6.20 | 845 | 7561 | Rate Constraint in lbs/MWh | FALSE | L | Annual | Allowances Sold CO2 | Thousand Tons | 0 | 0 | 0 | 0 | 0 | 0 | 0
NY- CO2 Rate Limit- Existing Fossil Units- v6.20 | 845 | 7561 | Rate Constraint in lbs/MWh | FALSE | L | Annual | Allowances Banked | Thousand Tons | 0 | 0 | 0 | 0 | 0 | 0 | 0
NY- CO2 Rate Limit- Existing Fossil Units- v6.20 | 845 | 7561 | Rate Constraint in lbs/MWh | FALSE | L | Annual | Allowances Withdrawn (1:1) | Thousand Tons | 0 | 0 | 0 | 0 | 0 | 0 | 0
NY- CO2 Rate Limit- Existing Fossil Units- v6.20 | 845 | 7561 | Rate Constraint in lbs/MWh | FALSE | L | Annual | Allowances Withdrawn (n:1) | Thousand Tons | 0 | 0 | 0 | 0 | 0 | 0 | 0
NY- CO2 Rate Limit- Existing Fossil Units- v6.20 | 845 | 7561 | Rate Constraint in lbs/MWh | FALSE | L | Annual | Net Emissions Allowance Position | Thousand Tons | 21013.0545 | 22152.8809 | 17220.9034 | 6055.9865 | 6460.6013 | 5517.4805 | 4929.3922
NY- CO2 Rate Limit- Existing Fossil Units- v6.20 | 845 | 7561 | Rate Constraint in lbs/MWh | FALSE | L | Annual | Fuel Consumed | TBtu | 343.7945 | 362.7961 | 278.1123 | 97.3497 | 104.1097 | 88.0606 | 77.2999
NY- CO2 Rate Limit- Existing Fossil Units- v6.20 | 845 | 7561 | Rate Constraint in lbs/MWh | FALSE | L | Annual | Rate | lb/MMBtu | 122.242 | 122.123 | 123.8414 | 124.4172 | 124.1114 | 125.311 | 127.5394
NY- CO2 Rate Limit- Existing Fossil Units- v6.20 | 845 | 7561 | Rate Constraint in lbs/MWh | FALSE | L | Annual | Generation | TWh | 46.4644 | 49.6829 | 38.6999 | 13.5418 | 14.563 | 12.2932 | 10.8154
NY- CO2 Rate Limit- Existing Fossil Units- v6.20 | 845 | 7561 | Rate Constraint in lbs/MWh | FALSE | L | Annual | Qualifying Generation | TWh | 46.4644 | 49.6829 | 38.6999 | 13.5418 | 14.563 | 12.2932 | 10.8154
NY- CO2 Rate Limit- Existing Fossil Units- v6.20 | 845 | 7561 | Rate Constraint in lbs/MWh | FALSE | L | Annual | Constraint Shadow Price | US2022$/Ton | 0 | 0 | 0 | 0 | 0 | 0 | 0
NY- CO2 Rate Limit- New CT Units- v5.12 | 846 | 7352 | Rate Constraint in lbs/MWh | FALSE | L | Annual | Seasons Included | Seasons | Winter, Spring, Summer, Fall | Winter, Spring, Summer, Fall | Winter, Spring, Summer, Fall | Winter, Spring, Summer, Fall | Winter, Spring, Summer, Fall | Winter, Spring, Summer, Fall | Winter, Spring, Summer, Fall
NY- CO2 Rate Limit- New CT Units- v5.12 | 846 | 7352 | Rate Constraint in lbs/MWh | FALSE | L | Annual | Standard CO2 | lb/MWh | 1450 | 1450 | 1450 | 1450 | 1450 | 1450 | 1450
NY- CO2 Rate Limit- New CT Units- v5.12 | 846 | 7352 | Rate Constraint in lbs/MWh | FALSE | L | Annual | Emissions at Affected Plants CO2 | Thousand Tons | 0.45661 | 0.57723 | 0.90087 | 3.1599 | 55.2608 | 599.2403 | 756.9465
NY- CO2 Rate Limit- New CT Units- v5.12 | 846 | 7352 | Rate Constraint in lbs/MWh | FALSE | L | Annual | Allowances Purchased CO2 | Thousand Tons | 0 | 0 | 0 | 0 | 0 | 0 | 0
NY- CO2 Rate Limit- New CT Units- v5.12 | 846 | 7352 | Rate Constraint in lbs/MWh | FALSE | L | Annual | Allowances Sold CO2 | Thousand Tons | 0 | 0 | 0 | 0 | 0 | 0 | 0
NY- CO2 Rate Limit- New CT Units- v5.12 | 846 | 7352 | Rate Constraint in lbs/MWh | FALSE | L | Annual | Allowances Banked | Thousand Tons | 0 | 0 | 0 | 0 | 0 | 0 | 0
NY- CO2 Rate Limit- New CT Units- v5.12 | 846 | 7352 | Rate Constraint in lbs/MWh | FALSE | L | Annual | Allowances Withdrawn (1:1) | Thousand Tons | 0 | 0 | 0 | 0 | 0 | 0 | 0
NY- CO2 Rate Limit- New CT Units- v5.12 | 846 | 7352 | Rate Constraint in lbs/MWh | FALSE | L | Annual | Allowances Withdrawn (n:1) | Thousand Tons | 0 | 0 | 0 | 0 | 0 | 0 | 0
NY- CO2 Rate Limit- New CT Units- v5.12 | 846 | 7352 | Rate Constraint in lbs/MWh | FALSE | L | Annual | Net Emissions Allowance Position | Thousand Tons | 0.45661 | 0.57723 | 0.90087 | 3.1599 | 55.2608 | 599.2403 | 756.9465
NY- CO2 Rate Limit- New CT Units- v5.12 | 846 | 7352 | Rate Constraint in lbs/MWh | FALSE | L | Annual | Fuel Consumed | TBtu | 0.0077999 | 0.0098604 | 0.015389 | 0.053978 | 0.94398 | 10.2364 | 12.9304
NY- CO2 Rate Limit- New CT Units- v5.12 | 846 | 7352 | Rate Constraint in lbs/MWh | FALSE | L | Annual | Rate | lb/MMBtu | 117.08 | 117.08 | 117.08 | 117.08 | 117.08 | 117.08 | 117.08
NY- CO2 Rate Limit- New CT Units- v5.12 | 846 | 7352 | Rate Constraint in lbs/MWh | FALSE | L | Annual | Generation | TWh | 0.00078748 | 0.0009955 | 0.0015537 | 0.0054496 | 0.095304 | 1.0335 | 1.3054
NY- CO2 Rate Limit- New CT Units- v5.12 | 846 | 7352 | Rate Constraint in lbs/MWh | FALSE | L | Annual | Qualifying Generation | TWh | 0.00078748 | 0.0009955 | 0.0015537 | 0.0054496 | 0.095304 | 1.0335 | 1.3054
NY- CO2 Rate Limit- New CT Units- v5.12 | 846 | 7352 | Rate Constraint in lbs/MWh | FALSE | L | Annual | Constraint Shadow Price | US2022$/Ton | 0 | 0 | 0 | 0 | 0 | 0 | 0
NY- CO2 Rate Limit- New Fossil Units- v5.12 | 847 | 7351 | Rate Constraint in lbs/MWh | FALSE | L | Annual | Seasons Included | Seasons | Winter, Spring, Summer, Fall | Winter, Spring, Summer, Fall | Winter, Spring, Summer, Fall | Winter, Spring, Summer, Fall | Winter, Spring, Summer, Fall | Winter, Spring, Summer, Fall | Winter, Spring, Summer, Fall
NY- CO2 Rate Limit- New Fossil Units- v5.12 | 847 | 7351 | Rate Constraint in lbs/MWh | FALSE | L | Annual | Standard CO2 | lb/MWh | 925 | 925 | 925 | 925 | 925 | 925 | 925
NY- CO2 Rate Limit- New Fossil Units- v5.12 | 847 | 7351 | Rate Constraint in lbs/MWh | FALSE | L | Annual | Emissions at Affected Plants CO2 | Thousand Tons | 5055.1178 | 5055.1178 | 4240.9003 | 1776.0023 | 2084.2543 | 2452.1545 | 2921.0922
NY- CO2 Rate Limit- New Fossil Units- v5.12 | 847 | 7351 | Rate Constraint in lbs/MWh | FALSE | L | Annual | Allowances Purchased CO2 | Thousand Tons | 0 | 0 | 0 | 0 | 0 | 0 | 0
NY- CO2 Rate Limit- New Fossil Units- v5.12 | 847 | 7351 | Rate Constraint in lbs/MWh | FALSE | L | Annual | Allowances Sold CO2 | Thousand Tons | 0 | 0 | 0 | 0 | 0 | 0 | 0
NY- CO2 Rate Limit- New Fossil Units- v5.12 | 847 | 7351 | Rate Constraint in lbs/MWh | FALSE | L | Annual | Allowances Banked | Thousand Tons | 0 | 0 | 0 | 0 | 0 | 0 | 0
NY- CO2 Rate Limit- New Fossil Units- v5.12 | 847 | 7351 | Rate Constraint in lbs/MWh | FALSE | L | Annual | Allowances Withdrawn (1:1) | Thousand Tons | 0 | 0 | 0 | 0 | 0 | 0 | 0
NY- CO2 Rate Limit- New Fossil Units- v5.12 | 847 | 7351 | Rate Constraint in lbs/MWh | FALSE | L | Annual | Allowances Withdrawn (n:1) | Thousand Tons | 0 | 0 | 0 | 0 | 0 | 0 | 0
NY- CO2 Rate Limit- New Fossil Units- v5.12 | 847 | 7351 | Rate Constraint in lbs/MWh | FALSE | L | Annual | Net Emissions Allowance Position | Thousand Tons | 5055.1178 | 5055.1178 | 4240.9003 | 1776.0023 | 2084.2543 | 2452.1545 | 2921.0922
NY- CO2 Rate Limit- New Fossil Units- v5.12 | 847 | 7351 | Rate Constraint in lbs/MWh | FALSE | L | Annual | Fuel Consumed | TBtu | 86.3532 | 86.3532 | 72.4445 | 30.3383 | 35.6039 | 41.8885 | 49.8991
NY- CO2 Rate Limit- New Fossil Units- v5.12 | 847 | 7351 | Rate Constraint in lbs/MWh | FALSE | L | Annual | Rate | lb/MMBtu | 117.08 | 117.08 | 117.08 | 117.08 | 117.08 | 117.08 | 117.08
NY- CO2 Rate Limit- New Fossil Units- v5.12 | 847 | 7351 | Rate Constraint in lbs/MWh | FALSE | L | Annual | Generation | TWh | 12.2487 | 12.2487 | 10.2758 | 4.5889 | 5.3315 | 6.7722 | 8.454
NY- CO2 Rate Limit- New Fossil Units- v5.12 | 847 | 7351 | Rate Constraint in lbs/MWh | FALSE | L | Annual | Qualifying Generation | TWh | 12.2487 | 12.2487 | 10.2758 | 4.3989 | 5.1444 | 6.2196 | 7.5385
NY- CO2 Rate Limit- New Fossil Units- v5.12 | 847 | 7351 | Rate Constraint in lbs/MWh | FALSE | L | Annual | Constraint Shadow Price | US2022$/Ton | 0 | 0 | 0 | 0 | 0 | 0 | 0
NY Min Oil Burn - Astoria - Summer | 848 | 7541 | Generation Constraint in GWh | FALSE | G | Annual | Seasons Included | Seasons | Winter, Spring, Summer, Fall | Winter, Spring, Summer, Fall | Winter, Spring, Summer, Fall | Winter, Spring, Summer, Fall | Winter, Spring, Summer, Fall | Winter, Spring, Summer, Fall | Winter, Spring, Summer, Fall
NY Min Oil Burn - Astoria - Summer | 848 | 7541 | Generation Constraint in GWh | FALSE | G | Annual | Standard GWh | GWh | 0 | 0 | 0 | 0 | 0 | 0 | 0
NY Min Oil Burn - Astoria - Summer | 848 | 7541 | Generation Constraint in GWh | FALSE | G | Annual | Emissions at Affected Plants | GWh | 0 | 0 | 0 | 0 | 0 | 0 | 0
NY Min Oil Burn - Astoria - Summer | 848 | 7541 | Generation Constraint in GWh | FALSE | G | Annual | Allowances Purchased | GWh | 0 | 0 | 0 | 0 | 0 | 0 | 0
NY Min Oil Burn - Astoria - Summer | 848 | 7541 | Generation Constraint in GWh | FALSE | G | Annual | Allowances Sold | GWh | 0 | 0 | 0 | 0 | 0 | 0 | 0
NY Min Oil Burn - Astoria - Summer | 848 | 7541 | Generation Constraint in GWh | FALSE | G | Annual | Allowances Banked | GWh | 0 | 0 | 0 | 0 | 0 | 0 | 0
NY Min Oil Burn - Astoria - Summer | 848 | 7541 | Generation Constraint in GWh | FALSE | G | Annual | Allowances Withdrawn (1:1) | GWh | 0 | 0 | 0 | 0 | 0 | 0 | 0
NY Min Oil Burn - Astoria - Summer | 848 | 7541 | Generation Constraint in GWh | FALSE | G | Annual | Allowances Withdrawn (n:1) | GWh | 0 | 0 | 0 | 0 | 0 | 0 | 0
NY Min Oil Burn - Astoria - Summer | 848 | 7541 | Generation Constraint in GWh | FALSE | G | Annual | Net Emissions Allowance Position | GWh | 0 | 0 | 0 | 0 | 0 | 0 | 0
NY Min Oil Burn - Astoria - Summer | 848 | 7541 | Generation Constraint in GWh | FALSE | G | Annual | Constraint Shadow Price | US2022$/MWh | 0 | 0 | 0 | 0 | 0 | 0 | 0
NY Min Oil Burn - Astoria - Winter | 849 | 7539 | Generation Constraint in GWh | FALSE | G | Annual | Seasons Included | Seasons | Winter, Spring, Summer, Fall | Winter, Spring, Summer, Fall | Winter, Spring, Summer, Fall | Winter, Spring, Summer, Fall | Winter, Spring, Summer, Fall | Winter, Spring, Summer, Fall | Winter, Spring, Summer, Fall
NY Min Oil Burn - Astoria - Winter | 849 | 7539 | Generation Constraint in GWh | FALSE | G | Annual | Standard GWh | GWh | 0 | 0 | 0 | 0 | 0 | 0 | 0
NY Min Oil Burn - Astoria - Winter | 849 | 7539 | Generation Constraint in GWh | FALSE | G | Annual | Emissions at Affected Plants | GWh | 0 | 0 | 0 | 0 | 0 | 0 | 0
NY Min Oil Burn - Astoria - Winter | 849 | 7539 | Generation Constraint in GWh | FALSE | G | Annual | Allowances Purchased | GWh | 0 | 0 | 0 | 0 | 0 | 0 | 0
NY Min Oil Burn - Astoria - Winter | 849 | 7539 | Generation Constraint in GWh | FALSE | G | Annual | Allowances Sold | GWh | 0 | 0 | 0 | 0 | 0 | 0 | 0
NY Min Oil Burn - Astoria - Winter | 849 | 7539 | Generation Constraint in GWh | FALSE | G | Annual | Allowances Banked | GWh | 0 | 0 | 0 | 0 | 0 | 0 | 0
NY Min Oil Burn - Astoria - Winter | 849 | 7539 | Generation Constraint in GWh | FALSE | G | Annual | Allowances Withdrawn (1:1) | GWh | 0 | 0 | 0 | 0 | 0 | 0 | 0
NY Min Oil Burn - Astoria - Winter | 849 | 7539 | Generation Constraint in GWh | FALSE | G | Annual | Allowances Withdrawn (n:1) | GWh | 0 | 0 | 0 | 0 | 0 | 0 | 0
NY Min Oil Burn - Astoria - Winter | 849 | 7539 | Generation Constraint in GWh | FALSE | G | Annual | Net Emissions Allowance Position | GWh | 0 | 0 | 0 | 0 | 0 | 0 | 0
NY Min Oil Burn - Astoria - Winter | 849 | 7539 | Generation Constraint in GWh | FALSE | G | Annual | Constraint Shadow Price | US2022$/MWh | 0 | 0 | 0 | 0 | 0 | 0 | 0
NY Min Oil Burn - Astoria - Winter Shldr | 850 | 7540 | Generation Constraint in GWh | FALSE | G | Annual | Seasons Included | Seasons | Winter, Spring, Summer, Fall | Winter, Spring, Summer, Fall | Winter, Spring, Summer, Fall | Winter, Spring, Summer, Fall | Winter, Spring, Summer, Fall | Winter, Spring, Summer, Fall | Winter, Spring, Summer, Fall
NY Min Oil Burn - Astoria - Winter Shldr | 850 | 7540 | Generation Constraint in GWh | FALSE | G | Annual | Standard GWh | GWh | 0 | 0 | 0 | 0 | 0 | 0 | 0
NY Min Oil Burn - Astoria - Winter Shldr | 850 | 7540 | Generation Constraint in GWh | FALSE | G | Annual | Emissions at Affected Plants | GWh | 0 | 0 | 0 | 0 | 0 | 0 | 0
NY Min Oil Burn - Astoria - Winter Shldr | 850 | 7540 | Generation Constraint in GWh | FALSE | G | Annual | Allowances Purchased | GWh | 0 | 0 | 0 | 0 | 0 | 0 | 0
NY Min Oil Burn - Astoria - Winter Shldr | 850 | 7540 | Generation Constraint in GWh | FALSE | G | Annual | Allowances Sold | GWh | 0 | 0 | 0 | 0 | 0 | 0 | 0
NY Min Oil Burn - Astoria - Winter Shldr | 850 | 7540 | Generation Constraint in GWh | FALSE | G | Annual | Allowances Banked | GWh | 0 | 0 | 0 | 0 | 0 | 0 | 0
NY Min Oil Burn - Astoria - Winter Shldr | 850 | 7540 | Generation Constraint in GWh | FALSE | G | Annual | Allowances Withdrawn (1:1) | GWh | 0 | 0 | 0 | 0 | 0 | 0 | 0
NY Min Oil Burn - Astoria - Winter Shldr | 850 | 7540 | Generation Constraint in GWh | FALSE | G | Annual | Allowances Withdrawn (n:1) | GWh | 0 | 0 | 0 | 0 | 0 | 0 | 0
NY Min Oil Burn - Astoria - Winter Shldr | 850 | 7540 | Generation Constraint in GWh | FALSE | G | Annual | Net Emissions Allowance Position | GWh | 0 | 0 | 0 | 0 | 0 | 0 | 0
NY Min Oil Burn - Astoria - Winter Shldr | 850 | 7540 | Generation Constraint in GWh | FALSE | G | Annual | Constraint Shadow Price | US2022$/MWh | 0 | 0 | 0 | 0 | 0 | 0 | 0
NY Min Oil Burn - Astoria Energy - Summer | 851 | 7553 | Generation Constraint in GWh | FALSE | G | Annual | Seasons Included | Seasons | Winter, Spring, Summer, Fall | Winter, Spring, Summer, Fall | Winter, Spring, Summer, Fall | Winter, Spring, Summer, Fall | Winter, Spring, Summer, Fall | Winter, Spring, Summer, Fall | Winter, Spring, Summer, Fall
NY Min Oil Burn - Astoria Energy - Summer | 851 | 7553 | Generation Constraint in GWh | FALSE | G | Annual | Standard GWh | GWh | 0 | 0 | 0 | 0 | 0 | 0 | 0
NY Min Oil Burn - Astoria Energy - Summer | 851 | 7553 | Generation Constraint in GWh | FALSE | G | Annual | Emissions at Affected Plants | GWh | 3195.0371 | 3214.1255 | 2089.5179 | 1426.1606 | 1424.8064 | 1319.6951 | 1319.6951
NY Min Oil Burn - Astoria Energy - Summer | 851 | 7553 | Generation Constraint in GWh | FALSE | G | Annual | Allowances Purchased | GWh | 0 | 0 | 0 | 0 | 0 | 0 | 0
NY Min Oil Burn - Astoria Energy - Summer | 851 | 7553 | Generation Constraint in GWh | FALSE | G | Annual | Allowances Sold | GWh | 0 | 0 | 0 | 0 | 0 | 0 | 0
NY Min Oil Burn - Astoria Energy - Summer | 851 | 7553 | Generation Constraint in GWh | FALSE | G | Annual | Allowances Banked | GWh | 0 | 0 | 0 | 0 | 0 | 0 | 0
NY Min Oil Burn - Astoria Energy - Summer | 851 | 7553 | Generation Constraint in GWh | FALSE | G | Annual | Allowances Withdrawn (1:1) | GWh | 0 | 0 | 0 | 0 | 0 | 0 | 0
NY Min Oil Burn - Astoria Energy - Summer | 851 | 7553 | Generation Constraint in GWh | FALSE | G | Annual | Allowances Withdrawn (n:1) | GWh | 0 | 0 | 0 | 0 | 0 | 0 | 0
NY Min Oil Burn - Astoria Energy - Summer | 851 | 7553 | Generation Constraint in GWh | FALSE | G | Annual | Net Emissions Allowance Position | GWh | 3195.0371 | 3214.1255 | 2089.5179 | 1426.1606 | 1424.8064 | 1319.6951 | 1319.6951
NY Min Oil Burn - Astoria Energy - Summer | 851 | 7553 | Generation Constraint in GWh | FALSE | G | Annual | Constraint Shadow Price | US2022$/MWh | 0 | 0 | 0 | 0 | 0 | 0 | 0
NY Min Oil Burn - Astoria Energy - Winter | 852 | 7551 | Generation Constraint in GWh | FALSE | G | Annual | Seasons Included | Seasons | Winter, Spring, Summer, Fall | Winter, Spring, Summer, Fall | Winter, Spring, Summer, Fall | Winter, Spring, Summer, Fall | Winter, Spring, Summer, Fall | Winter, Spring, Summer, Fall | Winter, Spring, Summer, Fall
NY Min Oil Burn - Astoria Energy - Winter | 852 | 7551 | Generation Constraint in GWh | FALSE | G | Annual | Standard GWh | GWh | 0 | 0 | 0 | 0 | 0 | 0 | 0
NY Min Oil Burn - Astoria Energy - Winter | 852 | 7551 | Generation Constraint in GWh | FALSE | G | Annual | Emissions at Affected Plants | GWh | 3195.0371 | 3214.1255 | 2089.5179 | 1426.1606 | 1424.8064 | 1319.6951 | 1319.6951
NY Min Oil Burn - Astoria Energy - Winter | 852 | 7551 | Generation Constraint in GWh | FALSE | G | Annual | Allowances Purchased | GWh | 0 | 0 | 0 | 0 | 0 | 0 | 0
NY Min Oil Burn - Astoria Energy - Winter | 852 | 7551 | Generation Constraint in GWh | FALSE | G | Annual | Allowances Sold | GWh | 0 | 0 | 0 | 0 | 0 | 0 | 0
NY Min Oil Burn - Astoria Energy - Winter | 852 | 7551 | Generation Constraint in GWh | FALSE | G | Annual | Allowances Banked | GWh | 0 | 0 | 0 | 0 | 0 | 0 | 0
NY Min Oil Burn - Astoria Energy - Winter | 852 | 7551 | Generation Constraint in GWh | FALSE | G | Annual | Allowances Withdrawn (1:1) | GWh | 0 | 0 | 0 | 0 | 0 | 0 | 0
NY Min Oil Burn - Astoria Energy - Winter | 852 | 7551 | Generation Constraint in GWh | FALSE | G | Annual | Allowances Withdrawn (n:1) | GWh | 0 | 0 | 0 | 0 | 0 | 0 | 0
NY Min Oil Burn - Astoria Energy - Winter | 852 | 7551 | Generation Constraint in GWh | FALSE | G | Annual | Net Emissions Allowance Position | GWh | 3195.0371 | 3214.1255 | 2089.5179 | 1426.1606 | 1424.8064 | 1319.6951 | 1319.6951
NY Min Oil Burn - Astoria Energy - Winter | 852 | 7551 | Generation Constraint in GWh | FALSE | G | Annual | Constraint Shadow Price | US2022$/MWh | 0 | 0 | 0 | 0 | 0 | 0 | 0
NY Min Oil Burn - Astoria Energy - Winter Shldr | 853 | 7552 | Generation Constraint in GWh | FALSE | G | Annual | Seasons Included | Seasons | Winter, Spring, Summer, Fall | Winter, Spring, Summer, Fall | Winter, Spring, Summer, Fall | Winter, Spring, Summer, Fall | Winter, Spring, Summer, Fall | Winter, Spring, Summer, Fall | Winter, Spring, Summer, Fall
NY Min Oil Burn - Astoria Energy - Winter Shldr | 853 | 7552 | Generation Constraint in GWh | FALSE | G | Annual | Standard GWh | GWh | 0 | 0 | 0 | 0 | 0 | 0 | 0
NY Min Oil Burn - Astoria Energy - Winter Shldr | 853 | 7552 | Generation Constraint in GWh | FALSE | G | Annual | Emissions at Affected Plants | GWh | 3195.0371 | 3214.1255 | 2089.5179 | 1426.1606 | 1424.8064 | 1319.6951 | 1319.6951
NY Min Oil Burn - Astoria Energy - Winter Shldr | 853 | 7552 | Generation Constraint in GWh | FALSE | G | Annual | Allowances Purchased | GWh | 0 | 0 | 0 | 0 | 0 | 0 | 0
NY Min Oil Burn - Astoria Energy - Winter Shldr | 853 | 7552 | Generation Constraint in GWh | FALSE | G | Annual | Allowances Sold | GWh | 0 | 0 | 0 | 0 | 0 | 0 | 0
NY Min Oil Burn - Astoria Energy - Winter Shldr | 853 | 7552 | Generation Constraint in GWh | FALSE | G | Annual | Allowances Banked | GWh | 0 | 0 | 0 | 0 | 0 | 0 | 0
NY Min Oil Burn - Astoria Energy - Winter Shldr | 853 | 7552 | Generation Constraint in GWh | FALSE | G | Annual | Allowances Withdrawn (1:1) | GWh | 0 | 0 | 0 | 0 | 0 | 0 | 0
NY Min Oil Burn - Astoria Energy - Winter Shldr | 853 | 7552 | Generation Constraint in GWh | FALSE | G | Annual | Allowances Withdrawn (n:1) | GWh | 0 | 0 | 0 | 0 | 0 | 0 | 0
NY Min Oil Burn - Astoria Energy - Winter Shldr | 853 | 7552 | Generation Constraint in GWh | FALSE | G | Annual | Net Emissions Allowance Position | GWh | 3195.0371 | 3214.1255 | 2089.5179 | 1426.1606 | 1424.8064 | 1319.6951 | 1319.6951
NY Min Oil Burn - Astoria Energy - Winter Shldr | 853 | 7552 | Generation Constraint in GWh | FALSE | G | Annual | Constraint Shadow Price | US2022$/MWh | 0 | 0 | 0 | 0 | 0 | 0 | 0
NY Min Oil Burn - East River - Summer | 854 | 7544 | Generation Constraint in GWh | FALSE | G | Annual | Seasons Included | Seasons | Winter, Spring, Summer, Fall | Winter, Spring, Summer, Fall | Winter, Spring, Summer, Fall | Winter, Spring, Summer, Fall | Winter, Spring, Summer, Fall | Winter, Spring, Summer, Fall | Winter, Spring, Summer, Fall
NY Min Oil Burn - East River - Summer | 854 | 7544 | Generation Constraint in GWh | FALSE | G | Annual | Standard GWh | GWh | 0 | 0 | 0 | 0 | 0 | 0 | 0
NY Min Oil Burn - East River - Summer | 854 | 7544 | Generation Constraint in GWh | FALSE | G | Annual | Emissions at Affected Plants | GWh | 645.8321 | 728.0542 | 589.2508 | 461.4224 | 255.6442 | 136.4443 | 136.5332
NY Min Oil Burn - East River - Summer | 854 | 7544 | Generation Constraint in GWh | FALSE | G | Annual | Allowances Purchased | GWh | 0 | 0 | 0 | 0 | 0 | 0 | 0
NY Min Oil Burn - East River - Summer | 854 | 7544 | Generation Constraint in GWh | FALSE | G | Annual | Allowances Sold | GWh | 0 | 0 | 0 | 0 | 0 | 0 | 0
NY Min Oil Burn - East River - Summer | 854 | 7544 | Generation Constraint in GWh | FALSE | G | Annual | Allowances Banked | GWh | 0 | 0 | 0 | 0 | 0 | 0 | 0
NY Min Oil Burn - East River - Summer | 854 | 7544 | Generation Constraint in GWh | FALSE | G | Annual | Allowances Withdrawn (1:1) | GWh | 0 | 0 | 0 | 0 | 0 | 0 | 0
NY Min Oil Burn - East River - Summer | 854 | 7544 | Generation Constraint in GWh | FALSE | G | Annual | Allowances Withdrawn (n:1) | GWh | 0 | 0 | 0 | 0 | 0 | 0 | 0
NY Min Oil Burn - East River - Summer | 854 | 7544 | Generation Constraint in GWh | FALSE | G | Annual | Net Emissions Allowance Position | GWh | 645.8321 | 728.0542 | 589.2508 | 461.4224 | 255.6442 | 136.4443 | 136.5332
NY Min Oil Burn - East River - Summer | 854 | 7544 | Generation Constraint in GWh | FALSE | G | Annual | Constraint Shadow Price | US2022$/MWh | 0 | 0 | 0 | 0 | 0 | 0 | 0
NY Min Oil Burn - East River - Winter | 855 | 7542 | Generation Constraint in GWh | FALSE | G | Annual | Seasons Included | Seasons | Winter, Spring, Summer, Fall | Winter, Spring, Summer, Fall | Winter, Spring, Summer, Fall | Winter, Spring, Summer, Fall | Winter, Spring, Summer, Fall | Winter, Spring, Summer, Fall | Winter, Spring, Summer, Fall
NY Min Oil Burn - East River - Winter | 855 | 7542 | Generation Constraint in GWh | FALSE | G | Annual | Standard GWh | GWh | 0 | 0 | 0 | 0 | 0 | 0 | 0
NY Min Oil Burn - East River - Winter | 855 | 7542 | Generation Constraint in GWh | FALSE | G | Annual | Emissions at Affected Plants | GWh | 645.8321 | 728.0542 | 589.2508 | 461.4224 | 255.6442 | 136.4443 | 136.5332
NY Min Oil Burn - East River - Winter | 855 | 7542 | Generation Constraint in GWh | FALSE | G | Annual | Allowances Purchased | GWh | 0 | 0 | 0 | 0 | 0 | 0 | 0
NY Min Oil Burn - East River - Winter | 855 | 7542 | Generation Constraint in GWh | FALSE | G | Annual | Allowances Sold | GWh | 0 | 0 | 0 | 0 | 0 | 0 | 0
NY Min Oil Burn - East River - Winter | 855 | 7542 | Generation Constraint in GWh | FALSE | G | Annual | Allowances Banked | GWh | 0 | 0 | 0 | 0 | 0 | 0 | 0
NY Min Oil Burn - East River - Winter | 855 | 7542 | Generation Constraint in GWh | FALSE | G | Annual | Allowances Withdrawn (1:1) | GWh | 0 | 0 | 0 | 0 | 0 | 0 | 0
NY Min Oil Burn - East River - Winter | 855 | 7542 | Generation Constraint in GWh | FALSE | G | Annual | Allowances Withdrawn (n:1) | GWh | 0 | 0 | 0 | 0 | 0 | 0 | 0
NY Min Oil Burn - East River - Winter | 855 | 7542 | Generation Constraint in GWh | FALSE | G | Annual | Net Emissions Allowance Position | GWh | 645.8321 | 728.0542 | 589.2508 | 461.4224 | 255.6442 | 136.4443 | 136.5332
NY Min Oil Burn - East River - Winter | 855 | 7542 | Generation Constraint in GWh | FALSE | G | Annual | Constraint Shadow Price | US2022$/MWh | 0 | 0 | 0 | 0 | 0 | 0 | 0
NY Min Oil Burn - East River - Winter Shldr | 856 | 7543 | Generation Constraint in GWh | FALSE | G | Annual | Seasons Included | Seasons | Winter, Spring, Summer, Fall | Winter, Spring, Summer, Fall | Winter, Spring, Summer, Fall | Winter, Spring, Summer, Fall | Winter, Spring, Summer, Fall | Winter, Spring, Summer, Fall | Winter, Spring, Summer, Fall
NY Min Oil Burn - East River - Winter Shldr | 856 | 7543 | Generation Constraint in GWh | FALSE | G | Annual | Standard GWh | GWh | 0 | 0 | 0 | 0 | 0 | 0 | 0
NY Min Oil Burn - East River - Winter Shldr | 856 | 7543 | Generation Constraint in GWh | FALSE | G | Annual | Emissions at Affected Plants | GWh | 645.8321 | 728.0542 | 589.2508 | 461.4224 | 255.6442 | 136.4443 | 136.5332
NY Min Oil Burn - East River - Winter Shldr | 856 | 7543 | Generation Constraint in GWh | FALSE | G | Annual | Allowances Purchased | GWh | 0 | 0 | 0 | 0 | 0 | 0 | 0
NY Min Oil Burn - East River - Winter Shldr | 856 | 7543 | Generation Constraint in GWh | FALSE | G | Annual | Allowances Sold | GWh | 0 | 0 | 0 | 0 | 0 | 0 | 0
NY Min Oil Burn - East River - Winter Shldr | 856 | 7543 | Generation Constraint in GWh | FALSE | G | Annual | Allowances Banked | GWh | 0 | 0 | 0 | 0 | 0 | 0 | 0
NY Min Oil Burn - East River - Winter Shldr | 856 | 7543 | Generation Constraint in GWh | FALSE | G | Annual | Allowances Withdrawn (1:1) | GWh | 0 | 0 | 0 | 0 | 0 | 0 | 0
NY Min Oil Burn - East River - Winter Shldr | 856 | 7543 | Generation Constraint in GWh | FALSE | G | Annual | Allowances Withdrawn (n:1) | GWh | 0 | 0 | 0 | 0 | 0 | 0 | 0
NY Min Oil Burn - East River - Winter Shldr | 856 | 7543 | Generation Constraint in GWh | FALSE | G | Annual | Net Emissions Allowance Position | GWh | 645.8321 | 728.0542 | 589.2508 | 461.4224 | 255.6442 | 136.4443 | 136.5332
NY Min Oil Burn - East River - Winter Shldr | 856 | 7543 | Generation Constraint in GWh | FALSE | G | Annual | Constraint Shadow Price | US2022$/MWh | 0 | 0 | 0 | 0 | 0 | 0 | 0
NY Min Oil Burn - Northport - Summer | 857 | 7547 | Generation Constraint in GWh | FALSE | G | Annual | Seasons Included | Seasons | Winter, Spring, Summer, Fall | Winter, Spring, Summer, Fall | Winter, Spring, Summer, Fall | Winter, Spring, Summer, Fall | Winter, Spring, Summer, Fall | Winter, Spring, Summer, Fall | Winter, Spring, Summer, Fall
NY Min Oil Burn - Northport - Summer | 857 | 7547 | Generation Constraint in GWh | FALSE | G | Annual | Standard GWh | GWh | 0 | 0 | 0 | 0 | 0 | 0 | 0
NY Min Oil Burn - Northport - Summer | 857 | 7547 | Generation Constraint in GWh | FALSE | G | Annual | Emissions at Affected Plants | GWh | 2274.4966 | 1188.379 | 0 | 0 | 0 | 0 | 0
NY Min Oil Burn - Northport - Summer | 857 | 7547 | Generation Constraint in GWh | FALSE | G | Annual | Allowances Purchased | GWh | 0 | 0 | 0 | 0 | 0 | 0 | 0
NY Min Oil Burn - Northport - Summer | 857 | 7547 | Generation Constraint in GWh | FALSE | G | Annual | Allowances Sold | GWh | 0 | 0 | 0 | 0 | 0 | 0 | 0
NY Min Oil Burn - Northport - Summer | 857 | 7547 | Generation Constraint in GWh | FALSE | G | Annual | Allowances Banked | GWh | 0 | 0 | 0 | 0 | 0 | 0 | 0
NY Min Oil Burn - Northport - Summer | 857 | 7547 | Generation Constraint in GWh | FALSE | G | Annual | Allowances Withdrawn (1:1) | GWh | 0 | 0 | 0 | 0 | 0 | 0 | 0
NY Min Oil Burn - Northport - Summer | 857 | 7547 | Generation Constraint in GWh | FALSE | G | Annual | Allowances Withdrawn (n:1) | GWh | 0 | 0 | 0 | 0 | 0 | 0 | 0
NY Min Oil Burn - Northport - Summer | 857 | 7547 | Generation Constraint in GWh | FALSE | G | Annual | Net Emissions Allowance Position | GWh | 2274.4966 | 1188.379 | 0 | 0 | 0 | 0 | 0
NY Min Oil Burn - Northport - Summer | 857 | 7547 | Generation Constraint in GWh | FALSE | G | Annual | Constraint Shadow Price | US2022$/MWh | 0 | 0 | 0 | 0 | 0 | 0 | 0
NY Min Oil Burn - Northport - Winter | 858 | 7545 | Generation Constraint in GWh | FALSE | G | Annual | Seasons Included | Seasons | Winter, Spring, Summer, Fall | Winter, Spring, Summer, Fall | Winter, Spring, Summer, Fall | Winter, Spring, Summer, Fall | Winter, Spring, Summer, Fall | Winter, Spring, Summer, Fall | Winter, Spring, Summer, Fall
NY Min Oil Burn - Northport - Winter | 858 | 7545 | Generation Constraint in GWh | FALSE | G | Annual | Standard GWh | GWh | 0 | 0 | 0 | 0 | 0 | 0 | 0
NY Min Oil Burn - Northport - Winter | 858 | 7545 | Generation Constraint in GWh | FALSE | G | Annual | Emissions at Affected Plants | GWh | 2274.4966 | 1188.379 | 0 | 0 | 0 | 0 | 0
NY Min Oil Burn - Northport - Winter | 858 | 7545 | Generation Constraint in GWh | FALSE | G | Annual | Allowances Purchased | GWh | 0 | 0 | 0 | 0 | 0 | 0 | 0
NY Min Oil Burn - Northport - Winter | 858 | 7545 | Generation Constraint in GWh | FALSE | G | Annual | Allowances Sold | GWh | 0 | 0 | 0 | 0 | 0 | 0 | 0
NY Min Oil Burn - Northport - Winter | 858 | 7545 | Generation Constraint in GWh | FALSE | G | Annual | Allowances Banked | GWh | 0 | 0 | 0 | 0 | 0 | 0 | 0
NY Min Oil Burn - Northport - Winter | 858 | 7545 | Generation Constraint in GWh | FALSE | G | Annual | Allowances Withdrawn (1:1) | GWh | 0 | 0 | 0 | 0 | 0 | 0 | 0
NY Min Oil Burn - Northport - Winter | 858 | 7545 | Generation Constraint in GWh | FALSE | G | Annual | Allowances Withdrawn (n:1) | GWh | 0 | 0 | 0 | 0 | 0 | 0 | 0
NY Min Oil Burn - Northport - Winter | 858 | 7545 | Generation Constraint in GWh | FALSE | G | Annual | Net Emissions Allowance Position | GWh | 2274.4966 | 1188.379 | 0 | 0 | 0 | 0 | 0
NY Min Oil Burn - Northport - Winter | 858 | 7545 | Generation Constraint in GWh | FALSE | G | Annual | Constraint Shadow Price | US2022$/MWh | 0 | 0 | 0 | 0 | 0 | 0 | 0
NY Min Oil Burn - Northport - Winter Shldr | 859 | 7546 | Generation Constraint in GWh | FALSE | G | Annual | Seasons Included | Seasons | Winter, Spring, Summer, Fall | Winter, Spring, Summer, Fall | Winter, Spring, Summer, Fall | Winter, Spring, Summer, Fall | Winter, Spring, Summer, Fall | Winter, Spring, Summer, Fall | Winter, Spring, Summer, Fall
NY Min Oil Burn - Northport - Winter Shldr | 859 | 7546 | Generation Constraint in GWh | FALSE | G | Annual | Standard GWh | GWh | 0 | 0 | 0 | 0 | 0 | 0 | 0
NY Min Oil Burn - Northport - Winter Shldr | 859 | 7546 | Generation Constraint in GWh | FALSE | G | Annual | Emissions at Affected Plants | GWh | 2274.4966 | 1188.379 | 0 | 0 | 0 | 0 | 0
NY Min Oil Burn - Northport - Winter Shldr | 859 | 7546 | Generation Constraint in GWh | FALSE | G | Annual | Allowances Purchased | GWh | 0 | 0 | 0 | 0 | 0 | 0 | 0
NY Min Oil Burn - Northport - Winter Shldr | 859 | 7546 | Generation Constraint in GWh | FALSE | G | Annual | Allowances Sold | GWh | 0 | 0 | 0 | 0 | 0 | 0 | 0
NY Min Oil Burn - Northport - Winter Shldr | 859 | 7546 | Generation Constraint in GWh | FALSE | G | Annual | Allowances Banked | GWh | 0 | 0 | 0 | 0 | 0 | 0 | 0
NY Min Oil Burn - Northport - Winter Shldr | 859 | 7546 | Generation Constraint in GWh | FALSE | G | Annual | Allowances Withdrawn (1:1) | GWh | 0 | 0 | 0 | 0 | 0 | 0 | 0
NY Min Oil Burn - Northport - Winter Shldr | 859 | 7546 | Generation Constraint in GWh | FALSE | G | Annual | Allowances Withdrawn (n:1) | GWh | 0 | 0 | 0 | 0 | 0 | 0 | 0
NY Min Oil Burn - Northport - Winter Shldr | 859 | 7546 | Generation Constraint in GWh | FALSE | G | Annual | Net Emissions Allowance Position | GWh | 2274.4966 | 1188.379 | 0 | 0 | 0 | 0 | 0
NY Min Oil Burn - Northport - Winter Shldr | 859 | 7546 | Generation Constraint in GWh | FALSE | G | Annual | Constraint Shadow Price | US2022$/MWh | 0 | 0 | 0 | 0 | 0 | 0 | 0
NY Min Oil Burn - Ravenswood CC - Summer | 860 | 7556 | Generation Constraint in GWh | FALSE | G | Annual | Seasons Included | Seasons | Winter, Spring, Summer, Fall | Winter, Spring, Summer, Fall | Winter, Spring, Summer, Fall | Winter, Spring, Summer, Fall | Winter, Spring, Summer, Fall | Winter, Spring, Summer, Fall | Winter, Spring, Summer, Fall
NY Min Oil Burn - Ravenswood CC - Summer | 860 | 7556 | Generation Constraint in GWh | FALSE | G | Annual | Standard GWh | GWh | 0 | 0 | 0 | 0 | 0 | 0 | 0
NY Min Oil Burn - Ravenswood CC - Summer | 860 | 7556 | Generation Constraint in GWh | FALSE | G | Annual | Emissions at Affected Plants | GWh | 1217.5349 | 1091.8542 | 644.582 | 613.658 | 613.0753 | 567.8473 | 567.8473
NY Min Oil Burn - Ravenswood CC - Summer | 860 | 7556 | Generation Constraint in GWh | FALSE | G | Annual | Allowances Purchased | GWh | 0 | 0 | 0 | 0 | 0 | 0 | 0
NY Min Oil Burn - Ravenswood CC - Summer | 860 | 7556 | Generation Constraint in GWh | FALSE | G | Annual | Allowances Sold | GWh | 0 | 0 | 0 | 0 | 0 | 0 | 0
NY Min Oil Burn - Ravenswood CC - Summer | 860 | 7556 | Generation Constraint in GWh | FALSE | G | Annual | Allowances Banked | GWh | 0 | 0 | 0 | 0 | 0 | 0 | 0
NY Min Oil Burn - Ravenswood CC - Summer | 860 | 7556 | Generation Constraint in GWh | FALSE | G | Annual | Allowances Withdrawn (1:1) | GWh | 0 | 0 | 0 | 0 | 0 | 0 | 0
NY Min Oil Burn - Ravenswood CC - Summer | 860 | 7556 | Generation Constraint in GWh | FALSE | G | Annual | Allowances Withdrawn (n:1) | GWh | 0 | 0 | 0 | 0 | 0 | 0 | 0
NY Min Oil Burn - Ravenswood CC - Summer | 860 | 7556 | Generation Constraint in GWh | FALSE | G | Annual | Net Emissions Allowance Position | GWh | 1217.5349 | 1091.8542 | 644.582 | 613.658 | 613.0753 | 567.8473 | 567.8473
NY Min Oil Burn - Ravenswood CC - Summer | 860 | 7556 | Generation Constraint in GWh | FALSE | G | Annual | Constraint Shadow Price | US2022$/MWh | 0 | 0 | 0 | 0 | 0 | 0 | 0
NY Min Oil Burn - Ravenswood CC - Winter | 861 | 7554 | Generation Constraint in GWh | FALSE | G | Annual | Seasons Included | Seasons | Winter, Spring, Summer, Fall | Winter, Spring, Summer, Fall | Winter, Spring, Summer, Fall | Winter, Spring, Summer, Fall | Winter, Spring, Summer, Fall | Winter, Spring, Summer, Fall | Winter, Spring, Summer, Fall
NY Min Oil Burn - Ravenswood CC - Winter | 861 | 7554 | Generation Constraint in GWh | FALSE | G | Annual | Standard GWh | GWh | 0 | 0 | 0 | 0 | 0 | 0 | 0
NY Min Oil Burn - Ravenswood CC - Winter | 861 | 7554 | Generation Constraint in GWh | FALSE | G | Annual | Emissions at Affected Plants | GWh | 1217.5349 | 1091.8542 | 644.582 | 613.658 | 613.0753 | 567.8473 | 567.8473
NY Min Oil Burn - Ravenswood CC - Winter | 861 | 7554 | Generation Constraint in GWh | FALSE | G | Annual | Allowances Purchased | GWh | 0 | 0 | 0 | 0 | 0 | 0 | 0
NY Min Oil Burn - Ravenswood CC - Winter | 861 | 7554 | Generation Constraint in GWh | FALSE | G | Annual | Allowances Sold | GWh | 0 | 0 | 0 | 0 | 0 | 0 | 0
NY Min Oil Burn - Ravenswood CC - Winter | 861 | 7554 | Generation Constraint in GWh | FALSE | G | Annual | Allowances Banked | GWh | 0 | 0 | 0 | 0 | 0 | 0 | 0
NY Min Oil Burn - Ravenswood CC - Winter | 861 | 7554 | Generation Constraint in GWh | FALSE | G | Annual | Allowances Withdrawn (1:1) | GWh | 0 | 0 | 0 | 0 | 0 | 0 | 0
NY Min Oil Burn - Ravenswood CC - Winter | 861 | 7554 | Generation Constraint in GWh | FALSE | G | Annual | Allowances Withdrawn (n:1) | GWh | 0 | 0 | 0 | 0 | 0 | 0 | 0
NY Min Oil Burn - Ravenswood CC - Winter | 861 | 7554 | Generation Constraint in GWh | FALSE | G | Annual | Net Emissions Allowance Position | GWh | 1217.5349 | 1091.8542 | 644.582 | 613.658 | 613.0753 | 567.8473 | 567.8473
NY Min Oil Burn - Ravenswood CC - Winter | 861 | 7554 | Generation Constraint in GWh | FALSE | G | Annual | Constraint Shadow Price | US2022$/MWh | 0 | 0 | 0 | 0 | 0 | 0 | 0
NY Min Oil Burn - Ravenswood CC - Winter Shldr | 862 | 7555 | Generation Constraint in GWh | FALSE | G | Annual | Seasons Included | Seasons | Winter, Spring, Summer, Fall | Winter, Spring, Summer, Fall | Winter, Spring, Summer, Fall | Winter, Spring, Summer, Fall | Winter, Spring, Summer, Fall | Winter, Spring, Summer, Fall | Winter, Spring, Summer, Fall
NY Min Oil Burn - Ravenswood CC - Winter Shldr | 862 | 7555 | Generation Constraint in GWh | FALSE | G | Annual | Standard GWh | GWh | 0 | 0 | 0 | 0 | 0 | 0 | 0
NY Min Oil Burn - Ravenswood CC - Winter Shldr | 862 | 7555 | Generation Constraint in GWh | FALSE | G | Annual | Emissions at Affected Plants | GWh | 1217.5349 | 1091.8542 | 644.582 | 613.658 | 613.0753 | 567.8473 | 567.8473
NY Min Oil Burn - Ravenswood CC - Winter Shldr | 862 | 7555 | Generation Constraint in GWh | FALSE | G | Annual | Allowances Purchased | GWh | 0 | 0 | 0 | 0 | 0 | 0 | 0
NY Min Oil Burn - Ravenswood CC - Winter Shldr | 862 | 7555 | Generation Constraint in GWh | FALSE | G | Annual | Allowances Sold | GWh | 0 | 0 | 0 | 0 | 0 | 0 | 0
NY Min Oil Burn - Ravenswood CC - Winter Shldr | 862 | 7555 | Generation Constraint in GWh | FALSE | G | Annual | Allowances Banked | GWh | 0 | 0 | 0 | 0 | 0 | 0 | 0
NY Min Oil Burn - Ravenswood CC - Winter Shldr | 862 | 7555 | Generation Constraint in GWh | FALSE | G | Annual | Allowances Withdrawn (1:1) | GWh | 0 | 0 | 0 | 0 | 0 | 0 | 0
NY Min Oil Burn - Ravenswood CC - Winter Shldr | 862 | 7555 | Generation Constraint in GWh | FALSE | G | Annual | Allowances Withdrawn (n:1) | GWh | 0 | 0 | 0 | 0 | 0 | 0 | 0
NY Min Oil Burn - Ravenswood CC - Winter Shldr | 862 | 7555 | Generation Constraint in GWh | FALSE | G | Annual | Net Emissions Allowance Position | GWh | 1217.5349 | 1091.8542 | 644.582 | 613.658 | 613.0753 | 567.8473 | 567.8473
NY Min Oil Burn - Ravenswood CC - Winter Shldr | 862 | 7555 | Generation Constraint in GWh | FALSE | G | Annual | Constraint Shadow Price | US2022$/MWh | 0 | 0 | 0 | 0 | 0 | 0 | 0
NY Min Oil Burn - Ravenswood Oil - Summer | 863 | 7550 | Generation Constraint in GWh | FALSE | G | Annual | Seasons Included | Seasons | Winter, Spring, Summer, Fall | Winter, Spring, Summer, Fall | Winter, Spring, Summer, Fall | Winter, Spring, Summer, Fall | Winter, Spring, Summer, Fall | Winter, Spring, Summer, Fall | Winter, Spring, Summer, Fall
NY Min Oil Burn - Ravenswood Oil - Summer | 863 | 7550 | Generation Constraint in GWh | FALSE | G | Annual | Standard GWh | GWh | 0 | 0 | 0 | 0 | 0 | 0 | 0
NY Min Oil Burn - Ravenswood Oil - Summer | 863 | 7550 | Generation Constraint in GWh | FALSE | G | Annual | Emissions at Affected Plants | GWh | 269.6858 | 0.0023063 | 0 | 0 | 0 | 0 | 0
NY Min Oil Burn - Ravenswood Oil - Summer | 863 | 7550 | Generation Constraint in GWh | FALSE | G | Annual | Allowances Purchased | GWh | 0 | 0 | 0 | 0 | 0 | 0 | 0
NY Min Oil Burn - Ravenswood Oil - Summer | 863 | 7550 | Generation Constraint in GWh | FALSE | G | Annual | Allowances Sold | GWh | 0 | 0 | 0 | 0 | 0 | 0 | 0
NY Min Oil Burn - Ravenswood Oil - Summer | 863 | 7550 | Generation Constraint in GWh | FALSE | G | Annual | Allowances Banked | GWh | 0 | 0 | 0 | 0 | 0 | 0 | 0
NY Min Oil Burn - Ravenswood Oil - Summer | 863 | 7550 | Generation Constraint in GWh | FALSE | G | Annual | Allowances Withdrawn (1:1) | GWh | 0 | 0 | 0 | 0 | 0 | 0 | 0
NY Min Oil Burn - Ravenswood Oil - Summer | 863 | 7550 | Generation Constraint in GWh | FALSE | G | Annual | Allowances Withdrawn (n:1) | GWh | 0 | 0 | 0 | 0 | 0 | 0 | 0
NY Min Oil Burn - Ravenswood Oil - Summer | 863 | 7550 | Generation Constraint in GWh | FALSE | G | Annual | Net Emissions Allowance Position | GWh | 269.6858 | 0.0023063 | 0 | 0 | 0 | 0 | 0
NY Min Oil Burn - Ravenswood Oil - Summer | 863 | 7550 | Generation Constraint in GWh | FALSE | G | Annual | Constraint Shadow Price | US2022$/MWh | 0 | 0 | 0 | 0 | 0 | 0 | 0
NY Min Oil Burn - Ravenswood Oil - Winter | 864 | 7548 | Generation Constraint in GWh | FALSE | G | Annual | Seasons Included | Seasons | Winter, Spring, Summer, Fall | Winter, Spring, Summer, Fall | Winter, Spring, Summer, Fall | Winter, Spring, Summer, Fall | Winter, Spring, Summer, Fall | Winter, Spring, Summer, Fall | Winter, Spring, Summer, Fall
NY Min Oil Burn - Ravenswood Oil - Winter | 864 | 7548 | Generation Constraint in GWh | FALSE | G | Annual | Standard GWh | GWh | 0 | 0 | 0 | 0 | 0 | 0 | 0
NY Min Oil Burn - Ravenswood Oil - Winter | 864 | 7548 | Generation Constraint in GWh | FALSE | G | Annual | Emissions at Affected Plants | GWh | 269.6858 | 0.0023063 | 0 | 0 | 0 | 0 | 0
NY Min Oil Burn - Ravenswood Oil - Winter | 864 | 7548 | Generation Constraint in GWh | FALSE | G | Annual | Allowances Purchased | GWh | 0 | 0 | 0 | 0 | 0 | 0 | 0
NY Min Oil Burn - Ravenswood Oil - Winter | 864 | 7548 | Generation Constraint in GWh | FALSE | G | Annual | Allowances Sold | GWh | 0 | 0 | 0 | 0 | 0 | 0 | 0
NY Min Oil Burn - Ravenswood Oil - Winter | 864 | 7548 | Generation Constraint in GWh | FALSE | G | Annual | Allowances Banked | GWh | 0 | 0 | 0 | 0 | 0 | 0 | 0
NY Min Oil Burn - Ravenswood Oil - Winter | 864 | 7548 | Generation Constraint in GWh | FALSE | G | Annual | Allowances Withdrawn (1:1) | GWh | 0 | 0 | 0 | 0 | 0 | 0 | 0
NY Min Oil Burn - Ravenswood Oil - Winter | 864 | 7548 | Generation Constraint in GWh | FALSE | G | Annual | Allowances Withdrawn (n:1) | GWh | 0 | 0 | 0 | 0 | 0 | 0 | 0
NY Min Oil Burn - Ravenswood Oil - Winter | 864 | 7548 | Generation Constraint in GWh | FALSE | G | Annual | Net Emissions Allowance Position | GWh | 269.6858 | 0.0023063 | 0 | 0 | 0 | 0 | 0
NY Min Oil Burn - Ravenswood Oil - Winter | 864 | 7548 | Generation Constraint in GWh | FALSE | G | Annual | Constraint Shadow Price | US2022$/MWh | 0 | 0 | 0 | 0 | 0 | 0 | 0
NY Min Oil Burn - Ravenswood Oil - Winter Shldr | 865 | 7549 | Generation Constraint in GWh | FALSE | G | Annual | Seasons Included | Seasons | Winter, Spring, Summer, Fall | Winter, Spring, Summer, Fall | Winter, Spring, Summer, Fall | Winter, Spring, Summer, Fall | Winter, Spring, Summer, Fall | Winter, Spring, Summer, Fall | Winter, Spring, Summer, Fall
NY Min Oil Burn - Ravenswood Oil - Winter Shldr | 865 | 7549 | Generation Constraint in GWh | FALSE | G | Annual | Standard GWh | GWh | 0 | 0 | 0 | 0 | 0 | 0 | 0
NY Min Oil Burn - Ravenswood Oil - Winter Shldr | 865 | 7549 | Generation Constraint in GWh | FALSE | G | Annual | Emissions at Affected Plants | GWh | 269.6858 | 0.0023063 | 0 | 0 | 0 | 0 | 0
NY Min Oil Burn - Ravenswood Oil - Winter Shldr | 865 | 7549 | Generation Constraint in GWh | FALSE | G | Annual | Allowances Purchased | GWh | 0 | 0 | 0 | 0 | 0 | 0 | 0
NY Min Oil Burn - Ravenswood Oil - Winter Shldr | 865 | 7549 | Generation Constraint in GWh | FALSE | G | Annual | Allowances Sold | GWh | 0 | 0 | 0 | 0 | 0 | 0 | 0
NY Min Oil Burn - Ravenswood Oil - Winter Shldr | 865 | 7549 | Generation Constraint in GWh | FALSE | G | Annual | Allowances Banked | GWh | 0 | 0 | 0 | 0 | 0 | 0 | 0
NY Min Oil Burn - Ravenswood Oil - Winter Shldr | 865 | 7549 | Generation Constraint in GWh | FALSE | G | Annual | Allowances Withdrawn (1:1) | GWh | 0 | 0 | 0 | 0 | 0 | 0 | 0
NY Min Oil Burn - Ravenswood Oil - Winter Shldr | 865 | 7549 | Generation Constraint in GWh | FALSE | G | Annual | Allowances Withdrawn (n:1) | GWh | 0 | 0 | 0 | 0 | 0 | 0 | 0
NY Min Oil Burn - Ravenswood Oil - Winter Shldr | 865 | 7549 | Generation Constraint in GWh | FALSE | G | Annual | Net Emissions Allowance Position | GWh | 269.6858 | 0.0023063 | 0 | 0 | 0 | 0 | 0
NY Min Oil Burn - Ravenswood Oil - Winter Shldr | 865 | 7549 | Generation Constraint in GWh | FALSE | G | Annual | Constraint Shadow Price | US2022$/MWh | 0 | 0 | 0 | 0 | 0 | 0 | 0
NY New Units MER Rate Limit v3.1 | 866 | 7350 | MACT Fuel Choice Floor in lbs/MMBtu | FALSE | L | Annual | Seasons Included | Seasons | Winter, Spring, Summer, Fall | Winter, Spring, Summer, Fall | Winter, Spring, Summer, Fall | Winter, Spring, Summer, Fall | Winter, Spring, Summer, Fall | Winter, Spring, Summer, Fall | Winter, Spring, Summer, Fall
NY New Units MER Rate Limit v3.1 | 866 | 7350 | MACT Fuel Choice Floor in lbs/MMBtu | FALSE | L | Annual | Emission Floor | lbs/MMBtu | 6e-07 | 6e-07 | 6e-07 | 6e-07 | 6e-07 | 6e-07 | 6e-07
NY New Units MER Rate Limit v3.1 | 866 | 7350 | MACT Fuel Choice Floor in lbs/MMBtu | FALSE | L | Annual | Emissions at Affected Plants MER | lbs | 0 | 0 | 0 | 0 | 0 | 0 | 0
NY New Units MER Rate Limit v3.1 | 866 | 7350 | MACT Fuel Choice Floor in lbs/MMBtu | FALSE | L | Annual | Allowances Purchased MER | lbs | 0 | 0 | 0 | 0 | 0 | 0 | 0
NY New Units MER Rate Limit v3.1 | 866 | 7350 | MACT Fuel Choice Floor in lbs/MMBtu | FALSE | L | Annual | Allowances Sold MER | lbs | 0 | 0 | 0 | 0 | 0 | 0 | 0
NY New Units MER Rate Limit v3.1 | 866 | 7350 | MACT Fuel Choice Floor in lbs/MMBtu | FALSE | L | Annual | Allowances Banked | lbs | 0 | 0 | 0 | 0 | 0 | 0 | 0
NY New Units MER Rate Limit v3.1 | 866 | 7350 | MACT Fuel Choice Floor in lbs/MMBtu | FALSE | L | Annual | Allowances Withdrawn (1:1) | lbs | 0 | 0 | 0 | 0 | 0 | 0 | 0
NY New Units MER Rate Limit v3.1 | 866 | 7350 | MACT Fuel Choice Floor in lbs/MMBtu | FALSE | L | Annual | Allowances Withdrawn (n:1) | lbs | 0 | 0 | 0 | 0 | 0 | 0 | 0
NY New Units MER Rate Limit v3.1 | 866 | 7350 | MACT Fuel Choice Floor in lbs/MMBtu | FALSE | L | Annual | Net Emissions Allowance Position | lbs | 0 | 0 | 0 | 0 | 0 | 0 | 0
NY New Units MER Rate Limit v3.1 | 866 | 7350 | MACT Fuel Choice Floor in lbs/MMBtu | FALSE | L | Annual | Fuel Consumed | TBtu | 0 | 0 | 0 | 0 | 0 | 0 | 0
NY New Units MER Rate Limit v3.1 | 866 | 7350 | MACT Fuel Choice Floor in lbs/MMBtu | FALSE | L | Annual | Rate | lb/MMBtu | 0 | 0 | 0 | 0 | 0 | 0 | 0
NY New Units MER Rate Limit v3.1 | 866 | 7350 | MACT Fuel Choice Floor in lbs/MMBtu | FALSE | L | Annual | Generation | TWh | 0 | 0 | 0 | 0 | 0 | 0 | 0
NY New Units MER Rate Limit v3.1 | 866 | 7350 | MACT Fuel Choice Floor in lbs/MMBtu | FALSE | L | Annual | Qualifying Generation | TWh | 0 | 0 | 0 | 0 | 0 | 0 | 0
NY New Units MER Rate Limit v3.1 | 866 | 7350 | MACT Fuel Choice Floor in lbs/MMBtu | FALSE | L | Annual | Constraint Shadow Price | US2022$/Lb | 0 | 0 | 0 | 0 | 0 | 0 | 0
NY New Units MER Rate Limit v3.1 | 867 | 7350 | MACT Fuel Choice Floor in lbs/MMBtu | FALSE | L | Annual | Seasons Included | Seasons | Winter, Spring, Summer, Fall | Winter, Spring, Summer, Fall | Winter, Spring, Summer, Fall | Winter, Spring, Summer, Fall | Winter, Spring, Summer, Fall | Winter, Spring, Summer, Fall | Winter, Spring, Summer, Fall
NY New Units MER Rate Limit v3.1 | 867 | 7350 | MACT Fuel Choice Floor in lbs/MMBtu | FALSE | L | Annual | Emission Floor | lbs/MMBtu | 6e-07 | 6e-07 | 6e-07 | 6e-07 | 6e-07 | 6e-07 | 6e-07
NY New Units MER Rate Limit v3.1 | 867 | 7350 | MACT Fuel Choice Floor in lbs/MMBtu | FALSE | L | Annual | Emissions at Affected Plants MER | lbs | 0 | 0 | 0 | 0 | 0 | 0 | 0
NY New Units MER Rate Limit v3.1 | 867 | 7350 | MACT Fuel Choice Floor in lbs/MMBtu | FALSE | L | Annual | Allowances Purchased MER | lbs | 0 | 0 | 0 | 0 | 0 | 0 | 0
NY New Units MER Rate Limit v3.1 | 867 | 7350 | MACT Fuel Choice Floor in lbs/MMBtu | FALSE | L | Annual | Allowances Sold MER | lbs | 0 | 0 | 0 | 0 | 0 | 0 | 0
NY New Units MER Rate Limit v3.1 | 867 | 7350 | MACT Fuel Choice Floor in lbs/MMBtu | FALSE | L | Annual | Allowances Banked | lbs | 0 | 0 | 0 | 0 | 0 | 0 | 0
NY New Units MER Rate Limit v3.1 | 867 | 7350 | MACT Fuel Choice Floor in lbs/MMBtu | FALSE | L | Annual | Allowances Withdrawn (1:1) | lbs | 0 | 0 | 0 | 0 | 0 | 0 | 0
NY New Units MER Rate Limit v3.1 | 867 | 7350 | MACT Fuel Choice Floor in lbs/MMBtu | FALSE | L | Annual | Allowances Withdrawn (n:1) | lbs | 0 | 0 | 0 | 0 | 0 | 0 | 0
NY New Units MER Rate Limit v3.1 | 867 | 7350 | MACT Fuel Choice Floor in lbs/MMBtu | FALSE | L | Annual | Net Emissions Allowance Position | lbs | 0 | 0 | 0 | 0 | 0 | 0 | 0
NY New Units MER Rate Limit v3.1 | 867 | 7350 | MACT Fuel Choice Floor in lbs/MMBtu | FALSE | L | Annual | Fuel Consumed | TBtu | 0 | 0 | 0 | 0 | 0 | 0 | 0
NY New Units MER Rate Limit v3.1 | 867 | 7350 | MACT Fuel Choice Floor in lbs/MMBtu | FALSE | L | Annual | Rate | lb/MMBtu | 0 | 0 | 0 | 0 | 0 | 0 | 0
NY New Units MER Rate Limit v3.1 | 867 | 7350 | MACT Fuel Choice Floor in lbs/MMBtu | FALSE | L | Annual | Generation | TWh | 0 | 0 | 0 | 0 | 0 | 0 | 0
NY New Units MER Rate Limit v3.1 | 867 | 7350 | MACT Fuel Choice Floor in lbs/MMBtu | FALSE | L | Annual | Qualifying Generation | TWh | 0 | 0 | 0 | 0 | 0 | 0 | 0
NY New Units MER Rate Limit v3.1 | 867 | 7350 | MACT Fuel Choice Floor in lbs/MMBtu | FALSE | L | Annual | Constraint Shadow Price | US2022$/Lb | 0 | 0 | 0 | 0 | 0 | 0 | 0
NY New Units MER Rate Limit v3.1 | 868 | 7350 | MACT Fuel Choice Floor in lbs/MMBtu | FALSE | L | Annual | Seasons Included | Seasons | Winter, Spring, Summer, Fall | Winter, Spring, Summer, Fall | Winter, Spring, Summer, Fall | Winter, Spring, Summer, Fall | Winter, Spring, Summer, Fall | Winter, Spring, Summer, Fall | Winter, Spring, Summer, Fall
NY New Units MER Rate Limit v3.1 | 868 | 7350 | MACT Fuel Choice Floor in lbs/MMBtu | FALSE | L | Annual | Emission Floor | lbs/MMBtu | 6e-07 | 6e-07 | 6e-07 | 6e-07 | 6e-07 | 6e-07 | 6e-07
NY New Units MER Rate Limit v3.1 | 868 | 7350 | MACT Fuel Choice Floor in lbs/MMBtu | FALSE | L | Annual | Emissions at Affected Plants MER | lbs | 0 | 0 | 0 | 0 | 0 | 0 | 0
NY New Units MER Rate Limit v3.1 | 868 | 7350 | MACT Fuel Choice Floor in lbs/MMBtu | FALSE | L | Annual | Allowances Purchased MER | lbs | 0 | 0 | 0 | 0 | 0 | 0 | 0
NY New Units MER Rate Limit v3.1 | 868 | 7350 | MACT Fuel Choice Floor in lbs/MMBtu | FALSE | L | Annual | Allowances Sold MER | lbs | 0 | 0 | 0 | 0 | 0 | 0 | 0
NY New Units MER Rate Limit v3.1 | 868 | 7350 | MACT Fuel Choice Floor in lbs/MMBtu | FALSE | L | Annual | Allowances Banked | lbs | 0 | 0 | 0 | 0 | 0 | 0 | 0
NY New Units MER Rate Limit v3.1 | 868 | 7350 | MACT Fuel Choice Floor in lbs/MMBtu | FALSE | L | Annual | Allowances Withdrawn (1:1) | lbs | 0 | 0 | 0 | 0 | 0 | 0 | 0
NY New Units MER Rate Limit v3.1 | 868 | 7350 | MACT Fuel Choice Floor in lbs/MMBtu | FALSE | L | Annual | Allowances Withdrawn (n:1) | lbs | 0 | 0 | 0 | 0 | 0 | 0 | 0
NY New Units MER Rate Limit v3.1 | 868 | 7350 | MACT Fuel Choice Floor in lbs/MMBtu | FALSE | L | Annual | Net Emissions Allowance Position | lbs | 0 | 0 | 0 | 0 | 0 | 0 | 0
NY New Units MER Rate Limit v3.1 | 868 | 7350 | MACT Fuel Choice Floor in lbs/MMBtu | FALSE | L | Annual | Fuel Consumed | TBtu | 0 | 0 | 0 | 0 | 0 | 0 | 0
NY New Units MER Rate Limit v3.1 | 868 | 7350 | MACT Fuel Choice Floor in lbs/MMBtu | FALSE | L | Annual | Rate | lb/MMBtu | 0 | 0 | 0 | 0 | 0 | 0 | 0
NY New Units MER Rate Limit v3.1 | 868 | 7350 | MACT Fuel Choice Floor in lbs/MMBtu | FALSE | L | Annual | Generation | TWh | 0 | 0 | 0 | 0 | 0 | 0 | 0
NY New Units MER Rate Limit v3.1 | 868 | 7350 | MACT Fuel Choice Floor in lbs/MMBtu | FALSE | L | Annual | Qualifying Generation | TWh | 0 | 0 | 0 | 0 | 0 | 0 | 0
NY New Units MER Rate Limit v3.1 | 868 | 7350 | MACT Fuel Choice Floor in lbs/MMBtu | FALSE | L | Annual | Constraint Shadow Price | US2022$/Lb | 0 | 0 | 0 | 0 | 0 | 0 | 0
NY New Units MER Rate Limit v3.1 | 869 | 7350 | MACT Fuel Choice Floor in lbs/MMBtu | FALSE | L | Annual | Seasons Included | Seasons | Winter, Spring, Summer, Fall | Winter, Spring, Summer, Fall | Winter, Spring, Summer, Fall | Winter, Spring, Summer, Fall | Winter, Spring, Summer, Fall | Winter, Spring, Summer, Fall | Winter, Spring, Summer, Fall
NY New Units MER Rate Limit v3.1 | 869 | 7350 | MACT Fuel Choice Floor in lbs/MMBtu | FALSE | L | Annual | Emission Floor | lbs/MMBtu | 6e-07 | 6e-07 | 6e-07 | 6e-07 | 6e-07 | 6e-07 | 6e-07
NY New Units MER Rate Limit v3.1 | 869 | 7350 | MACT Fuel Choice Floor in lbs/MMBtu | FALSE | L | Annual | Emissions at Affected Plants MER | lbs | 0 | 0 | 0 | 0 | 0 | 0 | 0
NY New Units MER Rate Limit v3.1 | 869 | 7350 | MACT Fuel Choice Floor in lbs/MMBtu | FALSE | L | Annual | Allowances Purchased MER | lbs | 0 | 0 | 0 | 0 | 0 | 0 | 0
NY New Units MER Rate Limit v3.1 | 869 | 7350 | MACT Fuel Choice Floor in lbs/MMBtu | FALSE | L | Annual | Allowances Sold MER | lbs | 0 | 0 | 0 | 0 | 0 | 0 | 0
NY New Units MER Rate Limit v3.1 | 869 | 7350 | MACT Fuel Choice Floor in lbs/MMBtu | FALSE | L | Annual | Allowances Banked | lbs | 0 | 0 | 0 | 0 | 0 | 0 | 0
NY New Units MER Rate Limit v3.1 | 869 | 7350 | MACT Fuel Choice Floor in lbs/MMBtu | FALSE | L | Annual | Allowances Withdrawn (1:1) | lbs | 0 | 0 | 0 | 0 | 0 | 0 | 0
NY New Units MER Rate Limit v3.1 | 869 | 7350 | MACT Fuel Choice Floor in lbs/MMBtu | FALSE | L | Annual | Allowances Withdrawn (n:1) | lbs | 0 | 0 | 0 | 0 | 0 | 0 | 0
NY New Units MER Rate Limit v3.1 | 869 | 7350 | MACT Fuel Choice Floor in lbs/MMBtu | FALSE | L | Annual | Net Emissions Allowance Position | lbs | 0 | 0 | 0 | 0 | 0 | 0 | 0
NY New Units MER Rate Limit v3.1 | 869 | 7350 | MACT Fuel Choice Floor in lbs/MMBtu | FALSE | L | Annual | Fuel Consumed | TBtu | 0 | 0 | 0 | 0 | 0 | 0 | 0
NY New Units MER Rate Limit v3.1 | 869 | 7350 | MACT Fuel Choice Floor in lbs/MMBtu | FALSE | L | Annual | Rate | lb/MMBtu | 0 | 0 | 0 | 0 | 0 | 0 | 0
NY New Units MER Rate Limit v3.1 | 869 | 7350 | MACT Fuel Choice Floor in lbs/MMBtu | FALSE | L | Annual | Generation | TWh | 0 | 0 | 0 | 0 | 0 | 0 | 0
NY New Units MER Rate Limit v3.1 | 869 | 7350 | MACT Fuel Choice Floor in lbs/MMBtu | FALSE | L | Annual | Qualifying Generation | TWh | 0 | 0 | 0 | 0 | 0 | 0 | 0
NY New Units MER Rate Limit v3.1 | 869 | 7350 | MACT Fuel Choice Floor in lbs/MMBtu | FALSE | L | Annual | Constraint Shadow Price | US2022$/Lb | 0 | 0 | 0 | 0 | 0 | 0 | 0
NY New Units MER Rate Limit v3.1 | 870 | 7350 | MACT Fuel Choice Floor in lbs/MMBtu | FALSE | L | Annual | Seasons Included | Seasons | Winter, Spring, Summer, Fall | Winter, Spring, Summer, Fall | Winter, Spring, Summer, Fall | Winter, Spring, Summer, Fall | Winter, Spring, Summer, Fall | Winter, Spring, Summer, Fall | Winter, Spring, Summer, Fall
NY New Units MER Rate Limit v3.1 | 870 | 7350 | MACT Fuel Choice Floor in lbs/MMBtu | FALSE | L | Annual | Emission Floor | lbs/MMBtu | 6e-07 | 6e-07 | 6e-07 | 6e-07 | 6e-07 | 6e-07 | 6e-07
NY New Units MER Rate Limit v3.1 | 870 | 7350 | MACT Fuel Choice Floor in lbs/MMBtu | FALSE | L | Annual | Emissions at Affected Plants MER | lbs | 0 | 0 | 0 | 0 | 0 | 0 | 0
NY New Units MER Rate Limit v3.1 | 870 | 7350 | MACT Fuel Choice Floor in lbs/MMBtu | FALSE | L | Annual | Allowances Purchased MER | lbs | 0 | 0 | 0 | 0 | 0 | 0 | 0
NY New Units MER Rate Limit v3.1 | 870 | 7350 | MACT Fuel Choice Floor in lbs/MMBtu | FALSE | L | Annual | Allowances Sold MER | lbs | 0 | 0 | 0 | 0 | 0 | 0 | 0
NY New Units MER Rate Limit v3.1 | 870 | 7350 | MACT Fuel Choice Floor in lbs/MMBtu | FALSE | L | Annual | Allowances Banked | lbs | 0 | 0 | 0 | 0 | 0 | 0 | 0
NY New Units MER Rate Limit v3.1 | 870 | 7350 | MACT Fuel Choice Floor in lbs/MMBtu | FALSE | L | Annual | Allowances Withdrawn (1:1) | lbs | 0 | 0 | 0 | 0 | 0 | 0 | 0
NY New Units MER Rate Limit v3.1 | 870 | 7350 | MACT Fuel Choice Floor in lbs/MMBtu | FALSE | L | Annual | Allowances Withdrawn (n:1) | lbs | 0 | 0 | 0 | 0 | 0 | 0 | 0
NY New Units MER Rate Limit v3.1 | 870 | 7350 | MACT Fuel Choice Floor in lbs/MMBtu | FALSE | L | Annual | Net Emissions Allowance Position | lbs | 0 | 0 | 0 | 0 | 0 | 0 | 0
NY New Units MER Rate Limit v3.1 | 870 | 7350 | MACT Fuel Choice Floor in lbs/MMBtu | FALSE | L | Annual | Fuel Consumed | TBtu | 0 | 0 | 0 | 0 | 0 | 0 | 0
NY New Units MER Rate Limit v3.1 | 870 | 7350 | MACT Fuel Choice Floor in lbs/MMBtu | FALSE | L | Annual | Rate | lb/MMBtu | 0 | 0 | 0 | 0 | 0 | 0 | 0
NY New Units MER Rate Limit v3.1 | 870 | 7350 | MACT Fuel Choice Floor in lbs/MMBtu | FALSE | L | Annual | Generation | TWh | 0 | 0 | 0 | 0 | 0 | 0 | 0
NY New Units MER Rate Limit v3.1 | 870 | 7350 | MACT Fuel Choice Floor in lbs/MMBtu | FALSE | L | Annual | Qualifying Generation | TWh | 0 | 0 | 0 | 0 | 0 | 0 | 0
NY New Units MER Rate Limit v3.1 | 870 | 7350 | MACT Fuel Choice Floor in lbs/MMBtu | FALSE | L | Annual | Constraint Shadow Price | US2022$/Lb | 0 | 0 | 0 | 0 | 0 | 0 | 0
NY New Units MER Rate Limit v3.1 | 871 | 7350 | MACT Fuel Choice Floor in lbs/MMBtu | FALSE | L | Annual | Seasons Included | Seasons | Winter, Spring, Summer, Fall | Winter, Spring, Summer, Fall | Winter, Spring, Summer, Fall | Winter, Spring, Summer, Fall | Winter, Spring, Summer, Fall | Winter, Spring, Summer, Fall | Winter, Spring, Summer, Fall
NY New Units MER Rate Limit v3.1 | 871 | 7350 | MACT Fuel Choice Floor in lbs/MMBtu | FALSE | L | Annual | Emission Floor | lbs/MMBtu | 6e-07 | 6e-07 | 6e-07 | 6e-07 | 6e-07 | 6e-07 | 6e-07
NY New Units MER Rate Limit v3.1 | 871 | 7350 | MACT Fuel Choice Floor in lbs/MMBtu | FALSE | L | Annual | Emissions at Affected Plants MER | lbs | 0 | 0 | 0 | 0 | 0 | 0 | 0
NY New Units MER Rate Limit v3.1 | 871 | 7350 | MACT Fuel Choice Floor in lbs/MMBtu | FALSE | L | Annual | Allowances Purchased MER | lbs | 0 | 0 | 0 | 0 | 0 | 0 | 0
NY New Units MER Rate Limit v3.1 | 871 | 7350 | MACT Fuel Choice Floor in lbs/MMBtu | FALSE | L | Annual | Allowances Sold MER | lbs | 0 | 0 | 0 | 0 | 0 | 0 | 0
NY New Units MER Rate Limit v3.1 | 871 | 7350 | MACT Fuel Choice Floor in lbs/MMBtu | FALSE | L | Annual | Allowances Banked | lbs | 0 | 0 | 0 | 0 | 0 | 0 | 0
NY New Units MER Rate Limit v3.1 | 871 | 7350 | MACT Fuel Choice Floor in lbs/MMBtu | FALSE | L | Annual | Allowances Withdrawn (1:1) | lbs | 0 | 0 | 0 | 0 | 0 | 0 | 0
NY New Units MER Rate Limit v3.1 | 871 | 7350 | MACT Fuel Choice Floor in lbs/MMBtu | FALSE | L | Annual | Allowances Withdrawn (n:1) | lbs | 0 | 0 | 0 | 0 | 0 | 0 | 0
NY New Units MER Rate Limit v3.1 | 871 | 7350 | MACT Fuel Choice Floor in lbs/MMBtu | FALSE | L | Annual | Net Emissions Allowance Position | lbs | 0 | 0 | 0 | 0 | 0 | 0 | 0
NY New Units MER Rate Limit v3.1 | 871 | 7350 | MACT Fuel Choice Floor in lbs/MMBtu | FALSE | L | Annual | Fuel Consumed | TBtu | 0 | 0 | 0 | 0 | 0 | 0 | 0
NY New Units MER Rate Limit v3.1 | 871 | 7350 | MACT Fuel Choice Floor in lbs/MMBtu | FALSE | L | Annual | Rate | lb/MMBtu | 0 | 0 | 0 | 0 | 0 | 0 | 0
NY New Units MER Rate Limit v3.1 | 871 | 7350 | MACT Fuel Choice Floor in lbs/MMBtu | FALSE | L | Annual | Generation | TWh | 0 | 0 | 0 | 0 | 0 | 0 | 0
NY New Units MER Rate Limit v3.1 | 871 | 7350 | MACT Fuel Choice Floor in lbs/MMBtu | FALSE | L | Annual | Qualifying Generation | TWh | 0 | 0 | 0 | 0 | 0 | 0 | 0
NY New Units MER Rate Limit v3.1 | 871 | 7350 | MACT Fuel Choice Floor in lbs/MMBtu | FALSE | L | Annual | Constraint Shadow Price | US2022$/Lb | 0 | 0 | 0 | 0 | 0 | 0 | 0
NY New Units MER Rate Limit v3.1 | 872 | 7350 | MACT Fuel Choice Floor in lbs/MMBtu | FALSE | L | Annual | Seasons Included | Seasons | Winter, Spring, Summer, Fall | Winter, Spring, Summer, Fall | Winter, Spring, Summer, Fall | Winter, Spring, Summer, Fall | Winter, Spring, Summer, Fall | Winter, Spring, Summer, Fall | Winter, Spring, Summer, Fall
NY New Units MER Rate Limit v3.1 | 872 | 7350 | MACT Fuel Choice Floor in lbs/MMBtu | FALSE | L | Annual | Emission Floor | lbs/MMBtu | 6e-07 | 6e-07 | 6e-07 | 6e-07 | 6e-07 | 6e-07 | 6e-07
NY New Units MER Rate Limit v3.1 | 872 | 7350 | MACT Fuel Choice Floor in lbs/MMBtu | FALSE | L | Annual | Emissions at Affected Plants MER | lbs | 0 | 0 | 0 | 0 | 0 | 0 | 0
NY New Units MER Rate Limit v3.1 | 872 | 7350 | MACT Fuel Choice Floor in lbs/MMBtu | FALSE | L | Annual | Allowances Purchased MER | lbs | 0 | 0 | 0 | 0 | 0 | 0 | 0
NY New Units MER Rate Limit v3.1 | 872 | 7350 | MACT Fuel Choice Floor in lbs/MMBtu | FALSE | L | Annual | Allowances Sold MER | lbs | 0 | 0 | 0 | 0 | 0 | 0 | 0
NY New Units MER Rate Limit v3.1 | 872 | 7350 | MACT Fuel Choice Floor in lbs/MMBtu | FALSE | L | Annual | Allowances Banked | lbs | 0 | 0 | 0 | 0 | 0 | 0 | 0
NY New Units MER Rate Limit v3.1 | 872 | 7350 | MACT Fuel Choice Floor in lbs/MMBtu | FALSE | L | Annual | Allowances Withdrawn (1:1) | lbs | 0 | 0 | 0 | 0 | 0 | 0 | 0
NY New Units MER Rate Limit v3.1 | 872 | 7350 | MACT Fuel Choice Floor in lbs/MMBtu | FALSE | L | Annual | Allowances Withdrawn (n:1) | lbs | 0 | 0 | 0 | 0 | 0 | 0 | 0
NY New Units MER Rate Limit v3.1 | 872 | 7350 | MACT Fuel Choice Floor in lbs/MMBtu | FALSE | L | Annual | Net Emissions Allowance Position | lbs | 0 | 0 | 0 | 0 | 0 | 0 | 0
NY New Units MER Rate Limit v3.1 | 872 | 7350 | MACT Fuel Choice Floor in lbs/MMBtu | FALSE | L | Annual | Fuel Consumed | TBtu | 0 | 0 | 0 | 0 | 0 | 0 | 0
NY New Units MER Rate Limit v3.1 | 872 | 7350 | MACT Fuel Choice Floor in lbs/MMBtu | FALSE | L | Annual | Rate | lb/MMBtu | 0 | 0 | 0 | 0 | 0 | 0 | 0
NY New Units MER Rate Limit v3.1 | 872 | 7350 | MACT Fuel Choice Floor in lbs/MMBtu | FALSE | L | Annual | Generation | TWh | 0 | 0 | 0 | 0 | 0 | 0 | 0
NY New Units MER Rate Limit v3.1 | 872 | 7350 | MACT Fuel Choice Floor in lbs/MMBtu | FALSE | L | Annual | Qualifying Generation | TWh | 0 | 0 | 0 | 0 | 0 | 0 | 0
NY New Units MER Rate Limit v3.1 | 872 | 7350 | MACT Fuel Choice Floor in lbs/MMBtu | FALSE | L | Annual | Constraint Shadow Price | US2022$/Lb | 0 | 0 | 0 | 0 | 0 | 0 | 0
NY New Units MER Rate Limit v3.1 | 873 | 7350 | MACT Fuel Choice Floor in lbs/MMBtu | FALSE | L | Annual | Seasons Included | Seasons | Winter, Spring, Summer, Fall | Winter, Spring, Summer, Fall | Winter, Spring, Summer, Fall | Winter, Spring, Summer, Fall | Winter, Spring, Summer, Fall | Winter, Spring, Summer, Fall | Winter, Spring, Summer, Fall
NY New Units MER Rate Limit v3.1 | 873 | 7350 | MACT Fuel Choice Floor in lbs/MMBtu | FALSE | L | Annual | Emission Floor | lbs/MMBtu | 6e-07 | 6e-07 | 6e-07 | 6e-07 | 6e-07 | 6e-07 | 6e-07
NY New Units MER Rate Limit v3.1 | 873 | 7350 | MACT Fuel Choice Floor in lbs/MMBtu | FALSE | L | Annual | Emissions at Affected Plants MER | lbs | 0 | 0 | 0 | 0 | 0 | 0 | 0
NY New Units MER Rate Limit v3.1 | 873 | 7350 | MACT Fuel Choice Floor in lbs/MMBtu | FALSE | L | Annual | Allowances Purchased MER | lbs | 0 | 0 | 0 | 0 | 0 | 0 | 0
NY New Units MER Rate Limit v3.1 | 873 | 7350 | MACT Fuel Choice Floor in lbs/MMBtu | FALSE | L | Annual | Allowances Sold MER | lbs | 0 | 0 | 0 | 0 | 0 | 0 | 0
NY New Units MER Rate Limit v3.1 | 873 | 7350 | MACT Fuel Choice Floor in lbs/MMBtu | FALSE | L | Annual | Allowances Banked | lbs | 0 | 0 | 0 | 0 | 0 | 0 | 0
NY New Units MER Rate Limit v3.1 | 873 | 7350 | MACT Fuel Choice Floor in lbs/MMBtu | FALSE | L | Annual | Allowances Withdrawn (1:1) | lbs | 0 | 0 | 0 | 0 | 0 | 0 | 0
NY New Units MER Rate Limit v3.1 | 873 | 7350 | MACT Fuel Choice Floor in lbs/MMBtu | FALSE | L | Annual | Allowances Withdrawn (n:1) | lbs | 0 | 0 | 0 | 0 | 0 | 0 | 0
NY New Units MER Rate Limit v3.1 | 873 | 7350 | MACT Fuel Choice Floor in lbs/MMBtu | FALSE | L | Annual | Net Emissions Allowance Position | lbs | 0 | 0 | 0 | 0 | 0 | 0 | 0
NY New Units MER Rate Limit v3.1 | 873 | 7350 | MACT Fuel Choice Floor in lbs/MMBtu | FALSE | L | Annual | Fuel Consumed | TBtu | 0 | 0 | 0 | 0 | 0 | 0 | 0
NY New Units MER Rate Limit v3.1 | 873 | 7350 | MACT Fuel Choice Floor in lbs/MMBtu | FALSE | L | Annual | Rate | lb/MMBtu | 0 | 0 | 0 | 0 | 0 | 0 | 0
NY New Units MER Rate Limit v3.1 | 873 | 7350 | MACT Fuel Choice Floor in lbs/MMBtu | FALSE | L | Annual | Generation | TWh | 0 | 0 | 0 | 0 | 0 | 0 | 0
NY New Units MER Rate Limit v3.1 | 873 | 7350 | MACT Fuel Choice Floor in lbs/MMBtu | FALSE | L | Annual | Qualifying Generation | TWh | 0 | 0 | 0 | 0 | 0 | 0 | 0
NY New Units MER Rate Limit v3.1 | 873 | 7350 | MACT Fuel Choice Floor in lbs/MMBtu | FALSE | L | Annual | Constraint Shadow Price | US2022$/Lb | 0 | 0 | 0 | 0 | 0 | 0 | 0
NY New Units MER Rate Limit v3.1 | 874 | 7350 | MACT Fuel Choice Floor in lbs/MMBtu | FALSE | L | Annual | Seasons Included | Seasons | Winter, Spring, Summer, Fall | Winter, Spring, Summer, Fall | Winter, Spring, Summer, Fall | Winter, Spring, Summer, Fall | Winter, Spring, Summer, Fall | Winter, Spring, Summer, Fall | Winter, Spring, Summer, Fall
NY New Units MER Rate Limit v3.1 | 874 | 7350 | MACT Fuel Choice Floor in lbs/MMBtu | FALSE | L | Annual | Emission Floor | lbs/MMBtu | 6e-07 | 6e-07 | 6e-07 | 6e-07 | 6e-07 | 6e-07 | 6e-07
NY New Units MER Rate Limit v3.1 | 874 | 7350 | MACT Fuel Choice Floor in lbs/MMBtu | FALSE | L | Annual | Emissions at Affected Plants MER | lbs | 0 | 0 | 0 | 0 | 0 | 0 | 0
NY New Units MER Rate Limit v3.1 | 874 | 7350 | MACT Fuel Choice Floor in lbs/MMBtu | FALSE | L | Annual | Allowances Purchased MER | lbs | 0 | 0 | 0 | 0 | 0 | 0 | 0
NY New Units MER Rate Limit v3.1 | 874 | 7350 | MACT Fuel Choice Floor in lbs/MMBtu | FALSE | L | Annual | Allowances Sold MER | lbs | 0 | 0 | 0 | 0 | 0 | 0 | 0
NY New Units MER Rate Limit v3.1 | 874 | 7350 | MACT Fuel Choice Floor in lbs/MMBtu | FALSE | L | Annual | Allowances Banked | lbs | 0 | 0 | 0 | 0 | 0 | 0 | 0
NY New Units MER Rate Limit v3.1 | 874 | 7350 | MACT Fuel Choice Floor in lbs/MMBtu | FALSE | L | Annual | Allowances Withdrawn (1:1) | lbs | 0 | 0 | 0 | 0 | 0 | 0 | 0
NY New Units MER Rate Limit v3.1 | 874 | 7350 | MACT Fuel Choice Floor in lbs/MMBtu | FALSE | L | Annual | Allowances Withdrawn (n:1) | lbs | 0 | 0 | 0 | 0 | 0 | 0 | 0
NY New Units MER Rate Limit v3.1 | 874 | 7350 | MACT Fuel Choice Floor in lbs/MMBtu | FALSE | L | Annual | Net Emissions Allowance Position | lbs | 0 | 0 | 0 | 0 | 0 | 0 | 0
NY New Units MER Rate Limit v3.1 | 874 | 7350 | MACT Fuel Choice Floor in lbs/MMBtu | FALSE | L | Annual | Fuel Consumed | TBtu | 0 | 0 | 0 | 0 | 0 | 0 | 0
NY New Units MER Rate Limit v3.1 | 874 | 7350 | MACT Fuel Choice Floor in lbs/MMBtu | FALSE | L | Annual | Rate | lb/MMBtu | 0 | 0 | 0 | 0 | 0 | 0 | 0
NY New Units MER Rate Limit v3.1 | 874 | 7350 | MACT Fuel Choice Floor in lbs/MMBtu | FALSE | L | Annual | Generation | TWh | 0 | 0 | 0 | 0 | 0 | 0 | 0
NY New Units MER Rate Limit v3.1 | 874 | 7350 | MACT Fuel Choice Floor in lbs/MMBtu | FALSE | L | Annual | Qualifying Generation | TWh | 0 | 0 | 0 | 0 | 0 | 0 | 0
NY New Units MER Rate Limit v3.1 | 874 | 7350 | MACT Fuel Choice Floor in lbs/MMBtu | FALSE | L | Annual | Constraint Shadow Price | US2022$/Lb | 0 | 0 | 0 | 0 | 0 | 0 | 0
NY New Units MER Rate Limit v3.1 | 875 | 7350 | MACT Fuel Choice Floor in lbs/MMBtu | FALSE | L | Annual | Seasons Included | Seasons | Winter, Spring, Summer, Fall | Winter, Spring, Summer, Fall | Winter, Spring, Summer, Fall | Winter, Spring, Summer, Fall | Winter, Spring, Summer, Fall | Winter, Spring, Summer, Fall | Winter, Spring, Summer, Fall
NY New Units MER Rate Limit v3.1 | 875 | 7350 | MACT Fuel Choice Floor in lbs/MMBtu | FALSE | L | Annual | Emission Floor | lbs/MMBtu | 6e-07 | 6e-07 | 6e-07 | 6e-07 | 6e-07 | 6e-07 | 6e-07
NY New Units MER Rate Limit v3.1 | 875 | 7350 | MACT Fuel Choice Floor in lbs/MMBtu | FALSE | L | Annual | Emissions at Affected Plants MER | lbs | 0 | 0 | 0 | 0 | 0 | 0 | 0
NY New Units MER Rate Limit v3.1 | 875 | 7350 | MACT Fuel Choice Floor in lbs/MMBtu | FALSE | L | Annual | Allowances Purchased MER | lbs | 0 | 0 | 0 | 0 | 0 | 0 | 0
NY New Units MER Rate Limit v3.1 | 875 | 7350 | MACT Fuel Choice Floor in lbs/MMBtu | FALSE | L | Annual | Allowances Sold MER | lbs | 0 | 0 | 0 | 0 | 0 | 0 | 0
NY New Units MER Rate Limit v3.1 | 875 | 7350 | MACT Fuel Choice Floor in lbs/MMBtu | FALSE | L | Annual | Allowances Banked | lbs | 0 | 0 | 0 | 0 | 0 | 0 | 0
NY New Units MER Rate Limit v3.1 | 875 | 7350 | MACT Fuel Choice Floor in lbs/MMBtu | FALSE | L | Annual | Allowances Withdrawn (1:1) | lbs | 0 | 0 | 0 | 0 | 0 | 0 | 0
NY New Units MER Rate Limit v3.1 | 875 | 7350 | MACT Fuel Choice Floor in lbs/MMBtu | FALSE | L | Annual | Allowances Withdrawn (n:1) | lbs | 0 | 0 | 0 | 0 | 0 | 0 | 0
NY New Units MER Rate Limit v3.1 | 875 | 7350 | MACT Fuel Choice Floor in lbs/MMBtu | FALSE | L | Annual | Net Emissions Allowance Position | lbs | 0 | 0 | 0 | 0 | 0 | 0 | 0
NY New Units MER Rate Limit v3.1 | 875 | 7350 | MACT Fuel Choice Floor in lbs/MMBtu | FALSE | L | Annual | Fuel Consumed | TBtu | 0 | 0 | 0 | 0 | 0 | 0 | 0
NY New Units MER Rate Limit v3.1 | 875 | 7350 | MACT Fuel Choice Floor in lbs/MMBtu | FALSE | L | Annual | Rate | lb/MMBtu | 0 | 0 | 0 | 0 | 0 | 0 | 0
NY New Units MER Rate Limit v3.1 | 875 | 7350 | MACT Fuel Choice Floor in lbs/MMBtu | FALSE | L | Annual | Generation | TWh | 0 | 0 | 0 | 0 | 0 | 0 | 0
NY New Units MER Rate Limit v3.1 | 875 | 7350 | MACT Fuel Choice Floor in lbs/MMBtu | FALSE | L | Annual | Qualifying Generation | TWh | 0 | 0 | 0 | 0 | 0 | 0 | 0
NY New Units MER Rate Limit v3.1 | 875 | 7350 | MACT Fuel Choice Floor in lbs/MMBtu | FALSE | L | Annual | Constraint Shadow Price | US2022$/Lb | 0 | 0 | 0 | 0 | 0 | 0 | 0
NY New Units MER Rate Limit v3.1 | 876 | 7350 | MACT Fuel Choice Floor in lbs/MMBtu | FALSE | L | Annual | Seasons Included | Seasons | Winter, Spring, Summer, Fall | Winter, Spring, Summer, Fall | Winter, Spring, Summer, Fall | Winter, Spring, Summer, Fall | Winter, Spring, Summer, Fall | Winter, Spring, Summer, Fall | Winter, Spring, Summer, Fall
NY New Units MER Rate Limit v3.1 | 876 | 7350 | MACT Fuel Choice Floor in lbs/MMBtu | FALSE | L | Annual | Emission Floor | lbs/MMBtu | 6e-07 | 6e-07 | 6e-07 | 6e-07 | 6e-07 | 6e-07 | 6e-07
NY New Units MER Rate Limit v3.1 | 876 | 7350 | MACT Fuel Choice Floor in lbs/MMBtu | FALSE | L | Annual | Emissions at Affected Plants MER | lbs | 0 | 0 | 0 | 0 | 0 | 0 | 0
NY New Units MER Rate Limit v3.1 | 876 | 7350 | MACT Fuel Choice Floor in lbs/MMBtu | FALSE | L | Annual | Allowances Purchased MER | lbs | 0 | 0 | 0 | 0 | 0 | 0 | 0
NY New Units MER Rate Limit v3.1 | 876 | 7350 | MACT Fuel Choice Floor in lbs/MMBtu | FALSE | L | Annual | Allowances Sold MER | lbs | 0 | 0 | 0 | 0 | 0 | 0 | 0
NY New Units MER Rate Limit v3.1 | 876 | 7350 | MACT Fuel Choice Floor in lbs/MMBtu | FALSE | L | Annual | Allowances Banked | lbs | 0 | 0 | 0 | 0 | 0 | 0 | 0
NY New Units MER Rate Limit v3.1 | 876 | 7350 | MACT Fuel Choice Floor in lbs/MMBtu | FALSE | L | Annual | Allowances Withdrawn (1:1) | lbs | 0 | 0 | 0 | 0 | 0 | 0 | 0
NY New Units MER Rate Limit v3.1 | 876 | 7350 | MACT Fuel Choice Floor in lbs/MMBtu | FALSE | L | Annual | Allowances Withdrawn (n:1) | lbs | 0 | 0 | 0 | 0 | 0 | 0 | 0
NY New Units MER Rate Limit v3.1 | 876 | 7350 | MACT Fuel Choice Floor in lbs/MMBtu | FALSE | L | Annual | Net Emissions Allowance Position | lbs | 0 | 0 | 0 | 0 | 0 | 0 | 0
NY New Units MER Rate Limit v3.1 | 876 | 7350 | MACT Fuel Choice Floor in lbs/MMBtu | FALSE | L | Annual | Fuel Consumed | TBtu | 0 | 0 | 0 | 0 | 0 | 0 | 0
NY New Units MER Rate Limit v3.1 | 876 | 7350 | MACT Fuel Choice Floor in lbs/MMBtu | FALSE | L | Annual | Rate | lb/MMBtu | 0 | 0 | 0 | 0 | 0 | 0 | 0
NY New Units MER Rate Limit v3.1 | 876 | 7350 | MACT Fuel Choice Floor in lbs/MMBtu | FALSE | L | Annual | Generation | TWh | 0 | 0 | 0 | 0 | 0 | 0 | 0
NY New Units MER Rate Limit v3.1 | 876 | 7350 | MACT Fuel Choice Floor in lbs/MMBtu | FALSE | L | Annual | Qualifying Generation | TWh | 0 | 0 | 0 | 0 | 0 | 0 | 0
NY New Units MER Rate Limit v3.1 | 876 | 7350 | MACT Fuel Choice Floor in lbs/MMBtu | FALSE | L | Annual | Constraint Shadow Price | US2022$/Lb | 0 | 0 | 0 | 0 | 0 | 0 | 0
NY New Units MER Rate Limit v3.1 | 877 | 7350 | MACT Fuel Choice Floor in lbs/MMBtu | FALSE | L | Annual | Seasons Included | Seasons | Winter, Spring, Summer, Fall | Winter, Spring, Summer, Fall | Winter, Spring, Summer, Fall | Winter, Spring, Summer, Fall | Winter, Spring, Summer, Fall | Winter, Spring, Summer, Fall | Winter, Spring, Summer, Fall
NY New Units MER Rate Limit v3.1 | 877 | 7350 | MACT Fuel Choice Floor in lbs/MMBtu | FALSE | L | Annual | Emission Floor | lbs/MMBtu | 6e-07 | 6e-07 | 6e-07 | 6e-07 | 6e-07 | 6e-07 | 6e-07
NY New Units MER Rate Limit v3.1 | 877 | 7350 | MACT Fuel Choice Floor in lbs/MMBtu | FALSE | L | Annual | Emissions at Affected Plants MER | lbs | 0 | 0 | 0 | 0 | 0 | 0 | 0
NY New Units MER Rate Limit v3.1 | 877 | 7350 | MACT Fuel Choice Floor in lbs/MMBtu | FALSE | L | Annual | Allowances Purchased MER | lbs | 0 | 0 | 0 | 0 | 0 | 0 | 0
NY New Units MER Rate Limit v3.1 | 877 | 7350 | MACT Fuel Choice Floor in lbs/MMBtu | FALSE | L | Annual | Allowances Sold MER | lbs | 0 | 0 | 0 | 0 | 0 | 0 | 0
NY New Units MER Rate Limit v3.1 | 877 | 7350 | MACT Fuel Choice Floor in lbs/MMBtu | FALSE | L | Annual | Allowances Banked | lbs | 0 | 0 | 0 | 0 | 0 | 0 | 0
NY New Units MER Rate Limit v3.1 | 877 | 7350 | MACT Fuel Choice Floor in lbs/MMBtu | FALSE | L | Annual | Allowances Withdrawn (1:1) | lbs | 0 | 0 | 0 | 0 | 0 | 0 | 0
NY New Units MER Rate Limit v3.1 | 877 | 7350 | MACT Fuel Choice Floor in lbs/MMBtu | FALSE | L | Annual | Allowances Withdrawn (n:1) | lbs | 0 | 0 | 0 | 0 | 0 | 0 | 0
NY New Units MER Rate Limit v3.1 | 877 | 7350 | MACT Fuel Choice Floor in lbs/MMBtu | FALSE | L | Annual | Net Emissions Allowance Position | lbs | 0 | 0 | 0 | 0 | 0 | 0 | 0
NY New Units MER Rate Limit v3.1 | 877 | 7350 | MACT Fuel Choice Floor in lbs/MMBtu | FALSE | L | Annual | Fuel Consumed | TBtu | 0 | 0 | 0 | 0 | 0 | 0 | 0
NY New Units MER Rate Limit v3.1 | 877 | 7350 | MACT Fuel Choice Floor in lbs/MMBtu | FALSE | L | Annual | Rate | lb/MMBtu | 0 | 0 | 0 | 0 | 0 | 0 | 0
NY New Units MER Rate Limit v3.1 | 877 | 7350 | MACT Fuel Choice Floor in lbs/MMBtu | FALSE | L | Annual | Generation | TWh | 0 | 0 | 0 | 0 | 0 | 0 | 0
NY New Units MER Rate Limit v3.1 | 877 | 7350 | MACT Fuel Choice Floor in lbs/MMBtu | FALSE | L | Annual | Qualifying Generation | TWh | 0 | 0 | 0 | 0 | 0 | 0 | 0
NY New Units MER Rate Limit v3.1 | 877 | 7350 | MACT Fuel Choice Floor in lbs/MMBtu | FALSE | L | Annual | Constraint Shadow Price | US2022$/Lb | 0 | 0 | 0 | 0 | 0 | 0 | 0
NY New Units MER Rate Limit v3.1 | 878 | 7350 | MACT Fuel Choice Floor in lbs/MMBtu | FALSE | L | Annual | Seasons Included | Seasons | Winter, Spring, Summer, Fall | Winter, Spring, Summer, Fall | Winter, Spring, Summer, Fall | Winter, Spring, Summer, Fall | Winter, Spring, Summer, Fall | Winter, Spring, Summer, Fall | Winter, Spring, Summer, Fall
NY New Units MER Rate Limit v3.1 | 878 | 7350 | MACT Fuel Choice Floor in lbs/MMBtu | FALSE | L | Annual | Emission Floor | lbs/MMBtu | 6e-07 | 6e-07 | 6e-07 | 6e-07 | 6e-07 | 6e-07 | 6e-07
NY New Units MER Rate Limit v3.1 | 878 | 7350 | MACT Fuel Choice Floor in lbs/MMBtu | FALSE | L | Annual | Emissions at Affected Plants MER | lbs | 0 | 0 | 0 | 0 | 0 | 0 | 0
NY New Units MER Rate Limit v3.1 | 878 | 7350 | MACT Fuel Choice Floor in lbs/MMBtu | FALSE | L | Annual | Allowances Purchased MER | lbs | 0 | 0 | 0 | 0 | 0 | 0 | 0
NY New Units MER Rate Limit v3.1 | 878 | 7350 | MACT Fuel Choice Floor in lbs/MMBtu | FALSE | L | Annual | Allowances Sold MER | lbs | 0 | 0 | 0 | 0 | 0 | 0 | 0
NY New Units MER Rate Limit v3.1 | 878 | 7350 | MACT Fuel Choice Floor in lbs/MMBtu | FALSE | L | Annual | Allowances Banked | lbs | 0 | 0 | 0 | 0 | 0 | 0 | 0
NY New Units MER Rate Limit v3.1 | 878 | 7350 | MACT Fuel Choice Floor in lbs/MMBtu | FALSE | L | Annual | Allowances Withdrawn (1:1) | lbs | 0 | 0 | 0 | 0 | 0 | 0 | 0
NY New Units MER Rate Limit v3.1 | 878 | 7350 | MACT Fuel Choice Floor in lbs/MMBtu | FALSE | L | Annual | Allowances Withdrawn (n:1) | lbs | 0 | 0 | 0 | 0 | 0 | 0 | 0
NY New Units MER Rate Limit v3.1 | 878 | 7350 | MACT Fuel Choice Floor in lbs/MMBtu | FALSE | L | Annual | Net Emissions Allowance Position | lbs | 0 | 0 | 0 | 0 | 0 | 0 | 0
NY New Units MER Rate Limit v3.1 | 878 | 7350 | MACT Fuel Choice Floor in lbs/MMBtu | FALSE | L | Annual | Fuel Consumed | TBtu | 0 | 0 | 0 | 0 | 0 | 0 | 0
NY New Units MER Rate Limit v3.1 | 878 | 7350 | MACT Fuel Choice Floor in lbs/MMBtu | FALSE | L | Annual | Rate | lb/MMBtu | 0 | 0 | 0 | 0 | 0 | 0 | 0
NY New Units MER Rate Limit v3.1 | 878 | 7350 | MACT Fuel Choice Floor in lbs/MMBtu | FALSE | L | Annual | Generation | TWh | 0 | 0 | 0 | 0 | 0 | 0 | 0
NY New Units MER Rate Limit v3.1 | 878 | 7350 | MACT Fuel Choice Floor in lbs/MMBtu | FALSE | L | Annual | Qualifying Generation | TWh | 0 | 0 | 0 | 0 | 0 | 0 | 0
NY New Units MER Rate Limit v3.1 | 878 | 7350 | MACT Fuel Choice Floor in lbs/MMBtu | FALSE | L | Annual | Constraint Shadow Price | US2022$/Lb | 0 | 0 | 0 | 0 | 0 | 0 | 0
NY New Units MER Rate Limit v3.1 | 879 | 7350 | MACT Fuel Choice Floor in lbs/MMBtu | FALSE | L | Annual | Seasons Included | Seasons | Winter, Spring, Summer, Fall | Winter, Spring, Summer, Fall | Winter, Spring, Summer, Fall | Winter, Spring, Summer, Fall | Winter, Spring, Summer, Fall | Winter, Spring, Summer, Fall | Winter, Spring, Summer, Fall
NY New Units MER Rate Limit v3.1 | 879 | 7350 | MACT Fuel Choice Floor in lbs/MMBtu | FALSE | L | Annual | Emission Floor | lbs/MMBtu | 6e-07 | 6e-07 | 6e-07 | 6e-07 | 6e-07 | 6e-07 | 6e-07
NY New Units MER Rate Limit v3.1 | 879 | 7350 | MACT Fuel Choice Floor in lbs/MMBtu | FALSE | L | Annual | Emissions at Affected Plants MER | lbs | 0 | 0 | 0 | 0 | 0 | 0 | 0
NY New Units MER Rate Limit v3.1 | 879 | 7350 | MACT Fuel Choice Floor in lbs/MMBtu | FALSE | L | Annual | Allowances Purchased MER | lbs | 0 | 0 | 0 | 0 | 0 | 0 | 0
NY New Units MER Rate Limit v3.1 | 879 | 7350 | MACT Fuel Choice Floor in lbs/MMBtu | FALSE | L | Annual | Allowances Sold MER | lbs | 0 | 0 | 0 | 0 | 0 | 0 | 0
NY New Units MER Rate Limit v3.1 | 879 | 7350 | MACT Fuel Choice Floor in lbs/MMBtu | FALSE | L | Annual | Allowances Banked | lbs | 0 | 0 | 0 | 0 | 0 | 0 | 0
NY New Units MER Rate Limit v3.1 | 879 | 7350 | MACT Fuel Choice Floor in lbs/MMBtu | FALSE | L | Annual | Allowances Withdrawn (1:1) | lbs | 0 | 0 | 0 | 0 | 0 | 0 | 0
NY New Units MER Rate Limit v3.1 | 879 | 7350 | MACT Fuel Choice Floor in lbs/MMBtu | FALSE | L | Annual | Allowances Withdrawn (n:1) | lbs | 0 | 0 | 0 | 0 | 0 | 0 | 0
NY New Units MER Rate Limit v3.1 | 879 | 7350 | MACT Fuel Choice Floor in lbs/MMBtu | FALSE | L | Annual | Net Emissions Allowance Position | lbs | 0 | 0 | 0 | 0 | 0 | 0 | 0
NY New Units MER Rate Limit v3.1 | 879 | 7350 | MACT Fuel Choice Floor in lbs/MMBtu | FALSE | L | Annual | Fuel Consumed | TBtu | 0 | 0 | 0 | 0 | 0 | 0 | 0
NY New Units MER Rate Limit v3.1 | 879 | 7350 | MACT Fuel Choice Floor in lbs/MMBtu | FALSE | L | Annual | Rate | lb/MMBtu | 0 | 0 | 0 | 0 | 0 | 0 | 0
NY New Units MER Rate Limit v3.1 | 879 | 7350 | MACT Fuel Choice Floor in lbs/MMBtu | FALSE | L | Annual | Generation | TWh | 0 | 0 | 0 | 0 | 0 | 0 | 0
NY New Units MER Rate Limit v3.1 | 879 | 7350 | MACT Fuel Choice Floor in lbs/MMBtu | FALSE | L | Annual | Qualifying Generation | TWh | 0 | 0 | 0 | 0 | 0 | 0 | 0
NY New Units MER Rate Limit v3.1 | 879 | 7350 | MACT Fuel Choice Floor in lbs/MMBtu | FALSE | L | Annual | Constraint Shadow Price | US2022$/Lb | 0 | 0 | 0 | 0 | 0 | 0 | 0
NY New Units MER Rate Limit v3.1 | 880 | 7350 | MACT Fuel Choice Floor in lbs/MMBtu | FALSE | L | Annual | Seasons Included | Seasons | Winter, Spring, Summer, Fall | Winter, Spring, Summer, Fall | Winter, Spring, Summer, Fall | Winter, Spring, Summer, Fall | Winter, Spring, Summer, Fall | Winter, Spring, Summer, Fall | Winter, Spring, Summer, Fall
NY New Units MER Rate Limit v3.1 | 880 | 7350 | MACT Fuel Choice Floor in lbs/MMBtu | FALSE | L | Annual | Emission Floor | lbs/MMBtu | 6e-07 | 6e-07 | 6e-07 | 6e-07 | 6e-07 | 6e-07 | 6e-07
NY New Units MER Rate Limit v3.1 | 880 | 7350 | MACT Fuel Choice Floor in lbs/MMBtu | FALSE | L | Annual | Emissions at Affected Plants MER | lbs | 0 | 0 | 0 | 0 | 0 | 0 | 0
NY New Units MER Rate Limit v3.1 | 880 | 7350 | MACT Fuel Choice Floor in lbs/MMBtu | FALSE | L | Annual | Allowances Purchased MER | lbs | 0 | 0 | 0 | 0 | 0 | 0 | 0
NY New Units MER Rate Limit v3.1 | 880 | 7350 | MACT Fuel Choice Floor in lbs/MMBtu | FALSE | L | Annual | Allowances Sold MER | lbs | 0 | 0 | 0 | 0 | 0 | 0 | 0
NY New Units MER Rate Limit v3.1 | 880 | 7350 | MACT Fuel Choice Floor in lbs/MMBtu | FALSE | L | Annual | Allowances Banked | lbs | 0 | 0 | 0 | 0 | 0 | 0 | 0
NY New Units MER Rate Limit v3.1 | 880 | 7350 | MACT Fuel Choice Floor in lbs/MMBtu | FALSE | L | Annual | Allowances Withdrawn (1:1) | lbs | 0 | 0 | 0 | 0 | 0 | 0 | 0
NY New Units MER Rate Limit v3.1 | 880 | 7350 | MACT Fuel Choice Floor in lbs/MMBtu | FALSE | L | Annual | Allowances Withdrawn (n:1) | lbs | 0 | 0 | 0 | 0 | 0 | 0 | 0
NY New Units MER Rate Limit v3.1 | 880 | 7350 | MACT Fuel Choice Floor in lbs/MMBtu | FALSE | L | Annual | Net Emissions Allowance Position | lbs | 0 | 0 | 0 | 0 | 0 | 0 | 0
NY New Units MER Rate Limit v3.1 | 880 | 7350 | MACT Fuel Choice Floor in lbs/MMBtu | FALSE | L | Annual | Fuel Consumed | TBtu | 0 | 0 | 0 | 0 | 0 | 0 | 0
NY New Units MER Rate Limit v3.1 | 880 | 7350 | MACT Fuel Choice Floor in lbs/MMBtu | FALSE | L | Annual | Rate | lb/MMBtu | 0 | 0 | 0 | 0 | 0 | 0 | 0
NY New Units MER Rate Limit v3.1 | 880 | 7350 | MACT Fuel Choice Floor in lbs/MMBtu | FALSE | L | Annual | Generation | TWh | 0 | 0 | 0 | 0 | 0 | 0 | 0
NY New Units MER Rate Limit v3.1 | 880 | 7350 | MACT Fuel Choice Floor in lbs/MMBtu | FALSE | L | Annual | Qualifying Generation | TWh | 0 | 0 | 0 | 0 | 0 | 0 | 0
NY New Units MER Rate Limit v3.1 | 880 | 7350 | MACT Fuel Choice Floor in lbs/MMBtu | FALSE | L | Annual | Constraint Shadow Price | US2022$/Lb | 0 | 0 | 0 | 0 | 0 | 0 | 0
NY New Units MER Rate Limit v3.1 | 881 | 7350 | MACT Fuel Choice Floor in lbs/MMBtu | FALSE | L | Annual | Seasons Included | Seasons | Winter, Spring, Summer, Fall | Winter, Spring, Summer, Fall | Winter, Spring, Summer, Fall | Winter, Spring, Summer, Fall | Winter, Spring, Summer, Fall | Winter, Spring, Summer, Fall | Winter, Spring, Summer, Fall
NY New Units MER Rate Limit v3.1 | 881 | 7350 | MACT Fuel Choice Floor in lbs/MMBtu | FALSE | L | Annual | Emission Floor | lbs/MMBtu | 6e-07 | 6e-07 | 6e-07 | 6e-07 | 6e-07 | 6e-07 | 6e-07
NY New Units MER Rate Limit v3.1 | 881 | 7350 | MACT Fuel Choice Floor in lbs/MMBtu | FALSE | L | Annual | Emissions at Affected Plants MER | lbs | 0 | 0 | 0 | 0 | 0 | 0 | 0
NY New Units MER Rate Limit v3.1 | 881 | 7350 | MACT Fuel Choice Floor in lbs/MMBtu | FALSE | L | Annual | Allowances Purchased MER | lbs | 0 | 0 | 0 | 0 | 0 | 0 | 0
NY New Units MER Rate Limit v3.1 | 881 | 7350 | MACT Fuel Choice Floor in lbs/MMBtu | FALSE | L | Annual | Allowances Sold MER | lbs | 0 | 0 | 0 | 0 | 0 | 0 | 0
NY New Units MER Rate Limit v3.1 | 881 | 7350 | MACT Fuel Choice Floor in lbs/MMBtu | FALSE | L | Annual | Allowances Banked | lbs | 0 | 0 | 0 | 0 | 0 | 0 | 0
NY New Units MER Rate Limit v3.1 | 881 | 7350 | MACT Fuel Choice Floor in lbs/MMBtu | FALSE | L | Annual | Allowances Withdrawn (1:1) | lbs | 0 | 0 | 0 | 0 | 0 | 0 | 0
NY New Units MER Rate Limit v3.1 | 881 | 7350 | MACT Fuel Choice Floor in lbs/MMBtu | FALSE | L | Annual | Allowances Withdrawn (n:1) | lbs | 0 | 0 | 0 | 0 | 0 | 0 | 0
NY New Units MER Rate Limit v3.1 | 881 | 7350 | MACT Fuel Choice Floor in lbs/MMBtu | FALSE | L | Annual | Net Emissions Allowance Position | lbs | 0 | 0 | 0 | 0 | 0 | 0 | 0
NY New Units MER Rate Limit v3.1 | 881 | 7350 | MACT Fuel Choice Floor in lbs/MMBtu | FALSE | L | Annual | Fuel Consumed | TBtu | 0 | 0 | 0 | 0 | 0 | 0 | 0
NY New Units MER Rate Limit v3.1 | 881 | 7350 | MACT Fuel Choice Floor in lbs/MMBtu | FALSE | L | Annual | Rate | lb/MMBtu | 0 | 0 | 0 | 0 | 0 | 0 | 0
NY New Units MER Rate Limit v3.1 | 881 | 7350 | MACT Fuel Choice Floor in lbs/MMBtu | FALSE | L | Annual | Generation | TWh | 0 | 0 | 0 | 0 | 0 | 0 | 0
NY New Units MER Rate Limit v3.1 | 881 | 7350 | MACT Fuel Choice Floor in lbs/MMBtu | FALSE | L | Annual | Qualifying Generation | TWh | 0 | 0 | 0 | 0 | 0 | 0 | 0
NY New Units MER Rate Limit v3.1 | 881 | 7350 | MACT Fuel Choice Floor in lbs/MMBtu | FALSE | L | Annual | Constraint Shadow Price | US2022$/Lb | 0 | 0 | 0 | 0 | 0 | 0 | 0
NY New Units MER Rate Limit v3.1 | 882 | 7350 | MACT Fuel Choice Floor in lbs/MMBtu | FALSE | L | Annual | Seasons Included | Seasons | Winter, Spring, Summer, Fall | Winter, Spring, Summer, Fall | Winter, Spring, Summer, Fall | Winter, Spring, Summer, Fall | Winter, Spring, Summer, Fall | Winter, Spring, Summer, Fall | Winter, Spring, Summer, Fall
NY New Units MER Rate Limit v3.1 | 882 | 7350 | MACT Fuel Choice Floor in lbs/MMBtu | FALSE | L | Annual | Emission Floor | lbs/MMBtu | 6e-07 | 6e-07 | 6e-07 | 6e-07 | 6e-07 | 6e-07 | 6e-07
NY New Units MER Rate Limit v3.1 | 882 | 7350 | MACT Fuel Choice Floor in lbs/MMBtu | FALSE | L | Annual | Emissions at Affected Plants MER | lbs | 0 | 0 | 0 | 0 | 0 | 0 | 0
NY New Units MER Rate Limit v3.1 | 882 | 7350 | MACT Fuel Choice Floor in lbs/MMBtu | FALSE | L | Annual | Allowances Purchased MER | lbs | 0 | 0 | 0 | 0 | 0 | 0 | 0
NY New Units MER Rate Limit v3.1 | 882 | 7350 | MACT Fuel Choice Floor in lbs/MMBtu | FALSE | L | Annual | Allowances Sold MER | lbs | 0 | 0 | 0 | 0 | 0 | 0 | 0
NY New Units MER Rate Limit v3.1 | 882 | 7350 | MACT Fuel Choice Floor in lbs/MMBtu | FALSE | L | Annual | Allowances Banked | lbs | 0 | 0 | 0 | 0 | 0 | 0 | 0
NY New Units MER Rate Limit v3.1 | 882 | 7350 | MACT Fuel Choice Floor in lbs/MMBtu | FALSE | L | Annual | Allowances Withdrawn (1:1) | lbs | 0 | 0 | 0 | 0 | 0 | 0 | 0
NY New Units MER Rate Limit v3.1 | 882 | 7350 | MACT Fuel Choice Floor in lbs/MMBtu | FALSE | L | Annual | Allowances Withdrawn (n:1) | lbs | 0 | 0 | 0 | 0 | 0 | 0 | 0
NY New Units MER Rate Limit v3.1 | 882 | 7350 | MACT Fuel Choice Floor in lbs/MMBtu | FALSE | L | Annual | Net Emissions Allowance Position | lbs | 0 | 0 | 0 | 0 | 0 | 0 | 0
NY New Units MER Rate Limit v3.1 | 882 | 7350 | MACT Fuel Choice Floor in lbs/MMBtu | FALSE | L | Annual | Fuel Consumed | TBtu | 0 | 0 | 0 | 0 | 0 | 0 | 0
NY New Units MER Rate Limit v3.1 | 882 | 7350 | MACT Fuel Choice Floor in lbs/MMBtu | FALSE | L | Annual | Rate | lb/MMBtu | 0 | 0 | 0 | 0 | 0 | 0 | 0
NY New Units MER Rate Limit v3.1 | 882 | 7350 | MACT Fuel Choice Floor in lbs/MMBtu | FALSE | L | Annual | Generation | TWh | 0 | 0 | 0 | 0 | 0 | 0 | 0
NY New Units MER Rate Limit v3.1 | 882 | 7350 | MACT Fuel Choice Floor in lbs/MMBtu | FALSE | L | Annual | Qualifying Generation | TWh | 0 | 0 | 0 | 0 | 0 | 0 | 0
NY New Units MER Rate Limit v3.1 | 882 | 7350 | MACT Fuel Choice Floor in lbs/MMBtu | FALSE | L | Annual | Constraint Shadow Price | US2022$/Lb | 0 | 0 | 0 | 0 | 0 | 0 | 0
NY New Units MER Rate Limit v3.1 | 883 | 7350 | MACT Fuel Choice Floor in lbs/MMBtu | FALSE | L | Annual | Seasons Included | Seasons | Winter, Spring, Summer, Fall | Winter, Spring, Summer, Fall | Winter, Spring, Summer, Fall | Winter, Spring, Summer, Fall | Winter, Spring, Summer, Fall | Winter, Spring, Summer, Fall | Winter, Spring, Summer, Fall
NY New Units MER Rate Limit v3.1 | 883 | 7350 | MACT Fuel Choice Floor in lbs/MMBtu | FALSE | L | Annual | Emission Floor | lbs/MMBtu | 6e-07 | 6e-07 | 6e-07 | 6e-07 | 6e-07 | 6e-07 | 6e-07
NY New Units MER Rate Limit v3.1 | 883 | 7350 | MACT Fuel Choice Floor in lbs/MMBtu | FALSE | L | Annual | Emissions at Affected Plants MER | lbs | 0 | 0 | 0 | 0 | 0 | 0 | 0
NY New Units MER Rate Limit v3.1 | 883 | 7350 | MACT Fuel Choice Floor in lbs/MMBtu | FALSE | L | Annual | Allowances Purchased MER | lbs | 0 | 0 | 0 | 0 | 0 | 0 | 0
NY New Units MER Rate Limit v3.1 | 883 | 7350 | MACT Fuel Choice Floor in lbs/MMBtu | FALSE | L | Annual | Allowances Sold MER | lbs | 0 | 0 | 0 | 0 | 0 | 0 | 0
NY New Units MER Rate Limit v3.1 | 883 | 7350 | MACT Fuel Choice Floor in lbs/MMBtu | FALSE | L | Annual | Allowances Banked | lbs | 0 | 0 | 0 | 0 | 0 | 0 | 0
NY New Units MER Rate Limit v3.1 | 883 | 7350 | MACT Fuel Choice Floor in lbs/MMBtu | FALSE | L | Annual | Allowances Withdrawn (1:1) | lbs | 0 | 0 | 0 | 0 | 0 | 0 | 0
NY New Units MER Rate Limit v3.1 | 883 | 7350 | MACT Fuel Choice Floor in lbs/MMBtu | FALSE | L | Annual | Allowances Withdrawn (n:1) | lbs | 0 | 0 | 0 | 0 | 0 | 0 | 0
NY New Units MER Rate Limit v3.1 | 883 | 7350 | MACT Fuel Choice Floor in lbs/MMBtu | FALSE | L | Annual | Net Emissions Allowance Position | lbs | 0 | 0 | 0 | 0 | 0 | 0 | 0
NY New Units MER Rate Limit v3.1 | 883 | 7350 | MACT Fuel Choice Floor in lbs/MMBtu | FALSE | L | Annual | Fuel Consumed | TBtu | 0 | 0 | 0 | 0 | 0 | 0 | 0
NY New Units MER Rate Limit v3.1 | 883 | 7350 | MACT Fuel Choice Floor in lbs/MMBtu | FALSE | L | Annual | Rate | lb/MMBtu | 0 | 0 | 0 | 0 | 0 | 0 | 0
NY New Units MER Rate Limit v3.1 | 883 | 7350 | MACT Fuel Choice Floor in lbs/MMBtu | FALSE | L | Annual | Generation | TWh | 0 | 0 | 0 | 0 | 0 | 0 | 0
NY New Units MER Rate Limit v3.1 | 883 | 7350 | MACT Fuel Choice Floor in lbs/MMBtu | FALSE | L | Annual | Qualifying Generation | TWh | 0 | 0 | 0 | 0 | 0 | 0 | 0
NY New Units MER Rate Limit v3.1 | 883 | 7350 | MACT Fuel Choice Floor in lbs/MMBtu | FALSE | L | Annual | Constraint Shadow Price | US2022$/Lb | 0 | 0 | 0 | 0 | 0 | 0 | 0
NY New Units MER Rate Limit v3.1 | 884 | 7350 | MACT Fuel Choice Floor in lbs/MMBtu | FALSE | L | Annual | Seasons Included | Seasons | Winter, Spring, Summer, Fall | Winter, Spring, Summer, Fall | Winter, Spring, Summer, Fall | Winter, Spring, Summer, Fall | Winter, Spring, Summer, Fall | Winter, Spring, Summer, Fall | Winter, Spring, Summer, Fall
NY New Units MER Rate Limit v3.1 | 884 | 7350 | MACT Fuel Choice Floor in lbs/MMBtu | FALSE | L | Annual | Emission Floor | lbs/MMBtu | 6e-07 | 6e-07 | 6e-07 | 6e-07 | 6e-07 | 6e-07 | 6e-07
NY New Units MER Rate Limit v3.1 | 884 | 7350 | MACT Fuel Choice Floor in lbs/MMBtu | FALSE | L | Annual | Emissions at Affected Plants MER | lbs | 0 | 0 | 0 | 0 | 0 | 0 | 0
NY New Units MER Rate Limit v3.1 | 884 | 7350 | MACT Fuel Choice Floor in lbs/MMBtu | FALSE | L | Annual | Allowances Purchased MER | lbs | 0 | 0 | 0 | 0 | 0 | 0 | 0
NY New Units MER Rate Limit v3.1 | 884 | 7350 | MACT Fuel Choice Floor in lbs/MMBtu | FALSE | L | Annual | Allowances Sold MER | lbs | 0 | 0 | 0 | 0 | 0 | 0 | 0
NY New Units MER Rate Limit v3.1 | 884 | 7350 | MACT Fuel Choice Floor in lbs/MMBtu | FALSE | L | Annual | Allowances Banked | lbs | 0 | 0 | 0 | 0 | 0 | 0 | 0
NY New Units MER Rate Limit v3.1 | 884 | 7350 | MACT Fuel Choice Floor in lbs/MMBtu | FALSE | L | Annual | Allowances Withdrawn (1:1) | lbs | 0 | 0 | 0 | 0 | 0 | 0 | 0
NY New Units MER Rate Limit v3.1 | 884 | 7350 | MACT Fuel Choice Floor in lbs/MMBtu | FALSE | L | Annual | Allowances Withdrawn (n:1) | lbs | 0 | 0 | 0 | 0 | 0 | 0 | 0
NY New Units MER Rate Limit v3.1 | 884 | 7350 | MACT Fuel Choice Floor in lbs/MMBtu | FALSE | L | Annual | Net Emissions Allowance Position | lbs | 0 | 0 | 0 | 0 | 0 | 0 | 0
NY New Units MER Rate Limit v3.1 | 884 | 7350 | MACT Fuel Choice Floor in lbs/MMBtu | FALSE | L | Annual | Fuel Consumed | TBtu | 0 | 0 | 0 | 0 | 0 | 0 | 0
NY New Units MER Rate Limit v3.1 | 884 | 7350 | MACT Fuel Choice Floor in lbs/MMBtu | FALSE | L | Annual | Rate | lb/MMBtu | 0 | 0 | 0 | 0 | 0 | 0 | 0
NY New Units MER Rate Limit v3.1 | 884 | 7350 | MACT Fuel Choice Floor in lbs/MMBtu | FALSE | L | Annual | Generation | TWh | 0 | 0 | 0 | 0 | 0 | 0 | 0
NY New Units MER Rate Limit v3.1 | 884 | 7350 | MACT Fuel Choice Floor in lbs/MMBtu | FALSE | L | Annual | Qualifying Generation | TWh | 0 | 0 | 0 | 0 | 0 | 0 | 0
NY New Units MER Rate Limit v3.1 | 884 | 7350 | MACT Fuel Choice Floor in lbs/MMBtu | FALSE | L | Annual | Constraint Shadow Price | US2022$/Lb | 0 | 0 | 0 | 0 | 0 | 0 | 0
NY New Units MER Rate Limit v3.1 | 885 | 7350 | MACT Fuel Choice Floor in lbs/MMBtu | FALSE | L | Annual | Seasons Included | Seasons | Winter, Spring, Summer, Fall | Winter, Spring, Summer, Fall | Winter, Spring, Summer, Fall | Winter, Spring, Summer, Fall | Winter, Spring, Summer, Fall | Winter, Spring, Summer, Fall | Winter, Spring, Summer, Fall
NY New Units MER Rate Limit v3.1 | 885 | 7350 | MACT Fuel Choice Floor in lbs/MMBtu | FALSE | L | Annual | Emission Floor | lbs/MMBtu | 6e-07 | 6e-07 | 6e-07 | 6e-07 | 6e-07 | 6e-07 | 6e-07
NY New Units MER Rate Limit v3.1 | 885 | 7350 | MACT Fuel Choice Floor in lbs/MMBtu | FALSE | L | Annual | Emissions at Affected Plants MER | lbs | 0 | 0 | 0 | 0 | 0 | 0 | 0
NY New Units MER Rate Limit v3.1 | 885 | 7350 | MACT Fuel Choice Floor in lbs/MMBtu | FALSE | L | Annual | Allowances Purchased MER | lbs | 0 | 0 | 0 | 0 | 0 | 0 | 0
NY New Units MER Rate Limit v3.1 | 885 | 7350 | MACT Fuel Choice Floor in lbs/MMBtu | FALSE | L | Annual | Allowances Sold MER | lbs | 0 | 0 | 0 | 0 | 0 | 0 | 0
NY New Units MER Rate Limit v3.1 | 885 | 7350 | MACT Fuel Choice Floor in lbs/MMBtu | FALSE | L | Annual | Allowances Banked | lbs | 0 | 0 | 0 | 0 | 0 | 0 | 0
NY New Units MER Rate Limit v3.1 | 885 | 7350 | MACT Fuel Choice Floor in lbs/MMBtu | FALSE | L | Annual | Allowances Withdrawn (1:1) | lbs | 0 | 0 | 0 | 0 | 0 | 0 | 0
NY New Units MER Rate Limit v3.1 | 885 | 7350 | MACT Fuel Choice Floor in lbs/MMBtu | FALSE | L | Annual | Allowances Withdrawn (n:1) | lbs | 0 | 0 | 0 | 0 | 0 | 0 | 0
NY New Units MER Rate Limit v3.1 | 885 | 7350 | MACT Fuel Choice Floor in lbs/MMBtu | FALSE | L | Annual | Net Emissions Allowance Position | lbs | 0 | 0 | 0 | 0 | 0 | 0 | 0
NY New Units MER Rate Limit v3.1 | 885 | 7350 | MACT Fuel Choice Floor in lbs/MMBtu | FALSE | L | Annual | Fuel Consumed | TBtu | 0 | 0 | 0 | 0 | 0 | 0 | 0
NY New Units MER Rate Limit v3.1 | 885 | 7350 | MACT Fuel Choice Floor in lbs/MMBtu | FALSE | L | Annual | Rate | lb/MMBtu | 0 | 0 | 0 | 0 | 0 | 0 | 0
NY New Units MER Rate Limit v3.1 | 885 | 7350 | MACT Fuel Choice Floor in lbs/MMBtu | FALSE | L | Annual | Generation | TWh | 0 | 0 | 0 | 0 | 0 | 0 | 0
NY New Units MER Rate Limit v3.1 | 885 | 7350 | MACT Fuel Choice Floor in lbs/MMBtu | FALSE | L | Annual | Qualifying Generation | TWh | 0 | 0 | 0 | 0 | 0 | 0 | 0
NY New Units MER Rate Limit v3.1 | 885 | 7350 | MACT Fuel Choice Floor in lbs/MMBtu | FALSE | L | Annual | Constraint Shadow Price | US2022$/Lb | 0 | 0 | 0 | 0 | 0 | 0 | 0
NY New Units MER Rate Limit v3.1 | 886 | 7350 | MACT Fuel Choice Floor in lbs/MMBtu | FALSE | L | Annual | Seasons Included | Seasons | Winter, Spring, Summer, Fall | Winter, Spring, Summer, Fall | Winter, Spring, Summer, Fall | Winter, Spring, Summer, Fall | Winter, Spring, Summer, Fall | Winter, Spring, Summer, Fall | Winter, Spring, Summer, Fall
NY New Units MER Rate Limit v3.1 | 886 | 7350 | MACT Fuel Choice Floor in lbs/MMBtu | FALSE | L | Annual | Emission Floor | lbs/MMBtu | 6e-07 | 6e-07 | 6e-07 | 6e-07 | 6e-07 | 6e-07 | 6e-07
NY New Units MER Rate Limit v3.1 | 886 | 7350 | MACT Fuel Choice Floor in lbs/MMBtu | FALSE | L | Annual | Emissions at Affected Plants MER | lbs | 0 | 0 | 0 | 0 | 0 | 0 | 0
NY New Units MER Rate Limit v3.1 | 886 | 7350 | MACT Fuel Choice Floor in lbs/MMBtu | FALSE | L | Annual | Allowances Purchased MER | lbs | 0 | 0 | 0 | 0 | 0 | 0 | 0
NY New Units MER Rate Limit v3.1 | 886 | 7350 | MACT Fuel Choice Floor in lbs/MMBtu | FALSE | L | Annual | Allowances Sold MER | lbs | 0 | 0 | 0 | 0 | 0 | 0 | 0
NY New Units MER Rate Limit v3.1 | 886 | 7350 | MACT Fuel Choice Floor in lbs/MMBtu | FALSE | L | Annual | Allowances Banked | lbs | 0 | 0 | 0 | 0 | 0 | 0 | 0
NY New Units MER Rate Limit v3.1 | 886 | 7350 | MACT Fuel Choice Floor in lbs/MMBtu | FALSE | L | Annual | Allowances Withdrawn (1:1) | lbs | 0 | 0 | 0 | 0 | 0 | 0 | 0
NY New Units MER Rate Limit v3.1 | 886 | 7350 | MACT Fuel Choice Floor in lbs/MMBtu | FALSE | L | Annual | Allowances Withdrawn (n:1) | lbs | 0 | 0 | 0 | 0 | 0 | 0 | 0
NY New Units MER Rate Limit v3.1 | 886 | 7350 | MACT Fuel Choice Floor in lbs/MMBtu | FALSE | L | Annual | Net Emissions Allowance Position | lbs | 0 | 0 | 0 | 0 | 0 | 0 | 0
NY New Units MER Rate Limit v3.1 | 886 | 7350 | MACT Fuel Choice Floor in lbs/MMBtu | FALSE | L | Annual | Fuel Consumed | TBtu | 0 | 0 | 0 | 0 | 0 | 0 | 0
NY New Units MER Rate Limit v3.1 | 886 | 7350 | MACT Fuel Choice Floor in lbs/MMBtu | FALSE | L | Annual | Rate | lb/MMBtu | 0 | 0 | 0 | 0 | 0 | 0 | 0
NY New Units MER Rate Limit v3.1 | 886 | 7350 | MACT Fuel Choice Floor in lbs/MMBtu | FALSE | L | Annual | Generation | TWh | 0 | 0 | 0 | 0 | 0 | 0 | 0
NY New Units MER Rate Limit v3.1 | 886 | 7350 | MACT Fuel Choice Floor in lbs/MMBtu | FALSE | L | Annual | Qualifying Generation | TWh | 0 | 0 | 0 | 0 | 0 | 0 | 0
NY New Units MER Rate Limit v3.1 | 886 | 7350 | MACT Fuel Choice Floor in lbs/MMBtu | FALSE | L | Annual | Constraint Shadow Price | US2022$/Lb | 0 | 0 | 0 | 0 | 0 | 0 | 0
NY New Units MER Rate Limit v3.1 | 887 | 7350 | MACT Fuel Choice Floor in lbs/MMBtu | FALSE | L | Annual | Seasons Included | Seasons | Winter, Spring, Summer, Fall | Winter, Spring, Summer, Fall | Winter, Spring, Summer, Fall | Winter, Spring, Summer, Fall | Winter, Spring, Summer, Fall | Winter, Spring, Summer, Fall | Winter, Spring, Summer, Fall
NY New Units MER Rate Limit v3.1 | 887 | 7350 | MACT Fuel Choice Floor in lbs/MMBtu | FALSE | L | Annual | Emission Floor | lbs/MMBtu | 6e-07 | 6e-07 | 6e-07 | 6e-07 | 6e-07 | 6e-07 | 6e-07
NY New Units MER Rate Limit v3.1 | 887 | 7350 | MACT Fuel Choice Floor in lbs/MMBtu | FALSE | L | Annual | Emissions at Affected Plants MER | lbs | 0 | 0 | 0 | 0 | 0 | 0 | 0
NY New Units MER Rate Limit v3.1 | 887 | 7350 | MACT Fuel Choice Floor in lbs/MMBtu | FALSE | L | Annual | Allowances Purchased MER | lbs | 0 | 0 | 0 | 0 | 0 | 0 | 0
NY New Units MER Rate Limit v3.1 | 887 | 7350 | MACT Fuel Choice Floor in lbs/MMBtu | FALSE | L | Annual | Allowances Sold MER | lbs | 0 | 0 | 0 | 0 | 0 | 0 | 0
NY New Units MER Rate Limit v3.1 | 887 | 7350 | MACT Fuel Choice Floor in lbs/MMBtu | FALSE | L | Annual | Allowances Banked | lbs | 0 | 0 | 0 | 0 | 0 | 0 | 0
NY New Units MER Rate Limit v3.1 | 887 | 7350 | MACT Fuel Choice Floor in lbs/MMBtu | FALSE | L | Annual | Allowances Withdrawn (1:1) | lbs | 0 | 0 | 0 | 0 | 0 | 0 | 0
NY New Units MER Rate Limit v3.1 | 887 | 7350 | MACT Fuel Choice Floor in lbs/MMBtu | FALSE | L | Annual | Allowances Withdrawn (n:1) | lbs | 0 | 0 | 0 | 0 | 0 | 0 | 0
NY New Units MER Rate Limit v3.1 | 887 | 7350 | MACT Fuel Choice Floor in lbs/MMBtu | FALSE | L | Annual | Net Emissions Allowance Position | lbs | 0 | 0 | 0 | 0 | 0 | 0 | 0
NY New Units MER Rate Limit v3.1 | 887 | 7350 | MACT Fuel Choice Floor in lbs/MMBtu | FALSE | L | Annual | Fuel Consumed | TBtu | 0 | 0 | 0 | 0 | 0 | 0 | 0
NY New Units MER Rate Limit v3.1 | 887 | 7350 | MACT Fuel Choice Floor in lbs/MMBtu | FALSE | L | Annual | Rate | lb/MMBtu | 0 | 0 | 0 | 0 | 0 | 0 | 0
NY New Units MER Rate Limit v3.1 | 887 | 7350 | MACT Fuel Choice Floor in lbs/MMBtu | FALSE | L | Annual | Generation | TWh | 0 | 0 | 0 | 0 | 0 | 0 | 0
NY New Units MER Rate Limit v3.1 | 887 | 7350 | MACT Fuel Choice Floor in lbs/MMBtu | FALSE | L | Annual | Qualifying Generation | TWh | 0 | 0 | 0 | 0 | 0 | 0 | 0
NY New Units MER Rate Limit v3.1 | 887 | 7350 | MACT Fuel Choice Floor in lbs/MMBtu | FALSE | L | Annual | Constraint Shadow Price | US2022$/Lb | 0 | 0 | 0 | 0 | 0 | 0 | 0
NY New Units MER Rate Limit v3.1 | 888 | 7350 | MACT Fuel Choice Floor in lbs/MMBtu | FALSE | L | Annual | Seasons Included | Seasons | Winter, Spring, Summer, Fall | Winter, Spring, Summer, Fall | Winter, Spring, Summer, Fall | Winter, Spring, Summer, Fall | Winter, Spring, Summer, Fall | Winter, Spring, Summer, Fall | Winter, Spring, Summer, Fall
NY New Units MER Rate Limit v3.1 | 888 | 7350 | MACT Fuel Choice Floor in lbs/MMBtu | FALSE | L | Annual | Emission Floor | lbs/MMBtu | 6e-07 | 6e-07 | 6e-07 | 6e-07 | 6e-07 | 6e-07 | 6e-07
NY New Units MER Rate Limit v3.1 | 888 | 7350 | MACT Fuel Choice Floor in lbs/MMBtu | FALSE | L | Annual | Emissions at Affected Plants MER | lbs | 0 | 0 | 0 | 0 | 0 | 0 | 0
NY New Units MER Rate Limit v3.1 | 888 | 7350 | MACT Fuel Choice Floor in lbs/MMBtu | FALSE | L | Annual | Allowances Purchased MER | lbs | 0 | 0 | 0 | 0 | 0 | 0 | 0
NY New Units MER Rate Limit v3.1 | 888 | 7350 | MACT Fuel Choice Floor in lbs/MMBtu | FALSE | L | Annual | Allowances Sold MER | lbs | 0 | 0 | 0 | 0 | 0 | 0 | 0
NY New Units MER Rate Limit v3.1 | 888 | 7350 | MACT Fuel Choice Floor in lbs/MMBtu | FALSE | L | Annual | Allowances Banked | lbs | 0 | 0 | 0 | 0 | 0 | 0 | 0
NY New Units MER Rate Limit v3.1 | 888 | 7350 | MACT Fuel Choice Floor in lbs/MMBtu | FALSE | L | Annual | Allowances Withdrawn (1:1) | lbs | 0 | 0 | 0 | 0 | 0 | 0 | 0
NY New Units MER Rate Limit v3.1 | 888 | 7350 | MACT Fuel Choice Floor in lbs/MMBtu | FALSE | L | Annual | Allowances Withdrawn (n:1) | lbs | 0 | 0 | 0 | 0 | 0 | 0 | 0
NY New Units MER Rate Limit v3.1 | 888 | 7350 | MACT Fuel Choice Floor in lbs/MMBtu | FALSE | L | Annual | Net Emissions Allowance Position | lbs | 0 | 0 | 0 | 0 | 0 | 0 | 0
NY New Units MER Rate Limit v3.1 | 888 | 7350 | MACT Fuel Choice Floor in lbs/MMBtu | FALSE | L | Annual | Fuel Consumed | TBtu | 0 | 0 | 0 | 0 | 0 | 0 | 0
NY New Units MER Rate Limit v3.1 | 888 | 7350 | MACT Fuel Choice Floor in lbs/MMBtu | FALSE | L | Annual | Rate | lb/MMBtu | 0 | 0 | 0 | 0 | 0 | 0 | 0
NY New Units MER Rate Limit v3.1 | 888 | 7350 | MACT Fuel Choice Floor in lbs/MMBtu | FALSE | L | Annual | Generation | TWh | 0 | 0 | 0 | 0 | 0 | 0 | 0
NY New Units MER Rate Limit v3.1 | 888 | 7350 | MACT Fuel Choice Floor in lbs/MMBtu | FALSE | L | Annual | Qualifying Generation | TWh | 0 | 0 | 0 | 0 | 0 | 0 | 0
NY New Units MER Rate Limit v3.1 | 888 | 7350 | MACT Fuel Choice Floor in lbs/MMBtu | FALSE | L | Annual | Constraint Shadow Price | US2022$/Lb | 0 | 0 | 0 | 0 | 0 | 0 | 0
NY New Units MER Rate Limit v3.1 | 889 | 7350 | MACT Fuel Choice Floor in lbs/MMBtu | FALSE | L | Annual | Seasons Included | Seasons | Winter, Spring, Summer, Fall | Winter, Spring, Summer, Fall | Winter, Spring, Summer, Fall | Winter, Spring, Summer, Fall | Winter, Spring, Summer, Fall | Winter, Spring, Summer, Fall | Winter, Spring, Summer, Fall
NY New Units MER Rate Limit v3.1 | 889 | 7350 | MACT Fuel Choice Floor in lbs/MMBtu | FALSE | L | Annual | Emission Floor | lbs/MMBtu | 6e-07 | 6e-07 | 6e-07 | 6e-07 | 6e-07 | 6e-07 | 6e-07
NY New Units MER Rate Limit v3.1 | 889 | 7350 | MACT Fuel Choice Floor in lbs/MMBtu | FALSE | L | Annual | Emissions at Affected Plants MER | lbs | 0 | 0 | 0 | 0 | 0 | 0 | 0
NY New Units MER Rate Limit v3.1 | 889 | 7350 | MACT Fuel Choice Floor in lbs/MMBtu | FALSE | L | Annual | Allowances Purchased MER | lbs | 0 | 0 | 0 | 0 | 0 | 0 | 0
NY New Units MER Rate Limit v3.1 | 889 | 7350 | MACT Fuel Choice Floor in lbs/MMBtu | FALSE | L | Annual | Allowances Sold MER | lbs | 0 | 0 | 0 | 0 | 0 | 0 | 0
NY New Units MER Rate Limit v3.1 | 889 | 7350 | MACT Fuel Choice Floor in lbs/MMBtu | FALSE | L | Annual | Allowances Banked | lbs | 0 | 0 | 0 | 0 | 0 | 0 | 0
NY New Units MER Rate Limit v3.1 | 889 | 7350 | MACT Fuel Choice Floor in lbs/MMBtu | FALSE | L | Annual | Allowances Withdrawn (1:1) | lbs | 0 | 0 | 0 | 0 | 0 | 0 | 0
NY New Units MER Rate Limit v3.1 | 889 | 7350 | MACT Fuel Choice Floor in lbs/MMBtu | FALSE | L | Annual | Allowances Withdrawn (n:1) | lbs | 0 | 0 | 0 | 0 | 0 | 0 | 0
NY New Units MER Rate Limit v3.1 | 889 | 7350 | MACT Fuel Choice Floor in lbs/MMBtu | FALSE | L | Annual | Net Emissions Allowance Position | lbs | 0 | 0 | 0 | 0 | 0 | 0 | 0
NY New Units MER Rate Limit v3.1 | 889 | 7350 | MACT Fuel Choice Floor in lbs/MMBtu | FALSE | L | Annual | Fuel Consumed | TBtu | 0 | 0 | 0 | 0 | 0 | 0 | 0
NY New Units MER Rate Limit v3.1 | 889 | 7350 | MACT Fuel Choice Floor in lbs/MMBtu | FALSE | L | Annual | Rate | lb/MMBtu | 0 | 0 | 0 | 0 | 0 | 0 | 0
NY New Units MER Rate Limit v3.1 | 889 | 7350 | MACT Fuel Choice Floor in lbs/MMBtu | FALSE | L | Annual | Generation | TWh | 0 | 0 | 0 | 0 | 0 | 0 | 0
NY New Units MER Rate Limit v3.1 | 889 | 7350 | MACT Fuel Choice Floor in lbs/MMBtu | FALSE | L | Annual | Qualifying Generation | TWh | 0 | 0 | 0 | 0 | 0 | 0 | 0
NY New Units MER Rate Limit v3.1 | 889 | 7350 | MACT Fuel Choice Floor in lbs/MMBtu | FALSE | L | Annual | Constraint Shadow Price | US2022$/Lb | 0 | 0 | 0 | 0 | 0 | 0 | 0
NY New Units MER Rate Limit v3.1 | 890 | 7350 | MACT Fuel Choice Floor in lbs/MMBtu | FALSE | L | Annual | Seasons Included | Seasons | Winter, Spring, Summer, Fall | Winter, Spring, Summer, Fall | Winter, Spring, Summer, Fall | Winter, Spring, Summer, Fall | Winter, Spring, Summer, Fall | Winter, Spring, Summer, Fall | Winter, Spring, Summer, Fall
NY New Units MER Rate Limit v3.1 | 890 | 7350 | MACT Fuel Choice Floor in lbs/MMBtu | FALSE | L | Annual | Emission Floor | lbs/MMBtu | 6e-07 | 6e-07 | 6e-07 | 6e-07 | 6e-07 | 6e-07 | 6e-07
NY New Units MER Rate Limit v3.1 | 890 | 7350 | MACT Fuel Choice Floor in lbs/MMBtu | FALSE | L | Annual | Emissions at Affected Plants MER | lbs | 0 | 0 | 0 | 0 | 0 | 0 | 0
NY New Units MER Rate Limit v3.1 | 890 | 7350 | MACT Fuel Choice Floor in lbs/MMBtu | FALSE | L | Annual | Allowances Purchased MER | lbs | 0 | 0 | 0 | 0 | 0 | 0 | 0
NY New Units MER Rate Limit v3.1 | 890 | 7350 | MACT Fuel Choice Floor in lbs/MMBtu | FALSE | L | Annual | Allowances Sold MER | lbs | 0 | 0 | 0 | 0 | 0 | 0 | 0
NY New Units MER Rate Limit v3.1 | 890 | 7350 | MACT Fuel Choice Floor in lbs/MMBtu | FALSE | L | Annual | Allowances Banked | lbs | 0 | 0 | 0 | 0 | 0 | 0 | 0
NY New Units MER Rate Limit v3.1 | 890 | 7350 | MACT Fuel Choice Floor in lbs/MMBtu | FALSE | L | Annual | Allowances Withdrawn (1:1) | lbs | 0 | 0 | 0 | 0 | 0 | 0 | 0
NY New Units MER Rate Limit v3.1 | 890 | 7350 | MACT Fuel Choice Floor in lbs/MMBtu | FALSE | L | Annual | Allowances Withdrawn (n:1) | lbs | 0 | 0 | 0 | 0 | 0 | 0 | 0
NY New Units MER Rate Limit v3.1 | 890 | 7350 | MACT Fuel Choice Floor in lbs/MMBtu | FALSE | L | Annual | Net Emissions Allowance Position | lbs | 0 | 0 | 0 | 0 | 0 | 0 | 0
NY New Units MER Rate Limit v3.1 | 890 | 7350 | MACT Fuel Choice Floor in lbs/MMBtu | FALSE | L | Annual | Fuel Consumed | TBtu | 0 | 0 | 0 | 0 | 0 | 0 | 0
NY New Units MER Rate Limit v3.1 | 890 | 7350 | MACT Fuel Choice Floor in lbs/MMBtu | FALSE | L | Annual | Rate | lb/MMBtu | 0 | 0 | 0 | 0 | 0 | 0 | 0
NY New Units MER Rate Limit v3.1 | 890 | 7350 | MACT Fuel Choice Floor in lbs/MMBtu | FALSE | L | Annual | Generation | TWh | 0 | 0 | 0 | 0 | 0 | 0 | 0
NY New Units MER Rate Limit v3.1 | 890 | 7350 | MACT Fuel Choice Floor in lbs/MMBtu | FALSE | L | Annual | Qualifying Generation | TWh | 0 | 0 | 0 | 0 | 0 | 0 | 0
NY New Units MER Rate Limit v3.1 | 890 | 7350 | MACT Fuel Choice Floor in lbs/MMBtu | FALSE | L | Annual | Constraint Shadow Price | US2022$/Lb | 0 | 0 | 0 | 0 | 0 | 0 | 0
NY New Units MER Rate Limit v3.1 | 891 | 7350 | MACT Fuel Choice Floor in lbs/MMBtu | FALSE | L | Annual | Seasons Included | Seasons | Winter, Spring, Summer, Fall | Winter, Spring, Summer, Fall | Winter, Spring, Summer, Fall | Winter, Spring, Summer, Fall | Winter, Spring, Summer, Fall | Winter, Spring, Summer, Fall | Winter, Spring, Summer, Fall
NY New Units MER Rate Limit v3.1 | 891 | 7350 | MACT Fuel Choice Floor in lbs/MMBtu | FALSE | L | Annual | Emission Floor | lbs/MMBtu | 6e-07 | 6e-07 | 6e-07 | 6e-07 | 6e-07 | 6e-07 | 6e-07
NY New Units MER Rate Limit v3.1 | 891 | 7350 | MACT Fuel Choice Floor in lbs/MMBtu | FALSE | L | Annual | Emissions at Affected Plants MER | lbs | 0 | 0 | 0 | 0 | 0 | 0 | 0
NY New Units MER Rate Limit v3.1 | 891 | 7350 | MACT Fuel Choice Floor in lbs/MMBtu | FALSE | L | Annual | Allowances Purchased MER | lbs | 0 | 0 | 0 | 0 | 0 | 0 | 0
NY New Units MER Rate Limit v3.1 | 891 | 7350 | MACT Fuel Choice Floor in lbs/MMBtu | FALSE | L | Annual | Allowances Sold MER | lbs | 0 | 0 | 0 | 0 | 0 | 0 | 0
NY New Units MER Rate Limit v3.1 | 891 | 7350 | MACT Fuel Choice Floor in lbs/MMBtu | FALSE | L | Annual | Allowances Banked | lbs | 0 | 0 | 0 | 0 | 0 | 0 | 0
NY New Units MER Rate Limit v3.1 | 891 | 7350 | MACT Fuel Choice Floor in lbs/MMBtu | FALSE | L | Annual | Allowances Withdrawn (1:1) | lbs | 0 | 0 | 0 | 0 | 0 | 0 | 0
NY New Units MER Rate Limit v3.1 | 891 | 7350 | MACT Fuel Choice Floor in lbs/MMBtu | FALSE | L | Annual | Allowances Withdrawn (n:1) | lbs | 0 | 0 | 0 | 0 | 0 | 0 | 0
NY New Units MER Rate Limit v3.1 | 891 | 7350 | MACT Fuel Choice Floor in lbs/MMBtu | FALSE | L | Annual | Net Emissions Allowance Position | lbs | 0 | 0 | 0 | 0 | 0 | 0 | 0
NY New Units MER Rate Limit v3.1 | 891 | 7350 | MACT Fuel Choice Floor in lbs/MMBtu | FALSE | L | Annual | Fuel Consumed | TBtu | 0 | 0 | 0 | 0 | 0 | 0 | 0
NY New Units MER Rate Limit v3.1 | 891 | 7350 | MACT Fuel Choice Floor in lbs/MMBtu | FALSE | L | Annual | Rate | lb/MMBtu | 0 | 0 | 0 | 0 | 0 | 0 | 0
NY New Units MER Rate Limit v3.1 | 891 | 7350 | MACT Fuel Choice Floor in lbs/MMBtu | FALSE | L | Annual | Generation | TWh | 0 | 0 | 0 | 0 | 0 | 0 | 0
NY New Units MER Rate Limit v3.1 | 891 | 7350 | MACT Fuel Choice Floor in lbs/MMBtu | FALSE | L | Annual | Qualifying Generation | TWh | 0 | 0 | 0 | 0 | 0 | 0 | 0
NY New Units MER Rate Limit v3.1 | 891 | 7350 | MACT Fuel Choice Floor in lbs/MMBtu | FALSE | L | Annual | Constraint Shadow Price | US2022$/Lb | 0 | 0 | 0 | 0 | 0 | 0 | 0
NY New Units MER Rate Limit v3.1 | 892 | 7350 | MACT Fuel Choice Floor in lbs/MMBtu | FALSE | L | Annual | Seasons Included | Seasons | Winter, Spring, Summer, Fall | Winter, Spring, Summer, Fall | Winter, Spring, Summer, Fall | Winter, Spring, Summer, Fall | Winter, Spring, Summer, Fall | Winter, Spring, Summer, Fall | Winter, Spring, Summer, Fall
NY New Units MER Rate Limit v3.1 | 892 | 7350 | MACT Fuel Choice Floor in lbs/MMBtu | FALSE | L | Annual | Emission Floor | lbs/MMBtu | 6e-07 | 6e-07 | 6e-07 | 6e-07 | 6e-07 | 6e-07 | 6e-07
NY New Units MER Rate Limit v3.1 | 892 | 7350 | MACT Fuel Choice Floor in lbs/MMBtu | FALSE | L | Annual | Emissions at Affected Plants MER | lbs | 0 | 0 | 0 | 0 | 0 | 0 | 0
NY New Units MER Rate Limit v3.1 | 892 | 7350 | MACT Fuel Choice Floor in lbs/MMBtu | FALSE | L | Annual | Allowances Purchased MER | lbs | 0 | 0 | 0 | 0 | 0 | 0 | 0
NY New Units MER Rate Limit v3.1 | 892 | 7350 | MACT Fuel Choice Floor in lbs/MMBtu | FALSE | L | Annual | Allowances Sold MER | lbs | 0 | 0 | 0 | 0 | 0 | 0 | 0
NY New Units MER Rate Limit v3.1 | 892 | 7350 | MACT Fuel Choice Floor in lbs/MMBtu | FALSE | L | Annual | Allowances Banked | lbs | 0 | 0 | 0 | 0 | 0 | 0 | 0
NY New Units MER Rate Limit v3.1 | 892 | 7350 | MACT Fuel Choice Floor in lbs/MMBtu | FALSE | L | Annual | Allowances Withdrawn (1:1) | lbs | 0 | 0 | 0 | 0 | 0 | 0 | 0
NY New Units MER Rate Limit v3.1 | 892 | 7350 | MACT Fuel Choice Floor in lbs/MMBtu | FALSE | L | Annual | Allowances Withdrawn (n:1) | lbs | 0 | 0 | 0 | 0 | 0 | 0 | 0
NY New Units MER Rate Limit v3.1 | 892 | 7350 | MACT Fuel Choice Floor in lbs/MMBtu | FALSE | L | Annual | Net Emissions Allowance Position | lbs | 0 | 0 | 0 | 0 | 0 | 0 | 0
NY New Units MER Rate Limit v3.1 | 892 | 7350 | MACT Fuel Choice Floor in lbs/MMBtu | FALSE | L | Annual | Fuel Consumed | TBtu | 0 | 0 | 0 | 0 | 0 | 0 | 0
NY New Units MER Rate Limit v3.1 | 892 | 7350 | MACT Fuel Choice Floor in lbs/MMBtu | FALSE | L | Annual | Rate | lb/MMBtu | 0 | 0 | 0 | 0 | 0 | 0 | 0
NY New Units MER Rate Limit v3.1 | 892 | 7350 | MACT Fuel Choice Floor in lbs/MMBtu | FALSE | L | Annual | Generation | TWh | 0 | 0 | 0 | 0 | 0 | 0 | 0
NY New Units MER Rate Limit v3.1 | 892 | 7350 | MACT Fuel Choice Floor in lbs/MMBtu | FALSE | L | Annual | Qualifying Generation | TWh | 0 | 0 | 0 | 0 | 0 | 0 | 0
NY New Units MER Rate Limit v3.1 | 892 | 7350 | MACT Fuel Choice Floor in lbs/MMBtu | FALSE | L | Annual | Constraint Shadow Price | US2022$/Lb | 0 | 0 | 0 | 0 | 0 | 0 | 0
NY New Units MER Rate Limit v3.1 | 893 | 7350 | MACT Fuel Choice Floor in lbs/MMBtu | FALSE | L | Annual | Seasons Included | Seasons | Winter, Spring, Summer, Fall | Winter, Spring, Summer, Fall | Winter, Spring, Summer, Fall | Winter, Spring, Summer, Fall | Winter, Spring, Summer, Fall | Winter, Spring, Summer, Fall | Winter, Spring, Summer, Fall
NY New Units MER Rate Limit v3.1 | 893 | 7350 | MACT Fuel Choice Floor in lbs/MMBtu | FALSE | L | Annual | Emission Floor | lbs/MMBtu | 6e-07 | 6e-07 | 6e-07 | 6e-07 | 6e-07 | 6e-07 | 6e-07
NY New Units MER Rate Limit v3.1 | 893 | 7350 | MACT Fuel Choice Floor in lbs/MMBtu | FALSE | L | Annual | Emissions at Affected Plants MER | lbs | 0 | 0 | 0 | 0 | 0 | 0 | 0
NY New Units MER Rate Limit v3.1 | 893 | 7350 | MACT Fuel Choice Floor in lbs/MMBtu | FALSE | L | Annual | Allowances Purchased MER | lbs | 0 | 0 | 0 | 0 | 0 | 0 | 0
NY New Units MER Rate Limit v3.1 | 893 | 7350 | MACT Fuel Choice Floor in lbs/MMBtu | FALSE | L | Annual | Allowances Sold MER | lbs | 0 | 0 | 0 | 0 | 0 | 0 | 0
NY New Units MER Rate Limit v3.1 | 893 | 7350 | MACT Fuel Choice Floor in lbs/MMBtu | FALSE | L | Annual | Allowances Banked | lbs | 0 | 0 | 0 | 0 | 0 | 0 | 0
NY New Units MER Rate Limit v3.1 | 893 | 7350 | MACT Fuel Choice Floor in lbs/MMBtu | FALSE | L | Annual | Allowances Withdrawn (1:1) | lbs | 0 | 0 | 0 | 0 | 0 | 0 | 0
NY New Units MER Rate Limit v3.1 | 893 | 7350 | MACT Fuel Choice Floor in lbs/MMBtu | FALSE | L | Annual | Allowances Withdrawn (n:1) | lbs | 0 | 0 | 0 | 0 | 0 | 0 | 0
NY New Units MER Rate Limit v3.1 | 893 | 7350 | MACT Fuel Choice Floor in lbs/MMBtu | FALSE | L | Annual | Net Emissions Allowance Position | lbs | 0 | 0 | 0 | 0 | 0 | 0 | 0
NY New Units MER Rate Limit v3.1 | 893 | 7350 | MACT Fuel Choice Floor in lbs/MMBtu | FALSE | L | Annual | Fuel Consumed | TBtu | 0 | 0 | 0 | 0 | 0 | 0 | 0
NY New Units MER Rate Limit v3.1 | 893 | 7350 | MACT Fuel Choice Floor in lbs/MMBtu | FALSE | L | Annual | Rate | lb/MMBtu | 0 | 0 | 0 | 0 | 0 | 0 | 0
NY New Units MER Rate Limit v3.1 | 893 | 7350 | MACT Fuel Choice Floor in lbs/MMBtu | FALSE | L | Annual | Generation | TWh | 0 | 0 | 0 | 0 | 0 | 0 | 0
NY New Units MER Rate Limit v3.1 | 893 | 7350 | MACT Fuel Choice Floor in lbs/MMBtu | FALSE | L | Annual | Qualifying Generation | TWh | 0 | 0 | 0 | 0 | 0 | 0 | 0
NY New Units MER Rate Limit v3.1 | 893 | 7350 | MACT Fuel Choice Floor in lbs/MMBtu | FALSE | L | Annual | Constraint Shadow Price | US2022$/Lb | 0 | 0 | 0 | 0 | 0 | 0 | 0
NY New Units MER Rate Limit v3.1 | 894 | 7350 | MACT Fuel Choice Floor in lbs/MMBtu | FALSE | L | Annual | Seasons Included | Seasons | Winter, Spring, Summer, Fall | Winter, Spring, Summer, Fall | Winter, Spring, Summer, Fall | Winter, Spring, Summer, Fall | Winter, Spring, Summer, Fall | Winter, Spring, Summer, Fall | Winter, Spring, Summer, Fall
NY New Units MER Rate Limit v3.1 | 894 | 7350 | MACT Fuel Choice Floor in lbs/MMBtu | FALSE | L | Annual | Emission Floor | lbs/MMBtu | 6e-07 | 6e-07 | 6e-07 | 6e-07 | 6e-07 | 6e-07 | 6e-07
NY New Units MER Rate Limit v3.1 | 894 | 7350 | MACT Fuel Choice Floor in lbs/MMBtu | FALSE | L | Annual | Emissions at Affected Plants MER | lbs | 0 | 0 | 0 | 0 | 0 | 0 | 0
NY New Units MER Rate Limit v3.1 | 894 | 7350 | MACT Fuel Choice Floor in lbs/MMBtu | FALSE | L | Annual | Allowances Purchased MER | lbs | 0 | 0 | 0 | 0 | 0 | 0 | 0
NY New Units MER Rate Limit v3.1 | 894 | 7350 | MACT Fuel Choice Floor in lbs/MMBtu | FALSE | L | Annual | Allowances Sold MER | lbs | 0 | 0 | 0 | 0 | 0 | 0 | 0
NY New Units MER Rate Limit v3.1 | 894 | 7350 | MACT Fuel Choice Floor in lbs/MMBtu | FALSE | L | Annual | Allowances Banked | lbs | 0 | 0 | 0 | 0 | 0 | 0 | 0
NY New Units MER Rate Limit v3.1 | 894 | 7350 | MACT Fuel Choice Floor in lbs/MMBtu | FALSE | L | Annual | Allowances Withdrawn (1:1) | lbs | 0 | 0 | 0 | 0 | 0 | 0 | 0
NY New Units MER Rate Limit v3.1 | 894 | 7350 | MACT Fuel Choice Floor in lbs/MMBtu | FALSE | L | Annual | Allowances Withdrawn (n:1) | lbs | 0 | 0 | 0 | 0 | 0 | 0 | 0
NY New Units MER Rate Limit v3.1 | 894 | 7350 | MACT Fuel Choice Floor in lbs/MMBtu | FALSE | L | Annual | Net Emissions Allowance Position | lbs | 0 | 0 | 0 | 0 | 0 | 0 | 0
NY New Units MER Rate Limit v3.1 | 894 | 7350 | MACT Fuel Choice Floor in lbs/MMBtu | FALSE | L | Annual | Fuel Consumed | TBtu | 0 | 0 | 0 | 0 | 0 | 0 | 0
NY New Units MER Rate Limit v3.1 | 894 | 7350 | MACT Fuel Choice Floor in lbs/MMBtu | FALSE | L | Annual | Rate | lb/MMBtu | 0 | 0 | 0 | 0 | 0 | 0 | 0
NY New Units MER Rate Limit v3.1 | 894 | 7350 | MACT Fuel Choice Floor in lbs/MMBtu | FALSE | L | Annual | Generation | TWh | 0 | 0 | 0 | 0 | 0 | 0 | 0
NY New Units MER Rate Limit v3.1 | 894 | 7350 | MACT Fuel Choice Floor in lbs/MMBtu | FALSE | L | Annual | Qualifying Generation | TWh | 0 | 0 | 0 | 0 | 0 | 0 | 0
NY New Units MER Rate Limit v3.1 | 894 | 7350 | MACT Fuel Choice Floor in lbs/MMBtu | FALSE | L | Annual | Constraint Shadow Price | US2022$/Lb | 0 | 0 | 0 | 0 | 0 | 0 | 0
NY New Units MER Rate Limit v3.1 | 895 | 7350 | MACT Fuel Choice Floor in lbs/MMBtu | FALSE | L | Annual | Seasons Included | Seasons | Winter, Spring, Summer, Fall | Winter, Spring, Summer, Fall | Winter, Spring, Summer, Fall | Winter, Spring, Summer, Fall | Winter, Spring, Summer, Fall | Winter, Spring, Summer, Fall | Winter, Spring, Summer, Fall
NY New Units MER Rate Limit v3.1 | 895 | 7350 | MACT Fuel Choice Floor in lbs/MMBtu | FALSE | L | Annual | Emission Floor | lbs/MMBtu | 6e-07 | 6e-07 | 6e-07 | 6e-07 | 6e-07 | 6e-07 | 6e-07
NY New Units MER Rate Limit v3.1 | 895 | 7350 | MACT Fuel Choice Floor in lbs/MMBtu | FALSE | L | Annual | Emissions at Affected Plants MER | lbs | 0 | 0 | 0 | 0 | 0 | 0 | 0
NY New Units MER Rate Limit v3.1 | 895 | 7350 | MACT Fuel Choice Floor in lbs/MMBtu | FALSE | L | Annual | Allowances Purchased MER | lbs | 0 | 0 | 0 | 0 | 0 | 0 | 0
NY New Units MER Rate Limit v3.1 | 895 | 7350 | MACT Fuel Choice Floor in lbs/MMBtu | FALSE | L | Annual | Allowances Sold MER | lbs | 0 | 0 | 0 | 0 | 0 | 0 | 0
NY New Units MER Rate Limit v3.1 | 895 | 7350 | MACT Fuel Choice Floor in lbs/MMBtu | FALSE | L | Annual | Allowances Banked | lbs | 0 | 0 | 0 | 0 | 0 | 0 | 0
NY New Units MER Rate Limit v3.1 | 895 | 7350 | MACT Fuel Choice Floor in lbs/MMBtu | FALSE | L | Annual | Allowances Withdrawn (1:1) | lbs | 0 | 0 | 0 | 0 | 0 | 0 | 0
NY New Units MER Rate Limit v3.1 | 895 | 7350 | MACT Fuel Choice Floor in lbs/MMBtu | FALSE | L | Annual | Allowances Withdrawn (n:1) | lbs | 0 | 0 | 0 | 0 | 0 | 0 | 0
NY New Units MER Rate Limit v3.1 | 895 | 7350 | MACT Fuel Choice Floor in lbs/MMBtu | FALSE | L | Annual | Net Emissions Allowance Position | lbs | 0 | 0 | 0 | 0 | 0 | 0 | 0
NY New Units MER Rate Limit v3.1 | 895 | 7350 | MACT Fuel Choice Floor in lbs/MMBtu | FALSE | L | Annual | Fuel Consumed | TBtu | 0 | 0 | 0 | 0 | 0 | 0 | 0
NY New Units MER Rate Limit v3.1 | 895 | 7350 | MACT Fuel Choice Floor in lbs/MMBtu | FALSE | L | Annual | Rate | lb/MMBtu | 0 | 0 | 0 | 0 | 0 | 0 | 0
NY New Units MER Rate Limit v3.1 | 895 | 7350 | MACT Fuel Choice Floor in lbs/MMBtu | FALSE | L | Annual | Generation | TWh | 0 | 0 | 0 | 0 | 0 | 0 | 0
NY New Units MER Rate Limit v3.1 | 895 | 7350 | MACT Fuel Choice Floor in lbs/MMBtu | FALSE | L | Annual | Qualifying Generation | TWh | 0 | 0 | 0 | 0 | 0 | 0 | 0
NY New Units MER Rate Limit v3.1 | 895 | 7350 | MACT Fuel Choice Floor in lbs/MMBtu | FALSE | L | Annual | Constraint Shadow Price | US2022$/Lb | 0 | 0 | 0 | 0 | 0 | 0 | 0
NY New Units MER Rate Limit v3.1 | 896 | 7350 | MACT Fuel Choice Floor in lbs/MMBtu | FALSE | L | Annual | Seasons Included | Seasons | Winter, Spring, Summer, Fall | Winter, Spring, Summer, Fall | Winter, Spring, Summer, Fall | Winter, Spring, Summer, Fall | Winter, Spring, Summer, Fall | Winter, Spring, Summer, Fall | Winter, Spring, Summer, Fall
NY New Units MER Rate Limit v3.1 | 896 | 7350 | MACT Fuel Choice Floor in lbs/MMBtu | FALSE | L | Annual | Emission Floor | lbs/MMBtu | 6e-07 | 6e-07 | 6e-07 | 6e-07 | 6e-07 | 6e-07 | 6e-07
NY New Units MER Rate Limit v3.1 | 896 | 7350 | MACT Fuel Choice Floor in lbs/MMBtu | FALSE | L | Annual | Emissions at Affected Plants MER | lbs | 0 | 0 | 0 | 0 | 0 | 0 | 0
NY New Units MER Rate Limit v3.1 | 896 | 7350 | MACT Fuel Choice Floor in lbs/MMBtu | FALSE | L | Annual | Allowances Purchased MER | lbs | 0 | 0 | 0 | 0 | 0 | 0 | 0
NY New Units MER Rate Limit v3.1 | 896 | 7350 | MACT Fuel Choice Floor in lbs/MMBtu | FALSE | L | Annual | Allowances Sold MER | lbs | 0 | 0 | 0 | 0 | 0 | 0 | 0
NY New Units MER Rate Limit v3.1 | 896 | 7350 | MACT Fuel Choice Floor in lbs/MMBtu | FALSE | L | Annual | Allowances Banked | lbs | 0 | 0 | 0 | 0 | 0 | 0 | 0
NY New Units MER Rate Limit v3.1 | 896 | 7350 | MACT Fuel Choice Floor in lbs/MMBtu | FALSE | L | Annual | Allowances Withdrawn (1:1) | lbs | 0 | 0 | 0 | 0 | 0 | 0 | 0
NY New Units MER Rate Limit v3.1 | 896 | 7350 | MACT Fuel Choice Floor in lbs/MMBtu | FALSE | L | Annual | Allowances Withdrawn (n:1) | lbs | 0 | 0 | 0 | 0 | 0 | 0 | 0
NY New Units MER Rate Limit v3.1 | 896 | 7350 | MACT Fuel Choice Floor in lbs/MMBtu | FALSE | L | Annual | Net Emissions Allowance Position | lbs | 0 | 0 | 0 | 0 | 0 | 0 | 0
NY New Units MER Rate Limit v3.1 | 896 | 7350 | MACT Fuel Choice Floor in lbs/MMBtu | FALSE | L | Annual | Fuel Consumed | TBtu | 0 | 0 | 0 | 0 | 0 | 0 | 0
NY New Units MER Rate Limit v3.1 | 896 | 7350 | MACT Fuel Choice Floor in lbs/MMBtu | FALSE | L | Annual | Rate | lb/MMBtu | 0 | 0 | 0 | 0 | 0 | 0 | 0
NY New Units MER Rate Limit v3.1 | 896 | 7350 | MACT Fuel Choice Floor in lbs/MMBtu | FALSE | L | Annual | Generation | TWh | 0 | 0 | 0 | 0 | 0 | 0 | 0
NY New Units MER Rate Limit v3.1 | 896 | 7350 | MACT Fuel Choice Floor in lbs/MMBtu | FALSE | L | Annual | Qualifying Generation | TWh | 0 | 0 | 0 | 0 | 0 | 0 | 0
NY New Units MER Rate Limit v3.1 | 896 | 7350 | MACT Fuel Choice Floor in lbs/MMBtu | FALSE | L | Annual | Constraint Shadow Price | US2022$/Lb | 0 | 0 | 0 | 0 | 0 | 0 | 0
NY New Units MER Rate Limit v3.1 | 897 | 7350 | MACT Fuel Choice Floor in lbs/MMBtu | FALSE | L | Annual | Seasons Included | Seasons | Winter, Spring, Summer, Fall | Winter, Spring, Summer, Fall | Winter, Spring, Summer, Fall | Winter, Spring, Summer, Fall | Winter, Spring, Summer, Fall | Winter, Spring, Summer, Fall | Winter, Spring, Summer, Fall
NY New Units MER Rate Limit v3.1 | 897 | 7350 | MACT Fuel Choice Floor in lbs/MMBtu | FALSE | L | Annual | Emission Floor | lbs/MMBtu | 6e-07 | 6e-07 | 6e-07 | 6e-07 | 6e-07 | 6e-07 | 6e-07
NY New Units MER Rate Limit v3.1 | 897 | 7350 | MACT Fuel Choice Floor in lbs/MMBtu | FALSE | L | Annual | Emissions at Affected Plants MER | lbs | 0 | 0 | 0 | 0 | 0 | 0 | 0
NY New Units MER Rate Limit v3.1 | 897 | 7350 | MACT Fuel Choice Floor in lbs/MMBtu | FALSE | L | Annual | Allowances Purchased MER | lbs | 0 | 0 | 0 | 0 | 0 | 0 | 0
NY New Units MER Rate Limit v3.1 | 897 | 7350 | MACT Fuel Choice Floor in lbs/MMBtu | FALSE | L | Annual | Allowances Sold MER | lbs | 0 | 0 | 0 | 0 | 0 | 0 | 0
NY New Units MER Rate Limit v3.1 | 897 | 7350 | MACT Fuel Choice Floor in lbs/MMBtu | FALSE | L | Annual | Allowances Banked | lbs | 0 | 0 | 0 | 0 | 0 | 0 | 0
NY New Units MER Rate Limit v3.1 | 897 | 7350 | MACT Fuel Choice Floor in lbs/MMBtu | FALSE | L | Annual | Allowances Withdrawn (1:1) | lbs | 0 | 0 | 0 | 0 | 0 | 0 | 0
NY New Units MER Rate Limit v3.1 | 897 | 7350 | MACT Fuel Choice Floor in lbs/MMBtu | FALSE | L | Annual | Allowances Withdrawn (n:1) | lbs | 0 | 0 | 0 | 0 | 0 | 0 | 0
NY New Units MER Rate Limit v3.1 | 897 | 7350 | MACT Fuel Choice Floor in lbs/MMBtu | FALSE | L | Annual | Net Emissions Allowance Position | lbs | 0 | 0 | 0 | 0 | 0 | 0 | 0
NY New Units MER Rate Limit v3.1 | 897 | 7350 | MACT Fuel Choice Floor in lbs/MMBtu | FALSE | L | Annual | Fuel Consumed | TBtu | 0 | 0 | 0 | 0 | 0 | 0 | 0
NY New Units MER Rate Limit v3.1 | 897 | 7350 | MACT Fuel Choice Floor in lbs/MMBtu | FALSE | L | Annual | Rate | lb/MMBtu | 0 | 0 | 0 | 0 | 0 | 0 | 0
NY New Units MER Rate Limit v3.1 | 897 | 7350 | MACT Fuel Choice Floor in lbs/MMBtu | FALSE | L | Annual | Generation | TWh | 0 | 0 | 0 | 0 | 0 | 0 | 0
NY New Units MER Rate Limit v3.1 | 897 | 7350 | MACT Fuel Choice Floor in lbs/MMBtu | FALSE | L | Annual | Qualifying Generation | TWh | 0 | 0 | 0 | 0 | 0 | 0 | 0
NY New Units MER Rate Limit v3.1 | 897 | 7350 | MACT Fuel Choice Floor in lbs/MMBtu | FALSE | L | Annual | Constraint Shadow Price | US2022$/Lb | 0 | 0 | 0 | 0 | 0 | 0 | 0
NY New Units MER Rate Limit v3.1 | 898 | 7350 | MACT Fuel Choice Floor in lbs/MMBtu | FALSE | L | Annual | Seasons Included | Seasons | Winter, Spring, Summer, Fall | Winter, Spring, Summer, Fall | Winter, Spring, Summer, Fall | Winter, Spring, Summer, Fall | Winter, Spring, Summer, Fall | Winter, Spring, Summer, Fall | Winter, Spring, Summer, Fall
NY New Units MER Rate Limit v3.1 | 898 | 7350 | MACT Fuel Choice Floor in lbs/MMBtu | FALSE | L | Annual | Emission Floor | lbs/MMBtu | 6e-07 | 6e-07 | 6e-07 | 6e-07 | 6e-07 | 6e-07 | 6e-07
NY New Units MER Rate Limit v3.1 | 898 | 7350 | MACT Fuel Choice Floor in lbs/MMBtu | FALSE | L | Annual | Emissions at Affected Plants MER | lbs | 0 | 0 | 0 | 0 | 0 | 0 | 0
NY New Units MER Rate Limit v3.1 | 898 | 7350 | MACT Fuel Choice Floor in lbs/MMBtu | FALSE | L | Annual | Allowances Purchased MER | lbs | 0 | 0 | 0 | 0 | 0 | 0 | 0
NY New Units MER Rate Limit v3.1 | 898 | 7350 | MACT Fuel Choice Floor in lbs/MMBtu | FALSE | L | Annual | Allowances Sold MER | lbs | 0 | 0 | 0 | 0 | 0 | 0 | 0
NY New Units MER Rate Limit v3.1 | 898 | 7350 | MACT Fuel Choice Floor in lbs/MMBtu | FALSE | L | Annual | Allowances Banked | lbs | 0 | 0 | 0 | 0 | 0 | 0 | 0
NY New Units MER Rate Limit v3.1 | 898 | 7350 | MACT Fuel Choice Floor in lbs/MMBtu | FALSE | L | Annual | Allowances Withdrawn (1:1) | lbs | 0 | 0 | 0 | 0 | 0 | 0 | 0
NY New Units MER Rate Limit v3.1 | 898 | 7350 | MACT Fuel Choice Floor in lbs/MMBtu | FALSE | L | Annual | Allowances Withdrawn (n:1) | lbs | 0 | 0 | 0 | 0 | 0 | 0 | 0
NY New Units MER Rate Limit v3.1 | 898 | 7350 | MACT Fuel Choice Floor in lbs/MMBtu | FALSE | L | Annual | Net Emissions Allowance Position | lbs | 0 | 0 | 0 | 0 | 0 | 0 | 0
NY New Units MER Rate Limit v3.1 | 898 | 7350 | MACT Fuel Choice Floor in lbs/MMBtu | FALSE | L | Annual | Fuel Consumed | TBtu | 0 | 0 | 0 | 0 | 0 | 0 | 0
NY New Units MER Rate Limit v3.1 | 898 | 7350 | MACT Fuel Choice Floor in lbs/MMBtu | FALSE | L | Annual | Rate | lb/MMBtu | 0 | 0 | 0 | 0 | 0 | 0 | 0
NY New Units MER Rate Limit v3.1 | 898 | 7350 | MACT Fuel Choice Floor in lbs/MMBtu | FALSE | L | Annual | Generation | TWh | 0 | 0 | 0 | 0 | 0 | 0 | 0
NY New Units MER Rate Limit v3.1 | 898 | 7350 | MACT Fuel Choice Floor in lbs/MMBtu | FALSE | L | Annual | Qualifying Generation | TWh | 0 | 0 | 0 | 0 | 0 | 0 | 0
NY New Units MER Rate Limit v3.1 | 898 | 7350 | MACT Fuel Choice Floor in lbs/MMBtu | FALSE | L | Annual | Constraint Shadow Price | US2022$/Lb | 0 | 0 | 0 | 0 | 0 | 0 | 0
NY New Units MER Rate Limit v3.1 | 899 | 7350 | MACT Fuel Choice Floor in lbs/MMBtu | FALSE | L | Annual | Seasons Included | Seasons | Winter, Spring, Summer, Fall | Winter, Spring, Summer, Fall | Winter, Spring, Summer, Fall | Winter, Spring, Summer, Fall | Winter, Spring, Summer, Fall | Winter, Spring, Summer, Fall | Winter, Spring, Summer, Fall
NY New Units MER Rate Limit v3.1 | 899 | 7350 | MACT Fuel Choice Floor in lbs/MMBtu | FALSE | L | Annual | Emission Floor | lbs/MMBtu | 6e-07 | 6e-07 | 6e-07 | 6e-07 | 6e-07 | 6e-07 | 6e-07
NY New Units MER Rate Limit v3.1 | 899 | 7350 | MACT Fuel Choice Floor in lbs/MMBtu | FALSE | L | Annual | Emissions at Affected Plants MER | lbs | 0 | 0 | 0 | 0 | 0 | 0 | 0
NY New Units MER Rate Limit v3.1 | 899 | 7350 | MACT Fuel Choice Floor in lbs/MMBtu | FALSE | L | Annual | Allowances Purchased MER | lbs | 0 | 0 | 0 | 0 | 0 | 0 | 0
NY New Units MER Rate Limit v3.1 | 899 | 7350 | MACT Fuel Choice Floor in lbs/MMBtu | FALSE | L | Annual | Allowances Sold MER | lbs | 0 | 0 | 0 | 0 | 0 | 0 | 0
NY New Units MER Rate Limit v3.1 | 899 | 7350 | MACT Fuel Choice Floor in lbs/MMBtu | FALSE | L | Annual | Allowances Banked | lbs | 0 | 0 | 0 | 0 | 0 | 0 | 0
NY New Units MER Rate Limit v3.1 | 899 | 7350 | MACT Fuel Choice Floor in lbs/MMBtu | FALSE | L | Annual | Allowances Withdrawn (1:1) | lbs | 0 | 0 | 0 | 0 | 0 | 0 | 0
NY New Units MER Rate Limit v3.1 | 899 | 7350 | MACT Fuel Choice Floor in lbs/MMBtu | FALSE | L | Annual | Allowances Withdrawn (n:1) | lbs | 0 | 0 | 0 | 0 | 0 | 0 | 0
NY New Units MER Rate Limit v3.1 | 899 | 7350 | MACT Fuel Choice Floor in lbs/MMBtu | FALSE | L | Annual | Net Emissions Allowance Position | lbs | 0 | 0 | 0 | 0 | 0 | 0 | 0
NY New Units MER Rate Limit v3.1 | 899 | 7350 | MACT Fuel Choice Floor in lbs/MMBtu | FALSE | L | Annual | Fuel Consumed | TBtu | 0 | 0 | 0 | 0 | 0 | 0 | 0
NY New Units MER Rate Limit v3.1 | 899 | 7350 | MACT Fuel Choice Floor in lbs/MMBtu | FALSE | L | Annual | Rate | lb/MMBtu | 0 | 0 | 0 | 0 | 0 | 0 | 0
NY New Units MER Rate Limit v3.1 | 899 | 7350 | MACT Fuel Choice Floor in lbs/MMBtu | FALSE | L | Annual | Generation | TWh | 0 | 0 | 0 | 0 | 0 | 0 | 0
NY New Units MER Rate Limit v3.1 | 899 | 7350 | MACT Fuel Choice Floor in lbs/MMBtu | FALSE | L | Annual | Qualifying Generation | TWh | 0 | 0 | 0 | 0 | 0 | 0 | 0
NY New Units MER Rate Limit v3.1 | 899 | 7350 | MACT Fuel Choice Floor in lbs/MMBtu | FALSE | L | Annual | Constraint Shadow Price | US2022$/Lb | 0 | 0 | 0 | 0 | 0 | 0 | 0
NY New Units MER Rate Limit v3.1 | 900 | 7350 | MACT Fuel Choice Floor in lbs/MMBtu | FALSE | L | Annual | Seasons Included | Seasons | Winter, Spring, Summer, Fall | Winter, Spring, Summer, Fall | Winter, Spring, Summer, Fall | Winter, Spring, Summer, Fall | Winter, Spring, Summer, Fall | Winter, Spring, Summer, Fall | Winter, Spring, Summer, Fall
NY New Units MER Rate Limit v3.1 | 900 | 7350 | MACT Fuel Choice Floor in lbs/MMBtu | FALSE | L | Annual | Emission Floor | lbs/MMBtu | 6e-07 | 6e-07 | 6e-07 | 6e-07 | 6e-07 | 6e-07 | 6e-07
NY New Units MER Rate Limit v3.1 | 900 | 7350 | MACT Fuel Choice Floor in lbs/MMBtu | FALSE | L | Annual | Emissions at Affected Plants MER | lbs | 0 | 0 | 0 | 0 | 0 | 0 | 0
NY New Units MER Rate Limit v3.1 | 900 | 7350 | MACT Fuel Choice Floor in lbs/MMBtu | FALSE | L | Annual | Allowances Purchased MER | lbs | 0 | 0 | 0 | 0 | 0 | 0 | 0
NY New Units MER Rate Limit v3.1 | 900 | 7350 | MACT Fuel Choice Floor in lbs/MMBtu | FALSE | L | Annual | Allowances Sold MER | lbs | 0 | 0 | 0 | 0 | 0 | 0 | 0
NY New Units MER Rate Limit v3.1 | 900 | 7350 | MACT Fuel Choice Floor in lbs/MMBtu | FALSE | L | Annual | Allowances Banked | lbs | 0 | 0 | 0 | 0 | 0 | 0 | 0
NY New Units MER Rate Limit v3.1 | 900 | 7350 | MACT Fuel Choice Floor in lbs/MMBtu | FALSE | L | Annual | Allowances Withdrawn (1:1) | lbs | 0 | 0 | 0 | 0 | 0 | 0 | 0
NY New Units MER Rate Limit v3.1 | 900 | 7350 | MACT Fuel Choice Floor in lbs/MMBtu | FALSE | L | Annual | Allowances Withdrawn (n:1) | lbs | 0 | 0 | 0 | 0 | 0 | 0 | 0
NY New Units MER Rate Limit v3.1 | 900 | 7350 | MACT Fuel Choice Floor in lbs/MMBtu | FALSE | L | Annual | Net Emissions Allowance Position | lbs | 0 | 0 | 0 | 0 | 0 | 0 | 0
NY New Units MER Rate Limit v3.1 | 900 | 7350 | MACT Fuel Choice Floor in lbs/MMBtu | FALSE | L | Annual | Fuel Consumed | TBtu | 0 | 0 | 0 | 0 | 0 | 0 | 0
NY New Units MER Rate Limit v3.1 | 900 | 7350 | MACT Fuel Choice Floor in lbs/MMBtu | FALSE | L | Annual | Rate | lb/MMBtu | 0 | 0 | 0 | 0 | 0 | 0 | 0
NY New Units MER Rate Limit v3.1 | 900 | 7350 | MACT Fuel Choice Floor in lbs/MMBtu | FALSE | L | Annual | Generation | TWh | 0 | 0 | 0 | 0 | 0 | 0 | 0
NY New Units MER Rate Limit v3.1 | 900 | 7350 | MACT Fuel Choice Floor in lbs/MMBtu | FALSE | L | Annual | Qualifying Generation | TWh | 0 | 0 | 0 | 0 | 0 | 0 | 0
NY New Units MER Rate Limit v3.1 | 900 | 7350 | MACT Fuel Choice Floor in lbs/MMBtu | FALSE | L | Annual | Constraint Shadow Price | US2022$/Lb | 0 | 0 | 0 | 0 | 0 | 0 | 0
NY New Units MER Rate Limit v3.1 | 901 | 7350 | MACT Fuel Choice Floor in lbs/MMBtu | FALSE | L | Annual | Seasons Included | Seasons | Winter, Spring, Summer, Fall | Winter, Spring, Summer, Fall | Winter, Spring, Summer, Fall | Winter, Spring, Summer, Fall | Winter, Spring, Summer, Fall | Winter, Spring, Summer, Fall | Winter, Spring, Summer, Fall
NY New Units MER Rate Limit v3.1 | 901 | 7350 | MACT Fuel Choice Floor in lbs/MMBtu | FALSE | L | Annual | Emission Floor | lbs/MMBtu | 6e-07 | 6e-07 | 6e-07 | 6e-07 | 6e-07 | 6e-07 | 6e-07
NY New Units MER Rate Limit v3.1 | 901 | 7350 | MACT Fuel Choice Floor in lbs/MMBtu | FALSE | L | Annual | Emissions at Affected Plants MER | lbs | 0 | 0 | 0 | 0 | 0 | 0 | 0
NY New Units MER Rate Limit v3.1 | 901 | 7350 | MACT Fuel Choice Floor in lbs/MMBtu | FALSE | L | Annual | Allowances Purchased MER | lbs | 0 | 0 | 0 | 0 | 0 | 0 | 0
NY New Units MER Rate Limit v3.1 | 901 | 7350 | MACT Fuel Choice Floor in lbs/MMBtu | FALSE | L | Annual | Allowances Sold MER | lbs | 0 | 0 | 0 | 0 | 0 | 0 | 0
NY New Units MER Rate Limit v3.1 | 901 | 7350 | MACT Fuel Choice Floor in lbs/MMBtu | FALSE | L | Annual | Allowances Banked | lbs | 0 | 0 | 0 | 0 | 0 | 0 | 0
NY New Units MER Rate Limit v3.1 | 901 | 7350 | MACT Fuel Choice Floor in lbs/MMBtu | FALSE | L | Annual | Allowances Withdrawn (1:1) | lbs | 0 | 0 | 0 | 0 | 0 | 0 | 0
NY New Units MER Rate Limit v3.1 | 901 | 7350 | MACT Fuel Choice Floor in lbs/MMBtu | FALSE | L | Annual | Allowances Withdrawn (n:1) | lbs | 0 | 0 | 0 | 0 | 0 | 0 | 0
NY New Units MER Rate Limit v3.1 | 901 | 7350 | MACT Fuel Choice Floor in lbs/MMBtu | FALSE | L | Annual | Net Emissions Allowance Position | lbs | 0 | 0 | 0 | 0 | 0 | 0 | 0
NY New Units MER Rate Limit v3.1 | 901 | 7350 | MACT Fuel Choice Floor in lbs/MMBtu | FALSE | L | Annual | Fuel Consumed | TBtu | 0 | 0 | 0 | 0 | 0 | 0 | 0
NY New Units MER Rate Limit v3.1 | 901 | 7350 | MACT Fuel Choice Floor in lbs/MMBtu | FALSE | L | Annual | Rate | lb/MMBtu | 0 | 0 | 0 | 0 | 0 | 0 | 0
NY New Units MER Rate Limit v3.1 | 901 | 7350 | MACT Fuel Choice Floor in lbs/MMBtu | FALSE | L | Annual | Generation | TWh | 0 | 0 | 0 | 0 | 0 | 0 | 0
NY New Units MER Rate Limit v3.1 | 901 | 7350 | MACT Fuel Choice Floor in lbs/MMBtu | FALSE | L | Annual | Qualifying Generation | TWh | 0 | 0 | 0 | 0 | 0 | 0 | 0
NY New Units MER Rate Limit v3.1 | 901 | 7350 | MACT Fuel Choice Floor in lbs/MMBtu | FALSE | L | Annual | Constraint Shadow Price | US2022$/Lb | 0 | 0 | 0 | 0 | 0 | 0 | 0
NY New Units MER Rate Limit v3.1 | 902 | 7350 | MACT Fuel Choice Floor in lbs/MMBtu | FALSE | L | Annual | Seasons Included | Seasons | Winter, Spring, Summer, Fall | Winter, Spring, Summer, Fall | Winter, Spring, Summer, Fall | Winter, Spring, Summer, Fall | Winter, Spring, Summer, Fall | Winter, Spring, Summer, Fall | Winter, Spring, Summer, Fall
NY New Units MER Rate Limit v3.1 | 902 | 7350 | MACT Fuel Choice Floor in lbs/MMBtu | FALSE | L | Annual | Emission Floor | lbs/MMBtu | 6e-07 | 6e-07 | 6e-07 | 6e-07 | 6e-07 | 6e-07 | 6e-07
NY New Units MER Rate Limit v3.1 | 902 | 7350 | MACT Fuel Choice Floor in lbs/MMBtu | FALSE | L | Annual | Emissions at Affected Plants MER | lbs | 0 | 0 | 0 | 0 | 0 | 0 | 0
NY New Units MER Rate Limit v3.1 | 902 | 7350 | MACT Fuel Choice Floor in lbs/MMBtu | FALSE | L | Annual | Allowances Purchased MER | lbs | 0 | 0 | 0 | 0 | 0 | 0 | 0
NY New Units MER Rate Limit v3.1 | 902 | 7350 | MACT Fuel Choice Floor in lbs/MMBtu | FALSE | L | Annual | Allowances Sold MER | lbs | 0 | 0 | 0 | 0 | 0 | 0 | 0
NY New Units MER Rate Limit v3.1 | 902 | 7350 | MACT Fuel Choice Floor in lbs/MMBtu | FALSE | L | Annual | Allowances Banked | lbs | 0 | 0 | 0 | 0 | 0 | 0 | 0
NY New Units MER Rate Limit v3.1 | 902 | 7350 | MACT Fuel Choice Floor in lbs/MMBtu | FALSE | L | Annual | Allowances Withdrawn (1:1) | lbs | 0 | 0 | 0 | 0 | 0 | 0 | 0
NY New Units MER Rate Limit v3.1 | 902 | 7350 | MACT Fuel Choice Floor in lbs/MMBtu | FALSE | L | Annual | Allowances Withdrawn (n:1) | lbs | 0 | 0 | 0 | 0 | 0 | 0 | 0
NY New Units MER Rate Limit v3.1 | 902 | 7350 | MACT Fuel Choice Floor in lbs/MMBtu | FALSE | L | Annual | Net Emissions Allowance Position | lbs | 0 | 0 | 0 | 0 | 0 | 0 | 0
NY New Units MER Rate Limit v3.1 | 902 | 7350 | MACT Fuel Choice Floor in lbs/MMBtu | FALSE | L | Annual | Fuel Consumed | TBtu | 0 | 0 | 0 | 0 | 0 | 0 | 0
NY New Units MER Rate Limit v3.1 | 902 | 7350 | MACT Fuel Choice Floor in lbs/MMBtu | FALSE | L | Annual | Rate | lb/MMBtu | 0 | 0 | 0 | 0 | 0 | 0 | 0
NY New Units MER Rate Limit v3.1 | 902 | 7350 | MACT Fuel Choice Floor in lbs/MMBtu | FALSE | L | Annual | Generation | TWh | 0 | 0 | 0 | 0 | 0 | 0 | 0
NY New Units MER Rate Limit v3.1 | 902 | 7350 | MACT Fuel Choice Floor in lbs/MMBtu | FALSE | L | Annual | Qualifying Generation | TWh | 0 | 0 | 0 | 0 | 0 | 0 | 0
NY New Units MER Rate Limit v3.1 | 902 | 7350 | MACT Fuel Choice Floor in lbs/MMBtu | FALSE | L | Annual | Constraint Shadow Price | US2022$/Lb | 0 | 0 | 0 | 0 | 0 | 0 | 0
NY New Units MER Rate Limit v3.1 | 903 | 7350 | MACT Fuel Choice Floor in lbs/MMBtu | FALSE | L | Annual | Seasons Included | Seasons | Winter, Spring, Summer, Fall | Winter, Spring, Summer, Fall | Winter, Spring, Summer, Fall | Winter, Spring, Summer, Fall | Winter, Spring, Summer, Fall | Winter, Spring, Summer, Fall | Winter, Spring, Summer, Fall
NY New Units MER Rate Limit v3.1 | 903 | 7350 | MACT Fuel Choice Floor in lbs/MMBtu | FALSE | L | Annual | Emission Floor | lbs/MMBtu | 6e-07 | 6e-07 | 6e-07 | 6e-07 | 6e-07 | 6e-07 | 6e-07
NY New Units MER Rate Limit v3.1 | 903 | 7350 | MACT Fuel Choice Floor in lbs/MMBtu | FALSE | L | Annual | Emissions at Affected Plants MER | lbs | 0 | 0 | 0 | 0 | 0 | 0 | 0
NY New Units MER Rate Limit v3.1 | 903 | 7350 | MACT Fuel Choice Floor in lbs/MMBtu | FALSE | L | Annual | Allowances Purchased MER | lbs | 0 | 0 | 0 | 0 | 0 | 0 | 0
NY New Units MER Rate Limit v3.1 | 903 | 7350 | MACT Fuel Choice Floor in lbs/MMBtu | FALSE | L | Annual | Allowances Sold MER | lbs | 0 | 0 | 0 | 0 | 0 | 0 | 0
NY New Units MER Rate Limit v3.1 | 903 | 7350 | MACT Fuel Choice Floor in lbs/MMBtu | FALSE | L | Annual | Allowances Banked | lbs | 0 | 0 | 0 | 0 | 0 | 0 | 0
NY New Units MER Rate Limit v3.1 | 903 | 7350 | MACT Fuel Choice Floor in lbs/MMBtu | FALSE | L | Annual | Allowances Withdrawn (1:1) | lbs | 0 | 0 | 0 | 0 | 0 | 0 | 0
NY New Units MER Rate Limit v3.1 | 903 | 7350 | MACT Fuel Choice Floor in lbs/MMBtu | FALSE | L | Annual | Allowances Withdrawn (n:1) | lbs | 0 | 0 | 0 | 0 | 0 | 0 | 0
NY New Units MER Rate Limit v3.1 | 903 | 7350 | MACT Fuel Choice Floor in lbs/MMBtu | FALSE | L | Annual | Net Emissions Allowance Position | lbs | 0 | 0 | 0 | 0 | 0 | 0 | 0
NY New Units MER Rate Limit v3.1 | 903 | 7350 | MACT Fuel Choice Floor in lbs/MMBtu | FALSE | L | Annual | Fuel Consumed | TBtu | 0 | 0 | 0 | 0 | 0 | 0 | 0
NY New Units MER Rate Limit v3.1 | 903 | 7350 | MACT Fuel Choice Floor in lbs/MMBtu | FALSE | L | Annual | Rate | lb/MMBtu | 0 | 0 | 0 | 0 | 0 | 0 | 0
NY New Units MER Rate Limit v3.1 | 903 | 7350 | MACT Fuel Choice Floor in lbs/MMBtu | FALSE | L | Annual | Generation | TWh | 0 | 0 | 0 | 0 | 0 | 0 | 0
NY New Units MER Rate Limit v3.1 | 903 | 7350 | MACT Fuel Choice Floor in lbs/MMBtu | FALSE | L | Annual | Qualifying Generation | TWh | 0 | 0 | 0 | 0 | 0 | 0 | 0
NY New Units MER Rate Limit v3.1 | 903 | 7350 | MACT Fuel Choice Floor in lbs/MMBtu | FALSE | L | Annual | Constraint Shadow Price | US2022$/Lb | 0 | 0 | 0 | 0 | 0 | 0 | 0
NY New Units MER Rate Limit v3.1 | 904 | 7350 | MACT Fuel Choice Floor in lbs/MMBtu | FALSE | L | Annual | Seasons Included | Seasons | Winter, Spring, Summer, Fall | Winter, Spring, Summer, Fall | Winter, Spring, Summer, Fall | Winter, Spring, Summer, Fall | Winter, Spring, Summer, Fall | Winter, Spring, Summer, Fall | Winter, Spring, Summer, Fall
NY New Units MER Rate Limit v3.1 | 904 | 7350 | MACT Fuel Choice Floor in lbs/MMBtu | FALSE | L | Annual | Emission Floor | lbs/MMBtu | 6e-07 | 6e-07 | 6e-07 | 6e-07 | 6e-07 | 6e-07 | 6e-07
NY New Units MER Rate Limit v3.1 | 904 | 7350 | MACT Fuel Choice Floor in lbs/MMBtu | FALSE | L | Annual | Emissions at Affected Plants MER | lbs | 0 | 0 | 0 | 0 | 0 | 0 | 0
NY New Units MER Rate Limit v3.1 | 904 | 7350 | MACT Fuel Choice Floor in lbs/MMBtu | FALSE | L | Annual | Allowances Purchased MER | lbs | 0 | 0 | 0 | 0 | 0 | 0 | 0
NY New Units MER Rate Limit v3.1 | 904 | 7350 | MACT Fuel Choice Floor in lbs/MMBtu | FALSE | L | Annual | Allowances Sold MER | lbs | 0 | 0 | 0 | 0 | 0 | 0 | 0
NY New Units MER Rate Limit v3.1 | 904 | 7350 | MACT Fuel Choice Floor in lbs/MMBtu | FALSE | L | Annual | Allowances Banked | lbs | 0 | 0 | 0 | 0 | 0 | 0 | 0
NY New Units MER Rate Limit v3.1 | 904 | 7350 | MACT Fuel Choice Floor in lbs/MMBtu | FALSE | L | Annual | Allowances Withdrawn (1:1) | lbs | 0 | 0 | 0 | 0 | 0 | 0 | 0
NY New Units MER Rate Limit v3.1 | 904 | 7350 | MACT Fuel Choice Floor in lbs/MMBtu | FALSE | L | Annual | Allowances Withdrawn (n:1) | lbs | 0 | 0 | 0 | 0 | 0 | 0 | 0
NY New Units MER Rate Limit v3.1 | 904 | 7350 | MACT Fuel Choice Floor in lbs/MMBtu | FALSE | L | Annual | Net Emissions Allowance Position | lbs | 0 | 0 | 0 | 0 | 0 | 0 | 0
NY New Units MER Rate Limit v3.1 | 904 | 7350 | MACT Fuel Choice Floor in lbs/MMBtu | FALSE | L | Annual | Fuel Consumed | TBtu | 0 | 0 | 0 | 0 | 0 | 0 | 0
NY New Units MER Rate Limit v3.1 | 904 | 7350 | MACT Fuel Choice Floor in lbs/MMBtu | FALSE | L | Annual | Rate | lb/MMBtu | 0 | 0 | 0 | 0 | 0 | 0 | 0
NY New Units MER Rate Limit v3.1 | 904 | 7350 | MACT Fuel Choice Floor in lbs/MMBtu | FALSE | L | Annual | Generation | TWh | 0 | 0 | 0 | 0 | 0 | 0 | 0
NY New Units MER Rate Limit v3.1 | 904 | 7350 | MACT Fuel Choice Floor in lbs/MMBtu | FALSE | L | Annual | Qualifying Generation | TWh | 0 | 0 | 0 | 0 | 0 | 0 | 0
NY New Units MER Rate Limit v3.1 | 904 | 7350 | MACT Fuel Choice Floor in lbs/MMBtu | FALSE | L | Annual | Constraint Shadow Price | US2022$/Lb | 0 | 0 | 0 | 0 | 0 | 0 | 0
NY New Units MER Rate Limit v3.1 | 905 | 7350 | MACT Fuel Choice Floor in lbs/MMBtu | FALSE | L | Annual | Seasons Included | Seasons | Winter, Spring, Summer, Fall | Winter, Spring, Summer, Fall | Winter, Spring, Summer, Fall | Winter, Spring, Summer, Fall | Winter, Spring, Summer, Fall | Winter, Spring, Summer, Fall | Winter, Spring, Summer, Fall
NY New Units MER Rate Limit v3.1 | 905 | 7350 | MACT Fuel Choice Floor in lbs/MMBtu | FALSE | L | Annual | Emission Floor | lbs/MMBtu | 6e-07 | 6e-07 | 6e-07 | 6e-07 | 6e-07 | 6e-07 | 6e-07
NY New Units MER Rate Limit v3.1 | 905 | 7350 | MACT Fuel Choice Floor in lbs/MMBtu | FALSE | L | Annual | Emissions at Affected Plants MER | lbs | 0 | 0 | 0 | 0 | 0 | 0 | 0
NY New Units MER Rate Limit v3.1 | 905 | 7350 | MACT Fuel Choice Floor in lbs/MMBtu | FALSE | L | Annual | Allowances Purchased MER | lbs | 0 | 0 | 0 | 0 | 0 | 0 | 0
NY New Units MER Rate Limit v3.1 | 905 | 7350 | MACT Fuel Choice Floor in lbs/MMBtu | FALSE | L | Annual | Allowances Sold MER | lbs | 0 | 0 | 0 | 0 | 0 | 0 | 0
NY New Units MER Rate Limit v3.1 | 905 | 7350 | MACT Fuel Choice Floor in lbs/MMBtu | FALSE | L | Annual | Allowances Banked | lbs | 0 | 0 | 0 | 0 | 0 | 0 | 0
NY New Units MER Rate Limit v3.1 | 905 | 7350 | MACT Fuel Choice Floor in lbs/MMBtu | FALSE | L | Annual | Allowances Withdrawn (1:1) | lbs | 0 | 0 | 0 | 0 | 0 | 0 | 0
NY New Units MER Rate Limit v3.1 | 905 | 7350 | MACT Fuel Choice Floor in lbs/MMBtu | FALSE | L | Annual | Allowances Withdrawn (n:1) | lbs | 0 | 0 | 0 | 0 | 0 | 0 | 0
NY New Units MER Rate Limit v3.1 | 905 | 7350 | MACT Fuel Choice Floor in lbs/MMBtu | FALSE | L | Annual | Net Emissions Allowance Position | lbs | 0 | 0 | 0 | 0 | 0 | 0 | 0
NY New Units MER Rate Limit v3.1 | 905 | 7350 | MACT Fuel Choice Floor in lbs/MMBtu | FALSE | L | Annual | Fuel Consumed | TBtu | 0 | 0 | 0 | 0 | 0 | 0 | 0
NY New Units MER Rate Limit v3.1 | 905 | 7350 | MACT Fuel Choice Floor in lbs/MMBtu | FALSE | L | Annual | Rate | lb/MMBtu | 0 | 0 | 0 | 0 | 0 | 0 | 0
NY New Units MER Rate Limit v3.1 | 905 | 7350 | MACT Fuel Choice Floor in lbs/MMBtu | FALSE | L | Annual | Generation | TWh | 0 | 0 | 0 | 0 | 0 | 0 | 0
NY New Units MER Rate Limit v3.1 | 905 | 7350 | MACT Fuel Choice Floor in lbs/MMBtu | FALSE | L | Annual | Qualifying Generation | TWh | 0 | 0 | 0 | 0 | 0 | 0 | 0
NY New Units MER Rate Limit v3.1 | 905 | 7350 | MACT Fuel Choice Floor in lbs/MMBtu | FALSE | L | Annual | Constraint Shadow Price | US2022$/Lb | 0 | 0 | 0 | 0 | 0 | 0 | 0
NY New Units MER Rate Limit v3.1 | 906 | 7350 | MACT Fuel Choice Floor in lbs/MMBtu | FALSE | L | Annual | Seasons Included | Seasons | Winter, Spring, Summer, Fall | Winter, Spring, Summer, Fall | Winter, Spring, Summer, Fall | Winter, Spring, Summer, Fall | Winter, Spring, Summer, Fall | Winter, Spring, Summer, Fall | Winter, Spring, Summer, Fall
NY New Units MER Rate Limit v3.1 | 906 | 7350 | MACT Fuel Choice Floor in lbs/MMBtu | FALSE | L | Annual | Emission Floor | lbs/MMBtu | 6e-07 | 6e-07 | 6e-07 | 6e-07 | 6e-07 | 6e-07 | 6e-07
NY New Units MER Rate Limit v3.1 | 906 | 7350 | MACT Fuel Choice Floor in lbs/MMBtu | FALSE | L | Annual | Emissions at Affected Plants MER | lbs | 0 | 0 | 0 | 0 | 0 | 0 | 0
NY New Units MER Rate Limit v3.1 | 906 | 7350 | MACT Fuel Choice Floor in lbs/MMBtu | FALSE | L | Annual | Allowances Purchased MER | lbs | 0 | 0 | 0 | 0 | 0 | 0 | 0
NY New Units MER Rate Limit v3.1 | 906 | 7350 | MACT Fuel Choice Floor in lbs/MMBtu | FALSE | L | Annual | Allowances Sold MER | lbs | 0 | 0 | 0 | 0 | 0 | 0 | 0
NY New Units MER Rate Limit v3.1 | 906 | 7350 | MACT Fuel Choice Floor in lbs/MMBtu | FALSE | L | Annual | Allowances Banked | lbs | 0 | 0 | 0 | 0 | 0 | 0 | 0
NY New Units MER Rate Limit v3.1 | 906 | 7350 | MACT Fuel Choice Floor in lbs/MMBtu | FALSE | L | Annual | Allowances Withdrawn (1:1) | lbs | 0 | 0 | 0 | 0 | 0 | 0 | 0
NY New Units MER Rate Limit v3.1 | 906 | 7350 | MACT Fuel Choice Floor in lbs/MMBtu | FALSE | L | Annual | Allowances Withdrawn (n:1) | lbs | 0 | 0 | 0 | 0 | 0 | 0 | 0
NY New Units MER Rate Limit v3.1 | 906 | 7350 | MACT Fuel Choice Floor in lbs/MMBtu | FALSE | L | Annual | Net Emissions Allowance Position | lbs | 0 | 0 | 0 | 0 | 0 | 0 | 0
NY New Units MER Rate Limit v3.1 | 906 | 7350 | MACT Fuel Choice Floor in lbs/MMBtu | FALSE | L | Annual | Fuel Consumed | TBtu | 0 | 0 | 0 | 0 | 0 | 0 | 0
NY New Units MER Rate Limit v3.1 | 906 | 7350 | MACT Fuel Choice Floor in lbs/MMBtu | FALSE | L | Annual | Rate | lb/MMBtu | 0 | 0 | 0 | 0 | 0 | 0 | 0
NY New Units MER Rate Limit v3.1 | 906 | 7350 | MACT Fuel Choice Floor in lbs/MMBtu | FALSE | L | Annual | Generation | TWh | 0 | 0 | 0 | 0 | 0 | 0 | 0
NY New Units MER Rate Limit v3.1 | 906 | 7350 | MACT Fuel Choice Floor in lbs/MMBtu | FALSE | L | Annual | Qualifying Generation | TWh | 0 | 0 | 0 | 0 | 0 | 0 | 0
NY New Units MER Rate Limit v3.1 | 906 | 7350 | MACT Fuel Choice Floor in lbs/MMBtu | FALSE | L | Annual | Constraint Shadow Price | US2022$/Lb | 0 | 0 | 0 | 0 | 0 | 0 | 0
NY New Units MER Rate Limit v3.1 | 907 | 7350 | MACT Fuel Choice Floor in lbs/MMBtu | FALSE | L | Annual | Seasons Included | Seasons | Winter, Spring, Summer, Fall | Winter, Spring, Summer, Fall | Winter, Spring, Summer, Fall | Winter, Spring, Summer, Fall | Winter, Spring, Summer, Fall | Winter, Spring, Summer, Fall | Winter, Spring, Summer, Fall
NY New Units MER Rate Limit v3.1 | 907 | 7350 | MACT Fuel Choice Floor in lbs/MMBtu | FALSE | L | Annual | Emission Floor | lbs/MMBtu | 6e-07 | 6e-07 | 6e-07 | 6e-07 | 6e-07 | 6e-07 | 6e-07
NY New Units MER Rate Limit v3.1 | 907 | 7350 | MACT Fuel Choice Floor in lbs/MMBtu | FALSE | L | Annual | Emissions at Affected Plants MER | lbs | 0 | 0 | 0 | 0 | 0 | 0 | 0
NY New Units MER Rate Limit v3.1 | 907 | 7350 | MACT Fuel Choice Floor in lbs/MMBtu | FALSE | L | Annual | Allowances Purchased MER | lbs | 0 | 0 | 0 | 0 | 0 | 0 | 0
NY New Units MER Rate Limit v3.1 | 907 | 7350 | MACT Fuel Choice Floor in lbs/MMBtu | FALSE | L | Annual | Allowances Sold MER | lbs | 0 | 0 | 0 | 0 | 0 | 0 | 0
NY New Units MER Rate Limit v3.1 | 907 | 7350 | MACT Fuel Choice Floor in lbs/MMBtu | FALSE | L | Annual | Allowances Banked | lbs | 0 | 0 | 0 | 0 | 0 | 0 | 0
NY New Units MER Rate Limit v3.1 | 907 | 7350 | MACT Fuel Choice Floor in lbs/MMBtu | FALSE | L | Annual | Allowances Withdrawn (1:1) | lbs | 0 | 0 | 0 | 0 | 0 | 0 | 0
NY New Units MER Rate Limit v3.1 | 907 | 7350 | MACT Fuel Choice Floor in lbs/MMBtu | FALSE | L | Annual | Allowances Withdrawn (n:1) | lbs | 0 | 0 | 0 | 0 | 0 | 0 | 0
NY New Units MER Rate Limit v3.1 | 907 | 7350 | MACT Fuel Choice Floor in lbs/MMBtu | FALSE | L | Annual | Net Emissions Allowance Position | lbs | 0 | 0 | 0 | 0 | 0 | 0 | 0
NY New Units MER Rate Limit v3.1 | 907 | 7350 | MACT Fuel Choice Floor in lbs/MMBtu | FALSE | L | Annual | Fuel Consumed | TBtu | 0 | 0 | 0 | 0 | 0 | 0 | 0
NY New Units MER Rate Limit v3.1 | 907 | 7350 | MACT Fuel Choice Floor in lbs/MMBtu | FALSE | L | Annual | Rate | lb/MMBtu | 0 | 0 | 0 | 0 | 0 | 0 | 0
NY New Units MER Rate Limit v3.1 | 907 | 7350 | MACT Fuel Choice Floor in lbs/MMBtu | FALSE | L | Annual | Generation | TWh | 0 | 0 | 0 | 0 | 0 | 0 | 0
NY New Units MER Rate Limit v3.1 | 907 | 7350 | MACT Fuel Choice Floor in lbs/MMBtu | FALSE | L | Annual | Qualifying Generation | TWh | 0 | 0 | 0 | 0 | 0 | 0 | 0
NY New Units MER Rate Limit v3.1 | 907 | 7350 | MACT Fuel Choice Floor in lbs/MMBtu | FALSE | L | Annual | Constraint Shadow Price | US2022$/Lb | 0 | 0 | 0 | 0 | 0 | 0 | 0
NY New Units MER Rate Limit v3.1 | 908 | 7350 | MACT Fuel Choice Floor in lbs/MMBtu | FALSE | L | Annual | Seasons Included | Seasons | Winter, Spring, Summer, Fall | Winter, Spring, Summer, Fall | Winter, Spring, Summer, Fall | Winter, Spring, Summer, Fall | Winter, Spring, Summer, Fall | Winter, Spring, Summer, Fall | Winter, Spring, Summer, Fall
NY New Units MER Rate Limit v3.1 | 908 | 7350 | MACT Fuel Choice Floor in lbs/MMBtu | FALSE | L | Annual | Emission Floor | lbs/MMBtu | 6e-07 | 6e-07 | 6e-07 | 6e-07 | 6e-07 | 6e-07 | 6e-07
NY New Units MER Rate Limit v3.1 | 908 | 7350 | MACT Fuel Choice Floor in lbs/MMBtu | FALSE | L | Annual | Emissions at Affected Plants MER | lbs | 0 | 0 | 0 | 0 | 0 | 0 | 0
NY New Units MER Rate Limit v3.1 | 908 | 7350 | MACT Fuel Choice Floor in lbs/MMBtu | FALSE | L | Annual | Allowances Purchased MER | lbs | 0 | 0 | 0 | 0 | 0 | 0 | 0
NY New Units MER Rate Limit v3.1 | 908 | 7350 | MACT Fuel Choice Floor in lbs/MMBtu | FALSE | L | Annual | Allowances Sold MER | lbs | 0 | 0 | 0 | 0 | 0 | 0 | 0
NY New Units MER Rate Limit v3.1 | 908 | 7350 | MACT Fuel Choice Floor in lbs/MMBtu | FALSE | L | Annual | Allowances Banked | lbs | 0 | 0 | 0 | 0 | 0 | 0 | 0
NY New Units MER Rate Limit v3.1 | 908 | 7350 | MACT Fuel Choice Floor in lbs/MMBtu | FALSE | L | Annual | Allowances Withdrawn (1:1) | lbs | 0 | 0 | 0 | 0 | 0 | 0 | 0
NY New Units MER Rate Limit v3.1 | 908 | 7350 | MACT Fuel Choice Floor in lbs/MMBtu | FALSE | L | Annual | Allowances Withdrawn (n:1) | lbs | 0 | 0 | 0 | 0 | 0 | 0 | 0
NY New Units MER Rate Limit v3.1 | 908 | 7350 | MACT Fuel Choice Floor in lbs/MMBtu | FALSE | L | Annual | Net Emissions Allowance Position | lbs | 0 | 0 | 0 | 0 | 0 | 0 | 0
NY New Units MER Rate Limit v3.1 | 908 | 7350 | MACT Fuel Choice Floor in lbs/MMBtu | FALSE | L | Annual | Fuel Consumed | TBtu | 0 | 0 | 0 | 0 | 0 | 0 | 0
NY New Units MER Rate Limit v3.1 | 908 | 7350 | MACT Fuel Choice Floor in lbs/MMBtu | FALSE | L | Annual | Rate | lb/MMBtu | 0 | 0 | 0 | 0 | 0 | 0 | 0
NY New Units MER Rate Limit v3.1 | 908 | 7350 | MACT Fuel Choice Floor in lbs/MMBtu | FALSE | L | Annual | Generation | TWh | 0 | 0 | 0 | 0 | 0 | 0 | 0
NY New Units MER Rate Limit v3.1 | 908 | 7350 | MACT Fuel Choice Floor in lbs/MMBtu | FALSE | L | Annual | Qualifying Generation | TWh | 0 | 0 | 0 | 0 | 0 | 0 | 0
NY New Units MER Rate Limit v3.1 | 908 | 7350 | MACT Fuel Choice Floor in lbs/MMBtu | FALSE | L | Annual | Constraint Shadow Price | US2022$/Lb | 0 | 0 | 0 | 0 | 0 | 0 | 0
NY New Units MER Rate Limit v3.1 | 909 | 7350 | MACT Fuel Choice Floor in lbs/MMBtu | FALSE | L | Annual | Seasons Included | Seasons | Winter, Spring, Summer, Fall | Winter, Spring, Summer, Fall | Winter, Spring, Summer, Fall | Winter, Spring, Summer, Fall | Winter, Spring, Summer, Fall | Winter, Spring, Summer, Fall | Winter, Spring, Summer, Fall
NY New Units MER Rate Limit v3.1 | 909 | 7350 | MACT Fuel Choice Floor in lbs/MMBtu | FALSE | L | Annual | Emission Floor | lbs/MMBtu | 6e-07 | 6e-07 | 6e-07 | 6e-07 | 6e-07 | 6e-07 | 6e-07
NY New Units MER Rate Limit v3.1 | 909 | 7350 | MACT Fuel Choice Floor in lbs/MMBtu | FALSE | L | Annual | Emissions at Affected Plants MER | lbs | 0 | 0 | 0 | 0 | 0 | 0 | 0
NY New Units MER Rate Limit v3.1 | 909 | 7350 | MACT Fuel Choice Floor in lbs/MMBtu | FALSE | L | Annual | Allowances Purchased MER | lbs | 0 | 0 | 0 | 0 | 0 | 0 | 0
NY New Units MER Rate Limit v3.1 | 909 | 7350 | MACT Fuel Choice Floor in lbs/MMBtu | FALSE | L | Annual | Allowances Sold MER | lbs | 0 | 0 | 0 | 0 | 0 | 0 | 0
NY New Units MER Rate Limit v3.1 | 909 | 7350 | MACT Fuel Choice Floor in lbs/MMBtu | FALSE | L | Annual | Allowances Banked | lbs | 0 | 0 | 0 | 0 | 0 | 0 | 0
NY New Units MER Rate Limit v3.1 | 909 | 7350 | MACT Fuel Choice Floor in lbs/MMBtu | FALSE | L | Annual | Allowances Withdrawn (1:1) | lbs | 0 | 0 | 0 | 0 | 0 | 0 | 0
NY New Units MER Rate Limit v3.1 | 909 | 7350 | MACT Fuel Choice Floor in lbs/MMBtu | FALSE | L | Annual | Allowances Withdrawn (n:1) | lbs | 0 | 0 | 0 | 0 | 0 | 0 | 0
NY New Units MER Rate Limit v3.1 | 909 | 7350 | MACT Fuel Choice Floor in lbs/MMBtu | FALSE | L | Annual | Net Emissions Allowance Position | lbs | 0 | 0 | 0 | 0 | 0 | 0 | 0
NY New Units MER Rate Limit v3.1 | 909 | 7350 | MACT Fuel Choice Floor in lbs/MMBtu | FALSE | L | Annual | Fuel Consumed | TBtu | 0 | 0 | 0 | 0 | 0 | 0 | 0
NY New Units MER Rate Limit v3.1 | 909 | 7350 | MACT Fuel Choice Floor in lbs/MMBtu | FALSE | L | Annual | Rate | lb/MMBtu | 0 | 0 | 0 | 0 | 0 | 0 | 0
NY New Units MER Rate Limit v3.1 | 909 | 7350 | MACT Fuel Choice Floor in lbs/MMBtu | FALSE | L | Annual | Generation | TWh | 0 | 0 | 0 | 0 | 0 | 0 | 0
NY New Units MER Rate Limit v3.1 | 909 | 7350 | MACT Fuel Choice Floor in lbs/MMBtu | FALSE | L | Annual | Qualifying Generation | TWh | 0 | 0 | 0 | 0 | 0 | 0 | 0
NY New Units MER Rate Limit v3.1 | 909 | 7350 | MACT Fuel Choice Floor in lbs/MMBtu | FALSE | L | Annual | Constraint Shadow Price | US2022$/Lb | 0 | 0 | 0 | 0 | 0 | 0 | 0
NY New Units MER Rate Limit v3.1 | 910 | 7350 | MACT Fuel Choice Floor in lbs/MMBtu | FALSE | L | Annual | Seasons Included | Seasons | Winter, Spring, Summer, Fall | Winter, Spring, Summer, Fall | Winter, Spring, Summer, Fall | Winter, Spring, Summer, Fall | Winter, Spring, Summer, Fall | Winter, Spring, Summer, Fall | Winter, Spring, Summer, Fall
NY New Units MER Rate Limit v3.1 | 910 | 7350 | MACT Fuel Choice Floor in lbs/MMBtu | FALSE | L | Annual | Emission Floor | lbs/MMBtu | 6e-07 | 6e-07 | 6e-07 | 6e-07 | 6e-07 | 6e-07 | 6e-07
NY New Units MER Rate Limit v3.1 | 910 | 7350 | MACT Fuel Choice Floor in lbs/MMBtu | FALSE | L | Annual | Emissions at Affected Plants MER | lbs | 0 | 0 | 0 | 0 | 0 | 0 | 0
NY New Units MER Rate Limit v3.1 | 910 | 7350 | MACT Fuel Choice Floor in lbs/MMBtu | FALSE | L | Annual | Allowances Purchased MER | lbs | 0 | 0 | 0 | 0 | 0 | 0 | 0
NY New Units MER Rate Limit v3.1 | 910 | 7350 | MACT Fuel Choice Floor in lbs/MMBtu | FALSE | L | Annual | Allowances Sold MER | lbs | 0 | 0 | 0 | 0 | 0 | 0 | 0
NY New Units MER Rate Limit v3.1 | 910 | 7350 | MACT Fuel Choice Floor in lbs/MMBtu | FALSE | L | Annual | Allowances Banked | lbs | 0 | 0 | 0 | 0 | 0 | 0 | 0
NY New Units MER Rate Limit v3.1 | 910 | 7350 | MACT Fuel Choice Floor in lbs/MMBtu | FALSE | L | Annual | Allowances Withdrawn (1:1) | lbs | 0 | 0 | 0 | 0 | 0 | 0 | 0
NY New Units MER Rate Limit v3.1 | 910 | 7350 | MACT Fuel Choice Floor in lbs/MMBtu | FALSE | L | Annual | Allowances Withdrawn (n:1) | lbs | 0 | 0 | 0 | 0 | 0 | 0 | 0
NY New Units MER Rate Limit v3.1 | 910 | 7350 | MACT Fuel Choice Floor in lbs/MMBtu | FALSE | L | Annual | Net Emissions Allowance Position | lbs | 0 | 0 | 0 | 0 | 0 | 0 | 0
NY New Units MER Rate Limit v3.1 | 910 | 7350 | MACT Fuel Choice Floor in lbs/MMBtu | FALSE | L | Annual | Fuel Consumed | TBtu | 0 | 0 | 0 | 0 | 0 | 0 | 0
NY New Units MER Rate Limit v3.1 | 910 | 7350 | MACT Fuel Choice Floor in lbs/MMBtu | FALSE | L | Annual | Rate | lb/MMBtu | 0 | 0 | 0 | 0 | 0 | 0 | 0
NY New Units MER Rate Limit v3.1 | 910 | 7350 | MACT Fuel Choice Floor in lbs/MMBtu | FALSE | L | Annual | Generation | TWh | 0 | 0 | 0 | 0 | 0 | 0 | 0
NY New Units MER Rate Limit v3.1 | 910 | 7350 | MACT Fuel Choice Floor in lbs/MMBtu | FALSE | L | Annual | Qualifying Generation | TWh | 0 | 0 | 0 | 0 | 0 | 0 | 0
NY New Units MER Rate Limit v3.1 | 910 | 7350 | MACT Fuel Choice Floor in lbs/MMBtu | FALSE | L | Annual | Constraint Shadow Price | US2022$/Lb | 0 | 0 | 0 | 0 | 0 | 0 | 0
NY New Units MER Rate Limit v3.1 | 911 | 7350 | MACT Fuel Choice Floor in lbs/MMBtu | FALSE | L | Annual | Seasons Included | Seasons | Winter, Spring, Summer, Fall | Winter, Spring, Summer, Fall | Winter, Spring, Summer, Fall | Winter, Spring, Summer, Fall | Winter, Spring, Summer, Fall | Winter, Spring, Summer, Fall | Winter, Spring, Summer, Fall
NY New Units MER Rate Limit v3.1 | 911 | 7350 | MACT Fuel Choice Floor in lbs/MMBtu | FALSE | L | Annual | Emission Floor | lbs/MMBtu | 6e-07 | 6e-07 | 6e-07 | 6e-07 | 6e-07 | 6e-07 | 6e-07
NY New Units MER Rate Limit v3.1 | 911 | 7350 | MACT Fuel Choice Floor in lbs/MMBtu | FALSE | L | Annual | Emissions at Affected Plants MER | lbs | 0 | 0 | 0 | 0 | 0 | 0 | 0
NY New Units MER Rate Limit v3.1 | 911 | 7350 | MACT Fuel Choice Floor in lbs/MMBtu | FALSE | L | Annual | Allowances Purchased MER | lbs | 0 | 0 | 0 | 0 | 0 | 0 | 0
NY New Units MER Rate Limit v3.1 | 911 | 7350 | MACT Fuel Choice Floor in lbs/MMBtu | FALSE | L | Annual | Allowances Sold MER | lbs | 0 | 0 | 0 | 0 | 0 | 0 | 0
NY New Units MER Rate Limit v3.1 | 911 | 7350 | MACT Fuel Choice Floor in lbs/MMBtu | FALSE | L | Annual | Allowances Banked | lbs | 0 | 0 | 0 | 0 | 0 | 0 | 0
NY New Units MER Rate Limit v3.1 | 911 | 7350 | MACT Fuel Choice Floor in lbs/MMBtu | FALSE | L | Annual | Allowances Withdrawn (1:1) | lbs | 0 | 0 | 0 | 0 | 0 | 0 | 0
NY New Units MER Rate Limit v3.1 | 911 | 7350 | MACT Fuel Choice Floor in lbs/MMBtu | FALSE | L | Annual | Allowances Withdrawn (n:1) | lbs | 0 | 0 | 0 | 0 | 0 | 0 | 0
NY New Units MER Rate Limit v3.1 | 911 | 7350 | MACT Fuel Choice Floor in lbs/MMBtu | FALSE | L | Annual | Net Emissions Allowance Position | lbs | 0 | 0 | 0 | 0 | 0 | 0 | 0
NY New Units MER Rate Limit v3.1 | 911 | 7350 | MACT Fuel Choice Floor in lbs/MMBtu | FALSE | L | Annual | Fuel Consumed | TBtu | 0 | 0 | 0 | 0 | 0 | 0 | 0
NY New Units MER Rate Limit v3.1 | 911 | 7350 | MACT Fuel Choice Floor in lbs/MMBtu | FALSE | L | Annual | Rate | lb/MMBtu | 0 | 0 | 0 | 0 | 0 | 0 | 0
NY New Units MER Rate Limit v3.1 | 911 | 7350 | MACT Fuel Choice Floor in lbs/MMBtu | FALSE | L | Annual | Generation | TWh | 0 | 0 | 0 | 0 | 0 | 0 | 0
NY New Units MER Rate Limit v3.1 | 911 | 7350 | MACT Fuel Choice Floor in lbs/MMBtu | FALSE | L | Annual | Qualifying Generation | TWh | 0 | 0 | 0 | 0 | 0 | 0 | 0
NY New Units MER Rate Limit v3.1 | 911 | 7350 | MACT Fuel Choice Floor in lbs/MMBtu | FALSE | L | Annual | Constraint Shadow Price | US2022$/Lb | 0 | 0 | 0 | 0 | 0 | 0 | 0
NY New Units MER Rate Limit v3.1 | 912 | 7350 | MACT Fuel Choice Floor in lbs/MMBtu | FALSE | L | Annual | Seasons Included | Seasons | Winter, Spring, Summer, Fall | Winter, Spring, Summer, Fall | Winter, Spring, Summer, Fall | Winter, Spring, Summer, Fall | Winter, Spring, Summer, Fall | Winter, Spring, Summer, Fall | Winter, Spring, Summer, Fall
NY New Units MER Rate Limit v3.1 | 912 | 7350 | MACT Fuel Choice Floor in lbs/MMBtu | FALSE | L | Annual | Emission Floor | lbs/MMBtu | 6e-07 | 6e-07 | 6e-07 | 6e-07 | 6e-07 | 6e-07 | 6e-07
NY New Units MER Rate Limit v3.1 | 912 | 7350 | MACT Fuel Choice Floor in lbs/MMBtu | FALSE | L | Annual | Emissions at Affected Plants MER | lbs | 0 | 0 | 0 | 0 | 0 | 0 | 0
NY New Units MER Rate Limit v3.1 | 912 | 7350 | MACT Fuel Choice Floor in lbs/MMBtu | FALSE | L | Annual | Allowances Purchased MER | lbs | 0 | 0 | 0 | 0 | 0 | 0 | 0
NY New Units MER Rate Limit v3.1 | 912 | 7350 | MACT Fuel Choice Floor in lbs/MMBtu | FALSE | L | Annual | Allowances Sold MER | lbs | 0 | 0 | 0 | 0 | 0 | 0 | 0
NY New Units MER Rate Limit v3.1 | 912 | 7350 | MACT Fuel Choice Floor in lbs/MMBtu | FALSE | L | Annual | Allowances Banked | lbs | 0 | 0 | 0 | 0 | 0 | 0 | 0
NY New Units MER Rate Limit v3.1 | 912 | 7350 | MACT Fuel Choice Floor in lbs/MMBtu | FALSE | L | Annual | Allowances Withdrawn (1:1) | lbs | 0 | 0 | 0 | 0 | 0 | 0 | 0
NY New Units MER Rate Limit v3.1 | 912 | 7350 | MACT Fuel Choice Floor in lbs/MMBtu | FALSE | L | Annual | Allowances Withdrawn (n:1) | lbs | 0 | 0 | 0 | 0 | 0 | 0 | 0
NY New Units MER Rate Limit v3.1 | 912 | 7350 | MACT Fuel Choice Floor in lbs/MMBtu | FALSE | L | Annual | Net Emissions Allowance Position | lbs | 0 | 0 | 0 | 0 | 0 | 0 | 0
NY New Units MER Rate Limit v3.1 | 912 | 7350 | MACT Fuel Choice Floor in lbs/MMBtu | FALSE | L | Annual | Fuel Consumed | TBtu | 0 | 0 | 0 | 0 | 0 | 0 | 0
NY New Units MER Rate Limit v3.1 | 912 | 7350 | MACT Fuel Choice Floor in lbs/MMBtu | FALSE | L | Annual | Rate | lb/MMBtu | 0 | 0 | 0 | 0 | 0 | 0 | 0
NY New Units MER Rate Limit v3.1 | 912 | 7350 | MACT Fuel Choice Floor in lbs/MMBtu | FALSE | L | Annual | Generation | TWh | 0 | 0 | 0 | 0 | 0 | 0 | 0
NY New Units MER Rate Limit v3.1 | 912 | 7350 | MACT Fuel Choice Floor in lbs/MMBtu | FALSE | L | Annual | Qualifying Generation | TWh | 0 | 0 | 0 | 0 | 0 | 0 | 0
NY New Units MER Rate Limit v3.1 | 912 | 7350 | MACT Fuel Choice Floor in lbs/MMBtu | FALSE | L | Annual | Constraint Shadow Price | US2022$/Lb | 0 | 0 | 0 | 0 | 0 | 0 | 0
NY New Units MER Rate Limit v3.1 | 913 | 7350 | MACT Fuel Choice Floor in lbs/MMBtu | FALSE | L | Annual | Seasons Included | Seasons | Winter, Spring, Summer, Fall | Winter, Spring, Summer, Fall | Winter, Spring, Summer, Fall | Winter, Spring, Summer, Fall | Winter, Spring, Summer, Fall | Winter, Spring, Summer, Fall | Winter, Spring, Summer, Fall
NY New Units MER Rate Limit v3.1 | 913 | 7350 | MACT Fuel Choice Floor in lbs/MMBtu | FALSE | L | Annual | Emission Floor | lbs/MMBtu | 6e-07 | 6e-07 | 6e-07 | 6e-07 | 6e-07 | 6e-07 | 6e-07
NY New Units MER Rate Limit v3.1 | 913 | 7350 | MACT Fuel Choice Floor in lbs/MMBtu | FALSE | L | Annual | Emissions at Affected Plants MER | lbs | 0 | 0 | 0 | 0 | 0 | 0 | 0
NY New Units MER Rate Limit v3.1 | 913 | 7350 | MACT Fuel Choice Floor in lbs/MMBtu | FALSE | L | Annual | Allowances Purchased MER | lbs | 0 | 0 | 0 | 0 | 0 | 0 | 0
NY New Units MER Rate Limit v3.1 | 913 | 7350 | MACT Fuel Choice Floor in lbs/MMBtu | FALSE | L | Annual | Allowances Sold MER | lbs | 0 | 0 | 0 | 0 | 0 | 0 | 0
NY New Units MER Rate Limit v3.1 | 913 | 7350 | MACT Fuel Choice Floor in lbs/MMBtu | FALSE | L | Annual | Allowances Banked | lbs | 0 | 0 | 0 | 0 | 0 | 0 | 0
NY New Units MER Rate Limit v3.1 | 913 | 7350 | MACT Fuel Choice Floor in lbs/MMBtu | FALSE | L | Annual | Allowances Withdrawn (1:1) | lbs | 0 | 0 | 0 | 0 | 0 | 0 | 0
NY New Units MER Rate Limit v3.1 | 913 | 7350 | MACT Fuel Choice Floor in lbs/MMBtu | FALSE | L | Annual | Allowances Withdrawn (n:1) | lbs | 0 | 0 | 0 | 0 | 0 | 0 | 0
NY New Units MER Rate Limit v3.1 | 913 | 7350 | MACT Fuel Choice Floor in lbs/MMBtu | FALSE | L | Annual | Net Emissions Allowance Position | lbs | 0 | 0 | 0 | 0 | 0 | 0 | 0
NY New Units MER Rate Limit v3.1 | 913 | 7350 | MACT Fuel Choice Floor in lbs/MMBtu | FALSE | L | Annual | Fuel Consumed | TBtu | 0 | 0 | 0 | 0 | 0 | 0 | 0
NY New Units MER Rate Limit v3.1 | 913 | 7350 | MACT Fuel Choice Floor in lbs/MMBtu | FALSE | L | Annual | Rate | lb/MMBtu | 0 | 0 | 0 | 0 | 0 | 0 | 0
NY New Units MER Rate Limit v3.1 | 913 | 7350 | MACT Fuel Choice Floor in lbs/MMBtu | FALSE | L | Annual | Generation | TWh | 0 | 0 | 0 | 0 | 0 | 0 | 0
NY New Units MER Rate Limit v3.1 | 913 | 7350 | MACT Fuel Choice Floor in lbs/MMBtu | FALSE | L | Annual | Qualifying Generation | TWh | 0 | 0 | 0 | 0 | 0 | 0 | 0
NY New Units MER Rate Limit v3.1 | 913 | 7350 | MACT Fuel Choice Floor in lbs/MMBtu | FALSE | L | Annual | Constraint Shadow Price | US2022$/Lb | 0 | 0 | 0 | 0 | 0 | 0 | 0
NY- NOx Annual Budget- v6.20 | 914 | 7559 | Rate Constraint in MTons | FALSE | L | Annual | Seasons Included | Seasons | Winter, Spring, Summer, Fall | Winter, Spring, Summer, Fall | Winter, Spring, Summer, Fall | Winter, Spring, Summer, Fall | Winter, Spring, Summer, Fall | Winter, Spring, Summer, Fall | Winter, Spring, Summer, Fall
NY- NOx Annual Budget- v6.20 | 914 | 7559 | Rate Constraint in MTons | FALSE | L | Annual | Standard NOX | Thousand Tons | 16.081 | 16.081 | 16.081 | 16.081 | 16.081 | 16.081 | 16.081
NY- NOx Annual Budget- v6.20 | 914 | 7559 | Rate Constraint in MTons | FALSE | L | Annual | Emissions at Affected Plants NOX | Thousand Tons | 3.1967 | 2.9767 | 2.1438 | 0.68445 | 0.66219 | 0.65256 | 0.68262
NY- NOx Annual Budget- v6.20 | 914 | 7559 | Rate Constraint in MTons | FALSE | L | Annual | Allowances Purchased NOX | Thousand Tons | 0 | 0 | 0 | 0 | 0 | 0 | 0
NY- NOx Annual Budget- v6.20 | 914 | 7559 | Rate Constraint in MTons | FALSE | L | Annual | Allowances Sold NOX | Thousand Tons | 0 | 0 | 0 | 0 | 0 | 0 | 0
NY- NOx Annual Budget- v6.20 | 914 | 7559 | Rate Constraint in MTons | FALSE | L | Annual | Allowances Banked | Thousand Tons | 0 | 0 | 13.9372 | 3.2157 | 0 | 0 | 0
NY- NOx Annual Budget- v6.20 | 914 | 7559 | Rate Constraint in MTons | FALSE | L | Annual | Allowances Withdrawn (1:1) | Thousand Tons | 0 | 0 | 0 | 0 | -16.081 | 0 | 0
NY- NOx Annual Budget- v6.20 | 914 | 7559 | Rate Constraint in MTons | FALSE | L | Annual | Allowances Withdrawn (n:1) | Thousand Tons | 0 | 0 | 0 | 0 | 0 | 0 | 0
NY- NOx Annual Budget- v6.20 | 914 | 7559 | Rate Constraint in MTons | FALSE | L | Annual | Net Emissions Allowance Position | Thousand Tons | 3.1967 | 2.9767 | 16.081 | 3.9002 | -15.4188 | 0.65256 | 0.68262
NY- NOx Annual Budget- v6.20 | 914 | 7559 | Rate Constraint in MTons | FALSE | L | Annual | Fuel Consumed | TBtu | 343.8023 | 362.806 | 278.1277 | 104.4047 | 111.9507 | 118.6582 | 123.9655
NY- NOx Annual Budget- v6.20 | 914 | 7559 | Rate Constraint in MTons | FALSE | L | Annual | Rate | lb/MMBtu | 0.018596 | 0.016409 | 0.015416 | 0.013112 | 0.01183 | 0.010999 | 0.011013
NY- NOx Annual Budget- v6.20 | 914 | 7559 | Rate Constraint in MTons | FALSE | L | Annual | Generation | TWh | 46.4652 | 49.6839 | 38.7015 | 14.8259 | 15.9179 | 17.0453 | 18.2822
NY- NOx Annual Budget- v6.20 | 914 | 7559 | Rate Constraint in MTons | FALSE | L | Annual | Qualifying Generation | TWh | 46.4652 | 49.6839 | 38.7015 | 14.6359 | 15.7307 | 16.4927 | 17.3666
NY- NOx Annual Budget- v6.20 | 914 | 7559 | Rate Constraint in MTons | FALSE | L | Annual | Rate | lb/MWh | 0.1376 | 0.11982 | 0.11079 | 0.093531 | 0.084191 | 0.079132 | 0.078613
NY- NOx Annual Budget- v6.20 | 914 | 7559 | Rate Constraint in MTons | FALSE | L | Annual | Constraint Shadow Price | US2022$/Ton | 0 | 0 | 0 | 0 | 0 | 0 | 0
NY- NOx Ozone Season Budget- v6.20 | 915 | 7558 | Rate Constraint in MTons | FALSE | L | Annual | Seasons Included | Seasons | Summer | Summer | Summer | Summer | Summer | Summer | Summer
NY- NOx Ozone Season Budget- v6.20 | 915 | 7558 | Rate Constraint in MTons | FALSE | L | Annual | Standard NOX | Thousand Tons | 5.135 | 5.135 | 5.135 | 5.135 | 5.135 | 5.135 | 5.135
NY- NOx Ozone Season Budget- v6.20 | 915 | 7558 | Rate Constraint in MTons | FALSE | L | Annual | Emissions at Affected Plants NOX | Thousand Tons | 1.8564 | 1.6842 | 1.187 | 0.67744 | 0.65594 | 0.57693 | 0.62041
NY- NOx Ozone Season Budget- v6.20 | 915 | 7558 | Rate Constraint in MTons | FALSE | L | Annual | Allowances Purchased NOX | Thousand Tons | 0 | 0 | 0 | 0 | 0 | 0 | 0
NY- NOx Ozone Season Budget- v6.20 | 915 | 7558 | Rate Constraint in MTons | FALSE | L | Annual | Allowances Sold NOX | Thousand Tons | 0 | 0 | 0 | 0 | 0 | 0 | 0
NY- NOx Ozone Season Budget- v6.20 | 915 | 7558 | Rate Constraint in MTons | FALSE | L | Annual | Allowances Banked | Thousand Tons | 0 | 3.4508 | 2.2731 | 0 | 4.4791 | 6.9491 | 0
NY- NOx Ozone Season Budget- v6.20 | 915 | 7558 | Rate Constraint in MTons | FALSE | L | Annual | Allowances Withdrawn (1:1) | Thousand Tons | 0 | 0 | 0 | -5.135 | 0 | -5.135 | -5.135
NY- NOx Ozone Season Budget- v6.20 | 915 | 7558 | Rate Constraint in MTons | FALSE | L | Annual | Allowances Withdrawn (n:1) | Thousand Tons | 0 | 0 | 0 | 0 | 0 | 0 | 0
NY- NOx Ozone Season Budget- v6.20 | 915 | 7558 | Rate Constraint in MTons | FALSE | L | Annual | Net Emissions Allowance Position | Thousand Tons | 1.8564 | 5.135 | 3.4601 | -4.4576 | 5.135 | 2.391 | -4.5146
NY- NOx Ozone Season Budget- v6.20 | 915 | 7558 | Rate Constraint in MTons | FALSE | L | Annual | Fuel Consumed | TBtu | 182.727 | 196.8973 | 175.1293 | 102.7885 | 110.5987 | 106.1785 | 111.5731
NY- NOx Ozone Season Budget- v6.20 | 915 | 7558 | Rate Constraint in MTons | FALSE | L | Annual | Rate | lb/MMBtu | 0.020319 | 0.017108 | 0.013556 | 0.013181 | 0.011862 | 0.010867 | 0.011121
NY- NOx Ozone Season Budget- v6.20 | 915 | 7558 | Rate Constraint in MTons | FALSE | L | Annual | Generation | TWh | 23.9486 | 26.3706 | 24.0353 | 14.59 | 15.7156 | 15.1071 | 16.3391
NY- NOx Ozone Season Budget- v6.20 | 915 | 7558 | Rate Constraint in MTons | FALSE | L | Annual | Qualifying Generation | TWh | 23.9486 | 26.3706 | 24.0353 | 14.4074 | 15.533 | 14.6131 | 15.4922
NY- NOx Ozone Season Budget- v6.20 | 915 | 7558 | Rate Constraint in MTons | FALSE | L | Annual | Rate | lb/MWh | 0.15503 | 0.12774 | 0.098774 | 0.09404 | 0.084457 | 0.07896 | 0.080093
NY- NOx Ozone Season Budget- v6.20 | 915 | 7558 | Rate Constraint in MTons | FALSE | L | Annual | Constraint Shadow Price | US2022$/Ton | 0 | 0 | 0 | 0 | 0 | 0 | 0
NY- NOx Ozone Season Limit- CT Gas Units- v6.20 | 916 | 7639 | Rate Constraint in lbs/MMBtu | FALSE | L | Annual | Seasons Included | Seasons | Summer | Summer | Summer | Summer | Summer | Summer | Summer
NY- NOx Ozone Season Limit- CT Gas Units- v6.20 | 916 | 7639 | Rate Constraint in lbs/MMBtu | FALSE | L | Annual | Standard NOX | lb/MMBtu | 0.09191 | 0.09191 | 0.09191 | 0.09191 | 0.09191 | 0.09191 | 0.09191
NY- NOx Ozone Season Limit- CT Gas Units- v6.20 | 916 | 7639 | Rate Constraint in lbs/MMBtu | FALSE | L | Annual | Emissions at Affected Plants NOX | Thousand Tons | 0.077273 | 0.076087 | 0.045412 | 0.026628 | 0.029619 | 0.044563 | 0.04505
NY- NOx Ozone Season Limit- CT Gas Units- v6.20 | 916 | 7639 | Rate Constraint in lbs/MMBtu | FALSE | L | Annual | Allowances Purchased NOX | Thousand Tons | 0 | 0 | 0 | 0 | 0 | 0 | 0
NY- NOx Ozone Season Limit- CT Gas Units- v6.20 | 916 | 7639 | Rate Constraint in lbs/MMBtu | FALSE | L | Annual | Allowances Sold NOX | Thousand Tons | 0 | 0 | 0 | 0 | 0 | 0 | 0
NY- NOx Ozone Season Limit- CT Gas Units- v6.20 | 916 | 7639 | Rate Constraint in lbs/MMBtu | FALSE | L | Annual | Allowances Banked | Thousand Tons | 0 | 0 | 0 | 0 | 0 | 0 | 0
NY- NOx Ozone Season Limit- CT Gas Units- v6.20 | 916 | 7639 | Rate Constraint in lbs/MMBtu | FALSE | L | Annual | Allowances Withdrawn (1:1) | Thousand Tons | 0 | 0 | 0 | 0 | 0 | 0 | 0
NY- NOx Ozone Season Limit- CT Gas Units- v6.20 | 916 | 7639 | Rate Constraint in lbs/MMBtu | FALSE | L | Annual | Allowances Withdrawn (n:1) | Thousand Tons | 0 | 0 | 0 | 0 | 0 | 0 | 0
NY- NOx Ozone Season Limit- CT Gas Units- v6.20 | 916 | 7639 | Rate Constraint in lbs/MMBtu | FALSE | L | Annual | Net Emissions Allowance Position | Thousand Tons | 0.077273 | 0.076087 | 0.045412 | 0.026628 | 0.029619 | 0.044563 | 0.04505
NY- NOx Ozone Season Limit- CT Gas Units- v6.20 | 916 | 7639 | Rate Constraint in lbs/MMBtu | FALSE | L | Annual | Fuel Consumed | TBtu | 4.2538 | 4.4121 | 4.001 | 1.7287 | 1.646 | 1.8547 | 2.635
NY- NOx Ozone Season Limit- CT Gas Units- v6.20 | 916 | 7639 | Rate Constraint in lbs/MMBtu | FALSE | L | Annual | Rate | lb/MMBtu | 0.036331 | 0.034491 | 0.0227 | 0.030807 | 0.035989 | 0.048055 | 0.034193
NY- NOx Ozone Season Limit- CT Gas Units- v6.20 | 916 | 7639 | Rate Constraint in lbs/MMBtu | FALSE | L | Annual | Generation | TWh | 0.3715 | 0.3875 | 0.36991 | 0.14709 | 0.14343 | 0.1705 | 0.24576
NY- NOx Ozone Season Limit- CT Gas Units- v6.20 | 916 | 7639 | Rate Constraint in lbs/MMBtu | FALSE | L | Annual | Qualifying Generation | TWh | 0.3715 | 0.3875 | 0.36991 | 0.14709 | 0.14343 | 0.1705 | 0.24576
NY- NOx Ozone Season Limit- CT Gas Units- v6.20 | 916 | 7639 | Rate Constraint in lbs/MMBtu | FALSE | L | Annual | Rate | lb/MWh | 0.416 | 0.39271 | 0.24553 | 0.36207 | 0.413 | 0.52273 | 0.36662
NY- NOx Ozone Season Limit- CT Gas Units- v6.20 | 916 | 7639 | Rate Constraint in lbs/MMBtu | FALSE | L | Annual | Constraint Shadow Price | US2022$/Ton | 0 | 0 | 0 | 0 | 0 | 0 | 0
NY- NOx Ozone Season Limit- CT Oil Units- v6.20 | 917 | 7640 | Rate Constraint in lbs/MMBtu | FALSE | L | Annual | Seasons Included | Seasons | Summer | Summer | Summer | Summer | Summer | Summer | Summer
NY- NOx Ozone Season Limit- CT Oil Units- v6.20 | 917 | 7640 | Rate Constraint in lbs/MMBtu | FALSE | L | Annual | Standard NOX | lb/MMBtu | 0.16279 | 0.16279 | 0.16279 | 0.16279 | 0.16279 | 0.16279 | 0.16279
NY- NOx Ozone Season Limit- CT Oil Units- v6.20 | 917 | 7640 | Rate Constraint in lbs/MMBtu | FALSE | L | Annual | Emissions at Affected Plants NOX | Thousand Tons | 0 | 0 | 7.2884e-06 | 0.0024671 | 0.0046029 | 0 | 0
NY- NOx Ozone Season Limit- CT Oil Units- v6.20 | 917 | 7640 | Rate Constraint in lbs/MMBtu | FALSE | L | Annual | Allowances Purchased NOX | Thousand Tons | 0 | 0 | 0 | 0 | 0 | 0 | 0
NY- NOx Ozone Season Limit- CT Oil Units- v6.20 | 917 | 7640 | Rate Constraint in lbs/MMBtu | FALSE | L | Annual | Allowances Sold NOX | Thousand Tons | 0 | 0 | 0 | 0 | 0 | 0 | 0
NY- NOx Ozone Season Limit- CT Oil Units- v6.20 | 917 | 7640 | Rate Constraint in lbs/MMBtu | FALSE | L | Annual | Allowances Banked | Thousand Tons | 0 | 0 | 0 | 0 | 0 | 0 | 0
NY- NOx Ozone Season Limit- CT Oil Units- v6.20 | 917 | 7640 | Rate Constraint in lbs/MMBtu | FALSE | L | Annual | Allowances Withdrawn (1:1) | Thousand Tons | 0 | 0 | 0 | 0 | 0 | 0 | 0
NY- NOx Ozone Season Limit- CT Oil Units- v6.20 | 917 | 7640 | Rate Constraint in lbs/MMBtu | FALSE | L | Annual | Allowances Withdrawn (n:1) | Thousand Tons | 0 | 0 | 0 | 0 | 0 | 0 | 0
NY- NOx Ozone Season Limit- CT Oil Units- v6.20 | 917 | 7640 | Rate Constraint in lbs/MMBtu | FALSE | L | Annual | Net Emissions Allowance Position | Thousand Tons | 0 | 0 | 7.2884e-06 | 0.0024671 | 0.0046029 | 0 | 0
NY- NOx Ozone Season Limit- CT Oil Units- v6.20 | 917 | 7640 | Rate Constraint in lbs/MMBtu | FALSE | L | Annual | Fuel Consumed | TBtu | 0 | 0 | 0.00058944 | 0.033699 | 0.058092 | 0 | 0
NY- NOx Ozone Season Limit- CT Oil Units- v6.20 | 917 | 7640 | Rate Constraint in lbs/MMBtu | FALSE | L | Annual | Rate | lb/MMBtu | 0 | 0 | 0.02473 | 0.14642 | 0.15847 | 0 | 0
NY- NOx Ozone Season Limit- CT Oil Units- v6.20 | 917 | 7640 | Rate Constraint in lbs/MMBtu | FALSE | L | Annual | Generation | TWh | 0 | 0 | 4.9986e-05 | 0.0023683 | 0.0040071 | 0 | 0
NY- NOx Ozone Season Limit- CT Oil Units- v6.20 | 917 | 7640 | Rate Constraint in lbs/MMBtu | FALSE | L | Annual | Qualifying Generation | TWh | 0 | 0 | 4.9986e-05 | 0.0023683 | 0.0040071 | 0 | 0
NY- NOx Ozone Season Limit- CT Oil Units- v6.20 | 917 | 7640 | Rate Constraint in lbs/MMBtu | FALSE | L | Annual | Rate | lb/MWh | 0 | 0 | 0.29162 | 2.0834 | 2.2974 | 0 | 0
NY- NOx Ozone Season Limit- CT Oil Units- v6.20 | 917 | 7640 | Rate Constraint in lbs/MMBtu | FALSE | L | Annual | Constraint Shadow Price | US2022$/Ton | 0 | 0 | 0 | 0 | 0 | 0 | 0
NY- SO2 Annual Budget- v6.20 | 918 | 7560 | Rate Constraint in MTons | FALSE | L | Annual | Seasons Included | Seasons | Winter, Spring, Summer, Fall | Winter, Spring, Summer, Fall | Winter, Spring, Summer, Fall | Winter, Spring, Summer, Fall | Winter, Spring, Summer, Fall | Winter, Spring, Summer, Fall | Winter, Spring, Summer, Fall
NY- SO2 Annual Budget- v6.20 | 918 | 7560 | Rate Constraint in MTons | FALSE | L | Annual | Standard SO2 | Thousand Tons | 27.556 | 27.556 | 27.556 | 27.556 | 27.556 | 27.556 | 27.556
NY- SO2 Annual Budget- v6.20 | 918 | 7560 | Rate Constraint in MTons | FALSE | L | Annual | Emissions at Affected Plants SO2 | Thousand Tons | 0 | 0 | 0 | 0 | 0 | 0 | 0
NY- SO2 Annual Budget- v6.20 | 918 | 7560 | Rate Constraint in MTons | FALSE | L | Annual | Allowances Purchased SO2 | Thousand Tons | 0 | 0 | 0 | 0 | 0 | 0 | 0
NY- SO2 Annual Budget- v6.20 | 918 | 7560 | Rate Constraint in MTons | FALSE | L | Annual | Allowances Sold SO2 | Thousand Tons | 0 | 0 | 0 | 0 | 0 | 0 | 0
NY- SO2 Annual Budget- v6.20 | 918 | 7560 | Rate Constraint in MTons | FALSE | L | Annual | Allowances Banked | Thousand Tons | 0 | 0 | 0 | 0 | 0 | 0 | 0
NY- SO2 Annual Budget- v6.20 | 918 | 7560 | Rate Constraint in MTons | FALSE | L | Annual | Allowances Withdrawn (1:1) | Thousand Tons | 0 | 0 | 0 | 0 | 0 | 0 | 0
NY- SO2 Annual Budget- v6.20 | 918 | 7560 | Rate Constraint in MTons | FALSE | L | Annual | Allowances Withdrawn (n:1) | Thousand Tons | 0 | 0 | 0 | 0 | 0 | 0 | 0
NY- SO2 Annual Budget- v6.20 | 918 | 7560 | Rate Constraint in MTons | FALSE | L | Annual | Net Emissions Allowance Position | Thousand Tons | 0 | 0 | 0 | 0 | 0 | 0 | 0
NY- SO2 Annual Budget- v6.20 | 918 | 7560 | Rate Constraint in MTons | FALSE | L | Annual | Fuel Consumed | TBtu | 343.8023 | 362.806 | 278.1277 | 104.4047 | 111.9507 | 118.6582 | 123.9655
NY- SO2 Annual Budget- v6.20 | 918 | 7560 | Rate Constraint in MTons | FALSE | L | Annual | Rate | lb/MMBtu | 0 | 0 | 0 | 0 | 0 | 0 | 0
NY- SO2 Annual Budget- v6.20 | 918 | 7560 | Rate Constraint in MTons | FALSE | L | Annual | Generation | TWh | 46.4652 | 49.6839 | 38.7015 | 14.8259 | 15.9179 | 17.0453 | 18.2822
NY- SO2 Annual Budget- v6.20 | 918 | 7560 | Rate Constraint in MTons | FALSE | L | Annual | Qualifying Generation | TWh | 46.4652 | 49.6839 | 38.7015 | 14.6359 | 15.7307 | 16.4927 | 17.3666
NY- SO2 Annual Budget- v6.20 | 918 | 7560 | Rate Constraint in MTons | FALSE | L | Annual | Rate | lb/MWh | 0 | 0 | 0 | 0 | 0 | 0 | 0
NY- SO2 Annual Budget- v6.20 | 918 | 7560 | Rate Constraint in MTons | FALSE | L | Annual | Constraint Shadow Price | US2022$/Ton | 0 | 0 | 0 | 0 | 0 | 0 | 0
OR - CO2 Cap Annual v6.21 | 919 | 7736 | Rate Constraint in MTons | FALSE | L | Annual | Seasons Included | Seasons | Winter, Spring, Summer, Fall | Winter, Spring, Summer, Fall | Winter, Spring, Summer, Fall | Winter, Spring, Summer, Fall | Winter, Spring, Summer, Fall | Winter, Spring, Summer, Fall | Winter, Spring, Summer, Fall
OR - CO2 Cap Annual v6.21 | 919 | 7736 | Rate Constraint in MTons | FALSE | L | Annual | Standard CO2 | Thousand Tons | NA | 1847.1125 | 923.5562 | 0 | 0 | 0 | 0
OR - CO2 Cap Annual v6.21 | 919 | 7736 | Rate Constraint in MTons | FALSE | L | Annual | Emissions at Affected Plants CO2 | Thousand Tons | 0 | 1847.1125 | 923.5562 | 0 | 0 | 0 | 0
OR - CO2 Cap Annual v6.21 | 919 | 7736 | Rate Constraint in MTons | FALSE | L | Annual | Allowances Purchased CO2 | Thousand Tons | 0 | 0 | 0 | 0 | 0 | 0 | 0
OR - CO2 Cap Annual v6.21 | 919 | 7736 | Rate Constraint in MTons | FALSE | L | Annual | Allowances Sold CO2 | Thousand Tons | 0 | 0 | 0 | 0 | 0 | 0 | 0
OR - CO2 Cap Annual v6.21 | 919 | 7736 | Rate Constraint in MTons | FALSE | L | Annual | Allowances Banked | Thousand Tons | 0 | 0 | 0 | 0 | 0 | 0 | 0
OR - CO2 Cap Annual v6.21 | 919 | 7736 | Rate Constraint in MTons | FALSE | L | Annual | Allowances Withdrawn (1:1) | Thousand Tons | 0 | 0 | 0 | 0 | 0 | 0 | 0
OR - CO2 Cap Annual v6.21 | 919 | 7736 | Rate Constraint in MTons | FALSE | L | Annual | Allowances Withdrawn (n:1) | Thousand Tons | 0 | 0 | 0 | 0 | 0 | 0 | 0
OR - CO2 Cap Annual v6.21 | 919 | 7736 | Rate Constraint in MTons | FALSE | L | Annual | Net Emissions Allowance Position | Thousand Tons | 0 | 1847.1125 | 923.5562 | 0 | 0 | 0 | 0
OR - CO2 Cap Annual v6.21 | 919 | 7736 | Rate Constraint in MTons | FALSE | L | Annual | Fuel Consumed | TBtu | 0 | 62.4856 | 46.5944 | 30.9286 | 30.9286 | 30.9286 | 30.9286
OR - CO2 Cap Annual v6.21 | 919 | 7736 | Rate Constraint in MTons | FALSE | L | Annual | Rate | lb/MMBtu | 0 | 59.1212 | 39.6423 | 0 | 0 | 0 | 0
OR - CO2 Cap Annual v6.21 | 919 | 7736 | Rate Constraint in MTons | FALSE | L | Annual | Generation | TWh | 0 | 5.2569 | 3.195 | 1.1356 | 1.1356 | 1.1356 | 1.1356
OR - CO2 Cap Annual v6.21 | 919 | 7736 | Rate Constraint in MTons | FALSE | L | Annual | Qualifying Generation | TWh | 0 | 5.2569 | 3.195 | 1.1356 | 1.1356 | 1.1356 | 1.1356
OR - CO2 Cap Annual v6.21 | 919 | 7736 | Rate Constraint in MTons | FALSE | L | Annual | Rate | lb/MWh | 0 | 702.7434 | 578.1179 | 0 | 0 | 0 | 0
OR - CO2 Cap Annual v6.21 | 919 | 7736 | Rate Constraint in MTons | FALSE | L | Annual | Constraint Shadow Price | US2022$/Ton | 0 | 19.0645 | 32.2135 | 1993.2792 | 746.2121 | 930.7809 | 1139.8974
OR Utility Hg Rule - MER Removal New Units v3.1 | 920 | 7563 | MACT Fuel Choice Floor in lbs/MMBtu | FALSE | L | Annual | Seasons Included | Seasons | Winter, Spring, Summer, Fall | Winter, Spring, Summer, Fall | Winter, Spring, Summer, Fall | Winter, Spring, Summer, Fall | Winter, Spring, Summer, Fall | Winter, Spring, Summer, Fall | Winter, Spring, Summer, Fall
OR Utility Hg Rule - MER Removal New Units v3.1 | 920 | 7563 | MACT Fuel Choice Floor in lbs/MMBtu | FALSE | L | Annual | Emission Floor | lbs/MMBtu | 6e-07 | 6e-07 | 6e-07 | 6e-07 | 6e-07 | 6e-07 | 6e-07
OR Utility Hg Rule - MER Removal New Units v3.1 | 920 | 7563 | MACT Fuel Choice Floor in lbs/MMBtu | FALSE | L | Annual | Emissions at Affected Plants MER | lbs | 0 | 0 | 0 | 0 | 0 | 0 | 0
OR Utility Hg Rule - MER Removal New Units v3.1 | 920 | 7563 | MACT Fuel Choice Floor in lbs/MMBtu | FALSE | L | Annual | Allowances Purchased MER | lbs | 0 | 0 | 0 | 0 | 0 | 0 | 0
OR Utility Hg Rule - MER Removal New Units v3.1 | 920 | 7563 | MACT Fuel Choice Floor in lbs/MMBtu | FALSE | L | Annual | Allowances Sold MER | lbs | 0 | 0 | 0 | 0 | 0 | 0 | 0
OR Utility Hg Rule - MER Removal New Units v3.1 | 920 | 7563 | MACT Fuel Choice Floor in lbs/MMBtu | FALSE | L | Annual | Allowances Banked | lbs | 0 | 0 | 0 | 0 | 0 | 0 | 0
OR Utility Hg Rule - MER Removal New Units v3.1 | 920 | 7563 | MACT Fuel Choice Floor in lbs/MMBtu | FALSE | L | Annual | Allowances Withdrawn (1:1) | lbs | 0 | 0 | 0 | 0 | 0 | 0 | 0
OR Utility Hg Rule - MER Removal New Units v3.1 | 920 | 7563 | MACT Fuel Choice Floor in lbs/MMBtu | FALSE | L | Annual | Allowances Withdrawn (n:1) | lbs | 0 | 0 | 0 | 0 | 0 | 0 | 0
OR Utility Hg Rule - MER Removal New Units v3.1 | 920 | 7563 | MACT Fuel Choice Floor in lbs/MMBtu | FALSE | L | Annual | Net Emissions Allowance Position | lbs | 0 | 0 | 0 | 0 | 0 | 0 | 0
OR Utility Hg Rule - MER Removal New Units v3.1 | 920 | 7563 | MACT Fuel Choice Floor in lbs/MMBtu | FALSE | L | Annual | Fuel Consumed | TBtu | 0 | 0 | 0 | 0 | 0 | 0 | 0
OR Utility Hg Rule - MER Removal New Units v3.1 | 920 | 7563 | MACT Fuel Choice Floor in lbs/MMBtu | FALSE | L | Annual | Rate | lb/MMBtu | 0 | 0 | 0 | 0 | 0 | 0 | 0
OR Utility Hg Rule - MER Removal New Units v3.1 | 920 | 7563 | MACT Fuel Choice Floor in lbs/MMBtu | FALSE | L | Annual | Generation | TWh | 0 | 0 | 0 | 0 | 0 | 0 | 0
OR Utility Hg Rule - MER Removal New Units v3.1 | 920 | 7563 | MACT Fuel Choice Floor in lbs/MMBtu | FALSE | L | Annual | Qualifying Generation | TWh | 0 | 0 | 0 | 0 | 0 | 0 | 0
OR Utility Hg Rule - MER Removal New Units v3.1 | 920 | 7563 | MACT Fuel Choice Floor in lbs/MMBtu | FALSE | L | Annual | Constraint Shadow Price | US2022$/Lb | 0 | 0 | 0 | 0 | 0 | 0 | 0
Ozone Season NOX Cap TR - AL | 921 | 7705 | Rate Constraint in MTons | FALSE | L | Annual | Seasons Included | Seasons | Summer | Summer | Summer | Summer | Summer | Summer | Summer
Ozone Season NOX Cap TR - AL | 921 | 7705 | Rate Constraint in MTons | FALSE | L | Annual | Standard NOX | Thousand Tons | 7.546 | 5.578 | 5.578 | 5.578 | 5.578 | 5.578 | 5.578
Ozone Season NOX Cap TR - AL | 921 | 7705 | Rate Constraint in MTons | FALSE | L | Annual | Emissions at Affected Plants NOX | Thousand Tons | 4.8217 | 5.2628 | 5.0094 | 4.6946 | 1.0133 | 1.241 | 1.4037
Ozone Season NOX Cap TR - AL | 921 | 7705 | Rate Constraint in MTons | FALSE | L | Annual | Allowances Purchased NOX | Thousand Tons | 0 | 0 | 0 | 0 | 0 | 0 | 0
Ozone Season NOX Cap TR - AL | 921 | 7705 | Rate Constraint in MTons | FALSE | L | Annual | Allowances Sold NOX | Thousand Tons | 0 | 0 | 0 | 0 | 0 | 0 | 0
Ozone Season NOX Cap TR - AL | 921 | 7705 | Rate Constraint in MTons | FALSE | L | Annual | Allowances Banked | Thousand Tons | 0 | 0 | 0 | 0 | 0 | 0 | 0
Ozone Season NOX Cap TR - AL | 921 | 7705 | Rate Constraint in MTons | FALSE | L | Annual | Allowances Withdrawn (1:1) | Thousand Tons | 0 | 0 | 0 | 0 | 0 | 0 | 0
Ozone Season NOX Cap TR - AL | 921 | 7705 | Rate Constraint in MTons | FALSE | L | Annual | Allowances Withdrawn (n:1) | Thousand Tons | 0 | 0 | 0 | 0 | 0 | 0 | 0
Ozone Season NOX Cap TR - AL | 921 | 7705 | Rate Constraint in MTons | FALSE | L | Annual | Net Emissions Allowance Position | Thousand Tons | 4.8217 | 5.2628 | 5.0094 | 4.6946 | 1.0133 | 1.241 | 1.4037
Ozone Season NOX Cap TR - AL | 921 | 7705 | Rate Constraint in MTons | FALSE | L | Annual | Fuel Consumed | TBtu | 337.3741 | 347.298 | 347.9863 | 321.8881 | 175.2332 | 225.73 | 245.151
Ozone Season NOX Cap TR - AL | 921 | 7705 | Rate Constraint in MTons | FALSE | L | Annual | Rate | lb/MMBtu | 0.028584 | 0.030307 | 0.028791 | 0.029169 | 0.011565 | 0.010996 | 0.011452
Ozone Season NOX Cap TR - AL | 921 | 7705 | Rate Constraint in MTons | FALSE | L | Annual | Generation | TWh | 44.1479 | 44.885 | 41.7778 | 38.2009 | 27.0728 | 34.1176 | 37.2556
Ozone Season NOX Cap TR - AL | 921 | 7705 | Rate Constraint in MTons | FALSE | L | Annual | Qualifying Generation | TWh | 43.7436 | 44.5511 | 41.475 | 38.0643 | 24.9948 | 31.86 | 34.3528
Ozone Season NOX Cap TR - AL | 921 | 7705 | Rate Constraint in MTons | FALSE | L | Annual | Rate | lb/MWh | 0.22045 | 0.23626 | 0.24156 | 0.24667 | 0.08108 | 0.077906 | 0.081724
Ozone Season NOX Cap TR - AL | 921 | 7705 | Rate Constraint in MTons | FALSE | L | Annual | Constraint Shadow Price | US2022$/Ton | 0 | 0 | 0 | 0 | 0 | 0 | 0
Ozone Season NOX Cap TR - AR | 922 | 7706 | Rate Constraint in MTons | FALSE | L | Annual | Seasons Included | Seasons | Summer | Summer | Summer | Summer | Summer | Summer | Summer
Ozone Season NOX Cap TR - AR | 922 | 7706 | Rate Constraint in MTons | FALSE | L | Annual | Standard NOX | Thousand Tons | 4.877 | 4.334 | 4.334 | 4.334 | 4.334 | 4.334 | 4.334
Ozone Season NOX Cap TR - AR | 922 | 7706 | Rate Constraint in MTons | FALSE | L | Annual | Emissions at Affected Plants NOX | Thousand Tons | 4.877 | 1.9756 | 1.1351 | 0.5265 | 0.17303 | 0.45305 | 0.45585
Ozone Season NOX Cap TR - AR | 922 | 7706 | Rate Constraint in MTons | FALSE | L | Annual | Allowances Purchased NOX | Thousand Tons | 0 | 0 | 0 | 0 | 0 | 0 | 0
Ozone Season NOX Cap TR - AR | 922 | 7706 | Rate Constraint in MTons | FALSE | L | Annual | Allowances Sold NOX | Thousand Tons | 0 | 0 | 0 | 0 | 0 | 0 | 0
Ozone Season NOX Cap TR - AR | 922 | 7706 | Rate Constraint in MTons | FALSE | L | Annual | Allowances Banked | Thousand Tons | 0 | 0 | 0 | 0 | 0 | 0 | 0
Ozone Season NOX Cap TR - AR | 922 | 7706 | Rate Constraint in MTons | FALSE | L | Annual | Allowances Withdrawn (1:1) | Thousand Tons | 0 | 0 | 0 | 0 | 0 | 0 | 0
Ozone Season NOX Cap TR - AR | 922 | 7706 | Rate Constraint in MTons | FALSE | L | Annual | Allowances Withdrawn (n:1) | Thousand Tons | 0 | 0 | 0 | 0 | 0 | 0 | 0
Ozone Season NOX Cap TR - AR | 922 | 7706 | Rate Constraint in MTons | FALSE | L | Annual | Net Emissions Allowance Position | Thousand Tons | 4.877 | 1.9756 | 1.1351 | 0.5265 | 0.17303 | 0.45305 | 0.45585
Ozone Season NOX Cap TR - AR | 922 | 7706 | Rate Constraint in MTons | FALSE | L | Annual | Fuel Consumed | TBtu | 151.8804 | 121.429 | 97.1201 | 48.5611 | 13.4881 | 45.9553 | 46.6889
Ozone Season NOX Cap TR - AR | 922 | 7706 | Rate Constraint in MTons | FALSE | L | Annual | Rate | lb/MMBtu | 0.064222 | 0.03254 | 0.023374 | 0.021684 | 0.025657 | 0.019717 | 0.019527
Ozone Season NOX Cap TR - AR | 922 | 7706 | Rate Constraint in MTons | FALSE | L | Annual | Generation | TWh | 18.4496 | 15.5754 | 13.0614 | 6.5777 | 1.934 | 6.3998 | 6.4967
Ozone Season NOX Cap TR - AR | 922 | 7706 | Rate Constraint in MTons | FALSE | L | Annual | Qualifying Generation | TWh | 18.4496 | 15.5754 | 13.0614 | 6.5777 | 1.934 | 6.3998 | 6.4967
Ozone Season NOX Cap TR - AR | 922 | 7706 | Rate Constraint in MTons | FALSE | L | Annual | Rate | lb/MWh | 0.52868 | 0.25369 | 0.1738 | 0.16009 | 0.17893 | 0.14158 | 0.14033
Ozone Season NOX Cap TR - AR | 922 | 7706 | Rate Constraint in MTons | FALSE | L | Annual | Constraint Shadow Price | US2022$/Ton | 4439.464 | 0 | 0 | 0 | 0 | 0 | 0
Ozone Season NOX Cap TR - IL | 923 | 7708 | Rate Constraint in MTons | FALSE | L | Annual | Seasons Included | Seasons | Summer | Summer | Summer | Summer | Summer | Summer | Summer
Ozone Season NOX Cap TR - IL | 923 | 7708 | Rate Constraint in MTons | FALSE | L | Annual | Standard NOX | Thousand Tons | 5.511 | 4.901 | 4.901 | 4.901 | 4.901 | 4.901 | 4.901
Ozone Season NOX Cap TR - IL | 923 | 7708 | Rate Constraint in MTons | FALSE | L | Annual | Emissions at Affected Plants NOX | Thousand Tons | 2.6633 | 2.6045 | 2.3865 | 2.0994 | 0.0057502 | 0.012663 | 0.01294
Ozone Season NOX Cap TR - IL | 923 | 7708 | Rate Constraint in MTons | FALSE | L | Annual | Allowances Purchased NOX | Thousand Tons | 0 | 0 | 0 | 0 | 0 | 0 | 0
Ozone Season NOX Cap TR - IL | 923 | 7708 | Rate Constraint in MTons | FALSE | L | Annual | Allowances Sold NOX | Thousand Tons | 0 | 0 | 0 | 0 | 0 | 0 | 0
Ozone Season NOX Cap TR - IL | 923 | 7708 | Rate Constraint in MTons | FALSE | L | Annual | Allowances Banked | Thousand Tons | 0 | 0 | 0 | 0 | 0 | 0 | 0
Ozone Season NOX Cap TR - IL | 923 | 7708 | Rate Constraint in MTons | FALSE | L | Annual | Allowances Withdrawn (1:1) | Thousand Tons | 0 | 0 | 0 | 0 | 0 | 0 | 0
Ozone Season NOX Cap TR - IL | 923 | 7708 | Rate Constraint in MTons | FALSE | L | Annual | Allowances Withdrawn (n:1) | Thousand Tons | 0 | 0 | 0 | 0 | 0 | 0 | 0
Ozone Season NOX Cap TR - IL | 923 | 7708 | Rate Constraint in MTons | FALSE | L | Annual | Net Emissions Allowance Position | Thousand Tons | 2.6633 | 2.6045 | 2.3865 | 2.0994 | 0.0057502 | 0.012663 | 0.01294
Ozone Season NOX Cap TR - IL | 923 | 7708 | Rate Constraint in MTons | FALSE | L | Annual | Fuel Consumed | TBtu | 158.5694 | 168.507 | 152.2337 | 120.6817 | 0.30259 | 1.1167 | 1.109
Ozone Season NOX Cap TR - IL | 923 | 7708 | Rate Constraint in MTons | FALSE | L | Annual | Rate | lb/MMBtu | 0.033591 | 0.030913 | 0.031353 | 0.034792 | 0.038007 | 0.022679 | 0.023336
Ozone Season NOX Cap TR - IL | 923 | 7708 | Rate Constraint in MTons | FALSE | L | Annual | Generation | TWh | 20.2434 | 23.0996 | 18.9509 | 13.8469 | 0.045754 | 0.36035 | 0.3314
Ozone Season NOX Cap TR - IL | 923 | 7708 | Rate Constraint in MTons | FALSE | L | Annual | Qualifying Generation | TWh | 20.2434 | 21.821 | 18.2797 | 13.8469 | 0.045754 | 0.13108 | 0.13063
Ozone Season NOX Cap TR - IL | 923 | 7708 | Rate Constraint in MTons | FALSE | L | Annual | Rate | lb/MWh | 0.26312 | 0.23872 | 0.26111 | 0.30323 | 0.25136 | 0.19321 | 0.19811
Ozone Season NOX Cap TR - IL | 923 | 7708 | Rate Constraint in MTons | FALSE | L | Annual | Constraint Shadow Price | US2022$/Ton | 0 | 0 | 0 | 0 | 0 | 0 | 0
Ozone Season NOX Cap TR - IN | 924 | 7709 | Rate Constraint in MTons | FALSE | L | Annual | Seasons Included | Seasons | Summer | Summer | Summer | Summer | Summer | Summer | Summer
Ozone Season NOX Cap TR - IN | 924 | 7709 | Rate Constraint in MTons | FALSE | L | Annual | Standard NOX | Thousand Tons | 10.446 | 7.631 | 7.631 | 7.631 | 7.631 | 7.631 | 7.631
Ozone Season NOX Cap TR - IN | 924 | 7709 | Rate Constraint in MTons | FALSE | L | Annual | Emissions at Affected Plants NOX | Thousand Tons | 6.5478 | 4.2052 | 1.4059 | 1.1858 | 0.20072 | 0.2747 | 0.29107
Ozone Season NOX Cap TR - IN | 924 | 7709 | Rate Constraint in MTons | FALSE | L | Annual | Allowances Purchased NOX | Thousand Tons | 0 | 0 | 0 | 0 | 0 | 0 | 0
Ozone Season NOX Cap TR - IN | 924 | 7709 | Rate Constraint in MTons | FALSE | L | Annual | Allowances Sold NOX | Thousand Tons | 0 | 0 | 0 | 0 | 0 | 0 | 0
Ozone Season NOX Cap TR - IN | 924 | 7709 | Rate Constraint in MTons | FALSE | L | Annual | Allowances Banked | Thousand Tons | 0 | 0 | 0 | 0 | 0 | 0 | 0
Ozone Season NOX Cap TR - IN | 924 | 7709 | Rate Constraint in MTons | FALSE | L | Annual | Allowances Withdrawn (1:1) | Thousand Tons | 0 | 0 | 0 | 0 | 0 | 0 | 0
Ozone Season NOX Cap TR - IN | 924 | 7709 | Rate Constraint in MTons | FALSE | L | Annual | Allowances Withdrawn (n:1) | Thousand Tons | 0 | 0 | 0 | 0 | 0 | 0 | 0
Ozone Season NOX Cap TR - IN | 924 | 7709 | Rate Constraint in MTons | FALSE | L | Annual | Net Emissions Allowance Position | Thousand Tons | 6.5478 | 4.2052 | 1.4059 | 1.1858 | 0.20072 | 0.2747 | 0.29107
Ozone Season NOX Cap TR - IN | 924 | 7709 | Rate Constraint in MTons | FALSE | L | Annual | Fuel Consumed | TBtu | 198.9569 | 208.8052 | 135.1274 | 94.7018 | 47.9727 | 62.8625 | 65.5908
Ozone Season NOX Cap TR - IN | 924 | 7709 | Rate Constraint in MTons | FALSE | L | Annual | Rate | lb/MMBtu | 0.065821 | 0.040279 | 0.020808 | 0.025042 | 0.0083681 | 0.0087398 | 0.0088754
Ozone Season NOX Cap TR - IN | 924 | 7709 | Rate Constraint in MTons | FALSE | L | Annual | Generation | TWh | 22.4813 | 24.1876 | 17.8934 | 11.3731 | 7.3649 | 8.6271 | 8.9177
Ozone Season NOX Cap TR - IN | 924 | 7709 | Rate Constraint in MTons | FALSE | L | Annual | Qualifying Generation | TWh | 22.4336 | 23.4668 | 15.613 | 10.9421 | 6.7245 | 8.5988 | 8.8736
Ozone Season NOX Cap TR - IN | 924 | 7709 | Rate Constraint in MTons | FALSE | L | Annual | Rate | lb/MWh | 0.58375 | 0.3584 | 0.18009 | 0.21673 | 0.059698 | 0.063893 | 0.065604
Ozone Season NOX Cap TR - IN | 924 | 7709 | Rate Constraint in MTons | FALSE | L | Annual | Constraint Shadow Price | US2022$/Ton | 0 | 0 | 0 | 0 | 0 | 0 | 0
Ozone Season NOX Cap TR - KY | 925 | 7710 | Rate Constraint in MTons | FALSE | L | Annual | Seasons Included | Seasons | Summer | Summer | Summer | Summer | Summer | Summer | Summer
Ozone Season NOX Cap TR - KY | 925 | 7710 | Rate Constraint in MTons | FALSE | L | Annual | Standard NOX | Thousand Tons | 9.513 | 9.291 | 9.291 | 9.291 | 9.291 | 9.291 | 9.291
Ozone Season NOX Cap TR - KY | 925 | 7710 | Rate Constraint in MTons | FALSE | L | Annual | Emissions at Affected Plants NOX | Thousand Tons | 3.2676 | 4.5186 | 3.8621 | 3.8083 | 0.50966 | 0.57177 | 0.52834
Ozone Season NOX Cap TR - KY | 925 | 7710 | Rate Constraint in MTons | FALSE | L | Annual | Allowances Purchased NOX | Thousand Tons | 0 | 0 | 0 | 0 | 0 | 0 | 0
Ozone Season NOX Cap TR - KY | 925 | 7710 | Rate Constraint in MTons | FALSE | L | Annual | Allowances Sold NOX | Thousand Tons | 0 | 0 | 0 | 0 | 0 | 0 | 0
Ozone Season NOX Cap TR - KY | 925 | 7710 | Rate Constraint in MTons | FALSE | L | Annual | Allowances Banked | Thousand Tons | 0 | 0 | 0 | 0 | 0 | 0 | 0
Ozone Season NOX Cap TR - KY | 925 | 7710 | Rate Constraint in MTons | FALSE | L | Annual | Allowances Withdrawn (1:1) | Thousand Tons | 0 | 0 | 0 | 0 | 0 | 0 | 0
Ozone Season NOX Cap TR - KY | 925 | 7710 | Rate Constraint in MTons | FALSE | L | Annual | Allowances Withdrawn (n:1) | Thousand Tons | 0 | 0 | 0 | 0 | 0 | 0 | 0
Ozone Season NOX Cap TR - KY | 925 | 7710 | Rate Constraint in MTons | FALSE | L | Annual | Net Emissions Allowance Position | Thousand Tons | 3.2676 | 4.5186 | 3.8621 | 3.8083 | 0.50966 | 0.57177 | 0.52834
Ozone Season NOX Cap TR - KY | 925 | 7710 | Rate Constraint in MTons | FALSE | L | Annual | Fuel Consumed | TBtu | 180.5811 | 214.8247 | 180.178 | 179.956 | 77.6099 | 81.1648 | 91.3613
Ozone Season NOX Cap TR - KY | 925 | 7710 | Rate Constraint in MTons | FALSE | L | Annual | Rate | lb/MMBtu | 0.03619 | 0.042068 | 0.04287 | 0.042325 | 0.013134 | 0.014089 | 0.011566
Ozone Season NOX Cap TR - KY | 925 | 7710 | Rate Constraint in MTons | FALSE | L | Annual | Generation | TWh | 24.2765 | 29.5828 | 23.3822 | 19.9886 | 12.5967 | 12.7297 | 14.9073
Ozone Season NOX Cap TR - KY | 925 | 7710 | Rate Constraint in MTons | FALSE | L | Annual | Qualifying Generation | TWh | 23.0011 | 26.2945 | 19 | 19.3408 | 11.8456 | 12.1547 | 13.7533
Ozone Season NOX Cap TR - KY | 925 | 7710 | Rate Constraint in MTons | FALSE | L | Annual | Rate | lb/MWh | 0.28413 | 0.3437 | 0.40654 | 0.39381 | 0.08605 | 0.094083 | 0.07683
Ozone Season NOX Cap TR - KY | 925 | 7710 | Rate Constraint in MTons | FALSE | L | Annual | Constraint Shadow Price | US2022$/Ton | 0 | 0 | 0 | 0 | 0 | 0 | 0
Ozone Season NOX Cap TR - LA | 926 | 7711 | Rate Constraint in MTons | FALSE | L | Annual | Seasons Included | Seasons | Summer | Summer | Summer | Summer | Summer | Summer | Summer
Ozone Season NOX Cap TR - LA | 926 | 7711 | Rate Constraint in MTons | FALSE | L | Annual | Standard NOX | Thousand Tons | 3.592 | 3.592 | 3.592 | 3.592 | 3.592 | 3.592 | 3.592
Ozone Season NOX Cap TR - LA | 926 | 7711 | Rate Constraint in MTons | FALSE | L | Annual | Emissions at Affected Plants NOX | Thousand Tons | 3.592 | 3.592 | 3.1287 | 2.0922 | 1.6489 | 2.044 | 2.3367
Ozone Season NOX Cap TR - LA | 926 | 7711 | Rate Constraint in MTons | FALSE | L | Annual | Allowances Purchased NOX | Thousand Tons | 0 | 0 | 0 | 0 | 0 | 0 | 0
Ozone Season NOX Cap TR - LA | 926 | 7711 | Rate Constraint in MTons | FALSE | L | Annual | Allowances Sold NOX | Thousand Tons | 0 | 0 | 0 | 0 | 0 | 0 | 0
Ozone Season NOX Cap TR - LA | 926 | 7711 | Rate Constraint in MTons | FALSE | L | Annual | Allowances Banked | Thousand Tons | 0 | 0 | 0 | 0 | 0 | 0 | 0
Ozone Season NOX Cap TR - LA | 926 | 7711 | Rate Constraint in MTons | FALSE | L | Annual | Allowances Withdrawn (1:1) | Thousand Tons | 0 | 0 | 0 | 0 | 0 | 0 | 0
Ozone Season NOX Cap TR - LA | 926 | 7711 | Rate Constraint in MTons | FALSE | L | Annual | Allowances Withdrawn (n:1) | Thousand Tons | 0 | 0 | 0 | 0 | 0 | 0 | 0
Ozone Season NOX Cap TR - LA | 926 | 7711 | Rate Constraint in MTons | FALSE | L | Annual | Net Emissions Allowance Position | Thousand Tons | 3.592 | 3.592 | 3.1287 | 2.0922 | 1.6489 | 2.044 | 2.3367
Ozone Season NOX Cap TR - LA | 926 | 7711 | Rate Constraint in MTons | FALSE | L | Annual | Fuel Consumed | TBtu | 198.8393 | 199.4766 | 224.9645 | 152.6363 | 82.8257 | 141.5741 | 159.5881
Ozone Season NOX Cap TR - LA | 926 | 7711 | Rate Constraint in MTons | FALSE | L | Annual | Rate | lb/MMBtu | 0.03613 | 0.036014 | 0.027815 | 0.027414 | 0.039816 | 0.028875 | 0.029284
Ozone Season NOX Cap TR - LA | 926 | 7711 | Rate Constraint in MTons | FALSE | L | Annual | Generation | TWh | 27.1675 | 25.8128 | 30.4685 | 20.705 | 11.8729 | 20.1809 | 22.747
Ozone Season NOX Cap TR - LA | 926 | 7711 | Rate Constraint in MTons | FALSE | L | Annual | Qualifying Generation | TWh | 27.1675 | 25.8128 | 30.4685 | 20.705 | 11.8729 | 20.1809 | 22.747
Ozone Season NOX Cap TR - LA | 926 | 7711 | Rate Constraint in MTons | FALSE | L | Annual | Rate | lb/MWh | 0.26443 | 0.27831 | 0.20537 | 0.2021 | 0.27776 | 0.20256 | 0.20545
Ozone Season NOX Cap TR - LA | 926 | 7711 | Rate Constraint in MTons | FALSE | L | Annual | Constraint Shadow Price | US2022$/Ton | 37758.6907 | 69228.2809 | 0 | 0 | 0 | 0 | 0
Ozone Season NOX Cap TR - MD | 927 | 7712 | Rate Constraint in MTons | FALSE | L | Annual | Seasons Included | Seasons | Summer | Summer | Summer | Summer | Summer | Summer | Summer
Ozone Season NOX Cap TR - MD | 927 | 7712 | Rate Constraint in MTons | FALSE | L | Annual | Standard NOX | Thousand Tons | 0.717 | 0.717 | 0.717 | 0.717 | 0.717 | 0.717 | 0.717
Ozone Season NOX Cap TR - MD | 927 | 7712 | Rate Constraint in MTons | FALSE | L | Annual | Emissions at Affected Plants NOX | Thousand Tons | 0.64435 | 0.58728 | 0.60364 | 0.46893 | 0.26337 | 0.34955 | 0.4154
Ozone Season NOX Cap TR - MD | 927 | 7712 | Rate Constraint in MTons | FALSE | L | Annual | Allowances Purchased NOX | Thousand Tons | 0 | 0 | 0 | 0 | 0 | 0 | 0
Ozone Season NOX Cap TR - MD | 927 | 7712 | Rate Constraint in MTons | FALSE | L | Annual | Allowances Sold NOX | Thousand Tons | 0 | 0 | 0 | 0 | 0 | 0 | 0
Ozone Season NOX Cap TR - MD | 927 | 7712 | Rate Constraint in MTons | FALSE | L | Annual | Allowances Banked | Thousand Tons | 0 | 0 | 0 | 0 | 0 | 0 | 0
Ozone Season NOX Cap TR - MD | 927 | 7712 | Rate Constraint in MTons | FALSE | L | Annual | Allowances Withdrawn (1:1) | Thousand Tons | 0 | 0 | 0 | 0 | 0 | 0 | 0
Ozone Season NOX Cap TR - MD | 927 | 7712 | Rate Constraint in MTons | FALSE | L | Annual | Allowances Withdrawn (n:1) | Thousand Tons | 0 | 0 | 0 | 0 | 0 | 0 | 0
Ozone Season NOX Cap TR - MD | 927 | 7712 | Rate Constraint in MTons | FALSE | L | Annual | Net Emissions Allowance Position | Thousand Tons | 0.64435 | 0.58728 | 0.60364 | 0.46893 | 0.26337 | 0.34955 | 0.4154
Ozone Season NOX Cap TR - MD | 927 | 7712 | Rate Constraint in MTons | FALSE | L | Annual | Fuel Consumed | TBtu | 89.1299 | 87.1042 | 89.5615 | 74.3817 | 72.0052 | 86.674 | 98.6461
Ozone Season NOX Cap TR - MD | 927 | 7712 | Rate Constraint in MTons | FALSE | L | Annual | Rate | lb/MMBtu | 0.014459 | 0.013484 | 0.01348 | 0.012609 | 0.0073152 | 0.0080659 | 0.008422
Ozone Season NOX Cap TR - MD | 927 | 7712 | Rate Constraint in MTons | FALSE | L | Annual | Generation | TWh | 12.6408 | 12.4064 | 12.5255 | 10.5449 | 10.9851 | 38.1808 | 58.2184
Ozone Season NOX Cap TR - MD | 927 | 7712 | Rate Constraint in MTons | FALSE | L | Annual | Qualifying Generation | TWh | 12.6408 | 12.4064 | 12.5255 | 10.4521 | 10.4313 | 12.5567 | 14.42
Ozone Season NOX Cap TR - MD | 927 | 7712 | Rate Constraint in MTons | FALSE | L | Annual | Rate | lb/MWh | 0.10195 | 0.094673 | 0.096386 | 0.089729 | 0.050495 | 0.055676 | 0.057614
Ozone Season NOX Cap TR - MD | 927 | 7712 | Rate Constraint in MTons | FALSE | L | Annual | Constraint Shadow Price | US2022$/Ton | 0 | 0 | 0 | 0 | 0 | 0 | 0
Ozone Season NOX Cap TR - MI | 928 | 7713 | Rate Constraint in MTons | FALSE | L | Annual | Seasons Included | Seasons | Summer | Summer | Summer | Summer | Summer | Summer | Summer
Ozone Season NOX Cap TR - MI | 928 | 7713 | Rate Constraint in MTons | FALSE | L | Annual | Standard NOX | Thousand Tons | 7.256 | 6.886 | 6.886 | 6.886 | 6.886 | 6.886 | 6.886
Ozone Season NOX Cap TR - MI | 928 | 7713 | Rate Constraint in MTons | FALSE | L | Annual | Emissions at Affected Plants NOX | Thousand Tons | 5.7895 | 3.995 | 4.9015 | 3.2655 | 1.8737 | 2.9921 | 2.9553
Ozone Season NOX Cap TR - MI | 928 | 7713 | Rate Constraint in MTons | FALSE | L | Annual | Allowances Purchased NOX | Thousand Tons | 0 | 0 | 0 | 0 | 0 | 0 | 0
Ozone Season NOX Cap TR - MI | 928 | 7713 | Rate Constraint in MTons | FALSE | L | Annual | Allowances Sold NOX | Thousand Tons | 0 | 0 | 0 | 0 | 0 | 0 | 0
Ozone Season NOX Cap TR - MI | 928 | 7713 | Rate Constraint in MTons | FALSE | L | Annual | Allowances Banked | Thousand Tons | 0 | 0 | 0 | 0 | 0 | 0 | 0
Ozone Season NOX Cap TR - MI | 928 | 7713 | Rate Constraint in MTons | FALSE | L | Annual | Allowances Withdrawn (1:1) | Thousand Tons | 0 | 0 | 0 | 0 | 0 | 0 | 0
Ozone Season NOX Cap TR - MI | 928 | 7713 | Rate Constraint in MTons | FALSE | L | Annual | Allowances Withdrawn (n:1) | Thousand Tons | 0 | 0 | 0 | 0 | 0 | 0 | 0
Ozone Season NOX Cap TR - MI | 928 | 7713 | Rate Constraint in MTons | FALSE | L | Annual | Net Emissions Allowance Position | Thousand Tons | 5.7895 | 3.995 | 4.9015 | 3.2655 | 1.8737 | 2.9921 | 2.9553
Ozone Season NOX Cap TR - MI | 928 | 7713 | Rate Constraint in MTons | FALSE | L | Annual | Fuel Consumed | TBtu | 240.0382 | 195.2667 | 205.9528 | 174.9473 | 132.5253 | 169.3157 | 167.0576
Ozone Season NOX Cap TR - MI | 928 | 7713 | Rate Constraint in MTons | FALSE | L | Annual | Rate | lb/MMBtu | 0.048239 | 0.040918 | 0.047598 | 0.037331 | 0.028277 | 0.035344 | 0.035381
Ozone Season NOX Cap TR - MI | 928 | 7713 | Rate Constraint in MTons | FALSE | L | Annual | Generation | TWh | 32.0439 | 28.3026 | 31.1264 | 25.622 | 20.2181 | 24.6734 | 24.3934
Ozone Season NOX Cap TR - MI | 928 | 7713 | Rate Constraint in MTons | FALSE | L | Annual | Qualifying Generation | TWh | 32.0436 | 27.6524 | 28.5391 | 25.1249 | 19.4793 | 24.4056 | 24.0825
Ozone Season NOX Cap TR - MI | 928 | 7713 | Rate Constraint in MTons | FALSE | L | Annual | Rate | lb/MWh | 0.36135 | 0.28894 | 0.34349 | 0.25994 | 0.19238 | 0.2452 | 0.24543
Ozone Season NOX Cap TR - MI | 928 | 7713 | Rate Constraint in MTons | FALSE | L | Annual | Constraint Shadow Price | US2022$/Ton | 0 | 0 | 0 | 0 | 0 | 0 | 0
Ozone Season NOX Cap TR - MN | 929 | 7714 | Rate Constraint in MTons | FALSE | L | Annual | Seasons Included | Seasons | Summer | Summer | Summer | Summer | Summer | Summer | Summer
Ozone Season NOX Cap TR - MN | 929 | 7714 | Rate Constraint in MTons | FALSE | L | Annual | Standard NOX | Thousand Tons | 3.515 | 2.012 | 2.012 | 2.012 | 2.012 | 2.012 | 2.012
Ozone Season NOX Cap TR - MN | 929 | 7714 | Rate Constraint in MTons | FALSE | L | Annual | Emissions at Affected Plants NOX | Thousand Tons | 2.0029 | 1.8521 | 0.17236 | 0.0036776 | 8.0398e-06 | 0.061034 | 0.081624
Ozone Season NOX Cap TR - MN | 929 | 7714 | Rate Constraint in MTons | FALSE | L | Annual | Allowances Purchased NOX | Thousand Tons | 0 | 0 | 0 | 0 | 0 | 0 | 0
Ozone Season NOX Cap TR - MN | 929 | 7714 | Rate Constraint in MTons | FALSE | L | Annual | Allowances Sold NOX | Thousand Tons | 0 | 0 | 0 | 0 | 0 | 0 | 0
Ozone Season NOX Cap TR - MN | 929 | 7714 | Rate Constraint in MTons | FALSE | L | Annual | Allowances Banked | Thousand Tons | 0 | 0 | 0 | 0 | 0 | 0 | 0
Ozone Season NOX Cap TR - MN | 929 | 7714 | Rate Constraint in MTons | FALSE | L | Annual | Allowances Withdrawn (1:1) | Thousand Tons | 0 | 0 | 0 | 0 | 0 | 0 | 0
Ozone Season NOX Cap TR - MN | 929 | 7714 | Rate Constraint in MTons | FALSE | L | Annual | Allowances Withdrawn (n:1) | Thousand Tons | 0 | 0 | 0 | 0 | 0 | 0 | 0
Ozone Season NOX Cap TR - MN | 929 | 7714 | Rate Constraint in MTons | FALSE | L | Annual | Net Emissions Allowance Position | Thousand Tons | 2.0029 | 1.8521 | 0.17236 | 0.0036776 | 8.0398e-06 | 0.061034 | 0.081624
Ozone Season NOX Cap TR - MN | 929 | 7714 | Rate Constraint in MTons | FALSE | L | Annual | Fuel Consumed | TBtu | 70.2928 | 63.1526 | 30.8037 | 0.61305 | 0.0014618 | 10.3026 | 13.9603
Ozone Season NOX Cap TR - MN | 929 | 7714 | Rate Constraint in MTons | FALSE | L | Annual | Rate | lb/MMBtu | 0.056987 | 0.058654 | 0.011191 | 0.011998 | 0.011 | 0.011848 | 0.011694
Ozone Season NOX Cap TR - MN | 929 | 7714 | Rate Constraint in MTons | FALSE | L | Annual | Generation | TWh | 11.7839 | 11.0788 | 6.8426 | 2.978 | 2.8708 | 5.4673 | 6.0407
Ozone Season NOX Cap TR - MN | 929 | 7714 | Rate Constraint in MTons | FALSE | L | Annual | Qualifying Generation | TWh | 8.3626 | 7.6575 | 4.2294 | 0.086816 | 0.00022567 | 1.422 | 1.9178
Ozone Season NOX Cap TR - MN | 929 | 7714 | Rate Constraint in MTons | FALSE | L | Annual | Rate | lb/MWh | 0.47901 | 0.48373 | 0.081507 | 0.084721 | 0.071253 | 0.085843 | 0.085123
Ozone Season NOX Cap TR - MN | 929 | 7714 | Rate Constraint in MTons | FALSE | L | Annual | Constraint Shadow Price | US2022$/Ton | 0 | 0 | 0 | 0 | 0 | 0 | 0
Ozone Season NOX Cap TR - MO | 930 | 7716 | Rate Constraint in MTons | FALSE | L | Annual | Seasons Included | Seasons | Summer | Summer | Summer | Summer | Summer | Summer | Summer
Ozone Season NOX Cap TR - MO | 930 | 7716 | Rate Constraint in MTons | FALSE | L | Annual | Standard NOX | Thousand Tons | 8.868 | 8.191 | 8.191 | 8.191 | 8.191 | 8.191 | 8.191
Ozone Season NOX Cap TR - MO | 930 | 7716 | Rate Constraint in MTons | FALSE | L | Annual | Emissions at Affected Plants NOX | Thousand Tons | 7.3286 | 3.9125 | 1.623 | 1.5373 | 0.030528 | 0.058273 | 0.059219
Ozone Season NOX Cap TR - MO | 930 | 7716 | Rate Constraint in MTons | FALSE | L | Annual | Allowances Purchased NOX | Thousand Tons | 0 | 0 | 0 | 0 | 0 | 0 | 0
Ozone Season NOX Cap TR - MO | 930 | 7716 | Rate Constraint in MTons | FALSE | L | Annual | Allowances Sold NOX | Thousand Tons | 0 | 0 | 0 | 0 | 0 | 0 | 0
Ozone Season NOX Cap TR - MO | 930 | 7716 | Rate Constraint in MTons | FALSE | L | Annual | Allowances Banked | Thousand Tons | 0 | 0 | 0 | 0 | 0 | 0 | 0
Ozone Season NOX Cap TR - MO | 930 | 7716 | Rate Constraint in MTons | FALSE | L | Annual | Allowances Withdrawn (1:1) | Thousand Tons | 0 | 0 | 0 | 0 | 0 | 0 | 0
Ozone Season NOX Cap TR - MO | 930 | 7716 | Rate Constraint in MTons | FALSE | L | Annual | Allowances Withdrawn (n:1) | Thousand Tons | 0 | 0 | 0 | 0 | 0 | 0 | 0
Ozone Season NOX Cap TR - MO | 930 | 7716 | Rate Constraint in MTons | FALSE | L | Annual | Net Emissions Allowance Position | Thousand Tons | 7.3286 | 3.9125 | 1.623 | 1.5373 | 0.030528 | 0.058273 | 0.059219
Ozone Season NOX Cap TR - MO | 930 | 7716 | Rate Constraint in MTons | FALSE | L | Annual | Fuel Consumed | TBtu | 197.512 | 129.3226 | 55.2179 | 40.8794 | 1.2211 | 6.0969 | 6.2399
Ozone Season NOX Cap TR - MO | 930 | 7716 | Rate Constraint in MTons | FALSE | L | Annual | Rate | lb/MMBtu | 0.074209 | 0.060508 | 0.058784 | 0.07521 | 0.05 | 0.019115 | 0.018981
Ozone Season NOX Cap TR - MO | 930 | 7716 | Rate Constraint in MTons | FALSE | L | Annual | Generation | TWh | 20.1738 | 13.6945 | 4.6638 | 2.8977 | 0.12239 | 0.72528 | 0.77215
Ozone Season NOX Cap TR - MO | 930 | 7716 | Rate Constraint in MTons | FALSE | L | Annual | Qualifying Generation | TWh | 20.1738 | 13.5715 | 4.5992 | 2.8977 | 0.12239 | 0.6991 | 0.72671
Ozone Season NOX Cap TR - MO | 930 | 7716 | Rate Constraint in MTons | FALSE | L | Annual | Rate | lb/MWh | 0.72655 | 0.57658 | 0.70576 | 1.061 | 0.49885 | 0.16671 | 0.16298
Ozone Season NOX Cap TR - MO | 930 | 7716 | Rate Constraint in MTons | FALSE | L | Annual | Constraint Shadow Price | US2022$/Ton | 0 | 0 | 0 | 0 | 0 | 0 | 0
Ozone Season NOX Cap TR - MS | 931 | 7715 | Rate Constraint in MTons | FALSE | L | Annual | Seasons Included | Seasons | Summer | Summer | Summer | Summer | Summer | Summer | Summer
Ozone Season NOX Cap TR - MS | 931 | 7715 | Rate Constraint in MTons | FALSE | L | Annual | Standard NOX | Thousand Tons | 1.848 | 1.848 | 1.848 | 1.848 | 1.848 | 1.848 | 1.848
Ozone Season NOX Cap TR - MS | 931 | 7715 | Rate Constraint in MTons | FALSE | L | Annual | Emissions at Affected Plants NOX | Thousand Tons | 1.1877 | 1.7296 | 1.848 | 1.7536 | 0.50343 | 0.74026 | 0.99776
Ozone Season NOX Cap TR - MS | 931 | 7715 | Rate Constraint in MTons | FALSE | L | Annual | Allowances Purchased NOX | Thousand Tons | 0 | 0 | 0 | 0 | 0 | 0 | 0
Ozone Season NOX Cap TR - MS | 931 | 7715 | Rate Constraint in MTons | FALSE | L | Annual | Allowances Sold NOX | Thousand Tons | 0 | 0 | 0 | 0 | 0 | 0 | 0
Ozone Season NOX Cap TR - MS | 931 | 7715 | Rate Constraint in MTons | FALSE | L | Annual | Allowances Banked | Thousand Tons | 0 | 0 | 0 | 0 | 0 | 0 | 0
Ozone Season NOX Cap TR - MS | 931 | 7715 | Rate Constraint in MTons | FALSE | L | Annual | Allowances Withdrawn (1:1) | Thousand Tons | 0 | 0 | 0 | 0 | 0 | 0 | 0
Ozone Season NOX Cap TR - MS | 931 | 7715 | Rate Constraint in MTons | FALSE | L | Annual | Allowances Withdrawn (n:1) | Thousand Tons | 0 | 0 | 0 | 0 | 0 | 0 | 0
Ozone Season NOX Cap TR - MS | 931 | 7715 | Rate Constraint in MTons | FALSE | L | Annual | Net Emissions Allowance Position | Thousand Tons | 1.1877 | 1.7296 | 1.848 | 1.7536 | 0.50343 | 0.74026 | 0.99776
Ozone Season NOX Cap TR - MS | 931 | 7715 | Rate Constraint in MTons | FALSE | L | Annual | Fuel Consumed | TBtu | 189.8719 | 188.7871 | 198.4604 | 153.3968 | 70.2085 | 112.4297 | 159.4347
Ozone Season NOX Cap TR - MS | 931 | 7715 | Rate Constraint in MTons | FALSE | L | Annual | Rate | lb/MMBtu | 0.01251 | 0.018323 | 0.018623 | 0.022863 | 0.014341 | 0.013168 | 0.012516
Ozone Season NOX Cap TR - MS | 931 | 7715 | Rate Constraint in MTons | FALSE | L | Annual | Generation | TWh | 26.7266 | 25.9606 | 26.7402 | 20.4164 | 12.8665 | 18.9541 | 26.5088
Ozone Season NOX Cap TR - MS | 931 | 7715 | Rate Constraint in MTons | FALSE | L | Annual | Qualifying Generation | TWh | 26.311 | 25.6173 | 26.4289 | 20.276 | 9.9303 | 15.7698 | 22.5133
Ozone Season NOX Cap TR - MS | 931 | 7715 | Rate Constraint in MTons | FALSE | L | Annual | Rate | lb/MWh | 0.09028 | 0.13503 | 0.13985 | 0.17297 | 0.10139 | 0.093884 | 0.088637
Ozone Season NOX Cap TR - MS | 931 | 7715 | Rate Constraint in MTons | FALSE | L | Annual | Constraint Shadow Price | US2022$/Ton | 0 | 0 | 8205.2529 | 0 | 0 | 0 | 0
Ozone Season NOX Cap TR - NJ | 932 | 7718 | Rate Constraint in MTons | FALSE | L | Annual | Seasons Included | Seasons | Summer | Summer | Summer | Summer | Summer | Summer | Summer
Ozone Season NOX Cap TR - NJ | 932 | 7718 | Rate Constraint in MTons | FALSE | L | Annual | Standard NOX | Thousand Tons | 0.93 | 0.93 | 0.93 | 0.93 | 0.93 | 0.93 | 0.93
Ozone Season NOX Cap TR - NJ | 932 | 7718 | Rate Constraint in MTons | FALSE | L | Annual | Emissions at Affected Plants NOX | Thousand Tons | 0.74382 | 0.77848 | 0.81222 | 0.607 | 0.52235 | 0.85979 | 0.93
Ozone Season NOX Cap TR - NJ | 932 | 7718 | Rate Constraint in MTons | FALSE | L | Annual | Allowances Purchased NOX | Thousand Tons | 0 | 0 | 0 | 0 | 0 | 0 | 0
Ozone Season NOX Cap TR - NJ | 932 | 7718 | Rate Constraint in MTons | FALSE | L | Annual | Allowances Sold NOX | Thousand Tons | 0 | 0 | 0 | 0 | 0 | 0 | 0
Ozone Season NOX Cap TR - NJ | 932 | 7718 | Rate Constraint in MTons | FALSE | L | Annual | Allowances Banked | Thousand Tons | 0 | 0 | 0 | 0 | 0 | 0 | 0
Ozone Season NOX Cap TR - NJ | 932 | 7718 | Rate Constraint in MTons | FALSE | L | Annual | Allowances Withdrawn (1:1) | Thousand Tons | 0 | 0 | 0 | 0 | 0 | 0 | 0
Ozone Season NOX Cap TR - NJ | 932 | 7718 | Rate Constraint in MTons | FALSE | L | Annual | Allowances Withdrawn (n:1) | Thousand Tons | 0 | 0 | 0 | 0 | 0 | 0 | 0
Ozone Season NOX Cap TR - NJ | 932 | 7718 | Rate Constraint in MTons | FALSE | L | Annual | Net Emissions Allowance Position | Thousand Tons | 0.74382 | 0.77848 | 0.81222 | 0.607 | 0.52235 | 0.85979 | 0.93
Ozone Season NOX Cap TR - NJ | 932 | 7718 | Rate Constraint in MTons | FALSE | L | Annual | Fuel Consumed | TBtu | 132.9817 | 141.1739 | 157.7988 | 119.5328 | 112.0203 | 168.3775 | 194.2493
Ozone Season NOX Cap TR - NJ | 932 | 7718 | Rate Constraint in MTons | FALSE | L | Annual | Rate | lb/MMBtu | 0.011187 | 0.011029 | 0.010294 | 0.010156 | 0.009326 | 0.010213 | 0.0095753
Ozone Season NOX Cap TR - NJ | 932 | 7718 | Rate Constraint in MTons | FALSE | L | Annual | Generation | TWh | 18.3583 | 19.4585 | 22.0171 | 18.0789 | 17.3006 | 27.2339 | 39.127
Ozone Season NOX Cap TR - NJ | 932 | 7718 | Rate Constraint in MTons | FALSE | L | Annual | Qualifying Generation | TWh | 18.3583 | 19.4585 | 22.0171 | 16.9782 | 15.9297 | 23.2748 | 27.5494
Ozone Season NOX Cap TR - NJ | 932 | 7718 | Rate Constraint in MTons | FALSE | L | Annual | Rate | lb/MWh | 0.081034 | 0.080015 | 0.07378 | 0.071504 | 0.065582 | 0.073881 | 0.067515
Ozone Season NOX Cap TR - NJ | 932 | 7718 | Rate Constraint in MTons | FALSE | L | Annual | Constraint Shadow Price | US2022$/Ton | 0 | 0 | 0 | 0 | 0 | 0 | 30099.4795
Ozone Season NOX Cap TR - NV | 933 | 7717 | Rate Constraint in MTons | FALSE | L | Annual | Seasons Included | Seasons | Summer | Summer | Summer | Summer | Summer | Summer | Summer
Ozone Season NOX Cap TR - NV | 933 | 7717 | Rate Constraint in MTons | FALSE | L | Annual | Standard NOX | Thousand Tons | 1.271 | 0.989 | 0.989 | 0.989 | 0.989 | 0.989 | 0.989
Ozone Season NOX Cap TR - NV | 933 | 7717 | Rate Constraint in MTons | FALSE | L | Annual | Emissions at Affected Plants NOX | Thousand Tons | 0.2681 | 0.34199 | 0.36809 | 0.40073 | 0.28988 | 0.026123 | 0.037348
Ozone Season NOX Cap TR - NV | 933 | 7717 | Rate Constraint in MTons | FALSE | L | Annual | Allowances Purchased NOX | Thousand Tons | 0 | 0 | 0 | 0 | 0 | 0 | 0
Ozone Season NOX Cap TR - NV | 933 | 7717 | Rate Constraint in MTons | FALSE | L | Annual | Allowances Sold NOX | Thousand Tons | 0 | 0 | 0 | 0 | 0 | 0 | 0
Ozone Season NOX Cap TR - NV | 933 | 7717 | Rate Constraint in MTons | FALSE | L | Annual | Allowances Banked | Thousand Tons | 0 | 0 | 0 | 0 | 0 | 0 | 0
Ozone Season NOX Cap TR - NV | 933 | 7717 | Rate Constraint in MTons | FALSE | L | Annual | Allowances Withdrawn (1:1) | Thousand Tons | 0 | 0 | 0 | 0 | 0 | 0 | 0
Ozone Season NOX Cap TR - NV | 933 | 7717 | Rate Constraint in MTons | FALSE | L | Annual | Allowances Withdrawn (n:1) | Thousand Tons | 0 | 0 | 0 | 0 | 0 | 0 | 0
Ozone Season NOX Cap TR - NV | 933 | 7717 | Rate Constraint in MTons | FALSE | L | Annual | Net Emissions Allowance Position | Thousand Tons | 0.2681 | 0.34199 | 0.36809 | 0.40073 | 0.28988 | 0.026123 | 0.037348
Ozone Season NOX Cap TR - NV | 933 | 7717 | Rate Constraint in MTons | FALSE | L | Annual | Fuel Consumed | TBtu | 51.6863 | 66.0749 | 71.7661 | 76.7841 | 38.7994 | 4.926 | 5.5543
Ozone Season NOX Cap TR - NV | 933 | 7717 | Rate Constraint in MTons | FALSE | L | Annual | Rate | lb/MMBtu | 0.010374 | 0.010352 | 0.010258 | 0.010438 | 0.014942 | 0.010606 | 0.013448
Ozone Season NOX Cap TR - NV | 933 | 7717 | Rate Constraint in MTons | FALSE | L | Annual | Generation | TWh | 7.1971 | 9.1141 | 9.8552 | 10.5042 | 4.9156 | 0.67559 | 0.74328
Ozone Season NOX Cap TR - NV | 933 | 7717 | Rate Constraint in MTons | FALSE | L | Annual | Qualifying Generation | TWh | 7.1971 | 9.1141 | 9.8552 | 10.5042 | 4.9156 | 0.67559 | 0.74328
Ozone Season NOX Cap TR - NV | 933 | 7717 | Rate Constraint in MTons | FALSE | L | Annual | Rate | lb/MWh | 0.074502 | 0.075046 | 0.0747 | 0.076299 | 0.11794 | 0.077334 | 0.1005
Ozone Season NOX Cap TR - NV | 933 | 7717 | Rate Constraint in MTons | FALSE | L | Annual | Constraint Shadow Price | US2022$/Ton | 0 | 0 | 0 | 0 | 0 | 0 | 0
Ozone Season NOX Cap TR - NY | 934 | 7719 | Rate Constraint in MTons | FALSE | L | Annual | Seasons Included | Seasons | Summer | Summer | Summer | Summer | Summer | Summer | Summer
Ozone Season NOX Cap TR - NY | 934 | 7719 | Rate Constraint in MTons | FALSE | L | Annual | Standard NOX | Thousand Tons | 4.033 | 4.033 | 4.033 | 4.033 | 4.033 | 4.033 | 4.033
Ozone Season NOX Cap TR - NY | 934 | 7719 | Rate Constraint in MTons | FALSE | L | Annual | Emissions at Affected Plants NOX | Thousand Tons | 1.8564 | 1.6842 | 1.187 | 0.67744 | 0.65594 | 0.57693 | 0.62041
Ozone Season NOX Cap TR - NY | 934 | 7719 | Rate Constraint in MTons | FALSE | L | Annual | Allowances Purchased NOX | Thousand Tons | 0 | 0 | 0 | 0 | 0 | 0 | 0
Ozone Season NOX Cap TR - NY | 934 | 7719 | Rate Constraint in MTons | FALSE | L | Annual | Allowances Sold NOX | Thousand Tons | 0 | 0 | 0 | 0 | 0 | 0 | 0
Ozone Season NOX Cap TR - NY | 934 | 7719 | Rate Constraint in MTons | FALSE | L | Annual | Allowances Banked | Thousand Tons | 0 | 0 | 0 | 0 | 0 | 0 | 0
Ozone Season NOX Cap TR - NY | 934 | 7719 | Rate Constraint in MTons | FALSE | L | Annual | Allowances Withdrawn (1:1) | Thousand Tons | 0 | 0 | 0 | 0 | 0 | 0 | 0
Ozone Season NOX Cap TR - NY | 934 | 7719 | Rate Constraint in MTons | FALSE | L | Annual | Allowances Withdrawn (n:1) | Thousand Tons | 0 | 0 | 0 | 0 | 0 | 0 | 0
Ozone Season NOX Cap TR - NY | 934 | 7719 | Rate Constraint in MTons | FALSE | L | Annual | Net Emissions Allowance Position | Thousand Tons | 1.8564 | 1.6842 | 1.187 | 0.67744 | 0.65594 | 0.57693 | 0.62041
Ozone Season NOX Cap TR - NY | 934 | 7719 | Rate Constraint in MTons | FALSE | L | Annual | Fuel Consumed | TBtu | 182.727 | 196.8973 | 175.1293 | 102.7885 | 110.5987 | 106.1785 | 111.5731
Ozone Season NOX Cap TR - NY | 934 | 7719 | Rate Constraint in MTons | FALSE | L | Annual | Rate | lb/MMBtu | 0.020319 | 0.017108 | 0.013556 | 0.013181 | 0.011862 | 0.010867 | 0.011121
Ozone Season NOX Cap TR - NY | 934 | 7719 | Rate Constraint in MTons | FALSE | L | Annual | Generation | TWh | 23.9486 | 26.3706 | 24.0353 | 14.59 | 15.7156 | 15.1071 | 16.3391
Ozone Season NOX Cap TR - NY | 934 | 7719 | Rate Constraint in MTons | FALSE | L | Annual | Qualifying Generation | TWh | 23.9486 | 26.3706 | 24.0353 | 14.4074 | 15.533 | 14.6131 | 15.4922
Ozone Season NOX Cap TR - NY | 934 | 7719 | Rate Constraint in MTons | FALSE | L | Annual | Rate | lb/MWh | 0.15503 | 0.12774 | 0.098774 | 0.09404 | 0.084457 | 0.07896 | 0.080093
Ozone Season NOX Cap TR - NY | 934 | 7719 | Rate Constraint in MTons | FALSE | L | Annual | Constraint Shadow Price | US2022$/Ton | 0 | 0 | 0 | 0 | 0 | 0 | 0
Ozone Season NOX Cap TR - OH | 935 | 7720 | Rate Constraint in MTons | FALSE | L | Annual | Seasons Included | Seasons | Summer | Summer | Summer | Summer | Summer | Summer | Summer
Ozone Season NOX Cap TR - OH | 935 | 7720 | Rate Constraint in MTons | FALSE | L | Annual | Standard NOX | Thousand Tons | 8.391 | 7.742 | 7.742 | 7.742 | 7.742 | 7.742 | 7.742
Ozone Season NOX Cap TR - OH | 935 | 7720 | Rate Constraint in MTons | FALSE | L | Annual | Emissions at Affected Plants NOX | Thousand Tons | 2.5271 | 4.3397 | 1.5468 | 1.4411 | 1.3712 | 1.9427 | 1.9566
Ozone Season NOX Cap TR - OH | 935 | 7720 | Rate Constraint in MTons | FALSE | L | Annual | Allowances Purchased NOX | Thousand Tons | 0 | 0 | 0 | 0 | 0 | 0 | 0
Ozone Season NOX Cap TR - OH | 935 | 7720 | Rate Constraint in MTons | FALSE | L | Annual | Allowances Sold NOX | Thousand Tons | 0 | 0 | 0 | 0 | 0 | 0 | 0
Ozone Season NOX Cap TR - OH | 935 | 7720 | Rate Constraint in MTons | FALSE | L | Annual | Allowances Banked | Thousand Tons | 0 | 0 | 0 | 0 | 0 | 0 | 0
Ozone Season NOX Cap TR - OH | 935 | 7720 | Rate Constraint in MTons | FALSE | L | Annual | Allowances Withdrawn (1:1) | Thousand Tons | 0 | 0 | 0 | 0 | 0 | 0 | 0
Ozone Season NOX Cap TR - OH | 935 | 7720 | Rate Constraint in MTons | FALSE | L | Annual | Allowances Withdrawn (n:1) | Thousand Tons | 0 | 0 | 0 | 0 | 0 | 0 | 0
Ozone Season NOX Cap TR - OH | 935 | 7720 | Rate Constraint in MTons | FALSE | L | Annual | Net Emissions Allowance Position | Thousand Tons | 2.5271 | 4.3397 | 1.5468 | 1.4411 | 1.3712 | 1.9427 | 1.9566
Ozone Season NOX Cap TR - OH | 935 | 7720 | Rate Constraint in MTons | FALSE | L | Annual | Fuel Consumed | TBtu | 355.574 | 394.1528 | 309.7322 | 301.1851 | 285.2385 | 377.4337 | 389.6421
Ozone Season NOX Cap TR - OH | 935 | 7720 | Rate Constraint in MTons | FALSE | L | Annual | Rate | lb/MMBtu | 0.014214 | 0.02202 | 0.0099882 | 0.0095694 | 0.0096146 | 0.010294 | 0.010043
Ozone Season NOX Cap TR - OH | 935 | 7720 | Rate Constraint in MTons | FALSE | L | Annual | Generation | TWh | 53.6317 | 57.6185 | 48.2277 | 46.8644 | 45.1445 | 60.3353 | 62.7803
Ozone Season NOX Cap TR - OH | 935 | 7720 | Rate Constraint in MTons | FALSE | L | Annual | Qualifying Generation | TWh | 50.9776 | 54.5639 | 44.9282 | 44.4484 | 42.4041 | 56.2192 | 58.2318
Ozone Season NOX Cap TR - OH | 935 | 7720 | Rate Constraint in MTons | FALSE | L | Annual | Rate | lb/MWh | 0.099147 | 0.15907 | 0.068858 | 0.064843 | 0.064674 | 0.069111 | 0.0672
Ozone Season NOX Cap TR - OH | 935 | 7720 | Rate Constraint in MTons | FALSE | L | Annual | Constraint Shadow Price | US2022$/Ton | 0 | 0 | 0 | 0 | 0 | 0 | 0
Ozone Season NOX Cap TR - OK | 936 | 7721 | Rate Constraint in MTons | FALSE | L | Annual | Seasons Included | Seasons | Summer | Summer | Summer | Summer | Summer | Summer | Summer
Ozone Season NOX Cap TR - OK | 936 | 7721 | Rate Constraint in MTons | FALSE | L | Annual | Standard NOX | Thousand Tons | 4.649 | 4.649 | 4.649 | 4.649 | 4.649 | 4.649 | 4.649
Ozone Season NOX Cap TR - OK | 936 | 7721 | Rate Constraint in MTons | FALSE | L | Annual | Emissions at Affected Plants NOX | Thousand Tons | 2.3346 | 2.9053 | 1.3107 | 1.0025 | 0.97978 | 0.99727 | 1.0484
Ozone Season NOX Cap TR - OK | 936 | 7721 | Rate Constraint in MTons | FALSE | L | Annual | Allowances Purchased NOX | Thousand Tons | 0 | 0 | 0 | 0 | 0 | 0 | 0
Ozone Season NOX Cap TR - OK | 936 | 7721 | Rate Constraint in MTons | FALSE | L | Annual | Allowances Sold NOX | Thousand Tons | 0 | 0 | 0 | 0 | 0 | 0 | 0
Ozone Season NOX Cap TR - OK | 936 | 7721 | Rate Constraint in MTons | FALSE | L | Annual | Allowances Banked | Thousand Tons | 0 | 0 | 0 | 0 | 0 | 0 | 0
Ozone Season NOX Cap TR - OK | 936 | 7721 | Rate Constraint in MTons | FALSE | L | Annual | Allowances Withdrawn (1:1) | Thousand Tons | 0 | 0 | 0 | 0 | 0 | 0 | 0
Ozone Season NOX Cap TR - OK | 936 | 7721 | Rate Constraint in MTons | FALSE | L | Annual | Allowances Withdrawn (n:1) | Thousand Tons | 0 | 0 | 0 | 0 | 0 | 0 | 0
Ozone Season NOX Cap TR - OK | 936 | 7721 | Rate Constraint in MTons | FALSE | L | Annual | Net Emissions Allowance Position | Thousand Tons | 2.3346 | 2.9053 | 1.3107 | 1.0025 | 0.97978 | 0.99727 | 1.0484
Ozone Season NOX Cap TR - OK | 936 | 7721 | Rate Constraint in MTons | FALSE | L | Annual | Fuel Consumed | TBtu | 133.4022 | 139.6437 | 54.0832 | 14.2204 | 11.5568 | 15.9047 | 21.1465
Ozone Season NOX Cap TR - OK | 936 | 7721 | Rate Constraint in MTons | FALSE | L | Annual | Rate | lb/MMBtu | 0.035 | 0.041611 | 0.048471 | 0.141 | 0.16956 | 0.12541 | 0.099154
Ozone Season NOX Cap TR - OK | 936 | 7721 | Rate Constraint in MTons | FALSE | L | Annual | Generation | TWh | 17.5348 | 17.8593 | 6.7856 | 1.3204 | 0.99984 | 1.5977 | 2.3684
Ozone Season NOX Cap TR - OK | 936 | 7721 | Rate Constraint in MTons | FALSE | L | Annual | Qualifying Generation | TWh | 17.5348 | 17.8593 | 6.7856 | 1.3204 | 0.99984 | 1.5921 | 2.3333
Ozone Season NOX Cap TR - OK | 936 | 7721 | Rate Constraint in MTons | FALSE | L | Annual | Rate | lb/MWh | 0.26628 | 0.32536 | 0.38633 | 1.5185 | 1.9599 | 1.2528 | 0.89862
Ozone Season NOX Cap TR - OK | 936 | 7721 | Rate Constraint in MTons | FALSE | L | Annual | Constraint Shadow Price | US2022$/Ton | 0 | 0 | 0 | 0 | 0 | 0 | 0
Ozone Season NOX Cap TR - PA | 937 | 7722 | Rate Constraint in MTons | FALSE | L | Annual | Seasons Included | Seasons | Summer | Summer | Summer | Summer | Summer | Summer | Summer
Ozone Season NOX Cap TR - PA | 937 | 7722 | Rate Constraint in MTons | FALSE | L | Annual | Standard NOX | Thousand Tons | 8.646 | 5.827 | 5.827 | 5.827 | 5.827 | 5.827 | 5.827
Ozone Season NOX Cap TR - PA | 937 | 7722 | Rate Constraint in MTons | FALSE | L | Annual | Emissions at Affected Plants NOX | Thousand Tons | 7.2755 | 5.7534 | 3.3173 | 2.6828 | 1.553 | 2.2123 | 2.5537
Ozone Season NOX Cap TR - PA | 937 | 7722 | Rate Constraint in MTons | FALSE | L | Annual | Allowances Purchased NOX | Thousand Tons | 0 | 0 | 0 | 0 | 0 | 0 | 0
Ozone Season NOX Cap TR - PA | 937 | 7722 | Rate Constraint in MTons | FALSE | L | Annual | Allowances Sold NOX | Thousand Tons | 0 | 0 | 0 | 0 | 0 | 0 | 0
Ozone Season NOX Cap TR - PA | 937 | 7722 | Rate Constraint in MTons | FALSE | L | Annual | Allowances Banked | Thousand Tons | 0 | 0 | 0 | 0 | 0 | 0 | 0
Ozone Season NOX Cap TR - PA | 937 | 7722 | Rate Constraint in MTons | FALSE | L | Annual | Allowances Withdrawn (1:1) | Thousand Tons | 0 | 0 | 0 | 0 | 0 | 0 | 0
Ozone Season NOX Cap TR - PA | 937 | 7722 | Rate Constraint in MTons | FALSE | L | Annual | Allowances Withdrawn (n:1) | Thousand Tons | 0 | 0 | 0 | 0 | 0 | 0 | 0
Ozone Season NOX Cap TR - PA | 937 | 7722 | Rate Constraint in MTons | FALSE | L | Annual | Net Emissions Allowance Position | Thousand Tons | 7.2755 | 5.7534 | 3.3173 | 2.6828 | 1.553 | 2.2123 | 2.5537
Ozone Season NOX Cap TR - PA | 937 | 7722 | Rate Constraint in MTons | FALSE | L | Annual | Fuel Consumed | TBtu | 533.9358 | 518.353 | 458.7837 | 418.3241 | 381.4799 | 502.3817 | 565.5888
Ozone Season NOX Cap TR - PA | 937 | 7722 | Rate Constraint in MTons | FALSE | L | Annual | Rate | lb/MMBtu | 0.027252 | 0.022199 | 0.014461 | 0.012826 | 0.0081422 | 0.0088072 | 0.0090303
Ozone Season NOX Cap TR - PA | 937 | 7722 | Rate Constraint in MTons | FALSE | L | Annual | Generation | TWh | 83.3501 | 82.8715 | 74.5427 | 69.4406 | 67.4661 | 112.7533 | 138.3713
Ozone Season NOX Cap TR - PA | 937 | 7722 | Rate Constraint in MTons | FALSE | L | Annual | Qualifying Generation | TWh | 68.9616 | 67.815 | 62.231 | 57.3714 | 53.8385 | 70.8738 | 80.4941
Ozone Season NOX Cap TR - PA | 937 | 7722 | Rate Constraint in MTons | FALSE | L | Annual | Rate | lb/MWh | 0.211 | 0.16968 | 0.10661 | 0.093523 | 0.057693 | 0.062429 | 0.063451
Ozone Season NOX Cap TR - PA | 937 | 7722 | Rate Constraint in MTons | FALSE | L | Annual | Constraint Shadow Price | US2022$/Ton | 0 | 0 | 0 | 0 | 0 | 0 | 0
Ozone Season NOX Cap TR - Region | 938 | 7730 | Rate Constraint in MTons | FALSE | L | Annual | Seasons Included | Seasons | Summer | Summer | Summer | Summer | Summer | Summer | Summer
Ozone Season NOX Cap TR - Region | 938 | 7730 | Rate Constraint in MTons | FALSE | L | Annual | Standard NOX | Thousand Tons | 133.695 | 104.685 | 104.685 | 104.685 | 104.685 | 104.685 | 104.685
Ozone Season NOX Cap TR - Region | 938 | 7730 | Rate Constraint in MTons | FALSE | L | Annual | Emissions at Affected Plants NOX | Thousand Tons | 77.5785 | 67.9221 | 45.6167 | 36.4143 | 14.1845 | 20.2728 | 22.195
Ozone Season NOX Cap TR - Region | 938 | 7730 | Rate Constraint in MTons | FALSE | L | Annual | Allowances Purchased NOX | Thousand Tons | 0 | 0 | 0 | 0 | 0 | 0 | 0
Ozone Season NOX Cap TR - Region | 938 | 7730 | Rate Constraint in MTons | FALSE | L | Annual | Allowances Sold NOX | Thousand Tons | 0 | 0 | 0 | 0 | 0 | 0 | 0
Ozone Season NOX Cap TR - Region | 938 | 7730 | Rate Constraint in MTons | FALSE | L | Annual | Allowances Banked | Thousand Tons | 73.6345 | 0 | 0 | 0 | 62.6927 | 0 | 0
Ozone Season NOX Cap TR - Region | 938 | 7730 | Rate Constraint in MTons | FALSE | L | Annual | Allowances Withdrawn (1:1) | Thousand Tons | 0 | 0 | 0 | 0 | 0 | -104.685 | 0
Ozone Season NOX Cap TR - Region | 938 | 7730 | Rate Constraint in MTons | FALSE | L | Annual | Allowances Withdrawn (n:1) | Thousand Tons | 0 | 0 | 0 | 0 | 0 | 0 | 0
Ozone Season NOX Cap TR - Region | 938 | 7730 | Rate Constraint in MTons | FALSE | L | Annual | Net Emissions Allowance Position | Thousand Tons | 151.213 | 67.9221 | 45.6167 | 36.4143 | 76.8772 | -84.4122 | 22.195
Ozone Season NOX Cap TR - Region | 938 | 7730 | Rate Constraint in MTons | FALSE | L | Annual | Fuel Consumed | TBtu | 4499.6189 | 4461.6216 | 3785.7061 | 3005.4594 | 1925.954 | 2641.3039 | 2930.0438
Ozone Season NOX Cap TR - Region | 938 | 7730 | Rate Constraint in MTons | FALSE | L | Annual | Rate | lb/MMBtu | 0.034482 | 0.030447 | 0.024099 | 0.024232 | 0.01473 | 0.015351 | 0.01515
Ozone Season NOX Cap TR - Region | 938 | 7730 | Rate Constraint in MTons | FALSE | L | Annual | Generation | TWh | 586.9393 | 583.7633 | 495.5412 | 396.0782 | 280.2361 | 386.127 | 431.3749
Ozone Season NOX Cap TR - Region | 938 | 7730 | Rate Constraint in MTons | FALSE | L | Annual | Qualifying Generation | TWh | 586.6798 | 583.5115 | 495.135 | 390.9278 | 273.193 | 378.0403 | 421.041
Ozone Season NOX Cap TR - Region | 938 | 7730 | Rate Constraint in MTons | FALSE | L | Annual | Rate | lb/MWh | 0.26447 | 0.2328 | 0.18426 | 0.1863 | 0.10384 | 0.10725 | 0.10543
Ozone Season NOX Cap TR - Region | 938 | 7730 | Rate Constraint in MTons | FALSE | L | Annual | Constraint Shadow Price | US2022$/Ton | 0 | 0 | 0 | 0 | 0 | 0 | 0
Ozone Season NOX Cap TR - TX | 939 | 7724 | Rate Constraint in MTons | FALSE | L | Annual | Seasons Included | Seasons | Summer | Summer | Summer | Summer | Summer | Summer | Summer
Ozone Season NOX Cap TR - TX | 939 | 7724 | Rate Constraint in MTons | FALSE | L | Annual | Standard NOX | Thousand Tons | 27.112 | 26.174 | 26.174 | 26.174 | 26.174 | 26.174 | 26.174
Ozone Season NOX Cap TR - TX | 939 | 7724 | Rate Constraint in MTons | FALSE | L | Annual | Emissions at Affected Plants NOX | Thousand Tons | 8.3774 | 8.0057 | 6.8288 | 4.9371 | 1.6954 | 3.4177 | 3.8024
Ozone Season NOX Cap TR - TX | 939 | 7724 | Rate Constraint in MTons | FALSE | L | Annual | Allowances Purchased NOX | Thousand Tons | 0 | 0 | 0 | 0 | 0 | 0 | 0
Ozone Season NOX Cap TR - TX | 939 | 7724 | Rate Constraint in MTons | FALSE | L | Annual | Allowances Sold NOX | Thousand Tons | 0 | 0 | 0 | 0 | 0 | 0 | 0
Ozone Season NOX Cap TR - TX | 939 | 7724 | Rate Constraint in MTons | FALSE | L | Annual | Allowances Banked | Thousand Tons | 0 | 0 | 0 | 0 | 0 | 0 | 0
Ozone Season NOX Cap TR - TX | 939 | 7724 | Rate Constraint in MTons | FALSE | L | Annual | Allowances Withdrawn (1:1) | Thousand Tons | 0 | 0 | 0 | 0 | 0 | 0 | 0
Ozone Season NOX Cap TR - TX | 939 | 7724 | Rate Constraint in MTons | FALSE | L | Annual | Allowances Withdrawn (n:1) | Thousand Tons | 0 | 0 | 0 | 0 | 0 | 0 | 0
Ozone Season NOX Cap TR - TX | 939 | 7724 | Rate Constraint in MTons | FALSE | L | Annual | Net Emissions Allowance Position | Thousand Tons | 8.3774 | 8.0057 | 6.8288 | 4.9371 | 1.6954 | 3.4177 | 3.8024
Ozone Season NOX Cap TR - TX | 939 | 7724 | Rate Constraint in MTons | FALSE | L | Annual | Fuel Consumed | TBtu | 556.5476 | 539.407 | 432.1058 | 244.0287 | 96.3593 | 237.2608 | 254.8183
Ozone Season NOX Cap TR - TX | 939 | 7724 | Rate Constraint in MTons | FALSE | L | Annual | Rate | lb/MMBtu | 0.030105 | 0.029683 | 0.031607 | 0.040463 | 0.035189 | 0.028809 | 0.029844
Ozone Season NOX Cap TR - TX | 939 | 7724 | Rate Constraint in MTons | FALSE | L | Annual | Generation | TWh | 78.1186 | 75.9734 | 58.5341 | 35.6203 | 17.5334 | 41.2951 | 44.7692
Ozone Season NOX Cap TR - TX | 939 | 7724 | Rate Constraint in MTons | FALSE | L | Annual | Qualifying Generation | TWh | 78.1186 | 75.9734 | 58.342 | 30.5663 | 12.482 | 35.5025 | 38.1693
Ozone Season NOX Cap TR - TX | 939 | 7724 | Rate Constraint in MTons | FALSE | L | Annual | Rate | lb/MWh | 0.21448 | 0.21075 | 0.23409 | 0.32304 | 0.27165 | 0.19253 | 0.19924
Ozone Season NOX Cap TR - TX | 939 | 7724 | Rate Constraint in MTons | FALSE | L | Annual | Constraint Shadow Price | US2022$/Ton | 0 | 0 | 0 | 0 | 0 | 0 | 0
Ozone Season NOX Cap TR - UT | 940 | 7725 | Rate Constraint in MTons | FALSE | L | Annual | Seasons Included | Seasons | Summer | Summer | Summer | Summer | Summer | Summer | Summer
Ozone Season NOX Cap TR - UT | 940 | 7725 | Rate Constraint in MTons | FALSE | L | Annual | Standard NOX | Thousand Tons | 3.15 | 3.15 | 3.15 | 3.15 | 3.15 | 3.15 | 3.15
Ozone Season NOX Cap TR - UT | 940 | 7725 | Rate Constraint in MTons | FALSE | L | Annual | Emissions at Affected Plants NOX | Thousand Tons | 3.15 | 0.60117 | 0.39965 | 0.46945 | 0.33331 | 0.44193 | 0.4862
Ozone Season NOX Cap TR - UT | 940 | 7725 | Rate Constraint in MTons | FALSE | L | Annual | Allowances Purchased NOX | Thousand Tons | 0 | 0 | 0 | 0 | 0 | 0 | 0
Ozone Season NOX Cap TR - UT | 940 | 7725 | Rate Constraint in MTons | FALSE | L | Annual | Allowances Sold NOX | Thousand Tons | 0 | 0 | 0 | 0 | 0 | 0 | 0
Ozone Season NOX Cap TR - UT | 940 | 7725 | Rate Constraint in MTons | FALSE | L | Annual | Allowances Banked | Thousand Tons | 0 | 0 | 0 | 0 | 0 | 0 | 0
Ozone Season NOX Cap TR - UT | 940 | 7725 | Rate Constraint in MTons | FALSE | L | Annual | Allowances Withdrawn (1:1) | Thousand Tons | 0 | 0 | 0 | 0 | 0 | 0 | 0
Ozone Season NOX Cap TR - UT | 940 | 7725 | Rate Constraint in MTons | FALSE | L | Annual | Allowances Withdrawn (n:1) | Thousand Tons | 0 | 0 | 0 | 0 | 0 | 0 | 0
Ozone Season NOX Cap TR - UT | 940 | 7725 | Rate Constraint in MTons | FALSE | L | Annual | Net Emissions Allowance Position | Thousand Tons | 3.15 | 0.60117 | 0.39965 | 0.46945 | 0.33331 | 0.44193 | 0.4862
Ozone Season NOX Cap TR - UT | 940 | 7725 | Rate Constraint in MTons | FALSE | L | Annual | Fuel Consumed | TBtu | 102.2206 | 89.0409 | 81.4465 | 98.3426 | 60.6132 | 82.7443 | 90.0423
Ozone Season NOX Cap TR - UT | 940 | 7725 | Rate Constraint in MTons | FALSE | L | Annual | Rate | lb/MMBtu | 0.061631 | 0.013503 | 0.0098139 | 0.0095472 | 0.010998 | 0.010682 | 0.010799
Ozone Season NOX Cap TR - UT | 940 | 7725 | Rate Constraint in MTons | FALSE | L | Annual | Generation | TWh | 13.6253 | 13.1794 | 11.2494 | 12.9324 | 7.7962 | 10.8459 | 11.5178
Ozone Season NOX Cap TR - UT | 940 | 7725 | Rate Constraint in MTons | FALSE | L | Annual | Qualifying Generation | TWh | 13.6253 | 13.1794 | 11.2494 | 12.9324 | 7.7962 | 10.8459 | 11.5178
Ozone Season NOX Cap TR - UT | 940 | 7725 | Rate Constraint in MTons | FALSE | L | Annual | Rate | lb/MWh | 0.46238 | 0.091229 | 0.071053 | 0.0726 | 0.085506 | 0.081492 | 0.084426
Ozone Season NOX Cap TR - UT | 940 | 7725 | Rate Constraint in MTons | FALSE | L | Annual | Constraint Shadow Price | US2022$/Ton | 2636.2683 | 0 | 0 | 0 | 0 | 0 | 0
Ozone Season NOX Cap TR - VA | 941 | 7726 | Rate Constraint in MTons | FALSE | L | Annual | Seasons Included | Seasons | Summer | Summer | Summer | Summer | Summer | Summer | Summer
Ozone Season NOX Cap TR - VA | 941 | 7726 | Rate Constraint in MTons | FALSE | L | Annual | Standard NOX | Thousand Tons | 2.871 | 2.361 | 2.361 | 2.361 | 2.361 | 2.361 | 2.361
Ozone Season NOX Cap TR - VA | 941 | 7726 | Rate Constraint in MTons | FALSE | L | Annual | Emissions at Affected Plants NOX | Thousand Tons | 1.7578 | 1.6518 | 1.4401 | 0.74514 | 0.40468 | 0.20647 | 0.25148
Ozone Season NOX Cap TR - VA | 941 | 7726 | Rate Constraint in MTons | FALSE | L | Annual | Allowances Purchased NOX | Thousand Tons | 0 | 0 | 0 | 0 | 0 | 0 | 0
Ozone Season NOX Cap TR - VA | 941 | 7726 | Rate Constraint in MTons | FALSE | L | Annual | Allowances Sold NOX | Thousand Tons | 0 | 0 | 0 | 0 | 0 | 0 | 0
Ozone Season NOX Cap TR - VA | 941 | 7726 | Rate Constraint in MTons | FALSE | L | Annual | Allowances Banked | Thousand Tons | 0 | 0 | 0 | 0 | 0 | 0 | 0
Ozone Season NOX Cap TR - VA | 941 | 7726 | Rate Constraint in MTons | FALSE | L | Annual | Allowances Withdrawn (1:1) | Thousand Tons | 0 | 0 | 0 | 0 | 0 | 0 | 0
Ozone Season NOX Cap TR - VA | 941 | 7726 | Rate Constraint in MTons | FALSE | L | Annual | Allowances Withdrawn (n:1) | Thousand Tons | 0 | 0 | 0 | 0 | 0 | 0 | 0
Ozone Season NOX Cap TR - VA | 941 | 7726 | Rate Constraint in MTons | FALSE | L | Annual | Net Emissions Allowance Position | Thousand Tons | 1.7578 | 1.6518 | 1.4401 | 0.74514 | 0.40468 | 0.20647 | 0.25148
Ozone Season NOX Cap TR - VA | 941 | 7726 | Rate Constraint in MTons | FALSE | L | Annual | Fuel Consumed | TBtu | 196.0011 | 188.5746 | 188.3206 | 160.4446 | 124.2259 | 52.7275 | 60.3572
Ozone Season NOX Cap TR - VA | 941 | 7726 | Rate Constraint in MTons | FALSE | L | Annual | Rate | lb/MMBtu | 0.017937 | 0.017518 | 0.015294 | 0.0092885 | 0.0065152 | 0.0078316 | 0.0083329
Ozone Season NOX Cap TR - VA | 941 | 7726 | Rate Constraint in MTons | FALSE | L | Annual | Generation | TWh | 26.8853 | 26.6352 | 28.4365 | 23.0228 | 18.8663 | 31.3462 | 51.1076
Ozone Season NOX Cap TR - VA | 941 | 7726 | Rate Constraint in MTons | FALSE | L | Annual | Qualifying Generation | TWh | 26.3778 | 25.5589 | 25.6188 | 22.2703 | 17.4696 | 7.7975 | 9.0107
Ozone Season NOX Cap TR - VA | 941 | 7726 | Rate Constraint in MTons | FALSE | L | Annual | Rate | lb/MWh | 0.13328 | 0.12925 | 0.11242 | 0.066918 | 0.04633 | 0.052958 | 0.055817
Ozone Season NOX Cap TR - VA | 941 | 7726 | Rate Constraint in MTons | FALSE | L | Annual | Constraint Shadow Price | US2022$/Ton | 0 | 0 | 0 | 0 | 0 | 0 | 0
Ozone Season NOX Cap TR - WI | 942 | 7728 | Rate Constraint in MTons | FALSE | L | Annual | Seasons Included | Seasons | Summer | Summer | Summer | Summer | Summer | Summer | Summer
Ozone Season NOX Cap TR - WI | 942 | 7728 | Rate Constraint in MTons | FALSE | L | Annual | Standard NOX | Thousand Tons | 4.123 | 4.123 | 4.123 | 4.123 | 4.123 | 4.123 | 4.123
Ozone Season NOX Cap TR - WI | 942 | 7728 | Rate Constraint in MTons | FALSE | L | Annual | Emissions at Affected Plants NOX | Thousand Tons | 1.9488 | 1.2723 | 0.56055 | 0.28865 | 0.15013 | 0.29766 | 0.29933
Ozone Season NOX Cap TR - WI | 942 | 7728 | Rate Constraint in MTons | FALSE | L | Annual | Allowances Purchased NOX | Thousand Tons | 0 | 0 | 0 | 0 | 0 | 0 | 0
Ozone Season NOX Cap TR - WI | 942 | 7728 | Rate Constraint in MTons | FALSE | L | Annual | Allowances Sold NOX | Thousand Tons | 0 | 0 | 0 | 0 | 0 | 0 | 0
Ozone Season NOX Cap TR - WI | 942 | 7728 | Rate Constraint in MTons | FALSE | L | Annual | Allowances Banked | Thousand Tons | 0 | 0 | 0 | 0 | 0 | 0 | 0
Ozone Season NOX Cap TR - WI | 942 | 7728 | Rate Constraint in MTons | FALSE | L | Annual | Allowances Withdrawn (1:1) | Thousand Tons | 0 | 0 | 0 | 0 | 0 | 0 | 0
Ozone Season NOX Cap TR - WI | 942 | 7728 | Rate Constraint in MTons | FALSE | L | Annual | Allowances Withdrawn (n:1) | Thousand Tons | 0 | 0 | 0 | 0 | 0 | 0 | 0
Ozone Season NOX Cap TR - WI | 942 | 7728 | Rate Constraint in MTons | FALSE | L | Annual | Net Emissions Allowance Position | Thousand Tons | 1.9488 | 1.2723 | 0.56055 | 0.28865 | 0.15013 | 0.29766 | 0.29933
Ozone Season NOX Cap TR - WI | 942 | 7728 | Rate Constraint in MTons | FALSE | L | Annual | Fuel Consumed | TBtu | 123.484 | 101.363 | 86.2916 | 58.07 | 30.5664 | 62.2336 | 62.4599
Ozone Season NOX Cap TR - WI | 942 | 7728 | Rate Constraint in MTons | FALSE | L | Annual | Rate | lb/MMBtu | 0.031563 | 0.025103 | 0.012992 | 0.0099413 | 0.0098231 | 0.009566 | 0.0095847
Ozone Season NOX Cap TR - WI | 942 | 7728 | Rate Constraint in MTons | FALSE | L | Annual | Generation | TWh | 15.1973 | 12.9155 | 11.8959 | 8.2018 | 4.3337 | 8.7055 | 8.7227
Ozone Season NOX Cap TR - WI | 942 | 7728 | Rate Constraint in MTons | FALSE | L | Annual | Qualifying Generation | TWh | 15.1973 | 12.9155 | 11.8886 | 8.2008 | 4.3324 | 8.6945 | 8.7099
Ozone Season NOX Cap TR - WI | 942 | 7728 | Rate Constraint in MTons | FALSE | L | Annual | Rate | lb/MWh | 0.25646 | 0.19701 | 0.0943 | 0.070394 | 0.069305 | 0.068472 | 0.068733
Ozone Season NOX Cap TR - WI | 942 | 7728 | Rate Constraint in MTons | FALSE | L | Annual | Constraint Shadow Price | US2022$/Ton | 0 | 0 | 0 | 0 | 0 | 0 | 0
Ozone Season NOX Cap TR - WV | 943 | 7727 | Rate Constraint in MTons | FALSE | L | Annual | Seasons Included | Seasons | Summer | Summer | Summer | Summer | Summer | Summer | Summer
Ozone Season NOX Cap TR - WV | 943 | 7727 | Rate Constraint in MTons | FALSE | L | Annual | Standard NOX | Thousand Tons | 11.71 | 11.71 | 11.71 | 11.71 | 11.71 | 11.71 | 11.71
Ozone Season NOX Cap TR - WV | 943 | 7727 | Rate Constraint in MTons | FALSE | L | Annual | Emissions at Affected Plants NOX | Thousand Tons | 4.6164 | 6.3528 | 1.7693 | 1.7267 | 0.0063737 | 0.49561 | 0.67129
Ozone Season NOX Cap TR - WV | 943 | 7727 | Rate Constraint in MTons | FALSE | L | Annual | Allowances Purchased NOX | Thousand Tons | 0 | 0 | 0 | 0 | 0 | 0 | 0
Ozone Season NOX Cap TR - WV | 943 | 7727 | Rate Constraint in MTons | FALSE | L | Annual | Allowances Sold NOX | Thousand Tons | 0 | 0 | 0 | 0 | 0 | 0 | 0
Ozone Season NOX Cap TR - WV | 943 | 7727 | Rate Constraint in MTons | FALSE | L | Annual | Allowances Banked | Thousand Tons | 0 | 0 | 0 | 0 | 0 | 0 | 0
Ozone Season NOX Cap TR - WV | 943 | 7727 | Rate Constraint in MTons | FALSE | L | Annual | Allowances Withdrawn (1:1) | Thousand Tons | 0 | 0 | 0 | 0 | 0 | 0 | 0
Ozone Season NOX Cap TR - WV | 943 | 7727 | Rate Constraint in MTons | FALSE | L | Annual | Allowances Withdrawn (n:1) | Thousand Tons | 0 | 0 | 0 | 0 | 0 | 0 | 0
Ozone Season NOX Cap TR - WV | 943 | 7727 | Rate Constraint in MTons | FALSE | L | Annual | Net Emissions Allowance Position | Thousand Tons | 4.6164 | 6.3528 | 1.7693 | 1.7267 | 0.0063737 | 0.49561 | 0.67129
Ozone Season NOX Cap TR - WV | 943 | 7727 | Rate Constraint in MTons | FALSE | L | Annual | Fuel Consumed | TBtu | 118.0125 | 162.9669 | 52.642 | 49.0953 | 1.102 | 87.9132 | 119.7828
Ozone Season NOX Cap TR - WV | 943 | 7727 | Rate Constraint in MTons | FALSE | L | Annual | Rate | lb/MMBtu | 0.078235 | 0.077965 | 0.067219 | 0.070341 | 0.011567 | 0.011275 | 0.011209
Ozone Season NOX Cap TR - WV | 943 | 7727 | Rate Constraint in MTons | FALSE | L | Annual | Generation | TWh | 11.8122 | 16.8752 | 6.1861 | 4.0507 | 0.7635 | 24.7618 | 33.7642
Ozone Season NOX Cap TR - WV | 943 | 7727 | Rate Constraint in MTons | FALSE | L | Annual | Qualifying Generation | TWh | 11.8122 | 16.2761 | 3.9642 | 3.6136 | 0.11102 | 13.7727 | 18.7747
Ozone Season NOX Cap TR - WV | 943 | 7727 | Rate Constraint in MTons | FALSE | L | Annual | Rate | lb/MWh | 0.78163 | 0.78063 | 0.89264 | 0.95566 | 0.11482 | 0.07197 | 0.07151
Ozone Season NOX Cap TR - WV | 943 | 7727 | Rate Constraint in MTons | FALSE | L | Annual | Constraint Shadow Price | US2022$/Ton | 0 | 0 | 0 | 0 | 0 | 0 | 0
Ozone Season NOX Transport - GA | 944 | 7046 | Rate Constraint in MTons | FALSE | L | Annual | Seasons Included | Seasons | Summer | Summer | Summer | Summer | Summer | Summer | Summer
Ozone Season NOX Transport - GA | 944 | 7046 | Rate Constraint in MTons | FALSE | L | Annual | Standard NOX | Thousand Tons | 29.09 | 29.09 | 29.09 | 29.09 | 29.09 | 29.09 | 29.09
Ozone Season NOX Transport - GA | 944 | 7046 | Rate Constraint in MTons | FALSE | L | Annual | Emissions at Affected Plants NOX | Thousand Tons | 1.2527 | 1.2264 | 1.2094 | 0.97079 | 0.94975 | 1.0747 | 1.2243
Ozone Season NOX Transport - GA | 944 | 7046 | Rate Constraint in MTons | FALSE | L | Annual | Allowances Purchased NOX | Thousand Tons | 0 | 0 | 0 | 0 | 0 | 0 | 0
Ozone Season NOX Transport - GA | 944 | 7046 | Rate Constraint in MTons | FALSE | L | Annual | Allowances Sold NOX | Thousand Tons | 0 | 0 | 0 | 0 | 0 | 0 | 0
Ozone Season NOX Transport - GA | 944 | 7046 | Rate Constraint in MTons | FALSE | L | Annual | Allowances Banked | Thousand Tons | 0 | 0 | 0 | 0 | 0 | 0 | 0
Ozone Season NOX Transport - GA | 944 | 7046 | Rate Constraint in MTons | FALSE | L | Annual | Allowances Withdrawn (1:1) | Thousand Tons | 0 | 0 | 0 | 0 | 0 | 0 | 0
Ozone Season NOX Transport - GA | 944 | 7046 | Rate Constraint in MTons | FALSE | L | Annual | Allowances Withdrawn (n:1) | Thousand Tons | 0 | 0 | 0 | 0 | 0 | 0 | 0
Ozone Season NOX Transport - GA | 944 | 7046 | Rate Constraint in MTons | FALSE | L | Annual | Net Emissions Allowance Position | Thousand Tons | 1.2527 | 1.2264 | 1.2094 | 0.97079 | 0.94975 | 1.0747 | 1.2243
Ozone Season NOX Transport - GA | 944 | 7046 | Rate Constraint in MTons | FALSE | L | Annual | Fuel Consumed | TBtu | 194.1187 | 187.1392 | 191.7773 | 166.7974 | 152.6145 | 177.9505 | 211.3471
Ozone Season NOX Transport - GA | 944 | 7046 | Rate Constraint in MTons | FALSE | L | Annual | Rate | lb/MMBtu | 0.012906 | 0.013106 | 0.012612 | 0.01164 | 0.012446 | 0.012079 | 0.011585
Ozone Season NOX Transport - GA | 944 | 7046 | Rate Constraint in MTons | FALSE | L | Annual | Generation | TWh | 46.4251 | 45.4595 | 36.7863 | 34.3762 | 34.9278 | 51.9197 | 69.7411
Ozone Season NOX Transport - GA | 944 | 7046 | Rate Constraint in MTons | FALSE | L | Annual | Qualifying Generation | TWh | 26.9024 | 26.0251 | 26.6699 | 23.4786 | 20.9237 | 24.3831 | 28.7875
Ozone Season NOX Transport - GA | 944 | 7046 | Rate Constraint in MTons | FALSE | L | Annual | Rate | lb/MWh | 0.093127 | 0.094244 | 0.090691 | 0.082695 | 0.090782 | 0.088152 | 0.085055
Ozone Season NOX Transport - GA | 944 | 7046 | Rate Constraint in MTons | FALSE | L | Annual | Constraint Shadow Price | US2022$/Ton | 0 | 0 | 0 | 0 | 0 | 0 | 0
Ozone Season NOX Transport - IA | 945 | 7047 | Rate Constraint in MTons | FALSE | L | Annual | Seasons Included | Seasons | Summer | Summer | Summer | Summer | Summer | Summer | Summer
Ozone Season NOX Transport - IA | 945 | 7047 | Rate Constraint in MTons | FALSE | L | Annual | Standard NOX | Thousand Tons | 13.639 | 13.639 | 13.639 | 13.639 | 13.639 | 13.639 | 13.639
Ozone Season NOX Transport - IA | 945 | 7047 | Rate Constraint in MTons | FALSE | L | Annual | Emissions at Affected Plants NOX | Thousand Tons | 8.9819 | 7.6622 | 0.42613 | 0.037026 | 0.0068333 | 0.058018 | 0.034726
Ozone Season NOX Transport - IA | 945 | 7047 | Rate Constraint in MTons | FALSE | L | Annual | Allowances Purchased NOX | Thousand Tons | 0 | 0 | 0 | 0 | 0 | 0 | 0
Ozone Season NOX Transport - IA | 945 | 7047 | Rate Constraint in MTons | FALSE | L | Annual | Allowances Sold NOX | Thousand Tons | 0 | 0 | 0 | 0 | 0 | 0 | 0
Ozone Season NOX Transport - IA | 945 | 7047 | Rate Constraint in MTons | FALSE | L | Annual | Allowances Banked | Thousand Tons | 0 | 0 | 0 | 0 | 0 | 0 | 0
Ozone Season NOX Transport - IA | 945 | 7047 | Rate Constraint in MTons | FALSE | L | Annual | Allowances Withdrawn (1:1) | Thousand Tons | 0 | 0 | 0 | 0 | 0 | 0 | 0
Ozone Season NOX Transport - IA | 945 | 7047 | Rate Constraint in MTons | FALSE | L | Annual | Allowances Withdrawn (n:1) | Thousand Tons | 0 | 0 | 0 | 0 | 0 | 0 | 0
Ozone Season NOX Transport - IA | 945 | 7047 | Rate Constraint in MTons | FALSE | L | Annual | Net Emissions Allowance Position | Thousand Tons | 8.9819 | 7.6622 | 0.42613 | 0.037026 | 0.0068333 | 0.058018 | 0.034726
Ozone Season NOX Transport - IA | 945 | 7047 | Rate Constraint in MTons | FALSE | L | Annual | Fuel Consumed | TBtu | 157.586 | 131.5986 | 45.5503 | 9.0478 | 1.4939 | 15.4179 | 9.0757
Ozone Season NOX Transport - IA | 945 | 7047 | Rate Constraint in MTons | FALSE | L | Annual | Rate | lb/MMBtu | 0.11399 | 0.11645 | 0.01871 | 0.0081844 | 0.0091483 | 0.0075261 | 0.0076525
Ozone Season NOX Transport - IA | 945 | 7047 | Rate Constraint in MTons | FALSE | L | Annual | Generation | TWh | 17.0526 | 16 | 6.8755 | 1.2668 | 0.23241 | 2.4072 | 1.4776
Ozone Season NOX Transport - IA | 945 | 7047 | Rate Constraint in MTons | FALSE | L | Annual | Qualifying Generation | TWh | 17.0526 | 14.6736 | 6.1792 | 1.2668 | 0.23241 | 2.1693 | 1.2693
Ozone Season NOX Transport - IA | 945 | 7047 | Rate Constraint in MTons | FALSE | L | Annual | Rate | lb/MWh | 1.0534 | 1.0444 | 0.13793 | 0.058455 | 0.058805 | 0.05349 | 0.054717
Ozone Season NOX Transport - IA | 945 | 7047 | Rate Constraint in MTons | FALSE | L | Annual | Constraint Shadow Price | US2022$/Ton | 0 | 0 | 0 | 0 | 0 | 0 | 0
Ozone Season NOX Transport - KS | 946 | 7050 | Rate Constraint in MTons | FALSE | L | Annual | Seasons Included | Seasons | Summer | Summer | Summer | Summer | Summer | Summer | Summer
Ozone Season NOX Transport - KS | 946 | 7050 | Rate Constraint in MTons | FALSE | L | Annual | Standard NOX | Thousand Tons | 9.713 | 9.713 | 9.713 | 9.713 | 9.713 | 9.713 | 9.713
Ozone Season NOX Transport - KS | 946 | 7050 | Rate Constraint in MTons | FALSE | L | Annual | Emissions at Affected Plants NOX | Thousand Tons | 1.8184 | 2.3615 | 0.40052 | 0.37681 | 0.078508 | 0.079031 | 0.083512
Ozone Season NOX Transport - KS | 946 | 7050 | Rate Constraint in MTons | FALSE | L | Annual | Allowances Purchased NOX | Thousand Tons | 0 | 0 | 0 | 0 | 0 | 0 | 0
Ozone Season NOX Transport - KS | 946 | 7050 | Rate Constraint in MTons | FALSE | L | Annual | Allowances Sold NOX | Thousand Tons | 0 | 0 | 0 | 0 | 0 | 0 | 0
Ozone Season NOX Transport - KS | 946 | 7050 | Rate Constraint in MTons | FALSE | L | Annual | Allowances Banked | Thousand Tons | 0 | 0 | 0 | 0 | 0 | 0 | 0
Ozone Season NOX Transport - KS | 946 | 7050 | Rate Constraint in MTons | FALSE | L | Annual | Allowances Withdrawn (1:1) | Thousand Tons | 0 | 0 | 0 | 0 | 0 | 0 | 0
Ozone Season NOX Transport - KS | 946 | 7050 | Rate Constraint in MTons | FALSE | L | Annual | Allowances Withdrawn (n:1) | Thousand Tons | 0 | 0 | 0 | 0 | 0 | 0 | 0
Ozone Season NOX Transport - KS | 946 | 7050 | Rate Constraint in MTons | FALSE | L | Annual | Net Emissions Allowance Position | Thousand Tons | 1.8184 | 2.3615 | 0.40052 | 0.37681 | 0.078508 | 0.079031 | 0.083512
Ozone Season NOX Transport - KS | 946 | 7050 | Rate Constraint in MTons | FALSE | L | Annual | Fuel Consumed | TBtu | 30.3569 | 40.8302 | 14.4748 | 12.8172 | 0.95084 | 1.0389 | 1.4976
Ozone Season NOX Transport - KS | 946 | 7050 | Rate Constraint in MTons | FALSE | L | Annual | Rate | lb/MMBtu | 0.1198 | 0.11567 | 0.05534 | 0.058798 | 0.16513 | 0.15214 | 0.11153
Ozone Season NOX Transport - KS | 946 | 7050 | Rate Constraint in MTons | FALSE | L | Annual | Generation | TWh | 2.8175 | 3.8617 | 0.99461 | 0.78905 | 0.10891 | 0.23696 | 0.34519
Ozone Season NOX Transport - KS | 946 | 7050 | Rate Constraint in MTons | FALSE | L | Annual | Qualifying Generation | TWh | 2.8175 | 3.8617 | 0.99461 | 0.78905 | 0.076572 | 0.088574 | 0.14306
Ozone Season NOX Transport - KS | 946 | 7050 | Rate Constraint in MTons | FALSE | L | Annual | Rate | lb/MWh | 1.2908 | 1.223 | 0.80537 | 0.95511 | 2.0506 | 1.7845 | 1.1675
Ozone Season NOX Transport - KS | 946 | 7050 | Rate Constraint in MTons | FALSE | L | Annual | Constraint Shadow Price | US2022$/Ton | 0 | 0 | 0 | 0 | 0 | 0 | 0
Ozone Season NOX Transport - Region 2 | 947 | 7063 | Rate Constraint in MTons | FALSE | L | Annual | Seasons Included | Seasons | Summer | Summer | Summer | Summer | Summer | Summer | Summer
Ozone Season NOX Transport - Region 2 | 947 | 7063 | Rate Constraint in MTons | FALSE | L | Annual | Standard NOX | Thousand Tons | 24.041 | 24.041 | 24.041 | 24.041 | 24.041 | 24.041 | 24.041
Ozone Season NOX Transport - Region 2 | 947 | 7063 | Rate Constraint in MTons | FALSE | L | Annual | Emissions at Affected Plants NOX | Thousand Tons | 1.2527 | 1.2264 | 1.2094 | 0.97079 | 0.94975 | 1.0747 | 1.2243
Ozone Season NOX Transport - Region 2 | 947 | 7063 | Rate Constraint in MTons | FALSE | L | Annual | Allowances Purchased NOX | Thousand Tons | 0 | 0 | 0 | 0 | 0 | 0 | 0
Ozone Season NOX Transport - Region 2 | 947 | 7063 | Rate Constraint in MTons | FALSE | L | Annual | Allowances Sold NOX | Thousand Tons | 0 | 0 | 0 | 0 | 0 | 0 | 0
Ozone Season NOX Transport - Region 2 | 947 | 7063 | Rate Constraint in MTons | FALSE | L | Annual | Allowances Banked | Thousand Tons | 0 | 0 | 8.6609 | 23.0702 | 0 | 0 | 0
Ozone Season NOX Transport - Region 2 | 947 | 7063 | Rate Constraint in MTons | FALSE | L | Annual | Allowances Withdrawn (1:1) | Thousand Tons | 0 | 0 | 0 | 0 | -24.041 | 0 | 0
Ozone Season NOX Transport - Region 2 | 947 | 7063 | Rate Constraint in MTons | FALSE | L | Annual | Allowances Withdrawn (n:1) | Thousand Tons | 0 | 0 | 0 | 0 | 0 | 0 | 0
Ozone Season NOX Transport - Region 2 | 947 | 7063 | Rate Constraint in MTons | FALSE | L | Annual | Net Emissions Allowance Position | Thousand Tons | 1.2527 | 1.2264 | 9.8702 | 24.041 | -23.0912 | 1.0747 | 1.2243
Ozone Season NOX Transport - Region 2 | 947 | 7063 | Rate Constraint in MTons | FALSE | L | Annual | Fuel Consumed | TBtu | 194.1187 | 187.1392 | 191.7773 | 166.7974 | 152.6145 | 177.9505 | 211.3471
Ozone Season NOX Transport - Region 2 | 947 | 7063 | Rate Constraint in MTons | FALSE | L | Annual | Rate | lb/MMBtu | 0.012906 | 0.013106 | 0.012612 | 0.01164 | 0.012446 | 0.012079 | 0.011585
Ozone Season NOX Transport - Region 2 | 947 | 7063 | Rate Constraint in MTons | FALSE | L | Annual | Generation | TWh | 46.4251 | 45.4595 | 36.7863 | 34.3762 | 34.9278 | 51.9197 | 69.7411
Ozone Season NOX Transport - Region 2 | 947 | 7063 | Rate Constraint in MTons | FALSE | L | Annual | Qualifying Generation | TWh | 26.9024 | 26.0251 | 26.6699 | 23.4786 | 20.9237 | 24.3831 | 28.7875
Ozone Season NOX Transport - Region 2 | 947 | 7063 | Rate Constraint in MTons | FALSE | L | Annual | Rate | lb/MWh | 0.093127 | 0.094244 | 0.090691 | 0.082695 | 0.090782 | 0.088152 | 0.085055
Ozone Season NOX Transport - Region 2 | 947 | 7063 | Rate Constraint in MTons | FALSE | L | Annual | Constraint Shadow Price | US2022$/Ton | 0 | 0 | 0 | 0 | 0 | 0 | 0
PA_RACT Conemaugh 1 & 2-NOx Cap Fall | 948 | 7960 | Rate Constraint in MTons | FALSE | L | Annual | Seasons Included | Seasons | Fall | Fall | Fall | Fall | Fall | Fall | Fall
PA_RACT Conemaugh 1 & 2-NOx Cap Fall | 948 | 7960 | Rate Constraint in MTons | FALSE | L | Annual | Standard NOX | Thousand Tons | 1.3163 | 1.3163 | 1.3163 | 1.3163 | 1.3163 | 1.3163 | 1.3163
PA_RACT Conemaugh 1 & 2-NOx Cap Fall | 948 | 7960 | Rate Constraint in MTons | FALSE | L | Annual | Emissions at Affected Plants NOX | Thousand Tons | 0 | 0 | 0 | 0 | 0 | 0 | 0
PA_RACT Conemaugh 1 & 2-NOx Cap Fall | 948 | 7960 | Rate Constraint in MTons | FALSE | L | Annual | Allowances Purchased NOX | Thousand Tons | 0 | 0 | 0 | 0 | 0 | 0 | 0
PA_RACT Conemaugh 1 & 2-NOx Cap Fall | 948 | 7960 | Rate Constraint in MTons | FALSE | L | Annual | Allowances Sold NOX | Thousand Tons | 0 | 0 | 0 | 0 | 0 | 0 | 0
PA_RACT Conemaugh 1 & 2-NOx Cap Fall | 948 | 7960 | Rate Constraint in MTons | FALSE | L | Annual | Allowances Banked | Thousand Tons | 0 | 0 | 0 | 0 | 0 | 0 | 0
PA_RACT Conemaugh 1 & 2-NOx Cap Fall | 948 | 7960 | Rate Constraint in MTons | FALSE | L | Annual | Allowances Withdrawn (1:1) | Thousand Tons | 0 | 0 | 0 | 0 | 0 | 0 | 0
PA_RACT Conemaugh 1 & 2-NOx Cap Fall | 948 | 7960 | Rate Constraint in MTons | FALSE | L | Annual | Allowances Withdrawn (n:1) | Thousand Tons | 0 | 0 | 0 | 0 | 0 | 0 | 0
PA_RACT Conemaugh 1 & 2-NOx Cap Fall | 948 | 7960 | Rate Constraint in MTons | FALSE | L | Annual | Net Emissions Allowance Position | Thousand Tons | 0 | 0 | 0 | 0 | 0 | 0 | 0
PA_RACT Conemaugh 1 & 2-NOx Cap Fall | 948 | 7960 | Rate Constraint in MTons | FALSE | L | Annual | Fuel Consumed | TBtu | 0 | 0 | 0 | 0 | 0 | 0 | 0
PA_RACT Conemaugh 1 & 2-NOx Cap Fall | 948 | 7960 | Rate Constraint in MTons | FALSE | L | Annual | Rate | lb/MMBtu | 0 | 0 | 0 | 0 | 0 | 0 | 0
PA_RACT Conemaugh 1 & 2-NOx Cap Fall | 948 | 7960 | Rate Constraint in MTons | FALSE | L | Annual | Generation | TWh | 0 | 0 | 0 | 0 | 0 | 0 | 0
PA_RACT Conemaugh 1 & 2-NOx Cap Fall | 948 | 7960 | Rate Constraint in MTons | FALSE | L | Annual | Qualifying Generation | TWh | 0 | 0 | 0 | 0 | 0 | 0 | 0
PA_RACT Conemaugh 1 & 2-NOx Cap Fall | 948 | 7960 | Rate Constraint in MTons | FALSE | L | Annual | Rate | lb/MWh | 0 | 0 | 0 | 0 | 0 | 0 | 0
PA_RACT Conemaugh 1 & 2-NOx Cap Fall | 948 | 7960 | Rate Constraint in MTons | FALSE | L | Annual | Constraint Shadow Price | US2022$/Ton | 0 | 0 | 0 | 0 | 0 | 0 | 0
PA_RACT Conemaugh 1 & 2-NOx Cap Spring | 949 | 7958 | Rate Constraint in MTons | FALSE | L | Annual | Seasons Included | Seasons | Spring | Spring | Spring | Spring | Spring | Spring | Spring
PA_RACT Conemaugh 1 & 2-NOx Cap Spring | 949 | 7958 | Rate Constraint in MTons | FALSE | L | Annual | Standard NOX | Thousand Tons | 0.87279 | 0.87279 | 0.87279 | 0.87279 | 0.87279 | 0.87279 | 0.87279
PA_RACT Conemaugh 1 & 2-NOx Cap Spring | 949 | 7958 | Rate Constraint in MTons | FALSE | L | Annual | Emissions at Affected Plants NOX | Thousand Tons | 0 | 0 | 0 | 0 | 0 | 0 | 0
PA_RACT Conemaugh 1 & 2-NOx Cap Spring | 949 | 7958 | Rate Constraint in MTons | FALSE | L | Annual | Allowances Purchased NOX | Thousand Tons | 0 | 0 | 0 | 0 | 0 | 0 | 0
PA_RACT Conemaugh 1 & 2-NOx Cap Spring | 949 | 7958 | Rate Constraint in MTons | FALSE | L | Annual | Allowances Sold NOX | Thousand Tons | 0 | 0 | 0 | 0 | 0 | 0 | 0
PA_RACT Conemaugh 1 & 2-NOx Cap Spring | 949 | 7958 | Rate Constraint in MTons | FALSE | L | Annual | Allowances Banked | Thousand Tons | 0 | 0 | 0 | 0 | 0 | 0 | 0
PA_RACT Conemaugh 1 & 2-NOx Cap Spring | 949 | 7958 | Rate Constraint in MTons | FALSE | L | Annual | Allowances Withdrawn (1:1) | Thousand Tons | 0 | 0 | 0 | 0 | 0 | 0 | 0
PA_RACT Conemaugh 1 & 2-NOx Cap Spring | 949 | 7958 | Rate Constraint in MTons | FALSE | L | Annual | Allowances Withdrawn (n:1) | Thousand Tons | 0 | 0 | 0 | 0 | 0 | 0 | 0
PA_RACT Conemaugh 1 & 2-NOx Cap Spring | 949 | 7958 | Rate Constraint in MTons | FALSE | L | Annual | Net Emissions Allowance Position | Thousand Tons | 0 | 0 | 0 | 0 | 0 | 0 | 0
PA_RACT Conemaugh 1 & 2-NOx Cap Spring | 949 | 7958 | Rate Constraint in MTons | FALSE | L | Annual | Fuel Consumed | TBtu | 0 | 0 | 0 | 0 | 0 | 0 | 0
PA_RACT Conemaugh 1 & 2-NOx Cap Spring | 949 | 7958 | Rate Constraint in MTons | FALSE | L | Annual | Rate | lb/MMBtu | 0 | 0 | 0 | 0 | 0 | 0 | 0
PA_RACT Conemaugh 1 & 2-NOx Cap Spring | 949 | 7958 | Rate Constraint in MTons | FALSE | L | Annual | Generation | TWh | 0 | 0 | 0 | 0 | 0 | 0 | 0
PA_RACT Conemaugh 1 & 2-NOx Cap Spring | 949 | 7958 | Rate Constraint in MTons | FALSE | L | Annual | Qualifying Generation | TWh | 0 | 0 | 0 | 0 | 0 | 0 | 0
PA_RACT Conemaugh 1 & 2-NOx Cap Spring | 949 | 7958 | Rate Constraint in MTons | FALSE | L | Annual | Rate | lb/MWh | 0 | 0 | 0 | 0 | 0 | 0 | 0
PA_RACT Conemaugh 1 & 2-NOx Cap Spring | 949 | 7958 | Rate Constraint in MTons | FALSE | L | Annual | Constraint Shadow Price | US2022$/Ton | 0 | 0 | 0 | 0 | 0 | 0 | 0
PA_RACT Conemaugh 1 & 2-NOx Cap Summer | 950 | 7959 | Rate Constraint in MTons | FALSE | L | Annual | Seasons Included | Seasons | Summer | Summer | Summer | Summer | Summer | Summer | Summer
PA_RACT Conemaugh 1 & 2-NOx Cap Summer | 950 | 7959 | Rate Constraint in MTons | FALSE | L | Annual | Standard NOX | Thousand Tons | 2.1891 | 2.1891 | 2.1891 | 2.1891 | 2.1891 | 2.1891 | 2.1891
PA_RACT Conemaugh 1 & 2-NOx Cap Summer | 950 | 7959 | Rate Constraint in MTons | FALSE | L | Annual | Emissions at Affected Plants NOX | Thousand Tons | 0 | 0 | 0 | 0 | 0 | 0 | 0
PA_RACT Conemaugh 1 & 2-NOx Cap Summer | 950 | 7959 | Rate Constraint in MTons | FALSE | L | Annual | Allowances Purchased NOX | Thousand Tons | 0 | 0 | 0 | 0 | 0 | 0 | 0
PA_RACT Conemaugh 1 & 2-NOx Cap Summer | 950 | 7959 | Rate Constraint in MTons | FALSE | L | Annual | Allowances Sold NOX | Thousand Tons | 0 | 0 | 0 | 0 | 0 | 0 | 0
PA_RACT Conemaugh 1 & 2-NOx Cap Summer | 950 | 7959 | Rate Constraint in MTons | FALSE | L | Annual | Allowances Banked | Thousand Tons | 0 | 0 | 0 | 0 | 0 | 0 | 0
PA_RACT Conemaugh 1 & 2-NOx Cap Summer | 950 | 7959 | Rate Constraint in MTons | FALSE | L | Annual | Allowances Withdrawn (1:1) | Thousand Tons | 0 | 0 | 0 | 0 | 0 | 0 | 0
PA_RACT Conemaugh 1 & 2-NOx Cap Summer | 950 | 7959 | Rate Constraint in MTons | FALSE | L | Annual | Allowances Withdrawn (n:1) | Thousand Tons | 0 | 0 | 0 | 0 | 0 | 0 | 0
PA_RACT Conemaugh 1 & 2-NOx Cap Summer | 950 | 7959 | Rate Constraint in MTons | FALSE | L | Annual | Net Emissions Allowance Position | Thousand Tons | 0 | 0 | 0 | 0 | 0 | 0 | 0
PA_RACT Conemaugh 1 & 2-NOx Cap Summer | 950 | 7959 | Rate Constraint in MTons | FALSE | L | Annual | Fuel Consumed | TBtu | 0 | 0 | 0 | 0 | 0 | 0 | 0
PA_RACT Conemaugh 1 & 2-NOx Cap Summer | 950 | 7959 | Rate Constraint in MTons | FALSE | L | Annual | Rate | lb/MMBtu | 0 | 0 | 0 | 0 | 0 | 0 | 0
PA_RACT Conemaugh 1 & 2-NOx Cap Summer | 950 | 7959 | Rate Constraint in MTons | FALSE | L | Annual | Generation | TWh | 0 | 0 | 0 | 0 | 0 | 0 | 0
PA_RACT Conemaugh 1 & 2-NOx Cap Summer | 950 | 7959 | Rate Constraint in MTons | FALSE | L | Annual | Qualifying Generation | TWh | 0 | 0 | 0 | 0 | 0 | 0 | 0
PA_RACT Conemaugh 1 & 2-NOx Cap Summer | 950 | 7959 | Rate Constraint in MTons | FALSE | L | Annual | Rate | lb/MWh | 0 | 0 | 0 | 0 | 0 | 0 | 0
PA_RACT Conemaugh 1 & 2-NOx Cap Summer | 950 | 7959 | Rate Constraint in MTons | FALSE | L | Annual | Constraint Shadow Price | US2022$/Ton | 0 | 0 | 0 | 0 | 0 | 0 | 0
PA_RACT Conemaugh 1 & 2-NOx Cap Winter | 951 | 7957 | Rate Constraint in MTons | FALSE | L | Annual | Seasons Included | Seasons | Winter | Winter | Winter | Winter | Winter | Winter | Winter
PA_RACT Conemaugh 1 & 2-NOx Cap Winter | 951 | 7957 | Rate Constraint in MTons | FALSE | L | Annual | Standard NOX | Thousand Tons | 0.84417 | 0.84417 | 0.84417 | 0.84417 | 0.84417 | 0.84417 | 0.84417
PA_RACT Conemaugh 1 & 2-NOx Cap Winter | 951 | 7957 | Rate Constraint in MTons | FALSE | L | Annual | Emissions at Affected Plants NOX | Thousand Tons | 0 | 0 | 0 | 0 | 0 | 0 | 0
PA_RACT Conemaugh 1 & 2-NOx Cap Winter | 951 | 7957 | Rate Constraint in MTons | FALSE | L | Annual | Allowances Purchased NOX | Thousand Tons | 0 | 0 | 0 | 0 | 0 | 0 | 0
PA_RACT Conemaugh 1 & 2-NOx Cap Winter | 951 | 7957 | Rate Constraint in MTons | FALSE | L | Annual | Allowances Sold NOX | Thousand Tons | 0 | 0 | 0 | 0 | 0 | 0 | 0
PA_RACT Conemaugh 1 & 2-NOx Cap Winter | 951 | 7957 | Rate Constraint in MTons | FALSE | L | Annual | Allowances Banked | Thousand Tons | 0 | 0 | 0 | 0 | 0 | 0 | 0
PA_RACT Conemaugh 1 & 2-NOx Cap Winter | 951 | 7957 | Rate Constraint in MTons | FALSE | L | Annual | Allowances Withdrawn (1:1) | Thousand Tons | 0 | 0 | 0 | 0 | 0 | 0 | 0
PA_RACT Conemaugh 1 & 2-NOx Cap Winter | 951 | 7957 | Rate Constraint in MTons | FALSE | L | Annual | Allowances Withdrawn (n:1) | Thousand Tons | 0 | 0 | 0 | 0 | 0 | 0 | 0
PA_RACT Conemaugh 1 & 2-NOx Cap Winter | 951 | 7957 | Rate Constraint in MTons | FALSE | L | Annual | Net Emissions Allowance Position | Thousand Tons | 0 | 0 | 0 | 0 | 0 | 0 | 0
PA_RACT Conemaugh 1 & 2-NOx Cap Winter | 951 | 7957 | Rate Constraint in MTons | FALSE | L | Annual | Fuel Consumed | TBtu | 0 | 0 | 0 | 0 | 0 | 0 | 0
PA_RACT Conemaugh 1 & 2-NOx Cap Winter | 951 | 7957 | Rate Constraint in MTons | FALSE | L | Annual | Rate | lb/MMBtu | 0 | 0 | 0 | 0 | 0 | 0 | 0
PA_RACT Conemaugh 1 & 2-NOx Cap Winter | 951 | 7957 | Rate Constraint in MTons | FALSE | L | Annual | Generation | TWh | 0 | 0 | 0 | 0 | 0 | 0 | 0
PA_RACT Conemaugh 1 & 2-NOx Cap Winter | 951 | 7957 | Rate Constraint in MTons | FALSE | L | Annual | Qualifying Generation | TWh | 0 | 0 | 0 | 0 | 0 | 0 | 0
PA_RACT Conemaugh 1 & 2-NOx Cap Winter | 951 | 7957 | Rate Constraint in MTons | FALSE | L | Annual | Rate | lb/MWh | 0 | 0 | 0 | 0 | 0 | 0 | 0
PA_RACT Conemaugh 1 & 2-NOx Cap Winter | 951 | 7957 | Rate Constraint in MTons | FALSE | L | Annual | Constraint Shadow Price | US2022$/Ton | 0 | 0 | 0 | 0 | 0 | 0 | 0
PA_RACT Keystone 1 & 2-NOx Cap Fall | 952 | 7964 | Rate Constraint in MTons | FALSE | L | Annual | Seasons Included | Seasons | Fall | Fall | Fall | Fall | Fall | Fall | Fall
PA_RACT Keystone 1 & 2-NOx Cap Fall | 952 | 7964 | Rate Constraint in MTons | FALSE | L | Annual | Standard NOX | Thousand Tons | 1.4436 | 1.4436 | 1.4436 | 1.4436 | 1.4436 | 1.4436 | 1.4436
PA_RACT Keystone 1 & 2-NOx Cap Fall | 952 | 7964 | Rate Constraint in MTons | FALSE | L | Annual | Emissions at Affected Plants NOX | Thousand Tons | 0 | 0 | 0 | 0 | 0 | 0 | 0
PA_RACT Keystone 1 & 2-NOx Cap Fall | 952 | 7964 | Rate Constraint in MTons | FALSE | L | Annual | Allowances Purchased NOX | Thousand Tons | 0 | 0 | 0 | 0 | 0 | 0 | 0
PA_RACT Keystone 1 & 2-NOx Cap Fall | 952 | 7964 | Rate Constraint in MTons | FALSE | L | Annual | Allowances Sold NOX | Thousand Tons | 0 | 0 | 0 | 0 | 0 | 0 | 0
PA_RACT Keystone 1 & 2-NOx Cap Fall | 952 | 7964 | Rate Constraint in MTons | FALSE | L | Annual | Allowances Banked | Thousand Tons | 0 | 0 | 0 | 0 | 0 | 0 | 0
PA_RACT Keystone 1 & 2-NOx Cap Fall | 952 | 7964 | Rate Constraint in MTons | FALSE | L | Annual | Allowances Withdrawn (1:1) | Thousand Tons | 0 | 0 | 0 | 0 | 0 | 0 | 0
PA_RACT Keystone 1 & 2-NOx Cap Fall | 952 | 7964 | Rate Constraint in MTons | FALSE | L | Annual | Allowances Withdrawn (n:1) | Thousand Tons | 0 | 0 | 0 | 0 | 0 | 0 | 0
PA_RACT Keystone 1 & 2-NOx Cap Fall | 952 | 7964 | Rate Constraint in MTons | FALSE | L | Annual | Net Emissions Allowance Position | Thousand Tons | 0 | 0 | 0 | 0 | 0 | 0 | 0
PA_RACT Keystone 1 & 2-NOx Cap Fall | 952 | 7964 | Rate Constraint in MTons | FALSE | L | Annual | Fuel Consumed | TBtu | 0 | 0 | 0 | 0 | 0 | 0 | 0
PA_RACT Keystone 1 & 2-NOx Cap Fall | 952 | 7964 | Rate Constraint in MTons | FALSE | L | Annual | Rate | lb/MMBtu | 0 | 0 | 0 | 0 | 0 | 0 | 0
PA_RACT Keystone 1 & 2-NOx Cap Fall | 952 | 7964 | Rate Constraint in MTons | FALSE | L | Annual | Generation | TWh | 0 | 0 | 0 | 0 | 0 | 0 | 0
PA_RACT Keystone 1 & 2-NOx Cap Fall | 952 | 7964 | Rate Constraint in MTons | FALSE | L | Annual | Qualifying Generation | TWh | 0 | 0 | 0 | 0 | 0 | 0 | 0
PA_RACT Keystone 1 & 2-NOx Cap Fall | 952 | 7964 | Rate Constraint in MTons | FALSE | L | Annual | Rate | lb/MWh | 0 | 0 | 0 | 0 | 0 | 0 | 0
PA_RACT Keystone 1 & 2-NOx Cap Fall | 952 | 7964 | Rate Constraint in MTons | FALSE | L | Annual | Constraint Shadow Price | US2022$/Ton | 0 | 0 | 0 | 0 | 0 | 0 | 0
PA_RACT Keystone 1 & 2-NOx Cap Spring | 953 | 7962 | Rate Constraint in MTons | FALSE | L | Annual | Seasons Included | Seasons | Spring | Spring | Spring | Spring | Spring | Spring | Spring
PA_RACT Keystone 1 & 2-NOx Cap Spring | 953 | 7962 | Rate Constraint in MTons | FALSE | L | Annual | Standard NOX | Thousand Tons | 0.95715 | 0.95715 | 0.95715 | 0.95715 | 0.95715 | 0.95715 | 0.95715
PA_RACT Keystone 1 & 2-NOx Cap Spring | 953 | 7962 | Rate Constraint in MTons | FALSE | L | Annual | Emissions at Affected Plants NOX | Thousand Tons | 0 | 0 | 0 | 0 | 0 | 0 | 0
PA_RACT Keystone 1 & 2-NOx Cap Spring | 953 | 7962 | Rate Constraint in MTons | FALSE | L | Annual | Allowances Purchased NOX | Thousand Tons | 0 | 0 | 0 | 0 | 0 | 0 | 0
PA_RACT Keystone 1 & 2-NOx Cap Spring | 953 | 7962 | Rate Constraint in MTons | FALSE | L | Annual | Allowances Sold NOX | Thousand Tons | 0 | 0 | 0 | 0 | 0 | 0 | 0
PA_RACT Keystone 1 & 2-NOx Cap Spring | 953 | 7962 | Rate Constraint in MTons | FALSE | L | Annual | Allowances Banked | Thousand Tons | 0 | 0 | 0 | 0 | 0 | 0 | 0
PA_RACT Keystone 1 & 2-NOx Cap Spring | 953 | 7962 | Rate Constraint in MTons | FALSE | L | Annual | Allowances Withdrawn (1:1) | Thousand Tons | 0 | 0 | 0 | 0 | 0 | 0 | 0
PA_RACT Keystone 1 & 2-NOx Cap Spring | 953 | 7962 | Rate Constraint in MTons | FALSE | L | Annual | Allowances Withdrawn (n:1) | Thousand Tons | 0 | 0 | 0 | 0 | 0 | 0 | 0
PA_RACT Keystone 1 & 2-NOx Cap Spring | 953 | 7962 | Rate Constraint in MTons | FALSE | L | Annual | Net Emissions Allowance Position | Thousand Tons | 0 | 0 | 0 | 0 | 0 | 0 | 0
PA_RACT Keystone 1 & 2-NOx Cap Spring | 953 | 7962 | Rate Constraint in MTons | FALSE | L | Annual | Fuel Consumed | TBtu | 0 | 0 | 0 | 0 | 0 | 0 | 0
PA_RACT Keystone 1 & 2-NOx Cap Spring | 953 | 7962 | Rate Constraint in MTons | FALSE | L | Annual | Rate | lb/MMBtu | 0 | 0 | 0 | 0 | 0 | 0 | 0
PA_RACT Keystone 1 & 2-NOx Cap Spring | 953 | 7962 | Rate Constraint in MTons | FALSE | L | Annual | Generation | TWh | 0 | 0 | 0 | 0 | 0 | 0 | 0
PA_RACT Keystone 1 & 2-NOx Cap Spring | 953 | 7962 | Rate Constraint in MTons | FALSE | L | Annual | Qualifying Generation | TWh | 0 | 0 | 0 | 0 | 0 | 0 | 0
PA_RACT Keystone 1 & 2-NOx Cap Spring | 953 | 7962 | Rate Constraint in MTons | FALSE | L | Annual | Rate | lb/MWh | 0 | 0 | 0 | 0 | 0 | 0 | 0
PA_RACT Keystone 1 & 2-NOx Cap Spring | 953 | 7962 | Rate Constraint in MTons | FALSE | L | Annual | Constraint Shadow Price | US2022$/Ton | 0 | 0 | 0 | 0 | 0 | 0 | 0
PA_RACT Keystone 1 & 2-NOx Cap Summer | 954 | 7963 | Rate Constraint in MTons | FALSE | L | Annual | Seasons Included | Seasons | Summer | Summer | Summer | Summer | Summer | Summer | Summer
PA_RACT Keystone 1 & 2-NOx Cap Summer | 954 | 7963 | Rate Constraint in MTons | FALSE | L | Annual | Standard NOX | Thousand Tons | 2.4007 | 2.4007 | 2.4007 | 2.4007 | 2.4007 | 2.4007 | 2.4007
PA_RACT Keystone 1 & 2-NOx Cap Summer | 954 | 7963 | Rate Constraint in MTons | FALSE | L | Annual | Emissions at Affected Plants NOX | Thousand Tons | 0 | 0 | 0 | 0 | 0 | 0 | 0
PA_RACT Keystone 1 & 2-NOx Cap Summer | 954 | 7963 | Rate Constraint in MTons | FALSE | L | Annual | Allowances Purchased NOX | Thousand Tons | 0 | 0 | 0 | 0 | 0 | 0 | 0
PA_RACT Keystone 1 & 2-NOx Cap Summer | 954 | 7963 | Rate Constraint in MTons | FALSE | L | Annual | Allowances Sold NOX | Thousand Tons | 0 | 0 | 0 | 0 | 0 | 0 | 0
PA_RACT Keystone 1 & 2-NOx Cap Summer | 954 | 7963 | Rate Constraint in MTons | FALSE | L | Annual | Allowances Banked | Thousand Tons | 0 | 0 | 0 | 0 | 0 | 0 | 0
PA_RACT Keystone 1 & 2-NOx Cap Summer | 954 | 7963 | Rate Constraint in MTons | FALSE | L | Annual | Allowances Withdrawn (1:1) | Thousand Tons | 0 | 0 | 0 | 0 | 0 | 0 | 0
PA_RACT Keystone 1 & 2-NOx Cap Summer | 954 | 7963 | Rate Constraint in MTons | FALSE | L | Annual | Allowances Withdrawn (n:1) | Thousand Tons | 0 | 0 | 0 | 0 | 0 | 0 | 0
PA_RACT Keystone 1 & 2-NOx Cap Summer | 954 | 7963 | Rate Constraint in MTons | FALSE | L | Annual | Net Emissions Allowance Position | Thousand Tons | 0 | 0 | 0 | 0 | 0 | 0 | 0
PA_RACT Keystone 1 & 2-NOx Cap Summer | 954 | 7963 | Rate Constraint in MTons | FALSE | L | Annual | Fuel Consumed | TBtu | 0 | 0 | 0 | 0 | 0 | 0 | 0
PA_RACT Keystone 1 & 2-NOx Cap Summer | 954 | 7963 | Rate Constraint in MTons | FALSE | L | Annual | Rate | lb/MMBtu | 0 | 0 | 0 | 0 | 0 | 0 | 0
PA_RACT Keystone 1 & 2-NOx Cap Summer | 954 | 7963 | Rate Constraint in MTons | FALSE | L | Annual | Generation | TWh | 0 | 0 | 0 | 0 | 0 | 0 | 0
PA_RACT Keystone 1 & 2-NOx Cap Summer | 954 | 7963 | Rate Constraint in MTons | FALSE | L | Annual | Qualifying Generation | TWh | 0 | 0 | 0 | 0 | 0 | 0 | 0
PA_RACT Keystone 1 & 2-NOx Cap Summer | 954 | 7963 | Rate Constraint in MTons | FALSE | L | Annual | Rate | lb/MWh | 0 | 0 | 0 | 0 | 0 | 0 | 0
PA_RACT Keystone 1 & 2-NOx Cap Summer | 954 | 7963 | Rate Constraint in MTons | FALSE | L | Annual | Constraint Shadow Price | US2022$/Ton | 0 | 0 | 0 | 0 | 0 | 0 | 0
PA_RACT Keystone 1 & 2-NOx Cap Winter | 955 | 7961 | Rate Constraint in MTons | FALSE | L | Annual | Seasons Included | Seasons | Winter | Winter | Winter | Winter | Winter | Winter | Winter
PA_RACT Keystone 1 & 2-NOx Cap Winter | 955 | 7961 | Rate Constraint in MTons | FALSE | L | Annual | Standard NOX | Thousand Tons | 0.92577 | 0.92577 | 0.92577 | 0.92577 | 0.92577 | 0.92577 | 0.92577
PA_RACT Keystone 1 & 2-NOx Cap Winter | 955 | 7961 | Rate Constraint in MTons | FALSE | L | Annual | Emissions at Affected Plants NOX | Thousand Tons | 0 | 0 | 0 | 0 | 0 | 0 | 0
PA_RACT Keystone 1 & 2-NOx Cap Winter | 955 | 7961 | Rate Constraint in MTons | FALSE | L | Annual | Allowances Purchased NOX | Thousand Tons | 0 | 0 | 0 | 0 | 0 | 0 | 0
PA_RACT Keystone 1 & 2-NOx Cap Winter | 955 | 7961 | Rate Constraint in MTons | FALSE | L | Annual | Allowances Sold NOX | Thousand Tons | 0 | 0 | 0 | 0 | 0 | 0 | 0
PA_RACT Keystone 1 & 2-NOx Cap Winter | 955 | 7961 | Rate Constraint in MTons | FALSE | L | Annual | Allowances Banked | Thousand Tons | 0 | 0 | 0 | 0 | 0 | 0 | 0
PA_RACT Keystone 1 & 2-NOx Cap Winter | 955 | 7961 | Rate Constraint in MTons | FALSE | L | Annual | Allowances Withdrawn (1:1) | Thousand Tons | 0 | 0 | 0 | 0 | 0 | 0 | 0
PA_RACT Keystone 1 & 2-NOx Cap Winter | 955 | 7961 | Rate Constraint in MTons | FALSE | L | Annual | Allowances Withdrawn (n:1) | Thousand Tons | 0 | 0 | 0 | 0 | 0 | 0 | 0
PA_RACT Keystone 1 & 2-NOx Cap Winter | 955 | 7961 | Rate Constraint in MTons | FALSE | L | Annual | Net Emissions Allowance Position | Thousand Tons | 0 | 0 | 0 | 0 | 0 | 0 | 0
PA_RACT Keystone 1 & 2-NOx Cap Winter | 955 | 7961 | Rate Constraint in MTons | FALSE | L | Annual | Fuel Consumed | TBtu | 0 | 0 | 0 | 0 | 0 | 0 | 0
PA_RACT Keystone 1 & 2-NOx Cap Winter | 955 | 7961 | Rate Constraint in MTons | FALSE | L | Annual | Rate | lb/MMBtu | 0 | 0 | 0 | 0 | 0 | 0 | 0
PA_RACT Keystone 1 & 2-NOx Cap Winter | 955 | 7961 | Rate Constraint in MTons | FALSE | L | Annual | Generation | TWh | 0 | 0 | 0 | 0 | 0 | 0 | 0
PA_RACT Keystone 1 & 2-NOx Cap Winter | 955 | 7961 | Rate Constraint in MTons | FALSE | L | Annual | Qualifying Generation | TWh | 0 | 0 | 0 | 0 | 0 | 0 | 0
PA_RACT Keystone 1 & 2-NOx Cap Winter | 955 | 7961 | Rate Constraint in MTons | FALSE | L | Annual | Rate | lb/MWh | 0 | 0 | 0 | 0 | 0 | 0 | 0
PA_RACT Keystone 1 & 2-NOx Cap Winter | 955 | 7961 | Rate Constraint in MTons | FALSE | L | Annual | Constraint Shadow Price | US2022$/Ton | 0 | 0 | 0 | 0 | 0 | 0 | 0
PA_RACT Montour 1 & 2-NOx Cap Fall | 956 | 7956 | Rate Constraint in MTons | FALSE | L | Annual | Seasons Included | Seasons | Fall | Fall | Fall | Fall | Fall | Fall | Fall
PA_RACT Montour 1 & 2-NOx Cap Fall | 956 | 7956 | Rate Constraint in MTons | FALSE | L | Annual | Standard NOX | Thousand Tons | 1.6391 | 1.6391 | 1.6391 | 1.6391 | 1.6391 | 1.6391 | 1.6391
PA_RACT Montour 1 & 2-NOx Cap Fall | 956 | 7956 | Rate Constraint in MTons | FALSE | L | Annual | Emissions at Affected Plants NOX | Thousand Tons | 0 | 0 | 0 | 0 | 0 | 0 | 0
PA_RACT Montour 1 & 2-NOx Cap Fall | 956 | 7956 | Rate Constraint in MTons | FALSE | L | Annual | Allowances Purchased NOX | Thousand Tons | 0 | 0 | 0 | 0 | 0 | 0 | 0
PA_RACT Montour 1 & 2-NOx Cap Fall | 956 | 7956 | Rate Constraint in MTons | FALSE | L | Annual | Allowances Sold NOX | Thousand Tons | 0 | 0 | 0 | 0 | 0 | 0 | 0
PA_RACT Montour 1 & 2-NOx Cap Fall | 956 | 7956 | Rate Constraint in MTons | FALSE | L | Annual | Allowances Banked | Thousand Tons | 0 | 0 | 0 | 0 | 0 | 0 | 0
PA_RACT Montour 1 & 2-NOx Cap Fall | 956 | 7956 | Rate Constraint in MTons | FALSE | L | Annual | Allowances Withdrawn (1:1) | Thousand Tons | 0 | 0 | 0 | 0 | 0 | 0 | 0
PA_RACT Montour 1 & 2-NOx Cap Fall | 956 | 7956 | Rate Constraint in MTons | FALSE | L | Annual | Allowances Withdrawn (n:1) | Thousand Tons | 0 | 0 | 0 | 0 | 0 | 0 | 0
PA_RACT Montour 1 & 2-NOx Cap Fall | 956 | 7956 | Rate Constraint in MTons | FALSE | L | Annual | Net Emissions Allowance Position | Thousand Tons | 0 | 0 | 0 | 0 | 0 | 0 | 0
PA_RACT Montour 1 & 2-NOx Cap Fall | 956 | 7956 | Rate Constraint in MTons | FALSE | L | Annual | Fuel Consumed | TBtu | 0 | 0 | 0 | 0 | 0 | 0 | 0
PA_RACT Montour 1 & 2-NOx Cap Fall | 956 | 7956 | Rate Constraint in MTons | FALSE | L | Annual | Rate | lb/MMBtu | 0 | 0 | 0 | 0 | 0 | 0 | 0
PA_RACT Montour 1 & 2-NOx Cap Fall | 956 | 7956 | Rate Constraint in MTons | FALSE | L | Annual | Generation | TWh | 0 | 0 | 0 | 0 | 0 | 0 | 0
PA_RACT Montour 1 & 2-NOx Cap Fall | 956 | 7956 | Rate Constraint in MTons | FALSE | L | Annual | Qualifying Generation | TWh | 0 | 0 | 0 | 0 | 0 | 0 | 0
PA_RACT Montour 1 & 2-NOx Cap Fall | 956 | 7956 | Rate Constraint in MTons | FALSE | L | Annual | Rate | lb/MWh | 0 | 0 | 0 | 0 | 0 | 0 | 0
PA_RACT Montour 1 & 2-NOx Cap Fall | 956 | 7956 | Rate Constraint in MTons | FALSE | L | Annual | Constraint Shadow Price | US2022$/Ton | 0 | 0 | 0 | 0 | 0 | 0 | 0
PA_RACT Montour 1 & 2-NOx Cap Spring | 957 | 7954 | Rate Constraint in MTons | FALSE | L | Annual | Seasons Included | Seasons | Spring | Spring | Spring | Spring | Spring | Spring | Spring
PA_RACT Montour 1 & 2-NOx Cap Spring | 957 | 7954 | Rate Constraint in MTons | FALSE | L | Annual | Standard NOX | Thousand Tons | 1.0868 | 1.0868 | 1.0868 | 1.0868 | 1.0868 | 1.0868 | 1.0868
PA_RACT Montour 1 & 2-NOx Cap Spring | 957 | 7954 | Rate Constraint in MTons | FALSE | L | Annual | Emissions at Affected Plants NOX | Thousand Tons | 0 | 0 | 0 | 0 | 0 | 0 | 0
PA_RACT Montour 1 & 2-NOx Cap Spring | 957 | 7954 | Rate Constraint in MTons | FALSE | L | Annual | Allowances Purchased NOX | Thousand Tons | 0 | 0 | 0 | 0 | 0 | 0 | 0
PA_RACT Montour 1 & 2-NOx Cap Spring | 957 | 7954 | Rate Constraint in MTons | FALSE | L | Annual | Allowances Sold NOX | Thousand Tons | 0 | 0 | 0 | 0 | 0 | 0 | 0
PA_RACT Montour 1 & 2-NOx Cap Spring | 957 | 7954 | Rate Constraint in MTons | FALSE | L | Annual | Allowances Banked | Thousand Tons | 0 | 0 | 0 | 0 | 0 | 0 | 0
PA_RACT Montour 1 & 2-NOx Cap Spring | 957 | 7954 | Rate Constraint in MTons | FALSE | L | Annual | Allowances Withdrawn (1:1) | Thousand Tons | 0 | 0 | 0 | 0 | 0 | 0 | 0
PA_RACT Montour 1 & 2-NOx Cap Spring | 957 | 7954 | Rate Constraint in MTons | FALSE | L | Annual | Allowances Withdrawn (n:1) | Thousand Tons | 0 | 0 | 0 | 0 | 0 | 0 | 0
PA_RACT Montour 1 & 2-NOx Cap Spring | 957 | 7954 | Rate Constraint in MTons | FALSE | L | Annual | Net Emissions Allowance Position | Thousand Tons | 0 | 0 | 0 | 0 | 0 | 0 | 0
PA_RACT Montour 1 & 2-NOx Cap Spring | 957 | 7954 | Rate Constraint in MTons | FALSE | L | Annual | Fuel Consumed | TBtu | 0 | 0 | 0 | 0 | 0 | 0 | 0
PA_RACT Montour 1 & 2-NOx Cap Spring | 957 | 7954 | Rate Constraint in MTons | FALSE | L | Annual | Rate | lb/MMBtu | 0 | 0 | 0 | 0 | 0 | 0 | 0
PA_RACT Montour 1 & 2-NOx Cap Spring | 957 | 7954 | Rate Constraint in MTons | FALSE | L | Annual | Generation | TWh | 0 | 0 | 0 | 0 | 0 | 0 | 0
PA_RACT Montour 1 & 2-NOx Cap Spring | 957 | 7954 | Rate Constraint in MTons | FALSE | L | Annual | Qualifying Generation | TWh | 0 | 0 | 0 | 0 | 0 | 0 | 0
PA_RACT Montour 1 & 2-NOx Cap Spring | 957 | 7954 | Rate Constraint in MTons | FALSE | L | Annual | Rate | lb/MWh | 0 | 0 | 0 | 0 | 0 | 0 | 0
PA_RACT Montour 1 & 2-NOx Cap Spring | 957 | 7954 | Rate Constraint in MTons | FALSE | L | Annual | Constraint Shadow Price | US2022$/Ton | 0 | 0 | 0 | 0 | 0 | 0 | 0
PA_RACT Montour 1 & 2-NOx Cap Summer | 958 | 7955 | Rate Constraint in MTons | FALSE | L | Annual | Seasons Included | Seasons | Summer | Summer | Summer | Summer | Summer | Summer | Summer
PA_RACT Montour 1 & 2-NOx Cap Summer | 958 | 7955 | Rate Constraint in MTons | FALSE | L | Annual | Standard NOX | Thousand Tons | 2.7259 | 2.7259 | 2.7259 | 2.7259 | 2.7259 | 2.7259 | 2.7259
PA_RACT Montour 1 & 2-NOx Cap Summer | 958 | 7955 | Rate Constraint in MTons | FALSE | L | Annual | Emissions at Affected Plants NOX | Thousand Tons | 0.27237 | 0.27251 | 0 | 0 | 0 | 0 | 0
PA_RACT Montour 1 & 2-NOx Cap Summer | 958 | 7955 | Rate Constraint in MTons | FALSE | L | Annual | Allowances Purchased NOX | Thousand Tons | 0 | 0 | 0 | 0 | 0 | 0 | 0
PA_RACT Montour 1 & 2-NOx Cap Summer | 958 | 7955 | Rate Constraint in MTons | FALSE | L | Annual | Allowances Sold NOX | Thousand Tons | 0 | 0 | 0 | 0 | 0 | 0 | 0
PA_RACT Montour 1 & 2-NOx Cap Summer | 958 | 7955 | Rate Constraint in MTons | FALSE | L | Annual | Allowances Banked | Thousand Tons | 0 | 0 | 0 | 0 | 0 | 0 | 0
PA_RACT Montour 1 & 2-NOx Cap Summer | 958 | 7955 | Rate Constraint in MTons | FALSE | L | Annual | Allowances Withdrawn (1:1) | Thousand Tons | 0 | 0 | 0 | 0 | 0 | 0 | 0
PA_RACT Montour 1 & 2-NOx Cap Summer | 958 | 7955 | Rate Constraint in MTons | FALSE | L | Annual | Allowances Withdrawn (n:1) | Thousand Tons | 0 | 0 | 0 | 0 | 0 | 0 | 0
PA_RACT Montour 1 & 2-NOx Cap Summer | 958 | 7955 | Rate Constraint in MTons | FALSE | L | Annual | Net Emissions Allowance Position | Thousand Tons | 0.27237 | 0.27251 | 0 | 0 | 0 | 0 | 0
PA_RACT Montour 1 & 2-NOx Cap Summer | 958 | 7955 | Rate Constraint in MTons | FALSE | L | Annual | Fuel Consumed | TBtu | 18.1579 | 18.167 | 0 | 0 | 0 | 0 | 0
PA_RACT Montour 1 & 2-NOx Cap Summer | 958 | 7955 | Rate Constraint in MTons | FALSE | L | Annual | Rate | lb/MMBtu | 0.03 | 0.03 | 0 | 0 | 0 | 0 | 0
PA_RACT Montour 1 & 2-NOx Cap Summer | 958 | 7955 | Rate Constraint in MTons | FALSE | L | Annual | Generation | TWh | 1.698 | 1.6988 | 0 | 0 | 0 | 0 | 0
PA_RACT Montour 1 & 2-NOx Cap Summer | 958 | 7955 | Rate Constraint in MTons | FALSE | L | Annual | Qualifying Generation | TWh | 1.698 | 1.6988 | 0 | 0 | 0 | 0 | 0
PA_RACT Montour 1 & 2-NOx Cap Summer | 958 | 7955 | Rate Constraint in MTons | FALSE | L | Annual | Rate | lb/MWh | 0.32081 | 0.32081 | 0 | 0 | 0 | 0 | 0
PA_RACT Montour 1 & 2-NOx Cap Summer | 958 | 7955 | Rate Constraint in MTons | FALSE | L | Annual | Constraint Shadow Price | US2022$/Ton | 0 | 0 | 0 | 0 | 0 | 0 | 0
PA_RACT Montour 1 & 2-NOx Cap Winter | 959 | 7953 | Rate Constraint in MTons | FALSE | L | Annual | Seasons Included | Seasons | Winter | Winter | Winter | Winter | Winter | Winter | Winter
PA_RACT Montour 1 & 2-NOx Cap Winter | 959 | 7953 | Rate Constraint in MTons | FALSE | L | Annual | Standard NOX | Thousand Tons | 1.0512 | 1.0512 | 1.0512 | 1.0512 | 1.0512 | 1.0512 | 1.0512
PA_RACT Montour 1 & 2-NOx Cap Winter | 959 | 7953 | Rate Constraint in MTons | FALSE | L | Annual | Emissions at Affected Plants NOX | Thousand Tons | 0 | 0 | 0 | 0 | 0 | 0 | 0
PA_RACT Montour 1 & 2-NOx Cap Winter | 959 | 7953 | Rate Constraint in MTons | FALSE | L | Annual | Allowances Purchased NOX | Thousand Tons | 0 | 0 | 0 | 0 | 0 | 0 | 0
PA_RACT Montour 1 & 2-NOx Cap Winter | 959 | 7953 | Rate Constraint in MTons | FALSE | L | Annual | Allowances Sold NOX | Thousand Tons | 0 | 0 | 0 | 0 | 0 | 0 | 0
PA_RACT Montour 1 & 2-NOx Cap Winter | 959 | 7953 | Rate Constraint in MTons | FALSE | L | Annual | Allowances Banked | Thousand Tons | 0 | 0 | 0 | 0 | 0 | 0 | 0
PA_RACT Montour 1 & 2-NOx Cap Winter | 959 | 7953 | Rate Constraint in MTons | FALSE | L | Annual | Allowances Withdrawn (1:1) | Thousand Tons | 0 | 0 | 0 | 0 | 0 | 0 | 0
PA_RACT Montour 1 & 2-NOx Cap Winter | 959 | 7953 | Rate Constraint in MTons | FALSE | L | Annual | Allowances Withdrawn (n:1) | Thousand Tons | 0 | 0 | 0 | 0 | 0 | 0 | 0
PA_RACT Montour 1 & 2-NOx Cap Winter | 959 | 7953 | Rate Constraint in MTons | FALSE | L | Annual | Net Emissions Allowance Position | Thousand Tons | 0 | 0 | 0 | 0 | 0 | 0 | 0
PA_RACT Montour 1 & 2-NOx Cap Winter | 959 | 7953 | Rate Constraint in MTons | FALSE | L | Annual | Fuel Consumed | TBtu | 0 | 0 | 0 | 0 | 0 | 0 | 0
PA_RACT Montour 1 & 2-NOx Cap Winter | 959 | 7953 | Rate Constraint in MTons | FALSE | L | Annual | Rate | lb/MMBtu | 0 | 0 | 0 | 0 | 0 | 0 | 0
PA_RACT Montour 1 & 2-NOx Cap Winter | 959 | 7953 | Rate Constraint in MTons | FALSE | L | Annual | Generation | TWh | 0 | 0 | 0 | 0 | 0 | 0 | 0
PA_RACT Montour 1 & 2-NOx Cap Winter | 959 | 7953 | Rate Constraint in MTons | FALSE | L | Annual | Qualifying Generation | TWh | 0 | 0 | 0 | 0 | 0 | 0 | 0
PA_RACT Montour 1 & 2-NOx Cap Winter | 959 | 7953 | Rate Constraint in MTons | FALSE | L | Annual | Rate | lb/MWh | 0 | 0 | 0 | 0 | 0 | 0 | 0
PA_RACT Montour 1 & 2-NOx Cap Winter | 959 | 7953 | Rate Constraint in MTons | FALSE | L | Annual | Constraint Shadow Price | US2022$/Ton | 0 | 0 | 0 | 0 | 0 | 0 | 0
RED-Rochester MER Rate Limit v3.1 | 960 | 7518 | Rate Constraint in lbs/MMBtu | FALSE | L | Annual | Seasons Included | Seasons | Winter, Spring, Summer, Fall | Winter, Spring, Summer, Fall | Winter, Spring, Summer, Fall | Winter, Spring, Summer, Fall | Winter, Spring, Summer, Fall | Winter, Spring, Summer, Fall | Winter, Spring, Summer, Fall
RED-Rochester MER Rate Limit v3.1 | 960 | 7518 | Rate Constraint in lbs/MMBtu | FALSE | L | Annual | Standard MER | lb/MMBtu | 6e-07 | 6e-07 | 6e-07 | 6e-07 | 6e-07 | 6e-07 | 6e-07
RED-Rochester MER Rate Limit v3.1 | 960 | 7518 | Rate Constraint in lbs/MMBtu | FALSE | L | Annual | Emissions at Affected Plants MER | lbs | 0.00014584 | 0.00019832 | 0.00028226 | 0 | 0 | 0 | 0
RED-Rochester MER Rate Limit v3.1 | 960 | 7518 | Rate Constraint in lbs/MMBtu | FALSE | L | Annual | Allowances Purchased MER | lbs | 0 | 0 | 0 | 0 | 0 | 0 | 0
RED-Rochester MER Rate Limit v3.1 | 960 | 7518 | Rate Constraint in lbs/MMBtu | FALSE | L | Annual | Allowances Sold MER | lbs | 0 | 0 | 0 | 0 | 0 | 0 | 0
RED-Rochester MER Rate Limit v3.1 | 960 | 7518 | Rate Constraint in lbs/MMBtu | FALSE | L | Annual | Allowances Banked | lbs | 0 | 0 | 0 | 0 | 0 | 0 | 0
RED-Rochester MER Rate Limit v3.1 | 960 | 7518 | Rate Constraint in lbs/MMBtu | FALSE | L | Annual | Allowances Withdrawn (1:1) | lbs | 0 | 0 | 0 | 0 | 0 | 0 | 0
RED-Rochester MER Rate Limit v3.1 | 960 | 7518 | Rate Constraint in lbs/MMBtu | FALSE | L | Annual | Allowances Withdrawn (n:1) | lbs | 0 | 0 | 0 | 0 | 0 | 0 | 0
RED-Rochester MER Rate Limit v3.1 | 960 | 7518 | Rate Constraint in lbs/MMBtu | FALSE | L | Annual | Net Emissions Allowance Position | lbs | 0.00014584 | 0.00019832 | 0.00028226 | 0 | 0 | 0 | 0
RED-Rochester MER Rate Limit v3.1 | 960 | 7518 | Rate Constraint in lbs/MMBtu | FALSE | L | Annual | Fuel Consumed | TBtu | 0.78984 | 1.074 | 1.5286 | 0 | 0 | 0 | 0
RED-Rochester MER Rate Limit v3.1 | 960 | 7518 | Rate Constraint in lbs/MMBtu | FALSE | L | Annual | Rate | lb/MMBtu | 1.8465e-10 | 1.8465e-10 | 1.8465e-10 | 0 | 0 | 0 | 0
RED-Rochester MER Rate Limit v3.1 | 960 | 7518 | Rate Constraint in lbs/MMBtu | FALSE | L | Annual | Generation | TWh | 0.095161 | 0.1294 | 0.18417 | 0 | 0 | 0 | 0
RED-Rochester MER Rate Limit v3.1 | 960 | 7518 | Rate Constraint in lbs/MMBtu | FALSE | L | Annual | Qualifying Generation | TWh | 0.095161 | 0.1294 | 0.18417 | 0 | 0 | 0 | 0
RED-Rochester MER Rate Limit v3.1 | 960 | 7518 | Rate Constraint in lbs/MMBtu | FALSE | L | Annual | Rate | lb/MWh | 1.5326e-09 | 1.5326e-09 | 1.5326e-09 | 0 | 0 | 0 | 0
RED-Rochester MER Rate Limit v3.1 | 960 | 7518 | Rate Constraint in lbs/MMBtu | FALSE | L | Annual | Constraint Shadow Price | US2022$/Lb | 0 | 0 | 0 | 0 | 0 | 0 | 0
RGGI CO2 Annual Constraint v5.13 | 961 | 7118 | Rate Constraint in MTons | FALSE | L | Annual | Seasons Included | Seasons | Winter, Spring, Summer, Fall | Winter, Spring, Summer, Fall | Winter, Spring, Summer, Fall | Winter, Spring, Summer, Fall | Winter, Spring, Summer, Fall | Winter, Spring, Summer, Fall | Winter, Spring, Summer, Fall
RGGI CO2 Annual Constraint v5.13 | 961 | 7118 | Rate Constraint in MTons | FALSE | L | Annual | Standard CO2 | Thousand Tons | 117571.4671 | 78610.4021 | 78610.4021 | 78610.4021 | 78610.4021 | 78610.4021 | 78610.4021
RGGI CO2 Annual Constraint v5.13 | 961 | 7118 | Rate Constraint in MTons | FALSE | L | Annual | Emissions at Affected Plants CO2 | Thousand Tons | 94263.6054 | 94408.4552 | 81113.6716 | 42403.5914 | 37594.2458 | 47078.8503 | 53856.0485
RGGI CO2 Annual Constraint v5.13 | 961 | 7118 | Rate Constraint in MTons | FALSE | L | Annual | Allowances Purchased CO2 | Thousand Tons | 0 | 0 | 0 | 0 | 0 | 0 | 0
RGGI CO2 Annual Constraint v5.13 | 961 | 7118 | Rate Constraint in MTons | FALSE | L | Annual | Allowances Sold CO2 | Thousand Tons | 0 | 0 | 0 | 0 | 0 | 0 | 0
RGGI CO2 Annual Constraint v5.13 | 961 | 7118 | Rate Constraint in MTons | FALSE | L | Annual | Allowances Banked | Thousand Tons | 23307.8617 | 0 | 0 | 0 | 0 | 0 | 0
RGGI CO2 Annual Constraint v5.13 | 961 | 7118 | Rate Constraint in MTons | FALSE | L | Annual | Allowances Withdrawn (1:1) | Thousand Tons | 0 | -15798.0531 | -2503.2696 | 0 | 0 | 0 | 0
RGGI CO2 Annual Constraint v5.13 | 961 | 7118 | Rate Constraint in MTons | FALSE | L | Annual | Allowances Withdrawn (n:1) | Thousand Tons | 0 | 0 | 0 | 0 | 0 | 0 | 0
RGGI CO2 Annual Constraint v5.13 | 961 | 7118 | Rate Constraint in MTons | FALSE | L | Annual | Net Emissions Allowance Position | Thousand Tons | 117571.4671 | 78610.4021 | 78610.402 | 42403.5914 | 37594.2458 | 47078.8503 | 53856.0485
RGGI CO2 Annual Constraint v5.13 | 961 | 7118 | Rate Constraint in MTons | FALSE | L | Annual | Fuel Consumed | TBtu | 1536.4338 | 1545.0374 | 1359.1401 | 711.7182 | 612.3125 | 772.471 | 888.2666
RGGI CO2 Annual Constraint v5.13 | 961 | 7118 | Rate Constraint in MTons | FALSE | L | Annual | Rate | lb/MMBtu | 122.7044 | 122.2086 | 119.3603 | 119.1584 | 122.7943 | 121.8916 | 121.261
RGGI CO2 Annual Constraint v5.13 | 961 | 7118 | Rate Constraint in MTons | FALSE | L | Annual | Generation | TWh | 236.3292 | 239.6327 | 203.6232 | 111.0738 | 98.8928 | 146.4618 | 186.8904
RGGI CO2 Annual Constraint v5.13 | 961 | 7118 | Rate Constraint in MTons | FALSE | L | Annual | Qualifying Generation | TWh | 213.4872 | 215.9382 | 190.2354 | 100.0455 | 87.6428 | 109.8027 | 127.2638
RGGI CO2 Annual Constraint v5.13 | 961 | 7118 | Rate Constraint in MTons | FALSE | L | Annual | Rate | lb/MWh | 883.0846 | 874.4026 | 852.7717 | 847.686 | 857.8969 | 857.5169 | 846.369
RGGI CO2 Annual Constraint v5.13 | 961 | 7118 | Rate Constraint in MTons | FALSE | L | Annual | Constraint Shadow Price | US2022$/Ton | 1.1478 | 1.2357 | 1.4299 | 0 | 0 | 0 | 0
RI Block Island-NOx Cap Annual v7.23 | 962 | 7967 | Rate Constraint in MTons | FALSE | L | Annual | Seasons Included | Seasons | Winter, Spring, Summer, Fall | Winter, Spring, Summer, Fall | Winter, Spring, Summer, Fall | Winter, Spring, Summer, Fall | Winter, Spring, Summer, Fall | Winter, Spring, Summer, Fall | Winter, Spring, Summer, Fall
RI Block Island-NOx Cap Annual v7.23 | 962 | 7967 | Rate Constraint in MTons | FALSE | L | Annual | Standard NOX | Thousand Tons | 0.035 | 0.035 | 0.035 | 0.035 | 0.035 | 0.035 | 0.035
RI Block Island-NOx Cap Annual v7.23 | 962 | 7967 | Rate Constraint in MTons | FALSE | L | Annual | Emissions at Affected Plants NOX | Thousand Tons | 0 | 0 | 0 | 0 | 0 | 0 | 0
RI Block Island-NOx Cap Annual v7.23 | 962 | 7967 | Rate Constraint in MTons | FALSE | L | Annual | Allowances Purchased NOX | Thousand Tons | 0 | 0 | 0 | 0 | 0 | 0 | 0
RI Block Island-NOx Cap Annual v7.23 | 962 | 7967 | Rate Constraint in MTons | FALSE | L | Annual | Allowances Sold NOX | Thousand Tons | 0 | 0 | 0 | 0 | 0 | 0 | 0
RI Block Island-NOx Cap Annual v7.23 | 962 | 7967 | Rate Constraint in MTons | FALSE | L | Annual | Allowances Banked | Thousand Tons | 0 | 0 | 0 | 0 | 0 | 0 | 0
RI Block Island-NOx Cap Annual v7.23 | 962 | 7967 | Rate Constraint in MTons | FALSE | L | Annual | Allowances Withdrawn (1:1) | Thousand Tons | 0 | 0 | 0 | 0 | 0 | 0 | 0
RI Block Island-NOx Cap Annual v7.23 | 962 | 7967 | Rate Constraint in MTons | FALSE | L | Annual | Allowances Withdrawn (n:1) | Thousand Tons | 0 | 0 | 0 | 0 | 0 | 0 | 0
RI Block Island-NOx Cap Annual v7.23 | 962 | 7967 | Rate Constraint in MTons | FALSE | L | Annual | Net Emissions Allowance Position | Thousand Tons | 0 | 0 | 0 | 0 | 0 | 0 | 0
RI Block Island-NOx Cap Annual v7.23 | 962 | 7967 | Rate Constraint in MTons | FALSE | L | Annual | Fuel Consumed | TBtu | 0 | 0 | 0 | 0 | 0 | 0 | 0
RI Block Island-NOx Cap Annual v7.23 | 962 | 7967 | Rate Constraint in MTons | FALSE | L | Annual | Rate | lb/MMBtu | 0 | 0 | 0 | 0 | 0 | 0 | 0
RI Block Island-NOx Cap Annual v7.23 | 962 | 7967 | Rate Constraint in MTons | FALSE | L | Annual | Generation | TWh | 0 | 0 | 0 | 0 | 0 | 0 | 0
RI Block Island-NOx Cap Annual v7.23 | 962 | 7967 | Rate Constraint in MTons | FALSE | L | Annual | Qualifying Generation | TWh | 0 | 0 | 0 | 0 | 0 | 0 | 0
RI Block Island-NOx Cap Annual v7.23 | 962 | 7967 | Rate Constraint in MTons | FALSE | L | Annual | Rate | lb/MWh | 0 | 0 | 0 | 0 | 0 | 0 | 0
RI Block Island-NOx Cap Annual v7.23 | 962 | 7967 | Rate Constraint in MTons | FALSE | L | Annual | Constraint Shadow Price | US2022$/Ton | 0 | 0 | 0 | 0 | 0 | 0 | 0
RI Ocean State Power II(3&4)-NOx Cap Annual v7.23 | 963 | 7965 | Rate Constraint in MTons | FALSE | L | Annual | Seasons Included | Seasons | Winter, Spring, Summer, Fall | Winter, Spring, Summer, Fall | Winter, Spring, Summer, Fall | Winter, Spring, Summer, Fall | Winter, Spring, Summer, Fall | Winter, Spring, Summer, Fall | Winter, Spring, Summer, Fall
RI Ocean State Power II(3&4)-NOx Cap Annual v7.23 | 963 | 7965 | Rate Constraint in MTons | FALSE | L | Annual | Standard NOX | Thousand Tons | 0.09262 | 0.09262 | 0.09262 | 0.09262 | 0.09262 | 0.09262 | 0.09262
RI Ocean State Power II(3&4)-NOx Cap Annual v7.23 | 963 | 7965 | Rate Constraint in MTons | FALSE | L | Annual | Emissions at Affected Plants NOX | Thousand Tons | 0.000701 | 0.00079116 | 0.0058751 | 0.0095316 | 0 | 0 | 0
RI Ocean State Power II(3&4)-NOx Cap Annual v7.23 | 963 | 7965 | Rate Constraint in MTons | FALSE | L | Annual | Allowances Purchased NOX | Thousand Tons | 0 | 0 | 0 | 0 | 0 | 0 | 0
RI Ocean State Power II(3&4)-NOx Cap Annual v7.23 | 963 | 7965 | Rate Constraint in MTons | FALSE | L | Annual | Allowances Sold NOX | Thousand Tons | 0 | 0 | 0 | 0 | 0 | 0 | 0
RI Ocean State Power II(3&4)-NOx Cap Annual v7.23 | 963 | 7965 | Rate Constraint in MTons | FALSE | L | Annual | Allowances Banked | Thousand Tons | 0 | 0 | 0 | 0 | 0 | 0 | 0
RI Ocean State Power II(3&4)-NOx Cap Annual v7.23 | 963 | 7965 | Rate Constraint in MTons | FALSE | L | Annual | Allowances Withdrawn (1:1) | Thousand Tons | 0 | 0 | 0 | 0 | 0 | 0 | 0
RI Ocean State Power II(3&4)-NOx Cap Annual v7.23 | 963 | 7965 | Rate Constraint in MTons | FALSE | L | Annual | Allowances Withdrawn (n:1) | Thousand Tons | 0 | 0 | 0 | 0 | 0 | 0 | 0
RI Ocean State Power II(3&4)-NOx Cap Annual v7.23 | 963 | 7965 | Rate Constraint in MTons | FALSE | L | Annual | Net Emissions Allowance Position | Thousand Tons | 0.000701 | 0.00079116 | 0.0058751 | 0.0095316 | 0 | 0 | 0
RI Ocean State Power II(3&4)-NOx Cap Annual v7.23 | 963 | 7965 | Rate Constraint in MTons | FALSE | L | Annual | Fuel Consumed | TBtu | 0.049929 | 0.056351 | 0.41845 | 0.67889 | 0 | 0 | 0
RI Ocean State Power II(3&4)-NOx Cap Annual v7.23 | 963 | 7965 | Rate Constraint in MTons | FALSE | L | Annual | Rate | lb/MMBtu | 0.02808 | 0.02808 | 0.02808 | 0.02808 | 0 | 0 | 0
RI Ocean State Power II(3&4)-NOx Cap Annual v7.23 | 963 | 7965 | Rate Constraint in MTons | FALSE | L | Annual | Generation | TWh | 0.0055582 | 0.006273 | 0.046583 | 0.075575 | 0 | 0 | 0
RI Ocean State Power II(3&4)-NOx Cap Annual v7.23 | 963 | 7965 | Rate Constraint in MTons | FALSE | L | Annual | Qualifying Generation | TWh | 0.0055582 | 0.006273 | 0.046583 | 0.075575 | 0 | 0 | 0
RI Ocean State Power II(3&4)-NOx Cap Annual v7.23 | 963 | 7965 | Rate Constraint in MTons | FALSE | L | Annual | Rate | lb/MWh | 0.25224 | 0.25224 | 0.25224 | 0.25224 | 0 | 0 | 0
RI Ocean State Power II(3&4)-NOx Cap Annual v7.23 | 963 | 7965 | Rate Constraint in MTons | FALSE | L | Annual | Constraint Shadow Price | US2022$/Ton | 0 | 0 | 0 | 0 | 0 | 0 | 0
RI State Energy Center-NOx Cap Annual v7.23 | 964 | 7966 | Rate Constraint in MTons | FALSE | L | Annual | Seasons Included | Seasons | Winter, Spring, Summer, Fall | Winter, Spring, Summer, Fall | Winter, Spring, Summer, Fall | Winter, Spring, Summer, Fall | Winter, Spring, Summer, Fall | Winter, Spring, Summer, Fall | Winter, Spring, Summer, Fall
RI State Energy Center-NOx Cap Annual v7.23 | 964 | 7966 | Rate Constraint in MTons | FALSE | L | Annual | Standard NOX | Thousand Tons | 0.156 | 0.156 | 0.156 | 0.156 | 0.156 | 0.156 | 0.156
RI State Energy Center-NOx Cap Annual v7.23 | 964 | 7966 | Rate Constraint in MTons | FALSE | L | Annual | Emissions at Affected Plants NOX | Thousand Tons | 0.065606 | 0.061496 | 0.055955 | 0.046347 | 0.043313 | 0.046516 | 0.021927
RI State Energy Center-NOx Cap Annual v7.23 | 964 | 7966 | Rate Constraint in MTons | FALSE | L | Annual | Allowances Purchased NOX | Thousand Tons | 0 | 0 | 0 | 0 | 0 | 0 | 0
RI State Energy Center-NOx Cap Annual v7.23 | 964 | 7966 | Rate Constraint in MTons | FALSE | L | Annual | Allowances Sold NOX | Thousand Tons | 0 | 0 | 0 | 0 | 0 | 0 | 0
RI State Energy Center-NOx Cap Annual v7.23 | 964 | 7966 | Rate Constraint in MTons | FALSE | L | Annual | Allowances Banked | Thousand Tons | 0 | 0 | 0 | 0 | 0 | 0 | 0
RI State Energy Center-NOx Cap Annual v7.23 | 964 | 7966 | Rate Constraint in MTons | FALSE | L | Annual | Allowances Withdrawn (1:1) | Thousand Tons | 0 | 0 | 0 | 0 | 0 | 0 | 0
RI State Energy Center-NOx Cap Annual v7.23 | 964 | 7966 | Rate Constraint in MTons | FALSE | L | Annual | Allowances Withdrawn (n:1) | Thousand Tons | 0 | 0 | 0 | 0 | 0 | 0 | 0
RI State Energy Center-NOx Cap Annual v7.23 | 964 | 7966 | Rate Constraint in MTons | FALSE | L | Annual | Net Emissions Allowance Position | Thousand Tons | 0.065606 | 0.061496 | 0.055955 | 0.046347 | 0.043313 | 0.046516 | 0.021927
RI State Energy Center-NOx Cap Annual v7.23 | 964 | 7966 | Rate Constraint in MTons | FALSE | L | Annual | Fuel Consumed | TBtu | 19.0162 | 17.8248 | 16.2188 | 13.4338 | 12.5544 | 13.4828 | 6.3555
RI State Energy Center-NOx Cap Annual v7.23 | 964 | 7966 | Rate Constraint in MTons | FALSE | L | Annual | Rate | lb/MMBtu | 0.0069 | 0.0069 | 0.0069 | 0.0069 | 0.0069 | 0.0069 | 0.0069
RI State Energy Center-NOx Cap Annual v7.23 | 964 | 7966 | Rate Constraint in MTons | FALSE | L | Annual | Generation | TWh | 2.6791 | 2.5112 | 2.285 | 1.8926 | 1.7687 | 1.8995 | 0.8954
RI State Energy Center-NOx Cap Annual v7.23 | 964 | 7966 | Rate Constraint in MTons | FALSE | L | Annual | Qualifying Generation | TWh | 2.6791 | 2.5112 | 2.285 | 1.8926 | 1.7687 | 1.8995 | 0.8954
RI State Energy Center-NOx Cap Annual v7.23 | 964 | 7966 | Rate Constraint in MTons | FALSE | L | Annual | Rate | lb/MWh | 0.048976 | 0.048976 | 0.048976 | 0.048976 | 0.048976 | 0.048976 | 0.048976
RI State Energy Center-NOx Cap Annual v7.23 | 964 | 7966 | Rate Constraint in MTons | FALSE | L | Annual | Constraint Shadow Price | US2022$/Ton | 0 | 0 | 0 | 0 | 0 | 0 | 0
RPS Clean Energy v6.20- CO | 965 | 7660 | Generation Constraint in GWh | FALSE | G | Annual | Seasons Included | Seasons | Winter, Spring, Summer, Fall | Winter, Spring, Summer, Fall | Winter, Spring, Summer, Fall | Winter, Spring, Summer, Fall | Winter, Spring, Summer, Fall | Winter, Spring, Summer, Fall | Winter, Spring, Summer, Fall
RPS Clean Energy v6.20- CO | 965 | 7660 | Generation Constraint in GWh | FALSE | G | Annual | Standard GWh | GWh | 0 | 0 | 0 | 0 | 0 | 51519.9691 | 54501.35
RPS Clean Energy v6.20- CO | 965 | 7660 | Generation Constraint in GWh | FALSE | G | Annual | Emissions at Affected Plants | GWh | 31104.5539 | 32823.2881 | 48943.313 | 70439.9772 | 91493.4149 | 91733.1736 | 91732.2957
RPS Clean Energy v6.20- CO | 965 | 7660 | Generation Constraint in GWh | FALSE | G | Annual | Allowances Purchased | GWh | 0 | 0 | 0 | 0 | 0 | 0 | 0
RPS Clean Energy v6.20- CO | 965 | 7660 | Generation Constraint in GWh | FALSE | G | Annual | Allowances Sold | GWh | 0 | 0 | 0 | 0 | 0 | 0 | 0
RPS Clean Energy v6.20- CO | 965 | 7660 | Generation Constraint in GWh | FALSE | G | Annual | Allowances Banked | GWh | 0 | 0 | 0 | 0 | 0 | 0 | 0
RPS Clean Energy v6.20- CO | 965 | 7660 | Generation Constraint in GWh | FALSE | G | Annual | Allowances Withdrawn (1:1) | GWh | 0 | 0 | 0 | 0 | 0 | 0 | 0
RPS Clean Energy v6.20- CO | 965 | 7660 | Generation Constraint in GWh | FALSE | G | Annual | Allowances Withdrawn (n:1) | GWh | 0 | 0 | 0 | 0 | 0 | 0 | 0
RPS Clean Energy v6.20- CO | 965 | 7660 | Generation Constraint in GWh | FALSE | G | Annual | Net Emissions Allowance Position | GWh | 31104.5539 | 32823.2881 | 48943.313 | 70439.9772 | 91493.4149 | 91733.1736 | 91732.2957
RPS Clean Energy v6.20- CO | 965 | 7660 | Generation Constraint in GWh | FALSE | G | Annual | Constraint Shadow Price | US2022$/MWh | 0 | 0 | 0 | 0 | 0 | 0 | 0
RPS Clean Energy v6.20- IL | 966 | 7734 | Generation Constraint in GWh | FALSE | G | Annual | Seasons Included | Seasons | Winter, Spring, Summer, Fall | Winter, Spring, Summer, Fall | Winter, Spring, Summer, Fall | Winter, Spring, Summer, Fall | Winter, Spring, Summer, Fall | Winter, Spring, Summer, Fall | Winter, Spring, Summer, Fall
RPS Clean Energy v6.20- IL | 966 | 7734 | Generation Constraint in GWh | FALSE | G | Annual | Standard GWh | GWh | 0 | 0 | 0 | 0 | 0 | 195752.5752 | 203390.5883
RPS Clean Energy v6.20- IL | 966 | 7734 | Generation Constraint in GWh | FALSE | G | Annual | Emissions at Affected Plants | GWh | 169697.455 | 180115.0678 | 211803.1618 | 292118.5772 | 360703.8068 | 331670.0101 | 334322.6396
RPS Clean Energy v6.20- IL | 966 | 7734 | Generation Constraint in GWh | FALSE | G | Annual | Allowances Purchased | GWh | 0 | 0 | 0 | 0 | 0 | 0 | 0
RPS Clean Energy v6.20- IL | 966 | 7734 | Generation Constraint in GWh | FALSE | G | Annual | Allowances Sold | GWh | 0 | 0 | 0 | 0 | 0 | 0 | 0
RPS Clean Energy v6.20- IL | 966 | 7734 | Generation Constraint in GWh | FALSE | G | Annual | Allowances Banked | GWh | 0 | 0 | 0 | 0 | 0 | 0 | 0
RPS Clean Energy v6.20- IL | 966 | 7734 | Generation Constraint in GWh | FALSE | G | Annual | Allowances Withdrawn (1:1) | GWh | 0 | 0 | 0 | 0 | 0 | 0 | 0
RPS Clean Energy v6.20- IL | 966 | 7734 | Generation Constraint in GWh | FALSE | G | Annual | Allowances Withdrawn (n:1) | GWh | 0 | 0 | 0 | 0 | 0 | 0 | 0
RPS Clean Energy v6.20- IL | 966 | 7734 | Generation Constraint in GWh | FALSE | G | Annual | Net Emissions Allowance Position | GWh | 169697.455 | 180115.0678 | 211803.1618 | 292118.5772 | 360703.8068 | 331670.0101 | 334322.6396
RPS Clean Energy v6.20- IL | 966 | 7734 | Generation Constraint in GWh | FALSE | G | Annual | Constraint Shadow Price | US2022$/MWh | 0 | 0 | 0 | 0 | 0 | 0 | 0
RPS Clean Energy v6.20- MA | 967 | 7661 | Generation Constraint in GWh | FALSE | G | Annual | Seasons Included | Seasons | Winter, Spring, Summer, Fall | Winter, Spring, Summer, Fall | Winter, Spring, Summer, Fall | Winter, Spring, Summer, Fall | Winter, Spring, Summer, Fall | Winter, Spring, Summer, Fall | Winter, Spring, Summer, Fall
RPS Clean Energy v6.20- MA | 967 | 7661 | Generation Constraint in GWh | FALSE | G | Annual | Standard GWh | GWh | 26233 | 34342.4505 | 42519.695 | 50042.799 | 57567.6997 | 65568.0503 | 69260.686
RPS Clean Energy v6.20- MA | 967 | 7661 | Generation Constraint in GWh | FALSE | G | Annual | Emissions at Affected Plants | GWh | 30297.5573 | 34342.4505 | 42519.695 | 50042.799 | 57567.6997 | 65568.0503 | 69260.686
RPS Clean Energy v6.20- MA | 967 | 7661 | Generation Constraint in GWh | FALSE | G | Annual | Allowances Purchased | GWh | 0 | 0 | 0 | 0 | 0 | 0 | 0
RPS Clean Energy v6.20- MA | 967 | 7661 | Generation Constraint in GWh | FALSE | G | Annual | Allowances Sold | GWh | 0 | 0 | 0 | 0 | 0 | 0 | 0
RPS Clean Energy v6.20- MA | 967 | 7661 | Generation Constraint in GWh | FALSE | G | Annual | Allowances Banked | GWh | 0 | 0 | 0 | 0 | 0 | 0 | 0
RPS Clean Energy v6.20- MA | 967 | 7661 | Generation Constraint in GWh | FALSE | G | Annual | Allowances Withdrawn (1:1) | GWh | 0 | 0 | 0 | 0 | 0 | 0 | 0
RPS Clean Energy v6.20- MA | 967 | 7661 | Generation Constraint in GWh | FALSE | G | Annual | Allowances Withdrawn (n:1) | GWh | 0 | 0 | 0 | 0 | 0 | 0 | 0
RPS Clean Energy v6.20- MA | 967 | 7661 | Generation Constraint in GWh | FALSE | G | Annual | Net Emissions Allowance Position | GWh | 30297.5573 | 34342.4505 | 42519.695 | 50042.799 | 57567.6997 | 65568.0503 | 69260.686
RPS Clean Energy v6.20- MA | 967 | 7661 | Generation Constraint in GWh | FALSE | G | Annual | Constraint Shadow Price | US2022$/MWh | 0 | 43.1361 | 11.0482 | 18.0846 | 10.1178 | 13.0277 | 12.5268
RPS Clean Energy v6.20- NM | 968 | 7571 | Generation Constraint in GWh | FALSE | G | Annual | Seasons Included | Seasons | Winter, Spring, Summer, Fall | Winter, Spring, Summer, Fall | Winter, Spring, Summer, Fall | Winter, Spring, Summer, Fall | Winter, Spring, Summer, Fall | Winter, Spring, Summer, Fall | Winter, Spring, Summer, Fall
RPS Clean Energy v6.20- NM | 968 | 7571 | Generation Constraint in GWh | FALSE | G | Annual | Standard GWh | GWh | 0 | 0 | 0 | 0 | 24272.3349 | 33549.6235 | 35379.2603
RPS Clean Energy v6.20- NM | 968 | 7571 | Generation Constraint in GWh | FALSE | G | Annual | Emissions at Affected Plants | GWh | 41401.5161 | 41401.6403 | 41401.6484 | 41825.1682 | 63264.3294 | 63294.2245 | 63294.2375
RPS Clean Energy v6.20- NM | 968 | 7571 | Generation Constraint in GWh | FALSE | G | Annual | Allowances Purchased | GWh | 0 | 0 | 0 | 0 | 0 | 0 | 0
RPS Clean Energy v6.20- NM | 968 | 7571 | Generation Constraint in GWh | FALSE | G | Annual | Allowances Sold | GWh | 0 | 0 | 0 | 0 | 0 | 0 | 0
RPS Clean Energy v6.20- NM | 968 | 7571 | Generation Constraint in GWh | FALSE | G | Annual | Allowances Banked | GWh | 0 | 0 | 0 | 0 | 0 | 0 | 0
RPS Clean Energy v6.20- NM | 968 | 7571 | Generation Constraint in GWh | FALSE | G | Annual | Allowances Withdrawn (1:1) | GWh | 0 | 0 | 0 | 0 | 0 | 0 | 0
RPS Clean Energy v6.20- NM | 968 | 7571 | Generation Constraint in GWh | FALSE | G | Annual | Allowances Withdrawn (n:1) | GWh | 0 | 0 | 0 | 0 | 0 | 0 | 0
RPS Clean Energy v6.20- NM | 968 | 7571 | Generation Constraint in GWh | FALSE | G | Annual | Net Emissions Allowance Position | GWh | 41401.5161 | 41401.6403 | 41401.6484 | 41825.1682 | 63264.3294 | 63294.2245 | 63294.2375
RPS Clean Energy v6.20- NM | 968 | 7571 | Generation Constraint in GWh | FALSE | G | Annual | Constraint Shadow Price | US2022$/MWh | 0 | 0 | 0 | 0 | 0 | 0 | 0
RPS Clean Energy v6.20- NV | 969 | 7572 | Generation Constraint in GWh | FALSE | G | Annual | Seasons Included | Seasons | Winter, Spring, Summer, Fall | Winter, Spring, Summer, Fall | Winter, Spring, Summer, Fall | Winter, Spring, Summer, Fall | Winter, Spring, Summer, Fall | Winter, Spring, Summer, Fall | Winter, Spring, Summer, Fall
RPS Clean Energy v6.20- NV | 969 | 7572 | Generation Constraint in GWh | FALSE | G | Annual | Standard GWh | GWh | 0 | 0 | 0 | 0 | 0 | 54721.9636 | 57919.3217
RPS Clean Energy v6.20- NV | 969 | 7572 | Generation Constraint in GWh | FALSE | G | Annual | Emissions at Affected Plants | GWh | 31948.395 | 31951.8517 | 31951.8514 | 31951.4757 | 54575.9159 | 54721.9636 | 57919.3217
RPS Clean Energy v6.20- NV | 969 | 7572 | Generation Constraint in GWh | FALSE | G | Annual | Allowances Purchased | GWh | 0 | 0 | 0 | 0 | 0 | 0 | 0
RPS Clean Energy v6.20- NV | 969 | 7572 | Generation Constraint in GWh | FALSE | G | Annual | Allowances Sold | GWh | 0 | 0 | 0 | 0 | 0 | 0 | 0
RPS Clean Energy v6.20- NV | 969 | 7572 | Generation Constraint in GWh | FALSE | G | Annual | Allowances Banked | GWh | 0 | 0 | 0 | 0 | 0 | 0 | 0
RPS Clean Energy v6.20- NV | 969 | 7572 | Generation Constraint in GWh | FALSE | G | Annual | Allowances Withdrawn (1:1) | GWh | 0 | 0 | 0 | 0 | 0 | 0 | 0
RPS Clean Energy v6.20- NV | 969 | 7572 | Generation Constraint in GWh | FALSE | G | Annual | Allowances Withdrawn (n:1) | GWh | 0 | 0 | 0 | 0 | 0 | 0 | 0
RPS Clean Energy v6.20- NV | 969 | 7572 | Generation Constraint in GWh | FALSE | G | Annual | Net Emissions Allowance Position | GWh | 31948.395 | 31951.8517 | 31951.8514 | 31951.4757 | 54575.9159 | 54721.9636 | 57919.3217
RPS Clean Energy v6.20- NV | 969 | 7572 | Generation Constraint in GWh | FALSE | G | Annual | Constraint Shadow Price | US2022$/MWh | 0 | 0 | 0 | 0 | 0 | 5.4211 | 9.577
RPS Clean Energy v6.20- NY | 970 | 7573 | Generation Constraint in GWh | FALSE | G | Annual | Seasons Included | Seasons | Winter, Spring, Summer, Fall | Winter, Spring, Summer, Fall | Winter, Spring, Summer, Fall | Winter, Spring, Summer, Fall | Winter, Spring, Summer, Fall | Winter, Spring, Summer, Fall | Winter, Spring, Summer, Fall
RPS Clean Energy v6.20- NY | 970 | 7573 | Generation Constraint in GWh | FALSE | G | Annual | Standard GWh | GWh | 0 | 0 | 0 | 186649.8084 | 197965.66 | 210921.3224 | 221703.128
RPS Clean Energy v6.20- NY | 970 | 7573 | Generation Constraint in GWh | FALSE | G | Annual | Emissions at Affected Plants | GWh | 76559.9543 | 76839.385 | 135263.954 | 186649.8084 | 197965.66 | 210921.3224 | 221703.128
RPS Clean Energy v6.20- NY | 970 | 7573 | Generation Constraint in GWh | FALSE | G | Annual | Allowances Purchased | GWh | 0 | 0 | 0 | 0 | 0 | 0 | 0
RPS Clean Energy v6.20- NY | 970 | 7573 | Generation Constraint in GWh | FALSE | G | Annual | Allowances Sold | GWh | 0 | 0 | 0 | 0 | 0 | 0 | 0
RPS Clean Energy v6.20- NY | 970 | 7573 | Generation Constraint in GWh | FALSE | G | Annual | Allowances Banked | GWh | 0 | 0 | 0 | 0 | 0 | 0 | 0
RPS Clean Energy v6.20- NY | 970 | 7573 | Generation Constraint in GWh | FALSE | G | Annual | Allowances Withdrawn (1:1) | GWh | 0 | 0 | 0 | 0 | 0 | 0 | 0
RPS Clean Energy v6.20- NY | 970 | 7573 | Generation Constraint in GWh | FALSE | G | Annual | Allowances Withdrawn (n:1) | GWh | 0 | 0 | 0 | 0 | 0 | 0 | 0
RPS Clean Energy v6.20- NY | 970 | 7573 | Generation Constraint in GWh | FALSE | G | Annual | Net Emissions Allowance Position | GWh | 76559.9543 | 76839.385 | 135263.954 | 186649.8084 | 197965.66 | 210921.3224 | 221703.128
RPS Clean Energy v6.20- NY | 970 | 7573 | Generation Constraint in GWh | FALSE | G | Annual | Constraint Shadow Price | US2022$/MWh | 0 | 0 | 0 | 11.7608 | 0.3003 | 7.6349 | 5.9592
RPS Clean Energy v6.20- OR | 971 | 7735 | Generation Constraint in GWh | FALSE | G | Annual | Seasons Included | Seasons | Winter, Spring, Summer, Fall | Winter, Spring, Summer, Fall | Winter, Spring, Summer, Fall | Winter, Spring, Summer, Fall | Winter, Spring, Summer, Fall | Winter, Spring, Summer, Fall | Winter, Spring, Summer, Fall
RPS Clean Energy v6.20- OR | 971 | 7735 | Generation Constraint in GWh | FALSE | G | Annual | Standard GWh | GWh | 0 | 0 | 0 | 68584.6129 | 72799.3726 | 76683.2187 | 80081.4248
RPS Clean Energy v6.20- OR | 971 | 7735 | Generation Constraint in GWh | FALSE | G | Annual | Emissions at Affected Plants | GWh | 51687.0177 | 51687.0177 | 51598.8953 | 68584.6129 | 72799.3726 | 76683.2187 | 80081.4248
RPS Clean Energy v6.20- OR | 971 | 7735 | Generation Constraint in GWh | FALSE | G | Annual | Allowances Purchased | GWh | 0 | 0 | 0 | 0 | 0 | 0 | 0
RPS Clean Energy v6.20- OR | 971 | 7735 | Generation Constraint in GWh | FALSE | G | Annual | Allowances Sold | GWh | 0 | 0 | 0 | 0 | 0 | 0 | 0
RPS Clean Energy v6.20- OR | 971 | 7735 | Generation Constraint in GWh | FALSE | G | Annual | Allowances Banked | GWh | 0 | 0 | 0 | 0 | 0 | 0 | 0
RPS Clean Energy v6.20- OR | 971 | 7735 | Generation Constraint in GWh | FALSE | G | Annual | Allowances Withdrawn (1:1) | GWh | 0 | 0 | 0 | 0 | 0 | 0 | 0
RPS Clean Energy v6.20- OR | 971 | 7735 | Generation Constraint in GWh | FALSE | G | Annual | Allowances Withdrawn (n:1) | GWh | 0 | 0 | 0 | 0 | 0 | 0 | 0
RPS Clean Energy v6.20- OR | 971 | 7735 | Generation Constraint in GWh | FALSE | G | Annual | Net Emissions Allowance Position | GWh | 51687.0177 | 51687.0177 | 51598.8953 | 68584.6129 | 72799.3726 | 76683.2187 | 80081.4248
RPS Clean Energy v6.20- OR | 971 | 7735 | Generation Constraint in GWh | FALSE | G | Annual | Constraint Shadow Price | US2022$/MWh | 0 | 0 | 0 | 4.0875 | 6.3261 | 7.1662 | 1.7913
RPS Clean Energy v6.20- WA | 972 | 7574 | Generation Constraint in GWh | FALSE | G | Annual | Seasons Included | Seasons | Winter, Spring, Summer, Fall | Winter, Spring, Summer, Fall | Winter, Spring, Summer, Fall | Winter, Spring, Summer, Fall | Winter, Spring, Summer, Fall | Winter, Spring, Summer, Fall | Winter, Spring, Summer, Fall
RPS Clean Energy v6.20- WA | 972 | 7574 | Generation Constraint in GWh | FALSE | G | Annual | Standard GWh | GWh | 0 | 99492.6041 | 108022.0655 | 116557.9655 | 123720.8522 | 130321.359 | 136096.5317
RPS Clean Energy v6.20- WA | 972 | 7574 | Generation Constraint in GWh | FALSE | G | Annual | Emissions at Affected Plants | GWh | 95724.1933 | 99492.6041 | 108022.0655 | 116557.9655 | 123720.8522 | 130321.359 | 136096.5316
RPS Clean Energy v6.20- WA | 972 | 7574 | Generation Constraint in GWh | FALSE | G | Annual | Allowances Purchased | GWh | 0 | 0 | 0 | 0 | 0 | 0 | 0
RPS Clean Energy v6.20- WA | 972 | 7574 | Generation Constraint in GWh | FALSE | G | Annual | Allowances Sold | GWh | 0 | 0 | 0 | 0 | 0 | 0 | 0
RPS Clean Energy v6.20- WA | 972 | 7574 | Generation Constraint in GWh | FALSE | G | Annual | Allowances Banked | GWh | 0 | 0 | 0 | 0 | 0 | 0 | 0
RPS Clean Energy v6.20- WA | 972 | 7574 | Generation Constraint in GWh | FALSE | G | Annual | Allowances Withdrawn (1:1) | GWh | 0 | 0 | 0 | 0 | 0 | 0 | 0
RPS Clean Energy v6.20- WA | 972 | 7574 | Generation Constraint in GWh | FALSE | G | Annual | Allowances Withdrawn (n:1) | GWh | 0 | 0 | 0 | 0 | 0 | 0 | 0
RPS Clean Energy v6.20- WA | 972 | 7574 | Generation Constraint in GWh | FALSE | G | Annual | Net Emissions Allowance Position | GWh | 95724.1933 | 99492.6041 | 108022.0655 | 116557.9655 | 123720.8522 | 130321.359 | 136096.5316
RPS Clean Energy v6.20- WA | 972 | 7574 | Generation Constraint in GWh | FALSE | G | Annual | Constraint Shadow Price | US2022$/MWh | 0 | 26.1604 | 10.249 | 2.6391 | 4.2942 | 4.8592 | 3.6149
RPS Clean Energy v6.21- CT | 973 | 7788 | Generation Constraint in GWh | FALSE | G | Annual | Seasons Included | Seasons | Winter, Spring, Summer, Fall | Winter, Spring, Summer, Fall | Winter, Spring, Summer, Fall | Winter, Spring, Summer, Fall | Winter, Spring, Summer, Fall | Winter, Spring, Summer, Fall | Winter, Spring, Summer, Fall
RPS Clean Energy v6.21- CT | 973 | 7788 | Generation Constraint in GWh | FALSE | G | Annual | Standard GWh | GWh | NA | 12645.2645 | 25261.324 | 39096.0672 | 41718.2978 | 44502.4675 | 46971.6027
RPS Clean Energy v6.21- CT | 973 | 7788 | Generation Constraint in GWh | FALSE | G | Annual | Emissions at Affected Plants | GWh | 0 | 26374.502 | 25261.324 | 39096.0672 | 41718.2978 | 44502.4675 | 46971.6027
RPS Clean Energy v6.21- CT | 973 | 7788 | Generation Constraint in GWh | FALSE | G | Annual | Allowances Purchased | GWh | 0 | 0 | 0 | 0 | 0 | 0 | 0
RPS Clean Energy v6.21- CT | 973 | 7788 | Generation Constraint in GWh | FALSE | G | Annual | Allowances Sold | GWh | 0 | 0 | 0 | 0 | 0 | 0 | 0
RPS Clean Energy v6.21- CT | 973 | 7788 | Generation Constraint in GWh | FALSE | G | Annual | Allowances Banked | GWh | 0 | 0 | 0 | 0 | 0 | 0 | 0
RPS Clean Energy v6.21- CT | 973 | 7788 | Generation Constraint in GWh | FALSE | G | Annual | Allowances Withdrawn (1:1) | GWh | 0 | 0 | 0 | 0 | 0 | 0 | 0
RPS Clean Energy v6.21- CT | 973 | 7788 | Generation Constraint in GWh | FALSE | G | Annual | Allowances Withdrawn (n:1) | GWh | 0 | 0 | 0 | 0 | 0 | 0 | 0
RPS Clean Energy v6.21- CT | 973 | 7788 | Generation Constraint in GWh | FALSE | G | Annual | Net Emissions Allowance Position | GWh | 0 | 26374.502 | 25261.324 | 39096.0672 | 41718.2978 | 44502.4675 | 46971.6027
RPS Clean Energy v6.21- CT | 973 | 7788 | Generation Constraint in GWh | FALSE | G | Annual | Constraint Shadow Price | US2022$/MWh | 0 | 0 | 17.1575 | 22.2695 | 13.9122 | 16.0729 | 15.169
RPS Clean Energy v7.23- MN | 974 | 7972 | Generation Constraint in GWh | FALSE | G | Annual | Seasons Included | Seasons |  | Winter, Spring, Summer, Fall | Winter, Spring, Summer, Fall | Winter, Spring, Summer, Fall | Winter, Spring, Summer, Fall | Winter, Spring, Summer, Fall | Winter, Spring, Summer, Fall
RPS Clean Energy v7.23- MN | 974 | 7972 | Generation Constraint in GWh | FALSE | G | Annual | Standard GWh | GWh | NA | 62276.8853 | 84781.7827 | 103632.5364 | 110852.4557 | 117082.4093 | 122307.4448
RPS Clean Energy v7.23- MN | 974 | 7972 | Generation Constraint in GWh | FALSE | G | Annual | Emissions at Affected Plants | GWh | 0 | 62276.8853 | 89650.0866 | 106841.1848 | 110852.4557 | 117082.4093 | 122307.4448
RPS Clean Energy v7.23- MN | 974 | 7972 | Generation Constraint in GWh | FALSE | G | Annual | Allowances Purchased | GWh | 0 | 0 | 0 | 0 | 0 | 0 | 0
RPS Clean Energy v7.23- MN | 974 | 7972 | Generation Constraint in GWh | FALSE | G | Annual | Allowances Sold | GWh | 0 | 0 | 0 | 0 | 0 | 0 | 0
RPS Clean Energy v7.23- MN | 974 | 7972 | Generation Constraint in GWh | FALSE | G | Annual | Allowances Banked | GWh | 0 | 0 | 0 | 0 | 0 | 0 | 0
RPS Clean Energy v7.23- MN | 974 | 7972 | Generation Constraint in GWh | FALSE | G | Annual | Allowances Withdrawn (1:1) | GWh | 0 | 0 | 0 | 0 | 0 | 0 | 0
RPS Clean Energy v7.23- MN | 974 | 7972 | Generation Constraint in GWh | FALSE | G | Annual | Allowances Withdrawn (n:1) | GWh | 0 | 0 | 0 | 0 | 0 | 0 | 0
RPS Clean Energy v7.23- MN | 974 | 7972 | Generation Constraint in GWh | FALSE | G | Annual | Net Emissions Allowance Position | GWh | 0 | 62276.8853 | 89650.0866 | 106841.1848 | 110852.4557 | 117082.4093 | 122307.4448
RPS Clean Energy v7.23- MN | 974 | 7972 | Generation Constraint in GWh | FALSE | G | Annual | Constraint Shadow Price | US2022$/MWh | 0 | 0 | 0 | 0 | 0.095134 | 0.32646 | 0.32246
RPS Solar v6.20- DC | 975 | 7575 | Generation Constraint in GWh | FALSE | G | Annual | Seasons Included | Seasons | Winter, Spring, Summer, Fall | Winter, Spring, Summer, Fall | Winter, Spring, Summer, Fall | Winter, Spring, Summer, Fall | Winter, Spring, Summer, Fall | Winter, Spring, Summer, Fall | Winter, Spring, Summer, Fall
RPS Solar v6.20- DC | 975 | 7575 | Generation Constraint in GWh | FALSE | G | Annual | Standard GWh | GWh | 498.6273 | 574.6299 | 891.673 | 1295.4335 | 1446.4211 | 1540.694 | 1619.8748
RPS Solar v6.20- DC | 975 | 7575 | Generation Constraint in GWh | FALSE | G | Annual | Emissions at Affected Plants | GWh | 34.9752 | 34.9752 | 34.9752 | 34.9752 | 34.9752 | 34.9752 | 34.9752
RPS Solar v6.20- DC | 975 | 7575 | Generation Constraint in GWh | FALSE | G | Annual | Allowances Purchased | GWh | 463.6522 | 539.6548 | 856.6978 | 1260.4584 | 1411.4459 | 1505.7188 | 1584.8997
RPS Solar v6.20- DC | 975 | 7575 | Generation Constraint in GWh | FALSE | G | Annual | Allowances Sold | GWh | 0 | 0 | 0 | 0 | 0 | 0 | 0
RPS Solar v6.20- DC | 975 | 7575 | Generation Constraint in GWh | FALSE | G | Annual | Allowances Banked | GWh | 0 | 0 | 0 | 0 | 0 | 0 | 0
RPS Solar v6.20- DC | 975 | 7575 | Generation Constraint in GWh | FALSE | G | Annual | Allowances Withdrawn (1:1) | GWh | 0 | 0 | 0 | 0 | 0 | 0 | 0
RPS Solar v6.20- DC | 975 | 7575 | Generation Constraint in GWh | FALSE | G | Annual | Allowances Withdrawn (n:1) | GWh | 0 | 0 | 0 | 0 | 0 | 0 | 0
RPS Solar v6.20- DC | 975 | 7575 | Generation Constraint in GWh | FALSE | G | Annual | Net Emissions Allowance Position | GWh | 498.6273 | 574.6299 | 891.673 | 1295.4335 | 1446.4211 | 1540.694 | 1619.8748
RPS Solar v6.20- DC | 975 | 7575 | Generation Constraint in GWh | FALSE | G | Annual | Constraint Shadow Price | US2022$/MWh | 60.157 | 60.1573 | 60.1568 | 60.157 | 60.1568 | 60.1572 | 60.157
RPS Solar v6.20- DE | 976 | 7576 | Generation Constraint in GWh | FALSE | G | Annual | Seasons Included | Seasons | Winter, Spring, Summer, Fall | Winter, Spring, Summer, Fall | Winter, Spring, Summer, Fall | Winter, Spring, Summer, Fall | Winter, Spring, Summer, Fall | Winter, Spring, Summer, Fall | Winter, Spring, Summer, Fall
RPS Solar v6.20- DE | 976 | 7576 | Generation Constraint in GWh | FALSE | G | Annual | Standard GWh | GWh | 451.1465 | 556.1952 | 1266.0584 | 1380.1502 | 1471.5861 | 1569.1793 | 1653.0897
RPS Solar v6.20- DE | 976 | 7576 | Generation Constraint in GWh | FALSE | G | Annual | Emissions at Affected Plants | GWh | 37362.0136 | 34174.509 | 69300.9371 | 90658.9522 | 181566.7425 | 183819.4806 | 212516.1667
RPS Solar v6.20- DE | 976 | 7576 | Generation Constraint in GWh | FALSE | G | Annual | Allowances Purchased | GWh | 0 | 0 | 0 | 0 | 0 | 0 | 0
RPS Solar v6.20- DE | 976 | 7576 | Generation Constraint in GWh | FALSE | G | Annual | Allowances Sold | GWh | 0 | 0 | 0 | 0 | 0 | 0 | 0
RPS Solar v6.20- DE | 976 | 7576 | Generation Constraint in GWh | FALSE | G | Annual | Allowances Banked | GWh | 0 | 0 | 0 | 0 | 0 | 0 | 0
RPS Solar v6.20- DE | 976 | 7576 | Generation Constraint in GWh | FALSE | G | Annual | Allowances Withdrawn (1:1) | GWh | 0 | 0 | 0 | 0 | 0 | 0 | 0
RPS Solar v6.20- DE | 976 | 7576 | Generation Constraint in GWh | FALSE | G | Annual | Allowances Withdrawn (n:1) | GWh | 0 | 0 | 0 | 0 | 0 | 0 | 0
RPS Solar v6.20- DE | 976 | 7576 | Generation Constraint in GWh | FALSE | G | Annual | Net Emissions Allowance Position | GWh | 37362.0136 | 34174.509 | 69300.9371 | 90658.9522 | 181566.7425 | 183819.4806 | 212516.1667
RPS Solar v6.20- DE | 976 | 7576 | Generation Constraint in GWh | FALSE | G | Annual | Constraint Shadow Price | US2022$/MWh | 0 | 0 | 0 | 0 | 0 | 0 | 0
RPS Solar v6.20- IL, MO | 977 | 7580 | Generation Constraint in GWh | FALSE | G | Annual | Seasons Included | Seasons | Winter, Spring, Summer, Fall | Winter, Spring, Summer, Fall | Winter, Spring, Summer, Fall | Winter, Spring, Summer, Fall | Winter, Spring, Summer, Fall | Winter, Spring, Summer, Fall | Winter, Spring, Summer, Fall
RPS Solar v6.20- IL, MO | 977 | 7580 | Generation Constraint in GWh | FALSE | G | Annual | Standard GWh | GWh | 2357.6439 | 2431.7384 | 2677.9726 | 2875.4117 | 3036.1566 | 3185.1065 | 3310.5805
RPS Solar v6.20- IL, MO | 977 | 7580 | Generation Constraint in GWh | FALSE | G | Annual | Emissions at Affected Plants | GWh | 14711.0064 | 20835.51 | 33891.6895 | 43438.468 | 73429.3108 | 79563.2755 | 87350.446
RPS Solar v6.20- IL, MO | 977 | 7580 | Generation Constraint in GWh | FALSE | G | Annual | Allowances Purchased | GWh | 0 | 0 | 0 | 0 | 0 | 0 | 0
RPS Solar v6.20- IL, MO | 977 | 7580 | Generation Constraint in GWh | FALSE | G | Annual | Allowances Sold | GWh | 0 | 0 | 0 | 0 | 0 | 0 | 0
RPS Solar v6.20- IL, MO | 977 | 7580 | Generation Constraint in GWh | FALSE | G | Annual | Allowances Banked | GWh | 0 | 0 | 0 | 0 | 0 | 0 | 0
RPS Solar v6.20- IL, MO | 977 | 7580 | Generation Constraint in GWh | FALSE | G | Annual | Allowances Withdrawn (1:1) | GWh | 0 | 0 | 0 | 0 | 0 | 0 | 0
RPS Solar v6.20- IL, MO | 977 | 7580 | Generation Constraint in GWh | FALSE | G | Annual | Allowances Withdrawn (n:1) | GWh | 0 | 0 | 0 | 0 | 0 | 0 | 0
RPS Solar v6.20- IL, MO | 977 | 7580 | Generation Constraint in GWh | FALSE | G | Annual | Net Emissions Allowance Position | GWh | 14711.0064 | 20835.51 | 33891.6895 | 43438.468 | 73429.3108 | 79563.2755 | 87350.446
RPS Solar v6.20- IL, MO | 977 | 7580 | Generation Constraint in GWh | FALSE | G | Annual | Constraint Shadow Price | US2022$/MWh | 0 | 0 | 0 | 0 | 0 | 0 | 0
RPS Solar v6.20- MA | 978 | 7577 | Generation Constraint in GWh | FALSE | G | Annual | Seasons Included | Seasons | Winter, Spring, Summer, Fall | Winter, Spring, Summer, Fall | Winter, Spring, Summer, Fall | Winter, Spring, Summer, Fall | Winter, Spring, Summer, Fall | Winter, Spring, Summer, Fall | Winter, Spring, Summer, Fall
RPS Solar v6.20- MA | 978 | 7577 | Generation Constraint in GWh | FALSE | G | Annual | Standard GWh | GWh | 0 | 0 | 0 | 0 | 0 | 0 | 0
RPS Solar v6.20- MA | 978 | 7577 | Generation Constraint in GWh | FALSE | G | Annual | Emissions at Affected Plants | GWh | 558.1222 | 1681.2017 | 1684.9702 | 731.9676 | 3049.0241 | 8186.5324 | 11986.4153
RPS Solar v6.20- MA | 978 | 7577 | Generation Constraint in GWh | FALSE | G | Annual | Allowances Purchased | GWh | 0 | 0 | 0 | 0 | 0 | 0 | 0
RPS Solar v6.20- MA | 978 | 7577 | Generation Constraint in GWh | FALSE | G | Annual | Allowances Sold | GWh | 0 | 0 | 0 | 0 | 0 | 0 | 0
RPS Solar v6.20- MA | 978 | 7577 | Generation Constraint in GWh | FALSE | G | Annual | Allowances Banked | GWh | 0 | 0 | 0 | 0 | 0 | 0 | 0
RPS Solar v6.20- MA | 978 | 7577 | Generation Constraint in GWh | FALSE | G | Annual | Allowances Withdrawn (1:1) | GWh | 0 | 0 | 0 | 0 | 0 | 0 | 0
RPS Solar v6.20- MA | 978 | 7577 | Generation Constraint in GWh | FALSE | G | Annual | Allowances Withdrawn (n:1) | GWh | 0 | 0 | 0 | 0 | 0 | 0 | 0
RPS Solar v6.20- MA | 978 | 7577 | Generation Constraint in GWh | FALSE | G | Annual | Net Emissions Allowance Position | GWh | 558.1222 | 1681.2017 | 1684.9702 | 731.9676 | 3049.0241 | 8186.5324 | 11986.4153
RPS Solar v6.20- MA | 978 | 7577 | Generation Constraint in GWh | FALSE | G | Annual | Constraint Shadow Price | US2022$/MWh | 0 | 0 | 0 | 0 | 0 | 0 | 0
RPS Solar v6.20- MD | 979 | 7578 | Generation Constraint in GWh | FALSE | G | Annual | Seasons Included | Seasons | Winter, Spring, Summer, Fall | Winter, Spring, Summer, Fall | Winter, Spring, Summer, Fall | Winter, Spring, Summer, Fall | Winter, Spring, Summer, Fall | Winter, Spring, Summer, Fall | Winter, Spring, Summer, Fall
RPS Solar v6.20- MD | 979 | 7578 | Generation Constraint in GWh | FALSE | G | Annual | Standard GWh | GWh | 9151.7761 | 9499.8299 | 10558.7935 | 11337.3615 | 12037.5185 | 12817.3473 | 13474.4991
RPS Solar v6.20- MD | 979 | 7578 | Generation Constraint in GWh | FALSE | G | Annual | Emissions at Affected Plants | GWh | 9151.7761 | 9499.8299 | 10558.7935 | 11337.3615 | 20372.1611 | 20372.1611 | 31128.2909
RPS Solar v6.20- MD | 979 | 7578 | Generation Constraint in GWh | FALSE | G | Annual | Allowances Purchased | GWh | 0 | 0 | 0 | 0 | 0 | 0 | 0
RPS Solar v6.20- MD | 979 | 7578 | Generation Constraint in GWh | FALSE | G | Annual | Allowances Sold | GWh | 0 | 0 | 0 | 0 | 0 | 0 | 0
RPS Solar v6.20- MD | 979 | 7578 | Generation Constraint in GWh | FALSE | G | Annual | Allowances Banked | GWh | 0 | 0 | 0 | 0 | 0 | 0 | 0
RPS Solar v6.20- MD | 979 | 7578 | Generation Constraint in GWh | FALSE | G | Annual | Allowances Withdrawn (1:1) | GWh | 0 | 0 | 0 | 0 | 0 | 0 | 0
RPS Solar v6.20- MD | 979 | 7578 | Generation Constraint in GWh | FALSE | G | Annual | Allowances Withdrawn (n:1) | GWh | 0 | 0 | 0 | 0 | 0 | 0 | 0
RPS Solar v6.20- MD | 979 | 7578 | Generation Constraint in GWh | FALSE | G | Annual | Net Emissions Allowance Position | GWh | 9151.7761 | 9499.8299 | 10558.7935 | 11337.3615 | 20372.1611 | 20372.1611 | 31128.2909
RPS Solar v6.20- MD | 979 | 7578 | Generation Constraint in GWh | FALSE | G | Annual | Constraint Shadow Price | US2022$/MWh | 22.4014 | 43.7748 | 7.8401 | 4.7902 | 0 | 0 | 0
RPS Solar v6.20- MN | 980 | 7579 | Generation Constraint in GWh | FALSE | G | Annual | Seasons Included | Seasons | Winter, Spring, Summer, Fall | Winter, Spring, Summer, Fall | Winter, Spring, Summer, Fall | Winter, Spring, Summer, Fall | Winter, Spring, Summer, Fall | Winter, Spring, Summer, Fall | Winter, Spring, Summer, Fall
RPS Solar v6.20- MN | 980 | 7579 | Generation Constraint in GWh | FALSE | G | Annual | Standard GWh | GWh | 1209.8745 | 1253.357 | 1413.0297 | 1554.488 | 1662.7868 | 1756.2361 | 1834.6117
RPS Solar v6.20- MN | 980 | 7579 | Generation Constraint in GWh | FALSE | G | Annual | Emissions at Affected Plants | GWh | 3521.2004 | 5449.7854 | 5583.1716 | 9872.6834 | 9872.6834 | 13023.0135 | 16446.6442
RPS Solar v6.20- MN | 980 | 7579 | Generation Constraint in GWh | FALSE | G | Annual | Allowances Purchased | GWh | 0 | 0 | 0 | 0 | 0 | 0 | 0
RPS Solar v6.20- MN | 980 | 7579 | Generation Constraint in GWh | FALSE | G | Annual | Allowances Sold | GWh | 0 | 0 | 0 | 0 | 0 | 0 | 0
RPS Solar v6.20- MN | 980 | 7579 | Generation Constraint in GWh | FALSE | G | Annual | Allowances Banked | GWh | 0 | 0 | 0 | 0 | 0 | 0 | 0
RPS Solar v6.20- MN | 980 | 7579 | Generation Constraint in GWh | FALSE | G | Annual | Allowances Withdrawn (1:1) | GWh | 0 | 0 | 0 | 0 | 0 | 0 | 0
RPS Solar v6.20- MN | 980 | 7579 | Generation Constraint in GWh | FALSE | G | Annual | Allowances Withdrawn (n:1) | GWh | 0 | 0 | 0 | 0 | 0 | 0 | 0
RPS Solar v6.20- MN | 980 | 7579 | Generation Constraint in GWh | FALSE | G | Annual | Net Emissions Allowance Position | GWh | 3521.2004 | 5449.7854 | 5583.1716 | 9872.6834 | 9872.6834 | 13023.0135 | 16446.6442
RPS Solar v6.20- MN | 980 | 7579 | Generation Constraint in GWh | FALSE | G | Annual | Constraint Shadow Price | US2022$/MWh | 0 | 0 | 0 | 0 | 0 | 0 | 0
RPS Solar v6.20- NC 75% limit | 981 | 7583 | Generation Constraint in GWh | FALSE | G | Annual | Seasons Included | Seasons | Winter, Spring, Summer, Fall | Winter, Spring, Summer, Fall | Winter, Spring, Summer, Fall | Winter, Spring, Summer, Fall | Winter, Spring, Summer, Fall | Winter, Spring, Summer, Fall | Winter, Spring, Summer, Fall
RPS Solar v6.20- NC 75% limit | 981 | 7583 | Generation Constraint in GWh | FALSE | G | Annual | Standard GWh | GWh | 215.3636 | 222.1064 | 243.402 | 264.3865 | 283.8991 | 301.5599 | 318.1805
RPS Solar v6.20- NC 75% limit | 981 | 7583 | Generation Constraint in GWh | FALSE | G | Annual | Emissions at Affected Plants | GWh | 13002.7257 | 13002.7257 | 13002.7257 | 13002.7257 | 13002.7257 | 13002.7257 | 13002.7257
RPS Solar v6.20- NC 75% limit | 981 | 7583 | Generation Constraint in GWh | FALSE | G | Annual | Allowances Purchased | GWh | 0 | 0 | 0 | 0 | 0 | 0 | 0
RPS Solar v6.20- NC 75% limit | 981 | 7583 | Generation Constraint in GWh | FALSE | G | Annual | Allowances Sold | GWh | 0 | 0 | 0 | 0 | 0 | 0 | 0
RPS Solar v6.20- NC 75% limit | 981 | 7583 | Generation Constraint in GWh | FALSE | G | Annual | Allowances Banked | GWh | 0 | 0 | 0 | 0 | 0 | 0 | 0
RPS Solar v6.20- NC 75% limit | 981 | 7583 | Generation Constraint in GWh | FALSE | G | Annual | Allowances Withdrawn (1:1) | GWh | 0 | 0 | 0 | 0 | 0 | 0 | 0
RPS Solar v6.20- NC 75% limit | 981 | 7583 | Generation Constraint in GWh | FALSE | G | Annual | Allowances Withdrawn (n:1) | GWh | 0 | 0 | 0 | 0 | 0 | 0 | 0
RPS Solar v6.20- NC 75% limit | 981 | 7583 | Generation Constraint in GWh | FALSE | G | Annual | Net Emissions Allowance Position | GWh | 13002.7257 | 13002.7257 | 13002.7257 | 13002.7257 | 13002.7257 | 13002.7257 | 13002.7257
RPS Solar v6.20- NC 75% limit | 981 | 7583 | Generation Constraint in GWh | FALSE | G | Annual | Constraint Shadow Price | US2022$/MWh | 0 | 0 | 0 | 0 | 0 | 0 | 0
RPS Solar v6.20- NH, MA | 982 | 7581 | Generation Constraint in GWh | FALSE | G | Annual | Seasons Included | Seasons | Winter, Spring, Summer, Fall | Winter, Spring, Summer, Fall | Winter, Spring, Summer, Fall | Winter, Spring, Summer, Fall | Winter, Spring, Summer, Fall | Winter, Spring, Summer, Fall | Winter, Spring, Summer, Fall
RPS Solar v6.20- NH, MA | 982 | 7581 | Generation Constraint in GWh | FALSE | G | Annual | Standard GWh | GWh | 81.804 | 85.6738 | 97.914 | 107.0068 | 114.8909 | 122.679 | 129.588
RPS Solar v6.20- NH, MA | 982 | 7581 | Generation Constraint in GWh | FALSE | G | Annual | Emissions at Affected Plants | GWh | 4388.8538 | 3265.7742 | 8921.599 | 24197.6666 | 30817.0789 | 46371.3525 | 48733.2406
RPS Solar v6.20- NH, MA | 982 | 7581 | Generation Constraint in GWh | FALSE | G | Annual | Allowances Purchased | GWh | 0 | 0 | 0 | 0 | 0 | 0 | 0
RPS Solar v6.20- NH, MA | 982 | 7581 | Generation Constraint in GWh | FALSE | G | Annual | Allowances Sold | GWh | 0 | 0 | 0 | 0 | 0 | 0 | 0
RPS Solar v6.20- NH, MA | 982 | 7581 | Generation Constraint in GWh | FALSE | G | Annual | Allowances Banked | GWh | 0 | 0 | 0 | 0 | 0 | 0 | 0
RPS Solar v6.20- NH, MA | 982 | 7581 | Generation Constraint in GWh | FALSE | G | Annual | Allowances Withdrawn (1:1) | GWh | 0 | 0 | 0 | 0 | 0 | 0 | 0
RPS Solar v6.20- NH, MA | 982 | 7581 | Generation Constraint in GWh | FALSE | G | Annual | Allowances Withdrawn (n:1) | GWh | 0 | 0 | 0 | 0 | 0 | 0 | 0
RPS Solar v6.20- NH, MA | 982 | 7581 | Generation Constraint in GWh | FALSE | G | Annual | Net Emissions Allowance Position | GWh | 4388.8538 | 3265.7742 | 8921.599 | 24197.6666 | 30817.0789 | 46371.3525 | 48733.2406
RPS Solar v6.20- NH, MA | 982 | 7581 | Generation Constraint in GWh | FALSE | G | Annual | Constraint Shadow Price | US2022$/MWh | 0 | 0 | 0 | 0 | 0 | 0 | 0
RPS Solar v6.20- NJ | 983 | 7582 | Generation Constraint in GWh | FALSE | G | Annual | Seasons Included | Seasons | Winter, Spring, Summer, Fall | Winter, Spring, Summer, Fall | Winter, Spring, Summer, Fall | Winter, Spring, Summer, Fall | Winter, Spring, Summer, Fall | Winter, Spring, Summer, Fall | Winter, Spring, Summer, Fall
RPS Solar v6.20- NJ | 983 | 7582 | Generation Constraint in GWh | FALSE | G | Annual | Standard GWh | GWh | 2568.2419 | 1590.3099 | 900.8865 | 982.0621 | 1047.12 | 1116.5634 | 1176.2697
RPS Solar v6.20- NJ | 983 | 7582 | Generation Constraint in GWh | FALSE | G | Annual | Emissions at Affected Plants | GWh | 2568.2419 | 2568.2419 | 1482.4123 | 1482.4123 | 1482.4123 | 1482.4123 | 1482.4123
RPS Solar v6.20- NJ | 983 | 7582 | Generation Constraint in GWh | FALSE | G | Annual | Allowances Purchased | GWh | 0 | 0 | 0 | 0 | 0 | 0 | 0
RPS Solar v6.20- NJ | 983 | 7582 | Generation Constraint in GWh | FALSE | G | Annual | Allowances Sold | GWh | 0 | 0 | 0 | 0 | 0 | 0 | 0
RPS Solar v6.20- NJ | 983 | 7582 | Generation Constraint in GWh | FALSE | G | Annual | Allowances Banked | GWh | 0 | 0 | 0 | 0 | 0 | 0 | 0
RPS Solar v6.20- NJ | 983 | 7582 | Generation Constraint in GWh | FALSE | G | Annual | Allowances Withdrawn (1:1) | GWh | 0 | 0 | 0 | 0 | 0 | 0 | 0
RPS Solar v6.20- NJ | 983 | 7582 | Generation Constraint in GWh | FALSE | G | Annual | Allowances Withdrawn (n:1) | GWh | 0 | 0 | 0 | 0 | 0 | 0 | 0
RPS Solar v6.20- NJ | 983 | 7582 | Generation Constraint in GWh | FALSE | G | Annual | Net Emissions Allowance Position | GWh | 2568.2419 | 2568.2419 | 1482.4123 | 1482.4123 | 1482.4123 | 1482.4123 | 1482.4123
RPS Solar v6.20- NJ | 983 | 7582 | Generation Constraint in GWh | FALSE | G | Annual | Constraint Shadow Price | US2022$/MWh | 132.0256 | 0 | 0 | 0 | 0 | 0 | 0
RPS Solar v6.20- PA | 984 | 7584 | Generation Constraint in GWh | FALSE | G | Annual | Seasons Included | Seasons | Winter, Spring, Summer, Fall | Winter, Spring, Summer, Fall | Winter, Spring, Summer, Fall | Winter, Spring, Summer, Fall | Winter, Spring, Summer, Fall | Winter, Spring, Summer, Fall | Winter, Spring, Summer, Fall
RPS Solar v6.20- PA | 984 | 7584 | Generation Constraint in GWh | FALSE | G | Annual | Standard GWh | GWh | 764.0619 | 789.3665 | 875.5335 | 951.3669 | 1016.0664 | 1080.273 | 1136.081
RPS Solar v6.20- PA | 984 | 7584 | Generation Constraint in GWh | FALSE | G | Annual | Emissions at Affected Plants | GWh | 1028.1738 | 1028.1738 | 1028.1738 | 1028.1738 | 1028.1738 | 1915.6401 | 1915.6401
RPS Solar v6.20- PA | 984 | 7584 | Generation Constraint in GWh | FALSE | G | Annual | Allowances Purchased | GWh | 0 | 0 | 0 | 0 | 0 | 0 | 0
RPS Solar v6.20- PA | 984 | 7584 | Generation Constraint in GWh | FALSE | G | Annual | Allowances Sold | GWh | 0 | 0 | 0 | 0 | 0 | 0 | 0
RPS Solar v6.20- PA | 984 | 7584 | Generation Constraint in GWh | FALSE | G | Annual | Allowances Banked | GWh | 0 | 0 | 0 | 0 | 0 | 0 | 0
RPS Solar v6.20- PA | 984 | 7584 | Generation Constraint in GWh | FALSE | G | Annual | Allowances Withdrawn (1:1) | GWh | 0 | 0 | 0 | 0 | 0 | 0 | 0
RPS Solar v6.20- PA | 984 | 7584 | Generation Constraint in GWh | FALSE | G | Annual | Allowances Withdrawn (n:1) | GWh | 0 | 0 | 0 | 0 | 0 | 0 | 0
RPS Solar v6.20- PA | 984 | 7584 | Generation Constraint in GWh | FALSE | G | Annual | Net Emissions Allowance Position | GWh | 1028.1738 | 1028.1738 | 1028.1738 | 1028.1738 | 1028.1738 | 1915.6401 | 1915.6401
RPS Solar v6.20- PA | 984 | 7584 | Generation Constraint in GWh | FALSE | G | Annual | Constraint Shadow Price | US2022$/MWh | 0 | 0 | 0 | 0 | 0 | 0 | 0
RPS Solar v7.23- OR | 985 | 7973 | Generation Constraint in GWh | FALSE | G | Annual | Seasons Included | Seasons | Winter, Spring, Summer, Fall | Winter, Spring, Summer, Fall | Winter, Spring, Summer, Fall | Winter, Spring, Summer, Fall | Winter, Spring, Summer, Fall | Winter, Spring, Summer, Fall | Winter, Spring, Summer, Fall
RPS Solar v7.23- OR | 985 | 7973 | Generation Constraint in GWh | FALSE | G | Annual | Standard GWh | GWh | 4554.2828 | 4683.446 | 5084.956 | 5486.769 | 5823.9498 | 6134.6575 | 6406.514
RPS Solar v7.23- OR | 985 | 7973 | Generation Constraint in GWh | FALSE | G | Annual | Emissions at Affected Plants | GWh | 6234.8861 | 6234.8861 | 6234.8861 | 9739.0357 | 13953.7954 | 13953.7954 | 13953.7954
RPS Solar v7.23- OR | 985 | 7973 | Generation Constraint in GWh | FALSE | G | Annual | Allowances Purchased | GWh | 0 | 0 | 0 | 0 | 0 | 0 | 0
RPS Solar v7.23- OR | 985 | 7973 | Generation Constraint in GWh | FALSE | G | Annual | Allowances Sold | GWh | 0 | 0 | 0 | 0 | 0 | 0 | 0
RPS Solar v7.23- OR | 985 | 7973 | Generation Constraint in GWh | FALSE | G | Annual | Allowances Banked | GWh | 0 | 0 | 0 | 0 | 0 | 0 | 0
RPS Solar v7.23- OR | 985 | 7973 | Generation Constraint in GWh | FALSE | G | Annual | Allowances Withdrawn (1:1) | GWh | 0 | 0 | 0 | 0 | 0 | 0 | 0
RPS Solar v7.23- OR | 985 | 7973 | Generation Constraint in GWh | FALSE | G | Annual | Allowances Withdrawn (n:1) | GWh | 0 | 0 | 0 | 0 | 0 | 0 | 0
RPS Solar v7.23- OR | 985 | 7973 | Generation Constraint in GWh | FALSE | G | Annual | Net Emissions Allowance Position | GWh | 6234.8861 | 6234.8861 | 6234.8861 | 9739.0357 | 13953.7954 | 13953.7954 | 13953.7954
RPS Solar v7.23- OR | 985 | 7973 | Generation Constraint in GWh | FALSE | G | Annual | Constraint Shadow Price | US2022$/MWh | 0 | 0 | 0 | 0 | 0 | 0 | 0
RPS v6.20- AZ | 986 | 7585 | Generation Constraint in GWh | FALSE | G | Annual | Seasons Included | Seasons | Winter, Spring, Summer, Fall | Winter, Spring, Summer, Fall | Winter, Spring, Summer, Fall | Winter, Spring, Summer, Fall | Winter, Spring, Summer, Fall | Winter, Spring, Summer, Fall | Winter, Spring, Summer, Fall
RPS v6.20- AZ | 986 | 7585 | Generation Constraint in GWh | FALSE | G | Annual | Standard GWh | GWh | 7905.2163 | 8199.7866 | 9135.8487 | 9904.423 | 10633.851 | 11297.8366 | 11920.7127
RPS v6.20- AZ | 986 | 7585 | Generation Constraint in GWh | FALSE | G | Annual | Emissions at Affected Plants | GWh | 17323.6368 | 17303.727 | 17278.1605 | 27160.1018 | 57119.1692 | 57339.5525 | 67927.5243
RPS v6.20- AZ | 986 | 7585 | Generation Constraint in GWh | FALSE | G | Annual | Allowances Purchased | GWh | 0 | 0 | 0 | 0 | 0 | 0 | 0
RPS v6.20- AZ | 986 | 7585 | Generation Constraint in GWh | FALSE | G | Annual | Allowances Sold | GWh | 0 | 0 | 0 | 0 | 0 | 0 | 0
RPS v6.20- AZ | 986 | 7585 | Generation Constraint in GWh | FALSE | G | Annual | Allowances Banked | GWh | 0 | 0 | 0 | 0 | 0 | 0 | 0
RPS v6.20- AZ | 986 | 7585 | Generation Constraint in GWh | FALSE | G | Annual | Allowances Withdrawn (1:1) | GWh | 0 | 0 | 0 | 0 | 0 | 0 | 0
RPS v6.20- AZ | 986 | 7585 | Generation Constraint in GWh | FALSE | G | Annual | Allowances Withdrawn (n:1) | GWh | 0 | 0 | 0 | 0 | 0 | 0 | 0
RPS v6.20- AZ | 986 | 7585 | Generation Constraint in GWh | FALSE | G | Annual | Net Emissions Allowance Position | GWh | 17323.6368 | 17303.727 | 17278.1605 | 27160.1018 | 57119.1692 | 57339.5525 | 67927.5243
RPS v6.20- AZ | 986 | 7585 | Generation Constraint in GWh | FALSE | G | Annual | Constraint Shadow Price | US2022$/MWh | 0 | 0 | 0 | 0 | 0 | 0 | 0
RPS v6.20- CA 10% Unbundled | 987 | 7686 | Generation Constraint in GWh | FALSE | G | Annual | Seasons Included | Seasons | Winter, Spring, Summer, Fall | Winter, Spring, Summer, Fall | Winter, Spring, Summer, Fall | Winter, Spring, Summer, Fall | Winter, Spring, Summer, Fall | Winter, Spring, Summer, Fall | Winter, Spring, Summer, Fall
RPS v6.20- CA 10% Unbundled | 987 | 7686 | Generation Constraint in GWh | FALSE | G | Annual | Standard GWh | GWh | 15133.5845 | 17431.4402 | 24112.3238 | 30964.4154 | 37817.56 | 40892.452 | 42650.3228
RPS v6.20- CA 10% Unbundled | 987 | 7686 | Generation Constraint in GWh | FALSE | G | Annual | Emissions at Affected Plants | GWh | 107489.4298 | 108396.0887 | 128741.9391 | 183609.2399 | 238330.4353 | 238947.9174 | 250264.6202
RPS v6.20- CA 10% Unbundled | 987 | 7686 | Generation Constraint in GWh | FALSE | G | Annual | Allowances Purchased | GWh | 0 | 0 | 0 | 0 | 0 | 0 | 0
RPS v6.20- CA 10% Unbundled | 987 | 7686 | Generation Constraint in GWh | FALSE | G | Annual | Allowances Sold | GWh | 0 | 0 | 0 | 0 | 0 | 0 | 0
RPS v6.20- CA 10% Unbundled | 987 | 7686 | Generation Constraint in GWh | FALSE | G | Annual | Allowances Banked | GWh | 0 | 0 | 0 | 0 | 0 | 0 | 0
RPS v6.20- CA 10% Unbundled | 987 | 7686 | Generation Constraint in GWh | FALSE | G | Annual | Allowances Withdrawn (1:1) | GWh | 0 | 0 | 0 | 0 | 0 | 0 | 0
RPS v6.20- CA 10% Unbundled | 987 | 7686 | Generation Constraint in GWh | FALSE | G | Annual | Allowances Withdrawn (n:1) | GWh | 0 | 0 | 0 | 0 | 0 | 0 | 0
RPS v6.20- CA 10% Unbundled | 987 | 7686 | Generation Constraint in GWh | FALSE | G | Annual | Net Emissions Allowance Position | GWh | 107489.4298 | 108396.0887 | 128741.9391 | 183609.2399 | 238330.4353 | 238947.9174 | 250264.6202
RPS v6.20- CA 10% Unbundled | 987 | 7686 | Generation Constraint in GWh | FALSE | G | Annual | Constraint Shadow Price | US2022$/MWh | 0 | 0 | 0 | 0 | 0 | 0 | 0
RPS v6.20- CA 15% Bundled | 988 | 7678 | Generation Constraint in GWh | FALSE | G | Annual | Seasons Included | Seasons | Winter, Spring, Summer, Fall | Winter, Spring, Summer, Fall | Winter, Spring, Summer, Fall | Winter, Spring, Summer, Fall | Winter, Spring, Summer, Fall | Winter, Spring, Summer, Fall | Winter, Spring, Summer, Fall
RPS v6.20- CA 15% Bundled | 988 | 7678 | Generation Constraint in GWh | FALSE | G | Annual | Standard GWh | GWh | 22700.3768 | 26147.1602 | 36168.4858 | 46446.6231 | 56726.34 | 61338.6779 | 63975.4842
RPS v6.20- CA 15% Bundled | 988 | 7678 | Generation Constraint in GWh | FALSE | G | Annual | Emissions at Affected Plants | GWh | 77489.9453 | 81262.463 | 89702.4709 | 124718.9372 | 197572.332 | 208476.7347 | 232810.6011
RPS v6.20- CA 15% Bundled | 988 | 7678 | Generation Constraint in GWh | FALSE | G | Annual | Allowances Purchased | GWh | 0 | 0 | 0 | 0 | 0 | 0 | 0
RPS v6.20- CA 15% Bundled | 988 | 7678 | Generation Constraint in GWh | FALSE | G | Annual | Allowances Sold | GWh | 0 | 0 | 0 | 0 | 0 | 0 | 0
RPS v6.20- CA 15% Bundled | 988 | 7678 | Generation Constraint in GWh | FALSE | G | Annual | Allowances Banked | GWh | 0 | 0 | 0 | 0 | 0 | 0 | 0
RPS v6.20- CA 15% Bundled | 988 | 7678 | Generation Constraint in GWh | FALSE | G | Annual | Allowances Withdrawn (1:1) | GWh | 0 | 0 | 0 | 0 | 0 | 0 | 0
RPS v6.20- CA 15% Bundled | 988 | 7678 | Generation Constraint in GWh | FALSE | G | Annual | Allowances Withdrawn (n:1) | GWh | 0 | 0 | 0 | 0 | 0 | 0 | 0
RPS v6.20- CA 15% Bundled | 988 | 7678 | Generation Constraint in GWh | FALSE | G | Annual | Net Emissions Allowance Position | GWh | 77489.9453 | 81262.463 | 89702.4709 | 124718.9372 | 197572.332 | 208476.7347 | 232810.6011
RPS v6.20- CA 15% Bundled | 988 | 7678 | Generation Constraint in GWh | FALSE | G | Annual | Constraint Shadow Price | US2022$/MWh | 0 | 0 | 0 | 0 | 0 | 0 | 0
RPS v6.20- CO | 989 | 7587 | Generation Constraint in GWh | FALSE | G | Annual | Seasons Included | Seasons | Winter, Spring, Summer, Fall | Winter, Spring, Summer, Fall | Winter, Spring, Summer, Fall | Winter, Spring, Summer, Fall | Winter, Spring, Summer, Fall | Winter, Spring, Summer, Fall | Winter, Spring, Summer, Fall
RPS v6.20- CO | 989 | 7587 | Generation Constraint in GWh | FALSE | G | Annual | Standard GWh | GWh | 13874.7591 | 14527.0224 | 16555.4097 | 18206.4126 | 19719.4217 | 20970.0548 | 22183.5594
RPS v6.20- CO | 989 | 7587 | Generation Constraint in GWh | FALSE | G | Annual | Emissions at Affected Plants | GWh | 29475.1966 | 31186.5799 | 47306.6182 | 68802.8354 | 89862.4786 | 90103.3092 | 90100.3631
RPS v6.20- CO | 989 | 7587 | Generation Constraint in GWh | FALSE | G | Annual | Allowances Purchased | GWh | 0 | 0 | 0 | 0 | 0 | 0 | 0
RPS v6.20- CO | 989 | 7587 | Generation Constraint in GWh | FALSE | G | Annual | Allowances Sold | GWh | 0 | 0 | 0 | 0 | 0 | 0 | 0
RPS v6.20- CO | 989 | 7587 | Generation Constraint in GWh | FALSE | G | Annual | Allowances Banked | GWh | 0 | 0 | 0 | 0 | 0 | 0 | 0
RPS v6.20- CO | 989 | 7587 | Generation Constraint in GWh | FALSE | G | Annual | Allowances Withdrawn (1:1) | GWh | 0 | 0 | 0 | 0 | 0 | 0 | 0
RPS v6.20- CO | 989 | 7587 | Generation Constraint in GWh | FALSE | G | Annual | Allowances Withdrawn (n:1) | GWh | 0 | 0 | 0 | 0 | 0 | 0 | 0
RPS v6.20- CO | 989 | 7587 | Generation Constraint in GWh | FALSE | G | Annual | Net Emissions Allowance Position | GWh | 29475.1966 | 31186.5799 | 47306.6182 | 68802.8354 | 89862.4786 | 90103.3092 | 90100.3631
RPS v6.20- CO | 989 | 7587 | Generation Constraint in GWh | FALSE | G | Annual | Constraint Shadow Price | US2022$/MWh | 0 | 0 | 0 | 0 | 0 | 0 | 0
RPS v6.20- CT, MA, ME, NH, RI, VT | 990 | 7588 | Generation Constraint in GWh | FALSE | G | Annual | Seasons Included | Seasons | Winter, Spring, Summer, Fall | Winter, Spring, Summer, Fall | Winter, Spring, Summer, Fall | Winter, Spring, Summer, Fall | Winter, Spring, Summer, Fall | Winter, Spring, Summer, Fall | Winter, Spring, Summer, Fall
RPS v6.20- CT, MA, ME, NH, RI, VT | 990 | 7588 | Generation Constraint in GWh | FALSE | G | Annual | Standard GWh | GWh | 50445.1181 | 58993.5956 | 74671.9777 | 86276.7179 | 97558.0623 | 109221.7112 | 115412.3554
RPS v6.20- CT, MA, ME, NH, RI, VT | 990 | 7588 | Generation Constraint in GWh | FALSE | G | Annual | Emissions at Affected Plants | GWh | 50445.1181 | 58993.5956 | 155809.1503 | 212860.1077 | 279805.688 | 330080.1797 | 350764.5708
RPS v6.20- CT, MA, ME, NH, RI, VT | 990 | 7588 | Generation Constraint in GWh | FALSE | G | Annual | Allowances Purchased | GWh | 0 | 0 | 0 | 0 | 0 | 0 | 0
RPS v6.20- CT, MA, ME, NH, RI, VT | 990 | 7588 | Generation Constraint in GWh | FALSE | G | Annual | Allowances Sold | GWh | 0 | 0 | 0 | 0 | 0 | 0 | 0
RPS v6.20- CT, MA, ME, NH, RI, VT | 990 | 7588 | Generation Constraint in GWh | FALSE | G | Annual | Allowances Banked | GWh | 0 | 0 | 0 | 0 | 0 | 0 | 0
RPS v6.20- CT, MA, ME, NH, RI, VT | 990 | 7588 | Generation Constraint in GWh | FALSE | G | Annual | Allowances Withdrawn (1:1) | GWh | 0 | 0 | 0 | 0 | 0 | 0 | 0
RPS v6.20- CT, MA, ME, NH, RI, VT | 990 | 7588 | Generation Constraint in GWh | FALSE | G | Annual | Allowances Withdrawn (n:1) | GWh | 0 | 0 | 0 | 0 | 0 | 0 | 0
RPS v6.20- CT, MA, ME, NH, RI, VT | 990 | 7588 | Generation Constraint in GWh | FALSE | G | Annual | Net Emissions Allowance Position | GWh | 50445.1181 | 58993.5956 | 155809.1503 | 212860.1077 | 279805.688 | 330080.1797 | 350764.5708
RPS v6.20- CT, MA, ME, NH, RI, VT | 990 | 7588 | Generation Constraint in GWh | FALSE | G | Annual | Constraint Shadow Price | US2022$/MWh | 9.4777 | 1.8333 | 0 | 0 | 0 | 0 | 0
RPS v6.20- DC, DE, MD, NJ, PA | 991 | 7589 | Generation Constraint in GWh | FALSE | G | Annual | Seasons Included | Seasons | Winter, Spring, Summer, Fall | Winter, Spring, Summer, Fall | Winter, Spring, Summer, Fall | Winter, Spring, Summer, Fall | Winter, Spring, Summer, Fall | Winter, Spring, Summer, Fall | Winter, Spring, Summer, Fall
RPS v6.20- DC, DE, MD, NJ, PA | 991 | 7589 | Generation Constraint in GWh | FALSE | G | Annual | Standard GWh | GWh | 85038.1701 | 96280.0069 | 111217.4453 | 120344.1069 | 128092.4816 | 136456.3011 | 143592.3377
RPS v6.20- DC, DE, MD, NJ, PA | 991 | 7589 | Generation Constraint in GWh | FALSE | G | Annual | Emissions at Affected Plants | GWh | 85038.1701 | 96280.0069 | 230000.3102 | 433216.8251 | 492739.4671 | 492989.2157 | 543519.9732
RPS v6.20- DC, DE, MD, NJ, PA | 991 | 7589 | Generation Constraint in GWh | FALSE | G | Annual | Allowances Purchased | GWh | 0 | 0 | 0 | 0 | 0 | 0 | 0
RPS v6.20- DC, DE, MD, NJ, PA | 991 | 7589 | Generation Constraint in GWh | FALSE | G | Annual | Allowances Sold | GWh | 0 | 0 | 0 | 0 | 0 | 0 | 0
RPS v6.20- DC, DE, MD, NJ, PA | 991 | 7589 | Generation Constraint in GWh | FALSE | G | Annual | Allowances Banked | GWh | 0 | 0 | 0 | 0 | 0 | 0 | 0
RPS v6.20- DC, DE, MD, NJ, PA | 991 | 7589 | Generation Constraint in GWh | FALSE | G | Annual | Allowances Withdrawn (1:1) | GWh | 0 | 0 | 0 | 0 | 0 | 0 | 0
RPS v6.20- DC, DE, MD, NJ, PA | 991 | 7589 | Generation Constraint in GWh | FALSE | G | Annual | Allowances Withdrawn (n:1) | GWh | 0 | 0 | 0 | 0 | 0 | 0 | 0
RPS v6.20- DC, DE, MD, NJ, PA | 991 | 7589 | Generation Constraint in GWh | FALSE | G | Annual | Net Emissions Allowance Position | GWh | 85038.1701 | 96280.0069 | 230000.3102 | 433216.8251 | 492739.4671 | 492989.2157 | 543519.9732
RPS v6.20- DC, DE, MD, NJ, PA | 991 | 7589 | Generation Constraint in GWh | FALSE | G | Annual | Constraint Shadow Price | US2022$/MWh | 9.4777 | 1.8333 | 0 | 0 | 0 | 0 | 0
RPS v6.20- IA | 992 | 7590 | Generation Constraint in GWh | FALSE | G | Annual | Seasons Included | Seasons | Winter, Spring, Summer, Fall | Winter, Spring, Summer, Fall | Winter, Spring, Summer, Fall | Winter, Spring, Summer, Fall | Winter, Spring, Summer, Fall | Winter, Spring, Summer, Fall | Winter, Spring, Summer, Fall
RPS v6.20- IA | 992 | 7590 | Generation Constraint in GWh | FALSE | G | Annual | Standard GWh | GWh | 295.8 | 295.8 | 295.8 | 295.8 | 295.8 | 295.8 | 308.3043
RPS v6.20- IA | 992 | 7590 | Generation Constraint in GWh | FALSE | G | Annual | Emissions at Affected Plants | GWh | 5800.4422 | 8737.4408 | 73320.667 | 75609.5236 | 105279.5271 | 105325.9553 | 105353.2966
RPS v6.20- IA | 992 | 7590 | Generation Constraint in GWh | FALSE | G | Annual | Allowances Purchased | GWh | 0 | 0 | 0 | 0 | 0 | 0 | 0
RPS v6.20- IA | 992 | 7590 | Generation Constraint in GWh | FALSE | G | Annual | Allowances Sold | GWh | 0 | 0 | 0 | 0 | 0 | 0 | 0
RPS v6.20- IA | 992 | 7590 | Generation Constraint in GWh | FALSE | G | Annual | Allowances Banked | GWh | 0 | 0 | 0 | 0 | 0 | 0 | 0
RPS v6.20- IA | 992 | 7590 | Generation Constraint in GWh | FALSE | G | Annual | Allowances Withdrawn (1:1) | GWh | 0 | 0 | 0 | 0 | 0 | 0 | 0
RPS v6.20- IA | 992 | 7590 | Generation Constraint in GWh | FALSE | G | Annual | Allowances Withdrawn (n:1) | GWh | 0 | 0 | 0 | 0 | 0 | 0 | 0
RPS v6.20- IA | 992 | 7590 | Generation Constraint in GWh | FALSE | G | Annual | Net Emissions Allowance Position | GWh | 5800.4422 | 8737.4408 | 73320.667 | 75609.5236 | 105279.5271 | 105325.9553 | 105353.2966
RPS v6.20- IA | 992 | 7590 | Generation Constraint in GWh | FALSE | G | Annual | Constraint Shadow Price | US2022$/MWh | 0 | 0 | 0 | 0 | 0 | 0 | 0
RPS v6.20- IL | 993 | 7591 | Generation Constraint in GWh | FALSE | G | Annual | Seasons Included | Seasons | Winter, Spring, Summer, Fall | Winter, Spring, Summer, Fall | Winter, Spring, Summer, Fall | Winter, Spring, Summer, Fall | Winter, Spring, Summer, Fall | Winter, Spring, Summer, Fall | Winter, Spring, Summer, Fall
RPS v6.20- IL | 993 | 7591 | Generation Constraint in GWh | FALSE | G | Annual | Standard GWh | GWh | 47136.3405 | 59860.5807 | 74173.4223 | 88440.6638 | 93333.8707 | 97876.2876 | 101695.2941
RPS v6.20- IL | 993 | 7591 | Generation Constraint in GWh | FALSE | G | Annual | Emissions at Affected Plants | GWh | 97683.8709 | 123194.4176 | 182979.5585 | 330310.9873 | 488954.0016 | 490542.4755 | 517539.6958
RPS v6.20- IL | 993 | 7591 | Generation Constraint in GWh | FALSE | G | Annual | Allowances Purchased | GWh | 0 | 0 | 0 | 0 | 0 | 0 | 0
RPS v6.20- IL | 993 | 7591 | Generation Constraint in GWh | FALSE | G | Annual | Allowances Sold | GWh | 0 | 0 | 0 | 0 | 0 | 0 | 0
RPS v6.20- IL | 993 | 7591 | Generation Constraint in GWh | FALSE | G | Annual | Allowances Banked | GWh | 0 | 0 | 0 | 0 | 0 | 0 | 0
RPS v6.20- IL | 993 | 7591 | Generation Constraint in GWh | FALSE | G | Annual | Allowances Withdrawn (1:1) | GWh | 0 | 0 | 0 | 0 | 0 | 0 | 0
RPS v6.20- IL | 993 | 7591 | Generation Constraint in GWh | FALSE | G | Annual | Allowances Withdrawn (n:1) | GWh | 0 | 0 | 0 | 0 | 0 | 0 | 0
RPS v6.20- IL | 993 | 7591 | Generation Constraint in GWh | FALSE | G | Annual | Net Emissions Allowance Position | GWh | 97683.8709 | 123194.4176 | 182979.5585 | 330310.9873 | 488954.0016 | 490542.4755 | 517539.6958
RPS v6.20- IL | 993 | 7591 | Generation Constraint in GWh | FALSE | G | Annual | Constraint Shadow Price | US2022$/MWh | 0 | 0 | 0 | 0 | 0 | 0 | 0
RPS v6.20- MI | 994 | 7592 | Generation Constraint in GWh | FALSE | G | Annual | Seasons Included | Seasons | Winter, Spring, Summer, Fall | Winter, Spring, Summer, Fall | Winter, Spring, Summer, Fall | Winter, Spring, Summer, Fall | Winter, Spring, Summer, Fall | Winter, Spring, Summer, Fall | Winter, Spring, Summer, Fall
RPS v6.20- MI | 994 | 7592 | Generation Constraint in GWh | FALSE | G | Annual | Standard GWh | GWh | 37128.0959 | 38509.1709 | 43100.6891 | 46660.8835 | 49503.6117 | 51984.4111 | 54066.818
RPS v6.20- MI | 994 | 7592 | Generation Constraint in GWh | FALSE | G | Annual | Emissions at Affected Plants | GWh | 37128.0959 | 52867.8321 | 69231.9403 | 79387.5229 | 93276.0999 | 101126.661 | 109566.3233
RPS v6.20- MI | 994 | 7592 | Generation Constraint in GWh | FALSE | G | Annual | Allowances Purchased | GWh | 0 | 0 | 0 | 0 | 0 | 0 | 0
RPS v6.20- MI | 994 | 7592 | Generation Constraint in GWh | FALSE | G | Annual | Allowances Sold | GWh | 0 | 0 | 0 | 0 | 0 | 0 | 0
RPS v6.20- MI | 994 | 7592 | Generation Constraint in GWh | FALSE | G | Annual | Allowances Banked | GWh | 0 | 0 | 0 | 0 | 0 | 0 | 0
RPS v6.20- MI | 994 | 7592 | Generation Constraint in GWh | FALSE | G | Annual | Allowances Withdrawn (1:1) | GWh | 0 | 0 | 0 | 0 | 0 | 0 | 0
RPS v6.20- MI | 994 | 7592 | Generation Constraint in GWh | FALSE | G | Annual | Allowances Withdrawn (n:1) | GWh | 0 | 0 | 0 | 0 | 0 | 0 | 0
RPS v6.20- MI | 994 | 7592 | Generation Constraint in GWh | FALSE | G | Annual | Net Emissions Allowance Position | GWh | 37128.0959 | 52867.8321 | 69231.9403 | 79387.5229 | 93276.0999 | 101126.661 | 109566.3233
RPS v6.20- MI | 994 | 7592 | Generation Constraint in GWh | FALSE | G | Annual | Constraint Shadow Price | US2022$/MWh | 11.2692 | 0 | 0 | 0 | 0 | 0 | 0
RPS v6.20- MN | 995 | 7593 | Generation Constraint in GWh | FALSE | G | Annual | Seasons Included | Seasons | Winter, Spring, Summer, Fall | Winter, Spring, Summer, Fall | Winter, Spring, Summer, Fall | Winter, Spring, Summer, Fall | Winter, Spring, Summer, Fall | Winter, Spring, Summer, Fall | Winter, Spring, Summer, Fall
RPS v6.20- MN | 995 | 7593 | Generation Constraint in GWh | FALSE | G | Annual | Standard GWh | GWh | 27423.822 | 33422.8532 | 51811.0894 | 56997.895 | 60968.8506 | 64395.3251 | 67269.0947
RPS v6.20- MN | 995 | 7593 | Generation Constraint in GWh | FALSE | G | Annual | Emissions at Affected Plants | GWh | 39775.6628 | 62446.9947 | 89816.961 | 106979.4653 | 110982.1533 | 117224.1991 | 122452.3179
RPS v6.20- MN | 995 | 7593 | Generation Constraint in GWh | FALSE | G | Annual | Allowances Purchased | GWh | 0 | 0 | 0 | 0 | 0 | 0 | 0
RPS v6.20- MN | 995 | 7593 | Generation Constraint in GWh | FALSE | G | Annual | Allowances Sold | GWh | 0 | 0 | 0 | 0 | 0 | 0 | 0
RPS v6.20- MN | 995 | 7593 | Generation Constraint in GWh | FALSE | G | Annual | Allowances Banked | GWh | 0 | 0 | 0 | 0 | 0 | 0 | 0
RPS v6.20- MN | 995 | 7593 | Generation Constraint in GWh | FALSE | G | Annual | Allowances Withdrawn (1:1) | GWh | 0 | 0 | 0 | 0 | 0 | 0 | 0
RPS v6.20- MN | 995 | 7593 | Generation Constraint in GWh | FALSE | G | Annual | Allowances Withdrawn (n:1) | GWh | 0 | 0 | 0 | 0 | 0 | 0 | 0
RPS v6.20- MN | 995 | 7593 | Generation Constraint in GWh | FALSE | G | Annual | Net Emissions Allowance Position | GWh | 39775.6628 | 62446.9947 | 89816.961 | 106979.4653 | 110982.1533 | 117224.1991 | 122452.3179
RPS v6.20- MN | 995 | 7593 | Generation Constraint in GWh | FALSE | G | Annual | Constraint Shadow Price | US2022$/MWh | 0 | 0 | 0 | 0 | 0 | 0 | 0
RPS v6.20- MO | 996 | 7594 | Generation Constraint in GWh | FALSE | G | Annual | Seasons Included | Seasons | Winter, Spring, Summer, Fall | Winter, Spring, Summer, Fall | Winter, Spring, Summer, Fall | Winter, Spring, Summer, Fall | Winter, Spring, Summer, Fall | Winter, Spring, Summer, Fall | Winter, Spring, Summer, Fall
RPS v6.20- MO | 996 | 7594 | Generation Constraint in GWh | FALSE | G | Annual | Standard GWh | GWh | 7284.8213 | 7478.6659 | 8221.0067 | 8887.6697 | 9445.6185 | 9952.7136 | 10388.8657
RPS v6.20- MO | 996 | 7594 | Generation Constraint in GWh | FALSE | G | Annual | Emissions at Affected Plants | GWh | 7284.8213 | 7478.6659 | 8221.0067 | 8887.6697 | 9445.6185 | 9952.7136 | 10388.8657
RPS v6.20- MO | 996 | 7594 | Generation Constraint in GWh | FALSE | G | Annual | Allowances Purchased | GWh | 0 | 0 | 0 | 0 | 0 | 0 | 0
RPS v6.20- MO | 996 | 7594 | Generation Constraint in GWh | FALSE | G | Annual | Allowances Sold | GWh | 0 | 0 | 0 | 0 | 0 | 0 | 0
RPS v6.20- MO | 996 | 7594 | Generation Constraint in GWh | FALSE | G | Annual | Allowances Banked | GWh | 0 | 0 | 0 | 0 | 0 | 0 | 0
RPS v6.20- MO | 996 | 7594 | Generation Constraint in GWh | FALSE | G | Annual | Allowances Withdrawn (1:1) | GWh | 0 | 0 | 0 | 0 | 0 | 0 | 0
RPS v6.20- MO | 996 | 7594 | Generation Constraint in GWh | FALSE | G | Annual | Allowances Withdrawn (n:1) | GWh | 0 | 0 | 0 | 0 | 0 | 0 | 0
RPS v6.20- MO | 996 | 7594 | Generation Constraint in GWh | FALSE | G | Annual | Net Emissions Allowance Position | GWh | 7284.8213 | 7478.6659 | 8221.0067 | 8887.6697 | 9445.6185 | 9952.7136 | 10388.8657
RPS v6.20- MO | 996 | 7594 | Generation Constraint in GWh | FALSE | G | Annual | Constraint Shadow Price | US2022$/MWh | 0 | 0 | 0 | 0 | 0 | 0 | 0
RPS v6.20- MT | 997 | 7595 | Generation Constraint in GWh | FALSE | G | Annual | Seasons Included | Seasons | Winter, Spring, Summer, Fall | Winter, Spring, Summer, Fall | Winter, Spring, Summer, Fall | Winter, Spring, Summer, Fall | Winter, Spring, Summer, Fall | Winter, Spring, Summer, Fall | Winter, Spring, Summer, Fall
RPS v6.20- MT | 997 | 7595 | Generation Constraint in GWh | FALSE | G | Annual | Standard GWh | GWh | 0 | 0 | 0 | 0 | 0 | 0 | 0
RPS v6.20- MT | 997 | 7595 | Generation Constraint in GWh | FALSE | G | Annual | Emissions at Affected Plants | GWh | 5461.2065 | 5461.2065 | 5461.2065 | 5461.1811 | 5461.1726 | 5462.7966 | 5462.7966
RPS v6.20- MT | 997 | 7595 | Generation Constraint in GWh | FALSE | G | Annual | Allowances Purchased | GWh | 0 | 0 | 0 | 0 | 0 | 0 | 0
RPS v6.20- MT | 997 | 7595 | Generation Constraint in GWh | FALSE | G | Annual | Allowances Sold | GWh | 0 | 0 | 0 | 0 | 0 | 0 | 0
RPS v6.20- MT | 997 | 7595 | Generation Constraint in GWh | FALSE | G | Annual | Allowances Banked | GWh | 0 | 0 | 0 | 0 | 0 | 0 | 0
RPS v6.20- MT | 997 | 7595 | Generation Constraint in GWh | FALSE | G | Annual | Allowances Withdrawn (1:1) | GWh | 0 | 0 | 0 | 0 | 0 | 0 | 0
RPS v6.20- MT | 997 | 7595 | Generation Constraint in GWh | FALSE | G | Annual | Allowances Withdrawn (n:1) | GWh | 0 | 0 | 0 | 0 | 0 | 0 | 0
RPS v6.20- MT | 997 | 7595 | Generation Constraint in GWh | FALSE | G | Annual | Net Emissions Allowance Position | GWh | 5461.2065 | 5461.2065 | 5461.2065 | 5461.1811 | 5461.1726 | 5462.7966 | 5462.7966
RPS v6.20- MT | 997 | 7595 | Generation Constraint in GWh | FALSE | G | Annual | Constraint Shadow Price | US2022$/MWh | 0 | 0 | 0 | 0 | 0 | 0 | 0
RPS v6.20- NC 75% limit | 998 | 7602 | Generation Constraint in GWh | FALSE | G | Annual | Seasons Included | Seasons | Winter, Spring, Summer, Fall | Winter, Spring, Summer, Fall | Winter, Spring, Summer, Fall | Winter, Spring, Summer, Fall | Winter, Spring, Summer, Fall | Winter, Spring, Summer, Fall | Winter, Spring, Summer, Fall
RPS v6.20- NC 75% limit | 998 | 7602 | Generation Constraint in GWh | FALSE | G | Annual | Standard GWh | GWh | 7354.8056 | 7739.087 | 8952.7534 | 10148.6901 | 11260.7408 | 12267.2575 | 17458.568
RPS v6.20- NC 75% limit | 998 | 7602 | Generation Constraint in GWh | FALSE | G | Annual | Emissions at Affected Plants | GWh | 13248.6266 | 24958.7103 | 28089.5819 | 37341.0857 | 58054.9664 | 58063.4227 | 72232.6731
RPS v6.20- NC 75% limit | 998 | 7602 | Generation Constraint in GWh | FALSE | G | Annual | Allowances Purchased | GWh | 0 | 0 | 0 | 0 | 0 | 0 | 0
RPS v6.20- NC 75% limit | 998 | 7602 | Generation Constraint in GWh | FALSE | G | Annual | Allowances Sold | GWh | 0 | 0 | 0 | 0 | 0 | 0 | 0
RPS v6.20- NC 75% limit | 998 | 7602 | Generation Constraint in GWh | FALSE | G | Annual | Allowances Banked | GWh | 0 | 0 | 0 | 0 | 0 | 0 | 0
RPS v6.20- NC 75% limit | 998 | 7602 | Generation Constraint in GWh | FALSE | G | Annual | Allowances Withdrawn (1:1) | GWh | 0 | 0 | 0 | 0 | 0 | 0 | 0
RPS v6.20- NC 75% limit | 998 | 7602 | Generation Constraint in GWh | FALSE | G | Annual | Allowances Withdrawn (n:1) | GWh | 0 | 0 | 0 | 0 | 0 | 0 | 0
RPS v6.20- NC 75% limit | 998 | 7602 | Generation Constraint in GWh | FALSE | G | Annual | Net Emissions Allowance Position | GWh | 13248.6266 | 24958.7103 | 28089.5819 | 37341.0857 | 58054.9664 | 58063.4227 | 72232.6731
RPS v6.20- NC 75% limit | 998 | 7602 | Generation Constraint in GWh | FALSE | G | Annual | Constraint Shadow Price | US2022$/MWh | 0 | 0 | 0 | 0 | 0 | 0 | 0
RPS v6.20- NM | 999 | 7596 | Generation Constraint in GWh | FALSE | G | Annual | Seasons Included | Seasons | Winter, Spring, Summer, Fall | Winter, Spring, Summer, Fall | Winter, Spring, Summer, Fall | Winter, Spring, Summer, Fall | Winter, Spring, Summer, Fall | Winter, Spring, Summer, Fall | Winter, Spring, Summer, Fall
RPS v6.20- NM | 999 | 7596 | Generation Constraint in GWh | FALSE | G | Annual | Standard GWh | GWh | 10477.956 | 11797.8206 | 16745.9022 | 22360.8962 | 24696.7652 | 26839.6988 | 28303.4082
RPS v6.20- NM | 999 | 7596 | Generation Constraint in GWh | FALSE | G | Annual | Emissions at Affected Plants | GWh | 41267.0674 | 41267.1916 | 41267.1998 | 41690.7196 | 63129.8808 | 63159.7759 | 63159.7889
RPS v6.20- NM | 999 | 7596 | Generation Constraint in GWh | FALSE | G | Annual | Allowances Purchased | GWh | 0 | 0 | 0 | 0 | 0 | 0 | 0
RPS v6.20- NM | 999 | 7596 | Generation Constraint in GWh | FALSE | G | Annual | Allowances Sold | GWh | 0 | 0 | 0 | 0 | 0 | 0 | 0
RPS v6.20- NM | 999 | 7596 | Generation Constraint in GWh | FALSE | G | Annual | Allowances Banked | GWh | 0 | 0 | 0 | 0 | 0 | 0 | 0
RPS v6.20- NM | 999 | 7596 | Generation Constraint in GWh | FALSE | G | Annual | Allowances Withdrawn (1:1) | GWh | 0 | 0 | 0 | 0 | 0 | 0 | 0
RPS v6.20- NM | 999 | 7596 | Generation Constraint in GWh | FALSE | G | Annual | Allowances Withdrawn (n:1) | GWh | 0 | 0 | 0 | 0 | 0 | 0 | 0
RPS v6.20- NM | 999 | 7596 | Generation Constraint in GWh | FALSE | G | Annual | Net Emissions Allowance Position | GWh | 41267.0674 | 41267.1916 | 41267.1998 | 41690.7196 | 63129.8808 | 63159.7759 | 63159.7889
RPS v6.20- NM | 999 | 7596 | Generation Constraint in GWh | FALSE | G | Annual | Constraint Shadow Price | US2022$/MWh | 0 | 0 | 0 | 0 | 0 | 0 | 0
RPS v6.20- NV | 1000 | 7597 | Generation Constraint in GWh | FALSE | G | Annual | Seasons Included | Seasons | Winter, Spring, Summer, Fall | Winter, Spring, Summer, Fall | Winter, Spring, Summer, Fall | Winter, Spring, Summer, Fall | Winter, Spring, Summer, Fall | Winter, Spring, Summer, Fall | Winter, Spring, Summer, Fall
RPS v6.20- NV | 1000 | 7597 | Generation Constraint in GWh | FALSE | G | Annual | Standard GWh | GWh | 13350.5489 | 16433.3952 | 18203.1807 | 19743.0259 | 21293.5459 | 22649.047 | 23972.4117
RPS v6.20- NV | 1000 | 7597 | Generation Constraint in GWh | FALSE | G | Annual | Emissions at Affected Plants | GWh | 29885.0686 | 29887.4505 | 29886.8799 | 29886.8494 | 52494.4918 | 52657.9275 | 55855.9945
RPS v6.20- NV | 1000 | 7597 | Generation Constraint in GWh | FALSE | G | Annual | Allowances Purchased | GWh | 0 | 0 | 0 | 0 | 0 | 0 | 0
RPS v6.20- NV | 1000 | 7597 | Generation Constraint in GWh | FALSE | G | Annual | Allowances Sold | GWh | 0 | 0 | 0 | 0 | 0 | 0 | 0
RPS v6.20- NV | 1000 | 7597 | Generation Constraint in GWh | FALSE | G | Annual | Allowances Banked | GWh | 0 | 0 | 0 | 0 | 0 | 0 | 0
RPS v6.20- NV | 1000 | 7597 | Generation Constraint in GWh | FALSE | G | Annual | Allowances Withdrawn (1:1) | GWh | 0 | 0 | 0 | 0 | 0 | 0 | 0
RPS v6.20- NV | 1000 | 7597 | Generation Constraint in GWh | FALSE | G | Annual | Allowances Withdrawn (n:1) | GWh | 0 | 0 | 0 | 0 | 0 | 0 | 0
RPS v6.20- NV | 1000 | 7597 | Generation Constraint in GWh | FALSE | G | Annual | Net Emissions Allowance Position | GWh | 29885.0686 | 29887.4505 | 29886.8799 | 29886.8494 | 52494.4918 | 52657.9275 | 55855.9945
RPS v6.20- NV | 1000 | 7597 | Generation Constraint in GWh | FALSE | G | Annual | Constraint Shadow Price | US2022$/MWh | 0 | 0 | 0 | 0 | 0 | 0 | 0
RPS v6.20- NY | 1001 | 7598 | Generation Constraint in GWh | FALSE | G | Annual | Seasons Included | Seasons | Winter, Spring, Summer, Fall | Winter, Spring, Summer, Fall | Winter, Spring, Summer, Fall | Winter, Spring, Summer, Fall | Winter, Spring, Summer, Fall | Winter, Spring, Summer, Fall | Winter, Spring, Summer, Fall
RPS v6.20- NY | 1001 | 7598 | Generation Constraint in GWh | FALSE | G | Annual | Standard GWh | GWh | 92573.5483 | 109640.4475 | 121623.3869 | 130654.8659 | 138575.962 | 147644.9257 | 155192.1896
RPS v6.20- NY | 1001 | 7598 | Generation Constraint in GWh | FALSE | G | Annual | Emissions at Affected Plants | GWh | 92573.5483 | 109640.4475 | 121623.3869 | 130654.8659 | 138575.962 | 147644.9257 | 155192.1896
RPS v6.20- NY | 1001 | 7598 | Generation Constraint in GWh | FALSE | G | Annual | Allowances Purchased | GWh | 0 | 0 | 0 | 0 | 0 | 0 | 0
RPS v6.20- NY | 1001 | 7598 | Generation Constraint in GWh | FALSE | G | Annual | Allowances Sold | GWh | 0 | 0 | 0 | 0 | 0 | 0 | 0
RPS v6.20- NY | 1001 | 7598 | Generation Constraint in GWh | FALSE | G | Annual | Allowances Banked | GWh | 0 | 0 | 0 | 0 | 0 | 0 | 0
RPS v6.20- NY | 1001 | 7598 | Generation Constraint in GWh | FALSE | G | Annual | Allowances Withdrawn (1:1) | GWh | 0 | 0 | 0 | 0 | 0 | 0 | 0
RPS v6.20- NY | 1001 | 7598 | Generation Constraint in GWh | FALSE | G | Annual | Allowances Withdrawn (n:1) | GWh | 0 | 0 | 0 | 0 | 0 | 0 | 0
RPS v6.20- NY | 1001 | 7598 | Generation Constraint in GWh | FALSE | G | Annual | Net Emissions Allowance Position | GWh | 92573.5483 | 109640.4475 | 121623.3869 | 130654.8659 | 138575.962 | 147644.9257 | 155192.1896
RPS v6.20- NY | 1001 | 7598 | Generation Constraint in GWh | FALSE | G | Annual | Constraint Shadow Price | US2022$/MWh | 9.4777 | 1.8333 | 0 | 0 | 0 | 0 | 0
RPS v6.20- OH 50% limit | 1002 | 7603 | Generation Constraint in GWh | FALSE | G | Annual | Seasons Included | Seasons | Winter, Spring, Summer, Fall | Winter, Spring, Summer, Fall | Winter, Spring, Summer, Fall | Winter, Spring, Summer, Fall | Winter, Spring, Summer, Fall | Winter, Spring, Summer, Fall | Winter, Spring, Summer, Fall
RPS v6.20- OH 50% limit | 1002 | 7603 | Generation Constraint in GWh | FALSE | G | Annual | Standard GWh | GWh | 6314.5263 | 6481.3301 | 7068.0767 | 7595.5084 | 8043.7906 | 8469.5554 | 8834.8197
RPS v6.20- OH 50% limit | 1002 | 7603 | Generation Constraint in GWh | FALSE | G | Annual | Emissions at Affected Plants | GWh | 6314.5263 | 6481.3301 | 7068.0767 | 7595.5084 | 8043.7906 | 8469.5554 | 8834.8197
RPS v6.20- OH 50% limit | 1002 | 7603 | Generation Constraint in GWh | FALSE | G | Annual | Allowances Purchased | GWh | 0 | 0 | 0 | 0 | 0 | 0 | 0
RPS v6.20- OH 50% limit | 1002 | 7603 | Generation Constraint in GWh | FALSE | G | Annual | Allowances Sold | GWh | 0 | 0 | 0 | 0 | 0 | 0 | 0
RPS v6.20- OH 50% limit | 1002 | 7603 | Generation Constraint in GWh | FALSE | G | Annual | Allowances Banked | GWh | 0 | 0 | 0 | 0 | 0 | 0 | 0
RPS v6.20- OH 50% limit | 1002 | 7603 | Generation Constraint in GWh | FALSE | G | Annual | Allowances Withdrawn (1:1) | GWh | 0 | 0 | 0 | 0 | 0 | 0 | 0
RPS v6.20- OH 50% limit | 1002 | 7603 | Generation Constraint in GWh | FALSE | G | Annual | Allowances Withdrawn (n:1) | GWh | 0 | 0 | 0 | 0 | 0 | 0 | 0
RPS v6.20- OH 50% limit | 1002 | 7603 | Generation Constraint in GWh | FALSE | G | Annual | Net Emissions Allowance Position | GWh | 6314.5263 | 6481.3301 | 7068.0767 | 7595.5084 | 8043.7906 | 8469.5554 | 8834.8197
RPS v6.20- OH 50% limit | 1002 | 7603 | Generation Constraint in GWh | FALSE | G | Annual | Constraint Shadow Price | US2022$/MWh | 9.4777 | 1.8333 | 0 | 0 | 0 | 0 | 0
RPS v6.20- OR,WA | 1003 | 7600 | Generation Constraint in GWh | FALSE | G | Annual | Seasons Included | Seasons | Winter, Spring, Summer, Fall | Winter, Spring, Summer, Fall | Winter, Spring, Summer, Fall | Winter, Spring, Summer, Fall | Winter, Spring, Summer, Fall | Winter, Spring, Summer, Fall | Winter, Spring, Summer, Fall
RPS v6.20- OR,WA | 1003 | 7600 | Generation Constraint in GWh | FALSE | G | Annual | Standard GWh | GWh | 22418.9669 | 26073.2744 | 33005.5841 | 38637.4269 | 44203.3073 | 46561.5535 | 48624.9222
RPS v6.20- OR,WA | 1003 | 7600 | Generation Constraint in GWh | FALSE | G | Annual | Emissions at Affected Plants | GWh | 34345.7407 | 38115.7328 | 46557.5795 | 72078.6854 | 92338.3836 | 102822.7348 | 111989.7757
RPS v6.20- OR,WA | 1003 | 7600 | Generation Constraint in GWh | FALSE | G | Annual | Allowances Purchased | GWh | 0 | 0 | 0 | 0 | 0 | 0 | 0
RPS v6.20- OR,WA | 1003 | 7600 | Generation Constraint in GWh | FALSE | G | Annual | Allowances Sold | GWh | 0 | 0 | 0 | 0 | 0 | 0 | 0
RPS v6.20- OR,WA | 1003 | 7600 | Generation Constraint in GWh | FALSE | G | Annual | Allowances Banked | GWh | 0 | 0 | 0 | 0 | 0 | 0 | 0
RPS v6.20- OR,WA | 1003 | 7600 | Generation Constraint in GWh | FALSE | G | Annual | Allowances Withdrawn (1:1) | GWh | 0 | 0 | 0 | 0 | 0 | 0 | 0
RPS v6.20- OR,WA | 1003 | 7600 | Generation Constraint in GWh | FALSE | G | Annual | Allowances Withdrawn (n:1) | GWh | 0 | 0 | 0 | 0 | 0 | 0 | 0
RPS v6.20- OR,WA | 1003 | 7600 | Generation Constraint in GWh | FALSE | G | Annual | Net Emissions Allowance Position | GWh | 34345.7407 | 38115.7328 | 46557.5795 | 72078.6854 | 92338.3836 | 102822.7348 | 111989.7757
RPS v6.20- OR,WA | 1003 | 7600 | Generation Constraint in GWh | FALSE | G | Annual | Constraint Shadow Price | US2022$/MWh | 0 | 0 | 0 | 0 | 0 | 0 | 0
RPS v6.20- TX | 1004 | 7599 | Generation Constraint in GWh | FALSE | G | Annual | Seasons Included | Seasons | Winter, Spring, Summer, Fall | Winter, Spring, Summer, Fall | Winter, Spring, Summer, Fall | Winter, Spring, Summer, Fall | Winter, Spring, Summer, Fall | Winter, Spring, Summer, Fall | Winter, Spring, Summer, Fall
RPS v6.20- TX | 1004 | 7599 | Generation Constraint in GWh | FALSE | G | Annual | Standard GWh | GWh | 30660 | 30660 | 30660 | 30660 | 30660 | 30660 | 32200.5197
RPS v6.20- TX | 1004 | 7599 | Generation Constraint in GWh | FALSE | G | Annual | Emissions at Affected Plants | GWh | 316585.2097 | 335966.7063 | 429848.5807 | 561531.8142 | 676306.1096 | 676654.3483 | 715203.9131
RPS v6.20- TX | 1004 | 7599 | Generation Constraint in GWh | FALSE | G | Annual | Allowances Purchased | GWh | 0 | 0 | 0 | 0 | 0 | 0 | 0
RPS v6.20- TX | 1004 | 7599 | Generation Constraint in GWh | FALSE | G | Annual | Allowances Sold | GWh | 0 | 0 | 0 | 0 | 0 | 0 | 0
RPS v6.20- TX | 1004 | 7599 | Generation Constraint in GWh | FALSE | G | Annual | Allowances Banked | GWh | 0 | 0 | 0 | 0 | 0 | 0 | 0
RPS v6.20- TX | 1004 | 7599 | Generation Constraint in GWh | FALSE | G | Annual | Allowances Withdrawn (1:1) | GWh | 0 | 0 | 0 | 0 | 0 | 0 | 0
RPS v6.20- TX | 1004 | 7599 | Generation Constraint in GWh | FALSE | G | Annual | Allowances Withdrawn (n:1) | GWh | 0 | 0 | 0 | 0 | 0 | 0 | 0
RPS v6.20- TX | 1004 | 7599 | Generation Constraint in GWh | FALSE | G | Annual | Net Emissions Allowance Position | GWh | 316585.2097 | 335966.7063 | 429848.5807 | 561531.8142 | 676306.1096 | 676654.3483 | 715203.9131
RPS v6.20- TX | 1004 | 7599 | Generation Constraint in GWh | FALSE | G | Annual | Constraint Shadow Price | US2022$/MWh | 0 | 0 | 0 | 0 | 0 | 0 | 0
RPS v6.20- VA | 1005 | 7666 | Generation Constraint in GWh | FALSE | G | Annual | Seasons Included | Seasons | Winter, Spring, Summer, Fall | Winter, Spring, Summer, Fall | Winter, Spring, Summer, Fall | Winter, Spring, Summer, Fall | Winter, Spring, Summer, Fall | Winter, Spring, Summer, Fall | Winter, Spring, Summer, Fall
RPS v6.20- VA | 1005 | 7666 | Generation Constraint in GWh | FALSE | G | Annual | Standard GWh | GWh | 27370.8706 | 33769.275 | 54938.4508 | 81367.2194 | 111142.8843 | 123112.1963 | 130769.9455
RPS v6.20- VA | 1005 | 7666 | Generation Constraint in GWh | FALSE | G | Annual | Emissions at Affected Plants | GWh | 27370.8706 | 33769.275 | 54938.4508 | 81367.2194 | 111142.8843 | 123112.1963 | 130769.9455
RPS v6.20- VA | 1005 | 7666 | Generation Constraint in GWh | FALSE | G | Annual | Allowances Purchased | GWh | 0 | 0 | 0 | 0 | 0 | 0 | 0
RPS v6.20- VA | 1005 | 7666 | Generation Constraint in GWh | FALSE | G | Annual | Allowances Sold | GWh | 0 | 0 | 0 | 0 | 0 | 0 | 0
RPS v6.20- VA | 1005 | 7666 | Generation Constraint in GWh | FALSE | G | Annual | Allowances Banked | GWh | 0 | 0 | 0 | 0 | 0 | 0 | 0
RPS v6.20- VA | 1005 | 7666 | Generation Constraint in GWh | FALSE | G | Annual | Allowances Withdrawn (1:1) | GWh | 0 | 0 | 0 | 0 | 0 | 0 | 0
RPS v6.20- VA | 1005 | 7666 | Generation Constraint in GWh | FALSE | G | Annual | Allowances Withdrawn (n:1) | GWh | 0 | 0 | 0 | 0 | 0 | 0 | 0
RPS v6.20- VA | 1005 | 7666 | Generation Constraint in GWh | FALSE | G | Annual | Net Emissions Allowance Position | GWh | 27370.8706 | 33769.275 | 54938.4508 | 81367.2194 | 111142.8843 | 123112.1963 | 130769.9455
RPS v6.20- VA | 1005 | 7666 | Generation Constraint in GWh | FALSE | G | Annual | Constraint Shadow Price | US2022$/MWh | 9.4777 | 1.8333 | 0 | 0 | 0 | 0 | 0
RPS v6.20- VA - Phase II | 1006 | 7667 | Generation Constraint in GWh | FALSE | G | Annual | Seasons Included | Seasons | Winter, Spring, Summer, Fall | Winter, Spring, Summer, Fall | Winter, Spring, Summer, Fall | Winter, Spring, Summer, Fall | Winter, Spring, Summer, Fall | Winter, Spring, Summer, Fall | Winter, Spring, Summer, Fall
RPS v6.20- VA - Phase II | 1006 | 7667 | Generation Constraint in GWh | FALSE | G | Annual | Standard GWh | GWh | 18240.1123 | 22337.058 | 36158.7684 | 53041.832 | 72715.4892 | 78055.2364 | 82910.3803
RPS v6.20- VA - Phase II | 1006 | 7667 | Generation Constraint in GWh | FALSE | G | Annual | Emissions at Affected Plants | GWh | 27953.4855 | 27080.3543 | 52560.4189 | 78100.8806 | 100844.5877 | 100805.4295 | 104853.9634
RPS v6.20- VA - Phase II | 1006 | 7667 | Generation Constraint in GWh | FALSE | G | Annual | Allowances Purchased | GWh | 0 | 0 | 0 | 0 | 0 | 0 | 0
RPS v6.20- VA - Phase II | 1006 | 7667 | Generation Constraint in GWh | FALSE | G | Annual | Allowances Sold | GWh | 0 | 0 | 0 | 0 | 0 | 0 | 0
RPS v6.20- VA - Phase II | 1006 | 7667 | Generation Constraint in GWh | FALSE | G | Annual | Allowances Banked | GWh | 0 | 0 | 0 | 0 | 0 | 0 | 0
RPS v6.20- VA - Phase II | 1006 | 7667 | Generation Constraint in GWh | FALSE | G | Annual | Allowances Withdrawn (1:1) | GWh | 0 | 0 | 0 | 0 | 0 | 0 | 0
RPS v6.20- VA - Phase II | 1006 | 7667 | Generation Constraint in GWh | FALSE | G | Annual | Allowances Withdrawn (n:1) | GWh | 0 | 0 | 0 | 0 | 0 | 0 | 0
RPS v6.20- VA - Phase II | 1006 | 7667 | Generation Constraint in GWh | FALSE | G | Annual | Net Emissions Allowance Position | GWh | 27953.4855 | 27080.3543 | 52560.4189 | 78100.8806 | 100844.5877 | 100805.4295 | 104853.9634
RPS v6.20- VA - Phase II | 1006 | 7667 | Generation Constraint in GWh | FALSE | G | Annual | Constraint Shadow Price | US2022$/MWh | 0 | 0 | 0 | 0 | 0 | 0 | 0
RPS v6.20- WI | 1007 | 7601 | Generation Constraint in GWh | FALSE | G | Annual | Seasons Included | Seasons | Winter, Spring, Summer, Fall | Winter, Spring, Summer, Fall | Winter, Spring, Summer, Fall | Winter, Spring, Summer, Fall | Winter, Spring, Summer, Fall | Winter, Spring, Summer, Fall | Winter, Spring, Summer, Fall
RPS v6.20- WI | 1007 | 7601 | Generation Constraint in GWh | FALSE | G | Annual | Standard GWh | GWh | 6889.3764 | 7103.6523 | 7937.0011 | 8680.1435 | 9255.7259 | 9760.8949 | 10183.4985
RPS v6.20- WI | 1007 | 7601 | Generation Constraint in GWh | FALSE | G | Annual | Emissions at Affected Plants | GWh | 6889.3764 | 7103.6523 | 7937.0011 | 8680.1435 | 9255.7259 | 9760.8949 | 10183.4985
RPS v6.20- WI | 1007 | 7601 | Generation Constraint in GWh | FALSE | G | Annual | Allowances Purchased | GWh | 0 | 0 | 0 | 0 | 0 | 0 | 0
RPS v6.20- WI | 1007 | 7601 | Generation Constraint in GWh | FALSE | G | Annual | Allowances Sold | GWh | 0 | 0 | 0 | 0 | 0 | 0 | 0
RPS v6.20- WI | 1007 | 7601 | Generation Constraint in GWh | FALSE | G | Annual | Allowances Banked | GWh | 0 | 0 | 0 | 0 | 0 | 0 | 0
RPS v6.20- WI | 1007 | 7601 | Generation Constraint in GWh | FALSE | G | Annual | Allowances Withdrawn (1:1) | GWh | 0 | 0 | 0 | 0 | 0 | 0 | 0
RPS v6.20- WI | 1007 | 7601 | Generation Constraint in GWh | FALSE | G | Annual | Allowances Withdrawn (n:1) | GWh | 0 | 0 | 0 | 0 | 0 | 0 | 0
RPS v6.20- WI | 1007 | 7601 | Generation Constraint in GWh | FALSE | G | Annual | Net Emissions Allowance Position | GWh | 6889.3764 | 7103.6523 | 7937.0011 | 8680.1435 | 9255.7259 | 9760.8949 | 10183.4985
RPS v6.20- WI | 1007 | 7601 | Generation Constraint in GWh | FALSE | G | Annual | Constraint Shadow Price | US2022$/MWh | 4.3631 | 3.8245 | 0 | 0 | 0 | 0 | 0
RPS-CES v6.20- CA | 1008 | 7658 | Generation Constraint in GWh | FALSE | G | Annual | Seasons Included | Seasons | Winter, Spring, Summer, Fall | Winter, Spring, Summer, Fall | Winter, Spring, Summer, Fall | Winter, Spring, Summer, Fall | Winter, Spring, Summer, Fall | Winter, Spring, Summer, Fall | Winter, Spring, Summer, Fall
RPS-CES v6.20- CA | 1008 | 7658 | Generation Constraint in GWh | FALSE | G | Annual | Standard GWh | GWh | 151335.8451 | 174314.4016 | 241123.2383 | 309644.1538 | 378175.6 | 408924.5196 | 426503.2283
RPS-CES v6.20- CA | 1008 | 7658 | Generation Constraint in GWh | FALSE | G | Annual | Emissions at Affected Plants | GWh | 189318.5241 | 206566.7093 | 310491.0716 | 400496.9791 | 560846.4272 | 576264.4911 | 598984.476
RPS-CES v6.20- CA | 1008 | 7658 | Generation Constraint in GWh | FALSE | G | Annual | Allowances Purchased | GWh | 0 | 0 | 0 | 0 | 0 | 0 | 0
RPS-CES v6.20- CA | 1008 | 7658 | Generation Constraint in GWh | FALSE | G | Annual | Allowances Sold | GWh | 0 | 0 | 0 | 0 | 0 | 0 | 0
RPS-CES v6.20- CA | 1008 | 7658 | Generation Constraint in GWh | FALSE | G | Annual | Allowances Banked | GWh | 0 | 0 | 0 | 0 | 0 | 0 | 0
RPS-CES v6.20- CA | 1008 | 7658 | Generation Constraint in GWh | FALSE | G | Annual | Allowances Withdrawn (1:1) | GWh | 0 | 0 | 0 | 0 | 0 | 0 | 0
RPS-CES v6.20- CA | 1008 | 7658 | Generation Constraint in GWh | FALSE | G | Annual | Allowances Withdrawn (n:1) | GWh | 0 | 0 | 0 | 0 | 0 | 0 | 0
RPS-CES v6.20- CA | 1008 | 7658 | Generation Constraint in GWh | FALSE | G | Annual | Net Emissions Allowance Position | GWh | 189318.5241 | 206566.7093 | 310491.0716 | 400496.9791 | 560846.4272 | 576264.4911 | 598984.476
RPS-CES v6.20- CA | 1008 | 7658 | Generation Constraint in GWh | FALSE | G | Annual | Constraint Shadow Price | US2022$/MWh | 0 | 0 | 0 | 0 | 0 | 0 | 0
RPS-CES v6.20- CA In-State limit | 1009 | 7671 | Generation Constraint in GWh | FALSE | G | Annual | Seasons Included | Seasons | Winter, Spring, Summer, Fall | Winter, Spring, Summer, Fall | Winter, Spring, Summer, Fall | Winter, Spring, Summer, Fall | Winter, Spring, Summer, Fall | Winter, Spring, Summer, Fall | Winter, Spring, Summer, Fall
RPS-CES v6.20- CA In-State limit | 1009 | 7671 | Generation Constraint in GWh | FALSE | G | Annual | Standard GWh | GWh | 113501.8838 | 130735.8012 | 180842.4288 | 232233.1154 | 283631.7 | 306693.3897 | 319877.4212
RPS-CES v6.20- CA In-State limit | 1009 | 7671 | Generation Constraint in GWh | FALSE | G | Annual | Emissions at Affected Plants | GWh | 137078.7379 | 154281.5976 | 253955.8577 | 310729.6755 | 450012.3388 | 465018.6926 | 475039.1569
RPS-CES v6.20- CA In-State limit | 1009 | 7671 | Generation Constraint in GWh | FALSE | G | Annual | Allowances Purchased | GWh | 0 | 0 | 0 | 0 | 0 | 0 | 0
RPS-CES v6.20- CA In-State limit | 1009 | 7671 | Generation Constraint in GWh | FALSE | G | Annual | Allowances Sold | GWh | 0 | 0 | 0 | 0 | 0 | 0 | 0
RPS-CES v6.20- CA In-State limit | 1009 | 7671 | Generation Constraint in GWh | FALSE | G | Annual | Allowances Banked | GWh | 0 | 0 | 0 | 0 | 0 | 0 | 0
RPS-CES v6.20- CA In-State limit | 1009 | 7671 | Generation Constraint in GWh | FALSE | G | Annual | Allowances Withdrawn (1:1) | GWh | 0 | 0 | 0 | 0 | 0 | 0 | 0
RPS-CES v6.20- CA In-State limit | 1009 | 7671 | Generation Constraint in GWh | FALSE | G | Annual | Allowances Withdrawn (n:1) | GWh | 0 | 0 | 0 | 0 | 0 | 0 | 0
RPS-CES v6.20- CA In-State limit | 1009 | 7671 | Generation Constraint in GWh | FALSE | G | Annual | Net Emissions Allowance Position | GWh | 137078.7379 | 154281.5976 | 253955.8577 | 310729.6755 | 450012.3388 | 465018.6926 | 475039.1569
RPS-CES v6.20- CA In-State limit | 1009 | 7671 | Generation Constraint in GWh | FALSE | G | Annual | Constraint Shadow Price | US2022$/MWh | 0 | 0 | 0 | 0 | 0 | 0 | 0
RPS-CES v6.20 Fossil Dispatch Limit - CA | 1010 | 7679 | Generation Constraint in GWh | FALSE | L | Annual | Seasons Included | Seasons | Winter, Spring, Summer, Fall | Winter, Spring, Summer, Fall | Winter, Spring, Summer, Fall | Winter, Spring, Summer, Fall | Winter, Spring, Summer, Fall | Winter, Spring, Summer, Fall | Winter, Spring, Summer, Fall
RPS-CES v6.20 Fossil Dispatch Limit - CA | 1010 | 7679 | Generation Constraint in GWh | FALSE | L | Annual | Standard GWh | GWh | 162252.1425 | 153292.3508 | 126551.2677 | 87583.2316 | 40529.497 | 31773.6786 | 33167.097
RPS-CES v6.20 Fossil Dispatch Limit - CA | 1010 | 7679 | Generation Constraint in GWh | FALSE | L | Annual | Emissions at Affected Plants | GWh | 127872.5945 | 134712.2652 | 124859.8782 | 87583.2316 | 29318.0883 | 31773.6786 | 33167.097
RPS-CES v6.20 Fossil Dispatch Limit - CA | 1010 | 7679 | Generation Constraint in GWh | FALSE | L | Annual | Allowances Purchased | GWh | 0 | 0 | 0 | 0 | 0 | 0 | 0
RPS-CES v6.20 Fossil Dispatch Limit - CA | 1010 | 7679 | Generation Constraint in GWh | FALSE | L | Annual | Allowances Sold | GWh | 0 | 0 | 0 | 0 | 0 | 0 | 0
RPS-CES v6.20 Fossil Dispatch Limit - CA | 1010 | 7679 | Generation Constraint in GWh | FALSE | L | Annual | Allowances Banked | GWh | 0 | 0 | 0 | 0 | 0 | 0 | 0
RPS-CES v6.20 Fossil Dispatch Limit - CA | 1010 | 7679 | Generation Constraint in GWh | FALSE | L | Annual | Allowances Withdrawn (1:1) | GWh | 0 | 0 | 0 | 0 | 0 | 0 | 0
RPS-CES v6.20 Fossil Dispatch Limit - CA | 1010 | 7679 | Generation Constraint in GWh | FALSE | L | Annual | Allowances Withdrawn (n:1) | GWh | 0 | 0 | 0 | 0 | 0 | 0 | 0
RPS-CES v6.20 Fossil Dispatch Limit - CA | 1010 | 7679 | Generation Constraint in GWh | FALSE | L | Annual | Net Emissions Allowance Position | GWh | 127872.5945 | 134712.2652 | 124859.8782 | 87583.2316 | 29318.0883 | 31773.6786 | 33167.097
RPS-CES v6.20 Fossil Dispatch Limit - CA | 1010 | 7679 | Generation Constraint in GWh | FALSE | L | Annual | Constraint Shadow Price | US2022$/MWh | 0 | 0 | 0 | 3.8729 | 0 | 1.4126 | 5.8863
RPS-CES v6.20 Fossil Dispatch Limit - CO | 1011 | 7680 | Generation Constraint in GWh | FALSE | L | Annual | Seasons Included | Seasons | Winter, Spring, Summer, Fall | Winter, Spring, Summer, Fall | Winter, Spring, Summer, Fall | Winter, Spring, Summer, Fall | Winter, Spring, Summer, Fall | Winter, Spring, Summer, Fall | Winter, Spring, Summer, Fall
RPS-CES v6.20 Fossil Dispatch Limit - CO | 1011 | 7680 | Generation Constraint in GWh | FALSE | L | Annual | Standard GWh | GWh | 0 | 0 | 0 | 0 | 0 | 55931.4614 | 59280.3117
RPS-CES v6.20 Fossil Dispatch Limit - CO | 1011 | 7680 | Generation Constraint in GWh | FALSE | L | Annual | Emissions at Affected Plants | GWh | 25676.6173 | 20126.9591 | 21699.9462 | 15448.9071 | 7465.2789 | 12778.997 | 16798.4997
RPS-CES v6.20 Fossil Dispatch Limit - CO | 1011 | 7680 | Generation Constraint in GWh | FALSE | L | Annual | Allowances Purchased | GWh | 0 | 0 | 0 | 0 | 0 | 0 | 0
RPS-CES v6.20 Fossil Dispatch Limit - CO | 1011 | 7680 | Generation Constraint in GWh | FALSE | L | Annual | Allowances Sold | GWh | 0 | 0 | 0 | 0 | 0 | 0 | 0
RPS-CES v6.20 Fossil Dispatch Limit - CO | 1011 | 7680 | Generation Constraint in GWh | FALSE | L | Annual | Allowances Banked | GWh | 0 | 0 | 0 | 0 | 0 | 0 | 0
RPS-CES v6.20 Fossil Dispatch Limit - CO | 1011 | 7680 | Generation Constraint in GWh | FALSE | L | Annual | Allowances Withdrawn (1:1) | GWh | 0 | 0 | 0 | 0 | 0 | 0 | 0
RPS-CES v6.20 Fossil Dispatch Limit - CO | 1011 | 7680 | Generation Constraint in GWh | FALSE | L | Annual | Allowances Withdrawn (n:1) | GWh | 0 | 0 | 0 | 0 | 0 | 0 | 0
RPS-CES v6.20 Fossil Dispatch Limit - CO | 1011 | 7680 | Generation Constraint in GWh | FALSE | L | Annual | Net Emissions Allowance Position | GWh | 25676.6173 | 20126.9591 | 21699.9462 | 15448.9071 | 7465.2789 | 12778.997 | 16798.4997
RPS-CES v6.20 Fossil Dispatch Limit - CO | 1011 | 7680 | Generation Constraint in GWh | FALSE | L | Annual | Constraint Shadow Price | US2022$/MWh | 0 | 0 | 0 | 0 | 0 | 0 | 0
RPS-CES v6.20 Fossil Dispatch Limit - NM | 1012 | 7681 | Generation Constraint in GWh | FALSE | L | Annual | Seasons Included | Seasons | Winter, Spring, Summer, Fall | Winter, Spring, Summer, Fall | Winter, Spring, Summer, Fall | Winter, Spring, Summer, Fall | Winter, Spring, Summer, Fall | Winter, Spring, Summer, Fall | Winter, Spring, Summer, Fall
RPS-CES v6.20 Fossil Dispatch Limit - NM | 1012 | 7681 | Generation Constraint in GWh | FALSE | L | Annual | Standard GWh | GWh | 0 | 0 | 15119.89 | 12864.1659 | 13429.5984 | 7078.1947 | 7557.2019
RPS-CES v6.20 Fossil Dispatch Limit - NM | 1012 | 7681 | Generation Constraint in GWh | FALSE | L | Annual | Emissions at Affected Plants | GWh | 13011.015 | 13415.7481 | 5934.5066 | 10847.1477 | 5483.9797 | 7078.1947 | 7557.2019
RPS-CES v6.20 Fossil Dispatch Limit - NM | 1012 | 7681 | Generation Constraint in GWh | FALSE | L | Annual | Allowances Purchased | GWh | 0 | 0 | 0 | 0 | 0 | 0 | 0
RPS-CES v6.20 Fossil Dispatch Limit - NM | 1012 | 7681 | Generation Constraint in GWh | FALSE | L | Annual | Allowances Sold | GWh | 0 | 0 | 0 | 0 | 0 | 0 | 0
RPS-CES v6.20 Fossil Dispatch Limit - NM | 1012 | 7681 | Generation Constraint in GWh | FALSE | L | Annual | Allowances Banked | GWh | 0 | 0 | 0 | 0 | 0 | 0 | 0
RPS-CES v6.20 Fossil Dispatch Limit - NM | 1012 | 7681 | Generation Constraint in GWh | FALSE | L | Annual | Allowances Withdrawn (1:1) | GWh | 0 | 0 | 0 | 0 | 0 | 0 | 0
RPS-CES v6.20 Fossil Dispatch Limit - NM | 1012 | 7681 | Generation Constraint in GWh | FALSE | L | Annual | Allowances Withdrawn (n:1) | GWh | 0 | 0 | 0 | 0 | 0 | 0 | 0
RPS-CES v6.20 Fossil Dispatch Limit - NM | 1012 | 7681 | Generation Constraint in GWh | FALSE | L | Annual | Net Emissions Allowance Position | GWh | 13011.015 | 13415.7481 | 5934.5066 | 10847.1477 | 5483.9797 | 7078.1947 | 7557.2019
RPS-CES v6.20 Fossil Dispatch Limit - NM | 1012 | 7681 | Generation Constraint in GWh | FALSE | L | Annual | Constraint Shadow Price | US2022$/MWh | 0 | 0 | 0 | 0 | 0 | 0.46698 | 0.50698
RPS-CES v6.20 Fossil Dispatch Limit - NV | 1013 | 7682 | Generation Constraint in GWh | FALSE | L | Annual | Seasons Included | Seasons | Winter, Spring, Summer, Fall | Winter, Spring, Summer, Fall | Winter, Spring, Summer, Fall | Winter, Spring, Summer, Fall | Winter, Spring, Summer, Fall | Winter, Spring, Summer, Fall | Winter, Spring, Summer, Fall
RPS-CES v6.20 Fossil Dispatch Limit - NV | 1013 | 7682 | Generation Constraint in GWh | FALSE | L | Annual | Standard GWh | GWh | 0 | 0 | 0 | 0 | 0 | 6425.4088 | 7128.146
RPS-CES v6.20 Fossil Dispatch Limit - NV | 1013 | 7682 | Generation Constraint in GWh | FALSE | L | Annual | Emissions at Affected Plants | GWh | 15739.5966 | 20036.4272 | 22273.4716 | 22656.2933 | 11356.6076 | 6425.4088 | 7128.146
RPS-CES v6.20 Fossil Dispatch Limit - NV | 1013 | 7682 | Generation Constraint in GWh | FALSE | L | Annual | Allowances Purchased | GWh | 0 | 0 | 0 | 0 | 0 | 0 | 0
RPS-CES v6.20 Fossil Dispatch Limit - NV | 1013 | 7682 | Generation Constraint in GWh | FALSE | L | Annual | Allowances Sold | GWh | 0 | 0 | 0 | 0 | 0 | 0 | 0
RPS-CES v6.20 Fossil Dispatch Limit - NV | 1013 | 7682 | Generation Constraint in GWh | FALSE | L | Annual | Allowances Banked | GWh | 0 | 0 | 0 | 0 | 0 | 0 | 0
RPS-CES v6.20 Fossil Dispatch Limit - NV | 1013 | 7682 | Generation Constraint in GWh | FALSE | L | Annual | Allowances Withdrawn (1:1) | GWh | 0 | 0 | 0 | 0 | 0 | 0 | 0
RPS-CES v6.20 Fossil Dispatch Limit - NV | 1013 | 7682 | Generation Constraint in GWh | FALSE | L | Annual | Allowances Withdrawn (n:1) | GWh | 0 | 0 | 0 | 0 | 0 | 0 | 0
RPS-CES v6.20 Fossil Dispatch Limit - NV | 1013 | 7682 | Generation Constraint in GWh | FALSE | L | Annual | Net Emissions Allowance Position | GWh | 15739.5966 | 20036.4272 | 22273.4716 | 22656.2933 | 11356.6076 | 6425.4088 | 7128.146
RPS-CES v6.20 Fossil Dispatch Limit - NV | 1013 | 7682 | Generation Constraint in GWh | FALSE | L | Annual | Constraint Shadow Price | US2022$/MWh | 0 | 0 | 0 | 0 | 0 | 6.544 | 5.948
RPS-CES v6.20 Fossil Dispatch Limit - NY | 1014 | 7683 | Generation Constraint in GWh | FALSE | L | Annual | Seasons Included | Seasons | Winter, Spring, Summer, Fall | Winter, Spring, Summer, Fall | Winter, Spring, Summer, Fall | Winter, Spring, Summer, Fall | Winter, Spring, Summer, Fall | Winter, Spring, Summer, Fall | Winter, Spring, Summer, Fall
RPS-CES v6.20 Fossil Dispatch Limit - NY | 1014 | 7683 | Generation Constraint in GWh | FALSE | L | Annual | Standard GWh | GWh | 70192.8075 | 59062.6891 | 65766.4682 | 14921.956 | 16003.9055 | 16873.3915 | 17742.8429
RPS-CES v6.20 Fossil Dispatch Limit - NY | 1014 | 7683 | Generation Constraint in GWh | FALSE | L | Annual | Emissions at Affected Plants | GWh | 48911.0642 | 52210.9345 | 40104.8293 | 14921.956 | 16003.9055 | 16873.3915 | 17742.8429
RPS-CES v6.20 Fossil Dispatch Limit - NY | 1014 | 7683 | Generation Constraint in GWh | FALSE | L | Annual | Allowances Purchased | GWh | 0 | 0 | 0 | 0 | 0 | 0 | 0
RPS-CES v6.20 Fossil Dispatch Limit - NY | 1014 | 7683 | Generation Constraint in GWh | FALSE | L | Annual | Allowances Sold | GWh | 0 | 0 | 0 | 0 | 0 | 0 | 0
RPS-CES v6.20 Fossil Dispatch Limit - NY | 1014 | 7683 | Generation Constraint in GWh | FALSE | L | Annual | Allowances Banked | GWh | 0 | 0 | 0 | 0 | 0 | 0 | 0
RPS-CES v6.20 Fossil Dispatch Limit - NY | 1014 | 7683 | Generation Constraint in GWh | FALSE | L | Annual | Allowances Withdrawn (1:1) | GWh | 0 | 0 | 0 | 0 | 0 | 0 | 0
RPS-CES v6.20 Fossil Dispatch Limit - NY | 1014 | 7683 | Generation Constraint in GWh | FALSE | L | Annual | Allowances Withdrawn (n:1) | GWh | 0 | 0 | 0 | 0 | 0 | 0 | 0
RPS-CES v6.20 Fossil Dispatch Limit - NY | 1014 | 7683 | Generation Constraint in GWh | FALSE | L | Annual | Net Emissions Allowance Position | GWh | 48911.0642 | 52210.9345 | 40104.8293 | 14921.956 | 16003.9055 | 16873.3915 | 17742.8429
RPS-CES v6.20 Fossil Dispatch Limit - NY | 1014 | 7683 | Generation Constraint in GWh | FALSE | L | Annual | Constraint Shadow Price | US2022$/MWh | 0 | 0 | 0 | 5.5157 | 4.2107 | 3.9054 | 3.8416
RPS-CES v6.20 Fossil Dispatch Limit - VA | 1015 | 7684 | Generation Constraint in GWh | FALSE | L | Annual | Seasons Included | Seasons | Winter, Spring, Summer, Fall | Winter, Spring, Summer, Fall | Winter, Spring, Summer, Fall | Winter, Spring, Summer, Fall | Winter, Spring, Summer, Fall | Winter, Spring, Summer, Fall | Winter, Spring, Summer, Fall
RPS-CES v6.20 Fossil Dispatch Limit - VA | 1015 | 7684 | Generation Constraint in GWh | FALSE | L | Annual | Standard GWh | GWh | 0 | 0 | 0 | 75890.5358 | 53373.1965 | 52072.1756 | 54761.8053
RPS-CES v6.20 Fossil Dispatch Limit - VA | 1015 | 7684 | Generation Constraint in GWh | FALSE | L | Annual | Emissions at Affected Plants | GWh | 56994.0759 | 55978.6531 | 54972.3381 | 27613.4297 | 20922.5802 | 12313.8727 | 15290.4333
RPS-CES v6.20 Fossil Dispatch Limit - VA | 1015 | 7684 | Generation Constraint in GWh | FALSE | L | Annual | Allowances Purchased | GWh | 0 | 0 | 0 | 0 | 0 | 0 | 0
RPS-CES v6.20 Fossil Dispatch Limit - VA | 1015 | 7684 | Generation Constraint in GWh | FALSE | L | Annual | Allowances Sold | GWh | 0 | 0 | 0 | 0 | 0 | 0 | 0
RPS-CES v6.20 Fossil Dispatch Limit - VA | 1015 | 7684 | Generation Constraint in GWh | FALSE | L | Annual | Allowances Banked | GWh | 0 | 0 | 0 | 0 | 0 | 0 | 0
RPS-CES v6.20 Fossil Dispatch Limit - VA | 1015 | 7684 | Generation Constraint in GWh | FALSE | L | Annual | Allowances Withdrawn (1:1) | GWh | 0 | 0 | 0 | 0 | 0 | 0 | 0
RPS-CES v6.20 Fossil Dispatch Limit - VA | 1015 | 7684 | Generation Constraint in GWh | FALSE | L | Annual | Allowances Withdrawn (n:1) | GWh | 0 | 0 | 0 | 0 | 0 | 0 | 0
RPS-CES v6.20 Fossil Dispatch Limit - VA | 1015 | 7684 | Generation Constraint in GWh | FALSE | L | Annual | Net Emissions Allowance Position | GWh | 56994.0759 | 55978.6531 | 54972.3381 | 27613.4297 | 20922.5802 | 12313.8727 | 15290.4333
RPS-CES v6.20 Fossil Dispatch Limit - VA | 1015 | 7684 | Generation Constraint in GWh | FALSE | L | Annual | Constraint Shadow Price | US2022$/MWh | 0 | 0 | 0 | 0 | 0 | 0 | 0
RPS-CES v6.20 Fossil Dispatch Limit - WA | 1016 | 7685 | Generation Constraint in GWh | FALSE | L | Annual | Seasons Included | Seasons | Winter, Spring, Summer, Fall | Winter, Spring, Summer, Fall | Winter, Spring, Summer, Fall | Winter, Spring, Summer, Fall | Winter, Spring, Summer, Fall | Winter, Spring, Summer, Fall | Winter, Spring, Summer, Fall
RPS-CES v6.20 Fossil Dispatch Limit - WA | 1016 | 7685 | Generation Constraint in GWh | FALSE | L | Annual | Standard GWh | GWh | 0 | 10800.8691 | 12051.019 | 13350.6862 | 14775.6853 | 16165.7159 | 17532.948
RPS-CES v6.20 Fossil Dispatch Limit - WA | 1016 | 7685 | Generation Constraint in GWh | FALSE | L | Annual | Emissions at Affected Plants | GWh | 9090.5232 | 10800.8691 | 12051.019 | 13350.6862 | 8084.7928 | 7828.5978 | 7996.2502
RPS-CES v6.20 Fossil Dispatch Limit - WA | 1016 | 7685 | Generation Constraint in GWh | FALSE | L | Annual | Allowances Purchased | GWh | 0 | 0 | 0 | 0 | 0 | 0 | 0
RPS-CES v6.20 Fossil Dispatch Limit - WA | 1016 | 7685 | Generation Constraint in GWh | FALSE | L | Annual | Allowances Sold | GWh | 0 | 0 | 0 | 0 | 0 | 0 | 0
RPS-CES v6.20 Fossil Dispatch Limit - WA | 1016 | 7685 | Generation Constraint in GWh | FALSE | L | Annual | Allowances Banked | GWh | 0 | 0 | 0 | 0 | 0 | 0 | 0
RPS-CES v6.20 Fossil Dispatch Limit - WA | 1016 | 7685 | Generation Constraint in GWh | FALSE | L | Annual | Allowances Withdrawn (1:1) | GWh | 0 | 0 | 0 | 0 | 0 | 0 | 0
RPS-CES v6.20 Fossil Dispatch Limit - WA | 1016 | 7685 | Generation Constraint in GWh | FALSE | L | Annual | Allowances Withdrawn (n:1) | GWh | 0 | 0 | 0 | 0 | 0 | 0 | 0
RPS-CES v6.20 Fossil Dispatch Limit - WA | 1016 | 7685 | Generation Constraint in GWh | FALSE | L | Annual | Net Emissions Allowance Position | GWh | 9090.5232 | 10800.8691 | 12051.019 | 13350.6862 | 8084.7928 | 7828.5978 | 7996.2502
RPS-CES v6.20 Fossil Dispatch Limit - WA | 1016 | 7685 | Generation Constraint in GWh | FALSE | L | Annual | Constraint Shadow Price | US2022$/MWh | 0 | 2.5394 | 6.7848 | 2.3099 | 0 | 0 | 0
RPS-CES v6.21 Fossil Dispatch Limit - IL | 1017 | 7739 | Generation Constraint in GWh | FALSE | L | Annual | Seasons Included | Seasons | Winter, Spring, Summer, Fall | Winter, Spring, Summer, Fall | Winter, Spring, Summer, Fall | Winter, Spring, Summer, Fall | Winter, Spring, Summer, Fall | Winter, Spring, Summer, Fall | Winter, Spring, Summer, Fall
RPS-CES v6.21 Fossil Dispatch Limit - IL | 1017 | 7739 | Generation Constraint in GWh | FALSE | L | Annual | Standard GWh | GWh | 0 | 0 | 0 | 99676.9346 | 105266.6242 | 12544.7324 | 13092.0436
RPS-CES v6.21 Fossil Dispatch Limit - IL | 1017 | 7739 | Generation Constraint in GWh | FALSE | L | Annual | Emissions at Affected Plants | GWh | 0 | 0 | 0 | 18749.6053 | 45.9722 | 145.7801 | 146.6354
RPS-CES v6.21 Fossil Dispatch Limit - IL | 1017 | 7739 | Generation Constraint in GWh | FALSE | L | Annual | Allowances Purchased | GWh | 0 | 0 | 0 | 0 | 0 | 0 | 0
RPS-CES v6.21 Fossil Dispatch Limit - IL | 1017 | 7739 | Generation Constraint in GWh | FALSE | L | Annual | Allowances Sold | GWh | 0 | 0 | 0 | 0 | 0 | 0 | 0
RPS-CES v6.21 Fossil Dispatch Limit - IL | 1017 | 7739 | Generation Constraint in GWh | FALSE | L | Annual | Allowances Banked | GWh | 0 | 0 | 0 | 0 | 0 | 0 | 0
RPS-CES v6.21 Fossil Dispatch Limit - IL | 1017 | 7739 | Generation Constraint in GWh | FALSE | L | Annual | Allowances Withdrawn (1:1) | GWh | 0 | 0 | 0 | 0 | 0 | 0 | 0
RPS-CES v6.21 Fossil Dispatch Limit - IL | 1017 | 7739 | Generation Constraint in GWh | FALSE | L | Annual | Allowances Withdrawn (n:1) | GWh | 0 | 0 | 0 | 0 | 0 | 0 | 0
RPS-CES v6.21 Fossil Dispatch Limit - IL | 1017 | 7739 | Generation Constraint in GWh | FALSE | L | Annual | Net Emissions Allowance Position | GWh | 0 | 0 | 0 | 18749.6053 | 45.9722 | 145.7801 | 146.6354
RPS-CES v6.21 Fossil Dispatch Limit - IL | 1017 | 7739 | Generation Constraint in GWh | FALSE | L | Annual | Constraint Shadow Price | US2022$/MWh | 0 | 0 | 0 | 0 | 0 | 0 | 0
RPS-CES v6.21 Fossil Dispatch Limit - OR | 1018 | 7740 | Generation Constraint in GWh | FALSE | L | Annual | Seasons Included | Seasons | Winter, Spring, Summer, Fall | Winter, Spring, Summer, Fall | Winter, Spring, Summer, Fall | Winter, Spring, Summer, Fall | Winter, Spring, Summer, Fall | Winter, Spring, Summer, Fall | Winter, Spring, Summer, Fall
RPS-CES v6.21 Fossil Dispatch Limit - OR | 1018 | 7740 | Generation Constraint in GWh | FALSE | L | Annual | Standard GWh | GWh | 0 | 0 | 0 | 7855.7621 | 8694.2548 | 9512.1716 | 10316.6733
RPS-CES v6.21 Fossil Dispatch Limit - OR | 1018 | 7740 | Generation Constraint in GWh | FALSE | L | Annual | Emissions at Affected Plants | GWh | 16872.7569 | 3803.6775 | 1880.1547 | 0 | 0 | 0 | 0
RPS-CES v6.21 Fossil Dispatch Limit - OR | 1018 | 7740 | Generation Constraint in GWh | FALSE | L | Annual | Allowances Purchased | GWh | 0 | 0 | 0 | 0 | 0 | 0 | 0
RPS-CES v6.21 Fossil Dispatch Limit - OR | 1018 | 7740 | Generation Constraint in GWh | FALSE | L | Annual | Allowances Sold | GWh | 0 | 0 | 0 | 0 | 0 | 0 | 0
RPS-CES v6.21 Fossil Dispatch Limit - OR | 1018 | 7740 | Generation Constraint in GWh | FALSE | L | Annual | Allowances Banked | GWh | 0 | 0 | 0 | 0 | 0 | 0 | 0
RPS-CES v6.21 Fossil Dispatch Limit - OR | 1018 | 7740 | Generation Constraint in GWh | FALSE | L | Annual | Allowances Withdrawn (1:1) | GWh | 0 | 0 | 0 | 0 | 0 | 0 | 0
RPS-CES v6.21 Fossil Dispatch Limit - OR | 1018 | 7740 | Generation Constraint in GWh | FALSE | L | Annual | Allowances Withdrawn (n:1) | GWh | 0 | 0 | 0 | 0 | 0 | 0 | 0
RPS-CES v6.21 Fossil Dispatch Limit - OR | 1018 | 7740 | Generation Constraint in GWh | FALSE | L | Annual | Net Emissions Allowance Position | GWh | 16872.7569 | 3803.6775 | 1880.1547 | 0 | 0 | 0 | 0
RPS-CES v6.21 Fossil Dispatch Limit - OR | 1018 | 7740 | Generation Constraint in GWh | FALSE | L | Annual | Constraint Shadow Price | US2022$/MWh | 0 | 0 | 0 | 0 | 0 | 0 | 0
Texas BART FIP v6.17 | 1019 | 7538 | Rate Constraint in MTons | FALSE | L | Annual | Seasons Included | Seasons | Winter, Spring, Summer, Fall | Winter, Spring, Summer, Fall | Winter, Spring, Summer, Fall | Winter, Spring, Summer, Fall | Winter, Spring, Summer, Fall | Winter, Spring, Summer, Fall | Winter, Spring, Summer, Fall
Texas BART FIP v6.17 | 1019 | 7538 | Rate Constraint in MTons | FALSE | L | Annual | Standard SO2 | Thousand Tons | 248.393 | 248.393 | 248.393 | 248.393 | 248.393 | 248.393 | 248.393
Texas BART FIP v6.17 | 1019 | 7538 | Rate Constraint in MTons | FALSE | L | Annual | Emissions at Affected Plants SO2 | Thousand Tons | 3.1914 | 0 | 0 | 0 | 0 | 0 | 0
Texas BART FIP v6.17 | 1019 | 7538 | Rate Constraint in MTons | FALSE | L | Annual | Allowances Purchased SO2 | Thousand Tons | 0 | 0 | 0 | 0 | 0 | 0 | 0
Texas BART FIP v6.17 | 1019 | 7538 | Rate Constraint in MTons | FALSE | L | Annual | Allowances Sold SO2 | Thousand Tons | 0 | 0 | 0 | 0 | 0 | 0 | 0
Texas BART FIP v6.17 | 1019 | 7538 | Rate Constraint in MTons | FALSE | L | Annual | Allowances Banked | Thousand Tons | 0 | 0 | 0 | 0 | 0 | 0 | 0
Texas BART FIP v6.17 | 1019 | 7538 | Rate Constraint in MTons | FALSE | L | Annual | Allowances Withdrawn (1:1) | Thousand Tons | 0 | 0 | 0 | 0 | 0 | 0 | 0
Texas BART FIP v6.17 | 1019 | 7538 | Rate Constraint in MTons | FALSE | L | Annual | Allowances Withdrawn (n:1) | Thousand Tons | 0 | 0 | 0 | 0 | 0 | 0 | 0
Texas BART FIP v6.17 | 1019 | 7538 | Rate Constraint in MTons | FALSE | L | Annual | Net Emissions Allowance Position | Thousand Tons | 3.1914 | 0 | 0 | 0 | 0 | 0 | 0
Texas BART FIP v6.17 | 1019 | 7538 | Rate Constraint in MTons | FALSE | L | Annual | Fuel Consumed | TBtu | 108.9341 | 96.5969 | 79.8054 | 56.4609 | 34.1353 | 56.3525 | 59.7396
Texas BART FIP v6.17 | 1019 | 7538 | Rate Constraint in MTons | FALSE | L | Annual | Rate | lb/MMBtu | 0.058593 | 0 | 0 | 0 | 0 | 0 | 0
Texas BART FIP v6.17 | 1019 | 7538 | Rate Constraint in MTons | FALSE | L | Annual | Generation | TWh | 15.7639 | 14.567 | 12.3007 | 15.0249 | 9.5842 | 14.0264 | 14.7616
Texas BART FIP v6.17 | 1019 | 7538 | Rate Constraint in MTons | FALSE | L | Annual | Qualifying Generation | TWh | 15.7639 | 14.567 | 12.0306 | 7.7622 | 4.5328 | 7.7985 | 8.1592
Texas BART FIP v6.17 | 1019 | 7538 | Rate Constraint in MTons | FALSE | L | Annual | Rate | lb/MWh | 0.4049 | 0 | 0 | 0 | 0 | 0 | 0
Texas BART FIP v6.17 | 1019 | 7538 | Rate Constraint in MTons | FALSE | L | Annual | Constraint Shadow Price | US2022$/Ton | 0 | 0 | 0 | 0 | 0 | 0 | 0
Texas East - NOX Cap Annual v3.1 | 1020 | 7358 | Rate Constraint in MTons | FALSE | L | Annual | Seasons Included | Seasons | Winter, Spring, Summer, Fall | Winter, Spring, Summer, Fall | Winter, Spring, Summer, Fall | Winter, Spring, Summer, Fall | Winter, Spring, Summer, Fall | Winter, Spring, Summer, Fall | Winter, Spring, Summer, Fall
Texas East - NOX Cap Annual v3.1 | 1020 | 7358 | Rate Constraint in MTons | FALSE | L | Annual | Standard NOX | Thousand Tons | 84.5 | 84.5 | 84.5 | 84.5 | 84.5 | 84.5 | 84.5
Texas East - NOX Cap Annual v3.1 | 1020 | 7358 | Rate Constraint in MTons | FALSE | L | Annual | Emissions at Affected Plants NOX | Thousand Tons | 0.45167 | 0.45167 | 0.35365 | 0.34606 | 0.34108 | 0.34935 | 0.35055
Texas East - NOX Cap Annual v3.1 | 1020 | 7358 | Rate Constraint in MTons | FALSE | L | Annual | Allowances Purchased NOX | Thousand Tons | 0 | 0 | 0 | 0 | 0 | 0 | 0
Texas East - NOX Cap Annual v3.1 | 1020 | 7358 | Rate Constraint in MTons | FALSE | L | Annual | Allowances Sold NOX | Thousand Tons | 0 | 0 | 0 | 0 | 0 | 0 | 0
Texas East - NOX Cap Annual v3.1 | 1020 | 7358 | Rate Constraint in MTons | FALSE | L | Annual | Allowances Banked | Thousand Tons | 0 | 0 | 0 | 0 | 70.4167 | 0 | 0
Texas East - NOX Cap Annual v3.1 | 1020 | 7358 | Rate Constraint in MTons | FALSE | L | Annual | Allowances Withdrawn (1:1) | Thousand Tons | 0 | 0 | 0 | 0 | 0 | -84.5 | 0
Texas East - NOX Cap Annual v3.1 | 1020 | 7358 | Rate Constraint in MTons | FALSE | L | Annual | Allowances Withdrawn (n:1) | Thousand Tons | 0 | 0 | 0 | 0 | 0 | 0 | 0
Texas East - NOX Cap Annual v3.1 | 1020 | 7358 | Rate Constraint in MTons | FALSE | L | Annual | Net Emissions Allowance Position | Thousand Tons | 0.45167 | 0.45167 | 0.35365 | 0.34606 | 70.7577 | -84.1506 | 0.35055
Texas East - NOX Cap Annual v3.1 | 1020 | 7358 | Rate Constraint in MTons | FALSE | L | Annual | Fuel Consumed | TBtu | 14.3258 | 14.3258 | 8.5909 | 8.3047 | 8.1199 | 8.4269 | 8.4713
Texas East - NOX Cap Annual v3.1 | 1020 | 7358 | Rate Constraint in MTons | FALSE | L | Annual | Rate | lb/MMBtu | 0.063058 | 0.063058 | 0.082332 | 0.08334 | 0.08401 | 0.082913 | 0.082762
Texas East - NOX Cap Annual v3.1 | 1020 | 7358 | Rate Constraint in MTons | FALSE | L | Annual | Generation | TWh | 1.2573 | 1.2573 | 0.7428 | 0.69112 | 0.65753 | 0.71335 | 0.72142
Texas East - NOX Cap Annual v3.1 | 1020 | 7358 | Rate Constraint in MTons | FALSE | L | Annual | Qualifying Generation | TWh | 1.2573 | 1.2573 | 0.7428 | 0.69112 | 0.65753 | 0.71335 | 0.72142
Texas East - NOX Cap Annual v3.1 | 1020 | 7358 | Rate Constraint in MTons | FALSE | L | Annual | Rate | lb/MWh | 0.71846 | 0.71846 | 0.95222 | 1.0014 | 1.0375 | 0.97947 | 0.97183
Texas East - NOX Cap Annual v3.1 | 1020 | 7358 | Rate Constraint in MTons | FALSE | L | Annual | Constraint Shadow Price | US2022$/Ton | 0 | 0 | 0 | 0 | 0 | 0 | 0
Texas East - SO2 Cap Annual v3.1 | 1021 | 7359 | Rate Constraint in MTons | FALSE | L | Annual | Seasons Included | Seasons | Winter, Spring, Summer, Fall | Winter, Spring, Summer, Fall | Winter, Spring, Summer, Fall | Winter, Spring, Summer, Fall | Winter, Spring, Summer, Fall | Winter, Spring, Summer, Fall | Winter, Spring, Summer, Fall
Texas East - SO2 Cap Annual v3.1 | 1021 | 7359 | Rate Constraint in MTons | FALSE | L | Annual | Standard SO2 | Thousand Tons | 273.95 | 273.95 | 273.95 | 273.95 | 273.95 | 273.95 | 273.95
Texas East - SO2 Cap Annual v3.1 | 1021 | 7359 | Rate Constraint in MTons | FALSE | L | Annual | Emissions at Affected Plants SO2 | Thousand Tons | 0 | 0 | 0 | 0 | 0 | 0 | 0
Texas East - SO2 Cap Annual v3.1 | 1021 | 7359 | Rate Constraint in MTons | FALSE | L | Annual | Allowances Purchased SO2 | Thousand Tons | 0 | 0 | 0 | 0 | 0 | 0 | 0
Texas East - SO2 Cap Annual v3.1 | 1021 | 7359 | Rate Constraint in MTons | FALSE | L | Annual | Allowances Sold SO2 | Thousand Tons | 0 | 0 | 0 | 0 | 0 | 0 | 0
Texas East - SO2 Cap Annual v3.1 | 1021 | 7359 | Rate Constraint in MTons | FALSE | L | Annual | Allowances Banked | Thousand Tons | 273.95 | 273.95 | 456.5833 | 547.9 | 547.9 | 547.9 | 0
Texas East - SO2 Cap Annual v3.1 | 1021 | 7359 | Rate Constraint in MTons | FALSE | L | Annual | Allowances Withdrawn (1:1) | Thousand Tons | 0 | 0 | -182.6333 | -273.95 | -273.95 | -273.95 | 0
Texas East - SO2 Cap Annual v3.1 | 1021 | 7359 | Rate Constraint in MTons | FALSE | L | Annual | Allowances Withdrawn (n:1) | Thousand Tons | 0 | 0 | 0 | 0 | 0 | 0 | 0
Texas East - SO2 Cap Annual v3.1 | 1021 | 7359 | Rate Constraint in MTons | FALSE | L | Annual | Net Emissions Allowance Position | Thousand Tons | 273.95 | 273.95 | 273.95 | 273.95 | 273.95 | 273.95 | 0
Texas East - SO2 Cap Annual v3.1 | 1021 | 7359 | Rate Constraint in MTons | FALSE | L | Annual | Fuel Consumed | TBtu | 14.3258 | 14.3258 | 8.5909 | 8.3047 | 8.1199 | 8.4269 | 8.4713
Texas East - SO2 Cap Annual v3.1 | 1021 | 7359 | Rate Constraint in MTons | FALSE | L | Annual | Rate | lb/MMBtu | 0 | 0 | 0 | 0 | 0 | 0 | 0
Texas East - SO2 Cap Annual v3.1 | 1021 | 7359 | Rate Constraint in MTons | FALSE | L | Annual | Generation | TWh | 1.2573 | 1.2573 | 0.7428 | 0.69112 | 0.65753 | 0.71335 | 0.72142
Texas East - SO2 Cap Annual v3.1 | 1021 | 7359 | Rate Constraint in MTons | FALSE | L | Annual | Qualifying Generation | TWh | 1.2573 | 1.2573 | 0.7428 | 0.69112 | 0.65753 | 0.71335 | 0.72142
Texas East - SO2 Cap Annual v3.1 | 1021 | 7359 | Rate Constraint in MTons | FALSE | L | Annual | Rate | lb/MWh | 0 | 0 | 0 | 0 | 0 | 0 | 0
Texas East - SO2 Cap Annual v3.1 | 1021 | 7359 | Rate Constraint in MTons | FALSE | L | Annual | Constraint Shadow Price | US2022$/Ton | 0 | 0 | 0 | 0 | 0 | 0 | 0
Texas El Paso - NOX Cap Annual v3.1 | 1022 | 7361 | Rate Constraint in MTons | FALSE | L | Annual | Seasons Included | Seasons | Winter, Spring, Summer, Fall | Winter, Spring, Summer, Fall | Winter, Spring, Summer, Fall | Winter, Spring, Summer, Fall | Winter, Spring, Summer, Fall | Winter, Spring, Summer, Fall | Winter, Spring, Summer, Fall
Texas El Paso - NOX Cap Annual v3.1 | 1022 | 7361 | Rate Constraint in MTons | FALSE | L | Annual | Standard NOX | Thousand Tons | 1.06 | 1.06 | 1.06 | 1.06 | 1.06 | 1.06 | 1.06
Texas El Paso - NOX Cap Annual v3.1 | 1022 | 7361 | Rate Constraint in MTons | FALSE | L | Annual | Emissions at Affected Plants NOX | Thousand Tons | 0.020163 | 0.016855 | 0 | 0 | 0 | 0 | 0
Texas El Paso - NOX Cap Annual v3.1 | 1022 | 7361 | Rate Constraint in MTons | FALSE | L | Annual | Allowances Purchased NOX | Thousand Tons | 0 | 0 | 0 | 0 | 0 | 0 | 0
Texas El Paso - NOX Cap Annual v3.1 | 1022 | 7361 | Rate Constraint in MTons | FALSE | L | Annual | Allowances Sold NOX | Thousand Tons | 0 | 0 | 0 | 0 | 0 | 0 | 0
Texas El Paso - NOX Cap Annual v3.1 | 1022 | 7361 | Rate Constraint in MTons | FALSE | L | Annual | Allowances Banked | Thousand Tons | 0 | 1.0431 | 0.35895 | 1.59 | 0.88333 | 1.484 | 0
Texas El Paso - NOX Cap Annual v3.1 | 1022 | 7361 | Rate Constraint in MTons | FALSE | L | Annual | Allowances Withdrawn (1:1) | Thousand Tons | 0 | 0 | 0 | -1.06 | -1.06 | -1.06 | -1.06
Texas El Paso - NOX Cap Annual v3.1 | 1022 | 7361 | Rate Constraint in MTons | FALSE | L | Annual | Allowances Withdrawn (n:1) | Thousand Tons | 0 | 0 | 0 | 0 | 0 | 0 | 0
Texas El Paso - NOX Cap Annual v3.1 | 1022 | 7361 | Rate Constraint in MTons | FALSE | L | Annual | Net Emissions Allowance Position | Thousand Tons | 0.020163 | 1.06 | 0.35895 | 0.53 | -0.17667 | 0.424 | -1.06
Texas El Paso - NOX Cap Annual v3.1 | 1022 | 7361 | Rate Constraint in MTons | FALSE | L | Annual | Fuel Consumed | TBtu | 0.24998 | 0.21231 | 0 | 0 | 0 | 0 | 0
Texas El Paso - NOX Cap Annual v3.1 | 1022 | 7361 | Rate Constraint in MTons | FALSE | L | Annual | Rate | lb/MMBtu | 0.16132 | 0.15878 | 0 | 0 | 0 | 0 | 0
Texas El Paso - NOX Cap Annual v3.1 | 1022 | 7361 | Rate Constraint in MTons | FALSE | L | Annual | Generation | TWh | 0.022285 | 0.018156 | 0 | 0 | 0 | 0 | 0
Texas El Paso - NOX Cap Annual v3.1 | 1022 | 7361 | Rate Constraint in MTons | FALSE | L | Annual | Qualifying Generation | TWh | 0.022285 | 0.018156 | 0 | 0 | 0 | 0 | 0
Texas El Paso - NOX Cap Annual v3.1 | 1022 | 7361 | Rate Constraint in MTons | FALSE | L | Annual | Rate | lb/MWh | 1.8095 | 1.8567 | 0 | 0 | 0 | 0 | 0
Texas El Paso - NOX Cap Annual v3.1 | 1022 | 7361 | Rate Constraint in MTons | FALSE | L | Annual | Constraint Shadow Price | US2022$/Ton | 0 | 0 | 0 | 0 | 0 | 0 | 0
Texas Houston - NOX Cap Annual v3.1 | 1023 | 7362 | Rate Constraint in MTons | FALSE | L | Annual | Seasons Included | Seasons | Winter, Spring, Summer, Fall | Winter, Spring, Summer, Fall | Winter, Spring, Summer, Fall | Winter, Spring, Summer, Fall | Winter, Spring, Summer, Fall | Winter, Spring, Summer, Fall | Winter, Spring, Summer, Fall
Texas Houston - NOX Cap Annual v3.1 | 1023 | 7362 | Rate Constraint in MTons | FALSE | L | Annual | Standard NOX | Thousand Tons | 17.57 | 17.57 | 17.57 | 17.57 | 17.57 | 17.57 | 17.57
Texas Houston - NOX Cap Annual v3.1 | 1023 | 7362 | Rate Constraint in MTons | FALSE | L | Annual | Emissions at Affected Plants NOX | Thousand Tons | 4.7043 | 4.5652 | 4.5076 | 2.1269 | 0.25405 | 1.7512 | 2.2471
Texas Houston - NOX Cap Annual v3.1 | 1023 | 7362 | Rate Constraint in MTons | FALSE | L | Annual | Allowances Purchased NOX | Thousand Tons | 0 | 0 | 0 | 0 | 0 | 0 | 0
Texas Houston - NOX Cap Annual v3.1 | 1023 | 7362 | Rate Constraint in MTons | FALSE | L | Annual | Allowances Sold NOX | Thousand Tons | 0 | 0 | 0 | 0 | 0 | 0 | 0
Texas Houston - NOX Cap Annual v3.1 | 1023 | 7362 | Rate Constraint in MTons | FALSE | L | Annual | Allowances Banked | Thousand Tons | 0 | 0 | 0 | 0 | 0 | 0 | 0
Texas Houston - NOX Cap Annual v3.1 | 1023 | 7362 | Rate Constraint in MTons | FALSE | L | Annual | Allowances Withdrawn (1:1) | Thousand Tons | 0 | 0 | 0 | 0 | 0 | 0 | 0
Texas Houston - NOX Cap Annual v3.1 | 1023 | 7362 | Rate Constraint in MTons | FALSE | L | Annual | Allowances Withdrawn (n:1) | Thousand Tons | 0 | 0 | 0 | 0 | 0 | 0 | 0
Texas Houston - NOX Cap Annual v3.1 | 1023 | 7362 | Rate Constraint in MTons | FALSE | L | Annual | Net Emissions Allowance Position | Thousand Tons | 4.7043 | 4.5652 | 4.5076 | 2.1269 | 0.25405 | 1.7512 | 2.2471
Texas Houston - NOX Cap Annual v3.1 | 1023 | 7362 | Rate Constraint in MTons | FALSE | L | Annual | Fuel Consumed | TBtu | 351.6938 | 349.2117 | 337.3074 | 134.3778 | 29.5441 | 134.9687 | 151.7975
Texas Houston - NOX Cap Annual v3.1 | 1023 | 7362 | Rate Constraint in MTons | FALSE | L | Annual | Rate | lb/MMBtu | 0.026753 | 0.026146 | 0.026727 | 0.031656 | 0.017198 | 0.025949 | 0.029607
Texas Houston - NOX Cap Annual v3.1 | 1023 | 7362 | Rate Constraint in MTons | FALSE | L | Annual | Generation | TWh | 55.6544 | 54.9143 | 50.4361 | 17.8548 | 4.5527 | 22.4001 | 25.24
Texas Houston - NOX Cap Annual v3.1 | 1023 | 7362 | Rate Constraint in MTons | FALSE | L | Annual | Qualifying Generation | TWh | 55.6544 | 54.9143 | 50.4361 | 17.8548 | 4.5527 | 22.4001 | 25.24
Texas Houston - NOX Cap Annual v3.1 | 1023 | 7362 | Rate Constraint in MTons | FALSE | L | Annual | Rate | lb/MWh | 0.16906 | 0.16627 | 0.17874 | 0.23825 | 0.1116 | 0.15635 | 0.17806
Texas Houston - NOX Cap Annual v3.1 | 1023 | 7362 | Rate Constraint in MTons | FALSE | L | Annual | Constraint Shadow Price | US2022$/Ton | 0 | 0 | 0 | 0 | 0 | 0 | 0
Texas West - NOX Cap Annual v3.1 | 1024 | 7360 | Rate Constraint in MTons | FALSE | L | Annual | Seasons Included | Seasons | Winter, Spring, Summer, Fall | Winter, Spring, Summer, Fall | Winter, Spring, Summer, Fall | Winter, Spring, Summer, Fall | Winter, Spring, Summer, Fall | Winter, Spring, Summer, Fall | Winter, Spring, Summer, Fall
Texas West - NOX Cap Annual v3.1 | 1024 | 7360 | Rate Constraint in MTons | FALSE | L | Annual | Standard NOX | Thousand Tons | 18.1 | 18.1 | 18.1 | 18.1 | 18.1 | 18.1 | 18.1
Texas West - NOX Cap Annual v3.1 | 1024 | 7360 | Rate Constraint in MTons | FALSE | L | Annual | Emissions at Affected Plants NOX | Thousand Tons | 0.19224 | 0.19241 | 0.1919 | 0.1919 | 0.1919 | 0.1919 | 0.1919
Texas West - NOX Cap Annual v3.1 | 1024 | 7360 | Rate Constraint in MTons | FALSE | L | Annual | Allowances Purchased NOX | Thousand Tons | 0 | 0 | 0 | 0 | 0 | 0 | 0
Texas West - NOX Cap Annual v3.1 | 1024 | 7360 | Rate Constraint in MTons | FALSE | L | Annual | Allowances Sold NOX | Thousand Tons | 0 | 0 | 0 | 0 | 0 | 0 | 0
Texas West - NOX Cap Annual v3.1 | 1024 | 7360 | Rate Constraint in MTons | FALSE | L | Annual | Allowances Banked | Thousand Tons | 0 | 0 | 6.3532 | 17.9081 | 36.0081 | 0 | 0
Texas West - NOX Cap Annual v3.1 | 1024 | 7360 | Rate Constraint in MTons | FALSE | L | Annual | Allowances Withdrawn (1:1) | Thousand Tons | 0 | 0 | 0 | 0 | -18.1 | -18.1 | -18.1
Texas West - NOX Cap Annual v3.1 | 1024 | 7360 | Rate Constraint in MTons | FALSE | L | Annual | Allowances Withdrawn (n:1) | Thousand Tons | 0 | 0 | 0 | 0 | 0 | 0 | 0
Texas West - NOX Cap Annual v3.1 | 1024 | 7360 | Rate Constraint in MTons | FALSE | L | Annual | Net Emissions Allowance Position | Thousand Tons | 0.19224 | 0.19241 | 6.5451 | 18.1 | 18.1 | -17.9081 | -17.9081
Texas West - NOX Cap Annual v3.1 | 1024 | 7360 | Rate Constraint in MTons | FALSE | L | Annual | Fuel Consumed | TBtu | 1.4799 | 1.4899 | 1.4596 | 1.4596 | 1.4596 | 1.4596 | 1.4596
Texas West - NOX Cap Annual v3.1 | 1024 | 7360 | Rate Constraint in MTons | FALSE | L | Annual | Rate | lb/MMBtu | 0.2598 | 0.25828 | 0.26294 | 0.26294 | 0.26294 | 0.26294 | 0.26294
Texas West - NOX Cap Annual v3.1 | 1024 | 7360 | Rate Constraint in MTons | FALSE | L | Annual | Generation | TWh | 0.12385 | 0.12488 | 0.12176 | 0.12176 | 0.12176 | 0.12176 | 0.12176
Texas West - NOX Cap Annual v3.1 | 1024 | 7360 | Rate Constraint in MTons | FALSE | L | Annual | Qualifying Generation | TWh | 0.12385 | 0.12488 | 0.12176 | 0.12176 | 0.12176 | 0.12176 | 0.12176
Texas West - NOX Cap Annual v3.1 | 1024 | 7360 | Rate Constraint in MTons | FALSE | L | Annual | Rate | lb/MWh | 3.1043 | 3.0815 | 3.1519 | 3.1519 | 3.1519 | 3.1519 | 3.1519
Texas West - NOX Cap Annual v3.1 | 1024 | 7360 | Rate Constraint in MTons | FALSE | L | Annual | Constraint Shadow Price | US2022$/Ton | 0 | 0 | 0 | 0 | 0 | 0 | 0
Unit Comanche 3 - NOX Rate Annual v3.1, Unit 2559 and retrofits | 1025 | 7267 | Rate Constraint in lbs/MMBtu | FALSE | L | Annual | Seasons Included | Seasons | Winter, Spring, Summer, Fall | Winter, Spring, Summer, Fall | Winter, Spring, Summer, Fall | Winter, Spring, Summer, Fall | Winter, Spring, Summer, Fall | Winter, Spring, Summer, Fall | Winter, Spring, Summer, Fall
Unit Comanche 3 - NOX Rate Annual v3.1, Unit 2559 and retrofits | 1025 | 7267 | Rate Constraint in lbs/MMBtu | FALSE | L | Annual | Standard NOX | lb/MMBtu | 0.08 | 0.08 | 0.08 | 0.08 | 0.08 | 0.08 | 0.08
Unit Comanche 3 - NOX Rate Annual v3.1, Unit 2559 and retrofits | 1025 | 7267 | Rate Constraint in lbs/MMBtu | FALSE | L | Annual | Emissions at Affected Plants NOX | Thousand Tons | 0.9146 | 0.22666 | 0 | 0 | 0 | 0 | 0
Unit Comanche 3 - NOX Rate Annual v3.1, Unit 2559 and retrofits | 1025 | 7267 | Rate Constraint in lbs/MMBtu | FALSE | L | Annual | Allowances Purchased NOX | Thousand Tons | 0 | 0 | 0 | 0 | 0 | 0 | 0
Unit Comanche 3 - NOX Rate Annual v3.1, Unit 2559 and retrofits | 1025 | 7267 | Rate Constraint in lbs/MMBtu | FALSE | L | Annual | Allowances Sold NOX | Thousand Tons | 0 | 0 | 0 | 0 | 0 | 0 | 0
Unit Comanche 3 - NOX Rate Annual v3.1, Unit 2559 and retrofits | 1025 | 7267 | Rate Constraint in lbs/MMBtu | FALSE | L | Annual | Allowances Banked | Thousand Tons | 0 | 0 | 0 | 0 | 0 | 0 | 0
Unit Comanche 3 - NOX Rate Annual v3.1, Unit 2559 and retrofits | 1025 | 7267 | Rate Constraint in lbs/MMBtu | FALSE | L | Annual | Allowances Withdrawn (1:1) | Thousand Tons | 0 | 0 | 0 | 0 | 0 | 0 | 0
Unit Comanche 3 - NOX Rate Annual v3.1, Unit 2559 and retrofits | 1025 | 7267 | Rate Constraint in lbs/MMBtu | FALSE | L | Annual | Allowances Withdrawn (n:1) | Thousand Tons | 0 | 0 | 0 | 0 | 0 | 0 | 0
Unit Comanche 3 - NOX Rate Annual v3.1, Unit 2559 and retrofits | 1025 | 7267 | Rate Constraint in lbs/MMBtu | FALSE | L | Annual | Net Emissions Allowance Position | Thousand Tons | 0.9146 | 0.22666 | 0 | 0 | 0 | 0 | 0
Unit Comanche 3 - NOX Rate Annual v3.1, Unit 2559 and retrofits | 1025 | 7267 | Rate Constraint in lbs/MMBtu | FALSE | L | Annual | Fuel Consumed | TBtu | 27.7278 | 6.8716 | 0 | 0 | 0 | 0 | 0
Unit Comanche 3 - NOX Rate Annual v3.1, Unit 2559 and retrofits | 1025 | 7267 | Rate Constraint in lbs/MMBtu | FALSE | L | Annual | Rate | lb/MMBtu | 0.06597 | 0.06597 | 0 | 0 | 0 | 0 | 0
Unit Comanche 3 - NOX Rate Annual v3.1, Unit 2559 and retrofits | 1025 | 7267 | Rate Constraint in lbs/MMBtu | FALSE | L | Annual | Generation | TWh | 2.6511 | 0.657 | 0 | 0 | 0 | 0 | 0
Unit Comanche 3 - NOX Rate Annual v3.1, Unit 2559 and retrofits | 1025 | 7267 | Rate Constraint in lbs/MMBtu | FALSE | L | Annual | Qualifying Generation | TWh | 2.6511 | 0.657 | 0 | 0 | 0 | 0 | 0
Unit Comanche 3 - NOX Rate Annual v3.1, Unit 2559 and retrofits | 1025 | 7267 | Rate Constraint in lbs/MMBtu | FALSE | L | Annual | Rate | lb/MWh | 0.68998 | 0.68998 | 0 | 0 | 0 | 0 | 0
Unit Comanche 3 - NOX Rate Annual v3.1, Unit 2559 and retrofits | 1025 | 7267 | Rate Constraint in lbs/MMBtu | FALSE | L | Annual | Constraint Shadow Price | US2022$/Ton | 0 | 0 | 0 | 0 | 0 | 0 | 0
Unit Comanche 3 - SO2 Rate Annual v3.1, Unit 2559 and retrofits | 1026 | 7265 | Rate Constraint in lbs/MMBtu | FALSE | L | Annual | Seasons Included | Seasons | Winter, Spring, Summer, Fall | Winter, Spring, Summer, Fall | Winter, Spring, Summer, Fall | Winter, Spring, Summer, Fall | Winter, Spring, Summer, Fall | Winter, Spring, Summer, Fall | Winter, Spring, Summer, Fall
Unit Comanche 3 - SO2 Rate Annual v3.1, Unit 2559 and retrofits | 1026 | 7265 | Rate Constraint in lbs/MMBtu | FALSE | L | Annual | Standard SO2 | lb/MMBtu | 0.1 | 0.1 | 0.1 | 0.1 | 0.1 | 0.1 | 0.1
Unit Comanche 3 - SO2 Rate Annual v3.1, Unit 2559 and retrofits | 1026 | 7265 | Rate Constraint in lbs/MMBtu | FALSE | L | Annual | Emissions at Affected Plants SO2 | Thousand Tons | 1.1091 | 0.27486 | 0 | 0 | 0 | 0 | 0
Unit Comanche 3 - SO2 Rate Annual v3.1, Unit 2559 and retrofits | 1026 | 7265 | Rate Constraint in lbs/MMBtu | FALSE | L | Annual | Allowances Purchased SO2 | Thousand Tons | 0 | 0 | 0 | 0 | 0 | 0 | 0
Unit Comanche 3 - SO2 Rate Annual v3.1, Unit 2559 and retrofits | 1026 | 7265 | Rate Constraint in lbs/MMBtu | FALSE | L | Annual | Allowances Sold SO2 | Thousand Tons | 0 | 0 | 0 | 0 | 0 | 0 | 0
Unit Comanche 3 - SO2 Rate Annual v3.1, Unit 2559 and retrofits | 1026 | 7265 | Rate Constraint in lbs/MMBtu | FALSE | L | Annual | Allowances Banked | Thousand Tons | 0 | 0 | 0 | 0 | 0 | 0 | 0
Unit Comanche 3 - SO2 Rate Annual v3.1, Unit 2559 and retrofits | 1026 | 7265 | Rate Constraint in lbs/MMBtu | FALSE | L | Annual | Allowances Withdrawn (1:1) | Thousand Tons | 0 | 0 | 0 | 0 | 0 | 0 | 0
Unit Comanche 3 - SO2 Rate Annual v3.1, Unit 2559 and retrofits | 1026 | 7265 | Rate Constraint in lbs/MMBtu | FALSE | L | Annual | Allowances Withdrawn (n:1) | Thousand Tons | 0 | 0 | 0 | 0 | 0 | 0 | 0
Unit Comanche 3 - SO2 Rate Annual v3.1, Unit 2559 and retrofits | 1026 | 7265 | Rate Constraint in lbs/MMBtu | FALSE | L | Annual | Net Emissions Allowance Position | Thousand Tons | 1.1091 | 0.27486 | 0 | 0 | 0 | 0 | 0
Unit Comanche 3 - SO2 Rate Annual v3.1, Unit 2559 and retrofits | 1026 | 7265 | Rate Constraint in lbs/MMBtu | FALSE | L | Annual | Fuel Consumed | TBtu | 27.7278 | 6.8716 | 0 | 0 | 0 | 0 | 0
Unit Comanche 3 - SO2 Rate Annual v3.1, Unit 2559 and retrofits | 1026 | 7265 | Rate Constraint in lbs/MMBtu | FALSE | L | Annual | Rate | lb/MMBtu | 0.08 | 0.08 | 0 | 0 | 0 | 0 | 0
Unit Comanche 3 - SO2 Rate Annual v3.1, Unit 2559 and retrofits | 1026 | 7265 | Rate Constraint in lbs/MMBtu | FALSE | L | Annual | Generation | TWh | 2.6511 | 0.657 | 0 | 0 | 0 | 0 | 0
Unit Comanche 3 - SO2 Rate Annual v3.1, Unit 2559 and retrofits | 1026 | 7265 | Rate Constraint in lbs/MMBtu | FALSE | L | Annual | Qualifying Generation | TWh | 2.6511 | 0.657 | 0 | 0 | 0 | 0 | 0
Unit Comanche 3 - SO2 Rate Annual v3.1, Unit 2559 and retrofits | 1026 | 7265 | Rate Constraint in lbs/MMBtu | FALSE | L | Annual | Rate | lb/MWh | 0.83672 | 0.83672 | 0 | 0 | 0 | 0 | 0
Unit Comanche 3 - SO2 Rate Annual v3.1, Unit 2559 and retrofits | 1026 | 7265 | Rate Constraint in lbs/MMBtu | FALSE | L | Annual | Constraint Shadow Price | US2022$/Ton | 0 | 0 | 0 | 0 | 0 | 0 | 0
UT Bonanza - NOX Cap Annual v6.21 | 1027 | 7742 | Rate Constraint in MTons | FALSE | L | Annual | Seasons Included | Seasons | Winter, Spring, Summer, Fall | Winter, Spring, Summer, Fall | Winter, Spring, Summer, Fall | Winter, Spring, Summer, Fall | Winter, Spring, Summer, Fall | Winter, Spring, Summer, Fall | Winter, Spring, Summer, Fall
UT Bonanza - NOX Cap Annual v6.21 | 1027 | 7742 | Rate Constraint in MTons | FALSE | L | Annual | Standard NOX | Thousand Tons | 5.7 | 3 | 3 | 3 | 3 | 3 | 3
UT Bonanza - NOX Cap Annual v6.21 | 1027 | 7742 | Rate Constraint in MTons | FALSE | L | Annual | Emissions at Affected Plants NOX | Thousand Tons | 2.4044 | 0 | 0 | 0 | 0 | 0 | 0
UT Bonanza - NOX Cap Annual v6.21 | 1027 | 7742 | Rate Constraint in MTons | FALSE | L | Annual | Allowances Purchased NOX | Thousand Tons | 0 | 0 | 0 | 0 | 0 | 0 | 0
UT Bonanza - NOX Cap Annual v6.21 | 1027 | 7742 | Rate Constraint in MTons | FALSE | L | Annual | Allowances Sold NOX | Thousand Tons | 0 | 0 | 0 | 0 | 0 | 0 | 0
UT Bonanza - NOX Cap Annual v6.21 | 1027 | 7742 | Rate Constraint in MTons | FALSE | L | Annual | Allowances Banked | Thousand Tons | 0 | 0 | 0 | 0 | 0 | 0 | 0
UT Bonanza - NOX Cap Annual v6.21 | 1027 | 7742 | Rate Constraint in MTons | FALSE | L | Annual | Allowances Withdrawn (1:1) | Thousand Tons | 0 | 0 | 0 | 0 | 0 | 0 | 0
UT Bonanza - NOX Cap Annual v6.21 | 1027 | 7742 | Rate Constraint in MTons | FALSE | L | Annual | Allowances Withdrawn (n:1) | Thousand Tons | 0 | 0 | 0 | 0 | 0 | 0 | 0
UT Bonanza - NOX Cap Annual v6.21 | 1027 | 7742 | Rate Constraint in MTons | FALSE | L | Annual | Net Emissions Allowance Position | Thousand Tons | 2.4044 | 0 | 0 | 0 | 0 | 0 | 0
UT Bonanza - NOX Cap Annual v6.21 | 1027 | 7742 | Rate Constraint in MTons | FALSE | L | Annual | Fuel Consumed | TBtu | 18.2564 | 0 | 0 | 0 | 0 | 0 | 0
UT Bonanza - NOX Cap Annual v6.21 | 1027 | 7742 | Rate Constraint in MTons | FALSE | L | Annual | Rate | lb/MMBtu | 0.2634 | 0 | 0 | 0 | 0 | 0 | 0
UT Bonanza - NOX Cap Annual v6.21 | 1027 | 7742 | Rate Constraint in MTons | FALSE | L | Annual | Generation | TWh | 1.8287 | 0 | 0 | 0 | 0 | 0 | 0
UT Bonanza - NOX Cap Annual v6.21 | 1027 | 7742 | Rate Constraint in MTons | FALSE | L | Annual | Qualifying Generation | TWh | 1.8287 | 0 | 0 | 0 | 0 | 0 | 0
UT Bonanza - NOX Cap Annual v6.21 | 1027 | 7742 | Rate Constraint in MTons | FALSE | L | Annual | Rate | lb/MWh | 2.6295 | 0 | 0 | 0 | 0 | 0 | 0
UT Bonanza - NOX Cap Annual v6.21 | 1027 | 7742 | Rate Constraint in MTons | FALSE | L | Annual | Constraint Shadow Price | US2022$/Ton | 0 | 0 | 0 | 0 | 0 | 0 | 0
UT Hg Rule - MER Removal Annual v.4.10 | 1028 | 7363 | MACT Fuel Choice Floor in lbs/MMBtu | FALSE | L | Annual | Seasons Included | Seasons | Winter, Spring, Summer, Fall | Winter, Spring, Summer, Fall | Winter, Spring, Summer, Fall | Winter, Spring, Summer, Fall | Winter, Spring, Summer, Fall | Winter, Spring, Summer, Fall | Winter, Spring, Summer, Fall
UT Hg Rule - MER Removal Annual v.4.10 | 1028 | 7363 | MACT Fuel Choice Floor in lbs/MMBtu | FALSE | L | Annual | Emission Floor | lbs/MMBtu | 6.5e-07 | 6.5e-07 | 6.5e-07 | 6.5e-07 | 6.5e-07 | 6.5e-07 | 6.5e-07
UT Hg Rule - MER Removal Annual v.4.10 | 1028 | 7363 | MACT Fuel Choice Floor in lbs/MMBtu | FALSE | L | Annual | Emissions at Affected Plants MER | lbs | 30.8051 | 2.4638 | 0 | 0 | 0 | 0 | 0
UT Hg Rule - MER Removal Annual v.4.10 | 1028 | 7363 | MACT Fuel Choice Floor in lbs/MMBtu | FALSE | L | Annual | Allowances Purchased MER | lbs | 0 | 0 | 0 | 0 | 0 | 0 | 0
UT Hg Rule - MER Removal Annual v.4.10 | 1028 | 7363 | MACT Fuel Choice Floor in lbs/MMBtu | FALSE | L | Annual | Allowances Sold MER | lbs | 0 | 0 | 0 | 0 | 0 | 0 | 0
UT Hg Rule - MER Removal Annual v.4.10 | 1028 | 7363 | MACT Fuel Choice Floor in lbs/MMBtu | FALSE | L | Annual | Allowances Banked | lbs | 0 | 0 | 0 | 0 | 0 | 0 | 0
UT Hg Rule - MER Removal Annual v.4.10 | 1028 | 7363 | MACT Fuel Choice Floor in lbs/MMBtu | FALSE | L | Annual | Allowances Withdrawn (1:1) | lbs | 0 | 0 | 0 | 0 | 0 | 0 | 0
UT Hg Rule - MER Removal Annual v.4.10 | 1028 | 7363 | MACT Fuel Choice Floor in lbs/MMBtu | FALSE | L | Annual | Allowances Withdrawn (n:1) | lbs | 0 | 0 | 0 | 0 | 0 | 0 | 0
UT Hg Rule - MER Removal Annual v.4.10 | 1028 | 7363 | MACT Fuel Choice Floor in lbs/MMBtu | FALSE | L | Annual | Net Emissions Allowance Position | lbs | 30.8051 | 2.4638 | 0 | 0 | 0 | 0 | 0
UT Hg Rule - MER Removal Annual v.4.10 | 1028 | 7363 | MACT Fuel Choice Floor in lbs/MMBtu | FALSE | L | Annual | Fuel Consumed | TBtu | 135.603 | 4.5753 | 0 | 0 | 0 | 0 | 0
UT Hg Rule - MER Removal Annual v.4.10 | 1028 | 7363 | MACT Fuel Choice Floor in lbs/MMBtu | FALSE | L | Annual | Rate | lb/MMBtu | 2.2717e-07 | 5.385e-07 | 0 | 0 | 0 | 0 | 0
UT Hg Rule - MER Removal Annual v.4.10 | 1028 | 7363 | MACT Fuel Choice Floor in lbs/MMBtu | FALSE | L | Annual | Generation | TWh | 13.1916 | 0.37246 | 0 | 0 | 0 | 0 | 0
UT Hg Rule - MER Removal Annual v.4.10 | 1028 | 7363 | MACT Fuel Choice Floor in lbs/MMBtu | FALSE | L | Annual | Qualifying Generation | TWh | 13.1916 | 0.37246 | 0 | 0 | 0 | 0 | 0
UT Hg Rule - MER Removal Annual v.4.10 | 1028 | 7363 | MACT Fuel Choice Floor in lbs/MMBtu | FALSE | L | Annual | Constraint Shadow Price | US2022$/Lb | 0 | 0 | 0 | 0 | 0 | 0 | 0
Virginia City Hybrid Unit 1 SO2 Rate v6.20 | 1029 | 7676 | Rate Constraint in lbs/MMBtu | FALSE | L | Annual | Seasons Included | Seasons | Winter, Spring, Summer, Fall | Winter, Spring, Summer, Fall | Winter, Spring, Summer, Fall | Winter, Spring, Summer, Fall | Winter, Spring, Summer, Fall | Winter, Spring, Summer, Fall | Winter, Spring, Summer, Fall
Virginia City Hybrid Unit 1 SO2 Rate v6.20 | 1029 | 7676 | Rate Constraint in lbs/MMBtu | FALSE | L | Annual | Standard SO2 | lb/MMBtu | 0.022 | 0.022 | 0.022 | 0.022 | 0.022 | 0.022 | 0.022
Virginia City Hybrid Unit 1 SO2 Rate v6.20 | 1029 | 7676 | Rate Constraint in lbs/MMBtu | FALSE | L | Annual | Emissions at Affected Plants SO2 | Thousand Tons | 0.027237 | 0.014751 | 0.011327 | 0.011327 | 0 | 0 | 0
Virginia City Hybrid Unit 1 SO2 Rate v6.20 | 1029 | 7676 | Rate Constraint in lbs/MMBtu | FALSE | L | Annual | Allowances Purchased SO2 | Thousand Tons | 0 | 0 | 0 | 0 | 0 | 0 | 0
Virginia City Hybrid Unit 1 SO2 Rate v6.20 | 1029 | 7676 | Rate Constraint in lbs/MMBtu | FALSE | L | Annual | Allowances Sold SO2 | Thousand Tons | 0 | 0 | 0 | 0 | 0 | 0 | 0
Virginia City Hybrid Unit 1 SO2 Rate v6.20 | 1029 | 7676 | Rate Constraint in lbs/MMBtu | FALSE | L | Annual | Allowances Banked | Thousand Tons | 0 | 0 | 0 | 0 | 0 | 0 | 0
Virginia City Hybrid Unit 1 SO2 Rate v6.20 | 1029 | 7676 | Rate Constraint in lbs/MMBtu | FALSE | L | Annual | Allowances Withdrawn (1:1) | Thousand Tons | 0 | 0 | 0 | 0 | 0 | 0 | 0
Virginia City Hybrid Unit 1 SO2 Rate v6.20 | 1029 | 7676 | Rate Constraint in lbs/MMBtu | FALSE | L | Annual | Allowances Withdrawn (n:1) | Thousand Tons | 0 | 0 | 0 | 0 | 0 | 0 | 0
Virginia City Hybrid Unit 1 SO2 Rate v6.20 | 1029 | 7676 | Rate Constraint in lbs/MMBtu | FALSE | L | Annual | Net Emissions Allowance Position | Thousand Tons | 0.027237 | 0.014751 | 0.011327 | 0.011327 | 0 | 0 | 0
Virginia City Hybrid Unit 1 SO2 Rate v6.20 | 1029 | 7676 | Rate Constraint in lbs/MMBtu | FALSE | L | Annual | Fuel Consumed | TBtu | 18.9388 | 10.2573 | 7.8761 | 7.8761 | 0 | 0 | 0
Virginia City Hybrid Unit 1 SO2 Rate v6.20 | 1029 | 7676 | Rate Constraint in lbs/MMBtu | FALSE | L | Annual | Rate | lb/MMBtu | 0.0028763 | 0.0028763 | 0.0028763 | 0.0028763 | 0 | 0 | 0
Virginia City Hybrid Unit 1 SO2 Rate v6.20 | 1029 | 7676 | Rate Constraint in lbs/MMBtu | FALSE | L | Annual | Generation | TWh | 1.9047 | 1.0316 | 0.54894 | 0.54894 | 0 | 0 | 0
Virginia City Hybrid Unit 1 SO2 Rate v6.20 | 1029 | 7676 | Rate Constraint in lbs/MMBtu | FALSE | L | Annual | Qualifying Generation | TWh | 1.9047 | 1.0316 | 0.54894 | 0.54894 | 0 | 0 | 0
Virginia City Hybrid Unit 1 SO2 Rate v6.20 | 1029 | 7676 | Rate Constraint in lbs/MMBtu | FALSE | L | Annual | Rate | lb/MWh | 0.028599 | 0.028599 | 0.041269 | 0.041269 | 0 | 0 | 0
Virginia City Hybrid Unit 1 SO2 Rate v6.20 | 1029 | 7676 | Rate Constraint in lbs/MMBtu | FALSE | L | Annual | Constraint Shadow Price | US2022$/Ton | 0 | 0 | 0 | 0 | 0 | 0 | 0
Virginia City Hybrid Unit 2 SO2 Rate v6.20 | 1030 | 7677 | Rate Constraint in lbs/MMBtu | FALSE | L | Annual | Seasons Included | Seasons | Winter, Spring, Summer, Fall | Winter, Spring, Summer, Fall | Winter, Spring, Summer, Fall | Winter, Spring, Summer, Fall | Winter, Spring, Summer, Fall | Winter, Spring, Summer, Fall | Winter, Spring, Summer, Fall
Virginia City Hybrid Unit 2 SO2 Rate v6.20 | 1030 | 7677 | Rate Constraint in lbs/MMBtu | FALSE | L | Annual | Standard SO2 | lb/MMBtu | 0.022 | 0.022 | 0.022 | 0.022 | 0.022 | 0.022 | 0.022
Virginia City Hybrid Unit 2 SO2 Rate v6.20 | 1030 | 7677 | Rate Constraint in lbs/MMBtu | FALSE | L | Annual | Emissions at Affected Plants SO2 | Thousand Tons | 5.1505e-05 | 5.1665e-05 | 0 | 0 | 0 | 0 | 0
Virginia City Hybrid Unit 2 SO2 Rate v6.20 | 1030 | 7677 | Rate Constraint in lbs/MMBtu | FALSE | L | Annual | Allowances Purchased SO2 | Thousand Tons | 0 | 0 | 0 | 0 | 0 | 0 | 0
Virginia City Hybrid Unit 2 SO2 Rate v6.20 | 1030 | 7677 | Rate Constraint in lbs/MMBtu | FALSE | L | Annual | Allowances Sold SO2 | Thousand Tons | 0 | 0 | 0 | 0 | 0 | 0 | 0
Virginia City Hybrid Unit 2 SO2 Rate v6.20 | 1030 | 7677 | Rate Constraint in lbs/MMBtu | FALSE | L | Annual | Allowances Banked | Thousand Tons | 0 | 0 | 0 | 0 | 0 | 0 | 0
Virginia City Hybrid Unit 2 SO2 Rate v6.20 | 1030 | 7677 | Rate Constraint in lbs/MMBtu | FALSE | L | Annual | Allowances Withdrawn (1:1) | Thousand Tons | 0 | 0 | 0 | 0 | 0 | 0 | 0
Virginia City Hybrid Unit 2 SO2 Rate v6.20 | 1030 | 7677 | Rate Constraint in lbs/MMBtu | FALSE | L | Annual | Allowances Withdrawn (n:1) | Thousand Tons | 0 | 0 | 0 | 0 | 0 | 0 | 0
Virginia City Hybrid Unit 2 SO2 Rate v6.20 | 1030 | 7677 | Rate Constraint in lbs/MMBtu | FALSE | L | Annual | Net Emissions Allowance Position | Thousand Tons | 5.1505e-05 | 5.1665e-05 | 0 | 0 | 0 | 0 | 0
Virginia City Hybrid Unit 2 SO2 Rate v6.20 | 1030 | 7677 | Rate Constraint in lbs/MMBtu | FALSE | L | Annual | Fuel Consumed | TBtu | 0.035814 | 0.035925 | 0 | 0 | 0 | 0 | 0
Virginia City Hybrid Unit 2 SO2 Rate v6.20 | 1030 | 7677 | Rate Constraint in lbs/MMBtu | FALSE | L | Annual | Rate | lb/MMBtu | 0.0028763 | 0.0028763 | 0 | 0 | 0 | 0 | 0
Virginia City Hybrid Unit 2 SO2 Rate v6.20 | 1030 | 7677 | Rate Constraint in lbs/MMBtu | FALSE | L | Annual | Generation | TWh | 0.0036019 | 0.003613 | 0 | 0 | 0 | 0 | 0
Virginia City Hybrid Unit 2 SO2 Rate v6.20 | 1030 | 7677 | Rate Constraint in lbs/MMBtu | FALSE | L | Annual | Qualifying Generation | TWh | 0.0036019 | 0.003613 | 0 | 0 | 0 | 0 | 0
Virginia City Hybrid Unit 2 SO2 Rate v6.20 | 1030 | 7677 | Rate Constraint in lbs/MMBtu | FALSE | L | Annual | Rate | lb/MWh | 0.028599 | 0.028599 | 0 | 0 | 0 | 0 | 0
Virginia City Hybrid Unit 2 SO2 Rate v6.20 | 1030 | 7677 | Rate Constraint in lbs/MMBtu | FALSE | L | Annual | Constraint Shadow Price | US2022$/Ton | 0 | 0 | 0 | 0 | 0 | 0 | 0
WA - CO2 Cap Annual v6.21 | 1031 | 7942 | Rate Constraint in MTons | FALSE | L | Annual | Seasons Included | Seasons | Winter, Spring, Summer, Fall | Winter, Spring, Summer, Fall | Winter, Spring, Summer, Fall | Winter, Spring, Summer, Fall | Winter, Spring, Summer, Fall | Winter, Spring, Summer, Fall | Winter, Spring, Summer, Fall
WA - CO2 Cap Annual v6.21 | 1031 | 7942 | Rate Constraint in MTons | FALSE | L | Annual | Standard CO2 | Thousand Tons | 50548.8002 | 43440.3751 | 33567.5626 | 23694.7501 | 13821.9375 | 3949.125 | 3949.125
WA - CO2 Cap Annual v6.21 | 1031 | 7942 | Rate Constraint in MTons | FALSE | L | Annual | Emissions at Affected Plants CO2 | Thousand Tons | 4877.6103 | 5982.3759 | 6589.7076 | 6482.1567 | 4123.6856 | 3949.125 | 3949.125
WA - CO2 Cap Annual v6.21 | 1031 | 7942 | Rate Constraint in MTons | FALSE | L | Annual | Allowances Purchased CO2 | Thousand Tons | 0 | 0 | 0 | 0 | 0 | 0 | 0
WA - CO2 Cap Annual v6.21 | 1031 | 7942 | Rate Constraint in MTons | FALSE | L | Annual | Allowances Sold CO2 | Thousand Tons | 0 | 0 | 0 | 0 | 0 | 0 | 0
WA - CO2 Cap Annual v6.21 | 1031 | 7942 | Rate Constraint in MTons | FALSE | L | Annual | Allowances Banked | Thousand Tons | 0 | 0 | 0 | 0 | 0 | 0 | 0
WA - CO2 Cap Annual v6.21 | 1031 | 7942 | Rate Constraint in MTons | FALSE | L | Annual | Allowances Withdrawn (1:1) | Thousand Tons | 0 | 0 | 0 | 0 | 0 | 0 | 0
WA - CO2 Cap Annual v6.21 | 1031 | 7942 | Rate Constraint in MTons | FALSE | L | Annual | Allowances Withdrawn (n:1) | Thousand Tons | 0 | 0 | 0 | 0 | 0 | 0 | 0
WA - CO2 Cap Annual v6.21 | 1031 | 7942 | Rate Constraint in MTons | FALSE | L | Annual | Net Emissions Allowance Position | Thousand Tons | 4877.6103 | 5982.3759 | 6589.7076 | 6482.1567 | 4123.6856 | 3949.125 | 3949.125
WA - CO2 Cap Annual v6.21 | 1031 | 7942 | Rate Constraint in MTons | FALSE | L | Annual | Fuel Consumed | TBtu | 81.5594 | 95.1988 | 104.923 | 113.5663 | 73.876 | 70.8583 | 70.7829
WA - CO2 Cap Annual v6.21 | 1031 | 7942 | Rate Constraint in MTons | FALSE | L | Annual | Rate | lb/MMBtu | 119.6087 | 125.6817 | 125.6103 | 114.1564 | 111.638 | 111.4654 | 111.5841
WA - CO2 Cap Annual v6.21 | 1031 | 7942 | Rate Constraint in MTons | FALSE | L | Annual | Generation | TWh | 10.5715 | 12.536 | 13.6989 | 14.6605 | 9.3946 | 9.0774 | 9.0934
WA - CO2 Cap Annual v6.21 | 1031 | 7942 | Rate Constraint in MTons | FALSE | L | Annual | Qualifying Generation | TWh | 10.567 | 12.536 | 13.6989 | 14.6605 | 9.3946 | 9.0774 | 9.0934
WA - CO2 Cap Annual v6.21 | 1031 | 7942 | Rate Constraint in MTons | FALSE | L | Annual | Rate | lb/MWh | 923.1743 | 954.4313 | 962.0782 | 884.3037 | 877.8858 | 870.1029 | 868.565
WA - CO2 Cap Annual v6.21 | 1031 | 7942 | Rate Constraint in MTons | FALSE | L | Annual | Constraint Shadow Price | US2022$/Ton | 0 | 0 | 0 | 0 | 0 | 12.5823 | 15.4549
WA - CO2 Penalty Annual v5.13 | 1032 | 7357 | Rate Constraint in MTons | FALSE | L | Annual | Seasons Included | Seasons | Winter, Spring, Summer, Fall | Winter, Spring, Summer, Fall | Winter, Spring, Summer, Fall | Winter, Spring, Summer, Fall | Winter, Spring, Summer, Fall | Winter, Spring, Summer, Fall | Winter, Spring, Summer, Fall
WA - CO2 Penalty Annual v5.13 | 1032 | 7357 | Rate Constraint in MTons | FALSE | L | Annual | Standard CO2 | Thousand Tons | 0 | 0 | 0 | 0 | 0 | 0 | 0
WA - CO2 Penalty Annual v5.13 | 1032 | 7357 | Rate Constraint in MTons | FALSE | L | Annual | Emissions at Affected Plants CO2 | Thousand Tons | 2829.379 | 2404.0838 | 2210.337 | 2039.5408 | 1594.0502 | 1561.0282 | 1600.8336
WA - CO2 Penalty Annual v5.13 | 1032 | 7357 | Rate Constraint in MTons | FALSE | L | Annual | Allowances Purchased CO2 | Thousand Tons | -2829.379 | -2404.0838 | -2210.337 | -2039.5408 | -1594.0502 | -1561.0282 | -1600.8336
WA - CO2 Penalty Annual v5.13 | 1032 | 7357 | Rate Constraint in MTons | FALSE | L | Annual | Allowances Sold CO2 | Thousand Tons | 0 | 0 | 0 | 0 | 0 | 0 | 0
WA - CO2 Penalty Annual v5.13 | 1032 | 7357 | Rate Constraint in MTons | FALSE | L | Annual | Allowances Banked | Thousand Tons | 0 | 0 | 0 | 0 | 0 | 0 | 0
WA - CO2 Penalty Annual v5.13 | 1032 | 7357 | Rate Constraint in MTons | FALSE | L | Annual | Allowances Withdrawn (1:1) | Thousand Tons | 0 | 0 | 0 | 0 | 0 | 0 | 0
WA - CO2 Penalty Annual v5.13 | 1032 | 7357 | Rate Constraint in MTons | FALSE | L | Annual | Allowances Withdrawn (n:1) | Thousand Tons | 0 | 0 | 0 | 0 | 0 | 0 | 0
WA - CO2 Penalty Annual v5.13 | 1032 | 7357 | Rate Constraint in MTons | FALSE | L | Annual | Net Emissions Allowance Position | Thousand Tons | 2.3194e-06 | 1.1332e-06 | 6.0402e-07 | 7.163e-07 | -2.8421e-07 | 5.9455e-07 | 1.5355e-07
WA - CO2 Penalty Annual v5.13 | 1032 | 7357 | Rate Constraint in MTons | FALSE | L | Annual | Fuel Consumed | TBtu | 48.1949 | 41.0072 | 37.7136 | 34.8401 | 27.2301 | 26.666 | 27.346
WA - CO2 Penalty Annual v5.13 | 1032 | 7357 | Rate Constraint in MTons | FALSE | L | Annual | Rate | lb/MMBtu | 117.414 | 117.2517 | 117.2169 | 117.08 | 117.08 | 117.08 | 117.08
WA - CO2 Penalty Annual v5.13 | 1032 | 7357 | Rate Constraint in MTons | FALSE | L | Annual | Generation | TWh | 6.6636 | 5.6044 | 5.084 | 4.713 | 3.6504 | 3.5769 | 3.6676
WA - CO2 Penalty Annual v5.13 | 1032 | 7357 | Rate Constraint in MTons | FALSE | L | Annual | Qualifying Generation | TWh | 6.6636 | 5.6044 | 5.084 | 4.713 | 3.6504 | 3.5769 | 3.6676
WA - CO2 Penalty Annual v5.13 | 1032 | 7357 | Rate Constraint in MTons | FALSE | L | Annual | Rate | lb/MWh | 849.2081 | 857.9328 | 869.5295 | 865.4917 | 873.3559 | 872.8467 | 872.9649
WA - CO2 Penalty Annual v5.13 | 1032 | 7357 | Rate Constraint in MTons | FALSE | L | Annual | Constraint Shadow Price | US2022$/Ton | 2.1892 | 2.1891 | 2.1888 | 2.1889 | 2.1888 | 2.1891 | 2.1889
WA - CO2 Rate Limit (New Advanced Coal with CCS) | 1033 | 7364 | Rate Constraint in lbs/MWh | FALSE | L | Annual | Seasons Included | Seasons | Winter, Spring, Summer, Fall | Winter, Spring, Summer, Fall | Winter, Spring, Summer, Fall | Winter, Spring, Summer, Fall | Winter, Spring, Summer, Fall | Winter, Spring, Summer, Fall | Winter, Spring, Summer, Fall
WA - CO2 Rate Limit (New Advanced Coal with CCS) | 1033 | 7364 | Rate Constraint in lbs/MWh | FALSE | L | Annual | Standard CO2 | lb/MWh | 970 | 970 | 970 | 970 | 970 | 970 | 970
WA - CO2 Rate Limit (New Advanced Coal with CCS) | 1033 | 7364 | Rate Constraint in lbs/MWh | FALSE | L | Annual | Emissions at Affected Plants CO2 | Thousand Tons | 0 | 0 | 0 | 0 | 0 | 0 | 0
WA - CO2 Rate Limit (New Advanced Coal with CCS) | 1033 | 7364 | Rate Constraint in lbs/MWh | FALSE | L | Annual | Allowances Purchased CO2 | Thousand Tons | 0 | 0 | 0 | 0 | 0 | 0 | 0
WA - CO2 Rate Limit (New Advanced Coal with CCS) | 1033 | 7364 | Rate Constraint in lbs/MWh | FALSE | L | Annual | Allowances Sold CO2 | Thousand Tons | 0 | 0 | 0 | 0 | 0 | 0 | 0
WA - CO2 Rate Limit (New Advanced Coal with CCS) | 1033 | 7364 | Rate Constraint in lbs/MWh | FALSE | L | Annual | Allowances Banked | Thousand Tons | 0 | 0 | 0 | 0 | 0 | 0 | 0
WA - CO2 Rate Limit (New Advanced Coal with CCS) | 1033 | 7364 | Rate Constraint in lbs/MWh | FALSE | L | Annual | Allowances Withdrawn (1:1) | Thousand Tons | 0 | 0 | 0 | 0 | 0 | 0 | 0
WA - CO2 Rate Limit (New Advanced Coal with CCS) | 1033 | 7364 | Rate Constraint in lbs/MWh | FALSE | L | Annual | Allowances Withdrawn (n:1) | Thousand Tons | 0 | 0 | 0 | 0 | 0 | 0 | 0
WA - CO2 Rate Limit (New Advanced Coal with CCS) | 1033 | 7364 | Rate Constraint in lbs/MWh | FALSE | L | Annual | Net Emissions Allowance Position | Thousand Tons | 0 | 0 | 0 | 0 | 0 | 0 | 0
WA - CO2 Rate Limit (New Advanced Coal with CCS) | 1033 | 7364 | Rate Constraint in lbs/MWh | FALSE | L | Annual | Fuel Consumed | TBtu | 0 | 0 | 0 | 0 | 0 | 0 | 0
WA - CO2 Rate Limit (New Advanced Coal with CCS) | 1033 | 7364 | Rate Constraint in lbs/MWh | FALSE | L | Annual | Rate | lb/MMBtu | 0 | 0 | 0 | 0 | 0 | 0 | 0
WA - CO2 Rate Limit (New Advanced Coal with CCS) | 1033 | 7364 | Rate Constraint in lbs/MWh | FALSE | L | Annual | Generation | TWh | 0 | 0 | 0 | 0 | 0 | 0 | 0
WA - CO2 Rate Limit (New Advanced Coal with CCS) | 1033 | 7364 | Rate Constraint in lbs/MWh | FALSE | L | Annual | Qualifying Generation | TWh | 0 | 0 | 0 | 0 | 0 | 0 | 0
WA - CO2 Rate Limit (New Advanced Coal with CCS) | 1033 | 7364 | Rate Constraint in lbs/MWh | FALSE | L | Annual | Constraint Shadow Price | US2022$/Ton | 0 | 0 | 0 | 0 | 0 | 0 | 0
WI CC NGas NOx Annual Rate v3.1 | 1034 | 7368 | Rate Constraint in lbs/MMBtu | FALSE | L | Annual | Seasons Included | Seasons | Winter, Spring, Summer, Fall | Winter, Spring, Summer, Fall | Winter, Spring, Summer, Fall | Winter, Spring, Summer, Fall | Winter, Spring, Summer, Fall | Winter, Spring, Summer, Fall | Winter, Spring, Summer, Fall
WI CC NGas NOx Annual Rate v3.1 | 1034 | 7368 | Rate Constraint in lbs/MMBtu | FALSE | L | Annual | Standard NOX | lb/MMBtu | 0.04 | 0.04 | 0.04 | 0.04 | 0.04 | 0.04 | 0.04
WI CC NGas NOx Annual Rate v3.1 | 1034 | 7368 | Rate Constraint in lbs/MMBtu | FALSE | L | Annual | Emissions at Affected Plants NOX | Thousand Tons | 0.19489 | 0.25341 | 0.22609 | 0.10389 | 0.051953 | 0.10752 | 0.10881
WI CC NGas NOx Annual Rate v3.1 | 1034 | 7368 | Rate Constraint in lbs/MMBtu | FALSE | L | Annual | Allowances Purchased NOX | Thousand Tons | 0 | 0 | 0 | 0 | 0 | 0 | 0
WI CC NGas NOx Annual Rate v3.1 | 1034 | 7368 | Rate Constraint in lbs/MMBtu | FALSE | L | Annual | Allowances Sold NOX | Thousand Tons | 0 | 0 | 0 | 0 | 0 | 0 | 0
WI CC NGas NOx Annual Rate v3.1 | 1034 | 7368 | Rate Constraint in lbs/MMBtu | FALSE | L | Annual | Allowances Banked | Thousand Tons | 0 | 0 | 0 | 0 | 0 | 0 | 0
WI CC NGas NOx Annual Rate v3.1 | 1034 | 7368 | Rate Constraint in lbs/MMBtu | FALSE | L | Annual | Allowances Withdrawn (1:1) | Thousand Tons | 0 | 0 | 0 | 0 | 0 | 0 | 0
WI CC NGas NOx Annual Rate v3.1 | 1034 | 7368 | Rate Constraint in lbs/MMBtu | FALSE | L | Annual | Allowances Withdrawn (n:1) | Thousand Tons | 0 | 0 | 0 | 0 | 0 | 0 | 0
WI CC NGas NOx Annual Rate v3.1 | 1034 | 7368 | Rate Constraint in lbs/MMBtu | FALSE | L | Annual | Net Emissions Allowance Position | Thousand Tons | 0.19489 | 0.25341 | 0.22609 | 0.10389 | 0.051953 | 0.10752 | 0.10881
WI CC NGas NOx Annual Rate v3.1 | 1034 | 7368 | Rate Constraint in lbs/MMBtu | FALSE | L | Annual | Fuel Consumed | TBtu | 40.1906 | 52.2524 | 46.6804 | 21.452 | 10.6602 | 22.2083 | 22.4813
WI CC NGas NOx Annual Rate v3.1 | 1034 | 7368 | Rate Constraint in lbs/MMBtu | FALSE | L | Annual | Rate | lb/MMBtu | 0.0096982 | 0.0096996 | 0.0096869 | 0.0096862 | 0.0097472 | 0.009683 | 0.0096803
WI CC NGas NOx Annual Rate v3.1 | 1034 | 7368 | Rate Constraint in lbs/MMBtu | FALSE | L | Annual | Generation | TWh | 5.7008 | 7.4117 | 6.6213 | 3.0428 | 1.5121 | 3.1501 | 3.1888
WI CC NGas NOx Annual Rate v3.1 | 1034 | 7368 | Rate Constraint in lbs/MMBtu | FALSE | L | Annual | Qualifying Generation | TWh | 5.7008 | 7.4117 | 6.6213 | 3.0428 | 1.5121 | 3.1501 | 3.1888
WI CC NGas NOx Annual Rate v3.1 | 1034 | 7368 | Rate Constraint in lbs/MMBtu | FALSE | L | Annual | Rate | lb/MWh | 0.068372 | 0.068382 | 0.068292 | 0.068288 | 0.068718 | 0.068265 | 0.068246
WI CC NGas NOx Annual Rate v3.1 | 1034 | 7368 | Rate Constraint in lbs/MMBtu | FALSE | L | Annual | Constraint Shadow Price | US2022$/Ton | 0 | 0 | 0 | 0 | 0 | 0 | 0
WI CoalUnits1 NOx Annual Rate v3.1 | 1035 | 7365 | Rate Constraint in lbs/MMBtu | FALSE | L | Annual | Seasons Included | Seasons | Winter, Spring, Summer, Fall | Winter, Spring, Summer, Fall | Winter, Spring, Summer, Fall | Winter, Spring, Summer, Fall | Winter, Spring, Summer, Fall | Winter, Spring, Summer, Fall | Winter, Spring, Summer, Fall
WI CoalUnits1 NOx Annual Rate v3.1 | 1035 | 7365 | Rate Constraint in lbs/MMBtu | FALSE | L | Annual | Standard NOX | lb/MMBtu | 0.1 | 0.1 | 0.1 | 0.1 | 0.1 | 0.1 | 0.1
WI CoalUnits1 NOx Annual Rate v3.1 | 1035 | 7365 | Rate Constraint in lbs/MMBtu | FALSE | L | Annual | Emissions at Affected Plants NOX | Thousand Tons | 2.2621 | 0.20362 | 0.02679 | 0.020641 | 0 | 0 | 0
WI CoalUnits1 NOx Annual Rate v3.1 | 1035 | 7365 | Rate Constraint in lbs/MMBtu | FALSE | L | Annual | Allowances Purchased NOX | Thousand Tons | 0 | 0 | 0 | 0 | 0 | 0 | 0
WI CoalUnits1 NOx Annual Rate v3.1 | 1035 | 7365 | Rate Constraint in lbs/MMBtu | FALSE | L | Annual | Allowances Sold NOX | Thousand Tons | 0 | 0 | 0 | 0 | 0 | 0 | 0
WI CoalUnits1 NOx Annual Rate v3.1 | 1035 | 7365 | Rate Constraint in lbs/MMBtu | FALSE | L | Annual | Allowances Banked | Thousand Tons | 0 | 0 | 0 | 0 | 0 | 0 | 0
WI CoalUnits1 NOx Annual Rate v3.1 | 1035 | 7365 | Rate Constraint in lbs/MMBtu | FALSE | L | Annual | Allowances Withdrawn (1:1) | Thousand Tons | 0 | 0 | 0 | 0 | 0 | 0 | 0
WI CoalUnits1 NOx Annual Rate v3.1 | 1035 | 7365 | Rate Constraint in lbs/MMBtu | FALSE | L | Annual | Allowances Withdrawn (n:1) | Thousand Tons | 0 | 0 | 0 | 0 | 0 | 0 | 0
WI CoalUnits1 NOx Annual Rate v3.1 | 1035 | 7365 | Rate Constraint in lbs/MMBtu | FALSE | L | Annual | Net Emissions Allowance Position | Thousand Tons | 2.2621 | 0.20362 | 0.02679 | 0.020641 | 0 | 0 | 0
WI CoalUnits1 NOx Annual Rate v3.1 | 1035 | 7365 | Rate Constraint in lbs/MMBtu | FALSE | L | Annual | Fuel Consumed | TBtu | 72.0275 | 7.991 | 0.90911 | 0.66316 | 0 | 0 | 0
WI CoalUnits1 NOx Annual Rate v3.1 | 1035 | 7365 | Rate Constraint in lbs/MMBtu | FALSE | L | Annual | Rate | lb/MMBtu | 0.062811 | 0.050963 | 0.058936 | 0.06225 | 0 | 0 | 0
WI CoalUnits1 NOx Annual Rate v3.1 | 1035 | 7365 | Rate Constraint in lbs/MMBtu | FALSE | L | Annual | Generation | TWh | 7.2106 | 0.80563 | 0.073007 | 0.048285 | 0 | 0 | 0
WI CoalUnits1 NOx Annual Rate v3.1 | 1035 | 7365 | Rate Constraint in lbs/MMBtu | FALSE | L | Annual | Qualifying Generation | TWh | 7.2106 | 0.80563 | 0.073007 | 0.048285 | 0 | 0 | 0
WI CoalUnits1 NOx Annual Rate v3.1 | 1035 | 7365 | Rate Constraint in lbs/MMBtu | FALSE | L | Annual | Rate | lb/MWh | 0.62743 | 0.50549 | 0.73389 | 0.85495 | 0 | 0 | 0
WI CoalUnits1 NOx Annual Rate v3.1 | 1035 | 7365 | Rate Constraint in lbs/MMBtu | FALSE | L | Annual | Constraint Shadow Price | US2022$/Ton | 0 | 0 | 0 | 0 | 0 | 0 | 0
WI CT DFO NOx Annual Rate v3.1 | 1036 | 7367 | Rate Constraint in lbs/MMBtu | FALSE | L | Annual | Seasons Included | Seasons | Winter, Spring, Summer, Fall | Winter, Spring, Summer, Fall | Winter, Spring, Summer, Fall | Winter, Spring, Summer, Fall | Winter, Spring, Summer, Fall | Winter, Spring, Summer, Fall | Winter, Spring, Summer, Fall
WI CT DFO NOx Annual Rate v3.1 | 1036 | 7367 | Rate Constraint in lbs/MMBtu | FALSE | L | Annual | Standard NOX | lb/MMBtu | 0.41 | 0.41 | 0.41 | 0.41 | 0.41 | 0.41 | 0.41
WI CT DFO NOx Annual Rate v3.1 | 1036 | 7367 | Rate Constraint in lbs/MMBtu | FALSE | L | Annual | Emissions at Affected Plants NOX | Thousand Tons | 0 | 0 | 0 | 0 | 0 | 0 | 0
WI CT DFO NOx Annual Rate v3.1 | 1036 | 7367 | Rate Constraint in lbs/MMBtu | FALSE | L | Annual | Allowances Purchased NOX | Thousand Tons | 0 | 0 | 0 | 0 | 0 | 0 | 0
WI CT DFO NOx Annual Rate v3.1 | 1036 | 7367 | Rate Constraint in lbs/MMBtu | FALSE | L | Annual | Allowances Sold NOX | Thousand Tons | 0 | 0 | 0 | 0 | 0 | 0 | 0
WI CT DFO NOx Annual Rate v3.1 | 1036 | 7367 | Rate Constraint in lbs/MMBtu | FALSE | L | Annual | Allowances Banked | Thousand Tons | 0 | 0 | 0 | 0 | 0 | 0 | 0
WI CT DFO NOx Annual Rate v3.1 | 1036 | 7367 | Rate Constraint in lbs/MMBtu | FALSE | L | Annual | Allowances Withdrawn (1:1) | Thousand Tons | 0 | 0 | 0 | 0 | 0 | 0 | 0
WI CT DFO NOx Annual Rate v3.1 | 1036 | 7367 | Rate Constraint in lbs/MMBtu | FALSE | L | Annual | Allowances Withdrawn (n:1) | Thousand Tons | 0 | 0 | 0 | 0 | 0 | 0 | 0
WI CT DFO NOx Annual Rate v3.1 | 1036 | 7367 | Rate Constraint in lbs/MMBtu | FALSE | L | Annual | Net Emissions Allowance Position | Thousand Tons | 0 | 0 | 0 | 0 | 0 | 0 | 0
WI CT DFO NOx Annual Rate v3.1 | 1036 | 7367 | Rate Constraint in lbs/MMBtu | FALSE | L | Annual | Fuel Consumed | TBtu | 0 | 0 | 0 | 0 | 0 | 0 | 0
WI CT DFO NOx Annual Rate v3.1 | 1036 | 7367 | Rate Constraint in lbs/MMBtu | FALSE | L | Annual | Rate | lb/MMBtu | 0 | 0 | 0 | 0 | 0 | 0 | 0
WI CT DFO NOx Annual Rate v3.1 | 1036 | 7367 | Rate Constraint in lbs/MMBtu | FALSE | L | Annual | Generation | TWh | 0 | 0 | 0 | 0 | 0 | 0 | 0
WI CT DFO NOx Annual Rate v3.1 | 1036 | 7367 | Rate Constraint in lbs/MMBtu | FALSE | L | Annual | Qualifying Generation | TWh | 0 | 0 | 0 | 0 | 0 | 0 | 0
WI CT DFO NOx Annual Rate v3.1 | 1036 | 7367 | Rate Constraint in lbs/MMBtu | FALSE | L | Annual | Rate | lb/MWh | 0 | 0 | 0 | 0 | 0 | 0 | 0
WI CT DFO NOx Annual Rate v3.1 | 1036 | 7367 | Rate Constraint in lbs/MMBtu | FALSE | L | Annual | Constraint Shadow Price | US2022$/Ton | 0 | 0 | 0 | 0 | 0 | 0 | 0
WI CT NGas NOx Annual Rate v3.1 | 1037 | 7366 | Rate Constraint in lbs/MMBtu | FALSE | L | Annual | Seasons Included | Seasons | Winter, Spring, Summer, Fall | Winter, Spring, Summer, Fall | Winter, Spring, Summer, Fall | Winter, Spring, Summer, Fall | Winter, Spring, Summer, Fall | Winter, Spring, Summer, Fall | Winter, Spring, Summer, Fall
WI CT NGas NOx Annual Rate v3.1 | 1037 | 7366 | Rate Constraint in lbs/MMBtu | FALSE | L | Annual | Standard NOX | lb/MMBtu | 0.11 | 0.11 | 0.11 | 0.11 | 0.11 | 0.11 | 0.11
WI CT NGas NOx Annual Rate v3.1 | 1037 | 7366 | Rate Constraint in lbs/MMBtu | FALSE | L | Annual | Emissions at Affected Plants NOX | Thousand Tons | 0.0046336 | 0.0044809 | 0.010361 | 0.0015719 | 0.0029203 | 0.014666 | 0.017015
WI CT NGas NOx Annual Rate v3.1 | 1037 | 7366 | Rate Constraint in lbs/MMBtu | FALSE | L | Annual | Allowances Purchased NOX | Thousand Tons | 0 | 0 | 0 | 0 | 0 | 0 | 0
WI CT NGas NOx Annual Rate v3.1 | 1037 | 7366 | Rate Constraint in lbs/MMBtu | FALSE | L | Annual | Allowances Sold NOX | Thousand Tons | 0 | 0 | 0 | 0 | 0 | 0 | 0
WI CT NGas NOx Annual Rate v3.1 | 1037 | 7366 | Rate Constraint in lbs/MMBtu | FALSE | L | Annual | Allowances Banked | Thousand Tons | 0 | 0 | 0 | 0 | 0 | 0 | 0
WI CT NGas NOx Annual Rate v3.1 | 1037 | 7366 | Rate Constraint in lbs/MMBtu | FALSE | L | Annual | Allowances Withdrawn (1:1) | Thousand Tons | 0 | 0 | 0 | 0 | 0 | 0 | 0
WI CT NGas NOx Annual Rate v3.1 | 1037 | 7366 | Rate Constraint in lbs/MMBtu | FALSE | L | Annual | Allowances Withdrawn (n:1) | Thousand Tons | 0 | 0 | 0 | 0 | 0 | 0 | 0
WI CT NGas NOx Annual Rate v3.1 | 1037 | 7366 | Rate Constraint in lbs/MMBtu | FALSE | L | Annual | Net Emissions Allowance Position | Thousand Tons | 0.0046336 | 0.0044809 | 0.010361 | 0.0015719 | 0.0029203 | 0.014666 | 0.017015
WI CT NGas NOx Annual Rate v3.1 | 1037 | 7366 | Rate Constraint in lbs/MMBtu | FALSE | L | Annual | Fuel Consumed | TBtu | 0.32325 | 0.3126 | 1.8837 | 0.2858 | 0.53096 | 2.6666 | 3.0936
WI CT NGas NOx Annual Rate v3.1 | 1037 | 7366 | Rate Constraint in lbs/MMBtu | FALSE | L | Annual | Rate | lb/MMBtu | 0.028669 | 0.028669 | 0.011 | 0.011 | 0.011 | 0.011 | 0.011
WI CT NGas NOx Annual Rate v3.1 | 1037 | 7366 | Rate Constraint in lbs/MMBtu | FALSE | L | Annual | Generation | TWh | 0.026045 | 0.025187 | 0.19804 | 0.030046 | 0.05582 | 0.28034 | 0.32523
WI CT NGas NOx Annual Rate v3.1 | 1037 | 7366 | Rate Constraint in lbs/MMBtu | FALSE | L | Annual | Qualifying Generation | TWh | 0.026045 | 0.025187 | 0.19018 | 0.028854 | 0.053605 | 0.26921 | 0.31232
WI CT NGas NOx Annual Rate v3.1 | 1037 | 7366 | Rate Constraint in lbs/MMBtu | FALSE | L | Annual | Rate | lb/MWh | 0.35581 | 0.35581 | 0.10895 | 0.10895 | 0.10895 | 0.10895 | 0.10895
WI CT NGas NOx Annual Rate v3.1 | 1037 | 7366 | Rate Constraint in lbs/MMBtu | FALSE | L | Annual | Constraint Shadow Price | US2022$/Ton | 0 | 0 | 0 | 0 | 0 | 0 | 0
WI Large Coal Units Hg Rule v3.1, Unit 2563 and retrofits | 1038 | 7369 | MACT Fuel Choice Floor in lbs/MMBtu | FALSE | L | Annual | Seasons Included | Seasons | Winter, Spring, Summer, Fall | Winter, Spring, Summer, Fall | Winter, Spring, Summer, Fall | Winter, Spring, Summer, Fall | Winter, Spring, Summer, Fall | Winter, Spring, Summer, Fall | Winter, Spring, Summer, Fall
WI Large Coal Units Hg Rule v3.1, Unit 2563 and retrofits | 1038 | 7369 | MACT Fuel Choice Floor in lbs/MMBtu | FALSE | L | Annual | Emission Floor | lbs/MMBtu | 7.92e-07 | 7.92e-07 | 7.92e-07 | 7.92e-07 | 7.92e-07 | 7.92e-07 | 7.92e-07
WI Large Coal Units Hg Rule v3.1, Unit 2563 and retrofits | 1038 | 7369 | MACT Fuel Choice Floor in lbs/MMBtu | FALSE | L | Annual | Emissions at Affected Plants MER | lbs | 16.8019 | 0 | 0 | 0 | 0 | 0 | 0
WI Large Coal Units Hg Rule v3.1, Unit 2563 and retrofits | 1038 | 7369 | MACT Fuel Choice Floor in lbs/MMBtu | FALSE | L | Annual | Allowances Purchased MER | lbs | 0 | 0 | 0 | 0 | 0 | 0 | 0
WI Large Coal Units Hg Rule v3.1, Unit 2563 and retrofits | 1038 | 7369 | MACT Fuel Choice Floor in lbs/MMBtu | FALSE | L | Annual | Allowances Sold MER | lbs | 0 | 0 | 0 | 0 | 0 | 0 | 0
WI Large Coal Units Hg Rule v3.1, Unit 2563 and retrofits | 1038 | 7369 | MACT Fuel Choice Floor in lbs/MMBtu | FALSE | L | Annual | Allowances Banked | lbs | 0 | 0 | 0 | 0 | 0 | 0 | 0
WI Large Coal Units Hg Rule v3.1, Unit 2563 and retrofits | 1038 | 7369 | MACT Fuel Choice Floor in lbs/MMBtu | FALSE | L | Annual | Allowances Withdrawn (1:1) | lbs | 0 | 0 | 0 | 0 | 0 | 0 | 0
WI Large Coal Units Hg Rule v3.1, Unit 2563 and retrofits | 1038 | 7369 | MACT Fuel Choice Floor in lbs/MMBtu | FALSE | L | Annual | Allowances Withdrawn (n:1) | lbs | 0 | 0 | 0 | 0 | 0 | 0 | 0
WI Large Coal Units Hg Rule v3.1, Unit 2563 and retrofits | 1038 | 7369 | MACT Fuel Choice Floor in lbs/MMBtu | FALSE | L | Annual | Net Emissions Allowance Position | lbs | 16.8019 | 0 | 0 | 0 | 0 | 0 | 0
WI Large Coal Units Hg Rule v3.1, Unit 2563 and retrofits | 1038 | 7369 | MACT Fuel Choice Floor in lbs/MMBtu | FALSE | L | Annual | Fuel Consumed | TBtu | 29.9432 | 0 | 0 | 0 | 0 | 0 | 0
WI Large Coal Units Hg Rule v3.1, Unit 2563 and retrofits | 1038 | 7369 | MACT Fuel Choice Floor in lbs/MMBtu | FALSE | L | Annual | Rate | lb/MMBtu | 5.6112e-07 | 0 | 0 | 0 | 0 | 0 | 0
WI Large Coal Units Hg Rule v3.1, Unit 2563 and retrofits | 1038 | 7369 | MACT Fuel Choice Floor in lbs/MMBtu | FALSE | L | Annual | Generation | TWh | 3.0936 | 0 | 0 | 0 | 0 | 0 | 0
WI Large Coal Units Hg Rule v3.1, Unit 2563 and retrofits | 1038 | 7369 | MACT Fuel Choice Floor in lbs/MMBtu | FALSE | L | Annual | Qualifying Generation | TWh | 3.0936 | 0 | 0 | 0 | 0 | 0 | 0
WI Large Coal Units Hg Rule v3.1, Unit 2563 and retrofits | 1038 | 7369 | MACT Fuel Choice Floor in lbs/MMBtu | FALSE | L | Annual | Constraint Shadow Price | US2022$/Lb | 0 | 0 | 0 | 0 | 0 | 0 | 0
WI Large Coal Units Hg Rule v3.1, Unit 3161 and retrofits | 1039 | 7369 | MACT Fuel Choice Floor in lbs/MMBtu | FALSE | L | Annual | Seasons Included | Seasons | Winter, Spring, Summer, Fall | Winter, Spring, Summer, Fall | Winter, Spring, Summer, Fall | Winter, Spring, Summer, Fall | Winter, Spring, Summer, Fall | Winter, Spring, Summer, Fall | Winter, Spring, Summer, Fall
WI Large Coal Units Hg Rule v3.1, Unit 3161 and retrofits | 1039 | 7369 | MACT Fuel Choice Floor in lbs/MMBtu | FALSE | L | Annual | Emission Floor | lbs/MMBtu | 7.92e-07 | 7.92e-07 | 7.92e-07 | 7.92e-07 | 7.92e-07 | 7.92e-07 | 7.92e-07
WI Large Coal Units Hg Rule v3.1, Unit 3161 and retrofits | 1039 | 7369 | MACT Fuel Choice Floor in lbs/MMBtu | FALSE | L | Annual | Emissions at Affected Plants MER | lbs | 3.0278 | 7.6165 | 0 | 0 | 0 | 0 | 0
WI Large Coal Units Hg Rule v3.1, Unit 3161 and retrofits | 1039 | 7369 | MACT Fuel Choice Floor in lbs/MMBtu | FALSE | L | Annual | Allowances Purchased MER | lbs | 0 | 0 | 0 | 0 | 0 | 0 | 0
WI Large Coal Units Hg Rule v3.1, Unit 3161 and retrofits | 1039 | 7369 | MACT Fuel Choice Floor in lbs/MMBtu | FALSE | L | Annual | Allowances Sold MER | lbs | 0 | 0 | 0 | 0 | 0 | 0 | 0
WI Large Coal Units Hg Rule v3.1, Unit 3161 and retrofits | 1039 | 7369 | MACT Fuel Choice Floor in lbs/MMBtu | FALSE | L | Annual | Allowances Banked | lbs | 0 | 0 | 0 | 0 | 0 | 0 | 0
WI Large Coal Units Hg Rule v3.1, Unit 3161 and retrofits | 1039 | 7369 | MACT Fuel Choice Floor in lbs/MMBtu | FALSE | L | Annual | Allowances Withdrawn (1:1) | lbs | 0 | 0 | 0 | 0 | 0 | 0 | 0
WI Large Coal Units Hg Rule v3.1, Unit 3161 and retrofits | 1039 | 7369 | MACT Fuel Choice Floor in lbs/MMBtu | FALSE | L | Annual | Allowances Withdrawn (n:1) | lbs | 0 | 0 | 0 | 0 | 0 | 0 | 0
WI Large Coal Units Hg Rule v3.1, Unit 3161 and retrofits | 1039 | 7369 | MACT Fuel Choice Floor in lbs/MMBtu | FALSE | L | Annual | Net Emissions Allowance Position | lbs | 3.0278 | 7.6165 | 0 | 0 | 0 | 0 | 0
WI Large Coal Units Hg Rule v3.1, Unit 3161 and retrofits | 1039 | 7369 | MACT Fuel Choice Floor in lbs/MMBtu | FALSE | L | Annual | Fuel Consumed | TBtu | 5.3959 | 13.5736 | 0 | 0 | 0 | 0 | 0
WI Large Coal Units Hg Rule v3.1, Unit 3161 and retrofits | 1039 | 7369 | MACT Fuel Choice Floor in lbs/MMBtu | FALSE | L | Annual | Rate | lb/MMBtu | 5.6112e-07 | 5.6112e-07 | 0 | 0 | 0 | 0 | 0
WI Large Coal Units Hg Rule v3.1, Unit 3161 and retrofits | 1039 | 7369 | MACT Fuel Choice Floor in lbs/MMBtu | FALSE | L | Annual | Generation | TWh | 0.53991 | 1.3582 | 0 | 0 | 0 | 0 | 0
WI Large Coal Units Hg Rule v3.1, Unit 3161 and retrofits | 1039 | 7369 | MACT Fuel Choice Floor in lbs/MMBtu | FALSE | L | Annual | Qualifying Generation | TWh | 0.53991 | 1.3582 | 0 | 0 | 0 | 0 | 0
WI Large Coal Units Hg Rule v3.1, Unit 3161 and retrofits | 1039 | 7369 | MACT Fuel Choice Floor in lbs/MMBtu | FALSE | L | Annual | Constraint Shadow Price | US2022$/Lb | 0 | 0 | 0 | 0 | 0 | 0 | 0
WI Large Coal Units Hg Rule v3.1, Unit 3411 and retrofits | 1040 | 7369 | MACT Fuel Choice Floor in lbs/MMBtu | FALSE | L | Annual | Seasons Included | Seasons | Winter, Spring, Summer, Fall | Winter, Spring, Summer, Fall | Winter, Spring, Summer, Fall | Winter, Spring, Summer, Fall | Winter, Spring, Summer, Fall | Winter, Spring, Summer, Fall | Winter, Spring, Summer, Fall
WI Large Coal Units Hg Rule v3.1, Unit 3411 and retrofits | 1040 | 7369 | MACT Fuel Choice Floor in lbs/MMBtu | FALSE | L | Annual | Emission Floor | lbs/MMBtu | 7.92e-07 | 7.92e-07 | 7.92e-07 | 7.92e-07 | 7.92e-07 | 7.92e-07 | 7.92e-07
WI Large Coal Units Hg Rule v3.1, Unit 3411 and retrofits | 1040 | 7369 | MACT Fuel Choice Floor in lbs/MMBtu | FALSE | L | Annual | Emissions at Affected Plants MER | lbs | 7.2914 | 10.19 | 0 | 0 | 0 | 0 | 0
WI Large Coal Units Hg Rule v3.1, Unit 3411 and retrofits | 1040 | 7369 | MACT Fuel Choice Floor in lbs/MMBtu | FALSE | L | Annual | Allowances Purchased MER | lbs | 0 | 0 | 0 | 0 | 0 | 0 | 0
WI Large Coal Units Hg Rule v3.1, Unit 3411 and retrofits | 1040 | 7369 | MACT Fuel Choice Floor in lbs/MMBtu | FALSE | L | Annual | Allowances Sold MER | lbs | 0 | 0 | 0 | 0 | 0 | 0 | 0
WI Large Coal Units Hg Rule v3.1, Unit 3411 and retrofits | 1040 | 7369 | MACT Fuel Choice Floor in lbs/MMBtu | FALSE | L | Annual | Allowances Banked | lbs | 0 | 0 | 0 | 0 | 0 | 0 | 0
WI Large Coal Units Hg Rule v3.1, Unit 3411 and retrofits | 1040 | 7369 | MACT Fuel Choice Floor in lbs/MMBtu | FALSE | L | Annual | Allowances Withdrawn (1:1) | lbs | 0 | 0 | 0 | 0 | 0 | 0 | 0
WI Large Coal Units Hg Rule v3.1, Unit 3411 and retrofits | 1040 | 7369 | MACT Fuel Choice Floor in lbs/MMBtu | FALSE | L | Annual | Allowances Withdrawn (n:1) | lbs | 0 | 0 | 0 | 0 | 0 | 0 | 0
WI Large Coal Units Hg Rule v3.1, Unit 3411 and retrofits | 1040 | 7369 | MACT Fuel Choice Floor in lbs/MMBtu | FALSE | L | Annual | Net Emissions Allowance Position | lbs | 7.2914 | 10.19 | 0 | 0 | 0 | 0 | 0
WI Large Coal Units Hg Rule v3.1, Unit 3411 and retrofits | 1040 | 7369 | MACT Fuel Choice Floor in lbs/MMBtu | FALSE | L | Annual | Fuel Consumed | TBtu | 12.9942 | 18.1599 | 0 | 0 | 0 | 0 | 0
WI Large Coal Units Hg Rule v3.1, Unit 3411 and retrofits | 1040 | 7369 | MACT Fuel Choice Floor in lbs/MMBtu | FALSE | L | Annual | Rate | lb/MMBtu | 5.6112e-07 | 5.6112e-07 | 0 | 0 | 0 | 0 | 0
WI Large Coal Units Hg Rule v3.1, Unit 3411 and retrofits | 1040 | 7369 | MACT Fuel Choice Floor in lbs/MMBtu | FALSE | L | Annual | Generation | TWh | 1.156 | 1.6155 | 0 | 0 | 0 | 0 | 0
WI Large Coal Units Hg Rule v3.1, Unit 3411 and retrofits | 1040 | 7369 | MACT Fuel Choice Floor in lbs/MMBtu | FALSE | L | Annual | Qualifying Generation | TWh | 1.156 | 1.6155 | 0 | 0 | 0 | 0 | 0
WI Large Coal Units Hg Rule v3.1, Unit 3411 and retrofits | 1040 | 7369 | MACT Fuel Choice Floor in lbs/MMBtu | FALSE | L | Annual | Constraint Shadow Price | US2022$/Lb | 0 | 0 | 0 | 0 | 0 | 0 | 0
WI Large Coal Units Hg Rule v3.1, Unit 4713 and retrofits | 1041 | 7369 | MACT Fuel Choice Floor in lbs/MMBtu | FALSE | L | Annual | Seasons Included | Seasons | Winter, Spring, Summer, Fall | Winter, Spring, Summer, Fall | Winter, Spring, Summer, Fall | Winter, Spring, Summer, Fall | Winter, Spring, Summer, Fall | Winter, Spring, Summer, Fall | Winter, Spring, Summer, Fall
WI Large Coal Units Hg Rule v3.1, Unit 4713 and retrofits | 1041 | 7369 | MACT Fuel Choice Floor in lbs/MMBtu | FALSE | L | Annual | Emission Floor | lbs/MMBtu | 7.92e-07 | 7.92e-07 | 7.92e-07 | 7.92e-07 | 7.92e-07 | 7.92e-07 | 7.92e-07
WI Large Coal Units Hg Rule v3.1, Unit 4713 and retrofits | 1041 | 7369 | MACT Fuel Choice Floor in lbs/MMBtu | FALSE | L | Annual | Emissions at Affected Plants MER | lbs | 20.5576 | 0 | 0 | 0 | 0 | 0 | 0
WI Large Coal Units Hg Rule v3.1, Unit 4713 and retrofits | 1041 | 7369 | MACT Fuel Choice Floor in lbs/MMBtu | FALSE | L | Annual | Allowances Purchased MER | lbs | 0 | 0 | 0 | 0 | 0 | 0 | 0
WI Large Coal Units Hg Rule v3.1, Unit 4713 and retrofits | 1041 | 7369 | MACT Fuel Choice Floor in lbs/MMBtu | FALSE | L | Annual | Allowances Sold MER | lbs | 0 | 0 | 0 | 0 | 0 | 0 | 0
WI Large Coal Units Hg Rule v3.1, Unit 4713 and retrofits | 1041 | 7369 | MACT Fuel Choice Floor in lbs/MMBtu | FALSE | L | Annual | Allowances Banked | lbs | 0 | 0 | 0 | 0 | 0 | 0 | 0
WI Large Coal Units Hg Rule v3.1, Unit 4713 and retrofits | 1041 | 7369 | MACT Fuel Choice Floor in lbs/MMBtu | FALSE | L | Annual | Allowances Withdrawn (1:1) | lbs | 0 | 0 | 0 | 0 | 0 | 0 | 0
WI Large Coal Units Hg Rule v3.1, Unit 4713 and retrofits | 1041 | 7369 | MACT Fuel Choice Floor in lbs/MMBtu | FALSE | L | Annual | Allowances Withdrawn (n:1) | lbs | 0 | 0 | 0 | 0 | 0 | 0 | 0
WI Large Coal Units Hg Rule v3.1, Unit 4713 and retrofits | 1041 | 7369 | MACT Fuel Choice Floor in lbs/MMBtu | FALSE | L | Annual | Net Emissions Allowance Position | lbs | 20.5576 | 0 | 0 | 0 | 0 | 0 | 0
WI Large Coal Units Hg Rule v3.1, Unit 4713 and retrofits | 1041 | 7369 | MACT Fuel Choice Floor in lbs/MMBtu | FALSE | L | Annual | Fuel Consumed | TBtu | 36.0866 | 0 | 0 | 0 | 0 | 0 | 0
WI Large Coal Units Hg Rule v3.1, Unit 4713 and retrofits | 1041 | 7369 | MACT Fuel Choice Floor in lbs/MMBtu | FALSE | L | Annual | Rate | lb/MMBtu | 5.6967e-07 | 0 | 0 | 0 | 0 | 0 | 0
WI Large Coal Units Hg Rule v3.1, Unit 4713 and retrofits | 1041 | 7369 | MACT Fuel Choice Floor in lbs/MMBtu | FALSE | L | Annual | Generation | TWh | 3.598 | 0 | 0 | 0 | 0 | 0 | 0
WI Large Coal Units Hg Rule v3.1, Unit 4713 and retrofits | 1041 | 7369 | MACT Fuel Choice Floor in lbs/MMBtu | FALSE | L | Annual | Qualifying Generation | TWh | 3.598 | 0 | 0 | 0 | 0 | 0 | 0
WI Large Coal Units Hg Rule v3.1, Unit 4713 and retrofits | 1041 | 7369 | MACT Fuel Choice Floor in lbs/MMBtu | FALSE | L | Annual | Constraint Shadow Price | US2022$/Lb | 0 | 0 | 0 | 0 | 0 | 0 | 0
WI Large Coal Units Hg Rule v3.1, Unit 4714 and retrofits | 1042 | 7369 | MACT Fuel Choice Floor in lbs/MMBtu | FALSE | L | Annual | Seasons Included | Seasons | Winter, Spring, Summer, Fall | Winter, Spring, Summer, Fall | Winter, Spring, Summer, Fall | Winter, Spring, Summer, Fall | Winter, Spring, Summer, Fall | Winter, Spring, Summer, Fall | Winter, Spring, Summer, Fall
WI Large Coal Units Hg Rule v3.1, Unit 4714 and retrofits | 1042 | 7369 | MACT Fuel Choice Floor in lbs/MMBtu | FALSE | L | Annual | Emission Floor | lbs/MMBtu | 7.92e-07 | 7.92e-07 | 7.92e-07 | 7.92e-07 | 7.92e-07 | 7.92e-07 | 7.92e-07
WI Large Coal Units Hg Rule v3.1, Unit 4714 and retrofits | 1042 | 7369 | MACT Fuel Choice Floor in lbs/MMBtu | FALSE | L | Annual | Emissions at Affected Plants MER | lbs | 20.4745 | 0.35793 | 0.37779 | 0.37779 | 0 | 0 | 0
WI Large Coal Units Hg Rule v3.1, Unit 4714 and retrofits | 1042 | 7369 | MACT Fuel Choice Floor in lbs/MMBtu | FALSE | L | Annual | Allowances Purchased MER | lbs | 0 | 0 | 0 | 0 | 0 | 0 | 0
WI Large Coal Units Hg Rule v3.1, Unit 4714 and retrofits | 1042 | 7369 | MACT Fuel Choice Floor in lbs/MMBtu | FALSE | L | Annual | Allowances Sold MER | lbs | 0 | 0 | 0 | 0 | 0 | 0 | 0
WI Large Coal Units Hg Rule v3.1, Unit 4714 and retrofits | 1042 | 7369 | MACT Fuel Choice Floor in lbs/MMBtu | FALSE | L | Annual | Allowances Banked | lbs | 0 | 0 | 0 | 0 | 0 | 0 | 0
WI Large Coal Units Hg Rule v3.1, Unit 4714 and retrofits | 1042 | 7369 | MACT Fuel Choice Floor in lbs/MMBtu | FALSE | L | Annual | Allowances Withdrawn (1:1) | lbs | 0 | 0 | 0 | 0 | 0 | 0 | 0
WI Large Coal Units Hg Rule v3.1, Unit 4714 and retrofits | 1042 | 7369 | MACT Fuel Choice Floor in lbs/MMBtu | FALSE | L | Annual | Allowances Withdrawn (n:1) | lbs | 0 | 0 | 0 | 0 | 0 | 0 | 0
WI Large Coal Units Hg Rule v3.1, Unit 4714 and retrofits | 1042 | 7369 | MACT Fuel Choice Floor in lbs/MMBtu | FALSE | L | Annual | Net Emissions Allowance Position | lbs | 20.4745 | 0.35793 | 0.37779 | 0.37779 | 0 | 0 | 0
WI Large Coal Units Hg Rule v3.1, Unit 4714 and retrofits | 1042 | 7369 | MACT Fuel Choice Floor in lbs/MMBtu | FALSE | L | Annual | Fuel Consumed | TBtu | 35.9408 | 7.991 | 0.90911 | 0.66316 | 0 | 0 | 0
WI Large Coal Units Hg Rule v3.1, Unit 4714 and retrofits | 1042 | 7369 | MACT Fuel Choice Floor in lbs/MMBtu | FALSE | L | Annual | Rate | lb/MMBtu | 5.6967e-07 | 4.4792e-08 | 4.1556e-07 | 5.6967e-07 | 0 | 0 | 0
WI Large Coal Units Hg Rule v3.1, Unit 4714 and retrofits | 1042 | 7369 | MACT Fuel Choice Floor in lbs/MMBtu | FALSE | L | Annual | Generation | TWh | 3.6126 | 0.80563 | 0.073007 | 0.048285 | 0 | 0 | 0
WI Large Coal Units Hg Rule v3.1, Unit 4714 and retrofits | 1042 | 7369 | MACT Fuel Choice Floor in lbs/MMBtu | FALSE | L | Annual | Qualifying Generation | TWh | 3.6126 | 0.80563 | 0.073007 | 0.048285 | 0 | 0 | 0
WI Large Coal Units Hg Rule v3.1, Unit 4714 and retrofits | 1042 | 7369 | MACT Fuel Choice Floor in lbs/MMBtu | FALSE | L | Annual | Constraint Shadow Price | US2022$/Lb | 0 | 0 | 0 | 0 | 0 | 0 | 0
WI Small Coal Units Hg Rule v3.1, Unit 3461 and retrofits | 1043 | 7370 | MACT Fuel Choice Floor in lbs/MMBtu | FALSE | L | Annual | Seasons Included | Seasons | Winter, Spring, Summer, Fall | Winter, Spring, Summer, Fall | Winter, Spring, Summer, Fall | Winter, Spring, Summer, Fall | Winter, Spring, Summer, Fall | Winter, Spring, Summer, Fall | Winter, Spring, Summer, Fall
WI Small Coal Units Hg Rule v3.1, Unit 3461 and retrofits | 1043 | 7370 | MACT Fuel Choice Floor in lbs/MMBtu | FALSE | L | Annual | Emission Floor | lbs/MMBtu | 6.91e-07 | 6.91e-07 | 6.91e-07 | 6.91e-07 | 6.91e-07 | 6.91e-07 | 6.91e-07
WI Small Coal Units Hg Rule v3.1, Unit 3461 and retrofits | 1043 | 7370 | MACT Fuel Choice Floor in lbs/MMBtu | FALSE | L | Annual | Emissions at Affected Plants MER | lbs | 1.7821 | 2.4858 | 0 | 0 | 0 | 0 | 0
WI Small Coal Units Hg Rule v3.1, Unit 3461 and retrofits | 1043 | 7370 | MACT Fuel Choice Floor in lbs/MMBtu | FALSE | L | Annual | Allowances Purchased MER | lbs | 0 | 0 | 0 | 0 | 0 | 0 | 0
WI Small Coal Units Hg Rule v3.1, Unit 3461 and retrofits | 1043 | 7370 | MACT Fuel Choice Floor in lbs/MMBtu | FALSE | L | Annual | Allowances Sold MER | lbs | 0 | 0 | 0 | 0 | 0 | 0 | 0
WI Small Coal Units Hg Rule v3.1, Unit 3461 and retrofits | 1043 | 7370 | MACT Fuel Choice Floor in lbs/MMBtu | FALSE | L | Annual | Allowances Banked | lbs | 0 | 0 | 0 | 0 | 0 | 0 | 0
WI Small Coal Units Hg Rule v3.1, Unit 3461 and retrofits | 1043 | 7370 | MACT Fuel Choice Floor in lbs/MMBtu | FALSE | L | Annual | Allowances Withdrawn (1:1) | lbs | 0 | 0 | 0 | 0 | 0 | 0 | 0
WI Small Coal Units Hg Rule v3.1, Unit 3461 and retrofits | 1043 | 7370 | MACT Fuel Choice Floor in lbs/MMBtu | FALSE | L | Annual | Allowances Withdrawn (n:1) | lbs | 0 | 0 | 0 | 0 | 0 | 0 | 0
WI Small Coal Units Hg Rule v3.1, Unit 3461 and retrofits | 1043 | 7370 | MACT Fuel Choice Floor in lbs/MMBtu | FALSE | L | Annual | Net Emissions Allowance Position | lbs | 1.7821 | 2.4858 | 0 | 0 | 0 | 0 | 0
WI Small Coal Units Hg Rule v3.1, Unit 3461 and retrofits | 1043 | 7370 | MACT Fuel Choice Floor in lbs/MMBtu | FALSE | L | Annual | Fuel Consumed | TBtu | 4.1565 | 4.4062 | 0 | 0 | 0 | 0 | 0
WI Small Coal Units Hg Rule v3.1, Unit 3461 and retrofits | 1043 | 7370 | MACT Fuel Choice Floor in lbs/MMBtu | FALSE | L | Annual | Rate | lb/MMBtu | 4.2876e-07 | 5.6415e-07 | 0 | 0 | 0 | 0 | 0
WI Small Coal Units Hg Rule v3.1, Unit 3461 and retrofits | 1043 | 7370 | MACT Fuel Choice Floor in lbs/MMBtu | FALSE | L | Annual | Generation | TWh | 0.34448 | 0.34779 | 0 | 0 | 0 | 0 | 0
WI Small Coal Units Hg Rule v3.1, Unit 3461 and retrofits | 1043 | 7370 | MACT Fuel Choice Floor in lbs/MMBtu | FALSE | L | Annual | Qualifying Generation | TWh | 0.34448 | 0.34779 | 0 | 0 | 0 | 0 | 0
WI Small Coal Units Hg Rule v3.1, Unit 3461 and retrofits | 1043 | 7370 | MACT Fuel Choice Floor in lbs/MMBtu | FALSE | L | Annual | Constraint Shadow Price | US2022$/Lb | 0 | 0 | 0 | 0 | 0 | 0 | 0
Zero Reserve Margin Type 3 Constraints | 1044 | 7670 | MACT Fuel Choice Floor in lbs/MMBtu | FALSE | L | Annual | Seasons Included | Seasons | Winter, Spring, Summer, Fall | Winter, Spring, Summer, Fall | Winter, Spring, Summer, Fall | Winter, Spring, Summer, Fall | Winter, Spring, Summer, Fall | Winter, Spring, Summer, Fall | Winter, Spring, Summer, Fall
Zero Reserve Margin Type 3 Constraints | 1044 | 7670 | MACT Fuel Choice Floor in lbs/MMBtu | FALSE | L | Annual | Emission Floor | lb/MMBtu | NA | NA | NA | NA | NA | NA | NA
Zero Reserve Margin Type 3 Constraints | 1044 | 7670 | MACT Fuel Choice Floor in lbs/MMBtu | FALSE | L | Annual | Emissions at Affected Plants NOX | Thousand Tons | 0 | 0 | 0 | 0 | 0 | 0 | 0
Zero Reserve Margin Type 3 Constraints | 1044 | 7670 | MACT Fuel Choice Floor in lbs/MMBtu | FALSE | L | Annual | Allowances Purchased NOX | Thousand Tons | 0 | 0 | 0 | 0 | 0 | 0 | 0
Zero Reserve Margin Type 3 Constraints | 1044 | 7670 | MACT Fuel Choice Floor in lbs/MMBtu | FALSE | L | Annual | Allowances Sold NOX | Thousand Tons | 0 | 0 | 0 | 0 | 0 | 0 | 0
Zero Reserve Margin Type 3 Constraints | 1044 | 7670 | MACT Fuel Choice Floor in lbs/MMBtu | FALSE | L | Annual | Allowances Banked | Thousand Tons | 0 | 0 | 0 | 0 | 0 | 0 | 0
Zero Reserve Margin Type 3 Constraints | 1044 | 7670 | MACT Fuel Choice Floor in lbs/MMBtu | FALSE | L | Annual | Allowances Withdrawn (1:1) | Thousand Tons | 0 | 0 | 0 | 0 | 0 | 0 | 0
Zero Reserve Margin Type 3 Constraints | 1044 | 7670 | MACT Fuel Choice Floor in lbs/MMBtu | FALSE | L | Annual | Allowances Withdrawn (n:1) | Thousand Tons | 0 | 0 | 0 | 0 | 0 | 0 | 0
Zero Reserve Margin Type 3 Constraints | 1044 | 7670 | MACT Fuel Choice Floor in lbs/MMBtu | FALSE | L | Annual | Net Emissions Allowance Position | Thousand Tons | 0 | 0 | 0 | 0 | 0 | 0 | 0
Zero Reserve Margin Type 3 Constraints | 1044 | 7670 | MACT Fuel Choice Floor in lbs/MMBtu | FALSE | L | Annual | Fuel Consumed | TBtu | 0 | 0 | 0 | 0 | 0 | 0 | 0
Zero Reserve Margin Type 3 Constraints | 1044 | 7670 | MACT Fuel Choice Floor in lbs/MMBtu | FALSE | L | Annual | Rate | lb/MMBtu | 0 | 0 | 0 | 0 | 0 | 0 | 0
Zero Reserve Margin Type 3 Constraints | 1044 | 7670 | MACT Fuel Choice Floor in lbs/MMBtu | FALSE | L | Annual | Generation | TWh | 0 | 0 | 0 | 0 | 0 | 0 | 0
Zero Reserve Margin Type 3 Constraints | 1044 | 7670 | MACT Fuel Choice Floor in lbs/MMBtu | FALSE | L | Annual | Qualifying Generation | TWh | 0 | 0 | 0 | 0 | 0 | 0 | 0
Zero Reserve Margin Type 3 Constraints | 1044 | 7670 | MACT Fuel Choice Floor in lbs/MMBtu | FALSE | L | Annual | Constraint Shadow Price | US2022$/Ton | 0 | 0 | 0 | 0 | 0 | 0 | 0

## Table 1-16_US
Final Rule Sens Vehicle Rules MATS and ELG
| 2028 | 2030 | 2035 | 2040 | 2045 | 2050 | 2055
1. Reserve Margin Capacity Winter [MW] | 926492.9086 | 945868.6948 | 1025011.2412 | 1117897.3506 | 1213251.508 | 1314189.8693 | 1392173.766
Plus Firm Contract Purchases Winter [MW] | 0 | 0 | 0 | 0 | 0 | 0 | 0
Plus Transmission In Winter [MW] | 33559.5817 | 36535.0077 | 42772.7092 | 47892.2687 | 62071.2433 | 70867.6694 | 69291.2254
Less Firm Contract Sales Winter [MW] | 0 | 0 | 0 | 0 | 0 | 0 | 0
Less Transmission Out Winter [MW] | 36003.2134 | 40204.8526 | 47188.9948 | 55067.8154 | 70118.129 | 79111.8243 | 77799.4633
Total Reserve Margin Capacity Winter [MW] | 924049.2769 | 942198.8499 | 1020594.9556 | 1110721.8038 | 1205204.6223 | 1305945.7144 | 1383665.5281
2. Peak Load Winter [MW] | 718116.9115 | 739255.4613 | 806353.6709 | 875201.7027 | 943262.501 | 1017166.3873 | 1076104.5943
Less DSM [MW] | 0 | 0 | 0 | 0 | 0 | 0 | 0
Net Demand Winter [MW] | 718116.9115 | 739255.4613 | 806353.6709 | 875201.7027 | 943262.501 | 1017166.3873 | 1076104.5943
3. Reserve Margin Winter [%] | 28.6767 | 27.4524 | 26.5691 | 26.9104 | 27.7698 | 28.3906 | 28.581
1. Reserve Margin Capacity Spring [MW] | 926492.9086 | 945868.6948 | 1025011.2412 | 1117897.3506 | 1213251.508 | 1314189.8693 | 1392173.766
Plus Firm Contract Purchases Spring [MW] | 0 | 0 | 0 | 0 | 0 | 0 | 0
Plus Transmission In Spring [MW] | 3420.2477 | 3415.3192 | 5921.0185 | 5222.9457 | 10900.5081 | 18894.8949 | 21458.4006
Less Firm Contract Sales Spring [MW] | 0 | 0 | 0 | 0 | 0 | 0 | 0
Less Transmission Out Spring [MW] | 3728.6694 | 3504.6782 | 6069.8147 | 5353.0223 | 11176.8269 | 19360.6574 | 21986.0662
Total Reserve Margin Capacity Spring [MW] | 926184.4869 | 945779.3359 | 1024862.4449 | 1117767.2739 | 1212975.1892 | 1313724.1068 | 1391646.1004
2. Peak Load Spring [MW] | 612904.1765 | 632844.3858 | 697735.6323 | 761200.0342 | 819050.6783 | 879201.6675 | 931889.9302
Less DSM [MW] | 0 | 0 | 0 | 0 | 0 | 0 | 0
Net Demand Spring [MW] | 612904.1765 | 632844.3858 | 697735.6323 | 761200.0342 | 819050.6783 | 879201.6675 | 931889.9302
3. Reserve Margin Spring [%] | 51.1141 | 49.449 | 46.8841 | 46.8428 | 48.0953 | 49.4224 | 49.3359
1. Reserve Margin Capacity Summer [MW] | 926492.9086 | 945868.6948 | 1025011.2412 | 1117897.3506 | 1213251.508 | 1314189.8693 | 1392173.766
Plus Firm Contract Purchases Summer [MW] | 0 | 0 | 0 | 0 | 0 | 0 | 0
Plus Transmission In Summer [MW] | 80051.4644 | 88907.9163 | 99403.8047 | 103211.5131 | 126309.6064 | 134183.9162 | 138766.0348
Less Firm Contract Sales Summer [MW] | 0 | 0 | 0 | 0 | 0 | 0 | 0
Less Transmission Out Summer [MW] | 74151.1674 | 82926.2398 | 91990.7221 | 96991.785 | 120457.6395 | 128326.806 | 132960.3457
Total Reserve Margin Capacity Summer [MW] | 932393.2056 | 951850.3713 | 1032424.3238 | 1124117.0786 | 1219103.4749 | 1320046.9795 | 1397979.455
2. Peak Load Summer [MW] | 804631.9566 | 825470.0534 | 895934.3045 | 975538.3501 | 1058038.1312 | 1145727.9383 | 1213443.453
Less DSM [MW] | 0 | 0 | 0 | 0 | 0 | 0 | 0
Net Demand Summer [MW] | 804631.9566 | 825470.0534 | 895934.3045 | 975538.3501 | 1058038.1312 | 1145727.9383 | 1213443.453
3. Reserve Margin Summer [%] | 15.8782 | 15.3101 | 15.2344 | 15.2304 | 15.223 | 15.2147 | 15.2076
1. Reserve Margin Capacity Fall [MW] | 926492.9086 | 945868.6948 | 1025011.2412 | 1117897.3506 | 1213251.508 | 1314189.8693 | 1392173.766
Plus Firm Contract Purchases Fall [MW] | 0 | 0 | 0 | 0 | 0 | 0 | 0
Plus Transmission In Fall [MW] | 8005.2301 | 8687.5342 | 10978.4985 | 7237.2128 | 16502.2215 | 25187.2137 | 28274.2244
Less Firm Contract Sales Fall [MW] | 0 | 0 | 0 | 0 | 0 | 0 | 0
Less Transmission Out Fall [MW] | 8973.3575 | 10137.8897 | 11334.1285 | 7509.8873 | 17007.8852 | 25815.6203 | 29038.2289
Total Reserve Margin Capacity Fall [MW] | 925524.7812 | 944418.3393 | 1024655.6112 | 1117624.676 | 1212745.8443 | 1313561.4627 | 1391409.7615
2. Peak Load Fall [MW] | 658210.7737 | 677748.9527 | 742136.1635 | 808004.7247 | 872267.4304 | 939004.9754 | 994943.9441
Less DSM [MW] | 0 | 0 | 0 | 0 | 0 | 0 | 0
Net Demand Fall [MW] | 658210.7737 | 677748.9527 | 742136.1635 | 808004.7247 | 872267.4304 | 939004.9754 | 994943.9441
3. Reserve Margin Fall [%] | 40.6122 | 39.3463 | 38.0684 | 38.3191 | 39.0337 | 39.8887 | 39.8481
1. Reserve Margin Capacity Annual [MW] | 926492.9086 | 945868.6948 | 1025011.2412 | 1117897.3506 | 1213251.508 | 1314189.8693 | 1392173.766
Plus Firm Contract Purchases Annual [MW] | 0 | 0 | 0 | 0 | 0 | 0 | 0
Plus Transmission In Annual [MW] | 85360.1235 | 89016.2496 | 100022.1529 | 105656.4821 | 127980.7362 | 141446.3552 | 145899.1106
Less Firm Contract Sales Annual [MW] | 0 | 0 | 0 | 0 | 0 | 0 | 0
Less Transmission Out Annual [MW] | 54252.4143 | 57254.4812 | 67516.1152 | 70468.1715 | 96570.3539 | 107309.0978 | 110314.8028
Total Reserve Margin Capacity Annual [MW] | 957600.6178 | 977630.4632 | 1057517.2789 | 1153085.6611 | 1244661.8904 | 1348327.1267 | 1427758.0738
(for seasonal/annual regions combined)
2. Peak Load Annual [MW] | 818343.4601 | 839523.3724 | 910522.5406 | 990765.2501 | 1073768.5878 | 1163100.1443 | 1231794.186
Less DSM [MW] | 0 | 0 | 0 | 0 | 0 | 0 | 0
Net Demand Annual [MW] | 818343.4601 | 839523.3724 | 910522.5406 | 990765.2501 | 1073768.5878 | 1163100.1443 | 1231794.186
(for seasonal/annual regions combined)
3. Reserve Margin Annual [%] | 17.017 | 16.4507 | 16.144 | 16.3833 | 15.9153 | 15.9253 | 15.9088
(for seasonal/annual regions combined)
3a.Local Reserves Annual [%] | 113.2157 | 112.6673 | 112.574 | 112.8317 | 112.99 | 112.9903 | 113.02
(for seasonal/annual regions combined)
4. Total Generation [GWh] | 4571007.5768 | 4749476.2018 | 5388064.207 | 5951724.782 | 6604879.4769 | 6948284.5064 | 7332242.8919
Inter-Region Transmission [GWh] | 15577.4924 | 9564.0096 | -8421.8637 | -38748.5059 | -59066.5346 | -31289.5422 | -16333.4676
Pumping & Storage Losses [GWh] | 87774.9572 | 101710.0043 | 207741.4341 | 252611.8581 | 391775.7846 | 399192.4978 | 406729.4651
Produced Fuel Losses [GWh] | 0 | 0 | 0 | 0 | 0 | 0 | 0
Plus Purchases [GWh] | 0 | 0 | 0 | 0 | 0 | 0 | 0
Less Sales [GWh] | 0 | 0 | 0 | 0 | 0 | 0 | 0
5. Total Supply for Demand [GWh] | 4498810.1121 | 4657330.2072 | 5171900.9093 | 5660364.4179 | 6154037.1578 | 6517802.4664 | 6909179.9592
6. Projected Demand [GWh] | 4495960.9127 | 4656528.5051 | 5164929.7412 | 5624542.7378 | 6032232.8315 | 6432867.0902 | 6813418.0662
Energy Not Served [GWh] | 0 | 0 | 0 | 0 | 0 | 0 | 0
Less DSM [GWh] | 0 | 0 | 0 | 0 | 0 | 0 | 0
Energy Demand Response [GWh] | 0 | 0 | 0 | 0 | 0 | 0 | 0
Net Demand [GWh] | 4495960.9127 | 4656528.5051 | 5164929.7412 | 5624542.7378 | 6032232.8315 | 6432867.0902 | 6813418.0662
7. Dumped Energy [GWh] | 2849.1994 | 801.702 | 6971.1681 | 35821.6801 | 121804.3262 | 84935.3762 | 95761.8929
8. Total Generation [GWh] | 4571007.5768 | 4749476.2018 | 5388064.207 | 5951724.782 | 6604879.4769 | 6948284.5064 | 7332242.8919
Less T&D Losses [GWh] | 323289.4134 | 335496.7114 | 381446.1697 | 420269.4054 | 464570.9213 | 490367.1808 | 518636.2019
9. Total Sales [GWh] | 4247718.1634 | 4413979.4903 | 5006618.0373 | 5531455.3766 | 6140308.5556 | 6457917.3257 | 6813606.69
Capacity Avoided Costs [US$/kW]
ANNUAL | 63.3528 | 85.8949 | 73.1364 | 87.2547 | 73.7651 | 72.9023 | 73.2754
WINTER | 20.6667 | 17.2331 | 9.9692 | 8.006 | 7.9861 | 8.5702 | 8.4274
SPRING | 0.00079505 | 0.0013474 | 0.0013329 | 0.00075199 | 0.0016178 | 0.00093555 | 0.0009623
SUMMER | 45.1223 | 70.5669 | 64.4734 | 80.3165 | 66.8571 | 65.6311 | 66.1042
FALL | 0.001486 | 0.0012023 | 0.0013761 | 0.00097561 | 0.0016917 | 0.0015226 | 0.0015215
10. Capacity by Capacity Reporting Type [MW]
00 New Combined Cycle | 28001.6576 | 28598.6372 | 27642.7699 | 28127.7218 | 28127.7218 | 52579.1613 | 85052.7347
00 New Combined Cycle with CCS Retrofit | 0 | 0 | 823.3138 | 823.3138 | 823.3138 | 823.3138 | 823.3138
00 New Combined Cycle with CF Limit | 0 | 0 | 0 | 0 | 0 | 0 | 0
00 New Combined Cycle with HRI Retrofit | 0 | 0 | 0 | 0 | 0 | 0 | 0
00 New Combined Cycle with Hydrogen Retrofit | 0 | 455.6232 | 0 | 0 | 0 | 0 | 0
00 New Combined Cycle with Hydrogen Retrofit Undone | 0 | 0 | 455.6232 | 455.6232 | 455.6232 | 455.6232 | 455.6232
00 New Combined Cycle with CCS | 0 | 0 | 0 | 0 | 0 | 0 | 0
00 New Combustion Turbine | 8894.812 | 15744.0334 | 23498.4716 | 77857.903 | 158026.6814 | 253468.2638 | 304199.29
00 New Combustion Turbine with HRI Retrofit | 0 | 0 | 0 | 0 | 0 | 0 | 0
00 New Combustion Turbine with Hydrogen Retrofit | 0 | 0 | 0 | 0 | 0 | 1790.8484 | 1848.4617
00 New Combustion Turbine with Hydrogen Retrofit Undone | 0 | 0 | 0 | 0 | 0 | 0 | 0
00 New Hydro | 0 | 2101.2934 | 5738.4559 | 9419.5092 | 9853.7435 | 9853.7435 | 9853.8336
00 New Nuclear | 0 | 0 | 0 | 0 | 0 | 0 | 0
00 New Nuclear - SMR | 0 | 0 | 0 | 0 | 0 | 253.0862 | 253.0862
00 New Biomass | 0 | 0 | 0 | 0 | 0 | 0 | 0
00 New Geothermal | 601.83 | 601.83 | 601.83 | 601.83 | 675.88 | 675.88 | 675.88
00 New Landfill Gas | 1542 | 1542 | 1542 | 1542 | 1542 | 3076.6926 | 4021.5314
00 New Battery Storage | 16592.2585 | 25365.489 | 92560.853 | 112757.7866 | 151932.2244 | 154880.8549 | 156043.3885
00 New Offshore Wind | 6164.8851 | 9758.7188 | 29533.0241 | 30964.1625 | 52464.1625 | 52464.1625 | 52464.1625
00 New Onshore Wind | 64106.4414 | 106438.8795 | 230855.8362 | 460590.309 | 599571.652 | 606680.8612 | 659449.8019
00 New Solar PV | 40930.1656 | 44081.8507 | 160492.6132 | 223650.3386 | 396994.5525 | 421563.9157 | 459994.7779
00 New Solar Thermal | 0 | 0 | 0 | 0 | 0 | 1116.7161 | 1242.1415
00 New Fuel Cell | 0 | 0 | 0 | 0 | 0 | 0 | 0
00 New Ultrasupercritical Coal without CCS | 0 | 0 | 0 | 0 | 0 | 0 | 0
00 New Ultrasupercritical Coal with 30% CCS | 0 | 0 | 0 | 0 | 0 | 0 | 0
00 New Ultrasupercritical Coal with 90% CCS | 0 | 0 | 0 | 0 | 0 | 0 | 0
00 Exist & New Distributed Solar PV | 81438.517 | 92295.5312 | 120510.1551 | 151530.8306 | 185355.8591 | 223729.6245 | 273919.1016
00 Exist Combined Cycle | 287518.9724 | 285740.9724 | 284350.5134 | 283886.5134 | 277859.993 | 268957.493 | 267150.652
00 Exist Combustion Turbine | 149275.4737 | 148806.9737 | 147565.7737 | 147401.7737 | 136972.1737 | 132504.6737 | 132504.6737
00 Exist FBC_Uncontrolled | 2.3 | 2.3 | 2.3 | 2.3 | 0 | 0 | 0
00 Exist FBC_ACI_DSI | 38 | 0 | 0 | 0 | 0 | 0 | 0
00 Exist FBC_DryFGD_ACI | 139 | 0 | 0 | 0 | 0 | 0 | 0
00 Exist FBC_DryFGD_DSI | 0 | 0 | 0 | 0 | 0 | 0 | 0
00 Exist FBC_DryFGD_SNCR | 1599.8864 | 0 | 0 | 0 | 0 | 0 | 0
00 Exist FBC_DryFGD_SNCR_ACI | 379 | 0 | 0 | 0 | 0 | 0 | 0
00 Exist FBC_DryFGD_SNCR_ACI_DSI | 624 | 6.6045e-07 | 6.6045e-07 | 6.6045e-07 | 6.6045e-07 | 6.6045e-07 | 6.6045e-07
00 Exist FBC_DryFGD_SNCR_DSI | 0 | 0 | 0 | 0 | 0 | 0 | 0
00 Exist FBC_DSI | 422 | 0 | 0 | 0 | 0 | 0 | 0
00 Exist FBC_SNCR | 0 | 0 | 0 | 0 | 0 | 0 | 0
00 Exist FBC_SNCR_ACI_DSI | 0 | 0 | 0 | 0 | 0 | 0 | 0
00 Exist FBC_SNCR_DSI | 830 | 0 | 0 | 0 | 0 | 0 | 0
00 Exist FBC_WetFGD_SNCR | 54 | 0 | 0 | 0 | 0 | 0 | 0
00 Exist FBC_WetFGD_DSI | 51 | 0 | 0 | 0 | 0 | 0 | 0
00 Exist_Non-FBC_Uncontrolled | 276.4 | 141.3 | 141.3 | 141.3 | 141.3 | 94.3 | 94.3
00 Exist_Non-FBC_ACI | 5429.8733 | 10 | 10 | 10 | 10 | 10 | 10
00 Exist_Non-FBC_ACI_DSI | 993 | 0 | 0 | 0 | 0 | 0 | 0
00 Exist_Non-FBC_DryFGD | 0 | 0 | 0 | 0 | 0 | 0 | 0
00 Exist_Non-FBC_DryFGD_ACI | 5598.167 | 22 | 22 | 22 | 22 | 22 | 22
00 Exist_Non-FBC_DryFGD_SCR | 58.5898 | 0 | 0 | 0 | 0 | 0 | 0
00 Exist_Non-FBC_DryFGD_SCR_ACI | 9239.9569 | 17.8 | 0 | 0 | 0 | 0 | 0
00 Exist_Non-FBC_DryFGD_SCR_DSI | 268 | 0 | 0 | 0 | 0 | 0 | 0
00 Exist_Non-FBC_DryFGD_SCR_ACI_DSI | 691 | 0 | 0 | 0 | 0 | 0 | 0
00 Exist_Non-FBC_DryFGD_SNCR_ACI | 1593 | 0 | 0 | 0 | 0 | 0 | 0
00 Exist_Non-FBC_DryFGD_SNCR_ACI_DSI | 585 | 0 | 0 | 0 | 0 | 0 | 0
00 Exist_Non-FBC_DSI | 938 | 0 | 0 | 0 | 0 | 0 | 0
00 Exist_Non-FBC_SCR_ACI | 1847 | 0 | 0 | 0 | 0 | 0 | 0
00 Exist_Non-FBC_SCR_ACI_DSI | 2990 | 0 | 0 | 0 | 0 | 0 | 0
00 Exist_Non-FBC_SNCR_ACI | 557 | 0 | 0 | 0 | 0 | 0 | 0
00 Exist_Non-FBC_SNCR_ACI_DSI | 0 | 0 | 0 | 0 | 0 | 0 | 0
00 Exist_Non-FBC_WetFGD | 2926 | 0 | 0 | 0 | 0 | 0 | 0
00 Exist_Non-FBC_WetFGD_ACI | 1315.3239 | 4.352e-07 | 4.352e-07 | 4.352e-07 | 4.352e-07 | 4.352e-07 | 4.352e-07
00 Exist_Non-FBC_WetFGD_ACI_DSI | 0 | 0 | 0 | 0 | 0 | 0 | 0
00 Exist_Non-FBC_WetFGD_SCR | 21333.1464 | 0 | 0 | 0 | 0 | 0 | 0
00 Exist_Non-FBC_WetFGD_SCR_DSI | 261.4054 | 0 | 0 | 0 | 0 | 0 | 0
00 Exist_Non-FBC_WetFGD_SCR_ACI | 12406 | 0 | 0 | 0 | 0 | 0 | 0
00 Exist_Non-FBC_WetFGD_SCR_ACI_DSI | 5410 | 0 | 0 | 0 | 0 | 0 | 0
00 Exist_Non-FBC_WetFGD_SNCR | 459 | 0 | 0 | 0 | 0 | 0 | 0
00 Exist_Non-FBC_WetFGD_SNCR_ACI | 1642 | 0 | 0 | 0 | 0 | 0 | 0
00 Exist IGCC | 69.6478 | 69.6478 | 0 | 0 | 0 | 0 | 0
00 Exist Fossil_Other | 1070.8 | 1070.8 | 1070.8 | 1070.8 | 1070.8 | 1070.8 | 1070.8
00 Exist Fuel Cell | 354.2 | 354.2 | 354.2 | 354.2 | 354.2 | 354.2 | 354.2
00 Exist Hydro | 79499.6 | 79499.6 | 79499.6 | 79499.6 | 79499.6 | 79499.6 | 79499.6
00 Exist Non Fossil_Other | 4075.3 | 4075.3 | 4075.3 | 4075.3 | 4075.3 | 4075.3 | 4075.3
00 Exist Nuclear | 93569.6 | 90882 | 83694.5 | 79061.9 | 64844 | 45364.4 | 28531.6
00 Exist Oil/Gas Steam | 43949.4703 | 43471.2468 | 41485.1608 | 41485.1608 | 41485.1608 | 41166.3608 | 41008.3608
00 Exist Oil/Gas Steam_SCR | 6006.2 | 6006.2 | 5774.2 | 5774.2 | 5774.2 | 5774.2 | 5774.2
00 Exist Oil/Gas Steam_SNCR | 4052.9004 | 4052.9004 | 3477.9004 | 3477.9004 | 3477.9004 | 2963.1004 | 2963.1004
00 Exist Biomass | 202.9 | 202.9 | 190.9 | 144.4 | 144.4 | 144.4 | 144.4
00 Exist Landfill Gas | 1652.9 | 1652.9 | 1533.3 | 1533.3 | 1533.3 | 1533.3 | 1533.3
00 Exist Geothermal | 2609.4 | 2609.4 | 2609.4 | 2609.4 | 2609.4 | 2609.4 | 2609.4
00 Exist Pump Storage | 22907.1 | 22907.1 | 22907.1 | 22907.1 | 22907.1 | 22907.1 | 22907.1
00 Exist Energy Storage | 30048.4 | 30048.4 | 30048.4 | 30048.4 | 30048.4 | 30048.4 | 30048.4
00 Exist Solar PV | 141787.6 | 141787.6 | 141785.6 | 141785.6 | 141785.6 | 141785.6 | 141785.6
00 Exist Solar Thermal | 1480.1 | 1480.1 | 1480.1 | 1480.1 | 1480.1 | 1480.1 | 1480.1
00 Exist Offshore Wind | 6185.7 | 6185.7 | 6185.7 | 6185.7 | 6185.7 | 6185.7 | 6185.7
00 Exist Onshore Wind | 161270.2 | 161270.2 | 161270.2 | 161270.2 | 161270.2 | 161270.2 | 161270.2
00 International Imports | 1000 | 1000 | 1000 | 1000 | 1000 | 1000 | 1000
00 Ret.Exist Combined Cycle & CF Limit | 0 | 0 | 0 | 0 | 0 | 0 | 0
00 Ret.Exist Combined Cycle & CCS | 0 | 0 | 79.9297 | 79.9297 | 79.9297 | 79.9297 | 79.9297
00 Ret.Exist Combined Cycle & Hydrogen | 0 | 1778 | 1778 | 1778 | 1838.8204 | 3241.7204 | 4395.5613
00 Ret.Exist Combined Cycle & Hydrogen Retrofit Undone | 0 | 0 | 0 | 0 | 0 | 0 | 0
00 Ret.Exist Combined Cycle & HRI | 0 | 0 | 0 | 0 | 0 | 0 | 0
00 Ret.Exist Combustion Turbine & HRI | 0 | 0 | 0 | 0 | 0 | 0 | 0
00 Ret.Exist_FBC_NoCtrl & CCS | 0 | 0 | 0 | 0 | 0 | 0 | 0
00 Ret.Exist_FBC_NoCtrl & DRET | 0 | 0 | 0 | 0 | 0 | 0 | 0
00 Ret.Exist_FBC_NoCtrl & GPM | 0 | 0 | 0 | 0 | 0 | 0 | 0
00 Ret.Exist_FBC_NoCtrl & GPM & CCS | 0 | 0 | 0 | 0 | 0 | 0 | 0
00 Ret.Exist_FBC_NoCtrl & GPM & DRET | 0 | 0 | 0 | 0 | 0 | 0 | 0
00 Ret.Exist_FBC_NoCtrl & GPM & NGC | 0 | 0 | 0 | 0 | 0 | 0 | 0
00 Ret.Exist_FBC_NoCtrl & GPM & SNCR | 0 | 0 | 0 | 0 | 0 | 0 | 0
00 Ret.Exist_FBC_NoCtrl & GPM & SNCR & CCS | 0 | 0 | 0 | 0 | 0 | 0 | 0
00 Ret.Exist_FBC_NoCtrl & GPM & SNCR & DRET | 0 | 0 | 0 | 0 | 0 | 0 | 0
00 Ret.Exist_FBC_NoCtrl & GPM & SNCR & NGC | 0 | 0 | 0 | 0 | 0 | 0 | 0
00 Ret.Exist_FBC_NoCtrl & NGC | 0 | 0 | 0 | 0 | 0 | 0 | 0
00 Ret.Exist_FBC_NoCtrl & SNCR | 0 | 0 | 0 | 0 | 0 | 0 | 0
00 Ret.Exist_FBC_NoCtrl & SNCR & CCS | 0 | 0 | 0 | 0 | 0 | 0 | 0
00 Ret.Exist_FBC_NoCtrl & SNCR & DRET | 0 | 0 | 0 | 0 | 0 | 0 | 0
00 Ret.Exist_FBC_NoCtrl & SNCR & NGC | 0 | 0 | 0 | 0 | 0 | 0 | 0
00 Ret.Exist_FBC_ACI_DSI & CCS | 0 | 0 | 0 | 0 | 0 | 0 | 0
00 Ret.Exist_FBC_ACI_DSI & DCCS | 422.8211 | 422.8211 | 0 | 0 | 0 | 0 | 0
00 Ret.Exist_FBC_ACI_DSI & DCCS & CCS | 0 | 0 | 271.6577 | 271.6577 | 0 | 0 | 0
00 Ret.Exist_FBC_ACI_DSI & DCCS & SNCR & CCS | 0 | 0 | 0 | 0 | 0 | 0 | 0
00 Ret.Exist_FBC_ACI_DSI & DRET | 0 | 38 | 0 | 0 | 0 | 0 | 0
00 Ret.Exist_FBC_ACI_DSI & GPM | 17.1789 | 0 | 0 | 0 | 0 | 0 | 0
00 Ret.Exist_FBC_ACI_DSI & GPM & CCS | 0 | 0 | 0 | 0 | 0 | 0 | 0
00 Ret.Exist_FBC_ACI_DSI & GPM & DRET | 0 | 0 | 0 | 0 | 0 | 0 | 0
00 Ret.Exist_FBC_ACI_DSI & GPM & NGC | 0 | 17.1789 | 17.1789 | 0 | 0 | 0 | 0
00 Ret.Exist_FBC_ACI_DSI & GPM & SNCR | 0 | 0 | 0 | 0 | 0 | 0 | 0
00 Ret.Exist_FBC_ACI_DSI & GPM & SNCR & CCS | 0 | 0 | 0 | 0 | 0 | 0 | 0
00 Ret.Exist_FBC_ACI_DSI & GPM & SNCR & DRET | 0 | 0 | 0 | 0 | 0 | 0 | 0
00 Ret.Exist_FBC_ACI_DSI & GPM & SNCR & NGC | 0 | 0 | 0 | 0 | 0 | 0 | 0
00 Ret.Exist_FBC_ACI_DSI & NGC | 0 | 0 | 0 | 0 | 0 | 0 | 0
00 Ret.Exist_FBC_ACI_DSI & SNCR | 0 | 0 | 0 | 0 | 0 | 0 | 0
00 Ret.Exist_FBC_ACI_DSI & SNCR & CCS | 0 | 0 | 0 | 0 | 0 | 0 | 0
00 Ret.Exist_FBC_ACI_DSI & SNCR & DRET | 0 | 0 | 0 | 0 | 0 | 0 | 0
00 Ret.Exist_FBC_ACI_DSI & SNCR & NGC | 0 | 0 | 0 | 0 | 0 | 0 | 0
00 Ret.Exist_FBC_DryFGD_ACI & CCS | 0 | 0 | 0 | 0 | 0 | 0 | 0
00 Ret.Exist_FBC_DryFGD_ACI & DCCS | 0 | 0 | 0 | 0 | 0 | 0 | 0
00 Ret.Exist_FBC_DryFGD_ACI & DCCS & CCS | 0 | 0 | 0 | 0 | 0 | 0 | 0
00 Ret.Exist_FBC_DryFGD_ACI & DCCS & SNCR & CCS | 0 | 0 | 0 | 0 | 0 | 0 | 0
00 Ret.Exist_FBC_DryFGD_ACI & DRET | 0 | 139 | 0 | 0 | 0 | 0 | 0
00 Ret.Exist_FBC_DryFGD_ACI & GPM | 0 | 0 | 0 | 0 | 0 | 0 | 0
00 Ret.Exist_FBC_DryFGD_ACI & GPM & CCS | 0 | 0 | 0 | 0 | 0 | 0 | 0
00 Ret.Exist_FBC_DryFGD_ACI & GPM & DRET | 0 | 0 | 0 | 0 | 0 | 0 | 0
00 Ret.Exist_FBC_DryFGD_ACI & GPM & NGC | 0 | 0 | 0 | 0 | 0 | 0 | 0
00 Ret.Exist_FBC_DryFGD_ACI & GPM & SNCR | 0 | 0 | 0 | 0 | 0 | 0 | 0
00 Ret.Exist_FBC_DryFGD_ACI & GPM & SNCR & CCS | 0 | 0 | 0 | 0 | 0 | 0 | 0
00 Ret.Exist_FBC_DryFGD_ACI & GPM & SNCR & DRET | 0 | 0 | 0 | 0 | 0 | 0 | 0
00 Ret.Exist_FBC_DryFGD_ACI & GPM & SNCR & NGC | 0 | 0 | 0 | 0 | 0 | 0 | 0
00 Ret.Exist_FBC_DryFGD_ACI & NGC | 0 | 0 | 0 | 0 | 0 | 0 | 0
00 Ret.Exist_FBC_DryFGD_ACI & SNCR | 0 | 0 | 0 | 0 | 0 | 0 | 0
00 Ret.Exist_FBC_DryFGD_ACI & SNCR & CCS | 0 | 0 | 0 | 0 | 0 | 0 | 0
00 Ret.Exist_FBC_DryFGD_ACI & SNCR & DRET | 0 | 0 | 0 | 0 | 0 | 0 | 0
00 Ret.Exist_FBC_DryFGD_ACI & SNCR & NGC | 0 | 0 | 0 | 0 | 0 | 0 | 0
00 Ret.Exist_FBC_DryFGD_DSI & ACI | 0 | 0 | 0 | 0 | 0 | 0 | 0
00 Ret.Exist_FBC_DryFGD_DSI & ACI & DRET | 0 | 0 | 0 | 0 | 0 | 0 | 0
00 Ret.Exist_FBC_DryFGD_DSI & ACI & GPM | 0 | 0 | 0 | 0 | 0 | 0 | 0
00 Ret.Exist_FBC_DryFGD_DSI & ACI & GPM & DRET | 0 | 0 | 0 | 0 | 0 | 0 | 0
00 Ret.Exist_FBC_DryFGD_DSI & ACI & GPM & NGC | 0 | 0 | 0 | 0 | 0 | 0 | 0
00 Ret.Exist_FBC_DryFGD_DSI & ACI & GPM & SNCR | 0 | 0 | 0 | 0 | 0 | 0 | 0
00 Ret.Exist_FBC_DryFGD_DSI & ACI & GPM & SNCR & DRET | 0 | 0 | 0 | 0 | 0 | 0 | 0
00 Ret.Exist_FBC_DryFGD_DSI & ACI & GPM & SNCR & NGC | 0 | 0 | 0 | 0 | 0 | 0 | 0
00 Ret.Exist_FBC_DryFGD_DSI & ACI & NGC | 0 | 0 | 0 | 0 | 0 | 0 | 0
00 Ret.Exist_FBC_DryFGD_DSI & ACI & SNCR | 0 | 0 | 0 | 0 | 0 | 0 | 0
00 Ret.Exist_FBC_DryFGD_DSI & ACI & SNCR & DRET | 0 | 0 | 0 | 0 | 0 | 0 | 0
00 Ret.Exist_FBC_DryFGD_DSI & ACI & SNCR & NGC | 0 | 0 | 0 | 0 | 0 | 0 | 0
00 Ret.Exist_FBC_DryFGD_DSI & DRET | 0 | 0 | 0 | 0 | 0 | 0 | 0
00 Ret.Exist_FBC_DryFGD_DSI & GPM | 0 | 0 | 0 | 0 | 0 | 0 | 0
00 Ret.Exist_FBC_DryFGD_DSI & GPM & DRET | 0 | 0 | 0 | 0 | 0 | 0 | 0
00 Ret.Exist_FBC_DryFGD_DSI & GPM & NGC | 0 | 0 | 0 | 0 | 0 | 0 | 0
00 Ret.Exist_FBC_DryFGD_DSI & GPM & SNCR | 0 | 0 | 0 | 0 | 0 | 0 | 0
00 Ret.Exist_FBC_DryFGD_DSI & GPM & SNCR & DRET | 0 | 0 | 0 | 0 | 0 | 0 | 0
00 Ret.Exist_FBC_DryFGD_DSI & GPM & SNCR & NGC | 0 | 0 | 0 | 0 | 0 | 0 | 0
00 Ret.Exist_FBC_DryFGD_DSI & NGC | 0 | 0 | 0 | 0 | 0 | 0 | 0
00 Ret.Exist_FBC_DryFGD_DSI & SNCR | 0 | 0 | 0 | 0 | 0 | 0 | 0
00 Ret.Exist_FBC_DryFGD_DSI & SNCR & DRET | 0 | 0 | 0 | 0 | 0 | 0 | 0
00 Ret.Exist_FBC_DryFGD_DSI & SNCR & NGC | 0 | 0 | 0 | 0 | 0 | 0 | 0
00 Ret.Exist_FBC_DryFGD_SNCR & ACI | 0 | 0 | 0 | 0 | 0 | 0 | 0
00 Ret.Exist_FBC_DryFGD_SNCR & ACI & CCS | 0 | 0 | 0 | 0 | 0 | 0 | 0
00 Ret.Exist_FBC_DryFGD_SNCR & ACI & DRET | 0 | 0 | 0 | 0 | 0 | 0 | 0
00 Ret.Exist_FBC_DryFGD_SNCR & ACI & GPM | 0 | 0 | 0 | 0 | 0 | 0 | 0
00 Ret.Exist_FBC_DryFGD_SNCR & ACI & GPM & CCS | 0 | 0 | 0 | 0 | 0 | 0 | 0
00 Ret.Exist_FBC_DryFGD_SNCR & ACI & GPM & DRET | 0 | 0 | 0 | 0 | 0 | 0 | 0
00 Ret.Exist_FBC_DryFGD_SNCR & ACI & GPM & NGC | 0 | 0 | 0 | 0 | 0 | 0 | 0
00 Ret.Exist_FBC_DryFGD_SNCR & ACI & NGC | 0 | 0 | 0 | 0 | 0 | 0 | 0
00 Ret.Exist_FBC_DryFGD_SNCR & CCS | 0 | 0 | 0 | 0 | 0 | 0 | 0
00 Ret.Exist_FBC_DryFGD_SNCR & DCCS | 0 | 531.9512 | 0 | 0 | 0 | 0 | 0
00 Ret.Exist_FBC_DryFGD_SNCR & DCCS & CCS | 0 | 0 | 353.3966 | 353.3966 | 0 | 0 | 0
00 Ret.Exist_FBC_DryFGD_SNCR & DRET | 0 | 1067.9353 | 0 | 0 | 0 | 0 | 0
00 Ret.Exist_FBC_DryFGD_SNCR & GPM | 0 | 0 | 0 | 0 | 0 | 0 | 0
00 Ret.Exist_FBC_DryFGD_SNCR & GPM & CCS | 0 | 0 | 0 | 0 | 0 | 0 | 0
00 Ret.Exist_FBC_DryFGD_SNCR & GPM & DRET | 0 | 0 | 0 | 0 | 0 | 0 | 0
00 Ret.Exist_FBC_DryFGD_SNCR & GPM & NGC | 0 | 0 | 0 | 0 | 0 | 0 | 0
00 Ret.Exist_FBC_DryFGD_SNCR & NGC | 0 | 0 | 0 | 0 | 0 | 0 | 0
00 Ret.Exist_FBC_DryFGD_SNCR_ACI & CCS | 0 | 0 | 0 | 0 | 0 | 0 | 0
00 Ret.Exist_FBC_DryFGD_SNCR_ACI & DCCS | 0 | 116.3232 | 0 | 0 | 0 | 0 | 0
00 Ret.Exist_FBC_DryFGD_SNCR_ACI & DCCS & CCS | 0 | 0 | 80.6105 | 80.6105 | 0 | 0 | 0
00 Ret.Exist_FBC_DryFGD_SNCR_ACI & DRET | 0 | 262.6768 | 0 | 0 | 0 | 0 | 0
00 Ret.Exist_FBC_DryFGD_SNCR_ACI & GPM | 0 | 0 | 0 | 0 | 0 | 0 | 0
00 Ret.Exist_FBC_DryFGD_SNCR_ACI & GPM & CCS | 0 | 0 | 0 | 0 | 0 | 0 | 0
00 Ret.Exist_FBC_DryFGD_SNCR_ACI & GPM & DRET | 0 | 0 | 0 | 0 | 0 | 0 | 0
00 Ret.Exist_FBC_DryFGD_SNCR_ACI & GPM & NGC | 0 | 0 | 0 | 0 | 0 | 0 | 0
00 Ret.Exist_FBC_DryFGD_SNCR_ACI & NGC | 0 | 0 | 0 | 0 | 0 | 0 | 0
00 Ret.Exist_FBC_DryFGD_SNCR_ACI_DSI & CCS | 0 | 420.0528 | 420.0528 | 420.0528 | 104.3425 | 104.3425 | 104.3425
00 Ret.Exist_FBC_DryFGD_SNCR_ACI_DSI & DCCS | 0 | 13.2259 | 0 | 0 | 0 | 0 | 0
00 Ret.Exist_FBC_DryFGD_SNCR_ACI_DSI & DCCS & CCS | 0 | 0 | 9.071 | 9.071 | 0 | 0 | 0
00 Ret.Exist_FBC_DryFGD_SNCR_ACI_DSI & DRET | 0 | 0 | 0 | 0 | 0 | 0 | 0
00 Ret.Exist_FBC_DryFGD_SNCR_ACI_DSI & GPM | 0 | 0 | 0 | 0 | 0 | 0 | 0
00 Ret.Exist_FBC_DryFGD_SNCR_ACI_DSI & GPM & CCS | 0 | 0 | 0 | 0 | 0 | 0 | 0
00 Ret.Exist_FBC_DryFGD_SNCR_ACI_DSI & GPM & DRET | 0 | 0 | 0 | 0 | 0 | 0 | 0
00 Ret.Exist_FBC_DryFGD_SNCR_ACI_DSI & GPM & NGC | 0 | 0 | 0 | 0 | 0 | 0 | 0
00 Ret.Exist_FBC_DryFGD_SNCR_ACI_DSI & NGC | 0 | 0 | 0 | 0 | 0 | 0 | 0
00 Ret.Exist_FBC_DryFGD_SNCR_DSI & ACI | 0 | 0 | 0 | 0 | 0 | 0 | 0
00 Ret.Exist_FBC_DryFGD_SNCR_DSI & ACI & DRET | 0 | 0 | 0 | 0 | 0 | 0 | 0
00 Ret.Exist_FBC_DryFGD_SNCR_DSI & ACI & GPM | 0 | 0 | 0 | 0 | 0 | 0 | 0
00 Ret.Exist_FBC_DryFGD_SNCR_DSI & ACI & GPM & DRET | 0 | 0 | 0 | 0 | 0 | 0 | 0
00 Ret.Exist_FBC_DryFGD_SNCR_DSI & ACI & GPM & NGC | 0 | 0 | 0 | 0 | 0 | 0 | 0
00 Ret.Exist_FBC_DryFGD_SNCR_DSI & ACI & NGC | 0 | 0 | 0 | 0 | 0 | 0 | 0
00 Ret.Exist_FBC_DryFGD_SNCR_DSI & DRET | 0 | 0 | 0 | 0 | 0 | 0 | 0
00 Ret.Exist_FBC_DryFGD_SNCR_DSI & GPM | 0 | 0 | 0 | 0 | 0 | 0 | 0
00 Ret.Exist_FBC_DryFGD_SNCR_DSI & GPM & DRET | 0 | 0 | 0 | 0 | 0 | 0 | 0
00 Ret.Exist_FBC_DryFGD_SNCR_DSI & GPM & NGC | 0 | 0 | 0 | 0 | 0 | 0 | 0
00 Ret.Exist_FBC_DryFGD_SNCR_DSI & NGC | 0 | 0 | 0 | 0 | 0 | 0 | 0
00 Ret.Exist_FBC_DSI & ACI | 0 | 0 | 0 | 0 | 0 | 0 | 0
00 Ret.Exist_FBC_DSI & ACI & DRET | 0 | 0 | 0 | 0 | 0 | 0 | 0
00 Ret.Exist_FBC_DSI & ACI & GPM | 0 | 0 | 0 | 0 | 0 | 0 | 0
00 Ret.Exist_FBC_DSI & ACI & GPM & DRET | 0 | 0 | 0 | 0 | 0 | 0 | 0
00 Ret.Exist_FBC_DSI & ACI & GPM & NGC | 0 | 0 | 0 | 0 | 0 | 0 | 0
00 Ret.Exist_FBC_DSI & ACI & GPM & SNCR | 0 | 0 | 0 | 0 | 0 | 0 | 0
00 Ret.Exist_FBC_DSI & ACI & GPM & SNCR & DRET | 0 | 0 | 0 | 0 | 0 | 0 | 0
00 Ret.Exist_FBC_DSI & ACI & GPM & SNCR & NGC | 0 | 0 | 0 | 0 | 0 | 0 | 0
00 Ret.Exist_FBC_DSI & ACI & NGC | 0 | 0 | 0 | 0 | 0 | 0 | 0
00 Ret.Exist_FBC_DSI & ACI & SNCR | 0 | 0 | 0 | 0 | 0 | 0 | 0
00 Ret.Exist_FBC_DSI & ACI & SNCR & DRET | 0 | 0 | 0 | 0 | 0 | 0 | 0
00 Ret.Exist_FBC_DSI & ACI & SNCR & NGC | 0 | 0 | 0 | 0 | 0 | 0 | 0
00 Ret.Exist_FBC_DSI & DRET | 0 | 370 | 0 | 0 | 0 | 0 | 0
00 Ret.Exist_FBC_DSI & GPM | 166 | 0 | 0 | 0 | 0 | 0 | 0
00 Ret.Exist_FBC_DSI & GPM & DRET | 0 | 166 | 0 | 0 | 0 | 0 | 0
00 Ret.Exist_FBC_DSI & GPM & NGC | 0 | 0 | 0 | 0 | 0 | 0 | 0
00 Ret.Exist_FBC_DSI & GPM & SNCR | 0 | 0 | 0 | 0 | 0 | 0 | 0
00 Ret.Exist_FBC_DSI & GPM & SNCR & DRET | 0 | 0 | 0 | 0 | 0 | 0 | 0
00 Ret.Exist_FBC_DSI & GPM & SNCR & NGC | 0 | 0 | 0 | 0 | 0 | 0 | 0
00 Ret.Exist_FBC_DSI & NGC | 0 | 52 | 52 | 0 | 0 | 0 | 0
00 Ret.Exist_FBC_DSI & SNCR | 0 | 0 | 0 | 0 | 0 | 0 | 0
00 Ret.Exist_FBC_DSI & SNCR & DRET | 0 | 0 | 0 | 0 | 0 | 0 | 0
00 Ret.Exist_FBC_DSI & SNCR & NGC | 0 | 0 | 0 | 0 | 0 | 0 | 0
00 Ret.Exist_FBC_SNCR & ACI | 0 | 0 | 0 | 0 | 0 | 0 | 0
00 Ret.Exist_FBC_SNCR & ACI & DRET | 0 | 0 | 0 | 0 | 0 | 0 | 0
00 Ret.Exist_FBC_SNCR & ACI & NGC | 0 | 0 | 0 | 0 | 0 | 0 | 0
00 Ret.Exist_FBC_SNCR & DRET | 0 | 0 | 0 | 0 | 0 | 0 | 0
00 Ret.Exist_FBC_SNCR & GPM | 0 | 0 | 0 | 0 | 0 | 0 | 0
00 Ret.Exist_FBC_SNCR & GPM & DRET | 0 | 0 | 0 | 0 | 0 | 0 | 0
00 Ret.Exist_FBC_SNCR & GPM & NGC | 0 | 0 | 0 | 0 | 0 | 0 | 0
00 Ret.Exist_FBC_SNCR & NGC | 0 | 0 | 0 | 0 | 0 | 0 | 0
00 Ret.Exist_FBC_SNCR_ACI_DSI & CCS | 0 | 0 | 0 | 0 | 0 | 0 | 0
00 Ret.Exist_FBC_SNCR_ACI_DSI & DCCS | 0 | 0 | 0 | 0 | 0 | 0 | 0
00 Ret.Exist_FBC_SNCR_ACI_DSI & DCCS & CCS | 0 | 0 | 0 | 0 | 0 | 0 | 0
00 Ret.Exist_FBC_SNCR_ACI_DSI & DRET | 0 | 0 | 0 | 0 | 0 | 0 | 0
00 Ret.Exist_FBC_SNCR_ACI_DSI & GPM | 0 | 0 | 0 | 0 | 0 | 0 | 0
00 Ret.Exist_FBC_SNCR_ACI_DSI & GPM & CCS | 0 | 0 | 0 | 0 | 0 | 0 | 0
00 Ret.Exist_FBC_SNCR_ACI_DSI & GPM & DRET | 0 | 0 | 0 | 0 | 0 | 0 | 0
00 Ret.Exist_FBC_SNCR_ACI_DSI & GPM & NGC | 0 | 0 | 0 | 0 | 0 | 0 | 0
00 Ret.Exist_FBC_SNCR_ACI_DSI & NGC | 0 | 0 | 0 | 0 | 0 | 0 | 0
00 Ret.Exist_FBC_SNCR_DSI & ACI | 0 | 0 | 0 | 0 | 0 | 0 | 0
00 Ret.Exist_FBC_SNCR_DSI & ACI & CCS | 0 | 0 | 0 | 0 | 0 | 0 | 0
00 Ret.Exist_FBC_SNCR_DSI & ACI & DRET | 0 | 0 | 0 | 0 | 0 | 0 | 0
00 Ret.Exist_FBC_SNCR_DSI & ACI & GPM | 0 | 0 | 0 | 0 | 0 | 0 | 0
00 Ret.Exist_FBC_SNCR_DSI & ACI & GPM & CCS | 0 | 0 | 0 | 0 | 0 | 0 | 0
00 Ret.Exist_FBC_SNCR_DSI & ACI & GPM & DRET | 0 | 0 | 0 | 0 | 0 | 0 | 0
00 Ret.Exist_FBC_SNCR_DSI & ACI & GPM & NGC | 0 | 0 | 0 | 0 | 0 | 0 | 0
00 Ret.Exist_FBC_SNCR_DSI & ACI & NGC | 0 | 0 | 0 | 0 | 0 | 0 | 0
00 Ret.Exist_FBC_SNCR_DSI & CCS | 0 | 0 | 0 | 0 | 0 | 0 | 0
00 Ret.Exist_FBC_SNCR_DSI & DCCS | 110 | 290 | 0 | 0 | 0 | 0 | 0
00 Ret.Exist_FBC_SNCR_DSI & DCCS & CCS | 0 | 0 | 202.9839 | 202.9839 | 0 | 0 | 0
00 Ret.Exist_FBC_SNCR_DSI & DRET | 0 | 390 | 0 | 0 | 0 | 0 | 0
00 Ret.Exist_FBC_SNCR_DSI & GPM | 120 | 0 | 0 | 0 | 0 | 0 | 0
00 Ret.Exist_FBC_SNCR_DSI & GPM & CCS | 0 | 0 | 0 | 0 | 0 | 0 | 0
00 Ret.Exist_FBC_SNCR_DSI & GPM & DRET | 0 | 0 | 0 | 0 | 0 | 0 | 0
00 Ret.Exist_FBC_SNCR_DSI & GPM & NGC | 0 | 0 | 0 | 0 | 0 | 0 | 0
00 Ret.Exist_FBC_SNCR_DSI & NGC | 0 | 260 | 260 | 0 | 0 | 0 | 0
00 Ret.Exist_FBC_WetFGD_DSI & ACI | 0 | 0 | 0 | 0 | 0 | 0 | 0
00 Ret.Exist_FBC_WetFGD_DSI & ACI & DRET | 0 | 0 | 0 | 0 | 0 | 0 | 0
00 Ret.Exist_FBC_WetFGD_DSI & ACI & GPM | 0 | 0 | 0 | 0 | 0 | 0 | 0
00 Ret.Exist_FBC_WetFGD_DSI & ACI & GPM & DRET | 0 | 0 | 0 | 0 | 0 | 0 | 0
00 Ret.Exist_FBC_WetFGD_DSI & ACI & GPM & NGC | 0 | 0 | 0 | 0 | 0 | 0 | 0
00 Ret.Exist_FBC_WetFGD_DSI & ACI & GPM & SNCR | 0 | 0 | 0 | 0 | 0 | 0 | 0
00 Ret.Exist_FBC_WetFGD_DSI & ACI & GPM & SNCR & DRET | 0 | 0 | 0 | 0 | 0 | 0 | 0
00 Ret.Exist_FBC_WetFGD_DSI & ACI & GPM & SNCR & NGC | 0 | 0 | 0 | 0 | 0 | 0 | 0
00 Ret.Exist_FBC_WetFGD_DSI & ACI & NGC | 0 | 0 | 0 | 0 | 0 | 0 | 0
00 Ret.Exist_FBC_WetFGD_DSI & ACI & SNCR | 0 | 0 | 0 | 0 | 0 | 0 | 0
00 Ret.Exist_FBC_WetFGD_DSI & ACI & SNCR & DRET | 0 | 0 | 0 | 0 | 0 | 0 | 0
00 Ret.Exist_FBC_WetFGD_DSI & ACI & SNCR & NGC | 0 | 0 | 0 | 0 | 0 | 0 | 0
00 Ret.Exist_FBC_WetFGD_DSI & DRET | 0 | 51 | 0 | 0 | 0 | 0 | 0
00 Ret.Exist_FBC_WetFGD_DSI & GPM | 0 | 0 | 0 | 0 | 0 | 0 | 0
00 Ret.Exist_FBC_WetFGD_DSI & GPM & DRET | 0 | 0 | 0 | 0 | 0 | 0 | 0
00 Ret.Exist_FBC_WetFGD_DSI & GPM & NGC | 0 | 0 | 0 | 0 | 0 | 0 | 0
00 Ret.Exist_FBC_WetFGD_DSI & GPM & SNCR | 0 | 0 | 0 | 0 | 0 | 0 | 0
00 Ret.Exist_FBC_WetFGD_DSI & GPM & SNCR & DRET | 0 | 0 | 0 | 0 | 0 | 0 | 0
00 Ret.Exist_FBC_WetFGD_DSI & GPM & SNCR & NGC | 0 | 0 | 0 | 0 | 0 | 0 | 0
00 Ret.Exist_FBC_WetFGD_DSI & NGC | 0 | 0 | 0 | 0 | 0 | 0 | 0
00 Ret.Exist_FBC_WetFGD_DSI & SNCR | 0 | 0 | 0 | 0 | 0 | 0 | 0
00 Ret.Exist_FBC_WetFGD_DSI & SNCR & DRET | 0 | 0 | 0 | 0 | 0 | 0 | 0
00 Ret.Exist_FBC_WetFGD_DSI & SNCR & NGC | 0 | 0 | 0 | 0 | 0 | 0 | 0
00 Ret.Exist_FBC_WetFGD_SNCR & ACI | 0 | 0 | 0 | 0 | 0 | 0 | 0
00 Ret.Exist_FBC_WetFGD_SNCR & ACI & DRET | 0 | 0 | 0 | 0 | 0 | 0 | 0
00 Ret.Exist_FBC_WetFGD_SNCR & ACI & NGC | 0 | 0 | 0 | 0 | 0 | 0 | 0
00 Ret.Exist_FBC_WetFGD_SNCR & DRET | 0 | 54 | 0 | 0 | 0 | 0 | 0
00 Ret.Exist_FBC_WetFGD_SNCR & GPM | 0 | 0 | 0 | 0 | 0 | 0 | 0
00 Ret.Exist_FBC_WetFGD_SNCR & GPM & DRET | 0 | 0 | 0 | 0 | 0 | 0 | 0
00 Ret.Exist_FBC_WetFGD_SNCR & GPM & NGC | 0 | 0 | 0 | 0 | 0 | 0 | 0
00 Ret.Exist_FBC_WetFGD_SNCR & NGC | 0 | 0 | 0 | 0 | 0 | 0 | 0
00 Ret.Exist_Non-FBC_ACI & C2G | 1047 | 2678 | 1660 | 1660 | 1660 | 1660 | 1660
00 Ret.Exist_Non-FBC_ACI & C2G & SCR | 0 | 0 | 0 | 0 | 0 | 0 | 0
00 Ret.Exist_Non-FBC_ACI & DCCS | 0 | 441.3309 | 0 | 0 | 0 | 0 | 0
00 Ret.Exist_Non-FBC_ACI & DCCS & WetFGD & SCR & CCS | 0 | 0 | 293.5328 | 293.5328 | 0 | 0 | 0
00 Ret.Exist_Non-FBC_ACI & DRET | 0 | 1000.6691 | 0 | 0 | 0 | 0 | 0
00 Ret.Exist_Non-FBC_ACI & DSI | 0 | 0 | 0 | 0 | 0 | 0 | 0
00 Ret.Exist_Non-FBC_ACI & DSI & C2G | 0 | 0 | 0 | 0 | 0 | 0 | 0
00 Ret.Exist_Non-FBC_ACI & DSI & C2G & SCR | 0 | 0 | 0 | 0 | 0 | 0 | 0
00 Ret.Exist_Non-FBC_ACI & DSI & DRET | 0 | 0 | 0 | 0 | 0 | 0 | 0
00 Ret.Exist_Non-FBC_ACI & DSI & GPM | 0 | 0 | 0 | 0 | 0 | 0 | 0
00 Ret.Exist_Non-FBC_ACI & DSI & GPM & C2G | 0 | 0 | 0 | 0 | 0 | 0 | 0
00 Ret.Exist_Non-FBC_ACI & DSI & GPM & C2G & SCR | 0 | 0 | 0 | 0 | 0 | 0 | 0
00 Ret.Exist_Non-FBC_ACI & DSI & GPM & DRET | 0 | 0 | 0 | 0 | 0 | 0 | 0
00 Ret.Exist_Non-FBC_ACI & DSI & GPM & NGC | 0 | 0 | 0 | 0 | 0 | 0 | 0
00 Ret.Exist_Non-FBC_ACI & DSI & GPM & SCR | 0 | 0 | 0 | 0 | 0 | 0 | 0
00 Ret.Exist_Non-FBC_ACI & DSI & GPM & SCR & DRET | 0 | 0 | 0 | 0 | 0 | 0 | 0
00 Ret.Exist_Non-FBC_ACI & DSI & GPM & SCR & NGC | 0 | 0 | 0 | 0 | 0 | 0 | 0
00 Ret.Exist_Non-FBC_ACI & DSI & GPM & SNCR | 0 | 0 | 0 | 0 | 0 | 0 | 0
00 Ret.Exist_Non-FBC_ACI & DSI & GPM & SNCR & DRET | 0 | 0 | 0 | 0 | 0 | 0 | 0
00 Ret.Exist_Non-FBC_ACI & DSI & GPM & SNCR & NGC | 0 | 0 | 0 | 0 | 0 | 0 | 0
00 Ret.Exist_Non-FBC_ACI & DSI & GPM & WetFGD & SCR & CCS | 0 | 0 | 0 | 0 | 0 | 0 | 0
00 Ret.Exist_Non-FBC_ACI & DSI & NGC | 0 | 0 | 0 | 0 | 0 | 0 | 0
00 Ret.Exist_Non-FBC_ACI & DSI & SCR | 0 | 0 | 0 | 0 | 0 | 0 | 0
00 Ret.Exist_Non-FBC_ACI & DSI & SCR & DRET | 0 | 0 | 0 | 0 | 0 | 0 | 0
00 Ret.Exist_Non-FBC_ACI & DSI & SCR & NGC | 0 | 0 | 0 | 0 | 0 | 0 | 0
00 Ret.Exist_Non-FBC_ACI & DSI & SNCR | 0 | 0 | 0 | 0 | 0 | 0 | 0
00 Ret.Exist_Non-FBC_ACI & DSI & SNCR & DRET | 0 | 0 | 0 | 0 | 0 | 0 | 0
00 Ret.Exist_Non-FBC_ACI & DSI & SNCR & NGC | 0 | 0 | 0 | 0 | 0 | 0 | 0
00 Ret.Exist_Non-FBC_ACI & DSI & WetFGD & SCR & CCS | 0 | 0 | 0 | 0 | 0 | 0 | 0
00 Ret.Exist_Non-FBC_ACI & GPM | 2366 | 0 | 0 | 0 | 0 | 0 | 0
00 Ret.Exist_Non-FBC_ACI & GPM & C2G | 0 | 0 | 0 | 0 | 0 | 0 | 0
00 Ret.Exist_Non-FBC_ACI & GPM & C2G & SCR | 0 | 0 | 0 | 0 | 0 | 0 | 0
00 Ret.Exist_Non-FBC_ACI & GPM & DRET | 0 | 0 | 0 | 0 | 0 | 0 | 0
00 Ret.Exist_Non-FBC_ACI & GPM & NGC | 0 | 0 | 0 | 0 | 0 | 0 | 0
00 Ret.Exist_Non-FBC_ACI & GPM & SCR | 0 | 0 | 0 | 0 | 0 | 0 | 0
00 Ret.Exist_Non-FBC_ACI & GPM & SCR & DRET | 0 | 0 | 0 | 0 | 0 | 0 | 0
00 Ret.Exist_Non-FBC_ACI & GPM & SCR & NGC | 0 | 0 | 0 | 0 | 0 | 0 | 0
00 Ret.Exist_Non-FBC_ACI & GPM & SNCR | 0 | 0 | 0 | 0 | 0 | 0 | 0
00 Ret.Exist_Non-FBC_ACI & GPM & SNCR & DRET | 0 | 0 | 0 | 0 | 0 | 0 | 0
00 Ret.Exist_Non-FBC_ACI & GPM & SNCR & NGC | 0 | 0 | 0 | 0 | 0 | 0 | 0
00 Ret.Exist_Non-FBC_ACI & GPM & WetFGD & SCR & CCS | 0 | 0 | 0 | 0 | 0 | 0 | 0
00 Ret.Exist_Non-FBC_ACI & NGC | 0 | 0 | 0 | 0 | 0 | 0 | 0
00 Ret.Exist_Non-FBC_ACI & SCR | 0 | 0 | 0 | 0 | 0 | 0 | 0
00 Ret.Exist_Non-FBC_ACI & SCR & C2G | 0 | 0 | 0 | 0 | 0 | 0 | 0
00 Ret.Exist_Non-FBC_ACI & SCR & DRET | 0 | 0 | 0 | 0 | 0 | 0 | 0
00 Ret.Exist_Non-FBC_ACI & SCR & NGC | 0 | 0 | 0 | 0 | 0 | 0 | 0
00 Ret.Exist_Non-FBC_ACI & SCR & WetFGD & CCS | 0 | 0 | 0 | 0 | 0 | 0 | 0
00 Ret.Exist_Non-FBC_ACI & SNCR | 0 | 0 | 0 | 0 | 0 | 0 | 0
00 Ret.Exist_Non-FBC_ACI & SNCR & C2G | 0 | 0 | 0 | 0 | 0 | 0 | 0
00 Ret.Exist_Non-FBC_ACI & SNCR & DRET | 0 | 0 | 0 | 0 | 0 | 0 | 0
00 Ret.Exist_Non-FBC_ACI & SNCR & NGC | 0 | 0 | 0 | 0 | 0 | 0 | 0
00 Ret.Exist_Non-FBC_ACI_DSI & C2G | 1270 | 1270 | 1270 | 1270 | 1270 | 1270 | 1270
00 Ret.Exist_Non-FBC_ACI_DSI & C2G & SCR | 0 | 0 | 0 | 0 | 0 | 0 | 0
00 Ret.Exist_Non-FBC_ACI_DSI & DCCS | 0 | 0 | 0 | 0 | 0 | 0 | 0
00 Ret.Exist_Non-FBC_ACI_DSI & DCCS & WetFGD & SCR & CCS | 0 | 0 | 0 | 0 | 0 | 0 | 0
00 Ret.Exist_Non-FBC_ACI_DSI & DRET | 0 | 993 | 0 | 0 | 0 | 0 | 0
00 Ret.Exist_Non-FBC_ACI_DSI & GPM | 0 | 0 | 0 | 0 | 0 | 0 | 0
00 Ret.Exist_Non-FBC_ACI_DSI & GPM & C2G | 0 | 0 | 0 | 0 | 0 | 0 | 0
00 Ret.Exist_Non-FBC_ACI_DSI & GPM & C2G & SCR | 0 | 0 | 0 | 0 | 0 | 0 | 0
00 Ret.Exist_Non-FBC_ACI_DSI & GPM & DRET | 0 | 0 | 0 | 0 | 0 | 0 | 0
00 Ret.Exist_Non-FBC_ACI_DSI & GPM & NGC | 0 | 0 | 0 | 0 | 0 | 0 | 0
00 Ret.Exist_Non-FBC_ACI_DSI & GPM & SCR | 0 | 0 | 0 | 0 | 0 | 0 | 0
00 Ret.Exist_Non-FBC_ACI_DSI & GPM & SCR & DRET | 0 | 0 | 0 | 0 | 0 | 0 | 0
00 Ret.Exist_Non-FBC_ACI_DSI & GPM & SCR & NGC | 0 | 0 | 0 | 0 | 0 | 0 | 0
00 Ret.Exist_Non-FBC_ACI_DSI & GPM & SNCR | 0 | 0 | 0 | 0 | 0 | 0 | 0
00 Ret.Exist_Non-FBC_ACI_DSI & GPM & SNCR & DRET | 0 | 0 | 0 | 0 | 0 | 0 | 0
00 Ret.Exist_Non-FBC_ACI_DSI & GPM & SNCR & NGC | 0 | 0 | 0 | 0 | 0 | 0 | 0
00 Ret.Exist_Non-FBC_ACI_DSI & GPM & WetFGD & SCR & CCS | 0 | 0 | 0 | 0 | 0 | 0 | 0
00 Ret.Exist_Non-FBC_ACI_DSI & NGC | 0 | 0 | 0 | 0 | 0 | 0 | 0
00 Ret.Exist_Non-FBC_ACI_DSI & SCR | 0 | 0 | 0 | 0 | 0 | 0 | 0
00 Ret.Exist_Non-FBC_ACI_DSI & SCR & C2G | 0 | 0 | 0 | 0 | 0 | 0 | 0
00 Ret.Exist_Non-FBC_ACI_DSI & SCR & DRET | 0 | 0 | 0 | 0 | 0 | 0 | 0
00 Ret.Exist_Non-FBC_ACI_DSI & SCR & NGC | 0 | 0 | 0 | 0 | 0 | 0 | 0
00 Ret.Exist_Non-FBC_ACI_DSI & SCR & WetFGD & CCS | 0 | 0 | 0 | 0 | 0 | 0 | 0
00 Ret.Exist_Non-FBC_ACI_DSI & SNCR | 0 | 0 | 0 | 0 | 0 | 0 | 0
00 Ret.Exist_Non-FBC_ACI_DSI & SNCR & C2G | 0 | 0 | 0 | 0 | 0 | 0 | 0
00 Ret.Exist_Non-FBC_ACI_DSI & SNCR & DRET | 0 | 0 | 0 | 0 | 0 | 0 | 0
00 Ret.Exist_Non-FBC_ACI_DSI & SNCR & NGC | 0 | 0 | 0 | 0 | 0 | 0 | 0
00 Ret.Exist_Non-FBC_DryFGD & C2G | 0 | 0 | 0 | 0 | 0 | 0 | 0
00 Ret.Exist_Non-FBC_DryFGD & C2G & SCR | 0 | 0 | 0 | 0 | 0 | 0 | 0
00 Ret.Exist_Non-FBC_DryFGD & DRET | 0 | 0 | 0 | 0 | 0 | 0 | 0
00 Ret.Exist_Non-FBC_DryFGD & GPM | 0 | 0 | 0 | 0 | 0 | 0 | 0
00 Ret.Exist_Non-FBC_DryFGD & GPM & C2G | 0 | 0 | 0 | 0 | 0 | 0 | 0
00 Ret.Exist_Non-FBC_DryFGD & GPM & C2G & SCR | 0 | 0 | 0 | 0 | 0 | 0 | 0
00 Ret.Exist_Non-FBC_DryFGD & GPM & DRET | 0 | 0 | 0 | 0 | 0 | 0 | 0
00 Ret.Exist_Non-FBC_DryFGD & GPM & NGC | 0 | 0 | 0 | 0 | 0 | 0 | 0
00 Ret.Exist_Non-FBC_DryFGD & GPM & SCR | 0 | 0 | 0 | 0 | 0 | 0 | 0
00 Ret.Exist_Non-FBC_DryFGD & GPM & SCR & CCS | 0 | 0 | 0 | 0 | 0 | 0 | 0
00 Ret.Exist_Non-FBC_DryFGD & GPM & SCR & DRET | 0 | 0 | 0 | 0 | 0 | 0 | 0
00 Ret.Exist_Non-FBC_DryFGD & GPM & SCR & NGC | 0 | 0 | 0 | 0 | 0 | 0 | 0
00 Ret.Exist_Non-FBC_DryFGD & GPM & SNCR | 0 | 0 | 0 | 0 | 0 | 0 | 0
00 Ret.Exist_Non-FBC_DryFGD & GPM & SNCR & DRET | 0 | 0 | 0 | 0 | 0 | 0 | 0
00 Ret.Exist_Non-FBC_DryFGD & GPM & SNCR & NGC | 0 | 0 | 0 | 0 | 0 | 0 | 0
00 Ret.Exist_Non-FBC_DryFGD & NGC | 0 | 0 | 0 | 0 | 0 | 0 | 0
00 Ret.Exist_Non-FBC_DryFGD & SCR | 0 | 0 | 0 | 0 | 0 | 0 | 0
00 Ret.Exist_Non-FBC_DryFGD & SCR & C2G | 0 | 0 | 0 | 0 | 0 | 0 | 0
00 Ret.Exist_Non-FBC_DryFGD & SCR & CCS | 0 | 0 | 0 | 0 | 0 | 0 | 0
00 Ret.Exist_Non-FBC_DryFGD & SCR & DRET | 0 | 0 | 0 | 0 | 0 | 0 | 0
00 Ret.Exist_Non-FBC_DryFGD & SCR & NGC | 0 | 0 | 0 | 0 | 0 | 0 | 0
00 Ret.Exist_Non-FBC_DryFGD & SNCR | 0 | 0 | 0 | 0 | 0 | 0 | 0
00 Ret.Exist_Non-FBC_DryFGD & SNCR & C2G | 0 | 0 | 0 | 0 | 0 | 0 | 0
00 Ret.Exist_Non-FBC_DryFGD & SNCR & DRET | 0 | 0 | 0 | 0 | 0 | 0 | 0
00 Ret.Exist_Non-FBC_DryFGD & SNCR & NGC | 0 | 0 | 0 | 0 | 0 | 0 | 0
00 Ret.Exist_Non-FBC_DryFGD_ACI & C2G | 0 | 962.1959 | 962.1959 | 962.1959 | 962.1959 | 962.1959 | 962.1959
00 Ret.Exist_Non-FBC_DryFGD_ACI & C2G & SCR | 0 | 0 | 0 | 0 | 0 | 0 | 0
00 Ret.Exist_Non-FBC_DryFGD_ACI & DCCS | 0 | 1333.0367 | 1.1566e-06 | 1.1566e-06 | 1.1566e-06 | 1.1566e-06 | 1.1566e-06
00 Ret.Exist_Non-FBC_DryFGD_ACI & DCCS & SCR & CCS | 0 | 0 | 849.6784 | 810.8588 | 6.0621 | 6.0621 | 6.0621
00 Ret.Exist_Non-FBC_DryFGD_ACI & DRET | 0 | 2453.7674 | 0 | 0 | 0 | 0 | 0
00 Ret.Exist_Non-FBC_DryFGD_ACI & GPM | 0 | 0 | 0 | 0 | 0 | 0 | 0
00 Ret.Exist_Non-FBC_DryFGD_ACI & GPM & C2G | 0 | 0 | 0 | 0 | 0 | 0 | 0
00 Ret.Exist_Non-FBC_DryFGD_ACI & GPM & C2G & SCR | 0 | 0 | 0 | 0 | 0 | 0 | 0
00 Ret.Exist_Non-FBC_DryFGD_ACI & GPM & DRET | 0 | 0 | 0 | 0 | 0 | 0 | 0
00 Ret.Exist_Non-FBC_DryFGD_ACI & GPM & NGC | 0 | 0 | 0 | 0 | 0 | 0 | 0
00 Ret.Exist_Non-FBC_DryFGD_ACI & GPM & SCR | 0 | 0 | 0 | 0 | 0 | 0 | 0
00 Ret.Exist_Non-FBC_DryFGD_ACI & GPM & SCR & CCS | 0 | 0 | 0 | 0 | 0 | 0 | 0
00 Ret.Exist_Non-FBC_DryFGD_ACI & GPM & SCR & DRET | 0 | 0 | 0 | 0 | 0 | 0 | 0
00 Ret.Exist_Non-FBC_DryFGD_ACI & GPM & SCR & NGC | 0 | 0 | 0 | 0 | 0 | 0 | 0
00 Ret.Exist_Non-FBC_DryFGD_ACI & GPM & SNCR | 0 | 0 | 0 | 0 | 0 | 0 | 0
00 Ret.Exist_Non-FBC_DryFGD_ACI & GPM & SNCR & DRET | 0 | 0 | 0 | 0 | 0 | 0 | 0
00 Ret.Exist_Non-FBC_DryFGD_ACI & GPM & SNCR & NGC | 0 | 0 | 0 | 0 | 0 | 0 | 0
00 Ret.Exist_Non-FBC_DryFGD_ACI & NGC | 0 | 334.2045 | 330 | 0 | 0 | 0 | 0
00 Ret.Exist_Non-FBC_DryFGD_ACI & SCR | 0 | 16.8629 | 0 | 0 | 0 | 0 | 0
00 Ret.Exist_Non-FBC_DryFGD_ACI & SCR & C2G | 0 | 0 | 0 | 0 | 0 | 0 | 0
00 Ret.Exist_Non-FBC_DryFGD_ACI & SCR & CCS | 0 | 0 | 11.1469 | 11.1469 | 0 | 0 | 0
00 Ret.Exist_Non-FBC_DryFGD_ACI & SCR & DRET | 0 | 0 | 0 | 0 | 0 | 0 | 0
00 Ret.Exist_Non-FBC_DryFGD_ACI & SCR & NGC | 0 | 0 | 0 | 0 | 0 | 0 | 0
00 Ret.Exist_Non-FBC_DryFGD_ACI & SNCR | 0 | 0 | 0 | 0 | 0 | 0 | 0
00 Ret.Exist_Non-FBC_DryFGD_ACI & SNCR & C2G | 0 | 0 | 0 | 0 | 0 | 0 | 0
00 Ret.Exist_Non-FBC_DryFGD_ACI & SNCR & DRET | 0 | 0 | 0 | 0 | 0 | 0 | 0
00 Ret.Exist_Non-FBC_DryFGD_ACI & SNCR & NGC | 0 | 0 | 0 | 0 | 0 | 0 | 0
00 Ret.Exist_Non-FBC_DryFGD_SCR & ACI | 0 | 0 | 0 | 0 | 0 | 0 | 0
00 Ret.Exist_Non-FBC_DryFGD_SCR & ACI & C2G | 0 | 0 | 0 | 0 | 0 | 0 | 0
00 Ret.Exist_Non-FBC_DryFGD_SCR & ACI & CCS | 0 | 0 | 0 | 0 | 0 | 0 | 0
00 Ret.Exist_Non-FBC_DryFGD_SCR & ACI & DRET | 0 | 0 | 0 | 0 | 0 | 0 | 0
00 Ret.Exist_Non-FBC_DryFGD_SCR & ACI & GPM | 0 | 0 | 0 | 0 | 0 | 0 | 0
00 Ret.Exist_Non-FBC_DryFGD_SCR & ACI & GPM & C2G | 0 | 0 | 0 | 0 | 0 | 0 | 0
00 Ret.Exist_Non-FBC_DryFGD_SCR & ACI & GPM & CCS | 0 | 0 | 0 | 0 | 0 | 0 | 0
00 Ret.Exist_Non-FBC_DryFGD_SCR & ACI & GPM & DRET | 0 | 0 | 0 | 0 | 0 | 0 | 0
00 Ret.Exist_Non-FBC_DryFGD_SCR & ACI & GPM & NGC | 0 | 0 | 0 | 0 | 0 | 0 | 0
00 Ret.Exist_Non-FBC_DryFGD_SCR & ACI & NGC | 0 | 0 | 0 | 0 | 0 | 0 | 0
00 Ret.Exist_Non-FBC_DryFGD_SCR & C2G | 0 | 0 | 0 | 0 | 0 | 0 | 0
00 Ret.Exist_Non-FBC_DryFGD_SCR & CCS | 0 | 0 | 0 | 0 | 0 | 0 | 0
00 Ret.Exist_Non-FBC_DryFGD_SCR & DRET | 0 | 0 | 0 | 0 | 0 | 0 | 0
00 Ret.Exist_Non-FBC_DryFGD_SCR & GPM | 0 | 0 | 0 | 0 | 0 | 0 | 0
00 Ret.Exist_Non-FBC_DryFGD_SCR & GPM & C2G | 0 | 0 | 0 | 0 | 0 | 0 | 0
00 Ret.Exist_Non-FBC_DryFGD_SCR & GPM & CCS | 0 | 0 | 0 | 0 | 0 | 0 | 0
00 Ret.Exist_Non-FBC_DryFGD_SCR & GPM & DRET | 0 | 0 | 0 | 0 | 0 | 0 | 0
00 Ret.Exist_Non-FBC_DryFGD_SCR & GPM & NGC | 0 | 0 | 0 | 0 | 0 | 0 | 0
00 Ret.Exist_Non-FBC_DryFGD_SCR & NGC | 0 | 0 | 0 | 0 | 0 | 0 | 0
00 Ret.Exist_Non-FBC_DryFGD_SCR_ACI & C2G | 696.0431 | 4009.1439 | 4009.1439 | 4009.1439 | 4009.1439 | 4009.1439 | 4009.1439
00 Ret.Exist_Non-FBC_DryFGD_SCR_ACI & CCS | 0 | 259.4793 | 270.9606 | 270.9606 | 270.9606 | 270.9606 | 270.9606
00 Ret.Exist_Non-FBC_DryFGD_SCR_ACI & DCCS | 0 | 1117.3329 | 1.8581e-06 | 1.8581e-06 | 1.8581e-06 | 1.8581e-06 | 1.8581e-06
00 Ret.Exist_Non-FBC_DryFGD_SCR_ACI & DCCS & CCS | 0 | 0 | 734.7442 | 734.7442 | 0 | 0 | 0
00 Ret.Exist_Non-FBC_DryFGD_SCR_ACI & DRET | 0 | 3888.2118 | 0 | 0 | 0 | 0 | 0
00 Ret.Exist_Non-FBC_DryFGD_SCR_ACI & GPM | 0 | 0 | 0 | 0 | 0 | 0 | 0
00 Ret.Exist_Non-FBC_DryFGD_SCR_ACI & GPM & C2G | 0 | 0 | 0 | 0 | 0 | 0 | 0
00 Ret.Exist_Non-FBC_DryFGD_SCR_ACI & GPM & CCS | 0 | 0 | 0 | 0 | 0 | 0 | 0
00 Ret.Exist_Non-FBC_DryFGD_SCR_ACI & GPM & DRET | 0 | 0 | 0 | 0 | 0 | 0 | 0
00 Ret.Exist_Non-FBC_DryFGD_SCR_ACI & GPM & NGC | 0 | 0 | 0 | 0 | 0 | 0 | 0
00 Ret.Exist_Non-FBC_DryFGD_SCR_ACI & NGC | 0 | 2.5113 | 2.5113 | 0 | 0 | 0 | 0
00 Ret.Exist_Non-FBC_DryFGD_SCR_ACI_DSI & C2G | 0 | 650.3145 | 650.3145 | 650.3145 | 650.3145 | 650.3145 | 650.3145
00 Ret.Exist_Non-FBC_DryFGD_SCR_ACI_DSI & CCS | 0 | 0 | 0 | 0 | 0 | 0 | 0
00 Ret.Exist_Non-FBC_DryFGD_SCR_ACI_DSI & DCCS | 0 | 0.003452 | 0 | 0 | 0 | 0 | 0
00 Ret.Exist_Non-FBC_DryFGD_SCR_ACI_DSI & DCCS & CCS | 0 | 0 | 0.002349 | 0.002349 | 0 | 0 | 0
00 Ret.Exist_Non-FBC_DryFGD_SCR_ACI_DSI & DRET | 0 | 40.682 | 0 | 0 | 0 | 0 | 0
00 Ret.Exist_Non-FBC_DryFGD_SCR_ACI_DSI & GPM | 0 | 0 | 0 | 0 | 0 | 0 | 0
00 Ret.Exist_Non-FBC_DryFGD_SCR_ACI_DSI & GPM & C2G | 0 | 0 | 0 | 0 | 0 | 0 | 0
00 Ret.Exist_Non-FBC_DryFGD_SCR_ACI_DSI & GPM & CCS | 0 | 0 | 0 | 0 | 0 | 0 | 0
00 Ret.Exist_Non-FBC_DryFGD_SCR_ACI_DSI & GPM & DRET | 0 | 0 | 0 | 0 | 0 | 0 | 0
00 Ret.Exist_Non-FBC_DryFGD_SCR_ACI_DSI & GPM & NGC | 0 | 0 | 0 | 0 | 0 | 0 | 0
00 Ret.Exist_Non-FBC_DryFGD_SCR_ACI_DSI & NGC | 0 | 0 | 0 | 0 | 0 | 0 | 0
00 Ret.Exist_Non-FBC_DryFGD_SCR_DSI & ACI | 0 | 0 | 0 | 0 | 0 | 0 | 0
00 Ret.Exist_Non-FBC_DryFGD_SCR_DSI & ACI & C2G | 0 | 0 | 0 | 0 | 0 | 0 | 0
00 Ret.Exist_Non-FBC_DryFGD_SCR_DSI & ACI & CCS | 0 | 0 | 0 | 0 | 0 | 0 | 0
00 Ret.Exist_Non-FBC_DryFGD_SCR_DSI & ACI & DRET | 0 | 0 | 0 | 0 | 0 | 0 | 0
00 Ret.Exist_Non-FBC_DryFGD_SCR_DSI & ACI & GPM | 0 | 0 | 0 | 0 | 0 | 0 | 0
00 Ret.Exist_Non-FBC_DryFGD_SCR_DSI & ACI & GPM & C2G | 0 | 0 | 0 | 0 | 0 | 0 | 0
00 Ret.Exist_Non-FBC_DryFGD_SCR_DSI & ACI & GPM & CCS | 0 | 0 | 0 | 0 | 0 | 0 | 0
00 Ret.Exist_Non-FBC_DryFGD_SCR_DSI & ACI & GPM & DRET | 0 | 0 | 0 | 0 | 0 | 0 | 0
00 Ret.Exist_Non-FBC_DryFGD_SCR_DSI & ACI & GPM & NGC | 0 | 0 | 0 | 0 | 0 | 0 | 0
00 Ret.Exist_Non-FBC_DryFGD_SCR_DSI & ACI & NGC | 0 | 0 | 0 | 0 | 0 | 0 | 0
00 Ret.Exist_Non-FBC_DryFGD_SCR_DSI & C2G | 0 | 0 | 0 | 0 | 0 | 0 | 0
00 Ret.Exist_Non-FBC_DryFGD_SCR_DSI & CCS | 0 | 0 | 0 | 0 | 0 | 0 | 0
00 Ret.Exist_Non-FBC_DryFGD_SCR_DSI & DRET | 0 | 268 | 0 | 0 | 0 | 0 | 0
00 Ret.Exist_Non-FBC_DryFGD_SCR_DSI & GPM | 0 | 0 | 0 | 0 | 0 | 0 | 0
00 Ret.Exist_Non-FBC_DryFGD_SCR_DSI & GPM & C2G | 0 | 0 | 0 | 0 | 0 | 0 | 0
00 Ret.Exist_Non-FBC_DryFGD_SCR_DSI & GPM & CCS | 0 | 0 | 0 | 0 | 0 | 0 | 0
00 Ret.Exist_Non-FBC_DryFGD_SCR_DSI & GPM & DRET | 0 | 0 | 0 | 0 | 0 | 0 | 0
00 Ret.Exist_Non-FBC_DryFGD_SCR_DSI & GPM & NGC | 0 | 0 | 0 | 0 | 0 | 0 | 0
00 Ret.Exist_Non-FBC_DryFGD_SCR_DSI & NGC | 0 | 0 | 0 | 0 | 0 | 0 | 0
00 Ret.Exist_Non-FBC_DryFGD_SNCR_ACI & C2G | 0 | 0 | 0 | 0 | 0 | 0 | 0
00 Ret.Exist_Non-FBC_DryFGD_SNCR_ACI & C2G & SCR | 0 | 0 | 0 | 0 | 0 | 0 | 0
00 Ret.Exist_Non-FBC_DryFGD_SNCR_ACI & DCCS | 570 | 570 | 0 | 0 | 0 | 0 | 0
00 Ret.Exist_Non-FBC_DryFGD_SNCR_ACI & DCCS & SCR & CCS | 0 | 0 | 383.3953 | 383.3953 | 68.4497 | 68.4497 | 68.4497
00 Ret.Exist_Non-FBC_DryFGD_SNCR_ACI & DRET | 0 | 1145 | 0 | 0 | 0 | 0 | 0
00 Ret.Exist_Non-FBC_DryFGD_SNCR_ACI & GPM | 0 | 0 | 0 | 0 | 0 | 0 | 0
00 Ret.Exist_Non-FBC_DryFGD_SNCR_ACI & GPM & C2G | 0 | 0 | 0 | 0 | 0 | 0 | 0
00 Ret.Exist_Non-FBC_DryFGD_SNCR_ACI & GPM & C2G & SCR | 0 | 0 | 0 | 0 | 0 | 0 | 0
00 Ret.Exist_Non-FBC_DryFGD_SNCR_ACI & GPM & DRET | 0 | 0 | 0 | 0 | 0 | 0 | 0
00 Ret.Exist_Non-FBC_DryFGD_SNCR_ACI & GPM & NGC | 0 | 0 | 0 | 0 | 0 | 0 | 0
00 Ret.Exist_Non-FBC_DryFGD_SNCR_ACI & GPM & SCR | 0 | 0 | 0 | 0 | 0 | 0 | 0
00 Ret.Exist_Non-FBC_DryFGD_SNCR_ACI & GPM & SCR & CCS | 0 | 0 | 0 | 0 | 0 | 0 | 0
00 Ret.Exist_Non-FBC_DryFGD_SNCR_ACI & GPM & SCR & DRET | 0 | 0 | 0 | 0 | 0 | 0 | 0
00 Ret.Exist_Non-FBC_DryFGD_SNCR_ACI & GPM & SCR & NGC | 0 | 0 | 0 | 0 | 0 | 0 | 0
00 Ret.Exist_Non-FBC_DryFGD_SNCR_ACI & NGC | 0 | 0 | 0 | 0 | 0 | 0 | 0
00 Ret.Exist_Non-FBC_DryFGD_SNCR_ACI & SCR | 0 | 0 | 0 | 0 | 0 | 0 | 0
00 Ret.Exist_Non-FBC_DryFGD_SNCR_ACI & SCR & C2G | 0 | 0 | 0 | 0 | 0 | 0 | 0
00 Ret.Exist_Non-FBC_DryFGD_SNCR_ACI & SCR & CCS | 0 | 0 | 0 | 0 | 0 | 0 | 0
00 Ret.Exist_Non-FBC_DryFGD_SNCR_ACI & SCR & DRET | 0 | 0 | 0 | 0 | 0 | 0 | 0
00 Ret.Exist_Non-FBC_DryFGD_SNCR_ACI & SCR & NGC | 0 | 0 | 0 | 0 | 0 | 0 | 0
00 Ret.Exist_Non-FBC_DryFGD_SNCR_ACI_DSI & C2G | 0 | 0 | 0 | 0 | 0 | 0 | 0
00 Ret.Exist_Non-FBC_DryFGD_SNCR_ACI_DSI & C2G & SCR | 0 | 0 | 0 | 0 | 0 | 0 | 0
00 Ret.Exist_Non-FBC_DryFGD_SNCR_ACI_DSI & DRET | 0 | 585 | 0 | 0 | 0 | 0 | 0
00 Ret.Exist_Non-FBC_DryFGD_SNCR_ACI_DSI & GPM | 0 | 0 | 0 | 0 | 0 | 0 | 0
00 Ret.Exist_Non-FBC_DryFGD_SNCR_ACI_DSI & GPM & C2G | 0 | 0 | 0 | 0 | 0 | 0 | 0
00 Ret.Exist_Non-FBC_DryFGD_SNCR_ACI_DSI & GPM & C2G & SCR | 0 | 0 | 0 | 0 | 0 | 0 | 0
00 Ret.Exist_Non-FBC_DryFGD_SNCR_ACI_DSI & GPM & DRET | 0 | 0 | 0 | 0 | 0 | 0 | 0
00 Ret.Exist_Non-FBC_DryFGD_SNCR_ACI_DSI & GPM & NGC | 0 | 0 | 0 | 0 | 0 | 0 | 0
00 Ret.Exist_Non-FBC_DryFGD_SNCR_ACI_DSI & GPM & SCR | 0 | 0 | 0 | 0 | 0 | 0 | 0
00 Ret.Exist_Non-FBC_DryFGD_SNCR_ACI_DSI & GPM & SCR & CCS | 0 | 0 | 0 | 0 | 0 | 0 | 0
00 Ret.Exist_Non-FBC_DryFGD_SNCR_ACI_DSI & GPM & SCR & DRET | 0 | 0 | 0 | 0 | 0 | 0 | 0
00 Ret.Exist_Non-FBC_DryFGD_SNCR_ACI_DSI & GPM & SCR & NGC | 0 | 0 | 0 | 0 | 0 | 0 | 0
00 Ret.Exist_Non-FBC_DryFGD_SNCR_ACI_DSI & NGC | 0 | 0 | 0 | 0 | 0 | 0 | 0
00 Ret.Exist_Non-FBC_DryFGD_SNCR_ACI_DSI & SCR | 0 | 0 | 0 | 0 | 0 | 0 | 0
00 Ret.Exist_Non-FBC_DryFGD_SNCR_ACI_DSI & SCR & C2G | 0 | 0 | 0 | 0 | 0 | 0 | 0
00 Ret.Exist_Non-FBC_DryFGD_SNCR_ACI_DSI & SCR & CCS | 0 | 0 | 0 | 0 | 0 | 0 | 0
00 Ret.Exist_Non-FBC_DryFGD_SNCR_ACI_DSI & SCR & DRET | 0 | 0 | 0 | 0 | 0 | 0 | 0
00 Ret.Exist_Non-FBC_DryFGD_SNCR_ACI_DSI & SCR & NGC | 0 | 0 | 0 | 0 | 0 | 0 | 0
00 Ret.Exist_Non-FBC_DSI & ACI | 0 | 0 | 0 | 0 | 0 | 0 | 0
00 Ret.Exist_Non-FBC_DSI & ACI & C2G | 0 | 0 | 0 | 0 | 0 | 0 | 0
00 Ret.Exist_Non-FBC_DSI & ACI & C2G & SCR | 0 | 0 | 0 | 0 | 0 | 0 | 0
00 Ret.Exist_Non-FBC_DSI & ACI & DRET | 0 | 0 | 0 | 0 | 0 | 0 | 0
00 Ret.Exist_Non-FBC_DSI & ACI & GPM | 0 | 0 | 0 | 0 | 0 | 0 | 0
00 Ret.Exist_Non-FBC_DSI & ACI & GPM & C2G | 0 | 0 | 0 | 0 | 0 | 0 | 0
00 Ret.Exist_Non-FBC_DSI & ACI & GPM & C2G & SCR | 0 | 0 | 0 | 0 | 0 | 0 | 0
00 Ret.Exist_Non-FBC_DSI & ACI & GPM & DRET | 0 | 0 | 0 | 0 | 0 | 0 | 0
00 Ret.Exist_Non-FBC_DSI & ACI & GPM & NGC | 0 | 0 | 0 | 0 | 0 | 0 | 0
00 Ret.Exist_Non-FBC_DSI & ACI & GPM & SCR | 0 | 0 | 0 | 0 | 0 | 0 | 0
00 Ret.Exist_Non-FBC_DSI & ACI & GPM & SCR & DRET | 0 | 0 | 0 | 0 | 0 | 0 | 0
00 Ret.Exist_Non-FBC_DSI & ACI & GPM & SCR & NGC | 0 | 0 | 0 | 0 | 0 | 0 | 0
00 Ret.Exist_Non-FBC_DSI & ACI & GPM & SNCR | 0 | 0 | 0 | 0 | 0 | 0 | 0
00 Ret.Exist_Non-FBC_DSI & ACI & GPM & SNCR & DRET | 0 | 0 | 0 | 0 | 0 | 0 | 0
00 Ret.Exist_Non-FBC_DSI & ACI & GPM & SNCR & NGC | 0 | 0 | 0 | 0 | 0 | 0 | 0
00 Ret.Exist_Non-FBC_DSI & ACI & GPM & WetFGD & SCR & CCS | 0 | 0 | 0 | 0 | 0 | 0 | 0
00 Ret.Exist_Non-FBC_DSI & ACI & NGC | 0 | 0 | 0 | 0 | 0 | 0 | 0
00 Ret.Exist_Non-FBC_DSI & ACI & SCR | 0 | 0 | 0 | 0 | 0 | 0 | 0
00 Ret.Exist_Non-FBC_DSI & ACI & SCR & DRET | 0 | 0 | 0 | 0 | 0 | 0 | 0
00 Ret.Exist_Non-FBC_DSI & ACI & SCR & NGC | 0 | 0 | 0 | 0 | 0 | 0 | 0
00 Ret.Exist_Non-FBC_DSI & ACI & SNCR | 0 | 0 | 0 | 0 | 0 | 0 | 0
00 Ret.Exist_Non-FBC_DSI & ACI & SNCR & DRET | 0 | 0 | 0 | 0 | 0 | 0 | 0
00 Ret.Exist_Non-FBC_DSI & ACI & SNCR & NGC | 0 | 0 | 0 | 0 | 0 | 0 | 0
00 Ret.Exist_Non-FBC_DSI & ACI & WetFGD & SCR & CCS | 0 | 0 | 0 | 0 | 0 | 0 | 0
00 Ret.Exist_Non-FBC_DSI & C2G | 0 | 0 | 0 | 0 | 0 | 0 | 0
00 Ret.Exist_Non-FBC_DSI & C2G & SCR | 0 | 0 | 0 | 0 | 0 | 0 | 0
00 Ret.Exist_Non-FBC_DSI & DRET | 0 | 0 | 0 | 0 | 0 | 0 | 0
00 Ret.Exist_Non-FBC_DSI & GPM | 0 | 0 | 0 | 0 | 0 | 0 | 0
00 Ret.Exist_Non-FBC_DSI & GPM & C2G | 0 | 0 | 0 | 0 | 0 | 0 | 0
00 Ret.Exist_Non-FBC_DSI & GPM & C2G & SCR | 0 | 0 | 0 | 0 | 0 | 0 | 0
00 Ret.Exist_Non-FBC_DSI & GPM & DRET | 0 | 0 | 0 | 0 | 0 | 0 | 0
00 Ret.Exist_Non-FBC_DSI & GPM & NGC | 0 | 0 | 0 | 0 | 0 | 0 | 0
00 Ret.Exist_Non-FBC_DSI & GPM & SCR | 0 | 0 | 0 | 0 | 0 | 0 | 0
00 Ret.Exist_Non-FBC_DSI & GPM & SCR & DRET | 0 | 0 | 0 | 0 | 0 | 0 | 0
00 Ret.Exist_Non-FBC_DSI & GPM & SCR & NGC | 0 | 0 | 0 | 0 | 0 | 0 | 0
00 Ret.Exist_Non-FBC_DSI & GPM & SNCR | 0 | 0 | 0 | 0 | 0 | 0 | 0
00 Ret.Exist_Non-FBC_DSI & GPM & SNCR & DRET | 0 | 0 | 0 | 0 | 0 | 0 | 0
00 Ret.Exist_Non-FBC_DSI & GPM & SNCR & NGC | 0 | 0 | 0 | 0 | 0 | 0 | 0
00 Ret.Exist_Non-FBC_DSI & GPM & WetFGD & SCR & CCS | 0 | 0 | 0 | 0 | 0 | 0 | 0
00 Ret.Exist_Non-FBC_DSI & NGC | 0 | 0 | 0 | 0 | 0 | 0 | 0
00 Ret.Exist_Non-FBC_DSI & SCR | 0 | 0 | 0 | 0 | 0 | 0 | 0
00 Ret.Exist_Non-FBC_DSI & SCR & C2G | 0 | 0 | 0 | 0 | 0 | 0 | 0
00 Ret.Exist_Non-FBC_DSI & SCR & DRET | 0 | 0 | 0 | 0 | 0 | 0 | 0
00 Ret.Exist_Non-FBC_DSI & SCR & NGC | 0 | 0 | 0 | 0 | 0 | 0 | 0
00 Ret.Exist_Non-FBC_DSI & SCR & WetFGD & CCS | 0 | 0 | 0 | 0 | 0 | 0 | 0
00 Ret.Exist_Non-FBC_DSI & SNCR | 0 | 0 | 0 | 0 | 0 | 0 | 0
00 Ret.Exist_Non-FBC_DSI & SNCR & C2G | 0 | 0 | 0 | 0 | 0 | 0 | 0
00 Ret.Exist_Non-FBC_DSI & SNCR & DRET | 0 | 0 | 0 | 0 | 0 | 0 | 0
00 Ret.Exist_Non-FBC_DSI & SNCR & NGC | 0 | 0 | 0 | 0 | 0 | 0 | 0
00 Ret.Exist_Non-FBC_NoCtrl & ACI | 0 | 0 | 0 | 0 | 0 | 0 | 0
00 Ret.Exist_Non-FBC_NoCtrl & ACI & C2G | 0 | 0 | 0 | 0 | 0 | 0 | 0
00 Ret.Exist_Non-FBC_NoCtrl & ACI & C2G & SCR | 0 | 0 | 0 | 0 | 0 | 0 | 0
00 Ret.Exist_Non-FBC_NoCtrl & ACI & DRET | 0 | 0 | 0 | 0 | 0 | 0 | 0
00 Ret.Exist_Non-FBC_NoCtrl & ACI & DSI | 0 | 0 | 0 | 0 | 0 | 0 | 0
00 Ret.Exist_Non-FBC_NoCtrl & ACI & DSI & C2G | 0 | 0 | 0 | 0 | 0 | 0 | 0
00 Ret.Exist_Non-FBC_NoCtrl & ACI & DSI & C2G & SCR | 0 | 0 | 0 | 0 | 0 | 0 | 0
00 Ret.Exist_Non-FBC_NoCtrl & ACI & DSI & DRET | 0 | 0 | 0 | 0 | 0 | 0 | 0
00 Ret.Exist_Non-FBC_NoCtrl & ACI & DSI & GPM | 0 | 0 | 0 | 0 | 0 | 0 | 0
00 Ret.Exist_Non-FBC_NoCtrl & ACI & DSI & GPM & C2G | 0 | 0 | 0 | 0 | 0 | 0 | 0
00 Ret.Exist_Non-FBC_NoCtrl & ACI & DSI & GPM & C2G & SCR | 0 | 0 | 0 | 0 | 0 | 0 | 0
00 Ret.Exist_Non-FBC_NoCtrl & ACI & DSI & GPM & DRET | 0 | 0 | 0 | 0 | 0 | 0 | 0
00 Ret.Exist_Non-FBC_NoCtrl & ACI & DSI & GPM & NGC | 0 | 0 | 0 | 0 | 0 | 0 | 0
00 Ret.Exist_Non-FBC_NoCtrl & ACI & DSI & GPM & SCR | 0 | 0 | 0 | 0 | 0 | 0 | 0
00 Ret.Exist_Non-FBC_NoCtrl & ACI & DSI & GPM & SCR & DRET | 0 | 0 | 0 | 0 | 0 | 0 | 0
00 Ret.Exist_Non-FBC_NoCtrl & ACI & DSI & GPM & SCR & NGC | 0 | 0 | 0 | 0 | 0 | 0 | 0
00 Ret.Exist_Non-FBC_NoCtrl & ACI & DSI & GPM & SNCR | 0 | 0 | 0 | 0 | 0 | 0 | 0
00 Ret.Exist_Non-FBC_NoCtrl & ACI & DSI & GPM & SNCR & DRET | 0 | 0 | 0 | 0 | 0 | 0 | 0
00 Ret.Exist_Non-FBC_NoCtrl & ACI & DSI & GPM & SNCR & NGC | 0 | 0 | 0 | 0 | 0 | 0 | 0
00 Ret.Exist_Non-FBC_NoCtrl & ACI & DSI & GPM & WetFGD & SCR & CCS | 0 | 0 | 0 | 0 | 0 | 0 | 0
00 Ret.Exist_Non-FBC_NoCtrl & ACI & DSI & NGC | 0 | 0 | 0 | 0 | 0 | 0 | 0
00 Ret.Exist_Non-FBC_NoCtrl & ACI & DSI & SCR | 0 | 0 | 0 | 0 | 0 | 0 | 0
00 Ret.Exist_Non-FBC_NoCtrl & ACI & DSI & SCR & DRET | 0 | 0 | 0 | 0 | 0 | 0 | 0
00 Ret.Exist_Non-FBC_NoCtrl & ACI & DSI & SCR & NGC | 0 | 0 | 0 | 0 | 0 | 0 | 0
00 Ret.Exist_Non-FBC_NoCtrl & ACI & DSI & SNCR | 0 | 0 | 0 | 0 | 0 | 0 | 0
00 Ret.Exist_Non-FBC_NoCtrl & ACI & DSI & SNCR & DRET | 0 | 0 | 0 | 0 | 0 | 0 | 0
00 Ret.Exist_Non-FBC_NoCtrl & ACI & DSI & SNCR & NGC | 0 | 0 | 0 | 0 | 0 | 0 | 0
00 Ret.Exist_Non-FBC_NoCtrl & ACI & DSI & WetFGD & SCR & CCS | 0 | 0 | 0 | 0 | 0 | 0 | 0
00 Ret.Exist_Non-FBC_NoCtrl & ACI & GPM | 0 | 0 | 0 | 0 | 0 | 0 | 0
00 Ret.Exist_Non-FBC_NoCtrl & ACI & GPM & C2G | 0 | 0 | 0 | 0 | 0 | 0 | 0
00 Ret.Exist_Non-FBC_NoCtrl & ACI & GPM & C2G & SCR | 0 | 0 | 0 | 0 | 0 | 0 | 0
00 Ret.Exist_Non-FBC_NoCtrl & ACI & GPM & DRET | 0 | 0 | 0 | 0 | 0 | 0 | 0
00 Ret.Exist_Non-FBC_NoCtrl & ACI & GPM & NGC | 0 | 0 | 0 | 0 | 0 | 0 | 0
00 Ret.Exist_Non-FBC_NoCtrl & ACI & GPM & SCR | 0 | 0 | 0 | 0 | 0 | 0 | 0
00 Ret.Exist_Non-FBC_NoCtrl & ACI & GPM & SCR & DRET | 0 | 0 | 0 | 0 | 0 | 0 | 0
00 Ret.Exist_Non-FBC_NoCtrl & ACI & GPM & SCR & NGC | 0 | 0 | 0 | 0 | 0 | 0 | 0
00 Ret.Exist_Non-FBC_NoCtrl & ACI & GPM & SNCR | 0 | 0 | 0 | 0 | 0 | 0 | 0
00 Ret.Exist_Non-FBC_NoCtrl & ACI & GPM & SNCR & DRET | 0 | 0 | 0 | 0 | 0 | 0 | 0
00 Ret.Exist_Non-FBC_NoCtrl & ACI & GPM & SNCR & NGC | 0 | 0 | 0 | 0 | 0 | 0 | 0
00 Ret.Exist_Non-FBC_NoCtrl & ACI & GPM & WetFGD & SCR & CCS | 0 | 0 | 0 | 0 | 0 | 0 | 0
00 Ret.Exist_Non-FBC_NoCtrl & ACI & NGC | 0 | 0 | 0 | 0 | 0 | 0 | 0
00 Ret.Exist_Non-FBC_NoCtrl & ACI & SCR | 0 | 0 | 0 | 0 | 0 | 0 | 0
00 Ret.Exist_Non-FBC_NoCtrl & ACI & SCR & DRET | 0 | 0 | 0 | 0 | 0 | 0 | 0
00 Ret.Exist_Non-FBC_NoCtrl & ACI & SCR & NGC | 0 | 0 | 0 | 0 | 0 | 0 | 0
00 Ret.Exist_Non-FBC_NoCtrl & ACI & SNCR | 0 | 0 | 0 | 0 | 0 | 0 | 0
00 Ret.Exist_Non-FBC_NoCtrl & ACI & SNCR & DRET | 0 | 0 | 0 | 0 | 0 | 0 | 0
00 Ret.Exist_Non-FBC_NoCtrl & ACI & SNCR & NGC | 0 | 0 | 0 | 0 | 0 | 0 | 0
00 Ret.Exist_Non-FBC_NoCtrl & ACI & WetFGD & SCR & CCS | 0 | 0 | 0 | 0 | 0 | 0 | 0
00 Ret.Exist_Non-FBC_NoCtrl & C2G | 0 | 0 | 0 | 0 | 0 | 0 | 0
00 Ret.Exist_Non-FBC_NoCtrl & C2G & SCR | 0 | 0 | 0 | 0 | 0 | 0 | 0
00 Ret.Exist_Non-FBC_NoCtrl & DCCS | 0 | 0 | 0 | 0 | 0 | 0 | 0
00 Ret.Exist_Non-FBC_NoCtrl & DCCS & WetFGD & SCR & CCS | 0 | 0 | 0 | 0 | 0 | 0 | 0
00 Ret.Exist_Non-FBC_NoCtrl & DRET | 0 | 115 | 0 | 0 | 0 | 0 | 0
00 Ret.Exist_Non-FBC_NoCtrl & DSI | 0 | 0 | 0 | 0 | 0 | 0 | 0
00 Ret.Exist_Non-FBC_NoCtrl & DSI & C2G | 0 | 0 | 0 | 0 | 0 | 0 | 0
00 Ret.Exist_Non-FBC_NoCtrl & DSI & C2G & SCR | 0 | 0 | 0 | 0 | 0 | 0 | 0
00 Ret.Exist_Non-FBC_NoCtrl & DSI & DRET | 0 | 0 | 0 | 0 | 0 | 0 | 0
00 Ret.Exist_Non-FBC_NoCtrl & DSI & GPM | 0 | 0 | 0 | 0 | 0 | 0 | 0
00 Ret.Exist_Non-FBC_NoCtrl & DSI & GPM & C2G | 0 | 0 | 0 | 0 | 0 | 0 | 0
00 Ret.Exist_Non-FBC_NoCtrl & DSI & GPM & C2G & SCR | 0 | 0 | 0 | 0 | 0 | 0 | 0
00 Ret.Exist_Non-FBC_NoCtrl & DSI & GPM & DRET | 0 | 0 | 0 | 0 | 0 | 0 | 0
00 Ret.Exist_Non-FBC_NoCtrl & DSI & GPM & NGC | 0 | 0 | 0 | 0 | 0 | 0 | 0
00 Ret.Exist_Non-FBC_NoCtrl & DSI & GPM & SCR | 0 | 0 | 0 | 0 | 0 | 0 | 0
00 Ret.Exist_Non-FBC_NoCtrl & DSI & GPM & SCR & DRET | 0 | 0 | 0 | 0 | 0 | 0 | 0
00 Ret.Exist_Non-FBC_NoCtrl & DSI & GPM & SCR & NGC | 0 | 0 | 0 | 0 | 0 | 0 | 0
00 Ret.Exist_Non-FBC_NoCtrl & DSI & GPM & SNCR | 0 | 0 | 0 | 0 | 0 | 0 | 0
00 Ret.Exist_Non-FBC_NoCtrl & DSI & GPM & SNCR & DRET | 0 | 0 | 0 | 0 | 0 | 0 | 0
00 Ret.Exist_Non-FBC_NoCtrl & DSI & GPM & SNCR & NGC | 0 | 0 | 0 | 0 | 0 | 0 | 0
00 Ret.Exist_Non-FBC_NoCtrl & DSI & GPM & WetFGD & SCR & CCS | 0 | 0 | 0 | 0 | 0 | 0 | 0
00 Ret.Exist_Non-FBC_NoCtrl & DSI & NGC | 0 | 0 | 0 | 0 | 0 | 0 | 0
00 Ret.Exist_Non-FBC_NoCtrl & DSI & SCR | 0 | 0 | 0 | 0 | 0 | 0 | 0
00 Ret.Exist_Non-FBC_NoCtrl & DSI & SCR & DRET | 0 | 0 | 0 | 0 | 0 | 0 | 0
00 Ret.Exist_Non-FBC_NoCtrl & DSI & SCR & NGC | 0 | 0 | 0 | 0 | 0 | 0 | 0
00 Ret.Exist_Non-FBC_NoCtrl & DSI & SNCR | 0 | 0 | 0 | 0 | 0 | 0 | 0
00 Ret.Exist_Non-FBC_NoCtrl & DSI & SNCR & DRET | 0 | 0 | 0 | 0 | 0 | 0 | 0
00 Ret.Exist_Non-FBC_NoCtrl & DSI & SNCR & NGC | 0 | 0 | 0 | 0 | 0 | 0 | 0
00 Ret.Exist_Non-FBC_NoCtrl & DSI & WetFGD & SCR & CCS | 0 | 0 | 0 | 0 | 0 | 0 | 0
00 Ret.Exist_Non-FBC_NoCtrl & GPM | 0 | 0 | 0 | 0 | 0 | 0 | 0
00 Ret.Exist_Non-FBC_NoCtrl & GPM & C2G | 0 | 0 | 0 | 0 | 0 | 0 | 0
00 Ret.Exist_Non-FBC_NoCtrl & GPM & C2G & SCR | 0 | 0 | 0 | 0 | 0 | 0 | 0
00 Ret.Exist_Non-FBC_NoCtrl & GPM & DRET | 0 | 0 | 0 | 0 | 0 | 0 | 0
00 Ret.Exist_Non-FBC_NoCtrl & GPM & NGC | 0 | 0 | 0 | 0 | 0 | 0 | 0
00 Ret.Exist_Non-FBC_NoCtrl & GPM & SCR | 0 | 0 | 0 | 0 | 0 | 0 | 0
00 Ret.Exist_Non-FBC_NoCtrl & GPM & SCR & DRET | 0 | 0 | 0 | 0 | 0 | 0 | 0
00 Ret.Exist_Non-FBC_NoCtrl & GPM & SCR & NGC | 0 | 0 | 0 | 0 | 0 | 0 | 0
00 Ret.Exist_Non-FBC_NoCtrl & GPM & SNCR | 0 | 0 | 0 | 0 | 0 | 0 | 0
00 Ret.Exist_Non-FBC_NoCtrl & GPM & SNCR & DRET | 0 | 0 | 0 | 0 | 0 | 0 | 0
00 Ret.Exist_Non-FBC_NoCtrl & GPM & SNCR & NGC | 0 | 0 | 0 | 0 | 0 | 0 | 0
00 Ret.Exist_Non-FBC_NoCtrl & GPM & WetFGD & SCR & CCS | 0 | 0 | 0 | 0 | 0 | 0 | 0
00 Ret.Exist_Non-FBC_NoCtrl & NGC | 0 | 0 | 0 | 0 | 0 | 0 | 0
00 Ret.Exist_Non-FBC_NoCtrl & SCR | 0 | 0 | 0 | 0 | 0 | 0 | 0
00 Ret.Exist_Non-FBC_NoCtrl & SCR & C2G | 0 | 0 | 0 | 0 | 0 | 0 | 0
00 Ret.Exist_Non-FBC_NoCtrl & SCR & DRET | 0 | 0 | 0 | 0 | 0 | 0 | 0
00 Ret.Exist_Non-FBC_NoCtrl & SCR & NGC | 0 | 0 | 0 | 0 | 0 | 0 | 0
00 Ret.Exist_Non-FBC_NoCtrl & SCR & WetFGD & CCS | 0 | 0 | 0 | 0 | 0 | 0 | 0
00 Ret.Exist_Non-FBC_NoCtrl & SNCR | 0 | 0 | 0 | 0 | 0 | 0 | 0
00 Ret.Exist_Non-FBC_NoCtrl & SNCR & C2G | 0 | 0 | 0 | 0 | 0 | 0 | 0
00 Ret.Exist_Non-FBC_NoCtrl & SNCR & DRET | 0 | 0 | 0 | 0 | 0 | 0 | 0
00 Ret.Exist_Non-FBC_NoCtrl & SNCR & NGC | 0 | 0 | 0 | 0 | 0 | 0 | 0
00 Ret.Exist_Non-FBC_SCR_ACI & C2G | 0 | 0 | 0 | 0 | 0 | 0 | 0
00 Ret.Exist_Non-FBC_SCR_ACI & DCCS | 0 | 1146 | 6.7017e-07 | 6.7017e-07 | 6.7017e-07 | 6.7017e-07 | 6.7017e-07
00 Ret.Exist_Non-FBC_SCR_ACI & DCCS & WetFGD & CCS | 0 | 0 | 775.2566 | 775.2566 | 0 | 0 | 0
00 Ret.Exist_Non-FBC_SCR_ACI & DRET | 0 | 701 | 0 | 0 | 0 | 0 | 0
00 Ret.Exist_Non-FBC_SCR_ACI & DSI | 0 | 0 | 0 | 0 | 0 | 0 | 0
00 Ret.Exist_Non-FBC_SCR_ACI & DSI & C2G | 0 | 0 | 0 | 0 | 0 | 0 | 0
00 Ret.Exist_Non-FBC_SCR_ACI & DSI & DRET | 0 | 0 | 0 | 0 | 0 | 0 | 0
00 Ret.Exist_Non-FBC_SCR_ACI & DSI & GPM | 0 | 0 | 0 | 0 | 0 | 0 | 0
00 Ret.Exist_Non-FBC_SCR_ACI & DSI & GPM & C2G | 0 | 0 | 0 | 0 | 0 | 0 | 0
00 Ret.Exist_Non-FBC_SCR_ACI & DSI & GPM & DRET | 0 | 0 | 0 | 0 | 0 | 0 | 0
00 Ret.Exist_Non-FBC_SCR_ACI & DSI & GPM & NGC | 0 | 0 | 0 | 0 | 0 | 0 | 0
00 Ret.Exist_Non-FBC_SCR_ACI & DSI & GPM & WetFGD & CCS | 0 | 0 | 0 | 0 | 0 | 0 | 0
00 Ret.Exist_Non-FBC_SCR_ACI & DSI & NGC | 0 | 0 | 0 | 0 | 0 | 0 | 0
00 Ret.Exist_Non-FBC_SCR_ACI & DSI & WetFGD & CCS | 0 | 0 | 0 | 0 | 0 | 0 | 0
00 Ret.Exist_Non-FBC_SCR_ACI & GPM | 0 | 0 | 0 | 0 | 0 | 0 | 0
00 Ret.Exist_Non-FBC_SCR_ACI & GPM & C2G | 0 | 0 | 0 | 0 | 0 | 0 | 0
00 Ret.Exist_Non-FBC_SCR_ACI & GPM & DRET | 0 | 0 | 0 | 0 | 0 | 0 | 0
00 Ret.Exist_Non-FBC_SCR_ACI & GPM & NGC | 0 | 0 | 0 | 0 | 0 | 0 | 0
00 Ret.Exist_Non-FBC_SCR_ACI & GPM & WetFGD & CCS | 0 | 0 | 0 | 0 | 0 | 0 | 0
00 Ret.Exist_Non-FBC_SCR_ACI & NGC | 0 | 0 | 0 | 0 | 0 | 0 | 0
00 Ret.Exist_Non-FBC_SCR_ACI & WetFGD & CCS | 0 | 0 | 0 | 0 | 0 | 0 | 0
00 Ret.Exist_Non-FBC_SCR_ACI_DSI & C2G | 305 | 305 | 305 | 305 | 305 | 305 | 305
00 Ret.Exist_Non-FBC_SCR_ACI_DSI & DCCS | 0 | 0 | 0 | 0 | 0 | 0 | 0
00 Ret.Exist_Non-FBC_SCR_ACI_DSI & DCCS & WetFGD & CCS | 0 | 0 | 0 | 0 | 0 | 0 | 0
00 Ret.Exist_Non-FBC_SCR_ACI_DSI & DRET | 0 | 390 | 0 | 0 | 0 | 0 | 0
00 Ret.Exist_Non-FBC_SCR_ACI_DSI & GPM | 0 | 0 | 0 | 0 | 0 | 0 | 0
00 Ret.Exist_Non-FBC_SCR_ACI_DSI & GPM & C2G | 0 | 0 | 0 | 0 | 0 | 0 | 0
00 Ret.Exist_Non-FBC_SCR_ACI_DSI & GPM & DRET | 0 | 0 | 0 | 0 | 0 | 0 | 0
00 Ret.Exist_Non-FBC_SCR_ACI_DSI & GPM & NGC | 0 | 0 | 0 | 0 | 0 | 0 | 0
00 Ret.Exist_Non-FBC_SCR_ACI_DSI & GPM & WetFGD & CCS | 0 | 0 | 0 | 0 | 0 | 0 | 0
00 Ret.Exist_Non-FBC_SCR_ACI_DSI & NGC | 0 | 0 | 0 | 0 | 0 | 0 | 0
00 Ret.Exist_Non-FBC_SCR_ACI_DSI & WetFGD & CCS | 0 | 0 | 0 | 0 | 0 | 0 | 0
00 Ret.Exist_Non-FBC_SNCR_ACI & C2G | 0 | 0 | 0 | 0 | 0 | 0 | 0
00 Ret.Exist_Non-FBC_SNCR_ACI & C2G & SCR | 0 | 0 | 0 | 0 | 0 | 0 | 0
00 Ret.Exist_Non-FBC_SNCR_ACI & DRET | 0 | 0 | 0 | 0 | 0 | 0 | 0
00 Ret.Exist_Non-FBC_SNCR_ACI & DSI | 0 | 0 | 0 | 0 | 0 | 0 | 0
00 Ret.Exist_Non-FBC_SNCR_ACI & DSI & C2G | 0 | 0 | 0 | 0 | 0 | 0 | 0
00 Ret.Exist_Non-FBC_SNCR_ACI & DSI & C2G & SCR | 0 | 0 | 0 | 0 | 0 | 0 | 0
00 Ret.Exist_Non-FBC_SNCR_ACI & DSI & DRET | 0 | 0 | 0 | 0 | 0 | 0 | 0
00 Ret.Exist_Non-FBC_SNCR_ACI & DSI & NGC | 0 | 0 | 0 | 0 | 0 | 0 | 0
00 Ret.Exist_Non-FBC_SNCR_ACI & DSI & SCR | 0 | 0 | 0 | 0 | 0 | 0 | 0
00 Ret.Exist_Non-FBC_SNCR_ACI & DSI & SCR & DRET | 0 | 0 | 0 | 0 | 0 | 0 | 0
00 Ret.Exist_Non-FBC_SNCR_ACI & DSI & SCR & NGC | 0 | 0 | 0 | 0 | 0 | 0 | 0
00 Ret.Exist_Non-FBC_SNCR_ACI & DSI & WetFGD & SCR & CCS | 0 | 0 | 0 | 0 | 0 | 0 | 0
00 Ret.Exist_Non-FBC_SNCR_ACI & GPM | 0 | 0 | 0 | 0 | 0 | 0 | 0
00 Ret.Exist_Non-FBC_SNCR_ACI & GPM & C2G | 0 | 0 | 0 | 0 | 0 | 0 | 0
00 Ret.Exist_Non-FBC_SNCR_ACI & GPM & C2G & SCR | 0 | 0 | 0 | 0 | 0 | 0 | 0
00 Ret.Exist_Non-FBC_SNCR_ACI & GPM & DRET | 0 | 0 | 0 | 0 | 0 | 0 | 0
00 Ret.Exist_Non-FBC_SNCR_ACI & GPM & NGC | 0 | 0 | 0 | 0 | 0 | 0 | 0
00 Ret.Exist_Non-FBC_SNCR_ACI & GPM & SCR | 0 | 0 | 0 | 0 | 0 | 0 | 0
00 Ret.Exist_Non-FBC_SNCR_ACI & GPM & SCR & DRET | 0 | 0 | 0 | 0 | 0 | 0 | 0
00 Ret.Exist_Non-FBC_SNCR_ACI & GPM & SCR & NGC | 0 | 0 | 0 | 0 | 0 | 0 | 0
00 Ret.Exist_Non-FBC_SNCR_ACI & GPM & WetFGD & SCR & CCS | 0 | 0 | 0 | 0 | 0 | 0 | 0
00 Ret.Exist_Non-FBC_SNCR_ACI & NGC | 0 | 0 | 0 | 0 | 0 | 0 | 0
00 Ret.Exist_Non-FBC_SNCR_ACI & SCR | 0 | 0 | 0 | 0 | 0 | 0 | 0
00 Ret.Exist_Non-FBC_SNCR_ACI & SCR & C2G | 0 | 0 | 0 | 0 | 0 | 0 | 0
00 Ret.Exist_Non-FBC_SNCR_ACI & SCR & DRET | 0 | 0 | 0 | 0 | 0 | 0 | 0
00 Ret.Exist_Non-FBC_SNCR_ACI & SCR & NGC | 0 | 0 | 0 | 0 | 0 | 0 | 0
00 Ret.Exist_Non-FBC_SNCR_ACI & SCR & WetFGD & CCS | 0 | 0 | 0 | 0 | 0 | 0 | 0
00 Ret.Exist_Non-FBC_SNCR_ACI_DSI & C2G | 1033 | 496 | 496 | 496 | 496 | 496 | 496
00 Ret.Exist_Non-FBC_SNCR_ACI_DSI & C2G & SCR | 0 | 535.436 | 535.436 | 535.436 | 535.436 | 535.436 | 535.436
00 Ret.Exist_Non-FBC_SNCR_ACI_DSI & DCCS | 0 | 0 | 0 | 0 | 0 | 0 | 0
00 Ret.Exist_Non-FBC_SNCR_ACI_DSI & DCCS & WetFGD & SCR & CCS | 0 | 0 | 0 | 0 | 0 | 0 | 0
00 Ret.Exist_Non-FBC_SNCR_ACI_DSI & DRET | 0 | 0 | 0 | 0 | 0 | 0 | 0
00 Ret.Exist_Non-FBC_SNCR_ACI_DSI & GPM | 0 | 0 | 0 | 0 | 0 | 0 | 0
00 Ret.Exist_Non-FBC_SNCR_ACI_DSI & GPM & C2G | 0 | 0 | 0 | 0 | 0 | 0 | 0
00 Ret.Exist_Non-FBC_SNCR_ACI_DSI & GPM & C2G & SCR | 0 | 0 | 0 | 0 | 0 | 0 | 0
00 Ret.Exist_Non-FBC_SNCR_ACI_DSI & GPM & DRET | 0 | 0 | 0 | 0 | 0 | 0 | 0
00 Ret.Exist_Non-FBC_SNCR_ACI_DSI & GPM & NGC | 0 | 0 | 0 | 0 | 0 | 0 | 0
00 Ret.Exist_Non-FBC_SNCR_ACI_DSI & GPM & SCR | 0 | 0 | 0 | 0 | 0 | 0 | 0
00 Ret.Exist_Non-FBC_SNCR_ACI_DSI & GPM & SCR & DRET | 0 | 0 | 0 | 0 | 0 | 0 | 0
00 Ret.Exist_Non-FBC_SNCR_ACI_DSI & GPM & SCR & NGC | 0 | 0 | 0 | 0 | 0 | 0 | 0
00 Ret.Exist_Non-FBC_SNCR_ACI_DSI & GPM & WetFGD & SCR & CCS | 0 | 0 | 0 | 0 | 0 | 0 | 0
00 Ret.Exist_Non-FBC_SNCR_ACI_DSI & NGC | 0 | 0 | 0 | 0 | 0 | 0 | 0
00 Ret.Exist_Non-FBC_SNCR_ACI_DSI & SCR | 0 | 0 | 0 | 0 | 0 | 0 | 0
00 Ret.Exist_Non-FBC_SNCR_ACI_DSI & SCR & C2G | 0 | 0 | 0 | 0 | 0 | 0 | 0
00 Ret.Exist_Non-FBC_SNCR_ACI_DSI & SCR & DRET | 0 | 0 | 0 | 0 | 0 | 0 | 0
00 Ret.Exist_Non-FBC_SNCR_ACI_DSI & SCR & NGC | 0 | 0 | 0 | 0 | 0 | 0 | 0
00 Ret.Exist_Non-FBC_SNCR_ACI_DSI & SCR & WetFGD & CCS | 0 | 0 | 0 | 0 | 0 | 0 | 0
00 Ret.Exist_Non-FBC_WetFGD & ACI | 0 | 0 | 0 | 0 | 0 | 0 | 0
00 Ret.Exist_Non-FBC_WetFGD & ACI & C2G | 0 | 0 | 0 | 0 | 0 | 0 | 0
00 Ret.Exist_Non-FBC_WetFGD & ACI & C2G & SCR | 0 | 0 | 0 | 0 | 0 | 0 | 0
00 Ret.Exist_Non-FBC_WetFGD & ACI & DRET | 0 | 0 | 0 | 0 | 0 | 0 | 0
00 Ret.Exist_Non-FBC_WetFGD & ACI & GPM | 0 | 0 | 0 | 0 | 0 | 0 | 0
00 Ret.Exist_Non-FBC_WetFGD & ACI & GPM & C2G | 0 | 0 | 0 | 0 | 0 | 0 | 0
00 Ret.Exist_Non-FBC_WetFGD & ACI & GPM & C2G & SCR | 0 | 0 | 0 | 0 | 0 | 0 | 0
00 Ret.Exist_Non-FBC_WetFGD & ACI & GPM & DRET | 0 | 0 | 0 | 0 | 0 | 0 | 0
00 Ret.Exist_Non-FBC_WetFGD & ACI & GPM & NGC | 0 | 0 | 0 | 0 | 0 | 0 | 0
00 Ret.Exist_Non-FBC_WetFGD & ACI & GPM & SCR | 0 | 0 | 0 | 0 | 0 | 0 | 0
00 Ret.Exist_Non-FBC_WetFGD & ACI & GPM & SCR & CCS | 0 | 0 | 0 | 0 | 0 | 0 | 0
00 Ret.Exist_Non-FBC_WetFGD & ACI & GPM & SCR & DRET | 0 | 0 | 0 | 0 | 0 | 0 | 0
00 Ret.Exist_Non-FBC_WetFGD & ACI & GPM & SCR & NGC | 0 | 0 | 0 | 0 | 0 | 0 | 0
00 Ret.Exist_Non-FBC_WetFGD & ACI & GPM & SNCR | 0 | 0 | 0 | 0 | 0 | 0 | 0
00 Ret.Exist_Non-FBC_WetFGD & ACI & GPM & SNCR & DRET | 0 | 0 | 0 | 0 | 0 | 0 | 0
00 Ret.Exist_Non-FBC_WetFGD & ACI & GPM & SNCR & NGC | 0 | 0 | 0 | 0 | 0 | 0 | 0
00 Ret.Exist_Non-FBC_WetFGD & ACI & NGC | 0 | 0 | 0 | 0 | 0 | 0 | 0
00 Ret.Exist_Non-FBC_WetFGD & ACI & SCR | 0 | 0 | 0 | 0 | 0 | 0 | 0
00 Ret.Exist_Non-FBC_WetFGD & ACI & SCR & CCS | 0 | 0 | 0 | 0 | 0 | 0 | 0
00 Ret.Exist_Non-FBC_WetFGD & ACI & SCR & DRET | 0 | 0 | 0 | 0 | 0 | 0 | 0
00 Ret.Exist_Non-FBC_WetFGD & ACI & SCR & NGC | 0 | 0 | 0 | 0 | 0 | 0 | 0
00 Ret.Exist_Non-FBC_WetFGD & ACI & SNCR | 0 | 0 | 0 | 0 | 0 | 0 | 0
00 Ret.Exist_Non-FBC_WetFGD & ACI & SNCR & DRET | 0 | 0 | 0 | 0 | 0 | 0 | 0
00 Ret.Exist_Non-FBC_WetFGD & ACI & SNCR & NGC | 0 | 0 | 0 | 0 | 0 | 0 | 0
00 Ret.Exist_Non-FBC_WetFGD & C2G | 0 | 0 | 0 | 0 | 0 | 0 | 0
00 Ret.Exist_Non-FBC_WetFGD & C2G & SCR | 0 | 0 | 0 | 0 | 0 | 0 | 0
00 Ret.Exist_Non-FBC_WetFGD & DRET | 0 | 0 | 0 | 0 | 0 | 0 | 0
00 Ret.Exist_Non-FBC_WetFGD & DCCS | 0 | 0 | 0 | 0 | 0 | 0 | 0
00 Ret.Exist_Non-FBC_WetFGD & DCCS & SCR & CCS | 0 | 0 | 0 | 0 | 0 | 0 | 0
00 Ret.Exist_Non-FBC_WetFGD & GPM | 0 | 0 | 0 | 0 | 0 | 0 | 0
00 Ret.Exist_Non-FBC_WetFGD & GPM & C2G | 0 | 0 | 0 | 0 | 0 | 0 | 0
00 Ret.Exist_Non-FBC_WetFGD & GPM & C2G & SCR | 0 | 0 | 0 | 0 | 0 | 0 | 0
00 Ret.Exist_Non-FBC_WetFGD & GPM & DRET | 0 | 0 | 0 | 0 | 0 | 0 | 0
00 Ret.Exist_Non-FBC_WetFGD & GPM & NGC | 0 | 0 | 0 | 0 | 0 | 0 | 0
00 Ret.Exist_Non-FBC_WetFGD & GPM & SCR | 0 | 0 | 0 | 0 | 0 | 0 | 0
00 Ret.Exist_Non-FBC_WetFGD & GPM & SCR & CCS | 0 | 0 | 0 | 0 | 0 | 0 | 0
00 Ret.Exist_Non-FBC_WetFGD & GPM & SCR & DRET | 0 | 0 | 0 | 0 | 0 | 0 | 0
00 Ret.Exist_Non-FBC_WetFGD & GPM & SCR & NGC | 0 | 0 | 0 | 0 | 0 | 0 | 0
00 Ret.Exist_Non-FBC_WetFGD & GPM & SNCR | 0 | 0 | 0 | 0 | 0 | 0 | 0
00 Ret.Exist_Non-FBC_WetFGD & GPM & SNCR & DRET | 0 | 0 | 0 | 0 | 0 | 0 | 0
00 Ret.Exist_Non-FBC_WetFGD & GPM & SNCR & NGC | 0 | 0 | 0 | 0 | 0 | 0 | 0
00 Ret.Exist_Non-FBC_WetFGD & NGC | 0 | 0 | 0 | 0 | 0 | 0 | 0
00 Ret.Exist_Non-FBC_WetFGD & SCR | 0 | 0 | 0 | 0 | 0 | 0 | 0
00 Ret.Exist_Non-FBC_WetFGD & SCR & C2G | 0 | 0 | 0 | 0 | 0 | 0 | 0
00 Ret.Exist_Non-FBC_WetFGD & SCR & CCS | 0 | 0 | 0 | 0 | 0 | 0 | 0
00 Ret.Exist_Non-FBC_WetFGD & SCR & DRET | 0 | 0 | 0 | 0 | 0 | 0 | 0
00 Ret.Exist_Non-FBC_WetFGD & SCR & NGC | 0 | 0 | 0 | 0 | 0 | 0 | 0
00 Ret.Exist_Non-FBC_WetFGD & SNCR | 0 | 0 | 0 | 0 | 0 | 0 | 0
00 Ret.Exist_Non-FBC_WetFGD & SNCR & C2G | 0 | 0 | 0 | 0 | 0 | 0 | 0
00 Ret.Exist_Non-FBC_WetFGD & SNCR & DRET | 0 | 0 | 0 | 0 | 0 | 0 | 0
00 Ret.Exist_Non-FBC_WetFGD & SNCR & NGC | 0 | 0 | 0 | 0 | 0 | 0 | 0
00 Ret.Exist_Non-FBC_WetFGD_ACI & C2G | 1070 | 1070 | 1070 | 0 | 0 | 0 | 0
00 Ret.Exist_Non-FBC_WetFGD_ACI & C2G & SCR | 0 | 0 | 0 | 0 | 0 | 0 | 0
00 Ret.Exist_Non-FBC_WetFGD_ACI & DCCS | 1471.12 | 2613.12 | 0 | 0 | 0 | 0 | 0
00 Ret.Exist_Non-FBC_WetFGD_ACI & DCCS & SCR & CCS | 0 | 0 | 1733.3647 | 1733.3647 | 108.9488 | 108.9488 | 108.9488
00 Ret.Exist_Non-FBC_WetFGD_ACI & DRET | 0 | 164 | 0 | 0 | 0 | 0 | 0
00 Ret.Exist_Non-FBC_WetFGD_ACI & GPM | 0 | 0 | 0 | 0 | 0 | 0 | 0
00 Ret.Exist_Non-FBC_WetFGD_ACI & GPM & C2G | 0 | 0 | 0 | 0 | 0 | 0 | 0
00 Ret.Exist_Non-FBC_WetFGD_ACI & GPM & C2G & SCR | 0 | 0 | 0 | 0 | 0 | 0 | 0
00 Ret.Exist_Non-FBC_WetFGD_ACI & GPM & DRET | 0 | 0 | 0 | 0 | 0 | 0 | 0
00 Ret.Exist_Non-FBC_WetFGD_ACI & GPM & NGC | 0 | 0 | 0 | 0 | 0 | 0 | 0
00 Ret.Exist_Non-FBC_WetFGD_ACI & GPM & SCR | 0 | 0 | 0 | 0 | 0 | 0 | 0
00 Ret.Exist_Non-FBC_WetFGD_ACI & GPM & SCR & CCS | 0 | 0 | 0 | 0 | 0 | 0 | 0
00 Ret.Exist_Non-FBC_WetFGD_ACI & GPM & SCR & DRET | 0 | 0 | 0 | 0 | 0 | 0 | 0
00 Ret.Exist_Non-FBC_WetFGD_ACI & GPM & SCR & NGC | 0 | 0 | 0 | 0 | 0 | 0 | 0
00 Ret.Exist_Non-FBC_WetFGD_ACI & GPM & SNCR | 0 | 0 | 0 | 0 | 0 | 0 | 0
00 Ret.Exist_Non-FBC_WetFGD_ACI & GPM & SNCR & DRET | 0 | 0 | 0 | 0 | 0 | 0 | 0
00 Ret.Exist_Non-FBC_WetFGD_ACI & GPM & SNCR & NGC | 0 | 0 | 0 | 0 | 0 | 0 | 0
00 Ret.Exist_Non-FBC_WetFGD_ACI & NGC | 0 | 1.7955 | 1.7955 | 0 | 0 | 0 | 0
00 Ret.Exist_Non-FBC_WetFGD_ACI & SCR | 0 | 7.4842 | 0 | 0 | 0 | 0 | 0
00 Ret.Exist_Non-FBC_WetFGD_ACI & SCR & C2G | 0 | 0 | 0 | 0 | 0 | 0 | 0
00 Ret.Exist_Non-FBC_WetFGD_ACI & SCR & CCS | 0 | 0 | 4.9506 | 4.9506 | 0 | 0 | 0
00 Ret.Exist_Non-FBC_WetFGD_ACI & SCR & DRET | 0 | 0 | 0 | 0 | 0 | 0 | 0
00 Ret.Exist_Non-FBC_WetFGD_ACI & SCR & NGC | 0 | 0 | 0 | 0 | 0 | 0 | 0
00 Ret.Exist_Non-FBC_WetFGD_ACI & SNCR | 0 | 0 | 0 | 0 | 0 | 0 | 0
00 Ret.Exist_Non-FBC_WetFGD_ACI & SNCR & C2G | 0 | 0 | 0 | 0 | 0 | 0 | 0
00 Ret.Exist_Non-FBC_WetFGD_ACI & SNCR & DRET | 0 | 0 | 0 | 0 | 0 | 0 | 0
00 Ret.Exist_Non-FBC_WetFGD_ACI & SNCR & NGC | 0 | 0 | 0 | 0 | 0 | 0 | 0
00 Ret.Exist_Non-FBC_WetFGD_ACI_DSI & C2G | 530 | 530 | 530 | 530 | 530 | 530 | 530
00 Ret.Exist_Non-FBC_WetFGD_ACI_DSI & C2G & SCR | 0 | 0 | 0 | 0 | 0 | 0 | 0
00 Ret.Exist_Non-FBC_WetFGD_ACI_DSI & DCCS | 0 | 0 | 0 | 0 | 0 | 0 | 0
00 Ret.Exist_Non-FBC_WetFGD_ACI_DSI & DCCS & SCR & CCS | 0 | 0 | 0 | 0 | 0 | 0 | 0
00 Ret.Exist_Non-FBC_WetFGD_ACI_DSI & DRET | 0 | 0 | 0 | 0 | 0 | 0 | 0
00 Ret.Exist_Non-FBC_WetFGD_ACI_DSI & GPM | 0 | 0 | 0 | 0 | 0 | 0 | 0
00 Ret.Exist_Non-FBC_WetFGD_ACI_DSI & GPM & C2G | 0 | 0 | 0 | 0 | 0 | 0 | 0
00 Ret.Exist_Non-FBC_WetFGD_ACI_DSI & GPM & C2G & SCR | 0 | 0 | 0 | 0 | 0 | 0 | 0
00 Ret.Exist_Non-FBC_WetFGD_ACI_DSI & GPM & DRET | 0 | 0 | 0 | 0 | 0 | 0 | 0
00 Ret.Exist_Non-FBC_WetFGD_ACI_DSI & GPM & NGC | 0 | 0 | 0 | 0 | 0 | 0 | 0
00 Ret.Exist_Non-FBC_WetFGD_ACI_DSI & GPM & SCR | 0 | 0 | 0 | 0 | 0 | 0 | 0
00 Ret.Exist_Non-FBC_WetFGD_ACI_DSI & GPM & SCR & CCS | 0 | 0 | 0 | 0 | 0 | 0 | 0
00 Ret.Exist_Non-FBC_WetFGD_ACI_DSI & GPM & SCR & DRET | 0 | 0 | 0 | 0 | 0 | 0 | 0
00 Ret.Exist_Non-FBC_WetFGD_ACI_DSI & GPM & SCR & NGC | 0 | 0 | 0 | 0 | 0 | 0 | 0
00 Ret.Exist_Non-FBC_WetFGD_ACI_DSI & GPM & SNCR | 0 | 0 | 0 | 0 | 0 | 0 | 0
00 Ret.Exist_Non-FBC_WetFGD_ACI_DSI & GPM & SNCR & DRET | 0 | 0 | 0 | 0 | 0 | 0 | 0
00 Ret.Exist_Non-FBC_WetFGD_ACI_DSI & GPM & SNCR & NGC | 0 | 0 | 0 | 0 | 0 | 0 | 0
00 Ret.Exist_Non-FBC_WetFGD_ACI_DSI & NGC | 0 | 0 | 0 | 0 | 0 | 0 | 0
00 Ret.Exist_Non-FBC_WetFGD_ACI_DSI & SCR | 0 | 0 | 0 | 0 | 0 | 0 | 0
00 Ret.Exist_Non-FBC_WetFGD_ACI_DSI & SCR & C2G | 0 | 0 | 0 | 0 | 0 | 0 | 0
00 Ret.Exist_Non-FBC_WetFGD_ACI_DSI & SCR & CCS | 0 | 0 | 0 | 0 | 0 | 0 | 0
00 Ret.Exist_Non-FBC_WetFGD_ACI_DSI & SCR & DRET | 0 | 0 | 0 | 0 | 0 | 0 | 0
00 Ret.Exist_Non-FBC_WetFGD_ACI_DSI & SCR & NGC | 0 | 0 | 0 | 0 | 0 | 0 | 0
00 Ret.Exist_Non-FBC_WetFGD_ACI_DSI & SNCR | 0 | 0 | 0 | 0 | 0 | 0 | 0
00 Ret.Exist_Non-FBC_WetFGD_ACI_DSI & SNCR & C2G | 0 | 0 | 0 | 0 | 0 | 0 | 0
00 Ret.Exist_Non-FBC_WetFGD_ACI_DSI & SNCR & DRET | 0 | 0 | 0 | 0 | 0 | 0 | 0
00 Ret.Exist_Non-FBC_WetFGD_ACI_DSI & SNCR & NGC | 0 | 0 | 0 | 0 | 0 | 0 | 0
00 Ret.Exist_Non-FBC_WetFGD_SCR & ACI | 0 | 0 | 0 | 0 | 0 | 0 | 0
00 Ret.Exist_Non-FBC_WetFGD_SCR & ACI & C2G | 0 | 0 | 0 | 0 | 0 | 0 | 0
00 Ret.Exist_Non-FBC_WetFGD_SCR & ACI & CCS | 0 | 0 | 0 | 0 | 0 | 0 | 0
00 Ret.Exist_Non-FBC_WetFGD_SCR & DCCS | 1109 | 5569.5383 | 3.0902e-06 | 3.0902e-06 | 3.0902e-06 | 3.0902e-06 | 3.0902e-06
00 Ret.Exist_Non-FBC_WetFGD_SCR & DCCS & CCS | 0 | 0 | 3842.3389 | 3842.3389 | 0 | 0 | 0
00 Ret.Exist_Non-FBC_WetFGD_SCR & ACI & DRET | 0 | 0 | 0 | 0 | 0 | 0 | 0
00 Ret.Exist_Non-FBC_WetFGD_SCR & ACI & GPM | 0 | 0 | 0 | 0 | 0 | 0 | 0
00 Ret.Exist_Non-FBC_WetFGD_SCR & ACI & GPM & C2G | 0 | 0 | 0 | 0 | 0 | 0 | 0
00 Ret.Exist_Non-FBC_WetFGD_SCR & ACI & GPM & CCS | 0 | 0 | 0 | 0 | 0 | 0 | 0
00 Ret.Exist_Non-FBC_WetFGD_SCR & ACI & GPM & DRET | 0 | 0 | 0 | 0 | 0 | 0 | 0
00 Ret.Exist_Non-FBC_WetFGD_SCR & ACI & GPM & NGC | 0 | 0 | 0 | 0 | 0 | 0 | 0
00 Ret.Exist_Non-FBC_WetFGD_SCR & ACI & NGC | 0 | 0 | 0 | 0 | 0 | 0 | 0
00 Ret.Exist_Non-FBC_WetFGD_SCR & C2G | 41.5114 | 2145.2686 | 2145.2686 | 2145.2686 | 2145.2686 | 1311.2686 | 1269
00 Ret.Exist_Non-FBC_WetFGD_SCR & CCS | 0 | 8.2805 | 8.2805 | 8.2805 | 8.2805 | 8.2805 | 8.2805
00 Ret.Exist_Non-FBC_WetFGD_SCR & DRET | 0 | 11764.851 | 0 | 0 | 0 | 0 | 0
00 Ret.Exist_Non-FBC_WetFGD_SCR & GPM | 3286 | 0 | 0 | 0 | 0 | 0 | 0
00 Ret.Exist_Non-FBC_WetFGD_SCR & GPM & C2G | 0 | 0 | 0 | 0 | 0 | 0 | 0
00 Ret.Exist_Non-FBC_WetFGD_SCR & GPM & CCS | 0 | 0 | 0 | 0 | 0 | 0 | 0
00 Ret.Exist_Non-FBC_WetFGD_SCR & GPM & DRET | 0 | 3286 | 0 | 0 | 0 | 0 | 0
00 Ret.Exist_Non-FBC_WetFGD_SCR & GPM & NGC | 0 | 0 | 0 | 0 | 0 | 0 | 0
00 Ret.Exist_Non-FBC_WetFGD_SCR & NGC | 0 | 0 | 0 | 0 | 0 | 0 | 0
00 Ret.Exist_Non-FBC_WetFGD_SCR_ACI & C2G | 785 | 1483.5969 | 1483.5969 | 1483.5969 | 1483.5969 | 1483.5969 | 1483.5969
00 Ret.Exist_Non-FBC_WetFGD_SCR_ACI & CCS | 0 | 0 | 0 | 0 | 0 | 0 | 0
00 Ret.Exist_Non-FBC_WetFGD_SCR_ACI & DCCS | 523 | 7699.8137 | 5.367e-07 | 5.367e-07 | 5.367e-07 | 5.367e-07 | 5.367e-07
00 Ret.Exist_Non-FBC_WetFGD_SCR_ACI & DCCS & CCS | 0 | 0 | 5186.7663 | 4487.6928 | 174.9636 | 174.9636 | 174.9636
00 Ret.Exist_Non-FBC_WetFGD_SCR_ACI & DRET | 0 | 2783.5894 | 0 | 0 | 0 | 0 | 0
00 Ret.Exist_Non-FBC_WetFGD_SCR_ACI & GPM | 0 | 0 | 0 | 0 | 0 | 0 | 0
00 Ret.Exist_Non-FBC_WetFGD_SCR_ACI & GPM & C2G | 0 | 0 | 0 | 0 | 0 | 0 | 0
00 Ret.Exist_Non-FBC_WetFGD_SCR_ACI & GPM & CCS | 0 | 0 | 0 | 0 | 0 | 0 | 0
00 Ret.Exist_Non-FBC_WetFGD_SCR_ACI & GPM & DRET | 0 | 0 | 0 | 0 | 0 | 0 | 0
00 Ret.Exist_Non-FBC_WetFGD_SCR_ACI & GPM & NGC | 0 | 0 | 0 | 0 | 0 | 0 | 0
00 Ret.Exist_Non-FBC_WetFGD_SCR_ACI & NGC | 0 | 0 | 0 | 0 | 0 | 0 | 0
00 Ret.Exist_Non-FBC_WetFGD_SCR_ACI_DSI & C2G | 2071 | 2071 | 2071 | 2071 | 2071 | 1273 | 1273
00 Ret.Exist_Non-FBC_WetFGD_SCR_ACI_DSI & CCS | 0 | 0 | 0 | 0 | 0 | 0 | 0
00 Ret.Exist_Non-FBC_WetFGD_SCR_ACI_DSI & DCCS | 417 | 4267 | 8.8342e-07 | 8.8342e-07 | 8.8342e-07 | 8.8342e-07 | 8.8342e-07
00 Ret.Exist_Non-FBC_WetFGD_SCR_ACI_DSI & DCCS & CCS | 0 | 0 | 2960.1755 | 2960.1755 | 0 | 0 | 0
00 Ret.Exist_Non-FBC_WetFGD_SCR_ACI_DSI & DRET | 0 | 1060 | 0 | 0 | 0 | 0 | 0
00 Ret.Exist_Non-FBC_WetFGD_SCR_ACI_DSI & GPM | 477 | 0 | 0 | 0 | 0 | 0 | 0
00 Ret.Exist_Non-FBC_WetFGD_SCR_ACI_DSI & GPM & C2G | 0 | 0 | 0 | 0 | 0 | 0 | 0
00 Ret.Exist_Non-FBC_WetFGD_SCR_ACI_DSI & GPM & CCS | 0 | 0 | 0 | 0 | 0 | 0 | 0
00 Ret.Exist_Non-FBC_WetFGD_SCR_ACI_DSI & GPM & DRET | 0 | 477 | 0 | 0 | 0 | 0 | 0
00 Ret.Exist_Non-FBC_WetFGD_SCR_ACI_DSI & GPM & NGC | 0 | 0 | 0 | 0 | 0 | 0 | 0
00 Ret.Exist_Non-FBC_WetFGD_SCR_ACI_DSI & NGC | 0 | 0 | 0 | 0 | 0 | 0 | 0
00 Ret.Exist_Non-FBC_WetFGD_SCR_DSI & ACI | 0 | 0 | 0 | 0 | 0 | 0 | 0
00 Ret.Exist_Non-FBC_WetFGD_SCR_DSI & ACI & C2G | 0 | 0 | 0 | 0 | 0 | 0 | 0
00 Ret.Exist_Non-FBC_WetFGD_SCR_DSI & ACI & CCS | 0 | 0 | 0 | 0 | 0 | 0 | 0
00 Ret.Exist_Non-FBC_WetFGD_SCR_DSI & ACI & DRET | 0 | 0 | 0 | 0 | 0 | 0 | 0
00 Ret.Exist_Non-FBC_WetFGD_SCR_DSI & ACI & GPM | 0 | 0 | 0 | 0 | 0 | 0 | 0
00 Ret.Exist_Non-FBC_WetFGD_SCR_DSI & ACI & GPM & C2G | 0 | 0 | 0 | 0 | 0 | 0 | 0
00 Ret.Exist_Non-FBC_WetFGD_SCR_DSI & ACI & GPM & CCS | 0 | 0 | 0 | 0 | 0 | 0 | 0
00 Ret.Exist_Non-FBC_WetFGD_SCR_DSI & ACI & GPM & DRET | 0 | 0 | 0 | 0 | 0 | 0 | 0
00 Ret.Exist_Non-FBC_WetFGD_SCR_DSI & ACI & GPM & NGC | 0 | 0 | 0 | 0 | 0 | 0 | 0
00 Ret.Exist_Non-FBC_WetFGD_SCR_DSI & ACI & NGC | 0 | 0 | 0 | 0 | 0 | 0 | 0
00 Ret.Exist_Non-FBC_WetFGD_SCR_DSI & C2G | 1971 | 1971 | 1971 | 1971 | 1971 | 1971 | 1971
00 Ret.Exist_Non-FBC_WetFGD_SCR_DSI & CCS | 0 | 0 | 0 | 0 | 0 | 0 | 0
00 Ret.Exist_Non-FBC_WetFGD_SCR_DSI & DCCS | 0 | 0 | 0 | 0 | 0 | 0 | 0
00 Ret.Exist_Non-FBC_WetFGD_SCR_DSI & DCCS & CCS | 0 | 0 | 0 | 0 | 0 | 0 | 0
00 Ret.Exist_Non-FBC_WetFGD_SCR_DSI & DRET | 0 | 0 | 0 | 0 | 0 | 0 | 0
00 Ret.Exist_Non-FBC_WetFGD_SCR_DSI & GPM | 0 | 0 | 0 | 0 | 0 | 0 | 0
00 Ret.Exist_Non-FBC_WetFGD_SCR_DSI & GPM & C2G | 0 | 0 | 0 | 0 | 0 | 0 | 0
00 Ret.Exist_Non-FBC_WetFGD_SCR_DSI & GPM & CCS | 0 | 0 | 0 | 0 | 0 | 0 | 0
00 Ret.Exist_Non-FBC_WetFGD_SCR_DSI & GPM & DRET | 0 | 0 | 0 | 0 | 0 | 0 | 0
00 Ret.Exist_Non-FBC_WetFGD_SCR_DSI & GPM & NGC | 0 | 0 | 0 | 0 | 0 | 0 | 0
00 Ret.Exist_Non-FBC_WetFGD_SCR_DSI & NGC | 0 | 0 | 0 | 0 | 0 | 0 | 0
00 Ret.Exist_Non-FBC_WetFGD_SNCR & ACI | 0 | 0 | 0 | 0 | 0 | 0 | 0
00 Ret.Exist_Non-FBC_WetFGD_SNCR & ACI & C2G | 0 | 0 | 0 | 0 | 0 | 0 | 0
00 Ret.Exist_Non-FBC_WetFGD_SNCR & ACI & C2G & SCR | 0 | 0 | 0 | 0 | 0 | 0 | 0
00 Ret.Exist_Non-FBC_WetFGD_SNCR & ACI & DRET | 0 | 0 | 0 | 0 | 0 | 0 | 0
00 Ret.Exist_Non-FBC_WetFGD_SNCR & ACI & GPM | 0 | 0 | 0 | 0 | 0 | 0 | 0
00 Ret.Exist_Non-FBC_WetFGD_SNCR & ACI & GPM & C2G | 0 | 0 | 0 | 0 | 0 | 0 | 0
00 Ret.Exist_Non-FBC_WetFGD_SNCR & ACI & GPM & C2G & SCR | 0 | 0 | 0 | 0 | 0 | 0 | 0
00 Ret.Exist_Non-FBC_WetFGD_SNCR & ACI & GPM & DRET | 0 | 0 | 0 | 0 | 0 | 0 | 0
00 Ret.Exist_Non-FBC_WetFGD_SNCR & ACI & GPM & NGC | 0 | 0 | 0 | 0 | 0 | 0 | 0
00 Ret.Exist_Non-FBC_WetFGD_SNCR & ACI & GPM & SCR | 0 | 0 | 0 | 0 | 0 | 0 | 0
00 Ret.Exist_Non-FBC_WetFGD_SNCR & ACI & GPM & SCR & CCS | 0 | 0 | 0 | 0 | 0 | 0 | 0
00 Ret.Exist_Non-FBC_WetFGD_SNCR & ACI & GPM & SCR & DRET | 0 | 0 | 0 | 0 | 0 | 0 | 0
00 Ret.Exist_Non-FBC_WetFGD_SNCR & ACI & GPM & SCR & NGC | 0 | 0 | 0 | 0 | 0 | 0 | 0
00 Ret.Exist_Non-FBC_WetFGD_SNCR & ACI & NGC | 0 | 0 | 0 | 0 | 0 | 0 | 0
00 Ret.Exist_Non-FBC_WetFGD_SNCR & ACI & SCR | 0 | 0 | 0 | 0 | 0 | 0 | 0
00 Ret.Exist_Non-FBC_WetFGD_SNCR & ACI & SCR & CCS | 0 | 0 | 0 | 0 | 0 | 0 | 0
00 Ret.Exist_Non-FBC_WetFGD_SNCR & ACI & SCR & DRET | 0 | 0 | 0 | 0 | 0 | 0 | 0
00 Ret.Exist_Non-FBC_WetFGD_SNCR & ACI & SCR & NGC | 0 | 0 | 0 | 0 | 0 | 0 | 0
00 Ret.Exist_Non-FBC_WetFGD_SNCR & C2G | 0 | 0 | 0 | 0 | 0 | 0 | 0
00 Ret.Exist_Non-FBC_WetFGD_SNCR & C2G & SCR | 0 | 0 | 0 | 0 | 0 | 0 | 0
00 Ret.Exist_Non-FBC_WetFGD_SNCR & DCCS | 0 | 0 | 0 | 0 | 0 | 0 | 0
00 Ret.Exist_Non-FBC_WetFGD_SNCR & DCCS & SCR & CCS | 0 | 0 | 0 | 0 | 0 | 0 | 0
00 Ret.Exist_Non-FBC_WetFGD_SNCR & DRET | 0 | 0 | 0 | 0 | 0 | 0 | 0
00 Ret.Exist_Non-FBC_WetFGD_SNCR & GPM | 0 | 0 | 0 | 0 | 0 | 0 | 0
00 Ret.Exist_Non-FBC_WetFGD_SNCR & GPM & C2G | 0 | 0 | 0 | 0 | 0 | 0 | 0
00 Ret.Exist_Non-FBC_WetFGD_SNCR & GPM & C2G & SCR | 0 | 0 | 0 | 0 | 0 | 0 | 0
00 Ret.Exist_Non-FBC_WetFGD_SNCR & GPM & DRET | 0 | 0 | 0 | 0 | 0 | 0 | 0
00 Ret.Exist_Non-FBC_WetFGD_SNCR & GPM & NGC | 0 | 0 | 0 | 0 | 0 | 0 | 0
00 Ret.Exist_Non-FBC_WetFGD_SNCR & GPM & SCR | 0 | 0 | 0 | 0 | 0 | 0 | 0
00 Ret.Exist_Non-FBC_WetFGD_SNCR & GPM & SCR & CCS | 0 | 0 | 0 | 0 | 0 | 0 | 0
00 Ret.Exist_Non-FBC_WetFGD_SNCR & GPM & SCR & DRET | 0 | 0 | 0 | 0 | 0 | 0 | 0
00 Ret.Exist_Non-FBC_WetFGD_SNCR & GPM & SCR & NGC | 0 | 0 | 0 | 0 | 0 | 0 | 0
00 Ret.Exist_Non-FBC_WetFGD_SNCR & NGC | 0 | 0 | 0 | 0 | 0 | 0 | 0
00 Ret.Exist_Non-FBC_WetFGD_SNCR & SCR | 0 | 0 | 0 | 0 | 0 | 0 | 0
00 Ret.Exist_Non-FBC_WetFGD_SNCR & SCR & C2G | 0 | 0 | 0 | 0 | 0 | 0 | 0
00 Ret.Exist_Non-FBC_WetFGD_SNCR & SCR & CCS | 0 | 0 | 0 | 0 | 0 | 0 | 0
00 Ret.Exist_Non-FBC_WetFGD_SNCR & SCR & DRET | 0 | 0 | 0 | 0 | 0 | 0 | 0
00 Ret.Exist_Non-FBC_WetFGD_SNCR & SCR & NGC | 0 | 0 | 0 | 0 | 0 | 0 | 0
00 Ret.Exist_Non-FBC_WetFGD_SNCR_ACI & C2G | 0 | 0 | 0 | 0 | 0 | 0 | 0
00 Ret.Exist_Non-FBC_WetFGD_SNCR_ACI & C2G & SCR | 0 | 0 | 0 | 0 | 0 | 0 | 0
00 Ret.Exist_Non-FBC_WetFGD_SNCR_ACI & DCCS | 2.682 | 762.9871 | 4.334e-07 | 4.334e-07 | 4.334e-07 | 4.334e-07 | 4.334e-07
00 Ret.Exist_Non-FBC_WetFGD_SNCR_ACI & DCCS & SCR & CCS | 0 | 0 | 503.5219 | 503.5219 | 0 | 0 | 0
00 Ret.Exist_Non-FBC_WetFGD_SNCR_ACI & DRET | 0 | 881.6949 | 0 | 0 | 0 | 0 | 0
00 Ret.Exist_Non-FBC_WetFGD_SNCR_ACI & GPM | 444.318 | 0 | 0 | 0 | 0 | 0 | 0
00 Ret.Exist_Non-FBC_WetFGD_SNCR_ACI & GPM & C2G | 0 | 0 | 0 | 0 | 0 | 0 | 0
00 Ret.Exist_Non-FBC_WetFGD_SNCR_ACI & GPM & C2G & SCR | 0 | 0 | 0 | 0 | 0 | 0 | 0
00 Ret.Exist_Non-FBC_WetFGD_SNCR_ACI & GPM & DRET | 0 | 0 | 0 | 0 | 0 | 0 | 0
00 Ret.Exist_Non-FBC_WetFGD_SNCR_ACI & GPM & NGC | 0 | 0 | 0 | 0 | 0 | 0 | 0
00 Ret.Exist_Non-FBC_WetFGD_SNCR_ACI & GPM & SCR | 0 | 0 | 0 | 0 | 0 | 0 | 0
00 Ret.Exist_Non-FBC_WetFGD_SNCR_ACI & GPM & SCR & CCS | 0 | 281.0871 | 281.0871 | 281.0871 | 0 | 0 | 0
00 Ret.Exist_Non-FBC_WetFGD_SNCR_ACI & GPM & SCR & DRET | 0 | 0 | 0 | 0 | 0 | 0 | 0
00 Ret.Exist_Non-FBC_WetFGD_SNCR_ACI & GPM & SCR & NGC | 0 | 0 | 0 | 0 | 0 | 0 | 0
00 Ret.Exist_Non-FBC_WetFGD_SNCR_ACI & NGC | 0 | 0 | 0 | 0 | 0 | 0 | 0
00 Ret.Exist_Non-FBC_WetFGD_SNCR_ACI & SCR | 0 | 0 | 0 | 0 | 0 | 0 | 0
00 Ret.Exist_Non-FBC_WetFGD_SNCR_ACI & SCR & C2G | 0 | 0 | 0 | 0 | 0 | 0 | 0
00 Ret.Exist_Non-FBC_WetFGD_SNCR_ACI & SCR & CCS | 0 | 0 | 0 | 0 | 0 | 0 | 0
00 Ret.Exist_Non-FBC_WetFGD_SNCR_ACI & SCR & DRET | 0 | 0 | 0 | 0 | 0 | 0 | 0
00 Ret.Exist_Non-FBC_WetFGD_SNCR_ACI & SCR & NGC | 0 | 0 | 0 | 0 | 0 | 0 | 0
00 Existing Combined Cycle Retirement | 1209.5276 | 1209.5276 | 2506.8276 | 2970.8276 | 8936.5276 | 16436.1276 | 17089.1276
00 New Combined Cycle Retirement | 0 | 0 | 0 | 0 | 0 | 0 | 0
00 Existing Combustion Turbine Retirement | 521.7263 | 990.2263 | 2231.4263 | 2395.4263 | 12825.0263 | 17292.5263 | 17292.5263
00 New Combustion Turbine Retirement | 0 | 0 | 0 | 0 | 0 | 0 | 0
00 Oil/Gas Steam Retirement | 10404.0892 | 11078.3128 | 14889.3988 | 15959.3988 | 15959.3988 | 18424.9988 | 18625.2674
00 Coal Steam Retirement | 50050.5963 | 69181.5648 | 103721.847 | 105123.2259 | 122822.6002 | 122869.6002 | 122869.6002
00 IGCC Retirement | 745.3522 | 745.3522 | 815 | 815 | 815 | 815 | 815
00 Nuclear Retirement | 0 | 2687.6 | 9875.1 | 14507.7 | 28725.6 | 48205.2 | 65038
00 Biomass Retirement | 2940.1 | 2940.1 | 2952.1 | 2998.6 | 2998.6 | 2998.6 | 2998.6
00 Fossil_Other Retirement | 0 | 0 | 0 | 0 | 0 | 0 | 0
00 Fuel Cell Retirement | 0 | 0 | 0 | 0 | 0 | 0 | 0
00 Geothermal Retirement | 0 | 0 | 0 | 0 | 0 | 0 | 0
00 Hydro Retirement | 55 | 55 | 55 | 55 | 55 | 55 | 55
00 Landfill Gas Retirement | 6.4 | 6.4 | 126 | 126 | 126 | 126 | 126
00 Non Fossil_Other Retirement | 0 | 0 | 0 | 0 | 0 | 0 | 0
00 Solar Thermal Retirement | 0 | 0 | 0 | 0 | 0 | 0 | 0
00 Exist Dummy | 22663103.5303 | 22655201.7063 | 22647447.2681 | 22592602.8848 | 22512434.1064 | 22390750.236 | 22307488.0232
Total | 24119174.0777 | 24189493.6725 | 24540266.5084 | 24889488.5074 | 25296821.815 | 25372727.278 | 25516349.4459
11. Capacity Additions and Changes by Capacity Reporting Type [MW]
00 New Combined Cycle | 28001.6576 | 1052.6027 | 0 | 484.9519 | 0 | 24451.4395 | 32473.5734
00 New Combined Cycle with CCS Retrofit | 0 | 0 | 823.3138 | 0 | 0 | 0 | 0
00 New Combined Cycle with CF Limit | 0 | 0 | 0 | 0 | 0 | 0 | 0
00 New Combined Cycle with HRI Retrofit | 0 | 0 | 0 | 0 | 0 | 0 | 0
00 New Combined Cycle with Hydrogen Retrofit | 0 | 455.6232 | 0 | 0 | 0 | 0 | 0
00 New Combined Cycle with Hydrogen Retrofit Undone | 0 | 0 | 455.6232 | 0 | 0 | 0 | 0
00 New Combined Cycle with CCS | 0 | 0 | 0 | 0 | 0 | 0 | 0
00 New Combustion Turbine | 8894.812 | 6849.2213 | 7754.4382 | 54359.4314 | 80168.7784 | 97232.4309 | 50788.6395
00 New Combustion Turbine with HRI Retrofit | 0 | 0 | 0 | 0 | 0 | 0 | 0
00 New Combustion Turbine with Hydrogen Retrofit | 0 | 0 | 0 | 0 | 0 | 1790.8484 | 57.6133
00 New Combustion Turbine with Hydrogen Retrofit Undone | 0 | 0 | 0 | 0 | 0 | 0 | 0
00 New Hydro | 0 | 2101.2934 | 3637.1625 | 3681.0533 | 434.2343 | 0 | 0.090081
00 New Nuclear | 0 | 0 | 0 | 0 | 0 | 0 | 0
00 New Nuclear - SMR | 0 | 0 | 0 | 0 | 0 | 253.0862 | 0
00 New Biomass | 0 | 0 | 0 | 0 | 0 | 0 | 0
00 New Geothermal | 601.83 | 0 | 0 | 0 | 74.05 | 0 | 0
00 New Landfill Gas | 1542 | 0 | 0 | 0 | 0 | 1534.6926 | 944.8388
00 New Battery Storage | 16592.2585 | 8773.2305 | 67195.3641 | 20196.9336 | 39174.4378 | 2948.6304 | 1162.5337
00 New Offshore Wind | 6164.8851 | 3593.8337 | 19774.3053 | 1431.1384 | 21500 | 0 | 0
00 New Onshore Wind | 64106.4414 | 42332.4381 | 124416.9567 | 229734.4727 | 138981.343 | 7109.2092 | 52768.9407
00 New Solar PV | 40930.1656 | 3151.6851 | 116410.7625 | 63157.7255 | 173344.2139 | 24569.3632 | 38430.8621
00 New Solar Thermal | 0 | 0 | 0 | 0 | 0 | 1116.7161 | 125.4254
00 New Fuel Cell | 0 | 0 | 0 | 0 | 0 | 0 | 0
00 New Ultrasupercritical Coal without CCS | 0 | 0 | 0 | 0 | 0 | 0 | 0
00 New Ultrasupercritical Coal with 30% CCS | 0 | 0 | 0 | 0 | 0 | 0 | 0
00 New Ultrasupercritical Coal with 90% CCS | 0 | 0 | 0 | 0 | 0 | 0 | 0
00 Exist & New Distributed Solar PV | 0 | 0 | 0 | 0 | 0 | 0 | 0
00 Exist Combined Cycle | 0 | 0 | 0 | 0 | 0 | 0 | 0
00 Exist Combustion Turbine | 0 | 0 | 0 | 0 | 0 | 0 | 0
00 Exist FBC_Uncontrolled | 0 | 0 | 0 | 0 | 0 | 0 | 0
00 Exist FBC_ACI_DSI | 0 | 0 | 0 | 0 | 0 | 0 | 0
00 Exist FBC_DryFGD_ACI | 0 | 0 | 0 | 0 | 0 | 0 | 0
00 Exist FBC_DryFGD_DSI | 0 | 0 | 0 | 0 | 0 | 0 | 0
00 Exist FBC_DryFGD_SNCR | 0 | 0 | 0 | 0 | 0 | 0 | 0
00 Exist FBC_DryFGD_SNCR_ACI | 0 | 0 | 0 | 0 | 0 | 0 | 0
00 Exist FBC_DryFGD_SNCR_ACI_DSI | 0 | 0 | 0 | 0 | 0 | 0 | 0
00 Exist FBC_DryFGD_SNCR_DSI | 0 | 0 | 0 | 0 | 0 | 0 | 0
00 Exist FBC_DSI | 0 | 0 | 0 | 0 | 0 | 0 | 0
00 Exist FBC_SNCR | 0 | 0 | 0 | 0 | 0 | 0 | 0
00 Exist FBC_SNCR_ACI_DSI | 0 | 0 | 0 | 0 | 0 | 0 | 0
00 Exist FBC_SNCR_DSI | 0 | 0 | 0 | 0 | 0 | 0 | 0
00 Exist FBC_WetFGD_SNCR | 0 | 0 | 0 | 0 | 0 | 0 | 0
00 Exist FBC_WetFGD_DSI | 0 | 0 | 0 | 0 | 0 | 0 | 0
00 Exist_Non-FBC_Uncontrolled | 0 | 0 | 0 | 0 | 0 | 0 | 0
00 Exist_Non-FBC_ACI | 0 | 0 | 0 | 0 | 0 | 0 | 0
00 Exist_Non-FBC_ACI_DSI | 0 | 0 | 0 | 0 | 0 | 0 | 0
00 Exist_Non-FBC_DryFGD | 0 | 0 | 0 | 0 | 0 | 0 | 0
00 Exist_Non-FBC_DryFGD_ACI | 0 | 0 | 0 | 0 | 0 | 0 | 0
00 Exist_Non-FBC_DryFGD_SCR | 0 | 0 | 0 | 0 | 0 | 0 | 0
00 Exist_Non-FBC_DryFGD_SCR_ACI | 0 | 0 | 0 | 0 | 0 | 0 | 0
00 Exist_Non-FBC_DryFGD_SCR_DSI | 0 | 0 | 0 | 0 | 0 | 0 | 0
00 Exist_Non-FBC_DryFGD_SCR_ACI_DSI | 0 | 0 | 0 | 0 | 0 | 0 | 0
00 Exist_Non-FBC_DryFGD_SNCR_ACI | 0 | 0 | 0 | 0 | 0 | 0 | 0
00 Exist_Non-FBC_DryFGD_SNCR_ACI_DSI | 0 | 0 | 0 | 0 | 0 | 0 | 0
00 Exist_Non-FBC_DSI | 0 | 0 | 0 | 0 | 0 | 0 | 0
00 Exist_Non-FBC_SCR_ACI | 0 | 0 | 0 | 0 | 0 | 0 | 0
00 Exist_Non-FBC_SCR_ACI_DSI | 0 | 0 | 0 | 0 | 0 | 0 | 0
00 Exist_Non-FBC_SNCR_ACI | 0 | 0 | 0 | 0 | 0 | 0 | 0
00 Exist_Non-FBC_SNCR_ACI_DSI | 0 | 0 | 0 | 0 | 0 | 0 | 0
00 Exist_Non-FBC_WetFGD | 0 | 0 | 0 | 0 | 0 | 0 | 0
00 Exist_Non-FBC_WetFGD_ACI | 0 | 0 | 0 | 0 | 0 | 0 | 0
00 Exist_Non-FBC_WetFGD_ACI_DSI | 0 | 0 | 0 | 0 | 0 | 0 | 0
00 Exist_Non-FBC_WetFGD_SCR | 0 | 0 | 0 | 0 | 0 | 0 | 0
00 Exist_Non-FBC_WetFGD_SCR_DSI | 0 | 0 | 0 | 0 | 0 | 0 | 0
00 Exist_Non-FBC_WetFGD_SCR_ACI | 0 | 0 | 0 | 0 | 0 | 0 | 0
00 Exist_Non-FBC_WetFGD_SCR_ACI_DSI | 0 | 0 | 0 | 0 | 0 | 0 | 0
00 Exist_Non-FBC_WetFGD_SNCR | 0 | 0 | 0 | 0 | 0 | 0 | 0
00 Exist_Non-FBC_WetFGD_SNCR_ACI | 0 | 0 | 0 | 0 | 0 | 0 | 0
00 Exist IGCC | 0 | 0 | 0 | 0 | 0 | 0 | 0
00 Exist Fossil_Other | 0 | 0 | 0 | 0 | 0 | 0 | 0
00 Exist Fuel Cell | 0 | 0 | 0 | 0 | 0 | 0 | 0
00 Exist Hydro | 0 | 0 | 0 | 0 | 0 | 0 | 0
00 Exist Non Fossil_Other | 0 | 0 | 0 | 0 | 0 | 0 | 0
00 Exist Nuclear | 0 | 0 | 0 | 0 | 0 | 0 | 0
00 Exist Oil/Gas Steam | 0 | 0 | 0 | 0 | 0 | 0 | 0
00 Exist Oil/Gas Steam_SCR | 0 | 0 | 0 | 0 | 0 | 0 | 0
00 Exist Oil/Gas Steam_SNCR | 0 | 0 | 0 | 0 | 0 | 0 | 0
00 Exist Biomass | 0 | 0 | 0 | 0 | 0 | 0 | 0
00 Exist Landfill Gas | 0 | 0 | 0 | 0 | 0 | 0 | 0
00 Exist Geothermal | 0 | 0 | 0 | 0 | 0 | 0 | 0
00 Exist Pump Storage | 0 | 0 | 0 | 0 | 0 | 0 | 0
00 Exist Energy Storage | 0 | 0 | 0 | 0 | 0 | 0 | 0
00 Exist Solar PV | 0 | 0 | 0 | 0 | 0 | 0 | 0
00 Exist Solar Thermal | 0 | 0 | 0 | 0 | 0 | 0 | 0
00 Exist Offshore Wind | 0 | 0 | 0 | 0 | 0 | 0 | 0
00 Exist Onshore Wind | 0 | 0 | 0 | 0 | 0 | 0 | 0
00 International Imports | 0 | 0 | 0 | 0 | 0 | 0 | 0
00 Ret.Exist Combined Cycle & CF Limit | 0 | 0 | 0 | 0 | 0 | 0 | 0
00 Ret.Exist Combined Cycle & CCS | 0 | 0 | 79.9297 | 0 | 0 | 0 | 0
00 Ret.Exist Combined Cycle & Hydrogen | 0 | 1778 | 0 | 0 | 60.8204 | 1402.9 | 1153.8409
00 Ret.Exist Combined Cycle & Hydrogen Retrofit Undone | 0 | 0 | 0 | 0 | 0 | 0 | 0
00 Ret.Exist Combined Cycle & HRI | 0 | 0 | 0 | 0 | 0 | 0 | 0
00 Ret.Exist Combustion Turbine & HRI | 0 | 0 | 0 | 0 | 0 | 0 | 0
00 Ret.Exist_FBC_NoCtrl & CCS | 0 | 0 | 0 | 0 | 0 | 0 | 0
00 Ret.Exist_FBC_NoCtrl & DRET | 0 | 0 | 0 | 0 | 0 | 0 | 0
00 Ret.Exist_FBC_NoCtrl & GPM | 0 | 0 | 0 | 0 | 0 | 0 | 0
00 Ret.Exist_FBC_NoCtrl & GPM & CCS | 0 | 0 | 0 | 0 | 0 | 0 | 0
00 Ret.Exist_FBC_NoCtrl & GPM & DRET | 0 | 0 | 0 | 0 | 0 | 0 | 0
00 Ret.Exist_FBC_NoCtrl & GPM & NGC | 0 | 0 | 0 | 0 | 0 | 0 | 0
00 Ret.Exist_FBC_NoCtrl & GPM & SNCR | 0 | 0 | 0 | 0 | 0 | 0 | 0
00 Ret.Exist_FBC_NoCtrl & GPM & SNCR & CCS | 0 | 0 | 0 | 0 | 0 | 0 | 0
00 Ret.Exist_FBC_NoCtrl & GPM & SNCR & DRET | 0 | 0 | 0 | 0 | 0 | 0 | 0
00 Ret.Exist_FBC_NoCtrl & GPM & SNCR & NGC | 0 | 0 | 0 | 0 | 0 | 0 | 0
00 Ret.Exist_FBC_NoCtrl & NGC | 0 | 0 | 0 | 0 | 0 | 0 | 0
00 Ret.Exist_FBC_NoCtrl & SNCR | 0 | 0 | 0 | 0 | 0 | 0 | 0
00 Ret.Exist_FBC_NoCtrl & SNCR & CCS | 0 | 0 | 0 | 0 | 0 | 0 | 0
00 Ret.Exist_FBC_NoCtrl & SNCR & DRET | 0 | 0 | 0 | 0 | 0 | 0 | 0
00 Ret.Exist_FBC_NoCtrl & SNCR & NGC | 0 | 0 | 0 | 0 | 0 | 0 | 0
00 Ret.Exist_FBC_ACI_DSI & CCS | 0 | 0 | 0 | 0 | 0 | 0 | 0
00 Ret.Exist_FBC_ACI_DSI & DCCS | 422.8211 | 0 | 0 | 0 | 0 | 0 | 0
00 Ret.Exist_FBC_ACI_DSI & DCCS & CCS | 0 | 0 | 271.6577 | 0 | 0 | 0 | 0
00 Ret.Exist_FBC_ACI_DSI & DCCS & SNCR & CCS | 0 | 0 | 0 | 0 | 0 | 0 | 0
00 Ret.Exist_FBC_ACI_DSI & DRET | 0 | 38 | 0 | 0 | 0 | 0 | 0
00 Ret.Exist_FBC_ACI_DSI & GPM | 17.1789 | 0 | 0 | 0 | 0 | 0 | 0
00 Ret.Exist_FBC_ACI_DSI & GPM & CCS | 0 | 0 | 0 | 0 | 0 | 0 | 0
00 Ret.Exist_FBC_ACI_DSI & GPM & DRET | 0 | 0 | 0 | 0 | 0 | 0 | 0
00 Ret.Exist_FBC_ACI_DSI & GPM & NGC | 0 | 17.1789 | 0 | 0 | 0 | 0 | 0
00 Ret.Exist_FBC_ACI_DSI & GPM & SNCR | 0 | 0 | 0 | 0 | 0 | 0 | 0
00 Ret.Exist_FBC_ACI_DSI & GPM & SNCR & CCS | 0 | 0 | 0 | 0 | 0 | 0 | 0
00 Ret.Exist_FBC_ACI_DSI & GPM & SNCR & DRET | 0 | 0 | 0 | 0 | 0 | 0 | 0
00 Ret.Exist_FBC_ACI_DSI & GPM & SNCR & NGC | 0 | 0 | 0 | 0 | 0 | 0 | 0
00 Ret.Exist_FBC_ACI_DSI & NGC | 0 | 0 | 0 | 0 | 0 | 0 | 0
00 Ret.Exist_FBC_ACI_DSI & SNCR | 0 | 0 | 0 | 0 | 0 | 0 | 0
00 Ret.Exist_FBC_ACI_DSI & SNCR & CCS | 0 | 0 | 0 | 0 | 0 | 0 | 0
00 Ret.Exist_FBC_ACI_DSI & SNCR & DRET | 0 | 0 | 0 | 0 | 0 | 0 | 0
00 Ret.Exist_FBC_ACI_DSI & SNCR & NGC | 0 | 0 | 0 | 0 | 0 | 0 | 0
00 Ret.Exist_FBC_DryFGD_ACI & CCS | 0 | 0 | 0 | 0 | 0 | 0 | 0
00 Ret.Exist_FBC_DryFGD_ACI & DCCS | 0 | 0 | 0 | 0 | 0 | 0 | 0
00 Ret.Exist_FBC_DryFGD_ACI & DCCS & CCS | 0 | 0 | 0 | 0 | 0 | 0 | 0
00 Ret.Exist_FBC_DryFGD_ACI & DCCS & SNCR & CCS | 0 | 0 | 0 | 0 | 0 | 0 | 0
00 Ret.Exist_FBC_DryFGD_ACI & DRET | 0 | 139 | 0 | 0 | 0 | 0 | 0
00 Ret.Exist_FBC_DryFGD_ACI & GPM | 0 | 0 | 0 | 0 | 0 | 0 | 0
00 Ret.Exist_FBC_DryFGD_ACI & GPM & CCS | 0 | 0 | 0 | 0 | 0 | 0 | 0
00 Ret.Exist_FBC_DryFGD_ACI & GPM & DRET | 0 | 0 | 0 | 0 | 0 | 0 | 0
00 Ret.Exist_FBC_DryFGD_ACI & GPM & NGC | 0 | 0 | 0 | 0 | 0 | 0 | 0
00 Ret.Exist_FBC_DryFGD_ACI & GPM & SNCR | 0 | 0 | 0 | 0 | 0 | 0 | 0
00 Ret.Exist_FBC_DryFGD_ACI & GPM & SNCR & CCS | 0 | 0 | 0 | 0 | 0 | 0 | 0
00 Ret.Exist_FBC_DryFGD_ACI & GPM & SNCR & DRET | 0 | 0 | 0 | 0 | 0 | 0 | 0
00 Ret.Exist_FBC_DryFGD_ACI & GPM & SNCR & NGC | 0 | 0 | 0 | 0 | 0 | 0 | 0
00 Ret.Exist_FBC_DryFGD_ACI & NGC | 0 | 0 | 0 | 0 | 0 | 0 | 0
00 Ret.Exist_FBC_DryFGD_ACI & SNCR | 0 | 0 | 0 | 0 | 0 | 0 | 0
00 Ret.Exist_FBC_DryFGD_ACI & SNCR & CCS | 0 | 0 | 0 | 0 | 0 | 0 | 0
00 Ret.Exist_FBC_DryFGD_ACI & SNCR & DRET | 0 | 0 | 0 | 0 | 0 | 0 | 0
00 Ret.Exist_FBC_DryFGD_ACI & SNCR & NGC | 0 | 0 | 0 | 0 | 0 | 0 | 0
00 Ret.Exist_FBC_DryFGD_DSI & ACI | 0 | 0 | 0 | 0 | 0 | 0 | 0
00 Ret.Exist_FBC_DryFGD_DSI & ACI & DRET | 0 | 0 | 0 | 0 | 0 | 0 | 0
00 Ret.Exist_FBC_DryFGD_DSI & ACI & GPM | 0 | 0 | 0 | 0 | 0 | 0 | 0
00 Ret.Exist_FBC_DryFGD_DSI & ACI & GPM & DRET | 0 | 0 | 0 | 0 | 0 | 0 | 0
00 Ret.Exist_FBC_DryFGD_DSI & ACI & GPM & NGC | 0 | 0 | 0 | 0 | 0 | 0 | 0
00 Ret.Exist_FBC_DryFGD_DSI & ACI & GPM & SNCR | 0 | 0 | 0 | 0 | 0 | 0 | 0
00 Ret.Exist_FBC_DryFGD_DSI & ACI & GPM & SNCR & DRET | 0 | 0 | 0 | 0 | 0 | 0 | 0
00 Ret.Exist_FBC_DryFGD_DSI & ACI & GPM & SNCR & NGC | 0 | 0 | 0 | 0 | 0 | 0 | 0
00 Ret.Exist_FBC_DryFGD_DSI & ACI & NGC | 0 | 0 | 0 | 0 | 0 | 0 | 0
00 Ret.Exist_FBC_DryFGD_DSI & ACI & SNCR | 0 | 0 | 0 | 0 | 0 | 0 | 0
00 Ret.Exist_FBC_DryFGD_DSI & ACI & SNCR & DRET | 0 | 0 | 0 | 0 | 0 | 0 | 0
00 Ret.Exist_FBC_DryFGD_DSI & ACI & SNCR & NGC | 0 | 0 | 0 | 0 | 0 | 0 | 0
00 Ret.Exist_FBC_DryFGD_DSI & DRET | 0 | 0 | 0 | 0 | 0 | 0 | 0
00 Ret.Exist_FBC_DryFGD_DSI & GPM | 0 | 0 | 0 | 0 | 0 | 0 | 0
00 Ret.Exist_FBC_DryFGD_DSI & GPM & DRET | 0 | 0 | 0 | 0 | 0 | 0 | 0
00 Ret.Exist_FBC_DryFGD_DSI & GPM & NGC | 0 | 0 | 0 | 0 | 0 | 0 | 0
00 Ret.Exist_FBC_DryFGD_DSI & GPM & SNCR | 0 | 0 | 0 | 0 | 0 | 0 | 0
00 Ret.Exist_FBC_DryFGD_DSI & GPM & SNCR & DRET | 0 | 0 | 0 | 0 | 0 | 0 | 0
00 Ret.Exist_FBC_DryFGD_DSI & GPM & SNCR & NGC | 0 | 0 | 0 | 0 | 0 | 0 | 0
00 Ret.Exist_FBC_DryFGD_DSI & NGC | 0 | 0 | 0 | 0 | 0 | 0 | 0
00 Ret.Exist_FBC_DryFGD_DSI & SNCR | 0 | 0 | 0 | 0 | 0 | 0 | 0
00 Ret.Exist_FBC_DryFGD_DSI & SNCR & DRET | 0 | 0 | 0 | 0 | 0 | 0 | 0
00 Ret.Exist_FBC_DryFGD_DSI & SNCR & NGC | 0 | 0 | 0 | 0 | 0 | 0 | 0
00 Ret.Exist_FBC_DryFGD_SNCR & ACI | 0 | 0 | 0 | 0 | 0 | 0 | 0
00 Ret.Exist_FBC_DryFGD_SNCR & ACI & CCS | 0 | 0 | 0 | 0 | 0 | 0 | 0
00 Ret.Exist_FBC_DryFGD_SNCR & ACI & DRET | 0 | 0 | 0 | 0 | 0 | 0 | 0
00 Ret.Exist_FBC_DryFGD_SNCR & ACI & GPM | 0 | 0 | 0 | 0 | 0 | 0 | 0
00 Ret.Exist_FBC_DryFGD_SNCR & ACI & GPM & CCS | 0 | 0 | 0 | 0 | 0 | 0 | 0
00 Ret.Exist_FBC_DryFGD_SNCR & ACI & GPM & DRET | 0 | 0 | 0 | 0 | 0 | 0 | 0
00 Ret.Exist_FBC_DryFGD_SNCR & ACI & GPM & NGC | 0 | 0 | 0 | 0 | 0 | 0 | 0
00 Ret.Exist_FBC_DryFGD_SNCR & ACI & NGC | 0 | 0 | 0 | 0 | 0 | 0 | 0
00 Ret.Exist_FBC_DryFGD_SNCR & CCS | 0 | 0 | 0 | 0 | 0 | 0 | 0
00 Ret.Exist_FBC_DryFGD_SNCR & DCCS | 0 | 531.9512 | 0 | 0 | 0 | 0 | 0
00 Ret.Exist_FBC_DryFGD_SNCR & DCCS & CCS | 0 | 0 | 353.3966 | 0 | 0 | 0 | 0
00 Ret.Exist_FBC_DryFGD_SNCR & DRET | 0 | 1067.9353 | 0 | 0 | 0 | 0 | 0
00 Ret.Exist_FBC_DryFGD_SNCR & GPM | 0 | 0 | 0 | 0 | 0 | 0 | 0
00 Ret.Exist_FBC_DryFGD_SNCR & GPM & CCS | 0 | 0 | 0 | 0 | 0 | 0 | 0
00 Ret.Exist_FBC_DryFGD_SNCR & GPM & DRET | 0 | 0 | 0 | 0 | 0 | 0 | 0
00 Ret.Exist_FBC_DryFGD_SNCR & GPM & NGC | 0 | 0 | 0 | 0 | 0 | 0 | 0
00 Ret.Exist_FBC_DryFGD_SNCR & NGC | 0 | 0 | 0 | 0 | 0 | 0 | 0
00 Ret.Exist_FBC_DryFGD_SNCR_ACI & CCS | 0 | 0 | 0 | 0 | 0 | 0 | 0
00 Ret.Exist_FBC_DryFGD_SNCR_ACI & DCCS | 0 | 116.3232 | 0 | 0 | 0 | 0 | 0
00 Ret.Exist_FBC_DryFGD_SNCR_ACI & DCCS & CCS | 0 | 0 | 80.6105 | 0 | 0 | 0 | 0
00 Ret.Exist_FBC_DryFGD_SNCR_ACI & DRET | 0 | 262.6768 | 0 | 0 | 0 | 0 | 0
00 Ret.Exist_FBC_DryFGD_SNCR_ACI & GPM | 0 | 0 | 0 | 0 | 0 | 0 | 0
00 Ret.Exist_FBC_DryFGD_SNCR_ACI & GPM & CCS | 0 | 0 | 0 | 0 | 0 | 0 | 0
00 Ret.Exist_FBC_DryFGD_SNCR_ACI & GPM & DRET | 0 | 0 | 0 | 0 | 0 | 0 | 0
00 Ret.Exist_FBC_DryFGD_SNCR_ACI & GPM & NGC | 0 | 0 | 0 | 0 | 0 | 0 | 0
00 Ret.Exist_FBC_DryFGD_SNCR_ACI & NGC | 0 | 0 | 0 | 0 | 0 | 0 | 0
00 Ret.Exist_FBC_DryFGD_SNCR_ACI_DSI & CCS | 0 | 420.0528 | 0 | 0 | 0 | 0 | 0
00 Ret.Exist_FBC_DryFGD_SNCR_ACI_DSI & DCCS | 0 | 13.2259 | 0 | 0 | 0 | 0 | 0
00 Ret.Exist_FBC_DryFGD_SNCR_ACI_DSI & DCCS & CCS | 0 | 0 | 9.071 | 0 | 0 | 0 | 0
00 Ret.Exist_FBC_DryFGD_SNCR_ACI_DSI & DRET | 0 | 0 | 0 | 0 | 0 | 0 | 0
00 Ret.Exist_FBC_DryFGD_SNCR_ACI_DSI & GPM | 0 | 0 | 0 | 0 | 0 | 0 | 0
00 Ret.Exist_FBC_DryFGD_SNCR_ACI_DSI & GPM & CCS | 0 | 0 | 0 | 0 | 0 | 0 | 0
00 Ret.Exist_FBC_DryFGD_SNCR_ACI_DSI & GPM & DRET | 0 | 0 | 0 | 0 | 0 | 0 | 0
00 Ret.Exist_FBC_DryFGD_SNCR_ACI_DSI & GPM & NGC | 0 | 0 | 0 | 0 | 0 | 0 | 0
00 Ret.Exist_FBC_DryFGD_SNCR_ACI_DSI & NGC | 0 | 0 | 0 | 0 | 0 | 0 | 0
00 Ret.Exist_FBC_DryFGD_SNCR_DSI & ACI | 0 | 0 | 0 | 0 | 0 | 0 | 0
00 Ret.Exist_FBC_DryFGD_SNCR_DSI & ACI & DRET | 0 | 0 | 0 | 0 | 0 | 0 | 0
00 Ret.Exist_FBC_DryFGD_SNCR_DSI & ACI & GPM | 0 | 0 | 0 | 0 | 0 | 0 | 0
00 Ret.Exist_FBC_DryFGD_SNCR_DSI & ACI & GPM & DRET | 0 | 0 | 0 | 0 | 0 | 0 | 0
00 Ret.Exist_FBC_DryFGD_SNCR_DSI & ACI & GPM & NGC | 0 | 0 | 0 | 0 | 0 | 0 | 0
00 Ret.Exist_FBC_DryFGD_SNCR_DSI & ACI & NGC | 0 | 0 | 0 | 0 | 0 | 0 | 0
00 Ret.Exist_FBC_DryFGD_SNCR_DSI & DRET | 0 | 0 | 0 | 0 | 0 | 0 | 0
00 Ret.Exist_FBC_DryFGD_SNCR_DSI & GPM | 0 | 0 | 0 | 0 | 0 | 0 | 0
00 Ret.Exist_FBC_DryFGD_SNCR_DSI & GPM & DRET | 0 | 0 | 0 | 0 | 0 | 0 | 0
00 Ret.Exist_FBC_DryFGD_SNCR_DSI & GPM & NGC | 0 | 0 | 0 | 0 | 0 | 0 | 0
00 Ret.Exist_FBC_DryFGD_SNCR_DSI & NGC | 0 | 0 | 0 | 0 | 0 | 0 | 0
00 Ret.Exist_FBC_DSI & ACI | 0 | 0 | 0 | 0 | 0 | 0 | 0
00 Ret.Exist_FBC_DSI & ACI & DRET | 0 | 0 | 0 | 0 | 0 | 0 | 0
00 Ret.Exist_FBC_DSI & ACI & GPM | 0 | 0 | 0 | 0 | 0 | 0 | 0
00 Ret.Exist_FBC_DSI & ACI & GPM & DRET | 0 | 0 | 0 | 0 | 0 | 0 | 0
00 Ret.Exist_FBC_DSI & ACI & GPM & NGC | 0 | 0 | 0 | 0 | 0 | 0 | 0
00 Ret.Exist_FBC_DSI & ACI & GPM & SNCR | 0 | 0 | 0 | 0 | 0 | 0 | 0
00 Ret.Exist_FBC_DSI & ACI & GPM & SNCR & DRET | 0 | 0 | 0 | 0 | 0 | 0 | 0
00 Ret.Exist_FBC_DSI & ACI & GPM & SNCR & NGC | 0 | 0 | 0 | 0 | 0 | 0 | 0
00 Ret.Exist_FBC_DSI & ACI & NGC | 0 | 0 | 0 | 0 | 0 | 0 | 0
00 Ret.Exist_FBC_DSI & ACI & SNCR | 0 | 0 | 0 | 0 | 0 | 0 | 0
00 Ret.Exist_FBC_DSI & ACI & SNCR & DRET | 0 | 0 | 0 | 0 | 0 | 0 | 0
00 Ret.Exist_FBC_DSI & ACI & SNCR & NGC | 0 | 0 | 0 | 0 | 0 | 0 | 0
00 Ret.Exist_FBC_DSI & DRET | 0 | 370 | 0 | 0 | 0 | 0 | 0
00 Ret.Exist_FBC_DSI & GPM | 166 | 0 | 0 | 0 | 0 | 0 | 0
00 Ret.Exist_FBC_DSI & GPM & DRET | 0 | 166 | 0 | 0 | 0 | 0 | 0
00 Ret.Exist_FBC_DSI & GPM & NGC | 0 | 0 | 0 | 0 | 0 | 0 | 0
00 Ret.Exist_FBC_DSI & GPM & SNCR | 0 | 0 | 0 | 0 | 0 | 0 | 0
00 Ret.Exist_FBC_DSI & GPM & SNCR & DRET | 0 | 0 | 0 | 0 | 0 | 0 | 0
00 Ret.Exist_FBC_DSI & GPM & SNCR & NGC | 0 | 0 | 0 | 0 | 0 | 0 | 0
00 Ret.Exist_FBC_DSI & NGC | 0 | 52 | 0 | 0 | 0 | 0 | 0
00 Ret.Exist_FBC_DSI & SNCR | 0 | 0 | 0 | 0 | 0 | 0 | 0
00 Ret.Exist_FBC_DSI & SNCR & DRET | 0 | 0 | 0 | 0 | 0 | 0 | 0
00 Ret.Exist_FBC_DSI & SNCR & NGC | 0 | 0 | 0 | 0 | 0 | 0 | 0
00 Ret.Exist_FBC_SNCR & ACI | 0 | 0 | 0 | 0 | 0 | 0 | 0
00 Ret.Exist_FBC_SNCR & ACI & DRET | 0 | 0 | 0 | 0 | 0 | 0 | 0
00 Ret.Exist_FBC_SNCR & ACI & NGC | 0 | 0 | 0 | 0 | 0 | 0 | 0
00 Ret.Exist_FBC_SNCR & DRET | 0 | 0 | 0 | 0 | 0 | 0 | 0
00 Ret.Exist_FBC_SNCR & GPM | 0 | 0 | 0 | 0 | 0 | 0 | 0
00 Ret.Exist_FBC_SNCR & GPM & DRET | 0 | 0 | 0 | 0 | 0 | 0 | 0
00 Ret.Exist_FBC_SNCR & GPM & NGC | 0 | 0 | 0 | 0 | 0 | 0 | 0
00 Ret.Exist_FBC_SNCR & NGC | 0 | 0 | 0 | 0 | 0 | 0 | 0
00 Ret.Exist_FBC_SNCR_ACI_DSI & CCS | 0 | 0 | 0 | 0 | 0 | 0 | 0
00 Ret.Exist_FBC_SNCR_ACI_DSI & DCCS | 0 | 0 | 0 | 0 | 0 | 0 | 0
00 Ret.Exist_FBC_SNCR_ACI_DSI & DCCS & CCS | 0 | 0 | 0 | 0 | 0 | 0 | 0
00 Ret.Exist_FBC_SNCR_ACI_DSI & DRET | 0 | 0 | 0 | 0 | 0 | 0 | 0
00 Ret.Exist_FBC_SNCR_ACI_DSI & GPM | 0 | 0 | 0 | 0 | 0 | 0 | 0
00 Ret.Exist_FBC_SNCR_ACI_DSI & GPM & CCS | 0 | 0 | 0 | 0 | 0 | 0 | 0
00 Ret.Exist_FBC_SNCR_ACI_DSI & GPM & DRET | 0 | 0 | 0 | 0 | 0 | 0 | 0
00 Ret.Exist_FBC_SNCR_ACI_DSI & GPM & NGC | 0 | 0 | 0 | 0 | 0 | 0 | 0
00 Ret.Exist_FBC_SNCR_ACI_DSI & NGC | 0 | 0 | 0 | 0 | 0 | 0 | 0
00 Ret.Exist_FBC_SNCR_DSI & ACI | 0 | 0 | 0 | 0 | 0 | 0 | 0
00 Ret.Exist_FBC_SNCR_DSI & ACI & CCS | 0 | 0 | 0 | 0 | 0 | 0 | 0
00 Ret.Exist_FBC_SNCR_DSI & ACI & DRET | 0 | 0 | 0 | 0 | 0 | 0 | 0
00 Ret.Exist_FBC_SNCR_DSI & ACI & GPM | 0 | 0 | 0 | 0 | 0 | 0 | 0
00 Ret.Exist_FBC_SNCR_DSI & ACI & GPM & CCS | 0 | 0 | 0 | 0 | 0 | 0 | 0
00 Ret.Exist_FBC_SNCR_DSI & ACI & GPM & DRET | 0 | 0 | 0 | 0 | 0 | 0 | 0
00 Ret.Exist_FBC_SNCR_DSI & ACI & GPM & NGC | 0 | 0 | 0 | 0 | 0 | 0 | 0
00 Ret.Exist_FBC_SNCR_DSI & ACI & NGC | 0 | 0 | 0 | 0 | 0 | 0 | 0
00 Ret.Exist_FBC_SNCR_DSI & CCS | 0 | 0 | 0 | 0 | 0 | 0 | 0
00 Ret.Exist_FBC_SNCR_DSI & DCCS | 110 | 180 | 0 | 0 | 0 | 0 | 0
00 Ret.Exist_FBC_SNCR_DSI & DCCS & CCS | 0 | 0 | 202.9839 | 0 | 0 | 0 | 0
00 Ret.Exist_FBC_SNCR_DSI & DRET | 0 | 390 | 0 | 0 | 0 | 0 | 0
00 Ret.Exist_FBC_SNCR_DSI & GPM | 120 | 0 | 0 | 0 | 0 | 0 | 0
00 Ret.Exist_FBC_SNCR_DSI & GPM & CCS | 0 | 0 | 0 | 0 | 0 | 0 | 0
00 Ret.Exist_FBC_SNCR_DSI & GPM & DRET | 0 | 0 | 0 | 0 | 0 | 0 | 0
00 Ret.Exist_FBC_SNCR_DSI & GPM & NGC | 0 | 0 | 0 | 0 | 0 | 0 | 0
00 Ret.Exist_FBC_SNCR_DSI & NGC | 0 | 260 | 0 | 0 | 0 | 0 | 0
00 Ret.Exist_FBC_WetFGD_DSI & ACI | 0 | 0 | 0 | 0 | 0 | 0 | 0
00 Ret.Exist_FBC_WetFGD_DSI & ACI & DRET | 0 | 0 | 0 | 0 | 0 | 0 | 0
00 Ret.Exist_FBC_WetFGD_DSI & ACI & GPM | 0 | 0 | 0 | 0 | 0 | 0 | 0
00 Ret.Exist_FBC_WetFGD_DSI & ACI & GPM & DRET | 0 | 0 | 0 | 0 | 0 | 0 | 0
00 Ret.Exist_FBC_WetFGD_DSI & ACI & GPM & NGC | 0 | 0 | 0 | 0 | 0 | 0 | 0
00 Ret.Exist_FBC_WetFGD_DSI & ACI & GPM & SNCR | 0 | 0 | 0 | 0 | 0 | 0 | 0
00 Ret.Exist_FBC_WetFGD_DSI & ACI & GPM & SNCR & DRET | 0 | 0 | 0 | 0 | 0 | 0 | 0
00 Ret.Exist_FBC_WetFGD_DSI & ACI & GPM & SNCR & NGC | 0 | 0 | 0 | 0 | 0 | 0 | 0
00 Ret.Exist_FBC_WetFGD_DSI & ACI & NGC | 0 | 0 | 0 | 0 | 0 | 0 | 0
00 Ret.Exist_FBC_WetFGD_DSI & ACI & SNCR | 0 | 0 | 0 | 0 | 0 | 0 | 0
00 Ret.Exist_FBC_WetFGD_DSI & ACI & SNCR & DRET | 0 | 0 | 0 | 0 | 0 | 0 | 0
00 Ret.Exist_FBC_WetFGD_DSI & ACI & SNCR & NGC | 0 | 0 | 0 | 0 | 0 | 0 | 0
00 Ret.Exist_FBC_WetFGD_DSI & DRET | 0 | 51 | 0 | 0 | 0 | 0 | 0
00 Ret.Exist_FBC_WetFGD_DSI & GPM | 0 | 0 | 0 | 0 | 0 | 0 | 0
00 Ret.Exist_FBC_WetFGD_DSI & GPM & DRET | 0 | 0 | 0 | 0 | 0 | 0 | 0
00 Ret.Exist_FBC_WetFGD_DSI & GPM & NGC | 0 | 0 | 0 | 0 | 0 | 0 | 0
00 Ret.Exist_FBC_WetFGD_DSI & GPM & SNCR | 0 | 0 | 0 | 0 | 0 | 0 | 0
00 Ret.Exist_FBC_WetFGD_DSI & GPM & SNCR & DRET | 0 | 0 | 0 | 0 | 0 | 0 | 0
00 Ret.Exist_FBC_WetFGD_DSI & GPM & SNCR & NGC | 0 | 0 | 0 | 0 | 0 | 0 | 0
00 Ret.Exist_FBC_WetFGD_DSI & NGC | 0 | 0 | 0 | 0 | 0 | 0 | 0
00 Ret.Exist_FBC_WetFGD_DSI & SNCR | 0 | 0 | 0 | 0 | 0 | 0 | 0
00 Ret.Exist_FBC_WetFGD_DSI & SNCR & DRET | 0 | 0 | 0 | 0 | 0 | 0 | 0
00 Ret.Exist_FBC_WetFGD_DSI & SNCR & NGC | 0 | 0 | 0 | 0 | 0 | 0 | 0
00 Ret.Exist_FBC_WetFGD_SNCR & ACI | 0 | 0 | 0 | 0 | 0 | 0 | 0
00 Ret.Exist_FBC_WetFGD_SNCR & ACI & DRET | 0 | 0 | 0 | 0 | 0 | 0 | 0
00 Ret.Exist_FBC_WetFGD_SNCR & ACI & NGC | 0 | 0 | 0 | 0 | 0 | 0 | 0
00 Ret.Exist_FBC_WetFGD_SNCR & DRET | 0 | 54 | 0 | 0 | 0 | 0 | 0
00 Ret.Exist_FBC_WetFGD_SNCR & GPM | 0 | 0 | 0 | 0 | 0 | 0 | 0
00 Ret.Exist_FBC_WetFGD_SNCR & GPM & DRET | 0 | 0 | 0 | 0 | 0 | 0 | 0
00 Ret.Exist_FBC_WetFGD_SNCR & GPM & NGC | 0 | 0 | 0 | 0 | 0 | 0 | 0
00 Ret.Exist_FBC_WetFGD_SNCR & NGC | 0 | 0 | 0 | 0 | 0 | 0 | 0
00 Ret.Exist_Non-FBC_ACI & C2G | 1047 | 1631 | 0 | 0 | 0 | 0 | 0
00 Ret.Exist_Non-FBC_ACI & C2G & SCR | 0 | 0 | 0 | 0 | 0 | 0 | 0
00 Ret.Exist_Non-FBC_ACI & DCCS | 0 | 441.3309 | 0 | 0 | 0 | 0 | 0
00 Ret.Exist_Non-FBC_ACI & DCCS & WetFGD & SCR & CCS | 0 | 0 | 293.5328 | 0 | 0 | 0 | 0
00 Ret.Exist_Non-FBC_ACI & DRET | 0 | 2794.7691 | 0 | 0 | 0 | 0 | 0
00 Ret.Exist_Non-FBC_ACI & DSI | 0 | 0 | 0 | 0 | 0 | 0 | 0
00 Ret.Exist_Non-FBC_ACI & DSI & C2G | 0 | 0 | 0 | 0 | 0 | 0 | 0
00 Ret.Exist_Non-FBC_ACI & DSI & C2G & SCR | 0 | 0 | 0 | 0 | 0 | 0 | 0
00 Ret.Exist_Non-FBC_ACI & DSI & DRET | 0 | 0 | 0 | 0 | 0 | 0 | 0
00 Ret.Exist_Non-FBC_ACI & DSI & GPM | 0 | 0 | 0 | 0 | 0 | 0 | 0
00 Ret.Exist_Non-FBC_ACI & DSI & GPM & C2G | 0 | 0 | 0 | 0 | 0 | 0 | 0
00 Ret.Exist_Non-FBC_ACI & DSI & GPM & C2G & SCR | 0 | 0 | 0 | 0 | 0 | 0 | 0
00 Ret.Exist_Non-FBC_ACI & DSI & GPM & DRET | 0 | 0 | 0 | 0 | 0 | 0 | 0
00 Ret.Exist_Non-FBC_ACI & DSI & GPM & NGC | 0 | 0 | 0 | 0 | 0 | 0 | 0
00 Ret.Exist_Non-FBC_ACI & DSI & GPM & SCR | 0 | 0 | 0 | 0 | 0 | 0 | 0
00 Ret.Exist_Non-FBC_ACI & DSI & GPM & SCR & DRET | 0 | 0 | 0 | 0 | 0 | 0 | 0
00 Ret.Exist_Non-FBC_ACI & DSI & GPM & SCR & NGC | 0 | 0 | 0 | 0 | 0 | 0 | 0
00 Ret.Exist_Non-FBC_ACI & DSI & GPM & SNCR | 0 | 0 | 0 | 0 | 0 | 0 | 0
00 Ret.Exist_Non-FBC_ACI & DSI & GPM & SNCR & DRET | 0 | 0 | 0 | 0 | 0 | 0 | 0
00 Ret.Exist_Non-FBC_ACI & DSI & GPM & SNCR & NGC | 0 | 0 | 0 | 0 | 0 | 0 | 0
00 Ret.Exist_Non-FBC_ACI & DSI & GPM & WetFGD & SCR & CCS | 0 | 0 | 0 | 0 | 0 | 0 | 0
00 Ret.Exist_Non-FBC_ACI & DSI & NGC | 0 | 0 | 0 | 0 | 0 | 0 | 0
00 Ret.Exist_Non-FBC_ACI & DSI & SCR | 0 | 0 | 0 | 0 | 0 | 0 | 0
00 Ret.Exist_Non-FBC_ACI & DSI & SCR & DRET | 0 | 0 | 0 | 0 | 0 | 0 | 0
00 Ret.Exist_Non-FBC_ACI & DSI & SCR & NGC | 0 | 0 | 0 | 0 | 0 | 0 | 0
00 Ret.Exist_Non-FBC_ACI & DSI & SNCR | 0 | 0 | 0 | 0 | 0 | 0 | 0
00 Ret.Exist_Non-FBC_ACI & DSI & SNCR & DRET | 0 | 0 | 0 | 0 | 0 | 0 | 0
00 Ret.Exist_Non-FBC_ACI & DSI & SNCR & NGC | 0 | 0 | 0 | 0 | 0 | 0 | 0
00 Ret.Exist_Non-FBC_ACI & DSI & WetFGD & SCR & CCS | 0 | 0 | 0 | 0 | 0 | 0 | 0
00 Ret.Exist_Non-FBC_ACI & GPM | 2366 | 0 | 0 | 0 | 0 | 0 | 0
00 Ret.Exist_Non-FBC_ACI & GPM & C2G | 0 | 0 | 0 | 0 | 0 | 0 | 0
00 Ret.Exist_Non-FBC_ACI & GPM & C2G & SCR | 0 | 0 | 0 | 0 | 0 | 0 | 0
00 Ret.Exist_Non-FBC_ACI & GPM & DRET | 0 | 2366 | 0 | 0 | 0 | 0 | 0
00 Ret.Exist_Non-FBC_ACI & GPM & NGC | 0 | 0 | 0 | 0 | 0 | 0 | 0
00 Ret.Exist_Non-FBC_ACI & GPM & SCR | 0 | 0 | 0 | 0 | 0 | 0 | 0
00 Ret.Exist_Non-FBC_ACI & GPM & SCR & DRET | 0 | 0 | 0 | 0 | 0 | 0 | 0
00 Ret.Exist_Non-FBC_ACI & GPM & SCR & NGC | 0 | 0 | 0 | 0 | 0 | 0 | 0
00 Ret.Exist_Non-FBC_ACI & GPM & SNCR | 0 | 0 | 0 | 0 | 0 | 0 | 0
00 Ret.Exist_Non-FBC_ACI & GPM & SNCR & DRET | 0 | 0 | 0 | 0 | 0 | 0 | 0
00 Ret.Exist_Non-FBC_ACI & GPM & SNCR & NGC | 0 | 0 | 0 | 0 | 0 | 0 | 0
00 Ret.Exist_Non-FBC_ACI & GPM & WetFGD & SCR & CCS | 0 | 0 | 0 | 0 | 0 | 0 | 0
00 Ret.Exist_Non-FBC_ACI & NGC | 0 | 0 | 0 | 0 | 0 | 0 | 0
00 Ret.Exist_Non-FBC_ACI & SCR | 0 | 0 | 0 | 0 | 0 | 0 | 0
00 Ret.Exist_Non-FBC_ACI & SCR & C2G | 0 | 0 | 0 | 0 | 0 | 0 | 0
00 Ret.Exist_Non-FBC_ACI & SCR & DRET | 0 | 0 | 0 | 0 | 0 | 0 | 0
00 Ret.Exist_Non-FBC_ACI & SCR & NGC | 0 | 0 | 0 | 0 | 0 | 0 | 0
00 Ret.Exist_Non-FBC_ACI & SCR & WetFGD & CCS | 0 | 0 | 0 | 0 | 0 | 0 | 0
00 Ret.Exist_Non-FBC_ACI & SNCR | 0 | 0 | 0 | 0 | 0 | 0 | 0
00 Ret.Exist_Non-FBC_ACI & SNCR & C2G | 0 | 0 | 0 | 0 | 0 | 0 | 0
00 Ret.Exist_Non-FBC_ACI & SNCR & DRET | 0 | 0 | 0 | 0 | 0 | 0 | 0
00 Ret.Exist_Non-FBC_ACI & SNCR & NGC | 0 | 0 | 0 | 0 | 0 | 0 | 0
00 Ret.Exist_Non-FBC_ACI_DSI & C2G | 1270 | 0 | 0 | 0 | 0 | 0 | 0
00 Ret.Exist_Non-FBC_ACI_DSI & C2G & SCR | 0 | 0 | 0 | 0 | 0 | 0 | 0
00 Ret.Exist_Non-FBC_ACI_DSI & DCCS | 0 | 0 | 0 | 0 | 0 | 0 | 0
00 Ret.Exist_Non-FBC_ACI_DSI & DCCS & WetFGD & SCR & CCS | 0 | 0 | 0 | 0 | 0 | 0 | 0
00 Ret.Exist_Non-FBC_ACI_DSI & DRET | 0 | 993 | 0 | 0 | 0 | 0 | 0
00 Ret.Exist_Non-FBC_ACI_DSI & GPM | 0 | 0 | 0 | 0 | 0 | 0 | 0
00 Ret.Exist_Non-FBC_ACI_DSI & GPM & C2G | 0 | 0 | 0 | 0 | 0 | 0 | 0
00 Ret.Exist_Non-FBC_ACI_DSI & GPM & C2G & SCR | 0 | 0 | 0 | 0 | 0 | 0 | 0
00 Ret.Exist_Non-FBC_ACI_DSI & GPM & DRET | 0 | 0 | 0 | 0 | 0 | 0 | 0
00 Ret.Exist_Non-FBC_ACI_DSI & GPM & NGC | 0 | 0 | 0 | 0 | 0 | 0 | 0
00 Ret.Exist_Non-FBC_ACI_DSI & GPM & SCR | 0 | 0 | 0 | 0 | 0 | 0 | 0
00 Ret.Exist_Non-FBC_ACI_DSI & GPM & SCR & DRET | 0 | 0 | 0 | 0 | 0 | 0 | 0
00 Ret.Exist_Non-FBC_ACI_DSI & GPM & SCR & NGC | 0 | 0 | 0 | 0 | 0 | 0 | 0
00 Ret.Exist_Non-FBC_ACI_DSI & GPM & SNCR | 0 | 0 | 0 | 0 | 0 | 0 | 0
00 Ret.Exist_Non-FBC_ACI_DSI & GPM & SNCR & DRET | 0 | 0 | 0 | 0 | 0 | 0 | 0
00 Ret.Exist_Non-FBC_ACI_DSI & GPM & SNCR & NGC | 0 | 0 | 0 | 0 | 0 | 0 | 0
00 Ret.Exist_Non-FBC_ACI_DSI & GPM & WetFGD & SCR & CCS | 0 | 0 | 0 | 0 | 0 | 0 | 0
00 Ret.Exist_Non-FBC_ACI_DSI & NGC | 0 | 0 | 0 | 0 | 0 | 0 | 0
00 Ret.Exist_Non-FBC_ACI_DSI & SCR | 0 | 0 | 0 | 0 | 0 | 0 | 0
00 Ret.Exist_Non-FBC_ACI_DSI & SCR & C2G | 0 | 0 | 0 | 0 | 0 | 0 | 0
00 Ret.Exist_Non-FBC_ACI_DSI & SCR & DRET | 0 | 0 | 0 | 0 | 0 | 0 | 0
00 Ret.Exist_Non-FBC_ACI_DSI & SCR & NGC | 0 | 0 | 0 | 0 | 0 | 0 | 0
00 Ret.Exist_Non-FBC_ACI_DSI & SCR & WetFGD & CCS | 0 | 0 | 0 | 0 | 0 | 0 | 0
00 Ret.Exist_Non-FBC_ACI_DSI & SNCR | 0 | 0 | 0 | 0 | 0 | 0 | 0
00 Ret.Exist_Non-FBC_ACI_DSI & SNCR & C2G | 0 | 0 | 0 | 0 | 0 | 0 | 0
00 Ret.Exist_Non-FBC_ACI_DSI & SNCR & DRET | 0 | 0 | 0 | 0 | 0 | 0 | 0
00 Ret.Exist_Non-FBC_ACI_DSI & SNCR & NGC | 0 | 0 | 0 | 0 | 0 | 0 | 0
00 Ret.Exist_Non-FBC_DryFGD & C2G | 0 | 0 | 0 | 0 | 0 | 0 | 0
00 Ret.Exist_Non-FBC_DryFGD & C2G & SCR | 0 | 0 | 0 | 0 | 0 | 0 | 0
00 Ret.Exist_Non-FBC_DryFGD & DRET | 0 | 0 | 0 | 0 | 0 | 0 | 0
00 Ret.Exist_Non-FBC_DryFGD & GPM | 0 | 0 | 0 | 0 | 0 | 0 | 0
00 Ret.Exist_Non-FBC_DryFGD & GPM & C2G | 0 | 0 | 0 | 0 | 0 | 0 | 0
00 Ret.Exist_Non-FBC_DryFGD & GPM & C2G & SCR | 0 | 0 | 0 | 0 | 0 | 0 | 0
00 Ret.Exist_Non-FBC_DryFGD & GPM & DRET | 0 | 0 | 0 | 0 | 0 | 0 | 0
00 Ret.Exist_Non-FBC_DryFGD & GPM & NGC | 0 | 0 | 0 | 0 | 0 | 0 | 0
00 Ret.Exist_Non-FBC_DryFGD & GPM & SCR | 0 | 0 | 0 | 0 | 0 | 0 | 0
00 Ret.Exist_Non-FBC_DryFGD & GPM & SCR & CCS | 0 | 0 | 0 | 0 | 0 | 0 | 0
00 Ret.Exist_Non-FBC_DryFGD & GPM & SCR & DRET | 0 | 0 | 0 | 0 | 0 | 0 | 0
00 Ret.Exist_Non-FBC_DryFGD & GPM & SCR & NGC | 0 | 0 | 0 | 0 | 0 | 0 | 0
00 Ret.Exist_Non-FBC_DryFGD & GPM & SNCR | 0 | 0 | 0 | 0 | 0 | 0 | 0
00 Ret.Exist_Non-FBC_DryFGD & GPM & SNCR & DRET | 0 | 0 | 0 | 0 | 0 | 0 | 0
00 Ret.Exist_Non-FBC_DryFGD & GPM & SNCR & NGC | 0 | 0 | 0 | 0 | 0 | 0 | 0
00 Ret.Exist_Non-FBC_DryFGD & NGC | 0 | 0 | 0 | 0 | 0 | 0 | 0
00 Ret.Exist_Non-FBC_DryFGD & SCR | 0 | 0 | 0 | 0 | 0 | 0 | 0
00 Ret.Exist_Non-FBC_DryFGD & SCR & C2G | 0 | 0 | 0 | 0 | 0 | 0 | 0
00 Ret.Exist_Non-FBC_DryFGD & SCR & CCS | 0 | 0 | 0 | 0 | 0 | 0 | 0
00 Ret.Exist_Non-FBC_DryFGD & SCR & DRET | 0 | 0 | 0 | 0 | 0 | 0 | 0
00 Ret.Exist_Non-FBC_DryFGD & SCR & NGC | 0 | 0 | 0 | 0 | 0 | 0 | 0
00 Ret.Exist_Non-FBC_DryFGD & SNCR | 0 | 0 | 0 | 0 | 0 | 0 | 0
00 Ret.Exist_Non-FBC_DryFGD & SNCR & C2G | 0 | 0 | 0 | 0 | 0 | 0 | 0
00 Ret.Exist_Non-FBC_DryFGD & SNCR & DRET | 0 | 0 | 0 | 0 | 0 | 0 | 0
00 Ret.Exist_Non-FBC_DryFGD & SNCR & NGC | 0 | 0 | 0 | 0 | 0 | 0 | 0
00 Ret.Exist_Non-FBC_DryFGD_ACI & C2G | 0 | 962.1959 | 0 | 0 | 0 | 0 | 0
00 Ret.Exist_Non-FBC_DryFGD_ACI & C2G & SCR | 0 | 0 | 0 | 0 | 0 | 0 | 0
00 Ret.Exist_Non-FBC_DryFGD_ACI & DCCS | 0 | 1333.0367 | 0 | 0 | 0 | 0 | 0
00 Ret.Exist_Non-FBC_DryFGD_ACI & DCCS & SCR & CCS | 0 | 0 | 849.6784 | 0 | 0 | 0 | 0
00 Ret.Exist_Non-FBC_DryFGD_ACI & DRET | 0 | 2649.7674 | 0 | 0 | 0 | 0 | 0
00 Ret.Exist_Non-FBC_DryFGD_ACI & GPM | 0 | 0 | 0 | 0 | 0 | 0 | 0
00 Ret.Exist_Non-FBC_DryFGD_ACI & GPM & C2G | 0 | 0 | 0 | 0 | 0 | 0 | 0
00 Ret.Exist_Non-FBC_DryFGD_ACI & GPM & C2G & SCR | 0 | 0 | 0 | 0 | 0 | 0 | 0
00 Ret.Exist_Non-FBC_DryFGD_ACI & GPM & DRET | 0 | 0 | 0 | 0 | 0 | 0 | 0
00 Ret.Exist_Non-FBC_DryFGD_ACI & GPM & NGC | 0 | 0 | 0 | 0 | 0 | 0 | 0
00 Ret.Exist_Non-FBC_DryFGD_ACI & GPM & SCR | 0 | 0 | 0 | 0 | 0 | 0 | 0
00 Ret.Exist_Non-FBC_DryFGD_ACI & GPM & SCR & CCS | 0 | 0 | 0 | 0 | 0 | 0 | 0
00 Ret.Exist_Non-FBC_DryFGD_ACI & GPM & SCR & DRET | 0 | 0 | 0 | 0 | 0 | 0 | 0
00 Ret.Exist_Non-FBC_DryFGD_ACI & GPM & SCR & NGC | 0 | 0 | 0 | 0 | 0 | 0 | 0
00 Ret.Exist_Non-FBC_DryFGD_ACI & GPM & SNCR | 0 | 0 | 0 | 0 | 0 | 0 | 0
00 Ret.Exist_Non-FBC_DryFGD_ACI & GPM & SNCR & DRET | 0 | 0 | 0 | 0 | 0 | 0 | 0
00 Ret.Exist_Non-FBC_DryFGD_ACI & GPM & SNCR & NGC | 0 | 0 | 0 | 0 | 0 | 0 | 0
00 Ret.Exist_Non-FBC_DryFGD_ACI & NGC | 0 | 334.2045 | 0 | 0 | 0 | 0 | 0
00 Ret.Exist_Non-FBC_DryFGD_ACI & SCR | 0 | 16.8629 | 0 | 0 | 0 | 0 | 0
00 Ret.Exist_Non-FBC_DryFGD_ACI & SCR & C2G | 0 | 0 | 0 | 0 | 0 | 0 | 0
00 Ret.Exist_Non-FBC_DryFGD_ACI & SCR & CCS | 0 | 0 | 11.1469 | 0 | 0 | 0 | 0
00 Ret.Exist_Non-FBC_DryFGD_ACI & SCR & DRET | 0 | 0 | 0 | 0 | 0 | 0 | 0
00 Ret.Exist_Non-FBC_DryFGD_ACI & SCR & NGC | 0 | 0 | 0 | 0 | 0 | 0 | 0
00 Ret.Exist_Non-FBC_DryFGD_ACI & SNCR | 0 | 0 | 0 | 0 | 0 | 0 | 0
00 Ret.Exist_Non-FBC_DryFGD_ACI & SNCR & C2G | 0 | 0 | 0 | 0 | 0 | 0 | 0
00 Ret.Exist_Non-FBC_DryFGD_ACI & SNCR & DRET | 0 | 0 | 0 | 0 | 0 | 0 | 0
00 Ret.Exist_Non-FBC_DryFGD_ACI & SNCR & NGC | 0 | 0 | 0 | 0 | 0 | 0 | 0
00 Ret.Exist_Non-FBC_DryFGD_SCR & ACI | 0 | 0 | 0 | 0 | 0 | 0 | 0
00 Ret.Exist_Non-FBC_DryFGD_SCR & ACI & C2G | 0 | 0 | 0 | 0 | 0 | 0 | 0
00 Ret.Exist_Non-FBC_DryFGD_SCR & ACI & CCS | 0 | 0 | 0 | 0 | 0 | 0 | 0
00 Ret.Exist_Non-FBC_DryFGD_SCR & ACI & DRET | 0 | 0 | 0 | 0 | 0 | 0 | 0
00 Ret.Exist_Non-FBC_DryFGD_SCR & ACI & GPM | 0 | 0 | 0 | 0 | 0 | 0 | 0
00 Ret.Exist_Non-FBC_DryFGD_SCR & ACI & GPM & C2G | 0 | 0 | 0 | 0 | 0 | 0 | 0
00 Ret.Exist_Non-FBC_DryFGD_SCR & ACI & GPM & CCS | 0 | 0 | 0 | 0 | 0 | 0 | 0
00 Ret.Exist_Non-FBC_DryFGD_SCR & ACI & GPM & DRET | 0 | 0 | 0 | 0 | 0 | 0 | 0
00 Ret.Exist_Non-FBC_DryFGD_SCR & ACI & GPM & NGC | 0 | 0 | 0 | 0 | 0 | 0 | 0
00 Ret.Exist_Non-FBC_DryFGD_SCR & ACI & NGC | 0 | 0 | 0 | 0 | 0 | 0 | 0
00 Ret.Exist_Non-FBC_DryFGD_SCR & C2G | 0 | 0 | 0 | 0 | 0 | 0 | 0
00 Ret.Exist_Non-FBC_DryFGD_SCR & CCS | 0 | 0 | 0 | 0 | 0 | 0 | 0
00 Ret.Exist_Non-FBC_DryFGD_SCR & DRET | 0 | 0 | 0 | 0 | 0 | 0 | 0
00 Ret.Exist_Non-FBC_DryFGD_SCR & GPM | 0 | 0 | 0 | 0 | 0 | 0 | 0
00 Ret.Exist_Non-FBC_DryFGD_SCR & GPM & C2G | 0 | 0 | 0 | 0 | 0 | 0 | 0
00 Ret.Exist_Non-FBC_DryFGD_SCR & GPM & CCS | 0 | 0 | 0 | 0 | 0 | 0 | 0
00 Ret.Exist_Non-FBC_DryFGD_SCR & GPM & DRET | 0 | 0 | 0 | 0 | 0 | 0 | 0
00 Ret.Exist_Non-FBC_DryFGD_SCR & GPM & NGC | 0 | 0 | 0 | 0 | 0 | 0 | 0
00 Ret.Exist_Non-FBC_DryFGD_SCR & NGC | 0 | 0 | 0 | 0 | 0 | 0 | 0
00 Ret.Exist_Non-FBC_DryFGD_SCR_ACI & C2G | 696.0431 | 3313.1007 | 0 | 0 | 0 | 0 | 0
00 Ret.Exist_Non-FBC_DryFGD_SCR_ACI & CCS | 0 | 259.4793 | 11.4812 | 0 | 0 | 0 | 0
00 Ret.Exist_Non-FBC_DryFGD_SCR_ACI & DCCS | 0 | 1117.3329 | 0 | 0 | 0 | 0 | 0
00 Ret.Exist_Non-FBC_DryFGD_SCR_ACI & DCCS & CCS | 0 | 0 | 734.7442 | 0 | 0 | 0 | 0
00 Ret.Exist_Non-FBC_DryFGD_SCR_ACI & DRET | 0 | 3888.2118 | 0 | 0 | 0 | 0 | 0
00 Ret.Exist_Non-FBC_DryFGD_SCR_ACI & GPM | 0 | 0 | 0 | 0 | 0 | 0 | 0
00 Ret.Exist_Non-FBC_DryFGD_SCR_ACI & GPM & C2G | 0 | 0 | 0 | 0 | 0 | 0 | 0
00 Ret.Exist_Non-FBC_DryFGD_SCR_ACI & GPM & CCS | 0 | 0 | 0 | 0 | 0 | 0 | 0
00 Ret.Exist_Non-FBC_DryFGD_SCR_ACI & GPM & DRET | 0 | 0 | 0 | 0 | 0 | 0 | 0
00 Ret.Exist_Non-FBC_DryFGD_SCR_ACI & GPM & NGC | 0 | 0 | 0 | 0 | 0 | 0 | 0
00 Ret.Exist_Non-FBC_DryFGD_SCR_ACI & NGC | 0 | 2.5113 | 0 | 0 | 0 | 0 | 0
00 Ret.Exist_Non-FBC_DryFGD_SCR_ACI_DSI & C2G | 0 | 650.3145 | 0 | 0 | 0 | 0 | 0
00 Ret.Exist_Non-FBC_DryFGD_SCR_ACI_DSI & CCS | 0 | 0 | 0 | 0 | 0 | 0 | 0
00 Ret.Exist_Non-FBC_DryFGD_SCR_ACI_DSI & DCCS | 0 | 0.003452 | 0 | 0 | 0 | 0 | 0
00 Ret.Exist_Non-FBC_DryFGD_SCR_ACI_DSI & DCCS & CCS | 0 | 0 | 0.002349 | 0 | 0 | 0 | 0
00 Ret.Exist_Non-FBC_DryFGD_SCR_ACI_DSI & DRET | 0 | 40.682 | 0 | 0 | 0 | 0 | 0
00 Ret.Exist_Non-FBC_DryFGD_SCR_ACI_DSI & GPM | 0 | 0 | 0 | 0 | 0 | 0 | 0
00 Ret.Exist_Non-FBC_DryFGD_SCR_ACI_DSI & GPM & C2G | 0 | 0 | 0 | 0 | 0 | 0 | 0
00 Ret.Exist_Non-FBC_DryFGD_SCR_ACI_DSI & GPM & CCS | 0 | 0 | 0 | 0 | 0 | 0 | 0
00 Ret.Exist_Non-FBC_DryFGD_SCR_ACI_DSI & GPM & DRET | 0 | 0 | 0 | 0 | 0 | 0 | 0
00 Ret.Exist_Non-FBC_DryFGD_SCR_ACI_DSI & GPM & NGC | 0 | 0 | 0 | 0 | 0 | 0 | 0
00 Ret.Exist_Non-FBC_DryFGD_SCR_ACI_DSI & NGC | 0 | 0 | 0 | 0 | 0 | 0 | 0
00 Ret.Exist_Non-FBC_DryFGD_SCR_DSI & ACI | 0 | 0 | 0 | 0 | 0 | 0 | 0
00 Ret.Exist_Non-FBC_DryFGD_SCR_DSI & ACI & C2G | 0 | 0 | 0 | 0 | 0 | 0 | 0
00 Ret.Exist_Non-FBC_DryFGD_SCR_DSI & ACI & CCS | 0 | 0 | 0 | 0 | 0 | 0 | 0
00 Ret.Exist_Non-FBC_DryFGD_SCR_DSI & ACI & DRET | 0 | 0 | 0 | 0 | 0 | 0 | 0
00 Ret.Exist_Non-FBC_DryFGD_SCR_DSI & ACI & GPM | 0 | 0 | 0 | 0 | 0 | 0 | 0
00 Ret.Exist_Non-FBC_DryFGD_SCR_DSI & ACI & GPM & C2G | 0 | 0 | 0 | 0 | 0 | 0 | 0
00 Ret.Exist_Non-FBC_DryFGD_SCR_DSI & ACI & GPM & CCS | 0 | 0 | 0 | 0 | 0 | 0 | 0
00 Ret.Exist_Non-FBC_DryFGD_SCR_DSI & ACI & GPM & DRET | 0 | 0 | 0 | 0 | 0 | 0 | 0
00 Ret.Exist_Non-FBC_DryFGD_SCR_DSI & ACI & GPM & NGC | 0 | 0 | 0 | 0 | 0 | 0 | 0
00 Ret.Exist_Non-FBC_DryFGD_SCR_DSI & ACI & NGC | 0 | 0 | 0 | 0 | 0 | 0 | 0
00 Ret.Exist_Non-FBC_DryFGD_SCR_DSI & C2G | 0 | 0 | 0 | 0 | 0 | 0 | 0
00 Ret.Exist_Non-FBC_DryFGD_SCR_DSI & CCS | 0 | 0 | 0 | 0 | 0 | 0 | 0
00 Ret.Exist_Non-FBC_DryFGD_SCR_DSI & DRET | 0 | 268 | 0 | 0 | 0 | 0 | 0
00 Ret.Exist_Non-FBC_DryFGD_SCR_DSI & GPM | 0 | 0 | 0 | 0 | 0 | 0 | 0
00 Ret.Exist_Non-FBC_DryFGD_SCR_DSI & GPM & C2G | 0 | 0 | 0 | 0 | 0 | 0 | 0
00 Ret.Exist_Non-FBC_DryFGD_SCR_DSI & GPM & CCS | 0 | 0 | 0 | 0 | 0 | 0 | 0
00 Ret.Exist_Non-FBC_DryFGD_SCR_DSI & GPM & DRET | 0 | 0 | 0 | 0 | 0 | 0 | 0
00 Ret.Exist_Non-FBC_DryFGD_SCR_DSI & GPM & NGC | 0 | 0 | 0 | 0 | 0 | 0 | 0
00 Ret.Exist_Non-FBC_DryFGD_SCR_DSI & NGC | 0 | 0 | 0 | 0 | 0 | 0 | 0
00 Ret.Exist_Non-FBC_DryFGD_SNCR_ACI & C2G | 0 | 0 | 0 | 0 | 0 | 0 | 0
00 Ret.Exist_Non-FBC_DryFGD_SNCR_ACI & C2G & SCR | 0 | 0 | 0 | 0 | 0 | 0 | 0
00 Ret.Exist_Non-FBC_DryFGD_SNCR_ACI & DCCS | 570 | 0 | 0 | 0 | 0 | 0 | 0
00 Ret.Exist_Non-FBC_DryFGD_SNCR_ACI & DCCS & SCR & CCS | 0 | 0 | 383.3953 | 0 | 0 | 0 | 0
00 Ret.Exist_Non-FBC_DryFGD_SNCR_ACI & DRET | 0 | 1145 | 0 | 0 | 0 | 0 | 0
00 Ret.Exist_Non-FBC_DryFGD_SNCR_ACI & GPM | 0 | 0 | 0 | 0 | 0 | 0 | 0
00 Ret.Exist_Non-FBC_DryFGD_SNCR_ACI & GPM & C2G | 0 | 0 | 0 | 0 | 0 | 0 | 0
00 Ret.Exist_Non-FBC_DryFGD_SNCR_ACI & GPM & C2G & SCR | 0 | 0 | 0 | 0 | 0 | 0 | 0
00 Ret.Exist_Non-FBC_DryFGD_SNCR_ACI & GPM & DRET | 0 | 0 | 0 | 0 | 0 | 0 | 0
00 Ret.Exist_Non-FBC_DryFGD_SNCR_ACI & GPM & NGC | 0 | 0 | 0 | 0 | 0 | 0 | 0
00 Ret.Exist_Non-FBC_DryFGD_SNCR_ACI & GPM & SCR | 0 | 0 | 0 | 0 | 0 | 0 | 0
00 Ret.Exist_Non-FBC_DryFGD_SNCR_ACI & GPM & SCR & CCS | 0 | 0 | 0 | 0 | 0 | 0 | 0
00 Ret.Exist_Non-FBC_DryFGD_SNCR_ACI & GPM & SCR & DRET | 0 | 0 | 0 | 0 | 0 | 0 | 0
00 Ret.Exist_Non-FBC_DryFGD_SNCR_ACI & GPM & SCR & NGC | 0 | 0 | 0 | 0 | 0 | 0 | 0
00 Ret.Exist_Non-FBC_DryFGD_SNCR_ACI & NGC | 0 | 0 | 0 | 0 | 0 | 0 | 0
00 Ret.Exist_Non-FBC_DryFGD_SNCR_ACI & SCR | 0 | 0 | 0 | 0 | 0 | 0 | 0
00 Ret.Exist_Non-FBC_DryFGD_SNCR_ACI & SCR & C2G | 0 | 0 | 0 | 0 | 0 | 0 | 0
00 Ret.Exist_Non-FBC_DryFGD_SNCR_ACI & SCR & CCS | 0 | 0 | 0 | 0 | 0 | 0 | 0
00 Ret.Exist_Non-FBC_DryFGD_SNCR_ACI & SCR & DRET | 0 | 0 | 0 | 0 | 0 | 0 | 0
00 Ret.Exist_Non-FBC_DryFGD_SNCR_ACI & SCR & NGC | 0 | 0 | 0 | 0 | 0 | 0 | 0
00 Ret.Exist_Non-FBC_DryFGD_SNCR_ACI_DSI & C2G | 0 | 0 | 0 | 0 | 0 | 0 | 0
00 Ret.Exist_Non-FBC_DryFGD_SNCR_ACI_DSI & C2G & SCR | 0 | 0 | 0 | 0 | 0 | 0 | 0
00 Ret.Exist_Non-FBC_DryFGD_SNCR_ACI_DSI & DRET | 0 | 585 | 0 | 0 | 0 | 0 | 0
00 Ret.Exist_Non-FBC_DryFGD_SNCR_ACI_DSI & GPM | 0 | 0 | 0 | 0 | 0 | 0 | 0
00 Ret.Exist_Non-FBC_DryFGD_SNCR_ACI_DSI & GPM & C2G | 0 | 0 | 0 | 0 | 0 | 0 | 0
00 Ret.Exist_Non-FBC_DryFGD_SNCR_ACI_DSI & GPM & C2G & SCR | 0 | 0 | 0 | 0 | 0 | 0 | 0
00 Ret.Exist_Non-FBC_DryFGD_SNCR_ACI_DSI & GPM & DRET | 0 | 0 | 0 | 0 | 0 | 0 | 0
00 Ret.Exist_Non-FBC_DryFGD_SNCR_ACI_DSI & GPM & NGC | 0 | 0 | 0 | 0 | 0 | 0 | 0
00 Ret.Exist_Non-FBC_DryFGD_SNCR_ACI_DSI & GPM & SCR | 0 | 0 | 0 | 0 | 0 | 0 | 0
00 Ret.Exist_Non-FBC_DryFGD_SNCR_ACI_DSI & GPM & SCR & CCS | 0 | 0 | 0 | 0 | 0 | 0 | 0
00 Ret.Exist_Non-FBC_DryFGD_SNCR_ACI_DSI & GPM & SCR & DRET | 0 | 0 | 0 | 0 | 0 | 0 | 0
00 Ret.Exist_Non-FBC_DryFGD_SNCR_ACI_DSI & GPM & SCR & NGC | 0 | 0 | 0 | 0 | 0 | 0 | 0
00 Ret.Exist_Non-FBC_DryFGD_SNCR_ACI_DSI & NGC | 0 | 0 | 0 | 0 | 0 | 0 | 0
00 Ret.Exist_Non-FBC_DryFGD_SNCR_ACI_DSI & SCR | 0 | 0 | 0 | 0 | 0 | 0 | 0
00 Ret.Exist_Non-FBC_DryFGD_SNCR_ACI_DSI & SCR & C2G | 0 | 0 | 0 | 0 | 0 | 0 | 0
00 Ret.Exist_Non-FBC_DryFGD_SNCR_ACI_DSI & SCR & CCS | 0 | 0 | 0 | 0 | 0 | 0 | 0
00 Ret.Exist_Non-FBC_DryFGD_SNCR_ACI_DSI & SCR & DRET | 0 | 0 | 0 | 0 | 0 | 0 | 0
00 Ret.Exist_Non-FBC_DryFGD_SNCR_ACI_DSI & SCR & NGC | 0 | 0 | 0 | 0 | 0 | 0 | 0
00 Ret.Exist_Non-FBC_DSI & ACI | 0 | 0 | 0 | 0 | 0 | 0 | 0
00 Ret.Exist_Non-FBC_DSI & ACI & C2G | 0 | 0 | 0 | 0 | 0 | 0 | 0
00 Ret.Exist_Non-FBC_DSI & ACI & C2G & SCR | 0 | 0 | 0 | 0 | 0 | 0 | 0
00 Ret.Exist_Non-FBC_DSI & ACI & DRET | 0 | 0 | 0 | 0 | 0 | 0 | 0
00 Ret.Exist_Non-FBC_DSI & ACI & GPM | 0 | 0 | 0 | 0 | 0 | 0 | 0
00 Ret.Exist_Non-FBC_DSI & ACI & GPM & C2G | 0 | 0 | 0 | 0 | 0 | 0 | 0
00 Ret.Exist_Non-FBC_DSI & ACI & GPM & C2G & SCR | 0 | 0 | 0 | 0 | 0 | 0 | 0
00 Ret.Exist_Non-FBC_DSI & ACI & GPM & DRET | 0 | 0 | 0 | 0 | 0 | 0 | 0
00 Ret.Exist_Non-FBC_DSI & ACI & GPM & NGC | 0 | 0 | 0 | 0 | 0 | 0 | 0
00 Ret.Exist_Non-FBC_DSI & ACI & GPM & SCR | 0 | 0 | 0 | 0 | 0 | 0 | 0
00 Ret.Exist_Non-FBC_DSI & ACI & GPM & SCR & DRET | 0 | 0 | 0 | 0 | 0 | 0 | 0
00 Ret.Exist_Non-FBC_DSI & ACI & GPM & SCR & NGC | 0 | 0 | 0 | 0 | 0 | 0 | 0
00 Ret.Exist_Non-FBC_DSI & ACI & GPM & SNCR | 0 | 0 | 0 | 0 | 0 | 0 | 0
00 Ret.Exist_Non-FBC_DSI & ACI & GPM & SNCR & DRET | 0 | 0 | 0 | 0 | 0 | 0 | 0
00 Ret.Exist_Non-FBC_DSI & ACI & GPM & SNCR & NGC | 0 | 0 | 0 | 0 | 0 | 0 | 0
00 Ret.Exist_Non-FBC_DSI & ACI & GPM & WetFGD & SCR & CCS | 0 | 0 | 0 | 0 | 0 | 0 | 0
00 Ret.Exist_Non-FBC_DSI & ACI & NGC | 0 | 0 | 0 | 0 | 0 | 0 | 0
00 Ret.Exist_Non-FBC_DSI & ACI & SCR | 0 | 0 | 0 | 0 | 0 | 0 | 0
00 Ret.Exist_Non-FBC_DSI & ACI & SCR & DRET | 0 | 0 | 0 | 0 | 0 | 0 | 0
00 Ret.Exist_Non-FBC_DSI & ACI & SCR & NGC | 0 | 0 | 0 | 0 | 0 | 0 | 0
00 Ret.Exist_Non-FBC_DSI & ACI & SNCR | 0 | 0 | 0 | 0 | 0 | 0 | 0
00 Ret.Exist_Non-FBC_DSI & ACI & SNCR & DRET | 0 | 0 | 0 | 0 | 0 | 0 | 0
00 Ret.Exist_Non-FBC_DSI & ACI & SNCR & NGC | 0 | 0 | 0 | 0 | 0 | 0 | 0
00 Ret.Exist_Non-FBC_DSI & ACI & WetFGD & SCR & CCS | 0 | 0 | 0 | 0 | 0 | 0 | 0
00 Ret.Exist_Non-FBC_DSI & C2G | 0 | 0 | 0 | 0 | 0 | 0 | 0
00 Ret.Exist_Non-FBC_DSI & C2G & SCR | 0 | 0 | 0 | 0 | 0 | 0 | 0
00 Ret.Exist_Non-FBC_DSI & DRET | 0 | 938 | 0 | 0 | 0 | 0 | 0
00 Ret.Exist_Non-FBC_DSI & GPM | 0 | 0 | 0 | 0 | 0 | 0 | 0
00 Ret.Exist_Non-FBC_DSI & GPM & C2G | 0 | 0 | 0 | 0 | 0 | 0 | 0
00 Ret.Exist_Non-FBC_DSI & GPM & C2G & SCR | 0 | 0 | 0 | 0 | 0 | 0 | 0
00 Ret.Exist_Non-FBC_DSI & GPM & DRET | 0 | 0 | 0 | 0 | 0 | 0 | 0
00 Ret.Exist_Non-FBC_DSI & GPM & NGC | 0 | 0 | 0 | 0 | 0 | 0 | 0
00 Ret.Exist_Non-FBC_DSI & GPM & SCR | 0 | 0 | 0 | 0 | 0 | 0 | 0
00 Ret.Exist_Non-FBC_DSI & GPM & SCR & DRET | 0 | 0 | 0 | 0 | 0 | 0 | 0
00 Ret.Exist_Non-FBC_DSI & GPM & SCR & NGC | 0 | 0 | 0 | 0 | 0 | 0 | 0
00 Ret.Exist_Non-FBC_DSI & GPM & SNCR | 0 | 0 | 0 | 0 | 0 | 0 | 0
00 Ret.Exist_Non-FBC_DSI & GPM & SNCR & DRET | 0 | 0 | 0 | 0 | 0 | 0 | 0
00 Ret.Exist_Non-FBC_DSI & GPM & SNCR & NGC | 0 | 0 | 0 | 0 | 0 | 0 | 0
00 Ret.Exist_Non-FBC_DSI & GPM & WetFGD & SCR & CCS | 0 | 0 | 0 | 0 | 0 | 0 | 0
00 Ret.Exist_Non-FBC_DSI & NGC | 0 | 0 | 0 | 0 | 0 | 0 | 0
00 Ret.Exist_Non-FBC_DSI & SCR | 0 | 0 | 0 | 0 | 0 | 0 | 0
00 Ret.Exist_Non-FBC_DSI & SCR & C2G | 0 | 0 | 0 | 0 | 0 | 0 | 0
00 Ret.Exist_Non-FBC_DSI & SCR & DRET | 0 | 0 | 0 | 0 | 0 | 0 | 0
00 Ret.Exist_Non-FBC_DSI & SCR & NGC | 0 | 0 | 0 | 0 | 0 | 0 | 0
00 Ret.Exist_Non-FBC_DSI & SCR & WetFGD & CCS | 0 | 0 | 0 | 0 | 0 | 0 | 0
00 Ret.Exist_Non-FBC_DSI & SNCR | 0 | 0 | 0 | 0 | 0 | 0 | 0
00 Ret.Exist_Non-FBC_DSI & SNCR & C2G | 0 | 0 | 0 | 0 | 0 | 0 | 0
00 Ret.Exist_Non-FBC_DSI & SNCR & DRET | 0 | 0 | 0 | 0 | 0 | 0 | 0
00 Ret.Exist_Non-FBC_DSI & SNCR & NGC | 0 | 0 | 0 | 0 | 0 | 0 | 0
00 Ret.Exist_Non-FBC_NoCtrl & ACI | 0 | 0 | 0 | 0 | 0 | 0 | 0
00 Ret.Exist_Non-FBC_NoCtrl & ACI & C2G | 0 | 0 | 0 | 0 | 0 | 0 | 0
00 Ret.Exist_Non-FBC_NoCtrl & ACI & C2G & SCR | 0 | 0 | 0 | 0 | 0 | 0 | 0
00 Ret.Exist_Non-FBC_NoCtrl & ACI & DRET | 0 | 0 | 0 | 0 | 0 | 0 | 0
00 Ret.Exist_Non-FBC_NoCtrl & ACI & DSI | 0 | 0 | 0 | 0 | 0 | 0 | 0
00 Ret.Exist_Non-FBC_NoCtrl & ACI & DSI & C2G | 0 | 0 | 0 | 0 | 0 | 0 | 0
00 Ret.Exist_Non-FBC_NoCtrl & ACI & DSI & C2G & SCR | 0 | 0 | 0 | 0 | 0 | 0 | 0
00 Ret.Exist_Non-FBC_NoCtrl & ACI & DSI & DRET | 0 | 0 | 0 | 0 | 0 | 0 | 0
00 Ret.Exist_Non-FBC_NoCtrl & ACI & DSI & GPM | 0 | 0 | 0 | 0 | 0 | 0 | 0
00 Ret.Exist_Non-FBC_NoCtrl & ACI & DSI & GPM & C2G | 0 | 0 | 0 | 0 | 0 | 0 | 0
00 Ret.Exist_Non-FBC_NoCtrl & ACI & DSI & GPM & C2G & SCR | 0 | 0 | 0 | 0 | 0 | 0 | 0
00 Ret.Exist_Non-FBC_NoCtrl & ACI & DSI & GPM & DRET | 0 | 0 | 0 | 0 | 0 | 0 | 0
00 Ret.Exist_Non-FBC_NoCtrl & ACI & DSI & GPM & NGC | 0 | 0 | 0 | 0 | 0 | 0 | 0
00 Ret.Exist_Non-FBC_NoCtrl & ACI & DSI & GPM & SCR | 0 | 0 | 0 | 0 | 0 | 0 | 0
00 Ret.Exist_Non-FBC_NoCtrl & ACI & DSI & GPM & SCR & DRET | 0 | 0 | 0 | 0 | 0 | 0 | 0
00 Ret.Exist_Non-FBC_NoCtrl & ACI & DSI & GPM & SCR & NGC | 0 | 0 | 0 | 0 | 0 | 0 | 0
00 Ret.Exist_Non-FBC_NoCtrl & ACI & DSI & GPM & SNCR | 0 | 0 | 0 | 0 | 0 | 0 | 0
00 Ret.Exist_Non-FBC_NoCtrl & ACI & DSI & GPM & SNCR & DRET | 0 | 0 | 0 | 0 | 0 | 0 | 0
00 Ret.Exist_Non-FBC_NoCtrl & ACI & DSI & GPM & SNCR & NGC | 0 | 0 | 0 | 0 | 0 | 0 | 0
00 Ret.Exist_Non-FBC_NoCtrl & ACI & DSI & GPM & WetFGD & SCR & CCS | 0 | 0 | 0 | 0 | 0 | 0 | 0
00 Ret.Exist_Non-FBC_NoCtrl & ACI & DSI & NGC | 0 | 0 | 0 | 0 | 0 | 0 | 0
00 Ret.Exist_Non-FBC_NoCtrl & ACI & DSI & SCR | 0 | 0 | 0 | 0 | 0 | 0 | 0
00 Ret.Exist_Non-FBC_NoCtrl & ACI & DSI & SCR & DRET | 0 | 0 | 0 | 0 | 0 | 0 | 0
00 Ret.Exist_Non-FBC_NoCtrl & ACI & DSI & SCR & NGC | 0 | 0 | 0 | 0 | 0 | 0 | 0
00 Ret.Exist_Non-FBC_NoCtrl & ACI & DSI & SNCR | 0 | 0 | 0 | 0 | 0 | 0 | 0
00 Ret.Exist_Non-FBC_NoCtrl & ACI & DSI & SNCR & DRET | 0 | 0 | 0 | 0 | 0 | 0 | 0
00 Ret.Exist_Non-FBC_NoCtrl & ACI & DSI & SNCR & NGC | 0 | 0 | 0 | 0 | 0 | 0 | 0
00 Ret.Exist_Non-FBC_NoCtrl & ACI & DSI & WetFGD & SCR & CCS | 0 | 0 | 0 | 0 | 0 | 0 | 0
00 Ret.Exist_Non-FBC_NoCtrl & ACI & GPM | 0 | 0 | 0 | 0 | 0 | 0 | 0
00 Ret.Exist_Non-FBC_NoCtrl & ACI & GPM & C2G | 0 | 0 | 0 | 0 | 0 | 0 | 0
00 Ret.Exist_Non-FBC_NoCtrl & ACI & GPM & C2G & SCR | 0 | 0 | 0 | 0 | 0 | 0 | 0
00 Ret.Exist_Non-FBC_NoCtrl & ACI & GPM & DRET | 0 | 0 | 0 | 0 | 0 | 0 | 0
00 Ret.Exist_Non-FBC_NoCtrl & ACI & GPM & NGC | 0 | 0 | 0 | 0 | 0 | 0 | 0
00 Ret.Exist_Non-FBC_NoCtrl & ACI & GPM & SCR | 0 | 0 | 0 | 0 | 0 | 0 | 0
00 Ret.Exist_Non-FBC_NoCtrl & ACI & GPM & SCR & DRET | 0 | 0 | 0 | 0 | 0 | 0 | 0
00 Ret.Exist_Non-FBC_NoCtrl & ACI & GPM & SCR & NGC | 0 | 0 | 0 | 0 | 0 | 0 | 0
00 Ret.Exist_Non-FBC_NoCtrl & ACI & GPM & SNCR | 0 | 0 | 0 | 0 | 0 | 0 | 0
00 Ret.Exist_Non-FBC_NoCtrl & ACI & GPM & SNCR & DRET | 0 | 0 | 0 | 0 | 0 | 0 | 0
00 Ret.Exist_Non-FBC_NoCtrl & ACI & GPM & SNCR & NGC | 0 | 0 | 0 | 0 | 0 | 0 | 0
00 Ret.Exist_Non-FBC_NoCtrl & ACI & GPM & WetFGD & SCR & CCS | 0 | 0 | 0 | 0 | 0 | 0 | 0
00 Ret.Exist_Non-FBC_NoCtrl & ACI & NGC | 0 | 0 | 0 | 0 | 0 | 0 | 0
00 Ret.Exist_Non-FBC_NoCtrl & ACI & SCR | 0 | 0 | 0 | 0 | 0 | 0 | 0
00 Ret.Exist_Non-FBC_NoCtrl & ACI & SCR & DRET | 0 | 0 | 0 | 0 | 0 | 0 | 0
00 Ret.Exist_Non-FBC_NoCtrl & ACI & SCR & NGC | 0 | 0 | 0 | 0 | 0 | 0 | 0
00 Ret.Exist_Non-FBC_NoCtrl & ACI & SNCR | 0 | 0 | 0 | 0 | 0 | 0 | 0
00 Ret.Exist_Non-FBC_NoCtrl & ACI & SNCR & DRET | 0 | 0 | 0 | 0 | 0 | 0 | 0
00 Ret.Exist_Non-FBC_NoCtrl & ACI & SNCR & NGC | 0 | 0 | 0 | 0 | 0 | 0 | 0
00 Ret.Exist_Non-FBC_NoCtrl & ACI & WetFGD & SCR & CCS | 0 | 0 | 0 | 0 | 0 | 0 | 0
00 Ret.Exist_Non-FBC_NoCtrl & C2G | 0 | 0 | 0 | 0 | 0 | 0 | 0
00 Ret.Exist_Non-FBC_NoCtrl & C2G & SCR | 0 | 0 | 0 | 0 | 0 | 0 | 0
00 Ret.Exist_Non-FBC_NoCtrl & DCCS | 0 | 0 | 0 | 0 | 0 | 0 | 0
00 Ret.Exist_Non-FBC_NoCtrl & DCCS & WetFGD & SCR & CCS | 0 | 0 | 0 | 0 | 0 | 0 | 0
00 Ret.Exist_Non-FBC_NoCtrl & DRET | 0 | 115 | 0 | 0 | 0 | 0 | 0
00 Ret.Exist_Non-FBC_NoCtrl & DSI | 0 | 0 | 0 | 0 | 0 | 0 | 0
00 Ret.Exist_Non-FBC_NoCtrl & DSI & C2G | 0 | 0 | 0 | 0 | 0 | 0 | 0
00 Ret.Exist_Non-FBC_NoCtrl & DSI & C2G & SCR | 0 | 0 | 0 | 0 | 0 | 0 | 0
00 Ret.Exist_Non-FBC_NoCtrl & DSI & DRET | 0 | 0 | 0 | 0 | 0 | 0 | 0
00 Ret.Exist_Non-FBC_NoCtrl & DSI & GPM | 0 | 0 | 0 | 0 | 0 | 0 | 0
00 Ret.Exist_Non-FBC_NoCtrl & DSI & GPM & C2G | 0 | 0 | 0 | 0 | 0 | 0 | 0
00 Ret.Exist_Non-FBC_NoCtrl & DSI & GPM & C2G & SCR | 0 | 0 | 0 | 0 | 0 | 0 | 0
00 Ret.Exist_Non-FBC_NoCtrl & DSI & GPM & DRET | 0 | 0 | 0 | 0 | 0 | 0 | 0
00 Ret.Exist_Non-FBC_NoCtrl & DSI & GPM & NGC | 0 | 0 | 0 | 0 | 0 | 0 | 0
00 Ret.Exist_Non-FBC_NoCtrl & DSI & GPM & SCR | 0 | 0 | 0 | 0 | 0 | 0 | 0
00 Ret.Exist_Non-FBC_NoCtrl & DSI & GPM & SCR & DRET | 0 | 0 | 0 | 0 | 0 | 0 | 0
00 Ret.Exist_Non-FBC_NoCtrl & DSI & GPM & SCR & NGC | 0 | 0 | 0 | 0 | 0 | 0 | 0
00 Ret.Exist_Non-FBC_NoCtrl & DSI & GPM & SNCR | 0 | 0 | 0 | 0 | 0 | 0 | 0
00 Ret.Exist_Non-FBC_NoCtrl & DSI & GPM & SNCR & DRET | 0 | 0 | 0 | 0 | 0 | 0 | 0
00 Ret.Exist_Non-FBC_NoCtrl & DSI & GPM & SNCR & NGC | 0 | 0 | 0 | 0 | 0 | 0 | 0
00 Ret.Exist_Non-FBC_NoCtrl & DSI & GPM & WetFGD & SCR & CCS | 0 | 0 | 0 | 0 | 0 | 0 | 0
00 Ret.Exist_Non-FBC_NoCtrl & DSI & NGC | 0 | 0 | 0 | 0 | 0 | 0 | 0
00 Ret.Exist_Non-FBC_NoCtrl & DSI & SCR | 0 | 0 | 0 | 0 | 0 | 0 | 0
00 Ret.Exist_Non-FBC_NoCtrl & DSI & SCR & DRET | 0 | 0 | 0 | 0 | 0 | 0 | 0
00 Ret.Exist_Non-FBC_NoCtrl & DSI & SCR & NGC | 0 | 0 | 0 | 0 | 0 | 0 | 0
00 Ret.Exist_Non-FBC_NoCtrl & DSI & SNCR | 0 | 0 | 0 | 0 | 0 | 0 | 0
00 Ret.Exist_Non-FBC_NoCtrl & DSI & SNCR & DRET | 0 | 0 | 0 | 0 | 0 | 0 | 0
00 Ret.Exist_Non-FBC_NoCtrl & DSI & SNCR & NGC | 0 | 0 | 0 | 0 | 0 | 0 | 0
00 Ret.Exist_Non-FBC_NoCtrl & DSI & WetFGD & SCR & CCS | 0 | 0 | 0 | 0 | 0 | 0 | 0
00 Ret.Exist_Non-FBC_NoCtrl & GPM | 0 | 0 | 0 | 0 | 0 | 0 | 0
00 Ret.Exist_Non-FBC_NoCtrl & GPM & C2G | 0 | 0 | 0 | 0 | 0 | 0 | 0
00 Ret.Exist_Non-FBC_NoCtrl & GPM & C2G & SCR | 0 | 0 | 0 | 0 | 0 | 0 | 0
00 Ret.Exist_Non-FBC_NoCtrl & GPM & DRET | 0 | 0 | 0 | 0 | 0 | 0 | 0
00 Ret.Exist_Non-FBC_NoCtrl & GPM & NGC | 0 | 0 | 0 | 0 | 0 | 0 | 0
00 Ret.Exist_Non-FBC_NoCtrl & GPM & SCR | 0 | 0 | 0 | 0 | 0 | 0 | 0
00 Ret.Exist_Non-FBC_NoCtrl & GPM & SCR & DRET | 0 | 0 | 0 | 0 | 0 | 0 | 0
00 Ret.Exist_Non-FBC_NoCtrl & GPM & SCR & NGC | 0 | 0 | 0 | 0 | 0 | 0 | 0
00 Ret.Exist_Non-FBC_NoCtrl & GPM & SNCR | 0 | 0 | 0 | 0 | 0 | 0 | 0
00 Ret.Exist_Non-FBC_NoCtrl & GPM & SNCR & DRET | 0 | 0 | 0 | 0 | 0 | 0 | 0
00 Ret.Exist_Non-FBC_NoCtrl & GPM & SNCR & NGC | 0 | 0 | 0 | 0 | 0 | 0 | 0
00 Ret.Exist_Non-FBC_NoCtrl & GPM & WetFGD & SCR & CCS | 0 | 0 | 0 | 0 | 0 | 0 | 0
00 Ret.Exist_Non-FBC_NoCtrl & NGC | 0 | 0 | 0 | 0 | 0 | 0 | 0
00 Ret.Exist_Non-FBC_NoCtrl & SCR | 0 | 0 | 0 | 0 | 0 | 0 | 0
00 Ret.Exist_Non-FBC_NoCtrl & SCR & C2G | 0 | 0 | 0 | 0 | 0 | 0 | 0
00 Ret.Exist_Non-FBC_NoCtrl & SCR & DRET | 0 | 0 | 0 | 0 | 0 | 0 | 0
00 Ret.Exist_Non-FBC_NoCtrl & SCR & NGC | 0 | 0 | 0 | 0 | 0 | 0 | 0
00 Ret.Exist_Non-FBC_NoCtrl & SCR & WetFGD & CCS | 0 | 0 | 0 | 0 | 0 | 0 | 0
00 Ret.Exist_Non-FBC_NoCtrl & SNCR | 0 | 0 | 0 | 0 | 0 | 0 | 0
00 Ret.Exist_Non-FBC_NoCtrl & SNCR & C2G | 0 | 0 | 0 | 0 | 0 | 0 | 0
00 Ret.Exist_Non-FBC_NoCtrl & SNCR & DRET | 0 | 0 | 0 | 0 | 0 | 0 | 0
00 Ret.Exist_Non-FBC_NoCtrl & SNCR & NGC | 0 | 0 | 0 | 0 | 0 | 0 | 0
00 Ret.Exist_Non-FBC_SCR_ACI & C2G | 0 | 0 | 0 | 0 | 0 | 0 | 0
00 Ret.Exist_Non-FBC_SCR_ACI & DCCS | 0 | 1146 | 0 | 0 | 0 | 0 | 0
00 Ret.Exist_Non-FBC_SCR_ACI & DCCS & WetFGD & CCS | 0 | 0 | 775.2566 | 0 | 0 | 0 | 0
00 Ret.Exist_Non-FBC_SCR_ACI & DRET | 0 | 701 | 0 | 0 | 0 | 0 | 0
00 Ret.Exist_Non-FBC_SCR_ACI & DSI | 0 | 0 | 0 | 0 | 0 | 0 | 0
00 Ret.Exist_Non-FBC_SCR_ACI & DSI & C2G | 0 | 0 | 0 | 0 | 0 | 0 | 0
00 Ret.Exist_Non-FBC_SCR_ACI & DSI & DRET | 0 | 0 | 0 | 0 | 0 | 0 | 0
00 Ret.Exist_Non-FBC_SCR_ACI & DSI & GPM | 0 | 0 | 0 | 0 | 0 | 0 | 0
00 Ret.Exist_Non-FBC_SCR_ACI & DSI & GPM & C2G | 0 | 0 | 0 | 0 | 0 | 0 | 0
00 Ret.Exist_Non-FBC_SCR_ACI & DSI & GPM & DRET | 0 | 0 | 0 | 0 | 0 | 0 | 0
00 Ret.Exist_Non-FBC_SCR_ACI & DSI & GPM & NGC | 0 | 0 | 0 | 0 | 0 | 0 | 0
00 Ret.Exist_Non-FBC_SCR_ACI & DSI & GPM & WetFGD & CCS | 0 | 0 | 0 | 0 | 0 | 0 | 0
00 Ret.Exist_Non-FBC_SCR_ACI & DSI & NGC | 0 | 0 | 0 | 0 | 0 | 0 | 0
00 Ret.Exist_Non-FBC_SCR_ACI & DSI & WetFGD & CCS | 0 | 0 | 0 | 0 | 0 | 0 | 0
00 Ret.Exist_Non-FBC_SCR_ACI & GPM | 0 | 0 | 0 | 0 | 0 | 0 | 0
00 Ret.Exist_Non-FBC_SCR_ACI & GPM & C2G | 0 | 0 | 0 | 0 | 0 | 0 | 0
00 Ret.Exist_Non-FBC_SCR_ACI & GPM & DRET | 0 | 0 | 0 | 0 | 0 | 0 | 0
00 Ret.Exist_Non-FBC_SCR_ACI & GPM & NGC | 0 | 0 | 0 | 0 | 0 | 0 | 0
00 Ret.Exist_Non-FBC_SCR_ACI & GPM & WetFGD & CCS | 0 | 0 | 0 | 0 | 0 | 0 | 0
00 Ret.Exist_Non-FBC_SCR_ACI & NGC | 0 | 0 | 0 | 0 | 0 | 0 | 0
00 Ret.Exist_Non-FBC_SCR_ACI & WetFGD & CCS | 0 | 0 | 0 | 0 | 0 | 0 | 0
00 Ret.Exist_Non-FBC_SCR_ACI_DSI & C2G | 305 | 0 | 0 | 0 | 0 | 0 | 0
00 Ret.Exist_Non-FBC_SCR_ACI_DSI & DCCS | 0 | 0 | 0 | 0 | 0 | 0 | 0
00 Ret.Exist_Non-FBC_SCR_ACI_DSI & DCCS & WetFGD & CCS | 0 | 0 | 0 | 0 | 0 | 0 | 0
00 Ret.Exist_Non-FBC_SCR_ACI_DSI & DRET | 0 | 390 | 0 | 0 | 0 | 0 | 0
00 Ret.Exist_Non-FBC_SCR_ACI_DSI & GPM | 0 | 0 | 0 | 0 | 0 | 0 | 0
00 Ret.Exist_Non-FBC_SCR_ACI_DSI & GPM & C2G | 0 | 0 | 0 | 0 | 0 | 0 | 0
00 Ret.Exist_Non-FBC_SCR_ACI_DSI & GPM & DRET | 0 | 0 | 0 | 0 | 0 | 0 | 0
00 Ret.Exist_Non-FBC_SCR_ACI_DSI & GPM & NGC | 0 | 0 | 0 | 0 | 0 | 0 | 0
00 Ret.Exist_Non-FBC_SCR_ACI_DSI & GPM & WetFGD & CCS | 0 | 0 | 0 | 0 | 0 | 0 | 0
00 Ret.Exist_Non-FBC_SCR_ACI_DSI & NGC | 0 | 0 | 0 | 0 | 0 | 0 | 0
00 Ret.Exist_Non-FBC_SCR_ACI_DSI & WetFGD & CCS | 0 | 0 | 0 | 0 | 0 | 0 | 0
00 Ret.Exist_Non-FBC_SNCR_ACI & C2G | 0 | 0 | 0 | 0 | 0 | 0 | 0
00 Ret.Exist_Non-FBC_SNCR_ACI & C2G & SCR | 0 | 0 | 0 | 0 | 0 | 0 | 0
00 Ret.Exist_Non-FBC_SNCR_ACI & DRET | 0 | 557 | 0 | 0 | 0 | 0 | 0
00 Ret.Exist_Non-FBC_SNCR_ACI & DSI | 0 | 0 | 0 | 0 | 0 | 0 | 0
00 Ret.Exist_Non-FBC_SNCR_ACI & DSI & C2G | 0 | 0 | 0 | 0 | 0 | 0 | 0
00 Ret.Exist_Non-FBC_SNCR_ACI & DSI & C2G & SCR | 0 | 0 | 0 | 0 | 0 | 0 | 0
00 Ret.Exist_Non-FBC_SNCR_ACI & DSI & DRET | 0 | 0 | 0 | 0 | 0 | 0 | 0
00 Ret.Exist_Non-FBC_SNCR_ACI & DSI & NGC | 0 | 0 | 0 | 0 | 0 | 0 | 0
00 Ret.Exist_Non-FBC_SNCR_ACI & DSI & SCR | 0 | 0 | 0 | 0 | 0 | 0 | 0
00 Ret.Exist_Non-FBC_SNCR_ACI & DSI & SCR & DRET | 0 | 0 | 0 | 0 | 0 | 0 | 0
00 Ret.Exist_Non-FBC_SNCR_ACI & DSI & SCR & NGC | 0 | 0 | 0 | 0 | 0 | 0 | 0
00 Ret.Exist_Non-FBC_SNCR_ACI & DSI & WetFGD & SCR & CCS | 0 | 0 | 0 | 0 | 0 | 0 | 0
00 Ret.Exist_Non-FBC_SNCR_ACI & GPM | 0 | 0 | 0 | 0 | 0 | 0 | 0
00 Ret.Exist_Non-FBC_SNCR_ACI & GPM & C2G | 0 | 0 | 0 | 0 | 0 | 0 | 0
00 Ret.Exist_Non-FBC_SNCR_ACI & GPM & C2G & SCR | 0 | 0 | 0 | 0 | 0 | 0 | 0
00 Ret.Exist_Non-FBC_SNCR_ACI & GPM & DRET | 0 | 0 | 0 | 0 | 0 | 0 | 0
00 Ret.Exist_Non-FBC_SNCR_ACI & GPM & NGC | 0 | 0 | 0 | 0 | 0 | 0 | 0
00 Ret.Exist_Non-FBC_SNCR_ACI & GPM & SCR | 0 | 0 | 0 | 0 | 0 | 0 | 0
00 Ret.Exist_Non-FBC_SNCR_ACI & GPM & SCR & DRET | 0 | 0 | 0 | 0 | 0 | 0 | 0
00 Ret.Exist_Non-FBC_SNCR_ACI & GPM & SCR & NGC | 0 | 0 | 0 | 0 | 0 | 0 | 0
00 Ret.Exist_Non-FBC_SNCR_ACI & GPM & WetFGD & SCR & CCS | 0 | 0 | 0 | 0 | 0 | 0 | 0
00 Ret.Exist_Non-FBC_SNCR_ACI & NGC | 0 | 0 | 0 | 0 | 0 | 0 | 0
00 Ret.Exist_Non-FBC_SNCR_ACI & SCR | 0 | 0 | 0 | 0 | 0 | 0 | 0
00 Ret.Exist_Non-FBC_SNCR_ACI & SCR & C2G | 0 | 0 | 0 | 0 | 0 | 0 | 0
00 Ret.Exist_Non-FBC_SNCR_ACI & SCR & DRET | 0 | 0 | 0 | 0 | 0 | 0 | 0
00 Ret.Exist_Non-FBC_SNCR_ACI & SCR & NGC | 0 | 0 | 0 | 0 | 0 | 0 | 0
00 Ret.Exist_Non-FBC_SNCR_ACI & SCR & WetFGD & CCS | 0 | 0 | 0 | 0 | 0 | 0 | 0
00 Ret.Exist_Non-FBC_SNCR_ACI_DSI & C2G | 1033 | 0 | 0 | 0 | 0 | 0 | 0
00 Ret.Exist_Non-FBC_SNCR_ACI_DSI & C2G & SCR | 0 | 535.436 | 0 | 0 | 0 | 0 | 0
00 Ret.Exist_Non-FBC_SNCR_ACI_DSI & DCCS | 0 | 0 | 0 | 0 | 0 | 0 | 0
00 Ret.Exist_Non-FBC_SNCR_ACI_DSI & DCCS & WetFGD & SCR & CCS | 0 | 0 | 0 | 0 | 0 | 0 | 0
00 Ret.Exist_Non-FBC_SNCR_ACI_DSI & DRET | 0 | 0 | 0 | 0 | 0 | 0 | 0
00 Ret.Exist_Non-FBC_SNCR_ACI_DSI & GPM | 0 | 0 | 0 | 0 | 0 | 0 | 0
00 Ret.Exist_Non-FBC_SNCR_ACI_DSI & GPM & C2G | 0 | 0 | 0 | 0 | 0 | 0 | 0
00 Ret.Exist_Non-FBC_SNCR_ACI_DSI & GPM & C2G & SCR | 0 | 0 | 0 | 0 | 0 | 0 | 0
00 Ret.Exist_Non-FBC_SNCR_ACI_DSI & GPM & DRET | 0 | 0 | 0 | 0 | 0 | 0 | 0
00 Ret.Exist_Non-FBC_SNCR_ACI_DSI & GPM & NGC | 0 | 0 | 0 | 0 | 0 | 0 | 0
00 Ret.Exist_Non-FBC_SNCR_ACI_DSI & GPM & SCR | 0 | 0 | 0 | 0 | 0 | 0 | 0
00 Ret.Exist_Non-FBC_SNCR_ACI_DSI & GPM & SCR & DRET | 0 | 0 | 0 | 0 | 0 | 0 | 0
00 Ret.Exist_Non-FBC_SNCR_ACI_DSI & GPM & SCR & NGC | 0 | 0 | 0 | 0 | 0 | 0 | 0
00 Ret.Exist_Non-FBC_SNCR_ACI_DSI & GPM & WetFGD & SCR & CCS | 0 | 0 | 0 | 0 | 0 | 0 | 0
00 Ret.Exist_Non-FBC_SNCR_ACI_DSI & NGC | 0 | 0 | 0 | 0 | 0 | 0 | 0
00 Ret.Exist_Non-FBC_SNCR_ACI_DSI & SCR | 0 | 0 | 0 | 0 | 0 | 0 | 0
00 Ret.Exist_Non-FBC_SNCR_ACI_DSI & SCR & C2G | 0 | 0 | 0 | 0 | 0 | 0 | 0
00 Ret.Exist_Non-FBC_SNCR_ACI_DSI & SCR & DRET | 0 | 0 | 0 | 0 | 0 | 0 | 0
00 Ret.Exist_Non-FBC_SNCR_ACI_DSI & SCR & NGC | 0 | 0 | 0 | 0 | 0 | 0 | 0
00 Ret.Exist_Non-FBC_SNCR_ACI_DSI & SCR & WetFGD & CCS | 0 | 0 | 0 | 0 | 0 | 0 | 0
00 Ret.Exist_Non-FBC_WetFGD & ACI | 0 | 0 | 0 | 0 | 0 | 0 | 0
00 Ret.Exist_Non-FBC_WetFGD & ACI & C2G | 0 | 0 | 0 | 0 | 0 | 0 | 0
00 Ret.Exist_Non-FBC_WetFGD & ACI & C2G & SCR | 0 | 0 | 0 | 0 | 0 | 0 | 0
00 Ret.Exist_Non-FBC_WetFGD & ACI & DRET | 0 | 0 | 0 | 0 | 0 | 0 | 0
00 Ret.Exist_Non-FBC_WetFGD & ACI & GPM | 0 | 0 | 0 | 0 | 0 | 0 | 0
00 Ret.Exist_Non-FBC_WetFGD & ACI & GPM & C2G | 0 | 0 | 0 | 0 | 0 | 0 | 0
00 Ret.Exist_Non-FBC_WetFGD & ACI & GPM & C2G & SCR | 0 | 0 | 0 | 0 | 0 | 0 | 0
00 Ret.Exist_Non-FBC_WetFGD & ACI & GPM & DRET | 0 | 0 | 0 | 0 | 0 | 0 | 0
00 Ret.Exist_Non-FBC_WetFGD & ACI & GPM & NGC | 0 | 0 | 0 | 0 | 0 | 0 | 0
00 Ret.Exist_Non-FBC_WetFGD & ACI & GPM & SCR | 0 | 0 | 0 | 0 | 0 | 0 | 0
00 Ret.Exist_Non-FBC_WetFGD & ACI & GPM & SCR & CCS | 0 | 0 | 0 | 0 | 0 | 0 | 0
00 Ret.Exist_Non-FBC_WetFGD & ACI & GPM & SCR & DRET | 0 | 0 | 0 | 0 | 0 | 0 | 0
00 Ret.Exist_Non-FBC_WetFGD & ACI & GPM & SCR & NGC | 0 | 0 | 0 | 0 | 0 | 0 | 0
00 Ret.Exist_Non-FBC_WetFGD & ACI & GPM & SNCR | 0 | 0 | 0 | 0 | 0 | 0 | 0
00 Ret.Exist_Non-FBC_WetFGD & ACI & GPM & SNCR & DRET | 0 | 0 | 0 | 0 | 0 | 0 | 0
00 Ret.Exist_Non-FBC_WetFGD & ACI & GPM & SNCR & NGC | 0 | 0 | 0 | 0 | 0 | 0 | 0
00 Ret.Exist_Non-FBC_WetFGD & ACI & NGC | 0 | 0 | 0 | 0 | 0 | 0 | 0
00 Ret.Exist_Non-FBC_WetFGD & ACI & SCR | 0 | 0 | 0 | 0 | 0 | 0 | 0
00 Ret.Exist_Non-FBC_WetFGD & ACI & SCR & CCS | 0 | 0 | 0 | 0 | 0 | 0 | 0
00 Ret.Exist_Non-FBC_WetFGD & ACI & SCR & DRET | 0 | 0 | 0 | 0 | 0 | 0 | 0
00 Ret.Exist_Non-FBC_WetFGD & ACI & SCR & NGC | 0 | 0 | 0 | 0 | 0 | 0 | 0
00 Ret.Exist_Non-FBC_WetFGD & ACI & SNCR | 0 | 0 | 0 | 0 | 0 | 0 | 0
00 Ret.Exist_Non-FBC_WetFGD & ACI & SNCR & DRET | 0 | 0 | 0 | 0 | 0 | 0 | 0
00 Ret.Exist_Non-FBC_WetFGD & ACI & SNCR & NGC | 0 | 0 | 0 | 0 | 0 | 0 | 0
00 Ret.Exist_Non-FBC_WetFGD & C2G | 0 | 196 | 0 | 0 | 0 | 0 | 0
00 Ret.Exist_Non-FBC_WetFGD & C2G & SCR | 0 | 0 | 0 | 0 | 0 | 0 | 0
00 Ret.Exist_Non-FBC_WetFGD & DRET | 0 | 2272 | 0 | 0 | 0 | 0 | 0
00 Ret.Exist_Non-FBC_WetFGD & DCCS | 0 | 0 | 0 | 0 | 0 | 0 | 0
00 Ret.Exist_Non-FBC_WetFGD & DCCS & SCR & CCS | 0 | 0 | 0 | 0 | 0 | 0 | 0
00 Ret.Exist_Non-FBC_WetFGD & GPM | 0 | 0 | 0 | 0 | 0 | 0 | 0
00 Ret.Exist_Non-FBC_WetFGD & GPM & C2G | 0 | 0 | 0 | 0 | 0 | 0 | 0
00 Ret.Exist_Non-FBC_WetFGD & GPM & C2G & SCR | 0 | 0 | 0 | 0 | 0 | 0 | 0
00 Ret.Exist_Non-FBC_WetFGD & GPM & DRET | 0 | 0 | 0 | 0 | 0 | 0 | 0
00 Ret.Exist_Non-FBC_WetFGD & GPM & NGC | 0 | 0 | 0 | 0 | 0 | 0 | 0
00 Ret.Exist_Non-FBC_WetFGD & GPM & SCR | 0 | 0 | 0 | 0 | 0 | 0 | 0
00 Ret.Exist_Non-FBC_WetFGD & GPM & SCR & CCS | 0 | 0 | 0 | 0 | 0 | 0 | 0
00 Ret.Exist_Non-FBC_WetFGD & GPM & SCR & DRET | 0 | 0 | 0 | 0 | 0 | 0 | 0
00 Ret.Exist_Non-FBC_WetFGD & GPM & SCR & NGC | 0 | 0 | 0 | 0 | 0 | 0 | 0
00 Ret.Exist_Non-FBC_WetFGD & GPM & SNCR | 0 | 0 | 0 | 0 | 0 | 0 | 0
00 Ret.Exist_Non-FBC_WetFGD & GPM & SNCR & DRET | 0 | 0 | 0 | 0 | 0 | 0 | 0
00 Ret.Exist_Non-FBC_WetFGD & GPM & SNCR & NGC | 0 | 0 | 0 | 0 | 0 | 0 | 0
00 Ret.Exist_Non-FBC_WetFGD & NGC | 0 | 0 | 0 | 0 | 0 | 0 | 0
00 Ret.Exist_Non-FBC_WetFGD & SCR | 0 | 0 | 0 | 0 | 0 | 0 | 0
00 Ret.Exist_Non-FBC_WetFGD & SCR & C2G | 0 | 0 | 0 | 0 | 0 | 0 | 0
00 Ret.Exist_Non-FBC_WetFGD & SCR & CCS | 0 | 0 | 0 | 0 | 0 | 0 | 0
00 Ret.Exist_Non-FBC_WetFGD & SCR & DRET | 0 | 0 | 0 | 0 | 0 | 0 | 0
00 Ret.Exist_Non-FBC_WetFGD & SCR & NGC | 0 | 0 | 0 | 0 | 0 | 0 | 0
00 Ret.Exist_Non-FBC_WetFGD & SNCR | 0 | 0 | 0 | 0 | 0 | 0 | 0
00 Ret.Exist_Non-FBC_WetFGD & SNCR & C2G | 0 | 0 | 0 | 0 | 0 | 0 | 0
00 Ret.Exist_Non-FBC_WetFGD & SNCR & DRET | 0 | 0 | 0 | 0 | 0 | 0 | 0
00 Ret.Exist_Non-FBC_WetFGD & SNCR & NGC | 0 | 0 | 0 | 0 | 0 | 0 | 0
00 Ret.Exist_Non-FBC_WetFGD_ACI & C2G | 1070 | 0 | 0 | 0 | 0 | 0 | 0
00 Ret.Exist_Non-FBC_WetFGD_ACI & C2G & SCR | 0 | 0 | 0 | 0 | 0 | 0 | 0
00 Ret.Exist_Non-FBC_WetFGD_ACI & DCCS | 1471.12 | 1142 | 0 | 0 | 0 | 0 | 0
00 Ret.Exist_Non-FBC_WetFGD_ACI & DCCS & SCR & CCS | 0 | 0 | 1733.3647 | 0 | 0 | 0 | 0
00 Ret.Exist_Non-FBC_WetFGD_ACI & DRET | 0 | 164 | 0 | 0 | 0 | 0 | 0
00 Ret.Exist_Non-FBC_WetFGD_ACI & GPM | 0 | 0 | 0 | 0 | 0 | 0 | 0
00 Ret.Exist_Non-FBC_WetFGD_ACI & GPM & C2G | 0 | 0 | 0 | 0 | 0 | 0 | 0
00 Ret.Exist_Non-FBC_WetFGD_ACI & GPM & C2G & SCR | 0 | 0 | 0 | 0 | 0 | 0 | 0
00 Ret.Exist_Non-FBC_WetFGD_ACI & GPM & DRET | 0 | 0 | 0 | 0 | 0 | 0 | 0
00 Ret.Exist_Non-FBC_WetFGD_ACI & GPM & NGC | 0 | 0 | 0 | 0 | 0 | 0 | 0
00 Ret.Exist_Non-FBC_WetFGD_ACI & GPM & SCR | 0 | 0 | 0 | 0 | 0 | 0 | 0
00 Ret.Exist_Non-FBC_WetFGD_ACI & GPM & SCR & CCS | 0 | 0 | 0 | 0 | 0 | 0 | 0
00 Ret.Exist_Non-FBC_WetFGD_ACI & GPM & SCR & DRET | 0 | 0 | 0 | 0 | 0 | 0 | 0
00 Ret.Exist_Non-FBC_WetFGD_ACI & GPM & SCR & NGC | 0 | 0 | 0 | 0 | 0 | 0 | 0
00 Ret.Exist_Non-FBC_WetFGD_ACI & GPM & SNCR | 0 | 0 | 0 | 0 | 0 | 0 | 0
00 Ret.Exist_Non-FBC_WetFGD_ACI & GPM & SNCR & DRET | 0 | 0 | 0 | 0 | 0 | 0 | 0
00 Ret.Exist_Non-FBC_WetFGD_ACI & GPM & SNCR & NGC | 0 | 0 | 0 | 0 | 0 | 0 | 0
00 Ret.Exist_Non-FBC_WetFGD_ACI & NGC | 0 | 1.7955 | 0 | 0 | 0 | 0 | 0
00 Ret.Exist_Non-FBC_WetFGD_ACI & SCR | 0 | 7.4842 | 0 | 0 | 0 | 0 | 0
00 Ret.Exist_Non-FBC_WetFGD_ACI & SCR & C2G | 0 | 0 | 0 | 0 | 0 | 0 | 0
00 Ret.Exist_Non-FBC_WetFGD_ACI & SCR & CCS | 0 | 0 | 4.9506 | 0 | 0 | 0 | 0
00 Ret.Exist_Non-FBC_WetFGD_ACI & SCR & DRET | 0 | 0 | 0 | 0 | 0 | 0 | 0
00 Ret.Exist_Non-FBC_WetFGD_ACI & SCR & NGC | 0 | 0 | 0 | 0 | 0 | 0 | 0
00 Ret.Exist_Non-FBC_WetFGD_ACI & SNCR | 0 | 0 | 0 | 0 | 0 | 0 | 0
00 Ret.Exist_Non-FBC_WetFGD_ACI & SNCR & C2G | 0 | 0 | 0 | 0 | 0 | 0 | 0
00 Ret.Exist_Non-FBC_WetFGD_ACI & SNCR & DRET | 0 | 0 | 0 | 0 | 0 | 0 | 0
00 Ret.Exist_Non-FBC_WetFGD_ACI & SNCR & NGC | 0 | 0 | 0 | 0 | 0 | 0 | 0
00 Ret.Exist_Non-FBC_WetFGD_ACI_DSI & C2G | 530 | 0 | 0 | 0 | 0 | 0 | 0
00 Ret.Exist_Non-FBC_WetFGD_ACI_DSI & C2G & SCR | 0 | 0 | 0 | 0 | 0 | 0 | 0
00 Ret.Exist_Non-FBC_WetFGD_ACI_DSI & DCCS | 0 | 0 | 0 | 0 | 0 | 0 | 0
00 Ret.Exist_Non-FBC_WetFGD_ACI_DSI & DCCS & SCR & CCS | 0 | 0 | 0 | 0 | 0 | 0 | 0
00 Ret.Exist_Non-FBC_WetFGD_ACI_DSI & DRET | 0 | 0 | 0 | 0 | 0 | 0 | 0
00 Ret.Exist_Non-FBC_WetFGD_ACI_DSI & GPM | 0 | 0 | 0 | 0 | 0 | 0 | 0
00 Ret.Exist_Non-FBC_WetFGD_ACI_DSI & GPM & C2G | 0 | 0 | 0 | 0 | 0 | 0 | 0
00 Ret.Exist_Non-FBC_WetFGD_ACI_DSI & GPM & C2G & SCR | 0 | 0 | 0 | 0 | 0 | 0 | 0
00 Ret.Exist_Non-FBC_WetFGD_ACI_DSI & GPM & DRET | 0 | 0 | 0 | 0 | 0 | 0 | 0
00 Ret.Exist_Non-FBC_WetFGD_ACI_DSI & GPM & NGC | 0 | 0 | 0 | 0 | 0 | 0 | 0
00 Ret.Exist_Non-FBC_WetFGD_ACI_DSI & GPM & SCR | 0 | 0 | 0 | 0 | 0 | 0 | 0
00 Ret.Exist_Non-FBC_WetFGD_ACI_DSI & GPM & SCR & CCS | 0 | 0 | 0 | 0 | 0 | 0 | 0
00 Ret.Exist_Non-FBC_WetFGD_ACI_DSI & GPM & SCR & DRET | 0 | 0 | 0 | 0 | 0 | 0 | 0
00 Ret.Exist_Non-FBC_WetFGD_ACI_DSI & GPM & SCR & NGC | 0 | 0 | 0 | 0 | 0 | 0 | 0
00 Ret.Exist_Non-FBC_WetFGD_ACI_DSI & GPM & SNCR | 0 | 0 | 0 | 0 | 0 | 0 | 0
00 Ret.Exist_Non-FBC_WetFGD_ACI_DSI & GPM & SNCR & DRET | 0 | 0 | 0 | 0 | 0 | 0 | 0
00 Ret.Exist_Non-FBC_WetFGD_ACI_DSI & GPM & SNCR & NGC | 0 | 0 | 0 | 0 | 0 | 0 | 0
00 Ret.Exist_Non-FBC_WetFGD_ACI_DSI & NGC | 0 | 0 | 0 | 0 | 0 | 0 | 0
00 Ret.Exist_Non-FBC_WetFGD_ACI_DSI & SCR | 0 | 0 | 0 | 0 | 0 | 0 | 0
00 Ret.Exist_Non-FBC_WetFGD_ACI_DSI & SCR & C2G | 0 | 0 | 0 | 0 | 0 | 0 | 0
00 Ret.Exist_Non-FBC_WetFGD_ACI_DSI & SCR & CCS | 0 | 0 | 0 | 0 | 0 | 0 | 0
00 Ret.Exist_Non-FBC_WetFGD_ACI_DSI & SCR & DRET | 0 | 0 | 0 | 0 | 0 | 0 | 0
00 Ret.Exist_Non-FBC_WetFGD_ACI_DSI & SCR & NGC | 0 | 0 | 0 | 0 | 0 | 0 | 0
00 Ret.Exist_Non-FBC_WetFGD_ACI_DSI & SNCR | 0 | 0 | 0 | 0 | 0 | 0 | 0
00 Ret.Exist_Non-FBC_WetFGD_ACI_DSI & SNCR & C2G | 0 | 0 | 0 | 0 | 0 | 0 | 0
00 Ret.Exist_Non-FBC_WetFGD_ACI_DSI & SNCR & DRET | 0 | 0 | 0 | 0 | 0 | 0 | 0
00 Ret.Exist_Non-FBC_WetFGD_ACI_DSI & SNCR & NGC | 0 | 0 | 0 | 0 | 0 | 0 | 0
00 Ret.Exist_Non-FBC_WetFGD_SCR & ACI | 0 | 0 | 0 | 0 | 0 | 0 | 0
00 Ret.Exist_Non-FBC_WetFGD_SCR & ACI & C2G | 0 | 0 | 0 | 0 | 0 | 0 | 0
00 Ret.Exist_Non-FBC_WetFGD_SCR & ACI & CCS | 0 | 0 | 0 | 0 | 0 | 0 | 0
00 Ret.Exist_Non-FBC_WetFGD_SCR & DCCS | 1109 | 4460.5383 | 0 | 0 | 0 | 0 | 0
00 Ret.Exist_Non-FBC_WetFGD_SCR & DCCS & CCS | 0 | 0 | 3842.3389 | 0 | 0 | 0 | 0
00 Ret.Exist_Non-FBC_WetFGD_SCR & ACI & DRET | 0 | 0 | 0 | 0 | 0 | 0 | 0
00 Ret.Exist_Non-FBC_WetFGD_SCR & ACI & GPM | 0 | 0 | 0 | 0 | 0 | 0 | 0
00 Ret.Exist_Non-FBC_WetFGD_SCR & ACI & GPM & C2G | 0 | 0 | 0 | 0 | 0 | 0 | 0
00 Ret.Exist_Non-FBC_WetFGD_SCR & ACI & GPM & CCS | 0 | 0 | 0 | 0 | 0 | 0 | 0
00 Ret.Exist_Non-FBC_WetFGD_SCR & ACI & GPM & DRET | 0 | 0 | 0 | 0 | 0 | 0 | 0
00 Ret.Exist_Non-FBC_WetFGD_SCR & ACI & GPM & NGC | 0 | 0 | 0 | 0 | 0 | 0 | 0
00 Ret.Exist_Non-FBC_WetFGD_SCR & ACI & NGC | 0 | 0 | 0 | 0 | 0 | 0 | 0
00 Ret.Exist_Non-FBC_WetFGD_SCR & C2G | 41.5114 | 2103.7572 | 0 | 0 | 0 | 0 | 0
00 Ret.Exist_Non-FBC_WetFGD_SCR & CCS | 0 | 8.2805 | 0 | 0 | 0 | 0 | 0
00 Ret.Exist_Non-FBC_WetFGD_SCR & DRET | 0 | 11764.851 | 0 | 0 | 0 | 0 | 0
00 Ret.Exist_Non-FBC_WetFGD_SCR & GPM | 3286 | 0 | 0 | 0 | 0 | 0 | 0
00 Ret.Exist_Non-FBC_WetFGD_SCR & GPM & C2G | 0 | 0 | 0 | 0 | 0 | 0 | 0
00 Ret.Exist_Non-FBC_WetFGD_SCR & GPM & CCS | 0 | 0 | 0 | 0 | 0 | 0 | 0
00 Ret.Exist_Non-FBC_WetFGD_SCR & GPM & DRET | 0 | 3286 | 0 | 0 | 0 | 0 | 0
00 Ret.Exist_Non-FBC_WetFGD_SCR & GPM & NGC | 0 | 0 | 0 | 0 | 0 | 0 | 0
00 Ret.Exist_Non-FBC_WetFGD_SCR & NGC | 0 | 0 | 0 | 0 | 0 | 0 | 0
00 Ret.Exist_Non-FBC_WetFGD_SCR_ACI & C2G | 1617 | 698.5969 | 0 | 0 | 0 | 0 | 0
00 Ret.Exist_Non-FBC_WetFGD_SCR_ACI & CCS | 0 | 0 | 0 | 0 | 0 | 0 | 0
00 Ret.Exist_Non-FBC_WetFGD_SCR_ACI & DCCS | 523 | 7176.8137 | 0 | 0 | 0 | 0 | 0
00 Ret.Exist_Non-FBC_WetFGD_SCR_ACI & DCCS & CCS | 0 | 0 | 5186.7663 | 0 | 0 | 0 | 0
00 Ret.Exist_Non-FBC_WetFGD_SCR_ACI & DRET | 0 | 2783.5894 | 0 | 0 | 0 | 0 | 0
00 Ret.Exist_Non-FBC_WetFGD_SCR_ACI & GPM | 0 | 0 | 0 | 0 | 0 | 0 | 0
00 Ret.Exist_Non-FBC_WetFGD_SCR_ACI & GPM & C2G | 0 | 0 | 0 | 0 | 0 | 0 | 0
00 Ret.Exist_Non-FBC_WetFGD_SCR_ACI & GPM & CCS | 0 | 0 | 0 | 0 | 0 | 0 | 0
00 Ret.Exist_Non-FBC_WetFGD_SCR_ACI & GPM & DRET | 0 | 0 | 0 | 0 | 0 | 0 | 0
00 Ret.Exist_Non-FBC_WetFGD_SCR_ACI & GPM & NGC | 0 | 0 | 0 | 0 | 0 | 0 | 0
00 Ret.Exist_Non-FBC_WetFGD_SCR_ACI & NGC | 0 | 0 | 0 | 0 | 0 | 0 | 0
00 Ret.Exist_Non-FBC_WetFGD_SCR_ACI_DSI & C2G | 2071 | 0 | 0 | 0 | 0 | 0 | 0
00 Ret.Exist_Non-FBC_WetFGD_SCR_ACI_DSI & CCS | 0 | 0 | 0 | 0 | 0 | 0 | 0
00 Ret.Exist_Non-FBC_WetFGD_SCR_ACI_DSI & DCCS | 417 | 3850 | 0 | 0 | 0 | 0 | 0
00 Ret.Exist_Non-FBC_WetFGD_SCR_ACI_DSI & DCCS & CCS | 0 | 0 | 2960.1755 | 0 | 0 | 0 | 0
00 Ret.Exist_Non-FBC_WetFGD_SCR_ACI_DSI & DRET | 0 | 1060 | 0 | 0 | 0 | 0 | 0
00 Ret.Exist_Non-FBC_WetFGD_SCR_ACI_DSI & GPM | 477 | 0 | 0 | 0 | 0 | 0 | 0
00 Ret.Exist_Non-FBC_WetFGD_SCR_ACI_DSI & GPM & C2G | 0 | 0 | 0 | 0 | 0 | 0 | 0
00 Ret.Exist_Non-FBC_WetFGD_SCR_ACI_DSI & GPM & CCS | 0 | 0 | 0 | 0 | 0 | 0 | 0
00 Ret.Exist_Non-FBC_WetFGD_SCR_ACI_DSI & GPM & DRET | 0 | 477 | 0 | 0 | 0 | 0 | 0
00 Ret.Exist_Non-FBC_WetFGD_SCR_ACI_DSI & GPM & NGC | 0 | 0 | 0 | 0 | 0 | 0 | 0
00 Ret.Exist_Non-FBC_WetFGD_SCR_ACI_DSI & NGC | 0 | 0 | 0 | 0 | 0 | 0 | 0
00 Ret.Exist_Non-FBC_WetFGD_SCR_DSI & ACI | 0 | 0 | 0 | 0 | 0 | 0 | 0
00 Ret.Exist_Non-FBC_WetFGD_SCR_DSI & ACI & C2G | 0 | 0 | 0 | 0 | 0 | 0 | 0
00 Ret.Exist_Non-FBC_WetFGD_SCR_DSI & ACI & CCS | 0 | 0 | 0 | 0 | 0 | 0 | 0
00 Ret.Exist_Non-FBC_WetFGD_SCR_DSI & ACI & DRET | 0 | 0 | 0 | 0 | 0 | 0 | 0
00 Ret.Exist_Non-FBC_WetFGD_SCR_DSI & ACI & GPM | 0 | 0 | 0 | 0 | 0 | 0 | 0
00 Ret.Exist_Non-FBC_WetFGD_SCR_DSI & ACI & GPM & C2G | 0 | 0 | 0 | 0 | 0 | 0 | 0
00 Ret.Exist_Non-FBC_WetFGD_SCR_DSI & ACI & GPM & CCS | 0 | 0 | 0 | 0 | 0 | 0 | 0
00 Ret.Exist_Non-FBC_WetFGD_SCR_DSI & ACI & GPM & DRET | 0 | 0 | 0 | 0 | 0 | 0 | 0
00 Ret.Exist_Non-FBC_WetFGD_SCR_DSI & ACI & GPM & NGC | 0 | 0 | 0 | 0 | 0 | 0 | 0
00 Ret.Exist_Non-FBC_WetFGD_SCR_DSI & ACI & NGC | 0 | 0 | 0 | 0 | 0 | 0 | 0
00 Ret.Exist_Non-FBC_WetFGD_SCR_DSI & C2G | 1971 | 0 | 0 | 0 | 0 | 0 | 0
00 Ret.Exist_Non-FBC_WetFGD_SCR_DSI & CCS | 0 | 0 | 0 | 0 | 0 | 0 | 0
00 Ret.Exist_Non-FBC_WetFGD_SCR_DSI & DCCS | 0 | 0 | 0 | 0 | 0 | 0 | 0
00 Ret.Exist_Non-FBC_WetFGD_SCR_DSI & DCCS & CCS | 0 | 0 | 0 | 0 | 0 | 0 | 0
00 Ret.Exist_Non-FBC_WetFGD_SCR_DSI & DRET | 0 | 0 | 0 | 0 | 0 | 0 | 0
00 Ret.Exist_Non-FBC_WetFGD_SCR_DSI & GPM | 0 | 0 | 0 | 0 | 0 | 0 | 0
00 Ret.Exist_Non-FBC_WetFGD_SCR_DSI & GPM & C2G | 0 | 0 | 0 | 0 | 0 | 0 | 0
00 Ret.Exist_Non-FBC_WetFGD_SCR_DSI & GPM & CCS | 0 | 0 | 0 | 0 | 0 | 0 | 0
00 Ret.Exist_Non-FBC_WetFGD_SCR_DSI & GPM & DRET | 0 | 0 | 0 | 0 | 0 | 0 | 0
00 Ret.Exist_Non-FBC_WetFGD_SCR_DSI & GPM & NGC | 0 | 0 | 0 | 0 | 0 | 0 | 0
00 Ret.Exist_Non-FBC_WetFGD_SCR_DSI & NGC | 0 | 0 | 0 | 0 | 0 | 0 | 0
00 Ret.Exist_Non-FBC_WetFGD_SNCR & ACI | 0 | 0 | 0 | 0 | 0 | 0 | 0
00 Ret.Exist_Non-FBC_WetFGD_SNCR & ACI & C2G | 0 | 0 | 0 | 0 | 0 | 0 | 0
00 Ret.Exist_Non-FBC_WetFGD_SNCR & ACI & C2G & SCR | 0 | 0 | 0 | 0 | 0 | 0 | 0
00 Ret.Exist_Non-FBC_WetFGD_SNCR & ACI & DRET | 0 | 0 | 0 | 0 | 0 | 0 | 0
00 Ret.Exist_Non-FBC_WetFGD_SNCR & ACI & GPM | 0 | 0 | 0 | 0 | 0 | 0 | 0
00 Ret.Exist_Non-FBC_WetFGD_SNCR & ACI & GPM & C2G | 0 | 0 | 0 | 0 | 0 | 0 | 0
00 Ret.Exist_Non-FBC_WetFGD_SNCR & ACI & GPM & C2G & SCR | 0 | 0 | 0 | 0 | 0 | 0 | 0
00 Ret.Exist_Non-FBC_WetFGD_SNCR & ACI & GPM & DRET | 0 | 0 | 0 | 0 | 0 | 0 | 0
00 Ret.Exist_Non-FBC_WetFGD_SNCR & ACI & GPM & NGC | 0 | 0 | 0 | 0 | 0 | 0 | 0
00 Ret.Exist_Non-FBC_WetFGD_SNCR & ACI & GPM & SCR | 0 | 0 | 0 | 0 | 0 | 0 | 0
00 Ret.Exist_Non-FBC_WetFGD_SNCR & ACI & GPM & SCR & CCS | 0 | 0 | 0 | 0 | 0 | 0 | 0
00 Ret.Exist_Non-FBC_WetFGD_SNCR & ACI & GPM & SCR & DRET | 0 | 0 | 0 | 0 | 0 | 0 | 0
00 Ret.Exist_Non-FBC_WetFGD_SNCR & ACI & GPM & SCR & NGC | 0 | 0 | 0 | 0 | 0 | 0 | 0
00 Ret.Exist_Non-FBC_WetFGD_SNCR & ACI & NGC | 0 | 0 | 0 | 0 | 0 | 0 | 0
00 Ret.Exist_Non-FBC_WetFGD_SNCR & ACI & SCR | 0 | 0 | 0 | 0 | 0 | 0 | 0
00 Ret.Exist_Non-FBC_WetFGD_SNCR & ACI & SCR & CCS | 0 | 0 | 0 | 0 | 0 | 0 | 0
00 Ret.Exist_Non-FBC_WetFGD_SNCR & ACI & SCR & DRET | 0 | 0 | 0 | 0 | 0 | 0 | 0
00 Ret.Exist_Non-FBC_WetFGD_SNCR & ACI & SCR & NGC | 0 | 0 | 0 | 0 | 0 | 0 | 0
00 Ret.Exist_Non-FBC_WetFGD_SNCR & C2G | 0 | 0 | 0 | 0 | 0 | 0 | 0
00 Ret.Exist_Non-FBC_WetFGD_SNCR & C2G & SCR | 0 | 0 | 0 | 0 | 0 | 0 | 0
00 Ret.Exist_Non-FBC_WetFGD_SNCR & DCCS | 0 | 0 | 0 | 0 | 0 | 0 | 0
00 Ret.Exist_Non-FBC_WetFGD_SNCR & DCCS & SCR & CCS | 0 | 0 | 0 | 0 | 0 | 0 | 0
00 Ret.Exist_Non-FBC_WetFGD_SNCR & DRET | 0 | 459 | 0 | 0 | 0 | 0 | 0
00 Ret.Exist_Non-FBC_WetFGD_SNCR & GPM | 0 | 0 | 0 | 0 | 0 | 0 | 0
00 Ret.Exist_Non-FBC_WetFGD_SNCR & GPM & C2G | 0 | 0 | 0 | 0 | 0 | 0 | 0
00 Ret.Exist_Non-FBC_WetFGD_SNCR & GPM & C2G & SCR | 0 | 0 | 0 | 0 | 0 | 0 | 0
00 Ret.Exist_Non-FBC_WetFGD_SNCR & GPM & DRET | 0 | 0 | 0 | 0 | 0 | 0 | 0
00 Ret.Exist_Non-FBC_WetFGD_SNCR & GPM & NGC | 0 | 0 | 0 | 0 | 0 | 0 | 0
00 Ret.Exist_Non-FBC_WetFGD_SNCR & GPM & SCR | 0 | 0 | 0 | 0 | 0 | 0 | 0
00 Ret.Exist_Non-FBC_WetFGD_SNCR & GPM & SCR & CCS | 0 | 0 | 0 | 0 | 0 | 0 | 0
00 Ret.Exist_Non-FBC_WetFGD_SNCR & GPM & SCR & DRET | 0 | 0 | 0 | 0 | 0 | 0 | 0
00 Ret.Exist_Non-FBC_WetFGD_SNCR & GPM & SCR & NGC | 0 | 0 | 0 | 0 | 0 | 0 | 0
00 Ret.Exist_Non-FBC_WetFGD_SNCR & NGC | 0 | 0 | 0 | 0 | 0 | 0 | 0
00 Ret.Exist_Non-FBC_WetFGD_SNCR & SCR | 0 | 0 | 0 | 0 | 0 | 0 | 0
00 Ret.Exist_Non-FBC_WetFGD_SNCR & SCR & C2G | 0 | 0 | 0 | 0 | 0 | 0 | 0
00 Ret.Exist_Non-FBC_WetFGD_SNCR & SCR & CCS | 0 | 0 | 0 | 0 | 0 | 0 | 0
00 Ret.Exist_Non-FBC_WetFGD_SNCR & SCR & DRET | 0 | 0 | 0 | 0 | 0 | 0 | 0
00 Ret.Exist_Non-FBC_WetFGD_SNCR & SCR & NGC | 0 | 0 | 0 | 0 | 0 | 0 | 0
00 Ret.Exist_Non-FBC_WetFGD_SNCR_ACI & C2G | 0 | 0 | 0 | 0 | 0 | 0 | 0
00 Ret.Exist_Non-FBC_WetFGD_SNCR_ACI & C2G & SCR | 0 | 0 | 0 | 0 | 0 | 0 | 0
00 Ret.Exist_Non-FBC_WetFGD_SNCR_ACI & DCCS | 2.682 | 760.3051 | 0 | 0 | 0 | 0 | 0
00 Ret.Exist_Non-FBC_WetFGD_SNCR_ACI & DCCS & SCR & CCS | 0 | 0 | 503.5219 | 0 | 0 | 0 | 0
00 Ret.Exist_Non-FBC_WetFGD_SNCR_ACI & DRET | 0 | 881.6949 | 0 | 0 | 0 | 0 | 0
00 Ret.Exist_Non-FBC_WetFGD_SNCR_ACI & GPM | 444.318 | 0 | 0 | 0 | 0 | 0 | 0
00 Ret.Exist_Non-FBC_WetFGD_SNCR_ACI & GPM & C2G | 0 | 0 | 0 | 0 | 0 | 0 | 0
00 Ret.Exist_Non-FBC_WetFGD_SNCR_ACI & GPM & C2G & SCR | 0 | 0 | 0 | 0 | 0 | 0 | 0
00 Ret.Exist_Non-FBC_WetFGD_SNCR_ACI & GPM & DRET | 0 | 0 | 0 | 0 | 0 | 0 | 0
00 Ret.Exist_Non-FBC_WetFGD_SNCR_ACI & GPM & NGC | 0 | 0 | 0 | 0 | 0 | 0 | 0
00 Ret.Exist_Non-FBC_WetFGD_SNCR_ACI & GPM & SCR | 0 | 0 | 0 | 0 | 0 | 0 | 0
00 Ret.Exist_Non-FBC_WetFGD_SNCR_ACI & GPM & SCR & CCS | 0 | 281.0871 | 0 | 0 | 0 | 0 | 0
00 Ret.Exist_Non-FBC_WetFGD_SNCR_ACI & GPM & SCR & DRET | 0 | 0 | 0 | 0 | 0 | 0 | 0
00 Ret.Exist_Non-FBC_WetFGD_SNCR_ACI & GPM & SCR & NGC | 0 | 0 | 0 | 0 | 0 | 0 | 0
00 Ret.Exist_Non-FBC_WetFGD_SNCR_ACI & NGC | 0 | 0 | 0 | 0 | 0 | 0 | 0
00 Ret.Exist_Non-FBC_WetFGD_SNCR_ACI & SCR | 0 | 0 | 0 | 0 | 0 | 0 | 0
00 Ret.Exist_Non-FBC_WetFGD_SNCR_ACI & SCR & C2G | 0 | 0 | 0 | 0 | 0 | 0 | 0
00 Ret.Exist_Non-FBC_WetFGD_SNCR_ACI & SCR & CCS | 0 | 0 | 0 | 0 | 0 | 0 | 0
00 Ret.Exist_Non-FBC_WetFGD_SNCR_ACI & SCR & DRET | 0 | 0 | 0 | 0 | 0 | 0 | 0
00 Ret.Exist_Non-FBC_WetFGD_SNCR_ACI & SCR & NGC | 0 | 0 | 0 | 0 | 0 | 0 | 0
00 Existing Combined Cycle Retirement | 1209.5276 | 0 | 1297.3 | 464 | 5965.7 | 7499.6 | 653
00 New Combined Cycle Retirement | 0 | 0 | 0 | 0 | 0 | 0 | 0
00 Existing Combustion Turbine Retirement | 521.7263 | 468.5 | 1241.2 | 164 | 10429.6 | 4467.5 | 0
00 New Combustion Turbine Retirement | 0 | 0 | 0 | 0 | 0 | 0 | 0
00 Oil/Gas Steam Retirement | 10404.0892 | 674.2235 | 3811.086 | 1070 | 0 | 2465.6 | 200.2686
00 Coal Steam Retirement | 50050.5963 | 19130.9685 | 34540.2822 | 1401.3788 | 17699.3743 | 47 | 0
00 IGCC Retirement | 745.3522 | 0 | 69.6478 | 0 | 0 | 0 | 0
00 Nuclear Retirement | 0 | 2687.6 | 7187.5 | 4632.6 | 14217.9 | 19479.6 | 16832.8
00 Biomass Retirement | 2940.1 | 0 | 12 | 46.5 | 0 | 0 | 0
00 Fossil_Other Retirement | 0 | 0 | 0 | 0 | 0 | 0 | 0
00 Fuel Cell Retirement | 0 | 0 | 0 | 0 | 0 | 0 | 0
00 Geothermal Retirement | 0 | 0 | 0 | 0 | 0 | 0 | 0
00 Hydro Retirement | 55 | 0 | 0 | 0 | 0 | 0 | 0
00 Landfill Gas Retirement | 6.4 | 0 | 119.6 | 0 | 0 | 0 | 0
00 Non Fossil_Other Retirement | 0 | 0 | 0 | 0 | 0 | 0 | 0
00 Solar Thermal Retirement | 0 | 0 | 0 | 0 | 0 | 0 | 0
00 Exist Dummy | 0 | 0 | 0 | 0 | 0 | 0 | 0
Total | 255920.5164 | 170187.5975 | 407034.5475 | 380824.1856 | 502050.4521 | 196368.6164 | 195592.4265
12. Generation by Capacity Reporting Type [GWh]
00 New Combined Cycle | 203930.247 | 214847.8004 | 117250.1684 | 107123.4209 | 98839.3585 | 189461.8023 | 305709.969
00 New Combined Cycle with CCS Retrofit | 0 | 0 | 6274.639 | 6274.639 | 4856.4075 | 5537.236 | 5581.0084
00 New Combined Cycle with CF Limit | 0 | 0 | 0 | 0 | 0 | 0 | 0
00 New Combined Cycle with HRI Retrofit | 0 | 0 | 0 | 0 | 0 | 0 | 0
00 New Combined Cycle with Hydrogen Retrofit | 0 | 3472.3955 | 0 | 0 | 0 | 0 | 0
00 New Combined Cycle with Hydrogen Retrofit Undone | 0 | 0 | 1596.5037 | 1596.5037 | 1596.5037 | 1596.5037 | 1596.5037
00 New Combined Cycle with CCS | 0 | 0 | 0 | 0 | 0 | 0 | 0
00 New Combustion Turbine | 5693.2776 | 10348.8269 | 22727.4029 | 27987.2539 | 24832.3212 | 46710.2696 | 68197.1106
00 New Combustion Turbine with HRI Retrofit | 0 | 0 | 0 | 0 | 0 | 0 | 0
00 New Combustion Turbine with Hydrogen Retrofit | 0 | 0 | 0 | 0 | 0 | 66.3486 | 64.2322
00 New Combustion Turbine with Hydrogen Retrofit Undone | 0 | 0 | 0 | 0 | 0 | 0 | 0
00 New Hydro | 0 | 11310.6707 | 30355.5315 | 49561.4644 | 48632.5824 | 49112.5348 | 49275.7687
00 New Nuclear | 0 | 0 | 0 | 0 | 0 | 0 | 0
00 New Nuclear - SMR | 0 | 0 | 0 | 0 | 0 | 2038.3932 | 2036.4067
00 New Biomass | 0 | 0 | 0 | 0 | 0 | 0 | 0
00 New Geothermal | 4744.8277 | 4744.8277 | 4744.8277 | 4744.8277 | 5273.4528 | 5272.9322 | 5272.6719
00 New Landfill Gas | 12112.1173 | 12150.0486 | 11960.8831 | 11198.5125 | 10372.1417 | 21394.0496 | 27080.0243
00 New Battery Storage | 30025.071 | 42514.1902 | 135525.4105 | 174132.4452 | 279662.4832 | 286654.915 | 290321.0484
00 New Offshore Wind | 29713.0851 | 47859.4367 | 139456.1133 | 146219.9988 | 253747.7813 | 253747.7813 | 253747.7813
00 New Onshore Wind | 246003.0981 | 417307.9359 | 928577.6092 | 1796259.3346 | 2341413.8975 | 2363597.7888 | 2548961.2868
00 New Solar PV | 102338.5415 | 109422.1664 | 414114.3351 | 569892.2027 | 1006516.2995 | 1056953.9929 | 1146716.9703
00 New Solar Thermal | 0 | 0 | 0 | 0 | 0 | 5697.1513 | 5683.9289
00 New Fuel Cell | 0 | 0 | 0 | 0 | 0 | 0 | 0
00 New Ultrasupercritical Coal without CCS | 0 | 0 | 0 | 0 | 0 | 0 | 0
00 New Ultrasupercritical Coal with 30% CCS | 0 | 0 | 0 | 0 | 0 | 0 | 0
00 New Ultrasupercritical Coal with 90% CCS | 0 | 0 | 0 | 0 | 0 | 0 | 0
00 Exist & New Distributed Solar PV | 120990.2626 | 137513.93 | 180135.0948 | 226389.973 | 277277.5639 | 334737.5676 | 409667.2158
00 Exist Combined Cycle | 1385214.6911 | 1408808.0941 | 1330492.4554 | 860531.0102 | 544681.1312 | 731646.51 | 746032.321
00 Exist Combustion Turbine | 32752.4324 | 25411.0789 | 28641.0506 | 8390.1202 | 6671.195 | 6405.0173 | 7845.5825
00 Exist FBC_Uncontrolled | 3.8197 | 5.4563 | 3.7511 | 2.4448 | 0 | 0 | 0
00 Exist FBC_ACI_DSI | 277.5221 | 0 | 0 | 0 | 0 | 0 | 0
00 Exist FBC_DryFGD_ACI | 227.4408 | 0 | 0 | 0 | 0 | 0 | 0
00 Exist FBC_DryFGD_DSI | 0 | 0 | 0 | 0 | 0 | 0 | 0
00 Exist FBC_DryFGD_SNCR | 3893.2559 | 0 | 0 | 0 | 0 | 0 | 0
00 Exist FBC_DryFGD_SNCR_ACI | 2415.423 | 0 | 0 | 0 | 0 | 0 | 0
00 Exist FBC_DryFGD_SNCR_ACI_DSI | 993.8217 | 0 | 0 | 0 | 0 | 0 | 0
00 Exist FBC_DryFGD_SNCR_DSI | 0 | 0 | 0 | 0 | 0 | 0 | 0
00 Exist FBC_DSI | 954.6509 | 0 | 0 | 0 | 0 | 0 | 0
00 Exist FBC_SNCR | 0 | 0 | 0 | 0 | 0 | 0 | 0
00 Exist FBC_SNCR_ACI_DSI | 0 | 0 | 0 | 0 | 0 | 0 | 0
00 Exist FBC_SNCR_DSI | 5827.3442 | 0 | 0 | 0 | 0 | 0 | 0
00 Exist FBC_WetFGD_SNCR | 89.6799 | 0 | 0 | 0 | 0 | 0 | 0
00 Exist FBC_WetFGD_DSI | 372.4638 | 0 | 0 | 0 | 0 | 0 | 0
00 Exist_Non-FBC_Uncontrolled | 1212.8443 | 284.9712 | 383.9972 | 43.5468 | 38.6316 | 213.7751 | 261.6742
00 Exist_Non-FBC_ACI | 25117.0868 | 63.5584 | 57.215 | 16.5357 | 0 | 46.8347 | 55.638
00 Exist_Non-FBC_ACI_DSI | 4178.7541 | 0 | 0 | 0 | 0 | 0 | 0
00 Exist_Non-FBC_DryFGD | 0 | 0 | 0 | 0 | 0 | 0 | 0
00 Exist_Non-FBC_DryFGD_ACI | 25532.2068 | 99.8503 | 143.2867 | 151.8751 | 131.4736 | 156.7917 | 156.7917
00 Exist_Non-FBC_DryFGD_SCR | 93.2205 | 0 | 0 | 0 | 0 | 0 | 0
00 Exist_Non-FBC_DryFGD_SCR_ACI | 37468.6653 | 17.6879 | 0 | 0 | 0 | 0 | 0
00 Exist_Non-FBC_DryFGD_SCR_DSI | 966.0821 | 0 | 0 | 0 | 0 | 0 | 0
00 Exist_Non-FBC_DryFGD_SCR_ACI_DSI | 4782.6017 | 0 | 0 | 0 | 0 | 0 | 0
00 Exist_Non-FBC_DryFGD_SNCR_ACI | 10574.8731 | 0 | 0 | 0 | 0 | 0 | 0
00 Exist_Non-FBC_DryFGD_SNCR_ACI_DSI | 0 | 0 | 0 | 0 | 0 | 0 | 0
00 Exist_Non-FBC_DSI | 1001.7966 | 0 | 0 | 0 | 0 | 0 | 0
00 Exist_Non-FBC_SCR_ACI | 11433.5769 | 0 | 0 | 0 | 0 | 0 | 0
00 Exist_Non-FBC_SCR_ACI_DSI | 1155.9675 | 0 | 0 | 0 | 0 | 0 | 0
00 Exist_Non-FBC_SNCR_ACI | 742.8903 | 0 | 0 | 0 | 0 | 0 | 0
00 Exist_Non-FBC_SNCR_ACI_DSI | 0 | 0 | 0 | 0 | 0 | 0 | 0
00 Exist_Non-FBC_WetFGD | 13713.1789 | 0 | 0 | 0 | 0 | 0 | 0
00 Exist_Non-FBC_WetFGD_ACI | 9090.7015 | 0 | 0 | 0 | 0 | 0 | 0
00 Exist_Non-FBC_WetFGD_ACI_DSI | 0 | 0 | 0 | 0 | 0 | 0 | 0
00 Exist_Non-FBC_WetFGD_SCR | 82964.6296 | 0 | 0 | 0 | 0 | 0 | 0
00 Exist_Non-FBC_WetFGD_SCR_DSI | 868.9234 | 0 | 0 | 0 | 0 | 0 | 0
00 Exist_Non-FBC_WetFGD_SCR_ACI | 61514.5337 | 0 | 0 | 0 | 0 | 0 | 0
00 Exist_Non-FBC_WetFGD_SCR_ACI_DSI | 23676.3586 | 0 | 0 | 0 | 0 | 0 | 0
00 Exist_Non-FBC_WetFGD_SNCR | 2560.5844 | 0 | 0 | 0 | 0 | 0 | 0
00 Exist_Non-FBC_WetFGD_SNCR_ACI | 6187.4302 | 0 | 0 | 0 | 0 | 0 | 0
00 Exist IGCC | 412.0774 | 465.327 | 0 | 0 | 0 | 0 | 0
00 Exist Fossil_Other | 4248.737 | 4182.0842 | 4250.0221 | 4111.3379 | 3767.4244 | 3866.897 | 3867.2831
00 Exist Fuel Cell | 1795.9409 | 1759.0743 | 1652.4427 | 1231.8434 | 1061.1569 | 1010.4212 | 1106.0023
00 Exist Hydro | 270154.0611 | 270154.0611 | 270154.9305 | 267772.7841 | 266138.1059 | 267427.8229 | 267360.4845
00 Exist Non Fossil_Other | 21836.4266 | 21836.4266 | 21769.5477 | 20733.5434 | 20160.8261 | 20239.232 | 20447.1898
00 Exist Nuclear | 751095.2632 | 729111.6499 | 668397.9815 | 616047.1036 | 471236.902 | 352944.7186 | 217217.9309
00 Exist Oil/Gas Steam | 18864.1344 | 15634.5407 | 7651.9411 | 3921.9202 | 3506.173 | 3561.2555 | 3560.5503
00 Exist Oil/Gas Steam_SCR | 3420.2659 | 2931.5531 | 1428.588 | 1365.5734 | 1320.1694 | 1335.8087 | 1363.98
00 Exist Oil/Gas Steam_SNCR | 2165.3201 | 1258.0038 | 633.4647 | 376.708 | 324.7225 | 367.7754 | 367.9412
00 Exist Biomass | 287.3927 | 530.1446 | 537.6844 | 39.3759 | 23.5028 | 255.6461 | 475.215
00 Exist Landfill Gas | 9214.9289 | 9233.4587 | 8382.7291 | 7994.6833 | 7531.3577 | 7520.3302 | 7618.9121
00 Exist Geothermal | 16525.421 | 16525.421 | 16525.421 | 16525.421 | 16525.421 | 16525.421 | 16525.421
00 Exist Pump Storage | 21519.2783 | 20851.1356 | 18501.76 | 17838.8615 | 28893.3908 | 28831.6228 | 30436.2991
00 Exist Energy Storage | 20178.2787 | 20229.866 | 19885.928 | 20073.4707 | 20831.1601 | 20166.5952 | 21031.6028
00 Exist Solar PV | 303041.3305 | 303041.3305 | 303036.1864 | 303036.1864 | 303036.1864 | 303036.1864 | 303036.1864
00 Exist Solar Thermal | 2986.1177 | 2986.1177 | 2986.1177 | 2986.1177 | 2986.1177 | 2986.1177 | 2986.1177
00 Exist Offshore Wind | 29358.536 | 29358.536 | 29358.536 | 29358.536 | 29358.536 | 29358.536 | 29358.536
00 Exist Onshore Wind | 515573.2649 | 515573.2649 | 515573.2649 | 515573.2649 | 515573.2649 | 515573.2649 | 515573.2649
00 International Imports | 3046.728 | 3046.728 | 3046.728 | 2768.16 | 2768.16 | 2768.16 | 2768.16
00 Ret.Exist Combined Cycle & CF Limit | 0 | 0 | 0 | 0 | 0 | 0 | 0
00 Ret.Exist Combined Cycle & CCS | 0 | 0 | 591.0258 | 591.0258 | 309.4747 | 309.6174 | 321.0759
00 Ret.Exist Combined Cycle & Hydrogen | 0 | 6023.5117 | 3280.5584 | 86.5884 | 9.9365 | 3660.8318 | 7066.7548
00 Ret.Exist Combined Cycle & Hydrogen Retrofit Undone | 0 | 0 | 0 | 0 | 0 | 0 | 0
00 Ret.Exist Combined Cycle & HRI | 0 | 0 | 0 | 0 | 0 | 0 | 0
00 Ret.Exist Combustion Turbine & HRI | 0 | 0 | 0 | 0 | 0 | 0 | 0
00 Ret.Exist_FBC_NoCtrl & CCS | 0 | 0 | 0 | 0 | 0 | 0 | 0
00 Ret.Exist_FBC_NoCtrl & DRET | 0 | 0 | 0 | 0 | 0 | 0 | 0
00 Ret.Exist_FBC_NoCtrl & GPM | 0 | 0 | 0 | 0 | 0 | 0 | 0
00 Ret.Exist_FBC_NoCtrl & GPM & CCS | 0 | 0 | 0 | 0 | 0 | 0 | 0
00 Ret.Exist_FBC_NoCtrl & GPM & DRET | 0 | 0 | 0 | 0 | 0 | 0 | 0
00 Ret.Exist_FBC_NoCtrl & GPM & NGC | 0 | 0 | 0 | 0 | 0 | 0 | 0
00 Ret.Exist_FBC_NoCtrl & GPM & SNCR | 0 | 0 | 0 | 0 | 0 | 0 | 0
00 Ret.Exist_FBC_NoCtrl & GPM & SNCR & CCS | 0 | 0 | 0 | 0 | 0 | 0 | 0
00 Ret.Exist_FBC_NoCtrl & GPM & SNCR & DRET | 0 | 0 | 0 | 0 | 0 | 0 | 0
00 Ret.Exist_FBC_NoCtrl & GPM & SNCR & NGC | 0 | 0 | 0 | 0 | 0 | 0 | 0
00 Ret.Exist_FBC_NoCtrl & NGC | 0 | 0 | 0 | 0 | 0 | 0 | 0
00 Ret.Exist_FBC_NoCtrl & SNCR | 0 | 0 | 0 | 0 | 0 | 0 | 0
00 Ret.Exist_FBC_NoCtrl & SNCR & CCS | 0 | 0 | 0 | 0 | 0 | 0 | 0
00 Ret.Exist_FBC_NoCtrl & SNCR & DRET | 0 | 0 | 0 | 0 | 0 | 0 | 0
00 Ret.Exist_FBC_NoCtrl & SNCR & NGC | 0 | 0 | 0 | 0 | 0 | 0 | 0
00 Ret.Exist_FBC_ACI_DSI & CCS | 0 | 0 | 0 | 0 | 0 | 0 | 0
00 Ret.Exist_FBC_ACI_DSI & DCCS | 720.3246 | 1322.295 | 0 | 0 | 0 | 0 | 0
00 Ret.Exist_FBC_ACI_DSI & DCCS & CCS | 0 | 0 | 1940.1868 | 1940.1868 | 0 | 0 | 0
00 Ret.Exist_FBC_ACI_DSI & DCCS & SNCR & CCS | 0 | 0 | 0 | 0 | 0 | 0 | 0
00 Ret.Exist_FBC_ACI_DSI & DRET | 0 | 277.5221 | 0 | 0 | 0 | 0 | 0
00 Ret.Exist_FBC_ACI_DSI & GPM | 29.2663 | 0 | 0 | 0 | 0 | 0 | 0
00 Ret.Exist_FBC_ACI_DSI & GPM & CCS | 0 | 0 | 0 | 0 | 0 | 0 | 0
00 Ret.Exist_FBC_ACI_DSI & GPM & DRET | 0 | 0 | 0 | 0 | 0 | 0 | 0
00 Ret.Exist_FBC_ACI_DSI & GPM & NGC | 0 | 15.0487 | 15.0487 | 0 | 0 | 0 | 0
00 Ret.Exist_FBC_ACI_DSI & GPM & SNCR | 0 | 0 | 0 | 0 | 0 | 0 | 0
00 Ret.Exist_FBC_ACI_DSI & GPM & SNCR & CCS | 0 | 0 | 0 | 0 | 0 | 0 | 0
00 Ret.Exist_FBC_ACI_DSI & GPM & SNCR & DRET | 0 | 0 | 0 | 0 | 0 | 0 | 0
00 Ret.Exist_FBC_ACI_DSI & GPM & SNCR & NGC | 0 | 0 | 0 | 0 | 0 | 0 | 0
00 Ret.Exist_FBC_ACI_DSI & NGC | 0 | 0 | 0 | 0 | 0 | 0 | 0
00 Ret.Exist_FBC_ACI_DSI & SNCR | 0 | 0 | 0 | 0 | 0 | 0 | 0
00 Ret.Exist_FBC_ACI_DSI & SNCR & CCS | 0 | 0 | 0 | 0 | 0 | 0 | 0
00 Ret.Exist_FBC_ACI_DSI & SNCR & DRET | 0 | 0 | 0 | 0 | 0 | 0 | 0
00 Ret.Exist_FBC_ACI_DSI & SNCR & NGC | 0 | 0 | 0 | 0 | 0 | 0 | 0
00 Ret.Exist_FBC_DryFGD_ACI & CCS | 0 | 0 | 0 | 0 | 0 | 0 | 0
00 Ret.Exist_FBC_DryFGD_ACI & DCCS | 0 | 0 | 0 | 0 | 0 | 0 | 0
00 Ret.Exist_FBC_DryFGD_ACI & DCCS & CCS | 0 | 0 | 0 | 0 | 0 | 0 | 0
00 Ret.Exist_FBC_DryFGD_ACI & DCCS & SNCR & CCS | 0 | 0 | 0 | 0 | 0 | 0 | 0
00 Ret.Exist_FBC_DryFGD_ACI & DRET | 0 | 407.1147 | 0 | 0 | 0 | 0 | 0
00 Ret.Exist_FBC_DryFGD_ACI & GPM | 0 | 0 | 0 | 0 | 0 | 0 | 0
00 Ret.Exist_FBC_DryFGD_ACI & GPM & CCS | 0 | 0 | 0 | 0 | 0 | 0 | 0
00 Ret.Exist_FBC_DryFGD_ACI & GPM & DRET | 0 | 0 | 0 | 0 | 0 | 0 | 0
00 Ret.Exist_FBC_DryFGD_ACI & GPM & NGC | 0 | 0 | 0 | 0 | 0 | 0 | 0
00 Ret.Exist_FBC_DryFGD_ACI & GPM & SNCR | 0 | 0 | 0 | 0 | 0 | 0 | 0
00 Ret.Exist_FBC_DryFGD_ACI & GPM & SNCR & CCS | 0 | 0 | 0 | 0 | 0 | 0 | 0
00 Ret.Exist_FBC_DryFGD_ACI & GPM & SNCR & DRET | 0 | 0 | 0 | 0 | 0 | 0 | 0
00 Ret.Exist_FBC_DryFGD_ACI & GPM & SNCR & NGC | 0 | 0 | 0 | 0 | 0 | 0 | 0
00 Ret.Exist_FBC_DryFGD_ACI & NGC | 0 | 0 | 0 | 0 | 0 | 0 | 0
00 Ret.Exist_FBC_DryFGD_ACI & SNCR | 0 | 0 | 0 | 0 | 0 | 0 | 0
00 Ret.Exist_FBC_DryFGD_ACI & SNCR & CCS | 0 | 0 | 0 | 0 | 0 | 0 | 0
00 Ret.Exist_FBC_DryFGD_ACI & SNCR & DRET | 0 | 0 | 0 | 0 | 0 | 0 | 0
00 Ret.Exist_FBC_DryFGD_ACI & SNCR & NGC | 0 | 0 | 0 | 0 | 0 | 0 | 0
00 Ret.Exist_FBC_DryFGD_DSI & ACI | 0 | 0 | 0 | 0 | 0 | 0 | 0
00 Ret.Exist_FBC_DryFGD_DSI & ACI & DRET | 0 | 0 | 0 | 0 | 0 | 0 | 0
00 Ret.Exist_FBC_DryFGD_DSI & ACI & GPM | 0 | 0 | 0 | 0 | 0 | 0 | 0
00 Ret.Exist_FBC_DryFGD_DSI & ACI & GPM & DRET | 0 | 0 | 0 | 0 | 0 | 0 | 0
00 Ret.Exist_FBC_DryFGD_DSI & ACI & GPM & NGC | 0 | 0 | 0 | 0 | 0 | 0 | 0
00 Ret.Exist_FBC_DryFGD_DSI & ACI & GPM & SNCR | 0 | 0 | 0 | 0 | 0 | 0 | 0
00 Ret.Exist_FBC_DryFGD_DSI & ACI & GPM & SNCR & DRET | 0 | 0 | 0 | 0 | 0 | 0 | 0
00 Ret.Exist_FBC_DryFGD_DSI & ACI & GPM & SNCR & NGC | 0 | 0 | 0 | 0 | 0 | 0 | 0
00 Ret.Exist_FBC_DryFGD_DSI & ACI & NGC | 0 | 0 | 0 | 0 | 0 | 0 | 0
00 Ret.Exist_FBC_DryFGD_DSI & ACI & SNCR | 0 | 0 | 0 | 0 | 0 | 0 | 0
00 Ret.Exist_FBC_DryFGD_DSI & ACI & SNCR & DRET | 0 | 0 | 0 | 0 | 0 | 0 | 0
00 Ret.Exist_FBC_DryFGD_DSI & ACI & SNCR & NGC | 0 | 0 | 0 | 0 | 0 | 0 | 0
00 Ret.Exist_FBC_DryFGD_DSI & DRET | 0 | 0 | 0 | 0 | 0 | 0 | 0
00 Ret.Exist_FBC_DryFGD_DSI & GPM | 0 | 0 | 0 | 0 | 0 | 0 | 0
00 Ret.Exist_FBC_DryFGD_DSI & GPM & DRET | 0 | 0 | 0 | 0 | 0 | 0 | 0
00 Ret.Exist_FBC_DryFGD_DSI & GPM & NGC | 0 | 0 | 0 | 0 | 0 | 0 | 0
00 Ret.Exist_FBC_DryFGD_DSI & GPM & SNCR | 0 | 0 | 0 | 0 | 0 | 0 | 0
00 Ret.Exist_FBC_DryFGD_DSI & GPM & SNCR & DRET | 0 | 0 | 0 | 0 | 0 | 0 | 0
00 Ret.Exist_FBC_DryFGD_DSI & GPM & SNCR & NGC | 0 | 0 | 0 | 0 | 0 | 0 | 0
00 Ret.Exist_FBC_DryFGD_DSI & NGC | 0 | 0 | 0 | 0 | 0 | 0 | 0
00 Ret.Exist_FBC_DryFGD_DSI & SNCR | 0 | 0 | 0 | 0 | 0 | 0 | 0
00 Ret.Exist_FBC_DryFGD_DSI & SNCR & DRET | 0 | 0 | 0 | 0 | 0 | 0 | 0
00 Ret.Exist_FBC_DryFGD_DSI & SNCR & NGC | 0 | 0 | 0 | 0 | 0 | 0 | 0
00 Ret.Exist_FBC_DryFGD_SNCR & ACI | 0 | 0 | 0 | 0 | 0 | 0 | 0
00 Ret.Exist_FBC_DryFGD_SNCR & ACI & CCS | 0 | 0 | 0 | 0 | 0 | 0 | 0
00 Ret.Exist_FBC_DryFGD_SNCR & ACI & DRET | 0 | 0 | 0 | 0 | 0 | 0 | 0
00 Ret.Exist_FBC_DryFGD_SNCR & ACI & GPM | 0 | 0 | 0 | 0 | 0 | 0 | 0
00 Ret.Exist_FBC_DryFGD_SNCR & ACI & GPM & CCS | 0 | 0 | 0 | 0 | 0 | 0 | 0
00 Ret.Exist_FBC_DryFGD_SNCR & ACI & GPM & DRET | 0 | 0 | 0 | 0 | 0 | 0 | 0
00 Ret.Exist_FBC_DryFGD_SNCR & ACI & GPM & NGC | 0 | 0 | 0 | 0 | 0 | 0 | 0
00 Ret.Exist_FBC_DryFGD_SNCR & ACI & NGC | 0 | 0 | 0 | 0 | 0 | 0 | 0
00 Ret.Exist_FBC_DryFGD_SNCR & CCS | 0 | 0 | 0 | 0 | 0 | 0 | 0
00 Ret.Exist_FBC_DryFGD_SNCR & DCCS | 0 | 3026.4354 | 0 | 0 | 0 | 0 | 0
00 Ret.Exist_FBC_DryFGD_SNCR & DCCS & CCS | 0 | 0 | 2466.6971 | 2466.6971 | 0 | 0 | 0
00 Ret.Exist_FBC_DryFGD_SNCR & DRET | 0 | 721.2372 | 0 | 0 | 0 | 0 | 0
00 Ret.Exist_FBC_DryFGD_SNCR & GPM | 0 | 0 | 0 | 0 | 0 | 0 | 0
00 Ret.Exist_FBC_DryFGD_SNCR & GPM & CCS | 0 | 0 | 0 | 0 | 0 | 0 | 0
00 Ret.Exist_FBC_DryFGD_SNCR & GPM & DRET | 0 | 0 | 0 | 0 | 0 | 0 | 0
00 Ret.Exist_FBC_DryFGD_SNCR & GPM & NGC | 0 | 0 | 0 | 0 | 0 | 0 | 0
00 Ret.Exist_FBC_DryFGD_SNCR & NGC | 0 | 0 | 0 | 0 | 0 | 0 | 0
00 Ret.Exist_FBC_DryFGD_SNCR_ACI & CCS | 0 | 0 | 0 | 0 | 0 | 0 | 0
00 Ret.Exist_FBC_DryFGD_SNCR_ACI & DCCS | 0 | 393.4418 | 0 | 0 | 0 | 0 | 0
00 Ret.Exist_FBC_DryFGD_SNCR_ACI & DCCS & CCS | 0 | 0 | 548.935 | 548.935 | 0 | 0 | 0
00 Ret.Exist_FBC_DryFGD_SNCR_ACI & DRET | 0 | 1148.8611 | 0 | 0 | 0 | 0 | 0
00 Ret.Exist_FBC_DryFGD_SNCR_ACI & GPM | 0 | 0 | 0 | 0 | 0 | 0 | 0
00 Ret.Exist_FBC_DryFGD_SNCR_ACI & GPM & CCS | 0 | 0 | 0 | 0 | 0 | 0 | 0
00 Ret.Exist_FBC_DryFGD_SNCR_ACI & GPM & DRET | 0 | 0 | 0 | 0 | 0 | 0 | 0
00 Ret.Exist_FBC_DryFGD_SNCR_ACI & GPM & NGC | 0 | 0 | 0 | 0 | 0 | 0 | 0
00 Ret.Exist_FBC_DryFGD_SNCR_ACI & NGC | 0 | 0 | 0 | 0 | 0 | 0 | 0
00 Ret.Exist_FBC_DryFGD_SNCR_ACI_DSI & CCS | 0 | 2833.7081 | 2833.7081 | 2833.7081 | 524.9053 | 591.2675 | 591.2675
00 Ret.Exist_FBC_DryFGD_SNCR_ACI_DSI & DCCS | 0 | 32.1607 | 0 | 0 | 0 | 0 | 0
00 Ret.Exist_FBC_DryFGD_SNCR_ACI_DSI & DCCS & CCS | 0 | 0 | 61.1939 | 61.1939 | 0 | 0 | 0
00 Ret.Exist_FBC_DryFGD_SNCR_ACI_DSI & DRET | 0 | 0 | 0 | 0 | 0 | 0 | 0
00 Ret.Exist_FBC_DryFGD_SNCR_ACI_DSI & GPM | 0 | 0 | 0 | 0 | 0 | 0 | 0
00 Ret.Exist_FBC_DryFGD_SNCR_ACI_DSI & GPM & CCS | 0 | 0 | 0 | 0 | 0 | 0 | 0
00 Ret.Exist_FBC_DryFGD_SNCR_ACI_DSI & GPM & DRET | 0 | 0 | 0 | 0 | 0 | 0 | 0
00 Ret.Exist_FBC_DryFGD_SNCR_ACI_DSI & GPM & NGC | 0 | 0 | 0 | 0 | 0 | 0 | 0
00 Ret.Exist_FBC_DryFGD_SNCR_ACI_DSI & NGC | 0 | 0 | 0 | 0 | 0 | 0 | 0
00 Ret.Exist_FBC_DryFGD_SNCR_DSI & ACI | 0 | 0 | 0 | 0 | 0 | 0 | 0
00 Ret.Exist_FBC_DryFGD_SNCR_DSI & ACI & DRET | 0 | 0 | 0 | 0 | 0 | 0 | 0
00 Ret.Exist_FBC_DryFGD_SNCR_DSI & ACI & GPM | 0 | 0 | 0 | 0 | 0 | 0 | 0
00 Ret.Exist_FBC_DryFGD_SNCR_DSI & ACI & GPM & DRET | 0 | 0 | 0 | 0 | 0 | 0 | 0
00 Ret.Exist_FBC_DryFGD_SNCR_DSI & ACI & GPM & NGC | 0 | 0 | 0 | 0 | 0 | 0 | 0
00 Ret.Exist_FBC_DryFGD_SNCR_DSI & ACI & NGC | 0 | 0 | 0 | 0 | 0 | 0 | 0
00 Ret.Exist_FBC_DryFGD_SNCR_DSI & DRET | 0 | 0 | 0 | 0 | 0 | 0 | 0
00 Ret.Exist_FBC_DryFGD_SNCR_DSI & GPM | 0 | 0 | 0 | 0 | 0 | 0 | 0
00 Ret.Exist_FBC_DryFGD_SNCR_DSI & GPM & DRET | 0 | 0 | 0 | 0 | 0 | 0 | 0
00 Ret.Exist_FBC_DryFGD_SNCR_DSI & GPM & NGC | 0 | 0 | 0 | 0 | 0 | 0 | 0
00 Ret.Exist_FBC_DryFGD_SNCR_DSI & NGC | 0 | 0 | 0 | 0 | 0 | 0 | 0
00 Ret.Exist_FBC_DSI & ACI | 0 | 0 | 0 | 0 | 0 | 0 | 0
00 Ret.Exist_FBC_DSI & ACI & DRET | 0 | 0 | 0 | 0 | 0 | 0 | 0
00 Ret.Exist_FBC_DSI & ACI & GPM | 0 | 0 | 0 | 0 | 0 | 0 | 0
00 Ret.Exist_FBC_DSI & ACI & GPM & DRET | 0 | 0 | 0 | 0 | 0 | 0 | 0
00 Ret.Exist_FBC_DSI & ACI & GPM & NGC | 0 | 0 | 0 | 0 | 0 | 0 | 0
00 Ret.Exist_FBC_DSI & ACI & GPM & SNCR | 0 | 0 | 0 | 0 | 0 | 0 | 0
00 Ret.Exist_FBC_DSI & ACI & GPM & SNCR & DRET | 0 | 0 | 0 | 0 | 0 | 0 | 0
00 Ret.Exist_FBC_DSI & ACI & GPM & SNCR & NGC | 0 | 0 | 0 | 0 | 0 | 0 | 0
00 Ret.Exist_FBC_DSI & ACI & NGC | 0 | 0 | 0 | 0 | 0 | 0 | 0
00 Ret.Exist_FBC_DSI & ACI & SNCR | 0 | 0 | 0 | 0 | 0 | 0 | 0
00 Ret.Exist_FBC_DSI & ACI & SNCR & DRET | 0 | 0 | 0 | 0 | 0 | 0 | 0
00 Ret.Exist_FBC_DSI & ACI & SNCR & NGC | 0 | 0 | 0 | 0 | 0 | 0 | 0
00 Ret.Exist_FBC_DSI & DRET | 0 | 1538.4476 | 0 | 0 | 0 | 0 | 0
00 Ret.Exist_FBC_DSI & GPM | 1212.3332 | 0 | 0 | 0 | 0 | 0 | 0
00 Ret.Exist_FBC_DSI & GPM & DRET | 0 | 1212.3332 | 0 | 0 | 0 | 0 | 0
00 Ret.Exist_FBC_DSI & GPM & NGC | 0 | 0 | 0 | 0 | 0 | 0 | 0
00 Ret.Exist_FBC_DSI & GPM & SNCR | 0 | 0 | 0 | 0 | 0 | 0 | 0
00 Ret.Exist_FBC_DSI & GPM & SNCR & DRET | 0 | 0 | 0 | 0 | 0 | 0 | 0
00 Ret.Exist_FBC_DSI & GPM & SNCR & NGC | 0 | 0 | 0 | 0 | 0 | 0 | 0
00 Ret.Exist_FBC_DSI & NGC | 0 | 152.0603 | 318.3387 | 0 | 0 | 0 | 0
00 Ret.Exist_FBC_DSI & SNCR | 0 | 0 | 0 | 0 | 0 | 0 | 0
00 Ret.Exist_FBC_DSI & SNCR & DRET | 0 | 0 | 0 | 0 | 0 | 0 | 0
00 Ret.Exist_FBC_DSI & SNCR & NGC | 0 | 0 | 0 | 0 | 0 | 0 | 0
00 Ret.Exist_FBC_SNCR & ACI | 0 | 0 | 0 | 0 | 0 | 0 | 0
00 Ret.Exist_FBC_SNCR & ACI & DRET | 0 | 0 | 0 | 0 | 0 | 0 | 0
00 Ret.Exist_FBC_SNCR & ACI & NGC | 0 | 0 | 0 | 0 | 0 | 0 | 0
00 Ret.Exist_FBC_SNCR & DRET | 0 | 0 | 0 | 0 | 0 | 0 | 0
00 Ret.Exist_FBC_SNCR & GPM | 0 | 0 | 0 | 0 | 0 | 0 | 0
00 Ret.Exist_FBC_SNCR & GPM & DRET | 0 | 0 | 0 | 0 | 0 | 0 | 0
00 Ret.Exist_FBC_SNCR & GPM & NGC | 0 | 0 | 0 | 0 | 0 | 0 | 0
00 Ret.Exist_FBC_SNCR & NGC | 0 | 0 | 0 | 0 | 0 | 0 | 0
00 Ret.Exist_FBC_SNCR_ACI_DSI & CCS | 0 | 0 | 0 | 0 | 0 | 0 | 0
00 Ret.Exist_FBC_SNCR_ACI_DSI & DCCS | 0 | 0 | 0 | 0 | 0 | 0 | 0
00 Ret.Exist_FBC_SNCR_ACI_DSI & DCCS & CCS | 0 | 0 | 0 | 0 | 0 | 0 | 0
00 Ret.Exist_FBC_SNCR_ACI_DSI & DRET | 0 | 0 | 0 | 0 | 0 | 0 | 0
00 Ret.Exist_FBC_SNCR_ACI_DSI & GPM | 0 | 0 | 0 | 0 | 0 | 0 | 0
00 Ret.Exist_FBC_SNCR_ACI_DSI & GPM & CCS | 0 | 0 | 0 | 0 | 0 | 0 | 0
00 Ret.Exist_FBC_SNCR_ACI_DSI & GPM & DRET | 0 | 0 | 0 | 0 | 0 | 0 | 0
00 Ret.Exist_FBC_SNCR_ACI_DSI & GPM & NGC | 0 | 0 | 0 | 0 | 0 | 0 | 0
00 Ret.Exist_FBC_SNCR_ACI_DSI & NGC | 0 | 0 | 0 | 0 | 0 | 0 | 0
00 Ret.Exist_FBC_SNCR_DSI & ACI | 0 | 0 | 0 | 0 | 0 | 0 | 0
00 Ret.Exist_FBC_SNCR_DSI & ACI & CCS | 0 | 0 | 0 | 0 | 0 | 0 | 0
00 Ret.Exist_FBC_SNCR_DSI & ACI & DRET | 0 | 0 | 0 | 0 | 0 | 0 | 0
00 Ret.Exist_FBC_SNCR_DSI & ACI & GPM | 0 | 0 | 0 | 0 | 0 | 0 | 0
00 Ret.Exist_FBC_SNCR_DSI & ACI & GPM & CCS | 0 | 0 | 0 | 0 | 0 | 0 | 0
00 Ret.Exist_FBC_SNCR_DSI & ACI & GPM & DRET | 0 | 0 | 0 | 0 | 0 | 0 | 0
00 Ret.Exist_FBC_SNCR_DSI & ACI & GPM & NGC | 0 | 0 | 0 | 0 | 0 | 0 | 0
00 Ret.Exist_FBC_SNCR_DSI & ACI & NGC | 0 | 0 | 0 | 0 | 0 | 0 | 0
00 Ret.Exist_FBC_SNCR_DSI & CCS | 0 | 0 | 0 | 0 | 0 | 0 | 0
00 Ret.Exist_FBC_SNCR_DSI & DCCS | 759.7986 | 2013.9363 | 0 | 0 | 0 | 0 | 0
00 Ret.Exist_FBC_SNCR_DSI & DCCS & CCS | 0 | 0 | 1409.9124 | 1409.9124 | 0 | 0 | 0
00 Ret.Exist_FBC_SNCR_DSI & DRET | 0 | 2728.1066 | 0 | 0 | 0 | 0 | 0
00 Ret.Exist_FBC_SNCR_DSI & GPM | 828.8712 | 0 | 0 | 0 | 0 | 0 | 0
00 Ret.Exist_FBC_SNCR_DSI & GPM & CCS | 0 | 0 | 0 | 0 | 0 | 0 | 0
00 Ret.Exist_FBC_SNCR_DSI & GPM & DRET | 0 | 0 | 0 | 0 | 0 | 0 | 0
00 Ret.Exist_FBC_SNCR_DSI & GPM & NGC | 0 | 0 | 0 | 0 | 0 | 0 | 0
00 Ret.Exist_FBC_SNCR_DSI & NGC | 0 | 1859.2399 | 1559.3272 | 0 | 0 | 0 | 0
00 Ret.Exist_FBC_WetFGD_DSI & ACI | 0 | 0 | 0 | 0 | 0 | 0 | 0
00 Ret.Exist_FBC_WetFGD_DSI & ACI & DRET | 0 | 0 | 0 | 0 | 0 | 0 | 0
00 Ret.Exist_FBC_WetFGD_DSI & ACI & GPM | 0 | 0 | 0 | 0 | 0 | 0 | 0
00 Ret.Exist_FBC_WetFGD_DSI & ACI & GPM & DRET | 0 | 0 | 0 | 0 | 0 | 0 | 0
00 Ret.Exist_FBC_WetFGD_DSI & ACI & GPM & NGC | 0 | 0 | 0 | 0 | 0 | 0 | 0
00 Ret.Exist_FBC_WetFGD_DSI & ACI & GPM & SNCR | 0 | 0 | 0 | 0 | 0 | 0 | 0
00 Ret.Exist_FBC_WetFGD_DSI & ACI & GPM & SNCR & DRET | 0 | 0 | 0 | 0 | 0 | 0 | 0
00 Ret.Exist_FBC_WetFGD_DSI & ACI & GPM & SNCR & NGC | 0 | 0 | 0 | 0 | 0 | 0 | 0
00 Ret.Exist_FBC_WetFGD_DSI & ACI & NGC | 0 | 0 | 0 | 0 | 0 | 0 | 0
00 Ret.Exist_FBC_WetFGD_DSI & ACI & SNCR | 0 | 0 | 0 | 0 | 0 | 0 | 0
00 Ret.Exist_FBC_WetFGD_DSI & ACI & SNCR & DRET | 0 | 0 | 0 | 0 | 0 | 0 | 0
00 Ret.Exist_FBC_WetFGD_DSI & ACI & SNCR & NGC | 0 | 0 | 0 | 0 | 0 | 0 | 0
00 Ret.Exist_FBC_WetFGD_DSI & DRET | 0 | 372.4638 | 0 | 0 | 0 | 0 | 0
00 Ret.Exist_FBC_WetFGD_DSI & GPM | 0 | 0 | 0 | 0 | 0 | 0 | 0
00 Ret.Exist_FBC_WetFGD_DSI & GPM & DRET | 0 | 0 | 0 | 0 | 0 | 0 | 0
00 Ret.Exist_FBC_WetFGD_DSI & GPM & NGC | 0 | 0 | 0 | 0 | 0 | 0 | 0
00 Ret.Exist_FBC_WetFGD_DSI & GPM & SNCR | 0 | 0 | 0 | 0 | 0 | 0 | 0
00 Ret.Exist_FBC_WetFGD_DSI & GPM & SNCR & DRET | 0 | 0 | 0 | 0 | 0 | 0 | 0
00 Ret.Exist_FBC_WetFGD_DSI & GPM & SNCR & NGC | 0 | 0 | 0 | 0 | 0 | 0 | 0
00 Ret.Exist_FBC_WetFGD_DSI & NGC | 0 | 0 | 0 | 0 | 0 | 0 | 0
00 Ret.Exist_FBC_WetFGD_DSI & SNCR | 0 | 0 | 0 | 0 | 0 | 0 | 0
00 Ret.Exist_FBC_WetFGD_DSI & SNCR & DRET | 0 | 0 | 0 | 0 | 0 | 0 | 0
00 Ret.Exist_FBC_WetFGD_DSI & SNCR & NGC | 0 | 0 | 0 | 0 | 0 | 0 | 0
00 Ret.Exist_FBC_WetFGD_SNCR & ACI | 0 | 0 | 0 | 0 | 0 | 0 | 0
00 Ret.Exist_FBC_WetFGD_SNCR & ACI & DRET | 0 | 0 | 0 | 0 | 0 | 0 | 0
00 Ret.Exist_FBC_WetFGD_SNCR & ACI & NGC | 0 | 0 | 0 | 0 | 0 | 0 | 0
00 Ret.Exist_FBC_WetFGD_SNCR & DRET | 0 | 155.839 | 0 | 0 | 0 | 0 | 0
00 Ret.Exist_FBC_WetFGD_SNCR & GPM | 0 | 0 | 0 | 0 | 0 | 0 | 0
00 Ret.Exist_FBC_WetFGD_SNCR & GPM & DRET | 0 | 0 | 0 | 0 | 0 | 0 | 0
00 Ret.Exist_FBC_WetFGD_SNCR & GPM & NGC | 0 | 0 | 0 | 0 | 0 | 0 | 0
00 Ret.Exist_FBC_WetFGD_SNCR & NGC | 0 | 0 | 0 | 0 | 0 | 0 | 0
00 Ret.Exist_Non-FBC_ACI & C2G | 178.3536 | 1245.6398 | 0 | 0 | 0 | 0 | 0
00 Ret.Exist_Non-FBC_ACI & C2G & SCR | 0 | 0 | 0 | 0 | 0 | 0 | 0
00 Ret.Exist_Non-FBC_ACI & DCCS | 0 | 3054.5727 | 0 | 0 | 0 | 0 | 0
00 Ret.Exist_Non-FBC_ACI & DCCS & WetFGD & SCR & CCS | 0 | 0 | 2031.6219 | 2031.6219 | 0 | 0 | 0
00 Ret.Exist_Non-FBC_ACI & DRET | 0 | 6926.5927 | 0 | 0 | 0 | 0 | 0
00 Ret.Exist_Non-FBC_ACI & DSI | 0 | 0 | 0 | 0 | 0 | 0 | 0
00 Ret.Exist_Non-FBC_ACI & DSI & C2G | 0 | 0 | 0 | 0 | 0 | 0 | 0
00 Ret.Exist_Non-FBC_ACI & DSI & C2G & SCR | 0 | 0 | 0 | 0 | 0 | 0 | 0
00 Ret.Exist_Non-FBC_ACI & DSI & DRET | 0 | 0 | 0 | 0 | 0 | 0 | 0
00 Ret.Exist_Non-FBC_ACI & DSI & GPM | 0 | 0 | 0 | 0 | 0 | 0 | 0
00 Ret.Exist_Non-FBC_ACI & DSI & GPM & C2G | 0 | 0 | 0 | 0 | 0 | 0 | 0
00 Ret.Exist_Non-FBC_ACI & DSI & GPM & C2G & SCR | 0 | 0 | 0 | 0 | 0 | 0 | 0
00 Ret.Exist_Non-FBC_ACI & DSI & GPM & DRET | 0 | 0 | 0 | 0 | 0 | 0 | 0
00 Ret.Exist_Non-FBC_ACI & DSI & GPM & NGC | 0 | 0 | 0 | 0 | 0 | 0 | 0
00 Ret.Exist_Non-FBC_ACI & DSI & GPM & SCR | 0 | 0 | 0 | 0 | 0 | 0 | 0
00 Ret.Exist_Non-FBC_ACI & DSI & GPM & SCR & DRET | 0 | 0 | 0 | 0 | 0 | 0 | 0
00 Ret.Exist_Non-FBC_ACI & DSI & GPM & SCR & NGC | 0 | 0 | 0 | 0 | 0 | 0 | 0
00 Ret.Exist_Non-FBC_ACI & DSI & GPM & SNCR | 0 | 0 | 0 | 0 | 0 | 0 | 0
00 Ret.Exist_Non-FBC_ACI & DSI & GPM & SNCR & DRET | 0 | 0 | 0 | 0 | 0 | 0 | 0
00 Ret.Exist_Non-FBC_ACI & DSI & GPM & SNCR & NGC | 0 | 0 | 0 | 0 | 0 | 0 | 0
00 Ret.Exist_Non-FBC_ACI & DSI & GPM & WetFGD & SCR & CCS | 0 | 0 | 0 | 0 | 0 | 0 | 0
00 Ret.Exist_Non-FBC_ACI & DSI & NGC | 0 | 0 | 0 | 0 | 0 | 0 | 0
00 Ret.Exist_Non-FBC_ACI & DSI & SCR | 0 | 0 | 0 | 0 | 0 | 0 | 0
00 Ret.Exist_Non-FBC_ACI & DSI & SCR & DRET | 0 | 0 | 0 | 0 | 0 | 0 | 0
00 Ret.Exist_Non-FBC_ACI & DSI & SCR & NGC | 0 | 0 | 0 | 0 | 0 | 0 | 0
00 Ret.Exist_Non-FBC_ACI & DSI & SNCR | 0 | 0 | 0 | 0 | 0 | 0 | 0
00 Ret.Exist_Non-FBC_ACI & DSI & SNCR & DRET | 0 | 0 | 0 | 0 | 0 | 0 | 0
00 Ret.Exist_Non-FBC_ACI & DSI & SNCR & NGC | 0 | 0 | 0 | 0 | 0 | 0 | 0
00 Ret.Exist_Non-FBC_ACI & DSI & WetFGD & SCR & CCS | 0 | 0 | 0 | 0 | 0 | 0 | 0
00 Ret.Exist_Non-FBC_ACI & GPM | 16106.2989 | 0 | 0 | 0 | 0 | 0 | 0
00 Ret.Exist_Non-FBC_ACI & GPM & C2G | 0 | 0 | 0 | 0 | 0 | 0 | 0
00 Ret.Exist_Non-FBC_ACI & GPM & C2G & SCR | 0 | 0 | 0 | 0 | 0 | 0 | 0
00 Ret.Exist_Non-FBC_ACI & GPM & DRET | 0 | 0 | 0 | 0 | 0 | 0 | 0
00 Ret.Exist_Non-FBC_ACI & GPM & NGC | 0 | 0 | 0 | 0 | 0 | 0 | 0
00 Ret.Exist_Non-FBC_ACI & GPM & SCR | 0 | 0 | 0 | 0 | 0 | 0 | 0
00 Ret.Exist_Non-FBC_ACI & GPM & SCR & DRET | 0 | 0 | 0 | 0 | 0 | 0 | 0
00 Ret.Exist_Non-FBC_ACI & GPM & SCR & NGC | 0 | 0 | 0 | 0 | 0 | 0 | 0
00 Ret.Exist_Non-FBC_ACI & GPM & SNCR | 0 | 0 | 0 | 0 | 0 | 0 | 0
00 Ret.Exist_Non-FBC_ACI & GPM & SNCR & DRET | 0 | 0 | 0 | 0 | 0 | 0 | 0
00 Ret.Exist_Non-FBC_ACI & GPM & SNCR & NGC | 0 | 0 | 0 | 0 | 0 | 0 | 0
00 Ret.Exist_Non-FBC_ACI & GPM & WetFGD & SCR & CCS | 0 | 0 | 0 | 0 | 0 | 0 | 0
00 Ret.Exist_Non-FBC_ACI & NGC | 0 | 0 | 0 | 0 | 0 | 0 | 0
00 Ret.Exist_Non-FBC_ACI & SCR | 0 | 0 | 0 | 0 | 0 | 0 | 0
00 Ret.Exist_Non-FBC_ACI & SCR & C2G | 0 | 0 | 0 | 0 | 0 | 0 | 0
00 Ret.Exist_Non-FBC_ACI & SCR & DRET | 0 | 0 | 0 | 0 | 0 | 0 | 0
00 Ret.Exist_Non-FBC_ACI & SCR & NGC | 0 | 0 | 0 | 0 | 0 | 0 | 0
00 Ret.Exist_Non-FBC_ACI & SCR & WetFGD & CCS | 0 | 0 | 0 | 0 | 0 | 0 | 0
00 Ret.Exist_Non-FBC_ACI & SNCR | 0 | 0 | 0 | 0 | 0 | 0 | 0
00 Ret.Exist_Non-FBC_ACI & SNCR & C2G | 0 | 0 | 0 | 0 | 0 | 0 | 0
00 Ret.Exist_Non-FBC_ACI & SNCR & DRET | 0 | 0 | 0 | 0 | 0 | 0 | 0
00 Ret.Exist_Non-FBC_ACI & SNCR & NGC | 0 | 0 | 0 | 0 | 0 | 0 | 0
00 Ret.Exist_Non-FBC_ACI_DSI & C2G | 0 | 0 | 0 | 0 | 0 | 0 | 0
00 Ret.Exist_Non-FBC_ACI_DSI & C2G & SCR | 0 | 0 | 0 | 0 | 0 | 0 | 0
00 Ret.Exist_Non-FBC_ACI_DSI & DCCS | 0 | 0 | 0 | 0 | 0 | 0 | 0
00 Ret.Exist_Non-FBC_ACI_DSI & DCCS & WetFGD & SCR & CCS | 0 | 0 | 0 | 0 | 0 | 0 | 0
00 Ret.Exist_Non-FBC_ACI_DSI & DRET | 0 | 5426.9043 | 0 | 0 | 0 | 0 | 0
00 Ret.Exist_Non-FBC_ACI_DSI & GPM | 0 | 0 | 0 | 0 | 0 | 0 | 0
00 Ret.Exist_Non-FBC_ACI_DSI & GPM & C2G | 0 | 0 | 0 | 0 | 0 | 0 | 0
00 Ret.Exist_Non-FBC_ACI_DSI & GPM & C2G & SCR | 0 | 0 | 0 | 0 | 0 | 0 | 0
00 Ret.Exist_Non-FBC_ACI_DSI & GPM & DRET | 0 | 0 | 0 | 0 | 0 | 0 | 0
00 Ret.Exist_Non-FBC_ACI_DSI & GPM & NGC | 0 | 0 | 0 | 0 | 0 | 0 | 0
00 Ret.Exist_Non-FBC_ACI_DSI & GPM & SCR | 0 | 0 | 0 | 0 | 0 | 0 | 0
00 Ret.Exist_Non-FBC_ACI_DSI & GPM & SCR & DRET | 0 | 0 | 0 | 0 | 0 | 0 | 0
00 Ret.Exist_Non-FBC_ACI_DSI & GPM & SCR & NGC | 0 | 0 | 0 | 0 | 0 | 0 | 0
00 Ret.Exist_Non-FBC_ACI_DSI & GPM & SNCR | 0 | 0 | 0 | 0 | 0 | 0 | 0
00 Ret.Exist_Non-FBC_ACI_DSI & GPM & SNCR & DRET | 0 | 0 | 0 | 0 | 0 | 0 | 0
00 Ret.Exist_Non-FBC_ACI_DSI & GPM & SNCR & NGC | 0 | 0 | 0 | 0 | 0 | 0 | 0
00 Ret.Exist_Non-FBC_ACI_DSI & GPM & WetFGD & SCR & CCS | 0 | 0 | 0 | 0 | 0 | 0 | 0
00 Ret.Exist_Non-FBC_ACI_DSI & NGC | 0 | 0 | 0 | 0 | 0 | 0 | 0
00 Ret.Exist_Non-FBC_ACI_DSI & SCR | 0 | 0 | 0 | 0 | 0 | 0 | 0
00 Ret.Exist_Non-FBC_ACI_DSI & SCR & C2G | 0 | 0 | 0 | 0 | 0 | 0 | 0
00 Ret.Exist_Non-FBC_ACI_DSI & SCR & DRET | 0 | 0 | 0 | 0 | 0 | 0 | 0
00 Ret.Exist_Non-FBC_ACI_DSI & SCR & NGC | 0 | 0 | 0 | 0 | 0 | 0 | 0
00 Ret.Exist_Non-FBC_ACI_DSI & SCR & WetFGD & CCS | 0 | 0 | 0 | 0 | 0 | 0 | 0
00 Ret.Exist_Non-FBC_ACI_DSI & SNCR | 0 | 0 | 0 | 0 | 0 | 0 | 0
00 Ret.Exist_Non-FBC_ACI_DSI & SNCR & C2G | 0 | 0 | 0 | 0 | 0 | 0 | 0
00 Ret.Exist_Non-FBC_ACI_DSI & SNCR & DRET | 0 | 0 | 0 | 0 | 0 | 0 | 0
00 Ret.Exist_Non-FBC_ACI_DSI & SNCR & NGC | 0 | 0 | 0 | 0 | 0 | 0 | 0
00 Ret.Exist_Non-FBC_DryFGD & C2G | 0 | 0 | 0 | 0 | 0 | 0 | 0
00 Ret.Exist_Non-FBC_DryFGD & C2G & SCR | 0 | 0 | 0 | 0 | 0 | 0 | 0
00 Ret.Exist_Non-FBC_DryFGD & DRET | 0 | 0 | 0 | 0 | 0 | 0 | 0
00 Ret.Exist_Non-FBC_DryFGD & GPM | 0 | 0 | 0 | 0 | 0 | 0 | 0
00 Ret.Exist_Non-FBC_DryFGD & GPM & C2G | 0 | 0 | 0 | 0 | 0 | 0 | 0
00 Ret.Exist_Non-FBC_DryFGD & GPM & C2G & SCR | 0 | 0 | 0 | 0 | 0 | 0 | 0
00 Ret.Exist_Non-FBC_DryFGD & GPM & DRET | 0 | 0 | 0 | 0 | 0 | 0 | 0
00 Ret.Exist_Non-FBC_DryFGD & GPM & NGC | 0 | 0 | 0 | 0 | 0 | 0 | 0
00 Ret.Exist_Non-FBC_DryFGD & GPM & SCR | 0 | 0 | 0 | 0 | 0 | 0 | 0
00 Ret.Exist_Non-FBC_DryFGD & GPM & SCR & CCS | 0 | 0 | 0 | 0 | 0 | 0 | 0
00 Ret.Exist_Non-FBC_DryFGD & GPM & SCR & DRET | 0 | 0 | 0 | 0 | 0 | 0 | 0
00 Ret.Exist_Non-FBC_DryFGD & GPM & SCR & NGC | 0 | 0 | 0 | 0 | 0 | 0 | 0
00 Ret.Exist_Non-FBC_DryFGD & GPM & SNCR | 0 | 0 | 0 | 0 | 0 | 0 | 0
00 Ret.Exist_Non-FBC_DryFGD & GPM & SNCR & DRET | 0 | 0 | 0 | 0 | 0 | 0 | 0
00 Ret.Exist_Non-FBC_DryFGD & GPM & SNCR & NGC | 0 | 0 | 0 | 0 | 0 | 0 | 0
00 Ret.Exist_Non-FBC_DryFGD & NGC | 0 | 0 | 0 | 0 | 0 | 0 | 0
00 Ret.Exist_Non-FBC_DryFGD & SCR | 0 | 0 | 0 | 0 | 0 | 0 | 0
00 Ret.Exist_Non-FBC_DryFGD & SCR & C2G | 0 | 0 | 0 | 0 | 0 | 0 | 0
00 Ret.Exist_Non-FBC_DryFGD & SCR & CCS | 0 | 0 | 0 | 0 | 0 | 0 | 0
00 Ret.Exist_Non-FBC_DryFGD & SCR & DRET | 0 | 0 | 0 | 0 | 0 | 0 | 0
00 Ret.Exist_Non-FBC_DryFGD & SCR & NGC | 0 | 0 | 0 | 0 | 0 | 0 | 0
00 Ret.Exist_Non-FBC_DryFGD & SNCR | 0 | 0 | 0 | 0 | 0 | 0 | 0
00 Ret.Exist_Non-FBC_DryFGD & SNCR & C2G | 0 | 0 | 0 | 0 | 0 | 0 | 0
00 Ret.Exist_Non-FBC_DryFGD & SNCR & DRET | 0 | 0 | 0 | 0 | 0 | 0 | 0
00 Ret.Exist_Non-FBC_DryFGD & SNCR & NGC | 0 | 0 | 0 | 0 | 0 | 0 | 0
00 Ret.Exist_Non-FBC_DryFGD_ACI & C2G | 0 | 0 | 0 | 0 | 0 | 0 | 0
00 Ret.Exist_Non-FBC_DryFGD_ACI & C2G & SCR | 0 | 0 | 0 | 0 | 0 | 0 | 0
00 Ret.Exist_Non-FBC_DryFGD_ACI & DCCS | 0 | 6808.03 | 0 | 0 | 0 | 0 | 0
00 Ret.Exist_Non-FBC_DryFGD_ACI & DCCS & SCR & CCS | 0 | 0 | 5988.0919 | 5726.212 | 40.8953 | 40.8953 | 40.8953
00 Ret.Exist_Non-FBC_DryFGD_ACI & DRET | 0 | 13957.818 | 0 | 0 | 0 | 0 | 0
00 Ret.Exist_Non-FBC_DryFGD_ACI & GPM | 0 | 0 | 0 | 0 | 0 | 0 | 0
00 Ret.Exist_Non-FBC_DryFGD_ACI & GPM & C2G | 0 | 0 | 0 | 0 | 0 | 0 | 0
00 Ret.Exist_Non-FBC_DryFGD_ACI & GPM & C2G & SCR | 0 | 0 | 0 | 0 | 0 | 0 | 0
00 Ret.Exist_Non-FBC_DryFGD_ACI & GPM & DRET | 0 | 0 | 0 | 0 | 0 | 0 | 0
00 Ret.Exist_Non-FBC_DryFGD_ACI & GPM & NGC | 0 | 0 | 0 | 0 | 0 | 0 | 0
00 Ret.Exist_Non-FBC_DryFGD_ACI & GPM & SCR | 0 | 0 | 0 | 0 | 0 | 0 | 0
00 Ret.Exist_Non-FBC_DryFGD_ACI & GPM & SCR & CCS | 0 | 0 | 0 | 0 | 0 | 0 | 0
00 Ret.Exist_Non-FBC_DryFGD_ACI & GPM & SCR & DRET | 0 | 0 | 0 | 0 | 0 | 0 | 0
00 Ret.Exist_Non-FBC_DryFGD_ACI & GPM & SCR & NGC | 0 | 0 | 0 | 0 | 0 | 0 | 0
00 Ret.Exist_Non-FBC_DryFGD_ACI & GPM & SNCR | 0 | 0 | 0 | 0 | 0 | 0 | 0
00 Ret.Exist_Non-FBC_DryFGD_ACI & GPM & SNCR & DRET | 0 | 0 | 0 | 0 | 0 | 0 | 0
00 Ret.Exist_Non-FBC_DryFGD_ACI & GPM & SNCR & NGC | 0 | 0 | 0 | 0 | 0 | 0 | 0
00 Ret.Exist_Non-FBC_DryFGD_ACI & NGC | 0 | 325.9513 | 2061.1223 | 0 | 0 | 0 | 0
00 Ret.Exist_Non-FBC_DryFGD_ACI & SCR | 0 | 14.7719 | 0 | 0 | 0 | 0 | 0
00 Ret.Exist_Non-FBC_DryFGD_ACI & SCR & C2G | 0 | 0 | 0 | 0 | 0 | 0 | 0
00 Ret.Exist_Non-FBC_DryFGD_ACI & SCR & CCS | 0 | 0 | 75.8813 | 75.8813 | 0 | 0 | 0
00 Ret.Exist_Non-FBC_DryFGD_ACI & SCR & DRET | 0 | 0 | 0 | 0 | 0 | 0 | 0
00 Ret.Exist_Non-FBC_DryFGD_ACI & SCR & NGC | 0 | 0 | 0 | 0 | 0 | 0 | 0
00 Ret.Exist_Non-FBC_DryFGD_ACI & SNCR | 0 | 0 | 0 | 0 | 0 | 0 | 0
00 Ret.Exist_Non-FBC_DryFGD_ACI & SNCR & C2G | 0 | 0 | 0 | 0 | 0 | 0 | 0
00 Ret.Exist_Non-FBC_DryFGD_ACI & SNCR & DRET | 0 | 0 | 0 | 0 | 0 | 0 | 0
00 Ret.Exist_Non-FBC_DryFGD_ACI & SNCR & NGC | 0 | 0 | 0 | 0 | 0 | 0 | 0
00 Ret.Exist_Non-FBC_DryFGD_SCR & ACI | 0 | 0 | 0 | 0 | 0 | 0 | 0
00 Ret.Exist_Non-FBC_DryFGD_SCR & ACI & C2G | 0 | 0 | 0 | 0 | 0 | 0 | 0
00 Ret.Exist_Non-FBC_DryFGD_SCR & ACI & CCS | 0 | 0 | 0 | 0 | 0 | 0 | 0
00 Ret.Exist_Non-FBC_DryFGD_SCR & ACI & DRET | 0 | 0 | 0 | 0 | 0 | 0 | 0
00 Ret.Exist_Non-FBC_DryFGD_SCR & ACI & GPM | 0 | 0 | 0 | 0 | 0 | 0 | 0
00 Ret.Exist_Non-FBC_DryFGD_SCR & ACI & GPM & C2G | 0 | 0 | 0 | 0 | 0 | 0 | 0
00 Ret.Exist_Non-FBC_DryFGD_SCR & ACI & GPM & CCS | 0 | 0 | 0 | 0 | 0 | 0 | 0
00 Ret.Exist_Non-FBC_DryFGD_SCR & ACI & GPM & DRET | 0 | 0 | 0 | 0 | 0 | 0 | 0
00 Ret.Exist_Non-FBC_DryFGD_SCR & ACI & GPM & NGC | 0 | 0 | 0 | 0 | 0 | 0 | 0
00 Ret.Exist_Non-FBC_DryFGD_SCR & ACI & NGC | 0 | 0 | 0 | 0 | 0 | 0 | 0
00 Ret.Exist_Non-FBC_DryFGD_SCR & C2G | 0 | 0 | 0 | 0 | 0 | 0 | 0
00 Ret.Exist_Non-FBC_DryFGD_SCR & CCS | 0 | 0 | 0 | 0 | 0 | 0 | 0
00 Ret.Exist_Non-FBC_DryFGD_SCR & DRET | 0 | 0 | 0 | 0 | 0 | 0 | 0
00 Ret.Exist_Non-FBC_DryFGD_SCR & GPM | 0 | 0 | 0 | 0 | 0 | 0 | 0
00 Ret.Exist_Non-FBC_DryFGD_SCR & GPM & C2G | 0 | 0 | 0 | 0 | 0 | 0 | 0
00 Ret.Exist_Non-FBC_DryFGD_SCR & GPM & CCS | 0 | 0 | 0 | 0 | 0 | 0 | 0
00 Ret.Exist_Non-FBC_DryFGD_SCR & GPM & DRET | 0 | 0 | 0 | 0 | 0 | 0 | 0
00 Ret.Exist_Non-FBC_DryFGD_SCR & GPM & NGC | 0 | 0 | 0 | 0 | 0 | 0 | 0
00 Ret.Exist_Non-FBC_DryFGD_SCR & NGC | 0 | 0 | 0 | 0 | 0 | 0 | 0
00 Ret.Exist_Non-FBC_DryFGD_SCR_ACI & C2G | 121.9468 | 1179.1942 | 345.6948 | 345.6948 | 345.6948 | 345.6948 | 345.6948
00 Ret.Exist_Non-FBC_DryFGD_SCR_ACI & CCS | 0 | 1750.4673 | 1829.2584 | 1829.2584 | 1829.2584 | 1829.2584 | 1829.2584
00 Ret.Exist_Non-FBC_DryFGD_SCR_ACI & DCCS | 0 | 5027.5285 | 0 | 0 | 0 | 0 | 0
00 Ret.Exist_Non-FBC_DryFGD_SCR_ACI & DCCS & CCS | 0 | 0 | 5041.3115 | 5041.3115 | 0 | 0 | 0
00 Ret.Exist_Non-FBC_DryFGD_SCR_ACI & DRET | 0 | 15286.189 | 0 | 0 | 0 | 0 | 0
00 Ret.Exist_Non-FBC_DryFGD_SCR_ACI & GPM | 0 | 0 | 0 | 0 | 0 | 0 | 0
00 Ret.Exist_Non-FBC_DryFGD_SCR_ACI & GPM & C2G | 0 | 0 | 0 | 0 | 0 | 0 | 0
00 Ret.Exist_Non-FBC_DryFGD_SCR_ACI & GPM & CCS | 0 | 0 | 0 | 0 | 0 | 0 | 0
00 Ret.Exist_Non-FBC_DryFGD_SCR_ACI & GPM & DRET | 0 | 0 | 0 | 0 | 0 | 0 | 0
00 Ret.Exist_Non-FBC_DryFGD_SCR_ACI & GPM & NGC | 0 | 0 | 0 | 0 | 0 | 0 | 0
00 Ret.Exist_Non-FBC_DryFGD_SCR_ACI & NGC | 0 | 17.3465 | 14.5614 | 0 | 0 | 0 | 0
00 Ret.Exist_Non-FBC_DryFGD_SCR_ACI_DSI & C2G | 0 | 113.9351 | 113.9351 | 113.9351 | 113.9351 | 113.9351 | 113.9351
00 Ret.Exist_Non-FBC_DryFGD_SCR_ACI_DSI & CCS | 0 | 0 | 0 | 0 | 0 | 0 | 0
00 Ret.Exist_Non-FBC_DryFGD_SCR_ACI_DSI & DCCS | 0 | 0.022632 | 0 | 0 | 0 | 0 | 0
00 Ret.Exist_Non-FBC_DryFGD_SCR_ACI_DSI & DCCS & CCS | 0 | 0 | 0.016255 | 0.016255 | 0 | 0 | 0
00 Ret.Exist_Non-FBC_DryFGD_SCR_ACI_DSI & DRET | 0 | 266.7154 | 0 | 0 | 0 | 0 | 0
00 Ret.Exist_Non-FBC_DryFGD_SCR_ACI_DSI & GPM | 0 | 0 | 0 | 0 | 0 | 0 | 0
00 Ret.Exist_Non-FBC_DryFGD_SCR_ACI_DSI & GPM & C2G | 0 | 0 | 0 | 0 | 0 | 0 | 0
00 Ret.Exist_Non-FBC_DryFGD_SCR_ACI_DSI & GPM & CCS | 0 | 0 | 0 | 0 | 0 | 0 | 0
00 Ret.Exist_Non-FBC_DryFGD_SCR_ACI_DSI & GPM & DRET | 0 | 0 | 0 | 0 | 0 | 0 | 0
00 Ret.Exist_Non-FBC_DryFGD_SCR_ACI_DSI & GPM & NGC | 0 | 0 | 0 | 0 | 0 | 0 | 0
00 Ret.Exist_Non-FBC_DryFGD_SCR_ACI_DSI & NGC | 0 | 0 | 0 | 0 | 0 | 0 | 0
00 Ret.Exist_Non-FBC_DryFGD_SCR_DSI & ACI | 0 | 0 | 0 | 0 | 0 | 0 | 0
00 Ret.Exist_Non-FBC_DryFGD_SCR_DSI & ACI & C2G | 0 | 0 | 0 | 0 | 0 | 0 | 0
00 Ret.Exist_Non-FBC_DryFGD_SCR_DSI & ACI & CCS | 0 | 0 | 0 | 0 | 0 | 0 | 0
00 Ret.Exist_Non-FBC_DryFGD_SCR_DSI & ACI & DRET | 0 | 0 | 0 | 0 | 0 | 0 | 0
00 Ret.Exist_Non-FBC_DryFGD_SCR_DSI & ACI & GPM | 0 | 0 | 0 | 0 | 0 | 0 | 0
00 Ret.Exist_Non-FBC_DryFGD_SCR_DSI & ACI & GPM & C2G | 0 | 0 | 0 | 0 | 0 | 0 | 0
00 Ret.Exist_Non-FBC_DryFGD_SCR_DSI & ACI & GPM & CCS | 0 | 0 | 0 | 0 | 0 | 0 | 0
00 Ret.Exist_Non-FBC_DryFGD_SCR_DSI & ACI & GPM & DRET | 0 | 0 | 0 | 0 | 0 | 0 | 0
00 Ret.Exist_Non-FBC_DryFGD_SCR_DSI & ACI & GPM & NGC | 0 | 0 | 0 | 0 | 0 | 0 | 0
00 Ret.Exist_Non-FBC_DryFGD_SCR_DSI & ACI & NGC | 0 | 0 | 0 | 0 | 0 | 0 | 0
00 Ret.Exist_Non-FBC_DryFGD_SCR_DSI & C2G | 0 | 0 | 0 | 0 | 0 | 0 | 0
00 Ret.Exist_Non-FBC_DryFGD_SCR_DSI & CCS | 0 | 0 | 0 | 0 | 0 | 0 | 0
00 Ret.Exist_Non-FBC_DryFGD_SCR_DSI & DRET | 0 | 1149.755 | 0 | 0 | 0 | 0 | 0
00 Ret.Exist_Non-FBC_DryFGD_SCR_DSI & GPM | 0 | 0 | 0 | 0 | 0 | 0 | 0
00 Ret.Exist_Non-FBC_DryFGD_SCR_DSI & GPM & C2G | 0 | 0 | 0 | 0 | 0 | 0 | 0
00 Ret.Exist_Non-FBC_DryFGD_SCR_DSI & GPM & CCS | 0 | 0 | 0 | 0 | 0 | 0 | 0
00 Ret.Exist_Non-FBC_DryFGD_SCR_DSI & GPM & DRET | 0 | 0 | 0 | 0 | 0 | 0 | 0
00 Ret.Exist_Non-FBC_DryFGD_SCR_DSI & GPM & NGC | 0 | 0 | 0 | 0 | 0 | 0 | 0
00 Ret.Exist_Non-FBC_DryFGD_SCR_DSI & NGC | 0 | 0 | 0 | 0 | 0 | 0 | 0
00 Ret.Exist_Non-FBC_DryFGD_SNCR_ACI & C2G | 0 | 0 | 0 | 0 | 0 | 0 | 0
00 Ret.Exist_Non-FBC_DryFGD_SNCR_ACI & C2G & SCR | 0 | 0 | 0 | 0 | 0 | 0 | 0
00 Ret.Exist_Non-FBC_DryFGD_SNCR_ACI & DCCS | 3880.2157 | 3880.2157 | 0 | 0 | 0 | 0 | 0
00 Ret.Exist_Non-FBC_DryFGD_SNCR_ACI & DCCS & SCR & CCS | 0 | 0 | 2609.9234 | 2609.9234 | 391.414 | 465.9645 | 465.9645
00 Ret.Exist_Non-FBC_DryFGD_SNCR_ACI & DRET | 0 | 7867.4655 | 0 | 0 | 0 | 0 | 0
00 Ret.Exist_Non-FBC_DryFGD_SNCR_ACI & GPM | 0 | 0 | 0 | 0 | 0 | 0 | 0
00 Ret.Exist_Non-FBC_DryFGD_SNCR_ACI & GPM & C2G | 0 | 0 | 0 | 0 | 0 | 0 | 0
00 Ret.Exist_Non-FBC_DryFGD_SNCR_ACI & GPM & C2G & SCR | 0 | 0 | 0 | 0 | 0 | 0 | 0
00 Ret.Exist_Non-FBC_DryFGD_SNCR_ACI & GPM & DRET | 0 | 0 | 0 | 0 | 0 | 0 | 0
00 Ret.Exist_Non-FBC_DryFGD_SNCR_ACI & GPM & NGC | 0 | 0 | 0 | 0 | 0 | 0 | 0
00 Ret.Exist_Non-FBC_DryFGD_SNCR_ACI & GPM & SCR | 0 | 0 | 0 | 0 | 0 | 0 | 0
00 Ret.Exist_Non-FBC_DryFGD_SNCR_ACI & GPM & SCR & CCS | 0 | 0 | 0 | 0 | 0 | 0 | 0
00 Ret.Exist_Non-FBC_DryFGD_SNCR_ACI & GPM & SCR & DRET | 0 | 0 | 0 | 0 | 0 | 0 | 0
00 Ret.Exist_Non-FBC_DryFGD_SNCR_ACI & GPM & SCR & NGC | 0 | 0 | 0 | 0 | 0 | 0 | 0
00 Ret.Exist_Non-FBC_DryFGD_SNCR_ACI & NGC | 0 | 0 | 0 | 0 | 0 | 0 | 0
00 Ret.Exist_Non-FBC_DryFGD_SNCR_ACI & SCR | 0 | 0 | 0 | 0 | 0 | 0 | 0
00 Ret.Exist_Non-FBC_DryFGD_SNCR_ACI & SCR & C2G | 0 | 0 | 0 | 0 | 0 | 0 | 0
00 Ret.Exist_Non-FBC_DryFGD_SNCR_ACI & SCR & CCS | 0 | 0 | 0 | 0 | 0 | 0 | 0
00 Ret.Exist_Non-FBC_DryFGD_SNCR_ACI & SCR & DRET | 0 | 0 | 0 | 0 | 0 | 0 | 0
00 Ret.Exist_Non-FBC_DryFGD_SNCR_ACI & SCR & NGC | 0 | 0 | 0 | 0 | 0 | 0 | 0
00 Ret.Exist_Non-FBC_DryFGD_SNCR_ACI_DSI & C2G | 0 | 0 | 0 | 0 | 0 | 0 | 0
00 Ret.Exist_Non-FBC_DryFGD_SNCR_ACI_DSI & C2G & SCR | 0 | 0 | 0 | 0 | 0 | 0 | 0
00 Ret.Exist_Non-FBC_DryFGD_SNCR_ACI_DSI & DRET | 0 | 0 | 0 | 0 | 0 | 0 | 0
00 Ret.Exist_Non-FBC_DryFGD_SNCR_ACI_DSI & GPM | 0 | 0 | 0 | 0 | 0 | 0 | 0
00 Ret.Exist_Non-FBC_DryFGD_SNCR_ACI_DSI & GPM & C2G | 0 | 0 | 0 | 0 | 0 | 0 | 0
00 Ret.Exist_Non-FBC_DryFGD_SNCR_ACI_DSI & GPM & C2G & SCR | 0 | 0 | 0 | 0 | 0 | 0 | 0
00 Ret.Exist_Non-FBC_DryFGD_SNCR_ACI_DSI & GPM & DRET | 0 | 0 | 0 | 0 | 0 | 0 | 0
00 Ret.Exist_Non-FBC_DryFGD_SNCR_ACI_DSI & GPM & NGC | 0 | 0 | 0 | 0 | 0 | 0 | 0
00 Ret.Exist_Non-FBC_DryFGD_SNCR_ACI_DSI & GPM & SCR | 0 | 0 | 0 | 0 | 0 | 0 | 0
00 Ret.Exist_Non-FBC_DryFGD_SNCR_ACI_DSI & GPM & SCR & CCS | 0 | 0 | 0 | 0 | 0 | 0 | 0
00 Ret.Exist_Non-FBC_DryFGD_SNCR_ACI_DSI & GPM & SCR & DRET | 0 | 0 | 0 | 0 | 0 | 0 | 0
00 Ret.Exist_Non-FBC_DryFGD_SNCR_ACI_DSI & GPM & SCR & NGC | 0 | 0 | 0 | 0 | 0 | 0 | 0
00 Ret.Exist_Non-FBC_DryFGD_SNCR_ACI_DSI & NGC | 0 | 0 | 0 | 0 | 0 | 0 | 0
00 Ret.Exist_Non-FBC_DryFGD_SNCR_ACI_DSI & SCR | 0 | 0 | 0 | 0 | 0 | 0 | 0
00 Ret.Exist_Non-FBC_DryFGD_SNCR_ACI_DSI & SCR & C2G | 0 | 0 | 0 | 0 | 0 | 0 | 0
00 Ret.Exist_Non-FBC_DryFGD_SNCR_ACI_DSI & SCR & CCS | 0 | 0 | 0 | 0 | 0 | 0 | 0
00 Ret.Exist_Non-FBC_DryFGD_SNCR_ACI_DSI & SCR & DRET | 0 | 0 | 0 | 0 | 0 | 0 | 0
00 Ret.Exist_Non-FBC_DryFGD_SNCR_ACI_DSI & SCR & NGC | 0 | 0 | 0 | 0 | 0 | 0 | 0
00 Ret.Exist_Non-FBC_DSI & ACI | 0 | 0 | 0 | 0 | 0 | 0 | 0
00 Ret.Exist_Non-FBC_DSI & ACI & C2G | 0 | 0 | 0 | 0 | 0 | 0 | 0
00 Ret.Exist_Non-FBC_DSI & ACI & C2G & SCR | 0 | 0 | 0 | 0 | 0 | 0 | 0
00 Ret.Exist_Non-FBC_DSI & ACI & DRET | 0 | 0 | 0 | 0 | 0 | 0 | 0
00 Ret.Exist_Non-FBC_DSI & ACI & GPM | 0 | 0 | 0 | 0 | 0 | 0 | 0
00 Ret.Exist_Non-FBC_DSI & ACI & GPM & C2G | 0 | 0 | 0 | 0 | 0 | 0 | 0
00 Ret.Exist_Non-FBC_DSI & ACI & GPM & C2G & SCR | 0 | 0 | 0 | 0 | 0 | 0 | 0
00 Ret.Exist_Non-FBC_DSI & ACI & GPM & DRET | 0 | 0 | 0 | 0 | 0 | 0 | 0
00 Ret.Exist_Non-FBC_DSI & ACI & GPM & NGC | 0 | 0 | 0 | 0 | 0 | 0 | 0
00 Ret.Exist_Non-FBC_DSI & ACI & GPM & SCR | 0 | 0 | 0 | 0 | 0 | 0 | 0
00 Ret.Exist_Non-FBC_DSI & ACI & GPM & SCR & DRET | 0 | 0 | 0 | 0 | 0 | 0 | 0
00 Ret.Exist_Non-FBC_DSI & ACI & GPM & SCR & NGC | 0 | 0 | 0 | 0 | 0 | 0 | 0
00 Ret.Exist_Non-FBC_DSI & ACI & GPM & SNCR | 0 | 0 | 0 | 0 | 0 | 0 | 0
00 Ret.Exist_Non-FBC_DSI & ACI & GPM & SNCR & DRET | 0 | 0 | 0 | 0 | 0 | 0 | 0
00 Ret.Exist_Non-FBC_DSI & ACI & GPM & SNCR & NGC | 0 | 0 | 0 | 0 | 0 | 0 | 0
00 Ret.Exist_Non-FBC_DSI & ACI & GPM & WetFGD & SCR & CCS | 0 | 0 | 0 | 0 | 0 | 0 | 0
00 Ret.Exist_Non-FBC_DSI & ACI & NGC | 0 | 0 | 0 | 0 | 0 | 0 | 0
00 Ret.Exist_Non-FBC_DSI & ACI & SCR | 0 | 0 | 0 | 0 | 0 | 0 | 0
00 Ret.Exist_Non-FBC_DSI & ACI & SCR & DRET | 0 | 0 | 0 | 0 | 0 | 0 | 0
00 Ret.Exist_Non-FBC_DSI & ACI & SCR & NGC | 0 | 0 | 0 | 0 | 0 | 0 | 0
00 Ret.Exist_Non-FBC_DSI & ACI & SNCR | 0 | 0 | 0 | 0 | 0 | 0 | 0
00 Ret.Exist_Non-FBC_DSI & ACI & SNCR & DRET | 0 | 0 | 0 | 0 | 0 | 0 | 0
00 Ret.Exist_Non-FBC_DSI & ACI & SNCR & NGC | 0 | 0 | 0 | 0 | 0 | 0 | 0
00 Ret.Exist_Non-FBC_DSI & ACI & WetFGD & SCR & CCS | 0 | 0 | 0 | 0 | 0 | 0 | 0
00 Ret.Exist_Non-FBC_DSI & C2G | 0 | 0 | 0 | 0 | 0 | 0 | 0
00 Ret.Exist_Non-FBC_DSI & C2G & SCR | 0 | 0 | 0 | 0 | 0 | 0 | 0
00 Ret.Exist_Non-FBC_DSI & DRET | 0 | 0 | 0 | 0 | 0 | 0 | 0
00 Ret.Exist_Non-FBC_DSI & GPM | 0 | 0 | 0 | 0 | 0 | 0 | 0
00 Ret.Exist_Non-FBC_DSI & GPM & C2G | 0 | 0 | 0 | 0 | 0 | 0 | 0
00 Ret.Exist_Non-FBC_DSI & GPM & C2G & SCR | 0 | 0 | 0 | 0 | 0 | 0 | 0
00 Ret.Exist_Non-FBC_DSI & GPM & DRET | 0 | 0 | 0 | 0 | 0 | 0 | 0
00 Ret.Exist_Non-FBC_DSI & GPM & NGC | 0 | 0 | 0 | 0 | 0 | 0 | 0
00 Ret.Exist_Non-FBC_DSI & GPM & SCR | 0 | 0 | 0 | 0 | 0 | 0 | 0
00 Ret.Exist_Non-FBC_DSI & GPM & SCR & DRET | 0 | 0 | 0 | 0 | 0 | 0 | 0
00 Ret.Exist_Non-FBC_DSI & GPM & SCR & NGC | 0 | 0 | 0 | 0 | 0 | 0 | 0
00 Ret.Exist_Non-FBC_DSI & GPM & SNCR | 0 | 0 | 0 | 0 | 0 | 0 | 0
00 Ret.Exist_Non-FBC_DSI & GPM & SNCR & DRET | 0 | 0 | 0 | 0 | 0 | 0 | 0
00 Ret.Exist_Non-FBC_DSI & GPM & SNCR & NGC | 0 | 0 | 0 | 0 | 0 | 0 | 0
00 Ret.Exist_Non-FBC_DSI & GPM & WetFGD & SCR & CCS | 0 | 0 | 0 | 0 | 0 | 0 | 0
00 Ret.Exist_Non-FBC_DSI & NGC | 0 | 0 | 0 | 0 | 0 | 0 | 0
00 Ret.Exist_Non-FBC_DSI & SCR | 0 | 0 | 0 | 0 | 0 | 0 | 0
00 Ret.Exist_Non-FBC_DSI & SCR & C2G | 0 | 0 | 0 | 0 | 0 | 0 | 0
00 Ret.Exist_Non-FBC_DSI & SCR & DRET | 0 | 0 | 0 | 0 | 0 | 0 | 0
00 Ret.Exist_Non-FBC_DSI & SCR & NGC | 0 | 0 | 0 | 0 | 0 | 0 | 0
00 Ret.Exist_Non-FBC_DSI & SCR & WetFGD & CCS | 0 | 0 | 0 | 0 | 0 | 0 | 0
00 Ret.Exist_Non-FBC_DSI & SNCR | 0 | 0 | 0 | 0 | 0 | 0 | 0
00 Ret.Exist_Non-FBC_DSI & SNCR & C2G | 0 | 0 | 0 | 0 | 0 | 0 | 0
00 Ret.Exist_Non-FBC_DSI & SNCR & DRET | 0 | 0 | 0 | 0 | 0 | 0 | 0
00 Ret.Exist_Non-FBC_DSI & SNCR & NGC | 0 | 0 | 0 | 0 | 0 | 0 | 0
00 Ret.Exist_Non-FBC_NoCtrl & ACI | 0 | 0 | 0 | 0 | 0 | 0 | 0
00 Ret.Exist_Non-FBC_NoCtrl & ACI & C2G | 0 | 0 | 0 | 0 | 0 | 0 | 0
00 Ret.Exist_Non-FBC_NoCtrl & ACI & C2G & SCR | 0 | 0 | 0 | 0 | 0 | 0 | 0
00 Ret.Exist_Non-FBC_NoCtrl & ACI & DRET | 0 | 0 | 0 | 0 | 0 | 0 | 0
00 Ret.Exist_Non-FBC_NoCtrl & ACI & DSI | 0 | 0 | 0 | 0 | 0 | 0 | 0
00 Ret.Exist_Non-FBC_NoCtrl & ACI & DSI & C2G | 0 | 0 | 0 | 0 | 0 | 0 | 0
00 Ret.Exist_Non-FBC_NoCtrl & ACI & DSI & C2G & SCR | 0 | 0 | 0 | 0 | 0 | 0 | 0
00 Ret.Exist_Non-FBC_NoCtrl & ACI & DSI & DRET | 0 | 0 | 0 | 0 | 0 | 0 | 0
00 Ret.Exist_Non-FBC_NoCtrl & ACI & DSI & GPM | 0 | 0 | 0 | 0 | 0 | 0 | 0
00 Ret.Exist_Non-FBC_NoCtrl & ACI & DSI & GPM & C2G | 0 | 0 | 0 | 0 | 0 | 0 | 0
00 Ret.Exist_Non-FBC_NoCtrl & ACI & DSI & GPM & C2G & SCR | 0 | 0 | 0 | 0 | 0 | 0 | 0
00 Ret.Exist_Non-FBC_NoCtrl & ACI & DSI & GPM & DRET | 0 | 0 | 0 | 0 | 0 | 0 | 0
00 Ret.Exist_Non-FBC_NoCtrl & ACI & DSI & GPM & NGC | 0 | 0 | 0 | 0 | 0 | 0 | 0
00 Ret.Exist_Non-FBC_NoCtrl & ACI & DSI & GPM & SCR | 0 | 0 | 0 | 0 | 0 | 0 | 0
00 Ret.Exist_Non-FBC_NoCtrl & ACI & DSI & GPM & SCR & DRET | 0 | 0 | 0 | 0 | 0 | 0 | 0
00 Ret.Exist_Non-FBC_NoCtrl & ACI & DSI & GPM & SCR & NGC | 0 | 0 | 0 | 0 | 0 | 0 | 0
00 Ret.Exist_Non-FBC_NoCtrl & ACI & DSI & GPM & SNCR | 0 | 0 | 0 | 0 | 0 | 0 | 0
00 Ret.Exist_Non-FBC_NoCtrl & ACI & DSI & GPM & SNCR & DRET | 0 | 0 | 0 | 0 | 0 | 0 | 0
00 Ret.Exist_Non-FBC_NoCtrl & ACI & DSI & GPM & SNCR & NGC | 0 | 0 | 0 | 0 | 0 | 0 | 0
00 Ret.Exist_Non-FBC_NoCtrl & ACI & DSI & GPM & WetFGD & SCR & CCS | 0 | 0 | 0 | 0 | 0 | 0 | 0
00 Ret.Exist_Non-FBC_NoCtrl & ACI & DSI & NGC | 0 | 0 | 0 | 0 | 0 | 0 | 0
00 Ret.Exist_Non-FBC_NoCtrl & ACI & DSI & SCR | 0 | 0 | 0 | 0 | 0 | 0 | 0
00 Ret.Exist_Non-FBC_NoCtrl & ACI & DSI & SCR & DRET | 0 | 0 | 0 | 0 | 0 | 0 | 0
00 Ret.Exist_Non-FBC_NoCtrl & ACI & DSI & SCR & NGC | 0 | 0 | 0 | 0 | 0 | 0 | 0
00 Ret.Exist_Non-FBC_NoCtrl & ACI & DSI & SNCR | 0 | 0 | 0 | 0 | 0 | 0 | 0
00 Ret.Exist_Non-FBC_NoCtrl & ACI & DSI & SNCR & DRET | 0 | 0 | 0 | 0 | 0 | 0 | 0
00 Ret.Exist_Non-FBC_NoCtrl & ACI & DSI & SNCR & NGC | 0 | 0 | 0 | 0 | 0 | 0 | 0
00 Ret.Exist_Non-FBC_NoCtrl & ACI & DSI & WetFGD & SCR & CCS | 0 | 0 | 0 | 0 | 0 | 0 | 0
00 Ret.Exist_Non-FBC_NoCtrl & ACI & GPM | 0 | 0 | 0 | 0 | 0 | 0 | 0
00 Ret.Exist_Non-FBC_NoCtrl & ACI & GPM & C2G | 0 | 0 | 0 | 0 | 0 | 0 | 0
00 Ret.Exist_Non-FBC_NoCtrl & ACI & GPM & C2G & SCR | 0 | 0 | 0 | 0 | 0 | 0 | 0
00 Ret.Exist_Non-FBC_NoCtrl & ACI & GPM & DRET | 0 | 0 | 0 | 0 | 0 | 0 | 0
00 Ret.Exist_Non-FBC_NoCtrl & ACI & GPM & NGC | 0 | 0 | 0 | 0 | 0 | 0 | 0
00 Ret.Exist_Non-FBC_NoCtrl & ACI & GPM & SCR | 0 | 0 | 0 | 0 | 0 | 0 | 0
00 Ret.Exist_Non-FBC_NoCtrl & ACI & GPM & SCR & DRET | 0 | 0 | 0 | 0 | 0 | 0 | 0
00 Ret.Exist_Non-FBC_NoCtrl & ACI & GPM & SCR & NGC | 0 | 0 | 0 | 0 | 0 | 0 | 0
00 Ret.Exist_Non-FBC_NoCtrl & ACI & GPM & SNCR | 0 | 0 | 0 | 0 | 0 | 0 | 0
00 Ret.Exist_Non-FBC_NoCtrl & ACI & GPM & SNCR & DRET | 0 | 0 | 0 | 0 | 0 | 0 | 0
00 Ret.Exist_Non-FBC_NoCtrl & ACI & GPM & SNCR & NGC | 0 | 0 | 0 | 0 | 0 | 0 | 0
00 Ret.Exist_Non-FBC_NoCtrl & ACI & GPM & WetFGD & SCR & CCS | 0 | 0 | 0 | 0 | 0 | 0 | 0
00 Ret.Exist_Non-FBC_NoCtrl & ACI & NGC | 0 | 0 | 0 | 0 | 0 | 0 | 0
00 Ret.Exist_Non-FBC_NoCtrl & ACI & SCR | 0 | 0 | 0 | 0 | 0 | 0 | 0
00 Ret.Exist_Non-FBC_NoCtrl & ACI & SCR & DRET | 0 | 0 | 0 | 0 | 0 | 0 | 0
00 Ret.Exist_Non-FBC_NoCtrl & ACI & SCR & NGC | 0 | 0 | 0 | 0 | 0 | 0 | 0
00 Ret.Exist_Non-FBC_NoCtrl & ACI & SNCR | 0 | 0 | 0 | 0 | 0 | 0 | 0
00 Ret.Exist_Non-FBC_NoCtrl & ACI & SNCR & DRET | 0 | 0 | 0 | 0 | 0 | 0 | 0
00 Ret.Exist_Non-FBC_NoCtrl & ACI & SNCR & NGC | 0 | 0 | 0 | 0 | 0 | 0 | 0
00 Ret.Exist_Non-FBC_NoCtrl & ACI & WetFGD & SCR & CCS | 0 | 0 | 0 | 0 | 0 | 0 | 0
00 Ret.Exist_Non-FBC_NoCtrl & C2G | 0 | 0 | 0 | 0 | 0 | 0 | 0
00 Ret.Exist_Non-FBC_NoCtrl & C2G & SCR | 0 | 0 | 0 | 0 | 0 | 0 | 0
00 Ret.Exist_Non-FBC_NoCtrl & DCCS | 0 | 0 | 0 | 0 | 0 | 0 | 0
00 Ret.Exist_Non-FBC_NoCtrl & DCCS & WetFGD & SCR & CCS | 0 | 0 | 0 | 0 | 0 | 0 | 0
00 Ret.Exist_Non-FBC_NoCtrl & DRET | 0 | 750.5591 | 0 | 0 | 0 | 0 | 0
00 Ret.Exist_Non-FBC_NoCtrl & DSI | 0 | 0 | 0 | 0 | 0 | 0 | 0
00 Ret.Exist_Non-FBC_NoCtrl & DSI & C2G | 0 | 0 | 0 | 0 | 0 | 0 | 0
00 Ret.Exist_Non-FBC_NoCtrl & DSI & C2G & SCR | 0 | 0 | 0 | 0 | 0 | 0 | 0
00 Ret.Exist_Non-FBC_NoCtrl & DSI & DRET | 0 | 0 | 0 | 0 | 0 | 0 | 0
00 Ret.Exist_Non-FBC_NoCtrl & DSI & GPM | 0 | 0 | 0 | 0 | 0 | 0 | 0
00 Ret.Exist_Non-FBC_NoCtrl & DSI & GPM & C2G | 0 | 0 | 0 | 0 | 0 | 0 | 0
00 Ret.Exist_Non-FBC_NoCtrl & DSI & GPM & C2G & SCR | 0 | 0 | 0 | 0 | 0 | 0 | 0
00 Ret.Exist_Non-FBC_NoCtrl & DSI & GPM & DRET | 0 | 0 | 0 | 0 | 0 | 0 | 0
00 Ret.Exist_Non-FBC_NoCtrl & DSI & GPM & NGC | 0 | 0 | 0 | 0 | 0 | 0 | 0
00 Ret.Exist_Non-FBC_NoCtrl & DSI & GPM & SCR | 0 | 0 | 0 | 0 | 0 | 0 | 0
00 Ret.Exist_Non-FBC_NoCtrl & DSI & GPM & SCR & DRET | 0 | 0 | 0 | 0 | 0 | 0 | 0
00 Ret.Exist_Non-FBC_NoCtrl & DSI & GPM & SCR & NGC | 0 | 0 | 0 | 0 | 0 | 0 | 0
00 Ret.Exist_Non-FBC_NoCtrl & DSI & GPM & SNCR | 0 | 0 | 0 | 0 | 0 | 0 | 0
00 Ret.Exist_Non-FBC_NoCtrl & DSI & GPM & SNCR & DRET | 0 | 0 | 0 | 0 | 0 | 0 | 0
00 Ret.Exist_Non-FBC_NoCtrl & DSI & GPM & SNCR & NGC | 0 | 0 | 0 | 0 | 0 | 0 | 0
00 Ret.Exist_Non-FBC_NoCtrl & DSI & GPM & WetFGD & SCR & CCS | 0 | 0 | 0 | 0 | 0 | 0 | 0
00 Ret.Exist_Non-FBC_NoCtrl & DSI & NGC | 0 | 0 | 0 | 0 | 0 | 0 | 0
00 Ret.Exist_Non-FBC_NoCtrl & DSI & SCR | 0 | 0 | 0 | 0 | 0 | 0 | 0
00 Ret.Exist_Non-FBC_NoCtrl & DSI & SCR & DRET | 0 | 0 | 0 | 0 | 0 | 0 | 0
00 Ret.Exist_Non-FBC_NoCtrl & DSI & SCR & NGC | 0 | 0 | 0 | 0 | 0 | 0 | 0
00 Ret.Exist_Non-FBC_NoCtrl & DSI & SNCR | 0 | 0 | 0 | 0 | 0 | 0 | 0
00 Ret.Exist_Non-FBC_NoCtrl & DSI & SNCR & DRET | 0 | 0 | 0 | 0 | 0 | 0 | 0
00 Ret.Exist_Non-FBC_NoCtrl & DSI & SNCR & NGC | 0 | 0 | 0 | 0 | 0 | 0 | 0
00 Ret.Exist_Non-FBC_NoCtrl & DSI & WetFGD & SCR & CCS | 0 | 0 | 0 | 0 | 0 | 0 | 0
00 Ret.Exist_Non-FBC_NoCtrl & GPM | 0 | 0 | 0 | 0 | 0 | 0 | 0
00 Ret.Exist_Non-FBC_NoCtrl & GPM & C2G | 0 | 0 | 0 | 0 | 0 | 0 | 0
00 Ret.Exist_Non-FBC_NoCtrl & GPM & C2G & SCR | 0 | 0 | 0 | 0 | 0 | 0 | 0
00 Ret.Exist_Non-FBC_NoCtrl & GPM & DRET | 0 | 0 | 0 | 0 | 0 | 0 | 0
00 Ret.Exist_Non-FBC_NoCtrl & GPM & NGC | 0 | 0 | 0 | 0 | 0 | 0 | 0
00 Ret.Exist_Non-FBC_NoCtrl & GPM & SCR | 0 | 0 | 0 | 0 | 0 | 0 | 0
00 Ret.Exist_Non-FBC_NoCtrl & GPM & SCR & DRET | 0 | 0 | 0 | 0 | 0 | 0 | 0
00 Ret.Exist_Non-FBC_NoCtrl & GPM & SCR & NGC | 0 | 0 | 0 | 0 | 0 | 0 | 0
00 Ret.Exist_Non-FBC_NoCtrl & GPM & SNCR | 0 | 0 | 0 | 0 | 0 | 0 | 0
00 Ret.Exist_Non-FBC_NoCtrl & GPM & SNCR & DRET | 0 | 0 | 0 | 0 | 0 | 0 | 0
00 Ret.Exist_Non-FBC_NoCtrl & GPM & SNCR & NGC | 0 | 0 | 0 | 0 | 0 | 0 | 0
00 Ret.Exist_Non-FBC_NoCtrl & GPM & WetFGD & SCR & CCS | 0 | 0 | 0 | 0 | 0 | 0 | 0
00 Ret.Exist_Non-FBC_NoCtrl & NGC | 0 | 0 | 0 | 0 | 0 | 0 | 0
00 Ret.Exist_Non-FBC_NoCtrl & SCR | 0 | 0 | 0 | 0 | 0 | 0 | 0
00 Ret.Exist_Non-FBC_NoCtrl & SCR & C2G | 0 | 0 | 0 | 0 | 0 | 0 | 0
00 Ret.Exist_Non-FBC_NoCtrl & SCR & DRET | 0 | 0 | 0 | 0 | 0 | 0 | 0
00 Ret.Exist_Non-FBC_NoCtrl & SCR & NGC | 0 | 0 | 0 | 0 | 0 | 0 | 0
00 Ret.Exist_Non-FBC_NoCtrl & SCR & WetFGD & CCS | 0 | 0 | 0 | 0 | 0 | 0 | 0
00 Ret.Exist_Non-FBC_NoCtrl & SNCR | 0 | 0 | 0 | 0 | 0 | 0 | 0
00 Ret.Exist_Non-FBC_NoCtrl & SNCR & C2G | 0 | 0 | 0 | 0 | 0 | 0 | 0
00 Ret.Exist_Non-FBC_NoCtrl & SNCR & DRET | 0 | 0 | 0 | 0 | 0 | 0 | 0
00 Ret.Exist_Non-FBC_NoCtrl & SNCR & NGC | 0 | 0 | 0 | 0 | 0 | 0 | 0
00 Ret.Exist_Non-FBC_SCR_ACI & C2G | 0 | 0 | 0 | 0 | 0 | 0 | 0
00 Ret.Exist_Non-FBC_SCR_ACI & DCCS | 0 | 7753.4256 | 0 | 0 | 0 | 0 | 0
00 Ret.Exist_Non-FBC_SCR_ACI & DCCS & WetFGD & CCS | 0 | 0 | 5277.4785 | 5277.4785 | 0 | 0 | 0
00 Ret.Exist_Non-FBC_SCR_ACI & DRET | 0 | 4457.2487 | 0 | 0 | 0 | 0 | 0
00 Ret.Exist_Non-FBC_SCR_ACI & DSI | 0 | 0 | 0 | 0 | 0 | 0 | 0
00 Ret.Exist_Non-FBC_SCR_ACI & DSI & C2G | 0 | 0 | 0 | 0 | 0 | 0 | 0
00 Ret.Exist_Non-FBC_SCR_ACI & DSI & DRET | 0 | 0 | 0 | 0 | 0 | 0 | 0
00 Ret.Exist_Non-FBC_SCR_ACI & DSI & GPM | 0 | 0 | 0 | 0 | 0 | 0 | 0
00 Ret.Exist_Non-FBC_SCR_ACI & DSI & GPM & C2G | 0 | 0 | 0 | 0 | 0 | 0 | 0
00 Ret.Exist_Non-FBC_SCR_ACI & DSI & GPM & DRET | 0 | 0 | 0 | 0 | 0 | 0 | 0
00 Ret.Exist_Non-FBC_SCR_ACI & DSI & GPM & NGC | 0 | 0 | 0 | 0 | 0 | 0 | 0
00 Ret.Exist_Non-FBC_SCR_ACI & DSI & GPM & WetFGD & CCS | 0 | 0 | 0 | 0 | 0 | 0 | 0
00 Ret.Exist_Non-FBC_SCR_ACI & DSI & NGC | 0 | 0 | 0 | 0 | 0 | 0 | 0
00 Ret.Exist_Non-FBC_SCR_ACI & DSI & WetFGD & CCS | 0 | 0 | 0 | 0 | 0 | 0 | 0
00 Ret.Exist_Non-FBC_SCR_ACI & GPM | 0 | 0 | 0 | 0 | 0 | 0 | 0
00 Ret.Exist_Non-FBC_SCR_ACI & GPM & C2G | 0 | 0 | 0 | 0 | 0 | 0 | 0
00 Ret.Exist_Non-FBC_SCR_ACI & GPM & DRET | 0 | 0 | 0 | 0 | 0 | 0 | 0
00 Ret.Exist_Non-FBC_SCR_ACI & GPM & NGC | 0 | 0 | 0 | 0 | 0 | 0 | 0
00 Ret.Exist_Non-FBC_SCR_ACI & GPM & WetFGD & CCS | 0 | 0 | 0 | 0 | 0 | 0 | 0
00 Ret.Exist_Non-FBC_SCR_ACI & NGC | 0 | 0 | 0 | 0 | 0 | 0 | 0
00 Ret.Exist_Non-FBC_SCR_ACI & WetFGD & CCS | 0 | 0 | 0 | 0 | 0 | 0 | 0
00 Ret.Exist_Non-FBC_SCR_ACI_DSI & C2G | 0 | 0 | 0 | 0 | 0 | 0 | 0
00 Ret.Exist_Non-FBC_SCR_ACI_DSI & DCCS | 0 | 0 | 0 | 0 | 0 | 0 | 0
00 Ret.Exist_Non-FBC_SCR_ACI_DSI & DCCS & WetFGD & CCS | 0 | 0 | 0 | 0 | 0 | 0 | 0
00 Ret.Exist_Non-FBC_SCR_ACI_DSI & DRET | 0 | 1615.5077 | 0 | 0 | 0 | 0 | 0
00 Ret.Exist_Non-FBC_SCR_ACI_DSI & GPM | 0 | 0 | 0 | 0 | 0 | 0 | 0
00 Ret.Exist_Non-FBC_SCR_ACI_DSI & GPM & C2G | 0 | 0 | 0 | 0 | 0 | 0 | 0
00 Ret.Exist_Non-FBC_SCR_ACI_DSI & GPM & DRET | 0 | 0 | 0 | 0 | 0 | 0 | 0
00 Ret.Exist_Non-FBC_SCR_ACI_DSI & GPM & NGC | 0 | 0 | 0 | 0 | 0 | 0 | 0
00 Ret.Exist_Non-FBC_SCR_ACI_DSI & GPM & WetFGD & CCS | 0 | 0 | 0 | 0 | 0 | 0 | 0
00 Ret.Exist_Non-FBC_SCR_ACI_DSI & NGC | 0 | 0 | 0 | 0 | 0 | 0 | 0
00 Ret.Exist_Non-FBC_SCR_ACI_DSI & WetFGD & CCS | 0 | 0 | 0 | 0 | 0 | 0 | 0
00 Ret.Exist_Non-FBC_SNCR_ACI & C2G | 0 | 0 | 0 | 0 | 0 | 0 | 0
00 Ret.Exist_Non-FBC_SNCR_ACI & C2G & SCR | 0 | 0 | 0 | 0 | 0 | 0 | 0
00 Ret.Exist_Non-FBC_SNCR_ACI & DRET | 0 | 0 | 0 | 0 | 0 | 0 | 0
00 Ret.Exist_Non-FBC_SNCR_ACI & DSI | 0 | 0 | 0 | 0 | 0 | 0 | 0
00 Ret.Exist_Non-FBC_SNCR_ACI & DSI & C2G | 0 | 0 | 0 | 0 | 0 | 0 | 0
00 Ret.Exist_Non-FBC_SNCR_ACI & DSI & C2G & SCR | 0 | 0 | 0 | 0 | 0 | 0 | 0
00 Ret.Exist_Non-FBC_SNCR_ACI & DSI & DRET | 0 | 0 | 0 | 0 | 0 | 0 | 0
00 Ret.Exist_Non-FBC_SNCR_ACI & DSI & NGC | 0 | 0 | 0 | 0 | 0 | 0 | 0
00 Ret.Exist_Non-FBC_SNCR_ACI & DSI & SCR | 0 | 0 | 0 | 0 | 0 | 0 | 0
00 Ret.Exist_Non-FBC_SNCR_ACI & DSI & SCR & DRET | 0 | 0 | 0 | 0 | 0 | 0 | 0
00 Ret.Exist_Non-FBC_SNCR_ACI & DSI & SCR & NGC | 0 | 0 | 0 | 0 | 0 | 0 | 0
00 Ret.Exist_Non-FBC_SNCR_ACI & DSI & WetFGD & SCR & CCS | 0 | 0 | 0 | 0 | 0 | 0 | 0
00 Ret.Exist_Non-FBC_SNCR_ACI & GPM | 0 | 0 | 0 | 0 | 0 | 0 | 0
00 Ret.Exist_Non-FBC_SNCR_ACI & GPM & C2G | 0 | 0 | 0 | 0 | 0 | 0 | 0
00 Ret.Exist_Non-FBC_SNCR_ACI & GPM & C2G & SCR | 0 | 0 | 0 | 0 | 0 | 0 | 0
00 Ret.Exist_Non-FBC_SNCR_ACI & GPM & DRET | 0 | 0 | 0 | 0 | 0 | 0 | 0
00 Ret.Exist_Non-FBC_SNCR_ACI & GPM & NGC | 0 | 0 | 0 | 0 | 0 | 0 | 0
00 Ret.Exist_Non-FBC_SNCR_ACI & GPM & SCR | 0 | 0 | 0 | 0 | 0 | 0 | 0
00 Ret.Exist_Non-FBC_SNCR_ACI & GPM & SCR & DRET | 0 | 0 | 0 | 0 | 0 | 0 | 0
00 Ret.Exist_Non-FBC_SNCR_ACI & GPM & SCR & NGC | 0 | 0 | 0 | 0 | 0 | 0 | 0
00 Ret.Exist_Non-FBC_SNCR_ACI & GPM & WetFGD & SCR & CCS | 0 | 0 | 0 | 0 | 0 | 0 | 0
00 Ret.Exist_Non-FBC_SNCR_ACI & NGC | 0 | 0 | 0 | 0 | 0 | 0 | 0
00 Ret.Exist_Non-FBC_SNCR_ACI & SCR | 0 | 0 | 0 | 0 | 0 | 0 | 0
00 Ret.Exist_Non-FBC_SNCR_ACI & SCR & C2G | 0 | 0 | 0 | 0 | 0 | 0 | 0
00 Ret.Exist_Non-FBC_SNCR_ACI & SCR & DRET | 0 | 0 | 0 | 0 | 0 | 0 | 0
00 Ret.Exist_Non-FBC_SNCR_ACI & SCR & NGC | 0 | 0 | 0 | 0 | 0 | 0 | 0
00 Ret.Exist_Non-FBC_SNCR_ACI & SCR & WetFGD & CCS | 0 | 0 | 0 | 0 | 0 | 0 | 0
00 Ret.Exist_Non-FBC_SNCR_ACI_DSI & C2G | 0 | 0 | 0 | 0 | 0 | 0 | 0
00 Ret.Exist_Non-FBC_SNCR_ACI_DSI & C2G & SCR | 0 | 0 | 0 | 0 | 0 | 0 | 0
00 Ret.Exist_Non-FBC_SNCR_ACI_DSI & DCCS | 0 | 0 | 0 | 0 | 0 | 0 | 0
00 Ret.Exist_Non-FBC_SNCR_ACI_DSI & DCCS & WetFGD & SCR & CCS | 0 | 0 | 0 | 0 | 0 | 0 | 0
00 Ret.Exist_Non-FBC_SNCR_ACI_DSI & DRET | 0 | 0 | 0 | 0 | 0 | 0 | 0
00 Ret.Exist_Non-FBC_SNCR_ACI_DSI & GPM | 0 | 0 | 0 | 0 | 0 | 0 | 0
00 Ret.Exist_Non-FBC_SNCR_ACI_DSI & GPM & C2G | 0 | 0 | 0 | 0 | 0 | 0 | 0
00 Ret.Exist_Non-FBC_SNCR_ACI_DSI & GPM & C2G & SCR | 0 | 0 | 0 | 0 | 0 | 0 | 0
00 Ret.Exist_Non-FBC_SNCR_ACI_DSI & GPM & DRET | 0 | 0 | 0 | 0 | 0 | 0 | 0
00 Ret.Exist_Non-FBC_SNCR_ACI_DSI & GPM & NGC | 0 | 0 | 0 | 0 | 0 | 0 | 0
00 Ret.Exist_Non-FBC_SNCR_ACI_DSI & GPM & SCR | 0 | 0 | 0 | 0 | 0 | 0 | 0
00 Ret.Exist_Non-FBC_SNCR_ACI_DSI & GPM & SCR & DRET | 0 | 0 | 0 | 0 | 0 | 0 | 0
00 Ret.Exist_Non-FBC_SNCR_ACI_DSI & GPM & SCR & NGC | 0 | 0 | 0 | 0 | 0 | 0 | 0
00 Ret.Exist_Non-FBC_SNCR_ACI_DSI & GPM & WetFGD & SCR & CCS | 0 | 0 | 0 | 0 | 0 | 0 | 0
00 Ret.Exist_Non-FBC_SNCR_ACI_DSI & NGC | 0 | 0 | 0 | 0 | 0 | 0 | 0
00 Ret.Exist_Non-FBC_SNCR_ACI_DSI & SCR | 0 | 0 | 0 | 0 | 0 | 0 | 0
00 Ret.Exist_Non-FBC_SNCR_ACI_DSI & SCR & C2G | 0 | 0 | 0 | 0 | 0 | 0 | 0
00 Ret.Exist_Non-FBC_SNCR_ACI_DSI & SCR & DRET | 0 | 0 | 0 | 0 | 0 | 0 | 0
00 Ret.Exist_Non-FBC_SNCR_ACI_DSI & SCR & NGC | 0 | 0 | 0 | 0 | 0 | 0 | 0
00 Ret.Exist_Non-FBC_SNCR_ACI_DSI & SCR & WetFGD & CCS | 0 | 0 | 0 | 0 | 0 | 0 | 0
00 Ret.Exist_Non-FBC_WetFGD & ACI | 0 | 0 | 0 | 0 | 0 | 0 | 0
00 Ret.Exist_Non-FBC_WetFGD & ACI & C2G | 0 | 0 | 0 | 0 | 0 | 0 | 0
00 Ret.Exist_Non-FBC_WetFGD & ACI & C2G & SCR | 0 | 0 | 0 | 0 | 0 | 0 | 0
00 Ret.Exist_Non-FBC_WetFGD & ACI & DRET | 0 | 0 | 0 | 0 | 0 | 0 | 0
00 Ret.Exist_Non-FBC_WetFGD & ACI & GPM | 0 | 0 | 0 | 0 | 0 | 0 | 0
00 Ret.Exist_Non-FBC_WetFGD & ACI & GPM & C2G | 0 | 0 | 0 | 0 | 0 | 0 | 0
00 Ret.Exist_Non-FBC_WetFGD & ACI & GPM & C2G & SCR | 0 | 0 | 0 | 0 | 0 | 0 | 0
00 Ret.Exist_Non-FBC_WetFGD & ACI & GPM & DRET | 0 | 0 | 0 | 0 | 0 | 0 | 0
00 Ret.Exist_Non-FBC_WetFGD & ACI & GPM & NGC | 0 | 0 | 0 | 0 | 0 | 0 | 0
00 Ret.Exist_Non-FBC_WetFGD & ACI & GPM & SCR | 0 | 0 | 0 | 0 | 0 | 0 | 0
00 Ret.Exist_Non-FBC_WetFGD & ACI & GPM & SCR & CCS | 0 | 0 | 0 | 0 | 0 | 0 | 0
00 Ret.Exist_Non-FBC_WetFGD & ACI & GPM & SCR & DRET | 0 | 0 | 0 | 0 | 0 | 0 | 0
00 Ret.Exist_Non-FBC_WetFGD & ACI & GPM & SCR & NGC | 0 | 0 | 0 | 0 | 0 | 0 | 0
00 Ret.Exist_Non-FBC_WetFGD & ACI & GPM & SNCR | 0 | 0 | 0 | 0 | 0 | 0 | 0
00 Ret.Exist_Non-FBC_WetFGD & ACI & GPM & SNCR & DRET | 0 | 0 | 0 | 0 | 0 | 0 | 0
00 Ret.Exist_Non-FBC_WetFGD & ACI & GPM & SNCR & NGC | 0 | 0 | 0 | 0 | 0 | 0 | 0
00 Ret.Exist_Non-FBC_WetFGD & ACI & NGC | 0 | 0 | 0 | 0 | 0 | 0 | 0
00 Ret.Exist_Non-FBC_WetFGD & ACI & SCR | 0 | 0 | 0 | 0 | 0 | 0 | 0
00 Ret.Exist_Non-FBC_WetFGD & ACI & SCR & CCS | 0 | 0 | 0 | 0 | 0 | 0 | 0
00 Ret.Exist_Non-FBC_WetFGD & ACI & SCR & DRET | 0 | 0 | 0 | 0 | 0 | 0 | 0
00 Ret.Exist_Non-FBC_WetFGD & ACI & SCR & NGC | 0 | 0 | 0 | 0 | 0 | 0 | 0
00 Ret.Exist_Non-FBC_WetFGD & ACI & SNCR | 0 | 0 | 0 | 0 | 0 | 0 | 0
00 Ret.Exist_Non-FBC_WetFGD & ACI & SNCR & DRET | 0 | 0 | 0 | 0 | 0 | 0 | 0
00 Ret.Exist_Non-FBC_WetFGD & ACI & SNCR & NGC | 0 | 0 | 0 | 0 | 0 | 0 | 0
00 Ret.Exist_Non-FBC_WetFGD & C2G | 0 | 0 | 0 | 0 | 0 | 0 | 0
00 Ret.Exist_Non-FBC_WetFGD & C2G & SCR | 0 | 0 | 0 | 0 | 0 | 0 | 0
00 Ret.Exist_Non-FBC_WetFGD & DRET | 0 | 0 | 0 | 0 | 0 | 0 | 0
00 Ret.Exist_Non-FBC_WetFGD & DCCS | 0 | 0 | 0 | 0 | 0 | 0 | 0
00 Ret.Exist_Non-FBC_WetFGD & DCCS & SCR & CCS | 0 | 0 | 0 | 0 | 0 | 0 | 0
00 Ret.Exist_Non-FBC_WetFGD & GPM | 0 | 0 | 0 | 0 | 0 | 0 | 0
00 Ret.Exist_Non-FBC_WetFGD & GPM & C2G | 0 | 0 | 0 | 0 | 0 | 0 | 0
00 Ret.Exist_Non-FBC_WetFGD & GPM & C2G & SCR | 0 | 0 | 0 | 0 | 0 | 0 | 0
00 Ret.Exist_Non-FBC_WetFGD & GPM & DRET | 0 | 0 | 0 | 0 | 0 | 0 | 0
00 Ret.Exist_Non-FBC_WetFGD & GPM & NGC | 0 | 0 | 0 | 0 | 0 | 0 | 0
00 Ret.Exist_Non-FBC_WetFGD & GPM & SCR | 0 | 0 | 0 | 0 | 0 | 0 | 0
00 Ret.Exist_Non-FBC_WetFGD & GPM & SCR & CCS | 0 | 0 | 0 | 0 | 0 | 0 | 0
00 Ret.Exist_Non-FBC_WetFGD & GPM & SCR & DRET | 0 | 0 | 0 | 0 | 0 | 0 | 0
00 Ret.Exist_Non-FBC_WetFGD & GPM & SCR & NGC | 0 | 0 | 0 | 0 | 0 | 0 | 0
00 Ret.Exist_Non-FBC_WetFGD & GPM & SNCR | 0 | 0 | 0 | 0 | 0 | 0 | 0
00 Ret.Exist_Non-FBC_WetFGD & GPM & SNCR & DRET | 0 | 0 | 0 | 0 | 0 | 0 | 0
00 Ret.Exist_Non-FBC_WetFGD & GPM & SNCR & NGC | 0 | 0 | 0 | 0 | 0 | 0 | 0
00 Ret.Exist_Non-FBC_WetFGD & NGC | 0 | 0 | 0 | 0 | 0 | 0 | 0
00 Ret.Exist_Non-FBC_WetFGD & SCR | 0 | 0 | 0 | 0 | 0 | 0 | 0
00 Ret.Exist_Non-FBC_WetFGD & SCR & C2G | 0 | 0 | 0 | 0 | 0 | 0 | 0
00 Ret.Exist_Non-FBC_WetFGD & SCR & CCS | 0 | 0 | 0 | 0 | 0 | 0 | 0
00 Ret.Exist_Non-FBC_WetFGD & SCR & DRET | 0 | 0 | 0 | 0 | 0 | 0 | 0
00 Ret.Exist_Non-FBC_WetFGD & SCR & NGC | 0 | 0 | 0 | 0 | 0 | 0 | 0
00 Ret.Exist_Non-FBC_WetFGD & SNCR | 0 | 0 | 0 | 0 | 0 | 0 | 0
00 Ret.Exist_Non-FBC_WetFGD & SNCR & C2G | 0 | 0 | 0 | 0 | 0 | 0 | 0
00 Ret.Exist_Non-FBC_WetFGD & SNCR & DRET | 0 | 0 | 0 | 0 | 0 | 0 | 0
00 Ret.Exist_Non-FBC_WetFGD & SNCR & NGC | 0 | 0 | 0 | 0 | 0 | 0 | 0
00 Ret.Exist_Non-FBC_WetFGD_ACI & C2G | 187.464 | 187.464 | 187.464 | 0 | 0 | 0 | 0
00 Ret.Exist_Non-FBC_WetFGD_ACI & C2G & SCR | 0 | 0 | 0 | 0 | 0 | 0 | 0
00 Ret.Exist_Non-FBC_WetFGD_ACI & DCCS | 10182.0276 | 18338.2235 | 0 | 0 | 0 | 0 | 0
00 Ret.Exist_Non-FBC_WetFGD_ACI & DCCS & SCR & CCS | 0 | 0 | 12168.1603 | 12168.1603 | 633.7632 | 654.657 | 654.657
00 Ret.Exist_Non-FBC_WetFGD_ACI & DRET | 0 | 1129.5079 | 0 | 0 | 0 | 0 | 0
00 Ret.Exist_Non-FBC_WetFGD_ACI & GPM | 0 | 0 | 0 | 0 | 0 | 0 | 0
00 Ret.Exist_Non-FBC_WetFGD_ACI & GPM & C2G | 0 | 0 | 0 | 0 | 0 | 0 | 0
00 Ret.Exist_Non-FBC_WetFGD_ACI & GPM & C2G & SCR | 0 | 0 | 0 | 0 | 0 | 0 | 0
00 Ret.Exist_Non-FBC_WetFGD_ACI & GPM & DRET | 0 | 0 | 0 | 0 | 0 | 0 | 0
00 Ret.Exist_Non-FBC_WetFGD_ACI & GPM & NGC | 0 | 0 | 0 | 0 | 0 | 0 | 0
00 Ret.Exist_Non-FBC_WetFGD_ACI & GPM & SCR | 0 | 0 | 0 | 0 | 0 | 0 | 0
00 Ret.Exist_Non-FBC_WetFGD_ACI & GPM & SCR & CCS | 0 | 0 | 0 | 0 | 0 | 0 | 0
00 Ret.Exist_Non-FBC_WetFGD_ACI & GPM & SCR & DRET | 0 | 0 | 0 | 0 | 0 | 0 | 0
00 Ret.Exist_Non-FBC_WetFGD_ACI & GPM & SCR & NGC | 0 | 0 | 0 | 0 | 0 | 0 | 0
00 Ret.Exist_Non-FBC_WetFGD_ACI & GPM & SNCR | 0 | 0 | 0 | 0 | 0 | 0 | 0
00 Ret.Exist_Non-FBC_WetFGD_ACI & GPM & SNCR & DRET | 0 | 0 | 0 | 0 | 0 | 0 | 0
00 Ret.Exist_Non-FBC_WetFGD_ACI & GPM & SNCR & NGC | 0 | 0 | 0 | 0 | 0 | 0 | 0
00 Ret.Exist_Non-FBC_WetFGD_ACI & NGC | 0 | 12.2226 | 1.5729 | 0 | 0 | 0 | 0
00 Ret.Exist_Non-FBC_WetFGD_ACI & SCR | 0 | 6.5562 | 0 | 0 | 0 | 0 | 0
00 Ret.Exist_Non-FBC_WetFGD_ACI & SCR & C2G | 0 | 0 | 0 | 0 | 0 | 0 | 0
00 Ret.Exist_Non-FBC_WetFGD_ACI & SCR & CCS | 0 | 0 | 33.7005 | 33.7005 | 0 | 0 | 0
00 Ret.Exist_Non-FBC_WetFGD_ACI & SCR & DRET | 0 | 0 | 0 | 0 | 0 | 0 | 0
00 Ret.Exist_Non-FBC_WetFGD_ACI & SCR & NGC | 0 | 0 | 0 | 0 | 0 | 0 | 0
00 Ret.Exist_Non-FBC_WetFGD_ACI & SNCR | 0 | 0 | 0 | 0 | 0 | 0 | 0
00 Ret.Exist_Non-FBC_WetFGD_ACI & SNCR & C2G | 0 | 0 | 0 | 0 | 0 | 0 | 0
00 Ret.Exist_Non-FBC_WetFGD_ACI & SNCR & DRET | 0 | 0 | 0 | 0 | 0 | 0 | 0
00 Ret.Exist_Non-FBC_WetFGD_ACI & SNCR & NGC | 0 | 0 | 0 | 0 | 0 | 0 | 0
00 Ret.Exist_Non-FBC_WetFGD_ACI_DSI & C2G | 0 | 0 | 0 | 0 | 0 | 0 | 0
00 Ret.Exist_Non-FBC_WetFGD_ACI_DSI & C2G & SCR | 0 | 0 | 0 | 0 | 0 | 0 | 0
00 Ret.Exist_Non-FBC_WetFGD_ACI_DSI & DCCS | 0 | 0 | 0 | 0 | 0 | 0 | 0
00 Ret.Exist_Non-FBC_WetFGD_ACI_DSI & DCCS & SCR & CCS | 0 | 0 | 0 | 0 | 0 | 0 | 0
00 Ret.Exist_Non-FBC_WetFGD_ACI_DSI & DRET | 0 | 0 | 0 | 0 | 0 | 0 | 0
00 Ret.Exist_Non-FBC_WetFGD_ACI_DSI & GPM | 0 | 0 | 0 | 0 | 0 | 0 | 0
00 Ret.Exist_Non-FBC_WetFGD_ACI_DSI & GPM & C2G | 0 | 0 | 0 | 0 | 0 | 0 | 0
00 Ret.Exist_Non-FBC_WetFGD_ACI_DSI & GPM & C2G & SCR | 0 | 0 | 0 | 0 | 0 | 0 | 0
00 Ret.Exist_Non-FBC_WetFGD_ACI_DSI & GPM & DRET | 0 | 0 | 0 | 0 | 0 | 0 | 0
00 Ret.Exist_Non-FBC_WetFGD_ACI_DSI & GPM & NGC | 0 | 0 | 0 | 0 | 0 | 0 | 0
00 Ret.Exist_Non-FBC_WetFGD_ACI_DSI & GPM & SCR | 0 | 0 | 0 | 0 | 0 | 0 | 0
00 Ret.Exist_Non-FBC_WetFGD_ACI_DSI & GPM & SCR & CCS | 0 | 0 | 0 | 0 | 0 | 0 | 0
00 Ret.Exist_Non-FBC_WetFGD_ACI_DSI & GPM & SCR & DRET | 0 | 0 | 0 | 0 | 0 | 0 | 0
00 Ret.Exist_Non-FBC_WetFGD_ACI_DSI & GPM & SCR & NGC | 0 | 0 | 0 | 0 | 0 | 0 | 0
00 Ret.Exist_Non-FBC_WetFGD_ACI_DSI & GPM & SNCR | 0 | 0 | 0 | 0 | 0 | 0 | 0
00 Ret.Exist_Non-FBC_WetFGD_ACI_DSI & GPM & SNCR & DRET | 0 | 0 | 0 | 0 | 0 | 0 | 0
00 Ret.Exist_Non-FBC_WetFGD_ACI_DSI & GPM & SNCR & NGC | 0 | 0 | 0 | 0 | 0 | 0 | 0
00 Ret.Exist_Non-FBC_WetFGD_ACI_DSI & NGC | 0 | 0 | 0 | 0 | 0 | 0 | 0
00 Ret.Exist_Non-FBC_WetFGD_ACI_DSI & SCR | 0 | 0 | 0 | 0 | 0 | 0 | 0
00 Ret.Exist_Non-FBC_WetFGD_ACI_DSI & SCR & C2G | 0 | 0 | 0 | 0 | 0 | 0 | 0
00 Ret.Exist_Non-FBC_WetFGD_ACI_DSI & SCR & CCS | 0 | 0 | 0 | 0 | 0 | 0 | 0
00 Ret.Exist_Non-FBC_WetFGD_ACI_DSI & SCR & DRET | 0 | 0 | 0 | 0 | 0 | 0 | 0
00 Ret.Exist_Non-FBC_WetFGD_ACI_DSI & SCR & NGC | 0 | 0 | 0 | 0 | 0 | 0 | 0
00 Ret.Exist_Non-FBC_WetFGD_ACI_DSI & SNCR | 0 | 0 | 0 | 0 | 0 | 0 | 0
00 Ret.Exist_Non-FBC_WetFGD_ACI_DSI & SNCR & C2G | 0 | 0 | 0 | 0 | 0 | 0 | 0
00 Ret.Exist_Non-FBC_WetFGD_ACI_DSI & SNCR & DRET | 0 | 0 | 0 | 0 | 0 | 0 | 0
00 Ret.Exist_Non-FBC_WetFGD_ACI_DSI & SNCR & NGC | 0 | 0 | 0 | 0 | 0 | 0 | 0
00 Ret.Exist_Non-FBC_WetFGD_SCR & ACI | 0 | 0 | 0 | 0 | 0 | 0 | 0
00 Ret.Exist_Non-FBC_WetFGD_SCR & ACI & C2G | 0 | 0 | 0 | 0 | 0 | 0 | 0
00 Ret.Exist_Non-FBC_WetFGD_SCR & ACI & CCS | 0 | 0 | 0 | 0 | 0 | 0 | 0
00 Ret.Exist_Non-FBC_WetFGD_SCR & DCCS | 2965.3853 | 25356.1246 | 0 | 0 | 0 | 0 | 0
00 Ret.Exist_Non-FBC_WetFGD_SCR & DCCS & CCS | 0 | 0 | 26487.8684 | 26487.8684 | 0 | 0 | 0
00 Ret.Exist_Non-FBC_WetFGD_SCR & ACI & DRET | 0 | 0 | 0 | 0 | 0 | 0 | 0
00 Ret.Exist_Non-FBC_WetFGD_SCR & ACI & GPM | 0 | 0 | 0 | 0 | 0 | 0 | 0
00 Ret.Exist_Non-FBC_WetFGD_SCR & ACI & GPM & C2G | 0 | 0 | 0 | 0 | 0 | 0 | 0
00 Ret.Exist_Non-FBC_WetFGD_SCR & ACI & GPM & CCS | 0 | 0 | 0 | 0 | 0 | 0 | 0
00 Ret.Exist_Non-FBC_WetFGD_SCR & ACI & GPM & DRET | 0 | 0 | 0 | 0 | 0 | 0 | 0
00 Ret.Exist_Non-FBC_WetFGD_SCR & ACI & GPM & NGC | 0 | 0 | 0 | 0 | 0 | 0 | 0
00 Ret.Exist_Non-FBC_WetFGD_SCR & ACI & NGC | 0 | 0 | 0 | 0 | 0 | 0 | 0
00 Ret.Exist_Non-FBC_WetFGD_SCR & C2G | 261.4601 | 1175.7114 | 460.3297 | 435.6076 | 147.8688 | 1.752 | 1.752
00 Ret.Exist_Non-FBC_WetFGD_SCR & CCS | 0 | 57.3116 | 57.3116 | 57.3116 | 57.3116 | 57.3116 | 57.3116
00 Ret.Exist_Non-FBC_WetFGD_SCR & DRET | 0 | 51869.9066 | 0 | 0 | 0 | 0 | 0
00 Ret.Exist_Non-FBC_WetFGD_SCR & GPM | 14423.5208 | 0 | 0 | 0 | 0 | 0 | 0
00 Ret.Exist_Non-FBC_WetFGD_SCR & GPM & C2G | 0 | 0 | 0 | 0 | 0 | 0 | 0
00 Ret.Exist_Non-FBC_WetFGD_SCR & GPM & CCS | 0 | 0 | 0 | 0 | 0 | 0 | 0
00 Ret.Exist_Non-FBC_WetFGD_SCR & GPM & DRET | 0 | 16486.8634 | 0 | 0 | 0 | 0 | 0
00 Ret.Exist_Non-FBC_WetFGD_SCR & GPM & NGC | 0 | 0 | 0 | 0 | 0 | 0 | 0
00 Ret.Exist_Non-FBC_WetFGD_SCR & NGC | 0 | 0 | 0 | 0 | 0 | 0 | 0
00 Ret.Exist_Non-FBC_WetFGD_SCR_ACI & C2G | 137.532 | 259.9262 | 259.9262 | 259.9262 | 259.9262 | 259.9262 | 259.9262
00 Ret.Exist_Non-FBC_WetFGD_SCR_ACI & CCS | 0 | 0 | 0 | 0 | 0 | 0 | 0
00 Ret.Exist_Non-FBC_WetFGD_SCR_ACI & DCCS | 2022.523 | 46147.8879 | 0 | 0 | 0 | 0 | 0
00 Ret.Exist_Non-FBC_WetFGD_SCR_ACI & DCCS & CCS | 0 | 0 | 36012.4644 | 31253.5943 | 547.4727 | 1047.5691 | 1047.5691
00 Ret.Exist_Non-FBC_WetFGD_SCR_ACI & DRET | 0 | 17225.6548 | 0 | 0 | 0 | 0 | 0
00 Ret.Exist_Non-FBC_WetFGD_SCR_ACI & GPM | 0 | 0 | 0 | 0 | 0 | 0 | 0
00 Ret.Exist_Non-FBC_WetFGD_SCR_ACI & GPM & C2G | 0 | 0 | 0 | 0 | 0 | 0 | 0
00 Ret.Exist_Non-FBC_WetFGD_SCR_ACI & GPM & CCS | 0 | 0 | 0 | 0 | 0 | 0 | 0
00 Ret.Exist_Non-FBC_WetFGD_SCR_ACI & GPM & DRET | 0 | 0 | 0 | 0 | 0 | 0 | 0
00 Ret.Exist_Non-FBC_WetFGD_SCR_ACI & GPM & NGC | 0 | 0 | 0 | 0 | 0 | 0 | 0
00 Ret.Exist_Non-FBC_WetFGD_SCR_ACI & NGC | 0 | 0 | 0 | 0 | 0 | 0 | 0
00 Ret.Exist_Non-FBC_WetFGD_SCR_ACI_DSI & C2G | 0 | 0 | 0 | 0 | 0 | 0 | 0
00 Ret.Exist_Non-FBC_WetFGD_SCR_ACI_DSI & CCS | 0 | 0 | 0 | 0 | 0 | 0 | 0
00 Ret.Exist_Non-FBC_WetFGD_SCR_ACI_DSI & DCCS | 2567.6304 | 24296.8059 | 0 | 0 | 0 | 0 | 0
00 Ret.Exist_Non-FBC_WetFGD_SCR_ACI_DSI & DCCS & CCS | 0 | 0 | 20210.6331 | 20210.6331 | 0 | 0 | 0
00 Ret.Exist_Non-FBC_WetFGD_SCR_ACI_DSI & DRET | 0 | 5197.0298 | 0 | 0 | 0 | 0 | 0
00 Ret.Exist_Non-FBC_WetFGD_SCR_ACI_DSI & GPM | 763.4347 | 0 | 0 | 0 | 0 | 0 | 0
00 Ret.Exist_Non-FBC_WetFGD_SCR_ACI_DSI & GPM & C2G | 0 | 0 | 0 | 0 | 0 | 0 | 0
00 Ret.Exist_Non-FBC_WetFGD_SCR_ACI_DSI & GPM & CCS | 0 | 0 | 0 | 0 | 0 | 0 | 0
00 Ret.Exist_Non-FBC_WetFGD_SCR_ACI_DSI & GPM & DRET | 0 | 1288.3971 | 0 | 0 | 0 | 0 | 0
00 Ret.Exist_Non-FBC_WetFGD_SCR_ACI_DSI & GPM & NGC | 0 | 0 | 0 | 0 | 0 | 0 | 0
00 Ret.Exist_Non-FBC_WetFGD_SCR_ACI_DSI & NGC | 0 | 0 | 0 | 0 | 0 | 0 | 0
00 Ret.Exist_Non-FBC_WetFGD_SCR_DSI & ACI | 0 | 0 | 0 | 0 | 0 | 0 | 0
00 Ret.Exist_Non-FBC_WetFGD_SCR_DSI & ACI & C2G | 0 | 0 | 0 | 0 | 0 | 0 | 0
00 Ret.Exist_Non-FBC_WetFGD_SCR_DSI & ACI & CCS | 0 | 0 | 0 | 0 | 0 | 0 | 0
00 Ret.Exist_Non-FBC_WetFGD_SCR_DSI & ACI & DRET | 0 | 0 | 0 | 0 | 0 | 0 | 0
00 Ret.Exist_Non-FBC_WetFGD_SCR_DSI & ACI & GPM | 0 | 0 | 0 | 0 | 0 | 0 | 0
00 Ret.Exist_Non-FBC_WetFGD_SCR_DSI & ACI & GPM & C2G | 0 | 0 | 0 | 0 | 0 | 0 | 0
00 Ret.Exist_Non-FBC_WetFGD_SCR_DSI & ACI & GPM & CCS | 0 | 0 | 0 | 0 | 0 | 0 | 0
00 Ret.Exist_Non-FBC_WetFGD_SCR_DSI & ACI & GPM & DRET | 0 | 0 | 0 | 0 | 0 | 0 | 0
00 Ret.Exist_Non-FBC_WetFGD_SCR_DSI & ACI & GPM & NGC | 0 | 0 | 0 | 0 | 0 | 0 | 0
00 Ret.Exist_Non-FBC_WetFGD_SCR_DSI & ACI & NGC | 0 | 0 | 0 | 0 | 0 | 0 | 0
00 Ret.Exist_Non-FBC_WetFGD_SCR_DSI & C2G | 1779.8105 | 1780.6655 | 81.8184 | 81.8184 | 81.8184 | 81.8184 | 81.8184
00 Ret.Exist_Non-FBC_WetFGD_SCR_DSI & CCS | 0 | 0 | 0 | 0 | 0 | 0 | 0
00 Ret.Exist_Non-FBC_WetFGD_SCR_DSI & DCCS | 0 | 0 | 0 | 0 | 0 | 0 | 0
00 Ret.Exist_Non-FBC_WetFGD_SCR_DSI & DCCS & CCS | 0 | 0 | 0 | 0 | 0 | 0 | 0
00 Ret.Exist_Non-FBC_WetFGD_SCR_DSI & DRET | 0 | 0 | 0 | 0 | 0 | 0 | 0
00 Ret.Exist_Non-FBC_WetFGD_SCR_DSI & GPM | 0 | 0 | 0 | 0 | 0 | 0 | 0
00 Ret.Exist_Non-FBC_WetFGD_SCR_DSI & GPM & C2G | 0 | 0 | 0 | 0 | 0 | 0 | 0
00 Ret.Exist_Non-FBC_WetFGD_SCR_DSI & GPM & CCS | 0 | 0 | 0 | 0 | 0 | 0 | 0
00 Ret.Exist_Non-FBC_WetFGD_SCR_DSI & GPM & DRET | 0 | 0 | 0 | 0 | 0 | 0 | 0
00 Ret.Exist_Non-FBC_WetFGD_SCR_DSI & GPM & NGC | 0 | 0 | 0 | 0 | 0 | 0 | 0
00 Ret.Exist_Non-FBC_WetFGD_SCR_DSI & NGC | 0 | 0 | 0 | 0 | 0 | 0 | 0
00 Ret.Exist_Non-FBC_WetFGD_SNCR & ACI | 0 | 0 | 0 | 0 | 0 | 0 | 0
00 Ret.Exist_Non-FBC_WetFGD_SNCR & ACI & C2G | 0 | 0 | 0 | 0 | 0 | 0 | 0
00 Ret.Exist_Non-FBC_WetFGD_SNCR & ACI & C2G & SCR | 0 | 0 | 0 | 0 | 0 | 0 | 0
00 Ret.Exist_Non-FBC_WetFGD_SNCR & ACI & DRET | 0 | 0 | 0 | 0 | 0 | 0 | 0
00 Ret.Exist_Non-FBC_WetFGD_SNCR & ACI & GPM | 0 | 0 | 0 | 0 | 0 | 0 | 0
00 Ret.Exist_Non-FBC_WetFGD_SNCR & ACI & GPM & C2G | 0 | 0 | 0 | 0 | 0 | 0 | 0
00 Ret.Exist_Non-FBC_WetFGD_SNCR & ACI & GPM & C2G & SCR | 0 | 0 | 0 | 0 | 0 | 0 | 0
00 Ret.Exist_Non-FBC_WetFGD_SNCR & ACI & GPM & DRET | 0 | 0 | 0 | 0 | 0 | 0 | 0
00 Ret.Exist_Non-FBC_WetFGD_SNCR & ACI & GPM & NGC | 0 | 0 | 0 | 0 | 0 | 0 | 0
00 Ret.Exist_Non-FBC_WetFGD_SNCR & ACI & GPM & SCR | 0 | 0 | 0 | 0 | 0 | 0 | 0
00 Ret.Exist_Non-FBC_WetFGD_SNCR & ACI & GPM & SCR & CCS | 0 | 0 | 0 | 0 | 0 | 0 | 0
00 Ret.Exist_Non-FBC_WetFGD_SNCR & ACI & GPM & SCR & DRET | 0 | 0 | 0 | 0 | 0 | 0 | 0
00 Ret.Exist_Non-FBC_WetFGD_SNCR & ACI & GPM & SCR & NGC | 0 | 0 | 0 | 0 | 0 | 0 | 0
00 Ret.Exist_Non-FBC_WetFGD_SNCR & ACI & NGC | 0 | 0 | 0 | 0 | 0 | 0 | 0
00 Ret.Exist_Non-FBC_WetFGD_SNCR & ACI & SCR | 0 | 0 | 0 | 0 | 0 | 0 | 0
00 Ret.Exist_Non-FBC_WetFGD_SNCR & ACI & SCR & CCS | 0 | 0 | 0 | 0 | 0 | 0 | 0
00 Ret.Exist_Non-FBC_WetFGD_SNCR & ACI & SCR & DRET | 0 | 0 | 0 | 0 | 0 | 0 | 0
00 Ret.Exist_Non-FBC_WetFGD_SNCR & ACI & SCR & NGC | 0 | 0 | 0 | 0 | 0 | 0 | 0
00 Ret.Exist_Non-FBC_WetFGD_SNCR & C2G | 0 | 0 | 0 | 0 | 0 | 0 | 0
00 Ret.Exist_Non-FBC_WetFGD_SNCR & C2G & SCR | 0 | 0 | 0 | 0 | 0 | 0 | 0
00 Ret.Exist_Non-FBC_WetFGD_SNCR & DCCS | 0 | 0 | 0 | 0 | 0 | 0 | 0
00 Ret.Exist_Non-FBC_WetFGD_SNCR & DCCS & SCR & CCS | 0 | 0 | 0 | 0 | 0 | 0 | 0
00 Ret.Exist_Non-FBC_WetFGD_SNCR & DRET | 0 | 0 | 0 | 0 | 0 | 0 | 0
00 Ret.Exist_Non-FBC_WetFGD_SNCR & GPM | 0 | 0 | 0 | 0 | 0 | 0 | 0
00 Ret.Exist_Non-FBC_WetFGD_SNCR & GPM & C2G | 0 | 0 | 0 | 0 | 0 | 0 | 0
00 Ret.Exist_Non-FBC_WetFGD_SNCR & GPM & C2G & SCR | 0 | 0 | 0 | 0 | 0 | 0 | 0
00 Ret.Exist_Non-FBC_WetFGD_SNCR & GPM & DRET | 0 | 0 | 0 | 0 | 0 | 0 | 0
00 Ret.Exist_Non-FBC_WetFGD_SNCR & GPM & NGC | 0 | 0 | 0 | 0 | 0 | 0 | 0
00 Ret.Exist_Non-FBC_WetFGD_SNCR & GPM & SCR | 0 | 0 | 0 | 0 | 0 | 0 | 0
00 Ret.Exist_Non-FBC_WetFGD_SNCR & GPM & SCR & CCS | 0 | 0 | 0 | 0 | 0 | 0 | 0
00 Ret.Exist_Non-FBC_WetFGD_SNCR & GPM & SCR & DRET | 0 | 0 | 0 | 0 | 0 | 0 | 0
00 Ret.Exist_Non-FBC_WetFGD_SNCR & GPM & SCR & NGC | 0 | 0 | 0 | 0 | 0 | 0 | 0
00 Ret.Exist_Non-FBC_WetFGD_SNCR & NGC | 0 | 0 | 0 | 0 | 0 | 0 | 0
00 Ret.Exist_Non-FBC_WetFGD_SNCR & SCR | 0 | 0 | 0 | 0 | 0 | 0 | 0
00 Ret.Exist_Non-FBC_WetFGD_SNCR & SCR & C2G | 0 | 0 | 0 | 0 | 0 | 0 | 0
00 Ret.Exist_Non-FBC_WetFGD_SNCR & SCR & CCS | 0 | 0 | 0 | 0 | 0 | 0 | 0
00 Ret.Exist_Non-FBC_WetFGD_SNCR & SCR & DRET | 0 | 0 | 0 | 0 | 0 | 0 | 0
00 Ret.Exist_Non-FBC_WetFGD_SNCR & SCR & NGC | 0 | 0 | 0 | 0 | 0 | 0 | 0
00 Ret.Exist_Non-FBC_WetFGD_SNCR_ACI & C2G | 0 | 0 | 0 | 0 | 0 | 0 | 0
00 Ret.Exist_Non-FBC_WetFGD_SNCR_ACI & C2G & SCR | 0 | 0 | 0 | 0 | 0 | 0 | 0
00 Ret.Exist_Non-FBC_WetFGD_SNCR_ACI & DCCS | 16.4754 | 5211.4141 | 0 | 0 | 0 | 0 | 0
00 Ret.Exist_Non-FBC_WetFGD_SNCR_ACI & DCCS & SCR & CCS | 0 | 0 | 3468.0485 | 3468.0485 | 0 | 0 | 0
00 Ret.Exist_Non-FBC_WetFGD_SNCR_ACI & DRET | 0 | 1439.7275 | 0 | 0 | 0 | 0 | 0
00 Ret.Exist_Non-FBC_WetFGD_SNCR_ACI & GPM | 2729.4213 | 0 | 0 | 0 | 0 | 0 | 0
00 Ret.Exist_Non-FBC_WetFGD_SNCR_ACI & GPM & C2G | 0 | 0 | 0 | 0 | 0 | 0 | 0
00 Ret.Exist_Non-FBC_WetFGD_SNCR_ACI & GPM & C2G & SCR | 0 | 0 | 0 | 0 | 0 | 0 | 0
00 Ret.Exist_Non-FBC_WetFGD_SNCR_ACI & GPM & DRET | 0 | 0 | 0 | 0 | 0 | 0 | 0
00 Ret.Exist_Non-FBC_WetFGD_SNCR_ACI & GPM & NGC | 0 | 0 | 0 | 0 | 0 | 0 | 0
00 Ret.Exist_Non-FBC_WetFGD_SNCR_ACI & GPM & SCR | 0 | 0 | 0 | 0 | 0 | 0 | 0
00 Ret.Exist_Non-FBC_WetFGD_SNCR_ACI & GPM & SCR & CCS | 0 | 2007.5316 | 2007.5316 | 2007.5316 | 0 | 0 | 0
00 Ret.Exist_Non-FBC_WetFGD_SNCR_ACI & GPM & SCR & DRET | 0 | 0 | 0 | 0 | 0 | 0 | 0
00 Ret.Exist_Non-FBC_WetFGD_SNCR_ACI & GPM & SCR & NGC | 0 | 0 | 0 | 0 | 0 | 0 | 0
00 Ret.Exist_Non-FBC_WetFGD_SNCR_ACI & NGC | 0 | 0 | 0 | 0 | 0 | 0 | 0
00 Ret.Exist_Non-FBC_WetFGD_SNCR_ACI & SCR | 0 | 0 | 0 | 0 | 0 | 0 | 0
00 Ret.Exist_Non-FBC_WetFGD_SNCR_ACI & SCR & C2G | 0 | 0 | 0 | 0 | 0 | 0 | 0
00 Ret.Exist_Non-FBC_WetFGD_SNCR_ACI & SCR & CCS | 0 | 0 | 0 | 0 | 0 | 0 | 0
00 Ret.Exist_Non-FBC_WetFGD_SNCR_ACI & SCR & DRET | 0 | 0 | 0 | 0 | 0 | 0 | 0
00 Ret.Exist_Non-FBC_WetFGD_SNCR_ACI & SCR & NGC | 0 | 0 | 0 | 0 | 0 | 0 | 0
00 Existing Combined Cycle Retirement | 0 | 0 | 0 | 0 | 0 | 0 | 0
00 New Combined Cycle Retirement | 0 | 0 | 0 | 0 | 0 | 0 | 0
00 Existing Combustion Turbine Retirement | 0 | 0 | 0 | 0 | 0 | 0 | 0
00 New Combustion Turbine Retirement | 0 | 0 | 0 | 0 | 0 | 0 | 0
00 Oil/Gas Steam Retirement | 0 | 0 | 0 | 0 | 0 | 0 | 0
00 Coal Steam Retirement | 0 | 0 | 0 | 0 | 0 | 0 | 0
00 IGCC Retirement | 0 | 0 | 0 | 0 | 0 | 0 | 0
00 Nuclear Retirement | 0 | 0 | 0 | 0 | 0 | 0 | 0
00 Biomass Retirement | 0 | 0 | 0 | 0 | 0 | 0 | 0
00 Fossil_Other Retirement | 0 | 0 | 0 | 0 | 0 | 0 | 0
00 Fuel Cell Retirement | 0 | 0 | 0 | 0 | 0 | 0 | 0
00 Geothermal Retirement | 0 | 0 | 0 | 0 | 0 | 0 | 0
00 Hydro Retirement | 0 | 0 | 0 | 0 | 0 | 0 | 0
00 Landfill Gas Retirement | 0 | 0 | 0 | 0 | 0 | 0 | 0
00 Non Fossil_Other Retirement | 0 | 0 | 0 | 0 | 0 | 0 | 0
00 Solar Thermal Retirement | 0 | 0 | 0 | 0 | 0 | 0 | 0
00 Exist Dummy | 0 | 0 | 0 | 0 | 0 | 0 | 0
Total | 4571007.5768 | 4749476.2018 | 5388064.207 | 5951724.782 | 6604879.4769 | 6948284.5064 | 7332242.8919
12a. Generation by Fuel Type [GWh]
Biomass | 287.3927 | 530.1446 | 537.6844 | 39.3759 | 23.5028 | 255.6461 | 475.215
Coal | 380367.4078 | 310754.686 | 129492.4406 | 121884.3997 | 3663.5627 | 4471.0971 | 4528.1775
EnerStor | 50203.3497 | 62744.0562 | 155411.3384 | 194205.9158 | 300493.6433 | 306821.5102 | 311352.6512
Fwaste | 4248.737 | 4182.0842 | 4250.0221 | 4111.3379 | 3767.4244 | 3866.897 | 3867.2831
Geothermal | 21270.2487 | 21270.2487 | 21270.2487 | 21270.2487 | 21798.8738 | 21798.3532 | 21798.0929
Hydro | 270154.0611 | 281464.7318 | 300510.462 | 317334.2486 | 314770.6883 | 316540.3577 | 316636.2533
Hydrogen | 0 | 0 | 0 | 0 | 9.9365 | 2305.4891 | 4563.8601
LF Gas | 21327.0463 | 21383.5073 | 20343.6122 | 19193.1958 | 17903.4995 | 28914.3798 | 34698.9364
MSW | 12480.7184 | 12480.7184 | 12430.5464 | 11569.4313 | 11315.5924 | 11116.1849 | 11314.37
NaturalGas | 1656492.7936 | 1697335.3693 | 1525194.9783 | 1020711.2211 | 688943.8497 | 990167.0349 | 1145052.2983
None | 3046.728 | 3046.728 | 3046.728 | 2768.16 | 2768.16 | 2768.16 | 2768.16
Non-Fossil | 9254.9301 | 9254.9301 | 9238.2232 | 9080.7974 | 8762.8082 | 9022.2691 | 9032.0419
Nuclear | 751095.2632 | 729111.6499 | 668397.9815 | 616047.1036 | 471236.902 | 354983.1118 | 219254.3376
Oil | 10.0826 | 10.7922 | 0.086241 | 2.3683 | 4.0071 | 0 | 0
Pet. Coke | 11112.0383 | 4011.4753 | 3540.7152 | 3309.8432 | 531.5629 | 633.2278 | 632.8497
Pumps | 21519.2783 | 20851.1356 | 18501.76 | 17838.8615 | 28893.3908 | 28831.6228 | 30436.2991
Solar | 408365.9896 | 415449.6145 | 720136.6391 | 875914.5068 | 1312538.6035 | 1368673.4483 | 1458423.2032
Solar-DER | 120990.2626 | 137513.93 | 180135.0948 | 226389.973 | 277277.5639 | 334737.5676 | 409667.2158
Tires | 100.778 | 100.778 | 100.778 | 83.3147 | 82.4255 | 100.778 | 100.778
Waste Coal | 8032.4866 | 7880.448 | 2559.3444 | 2559.3444 | 0 | 0 | 0
Wind | 820647.9841 | 1010099.1735 | 1612965.5234 | 2487411.1344 | 3140093.4797 | 3162277.371 | 3347640.8689
Total | 4571007.5768 | 4749476.2018 | 5388064.207 | 5951724.782 | 6604879.4769 | 6948284.5064 | 7332242.8919
13. Generation by Capacity Reporting Type [TBtu]
00 New Combined Cycle | 695.81 | 733.0607 | 400.0576 | 365.5051 | 337.2399 | 646.4437 | 1043.0824
00 New Combined Cycle with CCS Retrofit | 0 | 0 | 21.4091 | 21.4091 | 16.5701 | 18.893 | 19.0424
00 New Combined Cycle with CF Limit | 0 | 0 | 0 | 0 | 0 | 0 | 0
00 New Combined Cycle with HRI Retrofit | 0 | 0 | 0 | 0 | 0 | 0 | 0
00 New Combined Cycle with Hydrogen Retrofit | 0 | 11.8478 | 0 | 0 | 0 | 0 | 0
00 New Combined Cycle with Hydrogen Retrofit Undone | 0 | 0 | 5.4473 | 5.4473 | 5.4473 | 5.4473 | 5.4473
00 New Combined Cycle with CCS | 0 | 0 | 0 | 0 | 0 | 0 | 0
00 New Combustion Turbine | 19.4255 | 35.3102 | 77.5459 | 95.4925 | 84.7279 | 159.3754 | 232.6885
00 New Combustion Turbine with HRI Retrofit | 0 | 0 | 0 | 0 | 0 | 0 | 0
00 New Combustion Turbine with Hydrogen Retrofit | 0 | 0 | 0 | 0 | 0 | 0.22638 | 0.21916
00 New Combustion Turbine with Hydrogen Retrofit Undone | 0 | 0 | 0 | 0 | 0 | 0 | 0
00 New Hydro | 0 | 38.592 | 103.5731 | 169.1037 | 165.9344 | 167.572 | 168.1289
00 New Nuclear | 0 | 0 | 0 | 0 | 0 | 0 | 0
00 New Nuclear - SMR | 0 | 0 | 0 | 0 | 0 | 6.955 | 6.9482
00 New Biomass | 0 | 0 | 0 | 0 | 0 | 0 | 0
00 New Geothermal | 16.1894 | 16.1894 | 16.1894 | 16.1894 | 17.993 | 17.9912 | 17.9904
00 New Landfill Gas | 41.3265 | 41.456 | 40.8105 | 38.2093 | 35.3897 | 72.9965 | 92.397
00 New Battery Storage | 102.4455 | 145.0584 | 462.4127 | 594.1399 | 954.2084 | 978.0666 | 990.5754
00 New Offshore Wind | 101.381 | 163.2964 | 475.8243 | 498.9026 | 865.7874 | 865.7874 | 865.7874
00 New Onshore Wind | 839.3626 | 1423.8547 | 3168.3068 | 6128.8368 | 7988.9042 | 8064.5957 | 8697.0559
00 New Solar PV | 349.1791 | 373.3484 | 1412.9581 | 1944.4722 | 3434.2336 | 3606.327 | 3912.5983
00 New Solar Thermal | 0 | 0 | 0 | 0 | 0 | 19.4387 | 19.3936
00 New Fuel Cell | 0 | 0 | 0 | 0 | 0 | 0 | 0
00 New Ultrasupercritical Coal without CCS | 0 | 0 | 0 | 0 | 0 | 0 | 0
00 New Ultrasupercritical Coal with 30% CCS | 0 | 0 | 0 | 0 | 0 | 0 | 0
00 New Ultrasupercritical Coal with 90% CCS | 0 | 0 | 0 | 0 | 0 | 0 | 0
00 Exist & New Distributed Solar PV | 412.8188 | 469.1975 | 614.6209 | 772.4426 | 946.071 | 1142.1246 | 1397.7845
00 Exist Combined Cycle | 4726.3525 | 4806.8532 | 4539.6403 | 2936.1318 | 1858.452 | 2496.3779 | 2545.4623
00 Exist Combustion Turbine | 111.7513 | 86.7026 | 97.7233 | 28.6271 | 22.7621 | 21.8539 | 26.7691
00 Exist FBC_Uncontrolled | 0.013033 | 0.018617 | 0.012799 | 0.0083417 | 0 | 0 | 0
00 Exist FBC_ACI_DSI | 0.94691 | 0 | 0 | 0 | 0 | 0 | 0
00 Exist FBC_DryFGD_ACI | 0.77603 | 0 | 0 | 0 | 0 | 0 | 0
00 Exist FBC_DryFGD_DSI | 0 | 0 | 0 | 0 | 0 | 0 | 0
00 Exist FBC_DryFGD_SNCR | 13.2838 | 0 | 0 | 0 | 0 | 0 | 0
00 Exist FBC_DryFGD_SNCR_ACI | 8.2414 | 0 | 0 | 0 | 0 | 0 | 0
00 Exist FBC_DryFGD_SNCR_ACI_DSI | 3.3909 | 0 | 0 | 0 | 0 | 0 | 0
00 Exist FBC_DryFGD_SNCR_DSI | 0 | 0 | 0 | 0 | 0 | 0 | 0
00 Exist FBC_DSI | 3.2573 | 0 | 0 | 0 | 0 | 0 | 0
00 Exist FBC_SNCR | 0 | 0 | 0 | 0 | 0 | 0 | 0
00 Exist FBC_SNCR_ACI_DSI | 0 | 0 | 0 | 0 | 0 | 0 | 0
00 Exist FBC_SNCR_DSI | 19.8829 | 0 | 0 | 0 | 0 | 0 | 0
00 Exist FBC_WetFGD_SNCR | 0.30599 | 0 | 0 | 0 | 0 | 0 | 0
00 Exist FBC_WetFGD_DSI | 1.2708 | 0 | 0 | 0 | 0 | 0 | 0
00 Exist_Non-FBC_Uncontrolled | 4.1382 | 0.97232 | 1.3102 | 0.14858 | 0.13181 | 0.7294 | 0.89283
00 Exist_Non-FBC_ACI | 85.6995 | 0.21686 | 0.19522 | 0.05642 | 0 | 0.1598 | 0.18984
00 Exist_Non-FBC_ACI_DSI | 14.2579 | 0 | 0 | 0 | 0 | 0 | 0
00 Exist_Non-FBC_DryFGD | 0 | 0 | 0 | 0 | 0 | 0 | 0
00 Exist_Non-FBC_DryFGD_ACI | 87.1159 | 0.34069 | 0.48889 | 0.5182 | 0.44859 | 0.53497 | 0.53497
00 Exist_Non-FBC_DryFGD_SCR | 0.31807 | 0 | 0 | 0 | 0 | 0 | 0
00 Exist_Non-FBC_DryFGD_SCR_ACI | 127.8431 | 0.060351 | 0 | 0 | 0 | 0 | 0
00 Exist_Non-FBC_DryFGD_SCR_DSI | 3.2963 | 0 | 0 | 0 | 0 | 0 | 0
00 Exist_Non-FBC_DryFGD_SCR_ACI_DSI | 16.3182 | 0 | 0 | 0 | 0 | 0 | 0
00 Exist_Non-FBC_DryFGD_SNCR_ACI | 36.0815 | 0 | 0 | 0 | 0 | 0 | 0
00 Exist_Non-FBC_DryFGD_SNCR_ACI_DSI | 0 | 0 | 0 | 0 | 0 | 0 | 0
00 Exist_Non-FBC_DSI | 3.4181 | 0 | 0 | 0 | 0 | 0 | 0
00 Exist_Non-FBC_SCR_ACI | 39.0114 | 0 | 0 | 0 | 0 | 0 | 0
00 Exist_Non-FBC_SCR_ACI_DSI | 3.9442 | 0 | 0 | 0 | 0 | 0 | 0
00 Exist_Non-FBC_SNCR_ACI | 2.5347 | 0 | 0 | 0 | 0 | 0 | 0
00 Exist_Non-FBC_SNCR_ACI_DSI | 0 | 0 | 0 | 0 | 0 | 0 | 0
00 Exist_Non-FBC_WetFGD | 46.7894 | 0 | 0 | 0 | 0 | 0 | 0
00 Exist_Non-FBC_WetFGD_ACI | 31.0175 | 0 | 0 | 0 | 0 | 0 | 0
00 Exist_Non-FBC_WetFGD_ACI_DSI | 0 | 0 | 0 | 0 | 0 | 0 | 0
00 Exist_Non-FBC_WetFGD_SCR | 283.0753 | 0 | 0 | 0 | 0 | 0 | 0
00 Exist_Non-FBC_WetFGD_SCR_DSI | 2.9648 | 0 | 0 | 0 | 0 | 0 | 0
00 Exist_Non-FBC_WetFGD_SCR_ACI | 209.8876 | 0 | 0 | 0 | 0 | 0 | 0
00 Exist_Non-FBC_WetFGD_SCR_ACI_DSI | 80.7837 | 0 | 0 | 0 | 0 | 0 | 0
00 Exist_Non-FBC_WetFGD_SNCR | 8.7367 | 0 | 0 | 0 | 0 | 0 | 0
00 Exist_Non-FBC_WetFGD_SNCR_ACI | 21.1115 | 0 | 0 | 0 | 0 | 0 | 0
00 Exist IGCC | 1.406 | 1.5877 | 0 | 0 | 0 | 0 | 0
00 Exist Fossil_Other | 14.4967 | 14.2693 | 14.5011 | 14.0279 | 12.8545 | 13.1939 | 13.1952
00 Exist Fuel Cell | 6.1278 | 6.002 | 5.6381 | 4.203 | 3.6207 | 3.4476 | 3.7737
00 Exist Hydro | 921.7657 | 921.7657 | 921.7686 | 913.6407 | 908.0632 | 912.4637 | 912.234
00 Exist Non Fossil_Other | 74.5059 | 74.5059 | 74.2777 | 70.7429 | 68.7887 | 69.0563 | 69.7658
00 Exist Nuclear | 2562.737 | 2487.7289 | 2280.5739 | 2101.9527 | 1607.8603 | 1204.2474 | 741.1476
00 Exist Oil/Gas Steam | 64.3644 | 53.3451 | 26.1084 | 13.3816 | 11.9631 | 12.151 | 12.1486
00 Exist Oil/Gas Steam_SCR | 11.6699 | 10.0025 | 4.8743 | 4.6593 | 4.5044 | 4.5578 | 4.6539
00 Exist Oil/Gas Steam_SNCR | 7.3881 | 4.2923 | 2.1614 | 1.2853 | 1.108 | 1.2548 | 1.2554
00 Exist Biomass | 0.98058 | 1.8089 | 1.8346 | 0.13435 | 0.080191 | 0.87226 | 1.6214
00 Exist Landfill Gas | 31.4413 | 31.5046 | 28.6019 | 27.2779 | 25.697 | 25.6594 | 25.9957
00 Exist Geothermal | 56.3847 | 56.3847 | 56.3847 | 56.3847 | 56.3847 | 56.3847 | 56.3847
00 Exist Pump Storage | 73.4238 | 71.1441 | 63.128 | 60.8662 | 98.5842 | 98.3735 | 103.8487
00 Exist Energy Storage | 68.8483 | 69.0243 | 67.8508 | 68.4907 | 71.0759 | 68.8084 | 71.7598
00 Exist Solar PV | 1033.977 | 1033.977 | 1033.9595 | 1033.9595 | 1033.9595 | 1033.9595 | 1033.9595
00 Exist Solar Thermal | 10.1886 | 10.1886 | 10.1886 | 10.1886 | 10.1886 | 10.1886 | 10.1886
00 Exist Offshore Wind | 100.1713 | 100.1713 | 100.1713 | 100.1713 | 100.1713 | 100.1713 | 100.1713
00 Exist Onshore Wind | 1759.136 | 1759.136 | 1759.136 | 1759.136 | 1759.136 | 1759.136 | 1759.136
00 International Imports | 10.3954 | 10.3954 | 10.3954 | 9.445 | 9.445 | 9.445 | 9.445
00 Ret.Exist Combined Cycle & CF Limit | 0 | 0 | 0 | 0 | 0 | 0 | 0
00 Ret.Exist Combined Cycle & CCS | 0 | 0 | 2.0166 | 2.0166 | 1.0559 | 1.0564 | 1.0955
00 Ret.Exist Combined Cycle & Hydrogen | 0 | 20.5522 | 11.1933 | 0.29544 | 0.033903 | 12.4908 | 24.1118
00 Ret.Exist Combined Cycle & Hydrogen Retrofit Undone | 0 | 0 | 0 | 0 | 0 | 0 | 0
00 Ret.Exist Combined Cycle & HRI | 0 | 0 | 0 | 0 | 0 | 0 | 0
00 Ret.Exist Combustion Turbine & HRI | 0 | 0 | 0 | 0 | 0 | 0 | 0
00 Ret.Exist_FBC_NoCtrl & CCS | 0 | 0 | 0 | 0 | 0 | 0 | 0
00 Ret.Exist_FBC_NoCtrl & DRET | 0 | 0 | 0 | 0 | 0 | 0 | 0
00 Ret.Exist_FBC_NoCtrl & GPM | 0 | 0 | 0 | 0 | 0 | 0 | 0
00 Ret.Exist_FBC_NoCtrl & GPM & CCS | 0 | 0 | 0 | 0 | 0 | 0 | 0
00 Ret.Exist_FBC_NoCtrl & GPM & DRET | 0 | 0 | 0 | 0 | 0 | 0 | 0
00 Ret.Exist_FBC_NoCtrl & GPM & NGC | 0 | 0 | 0 | 0 | 0 | 0 | 0
00 Ret.Exist_FBC_NoCtrl & GPM & SNCR | 0 | 0 | 0 | 0 | 0 | 0 | 0
00 Ret.Exist_FBC_NoCtrl & GPM & SNCR & CCS | 0 | 0 | 0 | 0 | 0 | 0 | 0
00 Ret.Exist_FBC_NoCtrl & GPM & SNCR & DRET | 0 | 0 | 0 | 0 | 0 | 0 | 0
00 Ret.Exist_FBC_NoCtrl & GPM & SNCR & NGC | 0 | 0 | 0 | 0 | 0 | 0 | 0
00 Ret.Exist_FBC_NoCtrl & NGC | 0 | 0 | 0 | 0 | 0 | 0 | 0
00 Ret.Exist_FBC_NoCtrl & SNCR | 0 | 0 | 0 | 0 | 0 | 0 | 0
00 Ret.Exist_FBC_NoCtrl & SNCR & CCS | 0 | 0 | 0 | 0 | 0 | 0 | 0
00 Ret.Exist_FBC_NoCtrl & SNCR & DRET | 0 | 0 | 0 | 0 | 0 | 0 | 0
00 Ret.Exist_FBC_NoCtrl & SNCR & NGC | 0 | 0 | 0 | 0 | 0 | 0 | 0
00 Ret.Exist_FBC_ACI_DSI & CCS | 0 | 0 | 0 | 0 | 0 | 0 | 0
00 Ret.Exist_FBC_ACI_DSI & DCCS | 2.4577 | 4.5117 | 0 | 0 | 0 | 0 | 0
00 Ret.Exist_FBC_ACI_DSI & DCCS & CCS | 0 | 0 | 6.6199 | 6.6199 | 0 | 0 | 0
00 Ret.Exist_FBC_ACI_DSI & DCCS & SNCR & CCS | 0 | 0 | 0 | 0 | 0 | 0 | 0
00 Ret.Exist_FBC_ACI_DSI & DRET | 0 | 0.94691 | 0 | 0 | 0 | 0 | 0
00 Ret.Exist_FBC_ACI_DSI & GPM | 0.099857 | 0 | 0 | 0 | 0 | 0 | 0
00 Ret.Exist_FBC_ACI_DSI & GPM & CCS | 0 | 0 | 0 | 0 | 0 | 0 | 0
00 Ret.Exist_FBC_ACI_DSI & GPM & DRET | 0 | 0 | 0 | 0 | 0 | 0 | 0
00 Ret.Exist_FBC_ACI_DSI & GPM & NGC | 0 | 0.051346 | 0.051346 | 0 | 0 | 0 | 0
00 Ret.Exist_FBC_ACI_DSI & GPM & SNCR | 0 | 0 | 0 | 0 | 0 | 0 | 0
00 Ret.Exist_FBC_ACI_DSI & GPM & SNCR & CCS | 0 | 0 | 0 | 0 | 0 | 0 | 0
00 Ret.Exist_FBC_ACI_DSI & GPM & SNCR & DRET | 0 | 0 | 0 | 0 | 0 | 0 | 0
00 Ret.Exist_FBC_ACI_DSI & GPM & SNCR & NGC | 0 | 0 | 0 | 0 | 0 | 0 | 0
00 Ret.Exist_FBC_ACI_DSI & NGC | 0 | 0 | 0 | 0 | 0 | 0 | 0
00 Ret.Exist_FBC_ACI_DSI & SNCR | 0 | 0 | 0 | 0 | 0 | 0 | 0
00 Ret.Exist_FBC_ACI_DSI & SNCR & CCS | 0 | 0 | 0 | 0 | 0 | 0 | 0
00 Ret.Exist_FBC_ACI_DSI & SNCR & DRET | 0 | 0 | 0 | 0 | 0 | 0 | 0
00 Ret.Exist_FBC_ACI_DSI & SNCR & NGC | 0 | 0 | 0 | 0 | 0 | 0 | 0
00 Ret.Exist_FBC_DryFGD_ACI & CCS | 0 | 0 | 0 | 0 | 0 | 0 | 0
00 Ret.Exist_FBC_DryFGD_ACI & DCCS | 0 | 0 | 0 | 0 | 0 | 0 | 0
00 Ret.Exist_FBC_DryFGD_ACI & DCCS & CCS | 0 | 0 | 0 | 0 | 0 | 0 | 0
00 Ret.Exist_FBC_DryFGD_ACI & DCCS & SNCR & CCS | 0 | 0 | 0 | 0 | 0 | 0 | 0
00 Ret.Exist_FBC_DryFGD_ACI & DRET | 0 | 1.3891 | 0 | 0 | 0 | 0 | 0
00 Ret.Exist_FBC_DryFGD_ACI & GPM | 0 | 0 | 0 | 0 | 0 | 0 | 0
00 Ret.Exist_FBC_DryFGD_ACI & GPM & CCS | 0 | 0 | 0 | 0 | 0 | 0 | 0
00 Ret.Exist_FBC_DryFGD_ACI & GPM & DRET | 0 | 0 | 0 | 0 | 0 | 0 | 0
00 Ret.Exist_FBC_DryFGD_ACI & GPM & NGC | 0 | 0 | 0 | 0 | 0 | 0 | 0
00 Ret.Exist_FBC_DryFGD_ACI & GPM & SNCR | 0 | 0 | 0 | 0 | 0 | 0 | 0
00 Ret.Exist_FBC_DryFGD_ACI & GPM & SNCR & CCS | 0 | 0 | 0 | 0 | 0 | 0 | 0
00 Ret.Exist_FBC_DryFGD_ACI & GPM & SNCR & DRET | 0 | 0 | 0 | 0 | 0 | 0 | 0
00 Ret.Exist_FBC_DryFGD_ACI & GPM & SNCR & NGC | 0 | 0 | 0 | 0 | 0 | 0 | 0
00 Ret.Exist_FBC_DryFGD_ACI & NGC | 0 | 0 | 0 | 0 | 0 | 0 | 0
00 Ret.Exist_FBC_DryFGD_ACI & SNCR | 0 | 0 | 0 | 0 | 0 | 0 | 0
00 Ret.Exist_FBC_DryFGD_ACI & SNCR & CCS | 0 | 0 | 0 | 0 | 0 | 0 | 0
00 Ret.Exist_FBC_DryFGD_ACI & SNCR & DRET | 0 | 0 | 0 | 0 | 0 | 0 | 0
00 Ret.Exist_FBC_DryFGD_ACI & SNCR & NGC | 0 | 0 | 0 | 0 | 0 | 0 | 0
00 Ret.Exist_FBC_DryFGD_DSI & ACI | 0 | 0 | 0 | 0 | 0 | 0 | 0
00 Ret.Exist_FBC_DryFGD_DSI & ACI & DRET | 0 | 0 | 0 | 0 | 0 | 0 | 0
00 Ret.Exist_FBC_DryFGD_DSI & ACI & GPM | 0 | 0 | 0 | 0 | 0 | 0 | 0
00 Ret.Exist_FBC_DryFGD_DSI & ACI & GPM & DRET | 0 | 0 | 0 | 0 | 0 | 0 | 0
00 Ret.Exist_FBC_DryFGD_DSI & ACI & GPM & NGC | 0 | 0 | 0 | 0 | 0 | 0 | 0
00 Ret.Exist_FBC_DryFGD_DSI & ACI & GPM & SNCR | 0 | 0 | 0 | 0 | 0 | 0 | 0
00 Ret.Exist_FBC_DryFGD_DSI & ACI & GPM & SNCR & DRET | 0 | 0 | 0 | 0 | 0 | 0 | 0
00 Ret.Exist_FBC_DryFGD_DSI & ACI & GPM & SNCR & NGC | 0 | 0 | 0 | 0 | 0 | 0 | 0
00 Ret.Exist_FBC_DryFGD_DSI & ACI & NGC | 0 | 0 | 0 | 0 | 0 | 0 | 0
00 Ret.Exist_FBC_DryFGD_DSI & ACI & SNCR | 0 | 0 | 0 | 0 | 0 | 0 | 0
00 Ret.Exist_FBC_DryFGD_DSI & ACI & SNCR & DRET | 0 | 0 | 0 | 0 | 0 | 0 | 0
00 Ret.Exist_FBC_DryFGD_DSI & ACI & SNCR & NGC | 0 | 0 | 0 | 0 | 0 | 0 | 0
00 Ret.Exist_FBC_DryFGD_DSI & DRET | 0 | 0 | 0 | 0 | 0 | 0 | 0
00 Ret.Exist_FBC_DryFGD_DSI & GPM | 0 | 0 | 0 | 0 | 0 | 0 | 0
00 Ret.Exist_FBC_DryFGD_DSI & GPM & DRET | 0 | 0 | 0 | 0 | 0 | 0 | 0
00 Ret.Exist_FBC_DryFGD_DSI & GPM & NGC | 0 | 0 | 0 | 0 | 0 | 0 | 0
00 Ret.Exist_FBC_DryFGD_DSI & GPM & SNCR | 0 | 0 | 0 | 0 | 0 | 0 | 0
00 Ret.Exist_FBC_DryFGD_DSI & GPM & SNCR & DRET | 0 | 0 | 0 | 0 | 0 | 0 | 0
00 Ret.Exist_FBC_DryFGD_DSI & GPM & SNCR & NGC | 0 | 0 | 0 | 0 | 0 | 0 | 0
00 Ret.Exist_FBC_DryFGD_DSI & NGC | 0 | 0 | 0 | 0 | 0 | 0 | 0
00 Ret.Exist_FBC_DryFGD_DSI & SNCR | 0 | 0 | 0 | 0 | 0 | 0 | 0
00 Ret.Exist_FBC_DryFGD_DSI & SNCR & DRET | 0 | 0 | 0 | 0 | 0 | 0 | 0
00 Ret.Exist_FBC_DryFGD_DSI & SNCR & NGC | 0 | 0 | 0 | 0 | 0 | 0 | 0
00 Ret.Exist_FBC_DryFGD_SNCR & ACI | 0 | 0 | 0 | 0 | 0 | 0 | 0
00 Ret.Exist_FBC_DryFGD_SNCR & ACI & CCS | 0 | 0 | 0 | 0 | 0 | 0 | 0
00 Ret.Exist_FBC_DryFGD_SNCR & ACI & DRET | 0 | 0 | 0 | 0 | 0 | 0 | 0
00 Ret.Exist_FBC_DryFGD_SNCR & ACI & GPM | 0 | 0 | 0 | 0 | 0 | 0 | 0
00 Ret.Exist_FBC_DryFGD_SNCR & ACI & GPM & CCS | 0 | 0 | 0 | 0 | 0 | 0 | 0
00 Ret.Exist_FBC_DryFGD_SNCR & ACI & GPM & DRET | 0 | 0 | 0 | 0 | 0 | 0 | 0
00 Ret.Exist_FBC_DryFGD_SNCR & ACI & GPM & NGC | 0 | 0 | 0 | 0 | 0 | 0 | 0
00 Ret.Exist_FBC_DryFGD_SNCR & ACI & NGC | 0 | 0 | 0 | 0 | 0 | 0 | 0
00 Ret.Exist_FBC_DryFGD_SNCR & CCS | 0 | 0 | 0 | 0 | 0 | 0 | 0
00 Ret.Exist_FBC_DryFGD_SNCR & DCCS | 0 | 10.3262 | 0 | 0 | 0 | 0 | 0
00 Ret.Exist_FBC_DryFGD_SNCR & DCCS & CCS | 0 | 0 | 8.4164 | 8.4164 | 0 | 0 | 0
00 Ret.Exist_FBC_DryFGD_SNCR & DRET | 0 | 2.4609 | 0 | 0 | 0 | 0 | 0
00 Ret.Exist_FBC_DryFGD_SNCR & GPM | 0 | 0 | 0 | 0 | 0 | 0 | 0
00 Ret.Exist_FBC_DryFGD_SNCR & GPM & CCS | 0 | 0 | 0 | 0 | 0 | 0 | 0
00 Ret.Exist_FBC_DryFGD_SNCR & GPM & DRET | 0 | 0 | 0 | 0 | 0 | 0 | 0
00 Ret.Exist_FBC_DryFGD_SNCR & GPM & NGC | 0 | 0 | 0 | 0 | 0 | 0 | 0
00 Ret.Exist_FBC_DryFGD_SNCR & NGC | 0 | 0 | 0 | 0 | 0 | 0 | 0
00 Ret.Exist_FBC_DryFGD_SNCR_ACI & CCS | 0 | 0 | 0 | 0 | 0 | 0 | 0
00 Ret.Exist_FBC_DryFGD_SNCR_ACI & DCCS | 0 | 1.3424 | 0 | 0 | 0 | 0 | 0
00 Ret.Exist_FBC_DryFGD_SNCR_ACI & DCCS & CCS | 0 | 0 | 1.873 | 1.873 | 0 | 0 | 0
00 Ret.Exist_FBC_DryFGD_SNCR_ACI & DRET | 0 | 3.9199 | 0 | 0 | 0 | 0 | 0
00 Ret.Exist_FBC_DryFGD_SNCR_ACI & GPM | 0 | 0 | 0 | 0 | 0 | 0 | 0
00 Ret.Exist_FBC_DryFGD_SNCR_ACI & GPM & CCS | 0 | 0 | 0 | 0 | 0 | 0 | 0
00 Ret.Exist_FBC_DryFGD_SNCR_ACI & GPM & DRET | 0 | 0 | 0 | 0 | 0 | 0 | 0
00 Ret.Exist_FBC_DryFGD_SNCR_ACI & GPM & NGC | 0 | 0 | 0 | 0 | 0 | 0 | 0
00 Ret.Exist_FBC_DryFGD_SNCR_ACI & NGC | 0 | 0 | 0 | 0 | 0 | 0 | 0
00 Ret.Exist_FBC_DryFGD_SNCR_ACI_DSI & CCS | 0 | 9.6686 | 9.6686 | 9.6686 | 1.791 | 2.0174 | 2.0174
00 Ret.Exist_FBC_DryFGD_SNCR_ACI_DSI & DCCS | 0 | 0.10973 | 0 | 0 | 0 | 0 | 0
00 Ret.Exist_FBC_DryFGD_SNCR_ACI_DSI & DCCS & CCS | 0 | 0 | 0.20879 | 0.20879 | 0 | 0 | 0
00 Ret.Exist_FBC_DryFGD_SNCR_ACI_DSI & DRET | 0 | 0 | 0 | 0 | 0 | 0 | 0
00 Ret.Exist_FBC_DryFGD_SNCR_ACI_DSI & GPM | 0 | 0 | 0 | 0 | 0 | 0 | 0
00 Ret.Exist_FBC_DryFGD_SNCR_ACI_DSI & GPM & CCS | 0 | 0 | 0 | 0 | 0 | 0 | 0
00 Ret.Exist_FBC_DryFGD_SNCR_ACI_DSI & GPM & DRET | 0 | 0 | 0 | 0 | 0 | 0 | 0
00 Ret.Exist_FBC_DryFGD_SNCR_ACI_DSI & GPM & NGC | 0 | 0 | 0 | 0 | 0 | 0 | 0
00 Ret.Exist_FBC_DryFGD_SNCR_ACI_DSI & NGC | 0 | 0 | 0 | 0 | 0 | 0 | 0
00 Ret.Exist_FBC_DryFGD_SNCR_DSI & ACI | 0 | 0 | 0 | 0 | 0 | 0 | 0
00 Ret.Exist_FBC_DryFGD_SNCR_DSI & ACI & DRET | 0 | 0 | 0 | 0 | 0 | 0 | 0
00 Ret.Exist_FBC_DryFGD_SNCR_DSI & ACI & GPM | 0 | 0 | 0 | 0 | 0 | 0 | 0
00 Ret.Exist_FBC_DryFGD_SNCR_DSI & ACI & GPM & DRET | 0 | 0 | 0 | 0 | 0 | 0 | 0
00 Ret.Exist_FBC_DryFGD_SNCR_DSI & ACI & GPM & NGC | 0 | 0 | 0 | 0 | 0 | 0 | 0
00 Ret.Exist_FBC_DryFGD_SNCR_DSI & ACI & NGC | 0 | 0 | 0 | 0 | 0 | 0 | 0
00 Ret.Exist_FBC_DryFGD_SNCR_DSI & DRET | 0 | 0 | 0 | 0 | 0 | 0 | 0
00 Ret.Exist_FBC_DryFGD_SNCR_DSI & GPM | 0 | 0 | 0 | 0 | 0 | 0 | 0
00 Ret.Exist_FBC_DryFGD_SNCR_DSI & GPM & DRET | 0 | 0 | 0 | 0 | 0 | 0 | 0
00 Ret.Exist_FBC_DryFGD_SNCR_DSI & GPM & NGC | 0 | 0 | 0 | 0 | 0 | 0 | 0
00 Ret.Exist_FBC_DryFGD_SNCR_DSI & NGC | 0 | 0 | 0 | 0 | 0 | 0 | 0
00 Ret.Exist_FBC_DSI & ACI | 0 | 0 | 0 | 0 | 0 | 0 | 0
00 Ret.Exist_FBC_DSI & ACI & DRET | 0 | 0 | 0 | 0 | 0 | 0 | 0
00 Ret.Exist_FBC_DSI & ACI & GPM | 0 | 0 | 0 | 0 | 0 | 0 | 0
00 Ret.Exist_FBC_DSI & ACI & GPM & DRET | 0 | 0 | 0 | 0 | 0 | 0 | 0
00 Ret.Exist_FBC_DSI & ACI & GPM & NGC | 0 | 0 | 0 | 0 | 0 | 0 | 0
00 Ret.Exist_FBC_DSI & ACI & GPM & SNCR | 0 | 0 | 0 | 0 | 0 | 0 | 0
00 Ret.Exist_FBC_DSI & ACI & GPM & SNCR & DRET | 0 | 0 | 0 | 0 | 0 | 0 | 0
00 Ret.Exist_FBC_DSI & ACI & GPM & SNCR & NGC | 0 | 0 | 0 | 0 | 0 | 0 | 0
00 Ret.Exist_FBC_DSI & ACI & NGC | 0 | 0 | 0 | 0 | 0 | 0 | 0
00 Ret.Exist_FBC_DSI & ACI & SNCR | 0 | 0 | 0 | 0 | 0 | 0 | 0
00 Ret.Exist_FBC_DSI & ACI & SNCR & DRET | 0 | 0 | 0 | 0 | 0 | 0 | 0
00 Ret.Exist_FBC_DSI & ACI & SNCR & NGC | 0 | 0 | 0 | 0 | 0 | 0 | 0
00 Ret.Exist_FBC_DSI & DRET | 0 | 5.2492 | 0 | 0 | 0 | 0 | 0
00 Ret.Exist_FBC_DSI & GPM | 4.1365 | 0 | 0 | 0 | 0 | 0 | 0
00 Ret.Exist_FBC_DSI & GPM & DRET | 0 | 4.1365 | 0 | 0 | 0 | 0 | 0
00 Ret.Exist_FBC_DSI & GPM & NGC | 0 | 0 | 0 | 0 | 0 | 0 | 0
00 Ret.Exist_FBC_DSI & GPM & SNCR | 0 | 0 | 0 | 0 | 0 | 0 | 0
00 Ret.Exist_FBC_DSI & GPM & SNCR & DRET | 0 | 0 | 0 | 0 | 0 | 0 | 0
00 Ret.Exist_FBC_DSI & GPM & SNCR & NGC | 0 | 0 | 0 | 0 | 0 | 0 | 0
00 Ret.Exist_FBC_DSI & NGC | 0 | 0.51883 | 1.0862 | 0 | 0 | 0 | 0
00 Ret.Exist_FBC_DSI & SNCR | 0 | 0 | 0 | 0 | 0 | 0 | 0
00 Ret.Exist_FBC_DSI & SNCR & DRET | 0 | 0 | 0 | 0 | 0 | 0 | 0
00 Ret.Exist_FBC_DSI & SNCR & NGC | 0 | 0 | 0 | 0 | 0 | 0 | 0
00 Ret.Exist_FBC_SNCR & ACI | 0 | 0 | 0 | 0 | 0 | 0 | 0
00 Ret.Exist_FBC_SNCR & ACI & DRET | 0 | 0 | 0 | 0 | 0 | 0 | 0
00 Ret.Exist_FBC_SNCR & ACI & NGC | 0 | 0 | 0 | 0 | 0 | 0 | 0
00 Ret.Exist_FBC_SNCR & DRET | 0 | 0 | 0 | 0 | 0 | 0 | 0
00 Ret.Exist_FBC_SNCR & GPM | 0 | 0 | 0 | 0 | 0 | 0 | 0
00 Ret.Exist_FBC_SNCR & GPM & DRET | 0 | 0 | 0 | 0 | 0 | 0 | 0
00 Ret.Exist_FBC_SNCR & GPM & NGC | 0 | 0 | 0 | 0 | 0 | 0 | 0
00 Ret.Exist_FBC_SNCR & NGC | 0 | 0 | 0 | 0 | 0 | 0 | 0
00 Ret.Exist_FBC_SNCR_ACI_DSI & CCS | 0 | 0 | 0 | 0 | 0 | 0 | 0
00 Ret.Exist_FBC_SNCR_ACI_DSI & DCCS | 0 | 0 | 0 | 0 | 0 | 0 | 0
00 Ret.Exist_FBC_SNCR_ACI_DSI & DCCS & CCS | 0 | 0 | 0 | 0 | 0 | 0 | 0
00 Ret.Exist_FBC_SNCR_ACI_DSI & DRET | 0 | 0 | 0 | 0 | 0 | 0 | 0
00 Ret.Exist_FBC_SNCR_ACI_DSI & GPM | 0 | 0 | 0 | 0 | 0 | 0 | 0
00 Ret.Exist_FBC_SNCR_ACI_DSI & GPM & CCS | 0 | 0 | 0 | 0 | 0 | 0 | 0
00 Ret.Exist_FBC_SNCR_ACI_DSI & GPM & DRET | 0 | 0 | 0 | 0 | 0 | 0 | 0
00 Ret.Exist_FBC_SNCR_ACI_DSI & GPM & NGC | 0 | 0 | 0 | 0 | 0 | 0 | 0
00 Ret.Exist_FBC_SNCR_ACI_DSI & NGC | 0 | 0 | 0 | 0 | 0 | 0 | 0
00 Ret.Exist_FBC_SNCR_DSI & ACI | 0 | 0 | 0 | 0 | 0 | 0 | 0
00 Ret.Exist_FBC_SNCR_DSI & ACI & CCS | 0 | 0 | 0 | 0 | 0 | 0 | 0
00 Ret.Exist_FBC_SNCR_DSI & ACI & DRET | 0 | 0 | 0 | 0 | 0 | 0 | 0
00 Ret.Exist_FBC_SNCR_DSI & ACI & GPM | 0 | 0 | 0 | 0 | 0 | 0 | 0
00 Ret.Exist_FBC_SNCR_DSI & ACI & GPM & CCS | 0 | 0 | 0 | 0 | 0 | 0 | 0
00 Ret.Exist_FBC_SNCR_DSI & ACI & GPM & DRET | 0 | 0 | 0 | 0 | 0 | 0 | 0
00 Ret.Exist_FBC_SNCR_DSI & ACI & GPM & NGC | 0 | 0 | 0 | 0 | 0 | 0 | 0
00 Ret.Exist_FBC_SNCR_DSI & ACI & NGC | 0 | 0 | 0 | 0 | 0 | 0 | 0
00 Ret.Exist_FBC_SNCR_DSI & CCS | 0 | 0 | 0 | 0 | 0 | 0 | 0
00 Ret.Exist_FBC_SNCR_DSI & DCCS | 2.5924 | 6.8716 | 0 | 0 | 0 | 0 | 0
00 Ret.Exist_FBC_SNCR_DSI & DCCS & CCS | 0 | 0 | 4.8106 | 4.8106 | 0 | 0 | 0
00 Ret.Exist_FBC_SNCR_DSI & DRET | 0 | 9.3083 | 0 | 0 | 0 | 0 | 0
00 Ret.Exist_FBC_SNCR_DSI & GPM | 2.8281 | 0 | 0 | 0 | 0 | 0 | 0
00 Ret.Exist_FBC_SNCR_DSI & GPM & CCS | 0 | 0 | 0 | 0 | 0 | 0 | 0
00 Ret.Exist_FBC_SNCR_DSI & GPM & DRET | 0 | 0 | 0 | 0 | 0 | 0 | 0
00 Ret.Exist_FBC_SNCR_DSI & GPM & NGC | 0 | 0 | 0 | 0 | 0 | 0 | 0
00 Ret.Exist_FBC_SNCR_DSI & NGC | 0 | 6.3437 | 5.3204 | 0 | 0 | 0 | 0
00 Ret.Exist_FBC_WetFGD_DSI & ACI | 0 | 0 | 0 | 0 | 0 | 0 | 0
00 Ret.Exist_FBC_WetFGD_DSI & ACI & DRET | 0 | 0 | 0 | 0 | 0 | 0 | 0
00 Ret.Exist_FBC_WetFGD_DSI & ACI & GPM | 0 | 0 | 0 | 0 | 0 | 0 | 0
00 Ret.Exist_FBC_WetFGD_DSI & ACI & GPM & DRET | 0 | 0 | 0 | 0 | 0 | 0 | 0
00 Ret.Exist_FBC_WetFGD_DSI & ACI & GPM & NGC | 0 | 0 | 0 | 0 | 0 | 0 | 0
00 Ret.Exist_FBC_WetFGD_DSI & ACI & GPM & SNCR | 0 | 0 | 0 | 0 | 0 | 0 | 0
00 Ret.Exist_FBC_WetFGD_DSI & ACI & GPM & SNCR & DRET | 0 | 0 | 0 | 0 | 0 | 0 | 0
00 Ret.Exist_FBC_WetFGD_DSI & ACI & GPM & SNCR & NGC | 0 | 0 | 0 | 0 | 0 | 0 | 0
00 Ret.Exist_FBC_WetFGD_DSI & ACI & NGC | 0 | 0 | 0 | 0 | 0 | 0 | 0
00 Ret.Exist_FBC_WetFGD_DSI & ACI & SNCR | 0 | 0 | 0 | 0 | 0 | 0 | 0
00 Ret.Exist_FBC_WetFGD_DSI & ACI & SNCR & DRET | 0 | 0 | 0 | 0 | 0 | 0 | 0
00 Ret.Exist_FBC_WetFGD_DSI & ACI & SNCR & NGC | 0 | 0 | 0 | 0 | 0 | 0 | 0
00 Ret.Exist_FBC_WetFGD_DSI & DRET | 0 | 1.2708 | 0 | 0 | 0 | 0 | 0
00 Ret.Exist_FBC_WetFGD_DSI & GPM | 0 | 0 | 0 | 0 | 0 | 0 | 0
00 Ret.Exist_FBC_WetFGD_DSI & GPM & DRET | 0 | 0 | 0 | 0 | 0 | 0 | 0
00 Ret.Exist_FBC_WetFGD_DSI & GPM & NGC | 0 | 0 | 0 | 0 | 0 | 0 | 0
00 Ret.Exist_FBC_WetFGD_DSI & GPM & SNCR | 0 | 0 | 0 | 0 | 0 | 0 | 0
00 Ret.Exist_FBC_WetFGD_DSI & GPM & SNCR & DRET | 0 | 0 | 0 | 0 | 0 | 0 | 0
00 Ret.Exist_FBC_WetFGD_DSI & GPM & SNCR & NGC | 0 | 0 | 0 | 0 | 0 | 0 | 0
00 Ret.Exist_FBC_WetFGD_DSI & NGC | 0 | 0 | 0 | 0 | 0 | 0 | 0
00 Ret.Exist_FBC_WetFGD_DSI & SNCR | 0 | 0 | 0 | 0 | 0 | 0 | 0
00 Ret.Exist_FBC_WetFGD_DSI & SNCR & DRET | 0 | 0 | 0 | 0 | 0 | 0 | 0
00 Ret.Exist_FBC_WetFGD_DSI & SNCR & NGC | 0 | 0 | 0 | 0 | 0 | 0 | 0
00 Ret.Exist_FBC_WetFGD_SNCR & ACI | 0 | 0 | 0 | 0 | 0 | 0 | 0
00 Ret.Exist_FBC_WetFGD_SNCR & ACI & DRET | 0 | 0 | 0 | 0 | 0 | 0 | 0
00 Ret.Exist_FBC_WetFGD_SNCR & ACI & NGC | 0 | 0 | 0 | 0 | 0 | 0 | 0
00 Ret.Exist_FBC_WetFGD_SNCR & DRET | 0 | 0.53172 | 0 | 0 | 0 | 0 | 0
00 Ret.Exist_FBC_WetFGD_SNCR & GPM | 0 | 0 | 0 | 0 | 0 | 0 | 0
00 Ret.Exist_FBC_WetFGD_SNCR & GPM & DRET | 0 | 0 | 0 | 0 | 0 | 0 | 0
00 Ret.Exist_FBC_WetFGD_SNCR & GPM & NGC | 0 | 0 | 0 | 0 | 0 | 0 | 0
00 Ret.Exist_FBC_WetFGD_SNCR & NGC | 0 | 0 | 0 | 0 | 0 | 0 | 0
00 Ret.Exist_Non-FBC_ACI & C2G | 0.60854 | 4.2501 | 0 | 0 | 0 | 0 | 0
00 Ret.Exist_Non-FBC_ACI & C2G & SCR | 0 | 0 | 0 | 0 | 0 | 0 | 0
00 Ret.Exist_Non-FBC_ACI & DCCS | 0 | 10.4222 | 0 | 0 | 0 | 0 | 0
00 Ret.Exist_Non-FBC_ACI & DCCS & WetFGD & SCR & CCS | 0 | 0 | 6.9319 | 6.9319 | 0 | 0 | 0
00 Ret.Exist_Non-FBC_ACI & DRET | 0 | 23.6335 | 0 | 0 | 0 | 0 | 0
00 Ret.Exist_Non-FBC_ACI & DSI | 0 | 0 | 0 | 0 | 0 | 0 | 0
00 Ret.Exist_Non-FBC_ACI & DSI & C2G | 0 | 0 | 0 | 0 | 0 | 0 | 0
00 Ret.Exist_Non-FBC_ACI & DSI & C2G & SCR | 0 | 0 | 0 | 0 | 0 | 0 | 0
00 Ret.Exist_Non-FBC_ACI & DSI & DRET | 0 | 0 | 0 | 0 | 0 | 0 | 0
00 Ret.Exist_Non-FBC_ACI & DSI & GPM | 0 | 0 | 0 | 0 | 0 | 0 | 0
00 Ret.Exist_Non-FBC_ACI & DSI & GPM & C2G | 0 | 0 | 0 | 0 | 0 | 0 | 0
00 Ret.Exist_Non-FBC_ACI & DSI & GPM & C2G & SCR | 0 | 0 | 0 | 0 | 0 | 0 | 0
00 Ret.Exist_Non-FBC_ACI & DSI & GPM & DRET | 0 | 0 | 0 | 0 | 0 | 0 | 0
00 Ret.Exist_Non-FBC_ACI & DSI & GPM & NGC | 0 | 0 | 0 | 0 | 0 | 0 | 0
00 Ret.Exist_Non-FBC_ACI & DSI & GPM & SCR | 0 | 0 | 0 | 0 | 0 | 0 | 0
00 Ret.Exist_Non-FBC_ACI & DSI & GPM & SCR & DRET | 0 | 0 | 0 | 0 | 0 | 0 | 0
00 Ret.Exist_Non-FBC_ACI & DSI & GPM & SCR & NGC | 0 | 0 | 0 | 0 | 0 | 0 | 0
00 Ret.Exist_Non-FBC_ACI & DSI & GPM & SNCR | 0 | 0 | 0 | 0 | 0 | 0 | 0
00 Ret.Exist_Non-FBC_ACI & DSI & GPM & SNCR & DRET | 0 | 0 | 0 | 0 | 0 | 0 | 0
00 Ret.Exist_Non-FBC_ACI & DSI & GPM & SNCR & NGC | 0 | 0 | 0 | 0 | 0 | 0 | 0
00 Ret.Exist_Non-FBC_ACI & DSI & GPM & WetFGD & SCR & CCS | 0 | 0 | 0 | 0 | 0 | 0 | 0
00 Ret.Exist_Non-FBC_ACI & DSI & NGC | 0 | 0 | 0 | 0 | 0 | 0 | 0
00 Ret.Exist_Non-FBC_ACI & DSI & SCR | 0 | 0 | 0 | 0 | 0 | 0 | 0
00 Ret.Exist_Non-FBC_ACI & DSI & SCR & DRET | 0 | 0 | 0 | 0 | 0 | 0 | 0
00 Ret.Exist_Non-FBC_ACI & DSI & SCR & NGC | 0 | 0 | 0 | 0 | 0 | 0 | 0
00 Ret.Exist_Non-FBC_ACI & DSI & SNCR | 0 | 0 | 0 | 0 | 0 | 0 | 0
00 Ret.Exist_Non-FBC_ACI & DSI & SNCR & DRET | 0 | 0 | 0 | 0 | 0 | 0 | 0
00 Ret.Exist_Non-FBC_ACI & DSI & SNCR & NGC | 0 | 0 | 0 | 0 | 0 | 0 | 0
00 Ret.Exist_Non-FBC_ACI & DSI & WetFGD & SCR & CCS | 0 | 0 | 0 | 0 | 0 | 0 | 0
00 Ret.Exist_Non-FBC_ACI & GPM | 54.9547 | 0 | 0 | 0 | 0 | 0 | 0
00 Ret.Exist_Non-FBC_ACI & GPM & C2G | 0 | 0 | 0 | 0 | 0 | 0 | 0
00 Ret.Exist_Non-FBC_ACI & GPM & C2G & SCR | 0 | 0 | 0 | 0 | 0 | 0 | 0
00 Ret.Exist_Non-FBC_ACI & GPM & DRET | 0 | 0 | 0 | 0 | 0 | 0 | 0
00 Ret.Exist_Non-FBC_ACI & GPM & NGC | 0 | 0 | 0 | 0 | 0 | 0 | 0
00 Ret.Exist_Non-FBC_ACI & GPM & SCR | 0 | 0 | 0 | 0 | 0 | 0 | 0
00 Ret.Exist_Non-FBC_ACI & GPM & SCR & DRET | 0 | 0 | 0 | 0 | 0 | 0 | 0
00 Ret.Exist_Non-FBC_ACI & GPM & SCR & NGC | 0 | 0 | 0 | 0 | 0 | 0 | 0
00 Ret.Exist_Non-FBC_ACI & GPM & SNCR | 0 | 0 | 0 | 0 | 0 | 0 | 0
00 Ret.Exist_Non-FBC_ACI & GPM & SNCR & DRET | 0 | 0 | 0 | 0 | 0 | 0 | 0
00 Ret.Exist_Non-FBC_ACI & GPM & SNCR & NGC | 0 | 0 | 0 | 0 | 0 | 0 | 0
00 Ret.Exist_Non-FBC_ACI & GPM & WetFGD & SCR & CCS | 0 | 0 | 0 | 0 | 0 | 0 | 0
00 Ret.Exist_Non-FBC_ACI & NGC | 0 | 0 | 0 | 0 | 0 | 0 | 0
00 Ret.Exist_Non-FBC_ACI & SCR | 0 | 0 | 0 | 0 | 0 | 0 | 0
00 Ret.Exist_Non-FBC_ACI & SCR & C2G | 0 | 0 | 0 | 0 | 0 | 0 | 0
00 Ret.Exist_Non-FBC_ACI & SCR & DRET | 0 | 0 | 0 | 0 | 0 | 0 | 0
00 Ret.Exist_Non-FBC_ACI & SCR & NGC | 0 | 0 | 0 | 0 | 0 | 0 | 0
00 Ret.Exist_Non-FBC_ACI & SCR & WetFGD & CCS | 0 | 0 | 0 | 0 | 0 | 0 | 0
00 Ret.Exist_Non-FBC_ACI & SNCR | 0 | 0 | 0 | 0 | 0 | 0 | 0
00 Ret.Exist_Non-FBC_ACI & SNCR & C2G | 0 | 0 | 0 | 0 | 0 | 0 | 0
00 Ret.Exist_Non-FBC_ACI & SNCR & DRET | 0 | 0 | 0 | 0 | 0 | 0 | 0
00 Ret.Exist_Non-FBC_ACI & SNCR & NGC | 0 | 0 | 0 | 0 | 0 | 0 | 0
00 Ret.Exist_Non-FBC_ACI_DSI & C2G | 0 | 0 | 0 | 0 | 0 | 0 | 0
00 Ret.Exist_Non-FBC_ACI_DSI & C2G & SCR | 0 | 0 | 0 | 0 | 0 | 0 | 0
00 Ret.Exist_Non-FBC_ACI_DSI & DCCS | 0 | 0 | 0 | 0 | 0 | 0 | 0
00 Ret.Exist_Non-FBC_ACI_DSI & DCCS & WetFGD & SCR & CCS | 0 | 0 | 0 | 0 | 0 | 0 | 0
00 Ret.Exist_Non-FBC_ACI_DSI & DRET | 0 | 18.5166 | 0 | 0 | 0 | 0 | 0
00 Ret.Exist_Non-FBC_ACI_DSI & GPM | 0 | 0 | 0 | 0 | 0 | 0 | 0
00 Ret.Exist_Non-FBC_ACI_DSI & GPM & C2G | 0 | 0 | 0 | 0 | 0 | 0 | 0
00 Ret.Exist_Non-FBC_ACI_DSI & GPM & C2G & SCR | 0 | 0 | 0 | 0 | 0 | 0 | 0
00 Ret.Exist_Non-FBC_ACI_DSI & GPM & DRET | 0 | 0 | 0 | 0 | 0 | 0 | 0
00 Ret.Exist_Non-FBC_ACI_DSI & GPM & NGC | 0 | 0 | 0 | 0 | 0 | 0 | 0
00 Ret.Exist_Non-FBC_ACI_DSI & GPM & SCR | 0 | 0 | 0 | 0 | 0 | 0 | 0
00 Ret.Exist_Non-FBC_ACI_DSI & GPM & SCR & DRET | 0 | 0 | 0 | 0 | 0 | 0 | 0
00 Ret.Exist_Non-FBC_ACI_DSI & GPM & SCR & NGC | 0 | 0 | 0 | 0 | 0 | 0 | 0
00 Ret.Exist_Non-FBC_ACI_DSI & GPM & SNCR | 0 | 0 | 0 | 0 | 0 | 0 | 0
00 Ret.Exist_Non-FBC_ACI_DSI & GPM & SNCR & DRET | 0 | 0 | 0 | 0 | 0 | 0 | 0
00 Ret.Exist_Non-FBC_ACI_DSI & GPM & SNCR & NGC | 0 | 0 | 0 | 0 | 0 | 0 | 0
00 Ret.Exist_Non-FBC_ACI_DSI & GPM & WetFGD & SCR & CCS | 0 | 0 | 0 | 0 | 0 | 0 | 0
00 Ret.Exist_Non-FBC_ACI_DSI & NGC | 0 | 0 | 0 | 0 | 0 | 0 | 0
00 Ret.Exist_Non-FBC_ACI_DSI & SCR | 0 | 0 | 0 | 0 | 0 | 0 | 0
00 Ret.Exist_Non-FBC_ACI_DSI & SCR & C2G | 0 | 0 | 0 | 0 | 0 | 0 | 0
00 Ret.Exist_Non-FBC_ACI_DSI & SCR & DRET | 0 | 0 | 0 | 0 | 0 | 0 | 0
00 Ret.Exist_Non-FBC_ACI_DSI & SCR & NGC | 0 | 0 | 0 | 0 | 0 | 0 | 0
00 Ret.Exist_Non-FBC_ACI_DSI & SCR & WetFGD & CCS | 0 | 0 | 0 | 0 | 0 | 0 | 0
00 Ret.Exist_Non-FBC_ACI_DSI & SNCR | 0 | 0 | 0 | 0 | 0 | 0 | 0
00 Ret.Exist_Non-FBC_ACI_DSI & SNCR & C2G | 0 | 0 | 0 | 0 | 0 | 0 | 0
00 Ret.Exist_Non-FBC_ACI_DSI & SNCR & DRET | 0 | 0 | 0 | 0 | 0 | 0 | 0
00 Ret.Exist_Non-FBC_ACI_DSI & SNCR & NGC | 0 | 0 | 0 | 0 | 0 | 0 | 0
00 Ret.Exist_Non-FBC_DryFGD & C2G | 0 | 0 | 0 | 0 | 0 | 0 | 0
00 Ret.Exist_Non-FBC_DryFGD & C2G & SCR | 0 | 0 | 0 | 0 | 0 | 0 | 0
00 Ret.Exist_Non-FBC_DryFGD & DRET | 0 | 0 | 0 | 0 | 0 | 0 | 0
00 Ret.Exist_Non-FBC_DryFGD & GPM | 0 | 0 | 0 | 0 | 0 | 0 | 0
00 Ret.Exist_Non-FBC_DryFGD & GPM & C2G | 0 | 0 | 0 | 0 | 0 | 0 | 0
00 Ret.Exist_Non-FBC_DryFGD & GPM & C2G & SCR | 0 | 0 | 0 | 0 | 0 | 0 | 0
00 Ret.Exist_Non-FBC_DryFGD & GPM & DRET | 0 | 0 | 0 | 0 | 0 | 0 | 0
00 Ret.Exist_Non-FBC_DryFGD & GPM & NGC | 0 | 0 | 0 | 0 | 0 | 0 | 0
00 Ret.Exist_Non-FBC_DryFGD & GPM & SCR | 0 | 0 | 0 | 0 | 0 | 0 | 0
00 Ret.Exist_Non-FBC_DryFGD & GPM & SCR & CCS | 0 | 0 | 0 | 0 | 0 | 0 | 0
00 Ret.Exist_Non-FBC_DryFGD & GPM & SCR & DRET | 0 | 0 | 0 | 0 | 0 | 0 | 0
00 Ret.Exist_Non-FBC_DryFGD & GPM & SCR & NGC | 0 | 0 | 0 | 0 | 0 | 0 | 0
00 Ret.Exist_Non-FBC_DryFGD & GPM & SNCR | 0 | 0 | 0 | 0 | 0 | 0 | 0
00 Ret.Exist_Non-FBC_DryFGD & GPM & SNCR & DRET | 0 | 0 | 0 | 0 | 0 | 0 | 0
00 Ret.Exist_Non-FBC_DryFGD & GPM & SNCR & NGC | 0 | 0 | 0 | 0 | 0 | 0 | 0
00 Ret.Exist_Non-FBC_DryFGD & NGC | 0 | 0 | 0 | 0 | 0 | 0 | 0
00 Ret.Exist_Non-FBC_DryFGD & SCR | 0 | 0 | 0 | 0 | 0 | 0 | 0
00 Ret.Exist_Non-FBC_DryFGD & SCR & C2G | 0 | 0 | 0 | 0 | 0 | 0 | 0
00 Ret.Exist_Non-FBC_DryFGD & SCR & CCS | 0 | 0 | 0 | 0 | 0 | 0 | 0
00 Ret.Exist_Non-FBC_DryFGD & SCR & DRET | 0 | 0 | 0 | 0 | 0 | 0 | 0
00 Ret.Exist_Non-FBC_DryFGD & SCR & NGC | 0 | 0 | 0 | 0 | 0 | 0 | 0
00 Ret.Exist_Non-FBC_DryFGD & SNCR | 0 | 0 | 0 | 0 | 0 | 0 | 0
00 Ret.Exist_Non-FBC_DryFGD & SNCR & C2G | 0 | 0 | 0 | 0 | 0 | 0 | 0
00 Ret.Exist_Non-FBC_DryFGD & SNCR & DRET | 0 | 0 | 0 | 0 | 0 | 0 | 0
00 Ret.Exist_Non-FBC_DryFGD & SNCR & NGC | 0 | 0 | 0 | 0 | 0 | 0 | 0
00 Ret.Exist_Non-FBC_DryFGD_ACI & C2G | 0 | 0 | 0 | 0 | 0 | 0 | 0
00 Ret.Exist_Non-FBC_DryFGD_ACI & C2G & SCR | 0 | 0 | 0 | 0 | 0 | 0 | 0
00 Ret.Exist_Non-FBC_DryFGD_ACI & DCCS | 0 | 23.229 | 0 | 0 | 0 | 0 | 0
00 Ret.Exist_Non-FBC_DryFGD_ACI & DCCS & SCR & CCS | 0 | 0 | 20.4314 | 19.5378 | 0.13953 | 0.13953 | 0.13953
00 Ret.Exist_Non-FBC_DryFGD_ACI & DRET | 0 | 47.6241 | 0 | 0 | 0 | 0 | 0
00 Ret.Exist_Non-FBC_DryFGD_ACI & GPM | 0 | 0 | 0 | 0 | 0 | 0 | 0
00 Ret.Exist_Non-FBC_DryFGD_ACI & GPM & C2G | 0 | 0 | 0 | 0 | 0 | 0 | 0
00 Ret.Exist_Non-FBC_DryFGD_ACI & GPM & C2G & SCR | 0 | 0 | 0 | 0 | 0 | 0 | 0
00 Ret.Exist_Non-FBC_DryFGD_ACI & GPM & DRET | 0 | 0 | 0 | 0 | 0 | 0 | 0
00 Ret.Exist_Non-FBC_DryFGD_ACI & GPM & NGC | 0 | 0 | 0 | 0 | 0 | 0 | 0
00 Ret.Exist_Non-FBC_DryFGD_ACI & GPM & SCR | 0 | 0 | 0 | 0 | 0 | 0 | 0
00 Ret.Exist_Non-FBC_DryFGD_ACI & GPM & SCR & CCS | 0 | 0 | 0 | 0 | 0 | 0 | 0
00 Ret.Exist_Non-FBC_DryFGD_ACI & GPM & SCR & DRET | 0 | 0 | 0 | 0 | 0 | 0 | 0
00 Ret.Exist_Non-FBC_DryFGD_ACI & GPM & SCR & NGC | 0 | 0 | 0 | 0 | 0 | 0 | 0
00 Ret.Exist_Non-FBC_DryFGD_ACI & GPM & SNCR | 0 | 0 | 0 | 0 | 0 | 0 | 0
00 Ret.Exist_Non-FBC_DryFGD_ACI & GPM & SNCR & DRET | 0 | 0 | 0 | 0 | 0 | 0 | 0
00 Ret.Exist_Non-FBC_DryFGD_ACI & GPM & SNCR & NGC | 0 | 0 | 0 | 0 | 0 | 0 | 0
00 Ret.Exist_Non-FBC_DryFGD_ACI & NGC | 0 | 1.1121 | 7.0325 | 0 | 0 | 0 | 0
00 Ret.Exist_Non-FBC_DryFGD_ACI & SCR | 0 | 0.050402 | 0 | 0 | 0 | 0 | 0
00 Ret.Exist_Non-FBC_DryFGD_ACI & SCR & C2G | 0 | 0 | 0 | 0 | 0 | 0 | 0
00 Ret.Exist_Non-FBC_DryFGD_ACI & SCR & CCS | 0 | 0 | 0.25891 | 0.25891 | 0 | 0 | 0
00 Ret.Exist_Non-FBC_DryFGD_ACI & SCR & DRET | 0 | 0 | 0 | 0 | 0 | 0 | 0
00 Ret.Exist_Non-FBC_DryFGD_ACI & SCR & NGC | 0 | 0 | 0 | 0 | 0 | 0 | 0
00 Ret.Exist_Non-FBC_DryFGD_ACI & SNCR | 0 | 0 | 0 | 0 | 0 | 0 | 0
00 Ret.Exist_Non-FBC_DryFGD_ACI & SNCR & C2G | 0 | 0 | 0 | 0 | 0 | 0 | 0
00 Ret.Exist_Non-FBC_DryFGD_ACI & SNCR & DRET | 0 | 0 | 0 | 0 | 0 | 0 | 0
00 Ret.Exist_Non-FBC_DryFGD_ACI & SNCR & NGC | 0 | 0 | 0 | 0 | 0 | 0 | 0
00 Ret.Exist_Non-FBC_DryFGD_SCR & ACI | 0 | 0 | 0 | 0 | 0 | 0 | 0
00 Ret.Exist_Non-FBC_DryFGD_SCR & ACI & C2G | 0 | 0 | 0 | 0 | 0 | 0 | 0
00 Ret.Exist_Non-FBC_DryFGD_SCR & ACI & CCS | 0 | 0 | 0 | 0 | 0 | 0 | 0
00 Ret.Exist_Non-FBC_DryFGD_SCR & ACI & DRET | 0 | 0 | 0 | 0 | 0 | 0 | 0
00 Ret.Exist_Non-FBC_DryFGD_SCR & ACI & GPM | 0 | 0 | 0 | 0 | 0 | 0 | 0
00 Ret.Exist_Non-FBC_DryFGD_SCR & ACI & GPM & C2G | 0 | 0 | 0 | 0 | 0 | 0 | 0
00 Ret.Exist_Non-FBC_DryFGD_SCR & ACI & GPM & CCS | 0 | 0 | 0 | 0 | 0 | 0 | 0
00 Ret.Exist_Non-FBC_DryFGD_SCR & ACI & GPM & DRET | 0 | 0 | 0 | 0 | 0 | 0 | 0
00 Ret.Exist_Non-FBC_DryFGD_SCR & ACI & GPM & NGC | 0 | 0 | 0 | 0 | 0 | 0 | 0
00 Ret.Exist_Non-FBC_DryFGD_SCR & ACI & NGC | 0 | 0 | 0 | 0 | 0 | 0 | 0
00 Ret.Exist_Non-FBC_DryFGD_SCR & C2G | 0 | 0 | 0 | 0 | 0 | 0 | 0
00 Ret.Exist_Non-FBC_DryFGD_SCR & CCS | 0 | 0 | 0 | 0 | 0 | 0 | 0
00 Ret.Exist_Non-FBC_DryFGD_SCR & DRET | 0 | 0 | 0 | 0 | 0 | 0 | 0
00 Ret.Exist_Non-FBC_DryFGD_SCR & GPM | 0 | 0 | 0 | 0 | 0 | 0 | 0
00 Ret.Exist_Non-FBC_DryFGD_SCR & GPM & C2G | 0 | 0 | 0 | 0 | 0 | 0 | 0
00 Ret.Exist_Non-FBC_DryFGD_SCR & GPM & CCS | 0 | 0 | 0 | 0 | 0 | 0 | 0
00 Ret.Exist_Non-FBC_DryFGD_SCR & GPM & DRET | 0 | 0 | 0 | 0 | 0 | 0 | 0
00 Ret.Exist_Non-FBC_DryFGD_SCR & GPM & NGC | 0 | 0 | 0 | 0 | 0 | 0 | 0
00 Ret.Exist_Non-FBC_DryFGD_SCR & NGC | 0 | 0 | 0 | 0 | 0 | 0 | 0
00 Ret.Exist_Non-FBC_DryFGD_SCR_ACI & C2G | 0.41608 | 4.0234 | 1.1795 | 1.1795 | 1.1795 | 1.1795 | 1.1795
00 Ret.Exist_Non-FBC_DryFGD_SCR_ACI & CCS | 0 | 5.9726 | 6.2414 | 6.2414 | 6.2414 | 6.2414 | 6.2414
00 Ret.Exist_Non-FBC_DryFGD_SCR_ACI & DCCS | 0 | 17.1539 | 0 | 0 | 0 | 0 | 0
00 Ret.Exist_Non-FBC_DryFGD_SCR_ACI & DCCS & CCS | 0 | 0 | 17.201 | 17.201 | 0 | 0 | 0
00 Ret.Exist_Non-FBC_DryFGD_SCR_ACI & DRET | 0 | 52.1565 | 0 | 0 | 0 | 0 | 0
00 Ret.Exist_Non-FBC_DryFGD_SCR_ACI & GPM | 0 | 0 | 0 | 0 | 0 | 0 | 0
00 Ret.Exist_Non-FBC_DryFGD_SCR_ACI & GPM & C2G | 0 | 0 | 0 | 0 | 0 | 0 | 0
00 Ret.Exist_Non-FBC_DryFGD_SCR_ACI & GPM & CCS | 0 | 0 | 0 | 0 | 0 | 0 | 0
00 Ret.Exist_Non-FBC_DryFGD_SCR_ACI & GPM & DRET | 0 | 0 | 0 | 0 | 0 | 0 | 0
00 Ret.Exist_Non-FBC_DryFGD_SCR_ACI & GPM & NGC | 0 | 0 | 0 | 0 | 0 | 0 | 0
00 Ret.Exist_Non-FBC_DryFGD_SCR_ACI & NGC | 0 | 0.059186 | 0.049683 | 0 | 0 | 0 | 0
00 Ret.Exist_Non-FBC_DryFGD_SCR_ACI_DSI & C2G | 0 | 0.38875 | 0.38875 | 0.38875 | 0.38875 | 0.38875 | 0.38875
00 Ret.Exist_Non-FBC_DryFGD_SCR_ACI_DSI & CCS | 0 | 0 | 0 | 0 | 0 | 0 | 0
00 Ret.Exist_Non-FBC_DryFGD_SCR_ACI_DSI & DCCS | 0 | 7.7221e-05 | 0 | 0 | 0 | 0 | 0
00 Ret.Exist_Non-FBC_DryFGD_SCR_ACI_DSI & DCCS & CCS | 0 | 0 | 5.5461e-05 | 5.5461e-05 | 0 | 0 | 0
00 Ret.Exist_Non-FBC_DryFGD_SCR_ACI_DSI & DRET | 0 | 0.91003 | 0 | 0 | 0 | 0 | 0
00 Ret.Exist_Non-FBC_DryFGD_SCR_ACI_DSI & GPM | 0 | 0 | 0 | 0 | 0 | 0 | 0
00 Ret.Exist_Non-FBC_DryFGD_SCR_ACI_DSI & GPM & C2G | 0 | 0 | 0 | 0 | 0 | 0 | 0
00 Ret.Exist_Non-FBC_DryFGD_SCR_ACI_DSI & GPM & CCS | 0 | 0 | 0 | 0 | 0 | 0 | 0
00 Ret.Exist_Non-FBC_DryFGD_SCR_ACI_DSI & GPM & DRET | 0 | 0 | 0 | 0 | 0 | 0 | 0
00 Ret.Exist_Non-FBC_DryFGD_SCR_ACI_DSI & GPM & NGC | 0 | 0 | 0 | 0 | 0 | 0 | 0
00 Ret.Exist_Non-FBC_DryFGD_SCR_ACI_DSI & NGC | 0 | 0 | 0 | 0 | 0 | 0 | 0
00 Ret.Exist_Non-FBC_DryFGD_SCR_DSI & ACI | 0 | 0 | 0 | 0 | 0 | 0 | 0
00 Ret.Exist_Non-FBC_DryFGD_SCR_DSI & ACI & C2G | 0 | 0 | 0 | 0 | 0 | 0 | 0
00 Ret.Exist_Non-FBC_DryFGD_SCR_DSI & ACI & CCS | 0 | 0 | 0 | 0 | 0 | 0 | 0
00 Ret.Exist_Non-FBC_DryFGD_SCR_DSI & ACI & DRET | 0 | 0 | 0 | 0 | 0 | 0 | 0
00 Ret.Exist_Non-FBC_DryFGD_SCR_DSI & ACI & GPM | 0 | 0 | 0 | 0 | 0 | 0 | 0
00 Ret.Exist_Non-FBC_DryFGD_SCR_DSI & ACI & GPM & C2G | 0 | 0 | 0 | 0 | 0 | 0 | 0
00 Ret.Exist_Non-FBC_DryFGD_SCR_DSI & ACI & GPM & CCS | 0 | 0 | 0 | 0 | 0 | 0 | 0
00 Ret.Exist_Non-FBC_DryFGD_SCR_DSI & ACI & GPM & DRET | 0 | 0 | 0 | 0 | 0 | 0 | 0
00 Ret.Exist_Non-FBC_DryFGD_SCR_DSI & ACI & GPM & NGC | 0 | 0 | 0 | 0 | 0 | 0 | 0
00 Ret.Exist_Non-FBC_DryFGD_SCR_DSI & ACI & NGC | 0 | 0 | 0 | 0 | 0 | 0 | 0
00 Ret.Exist_Non-FBC_DryFGD_SCR_DSI & C2G | 0 | 0 | 0 | 0 | 0 | 0 | 0
00 Ret.Exist_Non-FBC_DryFGD_SCR_DSI & CCS | 0 | 0 | 0 | 0 | 0 | 0 | 0
00 Ret.Exist_Non-FBC_DryFGD_SCR_DSI & DRET | 0 | 3.923 | 0 | 0 | 0 | 0 | 0
00 Ret.Exist_Non-FBC_DryFGD_SCR_DSI & GPM | 0 | 0 | 0 | 0 | 0 | 0 | 0
00 Ret.Exist_Non-FBC_DryFGD_SCR_DSI & GPM & C2G | 0 | 0 | 0 | 0 | 0 | 0 | 0
00 Ret.Exist_Non-FBC_DryFGD_SCR_DSI & GPM & CCS | 0 | 0 | 0 | 0 | 0 | 0 | 0
00 Ret.Exist_Non-FBC_DryFGD_SCR_DSI & GPM & DRET | 0 | 0 | 0 | 0 | 0 | 0 | 0
00 Ret.Exist_Non-FBC_DryFGD_SCR_DSI & GPM & NGC | 0 | 0 | 0 | 0 | 0 | 0 | 0
00 Ret.Exist_Non-FBC_DryFGD_SCR_DSI & NGC | 0 | 0 | 0 | 0 | 0 | 0 | 0
00 Ret.Exist_Non-FBC_DryFGD_SNCR_ACI & C2G | 0 | 0 | 0 | 0 | 0 | 0 | 0
00 Ret.Exist_Non-FBC_DryFGD_SNCR_ACI & C2G & SCR | 0 | 0 | 0 | 0 | 0 | 0 | 0
00 Ret.Exist_Non-FBC_DryFGD_SNCR_ACI & DCCS | 13.2393 | 13.2393 | 0 | 0 | 0 | 0 | 0
00 Ret.Exist_Non-FBC_DryFGD_SNCR_ACI & DCCS & SCR & CCS | 0 | 0 | 8.9051 | 8.9051 | 1.3355 | 1.5899 | 1.5899
00 Ret.Exist_Non-FBC_DryFGD_SNCR_ACI & DRET | 0 | 26.8438 | 0 | 0 | 0 | 0 | 0
00 Ret.Exist_Non-FBC_DryFGD_SNCR_ACI & GPM | 0 | 0 | 0 | 0 | 0 | 0 | 0
00 Ret.Exist_Non-FBC_DryFGD_SNCR_ACI & GPM & C2G | 0 | 0 | 0 | 0 | 0 | 0 | 0
00 Ret.Exist_Non-FBC_DryFGD_SNCR_ACI & GPM & C2G & SCR | 0 | 0 | 0 | 0 | 0 | 0 | 0
00 Ret.Exist_Non-FBC_DryFGD_SNCR_ACI & GPM & DRET | 0 | 0 | 0 | 0 | 0 | 0 | 0
00 Ret.Exist_Non-FBC_DryFGD_SNCR_ACI & GPM & NGC | 0 | 0 | 0 | 0 | 0 | 0 | 0
00 Ret.Exist_Non-FBC_DryFGD_SNCR_ACI & GPM & SCR | 0 | 0 | 0 | 0 | 0 | 0 | 0
00 Ret.Exist_Non-FBC_DryFGD_SNCR_ACI & GPM & SCR & CCS | 0 | 0 | 0 | 0 | 0 | 0 | 0
00 Ret.Exist_Non-FBC_DryFGD_SNCR_ACI & GPM & SCR & DRET | 0 | 0 | 0 | 0 | 0 | 0 | 0
00 Ret.Exist_Non-FBC_DryFGD_SNCR_ACI & GPM & SCR & NGC | 0 | 0 | 0 | 0 | 0 | 0 | 0
00 Ret.Exist_Non-FBC_DryFGD_SNCR_ACI & NGC | 0 | 0 | 0 | 0 | 0 | 0 | 0
00 Ret.Exist_Non-FBC_DryFGD_SNCR_ACI & SCR | 0 | 0 | 0 | 0 | 0 | 0 | 0
00 Ret.Exist_Non-FBC_DryFGD_SNCR_ACI & SCR & C2G | 0 | 0 | 0 | 0 | 0 | 0 | 0
00 Ret.Exist_Non-FBC_DryFGD_SNCR_ACI & SCR & CCS | 0 | 0 | 0 | 0 | 0 | 0 | 0
00 Ret.Exist_Non-FBC_DryFGD_SNCR_ACI & SCR & DRET | 0 | 0 | 0 | 0 | 0 | 0 | 0
00 Ret.Exist_Non-FBC_DryFGD_SNCR_ACI & SCR & NGC | 0 | 0 | 0 | 0 | 0 | 0 | 0
00 Ret.Exist_Non-FBC_DryFGD_SNCR_ACI_DSI & C2G | 0 | 0 | 0 | 0 | 0 | 0 | 0
00 Ret.Exist_Non-FBC_DryFGD_SNCR_ACI_DSI & C2G & SCR | 0 | 0 | 0 | 0 | 0 | 0 | 0
00 Ret.Exist_Non-FBC_DryFGD_SNCR_ACI_DSI & DRET | 0 | 0 | 0 | 0 | 0 | 0 | 0
00 Ret.Exist_Non-FBC_DryFGD_SNCR_ACI_DSI & GPM | 0 | 0 | 0 | 0 | 0 | 0 | 0
00 Ret.Exist_Non-FBC_DryFGD_SNCR_ACI_DSI & GPM & C2G | 0 | 0 | 0 | 0 | 0 | 0 | 0
00 Ret.Exist_Non-FBC_DryFGD_SNCR_ACI_DSI & GPM & C2G & SCR | 0 | 0 | 0 | 0 | 0 | 0 | 0
00 Ret.Exist_Non-FBC_DryFGD_SNCR_ACI_DSI & GPM & DRET | 0 | 0 | 0 | 0 | 0 | 0 | 0
00 Ret.Exist_Non-FBC_DryFGD_SNCR_ACI_DSI & GPM & NGC | 0 | 0 | 0 | 0 | 0 | 0 | 0
00 Ret.Exist_Non-FBC_DryFGD_SNCR_ACI_DSI & GPM & SCR | 0 | 0 | 0 | 0 | 0 | 0 | 0
00 Ret.Exist_Non-FBC_DryFGD_SNCR_ACI_DSI & GPM & SCR & CCS | 0 | 0 | 0 | 0 | 0 | 0 | 0
00 Ret.Exist_Non-FBC_DryFGD_SNCR_ACI_DSI & GPM & SCR & DRET | 0 | 0 | 0 | 0 | 0 | 0 | 0
00 Ret.Exist_Non-FBC_DryFGD_SNCR_ACI_DSI & GPM & SCR & NGC | 0 | 0 | 0 | 0 | 0 | 0 | 0
00 Ret.Exist_Non-FBC_DryFGD_SNCR_ACI_DSI & NGC | 0 | 0 | 0 | 0 | 0 | 0 | 0
00 Ret.Exist_Non-FBC_DryFGD_SNCR_ACI_DSI & SCR | 0 | 0 | 0 | 0 | 0 | 0 | 0
00 Ret.Exist_Non-FBC_DryFGD_SNCR_ACI_DSI & SCR & C2G | 0 | 0 | 0 | 0 | 0 | 0 | 0
00 Ret.Exist_Non-FBC_DryFGD_SNCR_ACI_DSI & SCR & CCS | 0 | 0 | 0 | 0 | 0 | 0 | 0
00 Ret.Exist_Non-FBC_DryFGD_SNCR_ACI_DSI & SCR & DRET | 0 | 0 | 0 | 0 | 0 | 0 | 0
00 Ret.Exist_Non-FBC_DryFGD_SNCR_ACI_DSI & SCR & NGC | 0 | 0 | 0 | 0 | 0 | 0 | 0
00 Ret.Exist_Non-FBC_DSI & ACI | 0 | 0 | 0 | 0 | 0 | 0 | 0
00 Ret.Exist_Non-FBC_DSI & ACI & C2G | 0 | 0 | 0 | 0 | 0 | 0 | 0
00 Ret.Exist_Non-FBC_DSI & ACI & C2G & SCR | 0 | 0 | 0 | 0 | 0 | 0 | 0
00 Ret.Exist_Non-FBC_DSI & ACI & DRET | 0 | 0 | 0 | 0 | 0 | 0 | 0
00 Ret.Exist_Non-FBC_DSI & ACI & GPM | 0 | 0 | 0 | 0 | 0 | 0 | 0
00 Ret.Exist_Non-FBC_DSI & ACI & GPM & C2G | 0 | 0 | 0 | 0 | 0 | 0 | 0
00 Ret.Exist_Non-FBC_DSI & ACI & GPM & C2G & SCR | 0 | 0 | 0 | 0 | 0 | 0 | 0
00 Ret.Exist_Non-FBC_DSI & ACI & GPM & DRET | 0 | 0 | 0 | 0 | 0 | 0 | 0
00 Ret.Exist_Non-FBC_DSI & ACI & GPM & NGC | 0 | 0 | 0 | 0 | 0 | 0 | 0
00 Ret.Exist_Non-FBC_DSI & ACI & GPM & SCR | 0 | 0 | 0 | 0 | 0 | 0 | 0
00 Ret.Exist_Non-FBC_DSI & ACI & GPM & SCR & DRET | 0 | 0 | 0 | 0 | 0 | 0 | 0
00 Ret.Exist_Non-FBC_DSI & ACI & GPM & SCR & NGC | 0 | 0 | 0 | 0 | 0 | 0 | 0
00 Ret.Exist_Non-FBC_DSI & ACI & GPM & SNCR | 0 | 0 | 0 | 0 | 0 | 0 | 0
00 Ret.Exist_Non-FBC_DSI & ACI & GPM & SNCR & DRET | 0 | 0 | 0 | 0 | 0 | 0 | 0
00 Ret.Exist_Non-FBC_DSI & ACI & GPM & SNCR & NGC | 0 | 0 | 0 | 0 | 0 | 0 | 0
00 Ret.Exist_Non-FBC_DSI & ACI & GPM & WetFGD & SCR & CCS | 0 | 0 | 0 | 0 | 0 | 0 | 0
00 Ret.Exist_Non-FBC_DSI & ACI & NGC | 0 | 0 | 0 | 0 | 0 | 0 | 0
00 Ret.Exist_Non-FBC_DSI & ACI & SCR | 0 | 0 | 0 | 0 | 0 | 0 | 0
00 Ret.Exist_Non-FBC_DSI & ACI & SCR & DRET | 0 | 0 | 0 | 0 | 0 | 0 | 0
00 Ret.Exist_Non-FBC_DSI & ACI & SCR & NGC | 0 | 0 | 0 | 0 | 0 | 0 | 0
00 Ret.Exist_Non-FBC_DSI & ACI & SNCR | 0 | 0 | 0 | 0 | 0 | 0 | 0
00 Ret.Exist_Non-FBC_DSI & ACI & SNCR & DRET | 0 | 0 | 0 | 0 | 0 | 0 | 0
00 Ret.Exist_Non-FBC_DSI & ACI & SNCR & NGC | 0 | 0 | 0 | 0 | 0 | 0 | 0
00 Ret.Exist_Non-FBC_DSI & ACI & WetFGD & SCR & CCS | 0 | 0 | 0 | 0 | 0 | 0 | 0
00 Ret.Exist_Non-FBC_DSI & C2G | 0 | 0 | 0 | 0 | 0 | 0 | 0
00 Ret.Exist_Non-FBC_DSI & C2G & SCR | 0 | 0 | 0 | 0 | 0 | 0 | 0
00 Ret.Exist_Non-FBC_DSI & DRET | 0 | 0 | 0 | 0 | 0 | 0 | 0
00 Ret.Exist_Non-FBC_DSI & GPM | 0 | 0 | 0 | 0 | 0 | 0 | 0
00 Ret.Exist_Non-FBC_DSI & GPM & C2G | 0 | 0 | 0 | 0 | 0 | 0 | 0
00 Ret.Exist_Non-FBC_DSI & GPM & C2G & SCR | 0 | 0 | 0 | 0 | 0 | 0 | 0
00 Ret.Exist_Non-FBC_DSI & GPM & DRET | 0 | 0 | 0 | 0 | 0 | 0 | 0
00 Ret.Exist_Non-FBC_DSI & GPM & NGC | 0 | 0 | 0 | 0 | 0 | 0 | 0
00 Ret.Exist_Non-FBC_DSI & GPM & SCR | 0 | 0 | 0 | 0 | 0 | 0 | 0
00 Ret.Exist_Non-FBC_DSI & GPM & SCR & DRET | 0 | 0 | 0 | 0 | 0 | 0 | 0
00 Ret.Exist_Non-FBC_DSI & GPM & SCR & NGC | 0 | 0 | 0 | 0 | 0 | 0 | 0
00 Ret.Exist_Non-FBC_DSI & GPM & SNCR | 0 | 0 | 0 | 0 | 0 | 0 | 0
00 Ret.Exist_Non-FBC_DSI & GPM & SNCR & DRET | 0 | 0 | 0 | 0 | 0 | 0 | 0
00 Ret.Exist_Non-FBC_DSI & GPM & SNCR & NGC | 0 | 0 | 0 | 0 | 0 | 0 | 0
00 Ret.Exist_Non-FBC_DSI & GPM & WetFGD & SCR & CCS | 0 | 0 | 0 | 0 | 0 | 0 | 0
00 Ret.Exist_Non-FBC_DSI & NGC | 0 | 0 | 0 | 0 | 0 | 0 | 0
00 Ret.Exist_Non-FBC_DSI & SCR | 0 | 0 | 0 | 0 | 0 | 0 | 0
00 Ret.Exist_Non-FBC_DSI & SCR & C2G | 0 | 0 | 0 | 0 | 0 | 0 | 0
00 Ret.Exist_Non-FBC_DSI & SCR & DRET | 0 | 0 | 0 | 0 | 0 | 0 | 0
00 Ret.Exist_Non-FBC_DSI & SCR & NGC | 0 | 0 | 0 | 0 | 0 | 0 | 0
00 Ret.Exist_Non-FBC_DSI & SCR & WetFGD & CCS | 0 | 0 | 0 | 0 | 0 | 0 | 0
00 Ret.Exist_Non-FBC_DSI & SNCR | 0 | 0 | 0 | 0 | 0 | 0 | 0
00 Ret.Exist_Non-FBC_DSI & SNCR & C2G | 0 | 0 | 0 | 0 | 0 | 0 | 0
00 Ret.Exist_Non-FBC_DSI & SNCR & DRET | 0 | 0 | 0 | 0 | 0 | 0 | 0
00 Ret.Exist_Non-FBC_DSI & SNCR & NGC | 0 | 0 | 0 | 0 | 0 | 0 | 0
00 Ret.Exist_Non-FBC_NoCtrl & ACI | 0 | 0 | 0 | 0 | 0 | 0 | 0
00 Ret.Exist_Non-FBC_NoCtrl & ACI & C2G | 0 | 0 | 0 | 0 | 0 | 0 | 0
00 Ret.Exist_Non-FBC_NoCtrl & ACI & C2G & SCR | 0 | 0 | 0 | 0 | 0 | 0 | 0
00 Ret.Exist_Non-FBC_NoCtrl & ACI & DRET | 0 | 0 | 0 | 0 | 0 | 0 | 0
00 Ret.Exist_Non-FBC_NoCtrl & ACI & DSI | 0 | 0 | 0 | 0 | 0 | 0 | 0
00 Ret.Exist_Non-FBC_NoCtrl & ACI & DSI & C2G | 0 | 0 | 0 | 0 | 0 | 0 | 0
00 Ret.Exist_Non-FBC_NoCtrl & ACI & DSI & C2G & SCR | 0 | 0 | 0 | 0 | 0 | 0 | 0
00 Ret.Exist_Non-FBC_NoCtrl & ACI & DSI & DRET | 0 | 0 | 0 | 0 | 0 | 0 | 0
00 Ret.Exist_Non-FBC_NoCtrl & ACI & DSI & GPM | 0 | 0 | 0 | 0 | 0 | 0 | 0
00 Ret.Exist_Non-FBC_NoCtrl & ACI & DSI & GPM & C2G | 0 | 0 | 0 | 0 | 0 | 0 | 0
00 Ret.Exist_Non-FBC_NoCtrl & ACI & DSI & GPM & C2G & SCR | 0 | 0 | 0 | 0 | 0 | 0 | 0
00 Ret.Exist_Non-FBC_NoCtrl & ACI & DSI & GPM & DRET | 0 | 0 | 0 | 0 | 0 | 0 | 0
00 Ret.Exist_Non-FBC_NoCtrl & ACI & DSI & GPM & NGC | 0 | 0 | 0 | 0 | 0 | 0 | 0
00 Ret.Exist_Non-FBC_NoCtrl & ACI & DSI & GPM & SCR | 0 | 0 | 0 | 0 | 0 | 0 | 0
00 Ret.Exist_Non-FBC_NoCtrl & ACI & DSI & GPM & SCR & DRET | 0 | 0 | 0 | 0 | 0 | 0 | 0
00 Ret.Exist_Non-FBC_NoCtrl & ACI & DSI & GPM & SCR & NGC | 0 | 0 | 0 | 0 | 0 | 0 | 0
00 Ret.Exist_Non-FBC_NoCtrl & ACI & DSI & GPM & SNCR | 0 | 0 | 0 | 0 | 0 | 0 | 0
00 Ret.Exist_Non-FBC_NoCtrl & ACI & DSI & GPM & SNCR & DRET | 0 | 0 | 0 | 0 | 0 | 0 | 0
00 Ret.Exist_Non-FBC_NoCtrl & ACI & DSI & GPM & SNCR & NGC | 0 | 0 | 0 | 0 | 0 | 0 | 0
00 Ret.Exist_Non-FBC_NoCtrl & ACI & DSI & GPM & WetFGD & SCR & CCS | 0 | 0 | 0 | 0 | 0 | 0 | 0
00 Ret.Exist_Non-FBC_NoCtrl & ACI & DSI & NGC | 0 | 0 | 0 | 0 | 0 | 0 | 0
00 Ret.Exist_Non-FBC_NoCtrl & ACI & DSI & SCR | 0 | 0 | 0 | 0 | 0 | 0 | 0
00 Ret.Exist_Non-FBC_NoCtrl & ACI & DSI & SCR & DRET | 0 | 0 | 0 | 0 | 0 | 0 | 0
00 Ret.Exist_Non-FBC_NoCtrl & ACI & DSI & SCR & NGC | 0 | 0 | 0 | 0 | 0 | 0 | 0
00 Ret.Exist_Non-FBC_NoCtrl & ACI & DSI & SNCR | 0 | 0 | 0 | 0 | 0 | 0 | 0
00 Ret.Exist_Non-FBC_NoCtrl & ACI & DSI & SNCR & DRET | 0 | 0 | 0 | 0 | 0 | 0 | 0
00 Ret.Exist_Non-FBC_NoCtrl & ACI & DSI & SNCR & NGC | 0 | 0 | 0 | 0 | 0 | 0 | 0
00 Ret.Exist_Non-FBC_NoCtrl & ACI & DSI & WetFGD & SCR & CCS | 0 | 0 | 0 | 0 | 0 | 0 | 0
00 Ret.Exist_Non-FBC_NoCtrl & ACI & GPM | 0 | 0 | 0 | 0 | 0 | 0 | 0
00 Ret.Exist_Non-FBC_NoCtrl & ACI & GPM & C2G | 0 | 0 | 0 | 0 | 0 | 0 | 0
00 Ret.Exist_Non-FBC_NoCtrl & ACI & GPM & C2G & SCR | 0 | 0 | 0 | 0 | 0 | 0 | 0
00 Ret.Exist_Non-FBC_NoCtrl & ACI & GPM & DRET | 0 | 0 | 0 | 0 | 0 | 0 | 0
00 Ret.Exist_Non-FBC_NoCtrl & ACI & GPM & NGC | 0 | 0 | 0 | 0 | 0 | 0 | 0
00 Ret.Exist_Non-FBC_NoCtrl & ACI & GPM & SCR | 0 | 0 | 0 | 0 | 0 | 0 | 0
00 Ret.Exist_Non-FBC_NoCtrl & ACI & GPM & SCR & DRET | 0 | 0 | 0 | 0 | 0 | 0 | 0
00 Ret.Exist_Non-FBC_NoCtrl & ACI & GPM & SCR & NGC | 0 | 0 | 0 | 0 | 0 | 0 | 0
00 Ret.Exist_Non-FBC_NoCtrl & ACI & GPM & SNCR | 0 | 0 | 0 | 0 | 0 | 0 | 0
00 Ret.Exist_Non-FBC_NoCtrl & ACI & GPM & SNCR & DRET | 0 | 0 | 0 | 0 | 0 | 0 | 0
00 Ret.Exist_Non-FBC_NoCtrl & ACI & GPM & SNCR & NGC | 0 | 0 | 0 | 0 | 0 | 0 | 0
00 Ret.Exist_Non-FBC_NoCtrl & ACI & GPM & WetFGD & SCR & CCS | 0 | 0 | 0 | 0 | 0 | 0 | 0
00 Ret.Exist_Non-FBC_NoCtrl & ACI & NGC | 0 | 0 | 0 | 0 | 0 | 0 | 0
00 Ret.Exist_Non-FBC_NoCtrl & ACI & SCR | 0 | 0 | 0 | 0 | 0 | 0 | 0
00 Ret.Exist_Non-FBC_NoCtrl & ACI & SCR & DRET | 0 | 0 | 0 | 0 | 0 | 0 | 0
00 Ret.Exist_Non-FBC_NoCtrl & ACI & SCR & NGC | 0 | 0 | 0 | 0 | 0 | 0 | 0
00 Ret.Exist_Non-FBC_NoCtrl & ACI & SNCR | 0 | 0 | 0 | 0 | 0 | 0 | 0
00 Ret.Exist_Non-FBC_NoCtrl & ACI & SNCR & DRET | 0 | 0 | 0 | 0 | 0 | 0 | 0
00 Ret.Exist_Non-FBC_NoCtrl & ACI & SNCR & NGC | 0 | 0 | 0 | 0 | 0 | 0 | 0
00 Ret.Exist_Non-FBC_NoCtrl & ACI & WetFGD & SCR & CCS | 0 | 0 | 0 | 0 | 0 | 0 | 0
00 Ret.Exist_Non-FBC_NoCtrl & C2G | 0 | 0 | 0 | 0 | 0 | 0 | 0
00 Ret.Exist_Non-FBC_NoCtrl & C2G & SCR | 0 | 0 | 0 | 0 | 0 | 0 | 0
00 Ret.Exist_Non-FBC_NoCtrl & DCCS | 0 | 0 | 0 | 0 | 0 | 0 | 0
00 Ret.Exist_Non-FBC_NoCtrl & DCCS & WetFGD & SCR & CCS | 0 | 0 | 0 | 0 | 0 | 0 | 0
00 Ret.Exist_Non-FBC_NoCtrl & DRET | 0 | 2.5609 | 0 | 0 | 0 | 0 | 0
00 Ret.Exist_Non-FBC_NoCtrl & DSI | 0 | 0 | 0 | 0 | 0 | 0 | 0
00 Ret.Exist_Non-FBC_NoCtrl & DSI & C2G | 0 | 0 | 0 | 0 | 0 | 0 | 0
00 Ret.Exist_Non-FBC_NoCtrl & DSI & C2G & SCR | 0 | 0 | 0 | 0 | 0 | 0 | 0
00 Ret.Exist_Non-FBC_NoCtrl & DSI & DRET | 0 | 0 | 0 | 0 | 0 | 0 | 0
00 Ret.Exist_Non-FBC_NoCtrl & DSI & GPM | 0 | 0 | 0 | 0 | 0 | 0 | 0
00 Ret.Exist_Non-FBC_NoCtrl & DSI & GPM & C2G | 0 | 0 | 0 | 0 | 0 | 0 | 0
00 Ret.Exist_Non-FBC_NoCtrl & DSI & GPM & C2G & SCR | 0 | 0 | 0 | 0 | 0 | 0 | 0
00 Ret.Exist_Non-FBC_NoCtrl & DSI & GPM & DRET | 0 | 0 | 0 | 0 | 0 | 0 | 0
00 Ret.Exist_Non-FBC_NoCtrl & DSI & GPM & NGC | 0 | 0 | 0 | 0 | 0 | 0 | 0
00 Ret.Exist_Non-FBC_NoCtrl & DSI & GPM & SCR | 0 | 0 | 0 | 0 | 0 | 0 | 0
00 Ret.Exist_Non-FBC_NoCtrl & DSI & GPM & SCR & DRET | 0 | 0 | 0 | 0 | 0 | 0 | 0
00 Ret.Exist_Non-FBC_NoCtrl & DSI & GPM & SCR & NGC | 0 | 0 | 0 | 0 | 0 | 0 | 0
00 Ret.Exist_Non-FBC_NoCtrl & DSI & GPM & SNCR | 0 | 0 | 0 | 0 | 0 | 0 | 0
00 Ret.Exist_Non-FBC_NoCtrl & DSI & GPM & SNCR & DRET | 0 | 0 | 0 | 0 | 0 | 0 | 0
00 Ret.Exist_Non-FBC_NoCtrl & DSI & GPM & SNCR & NGC | 0 | 0 | 0 | 0 | 0 | 0 | 0
00 Ret.Exist_Non-FBC_NoCtrl & DSI & GPM & WetFGD & SCR & CCS | 0 | 0 | 0 | 0 | 0 | 0 | 0
00 Ret.Exist_Non-FBC_NoCtrl & DSI & NGC | 0 | 0 | 0 | 0 | 0 | 0 | 0
00 Ret.Exist_Non-FBC_NoCtrl & DSI & SCR | 0 | 0 | 0 | 0 | 0 | 0 | 0
00 Ret.Exist_Non-FBC_NoCtrl & DSI & SCR & DRET | 0 | 0 | 0 | 0 | 0 | 0 | 0
00 Ret.Exist_Non-FBC_NoCtrl & DSI & SCR & NGC | 0 | 0 | 0 | 0 | 0 | 0 | 0
00 Ret.Exist_Non-FBC_NoCtrl & DSI & SNCR | 0 | 0 | 0 | 0 | 0 | 0 | 0
00 Ret.Exist_Non-FBC_NoCtrl & DSI & SNCR & DRET | 0 | 0 | 0 | 0 | 0 | 0 | 0
00 Ret.Exist_Non-FBC_NoCtrl & DSI & SNCR & NGC | 0 | 0 | 0 | 0 | 0 | 0 | 0
00 Ret.Exist_Non-FBC_NoCtrl & DSI & WetFGD & SCR & CCS | 0 | 0 | 0 | 0 | 0 | 0 | 0
00 Ret.Exist_Non-FBC_NoCtrl & GPM | 0 | 0 | 0 | 0 | 0 | 0 | 0
00 Ret.Exist_Non-FBC_NoCtrl & GPM & C2G | 0 | 0 | 0 | 0 | 0 | 0 | 0
00 Ret.Exist_Non-FBC_NoCtrl & GPM & C2G & SCR | 0 | 0 | 0 | 0 | 0 | 0 | 0
00 Ret.Exist_Non-FBC_NoCtrl & GPM & DRET | 0 | 0 | 0 | 0 | 0 | 0 | 0
00 Ret.Exist_Non-FBC_NoCtrl & GPM & NGC | 0 | 0 | 0 | 0 | 0 | 0 | 0
00 Ret.Exist_Non-FBC_NoCtrl & GPM & SCR | 0 | 0 | 0 | 0 | 0 | 0 | 0
00 Ret.Exist_Non-FBC_NoCtrl & GPM & SCR & DRET | 0 | 0 | 0 | 0 | 0 | 0 | 0
00 Ret.Exist_Non-FBC_NoCtrl & GPM & SCR & NGC | 0 | 0 | 0 | 0 | 0 | 0 | 0
00 Ret.Exist_Non-FBC_NoCtrl & GPM & SNCR | 0 | 0 | 0 | 0 | 0 | 0 | 0
00 Ret.Exist_Non-FBC_NoCtrl & GPM & SNCR & DRET | 0 | 0 | 0 | 0 | 0 | 0 | 0
00 Ret.Exist_Non-FBC_NoCtrl & GPM & SNCR & NGC | 0 | 0 | 0 | 0 | 0 | 0 | 0
00 Ret.Exist_Non-FBC_NoCtrl & GPM & WetFGD & SCR & CCS | 0 | 0 | 0 | 0 | 0 | 0 | 0
00 Ret.Exist_Non-FBC_NoCtrl & NGC | 0 | 0 | 0 | 0 | 0 | 0 | 0
00 Ret.Exist_Non-FBC_NoCtrl & SCR | 0 | 0 | 0 | 0 | 0 | 0 | 0
00 Ret.Exist_Non-FBC_NoCtrl & SCR & C2G | 0 | 0 | 0 | 0 | 0 | 0 | 0
00 Ret.Exist_Non-FBC_NoCtrl & SCR & DRET | 0 | 0 | 0 | 0 | 0 | 0 | 0
00 Ret.Exist_Non-FBC_NoCtrl & SCR & NGC | 0 | 0 | 0 | 0 | 0 | 0 | 0
00 Ret.Exist_Non-FBC_NoCtrl & SCR & WetFGD & CCS | 0 | 0 | 0 | 0 | 0 | 0 | 0
00 Ret.Exist_Non-FBC_NoCtrl & SNCR | 0 | 0 | 0 | 0 | 0 | 0 | 0
00 Ret.Exist_Non-FBC_NoCtrl & SNCR & C2G | 0 | 0 | 0 | 0 | 0 | 0 | 0
00 Ret.Exist_Non-FBC_NoCtrl & SNCR & DRET | 0 | 0 | 0 | 0 | 0 | 0 | 0
00 Ret.Exist_Non-FBC_NoCtrl & SNCR & NGC | 0 | 0 | 0 | 0 | 0 | 0 | 0
00 Ret.Exist_Non-FBC_SCR_ACI & C2G | 0 | 0 | 0 | 0 | 0 | 0 | 0
00 Ret.Exist_Non-FBC_SCR_ACI & DCCS | 0 | 26.4547 | 0 | 0 | 0 | 0 | 0
00 Ret.Exist_Non-FBC_SCR_ACI & DCCS & WetFGD & CCS | 0 | 0 | 18.0068 | 18.0068 | 0 | 0 | 0
00 Ret.Exist_Non-FBC_SCR_ACI & DRET | 0 | 15.2081 | 0 | 0 | 0 | 0 | 0
00 Ret.Exist_Non-FBC_SCR_ACI & DSI | 0 | 0 | 0 | 0 | 0 | 0 | 0
00 Ret.Exist_Non-FBC_SCR_ACI & DSI & C2G | 0 | 0 | 0 | 0 | 0 | 0 | 0
00 Ret.Exist_Non-FBC_SCR_ACI & DSI & DRET | 0 | 0 | 0 | 0 | 0 | 0 | 0
00 Ret.Exist_Non-FBC_SCR_ACI & DSI & GPM | 0 | 0 | 0 | 0 | 0 | 0 | 0
00 Ret.Exist_Non-FBC_SCR_ACI & DSI & GPM & C2G | 0 | 0 | 0 | 0 | 0 | 0 | 0
00 Ret.Exist_Non-FBC_SCR_ACI & DSI & GPM & DRET | 0 | 0 | 0 | 0 | 0 | 0 | 0
00 Ret.Exist_Non-FBC_SCR_ACI & DSI & GPM & NGC | 0 | 0 | 0 | 0 | 0 | 0 | 0
00 Ret.Exist_Non-FBC_SCR_ACI & DSI & GPM & WetFGD & CCS | 0 | 0 | 0 | 0 | 0 | 0 | 0
00 Ret.Exist_Non-FBC_SCR_ACI & DSI & NGC | 0 | 0 | 0 | 0 | 0 | 0 | 0
00 Ret.Exist_Non-FBC_SCR_ACI & DSI & WetFGD & CCS | 0 | 0 | 0 | 0 | 0 | 0 | 0
00 Ret.Exist_Non-FBC_SCR_ACI & GPM | 0 | 0 | 0 | 0 | 0 | 0 | 0
00 Ret.Exist_Non-FBC_SCR_ACI & GPM & C2G | 0 | 0 | 0 | 0 | 0 | 0 | 0
00 Ret.Exist_Non-FBC_SCR_ACI & GPM & DRET | 0 | 0 | 0 | 0 | 0 | 0 | 0
00 Ret.Exist_Non-FBC_SCR_ACI & GPM & NGC | 0 | 0 | 0 | 0 | 0 | 0 | 0
00 Ret.Exist_Non-FBC_SCR_ACI & GPM & WetFGD & CCS | 0 | 0 | 0 | 0 | 0 | 0 | 0
00 Ret.Exist_Non-FBC_SCR_ACI & NGC | 0 | 0 | 0 | 0 | 0 | 0 | 0
00 Ret.Exist_Non-FBC_SCR_ACI & WetFGD & CCS | 0 | 0 | 0 | 0 | 0 | 0 | 0
00 Ret.Exist_Non-FBC_SCR_ACI_DSI & C2G | 0 | 0 | 0 | 0 | 0 | 0 | 0
00 Ret.Exist_Non-FBC_SCR_ACI_DSI & DCCS | 0 | 0 | 0 | 0 | 0 | 0 | 0
00 Ret.Exist_Non-FBC_SCR_ACI_DSI & DCCS & WetFGD & CCS | 0 | 0 | 0 | 0 | 0 | 0 | 0
00 Ret.Exist_Non-FBC_SCR_ACI_DSI & DRET | 0 | 5.5121 | 0 | 0 | 0 | 0 | 0
00 Ret.Exist_Non-FBC_SCR_ACI_DSI & GPM | 0 | 0 | 0 | 0 | 0 | 0 | 0
00 Ret.Exist_Non-FBC_SCR_ACI_DSI & GPM & C2G | 0 | 0 | 0 | 0 | 0 | 0 | 0
00 Ret.Exist_Non-FBC_SCR_ACI_DSI & GPM & DRET | 0 | 0 | 0 | 0 | 0 | 0 | 0
00 Ret.Exist_Non-FBC_SCR_ACI_DSI & GPM & NGC | 0 | 0 | 0 | 0 | 0 | 0 | 0
00 Ret.Exist_Non-FBC_SCR_ACI_DSI & GPM & WetFGD & CCS | 0 | 0 | 0 | 0 | 0 | 0 | 0
00 Ret.Exist_Non-FBC_SCR_ACI_DSI & NGC | 0 | 0 | 0 | 0 | 0 | 0 | 0
00 Ret.Exist_Non-FBC_SCR_ACI_DSI & WetFGD & CCS | 0 | 0 | 0 | 0 | 0 | 0 | 0
00 Ret.Exist_Non-FBC_SNCR_ACI & C2G | 0 | 0 | 0 | 0 | 0 | 0 | 0
00 Ret.Exist_Non-FBC_SNCR_ACI & C2G & SCR | 0 | 0 | 0 | 0 | 0 | 0 | 0
00 Ret.Exist_Non-FBC_SNCR_ACI & DRET | 0 | 0 | 0 | 0 | 0 | 0 | 0
00 Ret.Exist_Non-FBC_SNCR_ACI & DSI | 0 | 0 | 0 | 0 | 0 | 0 | 0
00 Ret.Exist_Non-FBC_SNCR_ACI & DSI & C2G | 0 | 0 | 0 | 0 | 0 | 0 | 0
00 Ret.Exist_Non-FBC_SNCR_ACI & DSI & C2G & SCR | 0 | 0 | 0 | 0 | 0 | 0 | 0
00 Ret.Exist_Non-FBC_SNCR_ACI & DSI & DRET | 0 | 0 | 0 | 0 | 0 | 0 | 0
00 Ret.Exist_Non-FBC_SNCR_ACI & DSI & NGC | 0 | 0 | 0 | 0 | 0 | 0 | 0
00 Ret.Exist_Non-FBC_SNCR_ACI & DSI & SCR | 0 | 0 | 0 | 0 | 0 | 0 | 0
00 Ret.Exist_Non-FBC_SNCR_ACI & DSI & SCR & DRET | 0 | 0 | 0 | 0 | 0 | 0 | 0
00 Ret.Exist_Non-FBC_SNCR_ACI & DSI & SCR & NGC | 0 | 0 | 0 | 0 | 0 | 0 | 0
00 Ret.Exist_Non-FBC_SNCR_ACI & DSI & WetFGD & SCR & CCS | 0 | 0 | 0 | 0 | 0 | 0 | 0
00 Ret.Exist_Non-FBC_SNCR_ACI & GPM | 0 | 0 | 0 | 0 | 0 | 0 | 0
00 Ret.Exist_Non-FBC_SNCR_ACI & GPM & C2G | 0 | 0 | 0 | 0 | 0 | 0 | 0
00 Ret.Exist_Non-FBC_SNCR_ACI & GPM & C2G & SCR | 0 | 0 | 0 | 0 | 0 | 0 | 0
00 Ret.Exist_Non-FBC_SNCR_ACI & GPM & DRET | 0 | 0 | 0 | 0 | 0 | 0 | 0
00 Ret.Exist_Non-FBC_SNCR_ACI & GPM & NGC | 0 | 0 | 0 | 0 | 0 | 0 | 0
00 Ret.Exist_Non-FBC_SNCR_ACI & GPM & SCR | 0 | 0 | 0 | 0 | 0 | 0 | 0
00 Ret.Exist_Non-FBC_SNCR_ACI & GPM & SCR & DRET | 0 | 0 | 0 | 0 | 0 | 0 | 0
00 Ret.Exist_Non-FBC_SNCR_ACI & GPM & SCR & NGC | 0 | 0 | 0 | 0 | 0 | 0 | 0
00 Ret.Exist_Non-FBC_SNCR_ACI & GPM & WetFGD & SCR & CCS | 0 | 0 | 0 | 0 | 0 | 0 | 0
00 Ret.Exist_Non-FBC_SNCR_ACI & NGC | 0 | 0 | 0 | 0 | 0 | 0 | 0
00 Ret.Exist_Non-FBC_SNCR_ACI & SCR | 0 | 0 | 0 | 0 | 0 | 0 | 0
00 Ret.Exist_Non-FBC_SNCR_ACI & SCR & C2G | 0 | 0 | 0 | 0 | 0 | 0 | 0
00 Ret.Exist_Non-FBC_SNCR_ACI & SCR & DRET | 0 | 0 | 0 | 0 | 0 | 0 | 0
00 Ret.Exist_Non-FBC_SNCR_ACI & SCR & NGC | 0 | 0 | 0 | 0 | 0 | 0 | 0
00 Ret.Exist_Non-FBC_SNCR_ACI & SCR & WetFGD & CCS | 0 | 0 | 0 | 0 | 0 | 0 | 0
00 Ret.Exist_Non-FBC_SNCR_ACI_DSI & C2G | 0 | 0 | 0 | 0 | 0 | 0 | 0
00 Ret.Exist_Non-FBC_SNCR_ACI_DSI & C2G & SCR | 0 | 0 | 0 | 0 | 0 | 0 | 0
00 Ret.Exist_Non-FBC_SNCR_ACI_DSI & DCCS | 0 | 0 | 0 | 0 | 0 | 0 | 0
00 Ret.Exist_Non-FBC_SNCR_ACI_DSI & DCCS & WetFGD & SCR & CCS | 0 | 0 | 0 | 0 | 0 | 0 | 0
00 Ret.Exist_Non-FBC_SNCR_ACI_DSI & DRET | 0 | 0 | 0 | 0 | 0 | 0 | 0
00 Ret.Exist_Non-FBC_SNCR_ACI_DSI & GPM | 0 | 0 | 0 | 0 | 0 | 0 | 0
00 Ret.Exist_Non-FBC_SNCR_ACI_DSI & GPM & C2G | 0 | 0 | 0 | 0 | 0 | 0 | 0
00 Ret.Exist_Non-FBC_SNCR_ACI_DSI & GPM & C2G & SCR | 0 | 0 | 0 | 0 | 0 | 0 | 0
00 Ret.Exist_Non-FBC_SNCR_ACI_DSI & GPM & DRET | 0 | 0 | 0 | 0 | 0 | 0 | 0
00 Ret.Exist_Non-FBC_SNCR_ACI_DSI & GPM & NGC | 0 | 0 | 0 | 0 | 0 | 0 | 0
00 Ret.Exist_Non-FBC_SNCR_ACI_DSI & GPM & SCR | 0 | 0 | 0 | 0 | 0 | 0 | 0
00 Ret.Exist_Non-FBC_SNCR_ACI_DSI & GPM & SCR & DRET | 0 | 0 | 0 | 0 | 0 | 0 | 0
00 Ret.Exist_Non-FBC_SNCR_ACI_DSI & GPM & SCR & NGC | 0 | 0 | 0 | 0 | 0 | 0 | 0
00 Ret.Exist_Non-FBC_SNCR_ACI_DSI & GPM & WetFGD & SCR & CCS | 0 | 0 | 0 | 0 | 0 | 0 | 0
00 Ret.Exist_Non-FBC_SNCR_ACI_DSI & NGC | 0 | 0 | 0 | 0 | 0 | 0 | 0
00 Ret.Exist_Non-FBC_SNCR_ACI_DSI & SCR | 0 | 0 | 0 | 0 | 0 | 0 | 0
00 Ret.Exist_Non-FBC_SNCR_ACI_DSI & SCR & C2G | 0 | 0 | 0 | 0 | 0 | 0 | 0
00 Ret.Exist_Non-FBC_SNCR_ACI_DSI & SCR & DRET | 0 | 0 | 0 | 0 | 0 | 0 | 0
00 Ret.Exist_Non-FBC_SNCR_ACI_DSI & SCR & NGC | 0 | 0 | 0 | 0 | 0 | 0 | 0
00 Ret.Exist_Non-FBC_SNCR_ACI_DSI & SCR & WetFGD & CCS | 0 | 0 | 0 | 0 | 0 | 0 | 0
00 Ret.Exist_Non-FBC_WetFGD & ACI | 0 | 0 | 0 | 0 | 0 | 0 | 0
00 Ret.Exist_Non-FBC_WetFGD & ACI & C2G | 0 | 0 | 0 | 0 | 0 | 0 | 0
00 Ret.Exist_Non-FBC_WetFGD & ACI & C2G & SCR | 0 | 0 | 0 | 0 | 0 | 0 | 0
00 Ret.Exist_Non-FBC_WetFGD & ACI & DRET | 0 | 0 | 0 | 0 | 0 | 0 | 0
00 Ret.Exist_Non-FBC_WetFGD & ACI & GPM | 0 | 0 | 0 | 0 | 0 | 0 | 0
00 Ret.Exist_Non-FBC_WetFGD & ACI & GPM & C2G | 0 | 0 | 0 | 0 | 0 | 0 | 0
00 Ret.Exist_Non-FBC_WetFGD & ACI & GPM & C2G & SCR | 0 | 0 | 0 | 0 | 0 | 0 | 0
00 Ret.Exist_Non-FBC_WetFGD & ACI & GPM & DRET | 0 | 0 | 0 | 0 | 0 | 0 | 0
00 Ret.Exist_Non-FBC_WetFGD & ACI & GPM & NGC | 0 | 0 | 0 | 0 | 0 | 0 | 0
00 Ret.Exist_Non-FBC_WetFGD & ACI & GPM & SCR | 0 | 0 | 0 | 0 | 0 | 0 | 0
00 Ret.Exist_Non-FBC_WetFGD & ACI & GPM & SCR & CCS | 0 | 0 | 0 | 0 | 0 | 0 | 0
00 Ret.Exist_Non-FBC_WetFGD & ACI & GPM & SCR & DRET | 0 | 0 | 0 | 0 | 0 | 0 | 0
00 Ret.Exist_Non-FBC_WetFGD & ACI & GPM & SCR & NGC | 0 | 0 | 0 | 0 | 0 | 0 | 0
00 Ret.Exist_Non-FBC_WetFGD & ACI & GPM & SNCR | 0 | 0 | 0 | 0 | 0 | 0 | 0
00 Ret.Exist_Non-FBC_WetFGD & ACI & GPM & SNCR & DRET | 0 | 0 | 0 | 0 | 0 | 0 | 0
00 Ret.Exist_Non-FBC_WetFGD & ACI & GPM & SNCR & NGC | 0 | 0 | 0 | 0 | 0 | 0 | 0
00 Ret.Exist_Non-FBC_WetFGD & ACI & NGC | 0 | 0 | 0 | 0 | 0 | 0 | 0
00 Ret.Exist_Non-FBC_WetFGD & ACI & SCR | 0 | 0 | 0 | 0 | 0 | 0 | 0
00 Ret.Exist_Non-FBC_WetFGD & ACI & SCR & CCS | 0 | 0 | 0 | 0 | 0 | 0 | 0
00 Ret.Exist_Non-FBC_WetFGD & ACI & SCR & DRET | 0 | 0 | 0 | 0 | 0 | 0 | 0
00 Ret.Exist_Non-FBC_WetFGD & ACI & SCR & NGC | 0 | 0 | 0 | 0 | 0 | 0 | 0
00 Ret.Exist_Non-FBC_WetFGD & ACI & SNCR | 0 | 0 | 0 | 0 | 0 | 0 | 0
00 Ret.Exist_Non-FBC_WetFGD & ACI & SNCR & DRET | 0 | 0 | 0 | 0 | 0 | 0 | 0
00 Ret.Exist_Non-FBC_WetFGD & ACI & SNCR & NGC | 0 | 0 | 0 | 0 | 0 | 0 | 0
00 Ret.Exist_Non-FBC_WetFGD & C2G | 0 | 0 | 0 | 0 | 0 | 0 | 0
00 Ret.Exist_Non-FBC_WetFGD & C2G & SCR | 0 | 0 | 0 | 0 | 0 | 0 | 0
00 Ret.Exist_Non-FBC_WetFGD & DRET | 0 | 0 | 0 | 0 | 0 | 0 | 0
00 Ret.Exist_Non-FBC_WetFGD & DCCS | 0 | 0 | 0 | 0 | 0 | 0 | 0
00 Ret.Exist_Non-FBC_WetFGD & DCCS & SCR & CCS | 0 | 0 | 0 | 0 | 0 | 0 | 0
00 Ret.Exist_Non-FBC_WetFGD & GPM | 0 | 0 | 0 | 0 | 0 | 0 | 0
00 Ret.Exist_Non-FBC_WetFGD & GPM & C2G | 0 | 0 | 0 | 0 | 0 | 0 | 0
00 Ret.Exist_Non-FBC_WetFGD & GPM & C2G & SCR | 0 | 0 | 0 | 0 | 0 | 0 | 0
00 Ret.Exist_Non-FBC_WetFGD & GPM & DRET | 0 | 0 | 0 | 0 | 0 | 0 | 0
00 Ret.Exist_Non-FBC_WetFGD & GPM & NGC | 0 | 0 | 0 | 0 | 0 | 0 | 0
00 Ret.Exist_Non-FBC_WetFGD & GPM & SCR | 0 | 0 | 0 | 0 | 0 | 0 | 0
00 Ret.Exist_Non-FBC_WetFGD & GPM & SCR & CCS | 0 | 0 | 0 | 0 | 0 | 0 | 0
00 Ret.Exist_Non-FBC_WetFGD & GPM & SCR & DRET | 0 | 0 | 0 | 0 | 0 | 0 | 0
00 Ret.Exist_Non-FBC_WetFGD & GPM & SCR & NGC | 0 | 0 | 0 | 0 | 0 | 0 | 0
00 Ret.Exist_Non-FBC_WetFGD & GPM & SNCR | 0 | 0 | 0 | 0 | 0 | 0 | 0
00 Ret.Exist_Non-FBC_WetFGD & GPM & SNCR & DRET | 0 | 0 | 0 | 0 | 0 | 0 | 0
00 Ret.Exist_Non-FBC_WetFGD & GPM & SNCR & NGC | 0 | 0 | 0 | 0 | 0 | 0 | 0
00 Ret.Exist_Non-FBC_WetFGD & NGC | 0 | 0 | 0 | 0 | 0 | 0 | 0
00 Ret.Exist_Non-FBC_WetFGD & SCR | 0 | 0 | 0 | 0 | 0 | 0 | 0
00 Ret.Exist_Non-FBC_WetFGD & SCR & C2G | 0 | 0 | 0 | 0 | 0 | 0 | 0
00 Ret.Exist_Non-FBC_WetFGD & SCR & CCS | 0 | 0 | 0 | 0 | 0 | 0 | 0
00 Ret.Exist_Non-FBC_WetFGD & SCR & DRET | 0 | 0 | 0 | 0 | 0 | 0 | 0
00 Ret.Exist_Non-FBC_WetFGD & SCR & NGC | 0 | 0 | 0 | 0 | 0 | 0 | 0
00 Ret.Exist_Non-FBC_WetFGD & SNCR | 0 | 0 | 0 | 0 | 0 | 0 | 0
00 Ret.Exist_Non-FBC_WetFGD & SNCR & C2G | 0 | 0 | 0 | 0 | 0 | 0 | 0
00 Ret.Exist_Non-FBC_WetFGD & SNCR & DRET | 0 | 0 | 0 | 0 | 0 | 0 | 0
00 Ret.Exist_Non-FBC_WetFGD & SNCR & NGC | 0 | 0 | 0 | 0 | 0 | 0 | 0
00 Ret.Exist_Non-FBC_WetFGD_ACI & C2G | 0.63963 | 0.63963 | 0.63963 | 0 | 0 | 0 | 0
00 Ret.Exist_Non-FBC_WetFGD_ACI & C2G & SCR | 0 | 0 | 0 | 0 | 0 | 0 | 0
00 Ret.Exist_Non-FBC_WetFGD_ACI & DCCS | 34.7411 | 62.57 | 0 | 0 | 0 | 0 | 0
00 Ret.Exist_Non-FBC_WetFGD_ACI & DCCS & SCR & CCS | 0 | 0 | 41.5178 | 41.5178 | 2.1624 | 2.2337 | 2.2337
00 Ret.Exist_Non-FBC_WetFGD_ACI & DRET | 0 | 3.8539 | 0 | 0 | 0 | 0 | 0
00 Ret.Exist_Non-FBC_WetFGD_ACI & GPM | 0 | 0 | 0 | 0 | 0 | 0 | 0
00 Ret.Exist_Non-FBC_WetFGD_ACI & GPM & C2G | 0 | 0 | 0 | 0 | 0 | 0 | 0
00 Ret.Exist_Non-FBC_WetFGD_ACI & GPM & C2G & SCR | 0 | 0 | 0 | 0 | 0 | 0 | 0
00 Ret.Exist_Non-FBC_WetFGD_ACI & GPM & DRET | 0 | 0 | 0 | 0 | 0 | 0 | 0
00 Ret.Exist_Non-FBC_WetFGD_ACI & GPM & NGC | 0 | 0 | 0 | 0 | 0 | 0 | 0
00 Ret.Exist_Non-FBC_WetFGD_ACI & GPM & SCR | 0 | 0 | 0 | 0 | 0 | 0 | 0
00 Ret.Exist_Non-FBC_WetFGD_ACI & GPM & SCR & CCS | 0 | 0 | 0 | 0 | 0 | 0 | 0
00 Ret.Exist_Non-FBC_WetFGD_ACI & GPM & SCR & DRET | 0 | 0 | 0 | 0 | 0 | 0 | 0
00 Ret.Exist_Non-FBC_WetFGD_ACI & GPM & SCR & NGC | 0 | 0 | 0 | 0 | 0 | 0 | 0
00 Ret.Exist_Non-FBC_WetFGD_ACI & GPM & SNCR | 0 | 0 | 0 | 0 | 0 | 0 | 0
00 Ret.Exist_Non-FBC_WetFGD_ACI & GPM & SNCR & DRET | 0 | 0 | 0 | 0 | 0 | 0 | 0
00 Ret.Exist_Non-FBC_WetFGD_ACI & GPM & SNCR & NGC | 0 | 0 | 0 | 0 | 0 | 0 | 0
00 Ret.Exist_Non-FBC_WetFGD_ACI & NGC | 0 | 0.041704 | 0.0053666 | 0 | 0 | 0 | 0
00 Ret.Exist_Non-FBC_WetFGD_ACI & SCR | 0 | 0.02237 | 0 | 0 | 0 | 0 | 0
00 Ret.Exist_Non-FBC_WetFGD_ACI & SCR & C2G | 0 | 0 | 0 | 0 | 0 | 0 | 0
00 Ret.Exist_Non-FBC_WetFGD_ACI & SCR & CCS | 0 | 0 | 0.11499 | 0.11499 | 0 | 0 | 0
00 Ret.Exist_Non-FBC_WetFGD_ACI & SCR & DRET | 0 | 0 | 0 | 0 | 0 | 0 | 0
00 Ret.Exist_Non-FBC_WetFGD_ACI & SCR & NGC | 0 | 0 | 0 | 0 | 0 | 0 | 0
00 Ret.Exist_Non-FBC_WetFGD_ACI & SNCR | 0 | 0 | 0 | 0 | 0 | 0 | 0
00 Ret.Exist_Non-FBC_WetFGD_ACI & SNCR & C2G | 0 | 0 | 0 | 0 | 0 | 0 | 0
00 Ret.Exist_Non-FBC_WetFGD_ACI & SNCR & DRET | 0 | 0 | 0 | 0 | 0 | 0 | 0
00 Ret.Exist_Non-FBC_WetFGD_ACI & SNCR & NGC | 0 | 0 | 0 | 0 | 0 | 0 | 0
00 Ret.Exist_Non-FBC_WetFGD_ACI_DSI & C2G | 0 | 0 | 0 | 0 | 0 | 0 | 0
00 Ret.Exist_Non-FBC_WetFGD_ACI_DSI & C2G & SCR | 0 | 0 | 0 | 0 | 0 | 0 | 0
00 Ret.Exist_Non-FBC_WetFGD_ACI_DSI & DCCS | 0 | 0 | 0 | 0 | 0 | 0 | 0
00 Ret.Exist_Non-FBC_WetFGD_ACI_DSI & DCCS & SCR & CCS | 0 | 0 | 0 | 0 | 0 | 0 | 0
00 Ret.Exist_Non-FBC_WetFGD_ACI_DSI & DRET | 0 | 0 | 0 | 0 | 0 | 0 | 0
00 Ret.Exist_Non-FBC_WetFGD_ACI_DSI & GPM | 0 | 0 | 0 | 0 | 0 | 0 | 0
00 Ret.Exist_Non-FBC_WetFGD_ACI_DSI & GPM & C2G | 0 | 0 | 0 | 0 | 0 | 0 | 0
00 Ret.Exist_Non-FBC_WetFGD_ACI_DSI & GPM & C2G & SCR | 0 | 0 | 0 | 0 | 0 | 0 | 0
00 Ret.Exist_Non-FBC_WetFGD_ACI_DSI & GPM & DRET | 0 | 0 | 0 | 0 | 0 | 0 | 0
00 Ret.Exist_Non-FBC_WetFGD_ACI_DSI & GPM & NGC | 0 | 0 | 0 | 0 | 0 | 0 | 0
00 Ret.Exist_Non-FBC_WetFGD_ACI_DSI & GPM & SCR | 0 | 0 | 0 | 0 | 0 | 0 | 0
00 Ret.Exist_Non-FBC_WetFGD_ACI_DSI & GPM & SCR & CCS | 0 | 0 | 0 | 0 | 0 | 0 | 0
00 Ret.Exist_Non-FBC_WetFGD_ACI_DSI & GPM & SCR & DRET | 0 | 0 | 0 | 0 | 0 | 0 | 0
00 Ret.Exist_Non-FBC_WetFGD_ACI_DSI & GPM & SCR & NGC | 0 | 0 | 0 | 0 | 0 | 0 | 0
00 Ret.Exist_Non-FBC_WetFGD_ACI_DSI & GPM & SNCR | 0 | 0 | 0 | 0 | 0 | 0 | 0
00 Ret.Exist_Non-FBC_WetFGD_ACI_DSI & GPM & SNCR & DRET | 0 | 0 | 0 | 0 | 0 | 0 | 0
00 Ret.Exist_Non-FBC_WetFGD_ACI_DSI & GPM & SNCR & NGC | 0 | 0 | 0 | 0 | 0 | 0 | 0
00 Ret.Exist_Non-FBC_WetFGD_ACI_DSI & NGC | 0 | 0 | 0 | 0 | 0 | 0 | 0
00 Ret.Exist_Non-FBC_WetFGD_ACI_DSI & SCR | 0 | 0 | 0 | 0 | 0 | 0 | 0
00 Ret.Exist_Non-FBC_WetFGD_ACI_DSI & SCR & C2G | 0 | 0 | 0 | 0 | 0 | 0 | 0
00 Ret.Exist_Non-FBC_WetFGD_ACI_DSI & SCR & CCS | 0 | 0 | 0 | 0 | 0 | 0 | 0
00 Ret.Exist_Non-FBC_WetFGD_ACI_DSI & SCR & DRET | 0 | 0 | 0 | 0 | 0 | 0 | 0
00 Ret.Exist_Non-FBC_WetFGD_ACI_DSI & SCR & NGC | 0 | 0 | 0 | 0 | 0 | 0 | 0
00 Ret.Exist_Non-FBC_WetFGD_ACI_DSI & SNCR | 0 | 0 | 0 | 0 | 0 | 0 | 0
00 Ret.Exist_Non-FBC_WetFGD_ACI_DSI & SNCR & C2G | 0 | 0 | 0 | 0 | 0 | 0 | 0
00 Ret.Exist_Non-FBC_WetFGD_ACI_DSI & SNCR & DRET | 0 | 0 | 0 | 0 | 0 | 0 | 0
00 Ret.Exist_Non-FBC_WetFGD_ACI_DSI & SNCR & NGC | 0 | 0 | 0 | 0 | 0 | 0 | 0
00 Ret.Exist_Non-FBC_WetFGD_SCR & ACI | 0 | 0 | 0 | 0 | 0 | 0 | 0
00 Ret.Exist_Non-FBC_WetFGD_SCR & ACI & C2G | 0 | 0 | 0 | 0 | 0 | 0 | 0
00 Ret.Exist_Non-FBC_WetFGD_SCR & ACI & CCS | 0 | 0 | 0 | 0 | 0 | 0 | 0
00 Ret.Exist_Non-FBC_WetFGD_SCR & DCCS | 10.1179 | 86.5151 | 0 | 0 | 0 | 0 | 0
00 Ret.Exist_Non-FBC_WetFGD_SCR & DCCS & CCS | 0 | 0 | 90.3766 | 90.3766 | 0 | 0 | 0
00 Ret.Exist_Non-FBC_WetFGD_SCR & ACI & DRET | 0 | 0 | 0 | 0 | 0 | 0 | 0
00 Ret.Exist_Non-FBC_WetFGD_SCR & ACI & GPM | 0 | 0 | 0 | 0 | 0 | 0 | 0
00 Ret.Exist_Non-FBC_WetFGD_SCR & ACI & GPM & C2G | 0 | 0 | 0 | 0 | 0 | 0 | 0
00 Ret.Exist_Non-FBC_WetFGD_SCR & ACI & GPM & CCS | 0 | 0 | 0 | 0 | 0 | 0 | 0
00 Ret.Exist_Non-FBC_WetFGD_SCR & ACI & GPM & DRET | 0 | 0 | 0 | 0 | 0 | 0 | 0
00 Ret.Exist_Non-FBC_WetFGD_SCR & ACI & GPM & NGC | 0 | 0 | 0 | 0 | 0 | 0 | 0
00 Ret.Exist_Non-FBC_WetFGD_SCR & ACI & NGC | 0 | 0 | 0 | 0 | 0 | 0 | 0
00 Ret.Exist_Non-FBC_WetFGD_SCR & C2G | 0.8921 | 4.0115 | 1.5706 | 1.4863 | 0.50453 | 0.0059778 | 0.0059778
00 Ret.Exist_Non-FBC_WetFGD_SCR & CCS | 0 | 0.19555 | 0.19555 | 0.19555 | 0.19555 | 0.19555 | 0.19555
00 Ret.Exist_Non-FBC_WetFGD_SCR & DRET | 0 | 176.9801 | 0 | 0 | 0 | 0 | 0
00 Ret.Exist_Non-FBC_WetFGD_SCR & GPM | 49.2131 | 0 | 0 | 0 | 0 | 0 | 0
00 Ret.Exist_Non-FBC_WetFGD_SCR & GPM & C2G | 0 | 0 | 0 | 0 | 0 | 0 | 0
00 Ret.Exist_Non-FBC_WetFGD_SCR & GPM & CCS | 0 | 0 | 0 | 0 | 0 | 0 | 0
00 Ret.Exist_Non-FBC_WetFGD_SCR & GPM & DRET | 0 | 56.2532 | 0 | 0 | 0 | 0 | 0
00 Ret.Exist_Non-FBC_WetFGD_SCR & GPM & NGC | 0 | 0 | 0 | 0 | 0 | 0 | 0
00 Ret.Exist_Non-FBC_WetFGD_SCR & NGC | 0 | 0 | 0 | 0 | 0 | 0 | 0
00 Ret.Exist_Non-FBC_WetFGD_SCR_ACI & C2G | 0.46926 | 0.88687 | 0.88687 | 0.88687 | 0.88687 | 0.88687 | 0.88687
00 Ret.Exist_Non-FBC_WetFGD_SCR_ACI & CCS | 0 | 0 | 0 | 0 | 0 | 0 | 0
00 Ret.Exist_Non-FBC_WetFGD_SCR_ACI & DCCS | 6.9008 | 157.4566 | 0 | 0 | 0 | 0 | 0
00 Ret.Exist_Non-FBC_WetFGD_SCR_ACI & DCCS & CCS | 0 | 0 | 122.8745 | 106.6373 | 1.868 | 3.5743 | 3.5743
00 Ret.Exist_Non-FBC_WetFGD_SCR_ACI & DRET | 0 | 58.7739 | 0 | 0 | 0 | 0 | 0
00 Ret.Exist_Non-FBC_WetFGD_SCR_ACI & GPM | 0 | 0 | 0 | 0 | 0 | 0 | 0
00 Ret.Exist_Non-FBC_WetFGD_SCR_ACI & GPM & C2G | 0 | 0 | 0 | 0 | 0 | 0 | 0
00 Ret.Exist_Non-FBC_WetFGD_SCR_ACI & GPM & CCS | 0 | 0 | 0 | 0 | 0 | 0 | 0
00 Ret.Exist_Non-FBC_WetFGD_SCR_ACI & GPM & DRET | 0 | 0 | 0 | 0 | 0 | 0 | 0
00 Ret.Exist_Non-FBC_WetFGD_SCR_ACI & GPM & NGC | 0 | 0 | 0 | 0 | 0 | 0 | 0
00 Ret.Exist_Non-FBC_WetFGD_SCR_ACI & NGC | 0 | 0 | 0 | 0 | 0 | 0 | 0
00 Ret.Exist_Non-FBC_WetFGD_SCR_ACI_DSI & C2G | 0 | 0 | 0 | 0 | 0 | 0 | 0
00 Ret.Exist_Non-FBC_WetFGD_SCR_ACI_DSI & CCS | 0 | 0 | 0 | 0 | 0 | 0 | 0
00 Ret.Exist_Non-FBC_WetFGD_SCR_ACI_DSI & DCCS | 8.7608 | 82.9007 | 0 | 0 | 0 | 0 | 0
00 Ret.Exist_Non-FBC_WetFGD_SCR_ACI_DSI & DCCS & CCS | 0 | 0 | 68.9587 | 68.9587 | 0 | 0 | 0
00 Ret.Exist_Non-FBC_WetFGD_SCR_ACI_DSI & DRET | 0 | 17.7323 | 0 | 0 | 0 | 0 | 0
00 Ret.Exist_Non-FBC_WetFGD_SCR_ACI_DSI & GPM | 2.6048 | 0 | 0 | 0 | 0 | 0 | 0
00 Ret.Exist_Non-FBC_WetFGD_SCR_ACI_DSI & GPM & C2G | 0 | 0 | 0 | 0 | 0 | 0 | 0
00 Ret.Exist_Non-FBC_WetFGD_SCR_ACI_DSI & GPM & CCS | 0 | 0 | 0 | 0 | 0 | 0 | 0
00 Ret.Exist_Non-FBC_WetFGD_SCR_ACI_DSI & GPM & DRET | 0 | 4.396 | 0 | 0 | 0 | 0 | 0
00 Ret.Exist_Non-FBC_WetFGD_SCR_ACI_DSI & GPM & NGC | 0 | 0 | 0 | 0 | 0 | 0 | 0
00 Ret.Exist_Non-FBC_WetFGD_SCR_ACI_DSI & NGC | 0 | 0 | 0 | 0 | 0 | 0 | 0
00 Ret.Exist_Non-FBC_WetFGD_SCR_DSI & ACI | 0 | 0 | 0 | 0 | 0 | 0 | 0
00 Ret.Exist_Non-FBC_WetFGD_SCR_DSI & ACI & C2G | 0 | 0 | 0 | 0 | 0 | 0 | 0
00 Ret.Exist_Non-FBC_WetFGD_SCR_DSI & ACI & CCS | 0 | 0 | 0 | 0 | 0 | 0 | 0
00 Ret.Exist_Non-FBC_WetFGD_SCR_DSI & ACI & DRET | 0 | 0 | 0 | 0 | 0 | 0 | 0
00 Ret.Exist_Non-FBC_WetFGD_SCR_DSI & ACI & GPM | 0 | 0 | 0 | 0 | 0 | 0 | 0
00 Ret.Exist_Non-FBC_WetFGD_SCR_DSI & ACI & GPM & C2G | 0 | 0 | 0 | 0 | 0 | 0 | 0
00 Ret.Exist_Non-FBC_WetFGD_SCR_DSI & ACI & GPM & CCS | 0 | 0 | 0 | 0 | 0 | 0 | 0
00 Ret.Exist_Non-FBC_WetFGD_SCR_DSI & ACI & GPM & DRET | 0 | 0 | 0 | 0 | 0 | 0 | 0
00 Ret.Exist_Non-FBC_WetFGD_SCR_DSI & ACI & GPM & NGC | 0 | 0 | 0 | 0 | 0 | 0 | 0
00 Ret.Exist_Non-FBC_WetFGD_SCR_DSI & ACI & NGC | 0 | 0 | 0 | 0 | 0 | 0 | 0
00 Ret.Exist_Non-FBC_WetFGD_SCR_DSI & C2G | 6.0727 | 6.0756 | 0.27916 | 0.27916 | 0.27916 | 0.27916 | 0.27916
00 Ret.Exist_Non-FBC_WetFGD_SCR_DSI & CCS | 0 | 0 | 0 | 0 | 0 | 0 | 0
00 Ret.Exist_Non-FBC_WetFGD_SCR_DSI & DCCS | 0 | 0 | 0 | 0 | 0 | 0 | 0
00 Ret.Exist_Non-FBC_WetFGD_SCR_DSI & DCCS & CCS | 0 | 0 | 0 | 0 | 0 | 0 | 0
00 Ret.Exist_Non-FBC_WetFGD_SCR_DSI & DRET | 0 | 0 | 0 | 0 | 0 | 0 | 0
00 Ret.Exist_Non-FBC_WetFGD_SCR_DSI & GPM | 0 | 0 | 0 | 0 | 0 | 0 | 0
00 Ret.Exist_Non-FBC_WetFGD_SCR_DSI & GPM & C2G | 0 | 0 | 0 | 0 | 0 | 0 | 0
00 Ret.Exist_Non-FBC_WetFGD_SCR_DSI & GPM & CCS | 0 | 0 | 0 | 0 | 0 | 0 | 0
00 Ret.Exist_Non-FBC_WetFGD_SCR_DSI & GPM & DRET | 0 | 0 | 0 | 0 | 0 | 0 | 0
00 Ret.Exist_Non-FBC_WetFGD_SCR_DSI & GPM & NGC | 0 | 0 | 0 | 0 | 0 | 0 | 0
00 Ret.Exist_Non-FBC_WetFGD_SCR_DSI & NGC | 0 | 0 | 0 | 0 | 0 | 0 | 0
00 Ret.Exist_Non-FBC_WetFGD_SNCR & ACI | 0 | 0 | 0 | 0 | 0 | 0 | 0
00 Ret.Exist_Non-FBC_WetFGD_SNCR & ACI & C2G | 0 | 0 | 0 | 0 | 0 | 0 | 0
00 Ret.Exist_Non-FBC_WetFGD_SNCR & ACI & C2G & SCR | 0 | 0 | 0 | 0 | 0 | 0 | 0
00 Ret.Exist_Non-FBC_WetFGD_SNCR & ACI & DRET | 0 | 0 | 0 | 0 | 0 | 0 | 0
00 Ret.Exist_Non-FBC_WetFGD_SNCR & ACI & GPM | 0 | 0 | 0 | 0 | 0 | 0 | 0
00 Ret.Exist_Non-FBC_WetFGD_SNCR & ACI & GPM & C2G | 0 | 0 | 0 | 0 | 0 | 0 | 0
00 Ret.Exist_Non-FBC_WetFGD_SNCR & ACI & GPM & C2G & SCR | 0 | 0 | 0 | 0 | 0 | 0 | 0
00 Ret.Exist_Non-FBC_WetFGD_SNCR & ACI & GPM & DRET | 0 | 0 | 0 | 0 | 0 | 0 | 0
00 Ret.Exist_Non-FBC_WetFGD_SNCR & ACI & GPM & NGC | 0 | 0 | 0 | 0 | 0 | 0 | 0
00 Ret.Exist_Non-FBC_WetFGD_SNCR & ACI & GPM & SCR | 0 | 0 | 0 | 0 | 0 | 0 | 0
00 Ret.Exist_Non-FBC_WetFGD_SNCR & ACI & GPM & SCR & CCS | 0 | 0 | 0 | 0 | 0 | 0 | 0
00 Ret.Exist_Non-FBC_WetFGD_SNCR & ACI & GPM & SCR & DRET | 0 | 0 | 0 | 0 | 0 | 0 | 0
00 Ret.Exist_Non-FBC_WetFGD_SNCR & ACI & GPM & SCR & NGC | 0 | 0 | 0 | 0 | 0 | 0 | 0
00 Ret.Exist_Non-FBC_WetFGD_SNCR & ACI & NGC | 0 | 0 | 0 | 0 | 0 | 0 | 0
00 Ret.Exist_Non-FBC_WetFGD_SNCR & ACI & SCR | 0 | 0 | 0 | 0 | 0 | 0 | 0
00 Ret.Exist_Non-FBC_WetFGD_SNCR & ACI & SCR & CCS | 0 | 0 | 0 | 0 | 0 | 0 | 0
00 Ret.Exist_Non-FBC_WetFGD_SNCR & ACI & SCR & DRET | 0 | 0 | 0 | 0 | 0 | 0 | 0
00 Ret.Exist_Non-FBC_WetFGD_SNCR & ACI & SCR & NGC | 0 | 0 | 0 | 0 | 0 | 0 | 0
00 Ret.Exist_Non-FBC_WetFGD_SNCR & C2G | 0 | 0 | 0 | 0 | 0 | 0 | 0
00 Ret.Exist_Non-FBC_WetFGD_SNCR & C2G & SCR | 0 | 0 | 0 | 0 | 0 | 0 | 0
00 Ret.Exist_Non-FBC_WetFGD_SNCR & DCCS | 0 | 0 | 0 | 0 | 0 | 0 | 0
00 Ret.Exist_Non-FBC_WetFGD_SNCR & DCCS & SCR & CCS | 0 | 0 | 0 | 0 | 0 | 0 | 0
00 Ret.Exist_Non-FBC_WetFGD_SNCR & DRET | 0 | 0 | 0 | 0 | 0 | 0 | 0
00 Ret.Exist_Non-FBC_WetFGD_SNCR & GPM | 0 | 0 | 0 | 0 | 0 | 0 | 0
00 Ret.Exist_Non-FBC_WetFGD_SNCR & GPM & C2G | 0 | 0 | 0 | 0 | 0 | 0 | 0
00 Ret.Exist_Non-FBC_WetFGD_SNCR & GPM & C2G & SCR | 0 | 0 | 0 | 0 | 0 | 0 | 0
00 Ret.Exist_Non-FBC_WetFGD_SNCR & GPM & DRET | 0 | 0 | 0 | 0 | 0 | 0 | 0
00 Ret.Exist_Non-FBC_WetFGD_SNCR & GPM & NGC | 0 | 0 | 0 | 0 | 0 | 0 | 0
00 Ret.Exist_Non-FBC_WetFGD_SNCR & GPM & SCR | 0 | 0 | 0 | 0 | 0 | 0 | 0
00 Ret.Exist_Non-FBC_WetFGD_SNCR & GPM & SCR & CCS | 0 | 0 | 0 | 0 | 0 | 0 | 0
00 Ret.Exist_Non-FBC_WetFGD_SNCR & GPM & SCR & DRET | 0 | 0 | 0 | 0 | 0 | 0 | 0
00 Ret.Exist_Non-FBC_WetFGD_SNCR & GPM & SCR & NGC | 0 | 0 | 0 | 0 | 0 | 0 | 0
00 Ret.Exist_Non-FBC_WetFGD_SNCR & NGC | 0 | 0 | 0 | 0 | 0 | 0 | 0
00 Ret.Exist_Non-FBC_WetFGD_SNCR & SCR | 0 | 0 | 0 | 0 | 0 | 0 | 0
00 Ret.Exist_Non-FBC_WetFGD_SNCR & SCR & C2G | 0 | 0 | 0 | 0 | 0 | 0 | 0
00 Ret.Exist_Non-FBC_WetFGD_SNCR & SCR & CCS | 0 | 0 | 0 | 0 | 0 | 0 | 0
00 Ret.Exist_Non-FBC_WetFGD_SNCR & SCR & DRET | 0 | 0 | 0 | 0 | 0 | 0 | 0
00 Ret.Exist_Non-FBC_WetFGD_SNCR & SCR & NGC | 0 | 0 | 0 | 0 | 0 | 0 | 0
00 Ret.Exist_Non-FBC_WetFGD_SNCR_ACI & C2G | 0 | 0 | 0 | 0 | 0 | 0 | 0
00 Ret.Exist_Non-FBC_WetFGD_SNCR_ACI & C2G & SCR | 0 | 0 | 0 | 0 | 0 | 0 | 0
00 Ret.Exist_Non-FBC_WetFGD_SNCR_ACI & DCCS | 0.056214 | 17.7813 | 0 | 0 | 0 | 0 | 0
00 Ret.Exist_Non-FBC_WetFGD_SNCR_ACI & DCCS & SCR & CCS | 0 | 0 | 11.833 | 11.833 | 0 | 0 | 0
00 Ret.Exist_Non-FBC_WetFGD_SNCR_ACI & DRET | 0 | 4.9124 | 0 | 0 | 0 | 0 | 0
00 Ret.Exist_Non-FBC_WetFGD_SNCR_ACI & GPM | 9.3128 | 0 | 0 | 0 | 0 | 0 | 0
00 Ret.Exist_Non-FBC_WetFGD_SNCR_ACI & GPM & C2G | 0 | 0 | 0 | 0 | 0 | 0 | 0
00 Ret.Exist_Non-FBC_WetFGD_SNCR_ACI & GPM & C2G & SCR | 0 | 0 | 0 | 0 | 0 | 0 | 0
00 Ret.Exist_Non-FBC_WetFGD_SNCR_ACI & GPM & DRET | 0 | 0 | 0 | 0 | 0 | 0 | 0
00 Ret.Exist_Non-FBC_WetFGD_SNCR_ACI & GPM & NGC | 0 | 0 | 0 | 0 | 0 | 0 | 0
00 Ret.Exist_Non-FBC_WetFGD_SNCR_ACI & GPM & SCR | 0 | 0 | 0 | 0 | 0 | 0 | 0
00 Ret.Exist_Non-FBC_WetFGD_SNCR_ACI & GPM & SCR & CCS | 0 | 6.8497 | 6.8497 | 6.8497 | 0 | 0 | 0
00 Ret.Exist_Non-FBC_WetFGD_SNCR_ACI & GPM & SCR & DRET | 0 | 0 | 0 | 0 | 0 | 0 | 0
00 Ret.Exist_Non-FBC_WetFGD_SNCR_ACI & GPM & SCR & NGC | 0 | 0 | 0 | 0 | 0 | 0 | 0
00 Ret.Exist_Non-FBC_WetFGD_SNCR_ACI & NGC | 0 | 0 | 0 | 0 | 0 | 0 | 0
00 Ret.Exist_Non-FBC_WetFGD_SNCR_ACI & SCR | 0 | 0 | 0 | 0 | 0 | 0 | 0
00 Ret.Exist_Non-FBC_WetFGD_SNCR_ACI & SCR & C2G | 0 | 0 | 0 | 0 | 0 | 0 | 0
00 Ret.Exist_Non-FBC_WetFGD_SNCR_ACI & SCR & CCS | 0 | 0 | 0 | 0 | 0 | 0 | 0
00 Ret.Exist_Non-FBC_WetFGD_SNCR_ACI & SCR & DRET | 0 | 0 | 0 | 0 | 0 | 0 | 0
00 Ret.Exist_Non-FBC_WetFGD_SNCR_ACI & SCR & NGC | 0 | 0 | 0 | 0 | 0 | 0 | 0
00 Existing Combined Cycle Retirement | 0 | 0 | 0 | 0 | 0 | 0 | 0
00 New Combined Cycle Retirement | 0 | 0 | 0 | 0 | 0 | 0 | 0
00 Existing Combustion Turbine Retirement | 0 | 0 | 0 | 0 | 0 | 0 | 0
00 New Combustion Turbine Retirement | 0 | 0 | 0 | 0 | 0 | 0 | 0
00 Oil/Gas Steam Retirement | 0 | 0 | 0 | 0 | 0 | 0 | 0
00 Coal Steam Retirement | 0 | 0 | 0 | 0 | 0 | 0 | 0
00 IGCC Retirement | 0 | 0 | 0 | 0 | 0 | 0 | 0
00 Nuclear Retirement | 0 | 0 | 0 | 0 | 0 | 0 | 0
00 Biomass Retirement | 0 | 0 | 0 | 0 | 0 | 0 | 0
00 Fossil_Other Retirement | 0 | 0 | 0 | 0 | 0 | 0 | 0
00 Fuel Cell Retirement | 0 | 0 | 0 | 0 | 0 | 0 | 0
00 Geothermal Retirement | 0 | 0 | 0 | 0 | 0 | 0 | 0
00 Hydro Retirement | 0 | 0 | 0 | 0 | 0 | 0 | 0
00 Landfill Gas Retirement | 0 | 0 | 0 | 0 | 0 | 0 | 0
00 Non Fossil_Other Retirement | 0 | 0 | 0 | 0 | 0 | 0 | 0
00 Solar Thermal Retirement | 0 | 0 | 0 | 0 | 0 | 0 | 0
00 Exist Dummy | 0 | 0 | 0 | 0 | 0 | 0 | 0
Total | 15596.2779 | 16205.2128 | 18384.0751 | 20307.285 | 22535.8488 | 23707.5467 | 25017.6127
14. Capacity Factor by Capacity Reporting Type [%]
00 New Combined Cycle | 83.1369 | 85.7593 | 48.4203 | 43.4756 | 40.1136 | 41.1343 | 41.0315
00 New Combined Cycle with CCS Retrofit | N/A | N/A | 87 | 87 | 67.3357 | 76.7757 | 77.3826
00 New Combined Cycle with CF Limit | N/A | N/A | N/A | N/A | N/A | N/A | N/A
00 New Combined Cycle with HRI Retrofit | N/A | N/A | N/A | N/A | N/A | N/A | N/A
00 New Combined Cycle with Hydrogen Retrofit | N/A | 87 | N/A | N/A | N/A | N/A | N/A
00 New Combined Cycle with Hydrogen Retrofit Undone | N/A | N/A | 40 | 40 | 40 | 40 | 40
00 New Combined Cycle with CCS | N/A | N/A | N/A | N/A | N/A | N/A | N/A
00 New Combustion Turbine | 7.3067 | 7.5036 | 11.0409 | 4.1035 | 1.7938 | 2.1037 | 2.5592
00 New Combustion Turbine with HRI Retrofit | N/A | N/A | N/A | N/A | N/A | N/A | N/A
00 New Combustion Turbine with Hydrogen Retrofit | N/A | N/A | N/A | N/A | N/A | 0.42293 | 0.39668
00 New Combustion Turbine with Hydrogen Retrofit Undone | N/A | N/A | N/A | N/A | N/A | N/A | N/A
00 New Hydro | N/A | 61.4466 | 60.3863 | 60.0637 | 56.3407 | 56.8967 | 57.0853
00 New Nuclear | N/A | N/A | N/A | N/A | N/A | N/A | N/A
00 New Nuclear - SMR | N/A | N/A | N/A | N/A | N/A | 91.9423 | 91.8527
00 New Biomass | N/A | N/A | N/A | N/A | N/A | N/A | N/A
00 New Geothermal | 90 | 90 | 90 | 90 | 89.0679 | 89.0591 | 89.0547
00 New Landfill Gas | 89.6668 | 89.9476 | 88.5472 | 82.9033 | 76.7856 | 79.3788 | 76.8694
00 New Battery Storage | 20.6573 | 19.1332 | 16.7143 | 17.6291 | 21.0126 | 21.128 | 21.2388
00 New Offshore Wind | 55.0198 | 55.9849 | 53.9046 | 53.9068 | 55.2122 | 55.2122 | 55.2122
00 New Onshore Wind | 43.8061 | 44.7561 | 45.917 | 44.5195 | 44.5793 | 44.4743 | 44.1243
00 New Solar PV | 28.5425 | 28.3362 | 29.4551 | 29.0883 | 28.9422 | 28.6212 | 28.4577
00 New Solar Thermal | N/A | N/A | N/A | N/A | N/A | 58.2386 | 52.2364
00 New Fuel Cell | N/A | N/A | N/A | N/A | N/A | N/A | N/A
00 New Ultrasupercritical Coal without CCS | N/A | N/A | N/A | N/A | N/A | N/A | N/A
00 New Ultrasupercritical Coal with 30% CCS | N/A | N/A | N/A | N/A | N/A | N/A | N/A
00 New Ultrasupercritical Coal with 90% CCS | N/A | N/A | N/A | N/A | N/A | N/A | N/A
00 Exist & New Distributed Solar PV | 16.9596 | 17.0083 | 17.0636 | 17.055 | 17.0767 | 17.0796 | 17.0728
00 Exist Combined Cycle | 54.9979 | 56.2827 | 53.4139 | 34.6033 | 22.3775 | 31.0537 | 31.8785
00 Exist Combustion Turbine | 2.5047 | 1.9494 | 2.2156 | 0.64977 | 0.55599 | 0.5518 | 0.67591
00 Exist FBC_Uncontrolled | 18.9582 | 27.0811 | 18.6175 | 12.1342 | N/A | N/A | N/A
00 Exist FBC_ACI_DSI | 83.37 | N/A | N/A | N/A | N/A | N/A | N/A
00 Exist FBC_DryFGD_ACI | 18.6788 | N/A | N/A | N/A | N/A | N/A | N/A
00 Exist FBC_DryFGD_DSI | N/A | N/A | N/A | N/A | N/A | N/A | N/A
00 Exist FBC_DryFGD_SNCR | 27.7792 | N/A | N/A | N/A | N/A | N/A | N/A
00 Exist FBC_DryFGD_SNCR_ACI | 72.7528 | N/A | N/A | N/A | N/A | N/A | N/A
00 Exist FBC_DryFGD_SNCR_ACI_DSI | 18.1811 | 0 | 0 | 0 | 0 | 0 | 0
00 Exist FBC_DryFGD_SNCR_DSI | N/A | N/A | N/A | N/A | N/A | N/A | N/A
00 Exist FBC_DSI | 25.8243 | N/A | N/A | N/A | N/A | N/A | N/A
00 Exist FBC_SNCR | N/A | N/A | N/A | N/A | N/A | N/A | N/A
00 Exist FBC_SNCR_ACI_DSI | N/A | N/A | N/A | N/A | N/A | N/A | N/A
00 Exist FBC_SNCR_DSI | 80.1472 | N/A | N/A | N/A | N/A | N/A | N/A
00 Exist FBC_WetFGD_SNCR | 18.9582 | N/A | N/A | N/A | N/A | N/A | N/A
00 Exist FBC_WetFGD_DSI | 83.37 | N/A | N/A | N/A | N/A | N/A | N/A
00 Exist_Non-FBC_Uncontrolled | 50.0914 | 23.0226 | 31.0229 | 3.5181 | 3.121 | 25.8786 | 31.6771
00 Exist_Non-FBC_ACI | 52.8051 | 72.5553 | 65.314 | 18.8764 | 0 | 53.4643 | 63.5136
00 Exist_Non-FBC_ACI_DSI | 48.0389 | N/A | N/A | N/A | N/A | N/A | N/A
00 Exist_Non-FBC_DryFGD | N/A | N/A | N/A | N/A | N/A | N/A | N/A
00 Exist_Non-FBC_DryFGD_ACI | 52.0641 | 51.8111 | 74.3497 | 78.8061 | 68.22 | 81.3573 | 81.3573
00 Exist_Non-FBC_DryFGD_SCR | 18.1629 | N/A | N/A | N/A | N/A | N/A | N/A
00 Exist_Non-FBC_DryFGD_SCR_ACI | 46.2907 | 11.3436 | N/A | N/A | N/A | N/A | N/A
00 Exist_Non-FBC_DryFGD_SCR_DSI | 41.1505 | N/A | N/A | N/A | N/A | N/A | N/A
00 Exist_Non-FBC_DryFGD_SCR_ACI_DSI | 79.01 | N/A | N/A | N/A | N/A | N/A | N/A
00 Exist_Non-FBC_DryFGD_SNCR_ACI | 75.7801 | N/A | N/A | N/A | N/A | N/A | N/A
00 Exist_Non-FBC_DryFGD_SNCR_ACI_DSI | 0 | N/A | N/A | N/A | N/A | N/A | N/A
00 Exist_Non-FBC_DSI | 12.1919 | N/A | N/A | N/A | N/A | N/A | N/A
00 Exist_Non-FBC_SCR_ACI | 70.6661 | N/A | N/A | N/A | N/A | N/A | N/A
00 Exist_Non-FBC_SCR_ACI_DSI | 4.4134 | N/A | N/A | N/A | N/A | N/A | N/A
00 Exist_Non-FBC_SNCR_ACI | 15.2253 | N/A | N/A | N/A | N/A | N/A | N/A
00 Exist_Non-FBC_SNCR_ACI_DSI | N/A | N/A | N/A | N/A | N/A | N/A | N/A
00 Exist_Non-FBC_WetFGD | 53.5007 | N/A | N/A | N/A | N/A | N/A | N/A
00 Exist_Non-FBC_WetFGD_ACI | 78.897 | 0 | 0 | 0 | 0 | 0 | 0
00 Exist_Non-FBC_WetFGD_ACI_DSI | N/A | N/A | N/A | N/A | N/A | N/A | N/A
00 Exist_Non-FBC_WetFGD_SCR | 44.395 | N/A | N/A | N/A | N/A | N/A | N/A
00 Exist_Non-FBC_WetFGD_SCR_DSI | 37.9457 | N/A | N/A | N/A | N/A | N/A | N/A
00 Exist_Non-FBC_WetFGD_SCR_ACI | 56.6033 | N/A | N/A | N/A | N/A | N/A | N/A
00 Exist_Non-FBC_WetFGD_SCR_ACI_DSI | 49.959 | N/A | N/A | N/A | N/A | N/A | N/A
00 Exist_Non-FBC_WetFGD_SNCR | 63.6828 | N/A | N/A | N/A | N/A | N/A | N/A
00 Exist_Non-FBC_WetFGD_SNCR_ACI | 43.0163 | N/A | N/A | N/A | N/A | N/A | N/A
00 Exist IGCC | 67.541 | 76.2687 | N/A | N/A | N/A | N/A | N/A
00 Exist Fossil_Other | 45.2947 | 44.5841 | 45.3084 | 43.8299 | 40.1635 | 41.224 | 41.2281
00 Exist Fuel Cell | 57.8814 | 56.6933 | 53.2566 | 39.7011 | 34.2001 | 32.5649 | 35.6454
00 Exist Hydro | 38.792 | 38.792 | 38.7921 | 38.4501 | 38.2154 | 38.4006 | 38.3909
00 Exist Non Fossil_Other | 61.1671 | 61.1671 | 60.9798 | 58.0778 | 56.4735 | 56.6931 | 57.2756
00 Exist Nuclear | 91.6339 | 91.5824 | 91.1663 | 88.9493 | 82.9594 | 88.8152 | 86.9091
00 Exist Oil/Gas Steam | 4.8998 | 4.1056 | 2.1056 | 1.0792 | 0.9648 | 0.98754 | 0.99115
00 Exist Oil/Gas Steam_SCR | 6.5006 | 5.5718 | 2.8243 | 2.6997 | 2.61 | 2.6409 | 2.6966
00 Exist Oil/Gas Steam_SNCR | 6.0989 | 3.5433 | 2.0792 | 1.2365 | 1.0658 | 1.4169 | 1.4175
00 Exist Biomass | 16.1692 | 29.8269 | 32.1527 | 3.1129 | 1.858 | 20.2101 | 37.5681
00 Exist Landfill Gas | 63.6416 | 63.7696 | 62.41 | 59.521 | 56.0715 | 55.9894 | 56.7233
00 Exist Geothermal | 72.2949 | 72.2949 | 72.2949 | 72.2949 | 72.2949 | 72.2949 | 72.2949
00 Exist Pump Storage | 10.7239 | 10.391 | 9.2202 | 8.8898 | 14.3987 | 14.368 | 15.1676
00 Exist Energy Storage | 7.6658 | 7.6854 | 7.5548 | 7.626 | 7.9139 | 7.6614 | 7.99
00 Exist Solar PV | 24.3983 | 24.3983 | 24.3982 | 24.3982 | 24.3982 | 24.3982 | 24.3982
00 Exist Solar Thermal | 23.0309 | 23.0309 | 23.0309 | 23.0309 | 23.0309 | 23.0309 | 23.0309
00 Exist Offshore Wind | 54.1803 | 54.1803 | 54.1803 | 54.1803 | 54.1803 | 54.1803 | 54.1803
00 Exist Onshore Wind | 36.4949 | 36.4949 | 36.4949 | 36.4949 | 36.4949 | 36.4949 | 36.4949
00 International Imports | 34.78 | 34.78 | 34.78 | 31.6 | 31.6 | 31.6 | 31.6
00 Ret.Exist Combined Cycle & CF Limit | N/A | N/A | N/A | N/A | N/A | N/A | N/A
00 Ret.Exist Combined Cycle & CCS | N/A | N/A | 84.41 | 84.41 | 44.199 | 44.2194 | 45.8559
00 Ret.Exist Combined Cycle & Hydrogen | N/A | 38.6735 | 21.0626 | 0.55593 | 0.061686 | 12.8914 | 18.3528
00 Ret.Exist Combined Cycle & Hydrogen Retrofit Undone | N/A | N/A | N/A | N/A | N/A | N/A | N/A
00 Ret.Exist Combined Cycle & HRI | N/A | N/A | N/A | N/A | N/A | N/A | N/A
00 Ret.Exist Combustion Turbine & HRI | N/A | N/A | N/A | N/A | N/A | N/A | N/A
00 Ret.Exist_FBC_NoCtrl & CCS | N/A | N/A | N/A | N/A | N/A | N/A | N/A
00 Ret.Exist_FBC_NoCtrl & DRET | N/A | N/A | N/A | N/A | N/A | N/A | N/A
00 Ret.Exist_FBC_NoCtrl & GPM | N/A | N/A | N/A | N/A | N/A | N/A | N/A
00 Ret.Exist_FBC_NoCtrl & GPM & CCS | N/A | N/A | N/A | N/A | N/A | N/A | N/A
00 Ret.Exist_FBC_NoCtrl & GPM & DRET | N/A | N/A | N/A | N/A | N/A | N/A | N/A
00 Ret.Exist_FBC_NoCtrl & GPM & NGC | N/A | N/A | N/A | N/A | N/A | N/A | N/A
00 Ret.Exist_FBC_NoCtrl & GPM & SNCR | N/A | N/A | N/A | N/A | N/A | N/A | N/A
00 Ret.Exist_FBC_NoCtrl & GPM & SNCR & CCS | N/A | N/A | N/A | N/A | N/A | N/A | N/A
00 Ret.Exist_FBC_NoCtrl & GPM & SNCR & DRET | N/A | N/A | N/A | N/A | N/A | N/A | N/A
00 Ret.Exist_FBC_NoCtrl & GPM & SNCR & NGC | N/A | N/A | N/A | N/A | N/A | N/A | N/A
00 Ret.Exist_FBC_NoCtrl & NGC | N/A | N/A | N/A | N/A | N/A | N/A | N/A
00 Ret.Exist_FBC_NoCtrl & SNCR | N/A | N/A | N/A | N/A | N/A | N/A | N/A
00 Ret.Exist_FBC_NoCtrl & SNCR & CCS | N/A | N/A | N/A | N/A | N/A | N/A | N/A
00 Ret.Exist_FBC_NoCtrl & SNCR & DRET | N/A | N/A | N/A | N/A | N/A | N/A | N/A
00 Ret.Exist_FBC_NoCtrl & SNCR & NGC | N/A | N/A | N/A | N/A | N/A | N/A | N/A
00 Ret.Exist_FBC_ACI_DSI & CCS | N/A | N/A | N/A | N/A | N/A | N/A | N/A
00 Ret.Exist_FBC_ACI_DSI & DCCS | 19.4477 | 35.7 | N/A | N/A | N/A | N/A | N/A
00 Ret.Exist_FBC_ACI_DSI & DCCS & CCS | N/A | N/A | 81.53 | 81.53 | N/A | N/A | N/A
00 Ret.Exist_FBC_ACI_DSI & DCCS & SNCR & CCS | N/A | N/A | N/A | N/A | N/A | N/A | N/A
00 Ret.Exist_FBC_ACI_DSI & DRET | N/A | 83.37 | N/A | N/A | N/A | N/A | N/A
00 Ret.Exist_FBC_ACI_DSI & GPM | 19.4477 | N/A | N/A | N/A | N/A | N/A | N/A
00 Ret.Exist_FBC_ACI_DSI & GPM & CCS | N/A | N/A | N/A | N/A | N/A | N/A | N/A
00 Ret.Exist_FBC_ACI_DSI & GPM & DRET | N/A | N/A | N/A | N/A | N/A | N/A | N/A
00 Ret.Exist_FBC_ACI_DSI & GPM & NGC | N/A | 10 | 10 | N/A | N/A | N/A | N/A
00 Ret.Exist_FBC_ACI_DSI & GPM & SNCR | N/A | N/A | N/A | N/A | N/A | N/A | N/A
00 Ret.Exist_FBC_ACI_DSI & GPM & SNCR & CCS | N/A | N/A | N/A | N/A | N/A | N/A | N/A
00 Ret.Exist_FBC_ACI_DSI & GPM & SNCR & DRET | N/A | N/A | N/A | N/A | N/A | N/A | N/A
00 Ret.Exist_FBC_ACI_DSI & GPM & SNCR & NGC | N/A | N/A | N/A | N/A | N/A | N/A | N/A
00 Ret.Exist_FBC_ACI_DSI & NGC | N/A | N/A | N/A | N/A | N/A | N/A | N/A
00 Ret.Exist_FBC_ACI_DSI & SNCR | N/A | N/A | N/A | N/A | N/A | N/A | N/A
00 Ret.Exist_FBC_ACI_DSI & SNCR & CCS | N/A | N/A | N/A | N/A | N/A | N/A | N/A
00 Ret.Exist_FBC_ACI_DSI & SNCR & DRET | N/A | N/A | N/A | N/A | N/A | N/A | N/A
00 Ret.Exist_FBC_ACI_DSI & SNCR & NGC | N/A | N/A | N/A | N/A | N/A | N/A | N/A
00 Ret.Exist_FBC_DryFGD_ACI & CCS | N/A | N/A | N/A | N/A | N/A | N/A | N/A
00 Ret.Exist_FBC_DryFGD_ACI & DCCS | N/A | N/A | N/A | N/A | N/A | N/A | N/A
00 Ret.Exist_FBC_DryFGD_ACI & DCCS & CCS | N/A | N/A | N/A | N/A | N/A | N/A | N/A
00 Ret.Exist_FBC_DryFGD_ACI & DCCS & SNCR & CCS | N/A | N/A | N/A | N/A | N/A | N/A | N/A
00 Ret.Exist_FBC_DryFGD_ACI & DRET | N/A | 33.4347 | N/A | N/A | N/A | N/A | N/A
00 Ret.Exist_FBC_DryFGD_ACI & GPM | N/A | N/A | N/A | N/A | N/A | N/A | N/A
00 Ret.Exist_FBC_DryFGD_ACI & GPM & CCS | N/A | N/A | N/A | N/A | N/A | N/A | N/A
00 Ret.Exist_FBC_DryFGD_ACI & GPM & DRET | N/A | N/A | N/A | N/A | N/A | N/A | N/A
00 Ret.Exist_FBC_DryFGD_ACI & GPM & NGC | N/A | N/A | N/A | N/A | N/A | N/A | N/A
00 Ret.Exist_FBC_DryFGD_ACI & GPM & SNCR | N/A | N/A | N/A | N/A | N/A | N/A | N/A
00 Ret.Exist_FBC_DryFGD_ACI & GPM & SNCR & CCS | N/A | N/A | N/A | N/A | N/A | N/A | N/A
00 Ret.Exist_FBC_DryFGD_ACI & GPM & SNCR & DRET | N/A | N/A | N/A | N/A | N/A | N/A | N/A
00 Ret.Exist_FBC_DryFGD_ACI & GPM & SNCR & NGC | N/A | N/A | N/A | N/A | N/A | N/A | N/A
00 Ret.Exist_FBC_DryFGD_ACI & NGC | N/A | N/A | N/A | N/A | N/A | N/A | N/A
00 Ret.Exist_FBC_DryFGD_ACI & SNCR | N/A | N/A | N/A | N/A | N/A | N/A | N/A
00 Ret.Exist_FBC_DryFGD_ACI & SNCR & CCS | N/A | N/A | N/A | N/A | N/A | N/A | N/A
00 Ret.Exist_FBC_DryFGD_ACI & SNCR & DRET | N/A | N/A | N/A | N/A | N/A | N/A | N/A
00 Ret.Exist_FBC_DryFGD_ACI & SNCR & NGC | N/A | N/A | N/A | N/A | N/A | N/A | N/A
00 Ret.Exist_FBC_DryFGD_DSI & ACI | N/A | N/A | N/A | N/A | N/A | N/A | N/A
00 Ret.Exist_FBC_DryFGD_DSI & ACI & DRET | N/A | N/A | N/A | N/A | N/A | N/A | N/A
00 Ret.Exist_FBC_DryFGD_DSI & ACI & GPM | N/A | N/A | N/A | N/A | N/A | N/A | N/A
00 Ret.Exist_FBC_DryFGD_DSI & ACI & GPM & DRET | N/A | N/A | N/A | N/A | N/A | N/A | N/A
00 Ret.Exist_FBC_DryFGD_DSI & ACI & GPM & NGC | N/A | N/A | N/A | N/A | N/A | N/A | N/A
00 Ret.Exist_FBC_DryFGD_DSI & ACI & GPM & SNCR | N/A | N/A | N/A | N/A | N/A | N/A | N/A
00 Ret.Exist_FBC_DryFGD_DSI & ACI & GPM & SNCR & DRET | N/A | N/A | N/A | N/A | N/A | N/A | N/A
00 Ret.Exist_FBC_DryFGD_DSI & ACI & GPM & SNCR & NGC | N/A | N/A | N/A | N/A | N/A | N/A | N/A
00 Ret.Exist_FBC_DryFGD_DSI & ACI & NGC | N/A | N/A | N/A | N/A | N/A | N/A | N/A
00 Ret.Exist_FBC_DryFGD_DSI & ACI & SNCR | N/A | N/A | N/A | N/A | N/A | N/A | N/A
00 Ret.Exist_FBC_DryFGD_DSI & ACI & SNCR & DRET | N/A | N/A | N/A | N/A | N/A | N/A | N/A
00 Ret.Exist_FBC_DryFGD_DSI & ACI & SNCR & NGC | N/A | N/A | N/A | N/A | N/A | N/A | N/A
00 Ret.Exist_FBC_DryFGD_DSI & DRET | N/A | N/A | N/A | N/A | N/A | N/A | N/A
00 Ret.Exist_FBC_DryFGD_DSI & GPM | N/A | N/A | N/A | N/A | N/A | N/A | N/A
00 Ret.Exist_FBC_DryFGD_DSI & GPM & DRET | N/A | N/A | N/A | N/A | N/A | N/A | N/A
00 Ret.Exist_FBC_DryFGD_DSI & GPM & NGC | N/A | N/A | N/A | N/A | N/A | N/A | N/A
00 Ret.Exist_FBC_DryFGD_DSI & GPM & SNCR | N/A | N/A | N/A | N/A | N/A | N/A | N/A
00 Ret.Exist_FBC_DryFGD_DSI & GPM & SNCR & DRET | N/A | N/A | N/A | N/A | N/A | N/A | N/A
00 Ret.Exist_FBC_DryFGD_DSI & GPM & SNCR & NGC | N/A | N/A | N/A | N/A | N/A | N/A | N/A
00 Ret.Exist_FBC_DryFGD_DSI & NGC | N/A | N/A | N/A | N/A | N/A | N/A | N/A
00 Ret.Exist_FBC_DryFGD_DSI & SNCR | N/A | N/A | N/A | N/A | N/A | N/A | N/A
00 Ret.Exist_FBC_DryFGD_DSI & SNCR & DRET | N/A | N/A | N/A | N/A | N/A | N/A | N/A
00 Ret.Exist_FBC_DryFGD_DSI & SNCR & NGC | N/A | N/A | N/A | N/A | N/A | N/A | N/A
00 Ret.Exist_FBC_DryFGD_SNCR & ACI | N/A | N/A | N/A | N/A | N/A | N/A | N/A
00 Ret.Exist_FBC_DryFGD_SNCR & ACI & CCS | N/A | N/A | N/A | N/A | N/A | N/A | N/A
00 Ret.Exist_FBC_DryFGD_SNCR & ACI & DRET | N/A | N/A | N/A | N/A | N/A | N/A | N/A
00 Ret.Exist_FBC_DryFGD_SNCR & ACI & GPM | N/A | N/A | N/A | N/A | N/A | N/A | N/A
00 Ret.Exist_FBC_DryFGD_SNCR & ACI & GPM & CCS | N/A | N/A | N/A | N/A | N/A | N/A | N/A
00 Ret.Exist_FBC_DryFGD_SNCR & ACI & GPM & DRET | N/A | N/A | N/A | N/A | N/A | N/A | N/A
00 Ret.Exist_FBC_DryFGD_SNCR & ACI & GPM & NGC | N/A | N/A | N/A | N/A | N/A | N/A | N/A
00 Ret.Exist_FBC_DryFGD_SNCR & ACI & NGC | N/A | N/A | N/A | N/A | N/A | N/A | N/A
00 Ret.Exist_FBC_DryFGD_SNCR & CCS | N/A | N/A | N/A | N/A | N/A | N/A | N/A
00 Ret.Exist_FBC_DryFGD_SNCR & DCCS | N/A | 64.9465 | N/A | N/A | N/A | N/A | N/A
00 Ret.Exist_FBC_DryFGD_SNCR & DCCS & CCS | N/A | N/A | 79.68 | 79.68 | N/A | N/A | N/A
00 Ret.Exist_FBC_DryFGD_SNCR & DRET | N/A | 7.7096 | N/A | N/A | N/A | N/A | N/A
00 Ret.Exist_FBC_DryFGD_SNCR & GPM | N/A | N/A | N/A | N/A | N/A | N/A | N/A
00 Ret.Exist_FBC_DryFGD_SNCR & GPM & CCS | N/A | N/A | N/A | N/A | N/A | N/A | N/A
00 Ret.Exist_FBC_DryFGD_SNCR & GPM & DRET | N/A | N/A | N/A | N/A | N/A | N/A | N/A
00 Ret.Exist_FBC_DryFGD_SNCR & GPM & NGC | N/A | N/A | N/A | N/A | N/A | N/A | N/A
00 Ret.Exist_FBC_DryFGD_SNCR & NGC | N/A | N/A | N/A | N/A | N/A | N/A | N/A
00 Ret.Exist_FBC_DryFGD_SNCR_ACI & CCS | N/A | N/A | N/A | N/A | N/A | N/A | N/A
00 Ret.Exist_FBC_DryFGD_SNCR_ACI & DCCS | N/A | 38.6109 | N/A | N/A | N/A | N/A | N/A
00 Ret.Exist_FBC_DryFGD_SNCR_ACI & DCCS & CCS | N/A | N/A | 77.7365 | 77.7365 | N/A | N/A | N/A
00 Ret.Exist_FBC_DryFGD_SNCR_ACI & DRET | N/A | 49.9277 | N/A | N/A | N/A | N/A | N/A
00 Ret.Exist_FBC_DryFGD_SNCR_ACI & GPM | N/A | N/A | N/A | N/A | N/A | N/A | N/A
00 Ret.Exist_FBC_DryFGD_SNCR_ACI & GPM & CCS | N/A | N/A | N/A | N/A | N/A | N/A | N/A
00 Ret.Exist_FBC_DryFGD_SNCR_ACI & GPM & DRET | N/A | N/A | N/A | N/A | N/A | N/A | N/A
00 Ret.Exist_FBC_DryFGD_SNCR_ACI & GPM & NGC | N/A | N/A | N/A | N/A | N/A | N/A | N/A
00 Ret.Exist_FBC_DryFGD_SNCR_ACI & NGC | N/A | N/A | N/A | N/A | N/A | N/A | N/A
00 Ret.Exist_FBC_DryFGD_SNCR_ACI_DSI & CCS | N/A | 77.01 | 77.01 | 77.01 | 57.427 | 64.6873 | 64.6873
00 Ret.Exist_FBC_DryFGD_SNCR_ACI_DSI & DCCS | N/A | 27.7585 | N/A | N/A | N/A | N/A | N/A
00 Ret.Exist_FBC_DryFGD_SNCR_ACI_DSI & DCCS & CCS | N/A | N/A | 77.01 | 77.01 | N/A | N/A | N/A
00 Ret.Exist_FBC_DryFGD_SNCR_ACI_DSI & DRET | N/A | N/A | N/A | N/A | N/A | N/A | N/A
00 Ret.Exist_FBC_DryFGD_SNCR_ACI_DSI & GPM | N/A | N/A | N/A | N/A | N/A | N/A | N/A
00 Ret.Exist_FBC_DryFGD_SNCR_ACI_DSI & GPM & CCS | N/A | N/A | N/A | N/A | N/A | N/A | N/A
00 Ret.Exist_FBC_DryFGD_SNCR_ACI_DSI & GPM & DRET | N/A | N/A | N/A | N/A | N/A | N/A | N/A
00 Ret.Exist_FBC_DryFGD_SNCR_ACI_DSI & GPM & NGC | N/A | N/A | N/A | N/A | N/A | N/A | N/A
00 Ret.Exist_FBC_DryFGD_SNCR_ACI_DSI & NGC | N/A | N/A | N/A | N/A | N/A | N/A | N/A
00 Ret.Exist_FBC_DryFGD_SNCR_DSI & ACI | N/A | N/A | N/A | N/A | N/A | N/A | N/A
00 Ret.Exist_FBC_DryFGD_SNCR_DSI & ACI & DRET | N/A | N/A | N/A | N/A | N/A | N/A | N/A
00 Ret.Exist_FBC_DryFGD_SNCR_DSI & ACI & GPM | N/A | N/A | N/A | N/A | N/A | N/A | N/A
00 Ret.Exist_FBC_DryFGD_SNCR_DSI & ACI & GPM & DRET | N/A | N/A | N/A | N/A | N/A | N/A | N/A
00 Ret.Exist_FBC_DryFGD_SNCR_DSI & ACI & GPM & NGC | N/A | N/A | N/A | N/A | N/A | N/A | N/A
00 Ret.Exist_FBC_DryFGD_SNCR_DSI & ACI & NGC | N/A | N/A | N/A | N/A | N/A | N/A | N/A
00 Ret.Exist_FBC_DryFGD_SNCR_DSI & DRET | N/A | N/A | N/A | N/A | N/A | N/A | N/A
00 Ret.Exist_FBC_DryFGD_SNCR_DSI & GPM | N/A | N/A | N/A | N/A | N/A | N/A | N/A
00 Ret.Exist_FBC_DryFGD_SNCR_DSI & GPM & DRET | N/A | N/A | N/A | N/A | N/A | N/A | N/A
00 Ret.Exist_FBC_DryFGD_SNCR_DSI & GPM & NGC | N/A | N/A | N/A | N/A | N/A | N/A | N/A
00 Ret.Exist_FBC_DryFGD_SNCR_DSI & NGC | N/A | N/A | N/A | N/A | N/A | N/A | N/A
00 Ret.Exist_FBC_DSI & ACI | N/A | N/A | N/A | N/A | N/A | N/A | N/A
00 Ret.Exist_FBC_DSI & ACI & DRET | N/A | N/A | N/A | N/A | N/A | N/A | N/A
00 Ret.Exist_FBC_DSI & ACI & GPM | N/A | N/A | N/A | N/A | N/A | N/A | N/A
00 Ret.Exist_FBC_DSI & ACI & GPM & DRET | N/A | N/A | N/A | N/A | N/A | N/A | N/A
00 Ret.Exist_FBC_DSI & ACI & GPM & NGC | N/A | N/A | N/A | N/A | N/A | N/A | N/A
00 Ret.Exist_FBC_DSI & ACI & GPM & SNCR | N/A | N/A | N/A | N/A | N/A | N/A | N/A
00 Ret.Exist_FBC_DSI & ACI & GPM & SNCR & DRET | N/A | N/A | N/A | N/A | N/A | N/A | N/A
00 Ret.Exist_FBC_DSI & ACI & GPM & SNCR & NGC | N/A | N/A | N/A | N/A | N/A | N/A | N/A
00 Ret.Exist_FBC_DSI & ACI & NGC | N/A | N/A | N/A | N/A | N/A | N/A | N/A
00 Ret.Exist_FBC_DSI & ACI & SNCR | N/A | N/A | N/A | N/A | N/A | N/A | N/A
00 Ret.Exist_FBC_DSI & ACI & SNCR & DRET | N/A | N/A | N/A | N/A | N/A | N/A | N/A
00 Ret.Exist_FBC_DSI & ACI & SNCR & NGC | N/A | N/A | N/A | N/A | N/A | N/A | N/A
00 Ret.Exist_FBC_DSI & DRET | N/A | 47.4654 | N/A | N/A | N/A | N/A | N/A
00 Ret.Exist_FBC_DSI & GPM | 83.37 | N/A | N/A | N/A | N/A | N/A | N/A
00 Ret.Exist_FBC_DSI & GPM & DRET | N/A | 83.37 | N/A | N/A | N/A | N/A | N/A
00 Ret.Exist_FBC_DSI & GPM & NGC | N/A | N/A | N/A | N/A | N/A | N/A | N/A
00 Ret.Exist_FBC_DSI & GPM & SNCR | N/A | N/A | N/A | N/A | N/A | N/A | N/A
00 Ret.Exist_FBC_DSI & GPM & SNCR & DRET | N/A | N/A | N/A | N/A | N/A | N/A | N/A
00 Ret.Exist_FBC_DSI & GPM & SNCR & NGC | N/A | N/A | N/A | N/A | N/A | N/A | N/A
00 Ret.Exist_FBC_DSI & NGC | N/A | 33.3817 | 69.8847 | N/A | N/A | N/A | N/A
00 Ret.Exist_FBC_DSI & SNCR | N/A | N/A | N/A | N/A | N/A | N/A | N/A
00 Ret.Exist_FBC_DSI & SNCR & DRET | N/A | N/A | N/A | N/A | N/A | N/A | N/A
00 Ret.Exist_FBC_DSI & SNCR & NGC | N/A | N/A | N/A | N/A | N/A | N/A | N/A
00 Ret.Exist_FBC_SNCR & ACI | N/A | N/A | N/A | N/A | N/A | N/A | N/A
00 Ret.Exist_FBC_SNCR & ACI & DRET | N/A | N/A | N/A | N/A | N/A | N/A | N/A
00 Ret.Exist_FBC_SNCR & ACI & NGC | N/A | N/A | N/A | N/A | N/A | N/A | N/A
00 Ret.Exist_FBC_SNCR & DRET | N/A | N/A | N/A | N/A | N/A | N/A | N/A
00 Ret.Exist_FBC_SNCR & GPM | N/A | N/A | N/A | N/A | N/A | N/A | N/A
00 Ret.Exist_FBC_SNCR & GPM & DRET | N/A | N/A | N/A | N/A | N/A | N/A | N/A
00 Ret.Exist_FBC_SNCR & GPM & NGC | N/A | N/A | N/A | N/A | N/A | N/A | N/A
00 Ret.Exist_FBC_SNCR & NGC | N/A | N/A | N/A | N/A | N/A | N/A | N/A
00 Ret.Exist_FBC_SNCR_ACI_DSI & CCS | N/A | N/A | N/A | N/A | N/A | N/A | N/A
00 Ret.Exist_FBC_SNCR_ACI_DSI & DCCS | N/A | N/A | N/A | N/A | N/A | N/A | N/A
00 Ret.Exist_FBC_SNCR_ACI_DSI & DCCS & CCS | N/A | N/A | N/A | N/A | N/A | N/A | N/A
00 Ret.Exist_FBC_SNCR_ACI_DSI & DRET | N/A | N/A | N/A | N/A | N/A | N/A | N/A
00 Ret.Exist_FBC_SNCR_ACI_DSI & GPM | N/A | N/A | N/A | N/A | N/A | N/A | N/A
00 Ret.Exist_FBC_SNCR_ACI_DSI & GPM & CCS | N/A | N/A | N/A | N/A | N/A | N/A | N/A
00 Ret.Exist_FBC_SNCR_ACI_DSI & GPM & DRET | N/A | N/A | N/A | N/A | N/A | N/A | N/A
00 Ret.Exist_FBC_SNCR_ACI_DSI & GPM & NGC | N/A | N/A | N/A | N/A | N/A | N/A | N/A
00 Ret.Exist_FBC_SNCR_ACI_DSI & NGC | N/A | N/A | N/A | N/A | N/A | N/A | N/A
00 Ret.Exist_FBC_SNCR_DSI & ACI | N/A | N/A | N/A | N/A | N/A | N/A | N/A
00 Ret.Exist_FBC_SNCR_DSI & ACI & CCS | N/A | N/A | N/A | N/A | N/A | N/A | N/A
00 Ret.Exist_FBC_SNCR_DSI & ACI & DRET | N/A | N/A | N/A | N/A | N/A | N/A | N/A
00 Ret.Exist_FBC_SNCR_DSI & ACI & GPM | N/A | N/A | N/A | N/A | N/A | N/A | N/A
00 Ret.Exist_FBC_SNCR_DSI & ACI & GPM & CCS | N/A | N/A | N/A | N/A | N/A | N/A | N/A
00 Ret.Exist_FBC_SNCR_DSI & ACI & GPM & DRET | N/A | N/A | N/A | N/A | N/A | N/A | N/A
00 Ret.Exist_FBC_SNCR_DSI & ACI & GPM & NGC | N/A | N/A | N/A | N/A | N/A | N/A | N/A
00 Ret.Exist_FBC_SNCR_DSI & ACI & NGC | N/A | N/A | N/A | N/A | N/A | N/A | N/A
00 Ret.Exist_FBC_SNCR_DSI & CCS | N/A | N/A | N/A | N/A | N/A | N/A | N/A
00 Ret.Exist_FBC_SNCR_DSI & DCCS | 78.85 | 79.2763 | N/A | N/A | N/A | N/A | N/A
00 Ret.Exist_FBC_SNCR_DSI & DCCS & CCS | N/A | N/A | 79.2915 | 79.2915 | N/A | N/A | N/A
00 Ret.Exist_FBC_SNCR_DSI & DRET | N/A | 79.8533 | N/A | N/A | N/A | N/A | N/A
00 Ret.Exist_FBC_SNCR_DSI & GPM | 78.85 | N/A | N/A | N/A | N/A | N/A | N/A
00 Ret.Exist_FBC_SNCR_DSI & GPM & CCS | N/A | N/A | N/A | N/A | N/A | N/A | N/A
00 Ret.Exist_FBC_SNCR_DSI & GPM & DRET | N/A | N/A | N/A | N/A | N/A | N/A | N/A
00 Ret.Exist_FBC_SNCR_DSI & GPM & NGC | N/A | N/A | N/A | N/A | N/A | N/A | N/A
00 Ret.Exist_FBC_SNCR_DSI & NGC | N/A | 81.6315 | 68.4636 | N/A | N/A | N/A | N/A
00 Ret.Exist_FBC_WetFGD_DSI & ACI | N/A | N/A | N/A | N/A | N/A | N/A | N/A
00 Ret.Exist_FBC_WetFGD_DSI & ACI & DRET | N/A | N/A | N/A | N/A | N/A | N/A | N/A
00 Ret.Exist_FBC_WetFGD_DSI & ACI & GPM | N/A | N/A | N/A | N/A | N/A | N/A | N/A
00 Ret.Exist_FBC_WetFGD_DSI & ACI & GPM & DRET | N/A | N/A | N/A | N/A | N/A | N/A | N/A
00 Ret.Exist_FBC_WetFGD_DSI & ACI & GPM & NGC | N/A | N/A | N/A | N/A | N/A | N/A | N/A
00 Ret.Exist_FBC_WetFGD_DSI & ACI & GPM & SNCR | N/A | N/A | N/A | N/A | N/A | N/A | N/A
00 Ret.Exist_FBC_WetFGD_DSI & ACI & GPM & SNCR & DRET | N/A | N/A | N/A | N/A | N/A | N/A | N/A
00 Ret.Exist_FBC_WetFGD_DSI & ACI & GPM & SNCR & NGC | N/A | N/A | N/A | N/A | N/A | N/A | N/A
00 Ret.Exist_FBC_WetFGD_DSI & ACI & NGC | N/A | N/A | N/A | N/A | N/A | N/A | N/A
00 Ret.Exist_FBC_WetFGD_DSI & ACI & SNCR | N/A | N/A | N/A | N/A | N/A | N/A | N/A
00 Ret.Exist_FBC_WetFGD_DSI & ACI & SNCR & DRET | N/A | N/A | N/A | N/A | N/A | N/A | N/A
00 Ret.Exist_FBC_WetFGD_DSI & ACI & SNCR & NGC | N/A | N/A | N/A | N/A | N/A | N/A | N/A
00 Ret.Exist_FBC_WetFGD_DSI & DRET | N/A | 83.37 | N/A | N/A | N/A | N/A | N/A
00 Ret.Exist_FBC_WetFGD_DSI & GPM | N/A | N/A | N/A | N/A | N/A | N/A | N/A
00 Ret.Exist_FBC_WetFGD_DSI & GPM & DRET | N/A | N/A | N/A | N/A | N/A | N/A | N/A
00 Ret.Exist_FBC_WetFGD_DSI & GPM & NGC | N/A | N/A | N/A | N/A | N/A | N/A | N/A
00 Ret.Exist_FBC_WetFGD_DSI & GPM & SNCR | N/A | N/A | N/A | N/A | N/A | N/A | N/A
00 Ret.Exist_FBC_WetFGD_DSI & GPM & SNCR & DRET | N/A | N/A | N/A | N/A | N/A | N/A | N/A
00 Ret.Exist_FBC_WetFGD_DSI & GPM & SNCR & NGC | N/A | N/A | N/A | N/A | N/A | N/A | N/A
00 Ret.Exist_FBC_WetFGD_DSI & NGC | N/A | N/A | N/A | N/A | N/A | N/A | N/A
00 Ret.Exist_FBC_WetFGD_DSI & SNCR | N/A | N/A | N/A | N/A | N/A | N/A | N/A
00 Ret.Exist_FBC_WetFGD_DSI & SNCR & DRET | N/A | N/A | N/A | N/A | N/A | N/A | N/A
00 Ret.Exist_FBC_WetFGD_DSI & SNCR & NGC | N/A | N/A | N/A | N/A | N/A | N/A | N/A
00 Ret.Exist_FBC_WetFGD_SNCR & ACI | N/A | N/A | N/A | N/A | N/A | N/A | N/A
00 Ret.Exist_FBC_WetFGD_SNCR & ACI & DRET | N/A | N/A | N/A | N/A | N/A | N/A | N/A
00 Ret.Exist_FBC_WetFGD_SNCR & ACI & NGC | N/A | N/A | N/A | N/A | N/A | N/A | N/A
00 Ret.Exist_FBC_WetFGD_SNCR & DRET | N/A | 32.9441 | N/A | N/A | N/A | N/A | N/A
00 Ret.Exist_FBC_WetFGD_SNCR & GPM | N/A | N/A | N/A | N/A | N/A | N/A | N/A
00 Ret.Exist_FBC_WetFGD_SNCR & GPM & DRET | N/A | N/A | N/A | N/A | N/A | N/A | N/A
00 Ret.Exist_FBC_WetFGD_SNCR & GPM & NGC | N/A | N/A | N/A | N/A | N/A | N/A | N/A
00 Ret.Exist_FBC_WetFGD_SNCR & NGC | N/A | N/A | N/A | N/A | N/A | N/A | N/A
00 Ret.Exist_Non-FBC_ACI & C2G | 1.9446 | 5.3098 | 0 | 0 | 0 | 0 | 0
00 Ret.Exist_Non-FBC_ACI & C2G & SCR | N/A | N/A | N/A | N/A | N/A | N/A | N/A
00 Ret.Exist_Non-FBC_ACI & DCCS | N/A | 79.01 | N/A | N/A | N/A | N/A | N/A
00 Ret.Exist_Non-FBC_ACI & DCCS & WetFGD & SCR & CCS | N/A | N/A | 79.01 | 79.01 | N/A | N/A | N/A
00 Ret.Exist_Non-FBC_ACI & DRET | N/A | 79.0178 | N/A | N/A | N/A | N/A | N/A
00 Ret.Exist_Non-FBC_ACI & DSI | N/A | N/A | N/A | N/A | N/A | N/A | N/A
00 Ret.Exist_Non-FBC_ACI & DSI & C2G | N/A | N/A | N/A | N/A | N/A | N/A | N/A
00 Ret.Exist_Non-FBC_ACI & DSI & C2G & SCR | N/A | N/A | N/A | N/A | N/A | N/A | N/A
00 Ret.Exist_Non-FBC_ACI & DSI & DRET | N/A | N/A | N/A | N/A | N/A | N/A | N/A
00 Ret.Exist_Non-FBC_ACI & DSI & GPM | N/A | N/A | N/A | N/A | N/A | N/A | N/A
00 Ret.Exist_Non-FBC_ACI & DSI & GPM & C2G | N/A | N/A | N/A | N/A | N/A | N/A | N/A
00 Ret.Exist_Non-FBC_ACI & DSI & GPM & C2G & SCR | N/A | N/A | N/A | N/A | N/A | N/A | N/A
00 Ret.Exist_Non-FBC_ACI & DSI & GPM & DRET | N/A | N/A | N/A | N/A | N/A | N/A | N/A
00 Ret.Exist_Non-FBC_ACI & DSI & GPM & NGC | N/A | N/A | N/A | N/A | N/A | N/A | N/A
00 Ret.Exist_Non-FBC_ACI & DSI & GPM & SCR | N/A | N/A | N/A | N/A | N/A | N/A | N/A
00 Ret.Exist_Non-FBC_ACI & DSI & GPM & SCR & DRET | N/A | N/A | N/A | N/A | N/A | N/A | N/A
00 Ret.Exist_Non-FBC_ACI & DSI & GPM & SCR & NGC | N/A | N/A | N/A | N/A | N/A | N/A | N/A
00 Ret.Exist_Non-FBC_ACI & DSI & GPM & SNCR | N/A | N/A | N/A | N/A | N/A | N/A | N/A
00 Ret.Exist_Non-FBC_ACI & DSI & GPM & SNCR & DRET | N/A | N/A | N/A | N/A | N/A | N/A | N/A
00 Ret.Exist_Non-FBC_ACI & DSI & GPM & SNCR & NGC | N/A | N/A | N/A | N/A | N/A | N/A | N/A
00 Ret.Exist_Non-FBC_ACI & DSI & GPM & WetFGD & SCR & CCS | N/A | N/A | N/A | N/A | N/A | N/A | N/A
00 Ret.Exist_Non-FBC_ACI & DSI & NGC | N/A | N/A | N/A | N/A | N/A | N/A | N/A
00 Ret.Exist_Non-FBC_ACI & DSI & SCR | N/A | N/A | N/A | N/A | N/A | N/A | N/A
00 Ret.Exist_Non-FBC_ACI & DSI & SCR & DRET | N/A | N/A | N/A | N/A | N/A | N/A | N/A
00 Ret.Exist_Non-FBC_ACI & DSI & SCR & NGC | N/A | N/A | N/A | N/A | N/A | N/A | N/A
00 Ret.Exist_Non-FBC_ACI & DSI & SNCR | N/A | N/A | N/A | N/A | N/A | N/A | N/A
00 Ret.Exist_Non-FBC_ACI & DSI & SNCR & DRET | N/A | N/A | N/A | N/A | N/A | N/A | N/A
00 Ret.Exist_Non-FBC_ACI & DSI & SNCR & NGC | N/A | N/A | N/A | N/A | N/A | N/A | N/A
00 Ret.Exist_Non-FBC_ACI & DSI & WetFGD & SCR & CCS | N/A | N/A | N/A | N/A | N/A | N/A | N/A
00 Ret.Exist_Non-FBC_ACI & GPM | 77.71 | N/A | N/A | N/A | N/A | N/A | N/A
00 Ret.Exist_Non-FBC_ACI & GPM & C2G | N/A | N/A | N/A | N/A | N/A | N/A | N/A
00 Ret.Exist_Non-FBC_ACI & GPM & C2G & SCR | N/A | N/A | N/A | N/A | N/A | N/A | N/A
00 Ret.Exist_Non-FBC_ACI & GPM & DRET | N/A | N/A | N/A | N/A | N/A | N/A | N/A
00 Ret.Exist_Non-FBC_ACI & GPM & NGC | N/A | N/A | N/A | N/A | N/A | N/A | N/A
00 Ret.Exist_Non-FBC_ACI & GPM & SCR | N/A | N/A | N/A | N/A | N/A | N/A | N/A
00 Ret.Exist_Non-FBC_ACI & GPM & SCR & DRET | N/A | N/A | N/A | N/A | N/A | N/A | N/A
00 Ret.Exist_Non-FBC_ACI & GPM & SCR & NGC | N/A | N/A | N/A | N/A | N/A | N/A | N/A
00 Ret.Exist_Non-FBC_ACI & GPM & SNCR | N/A | N/A | N/A | N/A | N/A | N/A | N/A
00 Ret.Exist_Non-FBC_ACI & GPM & SNCR & DRET | N/A | N/A | N/A | N/A | N/A | N/A | N/A
00 Ret.Exist_Non-FBC_ACI & GPM & SNCR & NGC | N/A | N/A | N/A | N/A | N/A | N/A | N/A
00 Ret.Exist_Non-FBC_ACI & GPM & WetFGD & SCR & CCS | N/A | N/A | N/A | N/A | N/A | N/A | N/A
00 Ret.Exist_Non-FBC_ACI & NGC | N/A | N/A | N/A | N/A | N/A | N/A | N/A
00 Ret.Exist_Non-FBC_ACI & SCR | N/A | N/A | N/A | N/A | N/A | N/A | N/A
00 Ret.Exist_Non-FBC_ACI & SCR & C2G | N/A | N/A | N/A | N/A | N/A | N/A | N/A
00 Ret.Exist_Non-FBC_ACI & SCR & DRET | N/A | N/A | N/A | N/A | N/A | N/A | N/A
00 Ret.Exist_Non-FBC_ACI & SCR & NGC | N/A | N/A | N/A | N/A | N/A | N/A | N/A
00 Ret.Exist_Non-FBC_ACI & SCR & WetFGD & CCS | N/A | N/A | N/A | N/A | N/A | N/A | N/A
00 Ret.Exist_Non-FBC_ACI & SNCR | N/A | N/A | N/A | N/A | N/A | N/A | N/A
00 Ret.Exist_Non-FBC_ACI & SNCR & C2G | N/A | N/A | N/A | N/A | N/A | N/A | N/A
00 Ret.Exist_Non-FBC_ACI & SNCR & DRET | N/A | N/A | N/A | N/A | N/A | N/A | N/A
00 Ret.Exist_Non-FBC_ACI & SNCR & NGC | N/A | N/A | N/A | N/A | N/A | N/A | N/A
00 Ret.Exist_Non-FBC_ACI_DSI & C2G | 0 | 0 | 0 | 0 | 0 | 0 | 0
00 Ret.Exist_Non-FBC_ACI_DSI & C2G & SCR | N/A | N/A | N/A | N/A | N/A | N/A | N/A
00 Ret.Exist_Non-FBC_ACI_DSI & DCCS | N/A | N/A | N/A | N/A | N/A | N/A | N/A
00 Ret.Exist_Non-FBC_ACI_DSI & DCCS & WetFGD & SCR & CCS | N/A | N/A | N/A | N/A | N/A | N/A | N/A
00 Ret.Exist_Non-FBC_ACI_DSI & DRET | N/A | 62.3877 | N/A | N/A | N/A | N/A | N/A
00 Ret.Exist_Non-FBC_ACI_DSI & GPM | N/A | N/A | N/A | N/A | N/A | N/A | N/A
00 Ret.Exist_Non-FBC_ACI_DSI & GPM & C2G | N/A | N/A | N/A | N/A | N/A | N/A | N/A
00 Ret.Exist_Non-FBC_ACI_DSI & GPM & C2G & SCR | N/A | N/A | N/A | N/A | N/A | N/A | N/A
00 Ret.Exist_Non-FBC_ACI_DSI & GPM & DRET | N/A | N/A | N/A | N/A | N/A | N/A | N/A
00 Ret.Exist_Non-FBC_ACI_DSI & GPM & NGC | N/A | N/A | N/A | N/A | N/A | N/A | N/A
00 Ret.Exist_Non-FBC_ACI_DSI & GPM & SCR | N/A | N/A | N/A | N/A | N/A | N/A | N/A
00 Ret.Exist_Non-FBC_ACI_DSI & GPM & SCR & DRET | N/A | N/A | N/A | N/A | N/A | N/A | N/A
00 Ret.Exist_Non-FBC_ACI_DSI & GPM & SCR & NGC | N/A | N/A | N/A | N/A | N/A | N/A | N/A
00 Ret.Exist_Non-FBC_ACI_DSI & GPM & SNCR | N/A | N/A | N/A | N/A | N/A | N/A | N/A
00 Ret.Exist_Non-FBC_ACI_DSI & GPM & SNCR & DRET | N/A | N/A | N/A | N/A | N/A | N/A | N/A
00 Ret.Exist_Non-FBC_ACI_DSI & GPM & SNCR & NGC | N/A | N/A | N/A | N/A | N/A | N/A | N/A
00 Ret.Exist_Non-FBC_ACI_DSI & GPM & WetFGD & SCR & CCS | N/A | N/A | N/A | N/A | N/A | N/A | N/A
00 Ret.Exist_Non-FBC_ACI_DSI & NGC | N/A | N/A | N/A | N/A | N/A | N/A | N/A
00 Ret.Exist_Non-FBC_ACI_DSI & SCR | N/A | N/A | N/A | N/A | N/A | N/A | N/A
00 Ret.Exist_Non-FBC_ACI_DSI & SCR & C2G | N/A | N/A | N/A | N/A | N/A | N/A | N/A
00 Ret.Exist_Non-FBC_ACI_DSI & SCR & DRET | N/A | N/A | N/A | N/A | N/A | N/A | N/A
00 Ret.Exist_Non-FBC_ACI_DSI & SCR & NGC | N/A | N/A | N/A | N/A | N/A | N/A | N/A
00 Ret.Exist_Non-FBC_ACI_DSI & SCR & WetFGD & CCS | N/A | N/A | N/A | N/A | N/A | N/A | N/A
00 Ret.Exist_Non-FBC_ACI_DSI & SNCR | N/A | N/A | N/A | N/A | N/A | N/A | N/A
00 Ret.Exist_Non-FBC_ACI_DSI & SNCR & C2G | N/A | N/A | N/A | N/A | N/A | N/A | N/A
00 Ret.Exist_Non-FBC_ACI_DSI & SNCR & DRET | N/A | N/A | N/A | N/A | N/A | N/A | N/A
00 Ret.Exist_Non-FBC_ACI_DSI & SNCR & NGC | N/A | N/A | N/A | N/A | N/A | N/A | N/A
00 Ret.Exist_Non-FBC_DryFGD & C2G | N/A | N/A | N/A | N/A | N/A | N/A | N/A
00 Ret.Exist_Non-FBC_DryFGD & C2G & SCR | N/A | N/A | N/A | N/A | N/A | N/A | N/A
00 Ret.Exist_Non-FBC_DryFGD & DRET | N/A | N/A | N/A | N/A | N/A | N/A | N/A
00 Ret.Exist_Non-FBC_DryFGD & GPM | N/A | N/A | N/A | N/A | N/A | N/A | N/A
00 Ret.Exist_Non-FBC_DryFGD & GPM & C2G | N/A | N/A | N/A | N/A | N/A | N/A | N/A
00 Ret.Exist_Non-FBC_DryFGD & GPM & C2G & SCR | N/A | N/A | N/A | N/A | N/A | N/A | N/A
00 Ret.Exist_Non-FBC_DryFGD & GPM & DRET | N/A | N/A | N/A | N/A | N/A | N/A | N/A
00 Ret.Exist_Non-FBC_DryFGD & GPM & NGC | N/A | N/A | N/A | N/A | N/A | N/A | N/A
00 Ret.Exist_Non-FBC_DryFGD & GPM & SCR | N/A | N/A | N/A | N/A | N/A | N/A | N/A
00 Ret.Exist_Non-FBC_DryFGD & GPM & SCR & CCS | N/A | N/A | N/A | N/A | N/A | N/A | N/A
00 Ret.Exist_Non-FBC_DryFGD & GPM & SCR & DRET | N/A | N/A | N/A | N/A | N/A | N/A | N/A
00 Ret.Exist_Non-FBC_DryFGD & GPM & SCR & NGC | N/A | N/A | N/A | N/A | N/A | N/A | N/A
00 Ret.Exist_Non-FBC_DryFGD & GPM & SNCR | N/A | N/A | N/A | N/A | N/A | N/A | N/A
00 Ret.Exist_Non-FBC_DryFGD & GPM & SNCR & DRET | N/A | N/A | N/A | N/A | N/A | N/A | N/A
00 Ret.Exist_Non-FBC_DryFGD & GPM & SNCR & NGC | N/A | N/A | N/A | N/A | N/A | N/A | N/A
00 Ret.Exist_Non-FBC_DryFGD & NGC | N/A | N/A | N/A | N/A | N/A | N/A | N/A
00 Ret.Exist_Non-FBC_DryFGD & SCR | N/A | N/A | N/A | N/A | N/A | N/A | N/A
00 Ret.Exist_Non-FBC_DryFGD & SCR & C2G | N/A | N/A | N/A | N/A | N/A | N/A | N/A
00 Ret.Exist_Non-FBC_DryFGD & SCR & CCS | N/A | N/A | N/A | N/A | N/A | N/A | N/A
00 Ret.Exist_Non-FBC_DryFGD & SCR & DRET | N/A | N/A | N/A | N/A | N/A | N/A | N/A
00 Ret.Exist_Non-FBC_DryFGD & SCR & NGC | N/A | N/A | N/A | N/A | N/A | N/A | N/A
00 Ret.Exist_Non-FBC_DryFGD & SNCR | N/A | N/A | N/A | N/A | N/A | N/A | N/A
00 Ret.Exist_Non-FBC_DryFGD & SNCR & C2G | N/A | N/A | N/A | N/A | N/A | N/A | N/A
00 Ret.Exist_Non-FBC_DryFGD & SNCR & DRET | N/A | N/A | N/A | N/A | N/A | N/A | N/A
00 Ret.Exist_Non-FBC_DryFGD & SNCR & NGC | N/A | N/A | N/A | N/A | N/A | N/A | N/A
00 Ret.Exist_Non-FBC_DryFGD_ACI & C2G | N/A | 0 | 0 | 0 | 0 | 0 | 0
00 Ret.Exist_Non-FBC_DryFGD_ACI & C2G & SCR | N/A | N/A | N/A | N/A | N/A | N/A | N/A
00 Ret.Exist_Non-FBC_DryFGD_ACI & DCCS | N/A | 58.3009 | 0 | 0 | 0 | 0 | 0
00 Ret.Exist_Non-FBC_DryFGD_ACI & DCCS & SCR & CCS | N/A | N/A | 80.4507 | 80.6154 | 77.01 | 77.01 | 77.01
00 Ret.Exist_Non-FBC_DryFGD_ACI & DRET | N/A | 64.9352 | N/A | N/A | N/A | N/A | N/A
00 Ret.Exist_Non-FBC_DryFGD_ACI & GPM | N/A | N/A | N/A | N/A | N/A | N/A | N/A
00 Ret.Exist_Non-FBC_DryFGD_ACI & GPM & C2G | N/A | N/A | N/A | N/A | N/A | N/A | N/A
00 Ret.Exist_Non-FBC_DryFGD_ACI & GPM & C2G & SCR | N/A | N/A | N/A | N/A | N/A | N/A | N/A
00 Ret.Exist_Non-FBC_DryFGD_ACI & GPM & DRET | N/A | N/A | N/A | N/A | N/A | N/A | N/A
00 Ret.Exist_Non-FBC_DryFGD_ACI & GPM & NGC | N/A | N/A | N/A | N/A | N/A | N/A | N/A
00 Ret.Exist_Non-FBC_DryFGD_ACI & GPM & SCR | N/A | N/A | N/A | N/A | N/A | N/A | N/A
00 Ret.Exist_Non-FBC_DryFGD_ACI & GPM & SCR & CCS | N/A | N/A | N/A | N/A | N/A | N/A | N/A
00 Ret.Exist_Non-FBC_DryFGD_ACI & GPM & SCR & DRET | N/A | N/A | N/A | N/A | N/A | N/A | N/A
00 Ret.Exist_Non-FBC_DryFGD_ACI & GPM & SCR & NGC | N/A | N/A | N/A | N/A | N/A | N/A | N/A
00 Ret.Exist_Non-FBC_DryFGD_ACI & GPM & SNCR | N/A | N/A | N/A | N/A | N/A | N/A | N/A
00 Ret.Exist_Non-FBC_DryFGD_ACI & GPM & SNCR & DRET | N/A | N/A | N/A | N/A | N/A | N/A | N/A
00 Ret.Exist_Non-FBC_DryFGD_ACI & GPM & SNCR & NGC | N/A | N/A | N/A | N/A | N/A | N/A | N/A
00 Ret.Exist_Non-FBC_DryFGD_ACI & NGC | N/A | 11.1336 | 71.2994 | N/A | N/A | N/A | N/A
00 Ret.Exist_Non-FBC_DryFGD_ACI & SCR | N/A | 10 | N/A | N/A | N/A | N/A | N/A
00 Ret.Exist_Non-FBC_DryFGD_ACI & SCR & C2G | N/A | N/A | N/A | N/A | N/A | N/A | N/A
00 Ret.Exist_Non-FBC_DryFGD_ACI & SCR & CCS | N/A | N/A | 77.71 | 77.71 | N/A | N/A | N/A
00 Ret.Exist_Non-FBC_DryFGD_ACI & SCR & DRET | N/A | N/A | N/A | N/A | N/A | N/A | N/A
00 Ret.Exist_Non-FBC_DryFGD_ACI & SCR & NGC | N/A | N/A | N/A | N/A | N/A | N/A | N/A
00 Ret.Exist_Non-FBC_DryFGD_ACI & SNCR | N/A | N/A | N/A | N/A | N/A | N/A | N/A
00 Ret.Exist_Non-FBC_DryFGD_ACI & SNCR & C2G | N/A | N/A | N/A | N/A | N/A | N/A | N/A
00 Ret.Exist_Non-FBC_DryFGD_ACI & SNCR & DRET | N/A | N/A | N/A | N/A | N/A | N/A | N/A
00 Ret.Exist_Non-FBC_DryFGD_ACI & SNCR & NGC | N/A | N/A | N/A | N/A | N/A | N/A | N/A
00 Ret.Exist_Non-FBC_DryFGD_SCR & ACI | N/A | N/A | N/A | N/A | N/A | N/A | N/A
00 Ret.Exist_Non-FBC_DryFGD_SCR & ACI & C2G | N/A | N/A | N/A | N/A | N/A | N/A | N/A
00 Ret.Exist_Non-FBC_DryFGD_SCR & ACI & CCS | N/A | N/A | N/A | N/A | N/A | N/A | N/A
00 Ret.Exist_Non-FBC_DryFGD_SCR & ACI & DRET | N/A | N/A | N/A | N/A | N/A | N/A | N/A
00 Ret.Exist_Non-FBC_DryFGD_SCR & ACI & GPM | N/A | N/A | N/A | N/A | N/A | N/A | N/A
00 Ret.Exist_Non-FBC_DryFGD_SCR & ACI & GPM & C2G | N/A | N/A | N/A | N/A | N/A | N/A | N/A
00 Ret.Exist_Non-FBC_DryFGD_SCR & ACI & GPM & CCS | N/A | N/A | N/A | N/A | N/A | N/A | N/A
00 Ret.Exist_Non-FBC_DryFGD_SCR & ACI & GPM & DRET | N/A | N/A | N/A | N/A | N/A | N/A | N/A
00 Ret.Exist_Non-FBC_DryFGD_SCR & ACI & GPM & NGC | N/A | N/A | N/A | N/A | N/A | N/A | N/A
00 Ret.Exist_Non-FBC_DryFGD_SCR & ACI & NGC | N/A | N/A | N/A | N/A | N/A | N/A | N/A
00 Ret.Exist_Non-FBC_DryFGD_SCR & C2G | N/A | N/A | N/A | N/A | N/A | N/A | N/A
00 Ret.Exist_Non-FBC_DryFGD_SCR & CCS | N/A | N/A | N/A | N/A | N/A | N/A | N/A
00 Ret.Exist_Non-FBC_DryFGD_SCR & DRET | N/A | N/A | N/A | N/A | N/A | N/A | N/A
00 Ret.Exist_Non-FBC_DryFGD_SCR & GPM | N/A | N/A | N/A | N/A | N/A | N/A | N/A
00 Ret.Exist_Non-FBC_DryFGD_SCR & GPM & C2G | N/A | N/A | N/A | N/A | N/A | N/A | N/A
00 Ret.Exist_Non-FBC_DryFGD_SCR & GPM & CCS | N/A | N/A | N/A | N/A | N/A | N/A | N/A
00 Ret.Exist_Non-FBC_DryFGD_SCR & GPM & DRET | N/A | N/A | N/A | N/A | N/A | N/A | N/A
00 Ret.Exist_Non-FBC_DryFGD_SCR & GPM & NGC | N/A | N/A | N/A | N/A | N/A | N/A | N/A
00 Ret.Exist_Non-FBC_DryFGD_SCR & NGC | N/A | N/A | N/A | N/A | N/A | N/A | N/A
00 Ret.Exist_Non-FBC_DryFGD_SCR_ACI & C2G | 2 | 3.3576 | 0.98432 | 0.98432 | 0.98432 | 0.98432 | 0.98432
00 Ret.Exist_Non-FBC_DryFGD_SCR_ACI & CCS | N/A | 77.01 | 77.0664 | 77.0664 | 77.0664 | 77.0664 | 77.0664
00 Ret.Exist_Non-FBC_DryFGD_SCR_ACI & DCCS | N/A | 51.3651 | 0 | 0 | 0 | 0 | 0
00 Ret.Exist_Non-FBC_DryFGD_SCR_ACI & DCCS & CCS | N/A | N/A | 78.3255 | 78.3255 | N/A | N/A | N/A
00 Ret.Exist_Non-FBC_DryFGD_SCR_ACI & DRET | N/A | 44.8792 | N/A | N/A | N/A | N/A | N/A
00 Ret.Exist_Non-FBC_DryFGD_SCR_ACI & GPM | N/A | N/A | N/A | N/A | N/A | N/A | N/A
00 Ret.Exist_Non-FBC_DryFGD_SCR_ACI & GPM & C2G | N/A | N/A | N/A | N/A | N/A | N/A | N/A
00 Ret.Exist_Non-FBC_DryFGD_SCR_ACI & GPM & CCS | N/A | N/A | N/A | N/A | N/A | N/A | N/A
00 Ret.Exist_Non-FBC_DryFGD_SCR_ACI & GPM & DRET | N/A | N/A | N/A | N/A | N/A | N/A | N/A
00 Ret.Exist_Non-FBC_DryFGD_SCR_ACI & GPM & NGC | N/A | N/A | N/A | N/A | N/A | N/A | N/A
00 Ret.Exist_Non-FBC_DryFGD_SCR_ACI & NGC | N/A | 78.85 | 66.1899 | N/A | N/A | N/A | N/A
00 Ret.Exist_Non-FBC_DryFGD_SCR_ACI_DSI & C2G | N/A | 2 | 2 | 2 | 2 | 2 | 2
00 Ret.Exist_Non-FBC_DryFGD_SCR_ACI_DSI & CCS | N/A | N/A | N/A | N/A | N/A | N/A | N/A
00 Ret.Exist_Non-FBC_DryFGD_SCR_ACI_DSI & DCCS | N/A | 74.8427 | N/A | N/A | N/A | N/A | N/A
00 Ret.Exist_Non-FBC_DryFGD_SCR_ACI_DSI & DCCS & CCS | N/A | N/A | 78.9931 | 78.9931 | N/A | N/A | N/A
00 Ret.Exist_Non-FBC_DryFGD_SCR_ACI_DSI & DRET | N/A | 74.8413 | N/A | N/A | N/A | N/A | N/A
00 Ret.Exist_Non-FBC_DryFGD_SCR_ACI_DSI & GPM | N/A | N/A | N/A | N/A | N/A | N/A | N/A
00 Ret.Exist_Non-FBC_DryFGD_SCR_ACI_DSI & GPM & C2G | N/A | N/A | N/A | N/A | N/A | N/A | N/A
00 Ret.Exist_Non-FBC_DryFGD_SCR_ACI_DSI & GPM & CCS | N/A | N/A | N/A | N/A | N/A | N/A | N/A
00 Ret.Exist_Non-FBC_DryFGD_SCR_ACI_DSI & GPM & DRET | N/A | N/A | N/A | N/A | N/A | N/A | N/A
00 Ret.Exist_Non-FBC_DryFGD_SCR_ACI_DSI & GPM & NGC | N/A | N/A | N/A | N/A | N/A | N/A | N/A
00 Ret.Exist_Non-FBC_DryFGD_SCR_ACI_DSI & NGC | N/A | N/A | N/A | N/A | N/A | N/A | N/A
00 Ret.Exist_Non-FBC_DryFGD_SCR_DSI & ACI | N/A | N/A | N/A | N/A | N/A | N/A | N/A
00 Ret.Exist_Non-FBC_DryFGD_SCR_DSI & ACI & C2G | N/A | N/A | N/A | N/A | N/A | N/A | N/A
00 Ret.Exist_Non-FBC_DryFGD_SCR_DSI & ACI & CCS | N/A | N/A | N/A | N/A | N/A | N/A | N/A
00 Ret.Exist_Non-FBC_DryFGD_SCR_DSI & ACI & DRET | N/A | N/A | N/A | N/A | N/A | N/A | N/A
00 Ret.Exist_Non-FBC_DryFGD_SCR_DSI & ACI & GPM | N/A | N/A | N/A | N/A | N/A | N/A | N/A
00 Ret.Exist_Non-FBC_DryFGD_SCR_DSI & ACI & GPM & C2G | N/A | N/A | N/A | N/A | N/A | N/A | N/A
00 Ret.Exist_Non-FBC_DryFGD_SCR_DSI & ACI & GPM & CCS | N/A | N/A | N/A | N/A | N/A | N/A | N/A
00 Ret.Exist_Non-FBC_DryFGD_SCR_DSI & ACI & GPM & DRET | N/A | N/A | N/A | N/A | N/A | N/A | N/A
00 Ret.Exist_Non-FBC_DryFGD_SCR_DSI & ACI & GPM & NGC | N/A | N/A | N/A | N/A | N/A | N/A | N/A
00 Ret.Exist_Non-FBC_DryFGD_SCR_DSI & ACI & NGC | N/A | N/A | N/A | N/A | N/A | N/A | N/A
00 Ret.Exist_Non-FBC_DryFGD_SCR_DSI & C2G | N/A | N/A | N/A | N/A | N/A | N/A | N/A
00 Ret.Exist_Non-FBC_DryFGD_SCR_DSI & CCS | N/A | N/A | N/A | N/A | N/A | N/A | N/A
00 Ret.Exist_Non-FBC_DryFGD_SCR_DSI & DRET | N/A | 48.9741 | N/A | N/A | N/A | N/A | N/A
00 Ret.Exist_Non-FBC_DryFGD_SCR_DSI & GPM | N/A | N/A | N/A | N/A | N/A | N/A | N/A
00 Ret.Exist_Non-FBC_DryFGD_SCR_DSI & GPM & C2G | N/A | N/A | N/A | N/A | N/A | N/A | N/A
00 Ret.Exist_Non-FBC_DryFGD_SCR_DSI & GPM & CCS | N/A | N/A | N/A | N/A | N/A | N/A | N/A
00 Ret.Exist_Non-FBC_DryFGD_SCR_DSI & GPM & DRET | N/A | N/A | N/A | N/A | N/A | N/A | N/A
00 Ret.Exist_Non-FBC_DryFGD_SCR_DSI & GPM & NGC | N/A | N/A | N/A | N/A | N/A | N/A | N/A
00 Ret.Exist_Non-FBC_DryFGD_SCR_DSI & NGC | N/A | N/A | N/A | N/A | N/A | N/A | N/A
00 Ret.Exist_Non-FBC_DryFGD_SNCR_ACI & C2G | N/A | N/A | N/A | N/A | N/A | N/A | N/A
00 Ret.Exist_Non-FBC_DryFGD_SNCR_ACI & C2G & SCR | N/A | N/A | N/A | N/A | N/A | N/A | N/A
00 Ret.Exist_Non-FBC_DryFGD_SNCR_ACI & DCCS | 77.71 | 77.71 | N/A | N/A | N/A | N/A | N/A
00 Ret.Exist_Non-FBC_DryFGD_SNCR_ACI & DCCS & SCR & CCS | N/A | N/A | 77.71 | 77.71 | 65.277 | 77.71 | 77.71
00 Ret.Exist_Non-FBC_DryFGD_SNCR_ACI & DRET | N/A | 78.4378 | N/A | N/A | N/A | N/A | N/A
00 Ret.Exist_Non-FBC_DryFGD_SNCR_ACI & GPM | N/A | N/A | N/A | N/A | N/A | N/A | N/A
00 Ret.Exist_Non-FBC_DryFGD_SNCR_ACI & GPM & C2G | N/A | N/A | N/A | N/A | N/A | N/A | N/A
00 Ret.Exist_Non-FBC_DryFGD_SNCR_ACI & GPM & C2G & SCR | N/A | N/A | N/A | N/A | N/A | N/A | N/A
00 Ret.Exist_Non-FBC_DryFGD_SNCR_ACI & GPM & DRET | N/A | N/A | N/A | N/A | N/A | N/A | N/A
00 Ret.Exist_Non-FBC_DryFGD_SNCR_ACI & GPM & NGC | N/A | N/A | N/A | N/A | N/A | N/A | N/A
00 Ret.Exist_Non-FBC_DryFGD_SNCR_ACI & GPM & SCR | N/A | N/A | N/A | N/A | N/A | N/A | N/A
00 Ret.Exist_Non-FBC_DryFGD_SNCR_ACI & GPM & SCR & CCS | N/A | N/A | N/A | N/A | N/A | N/A | N/A
00 Ret.Exist_Non-FBC_DryFGD_SNCR_ACI & GPM & SCR & DRET | N/A | N/A | N/A | N/A | N/A | N/A | N/A
00 Ret.Exist_Non-FBC_DryFGD_SNCR_ACI & GPM & SCR & NGC | N/A | N/A | N/A | N/A | N/A | N/A | N/A
00 Ret.Exist_Non-FBC_DryFGD_SNCR_ACI & NGC | N/A | N/A | N/A | N/A | N/A | N/A | N/A
00 Ret.Exist_Non-FBC_DryFGD_SNCR_ACI & SCR | N/A | N/A | N/A | N/A | N/A | N/A | N/A
00 Ret.Exist_Non-FBC_DryFGD_SNCR_ACI & SCR & C2G | N/A | N/A | N/A | N/A | N/A | N/A | N/A
00 Ret.Exist_Non-FBC_DryFGD_SNCR_ACI & SCR & CCS | N/A | N/A | N/A | N/A | N/A | N/A | N/A
00 Ret.Exist_Non-FBC_DryFGD_SNCR_ACI & SCR & DRET | N/A | N/A | N/A | N/A | N/A | N/A | N/A
00 Ret.Exist_Non-FBC_DryFGD_SNCR_ACI & SCR & NGC | N/A | N/A | N/A | N/A | N/A | N/A | N/A
00 Ret.Exist_Non-FBC_DryFGD_SNCR_ACI_DSI & C2G | N/A | N/A | N/A | N/A | N/A | N/A | N/A
00 Ret.Exist_Non-FBC_DryFGD_SNCR_ACI_DSI & C2G & SCR | N/A | N/A | N/A | N/A | N/A | N/A | N/A
00 Ret.Exist_Non-FBC_DryFGD_SNCR_ACI_DSI & DRET | N/A | 0 | N/A | N/A | N/A | N/A | N/A
00 Ret.Exist_Non-FBC_DryFGD_SNCR_ACI_DSI & GPM | N/A | N/A | N/A | N/A | N/A | N/A | N/A
00 Ret.Exist_Non-FBC_DryFGD_SNCR_ACI_DSI & GPM & C2G | N/A | N/A | N/A | N/A | N/A | N/A | N/A
00 Ret.Exist_Non-FBC_DryFGD_SNCR_ACI_DSI & GPM & C2G & SCR | N/A | N/A | N/A | N/A | N/A | N/A | N/A
00 Ret.Exist_Non-FBC_DryFGD_SNCR_ACI_DSI & GPM & DRET | N/A | N/A | N/A | N/A | N/A | N/A | N/A
00 Ret.Exist_Non-FBC_DryFGD_SNCR_ACI_DSI & GPM & NGC | N/A | N/A | N/A | N/A | N/A | N/A | N/A
00 Ret.Exist_Non-FBC_DryFGD_SNCR_ACI_DSI & GPM & SCR | N/A | N/A | N/A | N/A | N/A | N/A | N/A
00 Ret.Exist_Non-FBC_DryFGD_SNCR_ACI_DSI & GPM & SCR & CCS | N/A | N/A | N/A | N/A | N/A | N/A | N/A
00 Ret.Exist_Non-FBC_DryFGD_SNCR_ACI_DSI & GPM & SCR & DRET | N/A | N/A | N/A | N/A | N/A | N/A | N/A
00 Ret.Exist_Non-FBC_DryFGD_SNCR_ACI_DSI & GPM & SCR & NGC | N/A | N/A | N/A | N/A | N/A | N/A | N/A
00 Ret.Exist_Non-FBC_DryFGD_SNCR_ACI_DSI & NGC | N/A | N/A | N/A | N/A | N/A | N/A | N/A
00 Ret.Exist_Non-FBC_DryFGD_SNCR_ACI_DSI & SCR | N/A | N/A | N/A | N/A | N/A | N/A | N/A
00 Ret.Exist_Non-FBC_DryFGD_SNCR_ACI_DSI & SCR & C2G | N/A | N/A | N/A | N/A | N/A | N/A | N/A
00 Ret.Exist_Non-FBC_DryFGD_SNCR_ACI_DSI & SCR & CCS | N/A | N/A | N/A | N/A | N/A | N/A | N/A
00 Ret.Exist_Non-FBC_DryFGD_SNCR_ACI_DSI & SCR & DRET | N/A | N/A | N/A | N/A | N/A | N/A | N/A
00 Ret.Exist_Non-FBC_DryFGD_SNCR_ACI_DSI & SCR & NGC | N/A | N/A | N/A | N/A | N/A | N/A | N/A
00 Ret.Exist_Non-FBC_DSI & ACI | N/A | N/A | N/A | N/A | N/A | N/A | N/A
00 Ret.Exist_Non-FBC_DSI & ACI & C2G | N/A | N/A | N/A | N/A | N/A | N/A | N/A
00 Ret.Exist_Non-FBC_DSI & ACI & C2G & SCR | N/A | N/A | N/A | N/A | N/A | N/A | N/A
00 Ret.Exist_Non-FBC_DSI & ACI & DRET | N/A | N/A | N/A | N/A | N/A | N/A | N/A
00 Ret.Exist_Non-FBC_DSI & ACI & GPM | N/A | N/A | N/A | N/A | N/A | N/A | N/A
00 Ret.Exist_Non-FBC_DSI & ACI & GPM & C2G | N/A | N/A | N/A | N/A | N/A | N/A | N/A
00 Ret.Exist_Non-FBC_DSI & ACI & GPM & C2G & SCR | N/A | N/A | N/A | N/A | N/A | N/A | N/A
00 Ret.Exist_Non-FBC_DSI & ACI & GPM & DRET | N/A | N/A | N/A | N/A | N/A | N/A | N/A
00 Ret.Exist_Non-FBC_DSI & ACI & GPM & NGC | N/A | N/A | N/A | N/A | N/A | N/A | N/A
00 Ret.Exist_Non-FBC_DSI & ACI & GPM & SCR | N/A | N/A | N/A | N/A | N/A | N/A | N/A
00 Ret.Exist_Non-FBC_DSI & ACI & GPM & SCR & DRET | N/A | N/A | N/A | N/A | N/A | N/A | N/A
00 Ret.Exist_Non-FBC_DSI & ACI & GPM & SCR & NGC | N/A | N/A | N/A | N/A | N/A | N/A | N/A
00 Ret.Exist_Non-FBC_DSI & ACI & GPM & SNCR | N/A | N/A | N/A | N/A | N/A | N/A | N/A
00 Ret.Exist_Non-FBC_DSI & ACI & GPM & SNCR & DRET | N/A | N/A | N/A | N/A | N/A | N/A | N/A
00 Ret.Exist_Non-FBC_DSI & ACI & GPM & SNCR & NGC | N/A | N/A | N/A | N/A | N/A | N/A | N/A
00 Ret.Exist_Non-FBC_DSI & ACI & GPM & WetFGD & SCR & CCS | N/A | N/A | N/A | N/A | N/A | N/A | N/A
00 Ret.Exist_Non-FBC_DSI & ACI & NGC | N/A | N/A | N/A | N/A | N/A | N/A | N/A
00 Ret.Exist_Non-FBC_DSI & ACI & SCR | N/A | N/A | N/A | N/A | N/A | N/A | N/A
00 Ret.Exist_Non-FBC_DSI & ACI & SCR & DRET | N/A | N/A | N/A | N/A | N/A | N/A | N/A
00 Ret.Exist_Non-FBC_DSI & ACI & SCR & NGC | N/A | N/A | N/A | N/A | N/A | N/A | N/A
00 Ret.Exist_Non-FBC_DSI & ACI & SNCR | N/A | N/A | N/A | N/A | N/A | N/A | N/A
00 Ret.Exist_Non-FBC_DSI & ACI & SNCR & DRET | N/A | N/A | N/A | N/A | N/A | N/A | N/A
00 Ret.Exist_Non-FBC_DSI & ACI & SNCR & NGC | N/A | N/A | N/A | N/A | N/A | N/A | N/A
00 Ret.Exist_Non-FBC_DSI & ACI & WetFGD & SCR & CCS | N/A | N/A | N/A | N/A | N/A | N/A | N/A
00 Ret.Exist_Non-FBC_DSI & C2G | N/A | N/A | N/A | N/A | N/A | N/A | N/A
00 Ret.Exist_Non-FBC_DSI & C2G & SCR | N/A | N/A | N/A | N/A | N/A | N/A | N/A
00 Ret.Exist_Non-FBC_DSI & DRET | N/A | N/A | N/A | N/A | N/A | N/A | N/A
00 Ret.Exist_Non-FBC_DSI & GPM | N/A | N/A | N/A | N/A | N/A | N/A | N/A
00 Ret.Exist_Non-FBC_DSI & GPM & C2G | N/A | N/A | N/A | N/A | N/A | N/A | N/A
00 Ret.Exist_Non-FBC_DSI & GPM & C2G & SCR | N/A | N/A | N/A | N/A | N/A | N/A | N/A
00 Ret.Exist_Non-FBC_DSI & GPM & DRET | N/A | N/A | N/A | N/A | N/A | N/A | N/A
00 Ret.Exist_Non-FBC_DSI & GPM & NGC | N/A | N/A | N/A | N/A | N/A | N/A | N/A
00 Ret.Exist_Non-FBC_DSI & GPM & SCR | N/A | N/A | N/A | N/A | N/A | N/A | N/A
00 Ret.Exist_Non-FBC_DSI & GPM & SCR & DRET | N/A | N/A | N/A | N/A | N/A | N/A | N/A
00 Ret.Exist_Non-FBC_DSI & GPM & SCR & NGC | N/A | N/A | N/A | N/A | N/A | N/A | N/A
00 Ret.Exist_Non-FBC_DSI & GPM & SNCR | N/A | N/A | N/A | N/A | N/A | N/A | N/A
00 Ret.Exist_Non-FBC_DSI & GPM & SNCR & DRET | N/A | N/A | N/A | N/A | N/A | N/A | N/A
00 Ret.Exist_Non-FBC_DSI & GPM & SNCR & NGC | N/A | N/A | N/A | N/A | N/A | N/A | N/A
00 Ret.Exist_Non-FBC_DSI & GPM & WetFGD & SCR & CCS | N/A | N/A | N/A | N/A | N/A | N/A | N/A
00 Ret.Exist_Non-FBC_DSI & NGC | N/A | N/A | N/A | N/A | N/A | N/A | N/A
00 Ret.Exist_Non-FBC_DSI & SCR | N/A | N/A | N/A | N/A | N/A | N/A | N/A
00 Ret.Exist_Non-FBC_DSI & SCR & C2G | N/A | N/A | N/A | N/A | N/A | N/A | N/A
00 Ret.Exist_Non-FBC_DSI & SCR & DRET | N/A | N/A | N/A | N/A | N/A | N/A | N/A
00 Ret.Exist_Non-FBC_DSI & SCR & NGC | N/A | N/A | N/A | N/A | N/A | N/A | N/A
00 Ret.Exist_Non-FBC_DSI & SCR & WetFGD & CCS | N/A | N/A | N/A | N/A | N/A | N/A | N/A
00 Ret.Exist_Non-FBC_DSI & SNCR | N/A | N/A | N/A | N/A | N/A | N/A | N/A
00 Ret.Exist_Non-FBC_DSI & SNCR & C2G | N/A | N/A | N/A | N/A | N/A | N/A | N/A
00 Ret.Exist_Non-FBC_DSI & SNCR & DRET | N/A | N/A | N/A | N/A | N/A | N/A | N/A
00 Ret.Exist_Non-FBC_DSI & SNCR & NGC | N/A | N/A | N/A | N/A | N/A | N/A | N/A
00 Ret.Exist_Non-FBC_NoCtrl & ACI | N/A | N/A | N/A | N/A | N/A | N/A | N/A
00 Ret.Exist_Non-FBC_NoCtrl & ACI & C2G | N/A | N/A | N/A | N/A | N/A | N/A | N/A
00 Ret.Exist_Non-FBC_NoCtrl & ACI & C2G & SCR | N/A | N/A | N/A | N/A | N/A | N/A | N/A
00 Ret.Exist_Non-FBC_NoCtrl & ACI & DRET | N/A | N/A | N/A | N/A | N/A | N/A | N/A
00 Ret.Exist_Non-FBC_NoCtrl & ACI & DSI | N/A | N/A | N/A | N/A | N/A | N/A | N/A
00 Ret.Exist_Non-FBC_NoCtrl & ACI & DSI & C2G | N/A | N/A | N/A | N/A | N/A | N/A | N/A
00 Ret.Exist_Non-FBC_NoCtrl & ACI & DSI & C2G & SCR | N/A | N/A | N/A | N/A | N/A | N/A | N/A
00 Ret.Exist_Non-FBC_NoCtrl & ACI & DSI & DRET | N/A | N/A | N/A | N/A | N/A | N/A | N/A
00 Ret.Exist_Non-FBC_NoCtrl & ACI & DSI & GPM | N/A | N/A | N/A | N/A | N/A | N/A | N/A
00 Ret.Exist_Non-FBC_NoCtrl & ACI & DSI & GPM & C2G | N/A | N/A | N/A | N/A | N/A | N/A | N/A
00 Ret.Exist_Non-FBC_NoCtrl & ACI & DSI & GPM & C2G & SCR | N/A | N/A | N/A | N/A | N/A | N/A | N/A
00 Ret.Exist_Non-FBC_NoCtrl & ACI & DSI & GPM & DRET | N/A | N/A | N/A | N/A | N/A | N/A | N/A
00 Ret.Exist_Non-FBC_NoCtrl & ACI & DSI & GPM & NGC | N/A | N/A | N/A | N/A | N/A | N/A | N/A
00 Ret.Exist_Non-FBC_NoCtrl & ACI & DSI & GPM & SCR | N/A | N/A | N/A | N/A | N/A | N/A | N/A
00 Ret.Exist_Non-FBC_NoCtrl & ACI & DSI & GPM & SCR & DRET | N/A | N/A | N/A | N/A | N/A | N/A | N/A
00 Ret.Exist_Non-FBC_NoCtrl & ACI & DSI & GPM & SCR & NGC | N/A | N/A | N/A | N/A | N/A | N/A | N/A
00 Ret.Exist_Non-FBC_NoCtrl & ACI & DSI & GPM & SNCR | N/A | N/A | N/A | N/A | N/A | N/A | N/A
00 Ret.Exist_Non-FBC_NoCtrl & ACI & DSI & GPM & SNCR & DRET | N/A | N/A | N/A | N/A | N/A | N/A | N/A
00 Ret.Exist_Non-FBC_NoCtrl & ACI & DSI & GPM & SNCR & NGC | N/A | N/A | N/A | N/A | N/A | N/A | N/A
00 Ret.Exist_Non-FBC_NoCtrl & ACI & DSI & GPM & WetFGD & SCR & CCS | N/A | N/A | N/A | N/A | N/A | N/A | N/A
00 Ret.Exist_Non-FBC_NoCtrl & ACI & DSI & NGC | N/A | N/A | N/A | N/A | N/A | N/A | N/A
00 Ret.Exist_Non-FBC_NoCtrl & ACI & DSI & SCR | N/A | N/A | N/A | N/A | N/A | N/A | N/A
00 Ret.Exist_Non-FBC_NoCtrl & ACI & DSI & SCR & DRET | N/A | N/A | N/A | N/A | N/A | N/A | N/A
00 Ret.Exist_Non-FBC_NoCtrl & ACI & DSI & SCR & NGC | N/A | N/A | N/A | N/A | N/A | N/A | N/A
00 Ret.Exist_Non-FBC_NoCtrl & ACI & DSI & SNCR | N/A | N/A | N/A | N/A | N/A | N/A | N/A
00 Ret.Exist_Non-FBC_NoCtrl & ACI & DSI & SNCR & DRET | N/A | N/A | N/A | N/A | N/A | N/A | N/A
00 Ret.Exist_Non-FBC_NoCtrl & ACI & DSI & SNCR & NGC | N/A | N/A | N/A | N/A | N/A | N/A | N/A
00 Ret.Exist_Non-FBC_NoCtrl & ACI & DSI & WetFGD & SCR & CCS | N/A | N/A | N/A | N/A | N/A | N/A | N/A
00 Ret.Exist_Non-FBC_NoCtrl & ACI & GPM | N/A | N/A | N/A | N/A | N/A | N/A | N/A
00 Ret.Exist_Non-FBC_NoCtrl & ACI & GPM & C2G | N/A | N/A | N/A | N/A | N/A | N/A | N/A
00 Ret.Exist_Non-FBC_NoCtrl & ACI & GPM & C2G & SCR | N/A | N/A | N/A | N/A | N/A | N/A | N/A
00 Ret.Exist_Non-FBC_NoCtrl & ACI & GPM & DRET | N/A | N/A | N/A | N/A | N/A | N/A | N/A
00 Ret.Exist_Non-FBC_NoCtrl & ACI & GPM & NGC | N/A | N/A | N/A | N/A | N/A | N/A | N/A
00 Ret.Exist_Non-FBC_NoCtrl & ACI & GPM & SCR | N/A | N/A | N/A | N/A | N/A | N/A | N/A
00 Ret.Exist_Non-FBC_NoCtrl & ACI & GPM & SCR & DRET | N/A | N/A | N/A | N/A | N/A | N/A | N/A
00 Ret.Exist_Non-FBC_NoCtrl & ACI & GPM & SCR & NGC | N/A | N/A | N/A | N/A | N/A | N/A | N/A
00 Ret.Exist_Non-FBC_NoCtrl & ACI & GPM & SNCR | N/A | N/A | N/A | N/A | N/A | N/A | N/A
00 Ret.Exist_Non-FBC_NoCtrl & ACI & GPM & SNCR & DRET | N/A | N/A | N/A | N/A | N/A | N/A | N/A
00 Ret.Exist_Non-FBC_NoCtrl & ACI & GPM & SNCR & NGC | N/A | N/A | N/A | N/A | N/A | N/A | N/A
00 Ret.Exist_Non-FBC_NoCtrl & ACI & GPM & WetFGD & SCR & CCS | N/A | N/A | N/A | N/A | N/A | N/A | N/A
00 Ret.Exist_Non-FBC_NoCtrl & ACI & NGC | N/A | N/A | N/A | N/A | N/A | N/A | N/A
00 Ret.Exist_Non-FBC_NoCtrl & ACI & SCR | N/A | N/A | N/A | N/A | N/A | N/A | N/A
00 Ret.Exist_Non-FBC_NoCtrl & ACI & SCR & DRET | N/A | N/A | N/A | N/A | N/A | N/A | N/A
00 Ret.Exist_Non-FBC_NoCtrl & ACI & SCR & NGC | N/A | N/A | N/A | N/A | N/A | N/A | N/A
00 Ret.Exist_Non-FBC_NoCtrl & ACI & SNCR | N/A | N/A | N/A | N/A | N/A | N/A | N/A
00 Ret.Exist_Non-FBC_NoCtrl & ACI & SNCR & DRET | N/A | N/A | N/A | N/A | N/A | N/A | N/A
00 Ret.Exist_Non-FBC_NoCtrl & ACI & SNCR & NGC | N/A | N/A | N/A | N/A | N/A | N/A | N/A
00 Ret.Exist_Non-FBC_NoCtrl & ACI & WetFGD & SCR & CCS | N/A | N/A | N/A | N/A | N/A | N/A | N/A
00 Ret.Exist_Non-FBC_NoCtrl & C2G | N/A | N/A | N/A | N/A | N/A | N/A | N/A
00 Ret.Exist_Non-FBC_NoCtrl & C2G & SCR | N/A | N/A | N/A | N/A | N/A | N/A | N/A
00 Ret.Exist_Non-FBC_NoCtrl & DCCS | N/A | N/A | N/A | N/A | N/A | N/A | N/A
00 Ret.Exist_Non-FBC_NoCtrl & DCCS & WetFGD & SCR & CCS | N/A | N/A | N/A | N/A | N/A | N/A | N/A
00 Ret.Exist_Non-FBC_NoCtrl & DRET | N/A | 74.5046 | N/A | N/A | N/A | N/A | N/A
00 Ret.Exist_Non-FBC_NoCtrl & DSI | N/A | N/A | N/A | N/A | N/A | N/A | N/A
00 Ret.Exist_Non-FBC_NoCtrl & DSI & C2G | N/A | N/A | N/A | N/A | N/A | N/A | N/A
00 Ret.Exist_Non-FBC_NoCtrl & DSI & C2G & SCR | N/A | N/A | N/A | N/A | N/A | N/A | N/A
00 Ret.Exist_Non-FBC_NoCtrl & DSI & DRET | N/A | N/A | N/A | N/A | N/A | N/A | N/A
00 Ret.Exist_Non-FBC_NoCtrl & DSI & GPM | N/A | N/A | N/A | N/A | N/A | N/A | N/A
00 Ret.Exist_Non-FBC_NoCtrl & DSI & GPM & C2G | N/A | N/A | N/A | N/A | N/A | N/A | N/A
00 Ret.Exist_Non-FBC_NoCtrl & DSI & GPM & C2G & SCR | N/A | N/A | N/A | N/A | N/A | N/A | N/A
00 Ret.Exist_Non-FBC_NoCtrl & DSI & GPM & DRET | N/A | N/A | N/A | N/A | N/A | N/A | N/A
00 Ret.Exist_Non-FBC_NoCtrl & DSI & GPM & NGC | N/A | N/A | N/A | N/A | N/A | N/A | N/A
00 Ret.Exist_Non-FBC_NoCtrl & DSI & GPM & SCR | N/A | N/A | N/A | N/A | N/A | N/A | N/A
00 Ret.Exist_Non-FBC_NoCtrl & DSI & GPM & SCR & DRET | N/A | N/A | N/A | N/A | N/A | N/A | N/A
00 Ret.Exist_Non-FBC_NoCtrl & DSI & GPM & SCR & NGC | N/A | N/A | N/A | N/A | N/A | N/A | N/A
00 Ret.Exist_Non-FBC_NoCtrl & DSI & GPM & SNCR | N/A | N/A | N/A | N/A | N/A | N/A | N/A
00 Ret.Exist_Non-FBC_NoCtrl & DSI & GPM & SNCR & DRET | N/A | N/A | N/A | N/A | N/A | N/A | N/A
00 Ret.Exist_Non-FBC_NoCtrl & DSI & GPM & SNCR & NGC | N/A | N/A | N/A | N/A | N/A | N/A | N/A
00 Ret.Exist_Non-FBC_NoCtrl & DSI & GPM & WetFGD & SCR & CCS | N/A | N/A | N/A | N/A | N/A | N/A | N/A
00 Ret.Exist_Non-FBC_NoCtrl & DSI & NGC | N/A | N/A | N/A | N/A | N/A | N/A | N/A
00 Ret.Exist_Non-FBC_NoCtrl & DSI & SCR | N/A | N/A | N/A | N/A | N/A | N/A | N/A
00 Ret.Exist_Non-FBC_NoCtrl & DSI & SCR & DRET | N/A | N/A | N/A | N/A | N/A | N/A | N/A
00 Ret.Exist_Non-FBC_NoCtrl & DSI & SCR & NGC | N/A | N/A | N/A | N/A | N/A | N/A | N/A
00 Ret.Exist_Non-FBC_NoCtrl & DSI & SNCR | N/A | N/A | N/A | N/A | N/A | N/A | N/A
00 Ret.Exist_Non-FBC_NoCtrl & DSI & SNCR & DRET | N/A | N/A | N/A | N/A | N/A | N/A | N/A
00 Ret.Exist_Non-FBC_NoCtrl & DSI & SNCR & NGC | N/A | N/A | N/A | N/A | N/A | N/A | N/A
00 Ret.Exist_Non-FBC_NoCtrl & DSI & WetFGD & SCR & CCS | N/A | N/A | N/A | N/A | N/A | N/A | N/A
00 Ret.Exist_Non-FBC_NoCtrl & GPM | N/A | N/A | N/A | N/A | N/A | N/A | N/A
00 Ret.Exist_Non-FBC_NoCtrl & GPM & C2G | N/A | N/A | N/A | N/A | N/A | N/A | N/A
00 Ret.Exist_Non-FBC_NoCtrl & GPM & C2G & SCR | N/A | N/A | N/A | N/A | N/A | N/A | N/A
00 Ret.Exist_Non-FBC_NoCtrl & GPM & DRET | N/A | N/A | N/A | N/A | N/A | N/A | N/A
00 Ret.Exist_Non-FBC_NoCtrl & GPM & NGC | N/A | N/A | N/A | N/A | N/A | N/A | N/A
00 Ret.Exist_Non-FBC_NoCtrl & GPM & SCR | N/A | N/A | N/A | N/A | N/A | N/A | N/A
00 Ret.Exist_Non-FBC_NoCtrl & GPM & SCR & DRET | N/A | N/A | N/A | N/A | N/A | N/A | N/A
00 Ret.Exist_Non-FBC_NoCtrl & GPM & SCR & NGC | N/A | N/A | N/A | N/A | N/A | N/A | N/A
00 Ret.Exist_Non-FBC_NoCtrl & GPM & SNCR | N/A | N/A | N/A | N/A | N/A | N/A | N/A
00 Ret.Exist_Non-FBC_NoCtrl & GPM & SNCR & DRET | N/A | N/A | N/A | N/A | N/A | N/A | N/A
00 Ret.Exist_Non-FBC_NoCtrl & GPM & SNCR & NGC | N/A | N/A | N/A | N/A | N/A | N/A | N/A
00 Ret.Exist_Non-FBC_NoCtrl & GPM & WetFGD & SCR & CCS | N/A | N/A | N/A | N/A | N/A | N/A | N/A
00 Ret.Exist_Non-FBC_NoCtrl & NGC | N/A | N/A | N/A | N/A | N/A | N/A | N/A
00 Ret.Exist_Non-FBC_NoCtrl & SCR | N/A | N/A | N/A | N/A | N/A | N/A | N/A
00 Ret.Exist_Non-FBC_NoCtrl & SCR & C2G | N/A | N/A | N/A | N/A | N/A | N/A | N/A
00 Ret.Exist_Non-FBC_NoCtrl & SCR & DRET | N/A | N/A | N/A | N/A | N/A | N/A | N/A
00 Ret.Exist_Non-FBC_NoCtrl & SCR & NGC | N/A | N/A | N/A | N/A | N/A | N/A | N/A
00 Ret.Exist_Non-FBC_NoCtrl & SCR & WetFGD & CCS | N/A | N/A | N/A | N/A | N/A | N/A | N/A
00 Ret.Exist_Non-FBC_NoCtrl & SNCR | N/A | N/A | N/A | N/A | N/A | N/A | N/A
00 Ret.Exist_Non-FBC_NoCtrl & SNCR & C2G | N/A | N/A | N/A | N/A | N/A | N/A | N/A
00 Ret.Exist_Non-FBC_NoCtrl & SNCR & DRET | N/A | N/A | N/A | N/A | N/A | N/A | N/A
00 Ret.Exist_Non-FBC_NoCtrl & SNCR & NGC | N/A | N/A | N/A | N/A | N/A | N/A | N/A
00 Ret.Exist_Non-FBC_SCR_ACI & C2G | N/A | N/A | N/A | N/A | N/A | N/A | N/A
00 Ret.Exist_Non-FBC_SCR_ACI & DCCS | N/A | 77.2334 | 0 | 0 | 0 | 0 | 0
00 Ret.Exist_Non-FBC_SCR_ACI & DCCS & WetFGD & CCS | N/A | N/A | 77.71 | 77.71 | N/A | N/A | N/A
00 Ret.Exist_Non-FBC_SCR_ACI & DRET | N/A | 72.5846 | N/A | N/A | N/A | N/A | N/A
00 Ret.Exist_Non-FBC_SCR_ACI & DSI | N/A | N/A | N/A | N/A | N/A | N/A | N/A
00 Ret.Exist_Non-FBC_SCR_ACI & DSI & C2G | N/A | N/A | N/A | N/A | N/A | N/A | N/A
00 Ret.Exist_Non-FBC_SCR_ACI & DSI & DRET | N/A | N/A | N/A | N/A | N/A | N/A | N/A
00 Ret.Exist_Non-FBC_SCR_ACI & DSI & GPM | N/A | N/A | N/A | N/A | N/A | N/A | N/A
00 Ret.Exist_Non-FBC_SCR_ACI & DSI & GPM & C2G | N/A | N/A | N/A | N/A | N/A | N/A | N/A
00 Ret.Exist_Non-FBC_SCR_ACI & DSI & GPM & DRET | N/A | N/A | N/A | N/A | N/A | N/A | N/A
00 Ret.Exist_Non-FBC_SCR_ACI & DSI & GPM & NGC | N/A | N/A | N/A | N/A | N/A | N/A | N/A
00 Ret.Exist_Non-FBC_SCR_ACI & DSI & GPM & WetFGD & CCS | N/A | N/A | N/A | N/A | N/A | N/A | N/A
00 Ret.Exist_Non-FBC_SCR_ACI & DSI & NGC | N/A | N/A | N/A | N/A | N/A | N/A | N/A
00 Ret.Exist_Non-FBC_SCR_ACI & DSI & WetFGD & CCS | N/A | N/A | N/A | N/A | N/A | N/A | N/A
00 Ret.Exist_Non-FBC_SCR_ACI & GPM | N/A | N/A | N/A | N/A | N/A | N/A | N/A
00 Ret.Exist_Non-FBC_SCR_ACI & GPM & C2G | N/A | N/A | N/A | N/A | N/A | N/A | N/A
00 Ret.Exist_Non-FBC_SCR_ACI & GPM & DRET | N/A | N/A | N/A | N/A | N/A | N/A | N/A
00 Ret.Exist_Non-FBC_SCR_ACI & GPM & NGC | N/A | N/A | N/A | N/A | N/A | N/A | N/A
00 Ret.Exist_Non-FBC_SCR_ACI & GPM & WetFGD & CCS | N/A | N/A | N/A | N/A | N/A | N/A | N/A
00 Ret.Exist_Non-FBC_SCR_ACI & NGC | N/A | N/A | N/A | N/A | N/A | N/A | N/A
00 Ret.Exist_Non-FBC_SCR_ACI & WetFGD & CCS | N/A | N/A | N/A | N/A | N/A | N/A | N/A
00 Ret.Exist_Non-FBC_SCR_ACI_DSI & C2G | 0 | 0 | 0 | 0 | 0 | 0 | 0
00 Ret.Exist_Non-FBC_SCR_ACI_DSI & DCCS | N/A | N/A | N/A | N/A | N/A | N/A | N/A
00 Ret.Exist_Non-FBC_SCR_ACI_DSI & DCCS & WetFGD & CCS | N/A | N/A | N/A | N/A | N/A | N/A | N/A
00 Ret.Exist_Non-FBC_SCR_ACI_DSI & DRET | N/A | 47.2868 | N/A | N/A | N/A | N/A | N/A
00 Ret.Exist_Non-FBC_SCR_ACI_DSI & GPM | N/A | N/A | N/A | N/A | N/A | N/A | N/A
00 Ret.Exist_Non-FBC_SCR_ACI_DSI & GPM & C2G | N/A | N/A | N/A | N/A | N/A | N/A | N/A
00 Ret.Exist_Non-FBC_SCR_ACI_DSI & GPM & DRET | N/A | N/A | N/A | N/A | N/A | N/A | N/A
00 Ret.Exist_Non-FBC_SCR_ACI_DSI & GPM & NGC | N/A | N/A | N/A | N/A | N/A | N/A | N/A
00 Ret.Exist_Non-FBC_SCR_ACI_DSI & GPM & WetFGD & CCS | N/A | N/A | N/A | N/A | N/A | N/A | N/A
00 Ret.Exist_Non-FBC_SCR_ACI_DSI & NGC | N/A | N/A | N/A | N/A | N/A | N/A | N/A
00 Ret.Exist_Non-FBC_SCR_ACI_DSI & WetFGD & CCS | N/A | N/A | N/A | N/A | N/A | N/A | N/A
00 Ret.Exist_Non-FBC_SNCR_ACI & C2G | N/A | N/A | N/A | N/A | N/A | N/A | N/A
00 Ret.Exist_Non-FBC_SNCR_ACI & C2G & SCR | N/A | N/A | N/A | N/A | N/A | N/A | N/A
00 Ret.Exist_Non-FBC_SNCR_ACI & DRET | N/A | N/A | N/A | N/A | N/A | N/A | N/A
00 Ret.Exist_Non-FBC_SNCR_ACI & DSI | N/A | N/A | N/A | N/A | N/A | N/A | N/A
00 Ret.Exist_Non-FBC_SNCR_ACI & DSI & C2G | N/A | N/A | N/A | N/A | N/A | N/A | N/A
00 Ret.Exist_Non-FBC_SNCR_ACI & DSI & C2G & SCR | N/A | N/A | N/A | N/A | N/A | N/A | N/A
00 Ret.Exist_Non-FBC_SNCR_ACI & DSI & DRET | N/A | N/A | N/A | N/A | N/A | N/A | N/A
00 Ret.Exist_Non-FBC_SNCR_ACI & DSI & NGC | N/A | N/A | N/A | N/A | N/A | N/A | N/A
00 Ret.Exist_Non-FBC_SNCR_ACI & DSI & SCR | N/A | N/A | N/A | N/A | N/A | N/A | N/A
00 Ret.Exist_Non-FBC_SNCR_ACI & DSI & SCR & DRET | N/A | N/A | N/A | N/A | N/A | N/A | N/A
00 Ret.Exist_Non-FBC_SNCR_ACI & DSI & SCR & NGC | N/A | N/A | N/A | N/A | N/A | N/A | N/A
00 Ret.Exist_Non-FBC_SNCR_ACI & DSI & WetFGD & SCR & CCS | N/A | N/A | N/A | N/A | N/A | N/A | N/A
00 Ret.Exist_Non-FBC_SNCR_ACI & GPM | N/A | N/A | N/A | N/A | N/A | N/A | N/A
00 Ret.Exist_Non-FBC_SNCR_ACI & GPM & C2G | N/A | N/A | N/A | N/A | N/A | N/A | N/A
00 Ret.Exist_Non-FBC_SNCR_ACI & GPM & C2G & SCR | N/A | N/A | N/A | N/A | N/A | N/A | N/A
00 Ret.Exist_Non-FBC_SNCR_ACI & GPM & DRET | N/A | N/A | N/A | N/A | N/A | N/A | N/A
00 Ret.Exist_Non-FBC_SNCR_ACI & GPM & NGC | N/A | N/A | N/A | N/A | N/A | N/A | N/A
00 Ret.Exist_Non-FBC_SNCR_ACI & GPM & SCR | N/A | N/A | N/A | N/A | N/A | N/A | N/A
00 Ret.Exist_Non-FBC_SNCR_ACI & GPM & SCR & DRET | N/A | N/A | N/A | N/A | N/A | N/A | N/A
00 Ret.Exist_Non-FBC_SNCR_ACI & GPM & SCR & NGC | N/A | N/A | N/A | N/A | N/A | N/A | N/A
00 Ret.Exist_Non-FBC_SNCR_ACI & GPM & WetFGD & SCR & CCS | N/A | N/A | N/A | N/A | N/A | N/A | N/A
00 Ret.Exist_Non-FBC_SNCR_ACI & NGC | N/A | N/A | N/A | N/A | N/A | N/A | N/A
00 Ret.Exist_Non-FBC_SNCR_ACI & SCR | N/A | N/A | N/A | N/A | N/A | N/A | N/A
00 Ret.Exist_Non-FBC_SNCR_ACI & SCR & C2G | N/A | N/A | N/A | N/A | N/A | N/A | N/A
00 Ret.Exist_Non-FBC_SNCR_ACI & SCR & DRET | N/A | N/A | N/A | N/A | N/A | N/A | N/A
00 Ret.Exist_Non-FBC_SNCR_ACI & SCR & NGC | N/A | N/A | N/A | N/A | N/A | N/A | N/A
00 Ret.Exist_Non-FBC_SNCR_ACI & SCR & WetFGD & CCS | N/A | N/A | N/A | N/A | N/A | N/A | N/A
00 Ret.Exist_Non-FBC_SNCR_ACI_DSI & C2G | 0 | 0 | 0 | 0 | 0 | 0 | 0
00 Ret.Exist_Non-FBC_SNCR_ACI_DSI & C2G & SCR | N/A | 0 | 0 | 0 | 0 | 0 | 0
00 Ret.Exist_Non-FBC_SNCR_ACI_DSI & DCCS | N/A | N/A | N/A | N/A | N/A | N/A | N/A
00 Ret.Exist_Non-FBC_SNCR_ACI_DSI & DCCS & WetFGD & SCR & CCS | N/A | N/A | N/A | N/A | N/A | N/A | N/A
00 Ret.Exist_Non-FBC_SNCR_ACI_DSI & DRET | N/A | N/A | N/A | N/A | N/A | N/A | N/A
00 Ret.Exist_Non-FBC_SNCR_ACI_DSI & GPM | N/A | N/A | N/A | N/A | N/A | N/A | N/A
00 Ret.Exist_Non-FBC_SNCR_ACI_DSI & GPM & C2G | N/A | N/A | N/A | N/A | N/A | N/A | N/A
00 Ret.Exist_Non-FBC_SNCR_ACI_DSI & GPM & C2G & SCR | N/A | N/A | N/A | N/A | N/A | N/A | N/A
00 Ret.Exist_Non-FBC_SNCR_ACI_DSI & GPM & DRET | N/A | N/A | N/A | N/A | N/A | N/A | N/A
00 Ret.Exist_Non-FBC_SNCR_ACI_DSI & GPM & NGC | N/A | N/A | N/A | N/A | N/A | N/A | N/A
00 Ret.Exist_Non-FBC_SNCR_ACI_DSI & GPM & SCR | N/A | N/A | N/A | N/A | N/A | N/A | N/A
00 Ret.Exist_Non-FBC_SNCR_ACI_DSI & GPM & SCR & DRET | N/A | N/A | N/A | N/A | N/A | N/A | N/A
00 Ret.Exist_Non-FBC_SNCR_ACI_DSI & GPM & SCR & NGC | N/A | N/A | N/A | N/A | N/A | N/A | N/A
00 Ret.Exist_Non-FBC_SNCR_ACI_DSI & GPM & WetFGD & SCR & CCS | N/A | N/A | N/A | N/A | N/A | N/A | N/A
00 Ret.Exist_Non-FBC_SNCR_ACI_DSI & NGC | N/A | N/A | N/A | N/A | N/A | N/A | N/A
00 Ret.Exist_Non-FBC_SNCR_ACI_DSI & SCR | N/A | N/A | N/A | N/A | N/A | N/A | N/A
00 Ret.Exist_Non-FBC_SNCR_ACI_DSI & SCR & C2G | N/A | N/A | N/A | N/A | N/A | N/A | N/A
00 Ret.Exist_Non-FBC_SNCR_ACI_DSI & SCR & DRET | N/A | N/A | N/A | N/A | N/A | N/A | N/A
00 Ret.Exist_Non-FBC_SNCR_ACI_DSI & SCR & NGC | N/A | N/A | N/A | N/A | N/A | N/A | N/A
00 Ret.Exist_Non-FBC_SNCR_ACI_DSI & SCR & WetFGD & CCS | N/A | N/A | N/A | N/A | N/A | N/A | N/A
00 Ret.Exist_Non-FBC_WetFGD & ACI | N/A | N/A | N/A | N/A | N/A | N/A | N/A
00 Ret.Exist_Non-FBC_WetFGD & ACI & C2G | N/A | N/A | N/A | N/A | N/A | N/A | N/A
00 Ret.Exist_Non-FBC_WetFGD & ACI & C2G & SCR | N/A | N/A | N/A | N/A | N/A | N/A | N/A
00 Ret.Exist_Non-FBC_WetFGD & ACI & DRET | N/A | N/A | N/A | N/A | N/A | N/A | N/A
00 Ret.Exist_Non-FBC_WetFGD & ACI & GPM | N/A | N/A | N/A | N/A | N/A | N/A | N/A
00 Ret.Exist_Non-FBC_WetFGD & ACI & GPM & C2G | N/A | N/A | N/A | N/A | N/A | N/A | N/A
00 Ret.Exist_Non-FBC_WetFGD & ACI & GPM & C2G & SCR | N/A | N/A | N/A | N/A | N/A | N/A | N/A
00 Ret.Exist_Non-FBC_WetFGD & ACI & GPM & DRET | N/A | N/A | N/A | N/A | N/A | N/A | N/A
00 Ret.Exist_Non-FBC_WetFGD & ACI & GPM & NGC | N/A | N/A | N/A | N/A | N/A | N/A | N/A
00 Ret.Exist_Non-FBC_WetFGD & ACI & GPM & SCR | N/A | N/A | N/A | N/A | N/A | N/A | N/A
00 Ret.Exist_Non-FBC_WetFGD & ACI & GPM & SCR & CCS | N/A | N/A | N/A | N/A | N/A | N/A | N/A
00 Ret.Exist_Non-FBC_WetFGD & ACI & GPM & SCR & DRET | N/A | N/A | N/A | N/A | N/A | N/A | N/A
00 Ret.Exist_Non-FBC_WetFGD & ACI & GPM & SCR & NGC | N/A | N/A | N/A | N/A | N/A | N/A | N/A
00 Ret.Exist_Non-FBC_WetFGD & ACI & GPM & SNCR | N/A | N/A | N/A | N/A | N/A | N/A | N/A
00 Ret.Exist_Non-FBC_WetFGD & ACI & GPM & SNCR & DRET | N/A | N/A | N/A | N/A | N/A | N/A | N/A
00 Ret.Exist_Non-FBC_WetFGD & ACI & GPM & SNCR & NGC | N/A | N/A | N/A | N/A | N/A | N/A | N/A
00 Ret.Exist_Non-FBC_WetFGD & ACI & NGC | N/A | N/A | N/A | N/A | N/A | N/A | N/A
00 Ret.Exist_Non-FBC_WetFGD & ACI & SCR | N/A | N/A | N/A | N/A | N/A | N/A | N/A
00 Ret.Exist_Non-FBC_WetFGD & ACI & SCR & CCS | N/A | N/A | N/A | N/A | N/A | N/A | N/A
00 Ret.Exist_Non-FBC_WetFGD & ACI & SCR & DRET | N/A | N/A | N/A | N/A | N/A | N/A | N/A
00 Ret.Exist_Non-FBC_WetFGD & ACI & SCR & NGC | N/A | N/A | N/A | N/A | N/A | N/A | N/A
00 Ret.Exist_Non-FBC_WetFGD & ACI & SNCR | N/A | N/A | N/A | N/A | N/A | N/A | N/A
00 Ret.Exist_Non-FBC_WetFGD & ACI & SNCR & DRET | N/A | N/A | N/A | N/A | N/A | N/A | N/A
00 Ret.Exist_Non-FBC_WetFGD & ACI & SNCR & NGC | N/A | N/A | N/A | N/A | N/A | N/A | N/A
00 Ret.Exist_Non-FBC_WetFGD & C2G | N/A | N/A | N/A | N/A | N/A | N/A | N/A
00 Ret.Exist_Non-FBC_WetFGD & C2G & SCR | N/A | N/A | N/A | N/A | N/A | N/A | N/A
00 Ret.Exist_Non-FBC_WetFGD & DRET | N/A | N/A | N/A | N/A | N/A | N/A | N/A
00 Ret.Exist_Non-FBC_WetFGD & DCCS | N/A | N/A | N/A | N/A | N/A | N/A | N/A
00 Ret.Exist_Non-FBC_WetFGD & DCCS & SCR & CCS | N/A | N/A | N/A | N/A | N/A | N/A | N/A
00 Ret.Exist_Non-FBC_WetFGD & GPM | N/A | N/A | N/A | N/A | N/A | N/A | N/A
00 Ret.Exist_Non-FBC_WetFGD & GPM & C2G | N/A | N/A | N/A | N/A | N/A | N/A | N/A
00 Ret.Exist_Non-FBC_WetFGD & GPM & C2G & SCR | N/A | N/A | N/A | N/A | N/A | N/A | N/A
00 Ret.Exist_Non-FBC_WetFGD & GPM & DRET | N/A | N/A | N/A | N/A | N/A | N/A | N/A
00 Ret.Exist_Non-FBC_WetFGD & GPM & NGC | N/A | N/A | N/A | N/A | N/A | N/A | N/A
00 Ret.Exist_Non-FBC_WetFGD & GPM & SCR | N/A | N/A | N/A | N/A | N/A | N/A | N/A
00 Ret.Exist_Non-FBC_WetFGD & GPM & SCR & CCS | N/A | N/A | N/A | N/A | N/A | N/A | N/A
00 Ret.Exist_Non-FBC_WetFGD & GPM & SCR & DRET | N/A | N/A | N/A | N/A | N/A | N/A | N/A
00 Ret.Exist_Non-FBC_WetFGD & GPM & SCR & NGC | N/A | N/A | N/A | N/A | N/A | N/A | N/A
00 Ret.Exist_Non-FBC_WetFGD & GPM & SNCR | N/A | N/A | N/A | N/A | N/A | N/A | N/A
00 Ret.Exist_Non-FBC_WetFGD & GPM & SNCR & DRET | N/A | N/A | N/A | N/A | N/A | N/A | N/A
00 Ret.Exist_Non-FBC_WetFGD & GPM & SNCR & NGC | N/A | N/A | N/A | N/A | N/A | N/A | N/A
00 Ret.Exist_Non-FBC_WetFGD & NGC | N/A | N/A | N/A | N/A | N/A | N/A | N/A
00 Ret.Exist_Non-FBC_WetFGD & SCR | N/A | N/A | N/A | N/A | N/A | N/A | N/A
00 Ret.Exist_Non-FBC_WetFGD & SCR & C2G | N/A | N/A | N/A | N/A | N/A | N/A | N/A
00 Ret.Exist_Non-FBC_WetFGD & SCR & CCS | N/A | N/A | N/A | N/A | N/A | N/A | N/A
00 Ret.Exist_Non-FBC_WetFGD & SCR & DRET | N/A | N/A | N/A | N/A | N/A | N/A | N/A
00 Ret.Exist_Non-FBC_WetFGD & SCR & NGC | N/A | N/A | N/A | N/A | N/A | N/A | N/A
00 Ret.Exist_Non-FBC_WetFGD & SNCR | N/A | N/A | N/A | N/A | N/A | N/A | N/A
00 Ret.Exist_Non-FBC_WetFGD & SNCR & C2G | N/A | N/A | N/A | N/A | N/A | N/A | N/A
00 Ret.Exist_Non-FBC_WetFGD & SNCR & DRET | N/A | N/A | N/A | N/A | N/A | N/A | N/A
00 Ret.Exist_Non-FBC_WetFGD & SNCR & NGC | N/A | N/A | N/A | N/A | N/A | N/A | N/A
00 Ret.Exist_Non-FBC_WetFGD_ACI & C2G | 2 | 2 | 2 | N/A | N/A | N/A | N/A
00 Ret.Exist_Non-FBC_WetFGD_ACI & C2G & SCR | N/A | N/A | N/A | N/A | N/A | N/A | N/A
00 Ret.Exist_Non-FBC_WetFGD_ACI & DCCS | 79.01 | 80.1113 | N/A | N/A | N/A | N/A | N/A
00 Ret.Exist_Non-FBC_WetFGD_ACI & DCCS & SCR & CCS | N/A | N/A | 80.1366 | 80.1366 | 66.4049 | 68.5942 | 68.5942
00 Ret.Exist_Non-FBC_WetFGD_ACI & DRET | N/A | 78.6215 | N/A | N/A | N/A | N/A | N/A
00 Ret.Exist_Non-FBC_WetFGD_ACI & GPM | N/A | N/A | N/A | N/A | N/A | N/A | N/A
00 Ret.Exist_Non-FBC_WetFGD_ACI & GPM & C2G | N/A | N/A | N/A | N/A | N/A | N/A | N/A
00 Ret.Exist_Non-FBC_WetFGD_ACI & GPM & C2G & SCR | N/A | N/A | N/A | N/A | N/A | N/A | N/A
00 Ret.Exist_Non-FBC_WetFGD_ACI & GPM & DRET | N/A | N/A | N/A | N/A | N/A | N/A | N/A
00 Ret.Exist_Non-FBC_WetFGD_ACI & GPM & NGC | N/A | N/A | N/A | N/A | N/A | N/A | N/A
00 Ret.Exist_Non-FBC_WetFGD_ACI & GPM & SCR | N/A | N/A | N/A | N/A | N/A | N/A | N/A
00 Ret.Exist_Non-FBC_WetFGD_ACI & GPM & SCR & CCS | N/A | N/A | N/A | N/A | N/A | N/A | N/A
00 Ret.Exist_Non-FBC_WetFGD_ACI & GPM & SCR & DRET | N/A | N/A | N/A | N/A | N/A | N/A | N/A
00 Ret.Exist_Non-FBC_WetFGD_ACI & GPM & SCR & NGC | N/A | N/A | N/A | N/A | N/A | N/A | N/A
00 Ret.Exist_Non-FBC_WetFGD_ACI & GPM & SNCR | N/A | N/A | N/A | N/A | N/A | N/A | N/A
00 Ret.Exist_Non-FBC_WetFGD_ACI & GPM & SNCR & DRET | N/A | N/A | N/A | N/A | N/A | N/A | N/A
00 Ret.Exist_Non-FBC_WetFGD_ACI & GPM & SNCR & NGC | N/A | N/A | N/A | N/A | N/A | N/A | N/A
00 Ret.Exist_Non-FBC_WetFGD_ACI & NGC | N/A | 77.71 | 10 | N/A | N/A | N/A | N/A
00 Ret.Exist_Non-FBC_WetFGD_ACI & SCR | N/A | 10 | N/A | N/A | N/A | N/A | N/A
00 Ret.Exist_Non-FBC_WetFGD_ACI & SCR & C2G | N/A | N/A | N/A | N/A | N/A | N/A | N/A
00 Ret.Exist_Non-FBC_WetFGD_ACI & SCR & CCS | N/A | N/A | 77.71 | 77.71 | N/A | N/A | N/A
00 Ret.Exist_Non-FBC_WetFGD_ACI & SCR & DRET | N/A | N/A | N/A | N/A | N/A | N/A | N/A
00 Ret.Exist_Non-FBC_WetFGD_ACI & SCR & NGC | N/A | N/A | N/A | N/A | N/A | N/A | N/A
00 Ret.Exist_Non-FBC_WetFGD_ACI & SNCR | N/A | N/A | N/A | N/A | N/A | N/A | N/A
00 Ret.Exist_Non-FBC_WetFGD_ACI & SNCR & C2G | N/A | N/A | N/A | N/A | N/A | N/A | N/A
00 Ret.Exist_Non-FBC_WetFGD_ACI & SNCR & DRET | N/A | N/A | N/A | N/A | N/A | N/A | N/A
00 Ret.Exist_Non-FBC_WetFGD_ACI & SNCR & NGC | N/A | N/A | N/A | N/A | N/A | N/A | N/A
00 Ret.Exist_Non-FBC_WetFGD_ACI_DSI & C2G | 0 | 0 | 0 | 0 | 0 | 0 | 0
00 Ret.Exist_Non-FBC_WetFGD_ACI_DSI & C2G & SCR | N/A | N/A | N/A | N/A | N/A | N/A | N/A
00 Ret.Exist_Non-FBC_WetFGD_ACI_DSI & DCCS | N/A | N/A | N/A | N/A | N/A | N/A | N/A
00 Ret.Exist_Non-FBC_WetFGD_ACI_DSI & DCCS & SCR & CCS | N/A | N/A | N/A | N/A | N/A | N/A | N/A
00 Ret.Exist_Non-FBC_WetFGD_ACI_DSI & DRET | N/A | N/A | N/A | N/A | N/A | N/A | N/A
00 Ret.Exist_Non-FBC_WetFGD_ACI_DSI & GPM | N/A | N/A | N/A | N/A | N/A | N/A | N/A
00 Ret.Exist_Non-FBC_WetFGD_ACI_DSI & GPM & C2G | N/A | N/A | N/A | N/A | N/A | N/A | N/A
00 Ret.Exist_Non-FBC_WetFGD_ACI_DSI & GPM & C2G & SCR | N/A | N/A | N/A | N/A | N/A | N/A | N/A
00 Ret.Exist_Non-FBC_WetFGD_ACI_DSI & GPM & DRET | N/A | N/A | N/A | N/A | N/A | N/A | N/A
00 Ret.Exist_Non-FBC_WetFGD_ACI_DSI & GPM & NGC | N/A | N/A | N/A | N/A | N/A | N/A | N/A
00 Ret.Exist_Non-FBC_WetFGD_ACI_DSI & GPM & SCR | N/A | N/A | N/A | N/A | N/A | N/A | N/A
00 Ret.Exist_Non-FBC_WetFGD_ACI_DSI & GPM & SCR & CCS | N/A | N/A | N/A | N/A | N/A | N/A | N/A
00 Ret.Exist_Non-FBC_WetFGD_ACI_DSI & GPM & SCR & DRET | N/A | N/A | N/A | N/A | N/A | N/A | N/A
00 Ret.Exist_Non-FBC_WetFGD_ACI_DSI & GPM & SCR & NGC | N/A | N/A | N/A | N/A | N/A | N/A | N/A
00 Ret.Exist_Non-FBC_WetFGD_ACI_DSI & GPM & SNCR | N/A | N/A | N/A | N/A | N/A | N/A | N/A
00 Ret.Exist_Non-FBC_WetFGD_ACI_DSI & GPM & SNCR & DRET | N/A | N/A | N/A | N/A | N/A | N/A | N/A
00 Ret.Exist_Non-FBC_WetFGD_ACI_DSI & GPM & SNCR & NGC | N/A | N/A | N/A | N/A | N/A | N/A | N/A
00 Ret.Exist_Non-FBC_WetFGD_ACI_DSI & NGC | N/A | N/A | N/A | N/A | N/A | N/A | N/A
00 Ret.Exist_Non-FBC_WetFGD_ACI_DSI & SCR | N/A | N/A | N/A | N/A | N/A | N/A | N/A
00 Ret.Exist_Non-FBC_WetFGD_ACI_DSI & SCR & C2G | N/A | N/A | N/A | N/A | N/A | N/A | N/A
00 Ret.Exist_Non-FBC_WetFGD_ACI_DSI & SCR & CCS | N/A | N/A | N/A | N/A | N/A | N/A | N/A
00 Ret.Exist_Non-FBC_WetFGD_ACI_DSI & SCR & DRET | N/A | N/A | N/A | N/A | N/A | N/A | N/A
00 Ret.Exist_Non-FBC_WetFGD_ACI_DSI & SCR & NGC | N/A | N/A | N/A | N/A | N/A | N/A | N/A
00 Ret.Exist_Non-FBC_WetFGD_ACI_DSI & SNCR | N/A | N/A | N/A | N/A | N/A | N/A | N/A
00 Ret.Exist_Non-FBC_WetFGD_ACI_DSI & SNCR & C2G | N/A | N/A | N/A | N/A | N/A | N/A | N/A
00 Ret.Exist_Non-FBC_WetFGD_ACI_DSI & SNCR & DRET | N/A | N/A | N/A | N/A | N/A | N/A | N/A
00 Ret.Exist_Non-FBC_WetFGD_ACI_DSI & SNCR & NGC | N/A | N/A | N/A | N/A | N/A | N/A | N/A
00 Ret.Exist_Non-FBC_WetFGD_SCR & ACI | N/A | N/A | N/A | N/A | N/A | N/A | N/A
00 Ret.Exist_Non-FBC_WetFGD_SCR & ACI & C2G | N/A | N/A | N/A | N/A | N/A | N/A | N/A
00 Ret.Exist_Non-FBC_WetFGD_SCR & ACI & CCS | N/A | N/A | N/A | N/A | N/A | N/A | N/A
00 Ret.Exist_Non-FBC_WetFGD_SCR & DCCS | 30.5243 | 51.9708 | 0 | 0 | 0 | 0 | 0
00 Ret.Exist_Non-FBC_WetFGD_SCR & DCCS & CCS | N/A | N/A | 78.695 | 78.695 | N/A | N/A | N/A
00 Ret.Exist_Non-FBC_WetFGD_SCR & ACI & DRET | N/A | N/A | N/A | N/A | N/A | N/A | N/A
00 Ret.Exist_Non-FBC_WetFGD_SCR & ACI & GPM | N/A | N/A | N/A | N/A | N/A | N/A | N/A
00 Ret.Exist_Non-FBC_WetFGD_SCR & ACI & GPM & C2G | N/A | N/A | N/A | N/A | N/A | N/A | N/A
00 Ret.Exist_Non-FBC_WetFGD_SCR & ACI & GPM & CCS | N/A | N/A | N/A | N/A | N/A | N/A | N/A
00 Ret.Exist_Non-FBC_WetFGD_SCR & ACI & GPM & DRET | N/A | N/A | N/A | N/A | N/A | N/A | N/A
00 Ret.Exist_Non-FBC_WetFGD_SCR & ACI & GPM & NGC | N/A | N/A | N/A | N/A | N/A | N/A | N/A
00 Ret.Exist_Non-FBC_WetFGD_SCR & ACI & NGC | N/A | N/A | N/A | N/A | N/A | N/A | N/A
00 Ret.Exist_Non-FBC_WetFGD_SCR & C2G | 71.9008 | 6.2563 | 2.4495 | 2.318 | 0.78685 | 0.015252 | 0.01576
00 Ret.Exist_Non-FBC_WetFGD_SCR & CCS | N/A | 79.01 | 79.01 | 79.01 | 79.01 | 79.01 | 79.01
00 Ret.Exist_Non-FBC_WetFGD_SCR & DRET | N/A | 50.3298 | N/A | N/A | N/A | N/A | N/A
00 Ret.Exist_Non-FBC_WetFGD_SCR & GPM | 50.1071 | N/A | N/A | N/A | N/A | N/A | N/A
00 Ret.Exist_Non-FBC_WetFGD_SCR & GPM & C2G | N/A | N/A | N/A | N/A | N/A | N/A | N/A
00 Ret.Exist_Non-FBC_WetFGD_SCR & GPM & CCS | N/A | N/A | N/A | N/A | N/A | N/A | N/A
00 Ret.Exist_Non-FBC_WetFGD_SCR & GPM & DRET | N/A | 57.2752 | N/A | N/A | N/A | N/A | N/A
00 Ret.Exist_Non-FBC_WetFGD_SCR & GPM & NGC | N/A | N/A | N/A | N/A | N/A | N/A | N/A
00 Ret.Exist_Non-FBC_WetFGD_SCR & NGC | N/A | N/A | N/A | N/A | N/A | N/A | N/A
00 Ret.Exist_Non-FBC_WetFGD_SCR_ACI & C2G | 2 | 2 | 2 | 2 | 2 | 2 | 2
00 Ret.Exist_Non-FBC_WetFGD_SCR_ACI & CCS | N/A | N/A | N/A | N/A | N/A | N/A | N/A
00 Ret.Exist_Non-FBC_WetFGD_SCR_ACI & DCCS | 44.1456 | 68.4175 | 0 | 0 | 0 | 0 | 0
00 Ret.Exist_Non-FBC_WetFGD_SCR_ACI & DCCS & CCS | N/A | N/A | 79.2596 | 79.501 | 35.7199 | 68.3488 | 68.3488
00 Ret.Exist_Non-FBC_WetFGD_SCR_ACI & DRET | N/A | 70.6426 | N/A | N/A | N/A | N/A | N/A
00 Ret.Exist_Non-FBC_WetFGD_SCR_ACI & GPM | N/A | N/A | N/A | N/A | N/A | N/A | N/A
00 Ret.Exist_Non-FBC_WetFGD_SCR_ACI & GPM & C2G | N/A | N/A | N/A | N/A | N/A | N/A | N/A
00 Ret.Exist_Non-FBC_WetFGD_SCR_ACI & GPM & CCS | N/A | N/A | N/A | N/A | N/A | N/A | N/A
00 Ret.Exist_Non-FBC_WetFGD_SCR_ACI & GPM & DRET | N/A | N/A | N/A | N/A | N/A | N/A | N/A
00 Ret.Exist_Non-FBC_WetFGD_SCR_ACI & GPM & NGC | N/A | N/A | N/A | N/A | N/A | N/A | N/A
00 Ret.Exist_Non-FBC_WetFGD_SCR_ACI & NGC | N/A | N/A | N/A | N/A | N/A | N/A | N/A
00 Ret.Exist_Non-FBC_WetFGD_SCR_ACI_DSI & C2G | 0 | 0 | 0 | 0 | 0 | 0 | 0
00 Ret.Exist_Non-FBC_WetFGD_SCR_ACI_DSI & CCS | N/A | N/A | N/A | N/A | N/A | N/A | N/A
00 Ret.Exist_Non-FBC_WetFGD_SCR_ACI_DSI & DCCS | 70.2898 | 65.0014 | 0 | 0 | 0 | 0 | 0
00 Ret.Exist_Non-FBC_WetFGD_SCR_ACI_DSI & DCCS & CCS | N/A | N/A | 77.9396 | 77.9396 | N/A | N/A | N/A
00 Ret.Exist_Non-FBC_WetFGD_SCR_ACI_DSI & DRET | N/A | 55.9687 | N/A | N/A | N/A | N/A | N/A
00 Ret.Exist_Non-FBC_WetFGD_SCR_ACI_DSI & GPM | 18.2705 | N/A | N/A | N/A | N/A | N/A | N/A
00 Ret.Exist_Non-FBC_WetFGD_SCR_ACI_DSI & GPM & C2G | N/A | N/A | N/A | N/A | N/A | N/A | N/A
00 Ret.Exist_Non-FBC_WetFGD_SCR_ACI_DSI & GPM & CCS | N/A | N/A | N/A | N/A | N/A | N/A | N/A
00 Ret.Exist_Non-FBC_WetFGD_SCR_ACI_DSI & GPM & DRET | N/A | 30.8338 | N/A | N/A | N/A | N/A | N/A
00 Ret.Exist_Non-FBC_WetFGD_SCR_ACI_DSI & GPM & NGC | N/A | N/A | N/A | N/A | N/A | N/A | N/A
00 Ret.Exist_Non-FBC_WetFGD_SCR_ACI_DSI & NGC | N/A | N/A | N/A | N/A | N/A | N/A | N/A
00 Ret.Exist_Non-FBC_WetFGD_SCR_DSI & ACI | N/A | N/A | N/A | N/A | N/A | N/A | N/A
00 Ret.Exist_Non-FBC_WetFGD_SCR_DSI & ACI & C2G | N/A | N/A | N/A | N/A | N/A | N/A | N/A
00 Ret.Exist_Non-FBC_WetFGD_SCR_DSI & ACI & CCS | N/A | N/A | N/A | N/A | N/A | N/A | N/A
00 Ret.Exist_Non-FBC_WetFGD_SCR_DSI & ACI & DRET | N/A | N/A | N/A | N/A | N/A | N/A | N/A
00 Ret.Exist_Non-FBC_WetFGD_SCR_DSI & ACI & GPM | N/A | N/A | N/A | N/A | N/A | N/A | N/A
00 Ret.Exist_Non-FBC_WetFGD_SCR_DSI & ACI & GPM & C2G | N/A | N/A | N/A | N/A | N/A | N/A | N/A
00 Ret.Exist_Non-FBC_WetFGD_SCR_DSI & ACI & GPM & CCS | N/A | N/A | N/A | N/A | N/A | N/A | N/A
00 Ret.Exist_Non-FBC_WetFGD_SCR_DSI & ACI & GPM & DRET | N/A | N/A | N/A | N/A | N/A | N/A | N/A
00 Ret.Exist_Non-FBC_WetFGD_SCR_DSI & ACI & GPM & NGC | N/A | N/A | N/A | N/A | N/A | N/A | N/A
00 Ret.Exist_Non-FBC_WetFGD_SCR_DSI & ACI & NGC | N/A | N/A | N/A | N/A | N/A | N/A | N/A
00 Ret.Exist_Non-FBC_WetFGD_SCR_DSI & C2G | 10.3082 | 10.3132 | 0.47387 | 0.47387 | 0.47387 | 0.47387 | 0.47387
00 Ret.Exist_Non-FBC_WetFGD_SCR_DSI & CCS | N/A | N/A | N/A | N/A | N/A | N/A | N/A
00 Ret.Exist_Non-FBC_WetFGD_SCR_DSI & DCCS | N/A | N/A | N/A | N/A | N/A | N/A | N/A
00 Ret.Exist_Non-FBC_WetFGD_SCR_DSI & DCCS & CCS | N/A | N/A | N/A | N/A | N/A | N/A | N/A
00 Ret.Exist_Non-FBC_WetFGD_SCR_DSI & DRET | N/A | N/A | N/A | N/A | N/A | N/A | N/A
00 Ret.Exist_Non-FBC_WetFGD_SCR_DSI & GPM | N/A | N/A | N/A | N/A | N/A | N/A | N/A
00 Ret.Exist_Non-FBC_WetFGD_SCR_DSI & GPM & C2G | N/A | N/A | N/A | N/A | N/A | N/A | N/A
00 Ret.Exist_Non-FBC_WetFGD_SCR_DSI & GPM & CCS | N/A | N/A | N/A | N/A | N/A | N/A | N/A
00 Ret.Exist_Non-FBC_WetFGD_SCR_DSI & GPM & DRET | N/A | N/A | N/A | N/A | N/A | N/A | N/A
00 Ret.Exist_Non-FBC_WetFGD_SCR_DSI & GPM & NGC | N/A | N/A | N/A | N/A | N/A | N/A | N/A
00 Ret.Exist_Non-FBC_WetFGD_SCR_DSI & NGC | N/A | N/A | N/A | N/A | N/A | N/A | N/A
00 Ret.Exist_Non-FBC_WetFGD_SNCR & ACI | N/A | N/A | N/A | N/A | N/A | N/A | N/A
00 Ret.Exist_Non-FBC_WetFGD_SNCR & ACI & C2G | N/A | N/A | N/A | N/A | N/A | N/A | N/A
00 Ret.Exist_Non-FBC_WetFGD_SNCR & ACI & C2G & SCR | N/A | N/A | N/A | N/A | N/A | N/A | N/A
00 Ret.Exist_Non-FBC_WetFGD_SNCR & ACI & DRET | N/A | N/A | N/A | N/A | N/A | N/A | N/A
00 Ret.Exist_Non-FBC_WetFGD_SNCR & ACI & GPM | N/A | N/A | N/A | N/A | N/A | N/A | N/A
00 Ret.Exist_Non-FBC_WetFGD_SNCR & ACI & GPM & C2G | N/A | N/A | N/A | N/A | N/A | N/A | N/A
00 Ret.Exist_Non-FBC_WetFGD_SNCR & ACI & GPM & C2G & SCR | N/A | N/A | N/A | N/A | N/A | N/A | N/A
00 Ret.Exist_Non-FBC_WetFGD_SNCR & ACI & GPM & DRET | N/A | N/A | N/A | N/A | N/A | N/A | N/A
00 Ret.Exist_Non-FBC_WetFGD_SNCR & ACI & GPM & NGC | N/A | N/A | N/A | N/A | N/A | N/A | N/A
00 Ret.Exist_Non-FBC_WetFGD_SNCR & ACI & GPM & SCR | N/A | N/A | N/A | N/A | N/A | N/A | N/A
00 Ret.Exist_Non-FBC_WetFGD_SNCR & ACI & GPM & SCR & CCS | N/A | N/A | N/A | N/A | N/A | N/A | N/A
00 Ret.Exist_Non-FBC_WetFGD_SNCR & ACI & GPM & SCR & DRET | N/A | N/A | N/A | N/A | N/A | N/A | N/A
00 Ret.Exist_Non-FBC_WetFGD_SNCR & ACI & GPM & SCR & NGC | N/A | N/A | N/A | N/A | N/A | N/A | N/A
00 Ret.Exist_Non-FBC_WetFGD_SNCR & ACI & NGC | N/A | N/A | N/A | N/A | N/A | N/A | N/A
00 Ret.Exist_Non-FBC_WetFGD_SNCR & ACI & SCR | N/A | N/A | N/A | N/A | N/A | N/A | N/A
00 Ret.Exist_Non-FBC_WetFGD_SNCR & ACI & SCR & CCS | N/A | N/A | N/A | N/A | N/A | N/A | N/A
00 Ret.Exist_Non-FBC_WetFGD_SNCR & ACI & SCR & DRET | N/A | N/A | N/A | N/A | N/A | N/A | N/A
00 Ret.Exist_Non-FBC_WetFGD_SNCR & ACI & SCR & NGC | N/A | N/A | N/A | N/A | N/A | N/A | N/A
00 Ret.Exist_Non-FBC_WetFGD_SNCR & C2G | N/A | N/A | N/A | N/A | N/A | N/A | N/A
00 Ret.Exist_Non-FBC_WetFGD_SNCR & C2G & SCR | N/A | N/A | N/A | N/A | N/A | N/A | N/A
00 Ret.Exist_Non-FBC_WetFGD_SNCR & DCCS | N/A | N/A | N/A | N/A | N/A | N/A | N/A
00 Ret.Exist_Non-FBC_WetFGD_SNCR & DCCS & SCR & CCS | N/A | N/A | N/A | N/A | N/A | N/A | N/A
00 Ret.Exist_Non-FBC_WetFGD_SNCR & DRET | N/A | N/A | N/A | N/A | N/A | N/A | N/A
00 Ret.Exist_Non-FBC_WetFGD_SNCR & GPM | N/A | N/A | N/A | N/A | N/A | N/A | N/A
00 Ret.Exist_Non-FBC_WetFGD_SNCR & GPM & C2G | N/A | N/A | N/A | N/A | N/A | N/A | N/A
00 Ret.Exist_Non-FBC_WetFGD_SNCR & GPM & C2G & SCR | N/A | N/A | N/A | N/A | N/A | N/A | N/A
00 Ret.Exist_Non-FBC_WetFGD_SNCR & GPM & DRET | N/A | N/A | N/A | N/A | N/A | N/A | N/A
00 Ret.Exist_Non-FBC_WetFGD_SNCR & GPM & NGC | N/A | N/A | N/A | N/A | N/A | N/A | N/A
00 Ret.Exist_Non-FBC_WetFGD_SNCR & GPM & SCR | N/A | N/A | N/A | N/A | N/A | N/A | N/A
00 Ret.Exist_Non-FBC_WetFGD_SNCR & GPM & SCR & CCS | N/A | N/A | N/A | N/A | N/A | N/A | N/A
00 Ret.Exist_Non-FBC_WetFGD_SNCR & GPM & SCR & DRET | N/A | N/A | N/A | N/A | N/A | N/A | N/A
00 Ret.Exist_Non-FBC_WetFGD_SNCR & GPM & SCR & NGC | N/A | N/A | N/A | N/A | N/A | N/A | N/A
00 Ret.Exist_Non-FBC_WetFGD_SNCR & NGC | N/A | N/A | N/A | N/A | N/A | N/A | N/A
00 Ret.Exist_Non-FBC_WetFGD_SNCR & SCR | N/A | N/A | N/A | N/A | N/A | N/A | N/A
00 Ret.Exist_Non-FBC_WetFGD_SNCR & SCR & C2G | N/A | N/A | N/A | N/A | N/A | N/A | N/A
00 Ret.Exist_Non-FBC_WetFGD_SNCR & SCR & CCS | N/A | N/A | N/A | N/A | N/A | N/A | N/A
00 Ret.Exist_Non-FBC_WetFGD_SNCR & SCR & DRET | N/A | N/A | N/A | N/A | N/A | N/A | N/A
00 Ret.Exist_Non-FBC_WetFGD_SNCR & SCR & NGC | N/A | N/A | N/A | N/A | N/A | N/A | N/A
00 Ret.Exist_Non-FBC_WetFGD_SNCR_ACI & C2G | N/A | N/A | N/A | N/A | N/A | N/A | N/A
00 Ret.Exist_Non-FBC_WetFGD_SNCR_ACI & C2G & SCR | N/A | N/A | N/A | N/A | N/A | N/A | N/A
00 Ret.Exist_Non-FBC_WetFGD_SNCR_ACI & DCCS | 70.125 | 77.9712 | 0 | 0 | 0 | 0 | 0
00 Ret.Exist_Non-FBC_WetFGD_SNCR_ACI & DCCS & SCR & CCS | N/A | N/A | 78.6254 | 78.6254 | N/A | N/A | N/A
00 Ret.Exist_Non-FBC_WetFGD_SNCR_ACI & DRET | N/A | 18.6405 | N/A | N/A | N/A | N/A | N/A
00 Ret.Exist_Non-FBC_WetFGD_SNCR_ACI & GPM | 70.1249 | N/A | N/A | N/A | N/A | N/A | N/A
00 Ret.Exist_Non-FBC_WetFGD_SNCR_ACI & GPM & C2G | N/A | N/A | N/A | N/A | N/A | N/A | N/A
00 Ret.Exist_Non-FBC_WetFGD_SNCR_ACI & GPM & C2G & SCR | N/A | N/A | N/A | N/A | N/A | N/A | N/A
00 Ret.Exist_Non-FBC_WetFGD_SNCR_ACI & GPM & DRET | N/A | N/A | N/A | N/A | N/A | N/A | N/A
00 Ret.Exist_Non-FBC_WetFGD_SNCR_ACI & GPM & NGC | N/A | N/A | N/A | N/A | N/A | N/A | N/A
00 Ret.Exist_Non-FBC_WetFGD_SNCR_ACI & GPM & SCR | N/A | N/A | N/A | N/A | N/A | N/A | N/A
00 Ret.Exist_Non-FBC_WetFGD_SNCR_ACI & GPM & SCR & CCS | N/A | 81.53 | 81.53 | 81.53 | N/A | N/A | N/A
00 Ret.Exist_Non-FBC_WetFGD_SNCR_ACI & GPM & SCR & DRET | N/A | N/A | N/A | N/A | N/A | N/A | N/A
00 Ret.Exist_Non-FBC_WetFGD_SNCR_ACI & GPM & SCR & NGC | N/A | N/A | N/A | N/A | N/A | N/A | N/A
00 Ret.Exist_Non-FBC_WetFGD_SNCR_ACI & NGC | N/A | N/A | N/A | N/A | N/A | N/A | N/A
00 Ret.Exist_Non-FBC_WetFGD_SNCR_ACI & SCR | N/A | N/A | N/A | N/A | N/A | N/A | N/A
00 Ret.Exist_Non-FBC_WetFGD_SNCR_ACI & SCR & C2G | N/A | N/A | N/A | N/A | N/A | N/A | N/A
00 Ret.Exist_Non-FBC_WetFGD_SNCR_ACI & SCR & CCS | N/A | N/A | N/A | N/A | N/A | N/A | N/A
00 Ret.Exist_Non-FBC_WetFGD_SNCR_ACI & SCR & DRET | N/A | N/A | N/A | N/A | N/A | N/A | N/A
00 Ret.Exist_Non-FBC_WetFGD_SNCR_ACI & SCR & NGC | N/A | N/A | N/A | N/A | N/A | N/A | N/A
00 Existing Combined Cycle Retirement | 0 | 0 | 0 | 0 | 0 | 0 | 0
00 New Combined Cycle Retirement | N/A | N/A | N/A | N/A | N/A | N/A | N/A
00 Existing Combustion Turbine Retirement | 0 | 0 | 0 | 0 | 0 | 0 | 0
00 New Combustion Turbine Retirement | N/A | N/A | N/A | N/A | N/A | N/A | N/A
00 Oil/Gas Steam Retirement | 0 | 0 | 0 | 0 | 0 | 0 | 0
00 Coal Steam Retirement | 0 | 0 | 0 | 0 | 0 | 0 | 0
00 IGCC Retirement | 0 | 0 | 0 | 0 | 0 | 0 | 0
00 Nuclear Retirement | N/A | 0 | 0 | 0 | 0 | 0 | 0
00 Biomass Retirement | 0 | 0 | 0 | 0 | 0 | 0 | 0
00 Fossil_Other Retirement | N/A | N/A | N/A | N/A | N/A | N/A | N/A
00 Fuel Cell Retirement | N/A | N/A | N/A | N/A | N/A | N/A | N/A
00 Geothermal Retirement | N/A | N/A | N/A | N/A | N/A | N/A | N/A
00 Hydro Retirement | 0 | 0 | 0 | 0 | 0 | 0 | 0
00 Landfill Gas Retirement | 0 | 0 | 0 | 0 | 0 | 0 | 0
00 Non Fossil_Other Retirement | N/A | N/A | N/A | N/A | N/A | N/A | N/A
00 Solar Thermal Retirement | N/A | N/A | N/A | N/A | N/A | N/A | N/A
00 Exist Dummy | 0 | 0 | 0 | 0 | 0 | 0 | 0
Average | 2.1634 | 2.2414 | 2.5064 | 2.7297 | 2.9805 | 3.1261 | 3.2803
15. Total Annual Production Cost [Million US2022$](*)
Variable O&M | 7240.7972 | 7200.8945 | 5441.648 | 4103.4279 | 2754.8464 | 3653.6992 | 4088.0949
Fixed O&M | 63130.181 | 64055.7708 | 69702.0304 | 76119.284 | 81324.7873 | 79729.9334 | 79972.3477
Fuel | 49470.7314 | 51625.693 | 47167.195 | 31829.9162 | 20549.2829 | 32788.7761 | 39962.3891
Capital | 12911.976 | 18886.1616 | 43617.1329 | 59271.2841 | 73577.2328 | 74125.3707 | 85378.4629
Pollutant Transport & Storage | 0 | -686.9928 | -10907.7349 | -10465.6653 | -152.9484 | -167.0118 | -152.3922
Total | 132753.6855 | 141081.5271 | 155020.2714 | 160858.2469 | 178053.2012 | 190130.7675 | 209248.9024
Sales Revenue | 0 | 0 | 0 | 0 | 0 | 0 | 0
(*) Costs include only those items that are important for determining incremental cost of pollution control
16. Emissions
CO2 Thousand Tonnes | 1075703.5877 | 1007937.9904 | 652290.009 | 440689.794 | 289834.3572 | 413786.6906 | 475621.3071
CO2 Thousand Tons | 1185759.8974 | 1111061.1341 | 719026.4521 | 485777.2076 | 319487.6001 | 456121.6207 | 524282.5986
Carbon Million Tons | 323.3891 | 303.0167 | 196.0981 | 132.4847 | 87.133 | 124.3968 | 142.9862
Carbon Million Tonnes | 293.3737 | 274.8922 | 177.8973 | 120.1881 | 79.0457 | 112.8509 | 129.7149
HCL Thousand Tons | 2.1144 | 1.7733 | 1.1617 | 1.0493 | 0.096566 | 0.11699 | 0.11716
MER lbs | 4724.5684 | 4380.8941 | 3711.7495 | 3509.8462 | 2519.8247 | 2513.3573 | 2538.1765
NOX Thousand Tons | 416.8033 | 349.6698 | 219.1531 | 171.0462 | 86.8621 | 108.901 | 118.691
SO2 Thousand Tons | 381.782 | 287.7666 | 150.0806 | 133.7508 | 13.6601 | 16.6059 | 17.0356

## FuelReport_ToEPA
Fuel Consumption by Fuel and Fuel Type [Tbtu]
Fuel Type | 2028 | 2030 | 2035 | 2040 | 2045 | 2050 | 2055
Biomass | 1.4982 | 2.9644 | 2.7469 | 0.24179 | 0.14961 | 1.5182 | 3.0466
EPA v7.23 Biomass | 1.4982 | 2.9644 | 2.7469 | 0.24179 | 0.14961 | 1.5182 | 3.0466
Coal | 3880.9786 | 3200.9448 | 1954.0843 | 1846.9366 | 56.4052 | 68.1006 | 68.7798
EPA v7.23 Coal BA | 112.8029 | 1.3388 | 0.031134 | 0.020292 | 0 | 0 | 0
EPA v7.23 Coal BB | 20.8768 | 1.626 | 0 | 0 | 0 | 0 | 0
EPA v7.23 Coal BD | 26.4825 | 20.1477 | 7.8761 | 7.8761 | 0 | 0 | 0
EPA v7.23 Coal BE | 510.879 | 510.4285 | 479.943 | 479.943 | 0 | 0 | 0
EPA v7.23 Coal BG | 333.0803 | 361.6679 | 218.9839 | 196.0091 | 0 | 0 | 0
EPA v7.23 Coal BH | 376.021 | 410.2649 | 54.4335 | 75.7829 | 0 | 0 | 0
EPA v7.23 Coal LA
EPA v7.23 Coal LD | 0 | 0 | 0 | 0 | 0 | 0 | 0
EPA v7.23 Coal LE | 214.6408 | 252.0647 | 280.6137 | 280.5075 | 9.039 | 9.3454 | 9.3454
EPA v7.23 Coal LG | 87.262 | 87.262 | 87.262 | 87.262 | 8.5295 | 16.3208 | 16.3208
EPA v7.23 Coal LH | 0 | 0 | 0 | 0 | 0 | 0 | 0
EPA v7.23 Coal SA | 1668.2922 | 1001.9919 | 364.3576 | 637.4316 | 6.5821 | 9.8927 | 10.572
EPA v7.23 Coal SB | 298.9403 | 286.5313 | 325.8261 | 81.2926 | 31.4431 | 31.7301 | 31.7301
EPA v7.23 Coal SD | 121.667 | 110.5989 | 110.5919 | 0 | 0 | 0 | 0
EPA v7.23 Coal SE | 110.0338 | 157.0221 | 24.1653 | 0.81153 | 0.81153 | 0.81153 | 0.81153
Hydrogen | 0 | 0 | 0 | 0 | 0.062178 | 13.7139 | 28.5994
EPA v7.23 Hydrogen | 0 | 0 | 0 | 0 | 0.062178 | 13.7139 | 28.5994
LF Gas | 229.3275 | 229.9051 | 216.5609 | 204.7728 | 191.2733 | 284.8577 | 334.7601
EPA v7.23 LFG | 229.3275 | 229.9051 | 216.5609 | 204.7728 | 191.2733 | 284.8577 | 334.7601
MSW | 233.0355 | 233.0355 | 232.0463 | 216.7232 | 212.2739 | 208.4441 | 212.1138
EPA v7.23 MSW | 233.0355 | 233.0355 | 232.0463 | 216.7232 | 212.2739 | 208.4441 | 212.1138
NaturalGas | 11783.727 | 12056.1593 | 10895.0132 | 7255.3379 | 4874.585 | 6992.0729 | 8073.3795
EPA v7.23 Gas | 11783.727 | 12056.1593 | 10895.0132 | 7255.3379 | 4874.585 | 6992.0729 | 8073.3795
Nuclear | 7853.4521 | 7623.5914 | 6988.7693 | 6441.3885 | 4927.253 | 3711.6851 | 2292.505
EPA v7.23 Nuclear | 7853.4521 | 7623.5914 | 6988.7693 | 6441.3885 | 4927.253 | 3711.6851 | 2292.505
Oil | 0.13348 | 0.14711 | 0.0010417 | 0.033699 | 0.058092 | 0 | 0
EPA v7.23 DFO | 0.13348 | 0.14711 | 0.0010417 | 0.033699 | 0.058092 | 0 | 0
EPA v7.23 RFO | 0 | 0 | 0 | 0 | 0 | 0 | 0
Pet. Coke | 113.7267 | 55.0867 | 51.6013 | 49.1475 | 7.8406 | 9.2104 | 9.2063
EPA v7.23 Pet Coke | 113.7267 | 55.0867 | 51.6013 | 49.1475 | 7.8406 | 9.2104 | 9.2063
Waste Coal | 97.4206 | 95.7529 | 42.5206 | 42.5206 | 0 | 0 | 0
EPA v7.23 Waste Coal | 97.4206 | 95.7529 | 42.5206 | 42.5206 | 0 | 0 | 0
Grand Total | 24193.2996 | 23497.5872 | 20383.3438 | 16057.1027 | 10269.9008 | 11289.603 | 11022.3905
Fuel Costs by Fuel and Fuel Type[MMUS$]
Fuel Type | 2028 | 2030 | 2035 | 2040 | 2045 | 2050 | 2055
Biomass | 5.968 | 11.8088 | 10.9423 | 0.96317 | 0.59598 | 6.0478 | 12.1363
EPA v7.23 Biomass | 5.968 | 11.8088 | 10.9423 | 0.96317 | 0.59598 | 6.0478 | 12.1363
Coal | 6601.2136 | 5449.6972 | 3420.9688 | 3339.3623 | 64.0034 | 84.9716 | 86.4435
EPA v7.23 Coal BA | 182.3988 | 3.5306 | 0.083637 | 0.055583 | 0 | 0 | 0
EPA v7.23 Coal BB | 35.3494 | 3.8548 | 0 | 0 | 0 | 0 | 0
EPA v7.23 Coal BD | 68.9013 | 52.9175 | 19.0516 | 20.268 | 0 | 0 | 0
EPA v7.23 Coal BE | 1014.4477 | 1039.0847 | 983.8463 | 1008.5674 | 0 | 0 | 0
EPA v7.23 Coal BG | 549.7317 | 601.6906 | 389.3334 | 375.544 | 0 | 0 | 0
EPA v7.23 Coal BH | 706.1787 | 796.2545 | 128.7783 | 183.5778 | 0 | 0 | 0
EPA v7.23 Coal LA
EPA v7.23 Coal LD | 0 | 0 | 0 | 0 | 0 | 0 | 0
EPA v7.23 Coal LE | 313.9488 | 381.4985 | 482.608 | 472.2021 | 14.5701 | 15.6402 | 15.6402
EPA v7.23 Coal LG | 115.2811 | 117.2802 | 122.0362 | 127.071 | 12.825 | 25.4595 | 25.4595
EPA v7.23 Coal LH | 0 | 0 | 0 | 0 | 0 | 0 | 0
EPA v7.23 Coal SA | 2904.0839 | 1663.7055 | 578.6248 | 1039.7013 | 7.7379 | 13.127 | 14.2766
EPA v7.23 Coal SB | 383.1859 | 374.139 | 553.6608 | 110.972 | 27.4673 | 29.3419 | 29.664
EPA v7.23 Coal SD | 116.7698 | 98.5012 | 104.4785 | 0 | 0 | 0 | 0
EPA v7.23 Coal SE | 210.9365 | 317.2402 | 58.4674 | 1.4032 | 1.4032 | 1.4032 | 1.4032
Hydrogen | 0 | 0 | 0 | 0 | 0.5993 | 132.1792 | 275.6505
EPA v7.23 Hydrogen | 0 | 0 | 0 | 0 | 0.5993 | 132.1792 | 275.6505
LF Gas | 0 | 0 | 0 | 0 | 0 | 0 | 0
EPA v7.23 LFG | 0 | 0 | 0 | 0 | 0 | 0 | 0
MSW | 0 | 0 | 0 | 0 | 0 | 0 | 0
EPA v7.23 MSW | 0 | 0 | 0 | 0 | 0 | 0 | 0
NaturalGas | 36946.2787 | 40502.2863 | 38626.1009 | 23705.6609 | 16971.8906 | 29915.4723 | 37944.4741
EPA v7.23 Gas | 36946.2787 | 40502.2863 | 38626.1009 | 23705.6609 | 16971.8906 | 29915.4723 | 37944.4741
Nuclear | 5579.4667 | 5415.1412 | 4962.4382 | 4571.6417 | 3495.4148 | 2631.8828 | 1625.4709
EPA v7.23 Nuclear | 5579.4667 | 5415.1412 | 4962.4382 | 4571.6417 | 3495.4148 | 2631.8828 | 1625.4709
Oil | 2.6307 | 2.9106 | 0.023089 | 0.74421 | 1.2872 | 0 | 0
EPA v7.23 DFO | 2.6307 | 2.9106 | 0.023089 | 0.74421 | 1.2872 | 0 | 0
EPA v7.23 RFO | 0 | 0 | 0 | 0 | 0 | 0 | 0
Pet. Coke | 227.1107 | 111.2256 | 104.3717 | 99.3412 | 15.4917 | 18.2223 | 18.2138
EPA v7.23 Pet Coke | 227.1107 | 111.2256 | 104.3717 | 99.3412 | 15.4917 | 18.2223 | 18.2138
Waste Coal | 108.0629 | 132.6233 | 42.3499 | 112.2028 | 0 | 0 | 0
EPA v7.23 Waste Coal | 108.0629 | 132.6233 | 42.3499 | 112.2028 | 0 | 0 | 0
Grand Total | 49470.7314 | 51625.693 | 47167.195 | 31829.9162 | 20549.2829 | 32788.7761 | 39962.3891
Fuel Costs by Fuel and Fuel Type[US$/MMBtu]
Fuel Type | 2028 | 2030 | 2035 | 2040 | 2045 | 2050 | 2055
Biomass | 3.9835 | 3.9835 | 3.9835 | 3.9835 | 3.9835 | 3.9835 | 3.9835
EPA v7.23 Biomass | 3.9835 | 3.9835 | 3.9835 | 3.9835 | 3.9835 | 3.9835 | 3.9835
Coal | 1.7009 | 1.7025 | 1.7507 | 1.8081 | 1.1347 | 1.2477 | 1.2568
EPA v7.23 Coal BA | 1.617 | 2.6373 | 2.6864 | 2.7392 | 0 | 0 | 0
EPA v7.23 Coal BB | 1.6932 | 2.3708 | 0 | 0 | 0 | 0 | 0
EPA v7.23 Coal BD | 2.6018 | 2.6265 | 2.4189 | 2.5733 | 0 | 0 | 0
EPA v7.23 Coal BE | 1.9857 | 2.0357 | 2.0499 | 2.1014 | 0 | 0 | 0
EPA v7.23 Coal BG | 1.6504 | 1.6637 | 1.7779 | 1.916 | 0 | 0 | 0
EPA v7.23 Coal BH | 1.878 | 1.9408 | 2.3658 | 2.4224 | 0 | 0 | 0
EPA v7.23 Coal LA | 0 | 0 | 0 | 0 | 0 | 0 | 0
EPA v7.23 Coal LD | 0 | 0 | 0 | 0 | 0 | 0 | 0
EPA v7.23 Coal LE | 1.4627 | 1.5135 | 1.7198 | 1.6834 | 1.6119 | 1.6736 | 1.6736
EPA v7.23 Coal LG | 1.3211 | 1.344 | 1.3985 | 1.4562 | 1.5036 | 1.5599 | 1.5599
EPA v7.23 Coal LH | 0 | 0 | 0 | 0 | 0 | 0 | 0
EPA v7.23 Coal SA | 1.7408 | 1.6604 | 1.5881 | 1.6311 | 1.1756 | 1.3269 | 1.3504
EPA v7.23 Coal SB | 1.2818 | 1.3058 | 1.6993 | 1.3651 | 0.87355 | 0.92473 | 0.93489
EPA v7.23 Coal SD | 0.95975 | 0.89062 | 0.94472 | 0 | 0 | 0 | 0
EPA v7.23 Coal SE | 1.917 | 2.0204 | 2.4195 | 1.729 | 1.729 | 1.729 | 1.729
Hydrogen | 0 | 0 | 0 | 0 | 9.6383 | 9.6383 | 9.6383
EPA v7.23 Hydrogen | 0 | 0 | 0 | 0 | 9.6383 | 9.6383 | 9.6383
LF Gas | 0 | 0 | 0 | 0 | 0 | 0 | 0
EPA v7.23 LFG | 0 | 0 | 0 | 0 | 0 | 0 | 0
MSW | 0 | 0 | 0 | 0 | 0 | 0 | 0
EPA v7.23 MSW | 0 | 0 | 0 | 0 | 0 | 0 | 0
NaturalGas | 3.1354 | 3.3595 | 3.5453 | 3.2673 | 3.4817 | 4.2785 | 4.6999
EPA v7.23 Gas | 3.1354 | 3.3595 | 3.5453 | 3.2673 | 3.4817 | 4.2785 | 4.6999
Nuclear | 0.71045 | 0.71031 | 0.71006 | 0.70973 | 0.7094 | 0.70908 | 0.70904
EPA v7.23 Nuclear | 0.71045 | 0.71031 | 0.71006 | 0.70973 | 0.7094 | 0.70908 | 0.70904
Oil | 19.7082 | 19.7848 | 22.165 | 22.0843 | 22.1579 | 0 | 0
EPA v7.23 DFO | 19.7082 | 19.7848 | 22.165 | 22.0843 | 22.1579 | 0 | 0
EPA v7.23 RFO | 0 | 0 | 0 | 0 | 0 | 0 | 0
Pet. Coke | 1.997 | 2.0191 | 2.0227 | 2.0213 | 1.9758 | 1.9784 | 1.9784
EPA v7.23 Pet Coke | 1.997 | 2.0191 | 2.0227 | 2.0213 | 1.9758 | 1.9784 | 1.9784
Waste Coal | 1.1092 | 1.3851 | 0.99599 | 2.6388 | 0 | 0 | 0
EPA v7.23 Waste Coal | 1.1092 | 1.3851 | 0.99599 | 2.6388 | 0 | 0 | 0
Grand Total | 2.0448 | 2.1971 | 2.314 | 1.9823 | 2.0009 | 2.9043 | 3.6256

## Coal Pivot Tables
Coal Prices (2022$/MMBtu) | [7 empty] | Total TBtu
Coal Region | 2028 | 2030 | 2035 | 2040 | 2045 | 2050 | 2055 | 2028 | 2030 | 2035 | 2040 | 2045 | 2050 | 2055
Appalachia | 1.4549 | 1.4772 | 1.4863 | 1.5516 | 2.2655 | 2.398 | 2.3977 | 870.785 | 932.8221 | 605.2632 | 589.9029 | 89.7781 | 83.374 | 83.3837
Imports | 4.729 | 4.4503 | 4.3028 |  |  |  |  | 3.5244 | 5.9263 | 0.053224
Interior | 1.5184 | 1.5722 | 1.7297 |  |  |  |  | 1111.3161 | 1021.9047 | 771.7899 | 1062.1222 | 668.1976 | 664.6754 | 653.0177
Waste Coal | 0.54325 | 0.81628 | 0.38324 | 2.0168 |  |  |  | 97.4206 | 95.7529 | 42.5206 | 42.5206
West | 0.85137 | 0.91585 | 0.99292 | 1.0415 |  |  |  | 3432.7288 | 2641.8695 | 1908.5005 | 1668.9864 | 744.8803 | 779.5155 | 780.0548
National | 1.0781 | 1.1725 | 1.2458 | 1.3784 | 1.6974 | 1.6369 | 1.649 | 5515.7748 | 4698.2755 | 3328.1274 | 3363.5321 | 1502.8561 | 1527.5649 | 1516.4562
Coal Prices (2022$/Ton) | [7 empty] | Total Million Tons
Coal Region | 2028 | 2030 | 2035 | 2040 | 2045 | 2050 | 2055 | 2028 | 2030 | 2035 | 2040 | 2045 | 2050 | 2055
Appalachia | 36.8237 | 37.3666 | 38.0547 | 39.7745 | 56.0314 | 59.327 | 59.3271 | 34.4053 | 36.8776 | 23.6398 | 23.0127 | 3.63 | 3.37 | 3.37
Imports | 98.08 | 92.3 | 89.24 |  |  |  |  | 0.16993 | 0.28574 | 0.0025662
Interior | 31.4928 | 32.3763 | 33.3373 | 35.6148 | 41.3323 | 43.5069 | 44.0395 | 53.5799 | 49.6253 | 40.0448 | 53.2623 | 30.1542 | 30.2792 | 29.7092
Waste Coal | 7.2795 | 10.9382 | 5.1354 | 27.025 |  |  |  | 7.2702 | 7.1457 | 3.1732 | 3.1732
West | 15.0094 | 16.0026 | 17.1774 | 18.0618 | 27.7378 | 23.2948 | 23.4895 | 194.7136 | 151.1984 | 110.3193 | 96.2409 | 39.7032 | 42.2086 | 42.2472
National | 20.4951 | 22.4726 | 23.4006 | 26.3891 | 34.7137 | 32.9633 | 33.1979 | 290.139 | 245.1328 | 177.1797 | 175.6891 | 73.4874 | 75.8578 | 75.3264

## Final Wholesale Price
Wholesale Electricity Price (2022$/MWh)
Region Group | 2028 | 2030 | 2035 | 2040 | 2045 | 2050 | 2055
ERCOT_Tenaska Frontier Generating Station | 24.8872 | 26.3186 | 29.5496 | 0 | 0 | 29.4495 | 32.1199
ERCOT_Tenaska Gateway Generating Station | 24.8778 | 26.315 | 29.5511 | 0 | 0 | 29.4497 | 0
ERCOT_Panhandle | 20.3484 | 23.1636 | 26.8843 | 18.139 | 12.1456 | 23.0123 | 25.7813
ERCOT_Rest | 24.4483 | 25.5313 | 33.4122 | 24.4236 | 17.7858 | 30.1574 | 32.8176
ERCOT_West | 20.8488 | 23.7344 | 27.5466 | 18.5863 | 12.4455 | 24.3068 | 27.0225
FRCC | 39.5654 | 45.7492 | 40.6064 | 39.7499 | 37.1896 | 43.6913 | 46.8256
MISO_Amite South (including DSG) | 35.7249 | 47.1065 | 39.3923 | 32.5195 | 30.577 | 39.6169 | 42.2476
MISO_Arkansas | 34.452 | 45.7082 | 38.8824 | 30.3842 | 24.2039 | 34.0182 | 37.556
MISO_Iowa | 33.5725 | 39.3842 | 34.8754 | 26.5781 | 20.1685 | 30.0975 | 33.2781
MISO_Illinois | 37.784 | 41.948 | 37.414 | 27.5072 | 21.339 | 31.2288 | 34.3801
MISO_Indiana (including parts of Kentucky) | 38.1728 | 43.0869 | 38.831 | 31.1725 | 25.8472 | 35.2385 | 38.1697
MISO_Louisiana | 35.2056 | 46.3444 | 39.3551 | 31.784 | 27.0763 | 36.1614 | 38.8874
MISO_Lower Michigan | 35.9906 | 42.8622 | 41.9214 | 38.2904 | 34.1011 | 41.5673 | 44.4425
MISO_MT, SD, ND | 33.2421 | 38.4656 | 34.3129 | 25.8476 | 19.8957 | 29.4876 | 32.6976
MISO_Iowa-MidAmerican | 32.9017 | 38.9805 | 34.9409 | 27.0296 | 20.2754 | 30.1082 | 33.3773
MISO_Minnesota and Western Wisconsin | 34.8122 | 40.4784 | 35.4325 | 26.5342 | 20.3952 | 30.2212 | 33.5342
MISO_Missouri | 37.2619 | 42.388 | 37.6566 | 27.9124 | 21.5709 | 31.7026 | 35.026
MISO_Mississippi | 35.4987 | 46.6805 | 39.8491 | 32.3435 | 27.9256 | 36.896 | 39.6331
MISO_WOTAB (including Western) | 28.4475 | 31.1157 | 36.1388 | 30.8252 | 26.9625 | 36.1839 | 38.9982
MISO_Wisconsin- Upper Michigan (WUMS) | 36.1069 | 41.9143 | 38.929 | 30.3883 | 23.2198 | 35.9123 | 37.4205
ISONE_Connecticut | 30.9788 | 33.0664 | 36.3195 | 34.3821 | 34.2406 | 43.0813 | 45.8175
ISONE_Maine | 29.5992 | 31.3387 | 32.2099 | 27.6607 | 26.6753 | 33.5191 | 35.8502
ISONE_MA, VT, NH, RI (Rest of ISO New England) | 30.6823 | 32.9008 | 35.9161 | 33.4732 | 31.906 | 40.672 | 43.1137
NY_Zone A (West) | 31.5173 | 35.2217 | 37.0403 | 32.3356 | 32.1145 | 35.7934 | 37.761
NY_Zone B (Genesee) | 32.037 | 36.044 | 37.5069 | 32.9049 | 32.6219 | 36.6974 | 39.5223
NY_Zone C&E | 32.4944 | 36.5512 | 37.9196 | 33.1647 | 33.0943 | 37.5585 | 40.3431
NY_Zone D (North) | 31.7007 | 35.581 | 34.9834 | 25.8936 | 26.6821 | 33.9899 | 36.2089
NY_Zone F (Capital) | 35.0191 | 38.449 | 38.6534 | 33.9115 | 33.6518 | 38.1905 | 40.7478
NY_Zone G-I (Downstate NY) | 39.6536 | 43.767 | 40.1497 | 38.3413 | 38.2748 | 42.8347 | 45.7007
NY_Zone J (NYC) | 40.6537 | 44.8866 | 41.1582 | 41.8387 | 41.9882 | 46.6593 | 49.5976
NY_Zone K (LI) | 50.2799 | 48.45 | 38.9947 | 38.9719 | 39.6159 | 44.2898 | 49.7584
PJM_AP | 33.6042 | 39.6778 | 40.0305 | 34.9727 | 32.9101 | 40.1246 | 43.6153
PJM_ATSI | 33.4549 | 39.7864 | 40.3219 | 35.1278 | 33.2929 | 40.5152 | 43.694
PJM_ComEd | 28.6166 | 35.1368 | 34.1578 | 27.9823 | 25.3834 | 40.9654 | 44.7617
PJM_Dominion | 34.0785 | 40.4177 | 40.0056 | 35.1961 | 32.6556 | 41.1538 | 45.566
PJM_EMAAC | 26.8009 | 29.9097 | 37.8832 | 37.3718 | 36.9314 | 44.1319 | 47.3655
PJM_PENELEC | 26.5796 | 29.2224 | 36.8635 | 32.9709 | 32.1811 | 39.1788 | 42.1095
PJM_SWMAAC | 58.8545 | 40.4094 | 41.3823 | 38.8002 | 36.6868 | 44.0787 | 47.6552
PJM West | 34.2475 | 40.7425 | 40.9589 | 34.6918 | 31.8441 | 39.6072 | 43.0571
PJM_Western MAAC | 26.4367 | 29.2717 | 36.9629 | 35.4489 | 35.6034 | 42.1561 | 45.1679
SERC_Central_Kentucky | 35.4477 | 39.9906 | 43.0043 | 34.6963 | 30.1392 | 38.4813 | 42.0369
SERC_Central_TVA | 36.5868 | 40.6615 | 38.925 | 32.5231 | 27.8111 | 35.2244 | 39.3937
SERC_Delta_AECI | 28.1928 | 34.2406 | 34.9791 | 25.9783 | 20.3194 | 29.7928 | 33.5624
SERC_Southeastern | 36.0924 | 39.5356 | 37.5434 | 33.3768 | 31.2646 | 37.8201 | 40.6078
SERC_VACAR | 39.0855 | 42.2972 | 44.5469 | 39.4589 | 38.1785 | 44.2199 | 49.7667
SPP_Kiamichi Energy Facility | 24.9207 | 26.3896 | 29.643 | 21.2917 | 15.6572 | 29.4707 | 32.1752
SPP North- (Kansas, Missouri) | 29.0133 | 32.4132 | 27.1059 | 18.7737 | 13.3029 | 24.8611 | 28.7784
SPP Nebraska | 28.3948 | 31.7415 | 28.0874 | 21.9571 | 16.6332 | 28.0801 | 31.4235
SPP SPS (Texas Panhandle) | 27.2184 | 31.307 | 21.7398 | 13.4491 | 6.8288 | 20.7512 | 23.6392
SPP_WAUE | 26.3474 | 30.776 | 27.9583 | 21.767 | 16.4249 | 27.8694 | 31.3833
SPP West (Oklahoma, Arkansas, Louisiana) | 29.0904 | 32.3931 | 27.0844 | 18.5151 | 13.2971 | 24.405 | 28.3144
WECC_BANC | 59.4492 | 61.71 | 52.1894 | 54.5417 | 38.1076 | 63.0536 | 71.9935
WECC_Northern California (not including BANC) | 53.4567 | 55.8094 | 47.7 | 45.5564 | 28.9954 | 56.7285 | 66.2801
WECC_LADWP | 51.9701 | 56.7716 | 49.9215 | 49.3202 | 35.312 | 59.9713 | 67.2933
WECC_San Diego Gas and Electric | 54.3225 | 58.4827 | 51.6813 | 48.714 | 36.8672 | 60.1461 | 68.6567
WECC_Arizona | 37.7845 | 42.6199 | 41.6896 | 40.1105 | 32.8748 | 41.2783 | 44.5319
WECC_Colorado | 38.9258 | 53.7849 | 48.5651 | 39.5443 | 33.3316 | 42.3039 | 45.4151
WECC_Idaho | 35.7694 | 41.1415 | 43.3716 | 37.1939 | 30.6881 | 38.7639 | 42.0778
WECC_Imperial Irrigation District (IID) | 23.8663 | 42.0436 | 40.5151 | 35.32 | 26.45 | 47.1374 | 57.3197
WECC_Montana | 38.1037 | 44.1263 | 41.3245 | 32.8688 | 26.5526 | 34.5002 | 37.6251
WECC_New Mexico | 34.7299 | 41.4704 | 41.2053 | 39.4208 | 31.287 | 39.7923 | 43.1296
WECC_Northern Nevada | 36.2893 | 42.7434 | 40.379 | 37.4566 | 33.2223 | 41.9834 | 44.691
WECC_Pacific Northwest | 40.0383 | 45.8503 | 43.457 | 38.9348 | 30.4567 | 38.19 | 42.6509
WECC_Southern California Edison | 53.0877 | 57.8353 | 50.0073 | 49.0391 | 34.1416 | 57.8263 | 66.2335
WECC_Southern Nevada | 37.133 | 40.4575 | 37.7094 | 36.8808 | 31.9301 | 41.0745 | 44.0772
WECC_Utah | 34.56 | 42.7511 | 43.4067 | 38.8059 | 36.4473 | 42.6396 | 45.5151
WECC_Wyoming | 24.7697 | 30.0745 | 39.2231 | 33.828 | 31.1281 | 40.2172 | 43.0843
National | 35.5982 | 39.985 | 39.0477 | 33.9193 | 28.9621 | 39.0683 | 42.8982

## Natural Gas
Final Rule Sens Vehicle Rules MATS and ELG - Natural Gas Results
| Delivered Natural Gas Price (2022$/MMBtu) | [28 empty] | Natural Gas Consumption in the Power Sector (Tcf)
| Winter | [6 empty] | Spring | [6 empty] | Summer | [6 empty] | Fall | [7 empty] | Winter | [6 empty] | Spring | [6 empty] | Summer | [6 empty] | Fall
| 2028 | 2030 | 2035 | 2040 | 2045 | 2050 | 2055 | 2028 | 2030 | 2035 | 2040 | 2045 | 2050 | 2055 | 2028 | 2030 | 2035 | 2040 | 2045 | 2050 | 2055 | 2028 | 2030 | 2035 | 2040 | 2045 | 2050 | 2055 |  | 2028 | 2030 | 2035 | 2040 | 2045 | 2050 | 2055 | 2028 | 2030 | 2035 | 2040 | 2045 | 2050 | 2055 | 2028 | 2030 | 2035 | 2040 | 2045 | 2050 | 2055 | 2028 | 2030 | 2035 | 2040 | 2045 | 2050 | 2055
ERC_FRNT | 3.7594 | 3.4393 | 3.8311 | 3.5286 | 3.7827 | 4.5726 | 4.9916 | 3.2604 | 3.1465 | 3.3454 | 3.0187 | 3.2949 | 4.0847 | 4.5037 | 2.792 | 3.2739 | 3.1851 | 3.046 | 3.2935 | 4.0833 | 4.5023 | 2.9325 | 3.3979 | 3.2389 | 3.3476 | 3.5384 | 4.3282 | 4.7472 | ERC_FRNT | 0.0010467 | 0.0019816 | 0.00052327 | 0 | 0 | 0 | 0 | 6.2986e-05 | 5.1109e-05 | 0 | 0 | 0 | 0 | 0 | 0.014747 | 0.014681 | 0.00039566 | 0 | 0 | 0.00021922 | 0.0042347 | 9.3543e-06 | 0.00010659 | 0 | 0 | 0 | 0 | 0
ERC_GWAY | 3.7594 | 3.4393 | 3.8311 | 3.5286 | 3.7827 | 4.5726 | 4.9916 | 3.2604 | 3.1465 | 3.3454 | 3.0187 | 3.2949 | 4.0847 | 4.5037 | 2.792 | 3.2739 | 3.1851 | 3.046 | 3.2935 | 4.0833 | 4.5023 | 2.9325 | 3.3979 | 3.2389 | 3.3476 | 3.5384 | 4.3282 | 4.7472 | ERC_GWAY | 0.00053127 | 0.00053127 | 0.00053127 | 0 | 0 | 0 | 0 | 0 | 0 | 0 | 0 | 0 | 0 | 0 | 0.004256 | 0.0092938 | 0.00040172 | 0 | 0 | 0.00022257 | 0 | 0 | 0 | 0 | 0 | 0 | 0 | 0
ERC_PHDL | - | - | - | - | - | - | - | - | - | - | - | - | - | - | - | - | - | - | - | - | - | - | - | - | - | - | - | - | ERC_PHDL | 0 | 0 | 0 | 0 | 0 | 0 | 0 | 0 | 0 | 0 | 0 | 0 | 0 | 0 | 0 | 0 | 0 | 0 | 0 | 0 | 0 | 0 | 0 | 0 | 0 | 0 | 0 | 0
ERC_REST | 3.7594 | 3.4393 | 3.8311 | 3.5286 | 3.7827 | 4.5726 | 4.9916 | 3.2604 | 3.1465 | 3.3454 | 3.0187 | 3.2949 | 4.0847 | 4.5037 | 2.792 | 3.2739 | 3.1851 | 3.046 | 3.2935 | 4.0833 | 4.5023 | 2.9325 | 3.3979 | 3.2389 | 3.3476 | 3.5384 | 4.3282 | 4.7472 | ERC_REST | 0.14272 | 0.14748 | 0.099268 | 0.0024726 | 0.0016044 | 0.0087508 | 0.019982 | 0.029748 | 0.022853 | 0 | 0 | 0 | 0 | 0 | 0.32656 | 0.30703 | 0.24013 | 0.087281 | 0.02522 | 0.14334 | 0.15066 | 0.10728 | 0.098855 | 0.069886 | 0.0075234 | 0 | 0.017188 | 0.024771
ERC_WEST | 3.7241 | 3.3922 | 3.7754 | 3.4826 | 3.7338 | 4.5237 | 4.9427 | 3.2236 | 3.0874 | 3.2582 | 2.9394 | 3.2187 | 4.0086 | 4.4276 | 2.7201 | 3.1731 | 3.065 | 2.9568 | 3.2036 | 3.9934 | 4.4124 | 2.8846 | 3.3193 | 3.1391 | 3.247 | 3.4427 | 4.2326 | 4.6516 | ERC_WEST | 0.0078016 | 0.0078336 | 0.0029618 | 0 | 0 | 0.0003098 | 0.00055733 | 0 | 0 | 0 | 0 | 0 | 0 | 0 | 0.015973 | 0.021199 | 0.0060325 | 0.0031457 | 0.0012764 | 0.0031618 | 0.0031578 | 0.0053095 | 0.0053095 | 0.0053095 | 0.0013748 | 0 | 0.0023971 | 0.0042753
FRCC | 4.0009 | 3.6853 | 4.1919 | 3.7921 | 3.9649 | 4.7547 | 5.1737 | 3.4812 | 3.384 | 3.7451 | 3.2929 | 3.4508 | 4.2406 | 4.6596 | 3.3057 | 4.0055 | 3.7743 | 3.4197 | 3.6337 | 4.4236 | 4.8426 | 3.1253 | 3.7033 | 3.674 | 3.6811 | 3.8218 | 4.6116 | 5.0307 | FRCC | 0.30254 | 0.31984 | 0.3349 | 0.27249 | 0.20133 | 0.23328 | 0.2847 | 0.20593 | 0.21038 | 0.2083 | 0.13589 | 0.074889 | 0.091345 | 0.12712 | 0.72134 | 0.73014 | 0.75912 | 0.73341 | 0.61211 | 0.69836 | 0.79956 | 0.24618 | 0.249 | 0.25381 | 0.22699 | 0.17301 | 0.20512 | 0.23979
MIS_AMSO | 3.7758 | 3.4787 | 4.0206 | 3.6616 | 3.8541 | 4.644 | 5.063 | 3.2898 | 3.1977 | 3.5806 | 3.1771 | 3.3715 | 4.1613 | 4.5803 | 2.7991 | 3.3194 | 3.3777 | 3.1886 | 3.4143 | 4.2041 | 4.6231 | 2.912 | 3.4593 | 3.4752 | 3.5191 | 3.662 | 4.4518 | 4.8708 | MIS_AMSO | 0.039364 | 0.044099 | 0.035989 | 0.0068374 | 0.0061159 | 0.010971 | 0.013531 | 0.024297 | 0.023047 | 0.0066807 | 0.0001872 | 0.00050901 | 0.0018177 | 0.0019393 | 0.083522 | 0.078916 | 0.072313 | 0.057991 | 0.0393 | 0.059008 | 0.077825 | 0.027695 | 0.027955 | 0.022559 | 0.0029129 | 0.0028819 | 0.0082657 | 0.0098592
MIS_AR | 3.7597 | 3.4565 | 3.9381 | 3.6156 | 3.8296 | 4.6195 | 5.0385 | 3.282 | 3.1767 | 3.4922 | 3.124 | 3.3347 | 4.1246 | 4.5436 | 2.7629 | 3.267 | 3.2676 | 3.1202 | 3.3544 | 4.1443 | 4.5633 | 2.9373 | 3.4454 | 3.3932 | 3.4712 | 3.6234 | 4.4132 | 4.8322 | MIS_AR | 0.022101 | 0.044992 | 0.02735 | 0.001785 | 3.4766e-05 | 0.0019442 | 0.0023775 | 0.0087028 | 0.011752 | 0.0012447 | 0 | 0 | 0 | 0 | 0.086128 | 0.10807 | 0.085842 | 0.043185 | 0.012213 | 0.043146 | 0.043162 | 0.023323 | 0.022704 | 0.01242 | 0.00059534 | 0 | 0.00038836 | 0.00060275
MIS_IA | 4.0507 | 3.6666 | 4.0185 | 3.6832 | 3.9133 | 4.7031 | 5.1221 | 3.5072 | 3.2932 | 3.4603 | 3.0774 | 3.3136 | 4.1034 | 4.5224 | 2.6591 | 3.0749 | 3.0056 | 2.9343 | 3.1765 | 3.9663 | 4.3853 | 3.0906 | 3.5061 | 3.3514 | 3.4199 | 3.5883 | 4.3782 | 4.7972 | MIS_IA | 0.0062571 | 0.011082 | 0.0078822 | 0.0001144 | 0 | 0 | 0 | 6.0108e-06 | 0.0016226 | 0 | 0 | 0 | 0 | 0 | 0.02502 | 0.03203 | 0.031093 | 0.0054717 | 0.0009495 | 0.011636 | 0.0055234 | 0.0074173 | 0.0074765 | 0.00066735 | 0 | 0 | 0 | 0
MIS_IL | 3.9033 | 3.5504 | 3.9403 | 3.6298 | 3.8651 | 4.6549 | 5.0739 | 3.4219 | 3.2353 | 3.47 | 3.1029 | 3.3214 | 4.1112 | 4.5302 | 2.6705 | 3.1112 | 3.0837 | 2.9989 | 3.2493 | 4.0392 | 4.4582 | 3.0271 | 3.481 | 3.3597 | 3.4416 | 3.6112 | 4.401 | 4.82 | MIS_IL | 0.0020685 | 0.0067843 | 9.9438e-05 | 0 | 0 | 0 | 0 | 0.00018603 | 0.00019348 | 0 | 0 | 0 | 0 | 0 | 0.016989 | 0.014679 | 0.0056035 | 0.0030918 | 0 | 0 | 0 | 0.001494 | 0.0014265 | 2.6045e-05 | 0 | 0 | 0 | 0
MIS_INKY | 3.7912 | 3.4857 | 3.96 | 3.6365 | 3.8565 | 4.6463 | 5.0653 | 3.3126 | 3.1949 | 3.5033 | 3.1256 | 3.3275 | 4.1173 | 4.5363 | 2.6992 | 3.1755 | 3.1773 | 3.0608 | 3.306 | 4.0959 | 4.5149 | 2.9476 | 3.4536 | 3.4011 | 3.4683 | 3.6263 | 4.4162 | 4.8352 | MIS_INKY | 0.0168 | 0.024535 | 0.015337 | 0 | 0 | 0 | 0 | 0.010361 | 0.01024 | 9.405e-05 | 0 | 0 | 0 | 0 | 0.063729 | 0.06967 | 0.059409 | 0.022015 | 0.005917 | 0.021834 | 0.024612 | 0.015257 | 0.014137 | 0.0072829 | 0 | 0 | 0 | 0.00017836
MIS_LA | 3.7043 | 3.4047 | 3.9116 | 3.5736 | 3.7782 | 4.5681 | 4.9871 | 3.2226 | 3.1235 | 3.4692 | 3.0869 | 3.2938 | 4.0837 | 4.5027 | 2.7135 | 3.2301 | 3.2615 | 3.0934 | 3.322 | 4.1118 | 4.5309 | 2.863 | 3.3887 | 3.3642 | 3.4299 | 3.5773 | 4.3671 | 4.7861 | MIS_LA | 0.04636 | 0.055105 | 0.042219 | 0.0062446 | 0.0017461 | 0.0078509 | 0.0078248 | 0.027995 | 0.027937 | 0.011721 | 0.00024775 | 4.0833e-05 | 0.00012016 | 0.0001211 | 0.081151 | 0.073768 | 0.094337 | 0.058693 | 0.032218 | 0.05564 | 0.054709 | 0.033279 | 0.033186 | 0.022517 | 0.0035405 | 0.0010732 | 0.003541 | 0.0043053
MIS_LMI | 3.972 | 3.6039 | 3.9973 | 3.6806 | 3.9097 | 4.6996 | 5.1186 | 3.559 | 3.3322 | 3.5774 | 3.1992 | 3.3941 | 4.1839 | 4.6029 | 2.7113 | 3.156 | 3.1356 | 3.0577 | 3.3122 | 4.102 | 4.521 | 3.1181 | 3.5557 | 3.4481 | 3.5209 | 3.689 | 4.4788 | 4.8978 | MIS_LMI | 0.078801 | 0.079799 | 0.075107 | 0.041049 | 0.010354 | 0.036139 | 0.039574 | 0.036224 | 0.044552 | 0.035577 | 0.0071025 | 0 | 0.00020466 | 0.00095686 | 0.18067 | 0.17079 | 0.18042 | 0.15066 | 0.10831 | 0.14506 | 0.14285 | 0.050938 | 0.04955 | 0.042567 | 0.022921 | 0.007571 | 0.012194 | 0.013097
MIS_MAPP | 4.092 | 3.7142 | 4.0689 | 3.745 | 3.9934 | 4.7832 | 5.2022 | 3.6242 | 3.3996 | 3.5545 | 3.1676 | 3.4874 | 4.2772 | 4.6962 | 2.8121 | 3.1943 | 3.1325 | 3.0659 | 3.2601 | 4.05 | 4.469 | 3.2254 | 3.6301 | 3.4628 | 3.5025 | 3.6179 | 4.4078 | 4.8268 | MIS_MAPP | 2.038e-05 | 1.8728e-05 | 0 | 0 | 0 | 0 | 0 | 1.1016e-06 | 1.1016e-06 | 0 | 0 | 0 | 0 | 0 | 9.6999e-05 | 2.8869e-05 | 0 | 0 | 0 | 0 | 0 | 0 | 0 | 0 | 0 | 0 | 0 | 0
MIS_MIDA | 3.9593 | 3.578 | 3.9431 | 3.6275 | 3.8603 | 4.6502 | 5.0692 | 3.4477 | 3.2316 | 3.4124 | 3.0434 | 3.2813 | 4.0712 | 4.4902 | 2.6242 | 3.0408 | 2.9781 | 2.9098 | 3.1506 | 3.9404 | 4.3594 | 3.0514 | 3.4638 | 3.3169 | 3.3909 | 3.5573 | 4.3471 | 4.7661 | MIS_MIDA | 0.00063655 | 0.0022342 | 0.00011613 | 0 | 0 | 0 | 0 | 0 | 0 | 0 | 0 | 0 | 0 | 0 | 0.0099836 | 0.0099938 | 0.010068 | 0.0025838 | 0 | 0.0025907 | 0.0025907 | 0.00010671 | 0.00025824 | 0 | 0 | 0 | 0 | 0
MIS_MNWI | 4.3644 | 3.9855 | 4.3333 | 3.9936 | 4.2228 | 5.0126 | 5.4316 | 3.8626 | 3.6432 | 3.8088 | 3.4183 | 3.6396 | 4.4294 | 4.8484 | 2.9982 | 3.427 | 3.3339 | 3.2552 | 3.5048 | 4.2946 | 4.7136 | 3.4234 | 3.8553 | 3.6838 | 3.7403 | 3.9146 | 4.7045 | 5.1235 | MIS_MNWI | 0.0061757 | 0.014593 | 0.00050749 | 5.6891e-05 | 0 | 0.00012081 | 0.00015815 | 0.00034314 | 0.00035974 | 2.9475e-05 | 0 | 0 | 0 | 0 | 0.036815 | 0.036859 | 0.030312 | 0.00090867 | 0.00026882 | 0.010344 | 0.013896 | 0.0028685 | 0.0034265 | 0.00010857 | 5.345e-06 | 0 | 5.1034e-05 | 8.1566e-05
MIS_MO | 3.8779 | 3.5418 | 3.943 | 3.6148 | 3.839 | 4.6288 | 5.0478 | 3.3715 | 3.2103 | 3.4505 | 3.0735 | 3.2973 | 4.0871 | 4.5061 | 2.6695 | 3.1254 | 3.0867 | 2.9877 | 3.2345 | 4.0243 | 4.4433 | 2.9784 | 3.4527 | 3.3388 | 3.411 | 3.5807 | 4.3705 | 4.7895 | MIS_MO | 0.0010889 | 0.0020551 | 0.0007534 | 6.6729e-06 | 5.4171e-06 | 0.00020564 | 0.00031957 | 0.00041887 | 0.000422 | 0 | 0 | 0 | 0 | 0 | 0.003771 | 0.01709 | 0.0082067 | 0.0011762 | 0.00088473 | 0.0035436 | 0.0032323 | 0.00043172 | 0.00070776 | 0.00041894 | 7.4992e-06 | 0 | 0.00012915 | 0.00013001
MIS_MS | 3.842 | 3.5335 | 4.056 | 3.6799 | 3.8568 | 4.6466 | 5.0656 | 3.3216 | 3.228 | 3.6026 | 3.1806 | 3.3436 | 4.1334 | 4.5524 | 2.9767 | 3.5463 | 3.471 | 3.2565 | 3.4744 | 4.2642 | 4.6832 | 2.9704 | 3.5191 | 3.517 | 3.5505 | 3.6827 | 4.4726 | 4.8916 | MIS_MS | 0.015034 | 0.01962 | 0.015662 | 0.00287 | 0.00036731 | 0.0037447 | 0.0085802 | 0.010085 | 0.010176 | 0.0050939 | 5.8013e-05 | 0 | 9.5066e-05 | 0.00021733 | 0.036625 | 0.037975 | 0.02904 | 0.022494 | 0.014748 | 0.030266 | 0.042146 | 0.0096656 | 0.010976 | 0.0083616 | 0.0016716 | 0.00042866 | 0.0017151 | 0.0038918
MIS_WOTA | 3.8799 | 3.5759 | 4.049 | 3.7153 | 3.9384 | 4.7282 | 5.1472 | 3.39 | 3.2909 | 3.5982 | 3.2312 | 3.4597 | 4.2495 | 4.6685 | 2.8913 | 3.4044 | 3.4038 | 3.2407 | 3.4743 | 4.2642 | 4.6832 | 3.0388 | 3.5552 | 3.4931 | 3.5719 | 3.7299 | 4.5197 | 4.9387 | MIS_WOTA | 0.053498 | 0.060764 | 0.049957 | 0.010865 | 0.0025927 | 0.011578 | 0.012641 | 0.027281 | 0.024649 | 0.022514 | 0.00051853 | 0.00010785 | 0.0001746 | 0.00033189 | 0.11201 | 0.11082 | 0.10881 | 0.0733 | 0.051113 | 0.079528 | 0.080595 | 0.036323 | 0.037061 | 0.029652 | 0.0060931 | 0.0010481 | 0.0076932 | 0.0082768
MIS_WUMS | 4.1126 | 3.7389 | 4.0826 | 3.7385 | 3.9668 | 4.7567 | 5.1757 | 3.6525 | 3.4278 | 3.5918 | 3.1938 | 3.4001 | 4.19 | 4.609 | 2.7717 | 3.2137 | 3.0967 | 3.0105 | 3.2676 | 4.0574 | 4.4764 | 3.1908 | 3.6389 | 3.4507 | 3.4952 | 3.6754 | 4.4652 | 4.8842 | MIS_WUMS | 0.024794 | 0.03882 | 0.030908 | 0 | 0 | 0 | 0 | 0.0060754 | 0.015668 | 0.00010513 | 0 | 0 | 0 | 0 | 0.076807 | 0.083848 | 0.083756 | 0.056228 | 0.029722 | 0.060654 | 0.060891 | 0.021943 | 0.019794 | 0.016118 | 0.00033854 | 0.0002308 | 0.0008725 | 0.0012609
NENG_CT | 7.1713 | 7.2716 | 8.0423 | 6.5625 | 5.9311 | 6.721 | 7.14 | 4.0895 | 3.9142 | 4.3179 | 3.4998 | 3.5076 | 4.2974 | 4.7164 | 2.3247 | 2.831 | 2.9875 | 2.8492 | 3.1051 | 3.895 | 4.314 | 2.8054 | 3.3056 | 3.3939 | 3.4026 | 3.5962 | 4.386 | 4.805 | NENG_CT | 0.01467 | 0.0076648 | 0.00049659 | 0 | 0 | 0 | 0 | 0.0055425 | 0.0019053 | 0.00083436 | 0 | 0 | 0 | 0 | 0.071058 | 0.073033 | 0.069506 | 0 | 0 | 0 | 0 | 0.025574 | 0.022733 | 0.016045 | 0 | 0 | 0 | 0
NENG_ME | 7.1472 | 7.2475 | 8.0182 | 6.5385 | 5.9071 | 6.6969 | 7.1159 | 4.0654 | 3.8901 | 4.2938 | 3.4757 | 3.4835 | 4.2734 | 4.6924 | 2.3006 | 2.8069 | 2.9634 | 2.8252 | 3.0811 | 3.8709 | 4.2899 | 2.7814 | 3.2816 | 3.3698 | 3.3786 | 3.5721 | 4.362 | 4.781 | NENG_ME | 0.0012437 | 0.00041901 | 0 | 0 | 0.00022638 | 2.8226e-05 | 2.8018e-05 | 6.1441e-06 | 7.9384e-06 | 0 | 0 | 0 | 0 | 0 | 0.0057808 | 0.005778 | 0.0029642 | 0.0025814 | 0.002557 | 0.0025417 | 0.0021128 | 0.002188 | 0.0021801 | 0.00094044 | 0.00015414 | 0.00023877 | 9.2664e-05 | 0.00025998
NENGREST | 7.1472 | 7.2475 | 8.0182 | 6.5385 | 5.9071 | 6.6969 | 7.1159 | 4.0654 | 3.8901 | 4.2938 | 3.4757 | 3.4835 | 4.2734 | 4.6924 | 2.3006 | 2.8069 | 2.9634 | 2.8252 | 3.0811 | 3.8709 | 4.2899 | 2.7814 | 3.2816 | 3.3698 | 3.3786 | 3.5721 | 4.362 | 4.781 | NENGREST | 0.0061923 | 0.0033728 | 0.00067973 | 0 | 0.0020331 | 0.0033178 | 0.0020187 | 0.0027522 | 0.0020869 | 0.00058028 | 0 | 0 | 0 | 0 | 0.091677 | 0.087527 | 0.073889 | 0.077505 | 0.061273 | 0.055728 | 0.041463 | 0.028328 | 0.02785 | 0.015772 | 0.0044644 | 0.002706 | 0.0038257 | 0.004292
NY_Z_A | 3.3654 | 3.1808 | 3.9069 | 3.6192 | 3.872 | 4.6619 | 5.0809 | 2.9377 | 2.8538 | 3.3614 | 3.0626 | 3.2514 | 4.0412 | 4.4602 | 2.1921 | 2.6831 | 2.945 | 2.9121 | 3.1623 | 3.9521 | 4.3711 | 2.3964 | 2.9409 | 3.1679 | 3.3217 | 3.4878 | 4.2776 | 4.6966 | NY_Z_A | 0.0058089 | 0.0057452 | 0.0051943 | 0 | 0 | 0 | 0 | 0.00058114 | 0.00057961 | 9.6451e-06 | 0 | 0 | 0 | 0 | 0.001793 | 0.0025828 | 0.0024488 | 0.00014837 | 8.6026e-05 | 0 | 8.6026e-05 | 0.00081386 | 0.00058944 | 9.5604e-05 | 0 | 0 | 0 | 0
NY_Z_B | 3.2337 | 3.0438 | 3.8072 | 3.5678 | 3.825 | 4.6149 | 5.0339 | 2.8652 | 2.7917 | 3.3179 | 3.0312 | 3.2209 | 4.0107 | 4.4297 | 2.1247 | 2.6226 | 2.9093 | 2.8852 | 3.1366 | 3.9265 | 4.3455 | 2.3173 | 2.8739 | 3.129 | 3.2943 | 3.4593 | 4.2491 | 4.6681 | NY_Z_B | 0.0031527 | 0.0031569 | 0.0030154 | 0 | 0 | 0 | 0 | 0.00081716 | 0.0009202 | 0.00030835 | 0 | 0 | 0 | 0 | 0.0026098 | 0.0030239 | 0.0026195 | 8.0571e-05 | 0 | 5.5414e-06 | 2.1976e-05 | 0.0011187 | 0.00095867 | 0.00034079 | 0 | 4.1395e-07 | 1.5365e-06 | 8.1405e-06
NY_Z_C&E | 3.9486 | 3.7269 | 4.3079 | 3.9282 | 4.152 | 4.9419 | 5.3609 | 3.1843 | 3.0573 | 3.5109 | 3.1525 | 3.3283 | 4.1181 | 4.5371 | 2.2399 | 2.7399 | 2.9843 | 2.9239 | 3.1747 | 3.9645 | 4.3835 | 2.4988 | 3.0372 | 3.238 | 3.3673 | 3.5333 | 4.3231 | 4.7421 | NY_Z_C&E | 0.015039 | 0.015645 | 0.013868 | 0 | 0 | 0.002278 | 0.00028832 | 0.0080789 | 0.0084513 | 0.0084123 | 0 | 0 | 0 | 0 | 0.023713 | 0.024446 | 0.02446 | 0.017684 | 0.017778 | 0.0051741 | 0.0068199 | 0.0087269 | 0.0086596 | 0.0084298 | 0 | 0 | 1.2147e-05 | 0.00010805
NY_Z_D | 5.3782 | 5.0932 | 5.3092 | 4.649 | 4.806 | 5.5959 | 6.0149 | 3.8225 | 3.5886 | 3.8968 | 3.395 | 3.5431 | 4.3329 | 4.7519 | 2.4702 | 2.9744 | 3.1344 | 3.0013 | 3.2508 | 4.0406 | 4.4596 | 2.8616 | 3.3638 | 3.4559 | 3.5134 | 3.6812 | 4.4711 | 4.8901 | NY_Z_D | 0 | 0 | 0 | 0 | 0 | 0 | 0 | 0 | 0 | 0 | 0 | 0 | 0 | 0 | 0 | 0 | 0.00019889 | 0 | 0 | 0 | 0 | 0 | 0 | 0 | 0 | 0 | 0 | 0
NY_Z_F | 5.3782 | 5.0932 | 5.3092 | 4.649 | 4.806 | 5.5959 | 6.0149 | 3.8225 | 3.5886 | 3.8968 | 3.395 | 3.5431 | 4.3329 | 4.7519 | 2.4702 | 2.9744 | 3.1344 | 3.0013 | 3.2508 | 4.0406 | 4.4596 | 2.8616 | 3.3638 | 3.4559 | 3.5134 | 3.6812 | 4.4711 | 4.8901 | NY_Z_F | 0.026592 | 0.03128 | 0.014445 | 0 | 0 | 0 | 0 | 0.00032761 | 0.0031625 | 0 | 0 | 0 | 0 | 0 | 0.026257 | 0.044726 | 0.047668 | 0.0087676 | 0.0099285 | 0.010105 | 0.011503 | 0.0077138 | 0.012157 | 0.0043727 | 0 | 0 | 0 | 0
NY_Z_G-I | 5.3782 | 5.0932 | 5.3092 | 4.649 | 4.806 | 5.5959 | 6.0149 | 3.8225 | 3.5886 | 3.8968 | 3.395 | 3.5431 | 4.3329 | 4.7519 | 2.4702 | 2.9744 | 3.1344 | 3.0013 | 3.2508 | 4.0406 | 4.4596 | 2.8616 | 3.3638 | 3.4559 | 3.5134 | 3.6812 | 4.4711 | 4.8901 | NY_Z_G-I | 0.020112 | 0.020134 | 0.020047 | 7.9787e-05 | 0.00017332 | 0.003645 | 0.0046892 | 0.013596 | 0.013599 | 0.0031724 | 0 | 0 | 1.6911e-05 | 1.6186e-05 | 0.037809 | 0.037807 | 0.037737 | 0.023037 | 0.029247 | 0.026927 | 0.023247 | 0.013609 | 0.013607 | 0.010507 | 0.00023212 | 4.1638e-05 | 0.00099141 | 0.00099125
NY_Z_J | 6.8343 | 7.1431 | 6.6918 | 5.2904 | 5.3133 | 6.1032 | 6.5222 | 4.0421 | 3.8746 | 4.0837 | 3.5346 | 3.6306 | 4.4204 | 4.8394 | 2.4842 | 2.9768 | 3.1414 | 3.0158 | 3.2643 | 4.0542 | 4.4732 | 2.8963 | 3.3985 | 3.48 | 3.5271 | 3.6924 | 4.4822 | 4.9012 | NY_Z_J | 0.02051 | 0.017255 | 0.0051554 | 0.0075637 | 0.0078259 | 0.012815 | 0.011101 | 0.010414 | 0.011375 | 0.0084704 | 6.5429e-05 | 0.00026957 | 0.00043551 | 0.00052649 | 0.084483 | 0.086341 | 0.06908 | 0.067125 | 0.064929 | 0.080109 | 0.087493 | 0.022194 | 0.022381 | 0.013957 | 0.0063936 | 0.0060636 | 0.0093923 | 0.0099952
NY_Z_K | 6.8343 | 7.1431 | 6.6918 | 5.2904 | 5.3133 | 6.1032 | 6.5222 | 4.0421 | 3.8746 | 4.0837 | 3.5346 | 3.6306 | 4.4204 | 4.8394 | 2.4842 | 2.9768 | 3.1414 | 3.0158 | 3.2643 | 4.0542 | 4.4732 | 2.8963 | 3.3985 | 3.48 | 3.5271 | 3.6924 | 4.4822 | 4.9012 | NY_Z_K | 0.006129 | 0.0014683 | 8.1207e-05 | 0.00010445 | 0.00010532 | 0.00010359 | 9.7525e-05 | 0.0013087 | 0.0010511 | 0.00010575 | 0 | 8.5835e-05 | 8.5835e-05 | 8.5835e-05 | 0.036584 | 0.028639 | 0.012883 | 0.0065861 | 0.008636 | 0.0080704 | 0.0081553 | 0.0035865 | 0.0028596 | 0.0016102 | 0.00021274 | 0.00022258 | 0.00037455 | 0.00019053
PJM_AP | 3.3411 | 3.0919 | 3.7547 | 3.4738 | 3.7073 | 4.4971 | 4.9162 | 2.8112 | 2.7337 | 3.2153 | 2.894 | 3.0686 | 3.8584 | 4.2774 | 2.0573 | 2.5511 | 2.8049 | 2.7575 | 2.9934 | 3.7832 | 4.2022 | 2.2628 | 2.8146 | 3.0291 | 3.1677 | 3.3224 | 4.1122 | 4.5312 | PJM_AP | 0.047599 | 0.046607 | 0.045467 | 0.036167 | 0.017784 | 0.050242 | 0.082094 | 0.026597 | 0.026748 | 0.026148 | 0.002906 | 0 | 0.004471 | 0.014833 | 0.076994 | 0.072708 | 0.067904 | 0.06663 | 0.064121 | 0.21885 | 0.27356 | 0.0283 | 0.026828 | 0.026281 | 0.019658 | 0.0072195 | 0.03883 | 0.046018
PJM_ATSI | 3.4346 | 3.1693 | 3.7467 | 3.4631 | 3.702 | 4.4919 | 4.9109 | 2.9823 | 2.8749 | 3.2714 | 2.9377 | 3.1304 | 3.9202 | 4.3392 | 2.2774 | 2.7475 | 2.873 | 2.8119 | 3.0545 | 3.8444 | 4.2634 | 2.5293 | 3.0407 | 3.1276 | 3.2419 | 3.3989 | 4.1887 | 4.6077 | PJM_ATSI | 0.12629 | 0.12576 | 0.10178 | 0.077296 | 0.027854 | 0.078056 | 0.090359 | 0.084553 | 0.084629 | 0.046836 | 0.0087791 | 0.00012203 | 0.0051725 | 0.012647 | 0.24865 | 0.23925 | 0.20233 | 0.2132 | 0.21643 | 0.2925 | 0.30746 | 0.085613 | 0.084689 | 0.049908 | 0.041533 | 0.011769 | 0.043657 | 0.043557
PJM_COMD | 3.9867 | 3.6088 | 3.9788 | 3.6623 | 3.8949 | 4.6848 | 5.1038 | 3.4975 | 3.2778 | 3.5004 | 3.1256 | 3.3375 | 4.1273 | 4.5463 | 2.6788 | 3.1156 | 3.0869 | 3.0025 | 3.253 | 4.0429 | 4.4619 | 3.0863 | 3.509 | 3.3881 | 3.4618 | 3.6288 | 4.4186 | 4.8376 | PJM_COMD | 0.022591 | 0.034531 | 0.022364 | 0 | 0 | 8.2051e-05 | 8.6113e-05 | 0.003034 | 0.017158 | 4.9615e-05 | 0 | 0 | 7.0044e-07 | 4.1209e-06 | 0.087029 | 0.097244 | 0.090319 | 0.062514 | 0.00029378 | 0.00093689 | 0.00094772 | 0.01577 | 0.01506 | 0.013985 | 0.00021348 | 1.3508e-06 | 8.3119e-06 | 9.6359e-06
PJM_Dom | 3.9636 | 3.6526 | 4.1626 | 3.7625 | 3.9527 | 4.7426 | 5.1616 | 3.1639 | 3.0649 | 3.4498 | 3.0597 | 3.2034 | 3.9932 | 4.4122 | 2.4464 | 2.8518 | 3.0507 | 2.9149 | 3.1206 | 3.9105 | 4.3295 | 2.5545 | 3.0916 | 3.2321 | 3.3189 | 3.4591 | 4.2489 | 4.6679 | PJM_Dom | 0.068156 | 0.071923 | 0.080351 | 0.0024547 | 0.0012053 | 2.5217e-05 | 2.5178e-05 | 0.038064 | 0.044037 | 0.028324 | 0 | 0 | 1.0977e-06 | 1.4271e-05 | 0.15321 | 0.14699 | 0.1482 | 0.12244 | 0.09122 | 6.1075e-05 | 6.1075e-05 | 0.054062 | 0.047181 | 0.046723 | 0.0069731 | 0.010285 | 1.4653e-05 | 1.5452e-05
PJM_EMAC | 4.1609 | 3.858 | 4.3548 | 3.9401 | 4.1397 | 4.9296 | 5.3486 | 3.3306 | 3.2265 | 3.6082 | 3.2085 | 3.3615 | 4.1514 | 4.5704 | 2.5198 | 2.9443 | 3.146 | 3.0186 | 3.245 | 4.0348 | 4.4538 | 2.6756 | 3.2099 | 3.3525 | 3.4387 | 3.5887 | 4.3785 | 4.7975 | PJM_EMAC | 0.07534 | 0.083769 | 0.09023 | 0.027786 | 0.029583 | 0.097619 | 0.14483 | 0.032763 | 0.039888 | 0.0099512 | 0.0012507 | 0.0053691 | 0.033883 | 0.049862 | 0.22251 | 0.23581 | 0.27741 | 0.19777 | 0.18439 | 0.2863 | 0.35043 | 0.066612 | 0.058784 | 0.062251 | 0.015267 | 0.016951 | 0.056666 | 0.082756
PJM_PENE | 3.0577 | 2.8535 | 3.6007 | 3.374 | 3.6307 | 4.4206 | 4.8396 | 2.6845 | 2.6123 | 3.1308 | 2.8443 | 3.035 | 3.8248 | 4.2438 | 1.9565 | 2.4532 | 2.7305 | 2.7053 | 2.9549 | 3.7448 | 4.1638 | 2.1519 | 2.7052 | 2.9519 | 3.1146 | 3.2775 | 4.0673 | 4.4863 | PJM_PENE | 0.035056 | 0.034912 | 0.034221 | 0.03242 | 0.0011054 | 0.034014 | 0.034014 | 0.023161 | 0.023169 | 0.023054 | 0 | 0 | 0.00045667 | 0.000737 | 0.07271 | 0.066324 | 0.064926 | 0.063981 | 0.064026 | 0.064618 | 0.064646 | 0.023703 | 0.023236 | 0.023076 | 0.017448 | 0.00072438 | 0.014096 | 0.023054
PJM_SMAC | 4.0454 | 3.732 | 4.2467 | 3.8489 | 4.0462 | 4.8361 | 5.2551 | 3.1976 | 3.1052 | 3.5202 | 3.139 | 3.2953 | 4.0851 | 4.5041 | 2.3627 | 2.8488 | 3.0647 | 2.9793 | 3.2085 | 3.9984 | 4.4174 | 2.5921 | 3.1383 | 3.297 | 3.3962 | 3.5478 | 4.3377 | 4.7567 | PJM_SMAC | 0.028674 | 0.030682 | 0.022803 | 0.016208 | 0.0078772 | 0.017039 | 0.015286 | 0.016998 | 0.021402 | 0.007679 | 0.0057803 | 0.0013676 | 0.0088811 | 0.0086916 | 0.065469 | 0.063318 | 0.060855 | 0.051299 | 0.052863 | 0.054352 | 0.057313 | 0.022549 | 0.021436 | 0.01359 | 0.0087548 | 0.0029742 | 0.0074648 | 0.0079852
PJM_West | 3.6671 | 3.3649 | 3.8714 | 3.5461 | 3.766 | 4.5558 | 4.9749 | 3.1413 | 3.02 | 3.3662 | 2.998 | 3.1799 | 3.9698 | 4.3888 | 2.4618 | 2.9085 | 2.9901 | 2.8883 | 3.1193 | 3.9091 | 4.3281 | 2.6881 | 3.1942 | 3.2251 | 3.3113 | 3.4627 | 4.2525 | 4.6715 | PJM_West | 0.13159 | 0.13277 | 0.13092 | 0.061698 | 0.026828 | 0.060645 | 0.071136 | 0.074271 | 0.075183 | 0.065913 | 0.0019485 | 0 | 0.0015884 | 0.0015647 | 0.2009 | 0.19776 | 0.21455 | 0.18367 | 0.16538 | 0.18781 | 0.18673 | 0.072145 | 0.065603 | 0.074313 | 0.027023 | 0.012886 | 0.028958 | 0.035398
PJM_WMAC | 3.2345 | 2.9986 | 3.6923 | 3.4381 | 3.6806 | 4.4704 | 4.8894 | 2.756 | 2.6804 | 3.1749 | 2.8671 | 3.0513 | 3.8412 | 4.2602 | 1.9952 | 2.4898 | 2.7566 | 2.7173 | 2.9654 | 3.7552 | 4.1742 | 2.2029 | 2.754 | 2.9836 | 3.132 | 3.2924 | 4.0822 | 4.5012 | PJM_WMAC | 0.13116 | 0.1332 | 0.12653 | 0.093229 | 0.1006 | 0.10832 | 0.1122 | 0.073259 | 0.073268 | 0.061487 | 0.0077001 | 0.0035331 | 0.018245 | 0.024016 | 0.24574 | 0.24044 | 0.19339 | 0.17654 | 0.1626 | 0.1994 | 0.2203 | 0.075462 | 0.073272 | 0.069602 | 0.057057 | 0.04177 | 0.059494 | 0.062549
S_C_KY | 3.8494 | 3.5518 | 4.0784 | 3.7317 | 3.9399 | 4.7297 | 5.1487 | 3.2511 | 3.1539 | 3.5331 | 3.1625 | 3.3388 | 4.1286 | 4.5476 | 2.5925 | 3.0807 | 3.1894 | 3.0786 | 3.3038 | 4.0936 | 4.5126 | 2.8009 | 3.3288 | 3.3931 | 3.475 | 3.6208 | 4.4107 | 4.8297 | S_C_KY | 0.03594 | 0.037669 | 0.024337 | 0.0080913 | 0.0017168 | 0.014281 | 0.011505 | 0.025985 | 0.026497 | 0.0056558 | 4.5762e-05 | 0 | 0.00051972 | 0.0002924 | 0.079304 | 0.077047 | 0.05618 | 0.066324 | 0.069119 | 0.066129 | 0.070067 | 0.027837 | 0.026162 | 0.011821 | 0.0056318 | 0.0036324 | 0.0078704 | 0.0049547
S_C_TVA | 3.7909 | 3.4853 | 3.992 | 3.6295 | 3.8268 | 4.6166 | 5.0356 | 3.2408 | 3.1391 | 3.4987 | 3.0991 | 3.2746 | 4.0644 | 4.4834 | 2.7224 | 3.232 | 3.258 | 3.0845 | 3.3058 | 4.0956 | 4.5146 | 2.8415 | 3.3822 | 3.3883 | 3.4419 | 3.5871 | 4.3769 | 4.7959 | S_C_TVA | 0.094283 | 0.096635 | 0.083418 | 0.0045871 | 0.001257 | 0.0065351 | 0.022028 | 0.05979 | 0.046933 | 0.011265 | 2.0742e-05 | 0 | 0 | 9.7203e-05 | 0.25003 | 0.23517 | 0.25211 | 0.20935 | 0.093009 | 0.1467 | 0.20492 | 0.075952 | 0.058372 | 0.057514 | 0.0031324 | 0.0010467 | 0.0053271 | 0.015291
S_D_AECI | 3.8492 | 3.5358 | 3.955 | 3.6205 | 3.8404 | 4.6302 | 5.0492 | 3.3455 | 3.2116 | 3.4817 | 3.1007 | 3.3173 | 4.1072 | 4.5262 | 2.7042 | 3.1798 | 3.1531 | 3.0387 | 3.2885 | 4.0783 | 4.4973 | 2.9539 | 3.4592 | 3.3618 | 3.433 | 3.6044 | 4.3942 | 4.8133 | S_D_AECI | 0.0039653 | 0.0050399 | 0.0096077 | 0.00013087 | 0 | 0.0002007 | 0.00032184 | 4.9769e-05 | 7.5487e-05 | 0 | 0 | 0 | 0 | 0 | 0.020821 | 0.020704 | 0.027408 | 0.0020903 | 0.00025174 | 0.0069816 | 0.0081 | 0.0014462 | 0.0019221 | 0.0024743 | 0 | 0 | 1.7373e-06 | 8.0163e-05
S_SOU | 3.8424 | 3.5349 | 4.0494 | 3.6671 | 3.8465 | 4.6363 | 5.0553 | 3.3168 | 3.2229 | 3.5957 | 3.1677 | 3.3313 | 4.1211 | 4.5401 | 2.9712 | 3.5424 | 3.4803 | 3.24 | 3.4622 | 4.252 | 4.671 | 2.9555 | 3.5112 | 3.5075 | 3.5368 | 3.6738 | 4.4636 | 4.8826 | S_SOU | 0.22074 | 0.20694 | 0.19827 | 0.047162 | 0.013535 | 0.036233 | 0.027755 | 0.12282 | 0.11335 | 0.073015 | 0.0015119 | 0.00034336 | 0.002654 | 0.0025962 | 0.47414 | 0.45882 | 0.47003 | 0.39288 | 0.34703 | 0.4252 | 0.47265 | 0.15736 | 0.13122 | 0.12582 | 0.044939 | 0.0082291 | 0.030202 | 0.031588
S_VACA | 4.2382 | 3.9345 | 4.44 | 4.0431 | 4.231 | 5.0208 | 5.4398 | 3.6451 | 3.5446 | 3.8933 | 3.4679 | 3.6256 | 4.4154 | 4.8344 | 3.185 | 3.6304 | 3.6881 | 3.4498 | 3.6538 | 4.4436 | 4.8626 | 3.1877 | 3.7493 | 3.7649 | 3.7997 | 3.9411 | 4.731 | 5.15 | S_VACA | 0.13117 | 0.14744 | 0.14972 | 0.13568 | 0.11873 | 0.18694 | 0.19468 | 0.089342 | 0.0815 | 0.044918 | 0.0158 | 0.0056737 | 0.028028 | 0.050663 | 0.29627 | 0.2839 | 0.25624 | 0.24881 | 0.24873 | 0.35358 | 0.41523 | 0.10655 | 0.094046 | 0.083317 | 0.075424 | 0.0608 | 0.08941 | 0.11359
SPP_KIAM | 3.61 | 3.2911 | 3.7215 | 3.4169 | 3.6399 | 4.4298 | 4.8488 | 3.1212 | 2.9963 | 3.2572 | 2.908 | 3.1312 | 3.921 | 4.34 | 2.5573 | 3.0295 | 2.9798 | 2.8746 | 3.1118 | 3.9016 | 4.3206 | 2.7646 | 3.2472 | 3.1407 | 3.2388 | 3.3939 | 4.1838 | 4.6028 | SPP_KIAM | 0.00079353 | 0.0029504 | 0.00072609 | 0 | 0 | 0 | 0 | 0 | 0 | 0 | 0 | 0 | 0 | 0 | 0.029774 | 0.029774 | 0.0024811 | 1.6217e-05 | 1.6217e-05 | 1.6217e-05 | 1.6217e-05 | 0.0011087 | 0.00053637 | 0.00010286 | 0 | 0 | 0 | 0
SPP_N | 3.8126 | 3.4817 | 3.8886 | 3.579 | 3.805 | 4.5949 | 5.0139 | 3.3185 | 3.1692 | 3.4059 | 3.0495 | 3.2748 | 4.0646 | 4.4836 | 2.6763 | 3.125 | 3.0577 | 2.9764 | 3.2198 | 4.0097 | 4.4287 | 2.9344 | 3.4079 | 3.2748 | 3.3683 | 3.5317 | 4.3215 | 4.7405 | SPP_N | 0.0018119 | 0.003602 | 0.0010174 | 0.00075078 | 0 | 0.00050357 | 0.00048077 | 1.3026e-05 | 2.5739e-06 | 0 | 0 | 0 | 0 | 0 | 0.015189 | 0.019393 | 0.0072554 | 0.002885 | 0.0023081 | 0.0027139 | 0.0035341 | 0.00068602 | 0.00084544 | 0.00024829 | 0.00034888 | 0 | 0.00011764 | 0.00025661
SPP_NEBR | 4.2117 | 3.8622 | 4.2588 | 3.9695 | 4.2035 | 4.9933 | 5.4123 | 3.727 | 3.5626 | 3.7657 | 3.4269 | 3.6655 | 4.4553 | 4.8743 | 3.0451 | 3.4653 | 3.3882 | 3.3324 | 3.5682 | 4.358 | 4.777 | 3.3388 | 3.7822 | 3.6228 | 3.7339 | 3.896 | 4.6859 | 5.1049 | SPP_NEBR | 0.00029415 | 0.00037484 | 0.00025068 | 6.3683e-05 | 0 | 6.1409e-05 | 0.00011075 | 0 | 0 | 0 | 0 | 0 | 0 | 0 | 0.0013639 | 0.0027879 | 0.0027435 | 0.0023793 | 0.0022345 | 0.0038737 | 0.0041869 | 5.0504e-06 | 3.1842e-05 | 8.6348e-05 | 3.2305e-05 | 0 | 0 | 0
SPP_SPS | 3.8255 | 3.4629 | 3.8271 | 3.5379 | 3.7836 | 4.5734 | 4.9924 | 3.2793 | 3.1296 | 3.2703 | 2.9486 | 3.2557 | 4.0455 | 4.4645 | 2.7584 | 3.1982 | 3.2084 | 2.9901 | 3.2184 | 4.0083 | 4.4273 | 2.9351 | 3.3653 | 3.1532 | 3.2565 | 3.4623 | 4.2521 | 4.6711 | SPP_SPS | 0.00082433 | 0.0010567 | 0.00021521 | 0 | 0 | 0 | 0 | 1.1516e-05 | 3.9931e-05 | 0 | 0 | 0 | 0 | 0 | 0.0077919 | 0.011827 | 0.00022096 | 7.2176e-05 | 4.298e-05 | 4.7421e-05 | 7.2176e-05 | 1.7261e-05 | 3.7749e-05 | 1.6835e-05 | 0 | 0 | 0 | 0
SPP_WAUE | 3.7638 | 3.383 | 3.7324 | 3.3981 | 3.6394 | 4.4293 | 4.8483 | 3.2602 | 3.0397 | 3.1942 | 2.804 | 3.0953 | 3.8851 | 4.3041 | 2.4279 | 2.8209 | 2.7545 | 2.6853 | 2.896 | 3.6858 | 4.1048 | 2.8486 | 3.258 | 3.0923 | 3.1397 | 3.2735 | 4.0634 | 4.4824 | SPP_WAUE | 0.00036012 | 0.00062417 | 0.00077809 | 0.00010549 | 0 | 0.00022114 | 0.00022114 | 0 | 0 | 0 | 0 | 0 | 0 | 0 | 0.0057274 | 0.0058504 | 0.0036085 | 0.00079034 | 0.00016475 | 0.00054815 | 0.0017648 | 8.9198e-05 | 8.9198e-05 | 0.00012128 | 8.0453e-05 | 0 | 7.3457e-05 | 7.3457e-05
SPP_WEST | 3.61 | 3.2911 | 3.7215 | 3.4169 | 3.6399 | 4.4298 | 4.8488 | 3.1212 | 2.9963 | 3.2572 | 2.908 | 3.1312 | 3.921 | 4.34 | 2.5573 | 3.0295 | 2.9798 | 2.8746 | 3.1118 | 3.9016 | 4.3206 | 2.7646 | 3.2472 | 3.1407 | 3.2388 | 3.3939 | 4.1838 | 4.6028 | SPP_WEST | 0.013384 | 0.027072 | 0.010118 | 0.00041482 | 0 | 0.00035134 | 0.0011052 | 0.00093224 | 0.00097744 | 0 | 0 | 0 | 0 | 0 | 0.1107 | 0.10879 | 0.046384 | 0.014964 | 0.013104 | 0.014744 | 0.023495 | 0.0093469 | 0.0072666 | 0.0022121 | 0.0001041 | 0 | 3.3461e-05 | 0.0001357
WEC_BANC | 4.644 | 3.6843 | 4.0353 | 3.5075 | 3.4565 | 4.2463 | 4.6653 | 3.8316 | 3.4087 | 3.2807 | 2.7878 | 3.14 | 3.9298 | 4.3488 | 3.592 | 3.1148 | 3.2743 | 2.9269 | 3.024 | 3.8139 | 4.2329 | 3.4461 | 3.652 | 3.0542 | 3.0414 | 3.4444 | 4.2342 | 4.6532 | WEC_BANC | 0.020824 | 0.023889 | 0.022212 | 0.023323 | 0.020824 | 0.020996 | 0.021671 | 0.011792 | 0.011512 | 0.0095439 | 0.011324 | 0 | 5.5364e-06 | 0.0020014 | 0.036645 | 0.03889 | 0.028683 | 0.022467 | 0.0026685 | 0.0017188 | 0.0022609 | 0.015791 | 0.016155 | 0.014325 | 0.015583 | 0.012096 | 0.011137 | 0.012228
WEC_CALN | 4.5867 | 3.8036 | 4.1282 | 3.7453 | 3.8677 | 4.6576 | 5.0766 | 3.678 | 3.4043 | 3.3652 | 2.9873 | 3.3967 | 4.1866 | 4.6056 | 3.5739 | 3.4579 | 4.0133 | 3.2144 | 3.3549 | 4.1447 | 4.5637 | 3.3133 | 3.6669 | 3.2582 | 3.2623 | 3.6181 | 4.408 | 4.827 | WEC_CALN | 0.1035 | 0.11878 | 0.12797 | 0.10885 | 0.033145 | 0.040526 | 0.025755 | 0.057879 | 0.052982 | 0.050892 | 0.024162 | 0 | 0 | 0.00014821 | 0.15772 | 0.1309 | 0.11012 | 0.075888 | 0.0042969 | 0.0055148 | 0.0092362 | 0.072878 | 0.076772 | 0.08616 | 0.070728 | 0.026467 | 0.033665 | 0.020243
WEC_LADW | 4.672 | 3.788 | 4.1104 | 3.6904 | 3.7674 | 4.5573 | 4.9763 | 3.7366 | 3.4146 | 3.3489 | 2.9426 | 3.3357 | 4.1255 | 4.5445 | 3.6945 | 3.5466 | 3.9252 | 3.1628 | 3.28 | 4.0699 | 4.4889 | 3.3725 | 3.671 | 3.2108 | 3.2098 | 3.5784 | 4.3683 | 4.7873 | WEC_LADW | 0.027675 | 0.037315 | 0.039973 | 0.034832 | 0.029963 | 0.029899 | 0.029931 | 0.005613 | 0.016156 | 0.0077895 | 0.0054073 | 0 | 0 | 0.00014149 | 0.040513 | 0.049141 | 0.048535 | 0.027778 | 0.00045256 | 0.00044824 | 0.00052531 | 0.022265 | 0.024871 | 0.032222 | 0.02155 | 0.016355 | 0.01498 | 0.012489
WEC_SDGE | 4.7123 | 3.9029 | 4.1961 | 3.8862 | 4.0881 | 4.878 | 5.297 | 3.6543 | 3.4319 | 3.4276 | 3.1113 | 3.5406 | 4.3305 | 4.7495 | 3.807 | 3.9898 | 4.5859 | 3.4071 | 3.5466 | 4.3365 | 4.7555 | 3.3069 | 3.702 | 3.3781 | 3.3864 | 3.7234 | 4.5133 | 4.9323 | WEC_SDGE | 0.01358 | 0.015027 | 0.014157 | 0.013406 | 0.0039746 | 0.0038296 | 0.012534 | 0.0062998 | 0.0086065 | 0.0044527 | 0.0029226 | 0 | 0 | 4.2565e-05 | 0.024192 | 0.023915 | 0.015511 | 0.0012896 | 0.00059697 | 0.00059131 | 0.00092225 | 0.0097396 | 0.0096946 | 0.0097982 | 0.0093044 | 0.0025004 | 0.0025414 | 0.0040909
WECC_AZ | 4.1616 | 3.6115 | 3.9122 | 3.5909 | 3.8111 | 4.601 | 5.02 | 3.3188 | 3.1464 | 3.1614 | 2.8161 | 3.2619 | 4.0518 | 4.4708 | 3.2294 | 3.6984 | 4.2846 | 3.1434 | 3.2826 | 4.0724 | 4.4914 | 2.9591 | 3.4095 | 3.1001 | 3.1223 | 3.4317 | 4.2215 | 4.6405 | WECC_AZ | 0.051886 | 0.074851 | 0.099429 | 0.087676 | 0.040028 | 0.068349 | 0.071848 | 0.01895 | 0.031882 | 0.02964 | 0.015192 | 1.6135e-06 | 0.0040227 | 0.011368 | 0.1329 | 0.13389 | 0.17883 | 0.17899 | 0.032576 | 0.13322 | 0.13513 | 0.038507 | 0.050397 | 0.057862 | 0.046226 | 0.027875 | 0.035637 | 0.062467
WECC_CO | 3.9572 | 3.5331 | 3.8724 | 3.5597 | 3.8132 | 4.603 | 5.022 | 3.2426 | 3.1171 | 3.1707 | 2.8403 | 3.2898 | 4.0797 | 4.4987 | 2.6766 | 3.1312 | 3.5973 | 3.0414 | 3.2434 | 4.0333 | 4.4523 | 2.9336 | 3.3739 | 3.1144 | 3.174 | 3.4625 | 4.2523 | 4.6713 | WECC_CO | 0.023618 | 0.038678 | 0.046332 | 0.04476 | 0.029357 | 0.047273 | 0.060004 | 0.0076673 | 0.01256 | 0.010735 | 0.0032227 | 0 | 0.00048209 | 0.0024132 | 0.054263 | 0.058516 | 0.072559 | 0.033467 | 0.0045199 | 0.012675 | 0.016419 | 0.015107 | 0.0253 | 0.029308 | 0.029796 | 0.018459 | 0.029373 | 0.039512
WECC_ID | 3.9987 | 3.4278 | 3.8375 | 3.5112 | 3.7582 | 4.5481 | 4.9671 | 3.2199 | 3.0694 | 3.0663 | 2.7212 | 3.2076 | 3.9974 | 4.4164 | 2.4754 | 2.9002 | 3.7588 | 2.9899 | 3.1292 | 3.9191 | 4.3381 | 2.8727 | 3.321 | 3.0207 | 3.0602 | 3.3733 | 4.1632 | 4.5822 | WECC_ID | 0.034318 | 0.036765 | 0.036831 | 0.036765 | 0.033197 | 0.037527 | 0.042253 | 0.0061017 | 0.016697 | 0.0072857 | 0.0037524 | 0 | 0.00015658 | 5.9794e-05 | 0.037737 | 0.057997 | 0.016352 | 0.012679 | 0.0012248 | 0.009007 | 0.01169 | 0.023057 | 0.024919 | 0.028149 | 0.024949 | 0.024946 | 0.030358 | 0.033226
WECC_IID | 4.6999 | 3.8916 | 4.1854 | 3.8733 | 4.0784 | 4.8682 | 5.2872 | 3.6417 | 3.4205 | 3.4171 | 3.0974 | 3.5314 | 4.3213 | 4.7403 | 3.797 | 3.9783 | 4.5762 | 3.3986 | 3.536 | 4.3259 | 4.7449 | 3.299 | 3.6901 | 3.3673 | 3.3782 | 3.7124 | 4.5023 | 4.9213 | WECC_IID | 0 | 0 | 0.00076009 | 0 | 0 | 0 | 0 | 0 | 0 | 0 | 0 | 0 | 0 | 0 | 0 | 0 | 0 | 0 | 0 | 0 | 0 | 0 | 0 | 0 | 0 | 0 | 0 | 0
WECC_MT | 3.9721 | 3.5978 | 3.9421 | 3.6099 | 3.8737 | 4.6636 | 5.0826 | 3.5481 | 3.3148 | 3.4439 | 3.0392 | 3.4408 | 4.2306 | 4.6496 | 2.7473 | 3.0951 | 3.0343 | 2.9693 | 3.117 | 3.9069 | 4.3259 | 3.1466 | 3.5438 | 3.3561 | 3.3614 | 3.4259 | 4.2157 | 4.6347 | WECC_MT | 0 | 0.00024557 | 0 | 0 | 0 | 0 | 0 | 0 | 0 | 0 | 0 | 0 | 0 | 0 | 0 | 0 | 0.0011213 | 0 | 0 | 0 | 0 | 0 | 0.00037764 | 0.00028247 | 0 | 0 | 0 | 0
WECC_NM | 3.779 | 3.362 | 3.689 | 3.3684 | 3.6296 | 4.4195 | 4.8385 | 3.1059 | 2.9559 | 3.0016 | 2.665 | 3.1103 | 3.9001 | 4.3191 | 2.7255 | 3.1936 | 3.5105 | 2.9066 | 3.1162 | 3.906 | 4.325 | 2.7679 | 3.1891 | 2.9134 | 2.9725 | 3.2746 | 4.0645 | 4.4835 | WECC_NM | 0.003227 | 0.0035865 | 0.013139 | 0.0094326 | 0 | 0.0028256 | 0.0040126 | 0.001453 | 0.0018487 | 0 | 0.0098771 | 0 | 0.00014393 | 0.00014393 | 0.031742 | 0.028069 | 0.041998 | 0.073862 | 0.060191 | 0.068213 | 0.075991 | 0.0023762 | 0.0024996 | 0.0085542 | 0.020728 | 0.0027816 | 0.010564 | 0.0058297
WECC_NNV | 4.1455 | 3.6194 | 3.9578 | 3.6484 | 3.8859 | 4.6757 | 5.0947 | 3.339 | 3.1724 | 3.1891 | 2.8572 | 3.335 | 4.1249 | 4.5439 | 2.8565 | 3.0439 | 3.9108 | 3.1177 | 3.2809 | 4.0707 | 4.4897 | 2.99 | 3.443 | 3.1274 | 3.1774 | 3.4993 | 4.2891 | 4.7081 | WECC_NNV | 0.00047819 | 0.0085524 | 0.0085524 | 0.0084695 | 0.0078587 | 0.0023994 | 0.0024584 | 0.00019385 | 0.00015758 | 0.0017422 | 0.0022811 | 0 | 0 | 0.00027716 | 0.0028108 | 0.00064957 | 0.0013021 | 0.001312 | 0.00042178 | 5.2602e-06 | 0.00011787 | 0.0023942 | 0.0026679 | 0.0026409 | 0.0037143 | 0.0025815 | 0.0025895 | 0.0025934
WECC_PNW | 4.0308 | 3.3645 | 3.6439 | 3.2167 | 3.2727 | 4.0625 | 4.4815 | 3.2714 | 3.0234 | 2.9551 | 2.5164 | 2.7947 | 3.5845 | 4.0035 | 2.5947 | 2.7483 | 2.8981 | 2.5765 | 2.6965 | 3.4863 | 3.9053 | 2.8875 | 3.2575 | 2.7682 | 2.7847 | 3.018 | 3.8078 | 4.2268 | WECC_PNW | 0.076994 | 0.046361 | 0.050009 | 0.04328 | 0.038419 | 0.037858 | 0.037934 | 0.021556 | 0.00605 | 0.0020209 | 0.0014215 | 0 | 3.5794e-05 | 0.00024908 | 0.046678 | 0.020406 | 0.032247 | 0.038119 | 3.2099e-05 | 0.00016504 | 0.0025106 | 0.050216 | 0.043398 | 0.028811 | 0.025894 | 0.026181 | 0.024496 | 0.024584
WECC_SCE | 4.5581 | 3.8632 | 4.1747 | 3.8642 | 4.0733 | 4.8632 | 5.2822 | 3.6012 | 3.402 | 3.4074 | 3.087 | 3.5251 | 4.315 | 4.734 | 3.5648 | 3.6294 | 4.3828 | 3.3582 | 3.5203 | 4.3101 | 4.7291 | 3.2469 | 3.6743 | 3.3602 | 3.3728 | 3.705 | 4.4948 | 4.9138 | WECC_SCE | 0.064659 | 0.068902 | 0.11045 | 0.063592 | 0.026764 | 0.026267 | 0.026464 | 0.02898 | 0.032063 | 0.03549 | 0.013096 | 0 | 0 | 5.1642e-06 | 0.1041 | 0.12012 | 0.08591 | 0.039398 | 0.0014416 | 0.0006431 | 0.0010136 | 0.069076 | 0.072586 | 0.075099 | 0.049049 | 0.020782 | 0.013911 | 0.018157
WECC_SNV | 4.1888 | 3.6177 | 3.955 | 3.6346 | 3.876 | 4.6658 | 5.0848 | 3.332 | 3.1653 | 3.1898 | 2.8499 | 3.3277 | 4.1176 | 4.5366 | 3.1181 | 3.0599 | 3.9849 | 3.1272 | 3.3047 | 4.0945 | 4.5135 | 2.9945 | 3.4372 | 3.1435 | 3.1786 | 3.4951 | 4.2849 | 4.7039 | WECC_SNV | 0.025978 | 0.034411 | 0.037813 | 0.03781 | 0.024496 | 0.018826 | 0.02098 | 0.013378 | 0.014273 | 0.015463 | 0.012697 | 0 | 0.0064852 | 0.0089138 | 0.049364 | 0.063739 | 0.0685 | 0.073366 | 0.037383 | 0.0049072 | 0.0055172 | 0.017473 | 0.018193 | 0.023971 | 0.023031 | 0.01208 | 0.01084 | 0.010601
WECC_UT | 3.9973 | 3.5302 | 3.8642 | 3.5313 | 3.7892 | 4.579 | 4.998 | 3.2327 | 3.0706 | 3.1094 | 2.773 | 3.2699 | 4.0597 | 4.4787 | 2.6283 | 3.0702 | 3.8666 | 3.0707 | 3.2601 | 4.0499 | 4.4689 | 2.9112 | 3.3371 | 3.05 | 3.1083 | 3.4285 | 4.2184 | 4.6374 | WECC_UT | 0.025143 | 0.050563 | 0.052453 | 0.052453 | 0.051039 | 0.066762 | 0.074754 | 0.0061614 | 0.024081 | 0.027707 | 0.024038 | 0.0043691 | 0.012893 | 0.020956 | 0.073269 | 0.084707 | 0.079917 | 0.095667 | 0.05908 | 0.081169 | 0.088277 | 0.019599 | 0.035007 | 0.038087 | 0.035682 | 0.03642 | 0.052071 | 0.058272
WECC_WY | 3.7537 | 3.3716 | 3.7257 | 3.4328 | 3.6828 | 4.4726 | 4.8916 | 3.2281 | 3.0361 | 3.1514 | 2.7968 | 3.1497 | 3.9395 | 4.3585 | 2.4837 | 2.8905 | 2.9765 | 2.8035 | 3.0589 | 3.8487 | 4.2677 | 2.8549 | 3.2718 | 3.0738 | 3.1377 | 3.3533 | 4.1431 | 4.5621 | WECC_WY | 0 | 0.0013219 | 0.0012761 | 0 | 0 | 0.00033261 | 0.0049194 | 0 | 1.8859e-05 | 2.9539e-06 | 0 | 0 | 0 | 0.00038269 | 0.0020528 | 0.002102 | 0.019181 | 4.2621e-05 | 3.998e-05 | 0.0041223 | 0.036843 | 7.808e-08 | 3.008e-05 | 0.0032734 | 0 | 6.4986e-06 | 0.00026081 | 0.0010984