## Instructions
Instructions
BEAM*2022
This version of the BEAM was updated to include 10 Scenarios in 2020. It was updated to include the Biodrying and Pyrolysis unit processes in 2021. In 2022, the BEAM underwent a comprehensive overhaul led by the Science Review Team (SRT) and implemented by Northern Tilth. The instructions below provide guidance for getting started and using the model.
Getting Started
Detailed descriptions of each tab/worksheet in the Excel spreadsheet are provided in Appendix A of the BEAM*2022 User Guide, but these six steps outline the overall strategy. Pay careful attention to the units requested for each data entry. Tons of biosolids, etc. are to be entered as short (U. S.) tons, unless indicated otherwise.
1) On the “WRRF Info & Results” sheet, fill in the olive green input cells with overall project information.
2) On the “Scenarios Data” sheet, fill in the olive green input cells for as many scenarios as you want to test, and select which unit processes to include for each scenario by inserting an “x” in the appropriate cell.
3) On the “Amount and Destination” sheet, fill in the olive green input cells with information about specific scenarios.
4) On the “Analyses” sheet, fill in as much real-world data from your project as possible in the olive green input cells. Although default values are provided in the cells, overwriting the default values with measured data from your facility will produce results better tailored to your operation.
5) Fill in the olive green input cells on each unit process sheet for which you filled out an “x” in the Scenarios Data worksheet.
6) Evaluate your results on the “WRRF Info & Results” worksheet.
Unit Processes & Model Use
There are 21 unit process worksheets that correspond to the categories on the “Scenarios Data” worksheet. For a given Scenario, each unit process marked with an 'x' on the 'Scenarios Data' worksheet should have its corresponding unit process sheet filled in (except the 'Transporation' sheet, which auto-calculates). For example, if “Storage” and “Composting” are marked with an 'x' for Scenario 1 on the “Scenarios Data” worksheet, fill in the Scenario 1 column on the “Storage” and “Composting” worksheets.
See the color-coded key information in the box to the right for descriptions of each cell color. You can also find this color-coded key on each unit process worksheet.
The basic steps outlined below apply to the individual worksheets for each unit process. Each unit process worksheet also contains brief instructions and notes specific to that process.
1. Fill in the inputs
Cells in which the user enters data are olive green. Fill in all olive green cells with the best available data. If data is unknown, use the adjacent default value in the blue cell to the right of the input cell. Note that using real data will result in a more accurate estimation of emissions and that scenario-specific data should be sought out before resorting to defaults.
If the 'Amount and Destination' page was filled in completely, the unit process page may fill in the amount of material going to that unit process automatically in an orange cell. Orange cells indicate that while they may auto-calculate, the user may enter data instead if better data is available or if it is different than what has auto-filled.
2. Double check
Make sure that all input cells and drop-downs have been filled in. The final CO₂ equivalents calculated in the gray cells of each unit process worksheet should match the outputs on the “Scenarios Data” summary worksheet.
3. Compare
Results from different Scenarios can be compared by unit process on the sheet called 'WRRF Info & Results.'
Note About Pyrolysis Unit Process
If material is pyrolyzed, the main management category to select for the material on the 'Amount and Destination' sheet is 'Combustion' and the management sub-category is 'Pyrolysis.'
If the pyrolyzed material is land-applied, the user should select 'Carbonization' for processing prior to land application under the 'Biosolids characteristics' heading on the 'Land Application' and 'Land Application (2)' sheets.

## WRRF Info & Results
BEAM*2022 - 9/20/2022
Processor:
Facility Name/Location: | Gresham WWTP
Date of calculation: | 2024-03-28
Calculations by: | Emma Shen
Site-Specific Data
Annual Production of de-watered biomass (wet tons)
Location (from e-Grid) |  |  | WECC Northwest
Weighted GHG Emissions for Power Generation by Province (g/kWh) |  |  | 274.1188
Global Warming Potential (GWP) time horizon (years) |  |  | 100
CO2eq Totals (Mg/year) | Scenario 1 | Scenario 2 | Scenario 3 | Scenario 4 | Scenario 5 | Scenario 6 | Scenario 7 | Scenario 8 | Scenario 9 | Scenario 10
| Landfill | Co-digestion | 0 | 0 | 0 | 0 |  | 0 | 0 | 0
Unit Process | FOG to landfill | FOG diverted to Gresham WWTP for co-digestion, with additional biogas to boost CHP, and final Class B biosolids to farmland | 0 | 0 | 0 | 0 | 0 | 0 | 0 | 0
Storage Prior to Processing | NA | NA | NA | NA | NA | NA | NA | NA | NA | NA
Conditioning/Thickening | NA | NA | NA | NA | NA | NA | NA | NA | NA | NA
Aerobic Digestion | NA | NA | NA | NA | NA | NA | NA | NA | NA | NA
Anaerobic Digestion | NA | -872.8953 | NA | NA | NA | NA | NA | NA | NA | NA
Anaerobic Digestion 2 | NA | NA | NA | NA | NA | NA | NA | NA | NA | NA
De-watering | NA | NA | NA | NA | NA | NA | NA | NA | NA | NA
Thermal Drying | NA | NA | NA | NA | NA | NA | NA | NA | NA | NA
BioDrying | NA | NA | NA | NA | NA | NA | NA | NA | NA | NA
Alkaline Stabilization | NA | NA | NA | NA | NA | NA | NA | NA | NA | NA
Composting | NA | NA | NA | NA | NA | NA | NA | NA | NA | NA
Composting 2 | NA | NA | NA | NA | NA | NA | NA | NA | NA | NA
Landfill Disposal - Typical | 6779.5419 | NA | NA | NA | NA | NA | NA | NA | NA | NA
Landfill Disposal - Worst Case | NA | NA | NA | NA | NA | NA | NA | NA | NA | NA
Landfill Disposal - Aggressive | NA | NA | NA | NA | NA | NA | NA | NA | NA | NA
Landfill Disposal - CA Regulatory | NA | NA | NA | NA | NA | NA | NA | NA | NA | NA
Combustion | NA | NA | NA | NA | NA | NA | NA | NA | NA | NA
Pyrolysis | NA | NA | NA | NA | NA | NA | NA | NA | NA | NA
Land Application | NA | 1.3134 | NA | NA | NA | NA | NA | NA | NA | NA
Land Application 2 | NA | NA | NA | NA | NA | NA | NA | NA | NA | NA
Miscellaneous Emissions | NA | NA | NA | NA | NA | NA | NA | NA | NA | NA
Transportation | NA | NA | NA | NA | NA | NA | NA | NA | NA | NA
TOTALS | 6779.5419 | -871.5819 | 0 | 0 | 0 | 0 | 0 | 0 | 0 | 0
Wet Tons | 37585.0968 | 37585.0968 | 0 | 0 | 0 | 0 | 0 | 0 | 0 | 0
Wet Mg | 34106.2585 | 34106.2585 | 0 | 0 | 0 | 0 | 0 | 0 | 0 | 0
Dry Mg | 2455.6506 | 2455.6506 | 0 | 0 | 0 | 0 | 0 | 0 | 0 | 0
CO2eq/Dry Mg | 2.7608 | -0.35493 | #DIV/0! | #DIV/0! | #DIV/0! | #DIV/0! | #DIV/0! | #DIV/0! | #DIV/0! | #DIV/0!
Emissions by Gas Type (Mg/year) | Scenario 1 | Scenario 2 | Scenario 3 | Scenario 4 | Scenario 5 | Scenario 6 | Scenario 7 | Scenario 8 | Scenario 9 | Scenario 10
| Landfill | Co-digestion | 0 | 0 | 0 | 0 |  | 0 | 0 | 0
| Total | Total | Total | Total | Total | Total | Total | Total | Total | Total
CO₂ | -1063.6355 | -1042.0391 | 0 | 0 | 0 | 0 | 0 | 0 | 0 | 0
CH₄ (CO₂ eq) | 7411.9476 | 66.4758 | 0 | 0 | 0 | 0 | 0 | 0 | 0 | 0
N₂O (CO₂ eq) | 431.2298 | 103.9815 | 0 | 0 | 0 | 0 | 0 | 0 | 0 | 0
Biogenic CO₂ | 600.5607 | 1549.1145 | 0 | 0 | 0 | 0 | 0 | 0 | 0 | 0

## Charts
Component Emissions by Scenario | [7 empty] | Emissions per Ton of Biosolids by Scenario
| Landfill | Co-digestion | 0 | 0 | 0 | 0 |  |  | Landfill | Co-digestion | 0 | 0 | 0 | 0
CO₂ | -1063.6355 | -1042.0391 | 0 | 0 | 0 | 0 | 0 | CO2e/dry ton | 2.7608 | -0.35493 | #DIV/0! | #DIV/0! | #DIV/0! | #DIV/0! | #DIV/0!
CH₄ (CO₂ eq) | 7411.9476 | 66.4758 | 0 | 0 | 0 | 0 | 0
N₂O (CO₂ eq) | 431.2298 | 103.9815 | 0 | 0 | 0 | 0 | 0
Net | 6779.5419 | -871.5819 | 0 | 0 | 0 | 0 | 0

## Scenarios Data
Scenario 1 Title: | Landfill | Description | FOG to landfill
Notes and Comments
|  | CO₂ equivalents (Mg/yr) | [7 empty] | Mg per year
Unit Process | Enter "x" for all applicable processes: | Scope 1 | Scope 2 | Scope 3 | Total | Wet tons to each unit process/day | Mg (wet) to each unit process/day | Dry metric tons to each unit process/day | Metric tons CO₂ eq/dry metric ton biomass | CO₂ | CH₄ (CO₂ eq) | N₂O (CO₂ eq) | Biogenic CO₂
Storage |  | NA | NA | NA | NA | NA | NA | NA | NA | NA | NA | - | NA
Conditioning/Thickening |  | NA | NA | NA | NA | NA | NA | NA | NA | NA | - | - | NA
Aerobic Digestion |  | NA | NA | NA | NA | NA | NA | NA | NA | NA | - | - | NA | Key
Anaerobic Digestion |  | NA | NA | NA | NA | NA | NA | NA | NA | NA | NA | - | NA | Input | 0
Anaerobic Digestion 2 |  | NA | NA | NA | NA | NA | NA | NA | NA | NA | NA | - | NA | Default from reference values | 0
Dewatering |  | NA | NA | NA | NA | NA | NA | NA | NA | NA | - | - | NA | Data used to calculate default (for info only) | 0
Thermal Drying |  | NA | NA | NA | NA | NA | NA | NA | NA | NA | - | - | NA | Process output | 0
BFT Biodrying |  | NA | NA | NA | NA | NA | NA | NA | NA | NA | - | - | NA | Input with possible cell reference | 0
Alkaline Stabilization |  | NA | NA | NA | NA | NA | NA | NA | NA | NA | - | - | NA | Calculated result | 0
Composting |  | NA | NA | NA | NA | NA | NA | NA | NA | NA | NA | NA | NA
Composting 2 |  | NA | NA | NA | NA | NA | NA | NA | NA | NA | NA | NA | NA
Landfill Disposal Typical | x | 6891.3314 | -111.7895 | 0 | 6779.5419 | 102.9729 | 93.4418 | 6.7278 | 2.7608 | -1063.6355 | 7411.9476 | 431.2298 | 600.5607
Landfill Disposal Worst-case |  | NA | NA | NA | NA | NA | NA | NA | NA | NA | NA | NA | NA
Landfill Disposal Aggressive |  | NA | NA | NA | NA | NA | NA | NA | NA | NA | NA | NA | NA
Landfill Disposal CA Regulatory |  | NA | NA | NA | NA | NA | NA | NA | NA | NA | NA | NA | NA
Combustion |  | NA | NA | NA | NA | NA | NA | NA | NA | NA | NA | NA | NA
Pyrolysis |  | NA | NA | NA | NA | NA | NA | NA | NA | NA | NA | NA | NA
Land Application |  | NA | NA | NA | NA | NA | NA | NA | NA | NA | NA | NA | NA
Land Application 2 |  | NA | NA | NA | NA | NA | NA | NA | NA | NA | NA | NA | NA
Miscellaneous Emissions |  | NA | NA | NA | NA | NA | NA | NA | NA | NA | - | - | NA
Transportation |  | NA | NA | NA | NA | 102.9729 | 93.4418 | 6.7278 | NA | NA | - | - | NA
Scope 1 - direct emissions |  | 6891.3314 | -111.7895 | 0 | 6779.5419 |  |  |  |  | -1063.6355 | 7411.9476 | 431.2298 | 600.5607
Scope 2 - purchased electricity, heat, or steam
Scope 3 - production of purchased materials and uses of end products
Scenario 2 Title: | Co-digestion | Description | FOG diverted to Gresham WWTP for co-digestion, with additional biogas to boost CHP, and final Class B biosolids to farmland
Notes and Comments
|  | CO₂ equivalents (Mg/yr) | [7 empty] | Mg per year
Unit Process | Enter "x" for all applicable processes: | Scope 1 | Scope 2 | Scope 3 | Total | Wet tons to each unit process/day | Mg (wet) to each unit process/day | Dry metric tons to each unit process/day | Metric tons CO₂ eq/dry metric ton biomass | CO₂ | CH₄ (CO₂ eq) | N₂O (CO₂ eq) | Biogenic CO₂
Storage |  | NA | NA | NA | NA | NA | NA | NA | NA | NA | NA | - | NA
Conditioning/Thickening |  | NA | NA | NA | NA | NA | NA | NA | NA | NA | - | - | NA
Aerobic Digestion |  | NA | NA | NA | NA | NA | NA | NA | NA | NA | - | - | NA
Anaerobic Digestion | x | 57.6154 | -930.5107 | 0 | -872.8953 | NA | NA | NA | NA | -930.5107 | 57.6154 | - | 1549.1145
Anaerobic Digestion 2 |  | NA | NA | NA | NA | NA | NA | NA | NA | NA | NA | - | NA
Dewatering |  | NA | NA | NA | NA | NA | NA | NA | NA | NA | - | - | NA
Thermal Drying |  | NA | NA | NA | NA | NA | NA | NA | NA | NA | - | - | NA
BFT Biodrying |  | NA | NA | NA | NA | NA | NA | NA | NA | NA | - | - | NA
Alkaline Stabilization |  | NA | NA | NA | NA | NA | NA | NA | NA | NA | - | - | NA
Composting |  | NA | NA | NA | NA | NA | NA | NA | NA | NA | NA | NA | NA
Composting 2 |  | NA | NA | NA | NA | NA | NA | NA | NA | NA | NA | NA | NA
Landfill Disposal Typical |  | NA | NA | NA | NA | NA | NA | NA | NA | NA | NA | NA | NA
Landfill Disposal Worst-case |  | NA | NA | NA | NA | NA | NA | NA | NA | NA | NA | NA | NA
Landfill Disposal Aggressive |  | NA | NA | NA | NA | NA | NA | NA | NA | NA | NA | NA | NA
Landfill Disposal CA Regulatory |  | NA | NA | NA | NA | NA | NA | NA | NA | NA | NA | NA | NA
Combustion |  | NA | NA | NA | NA | NA | NA | NA | NA | NA | NA | NA | NA
Pyrolysis |  | NA | NA | NA | NA | NA | NA | NA | NA | NA | NA | NA | NA
Land Application | x | 74.4927 | 0 | -73.1793 | 1.3134 | 12.8934 | 11.7 | 0.8424 | 0.0042717 | -111.5285 | 8.8604 | 103.9815 | -
Land Application 2 |  | NA | NA | NA | NA | NA | NA | NA | NA | NA | NA | NA | NA
Miscellaneous Emissions |  | NA | NA | NA | NA | NA | NA | NA | NA | NA | - | - | NA
Transportation |  | NA | NA | NA | NA | 102.9729 | 93.4418 | 6.7278 | NA | NA | - | - | NA
Scope 1 - direct emissions |  | 132.1081 | -930.5107 | -73.1793 | -871.5819 |  |  |  |  | -1042.0391 | 66.4758 | 103.9815 | 1549.1145
Scope 2 - purchased electricity, heat, or steam
Scope 3 - production of purchased materials and uses of end products
Scenario 3 Title: |  | Description
Notes and Comments
|  | CO₂ equivalents (Mg/yr) | [7 empty] | Mg per year
Unit Process | Enter "x" for all applicable processes: | Scope 1 | Scope 2 | Scope 3 | Total | Wet tons to each unit process/day | Mg (wet) to each unit process/day | Dry metric tons to each unit process/day | Metric tons CO₂ eq/dry metric ton biomass | CO₂ | CH₄ (CO₂ eq) | N₂O (CO₂ eq) | Biogenic CO₂
Storage |  | NA | NA | NA | NA | NA | NA | NA | NA | NA | NA | - | NA
Conditioning/Thickening |  | NA | NA | NA | NA | NA | NA | NA | NA | NA | - | - | NA
Aerobic Digestion |  | NA | NA | NA | NA | NA | NA | NA | NA | NA | - | - | NA
Anaerobic Digestion |  | NA | NA | NA | NA | NA | NA | NA | NA | NA | NA | - | NA
Anaerobic Digestion 2 |  | NA | NA | NA | NA | NA | NA | NA | NA | NA | NA | - | NA
Dewatering |  | NA | NA | NA | NA | NA | NA | NA | NA | NA | - | - | NA
Thermal Drying |  | NA | NA | NA | NA | NA | NA | NA | NA | NA | - | - | NA
BFT Biodrying |  | NA | NA | NA | NA | NA | NA | NA | NA | NA | - | - | NA
Alkaline Stabilization |  | NA | NA | NA | NA | NA | NA | NA | NA | NA | - | - | NA
Composting |  | NA | NA | NA | NA | NA | NA | NA | NA | NA | NA | NA | NA
Composting 2 |  | NA | NA | NA | NA | NA | NA | NA | NA | NA | NA | NA | NA
Landfill Disposal Typical |  | NA | NA | NA | NA | NA | NA | NA | NA | NA | NA | NA | NA
Landfill Disposal Worst-case |  | NA | NA | NA | NA | NA | NA | NA | NA | NA | NA | NA | NA
Landfill Disposal Aggressive |  | NA | NA | NA | NA | NA | NA | NA | NA | NA | NA | NA | NA
Landfill Disposal CA Regulatory |  | NA | NA | NA | NA | NA | NA | NA | NA | NA | NA | NA | NA
Combustion |  | NA | NA | NA | NA | NA | NA | NA | NA | NA | NA | NA | NA
Pyrolysis |  | NA | NA | NA | NA | NA | NA | NA | NA | NA | NA | NA | NA
Land Application |  | NA | NA | NA | NA | NA | NA | NA | NA | NA | NA | NA | NA
Land Application 2 |  | NA | NA | NA | NA | NA | NA | NA | NA | NA | NA | NA | NA
Miscellaneous Emissions |  | NA | NA | NA | NA | NA | NA | NA | NA | NA | - | - | NA
Transportation |  | NA | NA | NA | NA | 0 | 0 | 0 | NA | NA | - | - | NA
Scope 1 - direct emissions |  | 0 | 0 | 0 | 0 |  |  |  |  | 0 | 0 | 0 | 0
Scope 2 - purchased electricity, heat, or steam
Scope 3 - production of purchased materials and uses of end products
Scenario 4 Title: |  | Description
Notes and Comments
|  | CO₂ equivalents (Mg/yr) | [7 empty] | Mg per year
Unit Process | Enter "x" for all applicable processes: | Scope 1 | Scope 2 | Scope 3 | Total | Wet tons to each unit process/day | Mg (wet) to each unit process/day | Dry metric tons to each unit process/day | Metric tons CO₂ eq/dry metric ton biomass | CO₂ | CH₄ (CO₂ eq) | N₂O (CO₂ eq) | Biogenic CO₂
Storage |  | NA | NA | NA | NA | NA | NA | NA | NA | NA | NA | - | NA
Conditioning/Thickening |  | NA | NA | NA | NA | NA | NA | NA | NA | NA | - | - | NA
Aerobic Digestion |  | NA | NA | NA | NA | NA | NA | NA | NA | NA | - | - | NA
Anaerobic Digestion |  | NA | NA | NA | NA | NA | NA | NA | NA | NA | NA | - | NA
Anaerobic Digestion 2 |  | NA | NA | NA | NA | NA | NA | NA | NA | NA | NA | - | NA
Dewatering |  | NA | NA | NA | NA | NA | NA | NA | NA | NA | - | - | NA
Thermal Drying |  | NA | NA | NA | NA | NA | NA | NA | NA | NA | - | - | NA
BFT Biodrying |  | NA | NA | NA | NA | NA | NA | NA | NA | NA | - | - | NA
Alkaline Stabilization |  | NA | NA | NA | NA | NA | NA | NA | NA | NA | - | - | NA
Composting |  | NA | NA | NA | NA | NA | NA | NA | NA | NA | NA | NA | NA
Composting 2 |  | NA | NA | NA | NA | NA | NA | NA | NA | NA | NA | NA | NA
Landfill Disposal Typical |  | NA | NA | NA | NA | NA | NA | NA | NA | NA | NA | NA | NA
Landfill Disposal Worst-case |  | NA | NA | NA | NA | NA | NA | NA | NA | NA | NA | NA | NA
Landfill Disposal Aggressive |  | NA | NA | NA | NA | NA | NA | NA | NA | NA | NA | NA | NA
Landfill Disposal CA Regulatory |  | NA | NA | NA | NA | NA | NA | NA | NA | NA | NA | NA | NA
Combustion |  | NA | NA | NA | NA | NA | NA | NA | NA | NA | NA | NA | NA
Pyrolysis |  | NA | NA | NA | NA | NA | NA | NA | NA | NA | NA | NA | NA
Land Application |  | NA | NA | NA | NA | NA | NA | NA | NA | NA | NA | NA | NA
Land Application 2 |  | NA | NA | NA | NA | NA | NA | NA | NA | NA | NA | NA | NA
Miscellaneous Emissions |  | NA | NA | NA | NA | NA | NA | NA | NA | NA | - | - | NA
Transportation |  | NA | NA | NA | NA | 0 | 0 | 0 | NA | NA | - | - | NA
Scope 1 - direct emissions |  | 0 | 0 | 0 | 0 |  |  |  |  | 0 | 0 | 0 | 0
Scope 2 - purchased electricity, heat, or steam
Scope 3 - production of purchased materials and uses of end products
Scenario 5 Title: |  | Description
Notes and Comments
|  | CO₂ equivalents (Mg/yr) | [7 empty] | Mg per year
Unit Process | Enter "x" for all applicable processes: | Scope 1 | Scope 2 | Scope 3 | Total | Wet tons to each unit process/day | Mg (wet) to each unit process/day | Dry metric tons to each unit process/day | Metric tons CO₂ eq/dry metric ton biomass | CO₂ | CH₄ (CO₂ eq) | N₂O (CO₂ eq) | Biogenic CO₂
Storage |  | NA | NA | NA | NA | NA | NA | NA | NA | NA | NA | - | NA
Conditioning/Thickening |  | NA | NA | NA | NA | NA | NA | NA | NA | NA | - | - | NA
Aerobic Digestion |  | NA | NA | NA | NA | NA | NA | NA | NA | NA | - | - | NA
Anaerobic Digestion |  | NA | NA | NA | NA | NA | NA | NA | NA | NA | NA | - | NA
Anaerobic Digestion 2 |  | NA | NA | NA | NA | NA | NA | NA | NA | NA | NA | - | NA
Dewatering |  | NA | NA | NA | NA | NA | NA | NA | NA | NA | - | - | NA
Thermal Drying |  | NA | NA | NA | NA | NA | NA | NA | NA | NA | - | - | NA
BFT Biodrying |  | NA | NA | NA | NA | NA | NA | NA | NA | NA | - | - | NA
Alkaline Stabilization |  | NA | NA | NA | NA | NA | NA | NA | NA | NA | - | - | NA
Composting |  | NA | NA | NA | NA | NA | NA | NA | NA | NA | NA | NA | NA
Composting 2 |  | NA | NA | NA | NA | NA | NA | NA | NA | NA | NA | NA | NA
Landfill Disposal Typical |  | NA | NA | NA | NA | NA | NA | NA | NA | NA | NA | NA | NA
Landfill Disposal Worst-case |  | NA | NA | NA | NA | NA | NA | NA | NA | NA | NA | NA | NA
Landfill Disposal Aggressive |  | NA | NA | NA | NA | NA | NA | NA | NA | NA | NA | NA | NA
Landfill Disposal CA Regulatory |  | NA | NA | NA | NA | NA | NA | NA | NA | NA | NA | NA | NA
Combustion |  | NA | NA | NA | NA | NA | NA | NA | NA | NA | NA | NA | NA
Pyrolysis |  | NA | NA | NA | NA | NA | NA | NA | NA | NA | NA | NA | NA
Land Application |  | NA | NA | NA | NA | NA | NA | NA | NA | NA | NA | NA | NA
Land Application 2 |  | NA | NA | NA | NA | NA | NA | NA | NA | NA | NA | NA | NA
Miscellaneous Emissions |  | NA | NA | NA | NA | NA | NA | NA | NA | NA | - | - | NA
Transportation |  | NA | NA | NA | NA | 0 | 0 | 0 | NA | NA | - | - | NA
Scope 1 - direct emissions |  | 0 | 0 | 0 | 0 |  |  |  |  | 0 | 0 | 0 | 0
Scope 2 - purchased electricity, heat, or steam
Scope 3 - production of purchased materials and uses of end products
Scenario 6 Title: |  | Description
Notes and Comments
|  | CO₂ equivalents (Mg/yr) | [7 empty] | Mg per year
Unit Process | Enter "x" for all applicable processes: | Scope 1 | Scope 2 | Scope 3 | Total | Wet tons to each unit process/day | Mg (wet) to each unit process/day | Dry metric tons to each unit process/day | Metric tons CO₂ eq/dry metric ton biomass | CO₂ | CH₄ (CO₂ eq) | N₂O (CO₂ eq) | Biogenic CO₂
Storage |  | NA | NA | NA | NA | NA | NA | NA | NA | NA | NA | - | NA
Conditioning/Thickening |  | NA | NA | NA | NA | NA | NA | NA | NA | NA | - | - | NA
Aerobic Digestion |  | NA | NA | NA | NA | NA | NA | NA | NA | NA | - | - | NA
Anaerobic Digestion |  | NA | NA | NA | NA | NA | NA | NA | NA | NA | NA | - | NA
Anaerobic Digestion 2 |  | NA | NA | NA | NA | NA | NA | NA | NA | NA | NA | - | NA
Dewatering |  | NA | NA | NA | NA | NA | NA | NA | NA | NA | - | - | NA
Thermal Drying |  | NA | NA | NA | NA | NA | NA | NA | NA | NA | - | - | NA
BFT Biodrying |  | NA | NA | NA | NA | NA | NA | NA | NA | NA | - | - | NA
Alkaline Stabilization |  | NA | NA | NA | NA | NA | NA | NA | NA | NA | - | - | NA
Composting |  | NA | NA | NA | NA | NA | NA | NA | NA | NA | NA | NA | NA
Composting 2 |  | NA | NA | NA | NA | NA | NA | NA | NA | NA | NA | NA | NA
Landfill Disposal Typical |  | NA | NA | NA | NA | NA | NA | NA | NA | NA | NA | NA | NA
Landfill Disposal Worst-case |  | NA | NA | NA | NA | NA | NA | NA | NA | NA | NA | NA | NA
Landfill Disposal Aggressive |  | NA | NA | NA | NA | NA | NA | NA | NA | NA | NA | NA | NA
Landfill Disposal CA Regulatory |  | NA | NA | NA | NA | NA | NA | NA | NA | NA | NA | NA | NA
Combustion |  | NA | NA | NA | NA | NA | NA | NA | NA | NA | NA | NA | NA
Pyrolysis |  | NA | NA | NA | NA | NA | NA | NA | NA | NA | NA | NA | NA
Land Application |  | NA | NA | NA | NA | NA | NA | NA | NA | NA | NA | NA | NA
Land Application 2 |  | NA | NA | NA | NA | NA | NA | NA | NA | NA | NA | NA | NA
Miscellaneous Emissions |  | NA | NA | NA | NA | NA | NA | NA | NA | NA | - | - | NA
Transportation |  | NA | NA | NA | NA | 0 | 0 | 0 | NA | NA | - | - | NA
Scope 1 - direct emissions |  | 0 | 0 | 0 | 0 |  |  |  |  | 0 | 0 | 0 | 0
Scope 2 - purchased electricity, heat, or steam
Scope 3 - production of purchased materials and uses of end products
Scenario 7 Title: |  | Description
Notes and Comments
|  | CO₂ equivalents (Mg/yr) | [7 empty] | Mg per year
Unit Process | Enter "x" for all applicable processes: | Scope 1 | Scope 2 | Scope 3 | Total | Wet tons to each unit process/day | Mg (wet) to each unit process/day | Dry metric tons to each unit process/day | Metric tons CO₂ eq/dry metric ton biomass | CO₂ | CH₄ (CO₂ eq) | N₂O (CO₂ eq) | Biogenic CO₂
Storage |  | NA | NA | NA | NA | NA | NA | NA | NA | NA | NA | - | NA
Conditioning/Thickening |  | NA | NA | NA | NA | NA | NA | NA | NA | NA | - | - | NA
Aerobic Digestion |  | NA | NA | NA | NA | NA | NA | NA | NA | NA | - | - | NA
Anaerobic Digestion |  | NA | NA | NA | NA | NA | NA | NA | NA | NA | NA | - | NA
Anaerobic Digestion 2 |  | NA | NA | NA | NA | NA | NA | NA | NA | NA | NA | - | NA
Dewatering |  | NA | NA | NA | NA | NA | NA | NA | NA | NA | - | - | NA
Thermal Drying |  | NA | NA | NA | NA | NA | NA | NA | NA | NA | - | - | NA
BFT Biodrying |  | NA | NA | NA | NA | NA | NA | NA | NA | NA | - | - | NA
Alkaline Stabilization |  | NA | NA | NA | NA | NA | NA | NA | NA | NA | - | - | NA
Composting |  | NA | NA | NA | NA | NA | NA | NA | NA | NA | NA | NA | NA
Composting 2 |  | NA | NA | NA | NA | NA | NA | NA | NA | NA | NA | NA | NA
Landfill Disposal Typical |  | NA | NA | NA | NA | NA | NA | NA | NA | NA | NA | NA | NA
Landfill Disposal Worst-case |  | NA | NA | NA | NA | NA | NA | NA | NA | NA | NA | NA | NA
Landfill Disposal Aggressive |  | NA | NA | NA | NA | NA | NA | NA | NA | NA | NA | NA | NA
Landfill Disposal CA Regulatory |  | NA | NA | NA | NA | NA | NA | NA | NA | NA | NA | NA | NA
Combustion |  | NA | NA | NA | NA | NA | NA | NA | NA | NA | NA | NA | NA
Pyrolysis |  | NA | NA | NA | NA | NA | NA | NA | NA | NA | NA | NA | NA
Land Application |  | NA | NA | NA | NA | NA | NA | NA | NA | NA | NA | NA | NA
Land Application 2 |  | NA | NA | NA | NA | NA | NA | NA | NA | NA | NA | NA | NA
Miscellaneous Emissions |  | NA | NA | NA | NA | NA | NA | NA | NA | NA | - | - | NA
Transportation |  | NA | NA | NA | NA | 0 | 0 | 0 | NA | NA | - | - | NA
Scope 1 - direct emissions |  | 0 | 0 | 0 | 0 |  |  |  |  | 0 | 0 | 0 | 0
Scope 2 - purchased electricity, heat, or steam
Scope 3 - production of purchased materials and uses of end products
Scenario 8 Title: |  | Description
Notes and Comments
|  | CO₂ equivalents (Mg/yr) | [7 empty] | Mg per year
Unit Process | Enter "x" for all applicable processes: | Scope 1 | Scope 2 | Scope 3 | Total | Wet tons to each unit process/day | Mg (wet) to each unit process/day | Dry metric tons to each unit process/day | Metric tons CO₂ eq/dry metric ton biomass | CO₂ | CH₄ (CO₂ eq) | N₂O (CO₂ eq) | Biogenic CO₂
Storage |  | NA | NA | NA | NA | NA | NA | NA | NA | NA | NA | - | NA
Conditioning/Thickening |  | NA | NA | NA | NA | NA | NA | NA | NA | NA | - | - | NA
Aerobic Digestion |  | NA | NA | NA | NA | NA | NA | NA | NA | NA | - | - | NA
Anaerobic Digestion |  | NA | NA | NA | NA | NA | NA | NA | NA | NA | NA | - | NA
Anaerobic Digestion 2 |  | NA | NA | NA | NA | NA | NA | NA | NA | NA | NA | - | NA
Dewatering |  | NA | NA | NA | NA | NA | NA | NA | NA | NA | - | - | NA
Thermal Drying |  | NA | NA | NA | NA | NA | NA | NA | NA | NA | - | - | NA
BFT Biodrying |  | NA | NA | NA | NA | NA | NA | NA | NA | NA | - | - | NA
Alkaline Stabilization |  | NA | NA | NA | NA | NA | NA | NA | NA | NA | - | - | NA
Composting |  | NA | NA | NA | NA | NA | NA | NA | NA | NA | NA | NA | NA
Composting 2 |  | NA | NA | NA | NA | NA | NA | NA | NA | NA | NA | NA | NA
Landfill Disposal Typical |  | NA | NA | NA | NA | NA | NA | NA | NA | NA | NA | NA | NA
Landfill Disposal Worst-case |  | NA | NA | NA | NA | NA | NA | NA | NA | NA | NA | NA | NA
Landfill Disposal Aggressive |  | NA | NA | NA | NA | NA | NA | NA | NA | NA | NA | NA | NA
Landfill Disposal CA Regulatory |  | NA | NA | NA | NA | NA | NA | NA | NA | NA | NA | NA | NA
Combustion |  | NA | NA | NA | NA | NA | NA | NA | NA | NA | NA | NA | NA
Pyrolysis |  | NA | NA | NA | NA | NA | NA | NA | NA | NA | NA | NA | NA
Land Application |  | NA | NA | NA | NA | NA | NA | NA | NA | NA | NA | NA | NA
Land Application 2 |  | NA | NA | NA | NA | NA | NA | NA | NA | NA | NA | NA | NA
Miscellaneous Emissions |  | NA | NA | NA | NA | NA | NA | NA | NA | NA | - | - | NA
Transportation |  | NA | NA | NA | NA | 0 | 0 | 0 | NA | NA | - | - | NA
Scope 1 - direct emissions |  | 0 | 0 | 0 | 0 |  |  |  |  | 0 | 0 | 0 | 0
Scope 2 - purchased electricity, heat, or steam
Scope 3 - production of purchased materials and uses of end products
Scenario 9 Title: |  | Description
Notes and Comments
|  | CO₂ equivalents (Mg/yr) | [7 empty] | Mg per year
Unit Process | Enter "x" for all applicable processes: | Scope 1 | Scope 2 | Scope 3 | Total | Wet tons to each unit process/day | Mg (wet) to each unit process/day | Dry metric tons to each unit process/day | Metric tons CO₂ eq/dry metric ton biomass | CO₂ | CH₄ (CO₂ eq) | N₂O (CO₂ eq) | Biogenic CO₂
Storage |  | NA | NA | NA | NA | NA | NA | NA | NA | NA | NA | - | NA
Conditioning/Thickening |  | NA | NA | NA | NA | NA | NA | NA | NA | NA | - | - | NA
Aerobic Digestion |  | NA | NA | NA | NA | NA | NA | NA | NA | NA | - | - | NA
Anaerobic Digestion |  | NA | NA | NA | NA | NA | NA | NA | NA | NA | NA | - | NA
Anaerobic Digestion 2 |  | NA | NA | NA | NA | NA | NA | NA | NA | NA | NA | - | NA
Dewatering |  | NA | NA | NA | NA | NA | NA | NA | NA | NA | - | - | NA
Thermal Drying |  | NA | NA | NA | NA | NA | NA | NA | NA | NA | - | - | NA
BFT Biodrying |  | NA | NA | NA | NA | NA | NA | NA | NA | NA | - | - | NA
Alkaline Stabilization |  | NA | NA | NA | NA | NA | NA | NA | NA | NA | - | - | NA
Composting |  | NA | NA | NA | NA | NA | NA | NA | NA | NA | NA | NA | NA
Composting 2 |  | NA | NA | NA | NA | NA | NA | NA | NA | NA | NA | NA | NA
Landfill Disposal Typical |  | NA | NA | NA | NA | NA | NA | NA | NA | NA | NA | NA | NA
Landfill Disposal Worst-case |  | NA | NA | NA | NA | NA | NA | NA | NA | NA | NA | NA | NA
Landfill Disposal Aggressive |  | NA | NA | NA | NA | NA | NA | NA | NA | NA | NA | NA | NA
Landfill Disposal CA Regulatory |  | NA | NA | NA | NA | NA | NA | NA | NA | NA | NA | NA | NA
Combustion |  | NA | NA | NA | NA | NA | NA | NA | NA | NA | NA | NA | NA
Pyrolysis |  | NA | NA | NA | NA | NA | NA | NA | NA | NA | NA | NA | NA
Land Application |  | NA | NA | NA | NA | NA | NA | NA | NA | NA | NA | NA | NA
Land Application 2 |  | NA | NA | NA | NA | NA | NA | NA | NA | NA | NA | NA | NA
Miscellaneous Emissions |  | NA | NA | NA | NA | NA | NA | NA | NA | NA | - | - | NA
Transportation |  | NA | NA | NA | NA | 0 | 0 | 0 | NA | NA | - | - | NA
Scope 1 - direct emissions |  | 0 | 0 | 0 | 0 |  |  |  |  | 0 | 0 | 0 | 0
Scope 2 - purchased electricity, heat, or steam
Scope 3 - production of purchased materials and uses of end products
Scenario 10 - Title: |  | Description
Notes and Comments
|  | CO₂ equivalents (Mg/yr) | [7 empty] | Mg per year
Unit Process | Enter "x" for all applicable processes: | Scope 1 | Scope 2 | Scope 3 | Total | Wet tons to each unit process/day | Mg (wet) to each unit process/day | Dry metric tons to each unit process/day | Metric tons CO₂ eq/dry metric ton biomass | CO₂ | CH₄ (CO₂ eq) | N₂O (CO₂ eq) | Biogenic CO₂
Storage |  | NA | NA | NA | NA | NA | NA | NA | NA | NA | NA | - | NA
Conditioning/Thickening |  | NA | NA | NA | NA | NA | NA | NA | NA | NA | - | - | NA
Aerobic Digestion |  | NA | NA | NA | NA | NA | NA | NA | NA | NA | - | - | NA
Anaerobic Digestion |  | NA | NA | NA | NA | NA | NA | NA | NA | NA | NA | - | NA
Anaerobic Digestion 2 |  | NA | NA | NA | NA | NA | NA | NA | NA | NA | NA | - | NA
Dewatering |  | NA | NA | NA | NA | NA | NA | NA | NA | NA | - | - | NA
Thermal Drying |  | NA | NA | NA | NA | NA | NA | NA | NA | NA | - | - | NA
BFT Biodrying |  | NA | NA | NA | NA | NA | NA | NA | NA | NA | - | - | NA
Alkaline Stabilization |  | NA | NA | NA | NA | NA | NA | NA | NA | NA | - | - | NA
Composting |  | NA | NA | NA | NA | NA | NA | NA | NA | NA | NA | NA | NA
Composting 2 |  | NA | NA | NA | NA | NA | NA | NA | NA | NA | NA | NA | NA
Landfill Disposal Typical |  | NA | NA | NA | NA | NA | NA | NA | NA | NA | NA | NA | NA
Landfill Disposal Worst-case |  | NA | NA | NA | NA | NA | NA | NA | NA | NA | NA | NA | NA
Landfill Disposal Aggressive |  | NA | NA | NA | NA | NA | NA | NA | NA | NA | NA | NA | NA
Landfill Disposal CA Regulatory |  | NA | NA | NA | NA | NA | NA | NA | NA | NA | NA | NA | NA
Combustion |  | NA | NA | NA | NA | NA | NA | NA | NA | NA | NA | NA | NA
Pyrolysis |  | NA | NA | NA | NA | NA | NA | NA | NA | NA | NA | NA | NA
Land Application |  | NA | NA | NA | NA | NA | NA | NA | NA | NA | NA | NA | NA
Land Application 2 |  | NA | NA | NA | NA | NA | NA | NA | NA | NA | NA | NA | NA
Miscellaneous Emissions |  | NA | NA | NA | NA | NA | NA | NA | NA | NA | - | - | NA
Transportation |  | NA | NA | NA | NA | 0 | 0 | 0 | NA | NA | - | - | NA
Scope 1 - direct emissions |  | 0 | 0 | 0 | 0 |  |  |  |  | 0 | 0 | 0 | 0
Scope 2 - purchased electricity, heat, or steam
Scope 3 - production of purchased materials and uses of end products

## Amount and Destination
Scenario 1 | Landfill | FOG to landfill |  |  |  |  | Facility of Origin (e.g. dewatering facility) - Enter wet tons | [9 empty] | One Way |  | Round Trip |  | Transportation |  |  |  |  | Scenario 1 - Landfill - Totals
Destination | Location of End Use | Mgt - Main Category | Management - Sub Category | Comments | Town | State | 1 | 2 | 3 | 4 | 5 | 6 | Wet tons to site | Mg to site (wet) | % | One way or round trip? | Miles | Km | Miles | Km | Truck or Rail? | Truck capacity | Unit | Load (Mg-wet) | Biodiesel as % of fuel | Main Management | wet tons | Mg (wet) | Mg (dry) | Sub-management | wet tons | Mg (wet) | Mg (dry)
1 | unknown | Landfill | Typical |  |  |  | Facility of Origin (e.g. dewatering facility) - Enter wet tons 1: 37585.0968 | 37585.0968 | 34106.2585 | 100% |  |  | 0 | 0 | 0 |  | 0 | wet tons | 0 |  | Landfill | 37585.0968 | 34106.2585 | 2455.6506 | Typical | 37585.0968 | 34106.2585 | 2455.6506
2 | [12 empty] | 0 | 0 | 0% |  |  | 0 | 0 | 0 |  | 0 | wet tons | 0 |  | Landfill |  |  |  | Worst-case | 0 | 0 | 0
3 | [12 empty] | 0 | 0 | 0% |  |  | 0 | 0 | 0 |  | 0 | wet tons | 0 |  | Landfill |  |  |  | Aggressive | 0 | 0 | 0
4 | [12 empty] | 0 | 0 | 0% |  |  | 0 | 0 | 0 |  | 0 | wet tons | 0 |  | Landfill |  |  |  | CA Regulatory | 0 | 0 | 0
5 | [12 empty] | 0 | 0 | 0% |  |  | 0 | 0 | 0 |  | 0 | wet tons | 0 |  | Composting | 0 | 0 | 0 | Windrow | 0 | 0 | 0
6 | [12 empty] | 0 | 0 | 0% |  |  | 0 | 0 | 0 |  | 0 | wet tons | 0 |  | Composting |  |  |  | ASP | 0 | 0 | 0
7 | [12 empty] | 0 | 0 | 0% |  |  | 0 | 0 | 0 |  | 0 | wet tons | 0 |  | Composting |  |  |  | In-vessel | 0 | 0 | 0
8 | [12 empty] | 0 | 0 | 0% |  |  | 0 | 0 | 0 |  | 0 | wet tons | 0 |  | Land_Application | 0 | 0 | 0 | to Thermal Drying | 0 | 0 | 0
9 | [12 empty] | 0 | 0 | 0% |  |  | 0 | 0 | 0 |  | 0 | wet tons | 0 |  | Land_Application |  |  |  | from Thermal Drying | #DIV/0! | #DIV/0! | #DIV/0!
10 | [12 empty] | 0 | 0 | 0% |  |  | 0 | 0 | 0 |  | 0 | wet tons | 0 |  | Land_Application |  |  |  | Alk Stab | 0 | 0 | 0
11 | [12 empty] | 0 | 0 | 0% |  |  | 0 | 0 | 0 |  | 0 | wet tons | 0 |  | Land_Application |  |  |  | Other | 0 | 0 | 0
12 | [12 empty] | 0 | 0 | 0% |  |  | 0 | 0 | 0 |  | 0 | wet tons | 0 |  | Land_Application |  |  |  | Pyrolysis_LA | #DIV/0! | #DIV/0! | #DIV/0!
13 | [12 empty] | 0 | 0 | 0% |  |  | 0 | 0 | 0 |  | 0 | wet tons | 0 |  | Combustion | 0 | 0 | 0 | Multiple hearth furnace | 0 | 0 | 0
14 | [12 empty] | 0 | 0 | 0% |  |  | 0 | 0 | 0 |  | 0 | wet tons | 0 |  | Combustion |  |  |  | Fluidized bed | 0 | 0 | 0
15 | [12 empty] | 0 | 0 | 0% |  |  | 0 | 0 | 0 |  | 0 | wet tons | 0 |  | Combustion |  |  |  | Gasification | 0 | 0 | 0
16 | [12 empty] | 0 | 0 | 0% |  |  | 0 | 0 | 0 |  | 0 | wet tons | 0 |  | Combustion |  |  |  | Pyrolysis | 0 | 0 | 0
17 | [12 empty] | 0 | 0 | 0% |  |  | 0 | 0 | 0 |  | 0 | wet tons | 0
18 | [12 empty] | 0 | 0 | 0% |  |  | 0 | 0 | 0 |  | 0 | wet tons | 0 |  |  | wet tons | Mg |  | Pyrolysis additional factors | wet tons | Mg (wet) | Mg (dry)
19 | [12 empty] | 0 | 0 | 0% |  |  | 0 | 0 | 0 |  | 0 | wet tons | 0 |  | Total for Year | 37585.0968 | 34106.2585 |  | to Biodryer | 0 | 0 | 0
20 | [12 empty] | 0 | 0 | 0% |  |  | 0 | 0 | 0 |  | 0 | wet tons | 0 |  | Landfill | 100% | 100% |  | from Biodryer/to Pyrolysis | #DIV/0! | #DIV/0! | #DIV/0!
21 | [12 empty] | 0 | 0 | 0% |  |  | 0 | 0 | 0 |  | 0 | wet tons | 0 |  | Composting | 0% | 0% |  | from Pyrolysis | #DIV/0! | #DIV/0! | #DIV/0!
22 | [12 empty] | 0 | 0 | 0% |  |  | 0 | 0 | 0 |  | 0 | wet tons | 0 |  | Land Application | 0% | 0% |  | Note: User must fill in Analyses and Pyrolysis sheets before this table will fill in.
23 | [12 empty] | 0 | 0 | 0% |  |  | 0 | 0 | 0 |  | 0 | wet tons | 0 |  | Combustion | 0% | 0%
24 | [12 empty] | 0 | 0 | 0% |  |  | 0 | 0 | 0 |  | 0 | wet tons | 0
25 | [12 empty] | 0 | 0 | 0% |  |  | 0 | 0 | 0 |  | 0 | wet tons | 0
[6 empty] | % from plant | 100% | 0% | 0% | 0% | 0% | 0% | [6 empty] | 2 | x one-way
[6 empty] | Totals | 37585.0968 | 0 | 0 | 0 | 0 | 0 | 37585.0968 | 34106.2585 | 100% | [10 empty] | Scenario 1 - Total Dry Mg |  |  | 2455.6506
Scenario 2 | Co-digestion | FOG diverted to Gresham WWTP for co-digestion, with additional biogas to boost CHP, and final Class B biosolids to farmland |  |  |  |  | Facility of Origin (e.g. dewatering facility) - Enter wet tons 1: Facility of Origin (e.g. dewatering facility) - Enter wet tons | [13 empty] | Scenario 2 - Co-digestion - Totals
Destination | Location of End Use | Mgt - Main Category | Management - Sub Category | Comments | Town | State | 1 | 2 | 3 | 4 | 5 | 6 | Wet tons to site | Mg to site (wet) | % | One way or round trip? | Miles | Km | Miles | Km | Truck or Rail? | Truck capacity | Unit | Load (Mg-wet) | Biodiesel as % of fuel | Main Management | wet tons | Mg (wet) | Mg (dry) | Sub-management | wet tons | Mg (wet) | Mg (dry)
1 | unknown | Land_Application | Other |  |  |  | Facility of Origin (e.g. dewatering facility) - Enter wet tons 1: 37585.0968 | 37585.0968 | 34106.2585 | 100% |  |  | 0 | 0 | 0 |  | 0 | wet tons | 0 |  | Landfill | 0 | 0 | 0 | Typical | 0 | 0 | 0
2 | [12 empty] | 0 | 0 | 0% |  |  | 0 | 0 | 0 |  | 0 | wet tons | 0 |  | Landfill |  |  |  | Worst-case | 0 | 0 | 0
3 | [12 empty] | 0 | 0 | 0% |  |  | 0 | 0 | 0 |  | 0 | wet tons | 0 |  | Landfill |  |  |  | Aggressive | 0 | 0 | 0
4 | [12 empty] | 0 | 0 | 0% |  |  | 0 | 0 | 0 |  | 0 | wet tons | 0 |  | Landfill |  |  |  | CA Regulatory | 0 | 0 | 0
5 | [12 empty] | 0 | 0 | 0% |  |  | 0 | 0 | 0 |  | 0 | wet tons | 0 |  | Composting | 0 | 0 | 0 | Windrow | 0 | 0 | 0
6 | [12 empty] | 0 | 0 | 0% |  |  | 0 | 0 | 0 |  | 0 | wet tons | 0 |  | Composting |  |  |  | ASP | 0 | 0 | 0
7 | [12 empty] | 0 | 0 | 0% |  |  | 0 | 0 | 0 |  | 0 | wet tons | 0 |  | Composting |  |  |  | In-vessel | 0 | 0 | 0
8 | [12 empty] | 0 | 0 | 0% |  |  | 0 | 0 | 0 |  | 0 | wet tons | 0 |  | Land_Application | 37585.0968 | 34106.2585 | 2455.6506 | to Thermal Drying | 0 | 0 | 0
9 | [12 empty] | 0 | 0 | 0% |  |  | 0 | 0 | 0 |  | 0 | wet tons | 0 |  | Land_Application |  |  |  | from Thermal Drying | #DIV/0! | #DIV/0! | #DIV/0!
10 | [12 empty] | 0 | 0 | 0% |  |  | 0 | 0 | 0 |  | 0 | wet tons | 0 |  | Land_Application |  |  |  | Alk Stab | 0 | 0 | 0
11 | [12 empty] | 0 | 0 | 0% |  |  | 0 | 0 | 0 |  | 0 | wet tons | 0 |  | Land_Application |  |  |  | Other | 37585.0968 | 34106.2585 | 2455.6506
12 | [12 empty] | 0 | 0 | 0% |  |  | 0 | 0 | 0 |  | 0 | wet tons | 0 |  | Land_Application |  |  |  | Pyrolysis_LA | #DIV/0! | #DIV/0! | #DIV/0!
13 | [12 empty] | 0 | 0 | 0% |  |  | 0 | 0 | 0 |  | 0 | wet tons | 0 |  | Combustion | 0 | 0 | 0 | Multiple hearth furnace | 0 | 0 | 0
14 | [12 empty] | 0 | 0 | 0% |  |  | 0 | 0 | 0 |  | 0 | wet tons | 0 |  | Combustion |  |  |  | Fluidized bed | 0 | 0 | 0
15 | [12 empty] | 0 | 0 | 0% |  |  | 0 | 0 | 0 |  | 0 | wet tons | 0 |  | Combustion |  |  |  | Gasification | 0 | 0 | 0
16 | [12 empty] | 0 | 0 | 0% |  |  | 0 | 0 | 0 |  | 0 | wet tons | 0 |  | Combustion |  |  |  | Pyrolysis | 0 | 0 | 0
17 | [12 empty] | 0 | 0 | 0% |  |  | 0 | 0 | 0 |  | 0 | wet tons | 0
18 | [12 empty] | 0 | 0 | 0% |  |  | 0 | 0 | 0 |  | 0 | wet tons | 0 |  |  | wet tons | Mg |  | Pyrolysis additional factors | wet tons | Mg (wet) | Mg (dry)
19 | [12 empty] | 0 | 0 | 0% |  |  | 0 | 0 | 0 |  | 0 | wet tons | 0 |  | Total for Year | 37585.0968 | 34106.2585 |  | to Biodryer | 0 | 0 | 0
20 | [12 empty] | 0 | 0 | 0% |  |  | 0 | 0 | 0 |  | 0 | wet tons | 0 |  | Landfill | 0% | 0% |  | from Biodryer/to Pyrolysis | #DIV/0! | #DIV/0! | #DIV/0!
21 | [12 empty] | 0 | 0 | 0% |  |  | 0 | 0 | 0 |  | 0 | wet tons | 0 |  | Composting | 0% | 0% |  | from Pyrolysis | #DIV/0! | #DIV/0! | #DIV/0!
22 | [12 empty] | 0 | 0 | 0% |  |  | 0 | 0 | 0 |  | 0 | wet tons | 0 |  | Land Application | 100% | 100% |  | Note: User must fill in Analyses and Pyrolysis sheets before this table will fill in.
23 | [12 empty] | 0 | 0 | 0% |  |  | 0 | 0 | 0 |  | 0 | wet tons | 0 |  | Combustion | 0% | 0%
24 | [12 empty] | 0 | 0 | 0% |  |  | 0 | 0 | 0 |  | 0 | wet tons | 0
25 | [12 empty] | 0 | 0 | 0% |  |  | 0 | 0 | 0 |  | 0 | wet tons | 0
[6 empty] | % from plant | 100% | 0% | 0% | 0% | 0% | 0% | [6 empty] | 2 | x one-way
[6 empty] | Totals | 37585.0968 | 0 | 0 | 0 | 0 | 0 | 37585.0968 | 34106.2585 | 100% | [10 empty] | Scenario 2 - Total Dry Mg |  |  | 2455.6506
Scenario 3 | 0 | 0 |  |  |  |  | Facility of Origin (e.g. dewatering facility) - Enter wet tons 1: Facility of Origin (e.g. dewatering facility) - Enter wet tons | [13 empty] | Scenario 3 - 0 - Totals
Destination | Location of End Use | Mgt - Main Category | Management - Sub Category | Comments | Town | State | 1 | 2 | 3 | 4 | 5 | 6 | Wet tons to site | Mg to site (wet) | % | One way or round trip? | Miles | Km | Miles | Km | Truck or Rail? | Truck capacity | Unit | Load (Mg-wet) | Biodiesel as % of fuel | Main Management | wet tons | Mg (wet) | Mg (dry) | Sub-management | wet tons | Mg (wet) | Mg (dry)
1 | [12 empty] | 0 | 0 | #DIV/0! |  |  | 0 | 0 | 0 |  | 0 | wet tons | 0 |  | Landfill | 0 | 0 | 0 | Typical | 0 | 0 | 0
2 | [12 empty] | 0 | 0 | #DIV/0! |  |  | 0 | 0 | 0 |  | 0 | wet tons | 0 |  | Landfill |  |  |  | Worst-case | 0 | 0 | 0
3 | [12 empty] | 0 | 0 | #DIV/0! |  |  | 0 | 0 | 0 |  | 0 | wet tons | 0 |  | Landfill |  |  |  | Aggressive | 0 | 0 | 0
4 | [12 empty] | 0 | 0 | #DIV/0! |  |  | 0 | 0 | 0 |  | 0 | wet tons | 0 |  | Landfill |  |  |  | CA Regulatory | 0 | 0 | 0
5 | [12 empty] | 0 | 0 | #DIV/0! |  |  | 0 | 0 | 0 |  | 0 | wet tons | 0 |  | Composting | 0 | 0 | 0 | Windrow | 0 | 0 | 0
6 | [12 empty] | 0 | 0 | #DIV/0! |  |  | 0 | 0 | 0 |  | 0 | wet tons | 0 |  | Composting |  |  |  | ASP | 0 | 0 | 0
7 | [12 empty] | 0 | 0 | #DIV/0! |  |  | 0 | 0 | 0 |  | 0 | wet tons | 0 |  | Composting |  |  |  | In-vessel | 0 | 0 | 0
8 | [12 empty] | 0 | 0 | #DIV/0! |  |  | 0 | 0 | 0 |  | 0 | wet tons | 0 |  | Land_Application | 0 | 0 | 0 | to Thermal Drying | 0 | 0 | 0
9 | [12 empty] | 0 | 0 | #DIV/0! |  |  | 0 | 0 | 0 |  | 0 | wet tons | 0 |  | Land_Application |  |  |  | from Thermal Drying | #DIV/0! | #DIV/0! | #DIV/0!
10 | [12 empty] | 0 | 0 | #DIV/0! |  |  | 0 | 0 | 0 |  | 0 | wet tons | 0 |  | Land_Application |  |  |  | Alk Stab | 0 | 0 | 0
11 | [12 empty] | 0 | 0 | #DIV/0! |  |  | 0 | 0 | 0 |  | 0 | wet tons | 0 |  | Land_Application |  |  |  | Other | 0 | 0 | 0
12 | [12 empty] | 0 | 0 | #DIV/0! |  |  | 0 | 0 | 0 |  | 0 | wet tons | 0 |  | Land_Application |  |  |  | Pyrolysis_LA | #DIV/0! | #DIV/0! | #DIV/0!
13 | [12 empty] | 0 | 0 | #DIV/0! |  |  | 0 | 0 | 0 |  | 0 | wet tons | 0 |  | Combustion | 0 | 0 | 0 | Multiple hearth furnace | 0 | 0 | 0
14 | [12 empty] | 0 | 0 | #DIV/0! |  |  | 0 | 0 | 0 |  | 0 | wet tons | 0 |  | Combustion |  |  |  | Fluidized bed | 0 | 0 | 0
15 | [12 empty] | 0 | 0 | #DIV/0! |  |  | 0 | 0 | 0 |  | 0 | wet tons | 0 |  | Combustion |  |  |  | Gasification | 0 | 0 | 0
16 | [12 empty] | 0 | 0 | #DIV/0! |  |  | 0 | 0 | 0 |  | 0 | wet tons | 0 |  | Combustion |  |  |  | Pyrolysis | 0 | 0 | 0
17 | [12 empty] | 0 | 0 | #DIV/0! |  |  | 0 | 0 | 0 |  | 0 | wet tons | 0
18 | [12 empty] | 0 | 0 | #DIV/0! |  |  | 0 | 0 | 0 |  | 0 | wet tons | 0 |  |  | wet tons | Mg |  | Pyrolysis additional factors | wet tons | Mg (wet) | Mg (dry)
19 | [12 empty] | 0 | 0 | #DIV/0! |  |  | 0 | 0 | 0 |  | 0 | wet tons | 0 |  | Total for Year | 0 | 0 |  | to Biodryer | 0 | 0 | 0
20 | [12 empty] | 0 | 0 | #DIV/0! |  |  | 0 | 0 | 0 |  | 0 | wet tons | 0 |  | Landfill | #DIV/0! | #DIV/0! |  | from Biodryer/to Pyrolysis | #DIV/0! | #DIV/0! | #DIV/0!
21 | [12 empty] | 0 | 0 | #DIV/0! |  |  | 0 | 0 | 0 |  | 0 | wet tons | 0 |  | Composting | #DIV/0! | #DIV/0! |  | from Pyrolysis | #DIV/0! | #DIV/0! | #DIV/0!
22 | [12 empty] | 0 | 0 | #DIV/0! |  |  | 0 | 0 | 0 |  | 0 | wet tons | 0 |  | Land Application | #DIV/0! | #DIV/0! |  | Note: User must fill in Analyses and Pyrolysis sheets before this table will fill in.
23 | [12 empty] | 0 | 0 | #DIV/0! |  |  | 0 | 0 | 0 |  | 0 | wet tons | 0 |  | Combustion | #DIV/0! | #DIV/0!
24 | [12 empty] | 0 | 0 | #DIV/0! |  |  | 0 | 0 | 0 |  | 0 | wet tons | 0
25 | [12 empty] | 0 | 0 | #DIV/0! |  |  | 0 | 0 | 0 |  | 0 | wet tons | 0
[6 empty] | % from plant | #DIV/0! | #DIV/0! | #DIV/0! | #DIV/0! | #DIV/0! | #DIV/0! | [6 empty] | 2 | x one-way
[6 empty] | Totals | 0 | 0 | 0 | 0 | 0 | 0 | 0 | 0 | #DIV/0! | [10 empty] | Scenario 3 - Total Dry Mg |  |  | 0
Scenario 4 | 0 | 0 |  |  |  |  | Facility of Origin (e.g. dewatering facility) - Enter wet tons 1: Facility of Origin (e.g. dewatering facility) - Enter wet tons | [13 empty] | Scenario 4 - 0 - Totals
Destination | Location of End Use | Mgt - Main Category | Management - Sub Category | Comments | Town | State | 1 | 2 | 3 | 4 | 5 | 6 | Wet tons to site | Mg to site (wet) | % | One way or round trip? | Miles | Km | Miles | Km | Truck or Rail? | Truck capacity | Unit | Load (Mg-wet) | Biodiesel as % of fuel | Main Management | wet tons | Mg (wet) | Mg (dry) | Sub-management | wet tons | Mg (wet) | Mg (dry)
1 | [12 empty] | 0 | 0 | #DIV/0! |  |  | 0 | 0 | 0 |  | 0 | wet tons | 0 |  | Landfill | 0 | 0 | 0 | Typical | 0 | 0 | 0
2 | [12 empty] | 0 | 0 | #DIV/0! |  |  | 0 | 0 | 0 |  | 0 | wet tons | 0 |  | Landfill |  |  |  | Worst-case | 0 | 0 | 0
3 | [12 empty] | 0 | 0 | #DIV/0! |  |  | 0 | 0 | 0 |  | 0 | wet tons | 0 |  | Landfill |  |  |  | Aggressive | 0 | 0 | 0
4 | [12 empty] | 0 | 0 | #DIV/0! |  |  | 0 | 0 | 0 |  | 0 | wet tons | 0 |  | Landfill |  |  |  | CA Regulatory | 0 | 0 | 0
5 | [12 empty] | 0 | 0 | #DIV/0! |  |  | 0 | 0 | 0 |  | 0 | wet tons | 0 |  | Composting | 0 | 0 | 0 | Windrow | 0 | 0 | 0
6 | [12 empty] | 0 | 0 | #DIV/0! |  |  | 0 | 0 | 0 |  | 0 | wet tons | 0 |  | Composting |  |  |  | ASP | 0 | 0 | 0
7 | [12 empty] | 0 | 0 | #DIV/0! |  |  | 0 | 0 | 0 |  | 0 | wet tons | 0 |  | Composting |  |  |  | In-vessel | 0 | 0 | 0
8 | [12 empty] | 0 | 0 | #DIV/0! |  |  | 0 | 0 | 0 |  | 0 | wet tons | 0 |  | Land_Application | 0 | 0 | 0 | to Thermal Drying | 0 | 0 | 0
9 | [12 empty] | 0 | 0 | #DIV/0! |  |  | 0 | 0 | 0 |  | 0 | wet tons | 0 |  | Land_Application |  |  |  | from Thermal Drying | #DIV/0! | #DIV/0! | #DIV/0!
10 | [12 empty] | 0 | 0 | #DIV/0! |  |  | 0 | 0 | 0 |  | 0 | wet tons | 0 |  | Land_Application |  |  |  | Alk Stab | 0 | 0 | 0
11 | [12 empty] | 0 | 0 | #DIV/0! |  |  | 0 | 0 | 0 |  | 0 | wet tons | 0 |  | Land_Application |  |  |  | Other | 0 | 0 | 0
12 | [12 empty] | 0 | 0 | #DIV/0! |  |  | 0 | 0 | 0 |  | 0 | wet tons | 0 |  | Land_Application |  |  |  | Pyrolysis_LA | #DIV/0! | #DIV/0! | #DIV/0!
13 | [12 empty] | 0 | 0 | #DIV/0! |  |  | 0 | 0 | 0 |  | 0 | wet tons | 0 |  | Combustion | 0 | 0 | 0 | Multiple hearth furnace | 0 | 0 | 0
14 | [12 empty] | 0 | 0 | #DIV/0! |  |  | 0 | 0 | 0 |  | 0 | wet tons | 0 |  | Combustion |  |  |  | Fluidized bed | 0 | 0 | 0
15 | [12 empty] | 0 | 0 | #DIV/0! |  |  | 0 | 0 | 0 |  | 0 | wet tons | 0 |  | Combustion |  |  |  | Gasification | 0 | 0 | 0
16 | [12 empty] | 0 | 0 | #DIV/0! |  |  | 0 | 0 | 0 |  | 0 | wet tons | 0 |  | Combustion |  |  |  | Pyrolysis | 0 | 0 | 0
17 | [12 empty] | 0 | 0 | #DIV/0! |  |  | 0 | 0 | 0 |  | 0 | wet tons | 0
18 | [12 empty] | 0 | 0 | #DIV/0! |  |  | 0 | 0 | 0 |  | 0 | wet tons | 0 |  |  | wet tons | Mg |  | Pyrolysis additional factors | wet tons | Mg (wet) | Mg (dry)
19 | [12 empty] | 0 | 0 | #DIV/0! |  |  | 0 | 0 | 0 |  | 0 | wet tons | 0 |  | Total for Year | 0 | 0 |  | to Biodryer | 0 | 0 | 0
20 | [12 empty] | 0 | 0 | #DIV/0! |  |  | 0 | 0 | 0 |  | 0 | wet tons | 0 |  | Landfill | #DIV/0! | #DIV/0! |  | from Biodryer/to Pyrolysis | #DIV/0! | #DIV/0! | #DIV/0!
21 | [12 empty] | 0 | 0 | #DIV/0! |  |  | 0 | 0 | 0 |  | 0 | wet tons | 0 |  | Composting | #DIV/0! | #DIV/0! |  | from Pyrolysis | #DIV/0! | #DIV/0! | #DIV/0!
22 | [12 empty] | 0 | 0 | #DIV/0! |  |  | 0 | 0 | 0 |  | 0 | wet tons | 0 |  | Land Application | #DIV/0! | #DIV/0! |  | Note: User must fill in Analyses and Pyrolysis sheets before this table will fill in.
23 | [12 empty] | 0 | 0 | #DIV/0! |  |  | 0 | 0 | 0 |  | 0 | wet tons | 0 |  | Combustion | #DIV/0! | #DIV/0!
24 | [12 empty] | 0 | 0 | #DIV/0! |  |  | 0 | 0 | 0 |  | 0 | wet tons | 0
25 | [12 empty] | 0 | 0 | #DIV/0! |  |  | 0 | 0 | 0 |  | 0 | wet tons | 0
[6 empty] | % from plant | #DIV/0! | #DIV/0! | #DIV/0! | #DIV/0! | #DIV/0! | #DIV/0! | [6 empty] | 2 | x one-way
[6 empty] | Totals | 0 | 0 | 0 | 0 | 0 | 0 | 0 | 0 | #DIV/0! | [10 empty] | Scenario 4 - Total Dry Mg |  |  | 0
Scenario 5 | 0 | 0 |  |  |  |  | Facility of Origin (e.g. dewatering facility) - Enter wet tons 1: Facility of Origin (e.g. dewatering facility) - Enter wet tons | [13 empty] | Scenario 5 - 0 - Totals
Destination | Location of End Use | Mgt - Main Category | Management - Sub Category | Comments | Town | State | 1 | 2 | 3 | 4 | 5 | 6 | Wet tons to site | Mg to site (wet) | % | One way or round trip? | Miles | Km | Miles | Km | Truck or Rail? | Truck capacity | Unit | Load (Mg-wet) | Biodiesel as % of fuel | Main Management | wet tons | Mg (wet) | Mg (dry) | Sub-management | wet tons | Mg (wet) | Mg (dry)
1 | [12 empty] | 0 | 0 | #DIV/0! |  |  | 0 | 0 | 0 |  | 0 | wet tons | 0 |  | Landfill | 0 | 0 | 0 | Typical | 0 | 0 | 0
2 | [12 empty] | 0 | 0 | #DIV/0! |  |  | 0 | 0 | 0 |  | 0 | wet tons | 0 |  | Landfill |  |  |  | Worst-case | 0 | 0 | 0
3 | [12 empty] | 0 | 0 | #DIV/0! |  |  | 0 | 0 | 0 |  | 0 | wet tons | 0 |  | Landfill |  |  |  | Aggressive | 0 | 0 | 0
4 | [12 empty] | 0 | 0 | #DIV/0! |  |  | 0 | 0 | 0 |  | 0 | wet tons | 0 |  | Landfill |  |  |  | CA Regulatory | 0 | 0 | 0
5 | [12 empty] | 0 | 0 | #DIV/0! |  |  | 0 | 0 | 0 |  | 0 | wet tons | 0 |  | Composting | 0 | 0 | 0 | Windrow | 0 | 0 | 0
6 | [12 empty] | 0 | 0 | #DIV/0! |  |  | 0 | 0 | 0 |  | 0 | wet tons | 0 |  | Composting |  |  |  | ASP | 0 | 0 | 0
7 | [12 empty] | 0 | 0 | #DIV/0! |  |  | 0 | 0 | 0 |  | 0 | wet tons | 0 |  | Composting |  |  |  | In-vessel | 0 | 0 | 0
8 | [12 empty] | 0 | 0 | #DIV/0! |  |  | 0 | 0 | 0 |  | 0 | wet tons | 0 |  | Land_Application | 0 | 0 | 0 | to Thermal Drying | 0 | 0 | 0
9 | [12 empty] | 0 | 0 | #DIV/0! |  |  | 0 | 0 | 0 |  | 0 | wet tons | 0 |  | Land_Application |  |  |  | from Thermal Drying | #DIV/0! | #DIV/0! | #DIV/0!
10 | [12 empty] | 0 | 0 | #DIV/0! |  |  | 0 | 0 | 0 |  | 0 | wet tons | 0 |  | Land_Application |  |  |  | Alk Stab | 0 | 0 | 0
11 | [12 empty] | 0 | 0 | #DIV/0! |  |  | 0 | 0 | 0 |  | 0 | wet tons | 0 |  | Land_Application |  |  |  | Other | 0 | 0 | 0
12 | [12 empty] | 0 | 0 | #DIV/0! |  |  | 0 | 0 | 0 |  | 0 | wet tons | 0 |  | Land_Application |  |  |  | Pyrolysis_LA | #DIV/0! | #DIV/0! | #DIV/0!
13 | [12 empty] | 0 | 0 | #DIV/0! |  |  | 0 | 0 | 0 |  | 0 | wet tons | 0 |  | Combustion | 0 | 0 | 0 | Multiple hearth furnace | 0 | 0 | 0
14 | [12 empty] | 0 | 0 | #DIV/0! |  |  | 0 | 0 | 0 |  | 0 | wet tons | 0 |  | Combustion |  |  |  | Fluidized bed | 0 | 0 | 0
15 | [12 empty] | 0 | 0 | #DIV/0! |  |  | 0 | 0 | 0 |  | 0 | wet tons | 0 |  | Combustion |  |  |  | Gasification | 0 | 0 | 0
16 | [12 empty] | 0 | 0 | #DIV/0! |  |  | 0 | 0 | 0 |  | 0 | wet tons | 0 |  | Combustion |  |  |  | Pyrolysis | 0 | 0 | 0
17 | [12 empty] | 0 | 0 | #DIV/0! |  |  | 0 | 0 | 0 |  | 0 | wet tons | 0
18 | [12 empty] | 0 | 0 | #DIV/0! |  |  | 0 | 0 | 0 |  | 0 | wet tons | 0 |  |  | wet tons | Mg |  | Pyrolysis additional factors | wet tons | Mg (wet) | Mg (dry)
19 | [12 empty] | 0 | 0 | #DIV/0! |  |  | 0 | 0 | 0 |  | 0 | wet tons | 0 |  | Total for Year | 0 | 0 |  | to Biodryer | 0 | 0 | 0
20 | [12 empty] | 0 | 0 | #DIV/0! |  |  | 0 | 0 | 0 |  | 0 | wet tons | 0 |  | Landfill | #DIV/0! | #DIV/0! |  | from Biodryer/to Pyrolysis | #DIV/0! | #DIV/0! | #DIV/0!
21 | [12 empty] | 0 | 0 | #DIV/0! |  |  | 0 | 0 | 0 |  | 0 | wet tons | 0 |  | Composting | #DIV/0! | #DIV/0! |  | from Pyrolysis | #DIV/0! | #DIV/0! | #DIV/0!
22 | [12 empty] | 0 | 0 | #DIV/0! |  |  | 0 | 0 | 0 |  | 0 | wet tons | 0 |  | Land Application | #DIV/0! | #DIV/0! |  | Note: User must fill in Analyses and Pyrolysis sheets before this table will fill in.
23 | [12 empty] | 0 | 0 | #DIV/0! |  |  | 0 | 0 | 0 |  | 0 | wet tons | 0 |  | Combustion | #DIV/0! | #DIV/0!
24 | [12 empty] | 0 | 0 | #DIV/0! |  |  | 0 | 0 | 0 |  | 0 | wet tons | 0
25 | [12 empty] | 0 | 0 | #DIV/0! |  |  | 0 | 0 | 0 |  | 0 | wet tons | 0
[6 empty] | % from plant | #DIV/0! | #DIV/0! | #DIV/0! | #DIV/0! | #DIV/0! | #DIV/0! | [6 empty] | 2 | x one-way
[6 empty] | Totals | 0 | 0 | 0 | 0 | 0 | 0 | 0 | 0 | #DIV/0! | [10 empty] | Scenario 5 - Total Dry Mg |  |  | 0
Scenario 6 | 0 | 0 |  |  |  |  | Facility of Origin (e.g. dewatering facility) - Enter wet tons 1: Facility of Origin (e.g. dewatering facility) - Enter wet tons | [13 empty] | Scenario 6 - 0 - Totals
Destination | Location of End Use | Mgt - Main Category | Management - Sub Category | Comments | Town | State | 1 | 2 | 3 | 4 | 5 | 6 | Wet tons to site | Mg to site (wet) | % | One way or round trip? | Miles | Km | Miles | Km | Truck or Rail? | Truck capacity | Unit | Load (Mg-wet) | Biodiesel as % of fuel | Main Management | wet tons | Mg (wet) | Mg (dry) | Sub-management | wet tons | Mg (wet) | Mg (dry)
1 | [12 empty] | 0 | 0 | #DIV/0! |  |  | 0 | 0 | 0 |  | 0 | wet tons | 0 |  | Landfill | 0 | 0 | 0 | Typical | 0 | 0 | 0
2 | [12 empty] | 0 | 0 | #DIV/0! |  |  | 0 | 0 | 0 |  | 0 | wet tons | 0 |  | Landfill |  |  |  | Worst-case | 0 | 0 | 0
3 | [12 empty] | 0 | 0 | #DIV/0! |  |  | 0 | 0 | 0 |  | 0 | wet tons | 0 |  | Landfill |  |  |  | Aggressive | 0 | 0 | 0
4 | [12 empty] | 0 | 0 | #DIV/0! |  |  | 0 | 0 | 0 |  | 0 | wet tons | 0 |  | Landfill |  |  |  | CA Regulatory | 0 | 0 | 0
5 | [12 empty] | 0 | 0 | #DIV/0! |  |  | 0 | 0 | 0 |  | 0 | wet tons | 0 |  | Composting | 0 | 0 | 0 | Windrow | 0 | 0 | 0
6 | [12 empty] | 0 | 0 | #DIV/0! |  |  | 0 | 0 | 0 |  | 0 | wet tons | 0 |  | Composting |  |  |  | ASP | 0 | 0 | 0
7 | [12 empty] | 0 | 0 | #DIV/0! |  |  | 0 | 0 | 0 |  | 0 | wet tons | 0 |  | Composting |  |  |  | In-vessel | 0 | 0 | 0
8 | [12 empty] | 0 | 0 | #DIV/0! |  |  | 0 | 0 | 0 |  | 0 | wet tons | 0 |  | Land_Application | 0 | 0 | 0 | to Thermal Drying | 0 | 0 | 0
9 | [12 empty] | 0 | 0 | #DIV/0! |  |  | 0 | 0 | 0 |  | 0 | wet tons | 0 |  | Land_Application |  |  |  | from Thermal Drying | #DIV/0! | #DIV/0! | #DIV/0!
10 | [12 empty] | 0 | 0 | #DIV/0! |  |  | 0 | 0 | 0 |  | 0 | wet tons | 0 |  | Land_Application |  |  |  | Alk Stab | 0 | 0 | 0
11 | [12 empty] | 0 | 0 | #DIV/0! |  |  | 0 | 0 | 0 |  | 0 | wet tons | 0 |  | Land_Application |  |  |  | Other | 0 | 0 | 0
12 | [12 empty] | 0 | 0 | #DIV/0! |  |  | 0 | 0 | 0 |  | 0 | wet tons | 0 |  | Land_Application |  |  |  | Pyrolysis_LA | #DIV/0! | #DIV/0! | #DIV/0!
13 | [12 empty] | 0 | 0 | #DIV/0! |  |  | 0 | 0 | 0 |  | 0 | wet tons | 0 |  | Combustion | 0 | 0 | 0 | Multiple hearth furnace | 0 | 0 | 0
14 | [12 empty] | 0 | 0 | #DIV/0! |  |  | 0 | 0 | 0 |  | 0 | wet tons | 0 |  | Combustion |  |  |  | Fluidized bed | 0 | 0 | 0
15 | [12 empty] | 0 | 0 | #DIV/0! |  |  | 0 | 0 | 0 |  | 0 | wet tons | 0 |  | Combustion |  |  |  | Gasification | 0 | 0 | 0
16 | [12 empty] | 0 | 0 | #DIV/0! |  |  | 0 | 0 | 0 |  | 0 | wet tons | 0 |  | Combustion |  |  |  | Pyrolysis | 0 | 0 | 0
17 | [12 empty] | 0 | 0 | #DIV/0! |  |  | 0 | 0 | 0 |  | 0 | wet tons | 0
18 | [12 empty] | 0 | 0 | #DIV/0! |  |  | 0 | 0 | 0 |  | 0 | wet tons | 0 |  |  | wet tons | Mg |  | Pyrolysis additional factors | wet tons | Mg (wet) | Mg (dry)
19 | [12 empty] | 0 | 0 | #DIV/0! |  |  | 0 | 0 | 0 |  | 0 | wet tons | 0 |  | Total for Year | 0 | 0 |  | to Biodryer | 0 | 0 | 0
20 | [12 empty] | 0 | 0 | #DIV/0! |  |  | 0 | 0 | 0 |  | 0 | wet tons | 0 |  | Landfill | #DIV/0! | #DIV/0! |  | from Biodryer/to Pyrolysis | #DIV/0! | #DIV/0! | #DIV/0!
21 | [12 empty] | 0 | 0 | #DIV/0! |  |  | 0 | 0 | 0 |  | 0 | wet tons | 0 |  | Composting | #DIV/0! | #DIV/0! |  | from Pyrolysis | #DIV/0! | #DIV/0! | #DIV/0!
22 | [12 empty] | 0 | 0 | #DIV/0! |  |  | 0 | 0 | 0 |  | 0 | wet tons | 0 |  | Land Application | #DIV/0! | #DIV/0! |  | Note: User must fill in Analyses and Pyrolysis sheets before this table will fill in.
23 | [12 empty] | 0 | 0 | #DIV/0! |  |  | 0 | 0 | 0 |  | 0 | wet tons | 0 |  | Combustion | #DIV/0! | #DIV/0!
24 | [12 empty] | 0 | 0 | #DIV/0! |  |  | 0 | 0 | 0 |  | 0 | wet tons | 0
25 | [12 empty] | 0 | 0 | #DIV/0! |  |  | 0 | 0 | 0 |  | 0 | wet tons | 0
[6 empty] | % from plant | #DIV/0! | #DIV/0! | #DIV/0! | #DIV/0! | #DIV/0! | #DIV/0! | [6 empty] | 2 | x one-way
[6 empty] | Totals | 0 | 0 | 0 | 0 | 0 | 0 | 0 | 0 | #DIV/0! | [10 empty] | Scenario 6 - Total Dry Mg |  |  | 0
Scenario 7 |  | 0 |  |  |  |  | Facility of Origin (e.g. dewatering facility) - Enter wet tons 1: Facility of Origin (e.g. dewatering facility) - Enter wet tons | [13 empty] | Scenario 7 - - Totals
Destination | Location of End Use | Mgt - Main Category | Management - Sub Category | Comments | Town | State | 1 | 2 | 3 | 4 | 5 | 6 | Wet tons to site | Mg to site (wet) | % | One way or round trip? | Miles | Km | Miles | Km | Truck or Rail? | Truck capacity | Unit | Load (Mg-wet) | Biodiesel as % of fuel | Main Management | wet tons | Mg (wet) | Mg (dry) | Sub-management | wet tons | Mg (wet) | Mg (dry)
1 | [12 empty] | 0 | 0 | #DIV/0! |  |  | 0 | 0 | 0 |  | 0 | wet tons | 0 |  | Landfill | 0 | 0 | 0 | Typical | 0 | 0 | 0
2 | [12 empty] | 0 | 0 | #DIV/0! |  |  | 0 | 0 | 0 |  | 0 | wet tons | 0 |  | Landfill |  |  |  | Worst-case | 0 | 0 | 0
3 | [12 empty] | 0 | 0 | #DIV/0! |  |  | 0 | 0 | 0 |  | 0 | wet tons | 0 |  | Landfill |  |  |  | Aggressive | 0 | 0 | 0
4 | [12 empty] | 0 | 0 | #DIV/0! |  |  | 0 | 0 | 0 |  | 0 | wet tons | 0 |  | Landfill |  |  |  | CA Regulatory | 0 | 0 | 0
5 | [12 empty] | 0 | 0 | #DIV/0! |  |  | 0 | 0 | 0 |  | 0 | wet tons | 0 |  | Composting | 0 | 0 | 0 | Windrow | 0 | 0 | 0
6 | [12 empty] | 0 | 0 | #DIV/0! |  |  | 0 | 0 | 0 |  | 0 | wet tons | 0 |  | Composting |  |  |  | ASP | 0 | 0 | 0
7 | [12 empty] | 0 | 0 | #DIV/0! |  |  | 0 | 0 | 0 |  | 0 | wet tons | 0 |  | Composting |  |  |  | In-vessel | 0 | 0 | 0
8 | [12 empty] | 0 | 0 | #DIV/0! |  |  | 0 | 0 | 0 |  | 0 | wet tons | 0 |  | Land_Application | 0 | 0 | 0 | to Thermal Drying | 0 | 0 | 0
9 | [12 empty] | 0 | 0 | #DIV/0! |  |  | 0 | 0 | 0 |  | 0 | wet tons | 0 |  | Land_Application |  |  |  | from Thermal Drying | #DIV/0! | #DIV/0! | #DIV/0!
10 | [12 empty] | 0 | 0 | #DIV/0! |  |  | 0 | 0 | 0 |  | 0 | wet tons | 0 |  | Land_Application |  |  |  | Alk Stab | 0 | 0 | 0
11 | [12 empty] | 0 | 0 | #DIV/0! |  |  | 0 | 0 | 0 |  | 0 | wet tons | 0 |  | Land_Application |  |  |  | Other | 0 | 0 | 0
12 | [12 empty] | 0 | 0 | #DIV/0! |  |  | 0 | 0 | 0 |  | 0 | wet tons | 0 |  | Land_Application |  |  |  | Pyrolysis_LA | #DIV/0! | #DIV/0! | #DIV/0!
13 | [12 empty] | 0 | 0 | #DIV/0! |  |  | 0 | 0 | 0 |  | 0 | wet tons | 0 |  | Combustion | 0 | 0 | 0 | Multiple hearth furnace | 0 | 0 | 0
14 | [12 empty] | 0 | 0 | #DIV/0! |  |  | 0 | 0 | 0 |  | 0 | wet tons | 0 |  | Combustion |  |  |  | Fluidized bed | 0 | 0 | 0
15 | [12 empty] | 0 | 0 | #DIV/0! |  |  | 0 | 0 | 0 |  | 0 | wet tons | 0 |  | Combustion |  |  |  | Gasification | 0 | 0 | 0
16 | [12 empty] | 0 | 0 | #DIV/0! |  |  | 0 | 0 | 0 |  | 0 | wet tons | 0 |  | Combustion |  |  |  | Pyrolysis | 0 | 0 | 0
17 | [12 empty] | 0 | 0 | #DIV/0! |  |  | 0 | 0 | 0 |  | 0 | wet tons | 0
18 | [12 empty] | 0 | 0 | #DIV/0! |  |  | 0 | 0 | 0 |  | 0 | wet tons | 0 |  |  | wet tons | Mg |  | Pyrolysis additional factors | wet tons | Mg (wet) | Mg (dry)
19 | [12 empty] | 0 | 0 | #DIV/0! |  |  | 0 | 0 | 0 |  | 0 | wet tons | 0 |  | Total for Year | 0 | 0 |  | to Biodryer | 0 | 0 | 0
20 | [12 empty] | 0 | 0 | #DIV/0! |  |  | 0 | 0 | 0 |  | 0 | wet tons | 0 |  | Landfill | #DIV/0! | #DIV/0! |  | from Biodryer/to Pyrolysis | #DIV/0! | #DIV/0! | #DIV/0!
21 | [12 empty] | 0 | 0 | #DIV/0! |  |  | 0 | 0 | 0 |  | 0 | wet tons | 0 |  | Composting | #DIV/0! | #DIV/0! |  | from Pyrolysis | #DIV/0! | #DIV/0! | #DIV/0!
22 | [12 empty] | 0 | 0 | #DIV/0! |  |  | 0 | 0 | 0 |  | 0 | wet tons | 0 |  | Land Application | #DIV/0! | #DIV/0! |  | Note: User must fill in Analyses and Pyrolysis sheets before this table will fill in.
23 | [12 empty] | 0 | 0 | #DIV/0! |  |  | 0 | 0 | 0 |  | 0 | wet tons | 0 |  | Combustion | #DIV/0! | #DIV/0!
24 | [12 empty] | 0 | 0 | #DIV/0! |  |  | 0 | 0 | 0 |  | 0 | wet tons | 0
25 | [12 empty] | 0 | 0 | #DIV/0! |  |  | 0 | 0 | 0 |  | 0 | wet tons | 0
[6 empty] | % from plant | #DIV/0! | #DIV/0! | #DIV/0! | #DIV/0! | #DIV/0! | #DIV/0! | [6 empty] | 2 | x one-way
[6 empty] | Totals | 0 | 0 | 0 | 0 | 0 | 0 | 0 | 0 | #DIV/0! | [10 empty] | Scenario 7 - Total Dry Mg |  |  | 0
Scenario 8 | 0 | 0 |  |  |  |  | Facility of Origin (e.g. dewatering facility) - Enter wet tons 1: Facility of Origin (e.g. dewatering facility) - Enter wet tons | [13 empty] | Scenario 8 - 0 - Totals
Destination | Location of End Use | Mgt - Main Category | Management - Sub Category | Comments | Town | State | 1 | 2 | 3 | 4 | 5 | 6 | Wet tons to site | Mg to site (wet) | % | One way or round trip? | Miles | Km | Miles | Km | Truck or Rail? | Truck capacity | Unit | Load (Mg-wet) | Biodiesel as % of fuel | Main Management | wet tons | Mg (wet) | Mg (dry) | Sub-management | wet tons | Mg (wet) | Mg (dry)
1 | [12 empty] | 0 | 0 | #DIV/0! |  |  | 0 | 0 | 0 |  | 0 | wet tons | 0 |  | Landfill | 0 | 0 | 0 | Typical | 0 | 0 | 0
2 | [12 empty] | 0 | 0 | #DIV/0! |  |  | 0 | 0 | 0 |  | 0 | wet tons | 0 |  | Landfill |  |  |  | Worst-case | 0 | 0 | 0
3 | [12 empty] | 0 | 0 | #DIV/0! |  |  | 0 | 0 | 0 |  | 0 | wet tons | 0 |  | Landfill |  |  |  | Aggressive | 0 | 0 | 0
4 | [12 empty] | 0 | 0 | #DIV/0! |  |  | 0 | 0 | 0 |  | 0 | wet tons | 0 |  | Landfill |  |  |  | CA Regulatory | 0 | 0 | 0
5 | [12 empty] | 0 | 0 | #DIV/0! |  |  | 0 | 0 | 0 |  | 0 | wet tons | 0 |  | Composting | 0 | 0 | 0 | Windrow | 0 | 0 | 0
6 | [12 empty] | 0 | 0 | #DIV/0! |  |  | 0 | 0 | 0 |  | 0 | wet tons | 0 |  | Composting |  |  |  | ASP | 0 | 0 | 0
7 | [12 empty] | 0 | 0 | #DIV/0! |  |  | 0 | 0 | 0 |  | 0 | wet tons | 0 |  | Composting |  |  |  | In-vessel | 0 | 0 | 0
8 | [12 empty] | 0 | 0 | #DIV/0! |  |  | 0 | 0 | 0 |  | 0 | wet tons | 0 |  | Land_Application | 0 | 0 | 0 | to Thermal Drying | 0 | 0 | 0
9 | [12 empty] | 0 | 0 | #DIV/0! |  |  | 0 | 0 | 0 |  | 0 | wet tons | 0 |  | Land_Application |  |  |  | from Thermal Drying | #DIV/0! | #DIV/0! | #DIV/0!
10 | [12 empty] | 0 | 0 | #DIV/0! |  |  | 0 | 0 | 0 |  | 0 | wet tons | 0 |  | Land_Application |  |  |  | Alk Stab | 0 | 0 | 0
11 | [12 empty] | 0 | 0 | #DIV/0! |  |  | 0 | 0 | 0 |  | 0 | wet tons | 0 |  | Land_Application |  |  |  | Other | 0 | 0 | 0
12 | [12 empty] | 0 | 0 | #DIV/0! |  |  | 0 | 0 | 0 |  | 0 | wet tons | 0 |  | Land_Application |  |  |  | Pyrolysis_LA | #DIV/0! | #DIV/0! | #DIV/0!
13 | [12 empty] | 0 | 0 | #DIV/0! |  |  | 0 | 0 | 0 |  | 0 | wet tons | 0 |  | Combustion | 0 | 0 | 0 | Multiple hearth furnace | 0 | 0 | 0
14 | [12 empty] | 0 | 0 | #DIV/0! |  |  | 0 | 0 | 0 |  | 0 | wet tons | 0 |  | Combustion |  |  |  | Fluidized bed | 0 | 0 | 0
15 | [12 empty] | 0 | 0 | #DIV/0! |  |  | 0 | 0 | 0 |  | 0 | wet tons | 0 |  | Combustion |  |  |  | Gasification | 0 | 0 | 0
16 | [12 empty] | 0 | 0 | #DIV/0! |  |  | 0 | 0 | 0 |  | 0 | wet tons | 0 |  | Combustion |  |  |  | Pyrolysis | 0 | 0 | 0
17 | [12 empty] | 0 | 0 | #DIV/0! |  |  | 0 | 0 | 0 |  | 0 | wet tons | 0
18 | [12 empty] | 0 | 0 | #DIV/0! |  |  | 0 | 0 | 0 |  | 0 | wet tons | 0 |  |  | wet tons | Mg |  | Pyrolysis additional factors | wet tons | Mg (wet) | Mg (dry)
19 | [12 empty] | 0 | 0 | #DIV/0! |  |  | 0 | 0 | 0 |  | 0 | wet tons | 0 |  | Total for Year | 0 | 0 |  | to Biodryer | 0 | 0 | 0
20 | [12 empty] | 0 | 0 | #DIV/0! |  |  | 0 | 0 | 0 |  | 0 | wet tons | 0 |  | Landfill | #DIV/0! | #DIV/0! |  | from Biodryer/to Pyrolysis | #DIV/0! | #DIV/0! | #DIV/0!
21 | [12 empty] | 0 | 0 | #DIV/0! |  |  | 0 | 0 | 0 |  | 0 | wet tons | 0 |  | Composting | #DIV/0! | #DIV/0! |  | from Pyrolysis | #DIV/0! | #DIV/0! | #DIV/0!
22 | [12 empty] | 0 | 0 | #DIV/0! |  |  | 0 | 0 | 0 |  | 0 | wet tons | 0 |  | Land Application | #DIV/0! | #DIV/0! |  | Note: User must fill in Analyses and Pyrolysis sheets before this table will fill in.
23 | [12 empty] | 0 | 0 | #DIV/0! |  |  | 0 | 0 | 0 |  | 0 | wet tons | 0 |  | Combustion | #DIV/0! | #DIV/0!
24 | [12 empty] | 0 | 0 | #DIV/0! |  |  | 0 | 0 | 0 |  | 0 | wet tons | 0
25 | [12 empty] | 0 | 0 | #DIV/0! |  |  | 0 | 0 | 0 |  | 0 | wet tons | 0
[6 empty] | % from plant | #DIV/0! | #DIV/0! | #DIV/0! | #DIV/0! | #DIV/0! | #DIV/0! | [6 empty] | 2 | x one-way
[6 empty] | Totals | 0 | 0 | 0 | 0 | 0 | 0 | 0 | 0 | #DIV/0! | [10 empty] | Scenario 8 - Total Dry Mg |  |  | 0
Scenario 9 | 0 | 0 |  |  |  |  | Facility of Origin (e.g. dewatering facility) - Enter wet tons 1: Facility of Origin (e.g. dewatering facility) - Enter wet tons | [13 empty] | Scenario 9 - 0 - Totals
Destination | Location of End Use | Mgt - Main Category | Management - Sub Category | Comments | Town | State | 1 | 2 | 3 | 4 | 5 | 6 | Wet tons to site | Mg to site (wet) | % | One way or round trip? | Miles | Km | Miles | Km | Truck or Rail? | Truck capacity | Unit | Load (Mg-wet) | Biodiesel as % of fuel | Main Management | wet tons | Mg (wet) | Mg (dry) | Sub-management | wet tons | Mg (wet) | Mg (dry)
1 | [12 empty] | 0 | 0 | #DIV/0! |  |  | 0 | 0 | 0 |  | 0 | wet tons | 0 |  | Landfill | 0 | 0 | 0 | Typical | 0 | 0 | 0
2 | [12 empty] | 0 | 0 | #DIV/0! |  |  | 0 | 0 | 0 |  | 0 | wet tons | 0 |  | Landfill |  |  |  | Worst-case | 0 | 0 | 0
3 | [12 empty] | 0 | 0 | #DIV/0! |  |  | 0 | 0 | 0 |  | 0 | wet tons | 0 |  | Landfill |  |  |  | Aggressive | 0 | 0 | 0
4 | [12 empty] | 0 | 0 | #DIV/0! |  |  | 0 | 0 | 0 |  | 0 | wet tons | 0 |  | Landfill |  |  |  | CA Regulatory | 0 | 0 | 0
5 | [12 empty] | 0 | 0 | #DIV/0! |  |  | 0 | 0 | 0 |  | 0 | wet tons | 0 |  | Composting | 0 | 0 | 0 | Windrow | 0 | 0 | 0
6 | [12 empty] | 0 | 0 | #DIV/0! |  |  | 0 | 0 | 0 |  | 0 | wet tons | 0 |  | Composting |  |  |  | ASP | 0 | 0 | 0
7 | [12 empty] | 0 | 0 | #DIV/0! |  |  | 0 | 0 | 0 |  | 0 | wet tons | 0 |  | Composting |  |  |  | In-vessel | 0 | 0 | 0
8 | [12 empty] | 0 | 0 | #DIV/0! |  |  | 0 | 0 | 0 |  | 0 | wet tons | 0 |  | Land_Application | 0 | 0 | 0 | to Thermal Drying | 0 | 0 | 0
9 | [12 empty] | 0 | 0 | #DIV/0! |  |  | 0 | 0 | 0 |  | 0 | wet tons | 0 |  | Land_Application |  |  |  | from Thermal Drying | #DIV/0! | #DIV/0! | #DIV/0!
10 | [12 empty] | 0 | 0 | #DIV/0! |  |  | 0 | 0 | 0 |  | 0 | wet tons | 0 |  | Land_Application |  |  |  | Alk Stab | 0 | 0 | 0
11 | [12 empty] | 0 | 0 | #DIV/0! |  |  | 0 | 0 | 0 |  | 0 | wet tons | 0 |  | Land_Application |  |  |  | Other | 0 | 0 | 0
12 | [12 empty] | 0 | 0 | #DIV/0! |  |  | 0 | 0 | 0 |  | 0 | wet tons | 0 |  | Land_Application |  |  |  | Pyrolysis_LA | #DIV/0! | #DIV/0! | #DIV/0!
13 | [12 empty] | 0 | 0 | #DIV/0! |  |  | 0 | 0 | 0 |  | 0 | wet tons | 0 |  | Combustion | 0 | 0 | 0 | Multiple hearth furnace | 0 | 0 | 0
14 | [12 empty] | 0 | 0 | #DIV/0! |  |  | 0 | 0 | 0 |  | 0 | wet tons | 0 |  | Combustion |  |  |  | Fluidized bed | 0 | 0 | 0
15 | [12 empty] | 0 | 0 | #DIV/0! |  |  | 0 | 0 | 0 |  | 0 | wet tons | 0 |  | Combustion |  |  |  | Gasification | 0 | 0 | 0
16 | [12 empty] | 0 | 0 | #DIV/0! |  |  | 0 | 0 | 0 |  | 0 | wet tons | 0 |  | Combustion |  |  |  | Pyrolysis_C | #DIV/0! | #DIV/0! | #DIV/0!
17 | [12 empty] | 0 | 0 | #DIV/0! |  |  | 0 | 0 | 0 |  | 0 | wet tons | 0
18 | [12 empty] | 0 | 0 | #DIV/0! |  |  | 0 | 0 | 0 |  | 0 | wet tons | 0 |  |  | wet tons | Mg |  | Pyrolysis additional factors | wet tons | Mg (wet) | Mg (dry)
19 | [12 empty] | 0 | 0 | #DIV/0! |  |  | 0 | 0 | 0 |  | 0 | wet tons | 0 |  | Total for Year | 0 | 0 |  | to Biodryer | 0 | 0 | 0
20 | [12 empty] | 0 | 0 | #DIV/0! |  |  | 0 | 0 | 0 |  | 0 | wet tons | 0 |  | Landfill | #DIV/0! | #DIV/0! |  | from Biodryer/to Pyrolysis | #DIV/0! | #DIV/0! | #DIV/0!
21 | [12 empty] | 0 | 0 | #DIV/0! |  |  | 0 | 0 | 0 |  | 0 | wet tons | 0 |  | Composting | #DIV/0! | #DIV/0! |  | from Pyrolysis | #DIV/0! | #DIV/0! | #DIV/0!
22 | [12 empty] | 0 | 0 | #DIV/0! |  |  | 0 | 0 | 0 |  | 0 | wet tons | 0 |  | Land Application | #DIV/0! | #DIV/0! |  | Note: User must fill in Analyses and Pyrolysis sheets before this table will fill in.
23 | [12 empty] | 0 | 0 | #DIV/0! |  |  | 0 | 0 | 0 |  | 0 | wet tons | 0 |  | Combustion | #DIV/0! | #DIV/0!
24 | [12 empty] | 0 | 0 | #DIV/0! |  |  | 0 | 0 | 0 |  | 0 | wet tons | 0
25 | [12 empty] | 0 | 0 | #DIV/0! |  |  | 0 | 0 | 0 |  | 0 | wet tons | 0
[6 empty] | % from plant | #DIV/0! | #DIV/0! | #DIV/0! | #DIV/0! | #DIV/0! | #DIV/0! | [6 empty] | 2 | x one-way
[6 empty] | Totals | 0 | 0 | 0 | 0 | 0 | 0 | 0 | 0 | #DIV/0! | [10 empty] | Scenario 9 - Total Dry Mg |  |  | 0
Scenario 10 | 0 | 0 |  |  |  |  | Facility of Origin (e.g. dewatering facility) - Enter wet tons 1: Facility of Origin (e.g. dewatering facility) - Enter wet tons | [13 empty] | Scenario 10 - 0 - Totals
Destination | Location of End Use | Mgt - Main Category | Management - Sub Category | Comments | Town | State | 1 | 2 | 3 | 4 | 5 | 6 | Wet tons to site | Mg to site (wet) | % | One way or round trip? | Miles | Km | Miles | Km | Truck or Rail? | Truck capacity | Unit | Load (Mg-wet) | Biodiesel as % of fuel | Main Management | wet tons | Mg (wet) | Mg (dry) | Sub-management | wet tons | Mg (wet) | Mg (dry)
1 | [12 empty] | 0 | 0 | #DIV/0! |  |  | 0 | 0 | 0 |  | 0 | wet tons | 0 |  | Landfill | 0 | 0 | 0 | Typical | 0 | 0 | 0
2 | [12 empty] | 0 | 0 | #DIV/0! |  |  | 0 | 0 | 0 |  | 0 | wet tons | 0 |  | Landfill |  |  |  | Worst-case | 0 | 0 | 0
3 | [12 empty] | 0 | 0 | #DIV/0! |  |  | 0 | 0 | 0 |  | 0 | wet tons | 0 |  | Landfill |  |  |  | Aggressive | 0 | 0 | 0
4 | [12 empty] | 0 | 0 | #DIV/0! |  |  | 0 | 0 | 0 |  | 0 | wet tons | 0 |  | Landfill |  |  |  | CA Regulatory | 0 | 0 | 0
5 | [12 empty] | 0 | 0 | #DIV/0! |  |  | 0 | 0 | 0 |  | 0 | wet tons | 0 |  | Composting | 0 | 0 | 0 | Windrow | 0 | 0 | 0
6 | [12 empty] | 0 | 0 | #DIV/0! |  |  | 0 | 0 | 0 |  | 0 | wet tons | 0 |  | Composting |  |  |  | ASP | 0 | 0 | 0
7 | [12 empty] | 0 | 0 | #DIV/0! |  |  | 0 | 0 | 0 |  | 0 | wet tons | 0 |  | Composting |  |  |  | In-vessel | 0 | 0 | 0
8 | [12 empty] | 0 | 0 | #DIV/0! |  |  | 0 | 0 | 0 |  | 0 | wet tons | 0 |  | Land_Application | 0 | 0 | 0 | to Thermal Drying | 0 | 0 | 0
9 | [12 empty] | 0 | 0 | #DIV/0! |  |  | 0 | 0 | 0 |  | 0 | wet tons | 0 |  | Land_Application |  |  |  | from Thermal Drying | #DIV/0! | #DIV/0! | #DIV/0!
10 | [12 empty] | 0 | 0 | #DIV/0! |  |  | 0 | 0 | 0 |  | 0 | wet tons | 0 |  | Land_Application |  |  |  | Alk Stab | 0 | 0 | 0
11 | [12 empty] | 0 | 0 | #DIV/0! |  |  | 0 | 0 | 0 |  | 0 | wet tons | 0 |  | Land_Application |  |  |  | Other | 0 | 0 | 0
12 | [12 empty] | 0 | 0 | #DIV/0! |  |  | 0 | 0 | 0 |  | 0 | wet tons | 0 |  | Land_Application |  |  |  | Pyrolysis_LA | #DIV/0! | #DIV/0! | #DIV/0!
13 | [12 empty] | 0 | 0 | #DIV/0! |  |  | 0 | 0 | 0 |  | 0 | wet tons | 0 |  | Combustion | 0 | 0 | 0 | Multiple hearth furnace | 0 | 0 | 0
14 | [12 empty] | 0 | 0 | #DIV/0! |  |  | 0 | 0 | 0 |  | 0 | wet tons | 0 |  | Combustion |  |  |  | Fluidized bed | 0 | 0 | 0
15 | [12 empty] | 0 | 0 | #DIV/0! |  |  | 0 | 0 | 0 |  | 0 | wet tons | 0 |  | Combustion |  |  |  | Gasification | 0 | 0 | 0
16 | [12 empty] | 0 | 0 | #DIV/0! |  |  | 0 | 0 | 0 |  | 0 | wet tons | 0 |  | Combustion |  |  |  | Pyrolysis | 0 | 0 | 0
17 | [12 empty] | 0 | 0 | #DIV/0! |  |  | 0 | 0 | 0 |  | 0 | wet tons | 0
18 | [12 empty] | 0 | 0 | #DIV/0! |  |  | 0 | 0 | 0 |  | 0 | wet tons | 0 |  |  | wet tons | Mg |  | Pyrolysis additional factors | wet tons | Mg (wet) | Mg (dry)
19 | [12 empty] | 0 | 0 | #DIV/0! |  |  | 0 | 0 | 0 |  | 0 | wet tons | 0 |  | Total for Year | 0 | 0 |  | to Biodryer | 0 | 0 | 0
20 | [12 empty] | 0 | 0 | #DIV/0! |  |  | 0 | 0 | 0 |  | 0 | wet tons | 0 |  | Landfill | #DIV/0! | #DIV/0! |  | from Biodryer/to Pyrolysis | #DIV/0! | #DIV/0! | #DIV/0!
21 | [12 empty] | 0 | 0 | #DIV/0! |  |  | 0 | 0 | 0 |  | 0 | wet tons | 0 |  | Composting | #DIV/0! | #DIV/0! |  | from Pyrolysis | #DIV/0! | #DIV/0! | #DIV/0!
22 | [12 empty] | 0 | 0 | #DIV/0! |  |  | 0 | 0 | 0 |  | 0 | wet tons | 0 |  | Land Application | #DIV/0! | #DIV/0! |  | Note: User must fill in Analyses and Pyrolysis sheets before this table will fill in.
23 | [12 empty] | 0 | 0 | #DIV/0! |  |  | 0 | 0 | 0 |  | 0 | wet tons | 0 |  | Combustion | #DIV/0! | #DIV/0!
24 | [12 empty] | 0 | 0 | #DIV/0! |  |  | 0 | 0 | 0 |  | 0 | wet tons | 0
25 | [12 empty] | 0 | 0 | #DIV/0! |  |  | 0 | 0 | 0 |  | 0 | wet tons | 0
[6 empty] | % from plant | #DIV/0! | #DIV/0! | #DIV/0! | #DIV/0! | #DIV/0! | #DIV/0! | [6 empty] | 2 | x one-way
[6 empty] | Totals | 0 | 0 | 0 | 0 | 0 | 0 | 0 | 0 | #DIV/0! | [10 empty] | Scenario 10 - Total Dry Mg |  |  | 0

## Analyses
De-watered biomass
Note: Values from columns with yellow headers are used in formulas within this model.
Facility | Date | Sample ID | Wet Density (g/mL) | % Solids | % Organic Matter (TVS) | Organic C (%) | Total N (%) | Total P (%)
|  | FOG | 0.896 | 7.2% | 94.39% | 52.86% | 2.5% | 1.3%
|  | Percent solids after dewatering prior to drying and/or combustion: | 7.2%
Percent solids after thermal drying
Percent solids after biodrying:
Percent solids after combustion:
De-watered biomass II - does not feed into any unit processes; here for reference
Facility | Date | Sample ID | Wet Density (g/mL) | % Solids | % Organic Matter (TVS) | Organic C (%) | Total N (%) | Total P (%)
0%
NOTE: This is intended for modeling when biosolids physical and nutrient qualities change within the scenarios modeled. For instance, when biosolids are digested, % Organic Matter is reduced and nitrogen and phosphorus concentrations increase. The values in this table, "De-watered biomass II", do not feed into cells in any of the unit processes, but this table can be used to input a second form of biomass to be used as a reference when filling in unit processes.
Biochar (Pyrolyzed biomass)
Note: Values from columns with yellow headers are used in formulas within this model.
Facility | Date | Sample ID | Wet Density (g/mL) | % Solids | % Organic Matter (TVS) | Organic C (%) | Total N (%) | Total P (%)
Percent solids after pyrolysis: |  |  | 0%

## Digestion-Process
Conditioning/Thickening (if applicable)
Amount of biomass to be thickened (m3/day)
Solids content of biomass prior to thickening (%)
Solids content of biomass after thickening (%) | 7.2%
Amount of thickened biomass (m3/day) | 0
Aerobic Digestion (if applicable)
Amount of biomass to be digested (m3/day) | 0
Average retention time (SRT) in digesters (days) |  |  | 40 | days is default recommendation of the Scientific Review Team. To meet PSRP (Class B) standards, U. S. EPA requires >40 days @>20 deg. C and >60 days @>15 deg. C. Ontario design guidelines require 45 days SRT, but the 45 days includes the SRT achieved in the activated sludge system (i.e., if the SRT is 10 days for the aeration process, then only 35 days SRT is required for the aerobic digestion).
Solids content of biomass fed to digesters (%) | 7.2%
Volatile solids content of biomass prior to digestion (%-dry wt)
% Volatile solids reduction during aerobic digestion |  |  | 25% | Recommended by Scientific Review Team for default VSR for aerobic digestion. "U. S. EPA Part 503 regulation requires >38% VSR for aerobic digestion to achieve Class B VAR standards, but most operating aerobic digesters do not achieve this much VSR (Wisconsin DNR, 2016 Biological Solids and Sludge - Handling, Processing, and Reuse Study Guide, Subclass C) . Instead, they rely on SOUR testing to document attaining Class B, if they wish to land apply the biosolids.
Solids content of biomass out of digesters (%)
Volume Reduction During Aerobic Digestion |  |  | 0% | Scientific Review Team recommendation. If an aerobic digestion system is decanting/supernating, enter the estimated local value for volume reduction.
Anaerobic Digestion (AD) (if applicable)
Amount of solids to be digested (m3/day) | 93.6
Average retention time (SRT) in digesters | 15 |  | 22 | days is default recommendation of the Scientific Review Team | Volatile Solids Reduction (VSR) guidance from Scientific Review Team (basd on Wilson, 2009, Muller et al., 2011 and Higgins, 2007)
Solids content of biomass fed to digesters (%) | 7.2% |  |  |  | 38% | WAS only, basic AD (minimum to meet EPA Class B land application standards for biosolids)
Volatile solids content of biomass prior to digestion (%-dry wt) | 94.39% |  |  |  | 42% | Primary and WAS, basic AD
Volatile solids reduction (VSR) - during digestion (%-dry wt) | 80% |  |  |  | 55% | Primary and WAS, longer SRT and/or themophilic digestion
Solids content of biomass out of digesters (%) |  | only required for de-watering info |  |  | 62% | Primary only, or Primary and WAS 20 plus-day SRT, or 2-stage and/or hydrolysis
Volume Reduction During Anaerobic Digestion |  |  | 0% | Scientific Review Team recommendation. If local data suggests a reduction in volume during digestion, use local data. If an AD system is decanting/supernating, enter the estimated local value for volume reduction. | If local data is available, the Scientific Review Team recommends using the Van Keeck equation 32 in Apppendix A of the "White House" document (EPA Environmental Regulations and Technology: "Control of Pathogens and Vector Attraction in Sewage Sludge", 2003) for determining VSR
Dewatering (if applicable)
Amount of biomass to be dewatered (m3/day) | 93.6 | if digestion, then should be the volume fed to digester adjusted for any volume reduction during digestion
Solids content of biomass prior to dewatering (%) |  | if digestion, then should be the same as solids content coming out of digester
Solids content of biomass after dewatering (%) | 7.2%

## Storage (hidden)
Storage Prior to Processing | Scenario 1 |  | Scenario 2 |  | Scenario 3 |  | Scenario 4 |  | Scenario 5 |  | Scenario 6 |  | Scenario 7 |  | Scenario 8 |  | Scenario 9 |  | Scenario 10
| Landfill |  | Co-digestion |  | 0 |  | 0 |  | 0 |  | 0 |  |  |  | 0 |  | 0 |  | 0
Unit Processes & Inputs | Inputs & Daily Emissions | Default Input (Optional) | Inputs & Daily Emissions | Default Input (Optional) | Inputs & Daily Emissions | Default Input (Optional) | Inputs & Daily Emissions | Default Input (Optional) | Inputs & Daily Emissions | Default Input (Optional) | Inputs & Daily Emissions | Default Input (Optional) | Inputs & Daily Emissions | Default Input (Optional) | Inputs & Daily Emissions | Default Input (Optional) | Inputs & Daily Emissions | Default Input (Optional) | Inputs & Daily Emissions | Default Input (Optional)
Storage Input
Volume of biomass (e.g. sludge/solids) to unit process (m³/day)
MGD (million gallons/day) treated
MLD (million liters/day) treated | 0 |  | 0 |  | 0 |  | 0 |  | 0 |  | 0 |  | 0 |  | 0 |  | 0 |  | 0
BOD in influent (mg/L)
Mass of BOD to storage (kg/day) |  | 0 |  | 0 |  | 0 |  | 0 |  | 0 |  | 0 |  | 0 |  | 0 |  | 0 |  | 0
Process Options
Is the storage lagoon or tank aerated with aerators? |  | yes |  | yes |  | yes |  | yes |  | yes |  | yes |  | yes |  | yes |  | yes |  | yes
Is the depth of the lagoon less than 2 meters (on average)? |  | no |  | no |  | no |  | no |  | no |  | no |  | no |  | no |  | no |  | no
Electricity Use
Electricity use (kWh / day) |  | 0 |  | 0 |  | 0 |  | 0 |  | 0 |  | 0 |  | 0 |  | 0 |  | 0 |  | 0
CO2 emissions from electricity used (Mg/day) | 0 |  | 0 |  | 0 |  | 0 |  | 0 |  | 0 |  | 0 |  | 0 |  | 0 |  | 0
Methane Emissions
CO2 emissions equivalents from released CH4 (Mg/day) | 0 |  | 0 |  | 0 |  | 0 |  | 0 |  | 0 |  | 0 |  | 0 |  | 0 |  | 0
CO2 equivalents (Mg/year) | 0 |  | 0 |  | 0 |  | 0 |  | 0 |  | 0 |  | 0 |  | 0 |  | 0 |  | 0
Scope 1 | 0 |  | 0 |  | 0 |  | 0 |  | 0 |  | 0 |  | 0 |  | 0 |  | 0 |  | 0
Scope 2 | 0 |  | 0 |  | 0 |  | 0 |  | 0 |  | 0 |  | 0 |  | 0 |  | 0 |  | 0
Scope 1 & 2 | 0 |  | 0 |  | 0 |  | 0 |  | 0 |  | 0 |  | 0 |  | 0 |  | 0 |  | 0
Scope 3 | 0 |  | 0 |  | 0 |  | 0 |  | 0 |  | 0 |  | 0 |  | 0 |  | 0 |  | 0
Biomass combustion | - |  | - |  | - |  | - |  | - |  | - |  | - |  | - |  | - |  | -
Instructions and Notes
General: Enter data for any form of long-term solids storage, in lagoons or in tanks from which air or gas escapes to the atmosphere.
Key
| Input |  |  | 0
| Default from reference values |  |  | 0
| Data used to calculate default (for info only) |  |  | 0
| Process output |  |  | 0
| Input with possible cell reference |  |  | 0
| Calculated result |  |  | 0

## Conditioning Thickening (hidden)
Conditioning/Thickening | Scenario 1 |  | Scenario 2 |  | Scenario 3 |  | Scenario 4 |  | Scenario 5 |  | Scenario 6 |  | Scenario 7 |  | Scenario 8 |  | Scenario 9 |  | Scenario 10
| Landfill |  | Co-digestion |  | 0 |  | 0 |  | 0 |  | 0 |  |  |  | 0 |  | 0 |  | 0
Unit Processes & Inputs | Inputs & Daily Emissions | Default Input (Optional) | Inputs & Daily Emissions | Default Input (Optional) | Inputs & Daily Emissions | Default Input (Optional) | Inputs & Daily Emissions | Default Input (Optional) | Inputs & Daily Emissions | Default Input (Optional) | Inputs & Daily Emissions | Default Input (Optional) | Inputs & Daily Emissions | Default Input (Optional) | Inputs & Daily Emissions | Default Input (Optional) | Inputs & Daily Emissions | Default Input (Optional) | Inputs & Daily Emissions | Default Input (Optional)
Conditioning / Thickening Input
Amount of biomass to be thickened (m3/day) | 0 |  | 0 |  | 0 |  | 0 |  | 0 |  | 0 |  | 0 |  | 0 |  | 0 |  | 0
Solids content of biomass (%) | 0% | 1% | 0% | 1% | 0% | 1% | 0% | 1% | 0% | 1% | 0% | 1% | 0% | 1% | 0% | 1% | 0% | 1% | 0% | 1%
Quantity (Mg/day-dry) | 0 |  | 0 |  | 0 |  | 0 |  | 0 |  | 0 |  | 0 |  | 0 |  | 0 |  | 0
Type of thickener |  | other |  | other |  | other |  | other |  | other |  | other |  | other |  | other |  | other |  | other
Polymer use (kg/day) |  | 0 |  | 0 |  | 0 |  | 0 |  | 0 |  | 0 |  | 0 |  | 0 |  | 0 |  | 0
CO2 equivalents in polymer used (Mg/day) | 0 |  | 0 |  | 0 |  | 0 |  | 0 |  | 0 |  | 0 |  | 0 |  | 0 |  | 0
Electricity Use
Electricity Use (kWh/day) |  | 0 |  | 0 |  | 0 |  | 0 |  | 0 |  | 0 |  | 0 |  | 0 |  | 0 |  | 0
CO2 Emissions from electricity used (Mg/day) | 0 |  | 0 |  | 0 |  | 0 |  | 0 |  | 0 |  | 0 |  | 0 |  | 0 |  | 0
CO2 equivalents (Mg/year) | 0 |  | 0 |  | 0 |  | 0 |  | 0 |  | 0 |  | 0 |  | 0 |  | 0 |  | 0
Scope 1 | 0 |  | 0 |  | 0 |  | 0 |  | 0 |  | 0 |  | 0 |  | 0 |  | 0 |  | 0
Scope 2 | 0 |  | 0 |  | 0 |  | 0 |  | 0 |  | 0 |  | 0 |  | 0 |  | 0 |  | 0
Scopes 1 & 2 | 0 |  | 0 |  | 0 |  | 0 |  | 0 |  | 0 |  | 0 |  | 0 |  | 0 |  | 0
Scope 3 | 0 |  | 0 |  | 0 |  | 0 |  | 0 |  | 0 |  | 0 |  | 0 |  | 0 |  | 0
Biomass combustion | - |  | - |  | - |  | - |  | - |  | - |  | - |  | - |  | - |  | -
Instructions and Notes
General: Enter data for wastewater solids thickening, and conditioning for thickening (using polymers; ignore other conditioners such as ferric chloride or alum). Do not use this page for dewatering (separate sheet).
Key
| Input |  |  | 0
| Default from reference values |  |  | 0
| Data used to calculate default (for info only) |  |  | 0
| Process output |  |  | 0
| Input with possible cell reference |  |  | 0
| Calculated result |  |  | 0

## Aerobic Digestion (hidden)
Aerobic Digestion | Scenario 1 |  | Scenario 2 |  | Scenario 3 |  | Scenario 4 |  | Scenario 5 |  | Scenario 6 |  | Scenario 7 |  | Scenario 8 |  | Scenario 9 |  | Scenario 10
| Landfill |  | Co-digestion |  | 0 |  | 0 |  | 0 |  | 0 |  |  |  | 0 |  | 0 |  | 0
Unit Processes & Inputs | Inputs & Daily Emissions | Default Input (Optional) | Inputs & Daily Emissions | Default Input (Optional) | Inputs & Daily Emissions | Default Input (Optional) | Inputs & Daily Emissions | Default Input (Optional) | Inputs & Daily Emissions | Default Input (Optional) | Inputs & Daily Emissions | Default Input (Optional) | Inputs & Daily Emissions | Default Input (Optional) | Inputs & Daily Emissions | Default Input (Optional) | Inputs & Daily Emissions | Default Input (Optional) | Inputs & Daily Emissions | Default Input (Optional)
Digester Input
Biomass quantity fed to digestors (m³/day) | 0 |  | 0 |  | 0 |  | 0 |  | 0 |  | 0 |  | 0 |  | 0 |  | 0 |  | 0
Average retention time (SRT) in digesters | 0 | 40 | 0 | 40 | 0 | 40 | 0 | 40 | 0 | 40 | 0 | 40 | 0 | 40 | 0 | 40 | 0 | 40 | 0 | 40
Average biomass volume in digestors any given day (m³) | 0 |  | 0 |  | 0 |  | 0 |  | 0 |  | 0 |  | 0 |  | 0 |  | 0 |  | 0
Solids content fed to digesters (%) | 7.2% |  | 7.2% |  | 7.2% |  | 7.2% |  | 7.2% |  | 7.2% |  | 7.2% |  | 7.2% |  | 7.2% |  | 7.2%
VS prior to digestion (% - dry wt.) | 0% |  | 0% |  | 0% |  | 0% |  | 0% |  | 0% |  | 0% |  | 0% |  | 0% |  | 0%
VS (kg/day) - dry wt. | 0 |  | 0 |  | 0 |  | 0 |  | 0 |  | 0 |  | 0 |  | 0 |  | 0 |  | 0
Digester Output
Biomass quantity (m³/day) | 0 | 0 | 0 | 0 | 0 | 0 | 0 | 0 | 0 | 0 | 0 | 0 | 0 | 0 | 0 | 0 | 0 | 0 | 0 | 0
% VS destruction | 0% |  | 0% |  | 0% |  | 0% |  | 0% |  | 0% |  | 0% |  | 0% |  | 0% |  | 0%
VS destroyed (kg/day) - dry wt. | 0 |  | 0 |  | 0 |  | 0 |  | 0 |  | 0 |  | 0 |  | 0 |  | 0 |  | 0
Energy Balance
Heating requirements of the digestors, if any (m3 natural gas/day)
Electricity requirements of the digestors (kWh/day) |  | 0 |  | 0 |  | 0 |  | 0 |  | 0 |  | 0 |  | 0 |  | 0 |  | 0 |  | 0
CO2 emissions from natural gas used (Mg/day) | 0 |  | 0 |  | 0 |  | 0 |  | 0 |  | 0 |  | 0 |  | 0 |  | 0 |  | 0
CO2 emissions from electricity used (Mg/day) | 0 |  | 0 |  | 0 |  | 0 |  | 0 |  | 0 |  | 0 |  | 0 |  | 0 |  | 0
CO2 equivalents (Mg/year) | 0 |  | 0 |  | 0 |  | 0 |  | 0 |  | 0 |  | 0 |  | 0 |  | 0 |  | 0
Scope 1 | 0 |  | 0 |  | 0 |  | 0 |  | 0 |  | 0 |  | 0 |  | 0 |  | 0 |  | 0
Scope 2 | 0 |  | 0 |  | 0 |  | 0 |  | 0 |  | 0 |  | 0 |  | 0 |  | 0 |  | 0
Scopes 1 & 2 | 0 |  | 0 |  | 0 |  | 0 |  | 0 |  | 0 |  | 0 |  | 0 |  | 0 |  | 0
Scope 3 | 0 |  | 0 |  | 0 |  | 0 |  | 0 |  | 0 |  | 0 |  | 0 |  | 0 |  | 0
Biomass combustion | - |  | - |  | - |  | - |  | - |  | - |  | - |  | - |  | - |  | -
Instructions and Notes
General: Enter combined data from all aerobic digesters. If the digesters are heated (not common), enter the amount of natural gas used.
Key
| Input |  |  | 0
| Default from reference values |  |  | 0
| Data used to calculate default (for info only) |  |  | 0
| Process output |  |  | 0
| Input with possible cell reference |  |  | 0
| Calculated result |  |  | 0

## Anaerobic Digestion
Anaerobic Digestion | Scenario 1 |  | Scenario 2 |  | Scenario 3 |  | Scenario 4 |  | Scenario 5 |  | Scenario 6 |  | Scenario 7 |  | Scenario 8 |  | Scenario 9 |  | Scenario 10
| Landfill |  | Co-digestion |  | 0 |  | 0 |  | 0 |  | 0 |  |  |  | 0 |  | 0 |  | 0
Unit Processes & Inputs | Inputs & Daily Emissions | Default Input (Optional) | Inputs & Daily Emissions | Default Input (Optional) | Inputs & Daily Emissions | Default Input (Optional) | Inputs & Daily Emissions | Default Input (Optional) | Inputs & Daily Emissions | Default Input (Optional) | Inputs & Daily Emissions | Default Input (Optional) | Inputs & Daily Emissions | Default Input (Optional) | Inputs & Daily Emissions | Default Input (Optional) | Inputs & Daily Emissions | Default Input (Optional) | Inputs & Daily Emissions | Default Input (Optional)
Digester Input
Biomass (e.g. sludge/solids) to digesters (m³/day-wet) | 0 |  | 93.6 |  | 0 |  | 0 |  | 0 |  | 0 |  | 0 |  | 0 |  | 0 |  | 0
Biomass to digesters (Mg/day-wet) | 0 |  | 93.6 |  | 0 |  | 0 |  | 0 |  | 0 |  | 0 |  | 0 |  | 0 |  | 0
Biomass to digesters (Mg/day-dry) | 0 |  | 6.7392 |  | 0 |  | 0 |  | 0 |  | 0 |  | 0 |  | 0 |  | 0 |  | 0
VS prior to digestion (% - dry wt.) | 94.39% |  | 94.39% |  | 94.39% |  | 94.39% |  | 94.39% |  | 94.39% |  | 94.39% |  | 94.39% |  | 94.39% |  | 94.39%
VS (Mg/day) - dry wt. | 0 |  | 6.3609 |  | 0 |  | 0 |  | 0 |  | 0 |  | 0 |  | 0 |  | 0 |  | 0
Solids retention time (SRT) (days) | 15 | 22 | 15 | 22 | 15 | 22 | 15 | 22 | 15 | 22 | 15 | 22 | 15 | 22 | 15 | 22 | 15 | 22 | 15 | 22
Digester Output
Biomass quantity (m³/day) |  | 0 | 93.6 | 93.6 |  | 0 |  | 0 |  | 0 |  | 0 |  | 0 |  | 0 |  | 0 |  | 0
% VS destruction | 80% |  | 80% |  | 80% |  | 80% |  | 80% |  | 80% |  | 80% |  | 80% |  | 80% |  | 80%
VS destroyed (kg/day) - dry wt. | 0 |  | 5088.725 |  | 0 |  | 0 |  | 0 |  | 0 |  | 0 |  | 0 |  | 0 |  | 0
Biomass quantity (Mg/day-dry) | 0 |  | 1.6505 |  | 0 |  | 0 |  | 0 |  | 0 |  | 0 |  | 0 |  | 0 |  | 0
Biomass TVS (% dry wt) | N/A |  | 77.08% |  | N/A |  | N/A |  | N/A |  | N/A |  | N/A |  | N/A |  | N/A |  | N/A
Energy Balance
Biogas Yield (m3/day) |  | 0 | 4579.8525 | 4579.8525 |  | 0 |  | 0 |  | 0 |  | 0 |  | 0 |  | 0 |  | 0 |  | 0
Methane Yield (m3/day) |  | 0 | 2976.9041 | 2976.9041 |  | 0 |  | 0 |  | 0 |  | 0 |  | 0 |  | 0 |  | 0 |  | 0
Combined Heat and Power (CHP) Engines used (yes/no) |  |  | yes
% Biogas combusted for energy recovery (boilers, CHP, etc.); do not include RNG to pipeline (that is covered below) (%) |  |  | 100%
Efficiency of combustion for energy recovery relative to methane emissions |  | Normal | Normal | Normal |  | Normal |  | Normal |  | Normal |  | Normal |  | Normal |  | Normal |  | Normal |  | Normal
Methane emissions from combustion for energy recovery (Mg CO2 eq/day) | N/A |  | 0.15785 |  | N/A |  | N/A |  | N/A |  | N/A |  | N/A |  | N/A |  | N/A |  | N/A
% Combusted biogas generating heat (%) |  | 100% | 42% | 42% |  | 100% |  | 100% |  | 100% |  | 100% |  | 100% |  | 100% |  | 100% |  | 100%
% Combusted biogas generating electricity generated at 100% efficiency (%) |  | N/A | 35% | 35% |  | N/A |  | N/A |  | N/A |  | N/A |  | N/A |  | N/A |  | N/A |  | N/A
Renewable natural gas (RNG) to pipeline (yes/no) |  |  | no
Renewable natural gas (RNG) to pipeline (% of biogas generated) |  | 0% |  | 0% |  | 0% |  | 0% |  | 0% |  | 0% |  | 0% |  | 0% |  | 0% |  | 0%
Type of flare |  | Default | Default | Default |  | Default |  | Default |  | Default |  | Default |  | Default |  | Default |  | Default |  | Default
% Biogas Flared
Methane emissions from flaring (Mg CO2 eq/day) | N/A |  | 0 |  | N/A |  | N/A |  | N/A |  | N/A |  | N/A |  | N/A |  | N/A |  | N/A
Total percent of biogas combusted (%) |  | 0% | 100% | 100% |  | 0% |  | 0% |  | 0% |  | 0% |  | 0% |  | 0% |  | 0% |  | 0%
% Uncombusted Biogas Fugitive Emissions |  | 0% | 0% | 0% |  | 0% |  | 0% |  | 0% |  | 0% |  | 0% |  | 0% |  | 0% |  | 0%
Natural gas equivalent generated (m3/day) |  | 0 |  | 1235.3542 |  | 0 |  | 0 |  | 0 |  | 0 |  | 0 |  | 0 |  | 0 |  | 0
Electricity generated (kWh/day) |  | 0 | 9300.1425 | 9300.1425 |  | 0 |  | 0 |  | 0 |  | 0 |  | 0 |  | 0 |  | 0 |  | 0
Heating requirements of the digesters (m3 natural gas/day) |  | 0 |  | 432.3836 |  | 0 |  | 0 |  | 0 |  | 0 |  | 0 |  | 0 |  | 0 |  | 0
Electricity requirements of the digesters (kWh/day) |  | 0 |  | 219.024 |  | 0 |  | 0 |  | 0 |  | 0 |  | 0 |  | 0 |  | 0 |  | 0
Net natural Gas used (m3/day) |  | 0 | 0 | 0 |  | 0 |  | 0 |  | 0 |  | 0 |  | 0 |  | 0 |  | 0 |  | 0
Net electricity used (kWh/day) |  | 0 | -9300.1425 | -9300.1425 |  | 0 |  | 0 |  | 0 |  | 0 |  | 0 |  | 0 |  | 0 |  | 0
CO2 emissions from natural gas (net) used (Mg/day) | 0 |  | 0 |  | 0 |  | 0 |  | 0 |  | 0 |  | 0 |  | 0 |  | 0 |  | 0
CO2 Emissions from electricity (net) purchased (Mg/day) | 0 |  | -2.5493 |  | 0 |  | 0 |  | 0 |  | 0 |  | 0 |  | 0 |  | 0 |  | 0
CO2 eq emissions from fugitive methane (Mg/day) | #VALUE! |  | 0.15785 |  | #VALUE! |  | #VALUE! |  | #VALUE! |  | #VALUE! |  | #VALUE! |  | #VALUE! |  | #VALUE! |  | #VALUE!
CO2 emissions (non-methane) from biomass (biogas) combustion (Mg/day) | 0 |  | 4.2441 |  | 0 |  | 0 |  | 0 |  | 0 |  | 0 |  | 0 |  | 0 |  | 0
CO2 equivalents (Mg/year) | #VALUE! |  | -872.8953 |  | #VALUE! |  | #VALUE! |  | #VALUE! |  | #VALUE! |  | #VALUE! |  | #VALUE! |  | #VALUE! |  | #VALUE!
Scope 1 | #VALUE! |  | 57.6154 |  | #VALUE! |  | #VALUE! |  | #VALUE! |  | #VALUE! |  | #VALUE! |  | #VALUE! |  | #VALUE! |  | #VALUE!
Scope 2 | 0 |  | -930.5107 |  | 0 |  | 0 |  | 0 |  | 0 |  | 0 |  | 0 |  | 0 |  | 0
Scopes 1 & 2 | #VALUE! |  | -872.8953 |  | #VALUE! |  | #VALUE! |  | #VALUE! |  | #VALUE! |  | #VALUE! |  | #VALUE! |  | #VALUE! |  | #VALUE!
Scope 3 | 0 |  | 0 |  | 0 |  | 0 |  | 0 |  | 0 |  | 0 |  | 0 |  | 0 |  | 0
Biomass combustion* | 0 |  | 1549.1145 |  | 0 |  | 0 |  | 0 |  | 0 |  | 0 |  | 0 |  | 0 |  | 0
Instructions and Notes
General: Enter combined data from all anaerobic digesters. Be sure to enter in the green cells actual data from measurements at a facility, if available. Use defaults if necessary, especially when previous data inputs have resulted in a calculated default value.
*Biomass combustion emissions are not included in total CO2 equivalents.
Key
| Input |  |  | 0
| Default from reference values |  |  | 0
| Data used to calculate default (for info only) |  |  | 0
| Process output |  |  | 0
| Input with possible cell reference |  |  | 0
| Calculated result |  |  | 0

## Anaerobic Digestion (2) (hidden)
Anaerobic Digestion 2 | Scenario 1 |  | Scenario 2 |  | Scenario 3 |  | Scenario 4 |  | Scenario 5 |  | Scenario 6 |  | Scenario 7 |  | Scenario 8 |  | Scenario 9 |  | Scenario 10
| Landfill |  | Co-digestion |  | 0 |  | 0 |  | 0 |  | 0 |  |  |  | 0 |  | 0 |  | 0
Unit Processes & Inputs | Inputs & Daily Emissions | Default Input (Optional) | Inputs & Daily Emissions | Default Input (Optional) | Inputs & Daily Emissions | Default Input (Optional) | Inputs & Daily Emissions | Default Input (Optional) | Inputs & Daily Emissions | Default Input (Optional) | Inputs & Daily Emissions | Default Input (Optional) | Inputs & Daily Emissions | Default Input (Optional) | Inputs & Daily Emissions | Default Input (Optional) | Inputs & Daily Emissions | Default Input (Optional) | Inputs & Daily Emissions | Default Input (Optional)
Digester Input
SSO to digesters (m3/day-wet) | 0 |  | 0 |  | 0 |  | 0 |  | 0 |  | 0 |  | 0 |  | 0 |  | 0 |  | 0
SSO to digesters (Mg/day-wet) | 0 |  | 0 |  | 0 |  | 0 |  | 0 |  | 0 |  | 0 |  | 0 |  | 0 |  | 0
SSO to digesters (Mg/day-dry) | 0 |  | 0 |  | 0 |  | 0 |  | 0 |  | 0 |  | 0 |  | 0 |  | 0 |  | 0
VS prior to digestion (% - dry wt.) | 94.39% |  | 94.39% |  | 94.39% |  | 94.39% |  | 94.39% |  | 94.39% |  | 94.39% |  | 94.39% |  | 94.39% |  | 94.39%
VS (Mg/day) - dry wt. | 0 |  | 0 |  | 0 |  | 0 |  | 0 |  | 0 |  | 0 |  | 0 |  | 0 |  | 0
Solids retention time (SRT) (days) | 15 | 22 | 15 | 22 | 15 | 22 | 15 | 22 | 15 | 22 | 15 | 22 | 15 | 22 | 15 | 22 | 15 | 22 | 15 | 22
Digester Output
SSO quantity (m3/day) |  | 0 |  | 0 |  | 0 |  | 0 |  | 0 |  | 0 |  | 0 |  | 0 |  | 0 |  | 0
% VS destruction | 80% |  | 80% |  | 80% |  | 80% |  | 80% |  | 80% |  | 80% |  | 80% |  | 80% |  | 80%
VS destroyed (kg/day) - dry wt. | 0 |  | 0 |  | 0 |  | 0 |  | 0 |  | 0 |  | 0 |  | 0 |  | 0 |  | 0
SSO quantity (Mg/day-dry) | 0 |  | 0 |  | 0 |  | 0 |  | 0 |  | 0 |  | 0 |  | 0 |  | 0 |  | 0
SSO TVS (% dry wt) | N/A |  | N/A |  | N/A |  | N/A |  | N/A |  | N/A |  | N/A |  | N/A |  | N/A |  | N/A
Energy Balance
Biogas Yield (m3/day) |  | 0 |  | 0 |  | 0 |  | 0 |  | 0 |  | 0 |  | 0 |  | 0 |  | 0 |  | 0
Methane Yield (m3/day) |  | 0 |  | 0 |  | 0 |  | 0 |  | 0 |  | 0 |  | 0 |  | 0 |  | 0 |  | 0
Combined Heat and Power (CHP) Engines used (yes/no)
Biogas combusted for energy recovery (boilers, CHP, etc.); do not include RNG to pipeline (that is covered below) (%)
Efficiency of combustion for energy recovery relative to methane emissions |  | Normal |  | Normal |  | Normal |  | Normal |  | Normal |  | Normal |  | Normal |  | Normal |  | Normal |  | Normal
Methane emissions from combustion for energy recovery (Mg CO2 eq/day) | N/A |  | N/A |  | N/A |  | N/A |  | N/A |  | N/A |  | N/A |  | N/A |  | N/A |  | N/A
% Combusted biogas generating heat (%) |  | 100% |  | 100% |  | 100% |  | 100% |  | 100% |  | 100% |  | 100% |  | 100% |  | 100% |  | 100%
% Combusted biogas generating electricity generated at 100% efficiency (%) |  | N/A |  | N/A |  | N/A |  | N/A |  | N/A |  | N/A |  | N/A |  | N/A |  | N/A |  | N/A
Renewable natural gas (RNG) to pipeline (yes/no)
Renewable natural gas (RNG) to pipeline (% of biogas generated) |  | 0% |  | 0% |  | 0% |  | 0% |  | 0% |  | 0% |  | 0% |  | 0% |  | 0% |  | 0%
Type of flare |  | Default |  | Default |  | Default |  | Default |  | Default |  | Default |  | Default |  | Default |  | Default |  | Default
% Biogas Flared
Methane emissions from flaring (Mg CO2 eq/day) | N/A |  | N/A |  | N/A |  | N/A |  | N/A |  | N/A |  | N/A |  | N/A |  | N/A |  | N/A
Total percent of biogas combusted (%) |  | 0% |  | 0% |  | 0% |  | 0% |  | 0% |  | 0% |  | 0% |  | 0% |  | 0% |  | 0%
%Uncombusted Biogas Fugitive Emissions |  | 0% |  | 0% |  | 0% |  | 0% |  | 0% |  | 0% |  | 0% |  | 0% |  | 0% |  | 0%
Natural gas equivalent generated (m3/day) |  | 0 |  | 0 |  | 0 |  | 0 |  | 0 |  | 0 |  | 0 |  | 0 |  | 0 |  | 0
Electricity generated (kWh/day) |  | 0 |  | 0 |  | 0 |  | 0 |  | 0 |  | 0 |  | 0 |  | 0 |  | 0 |  | 0
Heating requirements of the digesters (m3 natural gas/day) |  | 0 |  | 0 |  | 0 |  | 0 |  | 0 |  | 0 |  | 0 |  | 0 |  | 0 |  | 0
Electricity requirements of the digesters (kWh/day) |  | 0 |  | 0 |  | 0 |  | 0 |  | 0 |  | 0 |  | 0 |  | 0 |  | 0 |  | 0
Net natural Gas used (m3/day) |  | 0 |  | 0 |  | 0 |  | 0 |  | 0 |  | 0 |  | 0 |  | 0 |  | 0 |  | 0
Net electricity used (kWh/day) |  | 0 |  | 0 |  | 0 |  | 0 |  | 0 |  | 0 |  | 0 |  | 0 |  | 0 |  | 0
CO2 emissions from natural gas (net) used (Mg/day) | 0 |  | 0 |  | 0 |  | 0 |  | 0 |  | 0 |  | 0 |  | 0 |  | 0 |  | 0
CO2 Emissions from electricity (net) purchased (Mg/day) | 0 |  | 0 |  | 0 |  | 0 |  | 0 |  | 0 |  | 0 |  | 0 |  | 0 |  | 0
CO2 eq emissions from fugitive methane (Mg/day) | #VALUE! |  | #VALUE! |  | #VALUE! |  | #VALUE! |  | #VALUE! |  | #VALUE! |  | #VALUE! |  | #VALUE! |  | #VALUE! |  | #VALUE!
CO2 emissions (non-methane) from biomass (biogas) combustion (Mg/day) | 0 |  | 0 |  | 0 |  | 0 |  | 0 |  | 0 |  | 0 |  | 0 |  | 0 |  | 0
CO2 equivalents (Mg/year) | #VALUE! |  | #VALUE! |  | #VALUE! |  | #VALUE! |  | #VALUE! |  | #VALUE! |  | #VALUE! |  | #VALUE! |  | #VALUE! |  | #VALUE!
Scope 1 | #VALUE! |  | #VALUE! |  | #VALUE! |  | #VALUE! |  | #VALUE! |  | #VALUE! |  | #VALUE! |  | #VALUE! |  | #VALUE! |  | #VALUE!
Scope 2 | 0 |  | 0 |  | 0 |  | 0 |  | 0 |  | 0 |  | 0 |  | 0 |  | 0 |  | 0
Scopes 1 & 2 | #VALUE! |  | #VALUE! |  | #VALUE! |  | #VALUE! |  | #VALUE! |  | #VALUE! |  | #VALUE! |  | #VALUE! |  | #VALUE! |  | #VALUE!
Scope 3 | 0 |  | 0 |  | 0 |  | 0 |  | 0 |  | 0 |  | 0 |  | 0 |  | 0 |  | 0
Biomass combustion* | 0 |  | 0 |  | 0 |  | 0 |  | 0 |  | 0 |  | 0 |  | 0 |  | 0 |  | 0
Instructions and Notes
General: Enter combined data from all anaerobic digesters. Be sure to enter in the green cells actual data from measurements at a facility, if available. Use defaults if necessary, especially when previous data inputs have resulted in a calculated default value.
*Biomass combustion emissions are not included in total CO2 equivalents.
Key
| Input |  |  | 0
| Default from reference values |  |  | 0
| Data used to calculate default (for info only) |  |  | 0
| Process output |  |  | 0
| Input with possible cell reference |  |  | 0
| Calculated result |  |  | 0

## De-watering (hidden)
De-watering | Scenario 1 |  | Scenario 2 |  | Scenario 3 |  | Scenario 4 |  | Scenario 5 |  | Scenario 6 |  | Scenario 7 |  | Scenario 8 |  | Scenario 9 |  | Scenario 10
| Landfill |  | Co-digestion |  | 0 |  | 0 |  | 0 |  | 0 |  |  |  | 0 |  | 0 |  | 0
Unit Processes & Inputs | Inputs & Daily Emissions | Default Input (Optional) | Inputs & Daily Emissions | Default Input (Optional) | Inputs & Daily Emissions | Default Input (Optional) | Inputs & Daily Emissions | Default Input (Optional) | Inputs & Daily Emissions | Default Input (Optional) | Inputs & Daily Emissions | Default Input (Optional) | Inputs & Daily Emissions | Default Input (Optional) | Inputs & Daily Emissions | Default Input (Optional) | Inputs & Daily Emissions | Default Input (Optional) | Inputs & Daily Emissions | Default Input (Optional)
Amount of biomass to be de-watered (m3/day) |  |  | 93.6
Solids content of biomass prior to dewatering (%) | 0% | 4% | 4% | 4% | 0% | 4% | 0% | 4% | 0% | 4% | 0% | 4% | 0% | 4% | 0% | 4% | 0% | 4% | 0% | 4%
Solids content after de-watering | 7.2% |  | 7.2% |  | 7.2% |  | 7.2% |  | 7.2% |  | 7.2% |  | 7.2% |  | 7.2% |  | 7.2% |  | 7.2%
Quantity (Mg/day-dry) | 0 |  | 3.744 |  | 0 |  | 0 |  | 0 |  | 0 |  | 0 |  | 0 |  | 0 |  | 0
Type of de-watering equipment |  | other | centrifuge | other |  | other |  | other |  | other |  | other |  | other |  | other |  | other |  | other
Polymer use (kg/day) |  | 0 | 9 | 18.72 |  | 0 |  | 0 |  | 0 |  | 0 |  | 0 |  | 0 |  | 0 |  | 0
CO2 equivalents in polymers used (Mg/day) | 0 |  | 0.0144 |  | 0 |  | 0 |  | 0 |  | 0 |  | 0 |  | 0 |  | 0 |  | 0
Electricity Use
Energy use (kWh/day) |  | 0 | 400.608 | 400.608 |  | 0 |  | 0 |  | 0 |  | 0 |  | 0 |  | 0 |  | 0 |  | 0
CO2 emissions from electricity used (Mg/day) | 0 |  | 0.10981 |  | 0 |  | 0 |  | 0 |  | 0 |  | 0 |  | 0 |  | 0 |  | 0
CO2 equivalents (Mg/year) | 0 |  | 45.3382 |  | 0 |  | 0 |  | 0 |  | 0 |  | 0 |  | 0 |  | 0 |  | 0
Scope 1 | 0 |  | 0 |  | 0 |  | 0 |  | 0 |  | 0 |  | 0 |  | 0 |  | 0 |  | 0
Scope 2 | 0 |  | 40.0822 |  | 0 |  | 0 |  | 0 |  | 0 |  | 0 |  | 0 |  | 0 |  | 0
Scopes 1 & 2 | 0 |  | 40.0822 |  | 0 |  | 0 |  | 0 |  | 0 |  | 0 |  | 0 |  | 0 |  | 0
Scope 3 | 0 |  | 5.256 |  | 0 |  | 0 |  | 0 |  | 0 |  | 0 |  | 0 |  | 0 |  | 0
Biomass combustion | - |  | - |  | - |  | - |  | - |  | - |  | - |  | - |  | - |  | -
Instructions and Notes
General: Enter combined data for all like dewatering units. If a passive drying system with no polymers is used (e.g. drying beds), either estimate the energy use (in kWh equivalents/day) or assume zero emissions.
Key
| Input |  |  | 0
| Default from reference values |  |  | 0
| Data used to calculate default (for info only) |  |  | 0
| Process output |  |  | 0
| Input with possible cell reference |  |  | 0
| Calculated result |  |  | 0

## Thermal Drying (hidden)
Thermal Drying | Scenario 1 |  | Scenario 2 |  | Scenario 3 |  | Scenario 4 |  | Scenario 5 |  | Scenario 6 |  | Scenario 7 |  | Scenario 8 |  | Scenario 9 |  | Scenario 10
| Landfill |  | Co-digestion |  | 0 |  | 0 |  | 0 |  | 0 |  |  |  | 0 |  | 0 |  | 0
Unit Processes & Inputs | Inputs & Daily Emissions | Default Input (Optional) | Inputs & Daily Emissions | Default Input (Optional) | Inputs & Daily Emissions | Default Input (Optional) | Inputs & Daily Emissions | Default Input (Optional) | Inputs & Daily Emissions | Default Input (Optional) | Inputs & Daily Emissions | Default Input (Optional) | Inputs & Daily Emissions | Default Input (Optional) | Inputs & Daily Emissions | Default Input (Optional) | Inputs & Daily Emissions | Default Input (Optional) | Inputs & Daily Emissions | Default Input (Optional)
Thermal Drying Input
Quantity of biomass (e.g. solids/sludge) (Mg/day-wet) | 0 |  | 0 |  | 0 |  | 0 |  | 0 |  | 0 |  | 0 |  | 0 |  | 0 |  | 0
Solids content going in to dryer (%) | 7.2% |  | 7.2% |  | 7.2% |  | 7.2% |  | 7.2% |  | 7.2% |  | 7.2% |  | 7.2% |  | 7.2% |  | 7.2%
Solids content coming out of dryer (%) | 0% |  | 0% |  | 0% |  | 0% |  | 0% |  | 0% |  | 0% |  | 0% |  | 0% |  | 0%
Quantity (Mg/day-dry) | 0 |  | 0 |  | 0 |  | 0 |  | 0 |  | 0 |  | 0 |  | 0 |  | 0 |  | 0
Energy Balance
Energy requirements of the drying-evaporating water (BtU/day) |  | 0 |  | 0 |  | 0 |  | 0 |  | 0 |  | 0 |  | 0 |  | 0 |  | 0 |  | 0
Fuel Use
Natural gas use (m3/day) |  | 0 |  | 0 |  | 0 |  | 0 |  | 0 |  | 0 |  | 0 |  | 0 |  | 0 |  | 0
CO2 emissions from natural gas used (Mg/day) | 0 |  | 0 |  | 0 |  | 0 |  | 0 |  | 0 |  | 0 |  | 0 |  | 0 |  | 0
Electricity Use
Electricity requirements of dryer (kWh/day) |  | 0 |  | 0 |  | 0 |  | 0 |  | 0 |  | 0 |  | 0 |  | 0 |  | 0 |  | 0
CO2 emissions from electricity used (Mg/yr) | 0 |  | 0 |  | 0 |  | 0 |  | 0 |  | 0 |  | 0 |  | 0 |  | 0 |  | 0
CO2 equivalents (Mg/year) | 0 |  | 0 |  | 0 |  | 0 |  | 0 |  | 0 |  | 0 |  | 0 |  | 0 |  | 0
Scope 1 | 0 |  | 0 |  | 0 |  | 0 |  | 0 |  | 0 |  | 0 |  | 0 |  | 0 |  | 0
Scope 2 | 0 |  | 0 |  | 0 |  | 0 |  | 0 |  | 0 |  | 0 |  | 0 |  | 0 |  | 0
Scopes 1 & 2 | 0 |  | 0 |  | 0 |  | 0 |  | 0 |  | 0 |  | 0 |  | 0 |  | 0 |  | 0
Scope 3 | 0 |  | 0 |  | 0 |  | 0 |  | 0 |  | 0 |  | 0 |  | 0 |  | 0 |  | 0
Biomass combustion | - |  | - |  | - |  | - |  | - |  | - |  | - |  | - |  | - |  | -
Instructions and Notes
General: Enter data for thermal drying processes (e.g. rotary drum dryers), whether indirectly or directly heated. Enter actual natural gas and electricity use per day, if available.
Key
| Input |  |  | 0
| Default from reference values |  |  | 0
| Data used to calculate default (for info only) |  |  | 0
| Process output |  |  | 0
| Input with possible cell reference |  |  | 0
| Calculated result |  |  | 0

## BioDrying (hidden)
BioDrying | Scenario 1 |  | Scenario 2 |  | Scenario 3 |  | Scenario 4 |  | Scenario 5 |  | Scenario 6 |  | Scenario 7 |  | Scenario 8 |  | Scenario 9 |  | Scenario 10
| Landfill |  | Co-digestion |  | 0 |  | 0 |  | 0 |  | 0 |  |  |  | 0 |  | 0 |  | 0
Unit Processes & Inputs | Inputs & Daily Emissions | Default Input (Optional) | Inputs & Daily Emissions | Default Input (Optional) | Inputs & Daily Emissions | Default Input (Optional) | Inputs & Daily Emissions | Default Input (Optional) | Inputs & Daily Emissions | Default Input (Optional) | Inputs & Daily Emissions | Default Input (Optional) | Inputs & Daily Emissions | Default Input (Optional) | Inputs & Daily Emissions | Default Input (Optional) | Inputs & Daily Emissions | Default Input (Optional) | Inputs & Daily Emissions | Default Input (Optional)
BioDrying Input
Quantity (Mg/day-wet) | 0 |  | 0 |  | 0 |  | 0 |  | 0 |  | 0 |  | 0 |  | 0 |  | 0 |  | 0
Solids content going in to dryer (%) | 7.2% |  | 7.2% |  | 7.2% |  | 7.2% |  | 7.2% |  | 7.2% |  | 7.2% |  | 7.2% |  | 7.2% |  | 7.2%
Solids content coming out of dryer (%) | 0% |  | 0% |  | 0% |  | 0% |  | 0% |  | 0% |  | 0% |  | 0% |  | 0% |  | 0%
Quantity (Mg/day-dry) | 0 |  | 0 |  | 0 |  | 0 |  | 0 |  | 0 |  | 0 |  | 0 |  | 0 |  | 0
Is the BioDrying fueled by heat from pryolysis unit
Fuel Use
Natural gas use (m3/day)
CO2 emissions from natural gas used (Mg/day) | 0 |  | 0 |  | 0 |  | 0 |  | 0 |  | 0 |  | 0 |  | 0 |  | 0 |  | 0
Electricity Use
Electricity requirements of BioDryer for heat (kWh/day) | 0 |  | 0 |  | 0 |  | 0 |  | 0 |  | 0 |  | 0 |  | 0 |  | 0 |  | 0
Electricity requirements of BioDryer for ancillary equipment (kWh/day) | 0 |  | 0 |  | 0 |  | 0 |  | 0 |  | 0 |  | 0 |  | 0 |  | 0 |  | 0
CO2 emissions from electricity used (Mg/day) | 0 |  | 0 |  | 0 |  | 0 |  | 0 |  | 0 |  | 0 |  | 0 |  | 0 |  | 0
CO2 equivalents (Mg/year) | 0 |  | 0 |  | 0 |  | 0 |  | 0 |  | 0 |  | 0 |  | 0 |  | 0 |  | 0
Scope 1 | 0 |  | 0 |  | 0 |  | 0 |  | 0 |  | 0 |  | 0 |  | 0 |  | 0 |  | 0
Scope 2 | 0 |  | 0 |  | 0 |  | 0 |  | 0 |  | 0 |  | 0 |  | 0 |  | 0 |  | 0
Scopes 1 & 2 | 0 |  | 0 |  | 0 |  | 0 |  | 0 |  | 0 |  | 0 |  | 0 |  | 0 |  | 0
Scope 3 | 0 |  | 0 |  | 0 |  | 0 |  | 0 |  | 0 |  | 0 |  | 0 |  | 0 |  | 0
Biomass combustion | - |  | - |  | - |  | - |  | - |  | - |  | - |  | - |  | - |  | -
Instructions and Notes
Key
| Input |  |  | 0
| Default from reference values |  |  | 0
| Data used to calculate default (for info only) |  |  | 0
| Process output |  |  | 0
| Input with possible cell reference |  |  | 0
| Calculated result |  |  | 0

## Alkaline Stabilization (hidden)
Alkaline Stabilization | Scenario 1 |  | Scenario 2 |  | Scenario 3 |  | Scenario 4 |  | Scenario 5 |  | Scenario 6 |  | Scenario 7 |  | Scenario 8 |  | Scenario 9 |  | Scenario 10
| Landfill |  | Co-digestion |  | 0 |  | 0 |  | 0 |  | 0 |  |  |  | 0 |  | 0 |  | 0
Unit Processes & Inputs | Inputs & Daily Emissions | Default Input (Optional) | Inputs & Daily Emissions | Default Input (Optional) | Inputs & Daily Emissions | Default Input (Optional) | Inputs & Daily Emissions | Default Input (Optional) | Inputs & Daily Emissions | Default Input (Optional) | Inputs & Daily Emissions | Default Input (Optional) | Inputs & Daily Emissions | Default Input (Optional) | Inputs & Daily Emissions | Default Input (Optional) | Inputs & Daily Emissions | Default Input (Optional) | Inputs & Daily Emissions | Default Input (Optional)
Alkaline Stabilization Input
Mass of biomass to be stabilized-wet (Mg/day) | 0 |  | 0 |  | 0 |  | 0 |  | 0 |  | 0 |  | 0 |  | 0 |  | 0 |  | 0
Solids content of biomass to be stabilized (%) | 7.2% |  | 7.2% |  | 7.2% |  | 7.2% |  | 7.2% |  | 7.2% |  | 7.2% |  | 7.2% |  | 7.2% |  | 7.2%
Mass of biomass-dry (Mg/day) | 0 |  | 0 |  | 0 |  | 0 |  | 0 |  | 0 |  | 0 |  | 0 |  | 0 |  | 0
Degree of stabilization
Is the lime in biosolids derived from a waste product (e.g. cement kiln dust)? |  | no |  | no |  | no |  | no |  | no |  | no |  | no |  | no |  | no |  | no
Amount of alkaline product added (Mg lime or lime equivalent/day) |  | 0 |  | 0 |  | 0 |  | 0 |  | 0 |  | 0 |  | 0 |  | 0 |  | 0 |  | 0
CO2 emissions equivalents from lime production (Mg/day) | 0 |  | 0 |  | 0 |  | 0 |  | 0 |  | 0 |  | 0 |  | 0 |  | 0 |  | 0
Fuel Use
Fuel use (kg CO₂ eq/day) |  | 0 |  | 0 |  | 0 |  | 0 |  | 0 |  | 0 |  | 0 |  | 0 |  | 0 |  | 0
CO2 emissions from natural gas used (Mg/day) | 0 |  | 0 |  | 0 |  | 0 |  | 0 |  | 0 |  | 0 |  | 0 |  | 0 |  | 0
Electricity Use
Electricity requirements of alkaline stabilization (kWh/day) |  | 0 |  | 0 |  | 0 |  | 0 |  | 0 |  | 0 |  | 0 |  | 0 |  | 0 |  | 0
CO2 emissions from electricity used (Mg/day) | 0 |  | 0 |  | 0 |  | 0 |  | 0 |  | 0 |  | 0 |  | 0 |  | 0 |  | 0
CO2 equivalents (Mg/yr) | 0 |  | 0 |  | 0 |  | 0 |  | 0 |  | 0 |  | 0 |  | 0 |  | 0 |  | 0
Scope 1 | 0 |  | 0 |  | 0 |  | 0 |  | 0 |  | 0 |  | 0 |  | 0 |  | 0 |  | 0
Scope 2 | 0 |  | 0 |  | 0 |  | 0 |  | 0 |  | 0 |  | 0 |  | 0 |  | 0 |  | 0
Scopes 1 & 2 | 0 |  | 0 |  | 0 |  | 0 |  | 0 |  | 0 |  | 0 |  | 0 |  | 0 |  | 0
Scope 3 | 0 |  | 0 |  | 0 |  | 0 |  | 0 |  | 0 |  | 0 |  | 0 |  | 0 |  | 0
Biomass combustion | - |  | - |  | - |  | - |  | - |  | - |  | - |  | - |  | - |  | -
Instructions and Notes
General: Enter data from alkaline stabilization processes, regardless of whether this happens before or after dewatering. Some advanced alkaline stabilization systems may use supplemental heat from natural gas combustion to achieve Class A; if so, enter amount of natural gas used. If electricity is used for supplemental heat for achieving Class A, this is included in the Class A calculation.
Key
| Input |  |  | 0
| Default from reference values |  |  | 0
| Data used to calculate default (for info only) |  |  | 0
| Process output |  |  | 0
| Input with possible cell reference |  |  | 0
| Calculated result |  |  | 0

## Composting (hidden)
Composting | Scenario 1 |  | Scenario 2 |  | Scenario 3 |  | Scenario 4 |  | Scenario 5 |  | Scenario 6 |  | Scenario 7 |  | Scenario 8 |  | Scenario 9 |  | Scenario 10
| Landfill |  | Co-digestion |  | 0 |  | 0 |  | 0 |  | 0 |  |  |  | 0 |  | 0 |  | 0
Unit Processes & Inputs | Inputs & Daily Emissions | Default Input (Optional) | Inputs & Daily Emissions | Default Input (Optional) | Inputs & Daily Emissions | Default Input (Optional) | Inputs & Daily Emissions | Default Input (Optional) | Inputs & Daily Emissions | Default Input (Optional) | Inputs & Daily Emissions | Default Input (Optional) | Inputs & Daily Emissions | Default Input (Optional) | Inputs & Daily Emissions | Default Input (Optional) | Inputs & Daily Emissions | Default Input (Optional) | Inputs & Daily Emissions | Default Input (Optional)
Feedstock Input
Type of composting operation
Quantity of biomass (e.g. sludge/solids) going to composting (Mg/day-wet) | #N/A |  | #N/A |  | #N/A |  | #N/A |  | #N/A |  | #N/A |  | #N/A |  | #N/A |  | #N/A |  | #N/A
Solids content (%) | 7.2% |  | 7.2% |  | 7.2% |  | 7.2% |  | 7.2% |  | 7.2% |  | 7.2% |  | 7.2% |  | 7.2% |  | 7.2%
Quantity of biomass going to composting (Mg/day-dry) | N/A |  | N/A |  | N/A |  | N/A |  | N/A |  | N/A |  | N/A |  | N/A |  | N/A |  | N/A
Biomass density (kg/m³) |  | 950 |  | 950 |  | 950 |  | 950 |  | 950 |  | 950 |  | 950 |  | 950 |  | 950 |  | 950
Volume of biomass going to composting (m³/day) | N/A |  | N/A |  | N/A |  | N/A |  | N/A |  | N/A |  | N/A |  | N/A |  | N/A |  | N/A
Has the biomass been digested prior to composting? | yes | yes |  | yes |  | yes |  | yes |  | yes |  | yes |  | yes |  | yes |  | yes |  | yes
Total nitrogen (%-dry weight) | 2.5% | 5% | 2.5% | 5% | 2.5% | 5% | 2.5% | 5% | 2.5% | 5% | 2.5% | 5% | 2.5% | 5% | 2.5% | 5% | 2.5% | 5% | 2.5% | 5%
Total phosphorus (%-dry weight) | 1.3% | 1.9% | 1.3% | 1.9% | 1.3% | 1.9% | 1.3% | 1.9% | 1.3% | 1.9% | 1.3% | 1.9% | 1.3% | 1.9% | 1.3% | 1.9% | 1.3% | 1.9% | 1.3% | 1.9%
Total volatile solids - TVS (%-dry weight) | 94.39% | 65% | 94.39% | 65% | 94.39% | 65% | 94.39% | 65% | 94.39% | 65% | 94.39% | 65% | 94.39% | 65% | 94.39% | 65% | 94.39% | 65% | 94.39% | 65%
Organic carbon (%-dry weight) | 52.86% | 52.86% | 52.86% | 52.86% | 52.86% | 52.86% | 52.86% | 52.86% | 52.86% | 52.86% | 52.86% | 52.86% | 52.86% | 52.86% | 52.86% | 52.86% | 52.86% | 52.86% | 52.86% | 52.86%
Volumetric ratio of amendment to biomass (m3 amendment:m3 biomass, as is) |  | 3 |  | 3 |  | 3 |  | 3 |  | 3 |  | 3 |  | 3 |  | 3 |  | 3 |  | 3
Amendment grinding on-site? | yes | yes |  | yes |  | yes | yes | yes |  | yes |  | yes |  | yes |  | yes |  | yes |  | yes
Volume of biomass in compost (%) | 100% |  | 100% |  | 100% |  | 100% |  | 100% |  | 100% |  | 100% |  | 100% |  | 100% |  | 100%
Volume of amendment in compost (%) | 0% |  | 0% |  | 0% |  | 0% |  | 0% |  | 0% |  | 0% |  | 0% |  | 0% |  | 0%
Density of amendment (kg/m3)* | 250 | 250 |  | 250 |  | 250 | 250 | 250 |  | 250 |  | 250 |  | 250 |  | 250 |  | 250 |  | 250
Quantity of amendment going to composting (Mg/day-wet) | N/A |  | N/A |  | N/A |  | N/A |  | N/A |  | N/A |  | N/A |  | N/A |  | N/A |  | N/A
Blended Feedstock Characteristics
C:N (ratio) |  | N/A |  | N/A |  | N/A |  | N/A |  | N/A |  | N/A |  | N/A |  | N/A |  | N/A |  | N/A
Solids content (%) |  | N/A |  | N/A |  | N/A |  | N/A |  | N/A |  | N/A |  | N/A |  | N/A |  | N/A |  | N/A
Are active composting piles covered OR is the air from them treated through a biofilter? |  | yes |  | yes |  | yes |  | yes |  | yes |  | yes |  | yes |  | yes |  | yes |  | yes
Fuel Use
Grinding (L-diesel fuel/day) |  | N/A |  | 0 |  | 0 |  | N/A |  | 0 |  | 0 |  | 0 |  | 0 |  | 0 |  | 0
Setting up and breaking down piles (L-diesel fuel/day) |  | N/A |  | N/A |  | N/A |  | N/A |  | N/A |  | N/A |  | N/A |  | N/A |  | N/A |  | N/A
Total fuel use for composting equipment (L-diesel fuel/day) |  | 0 |  | 0 |  | 0 |  | 0 |  | 0 |  | 0 |  | 0 |  | 0 |  | 0 |  | 0
Applying compost to land (L-diesel fuel/day) |  | N/A |  | N/A |  | N/A |  | N/A |  | N/A |  | N/A |  | N/A |  | N/A |  | N/A |  | N/A
CO2 Emissions from Diesel used (Mg/day) | 0 |  | 0 |  | 0 |  | 0 |  | 0 |  | 0 |  | 0 |  | 0 |  | 0 |  | 0
Electricity Use
Electricity requirements of composting system (kWh/day) |  | 0 |  | 0 |  | 0 |  | 0 |  | 0 |  | 0 |  | 0 |  | 0 |  | 0 |  | 0
CO2 Emissions from Electricity used (Mg/day) | 0 |  | 0 |  | 0 |  | 0 |  | 0 |  | 0 |  | 0 |  | 0 |  | 0 |  | 0
Methane Emissions
CH4 emitted from compost pile (Mg/day) | #N/A |  | #N/A |  | #N/A |  | #N/A |  | #N/A |  | #N/A |  | #N/A |  | #N/A |  | #N/A |  | #N/A
CO2 Emissions equivalents from released CH4 (Mg/day) | #N/A |  | #N/A |  | #N/A |  | #N/A |  | #N/A |  | #N/A |  | #N/A |  | #N/A |  | #N/A |  | #N/A
Nitrous Oxide Emissions
N2O emitted from compost pile (Mg/day) | #N/A |  | #N/A |  | #N/A |  | #N/A |  | #N/A |  | #N/A |  | #N/A |  | #N/A |  | #N/A |  | #N/A
CO2 Emissions equivalents from released N2O (Mg/day) | #N/A |  | #N/A |  | #N/A |  | #N/A |  | #N/A |  | #N/A |  | #N/A |  | #N/A |  | #N/A |  | #N/A
Carbon Sequestration
Carbon sequestration as result of land application (Mg CO2/dry Mg biosolids)
From compost applied to soil (Mg CO2/day) | #VALUE! |  | #VALUE! |  | #VALUE! |  | #VALUE! |  | #VALUE! |  | #VALUE! |  | #VALUE! |  | #VALUE! |  | #VALUE! |  | #VALUE!
Fertilizer Off-set Credits
From nitrogen applied to soil (Mg CO2/day) | #VALUE! |  | #VALUE! |  | #VALUE! |  | #VALUE! |  | #VALUE! |  | #VALUE! |  | #VALUE! |  | #VALUE! |  | #VALUE! |  | #VALUE!
From phosphorus applied to soil (Mg CO2/day) | #VALUE! |  | #VALUE! |  | #VALUE! |  | #VALUE! |  | #VALUE! |  | #VALUE! |  | #VALUE! |  | #VALUE! |  | #VALUE! |  | #VALUE!
CO2 equivalents (Mg/year) | #N/A |  | #N/A |  | #N/A |  | #N/A |  | #N/A |  | #N/A |  | #N/A |  | #N/A |  | #N/A |  | #N/A
Scope 1 | #N/A |  | #N/A |  | #N/A |  | #N/A |  | #N/A |  | #N/A |  | #N/A |  | #N/A |  | #N/A |  | #N/A
Scope 2 | 0 |  | 0 |  | 0 |  | 0 |  | 0 |  | 0 |  | 0 |  | 0 |  | 0 |  | 0
Scopes 1 & 2 | #N/A |  | #N/A |  | #N/A |  | #N/A |  | #N/A |  | #N/A |  | #N/A |  | #N/A |  | #N/A |  | #N/A
Scope 3 | #VALUE! |  | #VALUE! |  | #VALUE! |  | #VALUE! |  | #VALUE! |  | #VALUE! |  | #VALUE! |  | #VALUE! |  | #VALUE! |  | #VALUE!
Biomass combustion | - |  | - |  | - |  | - |  | - |  | - |  | - |  | - |  | - |  | -
Instructions and Notes
General: Enter data for all solids that were composted. Whenever possible use data from local measurements.
*Default is for density of sawdust.
Key
| Input |  |  | 0
| Default from reference values |  |  | 0
| Data used to calculate default (for info only) |  |  | 0
| Process output |  |  | 0
| Input with possible cell reference |  |  | 0
| Calculated result |  |  | 0

## Composting (2) (hidden)
Composting 2 | Scenario 1 |  | Scenario 2 |  | Scenario 3 |  | Scenario 4 |  | Scenario 5 |  | Scenario 6 |  | Scenario 7 |  | Scenario 8 |  | Scenario 9 |  | Scenario 10
| Landfill |  | Co-digestion |  | 0 |  | 0 |  | 0 |  | 0 |  |  |  | 0 |  | 0 |  | 0
Unit Processes & Inputs | Inputs & Daily Emissions | Default Input (Optional) | Inputs & Daily Emissions | Default Input (Optional) | Inputs & Daily Emissions | Default Input (Optional) | Inputs & Daily Emissions | Default Input (Optional) | Inputs & Daily Emissions | Default Input (Optional) | Inputs & Daily Emissions | Default Input (Optional) | Inputs & Daily Emissions | Default Input (Optional) | Inputs & Daily Emissions | Default Input (Optional) | Inputs & Daily Emissions | Default Input (Optional) | Inputs & Daily Emissions | Default Input (Optional)
Feedstock Input
Type of composting operation
Quantity of biomass (e.g. sludge/solids) going to composting (Mg/day-wet) | #N/A |  | #N/A |  | #N/A |  | #N/A |  | #N/A |  | #N/A |  | #N/A |  | #N/A |  | #N/A |  | #N/A
Solids content (%) | 7.2% |  | 7.2% |  | 7.2% |  | 7.2% |  | 7.2% |  | 7.2% |  | 7.2% |  | 7.2% |  | 7.2% |  | 7.2%
Quantity of biomass going to composting (Mg/day-dry) | N/A |  | N/A |  | N/A |  | N/A |  | N/A |  | N/A |  | N/A |  | N/A |  | N/A |  | N/A
Biomass density (kg/m³) |  | 950 |  | 950 |  | 950 |  | 950 |  | 950 |  | 950 |  | 950 |  | 950 |  | 950 |  | 950
Volume of biomass going to composting (m³/day) | N/A |  | N/A |  | N/A |  | N/A |  | N/A |  | N/A |  | N/A |  | N/A |  | N/A |  | N/A
Has the biomass been digested prior to composting? |  | yes |  | yes |  | yes |  | yes |  | yes |  | yes |  | yes |  | yes |  | yes |  | yes
Total nitrogen (%-dry weight) | 2.5% | 5% | 2.5% | 5% | 2.5% | 5% | 2.5% | 5% | 2.5% | 5% | 2.5% | 5% | 2.5% | 5% | 2.5% | 5% | 2.5% | 5% | 2.5% | 5%
Total phosphorus (%-dry weight) | 1.3% | 1.9% | 1.3% | 1.9% | 1.3% | 1.9% | 1.3% | 1.9% | 1.3% | 1.9% | 1.3% | 1.9% | 1.3% | 1.9% | 1.3% | 1.9% | 1.3% | 1.9% | 1.3% | 1.9%
Total volatile solids - TVS (%-dry weight) | 94.39% | 65% | 94.39% | 65% | 94.39% | 65% | 94.39% | 65% | 94.39% | 65% | 94.39% | 65% | 94.39% | 65% | 94.39% | 65% | 94.39% | 65% | 94.39% | 65%
Organic carbon (%-dry weight) | 52.86% | 52.86% | 52.86% | 52.86% | 52.86% | 52.86% | 52.86% | 52.86% | 52.86% | 52.86% | 52.86% | 52.86% | 52.86% | 52.86% | 52.86% | 52.86% | 52.86% | 52.86% | 52.86% | 52.86%
Volumetric ratio of amendment to biomass (m3 amendment:m3 biomass, as is) |  | 3 |  | 3 |  | 3 |  | 3 |  | 3 |  | 3 |  | 3 |  | 3 |  | 3 |  | 3
Amendment grinding on-site? |  | yes |  | yes |  | yes |  | yes |  | yes |  | yes |  | yes |  | yes |  | yes |  | yes
Volume of biomass in compost (%) | 100% |  | 100% |  | 100% |  | 100% |  | 100% |  | 100% |  | 100% |  | 100% |  | 100% |  | 100%
Volume of amendment in compost (%) | 0% |  | 0% |  | 0% |  | 0% |  | 0% |  | 0% |  | 0% |  | 0% |  | 0% |  | 0%
Density of amendment (kg/m3)* |  | 250 |  | 250 |  | 250 |  | 250 |  | 250 |  | 250 |  | 250 |  | 250 |  | 250 |  | 250
Quantity of amendment going to composting (Mg/day-wet) | N/A |  | N/A |  | N/A |  | N/A |  | N/A |  | N/A |  | N/A |  | N/A |  | N/A |  | N/A
Blended Feedstock Characteristics
C:N (ratio) |  | N/A |  | N/A |  | N/A |  | N/A |  | N/A |  | N/A |  | N/A |  | N/A |  | N/A |  | N/A
Solids content (%) |  | N/A |  | N/A |  | N/A |  | N/A |  | N/A |  | N/A |  | N/A |  | N/A |  | N/A |  | N/A
Are active composting piles covered AND is the air from them treated through a biofilter? |  | yes |  | yes |  | yes |  | yes |  | yes |  | yes |  | yes |  | yes |  | yes |  | yes
Fuel Use
Grinding (L-diesel fuel/day) |  | 0 |  | 0 |  | 0 |  | 0 |  | 0 |  | 0 |  | 0 |  | 0 |  | 0 |  | 0
Setting up and breaking down piles (L-diesel fuel/day) |  | N/A |  | N/A |  | N/A |  | N/A |  | N/A |  | N/A |  | N/A |  | N/A |  | N/A |  | N/A
Total fuel use for composting equipment (L-diesel fuel/day) |  | 0 |  | 0 |  | 0 |  | 0 |  | 0 |  | 0 |  | 0 |  | 0 |  | 0 |  | 0
Applying compost to land (L-diesel fuel/day) |  | N/A |  | N/A |  | N/A |  | N/A |  | N/A |  | N/A |  | N/A |  | N/A |  | N/A |  | N/A
CO2 Emissions from Diesel used (Mg/day) | 0 |  | 0 |  | 0 |  | 0 |  | 0 |  | 0 |  | 0 |  | 0 |  | 0 |  | 0
Electricity Use
Electricity requirements of composting system (kWh/day) |  | 0 |  | 0 |  | 0 |  | 0 |  | 0 |  | 0 |  | 0 |  | 0 |  | 0 |  | 0
CO2 Emissions from Electricity used (Mg/day) | 0 |  | 0 |  | 0 |  | 0 |  | 0 |  | 0 |  | 0 |  | 0 |  | 0 |  | 0
Methane Emissions
CH4 emitted from compost pile (Mg/day) | #N/A |  | #N/A |  | #N/A |  | #N/A |  | #N/A |  | #N/A |  | #N/A |  | #N/A |  | #N/A |  | #N/A
CO2 Emissions equivalents from released CH4 (Mg/day) | #N/A |  | #N/A |  | #N/A |  | #N/A |  | #N/A |  | #N/A |  | #N/A |  | #N/A |  | #N/A |  | #N/A
Nitrous Oxide Emissions
N2O emitted from compost pile (Mg/day) | #N/A |  | #N/A |  | #N/A |  | #N/A |  | #N/A |  | #N/A |  | #N/A |  | #N/A |  | #N/A |  | #N/A
CO2 Emissions equivalents from released N2O (Mg/day) | #N/A |  | #N/A |  | #N/A |  | #N/A |  | #N/A |  | #N/A |  | #N/A |  | #N/A |  | #N/A |  | #N/A
Carbon Sequestration
Carbon sequestration as result of land application (Mg CO2/dry Mg biosolids)
From compost applied to soil (Mg CO2/day) | #VALUE! |  | #VALUE! |  | #VALUE! |  | #VALUE! |  | #VALUE! |  | #VALUE! |  | #VALUE! |  | #VALUE! |  | #VALUE! |  | #VALUE!
Fertilizer Off-set Credits
From nitrogen applied to soil (Mg CO2/day) | #VALUE! |  | #VALUE! |  | #VALUE! |  | #VALUE! |  | #VALUE! |  | #VALUE! |  | #VALUE! |  | #VALUE! |  | #VALUE! |  | #VALUE!
From phosphorus applied to soil (Mg CO2/day) | #VALUE! |  | #VALUE! |  | #VALUE! |  | #VALUE! |  | #VALUE! |  | #VALUE! |  | #VALUE! |  | #VALUE! |  | #VALUE! |  | #VALUE!
CO2 equivalents (Mg/year) | #N/A |  | #N/A |  | #N/A |  | #N/A |  | #N/A |  | #N/A |  | #N/A |  | #N/A |  | #N/A |  | #N/A
Scope 1 | #N/A |  | #N/A |  | #N/A |  | #N/A |  | #N/A |  | #N/A |  | #N/A |  | #N/A |  | #N/A |  | #N/A
Scope 2 | 0 |  | 0 |  | 0 |  | 0 |  | 0 |  | 0 |  | 0 |  | 0 |  | 0 |  | 0
Scopes 1 & 2 | #N/A |  | #N/A |  | #N/A |  | #N/A |  | #N/A |  | #N/A |  | #N/A |  | #N/A |  | #N/A |  | #N/A
Scope 3 | #VALUE! |  | #VALUE! |  | #VALUE! |  | #VALUE! |  | #VALUE! |  | #VALUE! |  | #VALUE! |  | #VALUE! |  | #VALUE! |  | #VALUE!
Biomass combustion | - |  | - |  | - |  | - |  | - |  | - |  | - |  | - |  | - |  | -
Instructions and Notes
General: Enter data for all solids that were composted. Whenever possible use data from local measurements.
*Default is for density of sawdust.
Key
| Input |  |  | 0
| Default from reference values |  |  | 0
| Data used to calculate default (for info only) |  |  | 0
| Process output |  |  | 0
| Input with possible cell reference |  |  | 0
| Calculated result |  |  | 0

## Landfill Disposal Typical
[27 empty] | Scenario 1 | 37585.0968 | wet tons to landfill | 34106.2585 | Mg -wet | Scenario 2 |  | wet tons to landfill | 0 | Mg -wet | Scenario 3 |  | wet tons to landfill | 0 | Mg -wet |  |  | Scenario 4 |  | wet tons to landfill | 0 | Mg -wet | Scenario 5 |  | wet tons to landfill | 0 | Mg -wet | Scenario 6 |  | wet tons to landfill | 0 | Mg -wet | Scenario 7 |  | wet tons to landfill | 0 | Mg -wet | Scenario 8 |  | wet tons to landfill | 0 | Mg -wet | Scenario 9 |  | wet tons to landfill | 0 | Mg -wet | Scenario 10 |  | wet tons to landfill | 0 | Mg -wet
[24 empty] | Typical | [5 empty] | 0.19878 | ratio |  |  |  | #VALUE! | ratio |  |  |  | #VALUE! | ratio | [5 empty] | #VALUE! | ratio |  |  |  | #VALUE! | ratio |  |  |  | #VALUE! | ratio |  |  |  | #VALUE! | ratio |  |  |  | #VALUE! | ratio |  |  |  | #VALUE! | ratio |  |  |  | #VALUE! | ratio
Worst-case
[24 empty] | Aggressive |  |  | Tons remaining after | 3 | years: | 54.1343 | 45.87% | Tons remaining after | 3 | years: | #VALUE! | #VALUE! | Tons remaining after | 3 | years: | #VALUE! | #VALUE! |  | lost | Tons remaining after | 3 | years: | #VALUE! | #VALUE! | Tons remaining after | 3 | years: | #VALUE! | #VALUE! | Tons remaining after | 3 | years: | #VALUE! | #VALUE! | Tons remaining after | 3 | years: | #VALUE! | #VALUE! | Tons remaining after | 3 | years: | #VALUE! | #VALUE! | Tons remaining after | 3 | years: | #VALUE! | #VALUE! | Tons remaining after | 3 | years: | #VALUE! | #VALUE!
[24 empty] | CA regulatory |  |  | Tons decayed after | 3 | years: | 45.8657 |  | Tons decayed after | 3 | years: | #VALUE! |  | Tons decayed after | 3 | years: | #VALUE! |  |  | #VALUE! | Tons decayed after | 3 | years: | #VALUE! |  | Tons decayed after | 3 | years: | #VALUE! |  | Tons decayed after | 3 | years: | #VALUE! |  | Tons decayed after | 3 | years: | #VALUE! |  | Tons decayed after | 3 | years: | #VALUE! |  | Tons decayed after | 3 | years: | #VALUE! |  | Tons decayed after | 3 | years: | #VALUE!
[27 empty] | Tons decayed in year 3: |  |  | 12.2882 |  | Tons decayed in year 3: |  |  | #VALUE! |  | Tons decayed in year 3: |  |  | #VALUE! |  |  | #VALUE! | Tons decayed in year 3: |  |  | #VALUE! |  | Tons decayed in year 3: |  |  | #VALUE! |  | Tons decayed in year 3: |  |  | #VALUE! |  | Tons decayed in year 3: |  |  | #VALUE! |  | Tons decayed in year 3: |  |  | #VALUE! |  | Tons decayed in year 3: |  |  | #VALUE! |  | Tons decayed in year 3: |  |  | #VALUE!
[23 empty] | WARM is | 0.36 | for California regulatory for Food Waste |  | 100 | to % conversion |  |  |  | 100 | to % conversion |  |  |  | 100 | to % conversion |  |  |  |  | #VALUE! | 100 | to % conversion |  |  |  | 100 | to % conversion |  |  |  | 100 | to % conversion |  |  |  | 100 | to % conversion |  |  |  | 100 | to % conversion |  |  |  | 100 | to % conversion |  |  |  | 100 | to % conversion
[29 empty] | Inputs | tons |  |  |  | Inputs | tons |  |  |  | Inputs | tons |  |  | #VALUE! |  |  | Inputs | tons |  |  |  | Inputs | tons |  |  |  | Inputs | tons |  |  |  | Inputs | tons |  |  |  | Inputs | tons |  |  |  | Inputs | tons |  |  |  | Inputs | tons
Landfill Disposal - Typical | Scenario 1 |  | Scenario 2 |  | Scenario 3 |  | Scenario 4 |  | Scenario 5 |  | Scenario 6 |  | Scenario 7 |  | Scenario 8 |  | Scenario 9 |  | Scenario 10 |  |  |  |  | WARM "Typical" scenario |  |  |  | Dry Organic Matter | 100 |  |  |  | Dry Organic Matter | 100 |  |  |  | Dry Organic Matter | 100 |  |  | sum of lost methane | #VALUE! |  | Dry Organic Matter | 100 |  |  |  | Dry Organic Matter | 100 |  |  |  | Dry Organic Matter | 100 |  |  |  | Dry Organic Matter | 100 |  |  |  | Dry Organic Matter | 100 |  |  |  | Dry Organic Matter | 100 |  |  |  | Dry Organic Matter | 100
| Landfill |  | Co-digestion |  | 0 |  | 0 |  | 0 |  | 0 |  |  |  | 0 |  | 0 |  | 0 |  |  |  |  | captured | Years after landfilling | lost |  | Decay Rate (k rate) | 0.185 |  |  |  | Decay Rate (k rate) | N/A |  |  |  | Decay Rate (k rate) | N/A |  |  | capture | #VALUE! |  | Decay Rate (k rate) | N/A |  |  |  | Decay Rate (k rate) | N/A |  |  |  | Decay Rate (k rate) | N/A |  |  |  | Decay Rate (k rate) | N/A |  |  |  | Decay Rate (k rate) | N/A |  |  |  | Decay Rate (k rate) | N/A |  |  |  | Decay Rate (k rate) | N/A
Unit Processes & Inputs | Inputs & Daily Emissions | Default Input (Optional) | Inputs & Daily Emissions | Default Input (Optional) | Inputs & Daily Emissions | Default Input (Optional) | Inputs & Daily Emissions | Default Input (Optional) | Inputs & Daily Emissions | Default Input (Optional) | Inputs & Daily Emissions | Default Input (Optional) | Inputs & Daily Emissions | Default Input (Optional) | Inputs & Daily Emissions | Default Input (Optional) | Inputs & Daily Emissions | Default Input (Optional) | Inputs & Daily Emissions | Default Input (Optional) |  | Typical |  | 0% | 0-1 | 100% |  | Elapsed Years | Amount Remaining (Tons) | Amount Degraded (Tons) |  |  | Elapsed Years | Amount Remaining (Tons) | Amount Degraded (Tons) |  |  | Elapsed Years | Amount Remaining (Tons) | Amount Degraded (Tons) |  |  |  |  | Elapsed Years | Amount Remaining (Tons) | Amount Degraded (Tons) |  |  | Elapsed Years | Amount Remaining (Tons) | Amount Degraded (Tons) |  |  | Elapsed Years | Amount Remaining (Tons) | Amount Degraded (Tons) |  |  | Elapsed Years | Amount Remaining (Tons) | Amount Degraded (Tons) |  |  | Elapsed Years | Amount Remaining (Tons) | Amount Degraded (Tons) |  |  | Elapsed Years | Amount Remaining (Tons) | Amount Degraded (Tons) |  |  | Elapsed Years | Amount Remaining (Tons) | Amount Degraded (Tons)
Biomass Characteristics Input | [21 empty] | lost |  | 50% | 2-4 | 50% | 0 | 1 | 81.5 | 18.5 | 18.5% |  | 1 | #VALUE! | #VALUE! | #VALUE! |  | 1 | #VALUE! | #VALUE! | #VALUE! |  |  |  | 1 | #VALUE! | #VALUE! | #VALUE! |  | 1 | #VALUE! | #VALUE! | #VALUE! |  | 1 | #VALUE! | #VALUE! | #VALUE! |  | 1 | #VALUE! | #VALUE! | #VALUE! |  | 1 | #VALUE! | #VALUE! | #VALUE! |  | 1 | #VALUE! | #VALUE! | #VALUE! |  | 1 | #VALUE! | #VALUE! | #VALUE!
Quantity going to landfill (Mg/day-wet) | 93.4418 |  | 0 |  | 0 |  | 0 |  | 0 |  | 0 |  | 0 |  | 0 |  | 0 |  | 0 |  |  | 33.58% |  | 75% | 5-14 | 25% | 1 | 2 | 66.4225 | 15.0775 | 15.08% |  | 2 | #VALUE! | #VALUE! | #VALUE! |  | 2 | #VALUE! | #VALUE! | #VALUE! |  |  |  | 2 | #VALUE! | #VALUE! | #VALUE! |  | 2 | #VALUE! | #VALUE! | #VALUE! |  | 2 | #VALUE! | #VALUE! | #VALUE! |  | 2 | #VALUE! | #VALUE! | #VALUE! |  | 2 | #VALUE! | #VALUE! | #VALUE! |  | 2 | #VALUE! | #VALUE! | #VALUE! |  | 2 | #VALUE! | #VALUE! | #VALUE!
Solids content (%) | 7.2% |  | 7.2% |  | 7.2% |  | 7.2% |  | 7.2% |  | 7.2% |  | 7.2% |  | 7.2% |  | 7.2% |  | 7.2% |  |  | 11.15% |  | 90% | after capping | 10% | 2 | 3 | 54.1343 | 12.2882 | 12.29% |  | 3 | #VALUE! | #VALUE! | #VALUE! |  | 3 | #VALUE! | #VALUE! | #VALUE! |  |  |  | 3 | #VALUE! | #VALUE! | #VALUE! |  | 3 | #VALUE! | #VALUE! | #VALUE! |  | 3 | #VALUE! | #VALUE! | #VALUE! |  | 3 | #VALUE! | #VALUE! | #VALUE! |  | 3 | #VALUE! | #VALUE! | #VALUE! |  | 3 | #VALUE! | #VALUE! | #VALUE! |  | 3 | #VALUE! | #VALUE! | #VALUE!
Quantity going to landfill (Mg/day-dry) | 6.7278 |  | 0 |  | 0 |  | 0 |  | 0 |  | 0 |  | 0 |  | 0 |  | 0 |  | 0 |  |  | 9.604% |  |  |  |  | 3 | 4 | 44.1195 | 10.0149 | 10.01% |  | 4 | #VALUE! | #VALUE! | #VALUE! |  | 4 | #VALUE! | #VALUE! | #VALUE! |  |  |  | 4 | #VALUE! | #VALUE! | #VALUE! |  | 4 | #VALUE! | #VALUE! | #VALUE! |  | 4 | #VALUE! | #VALUE! | #VALUE! |  | 4 | #VALUE! | #VALUE! | #VALUE! |  | 4 | #VALUE! | #VALUE! | #VALUE! |  | 4 | #VALUE! | #VALUE! | #VALUE! |  | 4 | #VALUE! | #VALUE! | #VALUE!
Has the biomass (e.g. sludge/solids) been digested prior to disposal? | no | [20 empty] | 0.5488% |  |  |  |  | 4 | 5 | 35.9574 | 8.1621 | 8.162% |  | 5 | #VALUE! | #VALUE! | #VALUE! |  | 5 | #VALUE! | #VALUE! | #VALUE! |  |  |  | 5 | #VALUE! | #VALUE! | #VALUE! |  | 5 | #VALUE! | #VALUE! | #VALUE! |  | 5 | #VALUE! | #VALUE! | #VALUE! |  | 5 | #VALUE! | #VALUE! | #VALUE! |  | 5 | #VALUE! | #VALUE! | #VALUE! |  | 5 | #VALUE! | #VALUE! | #VALUE! |  | 5 | #VALUE! | #VALUE! | #VALUE!
Total nitrogen (%-dry weight) | 2.5% | 4% | 2.5% | 5% | 2.5% | 5% | 2.5% | 5% | 2.5% | 5% | 2.5% | 5% | 2.5% | 5% | 2.5% | 5% | 2.5% | 5% | 2.5% | 5% | sum of lost methane | 54.88% |  |  |  |  | 5 | 6 | 29.3053 | 6.6521 | 6.652% |  | 6 | #VALUE! | #VALUE! | #VALUE! |  | 6 | #VALUE! | #VALUE! | #VALUE! |  |  |  | 6 | #VALUE! | #VALUE! | #VALUE! |  | 6 | #VALUE! | #VALUE! | #VALUE! |  | 6 | #VALUE! | #VALUE! | #VALUE! |  | 6 | #VALUE! | #VALUE! | #VALUE! |  | 6 | #VALUE! | #VALUE! | #VALUE! |  | 6 | #VALUE! | #VALUE! | #VALUE! |  | 6 | #VALUE! | #VALUE! | #VALUE!
Total volatile solids (TVS) of solids going to landfill (%-dry weight) | 94.39% | 78% | 94.39% | 65% | 94.39% | 65% | 94.39% | 65% | 94.39% | 65% | 94.39% | 65% | 94.39% | 65% | 94.39% | 65% | 94.39% | 65% | 94.39% | 65% | capture | 45.12% |  |  |  |  | 6 | 7 | 23.8838 | 5.4215 | 5.421% |  | 7 | #VALUE! | #VALUE! | #VALUE! |  | 7 | #VALUE! | #VALUE! | #VALUE! |  |  |  | 7 | #VALUE! | #VALUE! | #VALUE! |  | 7 | #VALUE! | #VALUE! | #VALUE! |  | 7 | #VALUE! | #VALUE! | #VALUE! |  | 7 | #VALUE! | #VALUE! | #VALUE! |  | 7 | #VALUE! | #VALUE! | #VALUE! |  | 7 | #VALUE! | #VALUE! | #VALUE! |  | 7 | #VALUE! | #VALUE! | #VALUE!
Organic carbon in solids going to landfill (%-dry weight) | 52.86% | 52.86% | 52.86% | 52.86% | 52.86% | 52.86% | 52.86% | 52.86% | 52.86% | 52.86% | 52.86% | 52.86% | 52.86% | 52.86% | 52.86% | 52.86% | 52.86% | 52.86% | 52.86% | 52.86% | [6 empty] | 7 | 8 | 19.4653 | 4.4185 | 4.419% |  | 8 | #VALUE! | #VALUE! | #VALUE! |  | 8 | #VALUE! | #VALUE! | #VALUE! |  |  |  | 8 | #VALUE! | #VALUE! | #VALUE! |  | 8 | #VALUE! | #VALUE! | #VALUE! |  | 8 | #VALUE! | #VALUE! | #VALUE! |  | 8 | #VALUE! | #VALUE! | #VALUE! |  | 8 | #VALUE! | #VALUE! | #VALUE! |  | 8 | #VALUE! | #VALUE! | #VALUE! |  | 8 | #VALUE! | #VALUE! | #VALUE!
Organic carbon (Mg/day-dry weight) | 3.5561 |  | 0 |  | 0 |  | 0 |  | 0 |  | 0 |  | 0 |  | 0 |  | 0 |  | 0 | [7 empty] | 8 | 9 | 15.8642 | 3.6011 | 3.601% |  | 9 | #VALUE! | #VALUE! | #VALUE! |  | 9 | #VALUE! | #VALUE! | #VALUE! |  |  |  | 9 | #VALUE! | #VALUE! | #VALUE! |  | 9 | #VALUE! | #VALUE! | #VALUE! |  | 9 | #VALUE! | #VALUE! | #VALUE! |  | 9 | #VALUE! | #VALUE! | #VALUE! |  | 9 | #VALUE! | #VALUE! | #VALUE! |  | 9 | #VALUE! | #VALUE! | #VALUE! |  | 9 | #VALUE! | #VALUE! | #VALUE!
Methane correction factor for landfill (DOCf that will decompose in landfill) | 1 | 1 |  | 1 |  | 1 |  | 1 |  | 1 |  | 1 |  | 1 |  | 1 |  | 1 |  | 1 | [6 empty] | 9 | 10 | 12.9293 | 2.9349 | 2.935% |  | 10 | #VALUE! | #VALUE! | #VALUE! |  | 10 | #VALUE! | #VALUE! | #VALUE! |  |  |  | 10 | #VALUE! | #VALUE! | #VALUE! |  | 10 | #VALUE! | #VALUE! | #VALUE! |  | 10 | #VALUE! | #VALUE! | #VALUE! |  | 10 | #VALUE! | #VALUE! | #VALUE! |  | 10 | #VALUE! | #VALUE! | #VALUE! |  | 10 | #VALUE! | #VALUE! | #VALUE! |  | 10 | #VALUE! | #VALUE! | #VALUE!
Quality of soil cover at landfill (high = good organic matter content, supports vegetation well) | low | low |  | low |  | low |  | low |  | low |  | low |  | low |  | low |  | low |  | low | [6 empty] | 10 | 11 | 10.5374 | 2.3919 | 2.392% |  | 11 | #VALUE! | #VALUE! | #VALUE! |  | 11 | #VALUE! | #VALUE! | #VALUE! |  |  |  | 11 | #VALUE! | #VALUE! | #VALUE! |  | 11 | #VALUE! | #VALUE! | #VALUE! |  | 11 | #VALUE! | #VALUE! | #VALUE! |  | 11 | #VALUE! | #VALUE! | #VALUE! |  | 11 | #VALUE! | #VALUE! | #VALUE! |  | 11 | #VALUE! | #VALUE! | #VALUE! |  | 11 | #VALUE! | #VALUE! | #VALUE!
Oxidation of methane by soil cover - applies three years after placement of wastewater solids in landfill | 10% |  | 25% |  | 25% |  | 25% |  | 25% |  | 25% |  | 25% |  | 25% |  | 25% |  | 25% | [7 empty] | 11 | 12 | 8.588 | 1.9494 | 1.949% |  | 12 | #VALUE! | #VALUE! | #VALUE! |  | 12 | #VALUE! | #VALUE! | #VALUE! |  |  |  | 12 | #VALUE! | #VALUE! | #VALUE! |  | 12 | #VALUE! | #VALUE! | #VALUE! |  | 12 | #VALUE! | #VALUE! | #VALUE! |  | 12 | #VALUE! | #VALUE! | #VALUE! |  | 12 | #VALUE! | #VALUE! | #VALUE! |  | 12 | #VALUE! | #VALUE! | #VALUE! |  | 12 | #VALUE! | #VALUE! | #VALUE!
Methane captured at landfill and flared, combusted or otherwise used - after capping | 90% |  | 90% |  | 90% |  | 90% |  | 90% |  | 90% |  | 90% |  | 90% |  | 90% |  | 90% | [7 empty] | 12 | 13 | 6.9992 | 1.5888 | 1.589% |  | 13 | #VALUE! | #VALUE! | #VALUE! |  | 13 | #VALUE! | #VALUE! | #VALUE! |  |  |  | 13 | #VALUE! | #VALUE! | #VALUE! |  | 13 | #VALUE! | #VALUE! | #VALUE! |  | 13 | #VALUE! | #VALUE! | #VALUE! |  | 13 | #VALUE! | #VALUE! | #VALUE! |  | 13 | #VALUE! | #VALUE! | #VALUE! |  | 13 | #VALUE! | #VALUE! | #VALUE! |  | 13 | #VALUE! | #VALUE! | #VALUE!
Percent of captured methane used to generate electricity | 50% | 50% |  | 50% |  | 50% |  | 50% |  | 50% |  | 50% |  | 50% |  | 50% |  | 50% |  | 50% | [6 empty] | 13 | 14 | 5.7044 | 1.2949 | 1.295% |  | 14 | #VALUE! | #VALUE! | #VALUE! |  | 14 | #VALUE! | #VALUE! | #VALUE! |  |  |  | 14 | #VALUE! | #VALUE! | #VALUE! |  | 14 | #VALUE! | #VALUE! | #VALUE! |  | 14 | #VALUE! | #VALUE! | #VALUE! |  | 14 | #VALUE! | #VALUE! | #VALUE! |  | 14 | #VALUE! | #VALUE! | #VALUE! |  | 14 | #VALUE! | #VALUE! | #VALUE! |  | 14 | #VALUE! | #VALUE! | #VALUE!
Level of Digestion/Processing | Undigested/Raw | [25 empty] | 14 | 15 | 4.649 | 1.0553 | 1.055% |  | 15 | #VALUE! | #VALUE! | #VALUE! |  | 15 | #VALUE! | #VALUE! | #VALUE! |  |  |  | 15 | #VALUE! | #VALUE! | #VALUE! |  | 15 | #VALUE! | #VALUE! | #VALUE! |  | 15 | #VALUE! | #VALUE! | #VALUE! |  | 15 | #VALUE! | #VALUE! | #VALUE! |  | 15 | #VALUE! | #VALUE! | #VALUE! |  | 15 | #VALUE! | #VALUE! | #VALUE! |  | 15 | #VALUE! | #VALUE! | #VALUE!
DOCf - fraction of degradable organic carbon that can decompose | 80% |  | N/A |  | N/A |  | N/A |  | N/A |  | N/A |  | N/A |  | N/A |  | N/A |  | N/A | [7 empty] | 15 | 16 | 3.789 | 0.86007 | 0.8601% |  | 16 | #VALUE! | #VALUE! | #VALUE! |  | 16 | #VALUE! | #VALUE! | #VALUE! |  |  |  | 16 | #VALUE! | #VALUE! | #VALUE! |  | 16 | #VALUE! | #VALUE! | #VALUE! |  | 16 | #VALUE! | #VALUE! | #VALUE! |  | 16 | #VALUE! | #VALUE! | #VALUE! |  | 16 | #VALUE! | #VALUE! | #VALUE! |  | 16 | #VALUE! | #VALUE! | #VALUE! |  | 16 | #VALUE! | #VALUE! | #VALUE!
Landfill climate zone (see Reference sheet cells A171:A175 for climate criteria) | cool wet | [25 empty] | 16 | 17 | 3.088 | 0.70096 | 0.701% |  | 17 | #VALUE! | #VALUE! | #VALUE! |  | 17 | #VALUE! | #VALUE! | #VALUE! |  |  |  | 17 | #VALUE! | #VALUE! | #VALUE! |  | 17 | #VALUE! | #VALUE! | #VALUE! |  | 17 | #VALUE! | #VALUE! | #VALUE! |  | 17 | #VALUE! | #VALUE! | #VALUE! |  | 17 | #VALUE! | #VALUE! | #VALUE! |  | 17 | #VALUE! | #VALUE! | #VALUE! |  | 17 | #VALUE! | #VALUE! | #VALUE!
K-decay rate | 0.185 |  | N/A |  | N/A |  | N/A |  | N/A |  | N/A |  | N/A |  | N/A |  | N/A |  | N/A | [7 empty] | 17 | 18 | 2.5167 | 0.57128 | 0.5713% |  | 18 | #VALUE! | #VALUE! | #VALUE! |  | 18 | #VALUE! | #VALUE! | #VALUE! |  |  |  | 18 | #VALUE! | #VALUE! | #VALUE! |  | 18 | #VALUE! | #VALUE! | #VALUE! |  | 18 | #VALUE! | #VALUE! | #VALUE! |  | 18 | #VALUE! | #VALUE! | #VALUE! |  | 18 | #VALUE! | #VALUE! | #VALUE! |  | 18 | #VALUE! | #VALUE! | #VALUE! |  | 18 | #VALUE! | #VALUE! | #VALUE!
[27 empty] | 18 | 19 | 2.0511 | 0.4656 | 0.4656% |  | 19 | #VALUE! | #VALUE! | #VALUE! |  | 19 | #VALUE! | #VALUE! | #VALUE! |  |  |  | 19 | #VALUE! | #VALUE! | #VALUE! |  | 19 | #VALUE! | #VALUE! | #VALUE! |  | 19 | #VALUE! | #VALUE! | #VALUE! |  | 19 | #VALUE! | #VALUE! | #VALUE! |  | 19 | #VALUE! | #VALUE! | #VALUE! |  | 19 | #VALUE! | #VALUE! | #VALUE! |  | 19 | #VALUE! | #VALUE! | #VALUE!
Methane Emissions | [26 empty] | 19 | 20 | 1.6717 | 0.37946 | 0.3795% |  | 20 | #VALUE! | #VALUE! | #VALUE! |  | 20 | #VALUE! | #VALUE! | #VALUE! |  |  |  | 20 | #VALUE! | #VALUE! | #VALUE! |  | 20 | #VALUE! | #VALUE! | #VALUE! |  | 20 | #VALUE! | #VALUE! | #VALUE! |  | 20 | #VALUE! | #VALUE! | #VALUE! |  | 20 | #VALUE! | #VALUE! | #VALUE! |  | 20 | #VALUE! | #VALUE! | #VALUE! |  | 20 | #VALUE! | #VALUE! | #VALUE!
CH4 released from first two years after landfilling (Mg/day) | 0.47762 |  | N/A |  | N/A |  | N/A |  | N/A |  | N/A |  | N/A |  | N/A |  | N/A |  | N/A | [7 empty] | 20 | 21 | 1.3624 | 0.30926 | 0.3093% |  | 21 | #VALUE! | #VALUE! | #VALUE! |  | 21 | #VALUE! | #VALUE! | #VALUE! |  |  |  | 21 | #VALUE! | #VALUE! | #VALUE! |  | 21 | #VALUE! | #VALUE! | #VALUE! |  | 21 | #VALUE! | #VALUE! | #VALUE! |  | 21 | #VALUE! | #VALUE! | #VALUE! |  | 21 | #VALUE! | #VALUE! | #VALUE! |  | 21 | #VALUE! | #VALUE! | #VALUE! |  | 21 | #VALUE! | #VALUE! | #VALUE!
CH4 released from years 2-4 after landfilling (Mg/day) | 0.21667 |  | N/A |  | N/A |  | N/A |  | N/A |  | N/A |  | N/A |  | N/A |  | N/A |  | N/A | [7 empty] | 21 | 22 | 1.1104 | 0.25205 | 0.252% |  | 22 | #VALUE! | #VALUE! | #VALUE! |  | 22 | #VALUE! | #VALUE! | #VALUE! |  |  |  | 22 | #VALUE! | #VALUE! | #VALUE! |  | 22 | #VALUE! | #VALUE! | #VALUE! |  | 22 | #VALUE! | #VALUE! | #VALUE! |  | 22 | #VALUE! | #VALUE! | #VALUE! |  | 22 | #VALUE! | #VALUE! | #VALUE! |  | 22 | #VALUE! | #VALUE! | #VALUE! |  | 22 | #VALUE! | #VALUE! | #VALUE!
CH4 released from years 5-14 after landfilling (Mg/day) | 0.11134 |  | N/A |  | N/A |  | N/A |  | N/A |  | N/A |  | N/A |  | N/A |  | N/A |  | N/A | [7 empty] | 22 | 23 | 0.90495 | 0.20542 | 0.2054% |  | 23 | #VALUE! | #VALUE! | #VALUE! |  | 23 | #VALUE! | #VALUE! | #VALUE! |  |  |  | 23 | #VALUE! | #VALUE! | #VALUE! |  | 23 | #VALUE! | #VALUE! | #VALUE! |  | 23 | #VALUE! | #VALUE! | #VALUE! |  | 23 | #VALUE! | #VALUE! | #VALUE! |  | 23 | #VALUE! | #VALUE! | #VALUE! |  | 23 | #VALUE! | #VALUE! | #VALUE! |  | 23 | #VALUE! | #VALUE! | #VALUE!
CH4 released after capping (Mg/day) | 0.0005675 |  | N/A |  | N/A |  | N/A |  | N/A |  | N/A |  | N/A |  | N/A |  | N/A |  | N/A | [7 empty] | 23 | 24 | 0.73753 | 0.16742 | 0.1674% |  | 24 | #VALUE! | #VALUE! | #VALUE! |  | 24 | #VALUE! | #VALUE! | #VALUE! |  |  |  | 24 | #VALUE! | #VALUE! | #VALUE! |  | 24 | #VALUE! | #VALUE! | #VALUE! |  | 24 | #VALUE! | #VALUE! | #VALUE! |  | 24 | #VALUE! | #VALUE! | #VALUE! |  | 24 | #VALUE! | #VALUE! | #VALUE! |  | 24 | #VALUE! | #VALUE! | #VALUE! |  | 24 | #VALUE! | #VALUE! | #VALUE!
Fugitive CH4 from combusted CH4 (Mg/day) | 0.0060743 |  | N/A |  | N/A |  | N/A |  | N/A |  | N/A |  | N/A |  | N/A |  | N/A |  | N/A | [7 empty] | 24 | 25 | 0.60109 | 0.13644 | 0.1364% |  | 25 | #VALUE! | #VALUE! | #VALUE! |  | 25 | #VALUE! | #VALUE! | #VALUE! |  |  |  | 25 | #VALUE! | #VALUE! | #VALUE! |  | 25 | #VALUE! | #VALUE! | #VALUE! |  | 25 | #VALUE! | #VALUE! | #VALUE! |  | 25 | #VALUE! | #VALUE! | #VALUE! |  | 25 | #VALUE! | #VALUE! | #VALUE! |  | 25 | #VALUE! | #VALUE! | #VALUE! |  | 25 | #VALUE! | #VALUE! | #VALUE!
CO2 Emissions equivalents from released CH4 (Mg/day) | 20.3067 |  | 0 |  | 0 |  | 0 |  | 0 |  | 0 |  | 0 |  | 0 |  | 0 |  | 0 | [7 empty] | 25 | 26 | 0.48989 | 0.1112 | 0.1112% |  | 26 | #VALUE! | #VALUE! | #VALUE! |  | 26 | #VALUE! | #VALUE! | #VALUE! |  |  |  | 26 | #VALUE! | #VALUE! | #VALUE! |  | 26 | #VALUE! | #VALUE! | #VALUE! |  | 26 | #VALUE! | #VALUE! | #VALUE! |  | 26 | #VALUE! | #VALUE! | #VALUE! |  | 26 | #VALUE! | #VALUE! | #VALUE! |  | 26 | #VALUE! | #VALUE! | #VALUE! |  | 26 | #VALUE! | #VALUE! | #VALUE!
[24 empty] | 1 | for use in formula |  | 26 | 27 | 0.39926 | 0.090629 | 0.09063% |  | 27 | #VALUE! | #VALUE! | #VALUE! |  | 27 | #VALUE! | #VALUE! | #VALUE! |  |  |  | 27 | #VALUE! | #VALUE! | #VALUE! |  | 27 | #VALUE! | #VALUE! | #VALUE! |  | 27 | #VALUE! | #VALUE! | #VALUE! |  | 27 | #VALUE! | #VALUE! | #VALUE! |  | 27 | #VALUE! | #VALUE! | #VALUE! |  | 27 | #VALUE! | #VALUE! | #VALUE! |  | 27 | #VALUE! | #VALUE! | #VALUE!
Nitrous Oxide Emissions | [24 empty] | y=a(1-b)^x |  | 27 | 28 | 0.3254 | 0.073863 | 0.07386% |  | 28 | #VALUE! | #VALUE! | #VALUE! |  | 28 | #VALUE! | #VALUE! | #VALUE! |  |  |  | 28 | #VALUE! | #VALUE! | #VALUE! |  | 28 | #VALUE! | #VALUE! | #VALUE! |  | 28 | #VALUE! | #VALUE! | #VALUE! |  | 28 | #VALUE! | #VALUE! | #VALUE! |  | 28 | #VALUE! | #VALUE! | #VALUE! |  | 28 | #VALUE! | #VALUE! | #VALUE! |  | 28 | #VALUE! | #VALUE! | #VALUE!
N2O emitted from landfilled biomass (Mg/day) | 0.0039646 |  | 0 |  | 0 |  | 0 |  | 0 |  | 0 |  | 0 |  | 0 |  | 0 |  | 0 |  |  |  |  | y = final amount |  |  | 28 | 29 | 0.2652 | 0.060198 | 0.0602% |  | 29 | #VALUE! | #VALUE! | #VALUE! |  | 29 | #VALUE! | #VALUE! | #VALUE! |  |  |  | 29 | #VALUE! | #VALUE! | #VALUE! |  | 29 | #VALUE! | #VALUE! | #VALUE! |  | 29 | #VALUE! | #VALUE! | #VALUE! |  | 29 | #VALUE! | #VALUE! | #VALUE! |  | 29 | #VALUE! | #VALUE! | #VALUE! |  | 29 | #VALUE! | #VALUE! | #VALUE! |  | 29 | #VALUE! | #VALUE! | #VALUE!
CO2 emissions equivalents from released N2O (Mg/day) | 1.1815 |  | 0 |  | 0 |  | 0 |  | 0 |  | 0 |  | 0 |  | 0 |  | 0 |  | 0 |  |  |  |  | a = original amount |  |  | 29 | 30 | 0.21614 | 0.049062 | 0.04906% |  | 30 | #VALUE! | #VALUE! | #VALUE! |  | 30 | #VALUE! | #VALUE! | #VALUE! |  |  |  | 30 | #VALUE! | #VALUE! | #VALUE! |  | 30 | #VALUE! | #VALUE! | #VALUE! |  | 30 | #VALUE! | #VALUE! | #VALUE! |  | 30 | #VALUE! | #VALUE! | #VALUE! |  | 30 | #VALUE! | #VALUE! | #VALUE! |  | 30 | #VALUE! | #VALUE! | #VALUE! |  | 30 | #VALUE! | #VALUE! | #VALUE!
b = decay rate
Carbon Sequestration | [23 empty] | x = time
From undecomposed carbon from landfilled biomass (Mg CO2/day) | -2.6078 |  | #VALUE! |  | #VALUE! |  | #VALUE! |  | #VALUE! |  | #VALUE! |  | #VALUE! |  | #VALUE! |  | #VALUE! |  | #VALUE!
Electricity Generation Credit
Electricity generated (kWh/day) | 1117.2988 |  | N/A |  | N/A |  | N/A |  | N/A |  | N/A |  | N/A |  | N/A |  | N/A |  | N/A
CO2 emissions avoided from electricity generated (Mg/day) | -0.30627 |  | #VALUE! |  | #VALUE! |  | #VALUE! |  | #VALUE! |  | #VALUE! |  | #VALUE! |  | #VALUE! |  | #VALUE! |  | #VALUE!
CO2 emissions from biomass (biogas) combustion (Mg/day) | 1.6454 |  | #VALUE! |  | #VALUE! |  | #VALUE! |  | #VALUE! |  | #VALUE! |  | #VALUE! |  | #VALUE! |  | #VALUE! |  | #VALUE!
CO2 equivalents (Mg/year) | 6779.5419 |  | #VALUE! |  | #VALUE! |  | #VALUE! |  | #VALUE! |  | #VALUE! |  | #VALUE! |  | #VALUE! |  | #VALUE! |  | #VALUE!
Scope 1 | 6891.3314 |  | #VALUE! |  | #VALUE! |  | #VALUE! |  | #VALUE! |  | #VALUE! |  | #VALUE! |  | #VALUE! |  | #VALUE! |  | #VALUE!
Scope 2 | -111.7895 |  | #VALUE! |  | #VALUE! |  | #VALUE! |  | #VALUE! |  | #VALUE! |  | #VALUE! |  | #VALUE! |  | #VALUE! |  | #VALUE!
Scopes 1 & 2 | 6779.5419 |  | #VALUE! |  | #VALUE! |  | #VALUE! |  | #VALUE! |  | #VALUE! |  | #VALUE! |  | #VALUE! |  | #VALUE! |  | #VALUE!
Scope 3 | 0 |  | 0 |  | 0 |  | 0 |  | 0 |  | 0 |  | 0 |  | 0 |  | 0 |  | 0
Biomass combustion* | 600.5607 |  | #VALUE! |  | #VALUE! |  | #VALUE! |  | #VALUE! |  | #VALUE! |  | #VALUE! |  | #VALUE! |  | #VALUE! |  | #VALUE!
Instructions and Notes
General: Enter data for all biomass sent to a landfill for disposal.
*Biomass combustion emissions are not included in total CO2 equivalents.
Key
| Input |  |  | 0
| Default from reference values |  |  | 0
| Data used to calculate default (for info only) |  |  | 0
| Process output |  |  | 0
| Input with possible cell reference |  |  | 0
| Calculated result |  |  | 0

## Landfill Disposal Worst-case (hidden)
[27 empty] | Scenario 1 | 37585.0968 | wet tons to landfill | 34106.2585 | Mg -wet | Scenario 2 |  | wet tons to landfill | 0 | Mg -wet | Scenario 3 |  | wet tons to landfill | 0 | Mg -wet |  |  | Scenario 4 |  | wet tons to landfill | 0 | Mg -wet | Scenario 5 |  | wet tons to landfill | 0 | Mg -wet | Scenario 6 |  | wet tons to landfill | 0 | Mg -wet | Scenario 7 |  | wet tons to landfill | 0 | Mg -wet | Scenario 8 |  | wet tons to landfill | 0 | Mg -wet | Scenario 9 |  | wet tons to landfill | 0 | Mg -wet | Scenario 10 |  | wet tons to landfill | 0 | Mg -wet
[24 empty] | Typical | [5 empty] | #VALUE! | ratio |  |  |  | #VALUE! | ratio |  |  |  | #VALUE! | ratio | [5 empty] | #VALUE! | ratio |  |  |  | #VALUE! | ratio |  |  |  | #VALUE! | ratio |  |  |  | #VALUE! | ratio |  |  |  | #VALUE! | ratio |  |  |  | #VALUE! | ratio |  |  |  | #VALUE! | ratio
Worst-case
[24 empty] | Aggressive |  |  | Tons remaining after | 3 | years: | #VALUE! | #VALUE! | Tons remaining after | 3 | years: | #VALUE! | #VALUE! | Tons remaining after | 3 | years: | #VALUE! | #VALUE! |  | lost | Tons remaining after | 3 | years: | #VALUE! | #VALUE! | Tons remaining after | 3 | years: | #VALUE! | #VALUE! | Tons remaining after | 3 | years: | #VALUE! | #VALUE! | Tons remaining after | 3 | years: | #VALUE! | #VALUE! | Tons remaining after | 3 | years: | #VALUE! | #VALUE! | Tons remaining after | 3 | years: | #VALUE! | #VALUE! | Tons remaining after | 3 | years: | #VALUE! | #VALUE!
[24 empty] | CA regulatory |  |  | Tons decayed after | 3 | years: | #VALUE! |  | Tons decayed after | 3 | years: | #VALUE! |  | Tons decayed after | 3 | years: | #VALUE! |  |  | #VALUE! | Tons decayed after | 3 | years: | #VALUE! |  | Tons decayed after | 3 | years: | #VALUE! |  | Tons decayed after | 3 | years: | #VALUE! |  | Tons decayed after | 3 | years: | #VALUE! |  | Tons decayed after | 3 | years: | #VALUE! |  | Tons decayed after | 3 | years: | #VALUE! |  | Tons decayed after | 3 | years: | #VALUE!
[27 empty] | Tons decayed in year 3: |  |  | #VALUE! |  | Tons decayed in year 3: |  |  | #VALUE! |  | Tons decayed in year 3: |  |  | #VALUE! |  |  | #VALUE! | Tons decayed in year 3: |  |  | #VALUE! |  | Tons decayed in year 3: |  |  | #VALUE! |  | Tons decayed in year 3: |  |  | #VALUE! |  | Tons decayed in year 3: |  |  | #VALUE! |  | Tons decayed in year 3: |  |  | #VALUE! |  | Tons decayed in year 3: |  |  | #VALUE! |  | Tons decayed in year 3: |  |  | #VALUE!
[23 empty] | WARM is | 0.36 | for California regulatory for Food Waste |  | 100 | to % conversion |  |  |  | 100 | to % conversion |  |  |  | 100 | to % conversion |  |  |  |  | #VALUE! | 100 | to % conversion |  |  |  | 100 | to % conversion |  |  |  | 100 | to % conversion |  |  |  | 100 | to % conversion |  |  |  | 100 | to % conversion |  |  |  | 100 | to % conversion |  |  |  | 100 | to % conversion
[29 empty] | Inputs | tons |  |  |  | Inputs | tons |  |  |  | Inputs | tons |  |  | #VALUE! |  |  | Inputs | tons |  |  |  | Inputs | tons |  |  |  | Inputs | tons |  |  |  | Inputs | tons |  |  |  | Inputs | tons |  |  |  | Inputs | tons |  |  |  | Inputs | tons
Landfill Disposal - Worst Case | Scenario 1 |  | Scenario 2 |  | Scenario 3 |  | Scenario 4 |  | Scenario 5 |  | Scenario 6 |  | Scenario 7 |  | Scenario 8 |  | Scenario 9 |  | Scenario 10 |  |  |  |  | WARM "Worst-case collection" scenario |  |  |  | Dry Organic Matter | 100 |  |  |  | Dry Organic Matter | 100 |  |  |  | Dry Organic Matter | 100 |  |  | sum of lost methane | #VALUE! |  | Dry Organic Matter | 100 |  |  |  | Dry Organic Matter | 100 |  |  |  | Dry Organic Matter | 100 |  |  |  | Dry Organic Matter | 100 |  |  |  | Dry Organic Matter | 100 |  |  |  | Dry Organic Matter | 100 |  |  |  | Dry Organic Matter | 100
| Landfill |  | Co-digestion |  | 0 |  | 0 |  | 0 |  | 0 |  |  |  | 0 |  | 0 |  | 0 |  |  |  |  | captured | Years after landfilling | lost |  | Decay Rate (k rate) | N/A |  |  |  | Decay Rate (k rate) | N/A |  |  |  | Decay Rate (k rate) | N/A |  |  | capture | #VALUE! |  | Decay Rate (k rate) | N/A |  |  |  | Decay Rate (k rate) | N/A |  |  |  | Decay Rate (k rate) | N/A |  |  |  | Decay Rate (k rate) | N/A |  |  |  | Decay Rate (k rate) | N/A |  |  |  | Decay Rate (k rate) | N/A |  |  |  | Decay Rate (k rate) | N/A
Unit Processes & Inputs | Inputs & Daily Emissions | Default Input (Optional) | Inputs & Daily Emissions | Default Input (Optional) | Inputs & Daily Emissions | Default Input (Optional) | Inputs & Daily Emissions | Default Input (Optional) | Inputs & Daily Emissions | Default Input (Optional) | Inputs & Daily Emissions | Default Input (Optional) | Inputs & Daily Emissions | Default Input (Optional) | Inputs & Daily Emissions | Default Input (Optional) | Inputs & Daily Emissions | Default Input (Optional) | Inputs & Daily Emissions | Default Input (Optional) |  | Worst-case |  | 0% | 0-4 | 100% |  | Elapsed Years | Amount Remaining (Tons) | Amount Degraded (Tons) |  |  | Elapsed Years | Amount Remaining (Tons) | Amount Degraded (Tons) |  |  | Elapsed Years | Amount Remaining (Tons) | Amount Degraded (Tons) |  |  |  |  | Elapsed Years | Amount Remaining (Tons) | Amount Degraded (Tons) |  |  | Elapsed Years | Amount Remaining (Tons) | Amount Degraded (Tons) |  |  | Elapsed Years | Amount Remaining (Tons) | Amount Degraded (Tons) |  |  | Elapsed Years | Amount Remaining (Tons) | Amount Degraded (Tons) |  |  | Elapsed Years | Amount Remaining (Tons) | Amount Degraded (Tons) |  |  | Elapsed Years | Amount Remaining (Tons) | Amount Degraded (Tons) |  |  | Elapsed Years | Amount Remaining (Tons) | Amount Degraded (Tons)
Biomass Characteristics Input | [21 empty] | lost |  | 50% | 5-9 | 50% | 0 | 1 | #VALUE! | #VALUE! | #VALUE! |  | 1 | #VALUE! | #VALUE! | #VALUE! |  | 1 | #VALUE! | #VALUE! | #VALUE! |  |  |  | 1 | #VALUE! | #VALUE! | #VALUE! |  | 1 | #VALUE! | #VALUE! | #VALUE! |  | 1 | #VALUE! | #VALUE! | #VALUE! |  | 1 | #VALUE! | #VALUE! | #VALUE! |  | 1 | #VALUE! | #VALUE! | #VALUE! |  | 1 | #VALUE! | #VALUE! | #VALUE! |  | 1 | #VALUE! | #VALUE! | #VALUE!
Quantity going to landfill (Mg/day-wet) | 0 |  | 0 |  | 0 |  | 0 |  | 0 |  | 0 |  | 0 |  | 0 |  | 0 |  | 0 |  |  | #VALUE! |  | 75% | 10-14 | 25% | 1 | 2 | #VALUE! | #VALUE! | #VALUE! |  | 2 | #VALUE! | #VALUE! | #VALUE! |  | 2 | #VALUE! | #VALUE! | #VALUE! |  |  |  | 2 | #VALUE! | #VALUE! | #VALUE! |  | 2 | #VALUE! | #VALUE! | #VALUE! |  | 2 | #VALUE! | #VALUE! | #VALUE! |  | 2 | #VALUE! | #VALUE! | #VALUE! |  | 2 | #VALUE! | #VALUE! | #VALUE! |  | 2 | #VALUE! | #VALUE! | #VALUE! |  | 2 | #VALUE! | #VALUE! | #VALUE!
Solids content (%) | 7.2% |  | 7.2% |  | 7.2% |  | 7.2% |  | 7.2% |  | 7.2% |  | 7.2% |  | 7.2% |  | 7.2% |  | 7.2% |  |  | #VALUE! |  | 90% | after capping | 10% | 2 | 3 | #VALUE! | #VALUE! | #VALUE! |  | 3 | #VALUE! | #VALUE! | #VALUE! |  | 3 | #VALUE! | #VALUE! | #VALUE! |  |  |  | 3 | #VALUE! | #VALUE! | #VALUE! |  | 3 | #VALUE! | #VALUE! | #VALUE! |  | 3 | #VALUE! | #VALUE! | #VALUE! |  | 3 | #VALUE! | #VALUE! | #VALUE! |  | 3 | #VALUE! | #VALUE! | #VALUE! |  | 3 | #VALUE! | #VALUE! | #VALUE! |  | 3 | #VALUE! | #VALUE! | #VALUE!
Quantity going to landfill (Mg/day-dry) | 0 |  | 0 |  | 0 |  | 0 |  | 0 |  | 0 |  | 0 |  | 0 |  | 0 |  | 0 |  |  | #VALUE! |  |  |  |  | 3 | 4 | #VALUE! | #VALUE! | #VALUE! |  | 4 | #VALUE! | #VALUE! | #VALUE! |  | 4 | #VALUE! | #VALUE! | #VALUE! |  |  |  | 4 | #VALUE! | #VALUE! | #VALUE! |  | 4 | #VALUE! | #VALUE! | #VALUE! |  | 4 | #VALUE! | #VALUE! | #VALUE! |  | 4 | #VALUE! | #VALUE! | #VALUE! |  | 4 | #VALUE! | #VALUE! | #VALUE! |  | 4 | #VALUE! | #VALUE! | #VALUE! |  | 4 | #VALUE! | #VALUE! | #VALUE!
Has the biomass (e.g. sludge/solids) been digested prior to disposal? | [21 empty] | #VALUE! |  |  |  |  | 4 | 5 | #VALUE! | #VALUE! | #VALUE! |  | 5 | #VALUE! | #VALUE! | #VALUE! |  | 5 | #VALUE! | #VALUE! | #VALUE! |  |  |  | 5 | #VALUE! | #VALUE! | #VALUE! |  | 5 | #VALUE! | #VALUE! | #VALUE! |  | 5 | #VALUE! | #VALUE! | #VALUE! |  | 5 | #VALUE! | #VALUE! | #VALUE! |  | 5 | #VALUE! | #VALUE! | #VALUE! |  | 5 | #VALUE! | #VALUE! | #VALUE! |  | 5 | #VALUE! | #VALUE! | #VALUE!
Total nitrogen (%-dry weight) | 2.5% | 5% | 2.5% | 5% | 2.5% | 5% | 2.5% | 5% | 2.5% | 5% | 2.5% | 5% | 2.5% | 5% | 2.5% | 5% | 2.5% | 5% | 2.5% | 5% | sum of lost methane | #VALUE! |  |  |  |  | 5 | 6 | #VALUE! | #VALUE! | #VALUE! |  | 6 | #VALUE! | #VALUE! | #VALUE! |  | 6 | #VALUE! | #VALUE! | #VALUE! |  |  |  | 6 | #VALUE! | #VALUE! | #VALUE! |  | 6 | #VALUE! | #VALUE! | #VALUE! |  | 6 | #VALUE! | #VALUE! | #VALUE! |  | 6 | #VALUE! | #VALUE! | #VALUE! |  | 6 | #VALUE! | #VALUE! | #VALUE! |  | 6 | #VALUE! | #VALUE! | #VALUE! |  | 6 | #VALUE! | #VALUE! | #VALUE!
Total volatile solids (TVS) of solids going to landfill (%-dry weight) | 94.39% | 65% | 94.39% | 65% | 94.39% | 65% | 94.39% | 65% | 94.39% | 65% | 94.39% | 65% | 94.39% | 65% | 94.39% | 65% | 94.39% | 65% | 94.39% | 65% | capture | #VALUE! |  |  |  |  | 6 | 7 | #VALUE! | #VALUE! | #VALUE! |  | 7 | #VALUE! | #VALUE! | #VALUE! |  | 7 | #VALUE! | #VALUE! | #VALUE! |  |  |  | 7 | #VALUE! | #VALUE! | #VALUE! |  | 7 | #VALUE! | #VALUE! | #VALUE! |  | 7 | #VALUE! | #VALUE! | #VALUE! |  | 7 | #VALUE! | #VALUE! | #VALUE! |  | 7 | #VALUE! | #VALUE! | #VALUE! |  | 7 | #VALUE! | #VALUE! | #VALUE! |  | 7 | #VALUE! | #VALUE! | #VALUE!
Organic carbon in solids going to landfill (%-dry weight) | 52.86% | 52.86% | 52.86% | 52.86% | 52.86% | 52.86% | 52.86% | 52.86% | 52.86% | 52.86% | 52.86% | 52.86% | 52.86% | 52.86% | 52.86% | 52.86% | 52.86% | 52.86% | 52.86% | 52.86% | [6 empty] | 7 | 8 | #VALUE! | #VALUE! | #VALUE! |  | 8 | #VALUE! | #VALUE! | #VALUE! |  | 8 | #VALUE! | #VALUE! | #VALUE! |  |  |  | 8 | #VALUE! | #VALUE! | #VALUE! |  | 8 | #VALUE! | #VALUE! | #VALUE! |  | 8 | #VALUE! | #VALUE! | #VALUE! |  | 8 | #VALUE! | #VALUE! | #VALUE! |  | 8 | #VALUE! | #VALUE! | #VALUE! |  | 8 | #VALUE! | #VALUE! | #VALUE! |  | 8 | #VALUE! | #VALUE! | #VALUE!
Organic carbon (Mg/day-dry weight) | 0 |  | 0 |  | 0 |  | 0 |  | 0 |  | 0 |  | 0 |  | 0 |  | 0 |  | 0 | [7 empty] | 8 | 9 | #VALUE! | #VALUE! | #VALUE! |  | 9 | #VALUE! | #VALUE! | #VALUE! |  | 9 | #VALUE! | #VALUE! | #VALUE! |  |  |  | 9 | #VALUE! | #VALUE! | #VALUE! |  | 9 | #VALUE! | #VALUE! | #VALUE! |  | 9 | #VALUE! | #VALUE! | #VALUE! |  | 9 | #VALUE! | #VALUE! | #VALUE! |  | 9 | #VALUE! | #VALUE! | #VALUE! |  | 9 | #VALUE! | #VALUE! | #VALUE! |  | 9 | #VALUE! | #VALUE! | #VALUE!
Methane correction factor for landfill (DOCf that will decompose in landfill) |  | 1 |  | 1 |  | 1 |  | 1 |  | 1 |  | 1 |  | 1 |  | 1 |  | 1 |  | 1 | [6 empty] | 9 | 10 | #VALUE! | #VALUE! | #VALUE! |  | 10 | #VALUE! | #VALUE! | #VALUE! |  | 10 | #VALUE! | #VALUE! | #VALUE! |  |  |  | 10 | #VALUE! | #VALUE! | #VALUE! |  | 10 | #VALUE! | #VALUE! | #VALUE! |  | 10 | #VALUE! | #VALUE! | #VALUE! |  | 10 | #VALUE! | #VALUE! | #VALUE! |  | 10 | #VALUE! | #VALUE! | #VALUE! |  | 10 | #VALUE! | #VALUE! | #VALUE! |  | 10 | #VALUE! | #VALUE! | #VALUE!
Quality of soil cover at landfill (high = good organic matter content, supports vegetation well) |  | no cover |  | no cover |  | no cover |  | no cover |  | no cover |  | no cover |  | no cover |  | no cover |  | no cover |  | no cover | [6 empty] | 10 | 11 | #VALUE! | #VALUE! | #VALUE! |  | 11 | #VALUE! | #VALUE! | #VALUE! |  | 11 | #VALUE! | #VALUE! | #VALUE! |  |  |  | 11 | #VALUE! | #VALUE! | #VALUE! |  | 11 | #VALUE! | #VALUE! | #VALUE! |  | 11 | #VALUE! | #VALUE! | #VALUE! |  | 11 | #VALUE! | #VALUE! | #VALUE! |  | 11 | #VALUE! | #VALUE! | #VALUE! |  | 11 | #VALUE! | #VALUE! | #VALUE! |  | 11 | #VALUE! | #VALUE! | #VALUE!
Oxidation of methane by soil cover - applies three years after placement of wastewater solids in landfill | 25% |  | 25% |  | 25% |  | 25% |  | 25% |  | 25% |  | 25% |  | 25% |  | 25% |  | 25% | [7 empty] | 11 | 12 | #VALUE! | #VALUE! | #VALUE! |  | 12 | #VALUE! | #VALUE! | #VALUE! |  | 12 | #VALUE! | #VALUE! | #VALUE! |  |  |  | 12 | #VALUE! | #VALUE! | #VALUE! |  | 12 | #VALUE! | #VALUE! | #VALUE! |  | 12 | #VALUE! | #VALUE! | #VALUE! |  | 12 | #VALUE! | #VALUE! | #VALUE! |  | 12 | #VALUE! | #VALUE! | #VALUE! |  | 12 | #VALUE! | #VALUE! | #VALUE! |  | 12 | #VALUE! | #VALUE! | #VALUE!
Methane captured at landfill and flared, combusted or otherwise used - after capping | 90% |  | 90% |  | 90% |  | 90% |  | 90% |  | 90% |  | 90% |  | 90% |  | 90% |  | 90% | [7 empty] | 12 | 13 | #VALUE! | #VALUE! | #VALUE! |  | 13 | #VALUE! | #VALUE! | #VALUE! |  | 13 | #VALUE! | #VALUE! | #VALUE! |  |  |  | 13 | #VALUE! | #VALUE! | #VALUE! |  | 13 | #VALUE! | #VALUE! | #VALUE! |  | 13 | #VALUE! | #VALUE! | #VALUE! |  | 13 | #VALUE! | #VALUE! | #VALUE! |  | 13 | #VALUE! | #VALUE! | #VALUE! |  | 13 | #VALUE! | #VALUE! | #VALUE! |  | 13 | #VALUE! | #VALUE! | #VALUE!
Percent of captured methane used to generate electricity |  | 0% |  | 0% |  | 0% |  | 0% |  | 0% |  | 0% |  | 0% |  | 0% |  | 0% |  | 0% | [6 empty] | 13 | 14 | #VALUE! | #VALUE! | #VALUE! |  | 14 | #VALUE! | #VALUE! | #VALUE! |  | 14 | #VALUE! | #VALUE! | #VALUE! |  |  |  | 14 | #VALUE! | #VALUE! | #VALUE! |  | 14 | #VALUE! | #VALUE! | #VALUE! |  | 14 | #VALUE! | #VALUE! | #VALUE! |  | 14 | #VALUE! | #VALUE! | #VALUE! |  | 14 | #VALUE! | #VALUE! | #VALUE! |  | 14 | #VALUE! | #VALUE! | #VALUE! |  | 14 | #VALUE! | #VALUE! | #VALUE!
Level of Digestion/Processing | [26 empty] | 14 | 15 | #VALUE! | #VALUE! | #VALUE! |  | 15 | #VALUE! | #VALUE! | #VALUE! |  | 15 | #VALUE! | #VALUE! | #VALUE! |  |  |  | 15 | #VALUE! | #VALUE! | #VALUE! |  | 15 | #VALUE! | #VALUE! | #VALUE! |  | 15 | #VALUE! | #VALUE! | #VALUE! |  | 15 | #VALUE! | #VALUE! | #VALUE! |  | 15 | #VALUE! | #VALUE! | #VALUE! |  | 15 | #VALUE! | #VALUE! | #VALUE! |  | 15 | #VALUE! | #VALUE! | #VALUE!
DOCf - fraction of degradable organic carbon that can decompose | N/A |  | N/A |  | N/A |  | N/A |  | N/A |  | N/A |  | N/A |  | N/A |  | N/A |  | N/A | [7 empty] | 15 | 16 | #VALUE! | #VALUE! | #VALUE! |  | 16 | #VALUE! | #VALUE! | #VALUE! |  | 16 | #VALUE! | #VALUE! | #VALUE! |  |  |  | 16 | #VALUE! | #VALUE! | #VALUE! |  | 16 | #VALUE! | #VALUE! | #VALUE! |  | 16 | #VALUE! | #VALUE! | #VALUE! |  | 16 | #VALUE! | #VALUE! | #VALUE! |  | 16 | #VALUE! | #VALUE! | #VALUE! |  | 16 | #VALUE! | #VALUE! | #VALUE! |  | 16 | #VALUE! | #VALUE! | #VALUE!
Landfill climate zone (see Reference sheet cells A171:A175 for climate criteria) | [26 empty] | 16 | 17 | #VALUE! | #VALUE! | #VALUE! |  | 17 | #VALUE! | #VALUE! | #VALUE! |  | 17 | #VALUE! | #VALUE! | #VALUE! |  |  |  | 17 | #VALUE! | #VALUE! | #VALUE! |  | 17 | #VALUE! | #VALUE! | #VALUE! |  | 17 | #VALUE! | #VALUE! | #VALUE! |  | 17 | #VALUE! | #VALUE! | #VALUE! |  | 17 | #VALUE! | #VALUE! | #VALUE! |  | 17 | #VALUE! | #VALUE! | #VALUE! |  | 17 | #VALUE! | #VALUE! | #VALUE!
K-decay rate | N/A |  | N/A |  | N/A |  | N/A |  | N/A |  | N/A |  | N/A |  | N/A |  | N/A |  | N/A | [7 empty] | 17 | 18 | #VALUE! | #VALUE! | #VALUE! |  | 18 | #VALUE! | #VALUE! | #VALUE! |  | 18 | #VALUE! | #VALUE! | #VALUE! |  |  |  | 18 | #VALUE! | #VALUE! | #VALUE! |  | 18 | #VALUE! | #VALUE! | #VALUE! |  | 18 | #VALUE! | #VALUE! | #VALUE! |  | 18 | #VALUE! | #VALUE! | #VALUE! |  | 18 | #VALUE! | #VALUE! | #VALUE! |  | 18 | #VALUE! | #VALUE! | #VALUE! |  | 18 | #VALUE! | #VALUE! | #VALUE!
[27 empty] | 18 | 19 | #VALUE! | #VALUE! | #VALUE! |  | 19 | #VALUE! | #VALUE! | #VALUE! |  | 19 | #VALUE! | #VALUE! | #VALUE! |  |  |  | 19 | #VALUE! | #VALUE! | #VALUE! |  | 19 | #VALUE! | #VALUE! | #VALUE! |  | 19 | #VALUE! | #VALUE! | #VALUE! |  | 19 | #VALUE! | #VALUE! | #VALUE! |  | 19 | #VALUE! | #VALUE! | #VALUE! |  | 19 | #VALUE! | #VALUE! | #VALUE! |  | 19 | #VALUE! | #VALUE! | #VALUE!
Methane Emissions | [26 empty] | 19 | 20 | #VALUE! | #VALUE! | #VALUE! |  | 20 | #VALUE! | #VALUE! | #VALUE! |  | 20 | #VALUE! | #VALUE! | #VALUE! |  |  |  | 20 | #VALUE! | #VALUE! | #VALUE! |  | 20 | #VALUE! | #VALUE! | #VALUE! |  | 20 | #VALUE! | #VALUE! | #VALUE! |  | 20 | #VALUE! | #VALUE! | #VALUE! |  | 20 | #VALUE! | #VALUE! | #VALUE! |  | 20 | #VALUE! | #VALUE! | #VALUE! |  | 20 | #VALUE! | #VALUE! | #VALUE!
CH4 released from first four years after landfilling (Mg/day) | N/A |  | N/A |  | N/A |  | N/A |  | N/A |  | N/A |  | N/A |  | N/A |  | N/A |  | N/A | [7 empty] | 20 | 21 | #VALUE! | #VALUE! | #VALUE! |  | 21 | #VALUE! | #VALUE! | #VALUE! |  | 21 | #VALUE! | #VALUE! | #VALUE! |  |  |  | 21 | #VALUE! | #VALUE! | #VALUE! |  | 21 | #VALUE! | #VALUE! | #VALUE! |  | 21 | #VALUE! | #VALUE! | #VALUE! |  | 21 | #VALUE! | #VALUE! | #VALUE! |  | 21 | #VALUE! | #VALUE! | #VALUE! |  | 21 | #VALUE! | #VALUE! | #VALUE! |  | 21 | #VALUE! | #VALUE! | #VALUE!
CH4 released from years 5-9 after landfilling (Mg/day) | N/A |  | N/A |  | N/A |  | N/A |  | N/A |  | N/A |  | N/A |  | N/A |  | N/A |  | N/A | [7 empty] | 21 | 22 | #VALUE! | #VALUE! | #VALUE! |  | 22 | #VALUE! | #VALUE! | #VALUE! |  | 22 | #VALUE! | #VALUE! | #VALUE! |  |  |  | 22 | #VALUE! | #VALUE! | #VALUE! |  | 22 | #VALUE! | #VALUE! | #VALUE! |  | 22 | #VALUE! | #VALUE! | #VALUE! |  | 22 | #VALUE! | #VALUE! | #VALUE! |  | 22 | #VALUE! | #VALUE! | #VALUE! |  | 22 | #VALUE! | #VALUE! | #VALUE! |  | 22 | #VALUE! | #VALUE! | #VALUE!
CH4 released from years 10-14 after landfilling (Mg/day) | N/A |  | N/A |  | N/A |  | N/A |  | N/A |  | N/A |  | N/A |  | N/A |  | N/A |  | N/A | [7 empty] | 22 | 23 | #VALUE! | #VALUE! | #VALUE! |  | 23 | #VALUE! | #VALUE! | #VALUE! |  | 23 | #VALUE! | #VALUE! | #VALUE! |  |  |  | 23 | #VALUE! | #VALUE! | #VALUE! |  | 23 | #VALUE! | #VALUE! | #VALUE! |  | 23 | #VALUE! | #VALUE! | #VALUE! |  | 23 | #VALUE! | #VALUE! | #VALUE! |  | 23 | #VALUE! | #VALUE! | #VALUE! |  | 23 | #VALUE! | #VALUE! | #VALUE! |  | 23 | #VALUE! | #VALUE! | #VALUE!
CH4 released after capping (Mg/day) | N/A |  | N/A |  | N/A |  | N/A |  | N/A |  | N/A |  | N/A |  | N/A |  | N/A |  | N/A | [7 empty] | 23 | 24 | #VALUE! | #VALUE! | #VALUE! |  | 24 | #VALUE! | #VALUE! | #VALUE! |  | 24 | #VALUE! | #VALUE! | #VALUE! |  |  |  | 24 | #VALUE! | #VALUE! | #VALUE! |  | 24 | #VALUE! | #VALUE! | #VALUE! |  | 24 | #VALUE! | #VALUE! | #VALUE! |  | 24 | #VALUE! | #VALUE! | #VALUE! |  | 24 | #VALUE! | #VALUE! | #VALUE! |  | 24 | #VALUE! | #VALUE! | #VALUE! |  | 24 | #VALUE! | #VALUE! | #VALUE!
Fugitive CH4 from combusted CH4 (Mg/day) | N/A |  | N/A |  | N/A |  | N/A |  | N/A |  | N/A |  | N/A |  | N/A |  | N/A |  | N/A | [7 empty] | 24 | 25 | #VALUE! | #VALUE! | #VALUE! |  | 25 | #VALUE! | #VALUE! | #VALUE! |  | 25 | #VALUE! | #VALUE! | #VALUE! |  |  |  | 25 | #VALUE! | #VALUE! | #VALUE! |  | 25 | #VALUE! | #VALUE! | #VALUE! |  | 25 | #VALUE! | #VALUE! | #VALUE! |  | 25 | #VALUE! | #VALUE! | #VALUE! |  | 25 | #VALUE! | #VALUE! | #VALUE! |  | 25 | #VALUE! | #VALUE! | #VALUE! |  | 25 | #VALUE! | #VALUE! | #VALUE!
CO2 Emissions equivalents from released CH4 (Mg/day) | 0 |  | 0 |  | 0 |  | 0 |  | 0 |  | 0 |  | 0 |  | 0 |  | 0 |  | 0 | [7 empty] | 25 | 26 | #VALUE! | #VALUE! | #VALUE! |  | 26 | #VALUE! | #VALUE! | #VALUE! |  | 26 | #VALUE! | #VALUE! | #VALUE! |  |  |  | 26 | #VALUE! | #VALUE! | #VALUE! |  | 26 | #VALUE! | #VALUE! | #VALUE! |  | 26 | #VALUE! | #VALUE! | #VALUE! |  | 26 | #VALUE! | #VALUE! | #VALUE! |  | 26 | #VALUE! | #VALUE! | #VALUE! |  | 26 | #VALUE! | #VALUE! | #VALUE! |  | 26 | #VALUE! | #VALUE! | #VALUE!
[24 empty] | 1 | for use in formula |  | 26 | 27 | #VALUE! | #VALUE! | #VALUE! |  | 27 | #VALUE! | #VALUE! | #VALUE! |  | 27 | #VALUE! | #VALUE! | #VALUE! |  |  |  | 27 | #VALUE! | #VALUE! | #VALUE! |  | 27 | #VALUE! | #VALUE! | #VALUE! |  | 27 | #VALUE! | #VALUE! | #VALUE! |  | 27 | #VALUE! | #VALUE! | #VALUE! |  | 27 | #VALUE! | #VALUE! | #VALUE! |  | 27 | #VALUE! | #VALUE! | #VALUE! |  | 27 | #VALUE! | #VALUE! | #VALUE!
Nitrous Oxide Emissions | [24 empty] | y=a(1-b)^x |  | 27 | 28 | #VALUE! | #VALUE! | #VALUE! |  | 28 | #VALUE! | #VALUE! | #VALUE! |  | 28 | #VALUE! | #VALUE! | #VALUE! |  |  |  | 28 | #VALUE! | #VALUE! | #VALUE! |  | 28 | #VALUE! | #VALUE! | #VALUE! |  | 28 | #VALUE! | #VALUE! | #VALUE! |  | 28 | #VALUE! | #VALUE! | #VALUE! |  | 28 | #VALUE! | #VALUE! | #VALUE! |  | 28 | #VALUE! | #VALUE! | #VALUE! |  | 28 | #VALUE! | #VALUE! | #VALUE!
N2O emitted from landfilled biomass (Mg/day) | 0 |  | 0 |  | 0 |  | 0 |  | 0 |  | 0 |  | 0 |  | 0 |  | 0 |  | 0 |  |  |  |  | y = final amount |  |  | 28 | 29 | #VALUE! | #VALUE! | #VALUE! |  | 29 | #VALUE! | #VALUE! | #VALUE! |  | 29 | #VALUE! | #VALUE! | #VALUE! |  |  |  | 29 | #VALUE! | #VALUE! | #VALUE! |  | 29 | #VALUE! | #VALUE! | #VALUE! |  | 29 | #VALUE! | #VALUE! | #VALUE! |  | 29 | #VALUE! | #VALUE! | #VALUE! |  | 29 | #VALUE! | #VALUE! | #VALUE! |  | 29 | #VALUE! | #VALUE! | #VALUE! |  | 29 | #VALUE! | #VALUE! | #VALUE!
CO2 emissions equivalents from released N2O (Mg/day) | 0 |  | 0 |  | 0 |  | 0 |  | 0 |  | 0 |  | 0 |  | 0 |  | 0 |  | 0 |  |  |  |  | a = original amount |  |  | 29 | 30 | #VALUE! | #VALUE! | #VALUE! |  | 30 | #VALUE! | #VALUE! | #VALUE! |  | 30 | #VALUE! | #VALUE! | #VALUE! |  |  |  | 30 | #VALUE! | #VALUE! | #VALUE! |  | 30 | #VALUE! | #VALUE! | #VALUE! |  | 30 | #VALUE! | #VALUE! | #VALUE! |  | 30 | #VALUE! | #VALUE! | #VALUE! |  | 30 | #VALUE! | #VALUE! | #VALUE! |  | 30 | #VALUE! | #VALUE! | #VALUE! |  | 30 | #VALUE! | #VALUE! | #VALUE!
b = decay rate
Carbon Sequestration | [23 empty] | x = time
From undecomposed carbon from landfilled biomass (Mg CO2/day) | #VALUE! |  | #VALUE! |  | #VALUE! |  | #VALUE! |  | #VALUE! |  | #VALUE! |  | #VALUE! |  | #VALUE! |  | #VALUE! |  | #VALUE!
Electricity Generation Credit
Electricity generated (kWh/day) | N/A |  | N/A |  | N/A |  | N/A |  | N/A |  | N/A |  | N/A |  | N/A |  | N/A |  | N/A
CO2 emissions avoided from electricity generated (Mg/day) | #VALUE! |  | #VALUE! |  | #VALUE! |  | #VALUE! |  | #VALUE! |  | #VALUE! |  | #VALUE! |  | #VALUE! |  | #VALUE! |  | #VALUE!
CO2 emissions from biomass (biogas) combustion (Mg/day) | #VALUE! |  | #VALUE! |  | #VALUE! |  | #VALUE! |  | #VALUE! |  | #VALUE! |  | #VALUE! |  | #VALUE! |  | #VALUE! |  | #VALUE!
CO2 equivalents (Mg/year) | #VALUE! |  | #VALUE! |  | #VALUE! |  | #VALUE! |  | #VALUE! |  | #VALUE! |  | #VALUE! |  | #VALUE! |  | #VALUE! |  | #VALUE!
Scope 1 | #VALUE! |  | #VALUE! |  | #VALUE! |  | #VALUE! |  | #VALUE! |  | #VALUE! |  | #VALUE! |  | #VALUE! |  | #VALUE! |  | #VALUE!
Scope 2 | #VALUE! |  | #VALUE! |  | #VALUE! |  | #VALUE! |  | #VALUE! |  | #VALUE! |  | #VALUE! |  | #VALUE! |  | #VALUE! |  | #VALUE!
Scopes 1 & 2 | #VALUE! |  | #VALUE! |  | #VALUE! |  | #VALUE! |  | #VALUE! |  | #VALUE! |  | #VALUE! |  | #VALUE! |  | #VALUE! |  | #VALUE!
Scope 3 | 0 |  | 0 |  | 0 |  | 0 |  | 0 |  | 0 |  | 0 |  | 0 |  | 0 |  | 0
Biomass combustion* | #VALUE! |  | #VALUE! |  | #VALUE! |  | #VALUE! |  | #VALUE! |  | #VALUE! |  | #VALUE! |  | #VALUE! |  | #VALUE! |  | #VALUE!
Instructions and Notes
General: Enter data for all wastewater solids sent to a landfill for disposal.
*Biomass combustion emissions are not included in total CO2 equivalents.
Key
| Input |  |  | 0
| Default from reference values |  |  | 0
| Data used to calculate default (for info only) |  |  | 0
| Process output |  |  | 0
| Input with possible cell reference |  |  | 0
| Calculated result |  |  | 0

## Landfill Disposal Aggressive (hidden)
[28 empty] | Scenario 1 | 37585.0968 | wet tons to landfill | 34106.2585 | Mg -wet | Scenario 2 |  | wet tons to landfill | 0 | Mg -wet | Scenario 3 |  | wet tons to landfill | 0 | Mg -wet |  |  | Scenario 4 |  | wet tons to landfill | 0 | Mg -wet | Scenario 5 |  | wet tons to landfill | 0 | Mg -wet | Scenario 6 |  | wet tons to landfill | 0 | Mg -wet | Scenario 7 |  | wet tons to landfill | 0 | Mg -wet | Scenario 8 |  | wet tons to landfill | 0 | Mg -wet | Scenario 9 |  | wet tons to landfill | 0 | Mg -wet | Scenario 10 |  | wet tons to landfill | 0 | Mg -wet
[25 empty] | Typical | [5 empty] | #VALUE! | ratio |  |  |  | #VALUE! | ratio |  |  |  | #VALUE! | ratio | [5 empty] | #VALUE! | ratio |  |  |  | #VALUE! | ratio |  |  |  | #VALUE! | ratio |  |  |  | #VALUE! | ratio |  |  |  | #VALUE! | ratio |  |  |  | #VALUE! | ratio |  |  |  | #VALUE! | ratio
Worst-case
[25 empty] | Aggressive |  |  | Tons remaining after | 3 | years: | #VALUE! | #VALUE! | Tons remaining after | 3 | years: | #VALUE! | #VALUE! | Tons remaining after | 3 | years: | #VALUE! | #VALUE! |  | lost | Tons remaining after | 3 | years: | #VALUE! | #VALUE! | Tons remaining after | 3 | years: | #VALUE! | #VALUE! | Tons remaining after | 3 | years: | #VALUE! | #VALUE! | Tons remaining after | 3 | years: | #VALUE! | #VALUE! | Tons remaining after | 3 | years: | #VALUE! | #VALUE! | Tons remaining after | 3 | years: | #VALUE! | #VALUE! | Tons remaining after | 3 | years: | #VALUE! | #VALUE!
[25 empty] | CA regulatory |  |  | Tons decayed after | 3 | years: | #VALUE! |  | Tons decayed after | 3 | years: | #VALUE! |  | Tons decayed after | 3 | years: | #VALUE! |  |  | #VALUE! | Tons decayed after | 3 | years: | #VALUE! |  | Tons decayed after | 3 | years: | #VALUE! |  | Tons decayed after | 3 | years: | #VALUE! |  | Tons decayed after | 3 | years: | #VALUE! |  | Tons decayed after | 3 | years: | #VALUE! |  | Tons decayed after | 3 | years: | #VALUE! |  | Tons decayed after | 3 | years: | #VALUE!
[28 empty] | Tons decayed in year 3: |  |  | #VALUE! |  | Tons decayed in year 3: |  |  | #VALUE! |  | Tons decayed in year 3: |  |  | #VALUE! |  |  | #VALUE! | Tons decayed in year 3: |  |  | #VALUE! |  | Tons decayed in year 3: |  |  | #VALUE! |  | Tons decayed in year 3: |  |  | #VALUE! |  | Tons decayed in year 3: |  |  | #VALUE! |  | Tons decayed in year 3: |  |  | #VALUE! |  | Tons decayed in year 3: |  |  | #VALUE! |  | Tons decayed in year 3: |  |  | #VALUE!
[24 empty] | WARM is | 0.36 | for California regulatory for Food Waste |  | 100 | to % conversion |  |  |  | 100 | to % conversion |  |  |  | 100 | to % conversion |  |  |  |  | #VALUE! | 100 | to % conversion |  |  |  | 100 | to % conversion |  |  |  | 100 | to % conversion |  |  |  | 100 | to % conversion |  |  |  | 100 | to % conversion |  |  |  | 100 | to % conversion |  |  |  | 100 | to % conversion
[30 empty] | Inputs | tons |  |  |  | Inputs | tons |  |  |  | Inputs | tons |  |  | #VALUE! |  |  | Inputs | tons |  |  |  | Inputs | tons |  |  |  | Inputs | tons |  |  |  | Inputs | tons |  |  |  | Inputs | tons |  |  |  | Inputs | tons |  |  |  | Inputs | tons
Landfill Disposal - Aggressive | Scenario 1 |  | Scenario 2 |  | Scenario 3 |  | Scenario 4 |  | Scenario 5 |  | Scenario 6 |  | Scenario 7 |  | Scenario 8 |  | Scenario 9 |  | Scenario 10 | [5 empty] | WARM "Aggressive gas collection" scenario |  |  |  | Dry Organic Matter | 100 |  |  |  | Dry Organic Matter | 100 |  |  |  | Dry Organic Matter | 100 |  |  | sum of lost methane | #VALUE! |  | Dry Organic Matter | 100 |  |  |  | Dry Organic Matter | 100 |  |  |  | Dry Organic Matter | 100 |  |  |  | Dry Organic Matter | 100 |  |  |  | Dry Organic Matter | 100 |  |  |  | Dry Organic Matter | 100 |  |  |  | Dry Organic Matter | 100
| Landfill |  | Co-digestion |  | 0 |  | 0 |  | 0 |  | 0 |  |  |  | 0 |  | 0 |  | 0 |  |  | sum of lost methane |  |  | captured | Years after landfilling | lost |  | Decay Rate (k rate) | N/A |  |  |  | Decay Rate (k rate) | N/A |  |  |  | Decay Rate (k rate) | N/A |  |  | capture | #VALUE! |  | Decay Rate (k rate) | N/A |  |  |  | Decay Rate (k rate) | N/A |  |  |  | Decay Rate (k rate) | N/A |  |  |  | Decay Rate (k rate) | N/A |  |  |  | Decay Rate (k rate) | N/A |  |  |  | Decay Rate (k rate) | N/A |  |  |  | Decay Rate (k rate) | N/A
Unit Processes & Inputs | Inputs & Daily Emissions | Default Input (Optional) | Inputs & Daily Emissions | Default Input (Optional) | Inputs & Daily Emissions | Default Input (Optional) | Inputs & Daily Emissions | Default Input (Optional) | Inputs & Daily Emissions | Default Input (Optional) | Inputs & Daily Emissions | Default Input (Optional) | Inputs & Daily Emissions | Default Input (Optional) | Inputs & Daily Emissions | Default Input (Optional) | Inputs & Daily Emissions | Default Input (Optional) | Inputs & Daily Emissions | Default Input (Optional) |  | capture | Aggressive |  | 0% | 0 | 100% |  | Elapsed Years | Amount Remaining (Tons) | Amount Degraded (Tons) |  |  | Elapsed Years | Amount Remaining (Tons) | Amount Degraded (Tons) |  |  | Elapsed Years | Amount Remaining (Tons) | Amount Degraded (Tons) |  |  |  |  | Elapsed Years | Amount Remaining (Tons) | Amount Degraded (Tons) |  |  | Elapsed Years | Amount Remaining (Tons) | Amount Degraded (Tons) |  |  | Elapsed Years | Amount Remaining (Tons) | Amount Degraded (Tons) |  |  | Elapsed Years | Amount Remaining (Tons) | Amount Degraded (Tons) |  |  | Elapsed Years | Amount Remaining (Tons) | Amount Degraded (Tons) |  |  | Elapsed Years | Amount Remaining (Tons) | Amount Degraded (Tons) |  |  | Elapsed Years | Amount Remaining (Tons) | Amount Degraded (Tons)
Biomass Characteristics Input | [22 empty] | lost |  | 50% | 0.5-2 | 50% | 0 | 1 | #VALUE! | #VALUE! | #VALUE! |  | 1 | #VALUE! | #VALUE! | #VALUE! |  | 1 | #VALUE! | #VALUE! | #VALUE! |  |  |  | 1 | #VALUE! | #VALUE! | #VALUE! |  | 1 | #VALUE! | #VALUE! | #VALUE! |  | 1 | #VALUE! | #VALUE! | #VALUE! |  | 1 | #VALUE! | #VALUE! | #VALUE! |  | 1 | #VALUE! | #VALUE! | #VALUE! |  | 1 | #VALUE! | #VALUE! | #VALUE! |  | 1 | #VALUE! | #VALUE! | #VALUE!
Quantity going to landfill (Mg/day-wet) | 0 |  | 0 |  | 0 |  | 0 |  | 0 |  | 0 |  | 0 |  | 0 |  | 0 |  | 0 |  | 12 |  | #VALUE! |  | 75% | 3-14 | 25% | 1 | 2 | #VALUE! | #VALUE! | #VALUE! |  | 2 | #VALUE! | #VALUE! | #VALUE! |  | 2 | #VALUE! | #VALUE! | #VALUE! |  |  |  | 2 | #VALUE! | #VALUE! | #VALUE! |  | 2 | #VALUE! | #VALUE! | #VALUE! |  | 2 | #VALUE! | #VALUE! | #VALUE! |  | 2 | #VALUE! | #VALUE! | #VALUE! |  | 2 | #VALUE! | #VALUE! | #VALUE! |  | 2 | #VALUE! | #VALUE! | #VALUE! |  | 2 | #VALUE! | #VALUE! | #VALUE!
Solids content (%) | 7.2% |  | 7.2% |  | 7.2% |  | 7.2% |  | 7.2% |  | 7.2% |  | 7.2% |  | 7.2% |  | 7.2% |  | 7.2% |  | 13-14 |  | #VALUE! |  | 90% | after capping | 10% | 2 | 3 | #VALUE! | #VALUE! | #VALUE! |  | 3 | #VALUE! | #VALUE! | #VALUE! |  | 3 | #VALUE! | #VALUE! | #VALUE! |  |  |  | 3 | #VALUE! | #VALUE! | #VALUE! |  | 3 | #VALUE! | #VALUE! | #VALUE! |  | 3 | #VALUE! | #VALUE! | #VALUE! |  | 3 | #VALUE! | #VALUE! | #VALUE! |  | 3 | #VALUE! | #VALUE! | #VALUE! |  | 3 | #VALUE! | #VALUE! | #VALUE! |  | 3 | #VALUE! | #VALUE! | #VALUE!
Quantity going to landfill (Mg/day-dry) | 0 |  | 0 |  | 0 |  | 0 |  | 0 |  | 0 |  | 0 |  | 0 |  | 0 |  | 0 |  | 15-25 |  | #VALUE! |  |  |  |  | 3 | 4 | #VALUE! | #VALUE! | #VALUE! |  | 4 | #VALUE! | #VALUE! | #VALUE! |  | 4 | #VALUE! | #VALUE! | #VALUE! |  |  |  | 4 | #VALUE! | #VALUE! | #VALUE! |  | 4 | #VALUE! | #VALUE! | #VALUE! |  | 4 | #VALUE! | #VALUE! | #VALUE! |  | 4 | #VALUE! | #VALUE! | #VALUE! |  | 4 | #VALUE! | #VALUE! | #VALUE! |  | 4 | #VALUE! | #VALUE! | #VALUE! |  | 4 | #VALUE! | #VALUE! | #VALUE!
Has the biomass (e.g. sludge/solids) been digested prior to disposal? | [20 empty] | 26-41 |  | #VALUE! |  |  |  |  | 4 | 5 | #VALUE! | #VALUE! | #VALUE! |  | 5 | #VALUE! | #VALUE! | #VALUE! |  | 5 | #VALUE! | #VALUE! | #VALUE! |  |  |  | 5 | #VALUE! | #VALUE! | #VALUE! |  | 5 | #VALUE! | #VALUE! | #VALUE! |  | 5 | #VALUE! | #VALUE! | #VALUE! |  | 5 | #VALUE! | #VALUE! | #VALUE! |  | 5 | #VALUE! | #VALUE! | #VALUE! |  | 5 | #VALUE! | #VALUE! | #VALUE! |  | 5 | #VALUE! | #VALUE! | #VALUE!
Total nitrogen (%-dry weight) | 2.5% | 5% | 2.5% | 5% | 2.5% | 5% | 2.5% | 5% | 2.5% | 5% | 2.5% | 5% | 2.5% | 5% | 2.5% | 5% | 2.5% | 5% | 2.5% | 5% |  |  | #VALUE! |  |  |  |  | 5 | 6 | #VALUE! | #VALUE! | #VALUE! |  | 6 | #VALUE! | #VALUE! | #VALUE! |  | 6 | #VALUE! | #VALUE! | #VALUE! |  |  |  | 6 | #VALUE! | #VALUE! | #VALUE! |  | 6 | #VALUE! | #VALUE! | #VALUE! |  | 6 | #VALUE! | #VALUE! | #VALUE! |  | 6 | #VALUE! | #VALUE! | #VALUE! |  | 6 | #VALUE! | #VALUE! | #VALUE! |  | 6 | #VALUE! | #VALUE! | #VALUE! |  | 6 | #VALUE! | #VALUE! | #VALUE!
Total volatile solids (TVS) of solids going to landfill (%-dry weight) | 94.39% | 65% | 94.39% | 65% | 94.39% | 65% | 94.39% | 65% | 94.39% | 65% | 94.39% | 65% | 94.39% | 65% | 94.39% | 65% | 94.39% | 65% | 94.39% | 65% |  |  | #VALUE! |  |  |  |  | 6 | 7 | #VALUE! | #VALUE! | #VALUE! |  | 7 | #VALUE! | #VALUE! | #VALUE! |  | 7 | #VALUE! | #VALUE! | #VALUE! |  |  |  | 7 | #VALUE! | #VALUE! | #VALUE! |  | 7 | #VALUE! | #VALUE! | #VALUE! |  | 7 | #VALUE! | #VALUE! | #VALUE! |  | 7 | #VALUE! | #VALUE! | #VALUE! |  | 7 | #VALUE! | #VALUE! | #VALUE! |  | 7 | #VALUE! | #VALUE! | #VALUE! |  | 7 | #VALUE! | #VALUE! | #VALUE!
Organic carbon in solids going to landfill (%-dry weight) | 52.86% | 52.86% | 52.86% | 52.86% | 52.86% | 52.86% | 52.86% | 52.86% | 52.86% | 52.86% | 52.86% | 52.86% | 52.86% | 52.86% | 52.86% | 52.86% | 52.86% | 52.86% | 52.86% | 52.86% | [7 empty] | 7 | 8 | #VALUE! | #VALUE! | #VALUE! |  | 8 | #VALUE! | #VALUE! | #VALUE! |  | 8 | #VALUE! | #VALUE! | #VALUE! |  |  |  | 8 | #VALUE! | #VALUE! | #VALUE! |  | 8 | #VALUE! | #VALUE! | #VALUE! |  | 8 | #VALUE! | #VALUE! | #VALUE! |  | 8 | #VALUE! | #VALUE! | #VALUE! |  | 8 | #VALUE! | #VALUE! | #VALUE! |  | 8 | #VALUE! | #VALUE! | #VALUE! |  | 8 | #VALUE! | #VALUE! | #VALUE!
Organic carbon (Mg/day-dry weight) | 0 |  | 0 |  | 0 |  | 0 |  | 0 |  | 0 |  | 0 |  | 0 |  | 0 |  | 0 | [8 empty] | 8 | 9 | #VALUE! | #VALUE! | #VALUE! |  | 9 | #VALUE! | #VALUE! | #VALUE! |  | 9 | #VALUE! | #VALUE! | #VALUE! |  |  |  | 9 | #VALUE! | #VALUE! | #VALUE! |  | 9 | #VALUE! | #VALUE! | #VALUE! |  | 9 | #VALUE! | #VALUE! | #VALUE! |  | 9 | #VALUE! | #VALUE! | #VALUE! |  | 9 | #VALUE! | #VALUE! | #VALUE! |  | 9 | #VALUE! | #VALUE! | #VALUE! |  | 9 | #VALUE! | #VALUE! | #VALUE!
Methane correction factor for landfill (DOCf that will decompose in landfill) |  | 1 |  | 1 |  | 1 |  | 1 |  | 1 |  | 1 |  | 1 |  | 1 |  | 1 |  | 1 | [7 empty] | 9 | 10 | #VALUE! | #VALUE! | #VALUE! |  | 10 | #VALUE! | #VALUE! | #VALUE! |  | 10 | #VALUE! | #VALUE! | #VALUE! |  |  |  | 10 | #VALUE! | #VALUE! | #VALUE! |  | 10 | #VALUE! | #VALUE! | #VALUE! |  | 10 | #VALUE! | #VALUE! | #VALUE! |  | 10 | #VALUE! | #VALUE! | #VALUE! |  | 10 | #VALUE! | #VALUE! | #VALUE! |  | 10 | #VALUE! | #VALUE! | #VALUE! |  | 10 | #VALUE! | #VALUE! | #VALUE!
Quality of soil cover at landfill (high = good organic matter content, supports vegetation well) |  | high |  | high |  | high |  | high |  | high |  | high |  | high |  | high |  | high |  | high | [7 empty] | 10 | 11 | #VALUE! | #VALUE! | #VALUE! |  | 11 | #VALUE! | #VALUE! | #VALUE! |  | 11 | #VALUE! | #VALUE! | #VALUE! |  |  |  | 11 | #VALUE! | #VALUE! | #VALUE! |  | 11 | #VALUE! | #VALUE! | #VALUE! |  | 11 | #VALUE! | #VALUE! | #VALUE! |  | 11 | #VALUE! | #VALUE! | #VALUE! |  | 11 | #VALUE! | #VALUE! | #VALUE! |  | 11 | #VALUE! | #VALUE! | #VALUE! |  | 11 | #VALUE! | #VALUE! | #VALUE!
Oxidation of methane by soil cover - applies three years after placement of wastewater solids in landfill | 25% |  | 25% |  | 25% |  | 25% |  | 25% |  | 25% |  | 25% |  | 25% |  | 25% |  | 25% | [8 empty] | 11 | 12 | #VALUE! | #VALUE! | #VALUE! |  | 12 | #VALUE! | #VALUE! | #VALUE! |  | 12 | #VALUE! | #VALUE! | #VALUE! |  |  |  | 12 | #VALUE! | #VALUE! | #VALUE! |  | 12 | #VALUE! | #VALUE! | #VALUE! |  | 12 | #VALUE! | #VALUE! | #VALUE! |  | 12 | #VALUE! | #VALUE! | #VALUE! |  | 12 | #VALUE! | #VALUE! | #VALUE! |  | 12 | #VALUE! | #VALUE! | #VALUE! |  | 12 | #VALUE! | #VALUE! | #VALUE!
Methane captured at landfill and flared, combusted or otherwise used - after capping | 90% |  | 90% |  | 90% |  | 90% |  | 90% |  | 90% |  | 90% |  | 90% |  | 90% |  | 90% | [8 empty] | 12 | 13 | #VALUE! | #VALUE! | #VALUE! |  | 13 | #VALUE! | #VALUE! | #VALUE! |  | 13 | #VALUE! | #VALUE! | #VALUE! |  |  |  | 13 | #VALUE! | #VALUE! | #VALUE! |  | 13 | #VALUE! | #VALUE! | #VALUE! |  | 13 | #VALUE! | #VALUE! | #VALUE! |  | 13 | #VALUE! | #VALUE! | #VALUE! |  | 13 | #VALUE! | #VALUE! | #VALUE! |  | 13 | #VALUE! | #VALUE! | #VALUE! |  | 13 | #VALUE! | #VALUE! | #VALUE!
Percent of captured methane used to generate electricity |  | 100% |  | 100% |  | 100% |  | 100% |  | 100% |  | 100% |  | 100% |  | 100% |  | 100% |  | 100% | [7 empty] | 13 | 14 | #VALUE! | #VALUE! | #VALUE! |  | 14 | #VALUE! | #VALUE! | #VALUE! |  | 14 | #VALUE! | #VALUE! | #VALUE! |  |  |  | 14 | #VALUE! | #VALUE! | #VALUE! |  | 14 | #VALUE! | #VALUE! | #VALUE! |  | 14 | #VALUE! | #VALUE! | #VALUE! |  | 14 | #VALUE! | #VALUE! | #VALUE! |  | 14 | #VALUE! | #VALUE! | #VALUE! |  | 14 | #VALUE! | #VALUE! | #VALUE! |  | 14 | #VALUE! | #VALUE! | #VALUE!
Level of Digestion/Processing | [27 empty] | 14 | 15 | #VALUE! | #VALUE! | #VALUE! |  | 15 | #VALUE! | #VALUE! | #VALUE! |  | 15 | #VALUE! | #VALUE! | #VALUE! |  |  |  | 15 | #VALUE! | #VALUE! | #VALUE! |  | 15 | #VALUE! | #VALUE! | #VALUE! |  | 15 | #VALUE! | #VALUE! | #VALUE! |  | 15 | #VALUE! | #VALUE! | #VALUE! |  | 15 | #VALUE! | #VALUE! | #VALUE! |  | 15 | #VALUE! | #VALUE! | #VALUE! |  | 15 | #VALUE! | #VALUE! | #VALUE!
DOCf - fraction of degradable organic carbon that can decompose | N/A |  | N/A |  | N/A |  | N/A |  | N/A |  | N/A |  | N/A |  | N/A |  | N/A |  | N/A | [8 empty] | 15 | 16 | #VALUE! | #VALUE! | #VALUE! |  | 16 | #VALUE! | #VALUE! | #VALUE! |  | 16 | #VALUE! | #VALUE! | #VALUE! |  |  |  | 16 | #VALUE! | #VALUE! | #VALUE! |  | 16 | #VALUE! | #VALUE! | #VALUE! |  | 16 | #VALUE! | #VALUE! | #VALUE! |  | 16 | #VALUE! | #VALUE! | #VALUE! |  | 16 | #VALUE! | #VALUE! | #VALUE! |  | 16 | #VALUE! | #VALUE! | #VALUE! |  | 16 | #VALUE! | #VALUE! | #VALUE!
Landfill climate zone (see Reference sheet cells A171:A175 for climate criteria) | [27 empty] | 16 | 17 | #VALUE! | #VALUE! | #VALUE! |  | 17 | #VALUE! | #VALUE! | #VALUE! |  | 17 | #VALUE! | #VALUE! | #VALUE! |  |  |  | 17 | #VALUE! | #VALUE! | #VALUE! |  | 17 | #VALUE! | #VALUE! | #VALUE! |  | 17 | #VALUE! | #VALUE! | #VALUE! |  | 17 | #VALUE! | #VALUE! | #VALUE! |  | 17 | #VALUE! | #VALUE! | #VALUE! |  | 17 | #VALUE! | #VALUE! | #VALUE! |  | 17 | #VALUE! | #VALUE! | #VALUE!
K-decay rate | N/A |  | N/A |  | N/A |  | N/A |  | N/A |  | N/A |  | N/A |  | N/A |  | N/A |  | N/A | [8 empty] | 17 | 18 | #VALUE! | #VALUE! | #VALUE! |  | 18 | #VALUE! | #VALUE! | #VALUE! |  | 18 | #VALUE! | #VALUE! | #VALUE! |  |  |  | 18 | #VALUE! | #VALUE! | #VALUE! |  | 18 | #VALUE! | #VALUE! | #VALUE! |  | 18 | #VALUE! | #VALUE! | #VALUE! |  | 18 | #VALUE! | #VALUE! | #VALUE! |  | 18 | #VALUE! | #VALUE! | #VALUE! |  | 18 | #VALUE! | #VALUE! | #VALUE! |  | 18 | #VALUE! | #VALUE! | #VALUE!
[28 empty] | 18 | 19 | #VALUE! | #VALUE! | #VALUE! |  | 19 | #VALUE! | #VALUE! | #VALUE! |  | 19 | #VALUE! | #VALUE! | #VALUE! |  |  |  | 19 | #VALUE! | #VALUE! | #VALUE! |  | 19 | #VALUE! | #VALUE! | #VALUE! |  | 19 | #VALUE! | #VALUE! | #VALUE! |  | 19 | #VALUE! | #VALUE! | #VALUE! |  | 19 | #VALUE! | #VALUE! | #VALUE! |  | 19 | #VALUE! | #VALUE! | #VALUE! |  | 19 | #VALUE! | #VALUE! | #VALUE!
Methane Emissions | [27 empty] | 19 | 20 | #VALUE! | #VALUE! | #VALUE! |  | 20 | #VALUE! | #VALUE! | #VALUE! |  | 20 | #VALUE! | #VALUE! | #VALUE! |  |  |  | 20 | #VALUE! | #VALUE! | #VALUE! |  | 20 | #VALUE! | #VALUE! | #VALUE! |  | 20 | #VALUE! | #VALUE! | #VALUE! |  | 20 | #VALUE! | #VALUE! | #VALUE! |  | 20 | #VALUE! | #VALUE! | #VALUE! |  | 20 | #VALUE! | #VALUE! | #VALUE! |  | 20 | #VALUE! | #VALUE! | #VALUE!
CH4 released from first half year after landfilling (Mg/day) | N/A |  | N/A |  | N/A |  | N/A |  | N/A |  | N/A |  | N/A |  | N/A |  | N/A |  | N/A | [8 empty] | 20 | 21 | #VALUE! | #VALUE! | #VALUE! |  | 21 | #VALUE! | #VALUE! | #VALUE! |  | 21 | #VALUE! | #VALUE! | #VALUE! |  |  |  | 21 | #VALUE! | #VALUE! | #VALUE! |  | 21 | #VALUE! | #VALUE! | #VALUE! |  | 21 | #VALUE! | #VALUE! | #VALUE! |  | 21 | #VALUE! | #VALUE! | #VALUE! |  | 21 | #VALUE! | #VALUE! | #VALUE! |  | 21 | #VALUE! | #VALUE! | #VALUE! |  | 21 | #VALUE! | #VALUE! | #VALUE!
CH4 released from years 0.5-2 after landfilling (Mg/day) | N/A |  | N/A |  | N/A |  | N/A |  | N/A |  | N/A |  | N/A |  | N/A |  | N/A |  | N/A | [8 empty] | 21 | 22 | #VALUE! | #VALUE! | #VALUE! |  | 22 | #VALUE! | #VALUE! | #VALUE! |  | 22 | #VALUE! | #VALUE! | #VALUE! |  |  |  | 22 | #VALUE! | #VALUE! | #VALUE! |  | 22 | #VALUE! | #VALUE! | #VALUE! |  | 22 | #VALUE! | #VALUE! | #VALUE! |  | 22 | #VALUE! | #VALUE! | #VALUE! |  | 22 | #VALUE! | #VALUE! | #VALUE! |  | 22 | #VALUE! | #VALUE! | #VALUE! |  | 22 | #VALUE! | #VALUE! | #VALUE!
CH4 released from years 3-14 after landfilling (Mg/day) | N/A |  | N/A |  | N/A |  | N/A |  | N/A |  | N/A |  | N/A |  | N/A |  | N/A |  | N/A | [8 empty] | 22 | 23 | #VALUE! | #VALUE! | #VALUE! |  | 23 | #VALUE! | #VALUE! | #VALUE! |  | 23 | #VALUE! | #VALUE! | #VALUE! |  |  |  | 23 | #VALUE! | #VALUE! | #VALUE! |  | 23 | #VALUE! | #VALUE! | #VALUE! |  | 23 | #VALUE! | #VALUE! | #VALUE! |  | 23 | #VALUE! | #VALUE! | #VALUE! |  | 23 | #VALUE! | #VALUE! | #VALUE! |  | 23 | #VALUE! | #VALUE! | #VALUE! |  | 23 | #VALUE! | #VALUE! | #VALUE!
CH4 released after capping (Mg/day) | N/A |  | N/A |  | N/A |  | N/A |  | N/A |  | N/A |  | N/A |  | N/A |  | N/A |  | N/A | [8 empty] | 23 | 24 | #VALUE! | #VALUE! | #VALUE! |  | 24 | #VALUE! | #VALUE! | #VALUE! |  | 24 | #VALUE! | #VALUE! | #VALUE! |  |  |  | 24 | #VALUE! | #VALUE! | #VALUE! |  | 24 | #VALUE! | #VALUE! | #VALUE! |  | 24 | #VALUE! | #VALUE! | #VALUE! |  | 24 | #VALUE! | #VALUE! | #VALUE! |  | 24 | #VALUE! | #VALUE! | #VALUE! |  | 24 | #VALUE! | #VALUE! | #VALUE! |  | 24 | #VALUE! | #VALUE! | #VALUE!
Fugitive CH4 from combusted CH4 (Mg/day) | N/A |  | N/A |  | N/A |  | N/A |  | N/A |  | N/A |  | N/A |  | N/A |  | N/A |  | N/A | [8 empty] | 24 | 25 | #VALUE! | #VALUE! | #VALUE! |  | 25 | #VALUE! | #VALUE! | #VALUE! |  | 25 | #VALUE! | #VALUE! | #VALUE! |  |  |  | 25 | #VALUE! | #VALUE! | #VALUE! |  | 25 | #VALUE! | #VALUE! | #VALUE! |  | 25 | #VALUE! | #VALUE! | #VALUE! |  | 25 | #VALUE! | #VALUE! | #VALUE! |  | 25 | #VALUE! | #VALUE! | #VALUE! |  | 25 | #VALUE! | #VALUE! | #VALUE! |  | 25 | #VALUE! | #VALUE! | #VALUE!
CO2 Emissions equivalents from released CH4 (Mg/day) | 0 |  | 0 |  | 0 |  | 0 |  | 0 |  | 0 |  | 0 |  | 0 |  | 0 |  | 0 | [8 empty] | 25 | 26 | #VALUE! | #VALUE! | #VALUE! |  | 26 | #VALUE! | #VALUE! | #VALUE! |  | 26 | #VALUE! | #VALUE! | #VALUE! |  |  |  | 26 | #VALUE! | #VALUE! | #VALUE! |  | 26 | #VALUE! | #VALUE! | #VALUE! |  | 26 | #VALUE! | #VALUE! | #VALUE! |  | 26 | #VALUE! | #VALUE! | #VALUE! |  | 26 | #VALUE! | #VALUE! | #VALUE! |  | 26 | #VALUE! | #VALUE! | #VALUE! |  | 26 | #VALUE! | #VALUE! | #VALUE!
[25 empty] | 1 | for use in formula |  | 26 | 27 | #VALUE! | #VALUE! | #VALUE! |  | 27 | #VALUE! | #VALUE! | #VALUE! |  | 27 | #VALUE! | #VALUE! | #VALUE! |  |  |  | 27 | #VALUE! | #VALUE! | #VALUE! |  | 27 | #VALUE! | #VALUE! | #VALUE! |  | 27 | #VALUE! | #VALUE! | #VALUE! |  | 27 | #VALUE! | #VALUE! | #VALUE! |  | 27 | #VALUE! | #VALUE! | #VALUE! |  | 27 | #VALUE! | #VALUE! | #VALUE! |  | 27 | #VALUE! | #VALUE! | #VALUE!
Nitrous Oxide Emissions | [25 empty] | y=a(1-b)^x |  | 27 | 28 | #VALUE! | #VALUE! | #VALUE! |  | 28 | #VALUE! | #VALUE! | #VALUE! |  | 28 | #VALUE! | #VALUE! | #VALUE! |  |  |  | 28 | #VALUE! | #VALUE! | #VALUE! |  | 28 | #VALUE! | #VALUE! | #VALUE! |  | 28 | #VALUE! | #VALUE! | #VALUE! |  | 28 | #VALUE! | #VALUE! | #VALUE! |  | 28 | #VALUE! | #VALUE! | #VALUE! |  | 28 | #VALUE! | #VALUE! | #VALUE! |  | 28 | #VALUE! | #VALUE! | #VALUE!
N2O emitted from landfilled biomass (Mg/day) | 0 |  | 0 |  | 0 |  | 0 |  | 0 |  | 0 |  | 0 |  | 0 |  | 0 |  | 0 | [5 empty] | y = final amount |  |  | 28 | 29 | #VALUE! | #VALUE! | #VALUE! |  | 29 | #VALUE! | #VALUE! | #VALUE! |  | 29 | #VALUE! | #VALUE! | #VALUE! |  |  |  | 29 | #VALUE! | #VALUE! | #VALUE! |  | 29 | #VALUE! | #VALUE! | #VALUE! |  | 29 | #VALUE! | #VALUE! | #VALUE! |  | 29 | #VALUE! | #VALUE! | #VALUE! |  | 29 | #VALUE! | #VALUE! | #VALUE! |  | 29 | #VALUE! | #VALUE! | #VALUE! |  | 29 | #VALUE! | #VALUE! | #VALUE!
CO2 emissions equivalents from released N2O (Mg/day) | 0 |  | 0 |  | 0 |  | 0 |  | 0 |  | 0 |  | 0 |  | 0 |  | 0 |  | 0 | [5 empty] | a = original amount |  |  | 29 | 30 | #VALUE! | #VALUE! | #VALUE! |  | 30 | #VALUE! | #VALUE! | #VALUE! |  | 30 | #VALUE! | #VALUE! | #VALUE! |  |  |  | 30 | #VALUE! | #VALUE! | #VALUE! |  | 30 | #VALUE! | #VALUE! | #VALUE! |  | 30 | #VALUE! | #VALUE! | #VALUE! |  | 30 | #VALUE! | #VALUE! | #VALUE! |  | 30 | #VALUE! | #VALUE! | #VALUE! |  | 30 | #VALUE! | #VALUE! | #VALUE! |  | 30 | #VALUE! | #VALUE! | #VALUE!
b = decay rate
Carbon Sequestration | [24 empty] | x = time
From undecomposed carbon from landfilled biomass (Mg CO2/day) | #VALUE! |  | #VALUE! |  | #VALUE! |  | #VALUE! |  | #VALUE! |  | #VALUE! |  | #VALUE! |  | #VALUE! |  | #VALUE! |  | #VALUE!
Electricity Generation Credit
Electricity generated (kWh/day) | N/A |  | N/A |  | N/A |  | N/A |  | N/A |  | N/A |  | N/A |  | N/A |  | N/A |  | N/A
CO2 emissions avoided from electricity generated (Mg/day) | #VALUE! |  | #VALUE! |  | #VALUE! |  | #VALUE! |  | #VALUE! |  | #VALUE! |  | #VALUE! |  | #VALUE! |  | #VALUE! |  | #VALUE!
CO2 emissions from biomass (biogas) combustion (Mg/day) | #VALUE! |  | #VALUE! |  | #VALUE! |  | #VALUE! |  | #VALUE! |  | #VALUE! |  | #VALUE! |  | #VALUE! |  | #VALUE! |  | #VALUE!
CO2 equivalents (Mg/year) | #VALUE! |  | #VALUE! |  | #VALUE! |  | #VALUE! |  | #VALUE! |  | #VALUE! |  | #VALUE! |  | #VALUE! |  | #VALUE! |  | #VALUE!
Scope 1 | #VALUE! |  | #VALUE! |  | #VALUE! |  | #VALUE! |  | #VALUE! |  | #VALUE! |  | #VALUE! |  | #VALUE! |  | #VALUE! |  | #VALUE!
Scope 2 | #VALUE! |  | #VALUE! |  | #VALUE! |  | #VALUE! |  | #VALUE! |  | #VALUE! |  | #VALUE! |  | #VALUE! |  | #VALUE! |  | #VALUE!
Scopes 1 & 2 | #VALUE! |  | #VALUE! |  | #VALUE! |  | #VALUE! |  | #VALUE! |  | #VALUE! |  | #VALUE! |  | #VALUE! |  | #VALUE! |  | #VALUE!
Scope 3 | 0 |  | 0 |  | 0 |  | 0 |  | 0 |  | 0 |  | 0 |  | 0 |  | 0 |  | 0
Biomass combustion* | #VALUE! |  | #VALUE! |  | #VALUE! |  | #VALUE! |  | #VALUE! |  | #VALUE! |  | #VALUE! |  | #VALUE! |  | #VALUE! |  | #VALUE!
Instructions and Notes
General: Enter data for all wastewater solids sent to a landfill for disposal.
*Biomass combustion emissions are not included in total CO2 equivalents.
Key
| Input |  |  | 0
| Default from reference values |  |  | 0
| Data used to calculate default (for info only) |  |  | 0
| Process output |  |  | 0
| Input with possible cell reference |  |  | 0
| Calculated result |  |  | 0

## Landfill Disposal CA Regulatory (hidden)
[28 empty] | Scenario 1 | 37585.0968 | wet tons to landfill | 34106.2585 | Mg -wet | Scenario 2 |  | wet tons to landfill | 0 | Mg -wet | Scenario 3 |  | wet tons to landfill | 0 | Mg -wet |  |  | Scenario 4 |  | wet tons to landfill | 0 | Mg -wet | Scenario 5 |  | wet tons to landfill | 0 | Mg -wet | Scenario 6 |  | wet tons to landfill | 0 | Mg -wet | Scenario 7 |  | wet tons to landfill | 0 | Mg -wet | Scenario 8 |  | wet tons to landfill | 0 | Mg -wet | Scenario 9 |  | wet tons to landfill | 0 | Mg -wet | Scenario 10 |  | wet tons to landfill | 0 | Mg -wet
[25 empty] | Typical | [5 empty] | #VALUE! | ratio |  |  |  | #VALUE! | ratio |  |  |  | #VALUE! | ratio | [5 empty] | #VALUE! | ratio |  |  |  | #VALUE! | ratio |  |  |  | #VALUE! | ratio |  |  |  | #VALUE! | ratio |  |  |  | #VALUE! | ratio |  |  |  | #VALUE! | ratio |  |  |  | #VALUE! | ratio
Worst-case
[25 empty] | Aggressive |  |  | Tons remaining after | 3 | years: | #VALUE! | #VALUE! | Tons remaining after | 3 | years: | #VALUE! | #VALUE! | Tons remaining after | 3 | years: | #VALUE! | #VALUE! |  | lost | Tons remaining after | 3 | years: | #VALUE! | #VALUE! | Tons remaining after | 3 | years: | #VALUE! | #VALUE! | Tons remaining after | 3 | years: | #VALUE! | #VALUE! | Tons remaining after | 3 | years: | #VALUE! | #VALUE! | Tons remaining after | 3 | years: | #VALUE! | #VALUE! | Tons remaining after | 3 | years: | #VALUE! | #VALUE! | Tons remaining after | 3 | years: | #VALUE! | #VALUE!
[25 empty] | CA regulatory |  |  | Tons decayed after | 3 | years: | #VALUE! |  | Tons decayed after | 3 | years: | #VALUE! |  | Tons decayed after | 3 | years: | #VALUE! |  |  | #VALUE! | Tons decayed after | 3 | years: | #VALUE! |  | Tons decayed after | 3 | years: | #VALUE! |  | Tons decayed after | 3 | years: | #VALUE! |  | Tons decayed after | 3 | years: | #VALUE! |  | Tons decayed after | 3 | years: | #VALUE! |  | Tons decayed after | 3 | years: | #VALUE! |  | Tons decayed after | 3 | years: | #VALUE!
[28 empty] | Tons decayed in year 3: |  |  | #VALUE! |  | Tons decayed in year 3: |  |  | #VALUE! |  | Tons decayed in year 3: |  |  | #VALUE! |  |  | #VALUE! | Tons decayed in year 3: |  |  | #VALUE! |  | Tons decayed in year 3: |  |  | #VALUE! |  | Tons decayed in year 3: |  |  | #VALUE! |  | Tons decayed in year 3: |  |  | #VALUE! |  | Tons decayed in year 3: |  |  | #VALUE! |  | Tons decayed in year 3: |  |  | #VALUE! |  | Tons decayed in year 3: |  |  | #VALUE!
[24 empty] | WARM is | 0.36 | for California regulatory for Food Waste |  | 100 | to % conversion |  |  |  | 100 | to % conversion |  |  |  | 100 | to % conversion |  |  |  |  | #VALUE! | 100 | to % conversion |  |  |  | 100 | to % conversion |  |  |  | 100 | to % conversion |  |  |  | 100 | to % conversion |  |  |  | 100 | to % conversion |  |  |  | 100 | to % conversion |  |  |  | 100 | to % conversion
[30 empty] | Inputs | tons |  |  |  | Inputs | tons |  |  |  | Inputs | tons |  |  | #VALUE! |  |  | Inputs | tons |  |  |  | Inputs | tons |  |  |  | Inputs | tons |  |  |  | Inputs | tons |  |  |  | Inputs | tons |  |  |  | Inputs | tons |  |  |  | Inputs | tons
Landfill Disposal - CA Regulatory | Scenario 1 |  | Scenario 2 |  | Scenario 3 |  | Scenario 4 |  | Scenario 5 |  | Scenario 6 |  | Scenario 7 |  | Scenario 8 |  | Scenario 9 |  | Scenario 10 | [5 empty] | WARM "CA regulatory scenario" scenario |  |  |  | Dry Organic Matter | 100 |  |  |  | Dry Organic Matter | 100 |  |  |  | Dry Organic Matter | 100 |  |  | sum of lost methane | #VALUE! |  | Dry Organic Matter | 100 |  |  |  | Dry Organic Matter | 100 |  |  |  | Dry Organic Matter | 100 |  |  |  | Dry Organic Matter | 100 |  |  |  | Dry Organic Matter | 100 |  |  |  | Dry Organic Matter | 100 |  |  |  | Dry Organic Matter | 100
| Landfill |  | Co-digestion |  | 0 |  | 0 |  | 0 |  | 0 |  |  |  | 0 |  | 0 |  | 0 | [5 empty] | captured | Years after landfilling | lost |  | Decay Rate (k rate) | N/A |  |  |  | Decay Rate (k rate) | N/A |  |  |  | Decay Rate (k rate) | N/A |  |  | capture | #VALUE! |  | Decay Rate (k rate) | N/A |  |  |  | Decay Rate (k rate) | N/A |  |  |  | Decay Rate (k rate) | N/A |  |  |  | Decay Rate (k rate) | N/A |  |  |  | Decay Rate (k rate) | N/A |  |  |  | Decay Rate (k rate) | N/A |  |  |  | Decay Rate (k rate) | N/A
Unit Processes & Inputs | Inputs & Daily Emissions | Default Input (Optional) | Inputs & Daily Emissions | Default Input (Optional) | Inputs & Daily Emissions | Default Input (Optional) | Inputs & Daily Emissions | Default Input (Optional) | Inputs & Daily Emissions | Default Input (Optional) | Inputs & Daily Emissions | Default Input (Optional) | Inputs & Daily Emissions | Default Input (Optional) | Inputs & Daily Emissions | Default Input (Optional) | Inputs & Daily Emissions | Default Input (Optional) | Inputs & Daily Emissions | Default Input (Optional) |  |  | CA regulatory |  | 0% | 0 | 100% |  | Elapsed Years | Amount Remaining (Tons) | Amount Degraded (Tons) |  |  | Elapsed Years | Amount Remaining (Tons) | Amount Degraded (Tons) |  |  | Elapsed Years | Amount Remaining (Tons) | Amount Degraded (Tons) |  |  |  |  | Elapsed Years | Amount Remaining (Tons) | Amount Degraded (Tons) |  |  | Elapsed Years | Amount Remaining (Tons) | Amount Degraded (Tons) |  |  | Elapsed Years | Amount Remaining (Tons) | Amount Degraded (Tons) |  |  | Elapsed Years | Amount Remaining (Tons) | Amount Degraded (Tons) |  |  | Elapsed Years | Amount Remaining (Tons) | Amount Degraded (Tons) |  |  | Elapsed Years | Amount Remaining (Tons) | Amount Degraded (Tons) |  |  | Elapsed Years | Amount Remaining (Tons) | Amount Degraded (Tons)
Biomass Characteristics Input | [22 empty] | lost |  | 50% | 1 | 50% | 0 | 1 | #VALUE! | #VALUE! | #VALUE! |  | 1 | #VALUE! | #VALUE! | #VALUE! |  | 1 | #VALUE! | #VALUE! | #VALUE! |  |  |  | 1 | #VALUE! | #VALUE! | #VALUE! |  | 1 | #VALUE! | #VALUE! | #VALUE! |  | 1 | #VALUE! | #VALUE! | #VALUE! |  | 1 | #VALUE! | #VALUE! | #VALUE! |  | 1 | #VALUE! | #VALUE! | #VALUE! |  | 1 | #VALUE! | #VALUE! | #VALUE! |  | 1 | #VALUE! | #VALUE! | #VALUE!
Quantity going to landfill (Mg/day-wet) | 93.4418 |  | 0 |  | 0 |  | 0 |  | 0 |  | 0 |  | 0 |  | 0 |  | 0 |  | 0 |  | 12 |  | #VALUE! |  | 80% | 2-7 | 20% | 1 | 2 | #VALUE! | #VALUE! | #VALUE! |  | 2 | #VALUE! | #VALUE! | #VALUE! |  | 2 | #VALUE! | #VALUE! | #VALUE! |  |  |  | 2 | #VALUE! | #VALUE! | #VALUE! |  | 2 | #VALUE! | #VALUE! | #VALUE! |  | 2 | #VALUE! | #VALUE! | #VALUE! |  | 2 | #VALUE! | #VALUE! | #VALUE! |  | 2 | #VALUE! | #VALUE! | #VALUE! |  | 2 | #VALUE! | #VALUE! | #VALUE! |  | 2 | #VALUE! | #VALUE! | #VALUE!
Solids content (%) | 7.2% |  | 7.2% |  | 7.2% |  | 7.2% |  | 7.2% |  | 7.2% |  | 7.2% |  | 7.2% |  | 7.2% |  | 7.2% |  | 13 |  | #VALUE! |  | 90% | after capping | 10% | 2 | 3 | #VALUE! | #VALUE! | #VALUE! |  | 3 | #VALUE! | #VALUE! | #VALUE! |  | 3 | #VALUE! | #VALUE! | #VALUE! |  |  |  | 3 | #VALUE! | #VALUE! | #VALUE! |  | 3 | #VALUE! | #VALUE! | #VALUE! |  | 3 | #VALUE! | #VALUE! | #VALUE! |  | 3 | #VALUE! | #VALUE! | #VALUE! |  | 3 | #VALUE! | #VALUE! | #VALUE! |  | 3 | #VALUE! | #VALUE! | #VALUE! |  | 3 | #VALUE! | #VALUE! | #VALUE!
Quantity going to landfill (Mg/day-dry) | 6.7278 |  | 0 |  | 0 |  | 0 |  | 0 |  | 0 |  | 0 |  | 0 |  | 0 |  | 0 |  | 14-18 |  | #VALUE! |  |  |  |  | 3 | 4 | #VALUE! | #VALUE! | #VALUE! |  | 4 | #VALUE! | #VALUE! | #VALUE! |  | 4 | #VALUE! | #VALUE! | #VALUE! |  |  |  | 4 | #VALUE! | #VALUE! | #VALUE! |  | 4 | #VALUE! | #VALUE! | #VALUE! |  | 4 | #VALUE! | #VALUE! | #VALUE! |  | 4 | #VALUE! | #VALUE! | #VALUE! |  | 4 | #VALUE! | #VALUE! | #VALUE! |  | 4 | #VALUE! | #VALUE! | #VALUE! |  | 4 | #VALUE! | #VALUE! | #VALUE!
Has the biomass (e.g. sludge/solids) been digested prior to disposal? | [20 empty] | 19-41 |  | #VALUE! |  |  |  |  | 4 | 5 | #VALUE! | #VALUE! | #VALUE! |  | 5 | #VALUE! | #VALUE! | #VALUE! |  | 5 | #VALUE! | #VALUE! | #VALUE! |  |  |  | 5 | #VALUE! | #VALUE! | #VALUE! |  | 5 | #VALUE! | #VALUE! | #VALUE! |  | 5 | #VALUE! | #VALUE! | #VALUE! |  | 5 | #VALUE! | #VALUE! | #VALUE! |  | 5 | #VALUE! | #VALUE! | #VALUE! |  | 5 | #VALUE! | #VALUE! | #VALUE! |  | 5 | #VALUE! | #VALUE! | #VALUE!
Total nitrogen (%-dry weight) | 2.5% | 5% | 2.5% | 5% | 2.5% | 5% | 2.5% | 5% | 2.5% | 5% | 2.5% | 5% | 2.5% | 5% | 2.5% | 5% | 2.5% | 5% | 2.5% | 5% |  | sum of lost methane | #VALUE! |  |  |  |  | 5 | 6 | #VALUE! | #VALUE! | #VALUE! |  | 6 | #VALUE! | #VALUE! | #VALUE! |  | 6 | #VALUE! | #VALUE! | #VALUE! |  |  |  | 6 | #VALUE! | #VALUE! | #VALUE! |  | 6 | #VALUE! | #VALUE! | #VALUE! |  | 6 | #VALUE! | #VALUE! | #VALUE! |  | 6 | #VALUE! | #VALUE! | #VALUE! |  | 6 | #VALUE! | #VALUE! | #VALUE! |  | 6 | #VALUE! | #VALUE! | #VALUE! |  | 6 | #VALUE! | #VALUE! | #VALUE!
Total volatile solids (TVS) of solids going to landfill (%-dry weight) | 94.39% | 65% | 94.39% | 65% | 94.39% | 65% | 94.39% | 65% | 94.39% | 65% | 94.39% | 65% | 94.39% | 65% | 94.39% | 65% | 94.39% | 65% | 94.39% | 65% |  | capture | #VALUE! |  |  |  |  | 6 | 7 | #VALUE! | #VALUE! | #VALUE! |  | 7 | #VALUE! | #VALUE! | #VALUE! |  | 7 | #VALUE! | #VALUE! | #VALUE! |  |  |  | 7 | #VALUE! | #VALUE! | #VALUE! |  | 7 | #VALUE! | #VALUE! | #VALUE! |  | 7 | #VALUE! | #VALUE! | #VALUE! |  | 7 | #VALUE! | #VALUE! | #VALUE! |  | 7 | #VALUE! | #VALUE! | #VALUE! |  | 7 | #VALUE! | #VALUE! | #VALUE! |  | 7 | #VALUE! | #VALUE! | #VALUE!
Organic carbon in solids going to landfill (%-dry weight) | 52.86% | 52.86% | 52.86% | 52.86% | 52.86% | 52.86% | 52.86% | 52.86% | 52.86% | 52.86% | 52.86% | 52.86% | 52.86% | 52.86% | 52.86% | 52.86% | 52.86% | 52.86% | 52.86% | 52.86% | [7 empty] | 7 | 8 | #VALUE! | #VALUE! | #VALUE! |  | 8 | #VALUE! | #VALUE! | #VALUE! |  | 8 | #VALUE! | #VALUE! | #VALUE! |  |  |  | 8 | #VALUE! | #VALUE! | #VALUE! |  | 8 | #VALUE! | #VALUE! | #VALUE! |  | 8 | #VALUE! | #VALUE! | #VALUE! |  | 8 | #VALUE! | #VALUE! | #VALUE! |  | 8 | #VALUE! | #VALUE! | #VALUE! |  | 8 | #VALUE! | #VALUE! | #VALUE! |  | 8 | #VALUE! | #VALUE! | #VALUE!
Organic carbon (Mg/day-dry weight) | 3.5561 |  | 0 |  | 0 |  | 0 |  | 0 |  | 0 |  | 0 |  | 0 |  | 0 |  | 0 | [8 empty] | 8 | 9 | #VALUE! | #VALUE! | #VALUE! |  | 9 | #VALUE! | #VALUE! | #VALUE! |  | 9 | #VALUE! | #VALUE! | #VALUE! |  |  |  | 9 | #VALUE! | #VALUE! | #VALUE! |  | 9 | #VALUE! | #VALUE! | #VALUE! |  | 9 | #VALUE! | #VALUE! | #VALUE! |  | 9 | #VALUE! | #VALUE! | #VALUE! |  | 9 | #VALUE! | #VALUE! | #VALUE! |  | 9 | #VALUE! | #VALUE! | #VALUE! |  | 9 | #VALUE! | #VALUE! | #VALUE!
Methane correction factor for landfill (DOCf that will decompose in landfill) |  | 1 |  | 1 |  | 1 |  | 1 |  | 1 |  | 1 |  | 1 |  | 1 |  | 1 |  | 1 | [7 empty] | 9 | 10 | #VALUE! | #VALUE! | #VALUE! |  | 10 | #VALUE! | #VALUE! | #VALUE! |  | 10 | #VALUE! | #VALUE! | #VALUE! |  |  |  | 10 | #VALUE! | #VALUE! | #VALUE! |  | 10 | #VALUE! | #VALUE! | #VALUE! |  | 10 | #VALUE! | #VALUE! | #VALUE! |  | 10 | #VALUE! | #VALUE! | #VALUE! |  | 10 | #VALUE! | #VALUE! | #VALUE! |  | 10 | #VALUE! | #VALUE! | #VALUE! |  | 10 | #VALUE! | #VALUE! | #VALUE!
Quality of soil cover at landfill (high = good organic matter content, supports vegetation well) |  | high |  | high |  | high |  | high |  | high |  | high |  | high |  | high |  | high |  | high | [7 empty] | 10 | 11 | #VALUE! | #VALUE! | #VALUE! |  | 11 | #VALUE! | #VALUE! | #VALUE! |  | 11 | #VALUE! | #VALUE! | #VALUE! |  |  |  | 11 | #VALUE! | #VALUE! | #VALUE! |  | 11 | #VALUE! | #VALUE! | #VALUE! |  | 11 | #VALUE! | #VALUE! | #VALUE! |  | 11 | #VALUE! | #VALUE! | #VALUE! |  | 11 | #VALUE! | #VALUE! | #VALUE! |  | 11 | #VALUE! | #VALUE! | #VALUE! |  | 11 | #VALUE! | #VALUE! | #VALUE!
Oxidation of methane by soil cover - applies three years after placement of wastewater solids in landfill | 25% |  | 25% |  | 25% |  | 25% |  | 25% |  | 25% |  | 25% |  | 25% |  | 25% |  | 25% | [8 empty] | 11 | 12 | #VALUE! | #VALUE! | #VALUE! |  | 12 | #VALUE! | #VALUE! | #VALUE! |  | 12 | #VALUE! | #VALUE! | #VALUE! |  |  |  | 12 | #VALUE! | #VALUE! | #VALUE! |  | 12 | #VALUE! | #VALUE! | #VALUE! |  | 12 | #VALUE! | #VALUE! | #VALUE! |  | 12 | #VALUE! | #VALUE! | #VALUE! |  | 12 | #VALUE! | #VALUE! | #VALUE! |  | 12 | #VALUE! | #VALUE! | #VALUE! |  | 12 | #VALUE! | #VALUE! | #VALUE!
Methane captured at landfill and flared, combusted or otherwise used - after capping | 90% |  | 90% |  | 90% |  | 90% |  | 90% |  | 90% |  | 90% |  | 90% |  | 90% |  | 90% | [8 empty] | 12 | 13 | #VALUE! | #VALUE! | #VALUE! |  | 13 | #VALUE! | #VALUE! | #VALUE! |  | 13 | #VALUE! | #VALUE! | #VALUE! |  |  |  | 13 | #VALUE! | #VALUE! | #VALUE! |  | 13 | #VALUE! | #VALUE! | #VALUE! |  | 13 | #VALUE! | #VALUE! | #VALUE! |  | 13 | #VALUE! | #VALUE! | #VALUE! |  | 13 | #VALUE! | #VALUE! | #VALUE! |  | 13 | #VALUE! | #VALUE! | #VALUE! |  | 13 | #VALUE! | #VALUE! | #VALUE!
Percent of captured methane used to generate electricity |  | 100% |  | 100% |  | 100% |  | 100% |  | 100% |  | 100% |  | 100% |  | 100% |  | 100% |  | 100% | [7 empty] | 13 | 14 | #VALUE! | #VALUE! | #VALUE! |  | 14 | #VALUE! | #VALUE! | #VALUE! |  | 14 | #VALUE! | #VALUE! | #VALUE! |  |  |  | 14 | #VALUE! | #VALUE! | #VALUE! |  | 14 | #VALUE! | #VALUE! | #VALUE! |  | 14 | #VALUE! | #VALUE! | #VALUE! |  | 14 | #VALUE! | #VALUE! | #VALUE! |  | 14 | #VALUE! | #VALUE! | #VALUE! |  | 14 | #VALUE! | #VALUE! | #VALUE! |  | 14 | #VALUE! | #VALUE! | #VALUE!
Level of Digestion/Processing | [27 empty] | 14 | 15 | #VALUE! | #VALUE! | #VALUE! |  | 15 | #VALUE! | #VALUE! | #VALUE! |  | 15 | #VALUE! | #VALUE! | #VALUE! |  |  |  | 15 | #VALUE! | #VALUE! | #VALUE! |  | 15 | #VALUE! | #VALUE! | #VALUE! |  | 15 | #VALUE! | #VALUE! | #VALUE! |  | 15 | #VALUE! | #VALUE! | #VALUE! |  | 15 | #VALUE! | #VALUE! | #VALUE! |  | 15 | #VALUE! | #VALUE! | #VALUE! |  | 15 | #VALUE! | #VALUE! | #VALUE!
DOCf - fraction of degradable organic carbon that can decompose | N/A |  | N/A |  | N/A |  | N/A |  | N/A |  | N/A |  | N/A |  | N/A |  | N/A |  | N/A | [8 empty] | 15 | 16 | #VALUE! | #VALUE! | #VALUE! |  | 16 | #VALUE! | #VALUE! | #VALUE! |  | 16 | #VALUE! | #VALUE! | #VALUE! |  |  |  | 16 | #VALUE! | #VALUE! | #VALUE! |  | 16 | #VALUE! | #VALUE! | #VALUE! |  | 16 | #VALUE! | #VALUE! | #VALUE! |  | 16 | #VALUE! | #VALUE! | #VALUE! |  | 16 | #VALUE! | #VALUE! | #VALUE! |  | 16 | #VALUE! | #VALUE! | #VALUE! |  | 16 | #VALUE! | #VALUE! | #VALUE!
Landfill climate zone (see Reference sheet cells A171:A175 for climate criteria) | [27 empty] | 16 | 17 | #VALUE! | #VALUE! | #VALUE! |  | 17 | #VALUE! | #VALUE! | #VALUE! |  | 17 | #VALUE! | #VALUE! | #VALUE! |  |  |  | 17 | #VALUE! | #VALUE! | #VALUE! |  | 17 | #VALUE! | #VALUE! | #VALUE! |  | 17 | #VALUE! | #VALUE! | #VALUE! |  | 17 | #VALUE! | #VALUE! | #VALUE! |  | 17 | #VALUE! | #VALUE! | #VALUE! |  | 17 | #VALUE! | #VALUE! | #VALUE! |  | 17 | #VALUE! | #VALUE! | #VALUE!
K-decay rate | N/A |  | N/A |  | N/A |  | N/A |  | N/A |  | N/A |  | N/A |  | N/A |  | N/A |  | N/A | [8 empty] | 17 | 18 | #VALUE! | #VALUE! | #VALUE! |  | 18 | #VALUE! | #VALUE! | #VALUE! |  | 18 | #VALUE! | #VALUE! | #VALUE! |  |  |  | 18 | #VALUE! | #VALUE! | #VALUE! |  | 18 | #VALUE! | #VALUE! | #VALUE! |  | 18 | #VALUE! | #VALUE! | #VALUE! |  | 18 | #VALUE! | #VALUE! | #VALUE! |  | 18 | #VALUE! | #VALUE! | #VALUE! |  | 18 | #VALUE! | #VALUE! | #VALUE! |  | 18 | #VALUE! | #VALUE! | #VALUE!
[28 empty] | 18 | 19 | #VALUE! | #VALUE! | #VALUE! |  | 19 | #VALUE! | #VALUE! | #VALUE! |  | 19 | #VALUE! | #VALUE! | #VALUE! |  |  |  | 19 | #VALUE! | #VALUE! | #VALUE! |  | 19 | #VALUE! | #VALUE! | #VALUE! |  | 19 | #VALUE! | #VALUE! | #VALUE! |  | 19 | #VALUE! | #VALUE! | #VALUE! |  | 19 | #VALUE! | #VALUE! | #VALUE! |  | 19 | #VALUE! | #VALUE! | #VALUE! |  | 19 | #VALUE! | #VALUE! | #VALUE!
Methane Emissions | [27 empty] | 19 | 20 | #VALUE! | #VALUE! | #VALUE! |  | 20 | #VALUE! | #VALUE! | #VALUE! |  | 20 | #VALUE! | #VALUE! | #VALUE! |  |  |  | 20 | #VALUE! | #VALUE! | #VALUE! |  | 20 | #VALUE! | #VALUE! | #VALUE! |  | 20 | #VALUE! | #VALUE! | #VALUE! |  | 20 | #VALUE! | #VALUE! | #VALUE! |  | 20 | #VALUE! | #VALUE! | #VALUE! |  | 20 | #VALUE! | #VALUE! | #VALUE! |  | 20 | #VALUE! | #VALUE! | #VALUE!
CH4 released from first year after landfilling (Mg/day) | N/A |  | N/A |  | N/A |  | N/A |  | N/A |  | N/A |  | N/A |  | N/A |  | N/A |  | N/A | [8 empty] | 20 | 21 | #VALUE! | #VALUE! | #VALUE! |  | 21 | #VALUE! | #VALUE! | #VALUE! |  | 21 | #VALUE! | #VALUE! | #VALUE! |  |  |  | 21 | #VALUE! | #VALUE! | #VALUE! |  | 21 | #VALUE! | #VALUE! | #VALUE! |  | 21 | #VALUE! | #VALUE! | #VALUE! |  | 21 | #VALUE! | #VALUE! | #VALUE! |  | 21 | #VALUE! | #VALUE! | #VALUE! |  | 21 | #VALUE! | #VALUE! | #VALUE! |  | 21 | #VALUE! | #VALUE! | #VALUE!
CH4 released from second year after landfilling (Mg/day) | N/A |  | N/A |  | N/A |  | N/A |  | N/A |  | N/A |  | N/A |  | N/A |  | N/A |  | N/A | [8 empty] | 21 | 22 | #VALUE! | #VALUE! | #VALUE! |  | 22 | #VALUE! | #VALUE! | #VALUE! |  | 22 | #VALUE! | #VALUE! | #VALUE! |  |  |  | 22 | #VALUE! | #VALUE! | #VALUE! |  | 22 | #VALUE! | #VALUE! | #VALUE! |  | 22 | #VALUE! | #VALUE! | #VALUE! |  | 22 | #VALUE! | #VALUE! | #VALUE! |  | 22 | #VALUE! | #VALUE! | #VALUE! |  | 22 | #VALUE! | #VALUE! | #VALUE! |  | 22 | #VALUE! | #VALUE! | #VALUE!
CH4 released from years 2-7 after landfilling (Mg/day) | N/A |  | N/A |  | N/A |  | N/A |  | N/A |  | N/A |  | N/A |  | N/A |  | N/A |  | N/A | [8 empty] | 22 | 23 | #VALUE! | #VALUE! | #VALUE! |  | 23 | #VALUE! | #VALUE! | #VALUE! |  | 23 | #VALUE! | #VALUE! | #VALUE! |  |  |  | 23 | #VALUE! | #VALUE! | #VALUE! |  | 23 | #VALUE! | #VALUE! | #VALUE! |  | 23 | #VALUE! | #VALUE! | #VALUE! |  | 23 | #VALUE! | #VALUE! | #VALUE! |  | 23 | #VALUE! | #VALUE! | #VALUE! |  | 23 | #VALUE! | #VALUE! | #VALUE! |  | 23 | #VALUE! | #VALUE! | #VALUE!
CH4 released after capping (Mg/day) | N/A |  | N/A |  | N/A |  | N/A |  | N/A |  | N/A |  | N/A |  | N/A |  | N/A |  | N/A | [8 empty] | 23 | 24 | #VALUE! | #VALUE! | #VALUE! |  | 24 | #VALUE! | #VALUE! | #VALUE! |  | 24 | #VALUE! | #VALUE! | #VALUE! |  |  |  | 24 | #VALUE! | #VALUE! | #VALUE! |  | 24 | #VALUE! | #VALUE! | #VALUE! |  | 24 | #VALUE! | #VALUE! | #VALUE! |  | 24 | #VALUE! | #VALUE! | #VALUE! |  | 24 | #VALUE! | #VALUE! | #VALUE! |  | 24 | #VALUE! | #VALUE! | #VALUE! |  | 24 | #VALUE! | #VALUE! | #VALUE!
Fugitive CH4 from combusted CH4 (Mg/day) | N/A |  | N/A |  | N/A |  | N/A |  | N/A |  | N/A |  | N/A |  | N/A |  | N/A |  | N/A | [8 empty] | 24 | 25 | #VALUE! | #VALUE! | #VALUE! |  | 25 | #VALUE! | #VALUE! | #VALUE! |  | 25 | #VALUE! | #VALUE! | #VALUE! |  |  |  | 25 | #VALUE! | #VALUE! | #VALUE! |  | 25 | #VALUE! | #VALUE! | #VALUE! |  | 25 | #VALUE! | #VALUE! | #VALUE! |  | 25 | #VALUE! | #VALUE! | #VALUE! |  | 25 | #VALUE! | #VALUE! | #VALUE! |  | 25 | #VALUE! | #VALUE! | #VALUE! |  | 25 | #VALUE! | #VALUE! | #VALUE!
CO2 Emissions equivalents from released CH4 (Mg/day) | 0 |  | 0 |  | 0 |  | 0 |  | 0 |  | 0 |  | 0 |  | 0 |  | 0 |  | 0 | [8 empty] | 25 | 26 | #VALUE! | #VALUE! | #VALUE! |  | 26 | #VALUE! | #VALUE! | #VALUE! |  | 26 | #VALUE! | #VALUE! | #VALUE! |  |  |  | 26 | #VALUE! | #VALUE! | #VALUE! |  | 26 | #VALUE! | #VALUE! | #VALUE! |  | 26 | #VALUE! | #VALUE! | #VALUE! |  | 26 | #VALUE! | #VALUE! | #VALUE! |  | 26 | #VALUE! | #VALUE! | #VALUE! |  | 26 | #VALUE! | #VALUE! | #VALUE! |  | 26 | #VALUE! | #VALUE! | #VALUE!
[25 empty] | 1 | for use in formula |  | 26 | 27 | #VALUE! | #VALUE! | #VALUE! |  | 27 | #VALUE! | #VALUE! | #VALUE! |  | 27 | #VALUE! | #VALUE! | #VALUE! |  |  |  | 27 | #VALUE! | #VALUE! | #VALUE! |  | 27 | #VALUE! | #VALUE! | #VALUE! |  | 27 | #VALUE! | #VALUE! | #VALUE! |  | 27 | #VALUE! | #VALUE! | #VALUE! |  | 27 | #VALUE! | #VALUE! | #VALUE! |  | 27 | #VALUE! | #VALUE! | #VALUE! |  | 27 | #VALUE! | #VALUE! | #VALUE!
Nitrous Oxide Emissions | [25 empty] | y=a(1-b)^x |  | 27 | 28 | #VALUE! | #VALUE! | #VALUE! |  | 28 | #VALUE! | #VALUE! | #VALUE! |  | 28 | #VALUE! | #VALUE! | #VALUE! |  |  |  | 28 | #VALUE! | #VALUE! | #VALUE! |  | 28 | #VALUE! | #VALUE! | #VALUE! |  | 28 | #VALUE! | #VALUE! | #VALUE! |  | 28 | #VALUE! | #VALUE! | #VALUE! |  | 28 | #VALUE! | #VALUE! | #VALUE! |  | 28 | #VALUE! | #VALUE! | #VALUE! |  | 28 | #VALUE! | #VALUE! | #VALUE!
N2O emitted from landfilled biomass (Mg/day) | 0.0039646 |  | 0 |  | 0 |  | 0 |  | 0 |  | 0 |  | 0 |  | 0 |  | 0 |  | 0 | [5 empty] | y = final amount |  |  | 28 | 29 | #VALUE! | #VALUE! | #VALUE! |  | 29 | #VALUE! | #VALUE! | #VALUE! |  | 29 | #VALUE! | #VALUE! | #VALUE! |  |  |  | 29 | #VALUE! | #VALUE! | #VALUE! |  | 29 | #VALUE! | #VALUE! | #VALUE! |  | 29 | #VALUE! | #VALUE! | #VALUE! |  | 29 | #VALUE! | #VALUE! | #VALUE! |  | 29 | #VALUE! | #VALUE! | #VALUE! |  | 29 | #VALUE! | #VALUE! | #VALUE! |  | 29 | #VALUE! | #VALUE! | #VALUE!
CO2 emissions equivalents from released N2O (Mg/day) | 1.1815 |  | 0 |  | 0 |  | 0 |  | 0 |  | 0 |  | 0 |  | 0 |  | 0 |  | 0 | [5 empty] | a = original amount |  |  | 29 | 30 | #VALUE! | #VALUE! | #VALUE! |  | 30 | #VALUE! | #VALUE! | #VALUE! |  | 30 | #VALUE! | #VALUE! | #VALUE! |  |  |  | 30 | #VALUE! | #VALUE! | #VALUE! |  | 30 | #VALUE! | #VALUE! | #VALUE! |  | 30 | #VALUE! | #VALUE! | #VALUE! |  | 30 | #VALUE! | #VALUE! | #VALUE! |  | 30 | #VALUE! | #VALUE! | #VALUE! |  | 30 | #VALUE! | #VALUE! | #VALUE! |  | 30 | #VALUE! | #VALUE! | #VALUE!
b = decay rate
Carbon Sequestration | [24 empty] | x = time
From undecomposed carbon from landfilled biomass (Mg CO2/day) | #VALUE! |  | #VALUE! |  | #VALUE! |  | #VALUE! |  | #VALUE! |  | #VALUE! |  | #VALUE! |  | #VALUE! |  | #VALUE! |  | #VALUE!
Electricity Generation Credit
Electricity generated (kWh/day) | N/A |  | N/A |  | N/A |  | N/A |  | N/A |  | N/A |  | N/A |  | N/A |  | N/A |  | N/A
CO2 emissions avoided from electricity generated (Mg/day) | #VALUE! |  | #VALUE! |  | #VALUE! |  | #VALUE! |  | #VALUE! |  | #VALUE! |  | #VALUE! |  | #VALUE! |  | #VALUE! |  | #VALUE!
CO2 emissions from biomass (biogas) combustion (Mg/day) | #VALUE! |  | #VALUE! |  | #VALUE! |  | #VALUE! |  | #VALUE! |  | #VALUE! |  | #VALUE! |  | #VALUE! |  | #VALUE! |  | #VALUE!
CO2 equivalents (Mg/year) | #VALUE! |  | #VALUE! |  | #VALUE! |  | #VALUE! |  | #VALUE! |  | #VALUE! |  | #VALUE! |  | #VALUE! |  | #VALUE! |  | #VALUE!
Scope 1 | #VALUE! |  | #VALUE! |  | #VALUE! |  | #VALUE! |  | #VALUE! |  | #VALUE! |  | #VALUE! |  | #VALUE! |  | #VALUE! |  | #VALUE!
Scope 2 | #VALUE! |  | #VALUE! |  | #VALUE! |  | #VALUE! |  | #VALUE! |  | #VALUE! |  | #VALUE! |  | #VALUE! |  | #VALUE! |  | #VALUE!
Scopes 1 & 2 | #VALUE! |  | #VALUE! |  | #VALUE! |  | #VALUE! |  | #VALUE! |  | #VALUE! |  | #VALUE! |  | #VALUE! |  | #VALUE! |  | #VALUE!
Scope 3 | 0 |  | 0 |  | 0 |  | 0 |  | 0 |  | 0 |  | 0 |  | 0 |  | 0 |  | 0
Biomass combustion* | #VALUE! |  | #VALUE! |  | #VALUE! |  | #VALUE! |  | #VALUE! |  | #VALUE! |  | #VALUE! |  | #VALUE! |  | #VALUE! |  | #VALUE!
Instructions and Notes
General: Enter data for all wastewater solids sent to a landfill for disposal.
*Biomass combustion emissions are not included in total CO2 equivalents.
Key
| Input |  |  | 0
| Default from reference values |  |  | 0
| Data used to calculate default (for info only) |  |  | 0
| Process output |  |  | 0
| Input with possible cell reference |  |  | 0
| Calculated result |  |  | 0

## Pyrolysis (hidden)
Pyrolysis | Scenario 1 |  | Scenario 2 |  | Scenario 3 |  | Scenario 4 |  | Scenario 5 |  | Scenario 6 |  | Scenario 7 |  | Scenario 8 |  | Scenario 9 |  | Scenario 10
| Landfill |  | Co-digestion |  | 0 |  | 0 |  | 0 |  | 0 |  |  |  | 0 |  | 0 |  | 0
Unit Processes & Inputs | Inputs & Daily Emissions | Default Input (Optional) | Inputs & Daily Emissions | Default Input (Optional) | Inputs & Daily Emissions | Default Input (Optional) | Inputs & Daily Emissions | Default Input (Optional) | Inputs & Daily Emissions | Default Input (Optional) | Inputs & Daily Emissions | Default Input (Optional) | Inputs & Daily Emissions | Default Input (Optional) | Inputs & Daily Emissions | Default Input (Optional) | Inputs & Daily Emissions | Default Input (Optional) | Inputs & Daily Emissions | Default Input (Optional)
Solids Input (to pyrolysis unit)
Is the biomass coming from a biodryer? | [16 empty] | yes
Quantity of solids/sludge going to pyrolysis (Mg/day-wet) | [16 empty] | #DIV/0!
Solids content of solids/sludge going to pyrolysis (%) | 0% |  | 0% |  | 0% |  | 0% |  | 0% |  | 0% |  | 0% |  | 0% |  | 0% |  | 0%
Quantity (Mg/day-dry) | N/A |  | N/A |  | N/A |  | N/A |  | N/A |  | N/A |  | N/A |  | N/A |  | N/A |  | N/A
Is biomass digested prior to pyrolysis? |  | no |  | no |  | no | yes | no |  | no |  | no |  | no |  | no | yes | no |  | no
Total nitrogen (%-dry weight) | 2.5% | 5% | 2.5% | 5% | 2.5% | 5% | 2.5% | 5% | 2.5% | 5% | 2.5% | 5% | 2.5% | 5% | 2.5% | 5% | 2.5% | 5% | 2.5% | 5%
Total phosphorus (%-dry weight) | 1.3% | 1.9% | 1.3% | 1.9% | 1.3% | 1.9% | 1.3% | 1.9% | 1.3% | 1.9% | 1.3% | 1.9% | 1.3% | 1.9% | 1.3% | 1.9% | 1.3% | 1.9% | 1.3% | 1.9%
Total volatile solids (TVS) (%-dry weight) | 94.39% | 65% | 94.39% | 65% | 94.39% | 65% | 94.39% | 65% | 94.39% | 65% | 94.39% | 65% | 94.39% | 65% | 94.39% | 65% | 94.39% | 65% | 94.39% | 65%
Type of pyrolysis unit (mass reduction as a %) | [16 empty] | BFT
Mass loss during pyrolysis (%-dry weight) | #N/A |  | #N/A |  | #N/A |  | #N/A |  | #N/A |  | #N/A |  | #N/A |  | #N/A |  | 50% |  | #N/A
Solids content after pyrolysis (%) | 0% |  | 0% |  | 0% |  | 0% |  | 0% |  | 0% |  | 0% |  | 0% |  | 0% |  | 0%
Quantity of biochar generated (Mg/day-dry) | N/A |  | N/A |  | N/A |  | N/A |  | N/A |  | N/A |  | N/A |  | N/A |  | N/A |  | N/A
Fuel Use
Natural gas used (m3/day)
CO2 emissions from natural gas used (Mg/day) | 0 |  | 0 |  | 0 |  | 0 |  | 0 |  | 0 |  | 0 |  | 0 |  | 0 |  | 0
Electricity Use
Electricity required for ancillary equipment (kWh/day) | N/A |  | N/A |  | N/A |  | N/A |  | N/A |  | N/A |  | N/A |  | N/A |  | N/A |  | N/A
Electricity generated during pyrolysis used for ancillary equipment (kWh/day)
Net electrical energy use (kWh/day) | N/A |  | N/A |  | N/A |  | N/A |  | N/A |  | N/A |  | N/A |  | N/A |  | N/A |  | N/A
CO2 emissions from electricity used (Mg/day) | #VALUE! |  | #VALUE! |  | #VALUE! |  | #VALUE! |  | #VALUE! |  | #VALUE! |  | #VALUE! |  | #VALUE! |  | #VALUE! |  | #VALUE!
Methane emissions
CO2 emissions equivalents from released methane (Mg/day) | #VALUE! |  | #VALUE! |  | #VALUE! |  | #VALUE! |  | #VALUE! |  | #VALUE! |  | #VALUE! |  | #VALUE! |  | #VALUE! |  | #VALUE!
Nitrous Oxide Emissions
CO2 emissions equivalents from released N2O (Mg/day) | #VALUE! |  | #VALUE! |  | #VALUE! |  | #VALUE! |  | #VALUE! |  | #VALUE! |  | #VALUE! |  | #VALUE! |  | #VALUE! |  | #VALUE!
Biomass Oxidation
CO2 Emissions equivalents from pyrolysing biomass (Mg/day) | #VALUE! |  | #VALUE! |  | #VALUE! |  | #VALUE! |  | #VALUE! |  | #VALUE! |  | #VALUE! |  | #VALUE! |  | #VALUE! |  | #VALUE!
CO2 equivalents (Mg/year) | #VALUE! |  | #VALUE! |  | #VALUE! |  | #VALUE! |  | #VALUE! |  | #VALUE! |  | #VALUE! |  | #VALUE! |  | #VALUE! |  | #VALUE!
Scope 1 | #VALUE! |  | #VALUE! |  | #VALUE! |  | #VALUE! |  | #VALUE! |  | #VALUE! |  | #VALUE! |  | #VALUE! |  | #VALUE! |  | #VALUE!
Scope 2 | #VALUE! |  | #VALUE! |  | #VALUE! |  | #VALUE! |  | #VALUE! |  | #VALUE! |  | #VALUE! |  | #VALUE! |  | #VALUE! |  | #VALUE!
Scopes 1 & 2 | #VALUE! |  | #VALUE! |  | #VALUE! |  | #VALUE! |  | #VALUE! |  | #VALUE! |  | #VALUE! |  | #VALUE! |  | #VALUE! |  | #VALUE!
Scope 3 | 0 |  | 0 |  | 0 |  | 0 |  | 0 |  | 0 |  | 0 |  | 0 |  | 0 |  | 0
Biomass combustion* | #VALUE! |  | #VALUE! |  | #VALUE! |  | #VALUE! |  | #VALUE! |  | #VALUE! |  | #VALUE! |  | #VALUE! |  | #VALUE! |  | #VALUE!
Instructions and Notes
Key
| Input |  |  | 0
| Default from reference values |  |  | 0
| Data used to calculate default (for info only) |  |  | 0
| Process output |  |  | 0
| Input with possible cell reference |  |  | 0
| Calculated result |  |  | 0

## Land Application
Land Application | Scenario 1 |  | Scenario 2 |  | Scenario 3 |  | Scenario 4 |  | Scenario 5 |  | Scenario 6 |  | Scenario 7 |  | Scenario 8 |  | Scenario 9 |  | Scenario 10
| Landfill |  | Co-digestion |  | 0 |  | 0 |  | 0 |  | 0 |  |  |  | 0 |  | 0 |  | 0
Unit Processes & Inputs | Inputs & Daily Emissions | Default Input (Optional) | Inputs & Daily Emissions | Default Input (Optional) | Inputs & Daily Emissions | Default Input (Optional) | Inputs & Daily Emissions | Default Input (Optional) | Inputs & Daily Emissions | Default Input (Optional) | Inputs & Daily Emissions | Default Input (Optional) | Inputs & Daily Emissions | Default Input (Optional) | Inputs & Daily Emissions | Default Input (Optional) | Inputs & Daily Emissions | Default Input (Optional) | Inputs & Daily Emissions | Default Input (Optional)
Biomass characteristics
Processing prior to land application |  |  | Other | [13 empty] | Pyrolysis_LA
Quantity of treated biosolids going to land application (Mg/day-wet) | #N/A |  | 11.7 |  | #N/A |  | #N/A |  | #N/A |  | #N/A |  | #N/A |  | #N/A |  | #DIV/0! |  | #N/A
Solids content of treated biosolids going to land application (%) | 7.2% |  | 7.2% |  | 7.2% |  | 7.2% |  | 7.2% |  | 7.2% |  | 7.2% |  | 7.2% |  | 0% |  | 7.2%
Quantity going to land application (Mg/day-dry) | N/A |  | 0.8424 |  | N/A |  | N/A |  | N/A |  | N/A |  | N/A |  | N/A |  | N/A |  | N/A
Density of treated biosolids (kg/m3) |  | 950 | 950 | 950 |  | 950 |  | 950 |  | 950 |  | 950 |  | 950 |  | 950 |  | 950 |  | 950
Type of biosolids to be land applied |  |  | digested
Total nitrogen (%-dry weight) | 2.5% | N/A | 5% | 5% | 2.5% | N/A | 2.5% | N/A | 2.5% | N/A | 2.5% | N/A | 2.5% | N/A | 2.5% | N/A | 0% | N/A | 2.5% | N/A
Total phosphorus (%-dry weight) | 1.3% | N/A | 1.9% | 1.9% | 1.3% | N/A | 1.3% | N/A | 1.3% | N/A | 1.3% | N/A | 1.3% | N/A | 1.3% | N/A | 0% | N/A | 1.3% | N/A
Total volatile solids (TVS) (%-dry weight) | 94.39% | N/A | 65% | 65% | 94.39% | N/A | 94.39% | N/A | 94.39% | N/A | 94.39% | N/A | 94.39% | N/A | 94.39% | N/A | 0% | N/A | 94.39% | N/A
Organic carbon (%-dry weight) | 52.86% | 52.86% | 36.4% | 36.4% | 52.86% | 52.86% | 52.86% | 52.86% | 52.86% | 52.86% | 52.86% | 52.86% | 52.86% | 52.86% | 52.86% | 52.86% | 0% | 0% | 52.86% | 52.86%
CaCO3 equivalence (%-dry weight) |  | 0% | 0% | 0% |  | 0% |  | 0% |  | 0% |  | 0% |  | 0% |  | 0% |  | 0% |  | 0%
Average number of days biosolids are stored prior to land application |  |  | 9.6
Climate at land application sites |  |  | Humid
Is lime in biosolids derived from a waste product? (e.g. cement kiln dust) |  | no | no | no |  | no |  | no |  | no |  | no |  | no |  | no |  | no |  | no
Will the lime in biosolids replace purchased lime where it is applied? |  | yes | yes | yes |  | yes |  | yes |  | yes |  | yes |  | yes |  | yes |  | yes |  | yes
Soil Texture at land appplication sites (total)
Fine-textured (% of land application area) |  | 50% | 50% | 50% |  | 50% |  | 50% |  | 50% |  | 50% |  | 50% |  | 50% |  | 50% |  | 50%
Coarse-textured (% of land application area) | 100% |  | 50% |  | 100% |  | 100% |  | 100% |  | 100% |  | 100% |  | 100% |  | 100% |  | 100%
Fuel Use
Applying biomass to land (L-diesel fuel/day) |  | N/A | 7.8947 | 7.8947 |  | N/A |  | N/A |  | N/A |  | N/A |  | N/A |  | N/A |  | N/A |  | N/A
CO2 emissions from diesel used (Mg/day) | 0 |  | 0.021294 |  | 0 |  | 0 |  | 0 |  | 0 |  | 0 |  | 0 |  | 0 |  | 0
Methane Emissions
CH4 emitted from storage of biomass prior to land application (Mg/day) | N/A |  | 0.00097101 |  | N/A |  | N/A |  | N/A |  | N/A |  | N/A |  | N/A |  | N/A |  | N/A
CO2 Emissions equivalents from released CH4 (Mg/day) | #VALUE! |  | 0.024275 |  | #VALUE! |  | #VALUE! |  | #VALUE! |  | #VALUE! |  | #VALUE! |  | #VALUE! |  | #VALUE! |  | #VALUE!
Nitrous Oxide Emissions
N2O emitted from land application - fine-textured soils (Mg/day) | N/A |  | 0.00091009 |  | N/A |  | N/A |  | N/A |  | N/A |  | N/A |  | N/A |  | N/A |  | N/A
N2O emission adjustment for dry biomass on fine-textured soil (Mg/day) | 0 |  | 0 |  | 0 |  | 0 |  | 0 |  | 0 |  | 0 |  | 0 |  | 0 |  | 0
N2O emitted from storage of biomass prior to land application (Mg/day) | N/A |  | 4.5883e-05 |  | N/A |  | N/A |  | N/A |  | N/A |  | N/A |  | N/A |  | N/A |  | N/A
CO2 emissions equivalents from released N2O (Mg/day) | #VALUE! |  | 0.28488 |  | #VALUE! |  | #VALUE! |  | #VALUE! |  | #VALUE! |  | #VALUE! |  | #VALUE! |  | #VALUE! |  | #VALUE!
Carbon Sequestration
Carbon sequestration as result of land application (Mg CO2/dry Mg biosolids) |  | Current Default | Current Default | Current Default |  | Current Default |  | Current Default |  | Current Default |  | Current Default |  | Current Default |  | Current Default |  | Current Default |  | Current Default
From biosolids applied to soil (Mg CO2/day) | #VALUE! |  | -0.12636 |  | #VALUE! |  | #VALUE! |  | #VALUE! |  | #VALUE! |  | #VALUE! |  | #VALUE! |  | #VALUE! |  | #VALUE!
Fertilizer Off-set Credits
From nitrogen applied to soil (Mg CO2/day) | #VALUE! |  | -0.16848 |  | #VALUE! |  | #VALUE! |  | #VALUE! |  | #VALUE! |  | #VALUE! |  | #VALUE! |  | #VALUE! |  | #VALUE!
From phosphorus applied to soil (Mg CO2/day) | #VALUE! |  | -0.032011 |  | #VALUE! |  | #VALUE! |  | #VALUE! |  | #VALUE! |  | #VALUE! |  | #VALUE! |  | #VALUE! |  | #VALUE!
Calcium Carbonate Debit
From CaCO3 applied to soil (Mg CO2/day) | #VALUE! |  | 0 |  | #VALUE! |  | #VALUE! |  | #VALUE! |  | #VALUE! |  | #VALUE! |  | #VALUE! |  | #VALUE! |  | #VALUE!
CO2 equivalents (Mg/year) | #VALUE! |  | 1.3134 |  | #VALUE! |  | #VALUE! |  | #VALUE! |  | #VALUE! |  | #VALUE! |  | #VALUE! |  | #VALUE! |  | #VALUE!
Scope 1 | #VALUE! |  | 74.4927 |  | #VALUE! |  | #VALUE! |  | #VALUE! |  | #VALUE! |  | #VALUE! |  | #VALUE! |  | #VALUE! |  | #VALUE!
Scope 2 | 0 |  | 0 |  | 0 |  | 0 |  | 0 |  | 0 |  | 0 |  | 0 |  | 0 |  | 0
Scopes 1 & 2 | #VALUE! |  | 74.4927 |  | #VALUE! |  | #VALUE! |  | #VALUE! |  | #VALUE! |  | #VALUE! |  | #VALUE! |  | #VALUE! |  | #VALUE!
Scope 3 | #VALUE! |  | -73.1793 |  | #VALUE! |  | #VALUE! |  | #VALUE! |  | #VALUE! |  | #VALUE! |  | #VALUE! |  | #VALUE! |  | #VALUE!
Biomass combustion | - |  | - |  | - |  | - |  | - |  | - |  | - |  | - |  | - |  | -
Instructions and Notes
On this page, enter data for all biosolids that are applied to land, but have not been composted. This may include alkaline stabilized biosolids (complete the alkaline stabilized page) or other Class A or Class B biosolids.
Key
| Input |  |  | 0
| Default from reference values |  |  | 0
| Data used to calculate default (for info only) |  |  | 0
| Process output |  |  | 0
| Input with possible cell reference |  |  | 0
| Calculated result |  |  | 0
Note on D17: [Threaded comment] Your version of Excel allows you to read this threaded comment; however, any edits to it will get removed if the file is opened in a newer version of Excel. Learn more: https://go.microsoft.com/fwlink/?linkid=870924 Comment: 60-d storage capacity - 16% of time

## Land Application (2) (hidden)
Land Application 2 | Scenario 1 |  | Scenario 2 |  | Scenario 3 |  | Scenario 4 |  | Scenario 5 |  | Scenario 6 |  | Scenario 7 |  | Scenario 8 |  | Scenario 9 |  | Scenario 10
| Landfill |  | Co-digestion |  | 0 |  | 0 |  | 0 |  | 0 |  |  |  | 0 |  | 0 |  | 0
Unit Processes & Inputs | Inputs & Daily Emissions | Default Input (Optional) | Inputs & Daily Emissions | Default Input (Optional) | Inputs & Daily Emissions | Default Input (Optional) | Inputs & Daily Emissions | Default Input (Optional) | Inputs & Daily Emissions | Default Input (Optional) | Inputs & Daily Emissions | Default Input (Optional) | Inputs & Daily Emissions | Default Input (Optional) | Inputs & Daily Emissions | Default Input (Optional) | Inputs & Daily Emissions | Default Input (Optional) | Inputs & Daily Emissions | Default Input (Optional)
Biomass characteristics
Processing prior to land application
Quantity of treated biosolids going to land application (Mg/day-wet) | #N/A |  | #N/A |  | #N/A |  | #N/A |  | #N/A |  | #N/A |  | #N/A |  | #N/A |  | #N/A |  | #N/A
Solids content of treated biosolids going to land application (%) | 7.2% |  | 7.2% |  | 7.2% |  | 7.2% |  | 7.2% |  | 7.2% |  | 7.2% |  | 7.2% |  | 7.2% |  | 7.2%
Quantity going to land application (Mg/day-dry) | N/A |  | N/A |  | N/A |  | N/A |  | N/A |  | N/A |  | N/A |  | N/A |  | N/A |  | N/A
Density of treated biosolids (kg/m3) |  | 950 |  | 950 |  | 950 |  | 950 |  | 950 |  | 950 |  | 950 |  | 950 |  | 950 |  | 950
Type of biosolids to be land applied
Total nitrogen (%-dry weight) | 2.5% | N/A | 2.5% | N/A | 2.5% | N/A | 2.5% | N/A | 2.5% | N/A | 2.5% | N/A | 2.5% | N/A | 2.5% | N/A | 2.5% | N/A | 2.5% | N/A
Total phosphorus (%-dry weight) | 1.3% | N/A | 1.3% | N/A | 1.3% | N/A | 1.3% | N/A | 1.3% | N/A | 1.3% | N/A | 1.3% | N/A | 1.3% | N/A | 1.3% | N/A | 1.3% | N/A
Total volatile solids (TVS) (%-dry weight) | 94.39% | N/A | 94.39% | N/A | 94.39% | N/A | 94.39% | N/A | 94.39% | N/A | 94.39% | N/A | 94.39% | N/A | 94.39% | N/A | 94.39% | N/A | 94.39% | N/A
Organic carbon (%-dry weight) | 52.86% | 52.86% | 52.86% | 52.86% | 52.86% | 52.86% | 52.86% | 52.86% | 52.86% | 52.86% | 52.86% | 52.86% | 52.86% | 52.86% | 52.86% | 52.86% | 52.86% | 52.86% | 52.86% | 52.86%
CaCO3 equivalence (%-dry weight) |  | 0% |  | 0% |  | 0% |  | 0% |  | 0% |  | 0% |  | 0% |  | 0% |  | 0% |  | 0%
Average number of days biosolids are stored prior to land application
Climate at land application sites
Is lime in biosolids derived from a waste product (e.g. cement kiln dust) |  | no |  | no |  | no |  | no |  | no |  | no |  | no |  | no |  | no |  | no
Will the lime in biosolids replace purchased lime where it is applied? |  | yes |  | yes |  | yes |  | yes |  | yes |  | yes |  | yes |  | yes |  | yes |  | yes
Soil Texture at land appplication sites (total)
Fine-textured (% of land application area) |  | 50% |  | 50% |  | 50% |  | 50% |  | 50% |  | 50% |  | 50% |  | 50% |  | 50% |  | 50%
Coarse-textured (% of land application area) | 100% |  | 100% |  | 100% |  | 100% |  | 100% |  | 100% |  | 100% |  | 100% |  | 100% |  | 100%
Fuel Use
Applying biomass to land (L-diesel fuel/day) |  | N/A |  | N/A |  | N/A |  | N/A |  | N/A |  | N/A |  | N/A |  | N/A |  | N/A |  | N/A
CO2 emissions from diesel used (Mg/day) | 0 |  | 0 |  | 0 |  | 0 |  | 0 |  | 0 |  | 0 |  | 0 |  | 0 |  | 0
Methane Emissions
CH4 emitted from storage of biomass prior to land application (Mg/day) | N/A |  | N/A |  | N/A |  | N/A |  | N/A |  | N/A |  | N/A |  | N/A |  | N/A |  | N/A
CO2 Emissions equivalents from released CH4 (Mg/day) | #VALUE! |  | #VALUE! |  | #VALUE! |  | #VALUE! |  | #VALUE! |  | #VALUE! |  | #VALUE! |  | #VALUE! |  | #VALUE! |  | #VALUE!
Nitrous Oxide Emissions
N2O emitted from land application - fine-textured soils (Mg/day) | N/A |  | N/A |  | N/A |  | N/A |  | N/A |  | N/A |  | N/A |  | N/A |  | N/A |  | N/A
N2O emission adjustment for dry biomass on fine-textured soil (Mg/day) | 0 |  | 0 |  | 0 |  | 0 |  | 0 |  | 0 |  | 0 |  | 0 |  | 0 |  | 0
N2O emitted from storage of biomass prior to land application (Mg/day) | N/A |  | N/A |  | N/A |  | N/A |  | N/A |  | N/A |  | N/A |  | N/A |  | N/A |  | N/A
CO2 emissions equivalents from released N2O (Mg/day) | #VALUE! |  | #VALUE! |  | #VALUE! |  | #VALUE! |  | #VALUE! |  | #VALUE! |  | #VALUE! |  | #VALUE! |  | #VALUE! |  | #VALUE!
Carbon Sequestration
Carbon sequestration as result of land application (Mg CO2/dry Mg biosolids) |  | Current Default |  | Current Default |  | Current Default |  | Current Default |  | Current Default |  | Current Default |  | Current Default |  | Current Default |  | Current Default |  | Current Default
From biosolids applied to soil (Mg CO2/day) | #VALUE! |  | #VALUE! |  | #VALUE! |  | #VALUE! |  | #VALUE! |  | #VALUE! |  | #VALUE! |  | #VALUE! |  | #VALUE! |  | #VALUE!
Fertilizer Off-set Credits
From nitrogen applied to soil (Mg CO2/day) | #VALUE! |  | #VALUE! |  | #VALUE! |  | #VALUE! |  | #VALUE! |  | #VALUE! |  | #VALUE! |  | #VALUE! |  | #VALUE! |  | #VALUE!
From phosphorus applied to soil (Mg CO2/day) | #VALUE! |  | #VALUE! |  | #VALUE! |  | #VALUE! |  | #VALUE! |  | #VALUE! |  | #VALUE! |  | #VALUE! |  | #VALUE! |  | #VALUE!
Calcium Carbonate Debit
From CaCO3 applied to soil (Mg CO2/day) | #VALUE! |  | #VALUE! |  | #VALUE! |  | #VALUE! |  | #VALUE! |  | #VALUE! |  | #VALUE! |  | #VALUE! |  | #VALUE! |  | #VALUE!
CO2 equivalents (Mg/year) | #VALUE! |  | #VALUE! |  | #VALUE! |  | #VALUE! |  | #VALUE! |  | #VALUE! |  | #VALUE! |  | #VALUE! |  | #VALUE! |  | #VALUE!
Scope 1 | #VALUE! |  | #VALUE! |  | #VALUE! |  | #VALUE! |  | #VALUE! |  | #VALUE! |  | #VALUE! |  | #VALUE! |  | #VALUE! |  | #VALUE!
Scope 2 | 0 |  | 0 |  | 0 |  | 0 |  | 0 |  | 0 |  | 0 |  | 0 |  | 0 |  | 0
Scopes 1 & 2 | #VALUE! |  | #VALUE! |  | #VALUE! |  | #VALUE! |  | #VALUE! |  | #VALUE! |  | #VALUE! |  | #VALUE! |  | #VALUE! |  | #VALUE!
Scope 3 | #VALUE! |  | #VALUE! |  | #VALUE! |  | #VALUE! |  | #VALUE! |  | #VALUE! |  | #VALUE! |  | #VALUE! |  | #VALUE! |  | #VALUE!
Biomass combustion | - |  | - |  | - |  | - |  | - |  | - |  | - |  | - |  | - |  | -
Instructions and Notes
On this page, enter data for all biosolids that are applied to land, but have not been composted. This may include alkaline stabilized biosolids (complete the alkaline stabilized page) or other Class A or Class B biosolids.
Key
| Input |  |  | 0
| Default from reference values |  |  | 0
| Data used to calculate default (for info only) |  |  | 0
| Process output |  |  | 0
| Input with possible cell reference |  |  | 0
| Calculated result |  |  | 0

## Combustion (hidden)
Combustion | Scenario 1 |  | Scenario 2 |  | Scenario 3 |  | Scenario 4 |  | Scenario 5 |  | Scenario 6 |  | Scenario 7 |  | Scenario 8 |  | Scenario 9 |  | Scenario 10
| Landfill |  | Co-digestion |  | 0 |  | 0 |  | 0 |  | 0 |  |  |  | 0 |  | 0 |  | 0
Unit Processes & Inputs | Inputs & Daily Emissions | Default Input (Optional) | Inputs & Daily Emissions | Default Input (Optional) | Inputs & Daily Emissions | Default Input (Optional) | Inputs & Daily Emissions | Default Input (Optional) | Inputs & Daily Emissions | Default Input (Optional) | Inputs & Daily Emissions | Default Input (Optional) | Inputs & Daily Emissions | Default Input (Optional) | Inputs & Daily Emissions | Default Input (Optional) | Inputs & Daily Emissions | Default Input (Optional) | Inputs & Daily Emissions | Default Input (Optional)
Solids Input (to incinerator)
Type of incinerator | Fluidized Bed | Fluidized Bed |  | Fluidized Bed |  | Fluidized Bed |  | Fluidized Bed |  | Fluidized Bed |  | Fluidized Bed |  | Fluidized Bed |  | Fluidized Bed |  | Fluidized Bed |  | Fluidized Bed
Quantity of solids/sludge going into incinerator(s) (Mg/day-wet) | 0 |  | #N/A |  | #N/A |  | #N/A |  | #N/A |  | #N/A |  | #N/A |  | #N/A |  | #N/A |  | #N/A
Solids content of solids/sludge going into incinerator(s) (%) | 7.2% |  | 7.2% |  | 7.2% |  | 7.2% |  | 7.2% |  | 7.2% |  | 7.2% |  | 7.2% |  | 7.2% |  | 7.2%
Quantity (Mg/day-dry) | 0 |  | N/A |  | N/A |  | N/A |  | N/A |  | N/A |  | N/A |  | N/A |  | N/A |  | N/A
Is solids/sludge digested prior to incineration? | no | no |  | no |  | no |  | no |  | no |  | no |  | no |  | no |  | no |  | no
Total nitrogen (%-dry weight) | 4% | 4% | 2.5% | 5% | 2.5% | 5% | 2.5% | 5% | 2.5% | 5% | 2.5% | 5% | 2.5% | 5% | 2.5% | 5% | 2.5% | 5% | 2.5% | 5%
Total phosphorus (%-dry weight) | 1.5% | 1.5% | 1.3% | 1.9% | 1.3% | 1.9% | 1.3% | 1.9% | 1.3% | 1.9% | 1.3% | 1.9% | 1.3% | 1.9% | 1.3% | 1.9% | 1.3% | 1.9% | 1.3% | 1.9%
Total volatile solids (TVS) (%-dry weight) | 94.39% | 78% | 94.39% | 65% | 94.39% | 65% | 94.39% | 65% | 94.39% | 65% | 94.39% | 65% | 94.39% | 65% | 94.39% | 65% | 94.39% | 65% | 94.39% | 65%
Quantity after combustion (Mg/day-dry) | 0 |  | N/A |  | N/A |  | N/A |  | N/A |  | N/A |  | N/A |  | N/A |  | N/A |  | N/A
Quantity after combustion (Mg/day-wet) | N/A |  | N/A |  | N/A |  | N/A |  | N/A |  | N/A |  | N/A |  | N/A |  | N/A |  | N/A
Recovered energy to electricity (%)
Recovered energy as heat (%)
Disposition of ash - Is it used to replace phosphorus fertilizer or in cement or brick? | cement | none |  | none |  | none |  | none |  | none |  | none |  | none |  | none |  | none |  | none
Is a urea-based selective noncatalytic reduction emissions system being used? | no | no |  | no |  | no |  | no |  | no |  | no |  | no |  | no |  | no |  | no
Average high temperature in the combustion zone and freeboard area (oC) | 850 | 850 |  | 850 |  | 850 |  | 850 |  | 850 |  | 850 |  | 850 |  | 850 |  | 850 |  | 850
Energy Balance
Energy requirements of the incinerator-evaporating water (BtU/day) |  | 0 |  | N/A |  | N/A |  | N/A |  | N/A |  | N/A |  | N/A |  | N/A |  | N/A |  | N/A
Energy potential of sludge (Btu/day) |  | 0 |  | N/A |  | N/A |  | N/A |  | N/A |  | N/A |  | N/A |  | N/A |  | N/A |  | N/A
Fuel Use
Natural gas needed to evaporate water in sludge (m3/day) |  | 0 |  | N/A |  | N/A |  | N/A |  | N/A |  | N/A |  | N/A |  | N/A |  | N/A |  | N/A
Avoided gas use from recovered energy (m3/day) |  | 0 |  | N/A |  | N/A |  | N/A |  | N/A |  | N/A |  | N/A |  | N/A |  | N/A |  | N/A
Net natural gas used (m3/day) |  | 0 |  | N/A |  | N/A |  | N/A |  | N/A |  | N/A |  | N/A |  | N/A |  | N/A |  | N/A
CO2 emissions from natural gas used (Mg/day) | 0 |  | 0 |  | 0 |  | 0 |  | 0 |  | 0 |  | 0 |  | 0 |  | 0 |  | 0
Electricity Use
Electricity requirements of incinerator (kWh/day) |  | 0 |  | N/A |  | N/A |  | N/A |  | N/A |  | N/A |  | N/A |  | N/A |  | N/A |  | N/A
Electricity generated (kWh/day) |  | 0 |  | N/A |  | N/A |  | N/A |  | N/A |  | N/A |  | N/A |  | N/A |  | N/A |  | N/A
Net Electricity used (kWh/day) |  | 0 |  | N/A |  | N/A |  | N/A |  | N/A |  | N/A |  | N/A |  | N/A |  | N/A |  | N/A
CO2 emissions from electricity used (Mg/day) | 0 |  | 0 |  | 0 |  | 0 |  | 0 |  | 0 |  | 0 |  | 0 |  | 0 |  | 0
Methane emissions
CO2 emissions equivalents from released methane (Mg/day) | 0 |  | #VALUE! |  | #VALUE! |  | #VALUE! |  | #VALUE! |  | #VALUE! |  | #VALUE! |  | #VALUE! |  | #VALUE! |  | #VALUE!
Nitrous Oxide Emissions
N2O emitted during incineration (Mg/day) | 0.193 | 0 |  | N/A |  | N/A |  | N/A |  | N/A |  | N/A |  | N/A |  | N/A |  | N/A |  | N/A
N2O emission adjustment for SNCR based on urea (Mg/day) | 0 |  | 0 |  | 0 |  | 0 |  | 0 |  | 0 |  | 0 |  | 0 |  | 0 |  | 0
N2O emission adjustment for moisture content of biomass (Mg/day) | 0 |  | 0 |  | 0 |  | 0 |  | 0 |  | 0 |  | 0 |  | 0 |  | 0 |  | 0
CO2 emissions equivalents from released N2O (Mg/day) | 57.514 |  | 0 |  | 0 |  | 0 |  | 0 |  | 0 |  | 0 |  | 0 |  | 0 |  | 0
Cement Replacement Value
CO2 replacement value from cement manufacture (Mg CO2/day) | 0 |  | 0 |  | 0 |  | 0 |  | 0 |  | 0 |  | 0 |  | 0 |  | 0 |  | 0
Fertilizer Off-set Credits
From phosphorus applied to soil (Mg CO2/day) | 0 |  | 0 |  | 0 |  | 0 |  | 0 |  | 0 |  | 0 |  | 0 |  | 0 |  | 0
Biomass Combustion
CO2 Emissions equivalents from burning biomass (Mg/day) | 0 |  | #VALUE! |  | #VALUE! |  | #VALUE! |  | #VALUE! |  | #VALUE! |  | #VALUE! |  | #VALUE! |  | #VALUE! |  | #VALUE!
CO2 equivalents (Mg/year) | 20992.61 |  | #VALUE! |  | #VALUE! |  | #VALUE! |  | #VALUE! |  | #VALUE! |  | #VALUE! |  | #VALUE! |  | #VALUE! |  | #VALUE!
Scope 1 | 20992.61 |  | #VALUE! |  | #VALUE! |  | #VALUE! |  | #VALUE! |  | #VALUE! |  | #VALUE! |  | #VALUE! |  | #VALUE! |  | #VALUE!
Scope 2 | 0 |  | 0 |  | 0 |  | 0 |  | 0 |  | 0 |  | 0 |  | 0 |  | 0 |  | 0
Scopes 1 & 2 | 20992.61 |  | #VALUE! |  | #VALUE! |  | #VALUE! |  | #VALUE! |  | #VALUE! |  | #VALUE! |  | #VALUE! |  | #VALUE! |  | #VALUE!
Scope 3 | 0 |  | 0 |  | 0 |  | 0 |  | 0 |  | 0 |  | 0 |  | 0 |  | 0 |  | 0
Biomass combustion* | 0 |  | #VALUE! |  | #VALUE! |  | #VALUE! |  | #VALUE! |  | #VALUE! |  | #VALUE! |  | #VALUE! |  | #VALUE! |  | #VALUE!
Instructions and Notes
General: Enter combined data for all operating incinerators. The data input with the most impact is the average high (freeboard) temperature of combustion. Electricity and natural gas used should include energy to operate the incinerator and to operate any pollution control systems associated with the incinerator. Also important is whether or not a urea-based selective non-catalytic reduction air emissions control system is used.
*Biomass combustion emissions are not included in total CO2 equivalents.
Key
| Input |  |  | 0
| Default from reference values |  |  | 0
| Data used to calculate default (for info only) |  |  | 0
| Process output |  |  | 0
| Input with possible cell reference |  |  | 0
| Calculated result |  |  | 0

## Transportation (hidden)
Transportation
Unit Processes & Inputs | OR…enter requested data for each destination
Transportation input - Scenario 1 - Landfill | unknown | Destination 2 | Destination 3 | Destination 4 | Destination 5 | Destination 6 | Destination 7 | Destination 8 | Destination 9 | Destination 10 | Destination 11 | Destination 12 | Destination 13 | Destination 14 | Destination 15 | Destination 16 | Destination 17 | Destination 18 | Destination 19 | Destination 20 | Destination 21 | Destination 22 | Destination 23 | Destination 24 | Destination 25 | Total
Biomass to this destination (Mg-wet/yr) | 0 | 0 | 0 | 0 | 0 | 0 | 0 | 0 | 0 | 0 | 0 | 0 | 0 | 0 | 0 | 0 | 0 | 0 | 0 | 0 | 0 | 0 | 0 | 0 | 0 | [6 empty] | Key
Truck or Rail | 0 | 0 | 0 | 0 | 0 | 0 | 0 | 0 | 0 | 0 | 0 | 0 | 0 | 0 | 0 | 0 | 0 | 0 | 0 | 0 | 0 | 0 | 0 | 0 | 0 |  | CO2 equivalents (Mg/year) | 0 | Transport CO2 equivalents (kg/Mg-wet to final locations) | #VALUE! | x less CO2eq emitted per Mg-wet mile traveled for train vs truck | Input | 0
Average biomass weight per load (Mg-wet) | 0 | 0 | 0 | 0 | 0 | 0 | 0 | 0 | 0 | 0 | 0 | 0 | 0 | 0 | 0 | 0 | 0 | 0 | 0 | 0 | 0 | 0 | 0 | 0 | 0 |  | Scope 1 | 0 |  |  |  | Default from reference values | 0
Vehicle efficiency km/L | 2.4743 | 2.4743 | 2.4743 | 2.4743 | 2.4743 | 2.4743 | 2.4743 | 2.4743 | 2.4743 | 2.4743 | 2.4743 | 2.4743 | 2.4743 | 2.4743 | 2.4743 | 2.4743 | 2.4743 | 2.4743 | 2.4743 | 2.4743 | 2.4743 | 2.4743 | 2.4743 | 2.4743 | 2.4743 |  | Scope 2 | NA |  |  |  | Data used to calculate default (for info only) | 0
Round trip or one way? | 0 | 0 | 0 | 0 | 0 | 0 | 0 | 0 | 0 | 0 | 0 | 0 | 0 | 0 | 0 | 0 | 0 | 0 | 0 | 0 | 0 | 0 | 0 | 0 | 0 |  | Scope 3 | NA |  |  |  | Process output | 0
Distance (km) | N/A | N/A | N/A | N/A | N/A | N/A | N/A | N/A | N/A | N/A | N/A | N/A | N/A | N/A | N/A | N/A | N/A | N/A | N/A | N/A | N/A | N/A | N/A | N/A | N/A |  | Biomass combustion | 0 |  |  |  | Input with possible cell reference | 0
Fuel usage (L/yr) | 0 | 0 | 0 | 0 | 0 | 0 | 0 | 0 | 0 | 0 | 0 | 0 | 0 | 0 | 0 | 0 | 0 | 0 | 0 | 0 | 0 | 0 | 0 | 0 | 0 | 0 | Trucking CO2 equivalents (Mg/year) | 0 | #DIV/0! |  |  | Calculated result | 0
Percent of fuel usage that is biodiesel (%) | 0% | 0% | 0% | 0% | 0% | 0% | 0% | 0% | 0% | 0% | 0% | 0% | 0% | 0% | 0% | 0% | 0% | 0% | 0% | 0% | 0% | 0% | 0% | 0% | 0% |  | Rail CO2 equivalents (Mg/year) | 0 | #DIV/0!
Subtotal - CO2 equivalents (Mg/yr') | N/A | N/A | N/A | N/A | N/A | N/A | N/A | N/A | N/A | N/A | N/A | N/A | N/A | N/A | N/A | N/A | N/A | N/A | N/A | N/A | N/A | N/A | N/A | N/A | N/A | 0
Transportation input - Scenario 2 - Co-digestion | unknown | Destination 2 | Destination 3 | Destination 4 | Destination 5 | Destination 6 | Destination 7 | Destination 8 | Destination 9 | Destination 10 | Destination 11 | Destination 12 | Destination 13 | Destination 14 | Destination 15 | Destination 16 | Destination 17 | Destination 18 | Destination 19 | Destination 20 | Destination 21 | Destination 22 | Destination 23 | Destination 24 | Destination 25 | Total
Biomass to this destination (Mg-wet/yr) | 0 | 0 | 0 | 0 | 0 | 0 | 0 | 0 | 0 | 0 | 0 | 0 | 0 | 0 | 0 | 0 | 0 | 0 | 0 | 0 | 0 | 0 | 0 | 0 | 0
Truck or Rail | 0 | 0 | 0 | 0 | 0 | 0 | 0 | 0 | 0 | 0 | 0 | 0 | 0 | 0 | 0 | 0 | 0 | 0 | 0 | 0 | 0 | 0 | 0 | 0 | 0 |  | CO2 equivalents (Mg/year) | 0 | Transport CO2 equivalents (kg/Mg-wet to final locations)
Average biomass weight per load (Mg-wet) | 0 | 0 | 0 | 0 | 0 | 0 | 0 | 0 | 0 | 0 | 0 | 0 | 0 | 0 | 0 | 0 | 0 | 0 | 0 | 0 | 0 | 0 | 0 | 0 | 0 |  | Scope 1 | 0
Vehicle efficiency km/L | 2.4743 | 2.4743 | 2.4743 | 2.4743 | 2.4743 | 2.4743 | 2.4743 | 2.4743 | 2.4743 | 2.4743 | 2.4743 | 2.4743 | 2.4743 | 2.4743 | 2.4743 | 2.4743 | 2.4743 | 2.4743 | 2.4743 | 2.4743 | 2.4743 | 2.4743 | 2.4743 | 2.4743 | 2.4743 |  | Scope 2 | NA
Round trip or one way? | 0 | 0 | 0 | 0 | 0 | 0 | 0 | 0 | 0 | 0 | 0 | 0 | 0 | 0 | 0 | 0 | 0 | 0 | 0 | 0 | 0 | 0 | 0 | 0 | 0 |  | Scope 3 | NA
Distance (km) | N/A | N/A | N/A | N/A | N/A | N/A | N/A | N/A | N/A | N/A | N/A | N/A | N/A | N/A | N/A | N/A | N/A | N/A | N/A | N/A | N/A | N/A | N/A | N/A | N/A |  | Biomass combustion | 0
Fuel usage (L/yr) | 0 | 0 | 0 | 0 | 0 | 0 | 0 | 0 | 0 | 0 | 0 | 0 | 0 | 0 | 0 | 0 | 0 | 0 | 0 | 0 | 0 | 0 | 0 | 0 | 0 | 0 | Trucking CO2 equivalents (Mg/year) | 0 | #DIV/0!
Percent of fuel usage that is biodiesel (%) | 0% | 0% | 0% | 0% | 0% | 0% | 0% | 0% | 0% | 0% | 0% | 0% | 0% | 0% | 0% | 0% | 0% | 0% | 0% | 0% | 0% | 0% | 0% | 0% | 0% |  | Rail CO2 equivalents (Mg/year) | 0 | #DIV/0!
Subtotal - CO2 equivalents (Mg/yr') | N/A | N/A | N/A | N/A | N/A | N/A | N/A | N/A | N/A | N/A | N/A | N/A | N/A | N/A | N/A | N/A | N/A | N/A | N/A | N/A | N/A | N/A | N/A | N/A | N/A | 0
Transportation input - Scenario 3 - | Destination 1 | Destination 2 | Destination 3 | Destination 4 | Destination 5 | Destination 6 | Destination 7 | Destination 8 | Destination 9 | Destination 10 | Destination 11 | Destination 12 | Destination 13 | Destination 14 | Destination 15 | Destination 16 | Destination 17 | Destination 18 | Destination 19 | Destination 20 | Destination 21 | Destination 22 | Destination 23 | Destination 24 | Destination 25 | Total
Biomass to this destination (Mg-wet/yr) | 0 | 0 | 0 | 0 | 0 | 0 | 0 | 0 | 0 | 0 | 0 | 0 | 0 | 0 | 0 | 0 | 0 | 0 | 0 | 0 | 0 | 0 | 0 | 0 | 0
Truck or Rail | 0 | 0 | 0 | 0 | 0 | 0 | 0 | 0 | 0 | 0 | 0 | 0 | 0 | 0 | 0 | 0 | 0 | 0 | 0 | 0 | 0 | 0 | 0 | 0 | 0 |  | CO2 equivalents (Mg/year) | 0 | Transport CO2 equivalents (kg/Mg-wet to final locations)
Average biomass weight per load (Mg-wet) | 0 | 0 | 0 | 0 | 0 | 0 | 0 | 0 | 0 | 0 | 0 | 0 | 0 | 0 | 0 | 0 | 0 | 0 | 0 | 0 | 0 | 0 | 0 | 0 | 0 |  | Scope 1 | 0
Vehicle efficiency km/L | 2.4743 | 2.4743 | 2.4743 | 2.4743 | 2.4743 | 2.4743 | 2.4743 | 2.4743 | 2.4743 | 2.4743 | 2.4743 | 2.4743 | 2.4743 | 2.4743 | 2.4743 | 2.4743 | 2.4743 | 2.4743 | 2.4743 | 2.4743 | 2.4743 | 2.4743 | 2.4743 | 2.4743 | 2.4743 |  | Scope 2 | NA
Round trip or one way? | 0 | 0 | 0 | 0 | 0 | 0 | 0 | 0 | 0 | 0 | 0 | 0 | 0 | 0 | 0 | 0 | 0 | 0 | 0 | 0 | 0 | 0 | 0 | 0 | 0 |  | Scope 3 | NA
Distance (km) | N/A | N/A | N/A | N/A | N/A | N/A | N/A | N/A | N/A | N/A | N/A | N/A | N/A | N/A | N/A | N/A | N/A | N/A | N/A | N/A | N/A | N/A | N/A | N/A | N/A |  | Biomass combustion | 0
Fuel usage (L/yr) | 0 | 0 | 0 | 0 | 0 | 0 | 0 | 0 | 0 | 0 | 0 | 0 | 0 | 0 | 0 | 0 | 0 | 0 | 0 | 0 | 0 | 0 | 0 | 0 | 0 | 0 | Trucking CO2 equivalents (Mg/year) | 0 | #DIV/0!
Percent of fuel usage that is biodiesel (%) | 0% | 0% | 0% | 0% | 0% | 0% | 0% | 0% | 0% | 0% | 0% | 0% | 0% | 0% | 0% | 0% | 0% | 0% | 0% | 0% | 0% | 0% | 0% | 0% | 0% |  | Rail CO2 equivalents (Mg/year) | 0 | #DIV/0!
Subtotal - CO2 equivalents (Mg/yr') | N/A | N/A | N/A | N/A | N/A | N/A | N/A | N/A | N/A | N/A | N/A | N/A | N/A | N/A | N/A | N/A | N/A | N/A | N/A | N/A | N/A | N/A | N/A | N/A | N/A | 0
Transportation input - Scenario 4 - | Destination 1 | Destination 2 | Destination 3 | Destination 4 | Destination 5 | Destination 6 | Destination 7 | Destination 8 | Destination 9 | Destination 10 | Destination 11 | Destination 12 | Destination 13 | Destination 14 | Destination 15 | Destination 16 | Destination 17 | Destination 18 | Destination 19 | Destination 20 | Destination 21 | Destination 22 | Destination 23 | Destination 24 | Destination 25 | Total
Biomass to this destination (Mg-wet/yr) | 0 | 0 | 0 | 0 | 0 | 0 | 0 | 0 | 0 | 0 | 0 | 0 | 0 | 0 | 0 | 0 | 0 | 0 | 0 | 0 | 0 | 0 | 0 | 0 | 0
Truck or Rail | 0 | 0 | 0 | 0 | 0 | 0 | 0 | 0 | 0 | 0 | 0 | 0 | 0 | 0 | 0 | 0 | 0 | 0 | 0 | 0 | 0 | 0 | 0 | 0 | 0 |  | CO2 equivalents (Mg/year) | 0 | Transport CO2 equivalents (kg/Mg-wet to final locations)
Average biomass weight per load (Mg-wet) | 0 | 0 | 0 | 0 | 0 | 0 | 0 | 0 | 0 | 0 | 0 | 0 | 0 | 0 | 0 | 0 | 0 | 0 | 0 | 0 | 0 | 0 | 0 | 0 | 0 |  | Scope 1 | 0
Vehicle efficiency km/L | 2.4743 | 2.4743 | 2.4743 | 2.4743 | 2.4743 | 2.4743 | 2.4743 | 2.4743 | 2.4743 | 2.4743 | 2.4743 | 2.4743 | 2.4743 | 2.4743 | 2.4743 | 2.4743 | 2.4743 | 2.4743 | 2.4743 | 2.4743 | 2.4743 | 2.4743 | 2.4743 | 2.4743 | 2.4743 |  | Scope 2 | NA
Round trip or one way? | 0 | 0 | 0 | 0 | 0 | 0 | 0 | 0 | 0 | 0 | 0 | 0 | 0 | 0 | 0 | 0 | 0 | 0 | 0 | 0 | 0 | 0 | 0 | 0 | 0 |  | Scope 3 | NA
Distance (km) | N/A | N/A | N/A | N/A | N/A | N/A | N/A | N/A | N/A | N/A | N/A | N/A | N/A | N/A | N/A | N/A | N/A | N/A | N/A | N/A | N/A | N/A | N/A | N/A | N/A |  | Biomass combustion | 0
Fuel usage (L/yr) | 0 | 0 | 0 | 0 | 0 | 0 | 0 | 0 | 0 | 0 | 0 | 0 | 0 | 0 | 0 | 0 | 0 | 0 | 0 | 0 | 0 | 0 | 0 | 0 | 0 | 0 | Trucking CO2 equivalents (Mg/year) | 0 | #DIV/0!
Percent of fuel usage that is biodiesel (%) | 0% | 0% | 0% | 0% | 0% | 0% | 0% | 0% | 0% | 0% | 0% | 0% | 0% | 0% | 0% | 0% | 0% | 0% | 0% | 0% | 0% | 0% | 0% | 0% | 0% |  | Rail CO2 equivalents (Mg/year) | 0 | #DIV/0!
Subtotal - CO2 equivalents (Mg/yr') | N/A | N/A | N/A | N/A | N/A | N/A | N/A | N/A | N/A | N/A | N/A | N/A | N/A | N/A | N/A | N/A | N/A | N/A | N/A | N/A | N/A | N/A | N/A | N/A | N/A | 0
Transportation input - Scenario 5 - | Destination 1 | Destination 2 | Destination 3 | Destination 4 | Destination 5 | Destination 6 | Destination 7 | Destination 8 | Destination 9 | Destination 10 | Destination 11 | Destination 12 | Destination 13 | Destination 14 | Destination 15 | Destination 16 | Destination 17 | Destination 18 | Destination 19 | Destination 20 | Destination 21 | Destination 22 | Destination 23 | Destination 24 | Destination 25 | Total
Biomass to this destination (Mg-wet/yr) | 0 | 0 | 0 | 0 | 0 | 0 | 0 | 0 | 0 | 0 | 0 | 0 | 0 | 0 | 0 | 0 | 0 | 0 | 0 | 0 | 0 | 0 | 0 | 0 | 0
Truck or Rail | 0 | 0 | 0 | 0 | 0 | 0 | 0 | 0 | 0 | 0 | 0 | 0 | 0 | 0 | 0 | 0 | 0 | 0 | 0 | 0 | 0 | 0 | 0 | 0 | 0 |  | CO2 equivalents (Mg/year) | 0 | Transport CO2 equivalents (kg/Mg-wet to final locations)
Average biomass weight per load (Mg-wet) | 0 | 0 | 0 | 0 | 0 | 0 | 0 | 0 | 0 | 0 | 0 | 0 | 0 | 0 | 0 | 0 | 0 | 0 | 0 | 0 | 0 | 0 | 0 | 0 | 0 |  | Scope 1 | 0
Vehicle efficiency km/L | 2.4743 | 2.4743 | 2.4743 | 2.4743 | 2.4743 | 2.4743 | 2.4743 | 2.4743 | 2.4743 | 2.4743 | 2.4743 | 2.4743 | 2.4743 | 2.4743 | 2.4743 | 2.4743 | 2.4743 | 2.4743 | 2.4743 | 2.4743 | 2.4743 | 2.4743 | 2.4743 | 2.4743 | 2.4743 |  | Scope 2 | NA
Round trip or one way? | 0 | 0 | 0 | 0 | 0 | 0 | 0 | 0 | 0 | 0 | 0 | 0 | 0 | 0 | 0 | 0 | 0 | 0 | 0 | 0 | 0 | 0 | 0 | 0 | 0 |  | Scope 3 | NA
Distance (km) | N/A | N/A | N/A | N/A | N/A | N/A | N/A | N/A | N/A | N/A | N/A | N/A | N/A | N/A | N/A | N/A | N/A | N/A | N/A | N/A | N/A | N/A | N/A | N/A | N/A |  | Biomass combustion | 0
Fuel usage (L/yr) | 0 | 0 | 0 | 0 | 0 | 0 | 0 | 0 | 0 | 0 | 0 | 0 | 0 | 0 | 0 | 0 | 0 | 0 | 0 | 0 | 0 | 0 | 0 | 0 | 0 | 0 | Trucking CO2 equivalents (Mg/year) | 0 | #DIV/0!
Percent of fuel usage that is biodiesel (%) | 0% | 0% | 0% | 0% | 0% | 0% | 0% | 0% | 0% | 0% | 0% | 0% | 0% | 0% | 0% | 0% | 0% | 0% | 0% | 0% | 0% | 0% | 0% | 0% | 0% |  | Rail CO2 equivalents (Mg/year) | 0 | #DIV/0!
Subtotal - CO2 equivalents (Mg/yr') | N/A | N/A | N/A | N/A | N/A | N/A | N/A | N/A | N/A | N/A | N/A | N/A | N/A | N/A | N/A | N/A | N/A | N/A | N/A | N/A | N/A | N/A | N/A | N/A | N/A | 0
Transportation input - Scenario 6 - | Destination 1 | Destination 2 | Destination 3 | Destination 4 | Destination 5 | Destination 6 | Destination 7 | Destination 8 | Destination 9 | Destination 10 | Destination 11 | Destination 12 | Destination 13 | Destination 14 | Destination 15 | Destination 16 | Destination 17 | Destination 18 | Destination 19 | Destination 20 | Destination 21 | Destination 22 | Destination 23 | Destination 24 | Destination 25 | Total
Biomass to this destination (Mg-wet/yr) | 45 | 0 | 0 | 0 | 0 | 0 | 0 | 0 | 0 | 0 | 0 | 0 | 0 | 0 | 0 | 0 | 0 | 0 | 0 | 0 | 0 | 0 | 0 | 0 | 0
Truck or Rail | 0 | 0 | 0 | 0 | 0 | 0 | 0 | 0 | 0 | 0 | 0 | 0 | 0 | 0 | 0 | 0 | 0 | 0 | 0 | 0 | 0 | 0 | 0 | 0 | 0 |  | CO2 equivalents (Mg/year) | 0 | Transport CO2 equivalents (kg/Mg-wet to final locations)
Average biomass weight per load (Mg-wet) | 0 | 0 | 0 | 0 | 0 | 0 | 0 | 0 | 0 | 0 | 0 | 0 | 0 | 0 | 0 | 0 | 0 | 0 | 0 | 0 | 0 | 0 | 0 | 0 | 0 |  | Scope 1 | 0
Vehicle efficiency km/L | 2.4743 | 2.4743 | 2.4743 | 2.4743 | 2.4743 | 2.4743 | 2.4743 | 2.4743 | 2.4743 | 2.4743 | 2.4743 | 2.4743 | 2.4743 | 2.4743 | 2.4743 | 2.4743 | 2.4743 | 2.4743 | 2.4743 | 2.4743 | 2.4743 | 2.4743 | 2.4743 | 2.4743 | 2.4743 |  | Scope 2 | NA
Round trip or one way? | 0 | 0 | 0 | 0 | 0 | 0 | 0 | 0 | 0 | 0 | 0 | 0 | 0 | 0 | 0 | 0 | 0 | 0 | 0 | 0 | 0 | 0 | 0 | 0 | 0 |  | Scope 3 | NA
Distance (km) | N/A | N/A | N/A | N/A | N/A | N/A | N/A | N/A | N/A | N/A | N/A | N/A | N/A | N/A | N/A | N/A | N/A | N/A | N/A | N/A | N/A | N/A | N/A | N/A | N/A |  | Biomass combustion | 0
Fuel usage (L/yr) | 0 | 0 | 0 | 0 | 0 | 0 | 0 | 0 | 0 | 0 | 0 | 0 | 0 | 0 | 0 | 0 | 0 | 0 | 0 | 0 | 0 | 0 | 0 | 0 | 0 | 0 | Trucking CO2 equivalents (Mg/year) | 0 | #DIV/0!
Percent of fuel usage that is biodiesel (%) | 0% | 0% | 0% | 0% | 0% | 0% | 0% | 0% | 0% | 0% | 0% | 0% | 0% | 0% | 0% | 0% | 0% | 0% | 0% | 0% | 0% | 0% | 0% | 0% | 0% |  | Rail CO2 equivalents (Mg/year) | 0 | #DIV/0!
Subtotal - CO2 equivalents (Mg/yr') | N/A | N/A | N/A | N/A | N/A | N/A | N/A | N/A | N/A | N/A | N/A | N/A | N/A | N/A | N/A | N/A | N/A | N/A | N/A | N/A | N/A | N/A | N/A | N/A | N/A | 0
Transportation input - Scenario 7 - | Destination 1 | Destination 2 | Destination 3 | Destination 4 | Destination 5 | Destination 6 | Destination 7 | Destination 8 | Destination 9 | Destination 10 | Destination 11 | Destination 12 | Destination 13 | Destination 14 | Destination 15 | Destination 16 | Destination 17 | Destination 18 | Destination 19 | Destination 20 | Destination 21 | Destination 22 | Destination 23 | Destination 24 | Destination 25 | Total
Biomass to this destination (Mg-wet/yr) | 0 | 0 | 0 | 0 | 0 | 0 | 0 | 0 | 0 | 0 | 0 | 0 | 0 | 0 | 0 | 0 | 0 | 0 | 0 | 0 | 0 | 0 | 0 | 0 | 0
Truck or Rail | 0 | 0 | 0 | 0 | 0 | 0 | 0 | 0 | 0 | 0 | 0 | 0 | 0 | 0 | 0 | 0 | 0 | 0 | 0 | 0 | 0 | 0 | 0 | 0 | 0 |  | CO2 equivalents (Mg/year) | 0 | Transport CO2 equivalents (kg/Mg-wet to final locations)
Average biomass weight per load (Mg-wet) | 0 | 0 | 0 | 0 | 0 | 0 | 0 | 0 | 0 | 0 | 0 | 0 | 0 | 0 | 0 | 0 | 0 | 0 | 0 | 0 | 0 | 0 | 0 | 0 | 0 |  | Scope 1 | 0
Vehicle efficiency km/L | 2.4743 | 2.4743 | 2.4743 | 2.4743 | 2.4743 | 2.4743 | 2.4743 | 2.4743 | 2.4743 | 2.4743 | 2.4743 | 2.4743 | 2.4743 | 2.4743 | 2.4743 | 2.4743 | 2.4743 | 2.4743 | 2.4743 | 2.4743 | 2.4743 | 2.4743 | 2.4743 | 2.4743 | 2.4743 |  | Scope 2 | NA
Round trip or one way? | 0 | 0 | 0 | 0 | 0 | 0 | 0 | 0 | 0 | 0 | 0 | 0 | 0 | 0 | 0 | 0 | 0 | 0 | 0 | 0 | 0 | 0 | 0 | 0 | 0 |  | Scope 3 | NA
Distance (km) | N/A | N/A | N/A | N/A | N/A | N/A | N/A | N/A | N/A | N/A | N/A | N/A | N/A | N/A | N/A | N/A | N/A | N/A | N/A | N/A | N/A | N/A | N/A | N/A | N/A |  | Biomass combustion | 0
Fuel usage (L/yr) | 0 | 0 | 0 | 0 | 0 | 0 | 0 | 0 | 0 | 0 | 0 | 0 | 0 | 0 | 0 | 0 | 0 | 0 | 0 | 0 | 0 | 0 | 0 | 0 | 0 | 0 | Trucking CO2 equivalents (Mg/year) | 0 | #DIV/0!
Percent of fuel usage that is biodiesel (%) | 0% | 0% | 0% | 0% | 0% | 0% | 0% | 0% | 0% | 0% | 0% | 0% | 0% | 0% | 0% | 0% | 0% | 0% | 0% | 0% | 0% | 0% | 0% | 0% | 0% |  | Rail CO2 equivalents (Mg/year) | 0 | #DIV/0!
Subtotal - CO2 equivalents (Mg/yr') | N/A | N/A | N/A | N/A | N/A | N/A | N/A | N/A | N/A | N/A | N/A | N/A | N/A | N/A | N/A | N/A | N/A | N/A | N/A | N/A | N/A | N/A | N/A | N/A | N/A | 0
Transportation input - Scenario 8 - | Destination 1 | Destination 2 | Destination 3 | Destination 4 | Destination 5 | Destination 6 | Destination 7 | Destination 8 | Destination 9 | Destination 10 | Destination 11 | Destination 12 | Destination 13 | Destination 14 | Destination 15 | Destination 16 | Destination 17 | Destination 18 | Destination 19 | Destination 20 | Destination 21 | Destination 22 | Destination 23 | Destination 24 | Destination 25 | Total
Biomass to this destination (Mg-wet/yr) | 0 | 0 | 0 | 0 | 0 | 0 | 0 | 0 | 0 | 0 | 0 | 0 | 0 | 0 | 0 | 0 | 0 | 0 | 0 | 0 | 0 | 0 | 0 | 0 | 0
Truck or Rail | 0 | 0 | 0 | 0 | 0 | 0 | 0 | 0 | 0 | 0 | 0 | 0 | 0 | 0 | 0 | 0 | 0 | 0 | 0 | 0 | 0 | 0 | 0 | 0 | 0 |  | CO2 equivalents (Mg/year) | 0 | Transport CO2 equivalents (kg/Mg-wet to final locations)
Average biomass weight per load (Mg-wet) | 0 | 0 | 0 | 0 | 0 | 0 | 0 | 0 | 0 | 0 | 0 | 0 | 0 | 0 | 0 | 0 | 0 | 0 | 0 | 0 | 0 | 0 | 0 | 0 | 0 |  | Scope 1 | 0
Vehicle efficiency km/L | 2.4743 | 2.4743 | 2.4743 | 2.4743 | 2.4743 | 2.4743 | 2.4743 | 2.4743 | 2.4743 | 2.4743 | 2.4743 | 2.4743 | 2.4743 | 2.4743 | 2.4743 | 2.4743 | 2.4743 | 2.4743 | 2.4743 | 2.4743 | 2.4743 | 2.4743 | 2.4743 | 2.4743 | 2.4743 |  | Scope 2 | NA
Round trip or one way? | 0 | 0 | 0 | 0 | 0 | 0 | 0 | 0 | 0 | 0 | 0 | 0 | 0 | 0 | 0 | 0 | 0 | 0 | 0 | 0 | 0 | 0 | 0 | 0 | 0 |  | Scope 3 | NA
Distance (km) | N/A | N/A | N/A | N/A | N/A | N/A | N/A | N/A | N/A | N/A | N/A | N/A | N/A | N/A | N/A | N/A | N/A | N/A | N/A | N/A | N/A | N/A | N/A | N/A | N/A |  | Biomass combustion | 0
Fuel usage (L/yr) | 0 | 0 | 0 | 0 | 0 | 0 | 0 | 0 | 0 | 0 | 0 | 0 | 0 | 0 | 0 | 0 | 0 | 0 | 0 | 0 | 0 | 0 | 0 | 0 | 0 | 0 | Trucking CO2 equivalents (Mg/year) | 0 | #DIV/0!
Percent of fuel usage that is biodiesel (%) | 0% | 0% | 0% | 0% | 0% | 0% | 0% | 0% | 0% | 0% | 0% | 0% | 0% | 0% | 0% | 0% | 0% | 0% | 0% | 0% | 0% | 0% | 0% | 0% | 0% |  | Rail CO2 equivalents (Mg/year) | 0 | #DIV/0!
Subtotal - CO2 equivalents (Mg/yr') | N/A | N/A | N/A | N/A | N/A | N/A | N/A | N/A | N/A | N/A | N/A | N/A | N/A | N/A | N/A | N/A | N/A | N/A | N/A | N/A | N/A | N/A | N/A | N/A | N/A | 0
Transportation input - Scenario 9 - | Destination 1 | Destination 2 | Destination 3 | Destination 4 | Destination 5 | Destination 6 | Destination 7 | Destination 8 | Destination 9 | Destination 10 | Destination 11 | Destination 12 | Destination 13 | Destination 14 | Destination 15 | Destination 16 | Destination 17 | Destination 18 | Destination 19 | Destination 20 | Destination 21 | Destination 22 | Destination 23 | Destination 24 | Destination 260 | Total
Biomass to this destination (Mg-wet/yr) | 0 | 0 | 0 | 0 | 0 | 0 | 0 | 0 | 0 | 0 | 0 | 0 | 0 | 0 | 0 | 0 | 0 | 0 | 0 | 0 | 0 | 0 | 0 | 0 | 0
Truck or Rail | 0 | 0 | 0 | 0 | 0 | 0 | 0 | 0 | 0 | 0 | 0 | 0 | 0 | 0 | 0 | 0 | 0 | 0 | 0 | 0 | 0 | 0 | 0 | 0 | 0 |  | CO2 equivalents (Mg/year) | 0 | Transport CO2 equivalents (kg/Mg-wet to final locations)
Average biomass weight per load (Mg-wet) | 0 | 0 | 0 | 0 | 0 | 0 | 0 | 0 | 0 | 0 | 0 | 0 | 0 | 0 | 0 | 0 | 0 | 0 | 0 | 0 | 0 | 0 | 0 | 0 | 0 |  | Scope 1 | 0
Vehicle efficiency km/L | 2.4743 | 2.4743 | 2.4743 | 2.4743 | 2.4743 | 2.4743 | 2.4743 | 2.4743 | 2.4743 | 2.4743 | 2.4743 | 2.4743 | 2.4743 | 2.4743 | 2.4743 | 2.4743 | 2.4743 | 2.4743 | 2.4743 | 2.4743 | 2.4743 | 2.4743 | 2.4743 | 2.4743 | 2.4743 |  | Scope 2 | NA
Round trip or one way? | 0 | 0 | 0 | 0 | 0 | 0 | 0 | 0 | 0 | 0 | 0 | 0 | 0 | 0 | 0 | 0 | 0 | 0 | 0 | 0 | 0 | 0 | 0 | 0 | 0 |  | Scope 3 | NA
Distance (km) | N/A | N/A | N/A | N/A | N/A | N/A | N/A | N/A | N/A | N/A | N/A | N/A | N/A | N/A | N/A | N/A | N/A | N/A | N/A | N/A | N/A | N/A | N/A | N/A | N/A |  | Biomass combustion | 0
Fuel usage (L/yr) | 0 | 0 | 0 | 0 | 0 | 0 | 0 | 0 | 0 | 0 | 0 | 0 | 0 | 0 | 0 | 0 | 0 | 0 | 0 | 0 | 0 | 0 | 0 | 0 | 0 | 0 | Trucking CO2 equivalents (Mg/year) | 0 | #DIV/0!
Percent of fuel usage that is biodiesel (%) | 0% | 0% | 0% | 0% | 0% | 0% | 0% | 0% | 0% | 0% | 0% | 0% | 0% | 0% | 0% | 0% | 0% | 0% | 0% | 0% | 0% | 0% | 0% | 0% | 0% |  | Rail CO2 equivalents (Mg/year) | 0 | #DIV/0!
Subtotal - CO2 equivalents (Mg/yr') | N/A | N/A | N/A | N/A | N/A | N/A | N/A | N/A | N/A | N/A | N/A | N/A | N/A | N/A | N/A | N/A | N/A | N/A | N/A | N/A | N/A | N/A | N/A | N/A | N/A | 0
Transportation input - Scenario 10 - | Destination 1 | Destination 2 | Destination 3 | Destination 4 | Destination 5 | Destination 6 | Destination 7 | Destination 8 | Destination 9 | Destination 10 | Destination 11 | Destination 12 | Destination 13 | Destination 14 | Destination 15 | Destination 16 | Destination 17 | Destination 18 | Destination 19 | Destination 20 | Destination 21 | Destination 22 | Destination 23 | Destination 24 | Destination 25 | Total
Biomass to this destination (Mg-wet/yr) | 0 | 0 | 0 | 0 | 0 | 0 | 0 | 0 | 0 | 0 | 0 | 0 | 0 | 0 | 0 | 0 | 0 | 0 | 0 | 0 | 0 | 0 | 0 | 0 | 0
Truck or Rail | 0 | 0 | 0 | 0 | 0 | 0 | 0 | 0 | 0 | 0 | 0 | 0 | 0 | 0 | 0 | 0 | 0 | 0 | 0 | 0 | 0 | 0 | 0 | 0 | 0 |  | CO2 equivalents (Mg/year) | 0 | Transport CO2 equivalents (kg/Mg-wet to final locations)
Average biomass weight per load (Mg-wet) | 0 | 0 | 0 | 0 | 0 | 0 | 0 | 0 | 0 | 0 | 0 | 0 | 0 | 0 | 0 | 0 | 0 | 0 | 0 | 0 | 0 | 0 | 0 | 0 | 0 |  | Scope 1 | 0
Vehicle efficiency km/L | 2.4743 | 2.4743 | 2.4743 | 2.4743 | 2.4743 | 2.4743 | 2.4743 | 2.4743 | 2.4743 | 2.4743 | 2.4743 | 2.4743 | 2.4743 | 2.4743 | 2.4743 | 2.4743 | 2.4743 | 2.4743 | 2.4743 | 2.4743 | 2.4743 | 2.4743 | 2.4743 | 2.4743 | 2.4743 |  | Scope 2 | NA
Round trip or one way? | 0 | 0 | 0 | 0 | 0 | 0 | 0 | 0 | 0 | 0 | 0 | 0 | 0 | 0 | 0 | 0 | 0 | 0 | 0 | 0 | 0 | 0 | 0 | 0 | 0 |  | Scope 3 | NA
Distance (km) | N/A | N/A | N/A | N/A | N/A | N/A | N/A | N/A | N/A | N/A | N/A | N/A | N/A | N/A | N/A | N/A | N/A | N/A | N/A | N/A | N/A | N/A | N/A | N/A | N/A |  | Biomass combustion | 0
Fuel usage (L/yr) | 0 | 0 | 0 | 0 | 0 | 0 | 0 | 0 | 0 | 0 | 0 | 0 | 0 | 0 | 0 | 0 | 0 | 0 | 0 | 0 | 0 | 0 | 0 | 0 | 0 | 0 | Trucking CO2 equivalents (Mg/year) | 0 | #DIV/0!
Percent of fuel usage that is biodiesel (%) | 0% | 0% | 0% | 0% | 0% | 0% | 0% | 0% | 0% | 0% | 0% | 0% | 0% | 0% | 0% | 0% | 0% | 0% | 0% | 0% | 0% | 0% | 0% | 0% | 0% |  | Rail CO2 equivalents (Mg/year) | 0 | #DIV/0!
Subtotal - CO2 equivalents (Mg/yr') | N/A | N/A | N/A | N/A | N/A | N/A | N/A | N/A | N/A | N/A | N/A | N/A | N/A | N/A | N/A | N/A | N/A | N/A | N/A | N/A | N/A | N/A | N/A | N/A | N/A | 0
General: Include all transportation of wastewater solids and biosolids, including within the wastewater treatment plant, to processing and storage facilities, and to final end use and disposal sites. Do not include diesel fuel used for applying biosolids to land or managing it in a landfill. If biodiesel or other non-fossil fuel is used, enter the percentage used in the appropriate row.
| 2.4743 | default average truck mileage (km/L, heavy-duty diesel) | [14 empty] | Key
| 2.4743 | truck mileage (km/L, heavy-duty diesel) | [14 empty] | Input | 0
[17 empty] | Default from reference values | 0
[17 empty] | Process output | 0

## References Assumptions
References, Calculations, Assumptions and Default Values
Cell Color Key for References Worksheet
number used in original BEAM calculations (CCME, 2011)
Input Cell
Calculated Result
Constant
Fuel & Transport
| diesel emissions | CO₂ (kg/gal) | CH₄ (g/mi) | N₂O (g/mi) | Total CO2e (kg/gal) | https://www.geotab.com/truck-mpg-benchmark/)
|  | 10.21 | 0.0051 | 0.0048 | 10.2101
| rail emissions | CO2 (kg/ton-mile) | CH4 (g/ton-mile) | N2O (g/ton-mile) | total CO₂ eq (kg/ton-mile)
|  | 0.023 | 0.0018 | 0.0006 | 0.023224 | from EPA emission factors for GHG Inventories - last mod. March 2018 - Table 9
CO2 eq diesel (kg/gallon) | 10.2101 | The Climate Registry's 2019 Default Emissions Factors
CO2 eq diesel (g/L) | 2697.2131 | calculated from numbers above
Average truck miles/gal (diesel) | 5.82 | (for New York) From GeoTab data gathered from 31,170 trucks 2016-2017
Average truck km/l (diesel) | 2.4743 | calculated from numbers above
Train hauling emissions (kg CO₂ eq/Mg-km) | 0.015893 | calculated from numbers above
Natural Gas
CO2 eq from combustion of natural gas(g/m3) | 1901 | Canadian default CO2 emissions factors for combustion of natural gas - Climate Registry General Reporting Protocol V. 1.1
Heat content (Btu/m3) | 36263.4784 | Canadian default CO2 emissions factors for combustion of natural gas - Climate Registry General Reporting Protocol V. 1.1
Methane
density of methane gas (kg /m³) - at standard temp. and pressure | 0.707 | EPA 2006, Solid Waste Management and GHG Emissions
Heat content of methane (Btu/m3) | 35830 | EPA 2004, Unit Conversions, Emissons Factors, and Other Reference Data
Propane
Mg CO₂ eq/cylinder | 0.024 | https://www.epa.gov/energy/greenhouse-gases-equivalencies-calculator-calculations-and-references
pounds propane/cylinder | 18 | https://www.epa.gov/energy/greenhouse-gases-equivalencies-calculator-calculations-and-references
CO2 eq propane (Mg CO2 eq/kg) | 0.00294
Wastewater Treatment Factors
Typical TSS in sludge after primary sedimentation (kg/1000 m³) | 150 | Metcalf & Eddy, 2003, p. 1456
Expected solids concentration of combination primary/WAS unthickened sludge (%) | 1% | Metcalf & Eddy, 2003, p. 1492
Expected solids concentration in sludge from gravity thickener, primary and WAS (%) | 4% | Metcalf & Eddy, 2003, p. 1457
Typical Biosolids Characteristics (De-watered cake) | unprocessed | digested | limed
Total nitrogen (%-dry weight) | 4% | 5% | 3.2% | Northern Tilth suggested values if data not available
Total phosphorus (%-dry weight) | 1.5% | 1.9% | 1.2%
TVS(%-dry weight) | 78% | 65% | 52%
Storage and Lagoons |  | The 95% confidence interval range for this default value is: 0.32 to 0.58 CH4/kg BOD removed (https://www.ipcc-nggip.iges.or.jp/EFDB/main.php)
Default methane generation from anaerobic shallow lagoon - less than 2 m (kg CH4/kg BOD) | 0.12 | IPCC, 2006. Volume 5 assuming Bo of 0.6 and using 0.2 for MCF
Default methane generation from anaerobic deep lagoon - more than 2 m (kg CH4/kg BOD) | 0.4 | IPCC, 2006. Volume 5 assuming Bo of 0.6 and using maximum MCF (0.67), per NACWA recommendation, 2008 (replaces 0.8 in Canada inventory and 2006 IPCC Guidelines for National Greenhouse Gas Inventories)
Typical amount of BOD removed to sludge during wastewater treatment | 90% | NACWA 2008
Energy required for low-speed aerators in sludge aerated lagoons after primary sedimentation (kW/1000 m3 sludge) | 5.6 | Metcalf & Eddy, 2003, p. 846 = 0.004xTSS (mg/L)+5
Average days per year above 15oC | 41.67% | 41.7% for NYC
SSO Processing
liters of diesel/Mg-wet SSO processed | 2.3778 | WM CORe data - October 2018
kWh/Mg-wet of SSO processed | 17.632 | WM CORe data - October 2018
kg propane/Mg-wet of SSO processed | 0.049977 | WM CORe data - October 2018
De-watering and Thickening
Thickening electricity use - gravity, gravity belt and drum (kWh/Mg-sludge dry) | 4.9 | Mark Gould, CDM personal communication - average of gravity, gravity belt and drum thickening on blended sludge electricity use calculations
Thickening electricity use - centrifuge (kWh/Mg-sludge dry) | 33 | BEAM*2022 Science Review Team calculations based on specifications from several centrifuges.
De-watering electricity use - belt filter press and rotary (kWh/Mg-sludge dry) | 11.3 | Mark Gould, CMD personal communication - average of belt filter press and rotary de-watering on blended sludge electricity use calculations
De-watering electricity use - centrifuge (kWh/Mg-sludge dry) | 107 | BEAM*2022 Science Review Team calculations based on specifications from several centrifuges.
Polymer use for belt thickening of WAS (kg/Mg of dry solids treated) | 5 | Metcalf & Eddy, 2003, p. 1498 (average of 3-7)
Polymer use for de-watering (kg/Mg of dry solids treated) | 5 | Metcalf & Eddy, 2003, p. 1556 (range is 1 - 10 for primary, WAS, belt filter press, centrifuge)
CO₂ equivalents of Polymer manufacture (Mg CO₂ eq/Mg polymer) | 1.6 | Scientific Review Team recommendation. This was a change from the original BEAM 2.1 kg CO₂ eq/kg polymer. The new value is based on an average of several sources: a) 2.2 kg CO₂ eq/kg polymer in
Density of sludge prior to de-watering (kg/m3) | 1000 | assuming density of water
Density of de-watered sludge (kg/m3) | 950 | Sylvis experience for Canada (1000 is alternate default value using density of water at 5oC)
Aerobic Digestion
Typical design electricity use for aerobic digester systems (kW/m3 of digester volume) | 0.03 | Metcalf & Eddy, 2003, p. 1536
Default sludge retention time (SRT) for aerobic digesters (days) | 40 | Scientific Review Team recommendation
Anaerobic Digestion
Methane in anaerobic digester gas (% by volume) | 65% | Monteith et al. 2005 in Water Env. Research (77(4): 309-403) as referenced in Energy Consumption Implications for Wastewater Treatment in Canada - Hydromantis 2006. Also U.S. EPA, 2007, p. 8-8.
Biogas yield (m3/kg-VS destroyed) | 0.9 | Design of Municipal Wastewater Treatment Plants, WEF Manual of Practice No. 8, 4th Edition, 1998 - this is the average of the range that they reference of 0.8 - 1.0
Heating requirements for digester (m3 natural gas/m3 sludge to digester) | 4.6195 | Metcalf & Eddy, 2003, example p. 1527 for heat required, assuming natural gas provides 36.5 MJ/m3 and the heat exchange from natural gas to sludge is 80% efficient.
Typical design electricity use for anaerobic digester mixing systems (kWh/m³ of sludge to digester) | 0.0065 | Metcalf & Eddy, 2003, p. 1519
Default sludge retention time (SRT) for anaerobic digesters (days) | 22 | Scientific Review Team recommendation: U. S. EPA PSRP treatment requires 15 day minimum for AD at typical mesophilic temperatures of 35 - 55 deg. C., and most anaerobic digesters are designed and operated for 18 - 25 days SRT or more to maximize VSR and ensure VSR >38% to meet Class B standards. (U. S. EPA, 40 CFR Part 503; Higgins, 2017. Anaerobic Digestion 101, presentation for WEF)
Volatile Solids Reduction (VSR) - default values (%) from Scientific Review Team
WAS only, basic AD (minimum to meet EPA Class B land application standards for biosolids) | 38% | Default VSRs based on Wilson, 2009; Muller et al., 2011; Higgins, 2017. If local data are available, we recommend using Van Kleeck equation 32 in Appendix of EPA, 2003 - the "White House" document.
Primary and WAS, basic AD | 42%
Primary and WAS, longer SRT and/or themophilic digestion | 55%
Primary only, or Primary and WAS 20 plus-day SRT, or 2-stage and/or hydrolysis | 62%
Btu per kWh conversion (kWh/Btu) | 8.54e-05 | EPA Landfill Methane Outreach Program Benefits calculator www.epa.gov/lmop/
Btu per kWh conversion - 100% efficiency (kWh/Btu) | 0.00029308 | based on
Efficiency of conversion of combustion to electricity calculated from EPA LMOP defaults | 29.14% | from EPA LMOP data above
Net capacity factor to be applied to conversion of methane to electricity | 85% | EPA 2006, Solid Waste Management and GHG Emissions
Emissions from Flaring Biogas
Percentage of methane emitted directly to the atmosphere when biogas is burned or flared (%)
Default | 1% | The 1% default factor is used by standard GHG accounting protocols, including IPCC and EPA (EPA, 2016, Evaluating the Air Quality, Climate & Economic Impacts of Biogas Management Technologies, EPA 600/R-16/099, p. 7).
Enclosed | 0% | GHG Methodologies for Sewer CH4, Methanol-Use CO2, and Biogas-Combustion CH4 and their Significance for Centralized Wastewater Treatment, J Willis PhD Thesis 2017
Candlestick | 5% | GHG Methodologies for Sewer CH4, Methanol-Use CO2, and Biogas-Combustion CH4 and their Significance for Centralized Wastewater Treatment, J Willis PhD Thesis 2017
User-defined | 0.3% | User Defined
Emissions from Combusting Biogas for Energy Recovery
Percentage of methane emitted directly to the atmosphere when biogas is burned or flared (%)
Normal | 0.3% | Smith et al, 2000; Foley & Lant, 2007
Inefficient | 1% | The 1% default factor is used by standard GHG accounting protocols, including IPCC and EPA (EPA, 2016, Evaluating the Air Quality, Climate & Economic Impacts of Biogas Management Technologies, EPA 600/R-16/099, p. 7). Also: U. S. EPA, 2007, Inventory of Greehouse Gas Emissions and Sinks p. 8-8
User-defined | 1.5% | 1.5% for internal combustion engines, GHG Methodologies for Sewer CH4, Methanol-Use CO2, and Biogas-Combustion CH4 and their Significance for Centralized Wastewater Treatment, J Willis PhD Thesis 2017
Biogas CO₂ emission factor from combustion of methane portion (kg CO₂/m3) | 0.9267 | The Climate Registry Local Govt Ops Protocol, 2008, p. 174 - and converted from ft3 to m3
Combined Heat and Power Engines -specific data
CHP engine conversion to electricity (to be used with 100% efficicent of BTUs to kWh conversion) | 35% | SRT recommendation
CHP engine conversion to heat (units of steam) additive with electricity conversion with CHP | 42% | SRT recommendation - suggested 22% for high-grade heat and 20% for low-grade heat; there is no distinction here
CHP overall efficiency of conversion of energy from biogas (calculated from above) | 77%
Renewable Natural Gas - specific data
Parasitic Load from gas conditioning and injection-natural gas and electricity combined (% of biogas btu value) | 16.9% | from Northern Titlh, based on NYC DEP calculations
BioDrying - (Info based on BFT technology)
Electricity Use
Electricity Use for heating when required (kWh/Mg-dry) | 1542.8 | from BFT 5-page brochure "The Unique BioForceTech Process"
Electricity Use for ancillary equipment (kWh/Mg-dry) | 154.28 | from BFT 5-page brochure "The Unique BioForceTech Process"
Thermal Drying
Electricity Use (kWh/Mg-dry) | 214 | From Windsor, Canada data
Alkaline Stabilization
Emissions associated with lime production (Mg CO2 eq/Mg lime) | 0.9 | Carnegie Mellon Green Design Inst. (http://www.eiolca.net/accessed March 2010)
Amount of lime added to sludge for Class B stabilization (Mg lime/Mg sludge-dry wt.) | 0.2 | estimate based on experience with Blue Plains WWTP, District of Columbia
Amount of lime added to sludge for Class A stabilization (Mg lime/Mg sludge-dry wt.) | 0.3 | data from Halifax, Nova Scotia N-Viro process
Electricity use for Class B stabilization (kWh/Mg-wet) | 4.87 | Mark Gould, CDM personal communication
Electricity use for Class A stabilization (kWh/Mg-wet) | 3.7 | Based on actual data from Casella Grasslands facility via Abbie Webb 4-2022
Fuel use for Class A stabilization (kg CO₂ eq/Mg-dry biosolids) | 15.6 | Based on actual data from Casella Grasslands facility via Abbie Webb 4-2022
Composting
Set up and Break Down piles
Fuel - windrow (L/Mg feedstock- wet) | 5 | Recycled Organics Unit (2006) as referenced in Brown et al, JEQ 2008
Fuel - Aerated Static Piles (ASP) (L/Mg feedstock- wet) | 2.5 | Brown et al, JEQ 2008
Fuel - for grinding (L/Mg feedstock- wet) | 3.3 | Brown et al, JEQ 2008
Emissions During Composting
CH4 emissions from composting - uncovered (% of initial C content) | 0.0006232 | Amlinger et al 2008, averages calculated by Northern Tilth
CH4 emissions from composting - covered or biofilter (% of initial C content) | 0% | Brown et al, JEQ 2008
N2O emissions from composting with low C:N (% of initial N content) | 0.000137 | Amlinger et al 2008, averages calculated by Northern Tilth
N2O emissions from composting high C:N (% of initial N content) | 0% | Brown et al, JEQ 2008
Solids content above which no CH4 or N2O is generated during composting | 55% | BEAM default
Cut-off between low and high C:N | 30 | BEAM default
Electricity Requirements for Composting
Complete in-vessel electricity use (kWh / dry Mg sludge) | 291 | Beecher, 2008, based on Merrimack electricity bill for full composting building, including aeration, turning, office space lighting, and biofilter
Aeration electricity use ASP (kWh/dry Mg sludge in compost blend) | 180 | 90 is the value in Brown et al, JEQ 2008 - the reference within the study is Steve Diddy personal communication - and this 180 is assuming that, on a dry weight basis, biosolids and wood feedstocks will be mixed 1 to 1
Compost Feedstocks Typical Characteristics | Sawdust | Sawdust density, solids and nitrogen data from On-Farm Composting Handbook 1992 average values, TVS from Bill Seekins data (ME Dept. Ag)
Density (kg/m3) | 250 | Sawdust density, solids and nitrogen data from On-Farm Composting Handbook 1992 average values, TVS from Bill Seekins data (ME Dept. Ag)
Solids content (%) | 61%
Total nitrogen (%-dry weight) | 0.24%
TVS(%-dry weight) | 92.5%
Organic carbon(%-dry weight) | 51.8%
Carbon Sequestration
From biosolids/compost applications (Mg CO2/dry Mg-biosolids)
Current Default | 0.15 | Default here is in the lower end of the range of 0.014 to 0.54 Mg CO2e/dry MG soil amendment in lit. review by Villa & Ryalls, 2021. The former value in BEAM v. 1.1. of 0.66 was from Powlson et al., 2012 & 2019 lit. review by Northern Tilth. The level in this updated default value is suggested by a larger lit review due out in 2022: Badzmierowski, 2022.
Old Default | 0.66 | Powlson et al 2012 and rudimentary literature review by Dr. Sally Brown and Northern Tilth
WARM FW | 0.95 | from WARM Documentation for Greenhouse Gas Emission and Energy Factors Used in the Waste Reduction Model, Management Practices Chapter, 2018. Calculated using C sequestration value of 0.24 Mg CO2E/wet ton food waste and food waste solids content of 27.8%
User-defined | 0 | User Defined
From biochar (pyrolysis operations) (% of organic carbon in biochar that is sequestered) | 90% | from Nan et al. 2020 Journal of Cleaner Production (based on 10% of carbon being mineralized after applying biochar to soil)
Fertilizer Off-set Credits
Credit for Nitrogen (kg CO2/kg N) | 4 | Recycled Organics Unit, 2006
Credit for Phosphorus (kg CO2/kg P) | 2 | Recycled Organics Unit, 2006 - as per SLB, we will not go into nutrient availability indices; a kg of N or P is simply a kg of N or P
Landfill Disposal
Landfill gas recovery, average U. S. | 75% | U. S. EPA, The Climate Registry Local Govt Protocol, 2008
Using same N₂O emissions from composting- <30:1 C:N (% of initial N content) for landfilling (1.5%) | 1.5% | Brown et al, JEQ 2008
f - model correction factor to account for uncertainties | 75% | CDM - Tool to determine methane emissions avoided from dumping waste as a solid waste disposal site (version 8).
OX - oxidation factor based on amount of methane oxidized by soil cover - if high quality soil or compost cover | 25% | BEAM default
OX - oxidation factor based on amount of methane oxidized by soil cover - if low quality soil cover | 10% | CDM - Tool to determine methane emissions avoided from dumping waste as a solid waste disposal site (version 2).
F - fraction of methane in landfill gas | 50% | CDM - Tool to determine methane emissions avoided from dumping waste as a solid waste disposal site (version 2).
DOCf - fraction of degradable organic carbon that can decompose
Complete Digestion | 50% | CDM - Tool to determine methane emissions avoided from dumping waste as a solid waste disposal site (version 2).
Partial Digestion | 65% | BEAM default
Undigested/Raw | 80% | Brown, et al., 2008; Metcalf & Eddy, 2003, p. 1514 - equation calculated out to 100 days
User-defined | 45% | User Defined
MCF - methane correction factor - anaerobic managed landfills | 1 | CDM - Tool to determine methane emissions avoided from dumping waste as a solid waste disposal site (version 2).
K-decay rate constant for DOC in biosolids - MAT
cool dry | 0.06 | MAT < 20oC and MAP/PET <1; CDM - Tool to determine methane emissions avoided from dumping waste as a solid waste disposal site (version 2). | [6 empty] | MAT = mean annual temperature
cool wet | 0.185 | MAT < 20oC and MAP/PET >1; CDM - Tool to determine methane emissions avoided from dumping waste as a solid waste disposal site (version 2). | [6 empty] | MAP = mean annual precipitation
warm dry | 0.085 | MAT > 20oC and MAP/PET <1; CDM - Tool to determine methane emissions avoided from dumping waste as a solid waste disposal site (version 2).
warm wet | 0.4 | MAT > 20oC and MAP/PET >1; CDM - Tool to determine methane emissions avoided from dumping waste as a solid waste disposal site (version 2).
User-defined | 0.6 | User Defined
Combustion
Methane emissions
Methane emissions from incineration (Mg CH₄/dry Mg solids burned, assuming 20% solids) | 4.85e-05 | IPCC, 2006, as cited in Foley & Lant, WSAA, p. 46.
N2O Emissions
Increase in N₂O default emissions SNCR using urea catalyst | 20% | BEAM default
% decrease in N₂O emissions for semi-dry solids content (24-87%) | 50% | BEAM default based on Suzuki et al. 2003
% decrease in N₂O emissions for dry solids content (>87%) | 60% | BEAM default based on Suzuki et al. 2003
% conversion N to N2O during combustion = 161.3 - 0.140*Tf where Tf = max. freeboard temp. in oK |  | Suzuki et al. 2003
constant 1 for above equation | 161.3 | Suzuki et al. 2003
constant 2 for above equation | 0.14 | Suzuki et al. 2003
Lowest combustion temperature to be used in Suzuki equation (oC) | 750 | to ensure that max levels from calculation do not exceed max reported levels in Suzuki et al. 2003
SRT notes: One WRRF found the following equation fit their stack emissions data (compare this to Suzuki et al equation above: Pounds N₂O per dry ton sludge = (-0.045T_freeboard) + 75.57). IPCC EFDB includes measured data averaging 607 g N₂O/MG wet sludge (2.757 kg/dry MG sludge). The French GHG calculator model uses 1.64 kg/dry MG sludge (if temp. is not known). Recent measurements at one SSI showed 1.4 kg N₂O/dry MG sludge burned.
Energy Recovery Potential from Sludge
MJ/Mg sludge - dry wt. - undigested (assumes a 50/50 blend of primary and secondary) | 23000 | Metcalf & Eddy, 2003, p. 1588 (average of undigested primary and secondary)
MJ/Mg sludge - dry wt. - digested | 12000 | Metcalf & Eddy, 2003, p. 1588 (average for anaerobically digested sludge)
Electricity Use
Muliple Hearth Furnace electricity use - (kWh/Mg sludge - dry wt.) - includes pollution control | 285 | NEORSD data from Bob Dominak personal communication
Fluidized Bed Incinerator electricity use - (kWh/Mg sludge - dry wt.) - includes pollution control | 200 | NEORSD data from Bob Dominak personal communication - 70% of MHF electricity requirements
Fuel Requirements
Energy required to remove water from sludge (GJ/Mg-water) | 4.5 | Metcalf & Eddy, 2003, p. 1588
Expected efficiency in converting chemical energy in biosolids to usable energy | 80% | BEAM default
Additional fuel required for Multiple Hearth Furnace due to shut downs | 20% | BEAM default
Credit for use of ash in cement manufacturing
kg-CO2 eq/Mg biosolids (dry wt.) | 1.2675 | Murray et al. 2008 - Table S20; see calculation, below
Pyrolysis
Methane emissions
Methane emissions from pyrolysis (g CH₄/dry Mg solids pyrolysed) | 2.65 | average value from BFT data based on FTIR analysis completed by Montrose Environmental, corrected to 0 oC
| 3.58 | max value from BFT data based on FTIR analysis completed by Montrose Environmental, corrected to 0 oC to use for sensitivity analysis
N2O Emissions
N₂O emissions from pyrolysis (g N₂O / dry Mg solids pyrolysed) | 5.23 | average value from BFT data based on FTIR analysis completed by Montrose Environmental, corrected to 0 oC
| 15.34 | max value from BFT data based on FTIR analysis completed by Montrose Environmental, corrected to 0 oC to use for sensitivity analysis
Mass Reduction (%) During Pyrolysis
BFT | 50% | BFT reported mass reduction (%)
User-defined 1 | 45% | User-defined 1
User-defined 2 | 55% | User-defined 2
User-defined 3 | 65% | User-defined 3
Electricity Use
Electricity Use for heating when required (kWh/Mg-dry) | -2115.84 | from BFT 5-page brochure "The Unique BioForceTech Process"
Electricity Use for ancillary equipment (kWh/Mg-dry) | 123.424 | from BFT 5-page brochure "The Unique BioForceTech Process" (includes water loop)
Electricity credit for using excess heat from pyrolysis in biodrying (kWh/Mg-dry) | -573.04
Land Application
Emissions During Land Application
N2O emissions from land application - coarse textured soils (% of initial N content) | 0% | Based on Rochette et al 2018 finding that commercial N and organic N applications provide equal N2O emissions
N2O emissions from land application - fine textured soils (% of initial N content) | 2.75% | Rochette et al 2018, difference between commercial N and organic N applications on fine textured soils
Default value for percent of fine-textured soils in a land application program | 50% | BEAM default
Minimum solids content of biosolids at which N2O emissions is reduced on fine textured soils | 80% | BEAM default
Reduction in N2O emissions on fine-textured soils from high solids content in biosolids | 100% | Rochette et al 2018 Org N (when normalized to actual N application rate) is approximately 2x the amount of N2O from land ap of commercial fert; we used to give 50% reduction for dry material. Now that we are assuming the material is always replacing commercial fert in the land ap scenarios, this old 50% reduction is equivalent to all of difference between Org N and commerical N fertilizer sources
Land Application/Compost climate - MAP/PET<1 - Humid | Humid
Land Application/Compost climate - MAP/PET<1 - Arid | Arid
CH₄ emissions during storage of biosolids prior to land application (kg/m3-day) | 0.0091 | average of uncovered raw and digested, winter and summer for cattle slurry from Clemens et al 2006 normalized to 1 day
NO₂ emissions during storage of biosolids prior to land application (kg/m3-day) | 0.00043 | average of uncovered raw and digested, winter and summer for cattle slurry from Clemens et al 2006 normalized to 1 day
Fuel Use During Land Application
Tractor fuel use (l-diesel/hr) | 25 | http://tractortestlab.unl.edu
Time to apply (loads/hr) | 3 | estimate
Size of loads (m3) | 13 | estimate
Mg CO2/wet Mg of biosolids applied | 0.0044291 | calculated from numbers above
Conversions
Conversions and Constants
|  | km | = | 0.62137 | miles
|  | liter | = | 0.26417 | gallons
|  | MJ | = | 947.817 | Btu
|  | GJ | = | 947817 | Btu
|  | oK | = | 273.15 | + oC
|  | g | = | 454 | # |  |  |  |  | CDM - Tool to determine methane emissions avoided from dumping waste as a solid waste disposal site (version 2).
|  | kg | = | 2.205 | # |  |  |  |  | BEAM default
|  | Mg | = | 1000 | kg |  |  |  |  | Brown, et al., 2008; Metcalf & Eddy, 2003, p. 1514 - equation calculated out to 100 days
|  | Mg | = | 1.102 | short ton |  |  |  |  | User defined
|  | short ton | = | 2000 | #
|  | m3 | = | 1.31 | Y3
|  | Y3 | = | 27 | ft3 | [8 empty] | Pyrolysis unit type | Mass loss (%)
|  | m3 | = | 35.37 | ft3 | [8 empty] | BFT | 50%
|  | m3 | = | 264.17 | gallons | [8 empty] | Other 1 | 45%
|  | ft3 | = | 7.48 | gallons | [8 empty] | Other 2 | 55%
|  | ft3 | = | 28316.85 | ml | [8 empty] | Other 3 | 65%
|  | m3 | = | 1000000 | ml
|  | liter | = | 0.26417 | gallons |  |  |  |  | For 1/2 year used in Landfill Aggressive formulas
|  | water | = | 8.35 | #/gallon
|  | hp | = | 0.7457 | kW
|  | kWh | = | 3412 | BTU | for | 100% | efficient conversion
|  | MMBTU | = | 1000000 | BTU
|  | km | = | 0.621 | mile
|  | Mg | = | 1 | m3 water
|  | Mg | = | 1000000 | g
|  |  |  | 24 | hours per day
|  |  |  | 365 | days per year
|  |  |  | 100 | percent | convert number to percentage
|  | Kg/m3 | = | 1000 | g/cm3
|  | ft3 | of water = | 62.458 | lbs
|  | Y3 | of water = | 1686.366 | lbs
|  | lb/Y3 | = | 0.5941 | Kg/m3
MW Carbon | 12
MW Oxygen | 16
C to CO2 conversion | 3.6667
MW Hydrogen | 1 |  | Global Warming Potentials (GWP) used in model
C to CH4 conversion | 1.3333 |  |  | GWP Time Horizon (years)
CO2E of CH4 (100-year GWP Time Horizon) | 25 |  |  | 20 | 100
MW Nitrogen | 14 |  |  | GWP (IPCC AR4)
N to N2O conversion | 1.5714 |  | CH4 | 72 | 25
CO2E of N2O (100-year GWP Time Horizon) | 298 |  | N2O | 289 | 298
MW of Calcium | 40
Fraction Carbon in CaCO3 | 0.12
Carbon as a % of TVS | 56% | The Composting Handbook, 2022, Elsevier page 124
Power Generation
Weighted GHG Emission Factors for Power Generation by Province (g/kWh)
| CO2 | CH4 | N2O | total CO2eq*
ASCC Alaska Grid | 498.324 | 0.0454 | 0.006356 | 501.3027 | e-grid 2020 update
ASCC Miscellaneous | 242.4691 | 0.012258 | 0.00227 | 243.3939
WECC Southwest | 384.3637 | 0.024516 | 0.003178 | 385.9717
WECC California | 233.1086 | 0.014528 | 0.001816 | 234.0293 | [6 empty] | Lbs CO2 / MWh | Lbs CH4 / GWh | Lbs N2O / GWh
ERCOT All | 371.6444 | 0.023608 | 0.003178 | 373.2057 | [5 empty] | NPCC NYC/Westchester | 635.8 | 22 | 3
FRCC All | 379.1259 | 0.022246 | 0.002724 | 380.5542 | [5 empty] | NPCC Upstate NY | 294.7 | 21 | 3
HICC Miscellaneous | 519.0251 | 0.04994 | 0.007718 | 522.6103
HICC Oahu | 750.4402 | 0.080812 | 0.012258 | 756.1293
MRO East | 692.9738 | 0.063106 | 0.00908 | 697.2664
MRO West | 444.7093 | 0.047216 | 0.00681 | 447.9318 | [5 empty] | CAMX - WECC California | 496.5 | 34 | 4
NPCC New England | 239.8201 | 0.033596 | 0.00454 | 241.9725
WECC Northwest | 272.385 | 0.025424 | 0.003632 | 274.1188
NPCC NYC/Westchester | 288.1138 | 0.009988 | 0.001362 | 288.7245
NPCC Long Island | 546.5829 | 0.062652 | 0.008172 | 550.5513
NPCC Upstate NY | 106.0144 | 0.007264 | 0.000908 | 106.4625
Puerto Rico Miscellaneous | 727.3915 | 0.03859 | 0.006356 | 730.2572
RFC East | 296.2159 | 0.02043 | 0.002724 | 297.5398
RFC Michigan | 523.4883 | 0.045854 | 0.006356 | 526.5533
RFC West | 447.1796 | 0.039044 | 0.005448 | 449.8314
WECC Rockies | 519.7397 | 0.045854 | 0.006356 | 522.8341
SPP North | 433.1305 | 0.0454 | 0.006356 | 436.2164
SPP South | 423.0172 | 0.02724 | 0.004086 | 424.8491
SERC Mississippi Valley | 336.123 | 0.014528 | 0.001816 | 337.0646
SERC Midwest | 672.2373 | 0.070824 | 0.010442 | 677.0729
SERC South | 390.5213 | 0.02724 | 0.004086 | 392.3391
SERC Tennessee Valley | 378.7186 | 0.03405 | 0.004994 | 381.0172
SERC Virginia/Carolina | 282.8924 | 0.0227 | 0.003178 | 284.3325
U.S. | 371.5032 | 0.02951 | 0.004086 | 373.4699
AB | 920 | 0.02762 | 0.01723 | 925.825 | Climate Registry, Canadian Emissions Factors for Grid Electricity by Province from 3/2/09 update
BC | 20 | 0.0004286 | 0.0004839 | 20.1549
MB | 10 | 0.0004762 | 0.0002581 | 10.0888
PE | 150 | 0.001905 | 0.003065 | 150.961
QC | 10 | 0.001429 | 0.0001613 | 10.0838
NYC-specific |  |  |  | 320 | based on NYC_GHG_Inventory_back_calc spreadsheet provided to Northern Tilth by M Amar NYC DEP on 6/17/2022
User Defined 2 |  |  |  | 189
For Dropdowns
| Transportation | Truck
Rail
Round Trip
One Way
| Truck load (wet tons) | 30 | Truck Capacity used for NYC DEP
| Landfill cover quality | no cover
low
high
| Generic | yes
no
| Destination - Management Category | Landfill
Combustion
Composting
Land_Application
| Landfill Gas Capture Scenario | Typical
Worst-case
|  | Aggressive | 0.5 | to adust for 1/2 year in Aggressive LF calcs
CA Regulatory
| Compost System | Windrow
ASP
In-vessel
| Processing prior to land application | Thermal Drying
Alk Stab
Other
Pyrolysis_LA
| Combustion Process | Multiple Hearth Furnace
Fluidized Bed
Gasification
Pyrolysis_C
| Climate (MAP/PET) | Humid
Arid
| Type of Thickener | centrifuge
other
| Type of De-watering Equipment | centrifuge
other
| Degree of Stabilization | Class A
Class B
| Disposition of Ash | P-fertilizer
cement
none
| Type of Biosolids for Land App | unprocessed
digested
limed
pyrolyzed
Note on A73: [Threaded comment] Your version of Excel allows you to read this threaded comment; however, any edits to it will get removed if the file is opened in a newer version of Excel. Learn more: https://go.microsoft.com/fwlink/?linkid=870924 Comment: Any updates on this factor?

## Misc Emissions (hidden)
Miscellaneous Emissions | Scenario 1 |  | Scenario 2 |  | Scenario 3 |  | Scenario 4 |  | Scenario 5 |  | Scenario 6 |  | Scenario 7 |  | Scenario 8 |  | Scenario 9 |  | Scenario 10
| Landfill |  | Co-digestion |  | 0 |  | 0 |  | 0 |  | 0 |  |  |  | 0 |  | 0 |  | 0
Unit Processes & Inputs | Inputs & Daily Emissions | Default Input (Optional) | Inputs & Daily Emissions | Default Input (Optional) | Inputs & Daily Emissions | Default Input (Optional) | Inputs & Daily Emissions | Default Input (Optional) | Inputs & Daily Emissions | Default Input (Optional) | Inputs & Daily Emissions | Default Input (Optional) | Inputs & Daily Emissions | Default Input (Optional) | Inputs & Daily Emissions | Default Input (Optional) | Inputs & Daily Emissions | Default Input (Optional) | Inputs & Daily Emissions | Default Input (Optional)
Electricity Use
Electricity use (kWh/day) | 0 |  | 0 |  | 0 |  | 0 |  | 0 |  | 0 |  | 0 |  | 0 |  | 0 |  | 0
CO2 emissions from electricity used (Mg/day) | 0 |  | 0 |  | 0 |  | 0 |  | 0 |  | 0 |  | 0 |  | 0 |  | 0 |  | 0
Diesel Use
Diesel Use (liters/day) | 0 |  | 0 |  | 0 |  | 0 |  | 0 |  | 0 |  | 0 |  | 0 |  | 0 |  | 0
CO2 emissions from diesel used (Mg/day) | 0 |  | 0 |  | 0 |  | 0 |  | 0 |  | 0 |  | 0 |  | 0 |  | 0 |  | 0
Propane Use
Propane use (kg/day) | 0 |  | 0 |  | 0 |  | 0 |  | 0 |  | 0 |  | 0 |  | 0 |  | 0 |  | 0
CO2 emissions from propane used (Mg/day) | 0 |  | 0 |  | 0 |  | 0 |  | 0 |  | 0 |  | 0 |  | 0 |  | 0 |  | 0
Natural Gas Use
Natural gas use (m3/day) | 0 |  | 0 |  | 0 |  | 0 |  | 0 |  | 0 |  | 0 |  | 0 |  | 0 |  | 0
CO2 emissions from natural gas used (Mg/day) | 0 |  | 0 |  | 0 |  | 0 |  | 0 |  | 0 |  | 0 |  | 0 |  | 0 |  | 0
CO2 equivalents (Mg/year) | 0 |  | 0 |  | 0 |  | 0 |  | 0 |  | 0 |  | 0 |  | 0 |  | 0 |  | 0
Scope 1 | 0 |  | 0 |  | 0 |  | 0 |  | 0 |  | 0 |  | 0 |  | 0 |  | 0 |  | 0
Scope 2 | 0 |  | 0 |  | 0 |  | 0 |  | 0 |  | 0 |  | 0 |  | 0 |  | 0 |  | 0
Scope 1 & 2 | 0 |  | 0 |  | 0 |  | 0 |  | 0 |  | 0 |  | 0 |  | 0 |  | 0 |  | 0
Scope 3 | 0 |  | 0 |  | 0 |  | 0 |  | 0 |  | 0 |  | 0 |  | 0 |  | 0 |  | 0
Biomass combustion | - |  | - |  | - |  | - |  | - |  | - |  | - |  | - |  | - |  | -
Instructions and Notes
General: Enter data for any additional emissions not accounted for on other unit process sheets.
Key
| Input |  |  | 0
| Default from reference values |  |  | 0
| Data used to calculate default (for info only) |  |  | 0
| Process output |  |  | 0
| Input with possible cell reference |  |  | 0
| Calculated result |  |  | 0